## Summary
EPA IPM Summary Run Results
Projections for Continental U.S.
Final Rule Sens High Demand
All costs and prices are in 2022-year dollars | Values in red are rounded to zero, not equal to zero
NATIONWIDE EMISSIONS | 2028 | 2030 | 2035 | 2040 | 2045 | 2050 | 2055
SO2 (million tons) | 0.37539 | 0.30775 | 0.15769 | 0.13984 | 0.013614 | 0.016325 | 0.017092
NOx (million tons) | 0.4112 | 0.35403 | 0.2292 | 0.17765 | 0.086965 | 0.11086 | 0.12064
CO2 (million metric tons) | 1074.2388 | 1025.0884 | 677.2725 | 459.6017 | 299.4076 | 427.4298 | 492.7949
Hg (tons) | 2.7684 | 2.7247 | 2.4173 | 2.307 | 1.2746 | 1.2881 | 1.3059
HCL (Mtons) | 2.0955 | 1.8621 | 1.2173 | 1.088 | 0.10304 | 0.11656 | 0.11717
TOTAL COSTS | 2028 | 2030 | 2035 | 2040 | 2045 | 2050 | 2055
Total Costs (billion $) | 134.5253 | 144.4253 | 161.367 | 168.8277 | 188.2899 | 202.1071 | 225.1226
PRICES | 2028 | 2030 | 2035 | 2040 | 2045 | 2050 | 2055
National Wholesale Electricity Price (mills/kWh) | 35.3761 | 40.2201 | 40.2261 | 34.6196 | 29.6181 | 39.6281 | 43.6168
Natural Gas Prices (2022 $/MMBtu)
Henry Hub | 3.061 | 3.3343 | 3.6127 | 3.388 | 3.5852 | 4.375 | 4.811
Delivered | 3.1394 | 3.4113 | 3.6352 | 3.3579 | 3.574 | 4.3665 | 4.8036
Minemouth Coal Prices (2022 $/MMBtu)
Appalachia | 1.4406 | 1.481 | 1.5815 | 1.563 | 2.2654 | 2.398 | 2.3977
Imports | 2028: 4.729; 2030: 4.4503; 2035: 4.3028
Interior | 1.5355 | 1.5845 | 1.7289 | 1.7911 | 1.8652 | 1.9856 | 2.0036
Waste Coal | 2028: 0.58848; 2030: 0.9348; 2035: 0.38324; 2040: 2.2899
West | 0.85097 | 0.92121 | 0.99465 | 1.0691 | 1.4785 | 1.2613 | 1.2722
National | 1.0829 | 1.1936 | 1.2676 | 1.4024 | 1.6975 | 1.6386 | 1.649
TOTAL CAPACITY (Cumulative GW) | 2028 | 2030 | 2035 | 2040 | 2045 | 2050 | 2055
Hydro | 102.4067 | 104.5827 | 108.2198 | 111.8839 | 112.6541 | 112.6541 | 112.6541
Non-Hydro Renewables | 443.9642 | 495.3247 | 755.6324 | 1072.3121 | 1436.6106 | 1474.7028 | 1575.1952
Biomass | 0.2029 | 0.2029 | 0.1909 | 0.1444 | 0.1444 | 0.1444 | 0.1444
Geothermal | 3.2112 | 3.2112 | 3.2112 | 3.2112 | 3.2853 | 3.2853 | 3.2853
Landfill Gas | 3.0753 | 3.0753 | 3.0764 | 3.0764 | 3.0764 | 4.7715 | 5.5577
Solar | 184.5954 | 189.4197 | 305.8284 | 378.4163 | 568.939 | 597.5024 | 637.1165
Wind | 252.8794 | 299.4156 | 443.3254 | 687.4639 | 861.1656 | 868.9993 | 929.0914
Distributed Solar PV | 83.124 | 94.6302 | 126.1887 | 161.0778 | 197.6124 | 242.6817 | 300.4437
Coal | 92.7349 | 66.0298 | 21.4261 | 19.3148 | 0.91783 | 0.86853 | 0.86853
Coal without CCS | 92.6272 | 65.1618 | 1.5491 | 0.1756 | 0.1756 | 0.1263 | 0.1263
IGCC without CCS | 0.10773 | 0.10773 | 0 | 0 | 0 | 0 | 0
Coal with CCS | 0 | 0.76032 | 19.8771 | 19.1392 | 0.74223 | 0.74223 | 0.74223
Energy Storage | 46.0458 | 54.6214 | 123.9816 | 144.4427 | 189.1055 | 189.3828 | 192.9738
Nuclear | 93.5696 | 90.882 | 83.6945 | 79.0619 | 64.844 | 46.875 | 30.0422
Natural Gas | 482.8555 | 490.2885 | 505.2942 | 572.2218 | 645.2365 | 765.4386 | 860.437
CC without CCS | 320.4203 | 322.3572 | 320.5767 | 320.7438 | 314.7781 | 334.9795 | 372.807
CC with CCS | 0 | 0 | 0.89659 | 0.89659 | 0.89659 | 0.89659 | 0.89659
CT | 162.4352 | 167.9313 | 183.821 | 250.5815 | 329.5618 | 429.5625 | 486.7334
Oil/Gas Steam | 68.0268 | 76.13 | 72.727 | 71.657 | 71.629 | 69.0054 | 68.9632
Other | 6.5003 | 6.5003 | 6.5003 | 6.5003 | 6.5003 | 6.5003 | 6.5003
Grand Total | 1336.1038 | 1384.3594 | 1677.476 | 2077.3946 | 2527.4979 | 2665.4276 | 2847.6344
NEW MODELED CAPACITY (Cumulative GW) | 2028 | 2030 | 2035 | 2040 | 2045 | 2050 | 2055
Hydro | 0 | 2.176 | 5.8131 | 9.4772 | 10.2474 | 10.2474 | 10.2474
Non-Hydro Renewables | 94.7655 | 146.126 | 406.4477 | 723.1739 | 1087.4724 | 1125.5646 | 1226.057
Biomass | 0 | 0 | 0 | 0 | 0 | 0 | 0
Geothermal | 0.60183 | 0.60183 | 0.60183 | 0.60183 | 0.67588 | 0.67588 | 0.67588
Landfill Gas | 1.542 | 1.542 | 1.5431 | 1.5431 | 1.5431 | 3.2382 | 4.0244
Solar | 13.8295 | 18.6538 | 135.0645 | 207.6524 | 398.1751 | 426.7385 | 466.3526
Wind | 78.7922 | 125.3284 | 269.2382 | 513.3767 | 687.0784 | 694.9121 | 755.0042
Coal | 0 | 0 | 0 | 0 | 0 | 0 | 0
Coal without CCS | 0 | 0 | 0 | 0 | 0 | 0 | 0
IGCC without CCS | 0 | 0 | 0 | 0 | 0 | 0 | 0
Coal with CCS | 0 | 0 | 0 | 0 | 0 | 0 | 0
Energy Storage | 2.6125 | 11.1881 | 80.5483 | 101.0094 | 145.6722 | 145.9495 | 149.5405
Nuclear | 0 | 0 | 0 | 0 | 0 | 1.5106 | 1.5106
Natural Gas | 38.137 | 46.0385 | 62.5761 | 130.1316 | 219.5416 | 351.7108 | 447.3623
CC without CCS | 26.8126 | 28.7495 | 27.7832 | 28.4143 | 28.4143 | 56.1153 | 94.5959
CC with CCS | 0 | 0 | 0.83226 | 0.83226 | 0.83226 | 0.83226 | 0.83226
CT | 11.3244 | 17.289 | 33.9606 | 100.8851 | 190.295 | 294.7632 | 351.9341
Other | 0 | 0 | 0 | 0 | 0 | 0 | 0
Grand Total | 135.515 | 205.5286 | 555.3852 | 963.7922 | 1462.9336 | 1634.983 | 1834.7178
NEW HARDWIRED CAPACITY (Cumulative GW) | 2028 | 2030 | 2035 | 2040 | 2045 | 2050 | 2055
Hydro | 0 | 0 | 0 | 0 | 0 | 0 | 0
Non-Hydro Renewables | 34.1295 | 34.1295 | 34.1295 | 34.1295 | 34.1295 | 34.1295 | 34.1295
Biomass | 0 | 0 | 0 | 0 | 0 | 0 | 0
Geothermal | 0 | 0 | 0 | 0 | 0 | 0 | 0
Landfill Gas | 0 | 0 | 0 | 0 | 0 | 0 | 0
Solar | 27.4982 | 27.4982 | 27.4982 | 27.4982 | 27.4982 | 27.4982 | 27.4982
Wind | 6.6313 | 6.6313 | 6.6313 | 6.6313 | 6.6313 | 6.6313 | 6.6313
Coal | 0 | 0 | 0 | 0 | 0 | 0 | 0
Coal without CCS | 0 | 0 | 0 | 0 | 0 | 0 | 0
IGCC without CCS | 0 | 0 | 0 | 0 | 0 | 0 | 0
Coal with CCS | 0 | 0 | 0 | 0 | 0 | 0 | 0
Energy Storage | 13.3849 | 13.3849 | 13.3849 | 13.3849 | 13.3849 | 13.3849 | 13.3849
Nuclear | 0 | 0 | 0 | 0 | 0 | 0 | 0
Natural Gas | 7.5348 | 7.5348 | 7.5348 | 7.5348 | 7.5348 | 7.5348 | 7.5348
CC without CCS | 5.7411 | 5.7411 | 5.7411 | 5.7411 | 5.7411 | 5.7411 | 5.7411
CC with CCS | 0 | 0 | 0 | 0 | 0 | 0 | 0
CT | 1.7937 | 1.7937 | 1.7937 | 1.7937 | 1.7937 | 1.7937 | 1.7937
Other | 0 | 0 | 0 | 0 | 0 | 0 | 0
Grand Total | 55.0492 | 55.0492 | 55.0492 | 55.0492 | 55.0492 | 55.0492 | 55.0492
RETIREMENTS (GW) | 2028 | 2030 | 2035 | 2040 | 2045 | 2050 | 2055
CC Retirements | 0.86188 | 0.86188 | 1.6012 | 2.0652 | 8.0309 | 15.5305 | 16.1835
Coal Retirements | 48.9834 | 66.1475 | 101.4388 | 103.5502 | 121.9471 | 121.9964 | 121.9964
CT Retirements | 0.4801 | 0.9486 | 1.7305 | 1.8945 | 12.3241 | 16.7916 | 16.7916
Nuclear Retirements | 0 | 2.6876 | 9.8751 | 14.5077 | 28.7256 | 48.2052 | 65.038
O/G Retirements | 8.1135 | 9.1816 | 12.5846 | 13.6546 | 13.6826 | 16.3062 | 16.3485
IGCC Retirements | 0.70727 | 0.70727 | 0.815 | 0.815 | 0.815 | 0.815 | 0.815
Biomass Retirements | 2.9401 | 2.9401 | 2.9521 | 2.9986 | 2.9986 | 2.9986 | 2.9986
Fuel Cell Retirements | 0 | 0 | 0 | 0 | 0 | 0 | 0
Fossil_Other Retirements | 0 | 0 | 0 | 0 | 0 | 0 | 0
Geothermal Retirements | 0 | 0 | 0 | 0 | 0 | 0 | 0
Hydro Retirements | 0.055 | 0.055 | 0.055 | 0.055 | 0.055 | 0.055 | 0.055
Landfill Gas Retirements | 0.126 | 0.126 | 0.126 | 0.126 | 0.126 | 0.126 | 0.126
Non Fossil_Other Retirements | 0 | 0 | 0 | 0 | 0 | 0 | 0
Energy Storage Retirements | 0 | 0 | 0 | 0 | 0 | 0 | 0
Grand Total | 62.2672 | 83.6556 | 131.1783 | 139.6667 | 188.7049 | 222.8245 | 240.3525
GENERATION MIX (thousand GWh) | 2028 | 2030 | 2035 | 2040 | 2045 | 2050 | 2055
Hydro | 291.4204 | 302.1087 | 318.2988 | 335.8857 | 345.6687 | 348.7518 | 349.3327
Non-Hydro Renewables | 1335.447 | 1536.3725 | 2439.8576 | 3542.1546 | 4727.1652 | 4826.0464 | 5138.6633
Biomass | 0.31662 | 0.53407 | 0.55362 | 0.039432 | 0.030442 | 0.43973 | 0.52107
Biomass Co-firing | 0 | 0 | 0 | 0 | 0 | 0 | 0
Geothermal | 21.2702 | 21.2702 | 21.2702 | 21.2702 | 21.7994 | 21.7994 | 21.7994
Landfill Gas | 20.7681 | 20.8182 | 20.3521 | 19.1282 | 17.8846 | 30.1849 | 34.6659
Solar | 409.0744 | 420.7097 | 726.0932 | 903.4699 | 1383.8564 | 1445.3453 | 1539.7733
Wind | 884.0177 | 1073.0403 | 1671.5885 | 2598.2469 | 3303.5944 | 3328.277 | 3541.9036
Distributed Solar PV | 123.3094 | 140.7145 | 187.9973 | 239.8216 | 294.7319 | 361.6 | 447.2696
Coal | 400.3148 | 343.2654 | 145.9073 | 132.6107 | 4.188 | 5.0438 | 5.1646
Coal without CCS (Biomass Co-firing is included) | 399.7028 | 337.3588 | 8.5261 | 0.25024 | 0.17212 | 0.40983 | 0.47614
IGCC without CCS | 0.61196 | 0.74734 | 0 | 0 | 0 | 0 | 0
Coal with CCS | 0 | 5.1593 | 137.3812 | 132.3604 | 4.0159 | 4.634 | 4.6884
Energy Storage | 47.3741 | 59.7748 | 157.2947 | 196.9633 | 318.4566 | 319.2069 | 329.9084
Nuclear | 751.0953 | 729.1116 | 668.6863 | 614.3724 | 467.3402 | 363.9852 | 227.8925
Natural Gas | 1626.6119 | 1668.8417 | 1562.2404 | 1057.1204 | 707.7588 | 1018.8271 | 1195.0218
CC without CCS | 1586.5303 | 1632.7969 | 1498.2843 | 1004.517 | 668.8906 | 952.4599 | 1105.0506
CC with CCS | 0 | 0 | 6.8185 | 6.8185 | 5.1347 | 5.8488 | 5.8902
CT | 40.0815 | 36.0448 | 57.1376 | 45.7848 | 33.7335 | 60.5184 | 84.0809
Oil/Gas Steam | 29.4881 | 26.4216 | 12.6983 | 7.3174 | 6.5168 | 6.4937 | 6.463
Other | 30.9525 | 30.8475 | 30.7627 | 28.8618 | 27.5394 | 27.8175 | 28.0976
Grand Total | 4512.7039 | 4696.7439 | 5335.7461 | 5915.2863 | 6604.6337 | 6916.1724 | 7280.5438
FUEL SUPPLY AND CONSUMPTION | 2028 | 2030 | 2035 | 2040 | 2045 | 2050 | 2055
Coal Use by Region (million tons) | 77 | 69.32 | 66.23 | 72.33 | 69.83 | 71.35 | 70.78
Power Sector
Appalachia | 2028: 34.5304; 2030: 39.302; 2035: 20.0699; 2040: 19.9906
Imports | 2028: 0.17571; 2030: 0.28965; 2035: 0.0025662
Interior | 28.6535 | 32.361 | 26.3324 | 26.2891 | 0.68422 | 1.2429 | 1.3092
Waste Coal | 2028: 7.2702; 2030: 7.1457; 2035: 3.1732; 2040: 3.1732
West | 141.4942 | 103.3967 | 66.2449 | 57.3397 | 2.9636 | 3.1993 | 3.2397
Non-Power Sector | 77 | 69.32 | 66.23 | 72.33 | 69.83 | 71.35 | 70.78
Appalachia | 5.26 | 5.11 | 4.69 | 4.13 | 3.63 | 3.37 | 3.37
Interior | 21.05 | 17.29 | 14.95 | 28.21 | 29.47 | 28.97 | 28.4
West | 50.69 | 46.92 | 46.59 | 39.99 | 36.73 | 39.01 | 39.01
Power Sector Coal Use by Rank (million tons) | 210.4907 | 177.5972 | 113.3151 | 104.2845 | 4.3131 | 5.1074 | 5.2141
Bituminous | 58.7559 | 61.4159 | 33.1814 | 33.07 | 0.00072709
Subbituminous | 123.4917 | 87.759 | 50.1161 | 41.2113 | 2.2801 | 2.4827 | 2.5231
Lignite | 28.2431 | 28.4223 | 30.0176 | 30.0032 | 2.0323 | 2.6247 | 2.691
Natural Gas Use (Trillion cubic feet) | 11.4451 | 11.7043 | 10.9706 | 7.366 | 4.9109 | 7.0246 | 8.158
Note: Distributed Solar PV are not included in the Grand Total of "Total Capacity" and "Generation Mix"
Note on A9: ICFI: All tons are SHORT tons, unless otherwise noted as metric Mtons : thousand tons

## Retrofit Summary
EPA IPM Summary Run Results
Projections for Continental U.S.
Final Rule Sens High Demand
All costs and prices are in 2022-year dollars | Values in red are rounded to zero, not equal to zero
TOTAL CONTROLS (Cumulative GW) | 2028 | 2030 | 2035 | 2040 | 2045 | 2050 | 2055
FGD | 84.6367 | 74.7808 | 36.2892 | 33.445 | 15.5176 | 13.8856 | 13.8433
Existing Scrubber | 84.6367 | 74.7808 | 35.2204 | 32.3762 | 15.5176 | 13.8856 | 13.8433
Existing Wet Scrubber | 63.6296 | 55.5301 | 25.3046 | 23.5338 | 9.3759 | 7.7439 | 7.7016
Existing Dry Scrubber | 21.0071 | 19.2507 | 9.9158 | 8.8425 | 6.1417 | 6.1417 | 6.1417
Retrofit Scrubber | 0 | 0 | 1.0688 | 1.0688 | 0 | 0 | 0
Retrofit Wet Scrubber | 0 | 0 | 1.0688 | 1.0688 | 0 | 0 | 0
Retrofit Dry Scrubber | 0 | 0 | 0 | 0 | 0 | 0 | 0
New Scrubber | 0 | 0 | 0 | 0 | 0 | 0 | 0
New Wet Scrubber | 0 | 0 | 0 | 0 | 0 | 0 | 0
New Dry Scrubber | 0 | 0 | 0 | 0 | 0 | 0 | 0
SCR | 67.869 | 61.9013 | 32.6409 | 31.9005 | 14.7319 | 13.0999 | 13.0577
Existing SCR | 67.869 | 61.1219 | 27.9129 | 27.2113 | 14.0128 | 12.3808 | 12.3386
Retrofit SCR | 0 | 0.7793 | 4.728 | 4.6892 | 0.71912 | 0.71912 | 0.71912
New SCR | 0 | 0 | 0 | 0 | 0 | 0 | 0
SNCR | 10.1363 | 8.3179 | 3.5548 | 3.2948 | 1.2042 | 1.2042 | 1.2042
Existing SNCR | 10.1363 | 8.3179 | 3.5548 | 3.2948 | 1.2042 | 1.2042 | 1.2042
Retrofit SNCR | 0 | 0 | 0 | 0 | 0 | 0 | 0
New SNCR | 0 | 0 | 0 | 0 | 0 | 0 | 0
ACI | 64.5962 | 53.9028 | 31.4181 | 28.5487 | 15.1063 | 14.3083 | 14.3083
Existing ACI | 64.5962 | 53.9028 | 31.4181 | 28.5487 | 15.1063 | 14.3083 | 14.3083
Retrofit ACI | 0 | 0 | 0 | 0 | 0 | 0 | 0
New ACI | 0 | 0 | 0 | 0 | 0 | 0 | 0
CCS | 0 | 0.76032 | 20.7736 | 20.0358 | 1.6388 | 1.6388 | 1.6388
Hardwired CCS | 0 | 0 | 0 | 0 | 0 | 0 | 0
Retrofit CCS | 0 | 0.76032 | 20.7736 | 20.0358 | 1.6388 | 1.6388 | 1.6388
New CCS | 0 | 0 | 0 | 0 | 0 | 0 | 0
DSI | 20.913 | 17.7488 | 12.0654 | 11.7283 | 7.9738 | 7.1758 | 7.1758
Existing DSI | 20.913 | 17.7488 | 12.0654 | 11.7283 | 7.9738 | 7.1758 | 7.1758
Retrofit DSI | 0 | 0 | 0 | 0 | 0 | 0 | 0
C2G | 11.9846 | 21.1078 | 20.0898 | 19.0198 | 19.0198 | 17.3878 | 17.3455
HRI | 0 | 0 | 0 | 0 | 0 | 0 | 0
NGC | 0 | 1.3777 | 1.3735 | 0 | 0 | 0 | 0
GPM | 0 | 0 | 0 | 0 | 0 | 0 | 0
RETROFITS (Cumulative GW) | 2028 | 2030 | 2035 | 2040 | 2045 | 2050 | 2055
FGD | 0 | 0 | 1.0688 | 1.0688 | 0 | 0 | 0
SCR | 0 | 0.7793 | 4.728 | 4.6892 | 0.71912 | 0.71912 | 0.71912
SNCR | 0 | 0 | 0 | 0 | 0 | 0 | 0
ACI | 0 | 0 | 0 | 0 | 0 | 0 | 0
CCS | 0 | 0.76032 | 20.7736 | 20.0358 | 1.6388 | 1.6388 | 1.6388
DSI | 0 | 0 | 0 | 0 | 0 | 0 | 0
C2G | 11.9846 | 21.1078 | 20.0898 | 19.0198 | 19.0198 | 17.3878 | 17.3455
HRI | 0 | 0 | 0 | 0 | 0 | 0 | 0
NGC | 0 | 1.3777 | 1.3735 | 0 | 0 | 0 | 0
GPM | 0 | 0 | 0 | 0 | 0 | 0 | 0
TOTAL CONTROLS IN NEEDS (GW)
FGD | 2028: 120.659
SCR | 2028: 92.835
SNCR | 2028: 18.771
ACI | 2028: 91.464
DSI | 2028: 23.526
Note on A9: ICFI: All tons are SHORT tons, unless otherwise noted as metric Mtons : thousand tons

## All Constraints
Constraint Name | Constraint # | Constraint ID | Constraint Type | Neutralized | LimitType | Constraint Time Frame | Data Field | Unit of Measure | 2028-2029(RY 2028) | 2030-2031(RY 2030) | 2032-2037(RY 2035) | 2038-2041(RY 2040) | 2042-2047(RY 2045) | 2048-2052(RY 2050) | 2053-2059(RY 2055)
#1 - SO2 Title IV Annual Constraint v5.14 | 1 | 7117 | Rate Constraint in MTons | FALSE | L | Annual | Seasons Included | Seasons | Winter, Spring, Summer, Fall | Winter, Spring, Summer, Fall | Winter, Spring, Summer, Fall | Winter, Spring, Summer, Fall | Winter, Spring, Summer, Fall | Winter, Spring, Summer, Fall | Winter, Spring, Summer, Fall
#1 - SO2 Title IV Annual Constraint v5.14 | 1 | 7117 | Rate Constraint in MTons | FALSE | L | Annual | Standard SO2 | Thousand Tons | 7973.0011 | 7973.0011 | 7973.0011 | 7973.0011 | 7973.0011 | 7973.0011 | 7973.0011
#1 - SO2 Title IV Annual Constraint v5.14 | 1 | 7117 | Rate Constraint in MTons | FALSE | L | Annual | Emissions at Affected Plants SO2 | Thousand Tons | 362.1187 | 295.8044 | 141.1993 | 131.1638 | 5.4259 | 6.2235 | 6.2801
#1 - SO2 Title IV Annual Constraint v5.14 | 1 | 7117 | Rate Constraint in MTons | FALSE | L | Annual | Allowances Purchased SO2 | Thousand Tons | 0 | 0 | 0 | 0 | 0 | 0 | 0
#1 - SO2 Title IV Annual Constraint v5.14 | 1 | 7117 | Rate Constraint in MTons | FALSE | L | Annual | Allowances Sold SO2 | Thousand Tons | 0 | 0 | 0 | 0 | 0 | 0 | 0
#1 - SO2 Title IV Annual Constraint v5.14 | 1 | 7117 | Rate Constraint in MTons | FALSE | L | Annual | Allowances Banked | Thousand Tons | 0 | 0 | 0 | 0 | 0 | 0 | 0
#1 - SO2 Title IV Annual Constraint v5.14 | 1 | 7117 | Rate Constraint in MTons | FALSE | L | Annual | Allowances Withdrawn (1:1) | Thousand Tons | 0 | 0 | 0 | 0 | 0 | 0 | 0
#1 - SO2 Title IV Annual Constraint v5.14 | 1 | 7117 | Rate Constraint in MTons | FALSE | L | Annual | Allowances Withdrawn (n:1) | Thousand Tons | 0 | 0 | 0 | 0 | 0 | 0 | 0
#1 - SO2 Title IV Annual Constraint v5.14 | 1 | 7117 | Rate Constraint in MTons | FALSE | L | Annual | Net Emissions Allowance Position | Thousand Tons | 362.1187 | 295.8044 | 141.1993 | 131.1638 | 5.4259 | 6.2235 | 6.2801
#1 - SO2 Title IV Annual Constraint v5.14 | 1 | 7117 | Rate Constraint in MTons | FALSE | L | Annual | Fuel Consumed | TBtu | 15779.5655 | 15477.3233 | 13353.4026 | 9555.2592 | 5099.5586 | 7291.7816 | 8507.8336
#1 - SO2 Title IV Annual Constraint v5.14 | 1 | 7117 | Rate Constraint in MTons | FALSE | L | Annual | Rate | lb/MMBtu | 0.045897 | 0.038224 | 0.021148 | 0.027454 | 0.002128 | 0.001707 | 0.0014763
#1 - SO2 Title IV Annual Constraint v5.14 | 1 | 7117 | Rate Constraint in MTons | FALSE | L | Annual | Generation | TWh | 2045.5012 | 2027.8969 | 1710.5977 | 1192.1739 | 716.5462 | 1027.1045 | 1203.1515
#1 - SO2 Title IV Annual Constraint v5.14 | 1 | 7117 | Rate Constraint in MTons | FALSE | L | Annual | Qualifying Generation | TWh | 2045.5012 | 2027.8969 | 1710.5977 | 1192.1739 | 716.5462 | 1027.1045 | 1203.1515
#1 - SO2 Title IV Annual Constraint v5.14 | 1 | 7117 | Rate Constraint in MTons | FALSE | L | Annual | Rate | lb/MWh | 0.35406 | 0.29174 | 0.16509 | 0.22004 | 0.015145 | 0.012119 | 0.010439
#1 - SO2 Title IV Annual Constraint v5.14 | 1 | 7117 | Rate Constraint in MTons | FALSE | L | Annual | Constraint Shadow Price | US2022$/Ton | 0 | 0 | 0 | 0 | 0 | 0 | 0
#4 - NOx SIPCall Constraint v5.16 | 2 | 7116 | Rate Constraint in MTons | FALSE | L | Annual | Seasons Included | Seasons | Summer | Summer | Summer | Summer | Summer | Summer | Summer
#4 - NOx SIPCall Constraint v5.16 | 2 | 7116 | Rate Constraint in MTons | FALSE | L | Annual | Standard NOX | Thousand Tons | 72.845 | 72.845 | 72.845 | 72.845 | 72.845 | 72.845 | 72.845
#4 - NOx SIPCall Constraint v5.16 | 2 | 7116 | Rate Constraint in MTons | FALSE | L | Annual | Emissions at Affected Plants NOX | Thousand Tons | 4.8865 | 6.1736 | 6.0797 | 5.3064 | 2.4862 | 3.3895 | 3.3942
#4 - NOx SIPCall Constraint v5.16 | 2 | 7116 | Rate Constraint in MTons | FALSE | L | Annual | Allowances Purchased NOX | Thousand Tons | 0 | 0 | 0 | 0 | 0 | 0 | 0
#4 - NOx SIPCall Constraint v5.16 | 2 | 7116 | Rate Constraint in MTons | FALSE | L | Annual | Allowances Sold NOX | Thousand Tons | 0 | 0 | 0 | 0 | 0 | 0 | 0
#4 - NOx SIPCall Constraint v5.16 | 2 | 7116 | Rate Constraint in MTons | FALSE | L | Annual | Allowances Banked | Thousand Tons | 0 | 0 | 0 | 0 | 0 | 0 | 0
#4 - NOx SIPCall Constraint v5.16 | 2 | 7116 | Rate Constraint in MTons | FALSE | L | Annual | Allowances Withdrawn (1:1) | Thousand Tons | 0 | 0 | 0 | 0 | 0 | 0 | 0
#4 - NOx SIPCall Constraint v5.16 | 2 | 7116 | Rate Constraint in MTons | FALSE | L | Annual | Allowances Withdrawn (n:1) | Thousand Tons | 0 | 0 | 0 | 0 | 0 | 0 | 0
#4 - NOx SIPCall Constraint v5.16 | 2 | 7116 | Rate Constraint in MTons | FALSE | L | Annual | Net Emissions Allowance Position | Thousand Tons | 4.8865 | 6.1736 | 6.0797 | 5.3064 | 2.4862 | 3.3895 | 3.3942
#4 - NOx SIPCall Constraint v5.16 | 2 | 7116 | Rate Constraint in MTons | FALSE | L | Annual | Fuel Consumed | TBtu | 556.9977 | 564.1772 | 553.724 | 460.7215 | 359.9659 | 469.6593 | 532.6638
#4 - NOx SIPCall Constraint v5.16 | 2 | 7116 | Rate Constraint in MTons | FALSE | L | Annual | Rate | lb/MMBtu | 0.017546 | 0.021885 | 0.021959 | 0.023035 | 0.013814 | 0.014434 | 0.012744
#4 - NOx SIPCall Constraint v5.16 | 2 | 7116 | Rate Constraint in MTons | FALSE | L | Annual | Generation | TWh | 87.5211 | 86.6183 | 79.6828 | 66.5913 | 57.3576 | 78.3423 | 97.1842
#4 - NOx SIPCall Constraint v5.16 | 2 | 7116 | Rate Constraint in MTons | FALSE | L | Annual | Qualifying Generation | TWh | 80.1432 | 79.8527 | 74.0452 | 61.1902 | 51.5763 | 68.0082 | 76.5094
#4 - NOx SIPCall Constraint v5.16 | 2 | 7116 | Rate Constraint in MTons | FALSE | L | Annual | Rate | lb/MWh | 0.12195 | 0.15462 | 0.16421 | 0.17344 | 0.096409 | 0.099678 | 0.088726
#4 - NOx SIPCall Constraint v5.16 | 2 | 7116 | Rate Constraint in MTons | FALSE | L | Annual | Constraint Shadow Price | US2022$/Ton | 0 | 0 | 0 | 0 | 0 | 0 | 0
#6 - WRAP SO2 Policy Case Constraint | 3 | 7119 | Rate Constraint in MTons | FALSE | L | Annual | Seasons Included | Seasons | Winter, Spring, Summer, Fall | Winter, Spring, Summer, Fall | Winter, Spring, Summer, Fall | Winter, Spring, Summer, Fall | Winter, Spring, Summer, Fall | Winter, Spring, Summer, Fall | Winter, Spring, Summer, Fall
#6 - WRAP SO2 Policy Case Constraint | 3 | 7119 | Rate Constraint in MTons | FALSE | L | Annual | Standard SO2 | Thousand Tons | 89.572 | 89.572 | 89.572 | 89.572 | 89.572 | 89.572 | 89.572
#6 - WRAP SO2 Policy Case Constraint | 3 | 7119 | Rate Constraint in MTons | FALSE | L | Annual | Emissions at Affected Plants SO2 | Thousand Tons | 28.5939 | 17.9856 | 10.0741 | 5.2964 | 1.4396 | 1.4985 | 1.4985
#6 - WRAP SO2 Policy Case Constraint | 3 | 7119 | Rate Constraint in MTons | FALSE | L | Annual | Allowances Purchased SO2 | Thousand Tons | 0 | 0 | 0 | 0 | 0 | 0 | 0
#6 - WRAP SO2 Policy Case Constraint | 3 | 7119 | Rate Constraint in MTons | FALSE | L | Annual | Allowances Sold SO2 | Thousand Tons | 0 | 0 | 0 | 0 | 0 | 0 | 0
#6 - WRAP SO2 Policy Case Constraint | 3 | 7119 | Rate Constraint in MTons | FALSE | L | Annual | Allowances Banked | Thousand Tons | 0 | 0 | 0 | 0 | 0 | 0 | 0
#6 - WRAP SO2 Policy Case Constraint | 3 | 7119 | Rate Constraint in MTons | FALSE | L | Annual | Allowances Withdrawn (1:1) | Thousand Tons | 0 | 0 | 0 | 0 | 0 | 0 | 0
#6 - WRAP SO2 Policy Case Constraint | 3 | 7119 | Rate Constraint in MTons | FALSE | L | Annual | Allowances Withdrawn (n:1) | Thousand Tons | 0 | 0 | 0 | 0 | 0 | 0 | 0
#6 - WRAP SO2 Policy Case Constraint | 3 | 7119 | Rate Constraint in MTons | FALSE | L | Annual | Net Emissions Allowance Position | Thousand Tons | 28.5939 | 17.9856 | 10.0741 | 5.2964 | 1.4396 | 1.4985 | 1.4985
#6 - WRAP SO2 Policy Case Constraint | 3 | 7119 | Rate Constraint in MTons | FALSE | L | Annual | Fuel Consumed | TBtu | 672.4782 | 626.8359 | 542.3046 | 488.7051 | 262.8941 | 369.4637 | 466.0028
#6 - WRAP SO2 Policy Case Constraint | 3 | 7119 | Rate Constraint in MTons | FALSE | L | Annual | Rate | lb/MMBtu | 0.08504 | 0.057385 | 0.037153 | 0.021675 | 0.010952 | 0.0081119 | 0.0064314
#6 - WRAP SO2 Policy Case Constraint | 3 | 7119 | Rate Constraint in MTons | FALSE | L | Annual | Generation | TWh | 71.6432 | 71.9947 | 55.7449 | 54.002 | 32.0747 | 46.1045 | 57.2762
#6 - WRAP SO2 Policy Case Constraint | 3 | 7119 | Rate Constraint in MTons | FALSE | L | Annual | Qualifying Generation | TWh | 71.6432 | 71.9635 | 55.626 | 52.9813 | 31.3961 | 45.2353 | 56.2669
#6 - WRAP SO2 Policy Case Constraint | 3 | 7119 | Rate Constraint in MTons | FALSE | L | Annual | Rate | lb/MWh | 0.79823 | 0.49985 | 0.36221 | 0.19993 | 0.091705 | 0.066254 | 0.053265
#6 - WRAP SO2 Policy Case Constraint | 3 | 7119 | Rate Constraint in MTons | FALSE | L | Annual | Constraint Shadow Price | US2022$/Ton | 0 | 0 | 0 | 0 | 0 | 0 | 0
#CAN - #1 National - SO2 Cap Annual v3.1 | 4 | 7604 | Rate Constraint in MTons | FALSE | L | Annual | Seasons Included | Seasons | Winter, Spring, Summer, Fall | Winter, Spring, Summer, Fall | Winter, Spring, Summer, Fall | Winter, Spring, Summer, Fall | Winter, Spring, Summer, Fall | Winter, Spring, Summer, Fall | Winter, Spring, Summer, Fall
#CAN - #1 National - SO2 Cap Annual v3.1 | 4 | 7604 | Rate Constraint in MTons | FALSE | L | Annual | Standard SO2 | Thousand Tons | 948.21 | 948.21 | 948.21 | 948.21 | 948.21 | 948.21 | 948.21
#CAN - #1 National - SO2 Cap Annual v3.1 | 4 | 7604 | Rate Constraint in MTons | FALSE | L | Annual | Emissions at Affected Plants SO2 | Thousand Tons | 57.7253 | 25.6954 | 6.8714 | 6.8423 | 6.8423 | 6.8423 | 6.8423
#CAN - #1 National - SO2 Cap Annual v3.1 | 4 | 7604 | Rate Constraint in MTons | FALSE | L | Annual | Allowances Purchased SO2 | Thousand Tons | 0 | 0 | 0 | 0 | 0 | 0 | 0
#CAN - #1 National - SO2 Cap Annual v3.1 | 4 | 7604 | Rate Constraint in MTons | FALSE | L | Annual | Allowances Sold SO2 | Thousand Tons | 0 | 0 | 0 | 0 | 0 | 0 | 0
#CAN - #1 National - SO2 Cap Annual v3.1 | 4 | 7604 | Rate Constraint in MTons | FALSE | L | Annual | Allowances Banked | Thousand Tons | 0 | 0 | 0 | 0 | 0 | 0 | 0
#CAN - #1 National - SO2 Cap Annual v3.1 | 4 | 7604 | Rate Constraint in MTons | FALSE | L | Annual | Allowances Withdrawn (1:1) | Thousand Tons | 0 | 0 | 0 | 0 | 0 | 0 | 0
#CAN - #1 National - SO2 Cap Annual v3.1 | 4 | 7604 | Rate Constraint in MTons | FALSE | L | Annual | Allowances Withdrawn (n:1) | Thousand Tons | 0 | 0 | 0 | 0 | 0 | 0 | 0
#CAN - #1 National - SO2 Cap Annual v3.1 | 4 | 7604 | Rate Constraint in MTons | FALSE | L | Annual | Net Emissions Allowance Position | Thousand Tons | 57.7253 | 25.6954 | 6.8714 | 6.8423 | 6.8423 | 6.8423 | 6.8423
#CAN - #1 National - SO2 Cap Annual v3.1 | 4 | 7604 | Rate Constraint in MTons | FALSE | L | Annual | Fuel Consumed | TBtu | 563.3155 | 571.7821 | 742.8815 | 836.9 | 832.2528 | 737.086 | 799.0418
#CAN - #1 National - SO2 Cap Annual v3.1 | 4 | 7604 | Rate Constraint in MTons | FALSE | L | Annual | Rate | lb/MMBtu | 0.20495 | 0.089878 | 0.018499 | 0.016351 | 0.016443 | 0.018566 | 0.017126
#CAN - #1 National - SO2 Cap Annual v3.1 | 4 | 7604 | Rate Constraint in MTons | FALSE | L | Annual | Generation | TWh | 78.8247 | 81.8735 | 105.9891 | 119.8489 | 120.6827 | 108.3865 | 118.6785
#CAN - #1 National - SO2 Cap Annual v3.1 | 4 | 7604 | Rate Constraint in MTons | FALSE | L | Annual | Qualifying Generation | TWh | 78.8247 | 81.8735 | 105.9891 | 119.8489 | 120.6827 | 108.3865 | 118.6785
#CAN - #1 National - SO2 Cap Annual v3.1 | 4 | 7604 | Rate Constraint in MTons | FALSE | L | Annual | Rate | lb/MWh | 1.4647 | 0.62769 | 0.12966 | 0.11418 | 0.11339 | 0.12626 | 0.11531
#CAN - #1 National - SO2 Cap Annual v3.1 | 4 | 7604 | Rate Constraint in MTons | FALSE | L | Annual | Constraint Shadow Price | US2022$/Ton | 0 | 0 | 0 | 0 | 0 | 0 | 0
#CAN - AB - MER Cap Annual v4.12 | 5 | 7616 | Rate Constraint in MTons | FALSE | L | Annual | Seasons Included | Seasons | Winter, Spring, Summer, Fall | Winter, Spring, Summer, Fall | Winter, Spring, Summer, Fall | Winter, Spring, Summer, Fall | Winter, Spring, Summer, Fall | Winter, Spring, Summer, Fall | Winter, Spring, Summer, Fall
#CAN - AB - MER Cap Annual v4.12 | 5 | 7616 | Rate Constraint in MTons | FALSE | L | Annual | Standard MER | lbs | 1300.7273 | 1300.7273 | 1300.7273 | 1300.7273 | 1300.7273 | 1300.7273 | 1300.7273
#CAN - AB - MER Cap Annual v4.12 | 5 | 7616 | Rate Constraint in MTons | FALSE | L | Annual | Emissions at Affected Plants MER | lbs | 0 | 0 | 0 | 0 | 0 | 0 | 0
#CAN - AB - MER Cap Annual v4.12 | 5 | 7616 | Rate Constraint in MTons | FALSE | L | Annual | Allowances Purchased MER | lbs | 0 | 0 | 0 | 0 | 0 | 0 | 0
#CAN - AB - MER Cap Annual v4.12 | 5 | 7616 | Rate Constraint in MTons | FALSE | L | Annual | Allowances Sold MER | lbs | 0 | 0 | 0 | 0 | 0 | 0 | 0
#CAN - AB - MER Cap Annual v4.12 | 5 | 7616 | Rate Constraint in MTons | FALSE | L | Annual | Allowances Banked | lbs | 0 | 0 | 0 | 0 | 0 | 0 | 0
#CAN - AB - MER Cap Annual v4.12 | 5 | 7616 | Rate Constraint in MTons | FALSE | L | Annual | Allowances Withdrawn (1:1) | lbs | 0 | 0 | 0 | 0 | 0 | 0 | 0
#CAN - AB - MER Cap Annual v4.12 | 5 | 7616 | Rate Constraint in MTons | FALSE | L | Annual | Allowances Withdrawn (n:1) | lbs | 0 | 0 | 0 | 0 | 0 | 0 | 0
#CAN - AB - MER Cap Annual v4.12 | 5 | 7616 | Rate Constraint in MTons | FALSE | L | Annual | Net Emissions Allowance Position | lbs | 0 | 0 | 0 | 0 | 0 | 0 | 0
#CAN - AB - MER Cap Annual v4.12 | 5 | 7616 | Rate Constraint in MTons | FALSE | L | Annual | Fuel Consumed | TBtu | 0 | 0 | 0 | 0 | 0 | 0 | 0
#CAN - AB - MER Cap Annual v4.12 | 5 | 7616 | Rate Constraint in MTons | FALSE | L | Annual | Rate | lb/MMBtu | 0 | 0 | 0 | 0 | 0 | 0 | 0
#CAN - AB - MER Cap Annual v4.12 | 5 | 7616 | Rate Constraint in MTons | FALSE | L | Annual | Generation | TWh | 0 | 0 | 0 | 0 | 0 | 0 | 0
#CAN - AB - MER Cap Annual v4.12 | 5 | 7616 | Rate Constraint in MTons | FALSE | L | Annual | Qualifying Generation | TWh | 0 | 0 | 0 | 0 | 0 | 0 | 0
#CAN - AB - MER Cap Annual v4.12 | 5 | 7616 | Rate Constraint in MTons | FALSE | L | Annual | Rate | lb/MWh | 0 | 0 | 0 | 0 | 0 | 0 | 0
#CAN - AB - MER Cap Annual v4.12 | 5 | 7616 | Rate Constraint in MTons | FALSE | L | Annual | Constraint Shadow Price | US2022$/Lb | 0 | 0 | 0 | 0 | 0 | 0 | 0
#CAN - BC - CO2 Constraint- v.6.17 | 6 | 7617 | Rate Constraint in MTons | FALSE | L | Annual | Seasons Included | Seasons | Winter, Spring, Summer, Fall | Winter, Spring, Summer, Fall | Winter, Spring, Summer, Fall | Winter, Spring, Summer, Fall | Winter, Spring, Summer, Fall | Winter, Spring, Summer, Fall | Winter, Spring, Summer, Fall
#CAN - BC - CO2 Constraint- v.6.17 | 6 | 7617 | Rate Constraint in MTons | FALSE | L | Annual | Standard CO2 | Thousand Tons | 0 | 0 | 0 | 0 | 0 | 0 | 0
#CAN - BC - CO2 Constraint- v.6.17 | 6 | 7617 | Rate Constraint in MTons | FALSE | L | Annual | Emissions at Affected Plants CO2 | Thousand Tons | 0 | 0 | 0 | 186.5807 | 553.111 | 1145.041 | 3365.0642
#CAN - BC - CO2 Constraint- v.6.17 | 6 | 7617 | Rate Constraint in MTons | FALSE | L | Annual | Allowances Purchased CO2 | Thousand Tons | 0 | 0 | 0 | -186.5807 | -553.111 | -1145.041 | -3365.0642
#CAN - BC - CO2 Constraint- v.6.17 | 6 | 7617 | Rate Constraint in MTons | FALSE | L | Annual | Allowances Sold CO2 | Thousand Tons | 0 | 0 | 0 | 0 | 0 | 0 | 0
#CAN - BC - CO2 Constraint- v.6.17 | 6 | 7617 | Rate Constraint in MTons | FALSE | L | Annual | Allowances Banked | Thousand Tons | 0 | 0 | 0 | 0 | 0 | 0 | 0
#CAN - BC - CO2 Constraint- v.6.17 | 6 | 7617 | Rate Constraint in MTons | FALSE | L | Annual | Allowances Withdrawn (1:1) | Thousand Tons | 0 | 0 | 0 | 0 | 0 | 0 | 0
#CAN - BC - CO2 Constraint- v.6.17 | 6 | 7617 | Rate Constraint in MTons | FALSE | L | Annual | Allowances Withdrawn (n:1) | Thousand Tons | 0 | 0 | 0 | 0 | 0 | 0 | 0
#CAN - BC - CO2 Constraint- v.6.17 | 6 | 7617 | Rate Constraint in MTons | FALSE | L | Annual | Net Emissions Allowance Position | Thousand Tons | 0 | 0 | 0 | -1.5093e-07 | -2.3429e-07 | 6.2085e-07 | -4.0673e-07
#CAN - BC - CO2 Constraint- v.6.17 | 6 | 7617 | Rate Constraint in MTons | FALSE | L | Annual | Fuel Consumed | TBtu | 0 | 0 | 0 | 2.5553 | 7.5167 | 17.6282 | 55.5514
#CAN - BC - CO2 Constraint- v.6.17 | 6 | 7617 | Rate Constraint in MTons | FALSE | L | Annual | Rate | lb/MMBtu | 0 | 0 | 0 | 146.0339 | 147.1693 | 129.9101 | 121.1514
#CAN - BC - CO2 Constraint- v.6.17 | 6 | 7617 | Rate Constraint in MTons | FALSE | L | Annual | Generation | TWh | 0 | 0 | 0 | 0.37751 | 1.114 | 2.6996 | 8.653
#CAN - BC - CO2 Constraint- v.6.17 | 6 | 7617 | Rate Constraint in MTons | FALSE | L | Annual | Qualifying Generation | TWh | 0 | 0 | 0 | 0.37751 | 1.114 | 2.6996 | 8.653
#CAN - BC - CO2 Constraint- v.6.17 | 6 | 7617 | Rate Constraint in MTons | FALSE | L | Annual | Rate | lb/MWh | 0 | 0 | 0 | 988.4833 | 992.9926 | 848.3044 | 777.7795
#CAN - BC - CO2 Constraint- v.6.17 | 6 | 7617 | Rate Constraint in MTons | FALSE | L | Annual | Constraint Shadow Price | US2022$/Ton | 34.7664 | 33.5748 | 30.7694 | 28.1991 | 25.8436 | 23.6849 | 21.7061
#CAN - MB - Acid Rain - SO2 Cap Annual v3.1 | 7 | 7618 | Rate Constraint in MTons | FALSE | L | Annual | Seasons Included | Seasons | Winter, Spring, Summer, Fall | Winter, Spring, Summer, Fall | Winter, Spring, Summer, Fall | Winter, Spring, Summer, Fall | Winter, Spring, Summer, Fall | Winter, Spring, Summer, Fall | Winter, Spring, Summer, Fall
#CAN - MB - Acid Rain - SO2 Cap Annual v3.1 | 7 | 7618 | Rate Constraint in MTons | FALSE | L | Annual | Standard SO2 | Thousand Tons | 4.41 | 4.41 | 4.41 | 4.41 | 4.41 | 4.41 | 4.41
#CAN - MB - Acid Rain - SO2 Cap Annual v3.1 | 7 | 7618 | Rate Constraint in MTons | FALSE | L | Annual | Emissions at Affected Plants SO2 | Thousand Tons | 0 | 0 | 0 | 0 | 0 | 0 | 0
#CAN - MB - Acid Rain - SO2 Cap Annual v3.1 | 7 | 7618 | Rate Constraint in MTons | FALSE | L | Annual | Allowances Purchased SO2 | Thousand Tons | 0 | 0 | 0 | 0 | 0 | 0 | 0
#CAN - MB - Acid Rain - SO2 Cap Annual v3.1 | 7 | 7618 | Rate Constraint in MTons | FALSE | L | Annual | Allowances Sold SO2 | Thousand Tons | 0 | 0 | 0 | 0 | 0 | 0 | 0
#CAN - MB - Acid Rain - SO2 Cap Annual v3.1 | 7 | 7618 | Rate Constraint in MTons | FALSE | L | Annual | Allowances Banked | Thousand Tons | 0 | 0 | 0 | 0 | 0 | 0 | 0
#CAN - MB - Acid Rain - SO2 Cap Annual v3.1 | 7 | 7618 | Rate Constraint in MTons | FALSE | L | Annual | Allowances Withdrawn (1:1) | Thousand Tons | 0 | 0 | 0 | 0 | 0 | 0 | 0
#CAN - MB - Acid Rain - SO2 Cap Annual v3.1 | 7 | 7618 | Rate Constraint in MTons | FALSE | L | Annual | Allowances Withdrawn (n:1) | Thousand Tons | 0 | 0 | 0 | 0 | 0 | 0 | 0
#CAN - MB - Acid Rain - SO2 Cap Annual v3.1 | 7 | 7618 | Rate Constraint in MTons | FALSE | L | Annual | Net Emissions Allowance Position | Thousand Tons | 0 | 0 | 0 | 0 | 0 | 0 | 0
#CAN - MB - Acid Rain - SO2 Cap Annual v3.1 | 7 | 7618 | Rate Constraint in MTons | FALSE | L | Annual | Fuel Consumed | TBtu | 0 | 0 | 0 | 0 | 0.036139 | 0.29129 | 0.034765
#CAN - MB - Acid Rain - SO2 Cap Annual v3.1 | 7 | 7618 | Rate Constraint in MTons | FALSE | L | Annual | Rate | lb/MMBtu | 0 | 0 | 0 | 0 | 0 | 0 | 0
#CAN - MB - Acid Rain - SO2 Cap Annual v3.1 | 7 | 7618 | Rate Constraint in MTons | FALSE | L | Annual | Generation | TWh | 0 | 0 | 0 | 0 | 0.0035631 | 0.02926 | 0.0035098
#CAN - MB - Acid Rain - SO2 Cap Annual v3.1 | 7 | 7618 | Rate Constraint in MTons | FALSE | L | Annual | Qualifying Generation | TWh | 0 | 0 | 0 | 0 | 0.0035631 | 0.02926 | 0.0035098
#CAN - MB - Acid Rain - SO2 Cap Annual v3.1 | 7 | 7618 | Rate Constraint in MTons | FALSE | L | Annual | Rate | lb/MWh | 0 | 0 | 0 | 0 | 0 | 0 | 0
#CAN - MB - Acid Rain - SO2 Cap Annual v3.1 | 7 | 7618 | Rate Constraint in MTons | FALSE | L | Annual | Constraint Shadow Price | US2022$/Ton | 0 | 0 | 0 | 0 | 0 | 0 | 0
#CAN - MB - CO2 Constraint- v.6.17 | 8 | 7620 | Rate Constraint in MTons | FALSE | L | Annual | Seasons Included | Seasons | Winter, Spring, Summer, Fall | Winter, Spring, Summer, Fall | Winter, Spring, Summer, Fall | Winter, Spring, Summer, Fall | Winter, Spring, Summer, Fall | Winter, Spring, Summer, Fall | Winter, Spring, Summer, Fall
#CAN - MB - CO2 Constraint- v.6.17 | 8 | 7620 | Rate Constraint in MTons | FALSE | L | Annual | Standard CO2 | Thousand Tons | 0 | 0 | 0 | 0 | 0 | 0 | 0
#CAN - MB - CO2 Constraint- v.6.17 | 8 | 7620 | Rate Constraint in MTons | FALSE | L | Annual | Emissions at Affected Plants CO2 | Thousand Tons | 0 | 0 | 0 | 0 | 0 | 0 | 0
#CAN - MB - CO2 Constraint- v.6.17 | 8 | 7620 | Rate Constraint in MTons | FALSE | L | Annual | Allowances Purchased CO2 | Thousand Tons | 0 | 0 | 0 | 0 | 0 | 0 | 0
#CAN - MB - CO2 Constraint- v.6.17 | 8 | 7620 | Rate Constraint in MTons | FALSE | L | Annual | Allowances Sold CO2 | Thousand Tons | 0 | 0 | 0 | 0 | 0 | 0 | 0
#CAN - MB - CO2 Constraint- v.6.17 | 8 | 7620 | Rate Constraint in MTons | FALSE | L | Annual | Allowances Banked | Thousand Tons | 0 | 0 | 0 | 0 | 0 | 0 | 0
#CAN - MB - CO2 Constraint- v.6.17 | 8 | 7620 | Rate Constraint in MTons | FALSE | L | Annual | Allowances Withdrawn (1:1) | Thousand Tons | 0 | 0 | 0 | 0 | 0 | 0 | 0
#CAN - MB - CO2 Constraint- v.6.17 | 8 | 7620 | Rate Constraint in MTons | FALSE | L | Annual | Allowances Withdrawn (n:1) | Thousand Tons | 0 | 0 | 0 | 0 | 0 | 0 | 0
#CAN - MB - CO2 Constraint- v.6.17 | 8 | 7620 | Rate Constraint in MTons | FALSE | L | Annual | Net Emissions Allowance Position | Thousand Tons | 0 | 0 | 0 | 0 | 0 | 0 | 0
#CAN - MB - CO2 Constraint- v.6.17 | 8 | 7620 | Rate Constraint in MTons | FALSE | L | Annual | Fuel Consumed | TBtu | 0 | 0 | 0 | 0 | 0 | 0 | 0
#CAN - MB - CO2 Constraint- v.6.17 | 8 | 7620 | Rate Constraint in MTons | FALSE | L | Annual | Rate | lb/MMBtu | 0 | 0 | 0 | 0 | 0 | 0 | 0
#CAN - MB - CO2 Constraint- v.6.17 | 8 | 7620 | Rate Constraint in MTons | FALSE | L | Annual | Generation | TWh | 0 | 0 | 0 | 0 | 0 | 0 | 0
#CAN - MB - CO2 Constraint- v.6.17 | 8 | 7620 | Rate Constraint in MTons | FALSE | L | Annual | Qualifying Generation | TWh | 0 | 0 | 0 | 0 | 0 | 0 | 0
#CAN - MB - CO2 Constraint- v.6.17 | 8 | 7620 | Rate Constraint in MTons | FALSE | L | Annual | Rate | lb/MWh | 0 | 0 | 0 | 0 | 0 | 0 | 0
#CAN - MB - CO2 Constraint- v.6.17 | 8 | 7620 | Rate Constraint in MTons | FALSE | L | Annual | Constraint Shadow Price | US2022$/Ton | 0 | 6.7154 | 6.1541 | 5.6402 | 5.1688 | 4.7372 | 4.3414
#CAN - NB - Acid Rain - SO2 Cap Annual v3.1 | 9 | 7622 | Rate Constraint in MTons | FALSE | L | Annual | Seasons Included | Seasons | Winter, Spring, Summer, Fall | Winter, Spring, Summer, Fall | Winter, Spring, Summer, Fall | Winter, Spring, Summer, Fall | Winter, Spring, Summer, Fall | Winter, Spring, Summer, Fall | Winter, Spring, Summer, Fall
#CAN - NB - Acid Rain - SO2 Cap Annual v3.1 | 9 | 7622 | Rate Constraint in MTons | FALSE | L | Annual | Standard SO2 | Thousand Tons | 135.58 | 135.58 | 135.58 | 135.58 | 135.58 | 135.58 | 135.58
#CAN - NB - Acid Rain - SO2 Cap Annual v3.1 | 9 | 7622 | Rate Constraint in MTons | FALSE | L | Annual | Emissions at Affected Plants SO2 | Thousand Tons | 0 | 0 | 0 | 0 | 0 | 0 | 0
#CAN - NB - Acid Rain - SO2 Cap Annual v3.1 | 9 | 7622 | Rate Constraint in MTons | FALSE | L | Annual | Allowances Purchased SO2 | Thousand Tons | 0 | 0 | 0 | 0 | 0 | 0 | 0
#CAN - NB - Acid Rain - SO2 Cap Annual v3.1 | 9 | 7622 | Rate Constraint in MTons | FALSE | L | Annual | Allowances Sold SO2 | Thousand Tons | 0 | 0 | 0 | 0 | 0 | 0 | 0
#CAN - NB - Acid Rain - SO2 Cap Annual v3.1 | 9 | 7622 | Rate Constraint in MTons | FALSE | L | Annual | Allowances Banked | Thousand Tons | 0 | 0 | 0 | 0 | 0 | 0 | 0
#CAN - NB - Acid Rain - SO2 Cap Annual v3.1 | 9 | 7622 | Rate Constraint in MTons | FALSE | L | Annual | Allowances Withdrawn (1:1) | Thousand Tons | 0 | 0 | 0 | 0 | 0 | 0 | 0
#CAN - NB - Acid Rain - SO2 Cap Annual v3.1 | 9 | 7622 | Rate Constraint in MTons | FALSE | L | Annual | Allowances Withdrawn (n:1) | Thousand Tons | 0 | 0 | 0 | 0 | 0 | 0 | 0
#CAN - NB - Acid Rain - SO2 Cap Annual v3.1 | 9 | 7622 | Rate Constraint in MTons | FALSE | L | Annual | Net Emissions Allowance Position | Thousand Tons | 0 | 0 | 0 | 0 | 0 | 0 | 0
#CAN - NB - Acid Rain - SO2 Cap Annual v3.1 | 9 | 7622 | Rate Constraint in MTons | FALSE | L | Annual | Fuel Consumed | TBtu | 0.98315 | 0.13842 | 0.59967 | 1.7928 | 0.11723 | 0.093254 | 0.02373
#CAN - NB - Acid Rain - SO2 Cap Annual v3.1 | 9 | 7622 | Rate Constraint in MTons | FALSE | L | Annual | Rate | lb/MMBtu | 0 | 0 | 0 | 0 | 0 | 0 | 0
#CAN - NB - Acid Rain - SO2 Cap Annual v3.1 | 9 | 7622 | Rate Constraint in MTons | FALSE | L | Annual | Generation | TWh | 0.13313 | 0.018515 | 0.081367 | 0.24305 | 0.015906 | 0.012653 | 0.0032197
#CAN - NB - Acid Rain - SO2 Cap Annual v3.1 | 9 | 7622 | Rate Constraint in MTons | FALSE | L | Annual | Qualifying Generation | TWh | 0.13313 | 0.018515 | 0.081367 | 0.24305 | 0.015906 | 0.012653 | 0.0032197
#CAN - NB - Acid Rain - SO2 Cap Annual v3.1 | 9 | 7622 | Rate Constraint in MTons | FALSE | L | Annual | Rate | lb/MWh | 0 | 0 | 0 | 0 | 0 | 0 | 0
#CAN - NB - Acid Rain - SO2 Cap Annual v3.1 | 9 | 7622 | Rate Constraint in MTons | FALSE | L | Annual | Constraint Shadow Price | US2022$/Ton | 0 | 0 | 0 | 0 | 0 | 0 | 0
#CAN - NB - MER Cap Annual v4.12 | 10 | 7623 | Rate Constraint in MTons | FALSE | L | Annual | Seasons Included | Seasons | Winter, Spring, Summer, Fall | Winter, Spring, Summer, Fall | Winter, Spring, Summer, Fall | Winter, Spring, Summer, Fall | Winter, Spring, Summer, Fall | Winter, Spring, Summer, Fall | Winter, Spring, Summer, Fall
#CAN - NB - MER Cap Annual v4.12 | 10 | 7623 | Rate Constraint in MTons | FALSE | L | Annual | Standard MER | lbs | 55.1156 | 55.1156 | 55.1156 | 55.1156 | 55.1156 | 55.1156 | 55.1156
#CAN - NB - MER Cap Annual v4.12 | 10 | 7623 | Rate Constraint in MTons | FALSE | L | Annual | Emissions at Affected Plants MER | lbs | 0 | 0 | 0 | 0 | 0 | 0 | 0
#CAN - NB - MER Cap Annual v4.12 | 10 | 7623 | Rate Constraint in MTons | FALSE | L | Annual | Allowances Purchased MER | lbs | 0 | 0 | 0 | 0 | 0 | 0 | 0
#CAN - NB - MER Cap Annual v4.12 | 10 | 7623 | Rate Constraint in MTons | FALSE | L | Annual | Allowances Sold MER | lbs | 0 | 0 | 0 | 0 | 0 | 0 | 0
#CAN - NB - MER Cap Annual v4.12 | 10 | 7623 | Rate Constraint in MTons | FALSE | L | Annual | Allowances Banked | lbs | 0 | 0 | 0 | 0 | 0 | 0 | 0
#CAN - NB - MER Cap Annual v4.12 | 10 | 7623 | Rate Constraint in MTons | FALSE | L | Annual | Allowances Withdrawn (1:1) | lbs | 0 | 0 | 0 | 0 | 0 | 0 | 0
#CAN - NB - MER Cap Annual v4.12 | 10 | 7623 | Rate Constraint in MTons | FALSE | L | Annual | Allowances Withdrawn (n:1) | lbs | 0 | 0 | 0 | 0 | 0 | 0 | 0
#CAN - NB - MER Cap Annual v4.12 | 10 | 7623 | Rate Constraint in MTons | FALSE | L | Annual | Net Emissions Allowance Position | lbs | 0 | 0 | 0 | 0 | 0 | 0 | 0
#CAN - NB - MER Cap Annual v4.12 | 10 | 7623 | Rate Constraint in MTons | FALSE | L | Annual | Fuel Consumed | TBtu | 0 | 0 | 0 | 0 | 0 | 0 | 0
#CAN - NB - MER Cap Annual v4.12 | 10 | 7623 | Rate Constraint in MTons | FALSE | L | Annual | Rate | lb/MMBtu | 0 | 0 | 0 | 0 | 0 | 0 | 0
#CAN - NB - MER Cap Annual v4.12 | 10 | 7623 | Rate Constraint in MTons | FALSE | L | Annual | Generation | TWh | 0 | 0 | 0 | 0 | 0 | 0 | 0
#CAN - NB - MER Cap Annual v4.12 | 10 | 7623 | Rate Constraint in MTons | FALSE | L | Annual | Qualifying Generation | TWh | 0 | 0 | 0 | 0 | 0 | 0 | 0
#CAN - NB - MER Cap Annual v4.12 | 10 | 7623 | Rate Constraint in MTons | FALSE | L | Annual | Rate | lb/MWh | 0 | 0 | 0 | 0 | 0 | 0 | 0
#CAN - NB - MER Cap Annual v4.12 | 10 | 7623 | Rate Constraint in MTons | FALSE | L | Annual | Constraint Shadow Price | US2022$/Lb | 0 | 0 | 0 | 0 | 0 | 0 | 0
#CAN - NL&NF - SO2 Cap Annual v3.1 | 11 | 7621 | Rate Constraint in MTons | FALSE | L | Annual | Seasons Included | Seasons | Winter, Spring, Summer, Fall | Winter, Spring, Summer, Fall | Winter, Spring, Summer, Fall | Winter, Spring, Summer, Fall | Winter, Spring, Summer, Fall | Winter, Spring, Summer, Fall | Winter, Spring, Summer, Fall
#CAN - NL&NF - SO2 Cap Annual v3.1 | 11 | 7621 | Rate Constraint in MTons | FALSE | L | Annual | Standard SO2 | Thousand Tons | 16.53 | 16.53 | 16.53 | 16.53 | 16.53 | 16.53 | 16.53
#CAN - NL&NF - SO2 Cap Annual v3.1 | 11 | 7621 | Rate Constraint in MTons | FALSE | L | Annual | Emissions at Affected Plants SO2 | Thousand Tons | 0 | 0 | 0 | 0 | 0 | 0 | 0
#CAN - NL&NF - SO2 Cap Annual v3.1 | 11 | 7621 | Rate Constraint in MTons | FALSE | L | Annual | Allowances Purchased SO2 | Thousand Tons | 0 | 0 | 0 | 0 | 0 | 0 | 0
#CAN - NL&NF - SO2 Cap Annual v3.1 | 11 | 7621 | Rate Constraint in MTons | FALSE | L | Annual | Allowances Sold SO2 | Thousand Tons | 0 | 0 | 0 | 0 | 0 | 0 | 0
#CAN - NL&NF - SO2 Cap Annual v3.1 | 11 | 7621 | Rate Constraint in MTons | FALSE | L | Annual | Allowances Banked | Thousand Tons | 0 | 0 | 0 | 0 | 0 | 0 | 0
#CAN - NL&NF - SO2 Cap Annual v3.1 | 11 | 7621 | Rate Constraint in MTons | FALSE | L | Annual | Allowances Withdrawn (1:1) | Thousand Tons | 0 | 0 | 0 | 0 | 0 | 0 | 0
#CAN - NL&NF - SO2 Cap Annual v3.1 | 11 | 7621 | Rate Constraint in MTons | FALSE | L | Annual | Allowances Withdrawn (n:1) | Thousand Tons | 0 | 0 | 0 | 0 | 0 | 0 | 0
#CAN - NL&NF - SO2 Cap Annual v3.1 | 11 | 7621 | Rate Constraint in MTons | FALSE | L | Annual | Net Emissions Allowance Position | Thousand Tons | 0 | 0 | 0 | 0 | 0 | 0 | 0
#CAN - NL&NF - SO2 Cap Annual v3.1 | 11 | 7621 | Rate Constraint in MTons | FALSE | L | Annual | Fuel Consumed | TBtu | 0 | 0 | 0 | 0 | 0 | 0 | 0
#CAN - NL&NF - SO2 Cap Annual v3.1 | 11 | 7621 | Rate Constraint in MTons | FALSE | L | Annual | Rate | lb/MMBtu | 0 | 0 | 0 | 0 | 0 | 0 | 0
#CAN - NL&NF - SO2 Cap Annual v3.1 | 11 | 7621 | Rate Constraint in MTons | FALSE | L | Annual | Generation | TWh | 0 | 0 | 0 | 0 | 0 | 0 | 0
#CAN - NL&NF - SO2 Cap Annual v3.1 | 11 | 7621 | Rate Constraint in MTons | FALSE | L | Annual | Qualifying Generation | TWh | 0 | 0 | 0 | 0 | 0 | 0 | 0
#CAN - NL&NF - SO2 Cap Annual v3.1 | 11 | 7621 | Rate Constraint in MTons | FALSE | L | Annual | Rate | lb/MWh | 0 | 0 | 0 | 0 | 0 | 0 | 0
#CAN - NL&NF - SO2 Cap Annual v3.1 | 11 | 7621 | Rate Constraint in MTons | FALSE | L | Annual | Constraint Shadow Price | US2022$/Ton | 0 | 0 | 0 | 0 | 0 | 0 | 0
#CAN - NS - CO2 Cap Annual v6.20 | 12 | 7675 | Rate Constraint in MTons | FALSE | L | Annual | Seasons Included | Seasons | Winter, Spring, Summer, Fall | Winter, Spring, Summer, Fall | Winter, Spring, Summer, Fall | Winter, Spring, Summer, Fall | Winter, Spring, Summer, Fall | Winter, Spring, Summer, Fall | Winter, Spring, Summer, Fall
#CAN - NS - CO2 Cap Annual v6.20 | 12 | 7675 | Rate Constraint in MTons | FALSE | L | Annual | Standard CO2 | Thousand Tons | 5924.9163 | 5924.9163 | NA | NA | NA | NA | NA
#CAN - NS - CO2 Cap Annual v6.20 | 12 | 7675 | Rate Constraint in MTons | FALSE | L | Annual | Emissions at Affected Plants CO2 | Thousand Tons | 376.7167 | 621.0042 | 0 | 0 | 0 | 0 | 0
#CAN - NS - CO2 Cap Annual v6.20 | 12 | 7675 | Rate Constraint in MTons | FALSE | L | Annual | Allowances Purchased CO2 | Thousand Tons | 0 | 0 | 0 | 0 | 0 | 0 | 0
#CAN - NS - CO2 Cap Annual v6.20 | 12 | 7675 | Rate Constraint in MTons | FALSE | L | Annual | Allowances Sold CO2 | Thousand Tons | 0 | 0 | 0 | 0 | 0 | 0 | 0
#CAN - NS - CO2 Cap Annual v6.20 | 12 | 7675 | Rate Constraint in MTons | FALSE | L | Annual | Allowances Banked | Thousand Tons | 0 | 0 | 0 | 0 | 0 | 0 | 0
#CAN - NS - CO2 Cap Annual v6.20 | 12 | 7675 | Rate Constraint in MTons | FALSE | L | Annual | Allowances Withdrawn (1:1) | Thousand Tons | 0 | 0 | 0 | 0 | 0 | 0 | 0
#CAN - NS - CO2 Cap Annual v6.20 | 12 | 7675 | Rate Constraint in MTons | FALSE | L | Annual | Allowances Withdrawn (n:1) | Thousand Tons | 0 | 0 | 0 | 0 | 0 | 0 | 0
#CAN - NS - CO2 Cap Annual v6.20 | 12 | 7675 | Rate Constraint in MTons | FALSE | L | Annual | Net Emissions Allowance Position | Thousand Tons | 376.7167 | 621.0042 | 0 | 0 | 0 | 0 | 0
#CAN - NS - CO2 Cap Annual v6.20 | 12 | 7675 | Rate Constraint in MTons | FALSE | L | Annual | Fuel Consumed | TBtu | 3.6442 | 6.0073 | 0 | 0 | 0 | 0 | 0
#CAN - NS - CO2 Cap Annual v6.20 | 12 | 7675 | Rate Constraint in MTons | FALSE | L | Annual | Rate | lb/MMBtu | 206.75 | 206.75 | 0 | 0 | 0 | 0 | 0
#CAN - NS - CO2 Cap Annual v6.20 | 12 | 7675 | Rate Constraint in MTons | FALSE | L | Annual | Generation | TWh | 0.34913 | 0.57552 | 0 | 0 | 0 | 0 | 0
#CAN - NS - CO2 Cap Annual v6.20 | 12 | 7675 | Rate Constraint in MTons | FALSE | L | Annual | Qualifying Generation | TWh | 0.34913 | 0.57552 | 0 | 0 | 0 | 0 | 0
#CAN - NS - CO2 Cap Annual v6.20 | 12 | 7675 | Rate Constraint in MTons | FALSE | L | Annual | Rate | lb/MWh | 2158.0565 | 2158.0565 | 0 | 0 | 0 | 0 | 0
#CAN - NS - CO2 Cap Annual v6.20 | 12 | 7675 | Rate Constraint in MTons | FALSE | L | Annual | Constraint Shadow Price | US2022$/Ton | 0 | 0 | 0 | 0 | 0 | 0 | 0
#CAN - NS - MER Cap Annual v4.12 | 13 | 7627 | Rate Constraint in MTons | FALSE | L | Annual | Seasons Included | Seasons | Winter, Spring, Summer, Fall | Winter, Spring, Summer, Fall | Winter, Spring, Summer, Fall | Winter, Spring, Summer, Fall | Winter, Spring, Summer, Fall | Winter, Spring, Summer, Fall | Winter, Spring, Summer, Fall
#CAN - NS - MER Cap Annual v4.12 | 13 | 7627 | Rate Constraint in MTons | FALSE | L | Annual | Standard MER | lbs | 77.1618 | 77.1618 | 77.1618 | 77.1618 | 77.1618 | 77.1618 | 77.1618
#CAN - NS - MER Cap Annual v4.12 | 13 | 7627 | Rate Constraint in MTons | FALSE | L | Annual | Emissions at Affected Plants MER | lbs | 15.7295 | 25.9295 | 0.22973 | 0 | 0 | 0 | 0
#CAN - NS - MER Cap Annual v4.12 | 13 | 7627 | Rate Constraint in MTons | FALSE | L | Annual | Allowances Purchased MER | lbs | 0 | 0 | 0 | 0 | 0 | 0 | 0
#CAN - NS - MER Cap Annual v4.12 | 13 | 7627 | Rate Constraint in MTons | FALSE | L | Annual | Allowances Sold MER | lbs | 0 | 0 | 0 | 0 | 0 | 0 | 0
#CAN - NS - MER Cap Annual v4.12 | 13 | 7627 | Rate Constraint in MTons | FALSE | L | Annual | Allowances Banked | lbs | 0 | 0 | 0 | 0 | 0 | 0 | 0
#CAN - NS - MER Cap Annual v4.12 | 13 | 7627 | Rate Constraint in MTons | FALSE | L | Annual | Allowances Withdrawn (1:1) | lbs | 0 | 0 | 0 | 0 | 0 | 0 | 0
#CAN - NS - MER Cap Annual v4.12 | 13 | 7627 | Rate Constraint in MTons | FALSE | L | Annual | Allowances Withdrawn (n:1) | lbs | 0 | 0 | 0 | 0 | 0 | 0 | 0
#CAN - NS - MER Cap Annual v4.12 | 13 | 7627 | Rate Constraint in MTons | FALSE | L | Annual | Net Emissions Allowance Position | lbs | 15.7295 | 25.9295 | 0.22973 | 0 | 0 | 0 | 0
#CAN - NS - MER Cap Annual v4.12 | 13 | 7627 | Rate Constraint in MTons | FALSE | L | Annual | Fuel Consumed | TBtu | 3.6442 | 6.0073 | 0.053224 | 0 | 0 | 0 | 0
#CAN - NS - MER Cap Annual v4.12 | 13 | 7627 | Rate Constraint in MTons | FALSE | L | Annual | Rate | lb/MMBtu | 4.3163e-06 | 4.3163e-06 | 4.3163e-06 | 0 | 0 | 0 | 0
#CAN - NS - MER Cap Annual v4.12 | 13 | 7627 | Rate Constraint in MTons | FALSE | L | Annual | Generation | TWh | 0.34913 | 0.57552 | 0.005099 | 0 | 0 | 0 | 0
#CAN - NS - MER Cap Annual v4.12 | 13 | 7627 | Rate Constraint in MTons | FALSE | L | Annual | Qualifying Generation | TWh | 0.34913 | 0.57552 | 0.005099 | 0 | 0 | 0 | 0
#CAN - NS - MER Cap Annual v4.12 | 13 | 7627 | Rate Constraint in MTons | FALSE | L | Annual | Rate | lb/MWh | 4.5054e-05 | 4.5054e-05 | 4.5054e-05 | 0 | 0 | 0 | 0
#CAN - NS - MER Cap Annual v4.12 | 13 | 7627 | Rate Constraint in MTons | FALSE | L | Annual | Constraint Shadow Price | US2022$/Lb | 0 | 0 | 0 | 0 | 0 | 0 | 0
#CAN - NS - NS Power - NOX Cap Annual v3.1 | 14 | 7624 | Rate Constraint in MTons | FALSE | L | Annual | Seasons Included | Seasons | Winter, Spring, Summer, Fall | Winter, Spring, Summer, Fall | Winter, Spring, Summer, Fall | Winter, Spring, Summer, Fall | Winter, Spring, Summer, Fall | Winter, Spring, Summer, Fall | Winter, Spring, Summer, Fall
#CAN - NS - NS Power - NOX Cap Annual v3.1 | 14 | 7624 | Rate Constraint in MTons | FALSE | L | Annual | Standard NOX | Thousand Tons | 16.485 | 16.485 | 16.485 | 16.485 | 16.485 | 16.485 | 16.485
#CAN - NS - NS Power - NOX Cap Annual v3.1 | 14 | 7624 | Rate Constraint in MTons | FALSE | L | Annual | Emissions at Affected Plants NOX | Thousand Tons | 1.1044 | 1.664 | 0.061233 | 0.038096 | 0.023011 | 0.0099607 | 0.0096901
#CAN - NS - NS Power - NOX Cap Annual v3.1 | 14 | 7624 | Rate Constraint in MTons | FALSE | L | Annual | Allowances Purchased NOX | Thousand Tons | 0 | 0 | 0 | 0 | 0 | 0 | 0
#CAN - NS - NS Power - NOX Cap Annual v3.1 | 14 | 7624 | Rate Constraint in MTons | FALSE | L | Annual | Allowances Sold NOX | Thousand Tons | 0 | 0 | 0 | 0 | 0 | 0 | 0
#CAN - NS - NS Power - NOX Cap Annual v3.1 | 14 | 7624 | Rate Constraint in MTons | FALSE | L | Annual | Allowances Banked | Thousand Tons | 0 | 0 | 0 | 0 | 0 | 0 | 0
#CAN - NS - NS Power - NOX Cap Annual v3.1 | 14 | 7624 | Rate Constraint in MTons | FALSE | L | Annual | Allowances Withdrawn (1:1) | Thousand Tons | 0 | 0 | 0 | 0 | 0 | 0 | 0
#CAN - NS - NS Power - NOX Cap Annual v3.1 | 14 | 7624 | Rate Constraint in MTons | FALSE | L | Annual | Allowances Withdrawn (n:1) | Thousand Tons | 0 | 0 | 0 | 0 | 0 | 0 | 0
#CAN - NS - NS Power - NOX Cap Annual v3.1 | 14 | 7624 | Rate Constraint in MTons | FALSE | L | Annual | Net Emissions Allowance Position | Thousand Tons | 1.1044 | 1.664 | 0.061233 | 0.038096 | 0.023011 | 0.0099607 | 0.0096901
#CAN - NS - NS Power - NOX Cap Annual v3.1 | 14 | 7624 | Rate Constraint in MTons | FALSE | L | Annual | Fuel Consumed | TBtu | 10.4385 | 13.0232 | 6.4318 | 5.513 | 3.8982 | 1.5825 | 1.5377
#CAN - NS - NS Power - NOX Cap Annual v3.1 | 14 | 7624 | Rate Constraint in MTons | FALSE | L | Annual | Rate | lb/MMBtu | 0.2116 | 0.25555 | 0.019041 | 0.01382 | 0.011806 | 0.012589 | 0.012603
#CAN - NS - NS Power - NOX Cap Annual v3.1 | 14 | 7624 | Rate Constraint in MTons | FALSE | L | Annual | Generation | TWh | 1.2442 | 1.5 | 0.90799 | 0.77385 | 0.53872 | 0.19421 | 0.18685
#CAN - NS - NS Power - NOX Cap Annual v3.1 | 14 | 7624 | Rate Constraint in MTons | FALSE | L | Annual | Qualifying Generation | TWh | 1.2442 | 1.5 | 0.90799 | 0.77385 | 0.53872 | 0.19421 | 0.18685
#CAN - NS - NS Power - NOX Cap Annual v3.1 | 14 | 7624 | Rate Constraint in MTons | FALSE | L | Annual | Rate | lb/MWh | 1.7752 | 2.2186 | 0.13488 | 0.098458 | 0.085431 | 0.10258 | 0.10372
#CAN - NS - NS Power - NOX Cap Annual v3.1 | 14 | 7624 | Rate Constraint in MTons | FALSE | L | Annual | Constraint Shadow Price | US2022$/Ton | 0 | 0 | 0 | 0 | 0 | 0 | 0
#CAN - NS - NS Power - SO2 Cap Annual v3.1 | 15 | 7625 | Rate Constraint in MTons | FALSE | L | Annual | Seasons Included | Seasons | Winter, Spring, Summer, Fall | Winter, Spring, Summer, Fall | Winter, Spring, Summer, Fall | Winter, Spring, Summer, Fall | Winter, Spring, Summer, Fall | Winter, Spring, Summer, Fall | Winter, Spring, Summer, Fall
#CAN - NS - NS Power - SO2 Cap Annual v3.1 | 15 | 7625 | Rate Constraint in MTons | FALSE | L | Annual | Standard SO2 | Thousand Tons | 39.9587 | 39.9587 | 39.9587 | 39.9587 | 39.9587 | 39.9587 | 39.9587
#CAN - NS - NS Power - SO2 Cap Annual v3.1 | 15 | 7625 | Rate Constraint in MTons | FALSE | L | Annual | Emissions at Affected Plants SO2 | Thousand Tons | 1.9961 | 3.2905 | 0.029153 | 0 | 0 | 0 | 0
#CAN - NS - NS Power - SO2 Cap Annual v3.1 | 15 | 7625 | Rate Constraint in MTons | FALSE | L | Annual | Allowances Purchased SO2 | Thousand Tons | 0 | 0 | 0 | 0 | 0 | 0 | 0
#CAN - NS - NS Power - SO2 Cap Annual v3.1 | 15 | 7625 | Rate Constraint in MTons | FALSE | L | Annual | Allowances Sold SO2 | Thousand Tons | 0 | 0 | 0 | 0 | 0 | 0 | 0
#CAN - NS - NS Power - SO2 Cap Annual v3.1 | 15 | 7625 | Rate Constraint in MTons | FALSE | L | Annual | Allowances Banked | Thousand Tons | 0 | 0 | 0 | 0 | 0 | 0 | 0
#CAN - NS - NS Power - SO2 Cap Annual v3.1 | 15 | 7625 | Rate Constraint in MTons | FALSE | L | Annual | Allowances Withdrawn (1:1) | Thousand Tons | 0 | 0 | 0 | 0 | 0 | 0 | 0
#CAN - NS - NS Power - SO2 Cap Annual v3.1 | 15 | 7625 | Rate Constraint in MTons | FALSE | L | Annual | Allowances Withdrawn (n:1) | Thousand Tons | 0 | 0 | 0 | 0 | 0 | 0 | 0
#CAN - NS - NS Power - SO2 Cap Annual v3.1 | 15 | 7625 | Rate Constraint in MTons | FALSE | L | Annual | Net Emissions Allowance Position | Thousand Tons | 1.9961 | 3.2905 | 0.029153 | 0 | 0 | 0 | 0
#CAN - NS - NS Power - SO2 Cap Annual v3.1 | 15 | 7625 | Rate Constraint in MTons | FALSE | L | Annual | Fuel Consumed | TBtu | 10.4385 | 13.0232 | 6.4318 | 5.513 | 3.8982 | 1.5825 | 1.5377
#CAN - NS - NS Power - SO2 Cap Annual v3.1 | 15 | 7625 | Rate Constraint in MTons | FALSE | L | Annual | Rate | lb/MMBtu | 0.38245 | 0.50533 | 0.0090655 | 0 | 0 | 0 | 0
#CAN - NS - NS Power - SO2 Cap Annual v3.1 | 15 | 7625 | Rate Constraint in MTons | FALSE | L | Annual | Generation | TWh | 1.2442 | 1.5 | 0.90799 | 0.77385 | 0.53872 | 0.19421 | 0.18685
#CAN - NS - NS Power - SO2 Cap Annual v3.1 | 15 | 7625 | Rate Constraint in MTons | FALSE | L | Annual | Qualifying Generation | TWh | 1.2442 | 1.5 | 0.90799 | 0.77385 | 0.53872 | 0.19421 | 0.18685
#CAN - NS - NS Power - SO2 Cap Annual v3.1 | 15 | 7625 | Rate Constraint in MTons | FALSE | L | Annual | Rate | lb/MWh | 3.2086 | 4.3873 | 0.064215 | 0 | 0 | 0 | 0
#CAN - NS - NS Power - SO2 Cap Annual v3.1 | 15 | 7625 | Rate Constraint in MTons | FALSE | L | Annual | Constraint Shadow Price | US2022$/Ton | 0 | 0 | 0 | 0 | 0 | 0 | 0
#CAN - NS - SO2 Cap Annual v3.1 | 16 | 7626 | Rate Constraint in MTons | FALSE | L | Annual | Seasons Included | Seasons | Winter, Spring, Summer, Fall | Winter, Spring, Summer, Fall | Winter, Spring, Summer, Fall | Winter, Spring, Summer, Fall | Winter, Spring, Summer, Fall | Winter, Spring, Summer, Fall | Winter, Spring, Summer, Fall
#CAN - NS - SO2 Cap Annual v3.1 | 16 | 7626 | Rate Constraint in MTons | FALSE | L | Annual | Standard SO2 | Thousand Tons | 131.2522 | 131.2522 | 131.2522 | 131.2522 | 131.2522 | 131.2522 | 131.2522
#CAN - NS - SO2 Cap Annual v3.1 | 16 | 7626 | Rate Constraint in MTons | FALSE | L | Annual | Emissions at Affected Plants SO2 | Thousand Tons | 1.9961 | 3.2905 | 0.029153 | 0 | 0 | 0 | 0
#CAN - NS - SO2 Cap Annual v3.1 | 16 | 7626 | Rate Constraint in MTons | FALSE | L | Annual | Allowances Purchased SO2 | Thousand Tons | 0 | 0 | 0 | 0 | 0 | 0 | 0
#CAN - NS - SO2 Cap Annual v3.1 | 16 | 7626 | Rate Constraint in MTons | FALSE | L | Annual | Allowances Sold SO2 | Thousand Tons | 0 | 0 | 0 | 0 | 0 | 0 | 0
#CAN - NS - SO2 Cap Annual v3.1 | 16 | 7626 | Rate Constraint in MTons | FALSE | L | Annual | Allowances Banked | Thousand Tons | 0 | 0 | 0 | 0 | 0 | 0 | 0
#CAN - NS - SO2 Cap Annual v3.1 | 16 | 7626 | Rate Constraint in MTons | FALSE | L | Annual | Allowances Withdrawn (1:1) | Thousand Tons | 0 | 0 | 0 | 0 | 0 | 0 | 0
#CAN - NS - SO2 Cap Annual v3.1 | 16 | 7626 | Rate Constraint in MTons | FALSE | L | Annual | Allowances Withdrawn (n:1) | Thousand Tons | 0 | 0 | 0 | 0 | 0 | 0 | 0
#CAN - NS - SO2 Cap Annual v3.1 | 16 | 7626 | Rate Constraint in MTons | FALSE | L | Annual | Net Emissions Allowance Position | Thousand Tons | 1.9961 | 3.2905 | 0.029153 | 0 | 0 | 0 | 0
#CAN - NS - SO2 Cap Annual v3.1 | 16 | 7626 | Rate Constraint in MTons | FALSE | L | Annual | Fuel Consumed | TBtu | 10.4385 | 13.0232 | 6.4318 | 5.513 | 3.8982 | 1.5825 | 1.5377
#CAN - NS - SO2 Cap Annual v3.1 | 16 | 7626 | Rate Constraint in MTons | FALSE | L | Annual | Rate | lb/MMBtu | 0.38245 | 0.50533 | 0.0090655 | 0 | 0 | 0 | 0
#CAN - NS - SO2 Cap Annual v3.1 | 16 | 7626 | Rate Constraint in MTons | FALSE | L | Annual | Generation | TWh | 1.2442 | 1.5 | 0.90799 | 0.77385 | 0.53872 | 0.19421 | 0.18685
#CAN - NS - SO2 Cap Annual v3.1 | 16 | 7626 | Rate Constraint in MTons | FALSE | L | Annual | Qualifying Generation | TWh | 1.2442 | 1.5 | 0.90799 | 0.77385 | 0.53872 | 0.19421 | 0.18685
#CAN - NS - SO2 Cap Annual v3.1 | 16 | 7626 | Rate Constraint in MTons | FALSE | L | Annual | Rate | lb/MWh | 3.2086 | 4.3873 | 0.064215 | 0 | 0 | 0 | 0
#CAN - NS - SO2 Cap Annual v3.1 | 16 | 7626 | Rate Constraint in MTons | FALSE | L | Annual | Constraint Shadow Price | US2022$/Ton | 0 | 0 | 0 | 0 | 0 | 0 | 0
#CAN - ON - NOX Cap Annual v3.1 | 17 | 7628 | Rate Constraint in MTons | FALSE | L | Annual | Seasons Included | Seasons | Winter, Spring, Summer, Fall | Winter, Spring, Summer, Fall | Winter, Spring, Summer, Fall | Winter, Spring, Summer, Fall | Winter, Spring, Summer, Fall | Winter, Spring, Summer, Fall | Winter, Spring, Summer, Fall
#CAN - ON - NOX Cap Annual v3.1 | 17 | 7628 | Rate Constraint in MTons | FALSE | L | Annual | Standard NOX | Thousand Tons | 47.2891 | 47.2891 | 47.2891 | 47.2891 | 47.2891 | 47.2891 | 47.2891
#CAN - ON - NOX Cap Annual v3.1 | 17 | 7628 | Rate Constraint in MTons | FALSE | L | Annual | Emissions at Affected Plants NOX | Thousand Tons | 0.3605 | 0.50888 | 0.99519 | 1.305 | 1.1924 | 0.25428 | 0.25242
#CAN - ON - NOX Cap Annual v3.1 | 17 | 7628 | Rate Constraint in MTons | FALSE | L | Annual | Allowances Purchased NOX | Thousand Tons | 0 | 0 | 0 | 0 | 0 | 0 | 0
#CAN - ON - NOX Cap Annual v3.1 | 17 | 7628 | Rate Constraint in MTons | FALSE | L | Annual | Allowances Sold NOX | Thousand Tons | 0 | 0 | 0 | 0 | 0 | 0 | 0
#CAN - ON - NOX Cap Annual v3.1 | 17 | 7628 | Rate Constraint in MTons | FALSE | L | Annual | Allowances Banked | Thousand Tons | 0 | 0 | 0 | 0 | 0 | 0 | 0
#CAN - ON - NOX Cap Annual v3.1 | 17 | 7628 | Rate Constraint in MTons | FALSE | L | Annual | Allowances Withdrawn (1:1) | Thousand Tons | 0 | 0 | 0 | 0 | 0 | 0 | 0
#CAN - ON - NOX Cap Annual v3.1 | 17 | 7628 | Rate Constraint in MTons | FALSE | L | Annual | Allowances Withdrawn (n:1) | Thousand Tons | 0 | 0 | 0 | 0 | 0 | 0 | 0
#CAN - ON - NOX Cap Annual v3.1 | 17 | 7628 | Rate Constraint in MTons | FALSE | L | Annual | Net Emissions Allowance Position | Thousand Tons | 0.3605 | 0.50888 | 0.99519 | 1.305 | 1.1924 | 0.25428 | 0.25242
#CAN - ON - NOX Cap Annual v3.1 | 17 | 7628 | Rate Constraint in MTons | FALSE | L | Annual | Fuel Consumed | TBtu | 30.653 | 54.2982 | 127.0938 | 181.022 | 160.9944 | 17.2389 | 16.8561
#CAN - ON - NOX Cap Annual v3.1 | 17 | 7628 | Rate Constraint in MTons | FALSE | L | Annual | Rate | lb/MMBtu | 0.023521 | 0.018744 | 0.015661 | 0.014418 | 0.014813 | 0.0295 | 0.02995
#CAN - ON - NOX Cap Annual v3.1 | 17 | 7628 | Rate Constraint in MTons | FALSE | L | Annual | Generation | TWh | 4.4123 | 7.6582 | 18.23 | 25.5577 | 22.8398 | 2.3473 | 2.297
#CAN - ON - NOX Cap Annual v3.1 | 17 | 7628 | Rate Constraint in MTons | FALSE | L | Annual | Qualifying Generation | TWh | 4.4123 | 7.6582 | 18.23 | 25.5577 | 22.8398 | 2.3473 | 2.297
#CAN - ON - NOX Cap Annual v3.1 | 17 | 7628 | Rate Constraint in MTons | FALSE | L | Annual | Rate | lb/MWh | 0.16341 | 0.1329 | 0.10918 | 0.10212 | 0.10441 | 0.21666 | 0.21978
#CAN - ON - NOX Cap Annual v3.1 | 17 | 7628 | Rate Constraint in MTons | FALSE | L | Annual | Constraint Shadow Price | US2022$/Ton | 0 | 0 | 0 | 0 | 0 | 0 | 0
#CAN - ON - O3 Annex - NOX Cap Annual v3.1 | 18 | 7629 | Rate Constraint in MTons | FALSE | L | Annual | Seasons Included | Seasons | Winter, Spring, Summer, Fall | Winter, Spring, Summer, Fall | Winter, Spring, Summer, Fall | Winter, Spring, Summer, Fall | Winter, Spring, Summer, Fall | Winter, Spring, Summer, Fall | Winter, Spring, Summer, Fall
#CAN - ON - O3 Annex - NOX Cap Annual v3.1 | 18 | 7629 | Rate Constraint in MTons | FALSE | L | Annual | Standard NOX | Thousand Tons | 42.9901 | 42.9901 | 42.9901 | 42.9901 | 42.9901 | 42.9901 | 42.9901
#CAN - ON - O3 Annex - NOX Cap Annual v3.1 | 18 | 7629 | Rate Constraint in MTons | FALSE | L | Annual | Emissions at Affected Plants NOX | Thousand Tons | 0.3605 | 0.50888 | 0.99519 | 1.305 | 1.1923 | 0.25409 | 0.25222
#CAN - ON - O3 Annex - NOX Cap Annual v3.1 | 18 | 7629 | Rate Constraint in MTons | FALSE | L | Annual | Allowances Purchased NOX | Thousand Tons | 0 | 0 | 0 | 0 | 0 | 0 | 0
#CAN - ON - O3 Annex - NOX Cap Annual v3.1 | 18 | 7629 | Rate Constraint in MTons | FALSE | L | Annual | Allowances Sold NOX | Thousand Tons | 0 | 0 | 0 | 0 | 0 | 0 | 0
#CAN - ON - O3 Annex - NOX Cap Annual v3.1 | 18 | 7629 | Rate Constraint in MTons | FALSE | L | Annual | Allowances Banked | Thousand Tons | 0 | 0 | 0 | 0 | 0 | 0 | 0
#CAN - ON - O3 Annex - NOX Cap Annual v3.1 | 18 | 7629 | Rate Constraint in MTons | FALSE | L | Annual | Allowances Withdrawn (1:1) | Thousand Tons | 0 | 0 | 0 | 0 | 0 | 0 | 0
#CAN - ON - O3 Annex - NOX Cap Annual v3.1 | 18 | 7629 | Rate Constraint in MTons | FALSE | L | Annual | Allowances Withdrawn (n:1) | Thousand Tons | 0 | 0 | 0 | 0 | 0 | 0 | 0
#CAN - ON - O3 Annex - NOX Cap Annual v3.1 | 18 | 7629 | Rate Constraint in MTons | FALSE | L | Annual | Net Emissions Allowance Position | Thousand Tons | 0.3605 | 0.50888 | 0.99519 | 1.305 | 1.1923 | 0.25409 | 0.25222
#CAN - ON - O3 Annex - NOX Cap Annual v3.1 | 18 | 7629 | Rate Constraint in MTons | FALSE | L | Annual | Fuel Consumed | TBtu | 30.653 | 54.2982 | 127.0938 | 181.0179 | 160.9862 | 17.2053 | 16.8206
#CAN - ON - O3 Annex - NOX Cap Annual v3.1 | 18 | 7629 | Rate Constraint in MTons | FALSE | L | Annual | Rate | lb/MMBtu | 0.023521 | 0.018744 | 0.015661 | 0.014418 | 0.014813 | 0.029536 | 0.02999
#CAN - ON - O3 Annex - NOX Cap Annual v3.1 | 18 | 7629 | Rate Constraint in MTons | FALSE | L | Annual | Generation | TWh | 4.4123 | 7.6582 | 18.23 | 25.5573 | 22.839 | 2.3439 | 2.2934
#CAN - ON - O3 Annex - NOX Cap Annual v3.1 | 18 | 7629 | Rate Constraint in MTons | FALSE | L | Annual | Qualifying Generation | TWh | 4.4123 | 7.6582 | 18.23 | 25.5573 | 22.839 | 2.3439 | 2.2934
#CAN - ON - O3 Annex - NOX Cap Annual v3.1 | 18 | 7629 | Rate Constraint in MTons | FALSE | L | Annual | Rate | lb/MWh | 0.16341 | 0.1329 | 0.10918 | 0.10212 | 0.10441 | 0.21681 | 0.21995
#CAN - ON - O3 Annex - NOX Cap Annual v3.1 | 18 | 7629 | Rate Constraint in MTons | FALSE | L | Annual | Constraint Shadow Price | US2022$/Ton | 0 | 0 | 0 | 0 | 0 | 0 | 0
#CAN - ON - SO2 Cap Annual v3.1 | 19 | 7630 | Rate Constraint in MTons | FALSE | L | Annual | Seasons Included | Seasons | Winter, Spring, Summer, Fall | Winter, Spring, Summer, Fall | Winter, Spring, Summer, Fall | Winter, Spring, Summer, Fall | Winter, Spring, Summer, Fall | Winter, Spring, Summer, Fall | Winter, Spring, Summer, Fall
#CAN - ON - SO2 Cap Annual v3.1 | 19 | 7630 | Rate Constraint in MTons | FALSE | L | Annual | Standard SO2 | Thousand Tons | 144.4026 | 144.4026 | 144.4026 | 144.4026 | 144.4026 | 144.4026 | 144.4026
#CAN - ON - SO2 Cap Annual v3.1 | 19 | 7630 | Rate Constraint in MTons | FALSE | L | Annual | Emissions at Affected Plants SO2 | Thousand Tons | 0.25581 | 0.25581 | 0.25581 | 0.25581 | 0.25581 | 0.25581 | 0.25581
#CAN - ON - SO2 Cap Annual v3.1 | 19 | 7630 | Rate Constraint in MTons | FALSE | L | Annual | Allowances Purchased SO2 | Thousand Tons | 0 | 0 | 0 | 0 | 0 | 0 | 0
#CAN - ON - SO2 Cap Annual v3.1 | 19 | 7630 | Rate Constraint in MTons | FALSE | L | Annual | Allowances Sold SO2 | Thousand Tons | 0 | 0 | 0 | 0 | 0 | 0 | 0
#CAN - ON - SO2 Cap Annual v3.1 | 19 | 7630 | Rate Constraint in MTons | FALSE | L | Annual | Allowances Banked | Thousand Tons | 0 | 0 | 0 | 0 | 0 | 0 | 0
#CAN - ON - SO2 Cap Annual v3.1 | 19 | 7630 | Rate Constraint in MTons | FALSE | L | Annual | Allowances Withdrawn (1:1) | Thousand Tons | 0 | 0 | 0 | 0 | 0 | 0 | 0
#CAN - ON - SO2 Cap Annual v3.1 | 19 | 7630 | Rate Constraint in MTons | FALSE | L | Annual | Allowances Withdrawn (n:1) | Thousand Tons | 0 | 0 | 0 | 0 | 0 | 0 | 0
#CAN - ON - SO2 Cap Annual v3.1 | 19 | 7630 | Rate Constraint in MTons | FALSE | L | Annual | Net Emissions Allowance Position | Thousand Tons | 0.25581 | 0.25581 | 0.25581 | 0.25581 | 0.25581 | 0.25581 | 0.25581
#CAN - ON - SO2 Cap Annual v3.1 | 19 | 7630 | Rate Constraint in MTons | FALSE | L | Annual | Fuel Consumed | TBtu | 30.653 | 54.2982 | 127.0938 | 181.022 | 160.9944 | 17.2389 | 16.8561
#CAN - ON - SO2 Cap Annual v3.1 | 19 | 7630 | Rate Constraint in MTons | FALSE | L | Annual | Rate | lb/MMBtu | 0.016691 | 0.0094224 | 0.0040255 | 0.0028263 | 0.0031779 | 0.029678 | 0.030352
#CAN - ON - SO2 Cap Annual v3.1 | 19 | 7630 | Rate Constraint in MTons | FALSE | L | Annual | Generation | TWh | 4.4123 | 7.6582 | 18.23 | 25.5577 | 22.8398 | 2.3473 | 2.297
#CAN - ON - SO2 Cap Annual v3.1 | 19 | 7630 | Rate Constraint in MTons | FALSE | L | Annual | Qualifying Generation | TWh | 4.4123 | 7.6582 | 18.23 | 25.5577 | 22.8398 | 2.3473 | 2.297
#CAN - ON - SO2 Cap Annual v3.1 | 19 | 7630 | Rate Constraint in MTons | FALSE | L | Annual | Rate | lb/MWh | 0.11595 | 0.066807 | 0.028065 | 0.020018 | 0.0224 | 0.21796 | 0.22273
#CAN - ON - SO2 Cap Annual v3.1 | 19 | 7630 | Rate Constraint in MTons | FALSE | L | Annual | Constraint Shadow Price | US2022$/Ton | 0 | 0 | 0 | 0 | 0 | 0 | 0
#CAN - PE - Acid Rain - SO2 Cap Annual v3.1 | 20 | 7634 | Rate Constraint in MTons | FALSE | L | Annual | Seasons Included | Seasons | Winter, Spring, Summer, Fall | Winter, Spring, Summer, Fall | Winter, Spring, Summer, Fall | Winter, Spring, Summer, Fall | Winter, Spring, Summer, Fall | Winter, Spring, Summer, Fall | Winter, Spring, Summer, Fall
#CAN - PE - Acid Rain - SO2 Cap Annual v3.1 | 20 | 7634 | Rate Constraint in MTons | FALSE | L | Annual | Standard SO2 | Thousand Tons | 3.31 | 3.31 | 3.31 | 3.31 | 3.31 | 3.31 | 3.31
#CAN - PE - Acid Rain - SO2 Cap Annual v3.1 | 20 | 7634 | Rate Constraint in MTons | FALSE | L | Annual | Emissions at Affected Plants SO2 | Thousand Tons | 0 | 0 | 0 | 0 | 0 | 0 | 0
#CAN - PE - Acid Rain - SO2 Cap Annual v3.1 | 20 | 7634 | Rate Constraint in MTons | FALSE | L | Annual | Allowances Purchased SO2 | Thousand Tons | 0 | 0 | 0 | 0 | 0 | 0 | 0
#CAN - PE - Acid Rain - SO2 Cap Annual v3.1 | 20 | 7634 | Rate Constraint in MTons | FALSE | L | Annual | Allowances Sold SO2 | Thousand Tons | 0 | 0 | 0 | 0 | 0 | 0 | 0
#CAN - PE - Acid Rain - SO2 Cap Annual v3.1 | 20 | 7634 | Rate Constraint in MTons | FALSE | L | Annual | Allowances Banked | Thousand Tons | 0 | 0 | 0 | 0 | 0 | 0 | 0
#CAN - PE - Acid Rain - SO2 Cap Annual v3.1 | 20 | 7634 | Rate Constraint in MTons | FALSE | L | Annual | Allowances Withdrawn (1:1) | Thousand Tons | 0 | 0 | 0 | 0 | 0 | 0 | 0
#CAN - PE - Acid Rain - SO2 Cap Annual v3.1 | 20 | 7634 | Rate Constraint in MTons | FALSE | L | Annual | Allowances Withdrawn (n:1) | Thousand Tons | 0 | 0 | 0 | 0 | 0 | 0 | 0
#CAN - PE - Acid Rain - SO2 Cap Annual v3.1 | 20 | 7634 | Rate Constraint in MTons | FALSE | L | Annual | Net Emissions Allowance Position | Thousand Tons | 0 | 0 | 0 | 0 | 0 | 0 | 0
#CAN - PE - Acid Rain - SO2 Cap Annual v3.1 | 20 | 7634 | Rate Constraint in MTons | FALSE | L | Annual | Fuel Consumed | TBtu | 5.0012 | 7.3096 | 8.0197 | 8.2805 | 4.8639 | 1.7209 | 1.5004
#CAN - PE - Acid Rain - SO2 Cap Annual v3.1 | 20 | 7634 | Rate Constraint in MTons | FALSE | L | Annual | Rate | lb/MMBtu | 0 | 0 | 0 | 0 | 0 | 0 | 0
#CAN - PE - Acid Rain - SO2 Cap Annual v3.1 | 20 | 7634 | Rate Constraint in MTons | FALSE | L | Annual | Generation | TWh | 0.74854 | 1.1163 | 1.2049 | 1.1831 | 0.7275 | 0.27016 | 0.23554
#CAN - PE - Acid Rain - SO2 Cap Annual v3.1 | 20 | 7634 | Rate Constraint in MTons | FALSE | L | Annual | Qualifying Generation | TWh | 0.74854 | 1.1163 | 1.2049 | 1.1831 | 0.7275 | 0.27016 | 0.23554
#CAN - PE - Acid Rain - SO2 Cap Annual v3.1 | 20 | 7634 | Rate Constraint in MTons | FALSE | L | Annual | Rate | lb/MWh | 0 | 0 | 0 | 0 | 0 | 0 | 0
#CAN - PE - Acid Rain - SO2 Cap Annual v3.1 | 20 | 7634 | Rate Constraint in MTons | FALSE | L | Annual | Constraint Shadow Price | US2022$/Ton | 0 | 0 | 0 | 0 | 0 | 0 | 0
#CAN - PQ - Acid Rain - SO2 Cap Annual v3.1 | 21 | 7632 | Rate Constraint in MTons | FALSE | L | Annual | Seasons Included | Seasons | Winter, Spring, Summer, Fall | Winter, Spring, Summer, Fall | Winter, Spring, Summer, Fall | Winter, Spring, Summer, Fall | Winter, Spring, Summer, Fall | Winter, Spring, Summer, Fall | Winter, Spring, Summer, Fall
#CAN - PQ - Acid Rain - SO2 Cap Annual v3.1 | 21 | 7632 | Rate Constraint in MTons | FALSE | L | Annual | Standard SO2 | Thousand Tons | 6.61 | 6.61 | 6.61 | 6.61 | 6.61 | 6.61 | 6.61
#CAN - PQ - Acid Rain - SO2 Cap Annual v3.1 | 21 | 7632 | Rate Constraint in MTons | FALSE | L | Annual | Emissions at Affected Plants SO2 | Thousand Tons | 0 | 0 | 0 | 0 | 0 | 0 | 0
#CAN - PQ - Acid Rain - SO2 Cap Annual v3.1 | 21 | 7632 | Rate Constraint in MTons | FALSE | L | Annual | Allowances Purchased SO2 | Thousand Tons | 0 | 0 | 0 | 0 | 0 | 0 | 0
#CAN - PQ - Acid Rain - SO2 Cap Annual v3.1 | 21 | 7632 | Rate Constraint in MTons | FALSE | L | Annual | Allowances Sold SO2 | Thousand Tons | 0 | 0 | 0 | 0 | 0 | 0 | 0
#CAN - PQ - Acid Rain - SO2 Cap Annual v3.1 | 21 | 7632 | Rate Constraint in MTons | FALSE | L | Annual | Allowances Banked | Thousand Tons | 0 | 0 | 0 | 0 | 0 | 0 | 0
#CAN - PQ - Acid Rain - SO2 Cap Annual v3.1 | 21 | 7632 | Rate Constraint in MTons | FALSE | L | Annual | Allowances Withdrawn (1:1) | Thousand Tons | 0 | 0 | 0 | 0 | 0 | 0 | 0
#CAN - PQ - Acid Rain - SO2 Cap Annual v3.1 | 21 | 7632 | Rate Constraint in MTons | FALSE | L | Annual | Allowances Withdrawn (n:1) | Thousand Tons | 0 | 0 | 0 | 0 | 0 | 0 | 0
#CAN - PQ - Acid Rain - SO2 Cap Annual v3.1 | 21 | 7632 | Rate Constraint in MTons | FALSE | L | Annual | Net Emissions Allowance Position | Thousand Tons | 0 | 0 | 0 | 0 | 0 | 0 | 0
#CAN - PQ - Acid Rain - SO2 Cap Annual v3.1 | 21 | 7632 | Rate Constraint in MTons | FALSE | L | Annual | Fuel Consumed | TBtu | 0 | 0 | 0 | 0 | 0 | 0 | 0
#CAN - PQ - Acid Rain - SO2 Cap Annual v3.1 | 21 | 7632 | Rate Constraint in MTons | FALSE | L | Annual | Rate | lb/MMBtu | 0 | 0 | 0 | 0 | 0 | 0 | 0
#CAN - PQ - Acid Rain - SO2 Cap Annual v3.1 | 21 | 7632 | Rate Constraint in MTons | FALSE | L | Annual | Generation | TWh | 0 | 0 | 0 | 0 | 0 | 0 | 0
#CAN - PQ - Acid Rain - SO2 Cap Annual v3.1 | 21 | 7632 | Rate Constraint in MTons | FALSE | L | Annual | Qualifying Generation | TWh | 0 | 0 | 0 | 0 | 0 | 0 | 0
#CAN - PQ - Acid Rain - SO2 Cap Annual v3.1 | 21 | 7632 | Rate Constraint in MTons | FALSE | L | Annual | Rate | lb/MWh | 0 | 0 | 0 | 0 | 0 | 0 | 0
#CAN - PQ - Acid Rain - SO2 Cap Annual v3.1 | 21 | 7632 | Rate Constraint in MTons | FALSE | L | Annual | Constraint Shadow Price | US2022$/Ton | 0 | 0 | 0 | 0 | 0 | 0 | 0
#CAN - PQ - CO2 Constraint- v.6.17 | 22 | 7633 | Rate Constraint in MTons | FALSE | L | Annual | Seasons Included | Seasons | Winter, Spring, Summer, Fall | Winter, Spring, Summer, Fall | Winter, Spring, Summer, Fall | Winter, Spring, Summer, Fall | Winter, Spring, Summer, Fall | Winter, Spring, Summer, Fall | Winter, Spring, Summer, Fall
#CAN - PQ - CO2 Constraint- v.6.17 | 22 | 7633 | Rate Constraint in MTons | FALSE | L | Annual | Standard CO2 | Thousand Tons | 0 | 0 | 0 | 0 | 0 | 0 | 0
#CAN - PQ - CO2 Constraint- v.6.17 | 22 | 7633 | Rate Constraint in MTons | FALSE | L | Annual | Emissions at Affected Plants CO2 | Thousand Tons | 0 | 0 | 0 | 0 | 0 | 0 | 0
#CAN - PQ - CO2 Constraint- v.6.17 | 22 | 7633 | Rate Constraint in MTons | FALSE | L | Annual | Allowances Purchased CO2 | Thousand Tons | 0 | 0 | 0 | 0 | 0 | 0 | 0
#CAN - PQ - CO2 Constraint- v.6.17 | 22 | 7633 | Rate Constraint in MTons | FALSE | L | Annual | Allowances Sold CO2 | Thousand Tons | 0 | 0 | 0 | 0 | 0 | 0 | 0
#CAN - PQ - CO2 Constraint- v.6.17 | 22 | 7633 | Rate Constraint in MTons | FALSE | L | Annual | Allowances Banked | Thousand Tons | 0 | 0 | 0 | 0 | 0 | 0 | 0
#CAN - PQ - CO2 Constraint- v.6.17 | 22 | 7633 | Rate Constraint in MTons | FALSE | L | Annual | Allowances Withdrawn (1:1) | Thousand Tons | 0 | 0 | 0 | 0 | 0 | 0 | 0
#CAN - PQ - CO2 Constraint- v.6.17 | 22 | 7633 | Rate Constraint in MTons | FALSE | L | Annual | Allowances Withdrawn (n:1) | Thousand Tons | 0 | 0 | 0 | 0 | 0 | 0 | 0
#CAN - PQ - CO2 Constraint- v.6.17 | 22 | 7633 | Rate Constraint in MTons | FALSE | L | Annual | Net Emissions Allowance Position | Thousand Tons | 0 | 0 | 0 | 0 | 0 | 0 | 0
#CAN - PQ - CO2 Constraint- v.6.17 | 22 | 7633 | Rate Constraint in MTons | FALSE | L | Annual | Fuel Consumed | TBtu | 0 | 0 | 0 | 0 | 0 | 0 | 0
#CAN - PQ - CO2 Constraint- v.6.17 | 22 | 7633 | Rate Constraint in MTons | FALSE | L | Annual | Rate | lb/MMBtu | 0 | 0 | 0 | 0 | 0 | 0 | 0
#CAN - PQ - CO2 Constraint- v.6.17 | 22 | 7633 | Rate Constraint in MTons | FALSE | L | Annual | Generation | TWh | 0 | 0 | 0 | 0 | 0 | 0 | 0
#CAN - PQ - CO2 Constraint- v.6.17 | 22 | 7633 | Rate Constraint in MTons | FALSE | L | Annual | Qualifying Generation | TWh | 0 | 0 | 0 | 0 | 0 | 0 | 0
#CAN - PQ - CO2 Constraint- v.6.17 | 22 | 7633 | Rate Constraint in MTons | FALSE | L | Annual | Rate | lb/MWh | 0 | 0 | 0 | 0 | 0 | 0 | 0
#CAN - PQ - CO2 Constraint- v.6.17 | 22 | 7633 | Rate Constraint in MTons | FALSE | L | Annual | Constraint Shadow Price | US2022$/Ton | 15.9587 | 73.0525 | 81.1728 | 81.1728 | 81.1729 | 81.1729 | 81.1731
#CAN - PQ - O3 Annex - NOX Cap Annual v3.1 | 23 | 7631 | Rate Constraint in MTons | FALSE | L | Annual | Seasons Included | Seasons | Winter, Spring, Summer, Fall | Winter, Spring, Summer, Fall | Winter, Spring, Summer, Fall | Winter, Spring, Summer, Fall | Winter, Spring, Summer, Fall | Winter, Spring, Summer, Fall | Winter, Spring, Summer, Fall
#CAN - PQ - O3 Annex - NOX Cap Annual v3.1 | 23 | 7631 | Rate Constraint in MTons | FALSE | L | Annual | Standard NOX | Thousand Tons | 5.5115 | 5.5115 | 5.5115 | 5.5115 | 5.5115 | 5.5115 | 5.5115
#CAN - PQ - O3 Annex - NOX Cap Annual v3.1 | 23 | 7631 | Rate Constraint in MTons | FALSE | L | Annual | Emissions at Affected Plants NOX | Thousand Tons | 0 | 0 | 0 | 0 | 0 | 0 | 0
#CAN - PQ - O3 Annex - NOX Cap Annual v3.1 | 23 | 7631 | Rate Constraint in MTons | FALSE | L | Annual | Allowances Purchased NOX | Thousand Tons | 0 | 0 | 0 | 0 | 0 | 0 | 0
#CAN - PQ - O3 Annex - NOX Cap Annual v3.1 | 23 | 7631 | Rate Constraint in MTons | FALSE | L | Annual | Allowances Sold NOX | Thousand Tons | 0 | 0 | 0 | 0 | 0 | 0 | 0
#CAN - PQ - O3 Annex - NOX Cap Annual v3.1 | 23 | 7631 | Rate Constraint in MTons | FALSE | L | Annual | Allowances Banked | Thousand Tons | 0 | 0 | 0 | 0 | 0 | 0 | 0
#CAN - PQ - O3 Annex - NOX Cap Annual v3.1 | 23 | 7631 | Rate Constraint in MTons | FALSE | L | Annual | Allowances Withdrawn (1:1) | Thousand Tons | 0 | 0 | 0 | 0 | 0 | 0 | 0
#CAN - PQ - O3 Annex - NOX Cap Annual v3.1 | 23 | 7631 | Rate Constraint in MTons | FALSE | L | Annual | Allowances Withdrawn (n:1) | Thousand Tons | 0 | 0 | 0 | 0 | 0 | 0 | 0
#CAN - PQ - O3 Annex - NOX Cap Annual v3.1 | 23 | 7631 | Rate Constraint in MTons | FALSE | L | Annual | Net Emissions Allowance Position | Thousand Tons | 0 | 0 | 0 | 0 | 0 | 0 | 0
#CAN - PQ - O3 Annex - NOX Cap Annual v3.1 | 23 | 7631 | Rate Constraint in MTons | FALSE | L | Annual | Fuel Consumed | TBtu | 0 | 0 | 0 | 0 | 0 | 0 | 0
#CAN - PQ - O3 Annex - NOX Cap Annual v3.1 | 23 | 7631 | Rate Constraint in MTons | FALSE | L | Annual | Rate | lb/MMBtu | 0 | 0 | 0 | 0 | 0 | 0 | 0
#CAN - PQ - O3 Annex - NOX Cap Annual v3.1 | 23 | 7631 | Rate Constraint in MTons | FALSE | L | Annual | Generation | TWh | 0 | 0 | 0 | 0 | 0 | 0 | 0
#CAN - PQ - O3 Annex - NOX Cap Annual v3.1 | 23 | 7631 | Rate Constraint in MTons | FALSE | L | Annual | Qualifying Generation | TWh | 0 | 0 | 0 | 0 | 0 | 0 | 0
#CAN - PQ - O3 Annex - NOX Cap Annual v3.1 | 23 | 7631 | Rate Constraint in MTons | FALSE | L | Annual | Rate | lb/MWh | 0 | 0 | 0 | 0 | 0 | 0 | 0
#CAN - PQ - O3 Annex - NOX Cap Annual v3.1 | 23 | 7631 | Rate Constraint in MTons | FALSE | L | Annual | Constraint Shadow Price | US2022$/Ton | 0 | 0 | 0 | 0 | 0 | 0 | 0
#CAN - SK - MER Cap Annual v4.12 | 24 | 7635 | Rate Constraint in MTons | FALSE | L | Annual | Seasons Included | Seasons | Winter, Spring, Summer, Fall | Winter, Spring, Summer, Fall | Winter, Spring, Summer, Fall | Winter, Spring, Summer, Fall | Winter, Spring, Summer, Fall | Winter, Spring, Summer, Fall | Winter, Spring, Summer, Fall
#CAN - SK - MER Cap Annual v4.12 | 24 | 7635 | Rate Constraint in MTons | FALSE | L | Annual | Standard MER | lbs | 947.9877 | 947.9877 | 947.9877 | 947.9877 | 947.9877 | 947.9877 | 947.9877
#CAN - SK - MER Cap Annual v4.12 | 24 | 7635 | Rate Constraint in MTons | FALSE | L | Annual | Emissions at Affected Plants MER | lbs | 550.1999 | 218.4972 | 63.5904 | 63.5904 | 63.5904 | 63.5904 | 63.5904
#CAN - SK - MER Cap Annual v4.12 | 24 | 7635 | Rate Constraint in MTons | FALSE | L | Annual | Allowances Purchased MER | lbs | 0 | 0 | 0 | 0 | 0 | 0 | 0
#CAN - SK - MER Cap Annual v4.12 | 24 | 7635 | Rate Constraint in MTons | FALSE | L | Annual | Allowances Sold MER | lbs | 0 | 0 | 0 | 0 | 0 | 0 | 0
#CAN - SK - MER Cap Annual v4.12 | 24 | 7635 | Rate Constraint in MTons | FALSE | L | Annual | Allowances Banked | lbs | 0 | 0 | 0 | 0 | 0 | 0 | 0
#CAN - SK - MER Cap Annual v4.12 | 24 | 7635 | Rate Constraint in MTons | FALSE | L | Annual | Allowances Withdrawn (1:1) | lbs | 0 | 0 | 0 | 0 | 0 | 0 | 0
#CAN - SK - MER Cap Annual v4.12 | 24 | 7635 | Rate Constraint in MTons | FALSE | L | Annual | Allowances Withdrawn (n:1) | lbs | 0 | 0 | 0 | 0 | 0 | 0 | 0
#CAN - SK - MER Cap Annual v4.12 | 24 | 7635 | Rate Constraint in MTons | FALSE | L | Annual | Net Emissions Allowance Position | lbs | 550.1999 | 218.4972 | 63.5904 | 63.5904 | 63.5904 | 63.5904 | 63.5904
#CAN - SK - MER Cap Annual v4.12 | 24 | 7635 | Rate Constraint in MTons | FALSE | L | Annual | Fuel Consumed | TBtu | 73.2812 | 29.223 | 8.6476 | 8.6476 | 8.6476 | 8.6476 | 8.6476
#CAN - SK - MER Cap Annual v4.12 | 24 | 7635 | Rate Constraint in MTons | FALSE | L | Annual | Rate | lb/MMBtu | 7.5081e-06 | 7.4769e-06 | 7.3535e-06 | 7.3535e-06 | 7.3535e-06 | 7.3535e-06 | 7.3535e-06
#CAN - SK - MER Cap Annual v4.12 | 24 | 7635 | Rate Constraint in MTons | FALSE | L | Annual | Generation | TWh | 7.0206 | 2.7997 | 0.82848 | 0.82848 | 0.82848 | 0.82848 | 0.82848
#CAN - SK - MER Cap Annual v4.12 | 24 | 7635 | Rate Constraint in MTons | FALSE | L | Annual | Qualifying Generation | TWh | 7.0206 | 2.7997 | 0.82848 | 0.82848 | 0.82848 | 0.82848 | 0.82848
#CAN - SK - MER Cap Annual v4.12 | 24 | 7635 | Rate Constraint in MTons | FALSE | L | Annual | Rate | lb/MWh | 7.8369e-05 | 7.8044e-05 | 7.6756e-05 | 7.6756e-05 | 7.6756e-05 | 7.6756e-05 | 7.6756e-05
#CAN - SK - MER Cap Annual v4.12 | 24 | 7635 | Rate Constraint in MTons | FALSE | L | Annual | Constraint Shadow Price | US2022$/Lb | 0 | 0 | 0 | 0 | 0 | 0 | 0
#CAN Aconi 1 - SO2 Rate Annual v3.1 | 25 | 7636 | Rate Constraint in lbs/MMBtu | FALSE | L | Annual | Seasons Included | Seasons | Winter, Spring, Summer, Fall | Winter, Spring, Summer, Fall | Winter, Spring, Summer, Fall | Winter, Spring, Summer, Fall | Winter, Spring, Summer, Fall | Winter, Spring, Summer, Fall | Winter, Spring, Summer, Fall
#CAN Aconi 1 - SO2 Rate Annual v3.1 | 25 | 7636 | Rate Constraint in lbs/MMBtu | FALSE | L | Annual | Standard SO2 | lb/MMBtu | 0.58146 | 0.58146 | 0.58146 | 0.58146 | 0.58146 | 0.58146 | 0.58146
#CAN Aconi 1 - SO2 Rate Annual v3.1 | 25 | 7636 | Rate Constraint in lbs/MMBtu | FALSE | L | Annual | Emissions at Affected Plants SO2 | Thousand Tons | 0 | 0 | 0 | 0 | 0 | 0 | 0
#CAN Aconi 1 - SO2 Rate Annual v3.1 | 25 | 7636 | Rate Constraint in lbs/MMBtu | FALSE | L | Annual | Allowances Purchased SO2 | Thousand Tons | 0 | 0 | 0 | 0 | 0 | 0 | 0
#CAN Aconi 1 - SO2 Rate Annual v3.1 | 25 | 7636 | Rate Constraint in lbs/MMBtu | FALSE | L | Annual | Allowances Sold SO2 | Thousand Tons | 0 | 0 | 0 | 0 | 0 | 0 | 0
#CAN Aconi 1 - SO2 Rate Annual v3.1 | 25 | 7636 | Rate Constraint in lbs/MMBtu | FALSE | L | Annual | Allowances Banked | Thousand Tons | 0 | 0 | 0 | 0 | 0 | 0 | 0
#CAN Aconi 1 - SO2 Rate Annual v3.1 | 25 | 7636 | Rate Constraint in lbs/MMBtu | FALSE | L | Annual | Allowances Withdrawn (1:1) | Thousand Tons | 0 | 0 | 0 | 0 | 0 | 0 | 0
#CAN Aconi 1 - SO2 Rate Annual v3.1 | 25 | 7636 | Rate Constraint in lbs/MMBtu | FALSE | L | Annual | Allowances Withdrawn (n:1) | Thousand Tons | 0 | 0 | 0 | 0 | 0 | 0 | 0
#CAN Aconi 1 - SO2 Rate Annual v3.1 | 25 | 7636 | Rate Constraint in lbs/MMBtu | FALSE | L | Annual | Net Emissions Allowance Position | Thousand Tons | 0 | 0 | 0 | 0 | 0 | 0 | 0
#CAN Aconi 1 - SO2 Rate Annual v3.1 | 25 | 7636 | Rate Constraint in lbs/MMBtu | FALSE | L | Annual | Fuel Consumed | TBtu | 0 | 0 | 0 | 0 | 0 | 0 | 0
#CAN Aconi 1 - SO2 Rate Annual v3.1 | 25 | 7636 | Rate Constraint in lbs/MMBtu | FALSE | L | Annual | Rate | lb/MMBtu | 0 | 0 | 0 | 0 | 0 | 0 | 0
#CAN Aconi 1 - SO2 Rate Annual v3.1 | 25 | 7636 | Rate Constraint in lbs/MMBtu | FALSE | L | Annual | Generation | TWh | 0 | 0 | 0 | 0 | 0 | 0 | 0
#CAN Aconi 1 - SO2 Rate Annual v3.1 | 25 | 7636 | Rate Constraint in lbs/MMBtu | FALSE | L | Annual | Qualifying Generation | TWh | 0 | 0 | 0 | 0 | 0 | 0 | 0
#CAN Aconi 1 - SO2 Rate Annual v3.1 | 25 | 7636 | Rate Constraint in lbs/MMBtu | FALSE | L | Annual | Rate | lb/MWh | 0 | 0 | 0 | 0 | 0 | 0 | 0
#CAN Aconi 1 - SO2 Rate Annual v3.1 | 25 | 7636 | Rate Constraint in lbs/MMBtu | FALSE | L | Annual | Constraint Shadow Price | US2022$/Ton | 1300304.8365 | 943603.1598 | 31685.4737 | 26218.1549 | 23893.2105 | 26809.3273 | 28419.1155
#CAN Lingan 1-4 - SO2 Rate Annual v3.1 | 26 | 7637 | Rate Constraint in lbs/MMBtu | FALSE | L | Annual | Seasons Included | Seasons | Winter, Spring, Summer, Fall | Winter, Spring, Summer, Fall | Winter, Spring, Summer, Fall | Winter, Spring, Summer, Fall | Winter, Spring, Summer, Fall | Winter, Spring, Summer, Fall | Winter, Spring, Summer, Fall
#CAN Lingan 1-4 - SO2 Rate Annual v3.1 | 26 | 7637 | Rate Constraint in lbs/MMBtu | FALSE | L | Annual | Standard SO2 | lb/MMBtu | 3.7214 | 3.7214 | 3.7214 | 3.7214 | 3.7214 | 3.7214 | 3.7214
#CAN Lingan 1-4 - SO2 Rate Annual v3.1 | 26 | 7637 | Rate Constraint in lbs/MMBtu | FALSE | L | Annual | Emissions at Affected Plants SO2 | Thousand Tons | 1.9961 | 3.2905 | 0 | 0 | 0 | 0 | 0
#CAN Lingan 1-4 - SO2 Rate Annual v3.1 | 26 | 7637 | Rate Constraint in lbs/MMBtu | FALSE | L | Annual | Allowances Purchased SO2 | Thousand Tons | 0 | 0 | 0 | 0 | 0 | 0 | 0
#CAN Lingan 1-4 - SO2 Rate Annual v3.1 | 26 | 7637 | Rate Constraint in lbs/MMBtu | FALSE | L | Annual | Allowances Sold SO2 | Thousand Tons | 0 | 0 | 0 | 0 | 0 | 0 | 0
#CAN Lingan 1-4 - SO2 Rate Annual v3.1 | 26 | 7637 | Rate Constraint in lbs/MMBtu | FALSE | L | Annual | Allowances Banked | Thousand Tons | 0 | 0 | 0 | 0 | 0 | 0 | 0
#CAN Lingan 1-4 - SO2 Rate Annual v3.1 | 26 | 7637 | Rate Constraint in lbs/MMBtu | FALSE | L | Annual | Allowances Withdrawn (1:1) | Thousand Tons | 0 | 0 | 0 | 0 | 0 | 0 | 0
#CAN Lingan 1-4 - SO2 Rate Annual v3.1 | 26 | 7637 | Rate Constraint in lbs/MMBtu | FALSE | L | Annual | Allowances Withdrawn (n:1) | Thousand Tons | 0 | 0 | 0 | 0 | 0 | 0 | 0
#CAN Lingan 1-4 - SO2 Rate Annual v3.1 | 26 | 7637 | Rate Constraint in lbs/MMBtu | FALSE | L | Annual | Net Emissions Allowance Position | Thousand Tons | 1.9961 | 3.2905 | 0 | 0 | 0 | 0 | 0
#CAN Lingan 1-4 - SO2 Rate Annual v3.1 | 26 | 7637 | Rate Constraint in lbs/MMBtu | FALSE | L | Annual | Fuel Consumed | TBtu | 3.6442 | 6.0073 | 0 | 0 | 0 | 0 | 0
#CAN Lingan 1-4 - SO2 Rate Annual v3.1 | 26 | 7637 | Rate Constraint in lbs/MMBtu | FALSE | L | Annual | Rate | lb/MMBtu | 1.0955 | 1.0955 | 0 | 0 | 0 | 0 | 0
#CAN Lingan 1-4 - SO2 Rate Annual v3.1 | 26 | 7637 | Rate Constraint in lbs/MMBtu | FALSE | L | Annual | Generation | TWh | 0.34913 | 0.57552 | 0 | 0 | 0 | 0 | 0
#CAN Lingan 1-4 - SO2 Rate Annual v3.1 | 26 | 7637 | Rate Constraint in lbs/MMBtu | FALSE | L | Annual | Qualifying Generation | TWh | 0.34913 | 0.57552 | 0 | 0 | 0 | 0 | 0
#CAN Lingan 1-4 - SO2 Rate Annual v3.1 | 26 | 7637 | Rate Constraint in lbs/MMBtu | FALSE | L | Annual | Rate | lb/MWh | 11.4349 | 11.4349 | 0 | 0 | 0 | 0 | 0
#CAN Lingan 1-4 - SO2 Rate Annual v3.1 | 26 | 7637 | Rate Constraint in lbs/MMBtu | FALSE | L | Annual | Constraint Shadow Price | US2022$/Ton | 0 | 0 | 0 | 0 | 0 | 0 | 0
#CAN -National Coal CO2 Rate Limit- 2030- v6.20 | 27 | 7650 | Rate Constraint in lbs/MWh | FALSE | L | Annual | Seasons Included | Seasons | Winter, Spring, Summer, Fall | Winter, Spring, Summer, Fall | Winter, Spring, Summer, Fall | Winter, Spring, Summer, Fall | Winter, Spring, Summer, Fall | Winter, Spring, Summer, Fall | Winter, Spring, Summer, Fall
#CAN -National Coal CO2 Rate Limit- 2030- v6.20 | 27 | 7650 | Rate Constraint in lbs/MWh | FALSE | L | Annual | Standard CO2 | lb/MWh | 0 | 925.94 | 925.94 | 925.94 | 925.94 | 925.94 | 925.94
#CAN -National Coal CO2 Rate Limit- 2030- v6.20 | 27 | 7650 | Rate Constraint in lbs/MWh | FALSE | L | Annual | Emissions at Affected Plants CO2 | Thousand Tons | 0 | 0 | 0 | 0 | 0 | 0 | 0
#CAN -National Coal CO2 Rate Limit- 2030- v6.20 | 27 | 7650 | Rate Constraint in lbs/MWh | FALSE | L | Annual | Allowances Purchased CO2 | Thousand Tons | 0 | 0 | 0 | 0 | 0 | 0 | 0
#CAN -National Coal CO2 Rate Limit- 2030- v6.20 | 27 | 7650 | Rate Constraint in lbs/MWh | FALSE | L | Annual | Allowances Sold CO2 | Thousand Tons | 0 | 0 | 0 | 0 | 0 | 0 | 0
#CAN -National Coal CO2 Rate Limit- 2030- v6.20 | 27 | 7650 | Rate Constraint in lbs/MWh | FALSE | L | Annual | Allowances Banked | Thousand Tons | 0 | 0 | 0 | 0 | 0 | 0 | 0
#CAN -National Coal CO2 Rate Limit- 2030- v6.20 | 27 | 7650 | Rate Constraint in lbs/MWh | FALSE | L | Annual | Allowances Withdrawn (1:1) | Thousand Tons | 0 | 0 | 0 | 0 | 0 | 0 | 0
#CAN -National Coal CO2 Rate Limit- 2030- v6.20 | 27 | 7650 | Rate Constraint in lbs/MWh | FALSE | L | Annual | Allowances Withdrawn (n:1) | Thousand Tons | 0 | 0 | 0 | 0 | 0 | 0 | 0
#CAN -National Coal CO2 Rate Limit- 2030- v6.20 | 27 | 7650 | Rate Constraint in lbs/MWh | FALSE | L | Annual | Net Emissions Allowance Position | Thousand Tons | 0 | 0 | 0 | 0 | 0 | 0 | 0
#CAN -National Coal CO2 Rate Limit- 2030- v6.20 | 27 | 7650 | Rate Constraint in lbs/MWh | FALSE | L | Annual | Fuel Consumed | TBtu | 0 | 0 | 0 | 0 | 0 | 0 | 0
#CAN -National Coal CO2 Rate Limit- 2030- v6.20 | 27 | 7650 | Rate Constraint in lbs/MWh | FALSE | L | Annual | Rate | lb/MMBtu | 0 | 0 | 0 | 0 | 0 | 0 | 0
#CAN -National Coal CO2 Rate Limit- 2030- v6.20 | 27 | 7650 | Rate Constraint in lbs/MWh | FALSE | L | Annual | Generation | TWh | 0 | 0 | 0 | 0 | 0 | 0 | 0
#CAN -National Coal CO2 Rate Limit- 2030- v6.20 | 27 | 7650 | Rate Constraint in lbs/MWh | FALSE | L | Annual | Qualifying Generation | TWh | 0 | 0 | 0 | 0 | 0 | 0 | 0
#CAN -National Coal CO2 Rate Limit- 2030- v6.20 | 27 | 7650 | Rate Constraint in lbs/MWh | FALSE | L | Annual | Constraint Shadow Price | US2022$/Ton | 435.9061 | 1439.8841 | 189.477 | 232.4993 | 154.2443 | 55.5918 | 190.9526
#CAN -National Coal CO2 Rate Limit- NewUnit- v6.20 | 28 | 7655 | Rate Constraint in lbs/MWh | FALSE | L | Annual | Seasons Included | Seasons | Winter, Spring, Summer, Fall | Winter, Spring, Summer, Fall | Winter, Spring, Summer, Fall | Winter, Spring, Summer, Fall | Winter, Spring, Summer, Fall | Winter, Spring, Summer, Fall | Winter, Spring, Summer, Fall
#CAN -National Coal CO2 Rate Limit- NewUnit- v6.20 | 28 | 7655 | Rate Constraint in lbs/MWh | FALSE | L | Annual | Standard CO2 | lb/MWh | 925.94 | 925.94 | 925.94 | 925.94 | 925.94 | 925.94 | 925.94
#CAN -National Coal CO2 Rate Limit- NewUnit- v6.20 | 28 | 7655 | Rate Constraint in lbs/MWh | FALSE | L | Annual | Emissions at Affected Plants CO2 | Thousand Tons | 0 | 0 | 0 | 0 | 0 | 0 | 0
#CAN -National Coal CO2 Rate Limit- NewUnit- v6.20 | 28 | 7655 | Rate Constraint in lbs/MWh | FALSE | L | Annual | Allowances Purchased CO2 | Thousand Tons | 0 | 0 | 0 | 0 | 0 | 0 | 0
#CAN -National Coal CO2 Rate Limit- NewUnit- v6.20 | 28 | 7655 | Rate Constraint in lbs/MWh | FALSE | L | Annual | Allowances Sold CO2 | Thousand Tons | 0 | 0 | 0 | 0 | 0 | 0 | 0
#CAN -National Coal CO2 Rate Limit- NewUnit- v6.20 | 28 | 7655 | Rate Constraint in lbs/MWh | FALSE | L | Annual | Allowances Banked | Thousand Tons | 0 | 0 | 0 | 0 | 0 | 0 | 0
#CAN -National Coal CO2 Rate Limit- NewUnit- v6.20 | 28 | 7655 | Rate Constraint in lbs/MWh | FALSE | L | Annual | Allowances Withdrawn (1:1) | Thousand Tons | 0 | 0 | 0 | 0 | 0 | 0 | 0
#CAN -National Coal CO2 Rate Limit- NewUnit- v6.20 | 28 | 7655 | Rate Constraint in lbs/MWh | FALSE | L | Annual | Allowances Withdrawn (n:1) | Thousand Tons | 0 | 0 | 0 | 0 | 0 | 0 | 0
#CAN -National Coal CO2 Rate Limit- NewUnit- v6.20 | 28 | 7655 | Rate Constraint in lbs/MWh | FALSE | L | Annual | Net Emissions Allowance Position | Thousand Tons | 0 | 0 | 0 | 0 | 0 | 0 | 0
#CAN -National Coal CO2 Rate Limit- NewUnit- v6.20 | 28 | 7655 | Rate Constraint in lbs/MWh | FALSE | L | Annual | Fuel Consumed | TBtu | 0 | 0 | 0 | 0 | 0 | 0 | 0
#CAN -National Coal CO2 Rate Limit- NewUnit- v6.20 | 28 | 7655 | Rate Constraint in lbs/MWh | FALSE | L | Annual | Rate | lb/MMBtu | 0 | 0 | 0 | 0 | 0 | 0 | 0
#CAN -National Coal CO2 Rate Limit- NewUnit- v6.20 | 28 | 7655 | Rate Constraint in lbs/MWh | FALSE | L | Annual | Generation | TWh | 0 | 0 | 0 | 0 | 0 | 0 | 0
#CAN -National Coal CO2 Rate Limit- NewUnit- v6.20 | 28 | 7655 | Rate Constraint in lbs/MWh | FALSE | L | Annual | Qualifying Generation | TWh | 0 | 0 | 0 | 0 | 0 | 0 | 0
#CAN -National Coal CO2 Rate Limit- NewUnit- v6.20 | 28 | 7655 | Rate Constraint in lbs/MWh | FALSE | L | Annual | Constraint Shadow Price | US2022$/Ton | 699.3972 | 678.1672 | 133.2652 | 92.5357 | 104.0753 | 95.0032 | 94.0611
#CAN -National Large NGas CO2 Rate Limit- v6.20 | 29 | 7673 | Rate Constraint in lbs/MWh | FALSE | L | Annual | Seasons Included | Seasons | Winter, Spring, Summer, Fall | Winter, Spring, Summer, Fall | Winter, Spring, Summer, Fall | Winter, Spring, Summer, Fall | Winter, Spring, Summer, Fall | Winter, Spring, Summer, Fall | Winter, Spring, Summer, Fall
#CAN -National Large NGas CO2 Rate Limit- v6.20 | 29 | 7673 | Rate Constraint in lbs/MWh | FALSE | L | Annual | Standard CO2 | lb/MWh | 925.9404 | 925.9404 | 925.9404 | 925.9404 | 925.9404 | 925.9404 | 925.9404
#CAN -National Large NGas CO2 Rate Limit- v6.20 | 29 | 7673 | Rate Constraint in lbs/MWh | FALSE | L | Annual | Emissions at Affected Plants CO2 | Thousand Tons | 23707.4394 | 26347.1296 | 36110.9003 | 40678.1393 | 41201.7391 | 37488.826 | 41373.2799
#CAN -National Large NGas CO2 Rate Limit- v6.20 | 29 | 7673 | Rate Constraint in lbs/MWh | FALSE | L | Annual | Allowances Purchased CO2 | Thousand Tons | 0 | 0 | 0 | 0 | 0 | 0 | 0
#CAN -National Large NGas CO2 Rate Limit- v6.20 | 29 | 7673 | Rate Constraint in lbs/MWh | FALSE | L | Annual | Allowances Sold CO2 | Thousand Tons | 0 | 0 | 0 | 0 | 0 | 0 | 0
#CAN -National Large NGas CO2 Rate Limit- v6.20 | 29 | 7673 | Rate Constraint in lbs/MWh | FALSE | L | Annual | Allowances Banked | Thousand Tons | 0 | 0 | 0 | 0 | 0 | 0 | 0
#CAN -National Large NGas CO2 Rate Limit- v6.20 | 29 | 7673 | Rate Constraint in lbs/MWh | FALSE | L | Annual | Allowances Withdrawn (1:1) | Thousand Tons | 0 | 0 | 0 | 0 | 0 | 0 | 0
#CAN -National Large NGas CO2 Rate Limit- v6.20 | 29 | 7673 | Rate Constraint in lbs/MWh | FALSE | L | Annual | Allowances Withdrawn (n:1) | Thousand Tons | 0 | 0 | 0 | 0 | 0 | 0 | 0
#CAN -National Large NGas CO2 Rate Limit- v6.20 | 29 | 7673 | Rate Constraint in lbs/MWh | FALSE | L | Annual | Net Emissions Allowance Position | Thousand Tons | 23707.4394 | 26347.1296 | 36110.9003 | 40678.1393 | 41201.7391 | 37488.826 | 41373.2799
#CAN -National Large NGas CO2 Rate Limit- v6.20 | 29 | 7673 | Rate Constraint in lbs/MWh | FALSE | L | Annual | Fuel Consumed | TBtu | 373.8226 | 418.4467 | 569.01 | 650.6132 | 659.2543 | 605.9477 | 674.5954
#CAN -National Large NGas CO2 Rate Limit- v6.20 | 29 | 7673 | Rate Constraint in lbs/MWh | FALSE | L | Annual | Rate | lb/MMBtu | 126.8379 | 125.9283 | 126.9254 | 125.0455 | 124.995 | 123.7362 | 122.661
#CAN -National Large NGas CO2 Rate Limit- v6.20 | 29 | 7673 | Rate Constraint in lbs/MWh | FALSE | L | Annual | Generation | TWh | 55.236 | 61.5529 | 81.6395 | 94.0146 | 96.48 | 90.3078 | 101.4768
#CAN -National Large NGas CO2 Rate Limit- v6.20 | 29 | 7673 | Rate Constraint in lbs/MWh | FALSE | L | Annual | Qualifying Generation | TWh | 55.236 | 61.5529 | 81.6395 | 94.0146 | 96.48 | 90.3078 | 101.4768
#CAN -National Large NGas CO2 Rate Limit- v6.20 | 29 | 7673 | Rate Constraint in lbs/MWh | FALSE | L | Annual | Constraint Shadow Price | US2022$/Ton | 0 | 0 | 0 | 0 | 0 | 0 | 0
#CAN -National NOx Rate Limit v4.12 | 30 | 7606 | Rate Constraint in lbs/MWh | FALSE | L | Annual | Seasons Included | Seasons | Winter, Spring, Summer, Fall | Winter, Spring, Summer, Fall | Winter, Spring, Summer, Fall | Winter, Spring, Summer, Fall | Winter, Spring, Summer, Fall | Winter, Spring, Summer, Fall | Winter, Spring, Summer, Fall
#CAN -National NOx Rate Limit v4.12 | 30 | 7606 | Rate Constraint in lbs/MWh | FALSE | L | Annual | Standard NOX | lb/MWh | 1.5212 | 1.5212 | 1.5212 | 1.5212 | 1.5212 | 1.5212 | 1.5212
#CAN -National NOx Rate Limit v4.12 | 30 | 7606 | Rate Constraint in lbs/MWh | FALSE | L | Annual | Emissions at Affected Plants NOX | Thousand Tons | 2.8762 | 3.4206 | 8.7891 | 8.704 | 7.1076 | 5.8098 | 5.5945
#CAN -National NOx Rate Limit v4.12 | 30 | 7606 | Rate Constraint in lbs/MWh | FALSE | L | Annual | Allowances Purchased NOX | Thousand Tons | 0 | 0 | 0 | 0 | 0 | 0 | 0
#CAN -National NOx Rate Limit v4.12 | 30 | 7606 | Rate Constraint in lbs/MWh | FALSE | L | Annual | Allowances Sold NOX | Thousand Tons | 0 | 0 | 0 | 0 | 0 | 0 | 0
#CAN -National NOx Rate Limit v4.12 | 30 | 7606 | Rate Constraint in lbs/MWh | FALSE | L | Annual | Allowances Banked | Thousand Tons | 0 | 0 | 0 | 0 | 0 | 0 | 0
#CAN -National NOx Rate Limit v4.12 | 30 | 7606 | Rate Constraint in lbs/MWh | FALSE | L | Annual | Allowances Withdrawn (1:1) | Thousand Tons | 0 | 0 | 0 | 0 | 0 | 0 | 0
#CAN -National NOx Rate Limit v4.12 | 30 | 7606 | Rate Constraint in lbs/MWh | FALSE | L | Annual | Allowances Withdrawn (n:1) | Thousand Tons | 0 | 0 | 0 | 0 | 0 | 0 | 0
#CAN -National NOx Rate Limit v4.12 | 30 | 7606 | Rate Constraint in lbs/MWh | FALSE | L | Annual | Net Emissions Allowance Position | Thousand Tons | 2.8762 | 3.4206 | 8.7891 | 8.704 | 7.1076 | 5.8098 | 5.5945
#CAN -National NOx Rate Limit v4.12 | 30 | 7606 | Rate Constraint in lbs/MWh | FALSE | L | Annual | Fuel Consumed | TBtu | 375.638 | 423.9611 | 594.4254 | 680.6836 | 677.9986 | 619.5008 | 685.5463
#CAN -National NOx Rate Limit v4.12 | 30 | 7606 | Rate Constraint in lbs/MWh | FALSE | L | Annual | Rate | lb/MMBtu | 0.015314 | 0.016136 | 0.029572 | 0.025574 | 0.020966 | 0.018756 | 0.016321
#CAN -National NOx Rate Limit v4.12 | 30 | 7606 | Rate Constraint in lbs/MWh | FALSE | L | Annual | Generation | TWh | 55.2193 | 62.0222 | 84.6595 | 97.4616 | 98.4436 | 91.5738 | 102.3988
#CAN -National NOx Rate Limit v4.12 | 30 | 7606 | Rate Constraint in lbs/MWh | FALSE | L | Annual | Qualifying Generation | TWh | 55.2193 | 62.0222 | 84.6595 | 97.4616 | 98.4436 | 91.5738 | 102.3988
#CAN -National NOx Rate Limit v4.12 | 30 | 7606 | Rate Constraint in lbs/MWh | FALSE | L | Annual | Constraint Shadow Price | US2022$/Ton | 0 | 0 | 0 | 0 | 0 | 0 | 0
#CAN -National Small NGas CO2 Rate Limit- v6.20 | 31 | 7674 | Rate Constraint in lbs/MWh | FALSE | L | Annual | Seasons Included | Seasons | Winter, Spring, Summer, Fall | Winter, Spring, Summer, Fall | Winter, Spring, Summer, Fall | Winter, Spring, Summer, Fall | Winter, Spring, Summer, Fall | Winter, Spring, Summer, Fall | Winter, Spring, Summer, Fall
#CAN -National Small NGas CO2 Rate Limit- v6.20 | 31 | 7674 | Rate Constraint in lbs/MWh | FALSE | L | Annual | Standard CO2 | lb/MWh | 1212.541 | 1212.541 | 1212.541 | 1212.541 | 1212.541 | 1212.541 | 1212.541
#CAN -National Small NGas CO2 Rate Limit- v6.20 | 31 | 7674 | Rate Constraint in lbs/MWh | FALSE | L | Annual | Emissions at Affected Plants CO2 | Thousand Tons | 8302.9823 | 8789.932 | 12992.7321 | 13895.5605 | 12538.3755 | 9237.9011 | 8706.6487
#CAN -National Small NGas CO2 Rate Limit- v6.20 | 31 | 7674 | Rate Constraint in lbs/MWh | FALSE | L | Annual | Allowances Purchased CO2 | Thousand Tons | 0 | 0 | 0 | 0 | 0 | 0 | 0
#CAN -National Small NGas CO2 Rate Limit- v6.20 | 31 | 7674 | Rate Constraint in lbs/MWh | FALSE | L | Annual | Allowances Sold CO2 | Thousand Tons | 0 | 0 | 0 | 0 | 0 | 0 | 0
#CAN -National Small NGas CO2 Rate Limit- v6.20 | 31 | 7674 | Rate Constraint in lbs/MWh | FALSE | L | Annual | Allowances Banked | Thousand Tons | 0 | 0 | 0 | 0 | 0 | 0 | 0
#CAN -National Small NGas CO2 Rate Limit- v6.20 | 31 | 7674 | Rate Constraint in lbs/MWh | FALSE | L | Annual | Allowances Withdrawn (1:1) | Thousand Tons | 0 | 0 | 0 | 0 | 0 | 0 | 0
#CAN -National Small NGas CO2 Rate Limit- v6.20 | 31 | 7674 | Rate Constraint in lbs/MWh | FALSE | L | Annual | Allowances Withdrawn (n:1) | Thousand Tons | 0 | 0 | 0 | 0 | 0 | 0 | 0
#CAN -National Small NGas CO2 Rate Limit- v6.20 | 31 | 7674 | Rate Constraint in lbs/MWh | FALSE | L | Annual | Net Emissions Allowance Position | Thousand Tons | 8302.9823 | 8789.932 | 12992.7321 | 13895.5605 | 12538.3755 | 9237.9011 | 8706.6487
#CAN -National Small NGas CO2 Rate Limit- v6.20 | 31 | 7674 | Rate Constraint in lbs/MWh | FALSE | L | Annual | Fuel Consumed | TBtu | 107.0467 | 112.6092 | 159.6955 | 172.2008 | 158.9185 | 117.0016 | 110.3097
#CAN -National Small NGas CO2 Rate Limit- v6.20 | 31 | 7674 | Rate Constraint in lbs/MWh | FALSE | L | Annual | Rate | lb/MMBtu | 155.1282 | 156.1139 | 162.7188 | 161.3879 | 157.7963 | 157.9107 | 157.8582
#CAN -National Small NGas CO2 Rate Limit- v6.20 | 31 | 7674 | Rate Constraint in lbs/MWh | FALSE | L | Annual | Generation | TWh | 15.5326 | 16.2621 | 22.8322 | 24.3264 | 22.6955 | 16.5648 | 15.6878
#CAN -National Small NGas CO2 Rate Limit- v6.20 | 31 | 7674 | Rate Constraint in lbs/MWh | FALSE | L | Annual | Qualifying Generation | TWh | 15.5326 | 16.2621 | 22.8322 | 24.3264 | 22.6955 | 16.5648 | 15.6878
#CAN -National Small NGas CO2 Rate Limit- v6.20 | 31 | 7674 | Rate Constraint in lbs/MWh | FALSE | L | Annual | Constraint Shadow Price | US2022$/Ton | 0 | 0 | 0 | 0 | 0 | 0 | 0
#CAN -National SO2 Rate Limit v4.12 | 32 | 7605 | Rate Constraint in lbs/MWh | FALSE | L | Annual | Seasons Included | Seasons | Winter, Spring, Summer, Fall | Winter, Spring, Summer, Fall | Winter, Spring, Summer, Fall | Winter, Spring, Summer, Fall | Winter, Spring, Summer, Fall | Winter, Spring, Summer, Fall | Winter, Spring, Summer, Fall
#CAN -National SO2 Rate Limit v4.12 | 32 | 7605 | Rate Constraint in lbs/MWh | FALSE | L | Annual | Standard SO2 | lb/MWh | 9.3476 | 9.3476 | 9.3476 | 9.3476 | 9.3476 | 9.3476 | 9.3476
#CAN -National SO2 Rate Limit v4.12 | 32 | 7605 | Rate Constraint in lbs/MWh | FALSE | L | Annual | Emissions at Affected Plants SO2 | Thousand Tons | 0.25581 | 0.25581 | 0.25581 | 0.25581 | 0.25581 | 0.25581 | 0.25581
#CAN -National SO2 Rate Limit v4.12 | 32 | 7605 | Rate Constraint in lbs/MWh | FALSE | L | Annual | Allowances Purchased SO2 | Thousand Tons | 0 | 0 | 0 | 0 | 0 | 0 | 0
#CAN -National SO2 Rate Limit v4.12 | 32 | 7605 | Rate Constraint in lbs/MWh | FALSE | L | Annual | Allowances Sold SO2 | Thousand Tons | 0 | 0 | 0 | 0 | 0 | 0 | 0
#CAN -National SO2 Rate Limit v4.12 | 32 | 7605 | Rate Constraint in lbs/MWh | FALSE | L | Annual | Allowances Banked | Thousand Tons | 0 | 0 | 0 | 0 | 0 | 0 | 0
#CAN -National SO2 Rate Limit v4.12 | 32 | 7605 | Rate Constraint in lbs/MWh | FALSE | L | Annual | Allowances Withdrawn (1:1) | Thousand Tons | 0 | 0 | 0 | 0 | 0 | 0 | 0
#CAN -National SO2 Rate Limit v4.12 | 32 | 7605 | Rate Constraint in lbs/MWh | FALSE | L | Annual | Allowances Withdrawn (n:1) | Thousand Tons | 0 | 0 | 0 | 0 | 0 | 0 | 0
#CAN -National SO2 Rate Limit v4.12 | 32 | 7605 | Rate Constraint in lbs/MWh | FALSE | L | Annual | Net Emissions Allowance Position | Thousand Tons | 0.25581 | 0.25581 | 0.25581 | 0.25581 | 0.25581 | 0.25581 | 0.25581
#CAN -National SO2 Rate Limit v4.12 | 32 | 7605 | Rate Constraint in lbs/MWh | FALSE | L | Annual | Fuel Consumed | TBtu | 375.638 | 423.9611 | 594.4254 | 680.6836 | 677.9986 | 619.5008 | 685.5463
#CAN -National SO2 Rate Limit v4.12 | 32 | 7605 | Rate Constraint in lbs/MWh | FALSE | L | Annual | Rate | lb/MMBtu | 0.001362 | 0.0012068 | 0.00086069 | 0.00075163 | 0.0007546 | 0.00082586 | 0.00074629
#CAN -National SO2 Rate Limit v4.12 | 32 | 7605 | Rate Constraint in lbs/MWh | FALSE | L | Annual | Generation | TWh | 55.2193 | 62.0222 | 84.6595 | 97.4616 | 98.4436 | 91.5738 | 102.3988
#CAN -National SO2 Rate Limit v4.12 | 32 | 7605 | Rate Constraint in lbs/MWh | FALSE | L | Annual | Qualifying Generation | TWh | 55.2193 | 62.0222 | 84.6595 | 97.4616 | 98.4436 | 91.5738 | 102.3988
#CAN -National SO2 Rate Limit v4.12 | 32 | 7605 | Rate Constraint in lbs/MWh | FALSE | L | Annual | Constraint Shadow Price | US2022$/Ton | 0 | 0 | 0 | 0 | 0 | 0 | 0
#CAN RPS v6.20- CNAB | 33 | 7565 | Generation Constraint in GWh | FALSE | G | Annual | Seasons Included | Seasons | Winter, Spring, Summer, Fall | Winter, Spring, Summer, Fall | Winter, Spring, Summer, Fall | Winter, Spring, Summer, Fall | Winter, Spring, Summer, Fall | Winter, Spring, Summer, Fall | Winter, Spring, Summer, Fall
#CAN RPS v6.20- CNAB | 33 | 7565 | Generation Constraint in GWh | FALSE | G | Annual | Standard GWh | GWh | 0 | 25428.5463 | 26329.738 | 26715.1733 | 27433.762 | 28612.0969 | 29838.2331
#CAN RPS v6.20- CNAB | 33 | 7565 | Generation Constraint in GWh | FALSE | G | Annual | Emissions at Affected Plants | GWh | 29244.314 | 29244.314 | 29606.8469 | 29606.6882 | 29606.8514 | 29606.6882 | 29838.2331
#CAN RPS v6.20- CNAB | 33 | 7565 | Generation Constraint in GWh | FALSE | G | Annual | Allowances Purchased | GWh | 0 | 0 | 0 | 0 | 0 | 0 | 0
#CAN RPS v6.20- CNAB | 33 | 7565 | Generation Constraint in GWh | FALSE | G | Annual | Allowances Sold | GWh | 0 | 0 | 0 | 0 | 0 | 0 | 0
#CAN RPS v6.20- CNAB | 33 | 7565 | Generation Constraint in GWh | FALSE | G | Annual | Allowances Banked | GWh | 0 | 0 | 0 | 0 | 0 | 0 | 0
#CAN RPS v6.20- CNAB | 33 | 7565 | Generation Constraint in GWh | FALSE | G | Annual | Allowances Withdrawn (1:1) | GWh | 0 | 0 | 0 | 0 | 0 | 0 | 0
#CAN RPS v6.20- CNAB | 33 | 7565 | Generation Constraint in GWh | FALSE | G | Annual | Allowances Withdrawn (n:1) | GWh | 0 | 0 | 0 | 0 | 0 | 0 | 0
#CAN RPS v6.20- CNAB | 33 | 7565 | Generation Constraint in GWh | FALSE | G | Annual | Net Emissions Allowance Position | GWh | 29244.314 | 29244.314 | 29606.8469 | 29606.6882 | 29606.8514 | 29606.6882 | 29838.2331
#CAN RPS v6.20- CNAB | 33 | 7565 | Generation Constraint in GWh | FALSE | G | Annual | Constraint Shadow Price | US2022$/MWh | 0 | 0 | 0 | 0 | 0 | 0 | 6.087
#CAN RPS v6.20- CNBC | 34 | 7564 | Generation Constraint in GWh | FALSE | G | Annual | Seasons Included | Seasons | Winter, Spring, Summer, Fall | Winter, Spring, Summer, Fall | Winter, Spring, Summer, Fall | Winter, Spring, Summer, Fall | Winter, Spring, Summer, Fall | Winter, Spring, Summer, Fall | Winter, Spring, Summer, Fall
#CAN RPS v6.20- CNBC | 34 | 7564 | Generation Constraint in GWh | FALSE | G | Annual | Standard GWh | GWh | 59884.5412 | 60675.4012 | 64507.8531 | 67783.2878 | 70844.7612 | 73445.6106 | 76134.7712
#CAN RPS v6.20- CNBC | 34 | 7564 | Generation Constraint in GWh | FALSE | G | Annual | Emissions at Affected Plants | GWh | 76028.9453 | 76028.9453 | 76028.9453 | 76494.1013 | 76494.1013 | 81102.0321 | 83294.9603
#CAN RPS v6.20- CNBC | 34 | 7564 | Generation Constraint in GWh | FALSE | G | Annual | Allowances Purchased | GWh | 0 | 0 | 0 | 0 | 0 | 0 | 0
#CAN RPS v6.20- CNBC | 34 | 7564 | Generation Constraint in GWh | FALSE | G | Annual | Allowances Sold | GWh | 0 | 0 | 0 | 0 | 0 | 0 | 0
#CAN RPS v6.20- CNBC | 34 | 7564 | Generation Constraint in GWh | FALSE | G | Annual | Allowances Banked | GWh | 0 | 0 | 0 | 0 | 0 | 0 | 0
#CAN RPS v6.20- CNBC | 34 | 7564 | Generation Constraint in GWh | FALSE | G | Annual | Allowances Withdrawn (1:1) | GWh | 0 | 0 | 0 | 0 | 0 | 0 | 0
#CAN RPS v6.20- CNBC | 34 | 7564 | Generation Constraint in GWh | FALSE | G | Annual | Allowances Withdrawn (n:1) | GWh | 0 | 0 | 0 | 0 | 0 | 0 | 0
#CAN RPS v6.20- CNBC | 34 | 7564 | Generation Constraint in GWh | FALSE | G | Annual | Net Emissions Allowance Position | GWh | 76028.9453 | 76028.9453 | 76028.9453 | 76494.1013 | 76494.1013 | 81102.0321 | 83294.9603
#CAN RPS v6.20- CNBC | 34 | 7564 | Generation Constraint in GWh | FALSE | G | Annual | Constraint Shadow Price | US2022$/MWh | 0 | 0 | 0 | 0 | 0 | 0 | 0
#CAN RPS v6.20- CNNB | 35 | 7567 | Generation Constraint in GWh | FALSE | G | Annual | Seasons Included | Seasons | Winter, Spring, Summer, Fall | Winter, Spring, Summer, Fall | Winter, Spring, Summer, Fall | Winter, Spring, Summer, Fall | Winter, Spring, Summer, Fall | Winter, Spring, Summer, Fall | Winter, Spring, Summer, Fall
#CAN RPS v6.20- CNNB | 35 | 7567 | Generation Constraint in GWh | FALSE | G | Annual | Standard GWh | GWh | 5349.8881 | 5316.2436 | 3917.3106 | 3996.2795 | 4100.8027 | 4205.9395 | 4203.4708
#CAN RPS v6.20- CNNB | 35 | 7567 | Generation Constraint in GWh | FALSE | G | Annual | Emissions at Affected Plants | GWh | 5349.8881 | 5316.2436 | 4433.7436 | 4150.1824 | 6997.904 | 9777.6368 | 10550.441
#CAN RPS v6.20- CNNB | 35 | 7567 | Generation Constraint in GWh | FALSE | G | Annual | Allowances Purchased | GWh | 0 | 0 | 0 | 0 | 0 | 0 | 0
#CAN RPS v6.20- CNNB | 35 | 7567 | Generation Constraint in GWh | FALSE | G | Annual | Allowances Sold | GWh | 0 | 0 | 0 | 0 | 0 | 0 | 0
#CAN RPS v6.20- CNNB | 35 | 7567 | Generation Constraint in GWh | FALSE | G | Annual | Allowances Banked | GWh | 0 | 0 | 0 | 0 | 0 | 0 | 0
#CAN RPS v6.20- CNNB | 35 | 7567 | Generation Constraint in GWh | FALSE | G | Annual | Allowances Withdrawn (1:1) | GWh | 0 | 0 | 0 | 0 | 0 | 0 | 0
#CAN RPS v6.20- CNNB | 35 | 7567 | Generation Constraint in GWh | FALSE | G | Annual | Allowances Withdrawn (n:1) | GWh | 0 | 0 | 0 | 0 | 0 | 0 | 0
#CAN RPS v6.20- CNNB | 35 | 7567 | Generation Constraint in GWh | FALSE | G | Annual | Net Emissions Allowance Position | GWh | 5349.8881 | 5316.2436 | 4433.7436 | 4150.1824 | 6997.904 | 9777.6368 | 10550.441
#CAN RPS v6.20- CNNB | 35 | 7567 | Generation Constraint in GWh | FALSE | G | Annual | Constraint Shadow Price | US2022$/MWh | 9.4075 | 2.2977 | 0 | 0 | 0 | 0 | 0
#CAN RPS v6.20- CNNS | 36 | 7568 | Generation Constraint in GWh | FALSE | G | Annual | Seasons Included | Seasons | Winter, Spring, Summer, Fall | Winter, Spring, Summer, Fall | Winter, Spring, Summer, Fall | Winter, Spring, Summer, Fall | Winter, Spring, Summer, Fall | Winter, Spring, Summer, Fall | Winter, Spring, Summer, Fall
#CAN RPS v6.20- CNNS | 36 | 7568 | Generation Constraint in GWh | FALSE | G | Annual | Standard GWh | GWh | 4401.5942 | 4402.0311 | 4566.0724 | 4649.1405 | 4609.2545 | 4642.704 | 4675.9557
#CAN RPS v6.20- CNNS | 36 | 7568 | Generation Constraint in GWh | FALSE | G | Annual | Emissions at Affected Plants | GWh | 4401.5942 | 4402.0311 | 7120.6169 | 8531.1799 | 9401.7608 | 10875.159 | 11966.5065
#CAN RPS v6.20- CNNS | 36 | 7568 | Generation Constraint in GWh | FALSE | G | Annual | Allowances Purchased | GWh | 0 | 0 | 0 | 0 | 0 | 0 | 0
#CAN RPS v6.20- CNNS | 36 | 7568 | Generation Constraint in GWh | FALSE | G | Annual | Allowances Sold | GWh | 0 | 0 | 0 | 0 | 0 | 0 | 0
#CAN RPS v6.20- CNNS | 36 | 7568 | Generation Constraint in GWh | FALSE | G | Annual | Allowances Banked | GWh | 0 | 0 | 0 | 0 | 0 | 0 | 0
#CAN RPS v6.20- CNNS | 36 | 7568 | Generation Constraint in GWh | FALSE | G | Annual | Allowances Withdrawn (1:1) | GWh | 0 | 0 | 0 | 0 | 0 | 0 | 0
#CAN RPS v6.20- CNNS | 36 | 7568 | Generation Constraint in GWh | FALSE | G | Annual | Allowances Withdrawn (n:1) | GWh | 0 | 0 | 0 | 0 | 0 | 0 | 0
#CAN RPS v6.20- CNNS | 36 | 7568 | Generation Constraint in GWh | FALSE | G | Annual | Net Emissions Allowance Position | GWh | 4401.5942 | 4402.0311 | 7120.6169 | 8531.1799 | 9401.7608 | 10875.159 | 11966.5065
#CAN RPS v6.20- CNNS | 36 | 7568 | Generation Constraint in GWh | FALSE | G | Annual | Constraint Shadow Price | US2022$/MWh | 9.4075 | 0.29319 | 0 | 0 | 0 | 0 | 0
#CAN RPS v6.20- CNPE | 37 | 7569 | Generation Constraint in GWh | FALSE | G | Annual | Seasons Included | Seasons | Winter, Spring, Summer, Fall | Winter, Spring, Summer, Fall | Winter, Spring, Summer, Fall | Winter, Spring, Summer, Fall | Winter, Spring, Summer, Fall | Winter, Spring, Summer, Fall | Winter, Spring, Summer, Fall
#CAN RPS v6.20- CNPE | 37 | 7569 | Generation Constraint in GWh | FALSE | G | Annual | Standard GWh | GWh | 572.7527 | 581.3031 | 627.8733 | 676.6798 | 714.5161 | 759.3255 | 806.869
#CAN RPS v6.20- CNPE | 37 | 7569 | Generation Constraint in GWh | FALSE | G | Annual | Emissions at Affected Plants | GWh | 572.7527 | 581.3031 | 702.4893 | 702.4893 | 1745.9069 | 2462.0541 | 2989.63
#CAN RPS v6.20- CNPE | 37 | 7569 | Generation Constraint in GWh | FALSE | G | Annual | Allowances Purchased | GWh | 0 | 0 | 0 | 0 | 0 | 0 | 0
#CAN RPS v6.20- CNPE | 37 | 7569 | Generation Constraint in GWh | FALSE | G | Annual | Allowances Sold | GWh | 0 | 0 | 0 | 0 | 0 | 0 | 0
#CAN RPS v6.20- CNPE | 37 | 7569 | Generation Constraint in GWh | FALSE | G | Annual | Allowances Banked | GWh | 0 | 0 | 0 | 0 | 0 | 0 | 0
#CAN RPS v6.20- CNPE | 37 | 7569 | Generation Constraint in GWh | FALSE | G | Annual | Allowances Withdrawn (1:1) | GWh | 0 | 0 | 0 | 0 | 0 | 0 | 0
#CAN RPS v6.20- CNPE | 37 | 7569 | Generation Constraint in GWh | FALSE | G | Annual | Allowances Withdrawn (n:1) | GWh | 0 | 0 | 0 | 0 | 0 | 0 | 0
#CAN RPS v6.20- CNPE | 37 | 7569 | Generation Constraint in GWh | FALSE | G | Annual | Net Emissions Allowance Position | GWh | 572.7527 | 581.3031 | 702.4893 | 702.4893 | 1745.9069 | 2462.0541 | 2989.63
#CAN RPS v6.20- CNPE | 37 | 7569 | Generation Constraint in GWh | FALSE | G | Annual | Constraint Shadow Price | US2022$/MWh | 9.4075 | 0.29319 | 0 | 0 | 0 | 0 | 0
#CAN RPS v6.20- CNSK | 38 | 7566 | Generation Constraint in GWh | FALSE | G | Annual | Seasons Included | Seasons | Winter, Spring, Summer, Fall | Winter, Spring, Summer, Fall | Winter, Spring, Summer, Fall | Winter, Spring, Summer, Fall | Winter, Spring, Summer, Fall | Winter, Spring, Summer, Fall | Winter, Spring, Summer, Fall
#CAN RPS v6.20- CNSK | 38 | 7566 | Generation Constraint in GWh | FALSE | G | Annual | Standard GWh | GWh | 9340.9993 | 11796.5543 | 12107.253 | 12352.2781 | 12790.3311 | 13395.1774 | 14027.3052
#CAN RPS v6.20- CNSK | 38 | 7566 | Generation Constraint in GWh | FALSE | G | Annual | Emissions at Affected Plants | GWh | 9340.9993 | 11796.5543 | 12107.253 | 12352.2781 | 12790.3311 | 14787.3703 | 17222.3105
#CAN RPS v6.20- CNSK | 38 | 7566 | Generation Constraint in GWh | FALSE | G | Annual | Allowances Purchased | GWh | 0 | 0 | 0 | 0 | 0 | 0 | 0
#CAN RPS v6.20- CNSK | 38 | 7566 | Generation Constraint in GWh | FALSE | G | Annual | Allowances Sold | GWh | 0 | 0 | 0 | 0 | 0 | 0 | 0
#CAN RPS v6.20- CNSK | 38 | 7566 | Generation Constraint in GWh | FALSE | G | Annual | Allowances Banked | GWh | 0 | 0 | 0 | 0 | 0 | 0 | 0
#CAN RPS v6.20- CNSK | 38 | 7566 | Generation Constraint in GWh | FALSE | G | Annual | Allowances Withdrawn (1:1) | GWh | 0 | 0 | 0 | 0 | 0 | 0 | 0
#CAN RPS v6.20- CNSK | 38 | 7566 | Generation Constraint in GWh | FALSE | G | Annual | Allowances Withdrawn (n:1) | GWh | 0 | 0 | 0 | 0 | 0 | 0 | 0
#CAN RPS v6.20- CNSK | 38 | 7566 | Generation Constraint in GWh | FALSE | G | Annual | Net Emissions Allowance Position | GWh | 9340.9993 | 11796.5543 | 12107.253 | 12352.2781 | 12790.3311 | 14787.3703 | 17222.3105
#CAN RPS v6.20- CNSK | 38 | 7566 | Generation Constraint in GWh | FALSE | G | Annual | Constraint Shadow Price | US2022$/MWh | 15.4978 | 25.3638 | 18.8228 | 8.6154 | 3.2709 | 0 | 0
#CAN Trenton 1-2 - SO2 Rate Annual v3.1 | 39 | 7638 | Rate Constraint in lbs/MMBtu | FALSE | L | Annual | Seasons Included | Seasons | Winter, Spring, Summer, Fall | Winter, Spring, Summer, Fall | Winter, Spring, Summer, Fall | Winter, Spring, Summer, Fall | Winter, Spring, Summer, Fall | Winter, Spring, Summer, Fall | Winter, Spring, Summer, Fall
#CAN Trenton 1-2 - SO2 Rate Annual v3.1 | 39 | 7638 | Rate Constraint in lbs/MMBtu | FALSE | L | Annual | Standard SO2 | lb/MMBtu | 3.2097 | 3.2097 | 3.2097 | 3.2097 | 3.2097 | 3.2097 | 3.2097
#CAN Trenton 1-2 - SO2 Rate Annual v3.1 | 39 | 7638 | Rate Constraint in lbs/MMBtu | FALSE | L | Annual | Emissions at Affected Plants SO2 | Thousand Tons | 0 | 0 | 0.029153 | 0 | 0 | 0 | 0
#CAN Trenton 1-2 - SO2 Rate Annual v3.1 | 39 | 7638 | Rate Constraint in lbs/MMBtu | FALSE | L | Annual | Allowances Purchased SO2 | Thousand Tons | 0 | 0 | 0 | 0 | 0 | 0 | 0
#CAN Trenton 1-2 - SO2 Rate Annual v3.1 | 39 | 7638 | Rate Constraint in lbs/MMBtu | FALSE | L | Annual | Allowances Sold SO2 | Thousand Tons | 0 | 0 | 0 | 0 | 0 | 0 | 0
#CAN Trenton 1-2 - SO2 Rate Annual v3.1 | 39 | 7638 | Rate Constraint in lbs/MMBtu | FALSE | L | Annual | Allowances Banked | Thousand Tons | 0 | 0 | 0 | 0 | 0 | 0 | 0
#CAN Trenton 1-2 - SO2 Rate Annual v3.1 | 39 | 7638 | Rate Constraint in lbs/MMBtu | FALSE | L | Annual | Allowances Withdrawn (1:1) | Thousand Tons | 0 | 0 | 0 | 0 | 0 | 0 | 0
#CAN Trenton 1-2 - SO2 Rate Annual v3.1 | 39 | 7638 | Rate Constraint in lbs/MMBtu | FALSE | L | Annual | Allowances Withdrawn (n:1) | Thousand Tons | 0 | 0 | 0 | 0 | 0 | 0 | 0
#CAN Trenton 1-2 - SO2 Rate Annual v3.1 | 39 | 7638 | Rate Constraint in lbs/MMBtu | FALSE | L | Annual | Net Emissions Allowance Position | Thousand Tons | 0 | 0 | 0.029153 | 0 | 0 | 0 | 0
#CAN Trenton 1-2 - SO2 Rate Annual v3.1 | 39 | 7638 | Rate Constraint in lbs/MMBtu | FALSE | L | Annual | Fuel Consumed | TBtu | 0 | 0 | 0.053224 | 0 | 0 | 0 | 0
#CAN Trenton 1-2 - SO2 Rate Annual v3.1 | 39 | 7638 | Rate Constraint in lbs/MMBtu | FALSE | L | Annual | Rate | lb/MMBtu | 0 | 0 | 1.0955 | 0 | 0 | 0 | 0
#CAN Trenton 1-2 - SO2 Rate Annual v3.1 | 39 | 7638 | Rate Constraint in lbs/MMBtu | FALSE | L | Annual | Generation | TWh | 0 | 0 | 0.005099 | 0 | 0 | 0 | 0
#CAN Trenton 1-2 - SO2 Rate Annual v3.1 | 39 | 7638 | Rate Constraint in lbs/MMBtu | FALSE | L | Annual | Qualifying Generation | TWh | 0 | 0 | 0.005099 | 0 | 0 | 0 | 0
#CAN Trenton 1-2 - SO2 Rate Annual v3.1 | 39 | 7638 | Rate Constraint in lbs/MMBtu | FALSE | L | Annual | Rate | lb/MWh | 0 | 0 | 11.4349 | 0 | 0 | 0 | 0
#CAN Trenton 1-2 - SO2 Rate Annual v3.1 | 39 | 7638 | Rate Constraint in lbs/MMBtu | FALSE | L | Annual | Constraint Shadow Price | US2022$/Ton | 0 | 0 | 0 | 0 | 0 | 0 | 0
#MATS - HCL Rate in 2015 | 40 | 7120 | MACT Fuel Choice Floor in lbs/MMBtu | FALSE | L | Annual | Seasons Included | Seasons | Winter, Spring, Summer, Fall | Winter, Spring, Summer, Fall | Winter, Spring, Summer, Fall | Winter, Spring, Summer, Fall | Winter, Spring, Summer, Fall | Winter, Spring, Summer, Fall | Winter, Spring, Summer, Fall
#MATS - HCL Rate in 2015 | 40 | 7120 | MACT Fuel Choice Floor in lbs/MMBtu | FALSE | L | Annual | Emission Floor | lb/MMBtu | 0.002 | 0.002 | 0.002 | 0.002 | 0.002 | 0.002 | 0.002
#MATS - HCL Rate in 2015 | 40 | 7120 | MACT Fuel Choice Floor in lbs/MMBtu | FALSE | L | Annual | Emissions at Affected Plants HCL | Thousand Tons | 1.9871 | 1.7772 | 1.0881 | 1.0203 | 0.02988 | 0.03465 | 0.035098
#MATS - HCL Rate in 2015 | 40 | 7120 | MACT Fuel Choice Floor in lbs/MMBtu | FALSE | L | Annual | Allowances Purchased HCL | Thousand Tons | 0 | 0 | 0 | 0 | 0 | 0 | 0
#MATS - HCL Rate in 2015 | 40 | 7120 | MACT Fuel Choice Floor in lbs/MMBtu | FALSE | L | Annual | Allowances Sold HCL | Thousand Tons | 0 | 0 | 0 | 0 | 0 | 0 | 0
#MATS - HCL Rate in 2015 | 40 | 7120 | MACT Fuel Choice Floor in lbs/MMBtu | FALSE | L | Annual | Allowances Banked | Thousand Tons | 0 | 0 | 0 | 0 | 0 | 0 | 0
#MATS - HCL Rate in 2015 | 40 | 7120 | MACT Fuel Choice Floor in lbs/MMBtu | FALSE | L | Annual | Allowances Withdrawn (1:1) | Thousand Tons | 0 | 0 | 0 | 0 | 0 | 0 | 0
#MATS - HCL Rate in 2015 | 40 | 7120 | MACT Fuel Choice Floor in lbs/MMBtu | FALSE | L | Annual | Allowances Withdrawn (n:1) | Thousand Tons | 0 | 0 | 0 | 0 | 0 | 0 | 0
#MATS - HCL Rate in 2015 | 40 | 7120 | MACT Fuel Choice Floor in lbs/MMBtu | FALSE | L | Annual | Net Emissions Allowance Position | Thousand Tons | 1.9871 | 1.7772 | 1.0881 | 1.0203 | 0.02988 | 0.03465 | 0.035098
#MATS - HCL Rate in 2015 | 40 | 7120 | MACT Fuel Choice Floor in lbs/MMBtu | FALSE | L | Annual | Fuel Consumed | TBtu | 4121.3469 | 3598.7146 | 2200.0958 | 2029.5336 | 74.9854 | 83.8673 | 84.8077
#MATS - HCL Rate in 2015 | 40 | 7120 | MACT Fuel Choice Floor in lbs/MMBtu | FALSE | L | Annual | Rate | lb/MMBtu | 0.00096432 | 0.00098769 | 0.00098912 | 0.0010055 | 0.00079696 | 0.00082632 | 0.0008277
#MATS - HCL Rate in 2015 | 40 | 7120 | MACT Fuel Choice Floor in lbs/MMBtu | FALSE | L | Annual | Generation | TWh | 402.8793 | 348.1781 | 147.9094 | 133.9288 | 5.2584 | 5.8025 | 5.8658
#MATS - HCL Rate in 2015 | 40 | 7120 | MACT Fuel Choice Floor in lbs/MMBtu | FALSE | L | Annual | Qualifying Generation | TWh | 402.8793 | 348.1781 | 147.9094 | 133.9288 | 5.2584 | 5.8025 | 5.8658
#MATS - HCL Rate in 2015 | 40 | 7120 | MACT Fuel Choice Floor in lbs/MMBtu | FALSE | L | Annual | Constraint Shadow Price | US2022$/Ton | 0 | 0 | 0 | 0 | 0 | 0 | 0
#MATS - HCL Rate in 2015 (IGCC) | 41 | 7121 | MACT Fuel Choice Floor in lbs/MMBtu | FALSE | L | Annual | Seasons Included | Seasons | Winter, Spring, Summer, Fall | Winter, Spring, Summer, Fall | Winter, Spring, Summer, Fall | Winter, Spring, Summer, Fall | Winter, Spring, Summer, Fall | Winter, Spring, Summer, Fall | Winter, Spring, Summer, Fall
#MATS - HCL Rate in 2015 (IGCC) | 41 | 7121 | MACT Fuel Choice Floor in lbs/MMBtu | FALSE | L | Annual | Emission Floor | lb/MMBtu | 0.005 | 0.005 | 0.005 | 0.005 | 0.005 | 0.005 | 0.005
#MATS - HCL Rate in 2015 (IGCC) | 41 | 7121 | MACT Fuel Choice Floor in lbs/MMBtu | FALSE | L | Annual | Emissions at Affected Plants HCL | Thousand Tons | 0.0027542 | 0.0022111 | 0 | 0 | 0 | 0 | 0
#MATS - HCL Rate in 2015 (IGCC) | 41 | 7121 | MACT Fuel Choice Floor in lbs/MMBtu | FALSE | L | Annual | Allowances Purchased HCL | Thousand Tons | 0 | 0 | 0 | 0 | 0 | 0 | 0
#MATS - HCL Rate in 2015 (IGCC) | 41 | 7121 | MACT Fuel Choice Floor in lbs/MMBtu | FALSE | L | Annual | Allowances Sold HCL | Thousand Tons | 0 | 0 | 0 | 0 | 0 | 0 | 0
#MATS - HCL Rate in 2015 (IGCC) | 41 | 7121 | MACT Fuel Choice Floor in lbs/MMBtu | FALSE | L | Annual | Allowances Banked | Thousand Tons | 0 | 0 | 0 | 0 | 0 | 0 | 0
#MATS - HCL Rate in 2015 (IGCC) | 41 | 7121 | MACT Fuel Choice Floor in lbs/MMBtu | FALSE | L | Annual | Allowances Withdrawn (1:1) | Thousand Tons | 0 | 0 | 0 | 0 | 0 | 0 | 0
#MATS - HCL Rate in 2015 (IGCC) | 41 | 7121 | MACT Fuel Choice Floor in lbs/MMBtu | FALSE | L | Annual | Allowances Withdrawn (n:1) | Thousand Tons | 0 | 0 | 0 | 0 | 0 | 0 | 0
#MATS - HCL Rate in 2015 (IGCC) | 41 | 7121 | MACT Fuel Choice Floor in lbs/MMBtu | FALSE | L | Annual | Net Emissions Allowance Position | Thousand Tons | 0.0027542 | 0.0022111 | 0 | 0 | 0 | 0 | 0
#MATS - HCL Rate in 2015 (IGCC) | 41 | 7121 | MACT Fuel Choice Floor in lbs/MMBtu | FALSE | L | Annual | Fuel Consumed | TBtu | 6.9586 | 8.498 | 0 | 0 | 0 | 0 | 0
#MATS - HCL Rate in 2015 (IGCC) | 41 | 7121 | MACT Fuel Choice Floor in lbs/MMBtu | FALSE | L | Annual | Rate | lb/MMBtu | 0.0007916 | 0.00052039 | 0 | 0 | 0 | 0 | 0
#MATS - HCL Rate in 2015 (IGCC) | 41 | 7121 | MACT Fuel Choice Floor in lbs/MMBtu | FALSE | L | Annual | Generation | TWh | 0.61196 | 0.74734 | 0 | 0 | 0 | 0 | 0
#MATS - HCL Rate in 2015 (IGCC) | 41 | 7121 | MACT Fuel Choice Floor in lbs/MMBtu | FALSE | L | Annual | Qualifying Generation | TWh | 0.61196 | 0.74734 | 0 | 0 | 0 | 0 | 0
#MATS - HCL Rate in 2015 (IGCC) | 41 | 7121 | MACT Fuel Choice Floor in lbs/MMBtu | FALSE | L | Annual | Constraint Shadow Price | US2022$/Ton | 0 | 0 | 0 | 0 | 0 | 0 | 0
#MATS - HCL Rate in 2015 (PK) | 42 | 7122 | MACT Fuel Choice Floor in lbs/MMBtu | FALSE | L | Annual | Seasons Included | Seasons | Winter, Spring, Summer, Fall | Winter, Spring, Summer, Fall | Winter, Spring, Summer, Fall | Winter, Spring, Summer, Fall | Winter, Spring, Summer, Fall | Winter, Spring, Summer, Fall | Winter, Spring, Summer, Fall
#MATS - HCL Rate in 2015 (PK) | 42 | 7122 | MACT Fuel Choice Floor in lbs/MMBtu | FALSE | L | Annual | Emission Floor | lb/MMBtu | 0.0005 | 0.0005 | 0.0005 | 0.0005 | 0.0005 | 0.0005 | 0.0005
#MATS - HCL Rate in 2015 (PK) | 42 | 7122 | MACT Fuel Choice Floor in lbs/MMBtu | FALSE | L | Annual | Emissions at Affected Plants HCL | Thousand Tons | 1.9058 | 1.7046 | 1.0253 | 0.965 | 0.029736 | 0.034506 | 0.034941
#MATS - HCL Rate in 2015 (PK) | 42 | 7122 | MACT Fuel Choice Floor in lbs/MMBtu | FALSE | L | Annual | Allowances Purchased HCL | Thousand Tons | 0 | 0 | 0 | 0 | 0 | 0 | 0
#MATS - HCL Rate in 2015 (PK) | 42 | 7122 | MACT Fuel Choice Floor in lbs/MMBtu | FALSE | L | Annual | Allowances Sold HCL | Thousand Tons | 0 | 0 | 0 | 0 | 0 | 0 | 0
#MATS - HCL Rate in 2015 (PK) | 42 | 7122 | MACT Fuel Choice Floor in lbs/MMBtu | FALSE | L | Annual | Allowances Banked | Thousand Tons | 0 | 0 | 0 | 0 | 0 | 0 | 0
#MATS - HCL Rate in 2015 (PK) | 42 | 7122 | MACT Fuel Choice Floor in lbs/MMBtu | FALSE | L | Annual | Allowances Withdrawn (1:1) | Thousand Tons | 0 | 0 | 0 | 0 | 0 | 0 | 0
#MATS - HCL Rate in 2015 (PK) | 42 | 7122 | MACT Fuel Choice Floor in lbs/MMBtu | FALSE | L | Annual | Allowances Withdrawn (n:1) | Thousand Tons | 0 | 0 | 0 | 0 | 0 | 0 | 0
#MATS - HCL Rate in 2015 (PK) | 42 | 7122 | MACT Fuel Choice Floor in lbs/MMBtu | FALSE | L | Annual | Net Emissions Allowance Position | Thousand Tons | 1.9058 | 1.7046 | 1.0253 | 0.965 | 0.029736 | 0.034506 | 0.034941
#MATS - HCL Rate in 2015 (PK) | 42 | 7122 | MACT Fuel Choice Floor in lbs/MMBtu | FALSE | L | Annual | Fuel Consumed | TBtu | 3950.7846 | 3451.855 | 2065.073 | 1918.9346 | 74.6961 | 83.5779 | 84.4948
#MATS - HCL Rate in 2015 (PK) | 42 | 7122 | MACT Fuel Choice Floor in lbs/MMBtu | FALSE | L | Annual | Rate | lb/MMBtu | 0.00096478 | 0.00098765 | 0.00099304 | 0.0010058 | 0.00079618 | 0.00082572 | 0.00082706
#MATS - HCL Rate in 2015 (PK) | 42 | 7122 | MACT Fuel Choice Floor in lbs/MMBtu | FALSE | L | Annual | Generation | TWh | 386.952 | 334.1541 | 139.1032 | 127.2548 | 5.2409 | 5.785 | 5.8469
#MATS - HCL Rate in 2015 (PK) | 42 | 7122 | MACT Fuel Choice Floor in lbs/MMBtu | FALSE | L | Annual | Qualifying Generation | TWh | 386.952 | 334.1541 | 139.1032 | 127.2548 | 5.2409 | 5.785 | 5.8469
#MATS - HCL Rate in 2015 (PK) | 42 | 7122 | MACT Fuel Choice Floor in lbs/MMBtu | FALSE | L | Annual | Constraint Shadow Price | US2022$/Ton | 0 | 0 | 0 | 0 | 0 | 0 | 0
#MATS - MER Rate in 2015 (Bit and Subbit) | 43 | 7123 | MACT Fuel Choice Floor in lbs/MMBtu | FALSE | L | Annual | Seasons Included | Seasons | Winter, Spring, Summer, Fall | Winter, Spring, Summer, Fall | Winter, Spring, Summer, Fall | Winter, Spring, Summer, Fall | Winter, Spring, Summer, Fall | Winter, Spring, Summer, Fall | Winter, Spring, Summer, Fall
#MATS - MER Rate in 2015 (Bit and Subbit) | 43 | 7123 | MACT Fuel Choice Floor in lbs/MMBtu | FALSE | L | Annual | Emission Floor | lbs/MMBtu | 1.2e-06 | 1.2e-06 | 1.2e-06 | 1.2e-06 | 1.2e-06 | 1.2e-06 | 1.2e-06
#MATS - MER Rate in 2015 (Bit and Subbit) | 43 | 7123 | MACT Fuel Choice Floor in lbs/MMBtu | FALSE | L | Annual | Emissions at Affected Plants MER | lbs | 2969.6705 | 2887.2914 | 2265.1318 | 2161.8596 | 92.0651 | 120.9059 | 124.0427
#MATS - MER Rate in 2015 (Bit and Subbit) | 43 | 7123 | MACT Fuel Choice Floor in lbs/MMBtu | FALSE | L | Annual | Allowances Purchased MER | lbs | 0 | 0 | 0 | 0 | 0 | 0 | 0
#MATS - MER Rate in 2015 (Bit and Subbit) | 43 | 7123 | MACT Fuel Choice Floor in lbs/MMBtu | FALSE | L | Annual | Allowances Sold MER | lbs | 0 | 0 | 0 | 0 | 0 | 0 | 0
#MATS - MER Rate in 2015 (Bit and Subbit) | 43 | 7123 | MACT Fuel Choice Floor in lbs/MMBtu | FALSE | L | Annual | Allowances Banked | lbs | 0 | 0 | 0 | 0 | 0 | 0 | 0
#MATS - MER Rate in 2015 (Bit and Subbit) | 43 | 7123 | MACT Fuel Choice Floor in lbs/MMBtu | FALSE | L | Annual | Allowances Withdrawn (1:1) | lbs | 0 | 0 | 0 | 0 | 0 | 0 | 0
#MATS - MER Rate in 2015 (Bit and Subbit) | 43 | 7123 | MACT Fuel Choice Floor in lbs/MMBtu | FALSE | L | Annual | Allowances Withdrawn (n:1) | lbs | 0 | 0 | 0 | 0 | 0 | 0 | 0
#MATS - MER Rate in 2015 (Bit and Subbit) | 43 | 7123 | MACT Fuel Choice Floor in lbs/MMBtu | FALSE | L | Annual | Net Emissions Allowance Position | lbs | 2969.6705 | 2887.2914 | 2265.1318 | 2161.8596 | 92.0651 | 120.9059 | 124.0427
#MATS - MER Rate in 2015 (Bit and Subbit) | 43 | 7123 | MACT Fuel Choice Floor in lbs/MMBtu | FALSE | L | Annual | Fuel Consumed | TBtu | 4121.3469 | 3598.7146 | 2200.0958 | 2029.5336 | 74.9854 | 83.8673 | 84.8077
#MATS - MER Rate in 2015 (Bit and Subbit) | 43 | 7123 | MACT Fuel Choice Floor in lbs/MMBtu | FALSE | L | Annual | Rate | lb/MMBtu | 7.2056e-07 | 8.0231e-07 | 1.0296e-06 | 1.0652e-06 | 1.2278e-06 | 1.4416e-06 | 1.4626e-06
#MATS - MER Rate in 2015 (Bit and Subbit) | 43 | 7123 | MACT Fuel Choice Floor in lbs/MMBtu | FALSE | L | Annual | Generation | TWh | 402.8793 | 348.1781 | 147.9094 | 133.9288 | 5.2584 | 5.8025 | 5.8658
#MATS - MER Rate in 2015 (Bit and Subbit) | 43 | 7123 | MACT Fuel Choice Floor in lbs/MMBtu | FALSE | L | Annual | Qualifying Generation | TWh | 402.8793 | 348.1781 | 147.9094 | 133.9288 | 5.2584 | 5.8025 | 5.8658
#MATS - MER Rate in 2015 (Bit and Subbit) | 43 | 7123 | MACT Fuel Choice Floor in lbs/MMBtu | FALSE | L | Annual | Constraint Shadow Price | US2022$/Lb | 0 | 0 | 0 | 0 | 0 | 0 | 0
#MATS - MER Rate in 2015 (IGCC) | 44 | 7124 | MACT Fuel Choice Floor in lbs/MMBtu | FALSE | L | Annual | Seasons Included | Seasons | Winter, Spring, Summer, Fall | Winter, Spring, Summer, Fall | Winter, Spring, Summer, Fall | Winter, Spring, Summer, Fall | Winter, Spring, Summer, Fall | Winter, Spring, Summer, Fall | Winter, Spring, Summer, Fall
#MATS - MER Rate in 2015 (IGCC) | 44 | 7124 | MACT Fuel Choice Floor in lbs/MMBtu | FALSE | L | Annual | Emission Floor | lbs/MMBtu | 3e-06 | 3e-06 | 3e-06 | 3e-06 | 3e-06 | 3e-06 | 3e-06
#MATS - MER Rate in 2015 (IGCC) | 44 | 7124 | MACT Fuel Choice Floor in lbs/MMBtu | FALSE | L | Annual | Emissions at Affected Plants MER | lbs | 4.7845 | 6.508 | 0 | 0 | 0 | 0 | 0
#MATS - MER Rate in 2015 (IGCC) | 44 | 7124 | MACT Fuel Choice Floor in lbs/MMBtu | FALSE | L | Annual | Allowances Purchased MER | lbs | 0 | 0 | 0 | 0 | 0 | 0 | 0
#MATS - MER Rate in 2015 (IGCC) | 44 | 7124 | MACT Fuel Choice Floor in lbs/MMBtu | FALSE | L | Annual | Allowances Sold MER | lbs | 0 | 0 | 0 | 0 | 0 | 0 | 0
#MATS - MER Rate in 2015 (IGCC) | 44 | 7124 | MACT Fuel Choice Floor in lbs/MMBtu | FALSE | L | Annual | Allowances Banked | lbs | 0 | 0 | 0 | 0 | 0 | 0 | 0
#MATS - MER Rate in 2015 (IGCC) | 44 | 7124 | MACT Fuel Choice Floor in lbs/MMBtu | FALSE | L | Annual | Allowances Withdrawn (1:1) | lbs | 0 | 0 | 0 | 0 | 0 | 0 | 0
#MATS - MER Rate in 2015 (IGCC) | 44 | 7124 | MACT Fuel Choice Floor in lbs/MMBtu | FALSE | L | Annual | Allowances Withdrawn (n:1) | lbs | 0 | 0 | 0 | 0 | 0 | 0 | 0
#MATS - MER Rate in 2015 (IGCC) | 44 | 7124 | MACT Fuel Choice Floor in lbs/MMBtu | FALSE | L | Annual | Net Emissions Allowance Position | lbs | 4.7845 | 6.508 | 0 | 0 | 0 | 0 | 0
#MATS - MER Rate in 2015 (IGCC) | 44 | 7124 | MACT Fuel Choice Floor in lbs/MMBtu | FALSE | L | Annual | Fuel Consumed | TBtu | 6.9586 | 8.498 | 0 | 0 | 0 | 0 | 0
#MATS - MER Rate in 2015 (IGCC) | 44 | 7124 | MACT Fuel Choice Floor in lbs/MMBtu | FALSE | L | Annual | Rate | lb/MMBtu | 6.8757e-07 | 7.6583e-07 | 0 | 0 | 0 | 0 | 0
#MATS - MER Rate in 2015 (IGCC) | 44 | 7124 | MACT Fuel Choice Floor in lbs/MMBtu | FALSE | L | Annual | Generation | TWh | 0.61196 | 0.74734 | 0 | 0 | 0 | 0 | 0
#MATS - MER Rate in 2015 (IGCC) | 44 | 7124 | MACT Fuel Choice Floor in lbs/MMBtu | FALSE | L | Annual | Qualifying Generation | TWh | 0.61196 | 0.74734 | 0 | 0 | 0 | 0 | 0
#MATS - MER Rate in 2015 (IGCC) | 44 | 7124 | MACT Fuel Choice Floor in lbs/MMBtu | FALSE | L | Annual | Constraint Shadow Price | US2022$/Lb | 0 | 0 | 0 | 0 | 0 | 0 | 0
#MATS - MER Rate in 2015 (Lig) | 45 | 7125 | MACT Fuel Choice Floor in lbs/MMBtu | FALSE | L | Annual | Seasons Included | Seasons | Winter, Spring, Summer, Fall | Winter, Spring, Summer, Fall | Winter, Spring, Summer, Fall | Winter, Spring, Summer, Fall | Winter, Spring, Summer, Fall | Winter, Spring, Summer, Fall | Winter, Spring, Summer, Fall
#MATS - MER Rate in 2015 (Lig) | 45 | 7125 | MACT Fuel Choice Floor in lbs/MMBtu | FALSE | L | Annual | Emission Floor | lbs/MMBtu | 4e-06 | 4e-06 | 4e-06 | 4e-06 | 4e-06 | 4e-06 | 4e-06
#MATS - MER Rate in 2015 (Lig) | 45 | 7125 | MACT Fuel Choice Floor in lbs/MMBtu | FALSE | L | Annual | Emissions at Affected Plants MER | lbs | 2886.2166 | 2822.4335 | 2204.3887 | 2107.1867 | 91.9221 | 120.7629 | 123.8881
#MATS - MER Rate in 2015 (Lig) | 45 | 7125 | MACT Fuel Choice Floor in lbs/MMBtu | FALSE | L | Annual | Allowances Purchased MER | lbs | 0 | 0 | 0 | 0 | 0 | 0 | 0
#MATS - MER Rate in 2015 (Lig) | 45 | 7125 | MACT Fuel Choice Floor in lbs/MMBtu | FALSE | L | Annual | Allowances Sold MER | lbs | 0 | 0 | 0 | 0 | 0 | 0 | 0
#MATS - MER Rate in 2015 (Lig) | 45 | 7125 | MACT Fuel Choice Floor in lbs/MMBtu | FALSE | L | Annual | Allowances Banked | lbs | 0 | 0 | 0 | 0 | 0 | 0 | 0
#MATS - MER Rate in 2015 (Lig) | 45 | 7125 | MACT Fuel Choice Floor in lbs/MMBtu | FALSE | L | Annual | Allowances Withdrawn (1:1) | lbs | 0 | 0 | 0 | 0 | 0 | 0 | 0
#MATS - MER Rate in 2015 (Lig) | 45 | 7125 | MACT Fuel Choice Floor in lbs/MMBtu | FALSE | L | Annual | Allowances Withdrawn (n:1) | lbs | 0 | 0 | 0 | 0 | 0 | 0 | 0
#MATS - MER Rate in 2015 (Lig) | 45 | 7125 | MACT Fuel Choice Floor in lbs/MMBtu | FALSE | L | Annual | Net Emissions Allowance Position | lbs | 2886.2166 | 2822.4335 | 2204.3887 | 2107.1867 | 91.9221 | 120.7629 | 123.8881
#MATS - MER Rate in 2015 (Lig) | 45 | 7125 | MACT Fuel Choice Floor in lbs/MMBtu | FALSE | L | Annual | Fuel Consumed | TBtu | 3950.7846 | 3451.855 | 2065.073 | 1918.9346 | 74.6961 | 83.5779 | 84.4948
#MATS - MER Rate in 2015 (Lig) | 45 | 7125 | MACT Fuel Choice Floor in lbs/MMBtu | FALSE | L | Annual | Rate | lb/MMBtu | 7.3054e-07 | 8.1766e-07 | 1.0675e-06 | 1.0981e-06 | 1.2306e-06 | 1.4449e-06 | 1.4662e-06
#MATS - MER Rate in 2015 (Lig) | 45 | 7125 | MACT Fuel Choice Floor in lbs/MMBtu | FALSE | L | Annual | Generation | TWh | 386.952 | 334.1541 | 139.1032 | 127.2548 | 5.2409 | 5.785 | 5.8469
#MATS - MER Rate in 2015 (Lig) | 45 | 7125 | MACT Fuel Choice Floor in lbs/MMBtu | FALSE | L | Annual | Qualifying Generation | TWh | 386.952 | 334.1541 | 139.1032 | 127.2548 | 5.2409 | 5.785 | 5.8469
#MATS - MER Rate in 2015 (Lig) | 45 | 7125 | MACT Fuel Choice Floor in lbs/MMBtu | FALSE | L | Annual | Constraint Shadow Price | US2022$/Lb | 0 | 0 | 0 | 0 | 0 | 0 | 0
#MATS - MER Rate in 2015 (PK) | 46 | 7126 | MACT Fuel Choice Floor in lbs/MMBtu | FALSE | L | Annual | Seasons Included | Seasons | Winter, Spring, Summer, Fall | Winter, Spring, Summer, Fall | Winter, Spring, Summer, Fall | Winter, Spring, Summer, Fall | Winter, Spring, Summer, Fall | Winter, Spring, Summer, Fall | Winter, Spring, Summer, Fall
#MATS - MER Rate in 2015 (PK) | 46 | 7126 | MACT Fuel Choice Floor in lbs/MMBtu | FALSE | L | Annual | Emission Floor | lbs/MMBtu | 2e-07 | 2e-07 | 2e-07 | 2e-07 | 2e-07 | 2e-07 | 2e-07
#MATS - MER Rate in 2015 (PK) | 46 | 7126 | MACT Fuel Choice Floor in lbs/MMBtu | FALSE | L | Annual | Emissions at Affected Plants MER | lbs | 2886.2166 | 2822.4335 | 2204.3887 | 2107.1867 | 91.9221 | 120.7629 | 123.8881
#MATS - MER Rate in 2015 (PK) | 46 | 7126 | MACT Fuel Choice Floor in lbs/MMBtu | FALSE | L | Annual | Allowances Purchased MER | lbs | 0 | 0 | 0 | 0 | 0 | 0 | 0
#MATS - MER Rate in 2015 (PK) | 46 | 7126 | MACT Fuel Choice Floor in lbs/MMBtu | FALSE | L | Annual | Allowances Sold MER | lbs | 0 | 0 | 0 | 0 | 0 | 0 | 0
#MATS - MER Rate in 2015 (PK) | 46 | 7126 | MACT Fuel Choice Floor in lbs/MMBtu | FALSE | L | Annual | Allowances Banked | lbs | 0 | 0 | 0 | 0 | 0 | 0 | 0
#MATS - MER Rate in 2015 (PK) | 46 | 7126 | MACT Fuel Choice Floor in lbs/MMBtu | FALSE | L | Annual | Allowances Withdrawn (1:1) | lbs | 0 | 0 | 0 | 0 | 0 | 0 | 0
#MATS - MER Rate in 2015 (PK) | 46 | 7126 | MACT Fuel Choice Floor in lbs/MMBtu | FALSE | L | Annual | Allowances Withdrawn (n:1) | lbs | 0 | 0 | 0 | 0 | 0 | 0 | 0
#MATS - MER Rate in 2015 (PK) | 46 | 7126 | MACT Fuel Choice Floor in lbs/MMBtu | FALSE | L | Annual | Net Emissions Allowance Position | lbs | 2886.2166 | 2822.4335 | 2204.3887 | 2107.1867 | 91.9221 | 120.7629 | 123.8881
#MATS - MER Rate in 2015 (PK) | 46 | 7126 | MACT Fuel Choice Floor in lbs/MMBtu | FALSE | L | Annual | Fuel Consumed | TBtu | 3950.7846 | 3451.855 | 2065.073 | 1918.9346 | 74.6961 | 83.5779 | 84.4948
#MATS - MER Rate in 2015 (PK) | 46 | 7126 | MACT Fuel Choice Floor in lbs/MMBtu | FALSE | L | Annual | Rate | lb/MMBtu | 7.3054e-07 | 8.1766e-07 | 1.0675e-06 | 1.0981e-06 | 1.2306e-06 | 1.4449e-06 | 1.4662e-06
#MATS - MER Rate in 2015 (PK) | 46 | 7126 | MACT Fuel Choice Floor in lbs/MMBtu | FALSE | L | Annual | Generation | TWh | 386.952 | 334.1541 | 139.1032 | 127.2548 | 5.2409 | 5.785 | 5.8469
#MATS - MER Rate in 2015 (PK) | 46 | 7126 | MACT Fuel Choice Floor in lbs/MMBtu | FALSE | L | Annual | Qualifying Generation | TWh | 386.952 | 334.1541 | 139.1032 | 127.2548 | 5.2409 | 5.785 | 5.8469
#MATS - MER Rate in 2015 (PK) | 46 | 7126 | MACT Fuel Choice Floor in lbs/MMBtu | FALSE | L | Annual | Constraint Shadow Price | US2022$/Lb | 0 | 0 | 0 | 0 | 0 | 0 | 0
111(b) - 1000lbs/MWh CO2 - New CC | 47 | 7703 | Rate Constraint in lbs/MWh | FALSE | L | Annual | Seasons Included | Seasons | Winter, Spring, Summer, Fall | Winter, Spring, Summer, Fall | Winter, Spring, Summer, Fall | Winter, Spring, Summer, Fall | Winter, Spring, Summer, Fall | Winter, Spring, Summer, Fall | Winter, Spring, Summer, Fall
111(b) - 1000lbs/MWh CO2 - New CC | 47 | 7703 | Rate Constraint in lbs/MWh | FALSE | L | Annual | Standard CO2 | lb/MWh | 1000 | 1000 | 1000 | 1000 | 1000 | 1000 | 1000
111(b) - 1000lbs/MWh CO2 - New CC | 47 | 7703 | Rate Constraint in lbs/MWh | FALSE | L | Annual | Emissions at Affected Plants CO2 | Thousand Tons | 88602.0667 | 96721.6932 | 51748.6794 | 48243.031 | 44315.1702 | 83005.4768 | 132963.3485
111(b) - 1000lbs/MWh CO2 - New CC | 47 | 7703 | Rate Constraint in lbs/MWh | FALSE | L | Annual | Allowances Purchased CO2 | Thousand Tons | 0 | 0 | 0 | 0 | 0 | 0 | 0
111(b) - 1000lbs/MWh CO2 - New CC | 47 | 7703 | Rate Constraint in lbs/MWh | FALSE | L | Annual | Allowances Sold CO2 | Thousand Tons | 0 | 0 | 0 | 0 | 0 | 0 | 0
111(b) - 1000lbs/MWh CO2 - New CC | 47 | 7703 | Rate Constraint in lbs/MWh | FALSE | L | Annual | Allowances Banked | Thousand Tons | 0 | 0 | 0 | 0 | 0 | 0 | 0
111(b) - 1000lbs/MWh CO2 - New CC | 47 | 7703 | Rate Constraint in lbs/MWh | FALSE | L | Annual | Allowances Withdrawn (1:1) | Thousand Tons | 0 | 0 | 0 | 0 | 0 | 0 | 0
111(b) - 1000lbs/MWh CO2 - New CC | 47 | 7703 | Rate Constraint in lbs/MWh | FALSE | L | Annual | Allowances Withdrawn (n:1) | Thousand Tons | 0 | 0 | 0 | 0 | 0 | 0 | 0
111(b) - 1000lbs/MWh CO2 - New CC | 47 | 7703 | Rate Constraint in lbs/MWh | FALSE | L | Annual | Net Emissions Allowance Position | Thousand Tons | 88602.0667 | 96721.6932 | 51748.6794 | 48243.031 | 44315.1702 | 83005.4768 | 132963.3485
111(b) - 1000lbs/MWh CO2 - New CC | 47 | 7703 | Rate Constraint in lbs/MWh | FALSE | L | Annual | Fuel Consumed | TBtu | 1513.5304 | 1652.2325 | 926.2122 | 866.3275 | 789.5297 | 1455.1449 | 2322.9969
111(b) - 1000lbs/MWh CO2 - New CC | 47 | 7703 | Rate Constraint in lbs/MWh | FALSE | L | Annual | Rate | lb/MMBtu | 117.08 | 117.08 | 111.7426 | 111.3737 | 112.2571 | 114.0855 | 114.4757
111(b) - 1000lbs/MWh CO2 - New CC | 47 | 7703 | Rate Constraint in lbs/MWh | FALSE | L | Annual | Generation | TWh | 237.4628 | 259.2373 | 144.3156 | 134.8976 | 123.0802 | 227.4273 | 363.6217
111(b) - 1000lbs/MWh CO2 - New CC | 47 | 7703 | Rate Constraint in lbs/MWh | FALSE | L | Annual | Qualifying Generation | TWh | 237.4628 | 259.2373 | 144.3156 | 134.8976 | 123.0802 | 227.4273 | 363.6217
111(b) - 1000lbs/MWh CO2 - New CC | 47 | 7703 | Rate Constraint in lbs/MWh | FALSE | L | Annual | Constraint Shadow Price | US2022$/Ton | 0 | 0 | 0 | 0 | 0 | 0 | 0
111(b) - 1000lbs/MWh CO2 - New CC with CCS | 48 | 7704 | Rate Constraint in lbs/MWh | FALSE | L | Annual | Seasons Included | Seasons | Winter, Spring, Summer, Fall | Winter, Spring, Summer, Fall | Winter, Spring, Summer, Fall | Winter, Spring, Summer, Fall | Winter, Spring, Summer, Fall | Winter, Spring, Summer, Fall | Winter, Spring, Summer, Fall
111(b) - 1000lbs/MWh CO2 - New CC with CCS | 48 | 7704 | Rate Constraint in lbs/MWh | FALSE | L | Annual | Standard CO2 | lb/MWh | 1000 | 1000 | 1000 | 1000 | 1000 | 1000 | 1000
111(b) - 1000lbs/MWh CO2 - New CC with CCS | 48 | 7704 | Rate Constraint in lbs/MWh | FALSE | L | Annual | Emissions at Affected Plants CO2 | Thousand Tons | 0 | 0 | 0 | 0 | 0 | 0 | 0
111(b) - 1000lbs/MWh CO2 - New CC with CCS | 48 | 7704 | Rate Constraint in lbs/MWh | FALSE | L | Annual | Allowances Purchased CO2 | Thousand Tons | 0 | 0 | 0 | 0 | 0 | 0 | 0
111(b) - 1000lbs/MWh CO2 - New CC with CCS | 48 | 7704 | Rate Constraint in lbs/MWh | FALSE | L | Annual | Allowances Sold CO2 | Thousand Tons | 0 | 0 | 0 | 0 | 0 | 0 | 0
111(b) - 1000lbs/MWh CO2 - New CC with CCS | 48 | 7704 | Rate Constraint in lbs/MWh | FALSE | L | Annual | Allowances Banked | Thousand Tons | 0 | 0 | 0 | 0 | 0 | 0 | 0
111(b) - 1000lbs/MWh CO2 - New CC with CCS | 48 | 7704 | Rate Constraint in lbs/MWh | FALSE | L | Annual | Allowances Withdrawn (1:1) | Thousand Tons | 0 | 0 | 0 | 0 | 0 | 0 | 0
111(b) - 1000lbs/MWh CO2 - New CC with CCS | 48 | 7704 | Rate Constraint in lbs/MWh | FALSE | L | Annual | Allowances Withdrawn (n:1) | Thousand Tons | 0 | 0 | 0 | 0 | 0 | 0 | 0
111(b) - 1000lbs/MWh CO2 - New CC with CCS | 48 | 7704 | Rate Constraint in lbs/MWh | FALSE | L | Annual | Net Emissions Allowance Position | Thousand Tons | 0 | 0 | 0 | 0 | 0 | 0 | 0
111(b) - 1000lbs/MWh CO2 - New CC with CCS | 48 | 7704 | Rate Constraint in lbs/MWh | FALSE | L | Annual | Fuel Consumed | TBtu | 0 | 0 | 0 | 0 | 0 | 0 | 0
111(b) - 1000lbs/MWh CO2 - New CC with CCS | 48 | 7704 | Rate Constraint in lbs/MWh | FALSE | L | Annual | Rate | lb/MMBtu | 0 | 0 | 0 | 0 | 0 | 0 | 0
111(b) - 1000lbs/MWh CO2 - New CC with CCS | 48 | 7704 | Rate Constraint in lbs/MWh | FALSE | L | Annual | Generation | TWh | 0 | 0 | 0 | 0 | 0 | 0 | 0
111(b) - 1000lbs/MWh CO2 - New CC with CCS | 48 | 7704 | Rate Constraint in lbs/MWh | FALSE | L | Annual | Qualifying Generation | TWh | 0 | 0 | 0 | 0 | 0 | 0 | 0
111(b) - 1000lbs/MWh CO2 - New CC with CCS | 48 | 7704 | Rate Constraint in lbs/MWh | FALSE | L | Annual | Constraint Shadow Price | US2022$/Ton | 0 | 0 | 0 | 0 | 0 | 0 | 0
111(b) - 1400lbs/MWh CO2 - New UPC with 30% CCS | 49 | 7700 | Rate Constraint in lbs/MWh | FALSE | L | Annual | Seasons Included | Seasons | Winter, Spring, Summer, Fall | Winter, Spring, Summer, Fall | Winter, Spring, Summer, Fall | Winter, Spring, Summer, Fall | Winter, Spring, Summer, Fall | Winter, Spring, Summer, Fall | Winter, Spring, Summer, Fall
111(b) - 1400lbs/MWh CO2 - New UPC with 30% CCS | 49 | 7700 | Rate Constraint in lbs/MWh | FALSE | L | Annual | Standard CO2 | lb/MWh | 1400 | 1400 | 1400 | 1400 | 1400 | 1400 | 1400
111(b) - 1400lbs/MWh CO2 - New UPC with 30% CCS | 49 | 7700 | Rate Constraint in lbs/MWh | FALSE | L | Annual | Emissions at Affected Plants CO2 | Thousand Tons | 0 | 0 | 0 | 0 | 0 | 0 | 0
111(b) - 1400lbs/MWh CO2 - New UPC with 30% CCS | 49 | 7700 | Rate Constraint in lbs/MWh | FALSE | L | Annual | Allowances Purchased CO2 | Thousand Tons | 0 | 0 | 0 | 0 | 0 | 0 | 0
111(b) - 1400lbs/MWh CO2 - New UPC with 30% CCS | 49 | 7700 | Rate Constraint in lbs/MWh | FALSE | L | Annual | Allowances Sold CO2 | Thousand Tons | 0 | 0 | 0 | 0 | 0 | 0 | 0
111(b) - 1400lbs/MWh CO2 - New UPC with 30% CCS | 49 | 7700 | Rate Constraint in lbs/MWh | FALSE | L | Annual | Allowances Banked | Thousand Tons | 0 | 0 | 0 | 0 | 0 | 0 | 0
111(b) - 1400lbs/MWh CO2 - New UPC with 30% CCS | 49 | 7700 | Rate Constraint in lbs/MWh | FALSE | L | Annual | Allowances Withdrawn (1:1) | Thousand Tons | 0 | 0 | 0 | 0 | 0 | 0 | 0
111(b) - 1400lbs/MWh CO2 - New UPC with 30% CCS | 49 | 7700 | Rate Constraint in lbs/MWh | FALSE | L | Annual | Allowances Withdrawn (n:1) | Thousand Tons | 0 | 0 | 0 | 0 | 0 | 0 | 0
111(b) - 1400lbs/MWh CO2 - New UPC with 30% CCS | 49 | 7700 | Rate Constraint in lbs/MWh | FALSE | L | Annual | Net Emissions Allowance Position | Thousand Tons | 0 | 0 | 0 | 0 | 0 | 0 | 0
111(b) - 1400lbs/MWh CO2 - New UPC with 30% CCS | 49 | 7700 | Rate Constraint in lbs/MWh | FALSE | L | Annual | Fuel Consumed | TBtu | 0 | 0 | 0 | 0 | 0 | 0 | 0
111(b) - 1400lbs/MWh CO2 - New UPC with 30% CCS | 49 | 7700 | Rate Constraint in lbs/MWh | FALSE | L | Annual | Rate | lb/MMBtu | 0 | 0 | 0 | 0 | 0 | 0 | 0
111(b) - 1400lbs/MWh CO2 - New UPC with 30% CCS | 49 | 7700 | Rate Constraint in lbs/MWh | FALSE | L | Annual | Generation | TWh | 0 | 0 | 0 | 0 | 0 | 0 | 0
111(b) - 1400lbs/MWh CO2 - New UPC with 30% CCS | 49 | 7700 | Rate Constraint in lbs/MWh | FALSE | L | Annual | Qualifying Generation | TWh | 0 | 0 | 0 | 0 | 0 | 0 | 0
111(b) - 1400lbs/MWh CO2 - New UPC with 30% CCS | 49 | 7700 | Rate Constraint in lbs/MWh | FALSE | L | Annual | Constraint Shadow Price | US2022$/Ton | 0 | 0 | 0 | 0 | 0 | 0 | 0
111(b) - 1400lbs/MWh CO2 - New UPC with 90% CCS | 50 | 7701 | Rate Constraint in lbs/MWh | FALSE | L | Annual | Seasons Included | Seasons | Winter, Spring, Summer, Fall | Winter, Spring, Summer, Fall | Winter, Spring, Summer, Fall | Winter, Spring, Summer, Fall | Winter, Spring, Summer, Fall | Winter, Spring, Summer, Fall | Winter, Spring, Summer, Fall
111(b) - 1400lbs/MWh CO2 - New UPC with 90% CCS | 50 | 7701 | Rate Constraint in lbs/MWh | FALSE | L | Annual | Standard CO2 | lb/MWh | 1400 | 1400 | 1400 | 1400 | 1400 | 1400 | 1400
111(b) - 1400lbs/MWh CO2 - New UPC with 90% CCS | 50 | 7701 | Rate Constraint in lbs/MWh | FALSE | L | Annual | Emissions at Affected Plants CO2 | Thousand Tons | 0 | 0 | 0 | 0 | 0 | 0 | 0
111(b) - 1400lbs/MWh CO2 - New UPC with 90% CCS | 50 | 7701 | Rate Constraint in lbs/MWh | FALSE | L | Annual | Allowances Purchased CO2 | Thousand Tons | 0 | 0 | 0 | 0 | 0 | 0 | 0
111(b) - 1400lbs/MWh CO2 - New UPC with 90% CCS | 50 | 7701 | Rate Constraint in lbs/MWh | FALSE | L | Annual | Allowances Sold CO2 | Thousand Tons | 0 | 0 | 0 | 0 | 0 | 0 | 0
111(b) - 1400lbs/MWh CO2 - New UPC with 90% CCS | 50 | 7701 | Rate Constraint in lbs/MWh | FALSE | L | Annual | Allowances Banked | Thousand Tons | 0 | 0 | 0 | 0 | 0 | 0 | 0
111(b) - 1400lbs/MWh CO2 - New UPC with 90% CCS | 50 | 7701 | Rate Constraint in lbs/MWh | FALSE | L | Annual | Allowances Withdrawn (1:1) | Thousand Tons | 0 | 0 | 0 | 0 | 0 | 0 | 0
111(b) - 1400lbs/MWh CO2 - New UPC with 90% CCS | 50 | 7701 | Rate Constraint in lbs/MWh | FALSE | L | Annual | Allowances Withdrawn (n:1) | Thousand Tons | 0 | 0 | 0 | 0 | 0 | 0 | 0
111(b) - 1400lbs/MWh CO2 - New UPC with 90% CCS | 50 | 7701 | Rate Constraint in lbs/MWh | FALSE | L | Annual | Net Emissions Allowance Position | Thousand Tons | 0 | 0 | 0 | 0 | 0 | 0 | 0
111(b) - 1400lbs/MWh CO2 - New UPC with 90% CCS | 50 | 7701 | Rate Constraint in lbs/MWh | FALSE | L | Annual | Fuel Consumed | TBtu | 0 | 0 | 0 | 0 | 0 | 0 | 0
111(b) - 1400lbs/MWh CO2 - New UPC with 90% CCS | 50 | 7701 | Rate Constraint in lbs/MWh | FALSE | L | Annual | Rate | lb/MMBtu | 0 | 0 | 0 | 0 | 0 | 0 | 0
111(b) - 1400lbs/MWh CO2 - New UPC with 90% CCS | 50 | 7701 | Rate Constraint in lbs/MWh | FALSE | L | Annual | Generation | TWh | 0 | 0 | 0 | 0 | 0 | 0 | 0
111(b) - 1400lbs/MWh CO2 - New UPC with 90% CCS | 50 | 7701 | Rate Constraint in lbs/MWh | FALSE | L | Annual | Qualifying Generation | TWh | 0 | 0 | 0 | 0 | 0 | 0 | 0
111(b) - 1400lbs/MWh CO2 - New UPC with 90% CCS | 50 | 7701 | Rate Constraint in lbs/MWh | FALSE | L | Annual | Constraint Shadow Price | US2022$/Ton | 0 | 0 | 0 | 0 | 0 | 0 | 0
7.23 - NJ Fossil CO2 Rate Limit: Unit 1652 | 51 | 7999 | Rate Constraint in lbs/MWh | FALSE | L | Annual | Seasons Included | Seasons | Winter, Spring, Summer, Fall | Winter, Spring, Summer, Fall | Winter, Spring, Summer, Fall | Winter, Spring, Summer, Fall | Winter, Spring, Summer, Fall | Winter, Spring, Summer, Fall | Winter, Spring, Summer, Fall
7.23 - NJ Fossil CO2 Rate Limit: Unit 1652 | 51 | 7999 | Rate Constraint in lbs/MWh | FALSE | L | Annual | Standard CO2 | lb/MWh | 1700 | 1700 | 1300 | 1300 | 1300 | 1300 | 1300
7.23 - NJ Fossil CO2 Rate Limit: Unit 1652 | 51 | 7999 | Rate Constraint in lbs/MWh | FALSE | L | Annual | Emissions at Affected Plants CO2 | Thousand Tons | 56.1745 | 60.712 | 52.0484 | 49.8004 | 17.2872 | 50.2658 | 17.2207
7.23 - NJ Fossil CO2 Rate Limit: Unit 1652 | 51 | 7999 | Rate Constraint in lbs/MWh | FALSE | L | Annual | Allowances Purchased CO2 | Thousand Tons | 0 | 0 | 0 | 0 | 0 | 0 | 0
7.23 - NJ Fossil CO2 Rate Limit: Unit 1652 | 51 | 7999 | Rate Constraint in lbs/MWh | FALSE | L | Annual | Allowances Sold CO2 | Thousand Tons | 0 | 0 | 0 | 0 | 0 | 0 | 0
7.23 - NJ Fossil CO2 Rate Limit: Unit 1652 | 51 | 7999 | Rate Constraint in lbs/MWh | FALSE | L | Annual | Allowances Banked | Thousand Tons | 0 | 0 | 0 | 0 | 0 | 0 | 0
7.23 - NJ Fossil CO2 Rate Limit: Unit 1652 | 51 | 7999 | Rate Constraint in lbs/MWh | FALSE | L | Annual | Allowances Withdrawn (1:1) | Thousand Tons | 0 | 0 | 0 | 0 | 0 | 0 | 0
7.23 - NJ Fossil CO2 Rate Limit: Unit 1652 | 51 | 7999 | Rate Constraint in lbs/MWh | FALSE | L | Annual | Allowances Withdrawn (n:1) | Thousand Tons | 0 | 0 | 0 | 0 | 0 | 0 | 0
7.23 - NJ Fossil CO2 Rate Limit: Unit 1652 | 51 | 7999 | Rate Constraint in lbs/MWh | FALSE | L | Annual | Net Emissions Allowance Position | Thousand Tons | 56.1745 | 60.712 | 52.0484 | 49.8004 | 17.2872 | 50.2658 | 17.2207
7.23 - NJ Fossil CO2 Rate Limit: Unit 1652 | 51 | 7999 | Rate Constraint in lbs/MWh | FALSE | L | Annual | Fuel Consumed | TBtu | 0.95959 | 1.0371 | 0.88911 | 0.85071 | 0.29531 | 0.85866 | 0.29417
7.23 - NJ Fossil CO2 Rate Limit: Unit 1652 | 51 | 7999 | Rate Constraint in lbs/MWh | FALSE | L | Annual | Rate | lb/MMBtu | 117.08 | 117.08 | 117.08 | 117.08 | 117.08 | 117.08 | 117.08
7.23 - NJ Fossil CO2 Rate Limit: Unit 1652 | 51 | 7999 | Rate Constraint in lbs/MWh | FALSE | L | Annual | Generation | TWh | 0.10937 | 0.1182 | 0.10133 | 0.096958 | 0.033657 | 0.097864 | 0.033527
7.23 - NJ Fossil CO2 Rate Limit: Unit 1652 | 51 | 7999 | Rate Constraint in lbs/MWh | FALSE | L | Annual | Qualifying Generation | TWh | 0.10937 | 0.1182 | 0.10133 | 0.096958 | 0.033657 | 0.097864 | 0.033527
7.23 - NJ Fossil CO2 Rate Limit: Unit 1652 | 51 | 7999 | Rate Constraint in lbs/MWh | FALSE | L | Annual | Constraint Shadow Price | US2022$/Ton | 0 | 0 | 0 | 0 | 0 | 0 | 0
7.23 - NJ Fossil CO2 Rate Limit: Unit 1653 | 52 | 8000 | Rate Constraint in lbs/MWh | FALSE | L | Annual | Seasons Included | Seasons | Winter, Spring, Summer, Fall | Winter, Spring, Summer, Fall | Winter, Spring, Summer, Fall | Winter, Spring, Summer, Fall | Winter, Spring, Summer, Fall | Winter, Spring, Summer, Fall | Winter, Spring, Summer, Fall
7.23 - NJ Fossil CO2 Rate Limit: Unit 1653 | 52 | 8000 | Rate Constraint in lbs/MWh | FALSE | L | Annual | Standard CO2 | lb/MWh | 1700 | 1700 | 1300 | 1300 | 1300 | 1300 | 1300
7.23 - NJ Fossil CO2 Rate Limit: Unit 1653 | 52 | 8000 | Rate Constraint in lbs/MWh | FALSE | L | Annual | Emissions at Affected Plants CO2 | Thousand Tons | 1023.0785 | 1094.8909 | 1217.1757 | 956.9004 | 782.6485 | 1442.9913 | 1538.164
7.23 - NJ Fossil CO2 Rate Limit: Unit 1653 | 52 | 8000 | Rate Constraint in lbs/MWh | FALSE | L | Annual | Allowances Purchased CO2 | Thousand Tons | 0 | 0 | 0 | 0 | 0 | 0 | 0
7.23 - NJ Fossil CO2 Rate Limit: Unit 1653 | 52 | 8000 | Rate Constraint in lbs/MWh | FALSE | L | Annual | Allowances Sold CO2 | Thousand Tons | 0 | 0 | 0 | 0 | 0 | 0 | 0
7.23 - NJ Fossil CO2 Rate Limit: Unit 1653 | 52 | 8000 | Rate Constraint in lbs/MWh | FALSE | L | Annual | Allowances Banked | Thousand Tons | 0 | 0 | 0 | 0 | 0 | 0 | 0
7.23 - NJ Fossil CO2 Rate Limit: Unit 1653 | 52 | 8000 | Rate Constraint in lbs/MWh | FALSE | L | Annual | Allowances Withdrawn (1:1) | Thousand Tons | 0 | 0 | 0 | 0 | 0 | 0 | 0
7.23 - NJ Fossil CO2 Rate Limit: Unit 1653 | 52 | 8000 | Rate Constraint in lbs/MWh | FALSE | L | Annual | Allowances Withdrawn (n:1) | Thousand Tons | 0 | 0 | 0 | 0 | 0 | 0 | 0
7.23 - NJ Fossil CO2 Rate Limit: Unit 1653 | 52 | 8000 | Rate Constraint in lbs/MWh | FALSE | L | Annual | Net Emissions Allowance Position | Thousand Tons | 1023.0785 | 1094.8909 | 1217.1757 | 956.9004 | 782.6485 | 1442.9913 | 1538.164
7.23 - NJ Fossil CO2 Rate Limit: Unit 1653 | 52 | 8000 | Rate Constraint in lbs/MWh | FALSE | L | Annual | Fuel Consumed | TBtu | 17.4766 | 18.7033 | 20.7922 | 16.3461 | 13.3695 | 24.6497 | 26.2754
7.23 - NJ Fossil CO2 Rate Limit: Unit 1653 | 52 | 8000 | Rate Constraint in lbs/MWh | FALSE | L | Annual | Rate | lb/MMBtu | 117.08 | 117.08 | 117.08 | 117.08 | 117.08 | 117.08 | 117.08
7.23 - NJ Fossil CO2 Rate Limit: Unit 1653 | 52 | 8000 | Rate Constraint in lbs/MWh | FALSE | L | Annual | Generation | TWh | 2.4789 | 2.6529 | 2.9492 | 2.3186 | 1.8964 | 3.4964 | 3.727
7.23 - NJ Fossil CO2 Rate Limit: Unit 1653 | 52 | 8000 | Rate Constraint in lbs/MWh | FALSE | L | Annual | Qualifying Generation | TWh | 2.4789 | 2.6529 | 2.9492 | 2.3186 | 1.8964 | 3.4964 | 3.727
7.23 - NJ Fossil CO2 Rate Limit: Unit 1653 | 52 | 8000 | Rate Constraint in lbs/MWh | FALSE | L | Annual | Constraint Shadow Price | US2022$/Ton | 0 | 0 | 0 | 0 | 0 | 0 | 0
7.23 - NJ Fossil CO2 Rate Limit: Unit 1654 | 53 | 8001 | Rate Constraint in lbs/MWh | FALSE | L | Annual | Seasons Included | Seasons | Winter, Spring, Summer, Fall | Winter, Spring, Summer, Fall | Winter, Spring, Summer, Fall | Winter, Spring, Summer, Fall | Winter, Spring, Summer, Fall | Winter, Spring, Summer, Fall | Winter, Spring, Summer, Fall
7.23 - NJ Fossil CO2 Rate Limit: Unit 1654 | 53 | 8001 | Rate Constraint in lbs/MWh | FALSE | L | Annual | Standard CO2 | lb/MWh | 1700 | 1700 | 1300 | 1300 | 1300 | 1300 | 1300
7.23 - NJ Fossil CO2 Rate Limit: Unit 1654 | 53 | 8001 | Rate Constraint in lbs/MWh | FALSE | L | Annual | Emissions at Affected Plants CO2 | Thousand Tons | 648.7905 | 722.2139 | 776.2142 | 706.6357 | 624.2087 | 844.4263 | 900.026
7.23 - NJ Fossil CO2 Rate Limit: Unit 1654 | 53 | 8001 | Rate Constraint in lbs/MWh | FALSE | L | Annual | Allowances Purchased CO2 | Thousand Tons | 0 | 0 | 0 | 0 | 0 | 0 | 0
7.23 - NJ Fossil CO2 Rate Limit: Unit 1654 | 53 | 8001 | Rate Constraint in lbs/MWh | FALSE | L | Annual | Allowances Sold CO2 | Thousand Tons | 0 | 0 | 0 | 0 | 0 | 0 | 0
7.23 - NJ Fossil CO2 Rate Limit: Unit 1654 | 53 | 8001 | Rate Constraint in lbs/MWh | FALSE | L | Annual | Allowances Banked | Thousand Tons | 0 | 0 | 0 | 0 | 0 | 0 | 0
7.23 - NJ Fossil CO2 Rate Limit: Unit 1654 | 53 | 8001 | Rate Constraint in lbs/MWh | FALSE | L | Annual | Allowances Withdrawn (1:1) | Thousand Tons | 0 | 0 | 0 | 0 | 0 | 0 | 0
7.23 - NJ Fossil CO2 Rate Limit: Unit 1654 | 53 | 8001 | Rate Constraint in lbs/MWh | FALSE | L | Annual | Allowances Withdrawn (n:1) | Thousand Tons | 0 | 0 | 0 | 0 | 0 | 0 | 0
7.23 - NJ Fossil CO2 Rate Limit: Unit 1654 | 53 | 8001 | Rate Constraint in lbs/MWh | FALSE | L | Annual | Net Emissions Allowance Position | Thousand Tons | 648.7905 | 722.2139 | 776.2142 | 706.6357 | 624.2087 | 844.4263 | 900.026
7.23 - NJ Fossil CO2 Rate Limit: Unit 1654 | 53 | 8001 | Rate Constraint in lbs/MWh | FALSE | L | Annual | Fuel Consumed | TBtu | 11.0829 | 12.3371 | 13.2596 | 12.071 | 10.6629 | 14.4248 | 15.3745
7.23 - NJ Fossil CO2 Rate Limit: Unit 1654 | 53 | 8001 | Rate Constraint in lbs/MWh | FALSE | L | Annual | Rate | lb/MMBtu | 117.08 | 117.08 | 117.08 | 117.08 | 117.08 | 117.08 | 117.08
7.23 - NJ Fossil CO2 Rate Limit: Unit 1654 | 53 | 8001 | Rate Constraint in lbs/MWh | FALSE | L | Annual | Generation | TWh | 1.572 | 1.7499 | 1.8808 | 1.7122 | 1.5125 | 2.0461 | 2.1808
7.23 - NJ Fossil CO2 Rate Limit: Unit 1654 | 53 | 8001 | Rate Constraint in lbs/MWh | FALSE | L | Annual | Qualifying Generation | TWh | 1.572 | 1.7499 | 1.8808 | 1.7122 | 1.5125 | 2.0461 | 2.1808
7.23 - NJ Fossil CO2 Rate Limit: Unit 1654 | 53 | 8001 | Rate Constraint in lbs/MWh | FALSE | L | Annual | Constraint Shadow Price | US2022$/Ton | 0 | 0 | 0 | 0 | 0 | 0 | 0
7.23 - NJ Fossil CO2 Rate Limit: Unit 1655 | 54 | 8002 | Rate Constraint in lbs/MWh | FALSE | L | Annual | Seasons Included | Seasons | Winter, Spring, Summer, Fall | Winter, Spring, Summer, Fall | Winter, Spring, Summer, Fall | Winter, Spring, Summer, Fall | Winter, Spring, Summer, Fall | Winter, Spring, Summer, Fall | Winter, Spring, Summer, Fall
7.23 - NJ Fossil CO2 Rate Limit: Unit 1655 | 54 | 8002 | Rate Constraint in lbs/MWh | FALSE | L | Annual | Standard CO2 | lb/MWh | 1700 | 1700 | 1300 | 1300 | 1300 | 1300 | 1300
7.23 - NJ Fossil CO2 Rate Limit: Unit 1655 | 54 | 8002 | Rate Constraint in lbs/MWh | FALSE | L | Annual | Emissions at Affected Plants CO2 | Thousand Tons | 1176.1253 | 1219.7418 | 1746.1219 | 833.5755 | 906.2577 | 1776.0301 | 1897.0119
7.23 - NJ Fossil CO2 Rate Limit: Unit 1655 | 54 | 8002 | Rate Constraint in lbs/MWh | FALSE | L | Annual | Allowances Purchased CO2 | Thousand Tons | 0 | 0 | 0 | 0 | 0 | 0 | 0
7.23 - NJ Fossil CO2 Rate Limit: Unit 1655 | 54 | 8002 | Rate Constraint in lbs/MWh | FALSE | L | Annual | Allowances Sold CO2 | Thousand Tons | 0 | 0 | 0 | 0 | 0 | 0 | 0
7.23 - NJ Fossil CO2 Rate Limit: Unit 1655 | 54 | 8002 | Rate Constraint in lbs/MWh | FALSE | L | Annual | Allowances Banked | Thousand Tons | 0 | 0 | 0 | 0 | 0 | 0 | 0
7.23 - NJ Fossil CO2 Rate Limit: Unit 1655 | 54 | 8002 | Rate Constraint in lbs/MWh | FALSE | L | Annual | Allowances Withdrawn (1:1) | Thousand Tons | 0 | 0 | 0 | 0 | 0 | 0 | 0
7.23 - NJ Fossil CO2 Rate Limit: Unit 1655 | 54 | 8002 | Rate Constraint in lbs/MWh | FALSE | L | Annual | Allowances Withdrawn (n:1) | Thousand Tons | 0 | 0 | 0 | 0 | 0 | 0 | 0
7.23 - NJ Fossil CO2 Rate Limit: Unit 1655 | 54 | 8002 | Rate Constraint in lbs/MWh | FALSE | L | Annual | Net Emissions Allowance Position | Thousand Tons | 1176.1253 | 1219.7418 | 1746.1219 | 833.5755 | 906.2577 | 1776.0301 | 1897.0119
7.23 - NJ Fossil CO2 Rate Limit: Unit 1655 | 54 | 8002 | Rate Constraint in lbs/MWh | FALSE | L | Annual | Fuel Consumed | TBtu | 20.091 | 20.836 | 29.8278 | 14.2394 | 15.481 | 30.3387 | 32.4054
7.23 - NJ Fossil CO2 Rate Limit: Unit 1655 | 54 | 8002 | Rate Constraint in lbs/MWh | FALSE | L | Annual | Rate | lb/MMBtu | 117.08 | 117.08 | 117.08 | 117.08 | 117.08 | 117.08 | 117.08
7.23 - NJ Fossil CO2 Rate Limit: Unit 1655 | 54 | 8002 | Rate Constraint in lbs/MWh | FALSE | L | Annual | Generation | TWh | 2.7893 | 2.8927 | 4.141 | 1.9769 | 2.1492 | 4.212 | 4.4989
7.23 - NJ Fossil CO2 Rate Limit: Unit 1655 | 54 | 8002 | Rate Constraint in lbs/MWh | FALSE | L | Annual | Qualifying Generation | TWh | 2.7893 | 2.8927 | 4.141 | 1.9769 | 2.1492 | 4.212 | 4.4989
7.23 - NJ Fossil CO2 Rate Limit: Unit 1655 | 54 | 8002 | Rate Constraint in lbs/MWh | FALSE | L | Annual | Constraint Shadow Price | US2022$/Ton | 0 | 0 | 0 | 0 | 0 | 0 | 0
7.23 - NJ Fossil CO2 Rate Limit: Unit 1656 | 55 | 8003 | Rate Constraint in lbs/MWh | FALSE | L | Annual | Seasons Included | Seasons | Winter, Spring, Summer, Fall | Winter, Spring, Summer, Fall | Winter, Spring, Summer, Fall | Winter, Spring, Summer, Fall | Winter, Spring, Summer, Fall | Winter, Spring, Summer, Fall | Winter, Spring, Summer, Fall
7.23 - NJ Fossil CO2 Rate Limit: Unit 1656 | 55 | 8003 | Rate Constraint in lbs/MWh | FALSE | L | Annual | Standard CO2 | lb/MWh | 1700 | 1700 | 1300 | 1300 | 1300 | 1300 | 1300
7.23 - NJ Fossil CO2 Rate Limit: Unit 1656 | 55 | 8003 | Rate Constraint in lbs/MWh | FALSE | L | Annual | Emissions at Affected Plants CO2 | Thousand Tons | 1344.4035 | 1198.7696 | 1665.6329 | 1024.0442 | 1005.2644 | 1889.1875 | 2097.7124
7.23 - NJ Fossil CO2 Rate Limit: Unit 1656 | 55 | 8003 | Rate Constraint in lbs/MWh | FALSE | L | Annual | Allowances Purchased CO2 | Thousand Tons | 0 | 0 | 0 | 0 | 0 | 0 | 0
7.23 - NJ Fossil CO2 Rate Limit: Unit 1656 | 55 | 8003 | Rate Constraint in lbs/MWh | FALSE | L | Annual | Allowances Sold CO2 | Thousand Tons | 0 | 0 | 0 | 0 | 0 | 0 | 0
7.23 - NJ Fossil CO2 Rate Limit: Unit 1656 | 55 | 8003 | Rate Constraint in lbs/MWh | FALSE | L | Annual | Allowances Banked | Thousand Tons | 0 | 0 | 0 | 0 | 0 | 0 | 0
7.23 - NJ Fossil CO2 Rate Limit: Unit 1656 | 55 | 8003 | Rate Constraint in lbs/MWh | FALSE | L | Annual | Allowances Withdrawn (1:1) | Thousand Tons | 0 | 0 | 0 | 0 | 0 | 0 | 0
7.23 - NJ Fossil CO2 Rate Limit: Unit 1656 | 55 | 8003 | Rate Constraint in lbs/MWh | FALSE | L | Annual | Allowances Withdrawn (n:1) | Thousand Tons | 0 | 0 | 0 | 0 | 0 | 0 | 0
7.23 - NJ Fossil CO2 Rate Limit: Unit 1656 | 55 | 8003 | Rate Constraint in lbs/MWh | FALSE | L | Annual | Net Emissions Allowance Position | Thousand Tons | 1344.4035 | 1198.7696 | 1665.6329 | 1024.0442 | 1005.2644 | 1889.1875 | 2097.7124
7.23 - NJ Fossil CO2 Rate Limit: Unit 1656 | 55 | 8003 | Rate Constraint in lbs/MWh | FALSE | L | Annual | Fuel Consumed | TBtu | 22.9656 | 20.4778 | 28.4529 | 17.4931 | 17.1723 | 32.2717 | 35.8338
7.23 - NJ Fossil CO2 Rate Limit: Unit 1656 | 55 | 8003 | Rate Constraint in lbs/MWh | FALSE | L | Annual | Rate | lb/MMBtu | 117.08 | 117.08 | 117.08 | 117.08 | 117.08 | 117.08 | 117.08
7.23 - NJ Fossil CO2 Rate Limit: Unit 1656 | 55 | 8003 | Rate Constraint in lbs/MWh | FALSE | L | Annual | Generation | TWh | 3.2465 | 2.8948 | 4.0222 | 2.4729 | 2.4275 | 4.562 | 5.0656
7.23 - NJ Fossil CO2 Rate Limit: Unit 1656 | 55 | 8003 | Rate Constraint in lbs/MWh | FALSE | L | Annual | Qualifying Generation | TWh | 3.2465 | 2.8948 | 4.0222 | 2.4729 | 2.4275 | 4.562 | 5.0656
7.23 - NJ Fossil CO2 Rate Limit: Unit 1656 | 55 | 8003 | Rate Constraint in lbs/MWh | FALSE | L | Annual | Constraint Shadow Price | US2022$/Ton | 0 | 0 | 0 | 0 | 0 | 0 | 0
7.23 - NJ Fossil CO2 Rate Limit: Unit 1657 | 56 | 8004 | Rate Constraint in lbs/MWh | FALSE | L | Annual | Seasons Included | Seasons | Winter, Spring, Summer, Fall | Winter, Spring, Summer, Fall | Winter, Spring, Summer, Fall | Winter, Spring, Summer, Fall | Winter, Spring, Summer, Fall | Winter, Spring, Summer, Fall | Winter, Spring, Summer, Fall
7.23 - NJ Fossil CO2 Rate Limit: Unit 1657 | 56 | 8004 | Rate Constraint in lbs/MWh | FALSE | L | Annual | Standard CO2 | lb/MWh | 1700 | 1700 | 1300 | 1300 | 1300 | 1300 | 1300
7.23 - NJ Fossil CO2 Rate Limit: Unit 1657 | 56 | 8004 | Rate Constraint in lbs/MWh | FALSE | L | Annual | Emissions at Affected Plants CO2 | Thousand Tons | 780.4301 | 869.9972 | 1006.5752 | 808.3375 | 759.2055 | 1100.8658 | 1173.3503
7.23 - NJ Fossil CO2 Rate Limit: Unit 1657 | 56 | 8004 | Rate Constraint in lbs/MWh | FALSE | L | Annual | Allowances Purchased CO2 | Thousand Tons | 0 | 0 | 0 | 0 | 0 | 0 | 0
7.23 - NJ Fossil CO2 Rate Limit: Unit 1657 | 56 | 8004 | Rate Constraint in lbs/MWh | FALSE | L | Annual | Allowances Sold CO2 | Thousand Tons | 0 | 0 | 0 | 0 | 0 | 0 | 0
7.23 - NJ Fossil CO2 Rate Limit: Unit 1657 | 56 | 8004 | Rate Constraint in lbs/MWh | FALSE | L | Annual | Allowances Banked | Thousand Tons | 0 | 0 | 0 | 0 | 0 | 0 | 0
7.23 - NJ Fossil CO2 Rate Limit: Unit 1657 | 56 | 8004 | Rate Constraint in lbs/MWh | FALSE | L | Annual | Allowances Withdrawn (1:1) | Thousand Tons | 0 | 0 | 0 | 0 | 0 | 0 | 0
7.23 - NJ Fossil CO2 Rate Limit: Unit 1657 | 56 | 8004 | Rate Constraint in lbs/MWh | FALSE | L | Annual | Allowances Withdrawn (n:1) | Thousand Tons | 0 | 0 | 0 | 0 | 0 | 0 | 0
7.23 - NJ Fossil CO2 Rate Limit: Unit 1657 | 56 | 8004 | Rate Constraint in lbs/MWh | FALSE | L | Annual | Net Emissions Allowance Position | Thousand Tons | 780.4301 | 869.9972 | 1006.5752 | 808.3375 | 759.2055 | 1100.8658 | 1173.3503
7.23 - NJ Fossil CO2 Rate Limit: Unit 1657 | 56 | 8004 | Rate Constraint in lbs/MWh | FALSE | L | Annual | Fuel Consumed | TBtu | 13.3316 | 14.8616 | 17.1947 | 13.8083 | 12.969 | 18.8054 | 20.0436
7.23 - NJ Fossil CO2 Rate Limit: Unit 1657 | 56 | 8004 | Rate Constraint in lbs/MWh | FALSE | L | Annual | Rate | lb/MMBtu | 117.08 | 117.08 | 117.08 | 117.08 | 117.08 | 117.08 | 117.08
7.23 - NJ Fossil CO2 Rate Limit: Unit 1657 | 56 | 8004 | Rate Constraint in lbs/MWh | FALSE | L | Annual | Generation | TWh | 1.891 | 2.108 | 2.439 | 1.9586 | 1.8396 | 2.6674 | 2.8431
7.23 - NJ Fossil CO2 Rate Limit: Unit 1657 | 56 | 8004 | Rate Constraint in lbs/MWh | FALSE | L | Annual | Qualifying Generation | TWh | 1.891 | 2.108 | 2.439 | 1.9586 | 1.8396 | 2.6674 | 2.8431
7.23 - NJ Fossil CO2 Rate Limit: Unit 1657 | 56 | 8004 | Rate Constraint in lbs/MWh | FALSE | L | Annual | Constraint Shadow Price | US2022$/Ton | 0 | 0 | 0 | 0 | 0 | 0 | 0
7.23 - NJ Fossil CO2 Rate Limit: Unit 1658 | 57 | 8005 | Rate Constraint in lbs/MWh | FALSE | L | Annual | Seasons Included | Seasons | Winter, Spring, Summer, Fall | Winter, Spring, Summer, Fall | Winter, Spring, Summer, Fall | Winter, Spring, Summer, Fall | Winter, Spring, Summer, Fall | Winter, Spring, Summer, Fall | Winter, Spring, Summer, Fall
7.23 - NJ Fossil CO2 Rate Limit: Unit 1658 | 57 | 8005 | Rate Constraint in lbs/MWh | FALSE | L | Annual | Standard CO2 | lb/MWh | 1700 | 1700 | 1300 | 1300 | 1300 | 1300 | 1300
7.23 - NJ Fossil CO2 Rate Limit: Unit 1658 | 57 | 8005 | Rate Constraint in lbs/MWh | FALSE | L | Annual | Emissions at Affected Plants CO2 | Thousand Tons | 1340.6512 | 1434.7549 | 1652.8389 | 1297.0543 | 1025.5896 | 1879.8089 | 2015.6238
7.23 - NJ Fossil CO2 Rate Limit: Unit 1658 | 57 | 8005 | Rate Constraint in lbs/MWh | FALSE | L | Annual | Allowances Purchased CO2 | Thousand Tons | 0 | 0 | 0 | 0 | 0 | 0 | 0
7.23 - NJ Fossil CO2 Rate Limit: Unit 1658 | 57 | 8005 | Rate Constraint in lbs/MWh | FALSE | L | Annual | Allowances Sold CO2 | Thousand Tons | 0 | 0 | 0 | 0 | 0 | 0 | 0
7.23 - NJ Fossil CO2 Rate Limit: Unit 1658 | 57 | 8005 | Rate Constraint in lbs/MWh | FALSE | L | Annual | Allowances Banked | Thousand Tons | 0 | 0 | 0 | 0 | 0 | 0 | 0
7.23 - NJ Fossil CO2 Rate Limit: Unit 1658 | 57 | 8005 | Rate Constraint in lbs/MWh | FALSE | L | Annual | Allowances Withdrawn (1:1) | Thousand Tons | 0 | 0 | 0 | 0 | 0 | 0 | 0
7.23 - NJ Fossil CO2 Rate Limit: Unit 1658 | 57 | 8005 | Rate Constraint in lbs/MWh | FALSE | L | Annual | Allowances Withdrawn (n:1) | Thousand Tons | 0 | 0 | 0 | 0 | 0 | 0 | 0
7.23 - NJ Fossil CO2 Rate Limit: Unit 1658 | 57 | 8005 | Rate Constraint in lbs/MWh | FALSE | L | Annual | Net Emissions Allowance Position | Thousand Tons | 1340.6512 | 1434.7549 | 1652.8389 | 1297.0543 | 1025.5896 | 1879.8089 | 2015.6238
7.23 - NJ Fossil CO2 Rate Limit: Unit 1658 | 57 | 8005 | Rate Constraint in lbs/MWh | FALSE | L | Annual | Fuel Consumed | TBtu | 22.9015 | 24.509 | 28.2344 | 22.1567 | 17.5195 | 32.1115 | 34.4316
7.23 - NJ Fossil CO2 Rate Limit: Unit 1658 | 57 | 8005 | Rate Constraint in lbs/MWh | FALSE | L | Annual | Rate | lb/MMBtu | 117.08 | 117.08 | 117.08 | 117.08 | 117.08 | 117.08 | 117.08
7.23 - NJ Fossil CO2 Rate Limit: Unit 1658 | 57 | 8005 | Rate Constraint in lbs/MWh | FALSE | L | Annual | Generation | TWh | 3.2484 | 3.4764 | 4.0049 | 3.1428 | 2.485 | 4.5548 | 4.8839
7.23 - NJ Fossil CO2 Rate Limit: Unit 1658 | 57 | 8005 | Rate Constraint in lbs/MWh | FALSE | L | Annual | Qualifying Generation | TWh | 3.2484 | 3.4764 | 4.0049 | 3.1428 | 2.485 | 4.5548 | 4.8839
7.23 - NJ Fossil CO2 Rate Limit: Unit 1658 | 57 | 8005 | Rate Constraint in lbs/MWh | FALSE | L | Annual | Constraint Shadow Price | US2022$/Ton | 0 | 0 | 0 | 0 | 0 | 0 | 0
7.23 - NJ Fossil CO2 Rate Limit: Unit 1659 | 58 | 8006 | Rate Constraint in lbs/MWh | FALSE | L | Annual | Seasons Included | Seasons | Winter, Spring, Summer, Fall | Winter, Spring, Summer, Fall | Winter, Spring, Summer, Fall | Winter, Spring, Summer, Fall | Winter, Spring, Summer, Fall | Winter, Spring, Summer, Fall | Winter, Spring, Summer, Fall
7.23 - NJ Fossil CO2 Rate Limit: Unit 1659 | 58 | 8006 | Rate Constraint in lbs/MWh | FALSE | L | Annual | Standard CO2 | lb/MWh | 1700 | 1700 | 1300 | 1300 | 1300 | 1300 | 1300
7.23 - NJ Fossil CO2 Rate Limit: Unit 1659 | 58 | 8006 | Rate Constraint in lbs/MWh | FALSE | L | Annual | Emissions at Affected Plants CO2 | Thousand Tons | 12.9893 | 17.2925 | 18.6054 | 8.7105 | 3.7651 | 12.0176 | 12.0027
7.23 - NJ Fossil CO2 Rate Limit: Unit 1659 | 58 | 8006 | Rate Constraint in lbs/MWh | FALSE | L | Annual | Allowances Purchased CO2 | Thousand Tons | 0 | 0 | 0 | 0 | 0 | 0 | 0
7.23 - NJ Fossil CO2 Rate Limit: Unit 1659 | 58 | 8006 | Rate Constraint in lbs/MWh | FALSE | L | Annual | Allowances Sold CO2 | Thousand Tons | 0 | 0 | 0 | 0 | 0 | 0 | 0
7.23 - NJ Fossil CO2 Rate Limit: Unit 1659 | 58 | 8006 | Rate Constraint in lbs/MWh | FALSE | L | Annual | Allowances Banked | Thousand Tons | 0 | 0 | 0 | 0 | 0 | 0 | 0
7.23 - NJ Fossil CO2 Rate Limit: Unit 1659 | 58 | 8006 | Rate Constraint in lbs/MWh | FALSE | L | Annual | Allowances Withdrawn (1:1) | Thousand Tons | 0 | 0 | 0 | 0 | 0 | 0 | 0
7.23 - NJ Fossil CO2 Rate Limit: Unit 1659 | 58 | 8006 | Rate Constraint in lbs/MWh | FALSE | L | Annual | Allowances Withdrawn (n:1) | Thousand Tons | 0 | 0 | 0 | 0 | 0 | 0 | 0
7.23 - NJ Fossil CO2 Rate Limit: Unit 1659 | 58 | 8006 | Rate Constraint in lbs/MWh | FALSE | L | Annual | Net Emissions Allowance Position | Thousand Tons | 12.9893 | 17.2925 | 18.6054 | 8.7105 | 3.7651 | 12.0176 | 12.0027
7.23 - NJ Fossil CO2 Rate Limit: Unit 1659 | 58 | 8006 | Rate Constraint in lbs/MWh | FALSE | L | Annual | Fuel Consumed | TBtu | 0.17486 | 0.23279 | 0.25046 | 0.11726 | 0.050685 | 0.16178 | 0.16158
7.23 - NJ Fossil CO2 Rate Limit: Unit 1659 | 58 | 8006 | Rate Constraint in lbs/MWh | FALSE | L | Annual | Rate | lb/MMBtu | 148.5679 | 148.5679 | 148.5679 | 148.5679 | 148.5679 | 148.5679 | 148.5679
7.23 - NJ Fossil CO2 Rate Limit: Unit 1659 | 58 | 8006 | Rate Constraint in lbs/MWh | FALSE | L | Annual | Generation | TWh | 0.02212 | 0.029448 | 0.031684 | 0.014834 | 0.0064118 | 0.020466 | 0.02044
7.23 - NJ Fossil CO2 Rate Limit: Unit 1659 | 58 | 8006 | Rate Constraint in lbs/MWh | FALSE | L | Annual | Qualifying Generation | TWh | 0.02212 | 0.029448 | 0.031684 | 0.014834 | 0.0064118 | 0.020466 | 0.02044
7.23 - NJ Fossil CO2 Rate Limit: Unit 1659 | 58 | 8006 | Rate Constraint in lbs/MWh | FALSE | L | Annual | Constraint Shadow Price | US2022$/Ton | 0 | 0 | 0 | 0 | 0 | 0 | 0
7.23 - NJ Fossil CO2 Rate Limit: Unit 1660 | 59 | 8007 | Rate Constraint in lbs/MWh | FALSE | L | Annual | Seasons Included | Seasons | Winter, Spring, Summer, Fall | Winter, Spring, Summer, Fall | Winter, Spring, Summer, Fall | Winter, Spring, Summer, Fall | Winter, Spring, Summer, Fall | Winter, Spring, Summer, Fall | Winter, Spring, Summer, Fall
7.23 - NJ Fossil CO2 Rate Limit: Unit 1660 | 59 | 8007 | Rate Constraint in lbs/MWh | FALSE | L | Annual | Standard CO2 | lb/MWh | 1700 | 1700 | 1300 | 1300 | 1300 | 1300 | 1300
7.23 - NJ Fossil CO2 Rate Limit: Unit 1660 | 59 | 8007 | Rate Constraint in lbs/MWh | FALSE | L | Annual | Emissions at Affected Plants CO2 | Thousand Tons | 38.6495 | 59.1442 | 6.2252 | 0 | 0 | 0 | 0
7.23 - NJ Fossil CO2 Rate Limit: Unit 1660 | 59 | 8007 | Rate Constraint in lbs/MWh | FALSE | L | Annual | Allowances Purchased CO2 | Thousand Tons | 0 | 0 | 0 | 0 | 0 | 0 | 0
7.23 - NJ Fossil CO2 Rate Limit: Unit 1660 | 59 | 8007 | Rate Constraint in lbs/MWh | FALSE | L | Annual | Allowances Sold CO2 | Thousand Tons | 0 | 0 | 0 | 0 | 0 | 0 | 0
7.23 - NJ Fossil CO2 Rate Limit: Unit 1660 | 59 | 8007 | Rate Constraint in lbs/MWh | FALSE | L | Annual | Allowances Banked | Thousand Tons | 0 | 0 | 0 | 0 | 0 | 0 | 0
7.23 - NJ Fossil CO2 Rate Limit: Unit 1660 | 59 | 8007 | Rate Constraint in lbs/MWh | FALSE | L | Annual | Allowances Withdrawn (1:1) | Thousand Tons | 0 | 0 | 0 | 0 | 0 | 0 | 0
7.23 - NJ Fossil CO2 Rate Limit: Unit 1660 | 59 | 8007 | Rate Constraint in lbs/MWh | FALSE | L | Annual | Allowances Withdrawn (n:1) | Thousand Tons | 0 | 0 | 0 | 0 | 0 | 0 | 0
7.23 - NJ Fossil CO2 Rate Limit: Unit 1660 | 59 | 8007 | Rate Constraint in lbs/MWh | FALSE | L | Annual | Net Emissions Allowance Position | Thousand Tons | 38.6495 | 59.1442 | 6.2252 | 0 | 0 | 0 | 0
7.23 - NJ Fossil CO2 Rate Limit: Unit 1660 | 59 | 8007 | Rate Constraint in lbs/MWh | FALSE | L | Annual | Fuel Consumed | TBtu | 0.66022 | 1.0103 | 0.10634 | 0 | 0 | 0 | 0
7.23 - NJ Fossil CO2 Rate Limit: Unit 1660 | 59 | 8007 | Rate Constraint in lbs/MWh | FALSE | L | Annual | Rate | lb/MMBtu | 117.08 | 117.08 | 117.08 | 0 | 0 | 0 | 0
7.23 - NJ Fossil CO2 Rate Limit: Unit 1660 | 59 | 8007 | Rate Constraint in lbs/MWh | FALSE | L | Annual | Generation | TWh | 0.060361 | 0.092368 | 0.0097221 | 0 | 0 | 0 | 0
7.23 - NJ Fossil CO2 Rate Limit: Unit 1660 | 59 | 8007 | Rate Constraint in lbs/MWh | FALSE | L | Annual | Qualifying Generation | TWh | 0.060361 | 0.092368 | 0.0097221 | 0 | 0 | 0 | 0
7.23 - NJ Fossil CO2 Rate Limit: Unit 1660 | 59 | 8007 | Rate Constraint in lbs/MWh | FALSE | L | Annual | Constraint Shadow Price | US2022$/Ton | 0 | 0 | 0 | 0 | 0 | 0 | 0
7.23 - NJ Fossil CO2 Rate Limit: Unit 1661 | 60 | 8008 | Rate Constraint in lbs/MWh | FALSE | L | Annual | Seasons Included | Seasons | Winter, Spring, Summer, Fall | Winter, Spring, Summer, Fall | Winter, Spring, Summer, Fall | Winter, Spring, Summer, Fall | Winter, Spring, Summer, Fall | Winter, Spring, Summer, Fall | Winter, Spring, Summer, Fall
7.23 - NJ Fossil CO2 Rate Limit: Unit 1661 | 60 | 8008 | Rate Constraint in lbs/MWh | FALSE | L | Annual | Standard CO2 | lb/MWh | 1700 | 1700 | 1300 | 1300 | 1300 | 1300 | 1300
7.23 - NJ Fossil CO2 Rate Limit: Unit 1661 | 60 | 8008 | Rate Constraint in lbs/MWh | FALSE | L | Annual | Emissions at Affected Plants CO2 | Thousand Tons | 118.12 | 118.4433 | 102.5217 | 97.1559 | 33.7257 | 152.4869 | 0
7.23 - NJ Fossil CO2 Rate Limit: Unit 1661 | 60 | 8008 | Rate Constraint in lbs/MWh | FALSE | L | Annual | Allowances Purchased CO2 | Thousand Tons | 0 | 0 | 0 | 0 | 0 | 0 | 0
7.23 - NJ Fossil CO2 Rate Limit: Unit 1661 | 60 | 8008 | Rate Constraint in lbs/MWh | FALSE | L | Annual | Allowances Sold CO2 | Thousand Tons | 0 | 0 | 0 | 0 | 0 | 0 | 0
7.23 - NJ Fossil CO2 Rate Limit: Unit 1661 | 60 | 8008 | Rate Constraint in lbs/MWh | FALSE | L | Annual | Allowances Banked | Thousand Tons | 0 | 0 | 0 | 0 | 0 | 0 | 0
7.23 - NJ Fossil CO2 Rate Limit: Unit 1661 | 60 | 8008 | Rate Constraint in lbs/MWh | FALSE | L | Annual | Allowances Withdrawn (1:1) | Thousand Tons | 0 | 0 | 0 | 0 | 0 | 0 | 0
7.23 - NJ Fossil CO2 Rate Limit: Unit 1661 | 60 | 8008 | Rate Constraint in lbs/MWh | FALSE | L | Annual | Allowances Withdrawn (n:1) | Thousand Tons | 0 | 0 | 0 | 0 | 0 | 0 | 0
7.23 - NJ Fossil CO2 Rate Limit: Unit 1661 | 60 | 8008 | Rate Constraint in lbs/MWh | FALSE | L | Annual | Net Emissions Allowance Position | Thousand Tons | 118.12 | 118.4433 | 102.5217 | 97.1559 | 33.7257 | 152.4869 | 0
7.23 - NJ Fossil CO2 Rate Limit: Unit 1661 | 60 | 8008 | Rate Constraint in lbs/MWh | FALSE | L | Annual | Fuel Consumed | TBtu | 2.0178 | 2.0233 | 1.7513 | 1.6596 | 0.57611 | 2.6048 | 0
7.23 - NJ Fossil CO2 Rate Limit: Unit 1661 | 60 | 8008 | Rate Constraint in lbs/MWh | FALSE | L | Annual | Rate | lb/MMBtu | 117.08 | 117.08 | 117.08 | 117.08 | 117.08 | 117.08 | 0
7.23 - NJ Fossil CO2 Rate Limit: Unit 1661 | 60 | 8008 | Rate Constraint in lbs/MWh | FALSE | L | Annual | Generation | TWh | 0.23738 | 0.23803 | 0.20604 | 0.19525 | 0.067778 | 0.30645 | 0
7.23 - NJ Fossil CO2 Rate Limit: Unit 1661 | 60 | 8008 | Rate Constraint in lbs/MWh | FALSE | L | Annual | Qualifying Generation | TWh | 0.23738 | 0.23803 | 0.20604 | 0.19525 | 0.067778 | 0.30645 | 0
7.23 - NJ Fossil CO2 Rate Limit: Unit 1661 | 60 | 8008 | Rate Constraint in lbs/MWh | FALSE | L | Annual | Constraint Shadow Price | US2022$/Ton | 0 | 0 | 0 | 0 | 0 | 0 | 0
7.23 - NJ Fossil CO2 Rate Limit: Unit 1669 | 61 | 8009 | Rate Constraint in lbs/MWh | FALSE | L | Annual | Seasons Included | Seasons | Winter, Spring, Summer, Fall | Winter, Spring, Summer, Fall | Winter, Spring, Summer, Fall | Winter, Spring, Summer, Fall | Winter, Spring, Summer, Fall | Winter, Spring, Summer, Fall | Winter, Spring, Summer, Fall
7.23 - NJ Fossil CO2 Rate Limit: Unit 1669 | 61 | 8009 | Rate Constraint in lbs/MWh | FALSE | L | Annual | Standard CO2 | lb/MWh | 1700 | 1700 | 1300 | 1300 | 1300 | 1300 | 1300
7.23 - NJ Fossil CO2 Rate Limit: Unit 1669 | 61 | 8009 | Rate Constraint in lbs/MWh | FALSE | L | Annual | Emissions at Affected Plants CO2 | Thousand Tons | 8.8543 | 13.2122 | 7.0691 | 0 | 0 | 7.0691 | 0
7.23 - NJ Fossil CO2 Rate Limit: Unit 1669 | 61 | 8009 | Rate Constraint in lbs/MWh | FALSE | L | Annual | Allowances Purchased CO2 | Thousand Tons | 0 | 0 | 0 | 0 | 0 | 0 | 0
7.23 - NJ Fossil CO2 Rate Limit: Unit 1669 | 61 | 8009 | Rate Constraint in lbs/MWh | FALSE | L | Annual | Allowances Sold CO2 | Thousand Tons | 0 | 0 | 0 | 0 | 0 | 0 | 0
7.23 - NJ Fossil CO2 Rate Limit: Unit 1669 | 61 | 8009 | Rate Constraint in lbs/MWh | FALSE | L | Annual | Allowances Banked | Thousand Tons | 0 | 0 | 0 | 0 | 0 | 0 | 0
7.23 - NJ Fossil CO2 Rate Limit: Unit 1669 | 61 | 8009 | Rate Constraint in lbs/MWh | FALSE | L | Annual | Allowances Withdrawn (1:1) | Thousand Tons | 0 | 0 | 0 | 0 | 0 | 0 | 0
7.23 - NJ Fossil CO2 Rate Limit: Unit 1669 | 61 | 8009 | Rate Constraint in lbs/MWh | FALSE | L | Annual | Allowances Withdrawn (n:1) | Thousand Tons | 0 | 0 | 0 | 0 | 0 | 0 | 0
7.23 - NJ Fossil CO2 Rate Limit: Unit 1669 | 61 | 8009 | Rate Constraint in lbs/MWh | FALSE | L | Annual | Net Emissions Allowance Position | Thousand Tons | 8.8543 | 13.2122 | 7.0691 | 0 | 0 | 7.0691 | 0
7.23 - NJ Fossil CO2 Rate Limit: Unit 1669 | 61 | 8009 | Rate Constraint in lbs/MWh | FALSE | L | Annual | Fuel Consumed | TBtu | 0.15125 | 0.22569 | 0.12076 | 0 | 0 | 0.12076 | 0
7.23 - NJ Fossil CO2 Rate Limit: Unit 1669 | 61 | 8009 | Rate Constraint in lbs/MWh | FALSE | L | Annual | Rate | lb/MMBtu | 117.08 | 117.08 | 117.08 | 0 | 0 | 117.08 | 0
7.23 - NJ Fossil CO2 Rate Limit: Unit 1669 | 61 | 8009 | Rate Constraint in lbs/MWh | FALSE | L | Annual | Generation | TWh | 0.01502 | 0.022413 | 0.011992 | 0 | 0 | 0.011992 | 0
7.23 - NJ Fossil CO2 Rate Limit: Unit 1669 | 61 | 8009 | Rate Constraint in lbs/MWh | FALSE | L | Annual | Qualifying Generation | TWh | 0.01502 | 0.022413 | 0.011992 | 0 | 0 | 0.011992 | 0
7.23 - NJ Fossil CO2 Rate Limit: Unit 1669 | 61 | 8009 | Rate Constraint in lbs/MWh | FALSE | L | Annual | Constraint Shadow Price | US2022$/Ton | 0 | 0 | 0 | 0 | 0 | 0 | 0
7.23 - NJ Fossil CO2 Rate Limit: Unit 1670 | 62 | 8010 | Rate Constraint in lbs/MWh | FALSE | L | Annual | Seasons Included | Seasons | Winter, Spring, Summer, Fall | Winter, Spring, Summer, Fall | Winter, Spring, Summer, Fall | Winter, Spring, Summer, Fall | Winter, Spring, Summer, Fall | Winter, Spring, Summer, Fall | Winter, Spring, Summer, Fall
7.23 - NJ Fossil CO2 Rate Limit: Unit 1670 | 62 | 8010 | Rate Constraint in lbs/MWh | FALSE | L | Annual | Standard CO2 | lb/MWh | 1700 | 1700 | 1300 | 1300 | 1300 | 1300 | 1300
7.23 - NJ Fossil CO2 Rate Limit: Unit 1670 | 62 | 8010 | Rate Constraint in lbs/MWh | FALSE | L | Annual | Emissions at Affected Plants CO2 | Thousand Tons | 949.9781 | 943.1069 | 968.175 | 705.6032 | 473.5528 | 812.5488 | 895.825
7.23 - NJ Fossil CO2 Rate Limit: Unit 1670 | 62 | 8010 | Rate Constraint in lbs/MWh | FALSE | L | Annual | Allowances Purchased CO2 | Thousand Tons | 0 | 0 | 0 | 0 | 0 | 0 | 0
7.23 - NJ Fossil CO2 Rate Limit: Unit 1670 | 62 | 8010 | Rate Constraint in lbs/MWh | FALSE | L | Annual | Allowances Sold CO2 | Thousand Tons | 0 | 0 | 0 | 0 | 0 | 0 | 0
7.23 - NJ Fossil CO2 Rate Limit: Unit 1670 | 62 | 8010 | Rate Constraint in lbs/MWh | FALSE | L | Annual | Allowances Banked | Thousand Tons | 0 | 0 | 0 | 0 | 0 | 0 | 0
7.23 - NJ Fossil CO2 Rate Limit: Unit 1670 | 62 | 8010 | Rate Constraint in lbs/MWh | FALSE | L | Annual | Allowances Withdrawn (1:1) | Thousand Tons | 0 | 0 | 0 | 0 | 0 | 0 | 0
7.23 - NJ Fossil CO2 Rate Limit: Unit 1670 | 62 | 8010 | Rate Constraint in lbs/MWh | FALSE | L | Annual | Allowances Withdrawn (n:1) | Thousand Tons | 0 | 0 | 0 | 0 | 0 | 0 | 0
7.23 - NJ Fossil CO2 Rate Limit: Unit 1670 | 62 | 8010 | Rate Constraint in lbs/MWh | FALSE | L | Annual | Net Emissions Allowance Position | Thousand Tons | 949.9781 | 943.1069 | 968.175 | 705.6032 | 473.5528 | 812.5488 | 895.825
7.23 - NJ Fossil CO2 Rate Limit: Unit 1670 | 62 | 8010 | Rate Constraint in lbs/MWh | FALSE | L | Annual | Fuel Consumed | TBtu | 16.2278 | 16.1105 | 16.5387 | 12.0534 | 8.0894 | 13.8802 | 15.3028
7.23 - NJ Fossil CO2 Rate Limit: Unit 1670 | 62 | 8010 | Rate Constraint in lbs/MWh | FALSE | L | Annual | Rate | lb/MMBtu | 117.08 | 117.08 | 117.08 | 117.08 | 117.08 | 117.08 | 117.08
7.23 - NJ Fossil CO2 Rate Limit: Unit 1670 | 62 | 8010 | Rate Constraint in lbs/MWh | FALSE | L | Annual | Generation | TWh | 2.2236 | 2.2075 | 2.2662 | 1.6516 | 1.1084 | 1.9019 | 2.0968
7.23 - NJ Fossil CO2 Rate Limit: Unit 1670 | 62 | 8010 | Rate Constraint in lbs/MWh | FALSE | L | Annual | Qualifying Generation | TWh | 2.2236 | 2.2075 | 2.2662 | 1.6516 | 1.1084 | 1.9019 | 2.0968
7.23 - NJ Fossil CO2 Rate Limit: Unit 1670 | 62 | 8010 | Rate Constraint in lbs/MWh | FALSE | L | Annual | Constraint Shadow Price | US2022$/Ton | 0 | 0 | 0 | 0 | 0 | 0 | 0
7.23 - NJ Fossil CO2 Rate Limit: Unit 1671 | 63 | 8011 | Rate Constraint in lbs/MWh | FALSE | L | Annual | Seasons Included | Seasons | Winter, Spring, Summer, Fall | Winter, Spring, Summer, Fall | Winter, Spring, Summer, Fall | Winter, Spring, Summer, Fall | Winter, Spring, Summer, Fall | Winter, Spring, Summer, Fall | Winter, Spring, Summer, Fall
7.23 - NJ Fossil CO2 Rate Limit: Unit 1671 | 63 | 8011 | Rate Constraint in lbs/MWh | FALSE | L | Annual | Standard CO2 | lb/MWh | 1700 | 1700 | 1300 | 1300 | 1300 | 1300 | 1300
7.23 - NJ Fossil CO2 Rate Limit: Unit 1671 | 63 | 8011 | Rate Constraint in lbs/MWh | FALSE | L | Annual | Emissions at Affected Plants CO2 | Thousand Tons | 954.0992 | 956.2219 | 1179.8735 | 705.6032 | 511.9211 | 812.5488 | 1234.981
7.23 - NJ Fossil CO2 Rate Limit: Unit 1671 | 63 | 8011 | Rate Constraint in lbs/MWh | FALSE | L | Annual | Allowances Purchased CO2 | Thousand Tons | 0 | 0 | 0 | 0 | 0 | 0 | 0
7.23 - NJ Fossil CO2 Rate Limit: Unit 1671 | 63 | 8011 | Rate Constraint in lbs/MWh | FALSE | L | Annual | Allowances Sold CO2 | Thousand Tons | 0 | 0 | 0 | 0 | 0 | 0 | 0
7.23 - NJ Fossil CO2 Rate Limit: Unit 1671 | 63 | 8011 | Rate Constraint in lbs/MWh | FALSE | L | Annual | Allowances Banked | Thousand Tons | 0 | 0 | 0 | 0 | 0 | 0 | 0
7.23 - NJ Fossil CO2 Rate Limit: Unit 1671 | 63 | 8011 | Rate Constraint in lbs/MWh | FALSE | L | Annual | Allowances Withdrawn (1:1) | Thousand Tons | 0 | 0 | 0 | 0 | 0 | 0 | 0
7.23 - NJ Fossil CO2 Rate Limit: Unit 1671 | 63 | 8011 | Rate Constraint in lbs/MWh | FALSE | L | Annual | Allowances Withdrawn (n:1) | Thousand Tons | 0 | 0 | 0 | 0 | 0 | 0 | 0
7.23 - NJ Fossil CO2 Rate Limit: Unit 1671 | 63 | 8011 | Rate Constraint in lbs/MWh | FALSE | L | Annual | Net Emissions Allowance Position | Thousand Tons | 954.0992 | 956.2219 | 1179.8735 | 705.6032 | 511.9211 | 812.5488 | 1234.981
7.23 - NJ Fossil CO2 Rate Limit: Unit 1671 | 63 | 8011 | Rate Constraint in lbs/MWh | FALSE | L | Annual | Fuel Consumed | TBtu | 16.2982 | 16.3345 | 20.155 | 12.0534 | 8.7448 | 13.8802 | 21.0964
7.23 - NJ Fossil CO2 Rate Limit: Unit 1671 | 63 | 8011 | Rate Constraint in lbs/MWh | FALSE | L | Annual | Rate | lb/MMBtu | 117.08 | 117.08 | 117.08 | 117.08 | 117.08 | 117.08 | 117.08
7.23 - NJ Fossil CO2 Rate Limit: Unit 1671 | 63 | 8011 | Rate Constraint in lbs/MWh | FALSE | L | Annual | Generation | TWh | 2.2332 | 2.2382 | 2.7617 | 1.6516 | 1.1982 | 1.9019 | 2.8907
7.23 - NJ Fossil CO2 Rate Limit: Unit 1671 | 63 | 8011 | Rate Constraint in lbs/MWh | FALSE | L | Annual | Qualifying Generation | TWh | 2.2332 | 2.2382 | 2.7617 | 1.6516 | 1.1982 | 1.9019 | 2.8907
7.23 - NJ Fossil CO2 Rate Limit: Unit 1671 | 63 | 8011 | Rate Constraint in lbs/MWh | FALSE | L | Annual | Constraint Shadow Price | US2022$/Ton | 0 | 0 | 0 | 0 | 0 | 0 | 0
7.23 - NJ Fossil CO2 Rate Limit: Unit 1672 | 64 | 8012 | Rate Constraint in lbs/MWh | FALSE | L | Annual | Seasons Included | Seasons | Winter, Spring, Summer, Fall | Winter, Spring, Summer, Fall | Winter, Spring, Summer, Fall | Winter, Spring, Summer, Fall | Winter, Spring, Summer, Fall | Winter, Spring, Summer, Fall | Winter, Spring, Summer, Fall
7.23 - NJ Fossil CO2 Rate Limit: Unit 1672 | 64 | 8012 | Rate Constraint in lbs/MWh | FALSE | L | Annual | Standard CO2 | lb/MWh | 1700 | 1700 | 1300 | 1300 | 1300 | 1300 | 1300
7.23 - NJ Fossil CO2 Rate Limit: Unit 1672 | 64 | 8012 | Rate Constraint in lbs/MWh | FALSE | L | Annual | Emissions at Affected Plants CO2 | Thousand Tons | 1222.3006 | 1155.7754 | 1544.8985 | 889.1244 | 384.3214 | 1316.6743 | 1552.8668
7.23 - NJ Fossil CO2 Rate Limit: Unit 1672 | 64 | 8012 | Rate Constraint in lbs/MWh | FALSE | L | Annual | Allowances Purchased CO2 | Thousand Tons | 0 | 0 | 0 | 0 | 0 | 0 | 0
7.23 - NJ Fossil CO2 Rate Limit: Unit 1672 | 64 | 8012 | Rate Constraint in lbs/MWh | FALSE | L | Annual | Allowances Sold CO2 | Thousand Tons | 0 | 0 | 0 | 0 | 0 | 0 | 0
7.23 - NJ Fossil CO2 Rate Limit: Unit 1672 | 64 | 8012 | Rate Constraint in lbs/MWh | FALSE | L | Annual | Allowances Banked | Thousand Tons | 0 | 0 | 0 | 0 | 0 | 0 | 0
7.23 - NJ Fossil CO2 Rate Limit: Unit 1672 | 64 | 8012 | Rate Constraint in lbs/MWh | FALSE | L | Annual | Allowances Withdrawn (1:1) | Thousand Tons | 0 | 0 | 0 | 0 | 0 | 0 | 0
7.23 - NJ Fossil CO2 Rate Limit: Unit 1672 | 64 | 8012 | Rate Constraint in lbs/MWh | FALSE | L | Annual | Allowances Withdrawn (n:1) | Thousand Tons | 0 | 0 | 0 | 0 | 0 | 0 | 0
7.23 - NJ Fossil CO2 Rate Limit: Unit 1672 | 64 | 8012 | Rate Constraint in lbs/MWh | FALSE | L | Annual | Net Emissions Allowance Position | Thousand Tons | 1222.3006 | 1155.7754 | 1544.8985 | 889.1244 | 384.3214 | 1316.6743 | 1552.8668
7.23 - NJ Fossil CO2 Rate Limit: Unit 1672 | 64 | 8012 | Rate Constraint in lbs/MWh | FALSE | L | Annual | Fuel Consumed | TBtu | 20.8798 | 19.7433 | 26.3905 | 15.1883 | 6.5651 | 22.4919 | 26.5266
7.23 - NJ Fossil CO2 Rate Limit: Unit 1672 | 64 | 8012 | Rate Constraint in lbs/MWh | FALSE | L | Annual | Rate | lb/MMBtu | 117.08 | 117.08 | 117.08 | 117.08 | 117.08 | 117.08 | 117.08
7.23 - NJ Fossil CO2 Rate Limit: Unit 1672 | 64 | 8012 | Rate Constraint in lbs/MWh | FALSE | L | Annual | Generation | TWh | 2.6724 | 2.527 | 3.3778 | 1.944 | 0.84028 | 2.8788 | 3.3952
7.23 - NJ Fossil CO2 Rate Limit: Unit 1672 | 64 | 8012 | Rate Constraint in lbs/MWh | FALSE | L | Annual | Qualifying Generation | TWh | 2.6724 | 2.527 | 3.3778 | 1.944 | 0.84028 | 2.8788 | 3.3952
7.23 - NJ Fossil CO2 Rate Limit: Unit 1672 | 64 | 8012 | Rate Constraint in lbs/MWh | FALSE | L | Annual | Constraint Shadow Price | US2022$/Ton | 0 | 0 | 0 | 0 | 0 | 0 | 0
7.23 - NJ Fossil CO2 Rate Limit: Unit 1673 | 65 | 8013 | Rate Constraint in lbs/MWh | FALSE | L | Annual | Seasons Included | Seasons | Winter, Spring, Summer, Fall | Winter, Spring, Summer, Fall | Winter, Spring, Summer, Fall | Winter, Spring, Summer, Fall | Winter, Spring, Summer, Fall | Winter, Spring, Summer, Fall | Winter, Spring, Summer, Fall
7.23 - NJ Fossil CO2 Rate Limit: Unit 1673 | 65 | 8013 | Rate Constraint in lbs/MWh | FALSE | L | Annual | Standard CO2 | lb/MWh | 1700 | 1700 | 1300 | 1300 | 1300 | 1300 | 1300
7.23 - NJ Fossil CO2 Rate Limit: Unit 1673 | 65 | 8013 | Rate Constraint in lbs/MWh | FALSE | L | Annual | Emissions at Affected Plants CO2 | Thousand Tons | 101.0359 | 203.8774 | 160.5316 | 79.7365 | 27.6789 | 256.8865 | 43.972
7.23 - NJ Fossil CO2 Rate Limit: Unit 1673 | 65 | 8013 | Rate Constraint in lbs/MWh | FALSE | L | Annual | Allowances Purchased CO2 | Thousand Tons | 0 | 0 | 0 | 0 | 0 | 0 | 0
7.23 - NJ Fossil CO2 Rate Limit: Unit 1673 | 65 | 8013 | Rate Constraint in lbs/MWh | FALSE | L | Annual | Allowances Sold CO2 | Thousand Tons | 0 | 0 | 0 | 0 | 0 | 0 | 0
7.23 - NJ Fossil CO2 Rate Limit: Unit 1673 | 65 | 8013 | Rate Constraint in lbs/MWh | FALSE | L | Annual | Allowances Banked | Thousand Tons | 0 | 0 | 0 | 0 | 0 | 0 | 0
7.23 - NJ Fossil CO2 Rate Limit: Unit 1673 | 65 | 8013 | Rate Constraint in lbs/MWh | FALSE | L | Annual | Allowances Withdrawn (1:1) | Thousand Tons | 0 | 0 | 0 | 0 | 0 | 0 | 0
7.23 - NJ Fossil CO2 Rate Limit: Unit 1673 | 65 | 8013 | Rate Constraint in lbs/MWh | FALSE | L | Annual | Allowances Withdrawn (n:1) | Thousand Tons | 0 | 0 | 0 | 0 | 0 | 0 | 0
7.23 - NJ Fossil CO2 Rate Limit: Unit 1673 | 65 | 8013 | Rate Constraint in lbs/MWh | FALSE | L | Annual | Net Emissions Allowance Position | Thousand Tons | 101.0359 | 203.8774 | 160.5316 | 79.7365 | 27.6789 | 256.8865 | 43.972
7.23 - NJ Fossil CO2 Rate Limit: Unit 1673 | 65 | 8013 | Rate Constraint in lbs/MWh | FALSE | L | Annual | Fuel Consumed | TBtu | 1.7259 | 3.4827 | 2.7423 | 1.3621 | 0.47282 | 4.3882 | 0.75114
7.23 - NJ Fossil CO2 Rate Limit: Unit 1673 | 65 | 8013 | Rate Constraint in lbs/MWh | FALSE | L | Annual | Rate | lb/MMBtu | 117.08 | 117.08 | 117.08 | 117.08 | 117.08 | 117.08 | 117.08
7.23 - NJ Fossil CO2 Rate Limit: Unit 1673 | 65 | 8013 | Rate Constraint in lbs/MWh | FALSE | L | Annual | Generation | TWh | 0.21004 | 0.42384 | 0.33373 | 0.16576 | 0.057542 | 0.53404 | 0.091413
7.23 - NJ Fossil CO2 Rate Limit: Unit 1673 | 65 | 8013 | Rate Constraint in lbs/MWh | FALSE | L | Annual | Qualifying Generation | TWh | 0.21004 | 0.42384 | 0.33373 | 0.16576 | 0.057542 | 0.53404 | 0.091413
7.23 - NJ Fossil CO2 Rate Limit: Unit 1673 | 65 | 8013 | Rate Constraint in lbs/MWh | FALSE | L | Annual | Constraint Shadow Price | US2022$/Ton | 0 | 0 | 0 | 0 | 0 | 0 | 0
7.23 - NJ Fossil CO2 Rate Limit: Unit 1674 | 66 | 8014 | Rate Constraint in lbs/MWh | FALSE | L | Annual | Seasons Included | Seasons | Winter, Spring, Summer, Fall | Winter, Spring, Summer, Fall | Winter, Spring, Summer, Fall | Winter, Spring, Summer, Fall | Winter, Spring, Summer, Fall | Winter, Spring, Summer, Fall | Winter, Spring, Summer, Fall
7.23 - NJ Fossil CO2 Rate Limit: Unit 1674 | 66 | 8014 | Rate Constraint in lbs/MWh | FALSE | L | Annual | Standard CO2 | lb/MWh | 1700 | 1700 | 1300 | 1300 | 1300 | 1300 | 1300
7.23 - NJ Fossil CO2 Rate Limit: Unit 1674 | 66 | 8014 | Rate Constraint in lbs/MWh | FALSE | L | Annual | Emissions at Affected Plants CO2 | Thousand Tons | 6.7263 | 7.4161 | 3.9679 | 0 | 0 | 3.9679 | 3.9679
7.23 - NJ Fossil CO2 Rate Limit: Unit 1674 | 66 | 8014 | Rate Constraint in lbs/MWh | FALSE | L | Annual | Allowances Purchased CO2 | Thousand Tons | 0 | 0 | 0 | 0 | 0 | 0 | 0
7.23 - NJ Fossil CO2 Rate Limit: Unit 1674 | 66 | 8014 | Rate Constraint in lbs/MWh | FALSE | L | Annual | Allowances Sold CO2 | Thousand Tons | 0 | 0 | 0 | 0 | 0 | 0 | 0
7.23 - NJ Fossil CO2 Rate Limit: Unit 1674 | 66 | 8014 | Rate Constraint in lbs/MWh | FALSE | L | Annual | Allowances Banked | Thousand Tons | 0 | 0 | 0 | 0 | 0 | 0 | 0
7.23 - NJ Fossil CO2 Rate Limit: Unit 1674 | 66 | 8014 | Rate Constraint in lbs/MWh | FALSE | L | Annual | Allowances Withdrawn (1:1) | Thousand Tons | 0 | 0 | 0 | 0 | 0 | 0 | 0
7.23 - NJ Fossil CO2 Rate Limit: Unit 1674 | 66 | 8014 | Rate Constraint in lbs/MWh | FALSE | L | Annual | Allowances Withdrawn (n:1) | Thousand Tons | 0 | 0 | 0 | 0 | 0 | 0 | 0
7.23 - NJ Fossil CO2 Rate Limit: Unit 1674 | 66 | 8014 | Rate Constraint in lbs/MWh | FALSE | L | Annual | Net Emissions Allowance Position | Thousand Tons | 6.7263 | 7.4161 | 3.9679 | 0 | 0 | 3.9679 | 3.9679
7.23 - NJ Fossil CO2 Rate Limit: Unit 1674 | 66 | 8014 | Rate Constraint in lbs/MWh | FALSE | L | Annual | Fuel Consumed | TBtu | 0.1149 | 0.12668 | 0.067781 | 0 | 0 | 0.067781 | 0.067781
7.23 - NJ Fossil CO2 Rate Limit: Unit 1674 | 66 | 8014 | Rate Constraint in lbs/MWh | FALSE | L | Annual | Rate | lb/MMBtu | 117.08 | 117.08 | 117.08 | 0 | 0 | 117.08 | 117.08
7.23 - NJ Fossil CO2 Rate Limit: Unit 1674 | 66 | 8014 | Rate Constraint in lbs/MWh | FALSE | L | Annual | Generation | TWh | 0.01141 | 0.01258 | 0.006731 | 0 | 0 | 0.006731 | 0.006731
7.23 - NJ Fossil CO2 Rate Limit: Unit 1674 | 66 | 8014 | Rate Constraint in lbs/MWh | FALSE | L | Annual | Qualifying Generation | TWh | 0.01141 | 0.01258 | 0.006731 | 0 | 0 | 0.006731 | 0.006731
7.23 - NJ Fossil CO2 Rate Limit: Unit 1674 | 66 | 8014 | Rate Constraint in lbs/MWh | FALSE | L | Annual | Constraint Shadow Price | US2022$/Ton | 0 | 0 | 0 | 0 | 0 | 0 | 0
7.23 - NJ Fossil CO2 Rate Limit: Unit 1675 | 67 | 8015 | Rate Constraint in lbs/MWh | FALSE | L | Annual | Seasons Included | Seasons | Winter, Spring, Summer, Fall | Winter, Spring, Summer, Fall | Winter, Spring, Summer, Fall | Winter, Spring, Summer, Fall | Winter, Spring, Summer, Fall | Winter, Spring, Summer, Fall | Winter, Spring, Summer, Fall
7.23 - NJ Fossil CO2 Rate Limit: Unit 1675 | 67 | 8015 | Rate Constraint in lbs/MWh | FALSE | L | Annual | Standard CO2 | lb/MWh | 1700 | 1700 | 1300 | 1300 | 1300 | 1300 | 1300
7.23 - NJ Fossil CO2 Rate Limit: Unit 1675 | 67 | 8015 | Rate Constraint in lbs/MWh | FALSE | L | Annual | Emissions at Affected Plants CO2 | Thousand Tons | 33.3284 | 33.1609 | 0 | 0 | 0 | 0 | 0
7.23 - NJ Fossil CO2 Rate Limit: Unit 1675 | 67 | 8015 | Rate Constraint in lbs/MWh | FALSE | L | Annual | Allowances Purchased CO2 | Thousand Tons | 0 | 0 | 0 | 0 | 0 | 0 | 0
7.23 - NJ Fossil CO2 Rate Limit: Unit 1675 | 67 | 8015 | Rate Constraint in lbs/MWh | FALSE | L | Annual | Allowances Sold CO2 | Thousand Tons | 0 | 0 | 0 | 0 | 0 | 0 | 0
7.23 - NJ Fossil CO2 Rate Limit: Unit 1675 | 67 | 8015 | Rate Constraint in lbs/MWh | FALSE | L | Annual | Allowances Banked | Thousand Tons | 0 | 0 | 0 | 0 | 0 | 0 | 0
7.23 - NJ Fossil CO2 Rate Limit: Unit 1675 | 67 | 8015 | Rate Constraint in lbs/MWh | FALSE | L | Annual | Allowances Withdrawn (1:1) | Thousand Tons | 0 | 0 | 0 | 0 | 0 | 0 | 0
7.23 - NJ Fossil CO2 Rate Limit: Unit 1675 | 67 | 8015 | Rate Constraint in lbs/MWh | FALSE | L | Annual | Allowances Withdrawn (n:1) | Thousand Tons | 0 | 0 | 0 | 0 | 0 | 0 | 0
7.23 - NJ Fossil CO2 Rate Limit: Unit 1675 | 67 | 8015 | Rate Constraint in lbs/MWh | FALSE | L | Annual | Net Emissions Allowance Position | Thousand Tons | 33.3284 | 33.1609 | 0 | 0 | 0 | 0 | 0
7.23 - NJ Fossil CO2 Rate Limit: Unit 1675 | 67 | 8015 | Rate Constraint in lbs/MWh | FALSE | L | Annual | Fuel Consumed | TBtu | 0.38039 | 0.37848 | 0 | 0 | 0 | 0 | 0
7.23 - NJ Fossil CO2 Rate Limit: Unit 1675 | 67 | 8015 | Rate Constraint in lbs/MWh | FALSE | L | Annual | Rate | lb/MMBtu | 175.2336 | 175.2336 | 0 | 0 | 0 | 0 | 0
7.23 - NJ Fossil CO2 Rate Limit: Unit 1675 | 67 | 8015 | Rate Constraint in lbs/MWh | FALSE | L | Annual | Generation | TWh | 0.046502 | 0.046269 | 0 | 0 | 0 | 0 | 0
7.23 - NJ Fossil CO2 Rate Limit: Unit 1675 | 67 | 8015 | Rate Constraint in lbs/MWh | FALSE | L | Annual | Qualifying Generation | TWh | 0.046502 | 0.046269 | 0 | 0 | 0 | 0 | 0
7.23 - NJ Fossil CO2 Rate Limit: Unit 1675 | 67 | 8015 | Rate Constraint in lbs/MWh | FALSE | L | Annual | Constraint Shadow Price | US2022$/Ton | 0 | 0 | 298.301 | 56.4991 | 44.0891 | 120.0472 | 135.356
7.23 - NJ Fossil CO2 Rate Limit: Unit 1676 | 68 | 8016 | Rate Constraint in lbs/MWh | FALSE | L | Annual | Seasons Included | Seasons | Winter, Spring, Summer, Fall | Winter, Spring, Summer, Fall | Winter, Spring, Summer, Fall | Winter, Spring, Summer, Fall | Winter, Spring, Summer, Fall | Winter, Spring, Summer, Fall | Winter, Spring, Summer, Fall
7.23 - NJ Fossil CO2 Rate Limit: Unit 1676 | 68 | 8016 | Rate Constraint in lbs/MWh | FALSE | L | Annual | Standard CO2 | lb/MWh | 1700 | 1700 | 1300 | 1300 | 1300 | 1300 | 1300
7.23 - NJ Fossil CO2 Rate Limit: Unit 1676 | 68 | 8016 | Rate Constraint in lbs/MWh | FALSE | L | Annual | Emissions at Affected Plants CO2 | Thousand Tons | 96.5427 | 98.3352 | 89.4516 | 85.5882 | 20.9114 | 86.388 | 0
7.23 - NJ Fossil CO2 Rate Limit: Unit 1676 | 68 | 8016 | Rate Constraint in lbs/MWh | FALSE | L | Annual | Allowances Purchased CO2 | Thousand Tons | 0 | 0 | 0 | 0 | 0 | 0 | 0
7.23 - NJ Fossil CO2 Rate Limit: Unit 1676 | 68 | 8016 | Rate Constraint in lbs/MWh | FALSE | L | Annual | Allowances Sold CO2 | Thousand Tons | 0 | 0 | 0 | 0 | 0 | 0 | 0
7.23 - NJ Fossil CO2 Rate Limit: Unit 1676 | 68 | 8016 | Rate Constraint in lbs/MWh | FALSE | L | Annual | Allowances Banked | Thousand Tons | 0 | 0 | 0 | 0 | 0 | 0 | 0
7.23 - NJ Fossil CO2 Rate Limit: Unit 1676 | 68 | 8016 | Rate Constraint in lbs/MWh | FALSE | L | Annual | Allowances Withdrawn (1:1) | Thousand Tons | 0 | 0 | 0 | 0 | 0 | 0 | 0
7.23 - NJ Fossil CO2 Rate Limit: Unit 1676 | 68 | 8016 | Rate Constraint in lbs/MWh | FALSE | L | Annual | Allowances Withdrawn (n:1) | Thousand Tons | 0 | 0 | 0 | 0 | 0 | 0 | 0
7.23 - NJ Fossil CO2 Rate Limit: Unit 1676 | 68 | 8016 | Rate Constraint in lbs/MWh | FALSE | L | Annual | Net Emissions Allowance Position | Thousand Tons | 96.5427 | 98.3352 | 89.4516 | 85.5882 | 20.9114 | 86.388 | 0
7.23 - NJ Fossil CO2 Rate Limit: Unit 1676 | 68 | 8016 | Rate Constraint in lbs/MWh | FALSE | L | Annual | Fuel Consumed | TBtu | 1.6492 | 1.6798 | 1.528 | 1.462 | 0.35722 | 1.4757 | 0
7.23 - NJ Fossil CO2 Rate Limit: Unit 1676 | 68 | 8016 | Rate Constraint in lbs/MWh | FALSE | L | Annual | Rate | lb/MMBtu | 117.08 | 117.08 | 117.08 | 117.08 | 117.08 | 117.08 | 0
7.23 - NJ Fossil CO2 Rate Limit: Unit 1676 | 68 | 8016 | Rate Constraint in lbs/MWh | FALSE | L | Annual | Generation | TWh | 0.18404 | 0.18746 | 0.17052 | 0.16316 | 0.039863 | 0.16468 | 0
7.23 - NJ Fossil CO2 Rate Limit: Unit 1676 | 68 | 8016 | Rate Constraint in lbs/MWh | FALSE | L | Annual | Qualifying Generation | TWh | 0.18404 | 0.18746 | 0.17052 | 0.16316 | 0.039863 | 0.16468 | 0
7.23 - NJ Fossil CO2 Rate Limit: Unit 1676 | 68 | 8016 | Rate Constraint in lbs/MWh | FALSE | L | Annual | Constraint Shadow Price | US2022$/Ton | 0 | 0 | 0 | 0 | 0 | 0 | 0
7.23 - NJ Fossil CO2 Rate Limit: Unit 1751 | 69 | 8017 | Rate Constraint in lbs/MWh | FALSE | L | Annual | Seasons Included | Seasons | Winter, Spring, Summer, Fall | Winter, Spring, Summer, Fall | Winter, Spring, Summer, Fall | Winter, Spring, Summer, Fall | Winter, Spring, Summer, Fall | Winter, Spring, Summer, Fall | Winter, Spring, Summer, Fall
7.23 - NJ Fossil CO2 Rate Limit: Unit 1751 | 69 | 8017 | Rate Constraint in lbs/MWh | FALSE | L | Annual | Standard CO2 | lb/MWh | 1700 | 1700 | 1300 | 1300 | 1300 | 1300 | 1300
7.23 - NJ Fossil CO2 Rate Limit: Unit 1751 | 69 | 8017 | Rate Constraint in lbs/MWh | FALSE | L | Annual | Emissions at Affected Plants CO2 | Thousand Tons | 1041.1605 | 1041.1605 | 983.9779 | 775.8651 | 763.6267 | 877.7003 | 877.5863
7.23 - NJ Fossil CO2 Rate Limit: Unit 1751 | 69 | 8017 | Rate Constraint in lbs/MWh | FALSE | L | Annual | Allowances Purchased CO2 | Thousand Tons | 0 | 0 | 0 | 0 | 0 | 0 | 0
7.23 - NJ Fossil CO2 Rate Limit: Unit 1751 | 69 | 8017 | Rate Constraint in lbs/MWh | FALSE | L | Annual | Allowances Sold CO2 | Thousand Tons | 0 | 0 | 0 | 0 | 0 | 0 | 0
7.23 - NJ Fossil CO2 Rate Limit: Unit 1751 | 69 | 8017 | Rate Constraint in lbs/MWh | FALSE | L | Annual | Allowances Banked | Thousand Tons | 0 | 0 | 0 | 0 | 0 | 0 | 0
7.23 - NJ Fossil CO2 Rate Limit: Unit 1751 | 69 | 8017 | Rate Constraint in lbs/MWh | FALSE | L | Annual | Allowances Withdrawn (1:1) | Thousand Tons | 0 | 0 | 0 | 0 | 0 | 0 | 0
7.23 - NJ Fossil CO2 Rate Limit: Unit 1751 | 69 | 8017 | Rate Constraint in lbs/MWh | FALSE | L | Annual | Allowances Withdrawn (n:1) | Thousand Tons | 0 | 0 | 0 | 0 | 0 | 0 | 0
7.23 - NJ Fossil CO2 Rate Limit: Unit 1751 | 69 | 8017 | Rate Constraint in lbs/MWh | FALSE | L | Annual | Net Emissions Allowance Position | Thousand Tons | 1041.1605 | 1041.1605 | 983.9779 | 775.8651 | 763.6267 | 877.7003 | 877.5863
7.23 - NJ Fossil CO2 Rate Limit: Unit 1751 | 69 | 8017 | Rate Constraint in lbs/MWh | FALSE | L | Annual | Fuel Consumed | TBtu | 11.6139 | 11.6139 | 10.9761 | 8.6546 | 8.5181 | 9.7906 | 9.7893
7.23 - NJ Fossil CO2 Rate Limit: Unit 1751 | 69 | 8017 | Rate Constraint in lbs/MWh | FALSE | L | Annual | Rate | lb/MMBtu | 179.295 | 179.295 | 179.295 | 179.295 | 179.295 | 179.295 | 179.295
7.23 - NJ Fossil CO2 Rate Limit: Unit 1751 | 69 | 8017 | Rate Constraint in lbs/MWh | FALSE | L | Annual | Generation | TWh | 1.9136 | 1.9136 | 1.8085 | 1.426 | 1.4035 | 1.6132 | 1.613
7.23 - NJ Fossil CO2 Rate Limit: Unit 1751 | 69 | 8017 | Rate Constraint in lbs/MWh | FALSE | L | Annual | Qualifying Generation | TWh | 1.9136 | 1.9136 | 1.8085 | 1.426 | 1.4035 | 1.6132 | 1.613
7.23 - NJ Fossil CO2 Rate Limit: Unit 1751 | 69 | 8017 | Rate Constraint in lbs/MWh | FALSE | L | Annual | Constraint Shadow Price | US2022$/Ton | 0 | 0 | 0 | 0 | 0 | 0 | 0
7.23 - NJ Fossil CO2 Rate Limit: Unit 1752 | 70 | 8018 | Rate Constraint in lbs/MWh | FALSE | L | Annual | Seasons Included | Seasons | Winter, Spring, Summer, Fall | Winter, Spring, Summer, Fall | Winter, Spring, Summer, Fall | Winter, Spring, Summer, Fall | Winter, Spring, Summer, Fall | Winter, Spring, Summer, Fall | Winter, Spring, Summer, Fall
7.23 - NJ Fossil CO2 Rate Limit: Unit 1752 | 70 | 8018 | Rate Constraint in lbs/MWh | FALSE | L | Annual | Standard CO2 | lb/MWh | 1700 | 1700 | 1300 | 1300 | 1300 | 1300 | 1300
7.23 - NJ Fossil CO2 Rate Limit: Unit 1752 | 70 | 8018 | Rate Constraint in lbs/MWh | FALSE | L | Annual | Emissions at Affected Plants CO2 | Thousand Tons | 2785.1444 | 2785.1444 | 2461.0377 | 2075.4692 | 2033.7236 | 2251.6447 | 2224.1855
7.23 - NJ Fossil CO2 Rate Limit: Unit 1752 | 70 | 8018 | Rate Constraint in lbs/MWh | FALSE | L | Annual | Allowances Purchased CO2 | Thousand Tons | 0 | 0 | 0 | 0 | 0 | 0 | 0
7.23 - NJ Fossil CO2 Rate Limit: Unit 1752 | 70 | 8018 | Rate Constraint in lbs/MWh | FALSE | L | Annual | Allowances Sold CO2 | Thousand Tons | 0 | 0 | 0 | 0 | 0 | 0 | 0
7.23 - NJ Fossil CO2 Rate Limit: Unit 1752 | 70 | 8018 | Rate Constraint in lbs/MWh | FALSE | L | Annual | Allowances Banked | Thousand Tons | 0 | 0 | 0 | 0 | 0 | 0 | 0
7.23 - NJ Fossil CO2 Rate Limit: Unit 1752 | 70 | 8018 | Rate Constraint in lbs/MWh | FALSE | L | Annual | Allowances Withdrawn (1:1) | Thousand Tons | 0 | 0 | 0 | 0 | 0 | 0 | 0
7.23 - NJ Fossil CO2 Rate Limit: Unit 1752 | 70 | 8018 | Rate Constraint in lbs/MWh | FALSE | L | Annual | Allowances Withdrawn (n:1) | Thousand Tons | 0 | 0 | 0 | 0 | 0 | 0 | 0
7.23 - NJ Fossil CO2 Rate Limit: Unit 1752 | 70 | 8018 | Rate Constraint in lbs/MWh | FALSE | L | Annual | Net Emissions Allowance Position | Thousand Tons | 2785.1444 | 2785.1444 | 2461.0377 | 2075.4692 | 2033.7236 | 2251.6447 | 2224.1855
7.23 - NJ Fossil CO2 Rate Limit: Unit 1752 | 70 | 8018 | Rate Constraint in lbs/MWh | FALSE | L | Annual | Fuel Consumed | TBtu | 31.0677 | 31.0677 | 27.4524 | 23.1514 | 22.6858 | 25.1166 | 24.8103
7.23 - NJ Fossil CO2 Rate Limit: Unit 1752 | 70 | 8018 | Rate Constraint in lbs/MWh | FALSE | L | Annual | Rate | lb/MMBtu | 179.295 | 179.295 | 179.295 | 179.295 | 179.295 | 179.295 | 179.295
7.23 - NJ Fossil CO2 Rate Limit: Unit 1752 | 70 | 8018 | Rate Constraint in lbs/MWh | FALSE | L | Annual | Generation | TWh | 5.1191 | 5.1191 | 4.5234 | 3.8147 | 3.738 | 4.1385 | 4.088
7.23 - NJ Fossil CO2 Rate Limit: Unit 1752 | 70 | 8018 | Rate Constraint in lbs/MWh | FALSE | L | Annual | Qualifying Generation | TWh | 5.1191 | 5.1191 | 4.5234 | 3.8147 | 3.738 | 4.1385 | 4.088
7.23 - NJ Fossil CO2 Rate Limit: Unit 1752 | 70 | 8018 | Rate Constraint in lbs/MWh | FALSE | L | Annual | Constraint Shadow Price | US2022$/Ton | 0 | 0 | 0 | 0 | 0 | 0 | 0
7.23 - NJ Fossil CO2 Rate Limit: Unit 2178 | 71 | 8019 | Rate Constraint in lbs/MWh | FALSE | L | Annual | Seasons Included | Seasons | Winter, Spring, Summer, Fall | Winter, Spring, Summer, Fall | Winter, Spring, Summer, Fall | Winter, Spring, Summer, Fall | Winter, Spring, Summer, Fall | Winter, Spring, Summer, Fall | Winter, Spring, Summer, Fall
7.23 - NJ Fossil CO2 Rate Limit: Unit 2178 | 71 | 8019 | Rate Constraint in lbs/MWh | FALSE | L | Annual | Standard CO2 | lb/MWh | 1700 | 1700 | 1300 | 1300 | 1300 | 1300 | 1300
7.23 - NJ Fossil CO2 Rate Limit: Unit 2178 | 71 | 8019 | Rate Constraint in lbs/MWh | FALSE | L | Annual | Emissions at Affected Plants CO2 | Thousand Tons | 0 | 0 | 0 | 0 | 0 | 0 | 0
7.23 - NJ Fossil CO2 Rate Limit: Unit 2178 | 71 | 8019 | Rate Constraint in lbs/MWh | FALSE | L | Annual | Allowances Purchased CO2 | Thousand Tons | 0 | 0 | 0 | 0 | 0 | 0 | 0
7.23 - NJ Fossil CO2 Rate Limit: Unit 2178 | 71 | 8019 | Rate Constraint in lbs/MWh | FALSE | L | Annual | Allowances Sold CO2 | Thousand Tons | 0 | 0 | 0 | 0 | 0 | 0 | 0
7.23 - NJ Fossil CO2 Rate Limit: Unit 2178 | 71 | 8019 | Rate Constraint in lbs/MWh | FALSE | L | Annual | Allowances Banked | Thousand Tons | 0 | 0 | 0 | 0 | 0 | 0 | 0
7.23 - NJ Fossil CO2 Rate Limit: Unit 2178 | 71 | 8019 | Rate Constraint in lbs/MWh | FALSE | L | Annual | Allowances Withdrawn (1:1) | Thousand Tons | 0 | 0 | 0 | 0 | 0 | 0 | 0
7.23 - NJ Fossil CO2 Rate Limit: Unit 2178 | 71 | 8019 | Rate Constraint in lbs/MWh | FALSE | L | Annual | Allowances Withdrawn (n:1) | Thousand Tons | 0 | 0 | 0 | 0 | 0 | 0 | 0
7.23 - NJ Fossil CO2 Rate Limit: Unit 2178 | 71 | 8019 | Rate Constraint in lbs/MWh | FALSE | L | Annual | Net Emissions Allowance Position | Thousand Tons | 0 | 0 | 0 | 0 | 0 | 0 | 0
7.23 - NJ Fossil CO2 Rate Limit: Unit 2178 | 71 | 8019 | Rate Constraint in lbs/MWh | FALSE | L | Annual | Fuel Consumed | TBtu | 0 | 0 | 0 | 0 | 0 | 0 | 0
7.23 - NJ Fossil CO2 Rate Limit: Unit 2178 | 71 | 8019 | Rate Constraint in lbs/MWh | FALSE | L | Annual | Rate | lb/MMBtu | 0 | 0 | 0 | 0 | 0 | 0 | 0
7.23 - NJ Fossil CO2 Rate Limit: Unit 2178 | 71 | 8019 | Rate Constraint in lbs/MWh | FALSE | L | Annual | Generation | TWh | 0 | 0 | 0 | 0 | 0 | 0 | 0
7.23 - NJ Fossil CO2 Rate Limit: Unit 2178 | 71 | 8019 | Rate Constraint in lbs/MWh | FALSE | L | Annual | Qualifying Generation | TWh | 0 | 0 | 0 | 0 | 0 | 0 | 0
7.23 - NJ Fossil CO2 Rate Limit: Unit 2178 | 71 | 8019 | Rate Constraint in lbs/MWh | FALSE | L | Annual | Constraint Shadow Price | US2022$/Ton | 0 | 0 | 0 | 0 | 0 | 0 | 0
7.23 - NJ Fossil CO2 Rate Limit: Unit 2659 | 72 | 8020 | Rate Constraint in lbs/MWh | FALSE | L | Annual | Seasons Included | Seasons | Winter, Spring, Summer, Fall | Winter, Spring, Summer, Fall | Winter, Spring, Summer, Fall | Winter, Spring, Summer, Fall | Winter, Spring, Summer, Fall | Winter, Spring, Summer, Fall | Winter, Spring, Summer, Fall
7.23 - NJ Fossil CO2 Rate Limit: Unit 2659 | 72 | 8020 | Rate Constraint in lbs/MWh | FALSE | L | Annual | Standard CO2 | lb/MWh | 1700 | 1700 | 1300 | 1300 | 1300 | 1300 | 1300
7.23 - NJ Fossil CO2 Rate Limit: Unit 2659 | 72 | 8020 | Rate Constraint in lbs/MWh | FALSE | L | Annual | Emissions at Affected Plants CO2 | Thousand Tons | 0 | 0 | 0 | 0 | 0 | 0 | 0
7.23 - NJ Fossil CO2 Rate Limit: Unit 2659 | 72 | 8020 | Rate Constraint in lbs/MWh | FALSE | L | Annual | Allowances Purchased CO2 | Thousand Tons | 0 | 0 | 0 | 0 | 0 | 0 | 0
7.23 - NJ Fossil CO2 Rate Limit: Unit 2659 | 72 | 8020 | Rate Constraint in lbs/MWh | FALSE | L | Annual | Allowances Sold CO2 | Thousand Tons | 0 | 0 | 0 | 0 | 0 | 0 | 0
7.23 - NJ Fossil CO2 Rate Limit: Unit 2659 | 72 | 8020 | Rate Constraint in lbs/MWh | FALSE | L | Annual | Allowances Banked | Thousand Tons | 0 | 0 | 0 | 0 | 0 | 0 | 0
7.23 - NJ Fossil CO2 Rate Limit: Unit 2659 | 72 | 8020 | Rate Constraint in lbs/MWh | FALSE | L | Annual | Allowances Withdrawn (1:1) | Thousand Tons | 0 | 0 | 0 | 0 | 0 | 0 | 0
7.23 - NJ Fossil CO2 Rate Limit: Unit 2659 | 72 | 8020 | Rate Constraint in lbs/MWh | FALSE | L | Annual | Allowances Withdrawn (n:1) | Thousand Tons | 0 | 0 | 0 | 0 | 0 | 0 | 0
7.23 - NJ Fossil CO2 Rate Limit: Unit 2659 | 72 | 8020 | Rate Constraint in lbs/MWh | FALSE | L | Annual | Net Emissions Allowance Position | Thousand Tons | 0 | 0 | 0 | 0 | 0 | 0 | 0
7.23 - NJ Fossil CO2 Rate Limit: Unit 2659 | 72 | 8020 | Rate Constraint in lbs/MWh | FALSE | L | Annual | Fuel Consumed | TBtu | 0 | 0 | 0 | 0 | 0 | 0 | 0
7.23 - NJ Fossil CO2 Rate Limit: Unit 2659 | 72 | 8020 | Rate Constraint in lbs/MWh | FALSE | L | Annual | Rate | lb/MMBtu | 0 | 0 | 0 | 0 | 0 | 0 | 0
7.23 - NJ Fossil CO2 Rate Limit: Unit 2659 | 72 | 8020 | Rate Constraint in lbs/MWh | FALSE | L | Annual | Generation | TWh | 0 | 0 | 0 | 0 | 0 | 0 | 0
7.23 - NJ Fossil CO2 Rate Limit: Unit 2659 | 72 | 8020 | Rate Constraint in lbs/MWh | FALSE | L | Annual | Qualifying Generation | TWh | 0 | 0 | 0 | 0 | 0 | 0 | 0
7.23 - NJ Fossil CO2 Rate Limit: Unit 2659 | 72 | 8020 | Rate Constraint in lbs/MWh | FALSE | L | Annual | Constraint Shadow Price | US2022$/Ton | 53.7988 | 51.1486 | 39.4609 | 23.9932 | 24.9129 | 35.2671 | 39.388
7.23 - NJ Fossil CO2 Rate Limit: Unit 509 | 73 | 7976 | Rate Constraint in lbs/MWh | FALSE | L | Annual | Seasons Included | Seasons | Winter, Spring, Summer, Fall | Winter, Spring, Summer, Fall | Winter, Spring, Summer, Fall | Winter, Spring, Summer, Fall | Winter, Spring, Summer, Fall | Winter, Spring, Summer, Fall | Winter, Spring, Summer, Fall
7.23 - NJ Fossil CO2 Rate Limit: Unit 509 | 73 | 7976 | Rate Constraint in lbs/MWh | FALSE | L | Annual | Standard CO2 | lb/MWh | 1700 | 1700 | 1300 | 1300 | 1300 | 1300 | 1300
7.23 - NJ Fossil CO2 Rate Limit: Unit 509 | 73 | 7976 | Rate Constraint in lbs/MWh | FALSE | L | Annual | Emissions at Affected Plants CO2 | Thousand Tons | 29.6748 | 28.3886 | 3.4308 | 1.724 | 0 | 1.5673 | 1.5673
7.23 - NJ Fossil CO2 Rate Limit: Unit 509 | 73 | 7976 | Rate Constraint in lbs/MWh | FALSE | L | Annual | Allowances Purchased CO2 | Thousand Tons | 0 | 0 | 0 | 0 | 0 | 0 | 0
7.23 - NJ Fossil CO2 Rate Limit: Unit 509 | 73 | 7976 | Rate Constraint in lbs/MWh | FALSE | L | Annual | Allowances Sold CO2 | Thousand Tons | 0 | 0 | 0 | 0 | 0 | 0 | 0
7.23 - NJ Fossil CO2 Rate Limit: Unit 509 | 73 | 7976 | Rate Constraint in lbs/MWh | FALSE | L | Annual | Allowances Banked | Thousand Tons | 0 | 0 | 0 | 0 | 0 | 0 | 0
7.23 - NJ Fossil CO2 Rate Limit: Unit 509 | 73 | 7976 | Rate Constraint in lbs/MWh | FALSE | L | Annual | Allowances Withdrawn (1:1) | Thousand Tons | 0 | 0 | 0 | 0 | 0 | 0 | 0
7.23 - NJ Fossil CO2 Rate Limit: Unit 509 | 73 | 7976 | Rate Constraint in lbs/MWh | FALSE | L | Annual | Allowances Withdrawn (n:1) | Thousand Tons | 0 | 0 | 0 | 0 | 0 | 0 | 0
7.23 - NJ Fossil CO2 Rate Limit: Unit 509 | 73 | 7976 | Rate Constraint in lbs/MWh | FALSE | L | Annual | Net Emissions Allowance Position | Thousand Tons | 29.6748 | 28.3886 | 3.4308 | 1.724 | 0 | 1.5673 | 1.5673
7.23 - NJ Fossil CO2 Rate Limit: Unit 509 | 73 | 7976 | Rate Constraint in lbs/MWh | FALSE | L | Annual | Fuel Consumed | TBtu | 0.50692 | 0.48494 | 0.058606 | 0.02945 | 0 | 0.026773 | 0.026773
7.23 - NJ Fossil CO2 Rate Limit: Unit 509 | 73 | 7976 | Rate Constraint in lbs/MWh | FALSE | L | Annual | Rate | lb/MMBtu | 117.08 | 117.08 | 117.08 | 117.08 | 0 | 117.08 | 117.08
7.23 - NJ Fossil CO2 Rate Limit: Unit 509 | 73 | 7976 | Rate Constraint in lbs/MWh | FALSE | L | Annual | Generation | TWh | 0.047177 | 0.045132 | 0.0054543 | 0.0027408 | 0 | 0.0024917 | 0.0024917
7.23 - NJ Fossil CO2 Rate Limit: Unit 509 | 73 | 7976 | Rate Constraint in lbs/MWh | FALSE | L | Annual | Qualifying Generation | TWh | 0.047177 | 0.045132 | 0.0054543 | 0.0027408 | 0 | 0.0024917 | 0.0024917
7.23 - NJ Fossil CO2 Rate Limit: Unit 509 | 73 | 7976 | Rate Constraint in lbs/MWh | FALSE | L | Annual | Constraint Shadow Price | US2022$/Ton | 0 | 0 | 0 | 0 | 0 | 0 | 0
7.23 - NJ Fossil CO2 Rate Limit: Unit 510 | 74 | 7977 | Rate Constraint in lbs/MWh | FALSE | L | Annual | Seasons Included | Seasons | Winter, Spring, Summer, Fall | Winter, Spring, Summer, Fall | Winter, Spring, Summer, Fall | Winter, Spring, Summer, Fall | Winter, Spring, Summer, Fall | Winter, Spring, Summer, Fall | Winter, Spring, Summer, Fall
7.23 - NJ Fossil CO2 Rate Limit: Unit 510 | 74 | 7977 | Rate Constraint in lbs/MWh | FALSE | L | Annual | Standard CO2 | lb/MWh | 1700 | 1700 | 1300 | 1300 | 1300 | 1300 | 1300
7.23 - NJ Fossil CO2 Rate Limit: Unit 510 | 74 | 7977 | Rate Constraint in lbs/MWh | FALSE | L | Annual | Emissions at Affected Plants CO2 | Thousand Tons | 5.37 | 5.5987 | 0.67753 | 0.3409 | 0 | 0.30991 | 0.30991
7.23 - NJ Fossil CO2 Rate Limit: Unit 510 | 74 | 7977 | Rate Constraint in lbs/MWh | FALSE | L | Annual | Allowances Purchased CO2 | Thousand Tons | 0 | 0 | 0 | 0 | 0 | 0 | 0
7.23 - NJ Fossil CO2 Rate Limit: Unit 510 | 74 | 7977 | Rate Constraint in lbs/MWh | FALSE | L | Annual | Allowances Sold CO2 | Thousand Tons | 0 | 0 | 0 | 0 | 0 | 0 | 0
7.23 - NJ Fossil CO2 Rate Limit: Unit 510 | 74 | 7977 | Rate Constraint in lbs/MWh | FALSE | L | Annual | Allowances Banked | Thousand Tons | 0 | 0 | 0 | 0 | 0 | 0 | 0
7.23 - NJ Fossil CO2 Rate Limit: Unit 510 | 74 | 7977 | Rate Constraint in lbs/MWh | FALSE | L | Annual | Allowances Withdrawn (1:1) | Thousand Tons | 0 | 0 | 0 | 0 | 0 | 0 | 0
7.23 - NJ Fossil CO2 Rate Limit: Unit 510 | 74 | 7977 | Rate Constraint in lbs/MWh | FALSE | L | Annual | Allowances Withdrawn (n:1) | Thousand Tons | 0 | 0 | 0 | 0 | 0 | 0 | 0
7.23 - NJ Fossil CO2 Rate Limit: Unit 510 | 74 | 7977 | Rate Constraint in lbs/MWh | FALSE | L | Annual | Net Emissions Allowance Position | Thousand Tons | 5.37 | 5.5987 | 0.67753 | 0.3409 | 0 | 0.30991 | 0.30991
7.23 - NJ Fossil CO2 Rate Limit: Unit 510 | 74 | 7977 | Rate Constraint in lbs/MWh | FALSE | L | Annual | Fuel Consumed | TBtu | 0.091732 | 0.095638 | 0.011574 | 0.0058234 | 0 | 0.005294 | 0.005294
7.23 - NJ Fossil CO2 Rate Limit: Unit 510 | 74 | 7977 | Rate Constraint in lbs/MWh | FALSE | L | Annual | Rate | lb/MMBtu | 117.08 | 117.08 | 117.08 | 117.08 | 0 | 117.08 | 117.08
7.23 - NJ Fossil CO2 Rate Limit: Unit 510 | 74 | 7977 | Rate Constraint in lbs/MWh | FALSE | L | Annual | Generation | TWh | 0.0085371 | 0.0089007 | 0.0010771 | 0.00054196 | 0 | 0.00049269 | 0.00049269
7.23 - NJ Fossil CO2 Rate Limit: Unit 510 | 74 | 7977 | Rate Constraint in lbs/MWh | FALSE | L | Annual | Qualifying Generation | TWh | 0.0085371 | 0.0089007 | 0.0010771 | 0.00054196 | 0 | 0.00049269 | 0.00049269
7.23 - NJ Fossil CO2 Rate Limit: Unit 510 | 74 | 7977 | Rate Constraint in lbs/MWh | FALSE | L | Annual | Constraint Shadow Price | US2022$/Ton | 0 | 0 | 0 | 0 | 0 | 0 | 0
7.23 - NJ Fossil CO2 Rate Limit: Unit 511 | 75 | 7978 | Rate Constraint in lbs/MWh | FALSE | L | Annual | Seasons Included | Seasons | Winter, Spring, Summer, Fall | Winter, Spring, Summer, Fall | Winter, Spring, Summer, Fall | Winter, Spring, Summer, Fall | Winter, Spring, Summer, Fall | Winter, Spring, Summer, Fall | Winter, Spring, Summer, Fall
7.23 - NJ Fossil CO2 Rate Limit: Unit 511 | 75 | 7978 | Rate Constraint in lbs/MWh | FALSE | L | Annual | Standard CO2 | lb/MWh | 1700 | 1700 | 1300 | 1300 | 1300 | 1300 | 1300
7.23 - NJ Fossil CO2 Rate Limit: Unit 511 | 75 | 7978 | Rate Constraint in lbs/MWh | FALSE | L | Annual | Emissions at Affected Plants CO2 | Thousand Tons | 0.63187 | 0.63187 | 0 | 0 | 0 | 0 | 0
7.23 - NJ Fossil CO2 Rate Limit: Unit 511 | 75 | 7978 | Rate Constraint in lbs/MWh | FALSE | L | Annual | Allowances Purchased CO2 | Thousand Tons | 0 | 0 | 0 | 0 | 0 | 0 | 0
7.23 - NJ Fossil CO2 Rate Limit: Unit 511 | 75 | 7978 | Rate Constraint in lbs/MWh | FALSE | L | Annual | Allowances Sold CO2 | Thousand Tons | 0 | 0 | 0 | 0 | 0 | 0 | 0
7.23 - NJ Fossil CO2 Rate Limit: Unit 511 | 75 | 7978 | Rate Constraint in lbs/MWh | FALSE | L | Annual | Allowances Banked | Thousand Tons | 0 | 0 | 0 | 0 | 0 | 0 | 0
7.23 - NJ Fossil CO2 Rate Limit: Unit 511 | 75 | 7978 | Rate Constraint in lbs/MWh | FALSE | L | Annual | Allowances Withdrawn (1:1) | Thousand Tons | 0 | 0 | 0 | 0 | 0 | 0 | 0
7.23 - NJ Fossil CO2 Rate Limit: Unit 511 | 75 | 7978 | Rate Constraint in lbs/MWh | FALSE | L | Annual | Allowances Withdrawn (n:1) | Thousand Tons | 0 | 0 | 0 | 0 | 0 | 0 | 0
7.23 - NJ Fossil CO2 Rate Limit: Unit 511 | 75 | 7978 | Rate Constraint in lbs/MWh | FALSE | L | Annual | Net Emissions Allowance Position | Thousand Tons | 0.63187 | 0.63187 | 0 | 0 | 0 | 0 | 0
7.23 - NJ Fossil CO2 Rate Limit: Unit 511 | 75 | 7978 | Rate Constraint in lbs/MWh | FALSE | L | Annual | Fuel Consumed | TBtu | 0.010794 | 0.010794 | 0 | 0 | 0 | 0 | 0
7.23 - NJ Fossil CO2 Rate Limit: Unit 511 | 75 | 7978 | Rate Constraint in lbs/MWh | FALSE | L | Annual | Rate | lb/MMBtu | 117.08 | 117.08 | 0 | 0 | 0 | 0 | 0
7.23 - NJ Fossil CO2 Rate Limit: Unit 511 | 75 | 7978 | Rate Constraint in lbs/MWh | FALSE | L | Annual | Generation | TWh | 0.00078821 | 0.00078821 | 0 | 0 | 0 | 0 | 0
7.23 - NJ Fossil CO2 Rate Limit: Unit 511 | 75 | 7978 | Rate Constraint in lbs/MWh | FALSE | L | Annual | Qualifying Generation | TWh | 0.00078821 | 0.00078821 | 0 | 0 | 0 | 0 | 0
7.23 - NJ Fossil CO2 Rate Limit: Unit 511 | 75 | 7978 | Rate Constraint in lbs/MWh | FALSE | L | Annual | Constraint Shadow Price | US2022$/Ton | 0 | 0 | 174.0021 | 0 | 0 | 120.2397 | 81.9832
7.23 - NJ Fossil CO2 Rate Limit: Unit 512 | 76 | 7979 | Rate Constraint in lbs/MWh | FALSE | L | Annual | Seasons Included | Seasons | Winter, Spring, Summer, Fall | Winter, Spring, Summer, Fall | Winter, Spring, Summer, Fall | Winter, Spring, Summer, Fall | Winter, Spring, Summer, Fall | Winter, Spring, Summer, Fall | Winter, Spring, Summer, Fall
7.23 - NJ Fossil CO2 Rate Limit: Unit 512 | 76 | 7979 | Rate Constraint in lbs/MWh | FALSE | L | Annual | Standard CO2 | lb/MWh | 1700 | 1700 | 1300 | 1300 | 1300 | 1300 | 1300
7.23 - NJ Fossil CO2 Rate Limit: Unit 512 | 76 | 7979 | Rate Constraint in lbs/MWh | FALSE | L | Annual | Emissions at Affected Plants CO2 | Thousand Tons | 1.9054 | 2.093 | 0 | 0 | 0 | 0 | 0
7.23 - NJ Fossil CO2 Rate Limit: Unit 512 | 76 | 7979 | Rate Constraint in lbs/MWh | FALSE | L | Annual | Allowances Purchased CO2 | Thousand Tons | 0 | 0 | 0 | 0 | 0 | 0 | 0
7.23 - NJ Fossil CO2 Rate Limit: Unit 512 | 76 | 7979 | Rate Constraint in lbs/MWh | FALSE | L | Annual | Allowances Sold CO2 | Thousand Tons | 0 | 0 | 0 | 0 | 0 | 0 | 0
7.23 - NJ Fossil CO2 Rate Limit: Unit 512 | 76 | 7979 | Rate Constraint in lbs/MWh | FALSE | L | Annual | Allowances Banked | Thousand Tons | 0 | 0 | 0 | 0 | 0 | 0 | 0
7.23 - NJ Fossil CO2 Rate Limit: Unit 512 | 76 | 7979 | Rate Constraint in lbs/MWh | FALSE | L | Annual | Allowances Withdrawn (1:1) | Thousand Tons | 0 | 0 | 0 | 0 | 0 | 0 | 0
7.23 - NJ Fossil CO2 Rate Limit: Unit 512 | 76 | 7979 | Rate Constraint in lbs/MWh | FALSE | L | Annual | Allowances Withdrawn (n:1) | Thousand Tons | 0 | 0 | 0 | 0 | 0 | 0 | 0
7.23 - NJ Fossil CO2 Rate Limit: Unit 512 | 76 | 7979 | Rate Constraint in lbs/MWh | FALSE | L | Annual | Net Emissions Allowance Position | Thousand Tons | 1.9054 | 2.093 | 0 | 0 | 0 | 0 | 0
7.23 - NJ Fossil CO2 Rate Limit: Unit 512 | 76 | 7979 | Rate Constraint in lbs/MWh | FALSE | L | Annual | Fuel Consumed | TBtu | 0.030763 | 0.033792 | 0 | 0 | 0 | 0 | 0
7.23 - NJ Fossil CO2 Rate Limit: Unit 512 | 76 | 7979 | Rate Constraint in lbs/MWh | FALSE | L | Annual | Rate | lb/MMBtu | 123.8756 | 123.8756 | 0 | 0 | 0 | 0 | 0
7.23 - NJ Fossil CO2 Rate Limit: Unit 512 | 76 | 7979 | Rate Constraint in lbs/MWh | FALSE | L | Annual | Generation | TWh | 0.0026225 | 0.0028807 | 0 | 0 | 0 | 0 | 0
7.23 - NJ Fossil CO2 Rate Limit: Unit 512 | 76 | 7979 | Rate Constraint in lbs/MWh | FALSE | L | Annual | Qualifying Generation | TWh | 0.0026225 | 0.0028807 | 0 | 0 | 0 | 0 | 0
7.23 - NJ Fossil CO2 Rate Limit: Unit 512 | 76 | 7979 | Rate Constraint in lbs/MWh | FALSE | L | Annual | Constraint Shadow Price | US2022$/Ton | 0 | 0 | 420.6482 | 0 | 0 | 336.946 | 272.3443
7.23 - NJ Fossil CO2 Rate Limit: Unit 513 | 77 | 7980 | Rate Constraint in lbs/MWh | FALSE | L | Annual | Seasons Included | Seasons | Winter, Spring, Summer, Fall | Winter, Spring, Summer, Fall | Winter, Spring, Summer, Fall | Winter, Spring, Summer, Fall | Winter, Spring, Summer, Fall | Winter, Spring, Summer, Fall | Winter, Spring, Summer, Fall
7.23 - NJ Fossil CO2 Rate Limit: Unit 513 | 77 | 7980 | Rate Constraint in lbs/MWh | FALSE | L | Annual | Standard CO2 | lb/MWh | 1700 | 1700 | 1300 | 1300 | 1300 | 1300 | 1300
7.23 - NJ Fossil CO2 Rate Limit: Unit 513 | 77 | 7980 | Rate Constraint in lbs/MWh | FALSE | L | Annual | Emissions at Affected Plants CO2 | Thousand Tons | 34.8647 | 33.5142 | 12.6339 | 2.0181 | 1.8347 | 1.8347 | 1.8347
7.23 - NJ Fossil CO2 Rate Limit: Unit 513 | 77 | 7980 | Rate Constraint in lbs/MWh | FALSE | L | Annual | Allowances Purchased CO2 | Thousand Tons | 0 | 0 | 0 | 0 | 0 | 0 | 0
7.23 - NJ Fossil CO2 Rate Limit: Unit 513 | 77 | 7980 | Rate Constraint in lbs/MWh | FALSE | L | Annual | Allowances Sold CO2 | Thousand Tons | 0 | 0 | 0 | 0 | 0 | 0 | 0
7.23 - NJ Fossil CO2 Rate Limit: Unit 513 | 77 | 7980 | Rate Constraint in lbs/MWh | FALSE | L | Annual | Allowances Banked | Thousand Tons | 0 | 0 | 0 | 0 | 0 | 0 | 0
7.23 - NJ Fossil CO2 Rate Limit: Unit 513 | 77 | 7980 | Rate Constraint in lbs/MWh | FALSE | L | Annual | Allowances Withdrawn (1:1) | Thousand Tons | 0 | 0 | 0 | 0 | 0 | 0 | 0
7.23 - NJ Fossil CO2 Rate Limit: Unit 513 | 77 | 7980 | Rate Constraint in lbs/MWh | FALSE | L | Annual | Allowances Withdrawn (n:1) | Thousand Tons | 0 | 0 | 0 | 0 | 0 | 0 | 0
7.23 - NJ Fossil CO2 Rate Limit: Unit 513 | 77 | 7980 | Rate Constraint in lbs/MWh | FALSE | L | Annual | Net Emissions Allowance Position | Thousand Tons | 34.8647 | 33.5142 | 12.6339 | 2.0181 | 1.8347 | 1.8347 | 1.8347
7.23 - NJ Fossil CO2 Rate Limit: Unit 513 | 77 | 7980 | Rate Constraint in lbs/MWh | FALSE | L | Annual | Fuel Consumed | TBtu | 0.59557 | 0.5725 | 0.21582 | 0.034475 | 0.031341 | 0.031341 | 0.031341
7.23 - NJ Fossil CO2 Rate Limit: Unit 513 | 77 | 7980 | Rate Constraint in lbs/MWh | FALSE | L | Annual | Rate | lb/MMBtu | 117.08 | 117.08 | 117.08 | 117.08 | 117.08 | 117.08 | 117.08
7.23 - NJ Fossil CO2 Rate Limit: Unit 513 | 77 | 7980 | Rate Constraint in lbs/MWh | FALSE | L | Annual | Generation | TWh | 0.055428 | 0.053281 | 0.020085 | 0.0032084 | 0.0029168 | 0.0029168 | 0.0029168
7.23 - NJ Fossil CO2 Rate Limit: Unit 513 | 77 | 7980 | Rate Constraint in lbs/MWh | FALSE | L | Annual | Qualifying Generation | TWh | 0.055428 | 0.053281 | 0.020085 | 0.0032084 | 0.0029168 | 0.0029168 | 0.0029168
7.23 - NJ Fossil CO2 Rate Limit: Unit 513 | 77 | 7980 | Rate Constraint in lbs/MWh | FALSE | L | Annual | Constraint Shadow Price | US2022$/Ton | 0 | 0 | 0 | 0 | 0 | 0 | 0
7.23 - NJ Fossil CO2 Rate Limit: Unit 514 | 78 | 7981 | Rate Constraint in lbs/MWh | FALSE | L | Annual | Seasons Included | Seasons | Winter, Spring, Summer, Fall | Winter, Spring, Summer, Fall | Winter, Spring, Summer, Fall | Winter, Spring, Summer, Fall | Winter, Spring, Summer, Fall | Winter, Spring, Summer, Fall | Winter, Spring, Summer, Fall
7.23 - NJ Fossil CO2 Rate Limit: Unit 514 | 78 | 7981 | Rate Constraint in lbs/MWh | FALSE | L | Annual | Standard CO2 | lb/MWh | 1700 | 1700 | 1300 | 1300 | 1300 | 1300 | 1300
7.23 - NJ Fossil CO2 Rate Limit: Unit 514 | 78 | 7981 | Rate Constraint in lbs/MWh | FALSE | L | Annual | Emissions at Affected Plants CO2 | Thousand Tons | 7.5682 | 7.363 | 0 | 0 | 0 | 0 | 0
7.23 - NJ Fossil CO2 Rate Limit: Unit 514 | 78 | 7981 | Rate Constraint in lbs/MWh | FALSE | L | Annual | Allowances Purchased CO2 | Thousand Tons | 0 | 0 | 0 | 0 | 0 | 0 | 0
7.23 - NJ Fossil CO2 Rate Limit: Unit 514 | 78 | 7981 | Rate Constraint in lbs/MWh | FALSE | L | Annual | Allowances Sold CO2 | Thousand Tons | 0 | 0 | 0 | 0 | 0 | 0 | 0
7.23 - NJ Fossil CO2 Rate Limit: Unit 514 | 78 | 7981 | Rate Constraint in lbs/MWh | FALSE | L | Annual | Allowances Banked | Thousand Tons | 0 | 0 | 0 | 0 | 0 | 0 | 0
7.23 - NJ Fossil CO2 Rate Limit: Unit 514 | 78 | 7981 | Rate Constraint in lbs/MWh | FALSE | L | Annual | Allowances Withdrawn (1:1) | Thousand Tons | 0 | 0 | 0 | 0 | 0 | 0 | 0
7.23 - NJ Fossil CO2 Rate Limit: Unit 514 | 78 | 7981 | Rate Constraint in lbs/MWh | FALSE | L | Annual | Allowances Withdrawn (n:1) | Thousand Tons | 0 | 0 | 0 | 0 | 0 | 0 | 0
7.23 - NJ Fossil CO2 Rate Limit: Unit 514 | 78 | 7981 | Rate Constraint in lbs/MWh | FALSE | L | Annual | Net Emissions Allowance Position | Thousand Tons | 7.5682 | 7.363 | 0 | 0 | 0 | 0 | 0
7.23 - NJ Fossil CO2 Rate Limit: Unit 514 | 78 | 7981 | Rate Constraint in lbs/MWh | FALSE | L | Annual | Fuel Consumed | TBtu | 0.087844 | 0.085462 | 0 | 0 | 0 | 0 | 0
7.23 - NJ Fossil CO2 Rate Limit: Unit 514 | 78 | 7981 | Rate Constraint in lbs/MWh | FALSE | L | Annual | Rate | lb/MMBtu | 172.3095 | 172.3095 | 0 | 0 | 0 | 0 | 0
7.23 - NJ Fossil CO2 Rate Limit: Unit 514 | 78 | 7981 | Rate Constraint in lbs/MWh | FALSE | L | Annual | Generation | TWh | 0.010097 | 0.0098232 | 0 | 0 | 0 | 0 | 0
7.23 - NJ Fossil CO2 Rate Limit: Unit 514 | 78 | 7981 | Rate Constraint in lbs/MWh | FALSE | L | Annual | Qualifying Generation | TWh | 0.010097 | 0.0098232 | 0 | 0 | 0 | 0 | 0
7.23 - NJ Fossil CO2 Rate Limit: Unit 514 | 78 | 7981 | Rate Constraint in lbs/MWh | FALSE | L | Annual | Constraint Shadow Price | US2022$/Ton | 0 | 0 | 401.9805 | 89.6408 | 63.8491 | 379.2596 | 53.5698
7.23 - NJ Fossil CO2 Rate Limit: Unit 523 | 79 | 7982 | Rate Constraint in lbs/MWh | FALSE | L | Annual | Seasons Included | Seasons | Winter, Spring, Summer, Fall | Winter, Spring, Summer, Fall | Winter, Spring, Summer, Fall | Winter, Spring, Summer, Fall | Winter, Spring, Summer, Fall | Winter, Spring, Summer, Fall | Winter, Spring, Summer, Fall
7.23 - NJ Fossil CO2 Rate Limit: Unit 523 | 79 | 7982 | Rate Constraint in lbs/MWh | FALSE | L | Annual | Standard CO2 | lb/MWh | 1700 | 1700 | 1300 | 1300 | 1300 | 1300 | 1300
7.23 - NJ Fossil CO2 Rate Limit: Unit 523 | 79 | 7982 | Rate Constraint in lbs/MWh | FALSE | L | Annual | Emissions at Affected Plants CO2 | Thousand Tons | 0 | 0 | 0 | 0 | 0 | 0 | 0
7.23 - NJ Fossil CO2 Rate Limit: Unit 523 | 79 | 7982 | Rate Constraint in lbs/MWh | FALSE | L | Annual | Allowances Purchased CO2 | Thousand Tons | 0 | 0 | 0 | 0 | 0 | 0 | 0
7.23 - NJ Fossil CO2 Rate Limit: Unit 523 | 79 | 7982 | Rate Constraint in lbs/MWh | FALSE | L | Annual | Allowances Sold CO2 | Thousand Tons | 0 | 0 | 0 | 0 | 0 | 0 | 0
7.23 - NJ Fossil CO2 Rate Limit: Unit 523 | 79 | 7982 | Rate Constraint in lbs/MWh | FALSE | L | Annual | Allowances Banked | Thousand Tons | 0 | 0 | 0 | 0 | 0 | 0 | 0
7.23 - NJ Fossil CO2 Rate Limit: Unit 523 | 79 | 7982 | Rate Constraint in lbs/MWh | FALSE | L | Annual | Allowances Withdrawn (1:1) | Thousand Tons | 0 | 0 | 0 | 0 | 0 | 0 | 0
7.23 - NJ Fossil CO2 Rate Limit: Unit 523 | 79 | 7982 | Rate Constraint in lbs/MWh | FALSE | L | Annual | Allowances Withdrawn (n:1) | Thousand Tons | 0 | 0 | 0 | 0 | 0 | 0 | 0
7.23 - NJ Fossil CO2 Rate Limit: Unit 523 | 79 | 7982 | Rate Constraint in lbs/MWh | FALSE | L | Annual | Net Emissions Allowance Position | Thousand Tons | 0 | 0 | 0 | 0 | 0 | 0 | 0
7.23 - NJ Fossil CO2 Rate Limit: Unit 523 | 79 | 7982 | Rate Constraint in lbs/MWh | FALSE | L | Annual | Fuel Consumed | TBtu | 0 | 0 | 0 | 0 | 0 | 0 | 0
7.23 - NJ Fossil CO2 Rate Limit: Unit 523 | 79 | 7982 | Rate Constraint in lbs/MWh | FALSE | L | Annual | Rate | lb/MMBtu | 0 | 0 | 0 | 0 | 0 | 0 | 0
7.23 - NJ Fossil CO2 Rate Limit: Unit 523 | 79 | 7982 | Rate Constraint in lbs/MWh | FALSE | L | Annual | Generation | TWh | 0 | 0 | 0 | 0 | 0 | 0 | 0
7.23 - NJ Fossil CO2 Rate Limit: Unit 523 | 79 | 7982 | Rate Constraint in lbs/MWh | FALSE | L | Annual | Qualifying Generation | TWh | 0 | 0 | 0 | 0 | 0 | 0 | 0
7.23 - NJ Fossil CO2 Rate Limit: Unit 523 | 79 | 7982 | Rate Constraint in lbs/MWh | FALSE | L | Annual | Constraint Shadow Price | US2022$/Ton | 0 | 0 | 0 | 0 | 0 | 0 | 0
7.23 - NJ Fossil CO2 Rate Limit: Unit 524 | 80 | 7983 | Rate Constraint in lbs/MWh | FALSE | L | Annual | Seasons Included | Seasons | Winter, Spring, Summer, Fall | Winter, Spring, Summer, Fall | Winter, Spring, Summer, Fall | Winter, Spring, Summer, Fall | Winter, Spring, Summer, Fall | Winter, Spring, Summer, Fall | Winter, Spring, Summer, Fall
7.23 - NJ Fossil CO2 Rate Limit: Unit 524 | 80 | 7983 | Rate Constraint in lbs/MWh | FALSE | L | Annual | Standard CO2 | lb/MWh | 1700 | 1700 | 1300 | 1300 | 1300 | 1300 | 1300
7.23 - NJ Fossil CO2 Rate Limit: Unit 524 | 80 | 7983 | Rate Constraint in lbs/MWh | FALSE | L | Annual | Emissions at Affected Plants CO2 | Thousand Tons | 0 | 0 | 0 | 0 | 0 | 0 | 0
7.23 - NJ Fossil CO2 Rate Limit: Unit 524 | 80 | 7983 | Rate Constraint in lbs/MWh | FALSE | L | Annual | Allowances Purchased CO2 | Thousand Tons | 0 | 0 | 0 | 0 | 0 | 0 | 0
7.23 - NJ Fossil CO2 Rate Limit: Unit 524 | 80 | 7983 | Rate Constraint in lbs/MWh | FALSE | L | Annual | Allowances Sold CO2 | Thousand Tons | 0 | 0 | 0 | 0 | 0 | 0 | 0
7.23 - NJ Fossil CO2 Rate Limit: Unit 524 | 80 | 7983 | Rate Constraint in lbs/MWh | FALSE | L | Annual | Allowances Banked | Thousand Tons | 0 | 0 | 0 | 0 | 0 | 0 | 0
7.23 - NJ Fossil CO2 Rate Limit: Unit 524 | 80 | 7983 | Rate Constraint in lbs/MWh | FALSE | L | Annual | Allowances Withdrawn (1:1) | Thousand Tons | 0 | 0 | 0 | 0 | 0 | 0 | 0
7.23 - NJ Fossil CO2 Rate Limit: Unit 524 | 80 | 7983 | Rate Constraint in lbs/MWh | FALSE | L | Annual | Allowances Withdrawn (n:1) | Thousand Tons | 0 | 0 | 0 | 0 | 0 | 0 | 0
7.23 - NJ Fossil CO2 Rate Limit: Unit 524 | 80 | 7983 | Rate Constraint in lbs/MWh | FALSE | L | Annual | Net Emissions Allowance Position | Thousand Tons | 0 | 0 | 0 | 0 | 0 | 0 | 0
7.23 - NJ Fossil CO2 Rate Limit: Unit 524 | 80 | 7983 | Rate Constraint in lbs/MWh | FALSE | L | Annual | Fuel Consumed | TBtu | 0 | 0 | 0 | 0 | 0 | 0 | 0
7.23 - NJ Fossil CO2 Rate Limit: Unit 524 | 80 | 7983 | Rate Constraint in lbs/MWh | FALSE | L | Annual | Rate | lb/MMBtu | 0 | 0 | 0 | 0 | 0 | 0 | 0
7.23 - NJ Fossil CO2 Rate Limit: Unit 524 | 80 | 7983 | Rate Constraint in lbs/MWh | FALSE | L | Annual | Generation | TWh | 0 | 0 | 0 | 0 | 0 | 0 | 0
7.23 - NJ Fossil CO2 Rate Limit: Unit 524 | 80 | 7983 | Rate Constraint in lbs/MWh | FALSE | L | Annual | Qualifying Generation | TWh | 0 | 0 | 0 | 0 | 0 | 0 | 0
7.23 - NJ Fossil CO2 Rate Limit: Unit 524 | 80 | 7983 | Rate Constraint in lbs/MWh | FALSE | L | Annual | Constraint Shadow Price | US2022$/Ton | 0 | 0 | 0 | 0 | 0 | 0 | 0
7.23 - NJ Fossil CO2 Rate Limit: Unit 525 | 81 | 7984 | Rate Constraint in lbs/MWh | FALSE | L | Annual | Seasons Included | Seasons | Winter, Spring, Summer, Fall | Winter, Spring, Summer, Fall | Winter, Spring, Summer, Fall | Winter, Spring, Summer, Fall | Winter, Spring, Summer, Fall | Winter, Spring, Summer, Fall | Winter, Spring, Summer, Fall
7.23 - NJ Fossil CO2 Rate Limit: Unit 525 | 81 | 7984 | Rate Constraint in lbs/MWh | FALSE | L | Annual | Standard CO2 | lb/MWh | 1700 | 1700 | 1300 | 1300 | 1300 | 1300 | 1300
7.23 - NJ Fossil CO2 Rate Limit: Unit 525 | 81 | 7984 | Rate Constraint in lbs/MWh | FALSE | L | Annual | Emissions at Affected Plants CO2 | Thousand Tons | 0 | 0 | 0 | 0 | 0 | 0 | 0
7.23 - NJ Fossil CO2 Rate Limit: Unit 525 | 81 | 7984 | Rate Constraint in lbs/MWh | FALSE | L | Annual | Allowances Purchased CO2 | Thousand Tons | 0 | 0 | 0 | 0 | 0 | 0 | 0
7.23 - NJ Fossil CO2 Rate Limit: Unit 525 | 81 | 7984 | Rate Constraint in lbs/MWh | FALSE | L | Annual | Allowances Sold CO2 | Thousand Tons | 0 | 0 | 0 | 0 | 0 | 0 | 0
7.23 - NJ Fossil CO2 Rate Limit: Unit 525 | 81 | 7984 | Rate Constraint in lbs/MWh | FALSE | L | Annual | Allowances Banked | Thousand Tons | 0 | 0 | 0 | 0 | 0 | 0 | 0
7.23 - NJ Fossil CO2 Rate Limit: Unit 525 | 81 | 7984 | Rate Constraint in lbs/MWh | FALSE | L | Annual | Allowances Withdrawn (1:1) | Thousand Tons | 0 | 0 | 0 | 0 | 0 | 0 | 0
7.23 - NJ Fossil CO2 Rate Limit: Unit 525 | 81 | 7984 | Rate Constraint in lbs/MWh | FALSE | L | Annual | Allowances Withdrawn (n:1) | Thousand Tons | 0 | 0 | 0 | 0 | 0 | 0 | 0
7.23 - NJ Fossil CO2 Rate Limit: Unit 525 | 81 | 7984 | Rate Constraint in lbs/MWh | FALSE | L | Annual | Net Emissions Allowance Position | Thousand Tons | 0 | 0 | 0 | 0 | 0 | 0 | 0
7.23 - NJ Fossil CO2 Rate Limit: Unit 525 | 81 | 7984 | Rate Constraint in lbs/MWh | FALSE | L | Annual | Fuel Consumed | TBtu | 0 | 0 | 0 | 0 | 0 | 0 | 0
7.23 - NJ Fossil CO2 Rate Limit: Unit 525 | 81 | 7984 | Rate Constraint in lbs/MWh | FALSE | L | Annual | Rate | lb/MMBtu | 0 | 0 | 0 | 0 | 0 | 0 | 0
7.23 - NJ Fossil CO2 Rate Limit: Unit 525 | 81 | 7984 | Rate Constraint in lbs/MWh | FALSE | L | Annual | Generation | TWh | 0 | 0 | 0 | 0 | 0 | 0 | 0
7.23 - NJ Fossil CO2 Rate Limit: Unit 525 | 81 | 7984 | Rate Constraint in lbs/MWh | FALSE | L | Annual | Qualifying Generation | TWh | 0 | 0 | 0 | 0 | 0 | 0 | 0
7.23 - NJ Fossil CO2 Rate Limit: Unit 525 | 81 | 7984 | Rate Constraint in lbs/MWh | FALSE | L | Annual | Constraint Shadow Price | US2022$/Ton | 0 | 0 | 0 | 0 | 0 | 0 | 0
7.23 - NJ Fossil CO2 Rate Limit: Unit 526 | 82 | 7985 | Rate Constraint in lbs/MWh | FALSE | L | Annual | Seasons Included | Seasons | Winter, Spring, Summer, Fall | Winter, Spring, Summer, Fall | Winter, Spring, Summer, Fall | Winter, Spring, Summer, Fall | Winter, Spring, Summer, Fall | Winter, Spring, Summer, Fall | Winter, Spring, Summer, Fall
7.23 - NJ Fossil CO2 Rate Limit: Unit 526 | 82 | 7985 | Rate Constraint in lbs/MWh | FALSE | L | Annual | Standard CO2 | lb/MWh | 1700 | 1700 | 1300 | 1300 | 1300 | 1300 | 1300
7.23 - NJ Fossil CO2 Rate Limit: Unit 526 | 82 | 7985 | Rate Constraint in lbs/MWh | FALSE | L | Annual | Emissions at Affected Plants CO2 | Thousand Tons | 0 | 0 | 0 | 0 | 0 | 0 | 0
7.23 - NJ Fossil CO2 Rate Limit: Unit 526 | 82 | 7985 | Rate Constraint in lbs/MWh | FALSE | L | Annual | Allowances Purchased CO2 | Thousand Tons | 0 | 0 | 0 | 0 | 0 | 0 | 0
7.23 - NJ Fossil CO2 Rate Limit: Unit 526 | 82 | 7985 | Rate Constraint in lbs/MWh | FALSE | L | Annual | Allowances Sold CO2 | Thousand Tons | 0 | 0 | 0 | 0 | 0 | 0 | 0
7.23 - NJ Fossil CO2 Rate Limit: Unit 526 | 82 | 7985 | Rate Constraint in lbs/MWh | FALSE | L | Annual | Allowances Banked | Thousand Tons | 0 | 0 | 0 | 0 | 0 | 0 | 0
7.23 - NJ Fossil CO2 Rate Limit: Unit 526 | 82 | 7985 | Rate Constraint in lbs/MWh | FALSE | L | Annual | Allowances Withdrawn (1:1) | Thousand Tons | 0 | 0 | 0 | 0 | 0 | 0 | 0
7.23 - NJ Fossil CO2 Rate Limit: Unit 526 | 82 | 7985 | Rate Constraint in lbs/MWh | FALSE | L | Annual | Allowances Withdrawn (n:1) | Thousand Tons | 0 | 0 | 0 | 0 | 0 | 0 | 0
7.23 - NJ Fossil CO2 Rate Limit: Unit 526 | 82 | 7985 | Rate Constraint in lbs/MWh | FALSE | L | Annual | Net Emissions Allowance Position | Thousand Tons | 0 | 0 | 0 | 0 | 0 | 0 | 0
7.23 - NJ Fossil CO2 Rate Limit: Unit 526 | 82 | 7985 | Rate Constraint in lbs/MWh | FALSE | L | Annual | Fuel Consumed | TBtu | 0 | 0 | 0 | 0 | 0 | 0 | 0
7.23 - NJ Fossil CO2 Rate Limit: Unit 526 | 82 | 7985 | Rate Constraint in lbs/MWh | FALSE | L | Annual | Rate | lb/MMBtu | 0 | 0 | 0 | 0 | 0 | 0 | 0
7.23 - NJ Fossil CO2 Rate Limit: Unit 526 | 82 | 7985 | Rate Constraint in lbs/MWh | FALSE | L | Annual | Generation | TWh | 0 | 0 | 0 | 0 | 0 | 0 | 0
7.23 - NJ Fossil CO2 Rate Limit: Unit 526 | 82 | 7985 | Rate Constraint in lbs/MWh | FALSE | L | Annual | Qualifying Generation | TWh | 0 | 0 | 0 | 0 | 0 | 0 | 0
7.23 - NJ Fossil CO2 Rate Limit: Unit 526 | 82 | 7985 | Rate Constraint in lbs/MWh | FALSE | L | Annual | Constraint Shadow Price | US2022$/Ton | 0 | 0 | 0 | 0 | 0 | 0 | 0
7.23 - NJ Fossil CO2 Rate Limit: Unit 537 | 83 | 7986 | Rate Constraint in lbs/MWh | FALSE | L | Annual | Seasons Included | Seasons | Winter, Spring, Summer, Fall | Winter, Spring, Summer, Fall | Winter, Spring, Summer, Fall | Winter, Spring, Summer, Fall | Winter, Spring, Summer, Fall | Winter, Spring, Summer, Fall | Winter, Spring, Summer, Fall
7.23 - NJ Fossil CO2 Rate Limit: Unit 537 | 83 | 7986 | Rate Constraint in lbs/MWh | FALSE | L | Annual | Standard CO2 | lb/MWh | 1700 | 1700 | 1300 | 1300 | 1300 | 1300 | 1300
7.23 - NJ Fossil CO2 Rate Limit: Unit 537 | 83 | 7986 | Rate Constraint in lbs/MWh | FALSE | L | Annual | Emissions at Affected Plants CO2 | Thousand Tons | 5.37 | 5.5987 | 0.67753 | 0.3409 | 0 | 0.30991 | 0.30991
7.23 - NJ Fossil CO2 Rate Limit: Unit 537 | 83 | 7986 | Rate Constraint in lbs/MWh | FALSE | L | Annual | Allowances Purchased CO2 | Thousand Tons | 0 | 0 | 0 | 0 | 0 | 0 | 0
7.23 - NJ Fossil CO2 Rate Limit: Unit 537 | 83 | 7986 | Rate Constraint in lbs/MWh | FALSE | L | Annual | Allowances Sold CO2 | Thousand Tons | 0 | 0 | 0 | 0 | 0 | 0 | 0
7.23 - NJ Fossil CO2 Rate Limit: Unit 537 | 83 | 7986 | Rate Constraint in lbs/MWh | FALSE | L | Annual | Allowances Banked | Thousand Tons | 0 | 0 | 0 | 0 | 0 | 0 | 0
7.23 - NJ Fossil CO2 Rate Limit: Unit 537 | 83 | 7986 | Rate Constraint in lbs/MWh | FALSE | L | Annual | Allowances Withdrawn (1:1) | Thousand Tons | 0 | 0 | 0 | 0 | 0 | 0 | 0
7.23 - NJ Fossil CO2 Rate Limit: Unit 537 | 83 | 7986 | Rate Constraint in lbs/MWh | FALSE | L | Annual | Allowances Withdrawn (n:1) | Thousand Tons | 0 | 0 | 0 | 0 | 0 | 0 | 0
7.23 - NJ Fossil CO2 Rate Limit: Unit 537 | 83 | 7986 | Rate Constraint in lbs/MWh | FALSE | L | Annual | Net Emissions Allowance Position | Thousand Tons | 5.37 | 5.5987 | 0.67753 | 0.3409 | 0 | 0.30991 | 0.30991
7.23 - NJ Fossil CO2 Rate Limit: Unit 537 | 83 | 7986 | Rate Constraint in lbs/MWh | FALSE | L | Annual | Fuel Consumed | TBtu | 0.091732 | 0.095638 | 0.011574 | 0.0058234 | 0 | 0.005294 | 0.005294
7.23 - NJ Fossil CO2 Rate Limit: Unit 537 | 83 | 7986 | Rate Constraint in lbs/MWh | FALSE | L | Annual | Rate | lb/MMBtu | 117.08 | 117.08 | 117.08 | 117.08 | 0 | 117.08 | 117.08
7.23 - NJ Fossil CO2 Rate Limit: Unit 537 | 83 | 7986 | Rate Constraint in lbs/MWh | FALSE | L | Annual | Generation | TWh | 0.0085371 | 0.0089007 | 0.0010771 | 0.00054196 | 0 | 0.00049269 | 0.00049269
7.23 - NJ Fossil CO2 Rate Limit: Unit 537 | 83 | 7986 | Rate Constraint in lbs/MWh | FALSE | L | Annual | Qualifying Generation | TWh | 0.0085371 | 0.0089007 | 0.0010771 | 0.00054196 | 0 | 0.00049269 | 0.00049269
7.23 - NJ Fossil CO2 Rate Limit: Unit 537 | 83 | 7986 | Rate Constraint in lbs/MWh | FALSE | L | Annual | Constraint Shadow Price | US2022$/Ton | 0 | 0 | 0 | 0 | 0 | 0 | 0
7.23 - NJ Fossil CO2 Rate Limit: Unit 538 | 84 | 7987 | Rate Constraint in lbs/MWh | FALSE | L | Annual | Seasons Included | Seasons | Winter, Spring, Summer, Fall | Winter, Spring, Summer, Fall | Winter, Spring, Summer, Fall | Winter, Spring, Summer, Fall | Winter, Spring, Summer, Fall | Winter, Spring, Summer, Fall | Winter, Spring, Summer, Fall
7.23 - NJ Fossil CO2 Rate Limit: Unit 538 | 84 | 7987 | Rate Constraint in lbs/MWh | FALSE | L | Annual | Standard CO2 | lb/MWh | 1700 | 1700 | 1300 | 1300 | 1300 | 1300 | 1300
7.23 - NJ Fossil CO2 Rate Limit: Unit 538 | 84 | 7987 | Rate Constraint in lbs/MWh | FALSE | L | Annual | Emissions at Affected Plants CO2 | Thousand Tons | 0 | 0 | 0 | 0 | 0 | 0 | 0
7.23 - NJ Fossil CO2 Rate Limit: Unit 538 | 84 | 7987 | Rate Constraint in lbs/MWh | FALSE | L | Annual | Allowances Purchased CO2 | Thousand Tons | 0 | 0 | 0 | 0 | 0 | 0 | 0
7.23 - NJ Fossil CO2 Rate Limit: Unit 538 | 84 | 7987 | Rate Constraint in lbs/MWh | FALSE | L | Annual | Allowances Sold CO2 | Thousand Tons | 0 | 0 | 0 | 0 | 0 | 0 | 0
7.23 - NJ Fossil CO2 Rate Limit: Unit 538 | 84 | 7987 | Rate Constraint in lbs/MWh | FALSE | L | Annual | Allowances Banked | Thousand Tons | 0 | 0 | 0 | 0 | 0 | 0 | 0
7.23 - NJ Fossil CO2 Rate Limit: Unit 538 | 84 | 7987 | Rate Constraint in lbs/MWh | FALSE | L | Annual | Allowances Withdrawn (1:1) | Thousand Tons | 0 | 0 | 0 | 0 | 0 | 0 | 0
7.23 - NJ Fossil CO2 Rate Limit: Unit 538 | 84 | 7987 | Rate Constraint in lbs/MWh | FALSE | L | Annual | Allowances Withdrawn (n:1) | Thousand Tons | 0 | 0 | 0 | 0 | 0 | 0 | 0
7.23 - NJ Fossil CO2 Rate Limit: Unit 538 | 84 | 7987 | Rate Constraint in lbs/MWh | FALSE | L | Annual | Net Emissions Allowance Position | Thousand Tons | 0 | 0 | 0 | 0 | 0 | 0 | 0
7.23 - NJ Fossil CO2 Rate Limit: Unit 538 | 84 | 7987 | Rate Constraint in lbs/MWh | FALSE | L | Annual | Fuel Consumed | TBtu | 0 | 0 | 0 | 0 | 0 | 0 | 0
7.23 - NJ Fossil CO2 Rate Limit: Unit 538 | 84 | 7987 | Rate Constraint in lbs/MWh | FALSE | L | Annual | Rate | lb/MMBtu | 0 | 0 | 0 | 0 | 0 | 0 | 0
7.23 - NJ Fossil CO2 Rate Limit: Unit 538 | 84 | 7987 | Rate Constraint in lbs/MWh | FALSE | L | Annual | Generation | TWh | 0 | 0 | 0 | 0 | 0 | 0 | 0
7.23 - NJ Fossil CO2 Rate Limit: Unit 538 | 84 | 7987 | Rate Constraint in lbs/MWh | FALSE | L | Annual | Qualifying Generation | TWh | 0 | 0 | 0 | 0 | 0 | 0 | 0
7.23 - NJ Fossil CO2 Rate Limit: Unit 538 | 84 | 7987 | Rate Constraint in lbs/MWh | FALSE | L | Annual | Constraint Shadow Price | US2022$/Ton | 27.9845 | 49.9326 | 0 | 0 | 0 | 0 | 0
7.23 - NJ Fossil CO2 Rate Limit: Unit 539 | 85 | 7988 | Rate Constraint in lbs/MWh | FALSE | L | Annual | Seasons Included | Seasons | Winter, Spring, Summer, Fall | Winter, Spring, Summer, Fall | Winter, Spring, Summer, Fall | Winter, Spring, Summer, Fall | Winter, Spring, Summer, Fall | Winter, Spring, Summer, Fall | Winter, Spring, Summer, Fall
7.23 - NJ Fossil CO2 Rate Limit: Unit 539 | 85 | 7988 | Rate Constraint in lbs/MWh | FALSE | L | Annual | Standard CO2 | lb/MWh | 1700 | 1700 | 1300 | 1300 | 1300 | 1300 | 1300
7.23 - NJ Fossil CO2 Rate Limit: Unit 539 | 85 | 7988 | Rate Constraint in lbs/MWh | FALSE | L | Annual | Emissions at Affected Plants CO2 | Thousand Tons | 9.0675 | 9.3169 | 1.0875 | 0.59813 | 0 | 0.54375 | 0.54375
7.23 - NJ Fossil CO2 Rate Limit: Unit 539 | 85 | 7988 | Rate Constraint in lbs/MWh | FALSE | L | Annual | Allowances Purchased CO2 | Thousand Tons | 0 | 0 | 0 | 0 | 0 | 0 | 0
7.23 - NJ Fossil CO2 Rate Limit: Unit 539 | 85 | 7988 | Rate Constraint in lbs/MWh | FALSE | L | Annual | Allowances Sold CO2 | Thousand Tons | 0 | 0 | 0 | 0 | 0 | 0 | 0
7.23 - NJ Fossil CO2 Rate Limit: Unit 539 | 85 | 7988 | Rate Constraint in lbs/MWh | FALSE | L | Annual | Allowances Banked | Thousand Tons | 0 | 0 | 0 | 0 | 0 | 0 | 0
7.23 - NJ Fossil CO2 Rate Limit: Unit 539 | 85 | 7988 | Rate Constraint in lbs/MWh | FALSE | L | Annual | Allowances Withdrawn (1:1) | Thousand Tons | 0 | 0 | 0 | 0 | 0 | 0 | 0
7.23 - NJ Fossil CO2 Rate Limit: Unit 539 | 85 | 7988 | Rate Constraint in lbs/MWh | FALSE | L | Annual | Allowances Withdrawn (n:1) | Thousand Tons | 0 | 0 | 0 | 0 | 0 | 0 | 0
7.23 - NJ Fossil CO2 Rate Limit: Unit 539 | 85 | 7988 | Rate Constraint in lbs/MWh | FALSE | L | Annual | Net Emissions Allowance Position | Thousand Tons | 9.0675 | 9.3169 | 1.0875 | 0.59813 | 0 | 0.54375 | 0.54375
7.23 - NJ Fossil CO2 Rate Limit: Unit 539 | 85 | 7988 | Rate Constraint in lbs/MWh | FALSE | L | Annual | Fuel Consumed | TBtu | 0.15489 | 0.15915 | 0.018577 | 0.010217 | 0 | 0.0092886 | 0.0092886
7.23 - NJ Fossil CO2 Rate Limit: Unit 539 | 85 | 7988 | Rate Constraint in lbs/MWh | FALSE | L | Annual | Rate | lb/MMBtu | 117.08 | 117.08 | 117.08 | 117.08 | 0 | 117.08 | 117.08
7.23 - NJ Fossil CO2 Rate Limit: Unit 539 | 85 | 7988 | Rate Constraint in lbs/MWh | FALSE | L | Annual | Generation | TWh | 0.014415 | 0.014812 | 0.0017289 | 0.0009509 | 0 | 0.00086446 | 0.00086446
7.23 - NJ Fossil CO2 Rate Limit: Unit 539 | 85 | 7988 | Rate Constraint in lbs/MWh | FALSE | L | Annual | Qualifying Generation | TWh | 0.014415 | 0.014812 | 0.0017289 | 0.0009509 | 0 | 0.00086446 | 0.00086446
7.23 - NJ Fossil CO2 Rate Limit: Unit 539 | 85 | 7988 | Rate Constraint in lbs/MWh | FALSE | L | Annual | Constraint Shadow Price | US2022$/Ton | 0 | 0 | 0 | 0 | 0 | 0 | 0
7.23 - NJ Fossil CO2 Rate Limit: Unit 540 | 86 | 7989 | Rate Constraint in lbs/MWh | FALSE | L | Annual | Seasons Included | Seasons | Winter, Spring, Summer, Fall | Winter, Spring, Summer, Fall | Winter, Spring, Summer, Fall | Winter, Spring, Summer, Fall | Winter, Spring, Summer, Fall | Winter, Spring, Summer, Fall | Winter, Spring, Summer, Fall
7.23 - NJ Fossil CO2 Rate Limit: Unit 540 | 86 | 7989 | Rate Constraint in lbs/MWh | FALSE | L | Annual | Standard CO2 | lb/MWh | 1700 | 1700 | 1300 | 1300 | 1300 | 1300 | 1300
7.23 - NJ Fossil CO2 Rate Limit: Unit 540 | 86 | 7989 | Rate Constraint in lbs/MWh | FALSE | L | Annual | Emissions at Affected Plants CO2 | Thousand Tons | 0.6652 | 0.61109 | 0 | 0 | 0 | 0 | 0
7.23 - NJ Fossil CO2 Rate Limit: Unit 540 | 86 | 7989 | Rate Constraint in lbs/MWh | FALSE | L | Annual | Allowances Purchased CO2 | Thousand Tons | 0 | 0 | 0 | 0 | 0 | 0 | 0
7.23 - NJ Fossil CO2 Rate Limit: Unit 540 | 86 | 7989 | Rate Constraint in lbs/MWh | FALSE | L | Annual | Allowances Sold CO2 | Thousand Tons | 0 | 0 | 0 | 0 | 0 | 0 | 0
7.23 - NJ Fossil CO2 Rate Limit: Unit 540 | 86 | 7989 | Rate Constraint in lbs/MWh | FALSE | L | Annual | Allowances Banked | Thousand Tons | 0 | 0 | 0 | 0 | 0 | 0 | 0
7.23 - NJ Fossil CO2 Rate Limit: Unit 540 | 86 | 7989 | Rate Constraint in lbs/MWh | FALSE | L | Annual | Allowances Withdrawn (1:1) | Thousand Tons | 0 | 0 | 0 | 0 | 0 | 0 | 0
7.23 - NJ Fossil CO2 Rate Limit: Unit 540 | 86 | 7989 | Rate Constraint in lbs/MWh | FALSE | L | Annual | Allowances Withdrawn (n:1) | Thousand Tons | 0 | 0 | 0 | 0 | 0 | 0 | 0
7.23 - NJ Fossil CO2 Rate Limit: Unit 540 | 86 | 7989 | Rate Constraint in lbs/MWh | FALSE | L | Annual | Net Emissions Allowance Position | Thousand Tons | 0.6652 | 0.61109 | 0 | 0 | 0 | 0 | 0
7.23 - NJ Fossil CO2 Rate Limit: Unit 540 | 86 | 7989 | Rate Constraint in lbs/MWh | FALSE | L | Annual | Fuel Consumed | TBtu | 0.011363 | 0.010439 | 0 | 0 | 0 | 0 | 0
7.23 - NJ Fossil CO2 Rate Limit: Unit 540 | 86 | 7989 | Rate Constraint in lbs/MWh | FALSE | L | Annual | Rate | lb/MMBtu | 117.08 | 117.08 | 0 | 0 | 0 | 0 | 0
7.23 - NJ Fossil CO2 Rate Limit: Unit 540 | 86 | 7989 | Rate Constraint in lbs/MWh | FALSE | L | Annual | Generation | TWh | 0.00089161 | 0.00081908 | 0 | 0 | 0 | 0 | 0
7.23 - NJ Fossil CO2 Rate Limit: Unit 540 | 86 | 7989 | Rate Constraint in lbs/MWh | FALSE | L | Annual | Qualifying Generation | TWh | 0.00089161 | 0.00081908 | 0 | 0 | 0 | 0 | 0
7.23 - NJ Fossil CO2 Rate Limit: Unit 540 | 86 | 7989 | Rate Constraint in lbs/MWh | FALSE | L | Annual | Constraint Shadow Price | US2022$/Ton | 0 | 0 | 302.2769 | 0 | 0 | 226.1934 | 170.1111
7.23 - NJ Fossil CO2 Rate Limit: Unit 541 | 87 | 7990 | Rate Constraint in lbs/MWh | FALSE | L | Annual | Seasons Included | Seasons | Winter, Spring, Summer, Fall | Winter, Spring, Summer, Fall | Winter, Spring, Summer, Fall | Winter, Spring, Summer, Fall | Winter, Spring, Summer, Fall | Winter, Spring, Summer, Fall | Winter, Spring, Summer, Fall
7.23 - NJ Fossil CO2 Rate Limit: Unit 541 | 87 | 7990 | Rate Constraint in lbs/MWh | FALSE | L | Annual | Standard CO2 | lb/MWh | 1700 | 1700 | 1300 | 1300 | 1300 | 1300 | 1300
7.23 - NJ Fossil CO2 Rate Limit: Unit 541 | 87 | 7990 | Rate Constraint in lbs/MWh | FALSE | L | Annual | Emissions at Affected Plants CO2 | Thousand Tons | 5.5246 | 5.3767 | 2.2712 | 2.0135 | 1.6549 | 11.3385 | 15.8865
7.23 - NJ Fossil CO2 Rate Limit: Unit 541 | 87 | 7990 | Rate Constraint in lbs/MWh | FALSE | L | Annual | Allowances Purchased CO2 | Thousand Tons | 0 | 0 | 0 | 0 | 0 | 0 | 0
7.23 - NJ Fossil CO2 Rate Limit: Unit 541 | 87 | 7990 | Rate Constraint in lbs/MWh | FALSE | L | Annual | Allowances Sold CO2 | Thousand Tons | 0 | 0 | 0 | 0 | 0 | 0 | 0
7.23 - NJ Fossil CO2 Rate Limit: Unit 541 | 87 | 7990 | Rate Constraint in lbs/MWh | FALSE | L | Annual | Allowances Banked | Thousand Tons | 0 | 0 | 0 | 0 | 0 | 0 | 0
7.23 - NJ Fossil CO2 Rate Limit: Unit 541 | 87 | 7990 | Rate Constraint in lbs/MWh | FALSE | L | Annual | Allowances Withdrawn (1:1) | Thousand Tons | 0 | 0 | 0 | 0 | 0 | 0 | 0
7.23 - NJ Fossil CO2 Rate Limit: Unit 541 | 87 | 7990 | Rate Constraint in lbs/MWh | FALSE | L | Annual | Allowances Withdrawn (n:1) | Thousand Tons | 0 | 0 | 0 | 0 | 0 | 0 | 0
7.23 - NJ Fossil CO2 Rate Limit: Unit 541 | 87 | 7990 | Rate Constraint in lbs/MWh | FALSE | L | Annual | Net Emissions Allowance Position | Thousand Tons | 5.5246 | 5.3767 | 2.2712 | 2.0135 | 1.6549 | 11.3385 | 15.8865
7.23 - NJ Fossil CO2 Rate Limit: Unit 541 | 87 | 7990 | Rate Constraint in lbs/MWh | FALSE | L | Annual | Fuel Consumed | TBtu | 0.088463 | 0.086096 | 0.036369 | 0.032241 | 0.026499 | 0.18156 | 0.25439
7.23 - NJ Fossil CO2 Rate Limit: Unit 541 | 87 | 7990 | Rate Constraint in lbs/MWh | FALSE | L | Annual | Rate | lb/MMBtu | 124.9013 | 124.9013 | 124.9013 | 124.9013 | 124.9013 | 124.9013 | 124.9013
7.23 - NJ Fossil CO2 Rate Limit: Unit 541 | 87 | 7990 | Rate Constraint in lbs/MWh | FALSE | L | Annual | Generation | TWh | 0.0091895 | 0.0089435 | 0.003778 | 0.0033492 | 0.0027527 | 0.01886 | 0.026425
7.23 - NJ Fossil CO2 Rate Limit: Unit 541 | 87 | 7990 | Rate Constraint in lbs/MWh | FALSE | L | Annual | Qualifying Generation | TWh | 0.0091895 | 0.0089435 | 0.003778 | 0.0033492 | 0.0027527 | 0.01886 | 0.026425
7.23 - NJ Fossil CO2 Rate Limit: Unit 541 | 87 | 7990 | Rate Constraint in lbs/MWh | FALSE | L | Annual | Constraint Shadow Price | US2022$/Ton | 0 | 0 | 0 | 0 | 0 | 0 | 0
7.23 - NJ Fossil CO2 Rate Limit: Unit 542 | 88 | 7991 | Rate Constraint in lbs/MWh | FALSE | L | Annual | Seasons Included | Seasons | Winter, Spring, Summer, Fall | Winter, Spring, Summer, Fall | Winter, Spring, Summer, Fall | Winter, Spring, Summer, Fall | Winter, Spring, Summer, Fall | Winter, Spring, Summer, Fall | Winter, Spring, Summer, Fall
7.23 - NJ Fossil CO2 Rate Limit: Unit 542 | 88 | 7991 | Rate Constraint in lbs/MWh | FALSE | L | Annual | Standard CO2 | lb/MWh | 1700 | 1700 | 1300 | 1300 | 1300 | 1300 | 1300
7.23 - NJ Fossil CO2 Rate Limit: Unit 542 | 88 | 7991 | Rate Constraint in lbs/MWh | FALSE | L | Annual | Emissions at Affected Plants CO2 | Thousand Tons | 0.68069 | 0.68069 | 0 | 0 | 0 | 0 | 0
7.23 - NJ Fossil CO2 Rate Limit: Unit 542 | 88 | 7991 | Rate Constraint in lbs/MWh | FALSE | L | Annual | Allowances Purchased CO2 | Thousand Tons | 0 | 0 | 0 | 0 | 0 | 0 | 0
7.23 - NJ Fossil CO2 Rate Limit: Unit 542 | 88 | 7991 | Rate Constraint in lbs/MWh | FALSE | L | Annual | Allowances Sold CO2 | Thousand Tons | 0 | 0 | 0 | 0 | 0 | 0 | 0
7.23 - NJ Fossil CO2 Rate Limit: Unit 542 | 88 | 7991 | Rate Constraint in lbs/MWh | FALSE | L | Annual | Allowances Banked | Thousand Tons | 0 | 0 | 0 | 0 | 0 | 0 | 0
7.23 - NJ Fossil CO2 Rate Limit: Unit 542 | 88 | 7991 | Rate Constraint in lbs/MWh | FALSE | L | Annual | Allowances Withdrawn (1:1) | Thousand Tons | 0 | 0 | 0 | 0 | 0 | 0 | 0
7.23 - NJ Fossil CO2 Rate Limit: Unit 542 | 88 | 7991 | Rate Constraint in lbs/MWh | FALSE | L | Annual | Allowances Withdrawn (n:1) | Thousand Tons | 0 | 0 | 0 | 0 | 0 | 0 | 0
7.23 - NJ Fossil CO2 Rate Limit: Unit 542 | 88 | 7991 | Rate Constraint in lbs/MWh | FALSE | L | Annual | Net Emissions Allowance Position | Thousand Tons | 0.68069 | 0.68069 | 0 | 0 | 0 | 0 | 0
7.23 - NJ Fossil CO2 Rate Limit: Unit 542 | 88 | 7991 | Rate Constraint in lbs/MWh | FALSE | L | Annual | Fuel Consumed | TBtu | 0.011628 | 0.011628 | 0 | 0 | 0 | 0 | 0
7.23 - NJ Fossil CO2 Rate Limit: Unit 542 | 88 | 7991 | Rate Constraint in lbs/MWh | FALSE | L | Annual | Rate | lb/MMBtu | 117.08 | 117.08 | 0 | 0 | 0 | 0 | 0
7.23 - NJ Fossil CO2 Rate Limit: Unit 542 | 88 | 7991 | Rate Constraint in lbs/MWh | FALSE | L | Annual | Generation | TWh | 0.00080576 | 0.00080576 | 0 | 0 | 0 | 0 | 0
7.23 - NJ Fossil CO2 Rate Limit: Unit 542 | 88 | 7991 | Rate Constraint in lbs/MWh | FALSE | L | Annual | Qualifying Generation | TWh | 0.00080576 | 0.00080576 | 0 | 0 | 0 | 0 | 0
7.23 - NJ Fossil CO2 Rate Limit: Unit 542 | 88 | 7991 | Rate Constraint in lbs/MWh | FALSE | L | Annual | Constraint Shadow Price | US2022$/Ton | 0 | 0 | 109.2652 | 0 | 0 | 71.8775 | 0
7.23 - NJ Fossil CO2 Rate Limit: Unit 543 | 89 | 7992 | Rate Constraint in lbs/MWh | FALSE | L | Annual | Seasons Included | Seasons | Winter, Spring, Summer, Fall | Winter, Spring, Summer, Fall | Winter, Spring, Summer, Fall | Winter, Spring, Summer, Fall | Winter, Spring, Summer, Fall | Winter, Spring, Summer, Fall | Winter, Spring, Summer, Fall
7.23 - NJ Fossil CO2 Rate Limit: Unit 543 | 89 | 7992 | Rate Constraint in lbs/MWh | FALSE | L | Annual | Standard CO2 | lb/MWh | 1700 | 1700 | 1300 | 1300 | 1300 | 1300 | 1300
7.23 - NJ Fossil CO2 Rate Limit: Unit 543 | 89 | 7992 | Rate Constraint in lbs/MWh | FALSE | L | Annual | Emissions at Affected Plants CO2 | Thousand Tons | 0.84004 | 0.84004 | 0 | 0 | 0 | 0 | 0
7.23 - NJ Fossil CO2 Rate Limit: Unit 543 | 89 | 7992 | Rate Constraint in lbs/MWh | FALSE | L | Annual | Allowances Purchased CO2 | Thousand Tons | 0 | 0 | 0 | 0 | 0 | 0 | 0
7.23 - NJ Fossil CO2 Rate Limit: Unit 543 | 89 | 7992 | Rate Constraint in lbs/MWh | FALSE | L | Annual | Allowances Sold CO2 | Thousand Tons | 0 | 0 | 0 | 0 | 0 | 0 | 0
7.23 - NJ Fossil CO2 Rate Limit: Unit 543 | 89 | 7992 | Rate Constraint in lbs/MWh | FALSE | L | Annual | Allowances Banked | Thousand Tons | 0 | 0 | 0 | 0 | 0 | 0 | 0
7.23 - NJ Fossil CO2 Rate Limit: Unit 543 | 89 | 7992 | Rate Constraint in lbs/MWh | FALSE | L | Annual | Allowances Withdrawn (1:1) | Thousand Tons | 0 | 0 | 0 | 0 | 0 | 0 | 0
7.23 - NJ Fossil CO2 Rate Limit: Unit 543 | 89 | 7992 | Rate Constraint in lbs/MWh | FALSE | L | Annual | Allowances Withdrawn (n:1) | Thousand Tons | 0 | 0 | 0 | 0 | 0 | 0 | 0
7.23 - NJ Fossil CO2 Rate Limit: Unit 543 | 89 | 7992 | Rate Constraint in lbs/MWh | FALSE | L | Annual | Net Emissions Allowance Position | Thousand Tons | 0.84004 | 0.84004 | 0 | 0 | 0 | 0 | 0
7.23 - NJ Fossil CO2 Rate Limit: Unit 543 | 89 | 7992 | Rate Constraint in lbs/MWh | FALSE | L | Annual | Fuel Consumed | TBtu | 0.01435 | 0.01435 | 0 | 0 | 0 | 0 | 0
7.23 - NJ Fossil CO2 Rate Limit: Unit 543 | 89 | 7992 | Rate Constraint in lbs/MWh | FALSE | L | Annual | Rate | lb/MMBtu | 117.08 | 117.08 | 0 | 0 | 0 | 0 | 0
7.23 - NJ Fossil CO2 Rate Limit: Unit 543 | 89 | 7992 | Rate Constraint in lbs/MWh | FALSE | L | Annual | Generation | TWh | 0.0010898 | 0.0010898 | 0 | 0 | 0 | 0 | 0
7.23 - NJ Fossil CO2 Rate Limit: Unit 543 | 89 | 7992 | Rate Constraint in lbs/MWh | FALSE | L | Annual | Qualifying Generation | TWh | 0.0010898 | 0.0010898 | 0 | 0 | 0 | 0 | 0
7.23 - NJ Fossil CO2 Rate Limit: Unit 543 | 89 | 7992 | Rate Constraint in lbs/MWh | FALSE | L | Annual | Constraint Shadow Price | US2022$/Ton | 0 | 0 | 202.3414 | 0 | 0 | 151.2356 | 0
7.23 - NJ Fossil CO2 Rate Limit: Unit 544 | 90 | 7993 | Rate Constraint in lbs/MWh | FALSE | L | Annual | Seasons Included | Seasons | Winter, Spring, Summer, Fall | Winter, Spring, Summer, Fall | Winter, Spring, Summer, Fall | Winter, Spring, Summer, Fall | Winter, Spring, Summer, Fall | Winter, Spring, Summer, Fall | Winter, Spring, Summer, Fall
7.23 - NJ Fossil CO2 Rate Limit: Unit 544 | 90 | 7993 | Rate Constraint in lbs/MWh | FALSE | L | Annual | Standard CO2 | lb/MWh | 1700 | 1700 | 1300 | 1300 | 1300 | 1300 | 1300
7.23 - NJ Fossil CO2 Rate Limit: Unit 544 | 90 | 7993 | Rate Constraint in lbs/MWh | FALSE | L | Annual | Emissions at Affected Plants CO2 | Thousand Tons | 17.8378 | 16.9484 | 6.446 | 1.0293 | 0.93569 | 0.93569 | 0
7.23 - NJ Fossil CO2 Rate Limit: Unit 544 | 90 | 7993 | Rate Constraint in lbs/MWh | FALSE | L | Annual | Allowances Purchased CO2 | Thousand Tons | 0 | 0 | 0 | 0 | 0 | 0 | 0
7.23 - NJ Fossil CO2 Rate Limit: Unit 544 | 90 | 7993 | Rate Constraint in lbs/MWh | FALSE | L | Annual | Allowances Sold CO2 | Thousand Tons | 0 | 0 | 0 | 0 | 0 | 0 | 0
7.23 - NJ Fossil CO2 Rate Limit: Unit 544 | 90 | 7993 | Rate Constraint in lbs/MWh | FALSE | L | Annual | Allowances Banked | Thousand Tons | 0 | 0 | 0 | 0 | 0 | 0 | 0
7.23 - NJ Fossil CO2 Rate Limit: Unit 544 | 90 | 7993 | Rate Constraint in lbs/MWh | FALSE | L | Annual | Allowances Withdrawn (1:1) | Thousand Tons | 0 | 0 | 0 | 0 | 0 | 0 | 0
7.23 - NJ Fossil CO2 Rate Limit: Unit 544 | 90 | 7993 | Rate Constraint in lbs/MWh | FALSE | L | Annual | Allowances Withdrawn (n:1) | Thousand Tons | 0 | 0 | 0 | 0 | 0 | 0 | 0
7.23 - NJ Fossil CO2 Rate Limit: Unit 544 | 90 | 7993 | Rate Constraint in lbs/MWh | FALSE | L | Annual | Net Emissions Allowance Position | Thousand Tons | 17.8378 | 16.9484 | 6.446 | 1.0293 | 0.93569 | 0.93569 | 0
7.23 - NJ Fossil CO2 Rate Limit: Unit 544 | 90 | 7993 | Rate Constraint in lbs/MWh | FALSE | L | Annual | Fuel Consumed | TBtu | 0.30471 | 0.28952 | 0.11011 | 0.017582 | 0.015984 | 0.015984 | 0
7.23 - NJ Fossil CO2 Rate Limit: Unit 544 | 90 | 7993 | Rate Constraint in lbs/MWh | FALSE | L | Annual | Rate | lb/MMBtu | 117.08 | 117.08 | 117.08 | 117.08 | 117.08 | 117.08 | 0
7.23 - NJ Fossil CO2 Rate Limit: Unit 544 | 90 | 7993 | Rate Constraint in lbs/MWh | FALSE | L | Annual | Generation | TWh | 0.028358 | 0.026944 | 0.010248 | 0.0016363 | 0.0014876 | 0.0014876 | 0
7.23 - NJ Fossil CO2 Rate Limit: Unit 544 | 90 | 7993 | Rate Constraint in lbs/MWh | FALSE | L | Annual | Qualifying Generation | TWh | 0.028358 | 0.026944 | 0.010248 | 0.0016363 | 0.0014876 | 0.0014876 | 0
7.23 - NJ Fossil CO2 Rate Limit: Unit 544 | 90 | 7993 | Rate Constraint in lbs/MWh | FALSE | L | Annual | Constraint Shadow Price | US2022$/Ton | 0 | 0 | 0 | 0 | 0 | 0 | 0
7.23 - NJ Fossil CO2 Rate Limit: Unit 545 | 91 | 7994 | Rate Constraint in lbs/MWh | FALSE | L | Annual | Seasons Included | Seasons | Winter, Spring, Summer, Fall | Winter, Spring, Summer, Fall | Winter, Spring, Summer, Fall | Winter, Spring, Summer, Fall | Winter, Spring, Summer, Fall | Winter, Spring, Summer, Fall | Winter, Spring, Summer, Fall
7.23 - NJ Fossil CO2 Rate Limit: Unit 545 | 91 | 7994 | Rate Constraint in lbs/MWh | FALSE | L | Annual | Standard CO2 | lb/MWh | 1700 | 1700 | 1300 | 1300 | 1300 | 1300 | 1300
7.23 - NJ Fossil CO2 Rate Limit: Unit 545 | 91 | 7994 | Rate Constraint in lbs/MWh | FALSE | L | Annual | Emissions at Affected Plants CO2 | Thousand Tons | 18.5811 | 17.6546 | 6.7146 | 1.0721 | 0.97468 | 0.97468 | 0
7.23 - NJ Fossil CO2 Rate Limit: Unit 545 | 91 | 7994 | Rate Constraint in lbs/MWh | FALSE | L | Annual | Allowances Purchased CO2 | Thousand Tons | 0 | 0 | 0 | 0 | 0 | 0 | 0
7.23 - NJ Fossil CO2 Rate Limit: Unit 545 | 91 | 7994 | Rate Constraint in lbs/MWh | FALSE | L | Annual | Allowances Sold CO2 | Thousand Tons | 0 | 0 | 0 | 0 | 0 | 0 | 0
7.23 - NJ Fossil CO2 Rate Limit: Unit 545 | 91 | 7994 | Rate Constraint in lbs/MWh | FALSE | L | Annual | Allowances Banked | Thousand Tons | 0 | 0 | 0 | 0 | 0 | 0 | 0
7.23 - NJ Fossil CO2 Rate Limit: Unit 545 | 91 | 7994 | Rate Constraint in lbs/MWh | FALSE | L | Annual | Allowances Withdrawn (1:1) | Thousand Tons | 0 | 0 | 0 | 0 | 0 | 0 | 0
7.23 - NJ Fossil CO2 Rate Limit: Unit 545 | 91 | 7994 | Rate Constraint in lbs/MWh | FALSE | L | Annual | Allowances Withdrawn (n:1) | Thousand Tons | 0 | 0 | 0 | 0 | 0 | 0 | 0
7.23 - NJ Fossil CO2 Rate Limit: Unit 545 | 91 | 7994 | Rate Constraint in lbs/MWh | FALSE | L | Annual | Net Emissions Allowance Position | Thousand Tons | 18.5811 | 17.6546 | 6.7146 | 1.0721 | 0.97468 | 0.97468 | 0
7.23 - NJ Fossil CO2 Rate Limit: Unit 545 | 91 | 7994 | Rate Constraint in lbs/MWh | FALSE | L | Annual | Fuel Consumed | TBtu | 0.31741 | 0.30158 | 0.1147 | 0.018315 | 0.01665 | 0.01665 | 0
7.23 - NJ Fossil CO2 Rate Limit: Unit 545 | 91 | 7994 | Rate Constraint in lbs/MWh | FALSE | L | Annual | Rate | lb/MMBtu | 117.08 | 117.08 | 117.08 | 117.08 | 117.08 | 117.08 | 0
7.23 - NJ Fossil CO2 Rate Limit: Unit 545 | 91 | 7994 | Rate Constraint in lbs/MWh | FALSE | L | Annual | Generation | TWh | 0.02954 | 0.028067 | 0.010675 | 0.0017045 | 0.0015495 | 0.0015495 | 0
7.23 - NJ Fossil CO2 Rate Limit: Unit 545 | 91 | 7994 | Rate Constraint in lbs/MWh | FALSE | L | Annual | Qualifying Generation | TWh | 0.02954 | 0.028067 | 0.010675 | 0.0017045 | 0.0015495 | 0.0015495 | 0
7.23 - NJ Fossil CO2 Rate Limit: Unit 545 | 91 | 7994 | Rate Constraint in lbs/MWh | FALSE | L | Annual | Constraint Shadow Price | US2022$/Ton | 0 | 0 | 0 | 0 | 0 | 0 | 0
7.23 - NJ Fossil CO2 Rate Limit: Unit 546 | 92 | 7995 | Rate Constraint in lbs/MWh | FALSE | L | Annual | Seasons Included | Seasons | Winter, Spring, Summer, Fall | Winter, Spring, Summer, Fall | Winter, Spring, Summer, Fall | Winter, Spring, Summer, Fall | Winter, Spring, Summer, Fall | Winter, Spring, Summer, Fall | Winter, Spring, Summer, Fall
7.23 - NJ Fossil CO2 Rate Limit: Unit 546 | 92 | 7995 | Rate Constraint in lbs/MWh | FALSE | L | Annual | Standard CO2 | lb/MWh | 1700 | 1700 | 1300 | 1300 | 1300 | 1300 | 1300
7.23 - NJ Fossil CO2 Rate Limit: Unit 546 | 92 | 7995 | Rate Constraint in lbs/MWh | FALSE | L | Annual | Emissions at Affected Plants CO2 | Thousand Tons | 3.9003 | 4.9001 | 0 | 0 | 0 | 0 | 0
7.23 - NJ Fossil CO2 Rate Limit: Unit 546 | 92 | 7995 | Rate Constraint in lbs/MWh | FALSE | L | Annual | Allowances Purchased CO2 | Thousand Tons | 0 | 0 | 0 | 0 | 0 | 0 | 0
7.23 - NJ Fossil CO2 Rate Limit: Unit 546 | 92 | 7995 | Rate Constraint in lbs/MWh | FALSE | L | Annual | Allowances Sold CO2 | Thousand Tons | 0 | 0 | 0 | 0 | 0 | 0 | 0
7.23 - NJ Fossil CO2 Rate Limit: Unit 546 | 92 | 7995 | Rate Constraint in lbs/MWh | FALSE | L | Annual | Allowances Banked | Thousand Tons | 0 | 0 | 0 | 0 | 0 | 0 | 0
7.23 - NJ Fossil CO2 Rate Limit: Unit 546 | 92 | 7995 | Rate Constraint in lbs/MWh | FALSE | L | Annual | Allowances Withdrawn (1:1) | Thousand Tons | 0 | 0 | 0 | 0 | 0 | 0 | 0
7.23 - NJ Fossil CO2 Rate Limit: Unit 546 | 92 | 7995 | Rate Constraint in lbs/MWh | FALSE | L | Annual | Allowances Withdrawn (n:1) | Thousand Tons | 0 | 0 | 0 | 0 | 0 | 0 | 0
7.23 - NJ Fossil CO2 Rate Limit: Unit 546 | 92 | 7995 | Rate Constraint in lbs/MWh | FALSE | L | Annual | Net Emissions Allowance Position | Thousand Tons | 3.9003 | 4.9001 | 0 | 0 | 0 | 0 | 0
7.23 - NJ Fossil CO2 Rate Limit: Unit 546 | 92 | 7995 | Rate Constraint in lbs/MWh | FALSE | L | Annual | Fuel Consumed | TBtu | 0.066626 | 0.083705 | 0 | 0 | 0 | 0 | 0
7.23 - NJ Fossil CO2 Rate Limit: Unit 546 | 92 | 7995 | Rate Constraint in lbs/MWh | FALSE | L | Annual | Rate | lb/MMBtu | 117.08 | 117.08 | 0 | 0 | 0 | 0 | 0
7.23 - NJ Fossil CO2 Rate Limit: Unit 546 | 92 | 7995 | Rate Constraint in lbs/MWh | FALSE | L | Annual | Generation | TWh | 0.0051303 | 0.0064454 | 0 | 0 | 0 | 0 | 0
7.23 - NJ Fossil CO2 Rate Limit: Unit 546 | 92 | 7995 | Rate Constraint in lbs/MWh | FALSE | L | Annual | Qualifying Generation | TWh | 0.0051303 | 0.0064454 | 0 | 0 | 0 | 0 | 0
7.23 - NJ Fossil CO2 Rate Limit: Unit 546 | 92 | 7995 | Rate Constraint in lbs/MWh | FALSE | L | Annual | Constraint Shadow Price | US2022$/Ton | 0 | 0 | 227.1906 | 0 | 0 | 172.3692 | 0
7.23 - NJ Fossil CO2 Rate Limit: Unit 547 | 93 | 7996 | Rate Constraint in lbs/MWh | FALSE | L | Annual | Seasons Included | Seasons | Winter, Spring, Summer, Fall | Winter, Spring, Summer, Fall | Winter, Spring, Summer, Fall | Winter, Spring, Summer, Fall | Winter, Spring, Summer, Fall | Winter, Spring, Summer, Fall | Winter, Spring, Summer, Fall
7.23 - NJ Fossil CO2 Rate Limit: Unit 547 | 93 | 7996 | Rate Constraint in lbs/MWh | FALSE | L | Annual | Standard CO2 | lb/MWh | 1700 | 1700 | 1300 | 1300 | 1300 | 1300 | 1300
7.23 - NJ Fossil CO2 Rate Limit: Unit 547 | 93 | 7996 | Rate Constraint in lbs/MWh | FALSE | L | Annual | Emissions at Affected Plants CO2 | Thousand Tons | 8.1654 | 8.39 | 0.97932 | 0.53863 | 0 | 0.48966 | 0
7.23 - NJ Fossil CO2 Rate Limit: Unit 547 | 93 | 7996 | Rate Constraint in lbs/MWh | FALSE | L | Annual | Allowances Purchased CO2 | Thousand Tons | 0 | 0 | 0 | 0 | 0 | 0 | 0
7.23 - NJ Fossil CO2 Rate Limit: Unit 547 | 93 | 7996 | Rate Constraint in lbs/MWh | FALSE | L | Annual | Allowances Sold CO2 | Thousand Tons | 0 | 0 | 0 | 0 | 0 | 0 | 0
7.23 - NJ Fossil CO2 Rate Limit: Unit 547 | 93 | 7996 | Rate Constraint in lbs/MWh | FALSE | L | Annual | Allowances Banked | Thousand Tons | 0 | 0 | 0 | 0 | 0 | 0 | 0
7.23 - NJ Fossil CO2 Rate Limit: Unit 547 | 93 | 7996 | Rate Constraint in lbs/MWh | FALSE | L | Annual | Allowances Withdrawn (1:1) | Thousand Tons | 0 | 0 | 0 | 0 | 0 | 0 | 0
7.23 - NJ Fossil CO2 Rate Limit: Unit 547 | 93 | 7996 | Rate Constraint in lbs/MWh | FALSE | L | Annual | Allowances Withdrawn (n:1) | Thousand Tons | 0 | 0 | 0 | 0 | 0 | 0 | 0
7.23 - NJ Fossil CO2 Rate Limit: Unit 547 | 93 | 7996 | Rate Constraint in lbs/MWh | FALSE | L | Annual | Net Emissions Allowance Position | Thousand Tons | 8.1654 | 8.39 | 0.97932 | 0.53863 | 0 | 0.48966 | 0
7.23 - NJ Fossil CO2 Rate Limit: Unit 547 | 93 | 7996 | Rate Constraint in lbs/MWh | FALSE | L | Annual | Fuel Consumed | TBtu | 0.13948 | 0.14332 | 0.016729 | 0.009201 | 0 | 0.0083645 | 0
7.23 - NJ Fossil CO2 Rate Limit: Unit 547 | 93 | 7996 | Rate Constraint in lbs/MWh | FALSE | L | Annual | Rate | lb/MMBtu | 117.08 | 117.08 | 117.08 | 117.08 | 0 | 117.08 | 0
7.23 - NJ Fossil CO2 Rate Limit: Unit 547 | 93 | 7996 | Rate Constraint in lbs/MWh | FALSE | L | Annual | Generation | TWh | 0.012981 | 0.013338 | 0.0015569 | 0.0008563 | 0 | 0.00077846 | 0
7.23 - NJ Fossil CO2 Rate Limit: Unit 547 | 93 | 7996 | Rate Constraint in lbs/MWh | FALSE | L | Annual | Qualifying Generation | TWh | 0.012981 | 0.013338 | 0.0015569 | 0.0008563 | 0 | 0.00077846 | 0
7.23 - NJ Fossil CO2 Rate Limit: Unit 547 | 93 | 7996 | Rate Constraint in lbs/MWh | FALSE | L | Annual | Constraint Shadow Price | US2022$/Ton | 0 | 0 | 0 | 0 | 0 | 0 | 0
7.23 - NJ Fossil CO2 Rate Limit: Unit 658 | 94 | 7997 | Rate Constraint in lbs/MWh | FALSE | L | Annual | Seasons Included | Seasons | Winter, Spring, Summer, Fall | Winter, Spring, Summer, Fall | Winter, Spring, Summer, Fall | Winter, Spring, Summer, Fall | Winter, Spring, Summer, Fall | Winter, Spring, Summer, Fall | Winter, Spring, Summer, Fall
7.23 - NJ Fossil CO2 Rate Limit: Unit 658 | 94 | 7997 | Rate Constraint in lbs/MWh | FALSE | L | Annual | Standard CO2 | lb/MWh | 1700 | 1700 | 1300 | 1300 | 1300 | 1300 | 1300
7.23 - NJ Fossil CO2 Rate Limit: Unit 658 | 94 | 7997 | Rate Constraint in lbs/MWh | FALSE | L | Annual | Emissions at Affected Plants CO2 | Thousand Tons | 303.8607 | 303.0701 | 81.9501 | 72.9819 | 36.4539 | 150.1489 | 30.7407
7.23 - NJ Fossil CO2 Rate Limit: Unit 658 | 94 | 7997 | Rate Constraint in lbs/MWh | FALSE | L | Annual | Allowances Purchased CO2 | Thousand Tons | 0 | 0 | 0 | 0 | 0 | 0 | 0
7.23 - NJ Fossil CO2 Rate Limit: Unit 658 | 94 | 7997 | Rate Constraint in lbs/MWh | FALSE | L | Annual | Allowances Sold CO2 | Thousand Tons | 0 | 0 | 0 | 0 | 0 | 0 | 0
7.23 - NJ Fossil CO2 Rate Limit: Unit 658 | 94 | 7997 | Rate Constraint in lbs/MWh | FALSE | L | Annual | Allowances Banked | Thousand Tons | 0 | 0 | 0 | 0 | 0 | 0 | 0
7.23 - NJ Fossil CO2 Rate Limit: Unit 658 | 94 | 7997 | Rate Constraint in lbs/MWh | FALSE | L | Annual | Allowances Withdrawn (1:1) | Thousand Tons | 0 | 0 | 0 | 0 | 0 | 0 | 0
7.23 - NJ Fossil CO2 Rate Limit: Unit 658 | 94 | 7997 | Rate Constraint in lbs/MWh | FALSE | L | Annual | Allowances Withdrawn (n:1) | Thousand Tons | 0 | 0 | 0 | 0 | 0 | 0 | 0
7.23 - NJ Fossil CO2 Rate Limit: Unit 658 | 94 | 7997 | Rate Constraint in lbs/MWh | FALSE | L | Annual | Net Emissions Allowance Position | Thousand Tons | 303.8607 | 303.0701 | 81.9501 | 72.9819 | 36.4539 | 150.1489 | 30.7407
7.23 - NJ Fossil CO2 Rate Limit: Unit 658 | 94 | 7997 | Rate Constraint in lbs/MWh | FALSE | L | Annual | Fuel Consumed | TBtu | 5.1907 | 5.1771 | 1.3999 | 1.2467 | 0.62272 | 2.5649 | 0.52512
7.23 - NJ Fossil CO2 Rate Limit: Unit 658 | 94 | 7997 | Rate Constraint in lbs/MWh | FALSE | L | Annual | Rate | lb/MMBtu | 117.08 | 117.08 | 117.08 | 117.08 | 117.08 | 117.08 | 117.08
7.23 - NJ Fossil CO2 Rate Limit: Unit 658 | 94 | 7997 | Rate Constraint in lbs/MWh | FALSE | L | Annual | Generation | TWh | 0.48308 | 0.48182 | 0.13028 | 0.11603 | 0.057954 | 0.23871 | 0.048871
7.23 - NJ Fossil CO2 Rate Limit: Unit 658 | 94 | 7997 | Rate Constraint in lbs/MWh | FALSE | L | Annual | Qualifying Generation | TWh | 0.48308 | 0.48182 | 0.13028 | 0.11603 | 0.057954 | 0.23871 | 0.048871
7.23 - NJ Fossil CO2 Rate Limit: Unit 658 | 94 | 7997 | Rate Constraint in lbs/MWh | FALSE | L | Annual | Constraint Shadow Price | US2022$/Ton | 0 | 0 | 0 | 0 | 0 | 0 | 0
7.23 - NJ Fossil CO2 Rate Limit: Unit 663 | 95 | 7998 | Rate Constraint in lbs/MWh | FALSE | L | Annual | Seasons Included | Seasons | Winter, Spring, Summer, Fall | Winter, Spring, Summer, Fall | Winter, Spring, Summer, Fall | Winter, Spring, Summer, Fall | Winter, Spring, Summer, Fall | Winter, Spring, Summer, Fall | Winter, Spring, Summer, Fall
7.23 - NJ Fossil CO2 Rate Limit: Unit 663 | 95 | 7998 | Rate Constraint in lbs/MWh | FALSE | L | Annual | Standard CO2 | lb/MWh | 1700 | 1700 | 1300 | 1300 | 1300 | 1300 | 1300
7.23 - NJ Fossil CO2 Rate Limit: Unit 663 | 95 | 7998 | Rate Constraint in lbs/MWh | FALSE | L | Annual | Emissions at Affected Plants CO2 | Thousand Tons | 77.1045 | 77.0134 | 14.7097 | 17.1314 | 8.0658 | 7.3705 | 0.69533
7.23 - NJ Fossil CO2 Rate Limit: Unit 663 | 95 | 7998 | Rate Constraint in lbs/MWh | FALSE | L | Annual | Allowances Purchased CO2 | Thousand Tons | 0 | 0 | 0 | 0 | 0 | 0 | 0
7.23 - NJ Fossil CO2 Rate Limit: Unit 663 | 95 | 7998 | Rate Constraint in lbs/MWh | FALSE | L | Annual | Allowances Sold CO2 | Thousand Tons | 0 | 0 | 0 | 0 | 0 | 0 | 0
7.23 - NJ Fossil CO2 Rate Limit: Unit 663 | 95 | 7998 | Rate Constraint in lbs/MWh | FALSE | L | Annual | Allowances Banked | Thousand Tons | 0 | 0 | 0 | 0 | 0 | 0 | 0
7.23 - NJ Fossil CO2 Rate Limit: Unit 663 | 95 | 7998 | Rate Constraint in lbs/MWh | FALSE | L | Annual | Allowances Withdrawn (1:1) | Thousand Tons | 0 | 0 | 0 | 0 | 0 | 0 | 0
7.23 - NJ Fossil CO2 Rate Limit: Unit 663 | 95 | 7998 | Rate Constraint in lbs/MWh | FALSE | L | Annual | Allowances Withdrawn (n:1) | Thousand Tons | 0 | 0 | 0 | 0 | 0 | 0 | 0
7.23 - NJ Fossil CO2 Rate Limit: Unit 663 | 95 | 7998 | Rate Constraint in lbs/MWh | FALSE | L | Annual | Net Emissions Allowance Position | Thousand Tons | 77.1045 | 77.0134 | 14.7097 | 17.1314 | 8.0658 | 7.3705 | 0.69533
7.23 - NJ Fossil CO2 Rate Limit: Unit 663 | 95 | 7998 | Rate Constraint in lbs/MWh | FALSE | L | Annual | Fuel Consumed | TBtu | 1.3171 | 1.3156 | 0.25128 | 0.29264 | 0.13778 | 0.1259 | 0.011878
7.23 - NJ Fossil CO2 Rate Limit: Unit 663 | 95 | 7998 | Rate Constraint in lbs/MWh | FALSE | L | Annual | Rate | lb/MMBtu | 117.08 | 117.08 | 117.08 | 117.08 | 117.08 | 117.08 | 117.08
7.23 - NJ Fossil CO2 Rate Limit: Unit 663 | 95 | 7998 | Rate Constraint in lbs/MWh | FALSE | L | Annual | Generation | TWh | 0.12258 | 0.12244 | 0.023385 | 0.027235 | 0.012823 | 0.011718 | 0.0011054
7.23 - NJ Fossil CO2 Rate Limit: Unit 663 | 95 | 7998 | Rate Constraint in lbs/MWh | FALSE | L | Annual | Qualifying Generation | TWh | 0.12258 | 0.12244 | 0.023385 | 0.027235 | 0.012823 | 0.011718 | 0.0011054
7.23 - NJ Fossil CO2 Rate Limit: Unit 663 | 95 | 7998 | Rate Constraint in lbs/MWh | FALSE | L | Annual | Constraint Shadow Price | US2022$/Ton | 0 | 0 | 0 | 0 | 0 | 0 | 0
AES Warrior Run 1- NOX Rate Annual v7.23 | 96 | 7969 | Rate Constraint in lbs/MMBtu | FALSE | L | Annual | Seasons Included | Seasons | Winter, Spring, Summer, Fall | Winter, Spring, Summer, Fall | Winter, Spring, Summer, Fall | Winter, Spring, Summer, Fall | Winter, Spring, Summer, Fall | Winter, Spring, Summer, Fall | Winter, Spring, Summer, Fall
AES Warrior Run 1- NOX Rate Annual v7.23 | 96 | 7969 | Rate Constraint in lbs/MMBtu | FALSE | L | Annual | Standard NOX | lb/MMBtu | 0.1 | 0.1 | 0.1 | 0.1 | 0.1 | 0.1 | 0.1
AES Warrior Run 1- NOX Rate Annual v7.23 | 96 | 7969 | Rate Constraint in lbs/MMBtu | FALSE | L | Annual | Emissions at Affected Plants NOX | Thousand Tons | 0.49274 | 0.49704 | 0.49704 | 0.49704 | 0 | 0 | 0
AES Warrior Run 1- NOX Rate Annual v7.23 | 96 | 7969 | Rate Constraint in lbs/MMBtu | FALSE | L | Annual | Allowances Purchased NOX | Thousand Tons | 0 | 0 | 0 | 0 | 0 | 0 | 0
AES Warrior Run 1- NOX Rate Annual v7.23 | 96 | 7969 | Rate Constraint in lbs/MMBtu | FALSE | L | Annual | Allowances Sold NOX | Thousand Tons | 0 | 0 | 0 | 0 | 0 | 0 | 0
AES Warrior Run 1- NOX Rate Annual v7.23 | 96 | 7969 | Rate Constraint in lbs/MMBtu | FALSE | L | Annual | Allowances Banked | Thousand Tons | 0 | 0 | 0 | 0 | 0 | 0 | 0
AES Warrior Run 1- NOX Rate Annual v7.23 | 96 | 7969 | Rate Constraint in lbs/MMBtu | FALSE | L | Annual | Allowances Withdrawn (1:1) | Thousand Tons | 0 | 0 | 0 | 0 | 0 | 0 | 0
AES Warrior Run 1- NOX Rate Annual v7.23 | 96 | 7969 | Rate Constraint in lbs/MMBtu | FALSE | L | Annual | Allowances Withdrawn (n:1) | Thousand Tons | 0 | 0 | 0 | 0 | 0 | 0 | 0
AES Warrior Run 1- NOX Rate Annual v7.23 | 96 | 7969 | Rate Constraint in lbs/MMBtu | FALSE | L | Annual | Net Emissions Allowance Position | Thousand Tons | 0.49274 | 0.49704 | 0.49704 | 0.49704 | 0 | 0 | 0
AES Warrior Run 1- NOX Rate Annual v7.23 | 96 | 7969 | Rate Constraint in lbs/MMBtu | FALSE | L | Annual | Fuel Consumed | TBtu | 11.0766 | 11.1731 | 11.1731 | 11.1731 | 0 | 0 | 0
AES Warrior Run 1- NOX Rate Annual v7.23 | 96 | 7969 | Rate Constraint in lbs/MMBtu | FALSE | L | Annual | Rate | lb/MMBtu | 0.08897 | 0.08897 | 0.08897 | 0.08897 | 0 | 0 | 0
AES Warrior Run 1- NOX Rate Annual v7.23 | 96 | 7969 | Rate Constraint in lbs/MMBtu | FALSE | L | Annual | Generation | TWh | 1.2433 | 1.2541 | 0.90898 | 0.90898 | 0 | 0 | 0
AES Warrior Run 1- NOX Rate Annual v7.23 | 96 | 7969 | Rate Constraint in lbs/MMBtu | FALSE | L | Annual | Qualifying Generation | TWh | 1.2433 | 1.2541 | 0.90898 | 0.90898 | 0 | 0 | 0
AES Warrior Run 1- NOX Rate Annual v7.23 | 96 | 7969 | Rate Constraint in lbs/MMBtu | FALSE | L | Annual | Rate | lb/MWh | 0.79263 | 0.79263 | 1.0936 | 1.0936 | 0 | 0 | 0
AES Warrior Run 1- NOX Rate Annual v7.23 | 96 | 7969 | Rate Constraint in lbs/MMBtu | FALSE | L | Annual | Constraint Shadow Price | US2022$/Ton | 0 | 0 | 0 | 0 | 0 | 0 | 0
AZ Hg Rule - MER Removal Annual v3.1 | 97 | 7278 | MACT Fuel Choice Floor in lbs/MMBtu | FALSE | L | Annual | Seasons Included | Seasons | Winter, Spring, Summer, Fall | Winter, Spring, Summer, Fall | Winter, Spring, Summer, Fall | Winter, Spring, Summer, Fall | Winter, Spring, Summer, Fall | Winter, Spring, Summer, Fall | Winter, Spring, Summer, Fall
AZ Hg Rule - MER Removal Annual v3.1 | 97 | 7278 | MACT Fuel Choice Floor in lbs/MMBtu | FALSE | L | Annual | Emission Floor | lbs/MMBtu | 8.44e-07 | 8.44e-07 | 8.44e-07 | 8.44e-07 | 8.44e-07 | 8.44e-07 | 8.44e-07
AZ Hg Rule - MER Removal Annual v3.1 | 97 | 7278 | MACT Fuel Choice Floor in lbs/MMBtu | FALSE | L | Annual | Emissions at Affected Plants MER | lbs | 21.6456 | 69.9173 | 35.4808 | 28.3947 | 0 | 0 | 0
AZ Hg Rule - MER Removal Annual v3.1 | 97 | 7278 | MACT Fuel Choice Floor in lbs/MMBtu | FALSE | L | Annual | Allowances Purchased MER | lbs | 0 | 0 | 0 | 0 | 0 | 0 | 0
AZ Hg Rule - MER Removal Annual v3.1 | 97 | 7278 | MACT Fuel Choice Floor in lbs/MMBtu | FALSE | L | Annual | Allowances Sold MER | lbs | 0 | 0 | 0 | 0 | 0 | 0 | 0
AZ Hg Rule - MER Removal Annual v3.1 | 97 | 7278 | MACT Fuel Choice Floor in lbs/MMBtu | FALSE | L | Annual | Allowances Banked | lbs | 0 | 0 | 0 | 0 | 0 | 0 | 0
AZ Hg Rule - MER Removal Annual v3.1 | 97 | 7278 | MACT Fuel Choice Floor in lbs/MMBtu | FALSE | L | Annual | Allowances Withdrawn (1:1) | lbs | 0 | 0 | 0 | 0 | 0 | 0 | 0
AZ Hg Rule - MER Removal Annual v3.1 | 97 | 7278 | MACT Fuel Choice Floor in lbs/MMBtu | FALSE | L | Annual | Allowances Withdrawn (n:1) | lbs | 0 | 0 | 0 | 0 | 0 | 0 | 0
AZ Hg Rule - MER Removal Annual v3.1 | 97 | 7278 | MACT Fuel Choice Floor in lbs/MMBtu | FALSE | L | Annual | Net Emissions Allowance Position | lbs | 21.6456 | 69.9173 | 35.4808 | 28.3947 | 0 | 0 | 0
AZ Hg Rule - MER Removal Annual v3.1 | 97 | 7278 | MACT Fuel Choice Floor in lbs/MMBtu | FALSE | L | Annual | Fuel Consumed | TBtu | 27.4334 | 81.4953 | 50.6032 | 50.6032 | 0 | 0 | 0
AZ Hg Rule - MER Removal Annual v3.1 | 97 | 7278 | MACT Fuel Choice Floor in lbs/MMBtu | FALSE | L | Annual | Rate | lb/MMBtu | 7.8903e-07 | 8.5793e-07 | 7.0116e-07 | 5.6112e-07 | 0 | 0 | 0
AZ Hg Rule - MER Removal Annual v3.1 | 97 | 7278 | MACT Fuel Choice Floor in lbs/MMBtu | FALSE | L | Annual | Generation | TWh | 2.631 | 7.8435 | 3.3336 | 3.3336 | 0 | 0 | 0
AZ Hg Rule - MER Removal Annual v3.1 | 97 | 7278 | MACT Fuel Choice Floor in lbs/MMBtu | FALSE | L | Annual | Qualifying Generation | TWh | 2.631 | 7.8435 | 3.3336 | 3.3336 | 0 | 0 | 0
AZ Hg Rule - MER Removal Annual v3.1 | 97 | 7278 | MACT Fuel Choice Floor in lbs/MMBtu | FALSE | L | Annual | Constraint Shadow Price | US2022$/Lb | 0 | 0 | 0 | 0 | 0 | 0 | 0
BART NOX Annual- Antelope Valley 1- v5.16 | 98 | 7196 | Rate Constraint in lbs/MMBtu | FALSE | L | Annual | Seasons Included | Seasons | Winter, Spring, Summer, Fall | Winter, Spring, Summer, Fall | Winter, Spring, Summer, Fall | Winter, Spring, Summer, Fall | Winter, Spring, Summer, Fall | Winter, Spring, Summer, Fall | Winter, Spring, Summer, Fall
BART NOX Annual- Antelope Valley 1- v5.16 | 98 | 7196 | Rate Constraint in lbs/MMBtu | FALSE | L | Annual | Standard NOX | lb/MMBtu | 0.17 | 0.17 | 0.17 | 0.17 | 0.17 | 0.17 | 0.17
BART NOX Annual- Antelope Valley 1- v5.16 | 98 | 7196 | Rate Constraint in lbs/MMBtu | FALSE | L | Annual | Emissions at Affected Plants NOX | Thousand Tons | 0.45755 | 1.3401 | 0.91628 | 0.91628 | 0 | 0 | 0
BART NOX Annual- Antelope Valley 1- v5.16 | 98 | 7196 | Rate Constraint in lbs/MMBtu | FALSE | L | Annual | Allowances Purchased NOX | Thousand Tons | 0 | 0 | 0 | 0 | 0 | 0 | 0
BART NOX Annual- Antelope Valley 1- v5.16 | 98 | 7196 | Rate Constraint in lbs/MMBtu | FALSE | L | Annual | Allowances Sold NOX | Thousand Tons | 0 | 0 | 0 | 0 | 0 | 0 | 0
BART NOX Annual- Antelope Valley 1- v5.16 | 98 | 7196 | Rate Constraint in lbs/MMBtu | FALSE | L | Annual | Allowances Banked | Thousand Tons | 0 | 0 | 0 | 0 | 0 | 0 | 0
BART NOX Annual- Antelope Valley 1- v5.16 | 98 | 7196 | Rate Constraint in lbs/MMBtu | FALSE | L | Annual | Allowances Withdrawn (1:1) | Thousand Tons | 0 | 0 | 0 | 0 | 0 | 0 | 0
BART NOX Annual- Antelope Valley 1- v5.16 | 98 | 7196 | Rate Constraint in lbs/MMBtu | FALSE | L | Annual | Allowances Withdrawn (n:1) | Thousand Tons | 0 | 0 | 0 | 0 | 0 | 0 | 0
BART NOX Annual- Antelope Valley 1- v5.16 | 98 | 7196 | Rate Constraint in lbs/MMBtu | FALSE | L | Annual | Net Emissions Allowance Position | Thousand Tons | 0.45755 | 1.3401 | 0.91628 | 0.91628 | 0 | 0 | 0
BART NOX Annual- Antelope Valley 1- v5.16 | 98 | 7196 | Rate Constraint in lbs/MMBtu | FALSE | L | Annual | Fuel Consumed | TBtu | 8.6395 | 25.3039 | 36.6511 | 36.6511 | 0 | 0 | 0
BART NOX Annual- Antelope Valley 1- v5.16 | 98 | 7196 | Rate Constraint in lbs/MMBtu | FALSE | L | Annual | Rate | lb/MMBtu | 0.10592 | 0.10592 | 0.05 | 0.05 | 0 | 0 | 0
BART NOX Annual- Antelope Valley 1- v5.16 | 98 | 7196 | Rate Constraint in lbs/MMBtu | FALSE | L | Annual | Generation | TWh | 0.76308 | 2.2349 | 2.0549 | 2.0549 | 0 | 0 | 0
BART NOX Annual- Antelope Valley 1- v5.16 | 98 | 7196 | Rate Constraint in lbs/MMBtu | FALSE | L | Annual | Qualifying Generation | TWh | 0.76308 | 2.2349 | 2.0549 | 2.0549 | 0 | 0 | 0
BART NOX Annual- Antelope Valley 1- v5.16 | 98 | 7196 | Rate Constraint in lbs/MMBtu | FALSE | L | Annual | Rate | lb/MWh | 1.1992 | 1.1992 | 0.89181 | 0.89181 | 0 | 0 | 0
BART NOX Annual- Antelope Valley 1- v5.16 | 98 | 7196 | Rate Constraint in lbs/MMBtu | FALSE | L | Annual | Constraint Shadow Price | US2022$/Ton | 0 | 0 | 0 | 0 | 0 | 0 | 0
BART NOX Annual- Antelope Valley 2- v5.16 | 99 | 7197 | Rate Constraint in lbs/MMBtu | FALSE | L | Annual | Seasons Included | Seasons | Winter, Spring, Summer, Fall | Winter, Spring, Summer, Fall | Winter, Spring, Summer, Fall | Winter, Spring, Summer, Fall | Winter, Spring, Summer, Fall | Winter, Spring, Summer, Fall | Winter, Spring, Summer, Fall
BART NOX Annual- Antelope Valley 2- v5.16 | 99 | 7197 | Rate Constraint in lbs/MMBtu | FALSE | L | Annual | Standard NOX | lb/MMBtu | 0.17 | 0.17 | 0.17 | 0.17 | 0.17 | 0.17 | 0.17
BART NOX Annual- Antelope Valley 2- v5.16 | 99 | 7197 | Rate Constraint in lbs/MMBtu | FALSE | L | Annual | Emissions at Affected Plants NOX | Thousand Tons | 0.48198 | 1.3434 | 0.9115 | 0.9115 | 0 | 0 | 0
BART NOX Annual- Antelope Valley 2- v5.16 | 99 | 7197 | Rate Constraint in lbs/MMBtu | FALSE | L | Annual | Allowances Purchased NOX | Thousand Tons | 0 | 0 | 0 | 0 | 0 | 0 | 0
BART NOX Annual- Antelope Valley 2- v5.16 | 99 | 7197 | Rate Constraint in lbs/MMBtu | FALSE | L | Annual | Allowances Sold NOX | Thousand Tons | 0 | 0 | 0 | 0 | 0 | 0 | 0
BART NOX Annual- Antelope Valley 2- v5.16 | 99 | 7197 | Rate Constraint in lbs/MMBtu | FALSE | L | Annual | Allowances Banked | Thousand Tons | 0 | 0 | 0 | 0 | 0 | 0 | 0
BART NOX Annual- Antelope Valley 2- v5.16 | 99 | 7197 | Rate Constraint in lbs/MMBtu | FALSE | L | Annual | Allowances Withdrawn (1:1) | Thousand Tons | 0 | 0 | 0 | 0 | 0 | 0 | 0
BART NOX Annual- Antelope Valley 2- v5.16 | 99 | 7197 | Rate Constraint in lbs/MMBtu | FALSE | L | Annual | Allowances Withdrawn (n:1) | Thousand Tons | 0 | 0 | 0 | 0 | 0 | 0 | 0
BART NOX Annual- Antelope Valley 2- v5.16 | 99 | 7197 | Rate Constraint in lbs/MMBtu | FALSE | L | Annual | Net Emissions Allowance Position | Thousand Tons | 0.48198 | 1.3434 | 0.9115 | 0.9115 | 0 | 0 | 0
BART NOX Annual- Antelope Valley 2- v5.16 | 99 | 7197 | Rate Constraint in lbs/MMBtu | FALSE | L | Annual | Fuel Consumed | TBtu | 9.1849 | 25.6002 | 36.4601 | 36.4601 | 0 | 0 | 0
BART NOX Annual- Antelope Valley 2- v5.16 | 99 | 7197 | Rate Constraint in lbs/MMBtu | FALSE | L | Annual | Rate | lb/MMBtu | 0.10495 | 0.10495 | 0.05 | 0.05 | 0 | 0 | 0
BART NOX Annual- Antelope Valley 2- v5.16 | 99 | 7197 | Rate Constraint in lbs/MMBtu | FALSE | L | Annual | Generation | TWh | 0.8155 | 2.2729 | 2.0609 | 2.0609 | 0 | 0 | 0
BART NOX Annual- Antelope Valley 2- v5.16 | 99 | 7197 | Rate Constraint in lbs/MMBtu | FALSE | L | Annual | Qualifying Generation | TWh | 0.8155 | 2.2729 | 2.0609 | 2.0609 | 0 | 0 | 0
BART NOX Annual- Antelope Valley 2- v5.16 | 99 | 7197 | Rate Constraint in lbs/MMBtu | FALSE | L | Annual | Rate | lb/MWh | 1.1821 | 1.1821 | 0.88455 | 0.88455 | 0 | 0 | 0
BART NOX Annual- Antelope Valley 2- v5.16 | 99 | 7197 | Rate Constraint in lbs/MMBtu | FALSE | L | Annual | Constraint Shadow Price | US2022$/Ton | 0 | 0 | 0 | 0 | 0 | 0 | 0
BART NOX Annual- Arthur Kill- v5.16 | 100 | 7182 | Rate Constraint in lbs/MMBtu | FALSE | L | Annual | Seasons Included | Seasons | Winter, Spring, Summer, Fall | Winter, Spring, Summer, Fall | Winter, Spring, Summer, Fall | Winter, Spring, Summer, Fall | Winter, Spring, Summer, Fall | Winter, Spring, Summer, Fall | Winter, Spring, Summer, Fall
BART NOX Annual- Arthur Kill- v5.16 | 100 | 7182 | Rate Constraint in lbs/MMBtu | FALSE | L | Annual | Standard NOX | lb/MMBtu | 0.15 | 0.15 | 0.15 | 0.15 | 0.15 | 0.15 | 0.15
BART NOX Annual- Arthur Kill- v5.16 | 100 | 7182 | Rate Constraint in lbs/MMBtu | FALSE | L | Annual | Emissions at Affected Plants NOX | Thousand Tons | 0.12602 | 0.12602 | 0 | 0 | 0 | 0 | 0
BART NOX Annual- Arthur Kill- v5.16 | 100 | 7182 | Rate Constraint in lbs/MMBtu | FALSE | L | Annual | Allowances Purchased NOX | Thousand Tons | 0 | 0 | 0 | 0 | 0 | 0 | 0
BART NOX Annual- Arthur Kill- v5.16 | 100 | 7182 | Rate Constraint in lbs/MMBtu | FALSE | L | Annual | Allowances Sold NOX | Thousand Tons | 0 | 0 | 0 | 0 | 0 | 0 | 0
BART NOX Annual- Arthur Kill- v5.16 | 100 | 7182 | Rate Constraint in lbs/MMBtu | FALSE | L | Annual | Allowances Banked | Thousand Tons | 0 | 0 | 0 | 0 | 0 | 0 | 0
BART NOX Annual- Arthur Kill- v5.16 | 100 | 7182 | Rate Constraint in lbs/MMBtu | FALSE | L | Annual | Allowances Withdrawn (1:1) | Thousand Tons | 0 | 0 | 0 | 0 | 0 | 0 | 0
BART NOX Annual- Arthur Kill- v5.16 | 100 | 7182 | Rate Constraint in lbs/MMBtu | FALSE | L | Annual | Allowances Withdrawn (n:1) | Thousand Tons | 0 | 0 | 0 | 0 | 0 | 0 | 0
BART NOX Annual- Arthur Kill- v5.16 | 100 | 7182 | Rate Constraint in lbs/MMBtu | FALSE | L | Annual | Net Emissions Allowance Position | Thousand Tons | 0.12602 | 0.12602 | 0 | 0 | 0 | 0 | 0
BART NOX Annual- Arthur Kill- v5.16 | 100 | 7182 | Rate Constraint in lbs/MMBtu | FALSE | L | Annual | Fuel Consumed | TBtu | 3.6906 | 3.6906 | 0 | 0 | 0 | 0 | 0
BART NOX Annual- Arthur Kill- v5.16 | 100 | 7182 | Rate Constraint in lbs/MMBtu | FALSE | L | Annual | Rate | lb/MMBtu | 0.06829 | 0.06829 | 0 | 0 | 0 | 0 | 0
BART NOX Annual- Arthur Kill- v5.16 | 100 | 7182 | Rate Constraint in lbs/MMBtu | FALSE | L | Annual | Generation | TWh | 0.32873 | 0.32873 | 0 | 0 | 0 | 0 | 0
BART NOX Annual- Arthur Kill- v5.16 | 100 | 7182 | Rate Constraint in lbs/MMBtu | FALSE | L | Annual | Qualifying Generation | TWh | 0.32873 | 0.32873 | 0 | 0 | 0 | 0 | 0
BART NOX Annual- Arthur Kill- v5.16 | 100 | 7182 | Rate Constraint in lbs/MMBtu | FALSE | L | Annual | Rate | lb/MWh | 0.76669 | 0.76669 | 0 | 0 | 0 | 0 | 0
BART NOX Annual- Arthur Kill- v5.16 | 100 | 7182 | Rate Constraint in lbs/MMBtu | FALSE | L | Annual | Constraint Shadow Price | US2022$/Ton | 0 | 0 | 0 | 0 | 0 | 0 | 0
BART NOX Annual- Big Stone 1- v5.16 | 101 | 7161 | Rate Constraint in lbs/MMBtu | FALSE | L | Annual | Seasons Included | Seasons | Winter, Spring, Summer, Fall | Winter, Spring, Summer, Fall | Winter, Spring, Summer, Fall | Winter, Spring, Summer, Fall | Winter, Spring, Summer, Fall | Winter, Spring, Summer, Fall | Winter, Spring, Summer, Fall
BART NOX Annual- Big Stone 1- v5.16 | 101 | 7161 | Rate Constraint in lbs/MMBtu | FALSE | L | Annual | Standard NOX | lb/MMBtu | 0.1 | 0.1 | 0.1 | 0.1 | 0.1 | 0.1 | 0.1
BART NOX Annual- Big Stone 1- v5.16 | 101 | 7161 | Rate Constraint in lbs/MMBtu | FALSE | L | Annual | Emissions at Affected Plants NOX | Thousand Tons | 0.91391 | 1.1549 | 0 | 0 | 0 | 0 | 0
BART NOX Annual- Big Stone 1- v5.16 | 101 | 7161 | Rate Constraint in lbs/MMBtu | FALSE | L | Annual | Allowances Purchased NOX | Thousand Tons | 0 | 0 | 0 | 0 | 0 | 0 | 0
BART NOX Annual- Big Stone 1- v5.16 | 101 | 7161 | Rate Constraint in lbs/MMBtu | FALSE | L | Annual | Allowances Sold NOX | Thousand Tons | 0 | 0 | 0 | 0 | 0 | 0 | 0
BART NOX Annual- Big Stone 1- v5.16 | 101 | 7161 | Rate Constraint in lbs/MMBtu | FALSE | L | Annual | Allowances Banked | Thousand Tons | 0 | 0 | 0 | 0 | 0 | 0 | 0
BART NOX Annual- Big Stone 1- v5.16 | 101 | 7161 | Rate Constraint in lbs/MMBtu | FALSE | L | Annual | Allowances Withdrawn (1:1) | Thousand Tons | 0 | 0 | 0 | 0 | 0 | 0 | 0
BART NOX Annual- Big Stone 1- v5.16 | 101 | 7161 | Rate Constraint in lbs/MMBtu | FALSE | L | Annual | Allowances Withdrawn (n:1) | Thousand Tons | 0 | 0 | 0 | 0 | 0 | 0 | 0
BART NOX Annual- Big Stone 1- v5.16 | 101 | 7161 | Rate Constraint in lbs/MMBtu | FALSE | L | Annual | Net Emissions Allowance Position | Thousand Tons | 0.91391 | 1.1549 | 0 | 0 | 0 | 0 | 0
BART NOX Annual- Big Stone 1- v5.16 | 101 | 7161 | Rate Constraint in lbs/MMBtu | FALSE | L | Annual | Fuel Consumed | TBtu | 24.1554 | 30.5237 | 0 | 0 | 0 | 0 | 0
BART NOX Annual- Big Stone 1- v5.16 | 101 | 7161 | Rate Constraint in lbs/MMBtu | FALSE | L | Annual | Rate | lb/MMBtu | 0.07567 | 0.07567 | 0 | 0 | 0 | 0 | 0
BART NOX Annual- Big Stone 1- v5.16 | 101 | 7161 | Rate Constraint in lbs/MMBtu | FALSE | L | Annual | Generation | TWh | 2.3612 | 2.9837 | 0 | 0 | 0 | 0 | 0
BART NOX Annual- Big Stone 1- v5.16 | 101 | 7161 | Rate Constraint in lbs/MMBtu | FALSE | L | Annual | Qualifying Generation | TWh | 2.3612 | 2.9837 | 0 | 0 | 0 | 0 | 0
BART NOX Annual- Big Stone 1- v5.16 | 101 | 7161 | Rate Constraint in lbs/MMBtu | FALSE | L | Annual | Rate | lb/MWh | 0.7741 | 0.7741 | 0 | 0 | 0 | 0 | 0
BART NOX Annual- Big Stone 1- v5.16 | 101 | 7161 | Rate Constraint in lbs/MMBtu | FALSE | L | Annual | Constraint Shadow Price | US2022$/Ton | 0 | 0 | 0 | 0 | 0 | 0 | 0
BART NOX Annual- Bowline Point 1- v6.17 | 102 | 7193 | Rate Constraint in lbs/MMBtu | FALSE | L | Annual | Seasons Included | Seasons | Winter, Spring, Summer, Fall | Winter, Spring, Summer, Fall | Winter, Spring, Summer, Fall | Winter, Spring, Summer, Fall | Winter, Spring, Summer, Fall | Winter, Spring, Summer, Fall | Winter, Spring, Summer, Fall
BART NOX Annual- Bowline Point 1- v6.17 | 102 | 7193 | Rate Constraint in lbs/MMBtu | FALSE | L | Annual | Standard NOX | lb/MMBtu | 0.15 | 0.15 | 0.15 | 0.15 | 0.15 | 0.15 | 0.15
BART NOX Annual- Bowline Point 1- v6.17 | 102 | 7193 | Rate Constraint in lbs/MMBtu | FALSE | L | Annual | Emissions at Affected Plants NOX | Thousand Tons | 0 | 0 | 0 | 0 | 0 | 0 | 0
BART NOX Annual- Bowline Point 1- v6.17 | 102 | 7193 | Rate Constraint in lbs/MMBtu | FALSE | L | Annual | Allowances Purchased NOX | Thousand Tons | 0 | 0 | 0 | 0 | 0 | 0 | 0
BART NOX Annual- Bowline Point 1- v6.17 | 102 | 7193 | Rate Constraint in lbs/MMBtu | FALSE | L | Annual | Allowances Sold NOX | Thousand Tons | 0 | 0 | 0 | 0 | 0 | 0 | 0
BART NOX Annual- Bowline Point 1- v6.17 | 102 | 7193 | Rate Constraint in lbs/MMBtu | FALSE | L | Annual | Allowances Banked | Thousand Tons | 0 | 0 | 0 | 0 | 0 | 0 | 0
BART NOX Annual- Bowline Point 1- v6.17 | 102 | 7193 | Rate Constraint in lbs/MMBtu | FALSE | L | Annual | Allowances Withdrawn (1:1) | Thousand Tons | 0 | 0 | 0 | 0 | 0 | 0 | 0
BART NOX Annual- Bowline Point 1- v6.17 | 102 | 7193 | Rate Constraint in lbs/MMBtu | FALSE | L | Annual | Allowances Withdrawn (n:1) | Thousand Tons | 0 | 0 | 0 | 0 | 0 | 0 | 0
BART NOX Annual- Bowline Point 1- v6.17 | 102 | 7193 | Rate Constraint in lbs/MMBtu | FALSE | L | Annual | Net Emissions Allowance Position | Thousand Tons | 0 | 0 | 0 | 0 | 0 | 0 | 0
BART NOX Annual- Bowline Point 1- v6.17 | 102 | 7193 | Rate Constraint in lbs/MMBtu | FALSE | L | Annual | Fuel Consumed | TBtu | 0 | 0 | 0 | 0 | 0 | 0 | 0
BART NOX Annual- Bowline Point 1- v6.17 | 102 | 7193 | Rate Constraint in lbs/MMBtu | FALSE | L | Annual | Rate | lb/MMBtu | 0 | 0 | 0 | 0 | 0 | 0 | 0
BART NOX Annual- Bowline Point 1- v6.17 | 102 | 7193 | Rate Constraint in lbs/MMBtu | FALSE | L | Annual | Generation | TWh | 0 | 0 | 0 | 0 | 0 | 0 | 0
BART NOX Annual- Bowline Point 1- v6.17 | 102 | 7193 | Rate Constraint in lbs/MMBtu | FALSE | L | Annual | Qualifying Generation | TWh | 0 | 0 | 0 | 0 | 0 | 0 | 0
BART NOX Annual- Bowline Point 1- v6.17 | 102 | 7193 | Rate Constraint in lbs/MMBtu | FALSE | L | Annual | Rate | lb/MWh | 0 | 0 | 0 | 0 | 0 | 0 | 0
BART NOX Annual- Bowline Point 1- v6.17 | 102 | 7193 | Rate Constraint in lbs/MMBtu | FALSE | L | Annual | Constraint Shadow Price | US2022$/Ton | 0 | 0 | 0 | 0 | 0 | 0 | 0
BART NOX Annual- Bowline Point 2- v6.17 | 103 | 7194 | Rate Constraint in lbs/MMBtu | FALSE | L | Annual | Seasons Included | Seasons | Winter, Spring, Summer, Fall | Winter, Spring, Summer, Fall | Winter, Spring, Summer, Fall | Winter, Spring, Summer, Fall | Winter, Spring, Summer, Fall | Winter, Spring, Summer, Fall | Winter, Spring, Summer, Fall
BART NOX Annual- Bowline Point 2- v6.17 | 103 | 7194 | Rate Constraint in lbs/MMBtu | FALSE | L | Annual | Standard NOX | lb/MMBtu | 0.15 | 0.15 | 0.15 | 0.15 | 0.15 | 0.15 | 0.15
BART NOX Annual- Bowline Point 2- v6.17 | 103 | 7194 | Rate Constraint in lbs/MMBtu | FALSE | L | Annual | Emissions at Affected Plants NOX | Thousand Tons | 0 | 0 | 0 | 0 | 0 | 0 | 0
BART NOX Annual- Bowline Point 2- v6.17 | 103 | 7194 | Rate Constraint in lbs/MMBtu | FALSE | L | Annual | Allowances Purchased NOX | Thousand Tons | 0 | 0 | 0 | 0 | 0 | 0 | 0
BART NOX Annual- Bowline Point 2- v6.17 | 103 | 7194 | Rate Constraint in lbs/MMBtu | FALSE | L | Annual | Allowances Sold NOX | Thousand Tons | 0 | 0 | 0 | 0 | 0 | 0 | 0
BART NOX Annual- Bowline Point 2- v6.17 | 103 | 7194 | Rate Constraint in lbs/MMBtu | FALSE | L | Annual | Allowances Banked | Thousand Tons | 0 | 0 | 0 | 0 | 0 | 0 | 0
BART NOX Annual- Bowline Point 2- v6.17 | 103 | 7194 | Rate Constraint in lbs/MMBtu | FALSE | L | Annual | Allowances Withdrawn (1:1) | Thousand Tons | 0 | 0 | 0 | 0 | 0 | 0 | 0
BART NOX Annual- Bowline Point 2- v6.17 | 103 | 7194 | Rate Constraint in lbs/MMBtu | FALSE | L | Annual | Allowances Withdrawn (n:1) | Thousand Tons | 0 | 0 | 0 | 0 | 0 | 0 | 0
BART NOX Annual- Bowline Point 2- v6.17 | 103 | 7194 | Rate Constraint in lbs/MMBtu | FALSE | L | Annual | Net Emissions Allowance Position | Thousand Tons | 0 | 0 | 0 | 0 | 0 | 0 | 0
BART NOX Annual- Bowline Point 2- v6.17 | 103 | 7194 | Rate Constraint in lbs/MMBtu | FALSE | L | Annual | Fuel Consumed | TBtu | 0 | 0 | 0 | 0 | 0 | 0 | 0
BART NOX Annual- Bowline Point 2- v6.17 | 103 | 7194 | Rate Constraint in lbs/MMBtu | FALSE | L | Annual | Rate | lb/MMBtu | 0 | 0 | 0 | 0 | 0 | 0 | 0
BART NOX Annual- Bowline Point 2- v6.17 | 103 | 7194 | Rate Constraint in lbs/MMBtu | FALSE | L | Annual | Generation | TWh | 0 | 0 | 0 | 0 | 0 | 0 | 0
BART NOX Annual- Bowline Point 2- v6.17 | 103 | 7194 | Rate Constraint in lbs/MMBtu | FALSE | L | Annual | Qualifying Generation | TWh | 0 | 0 | 0 | 0 | 0 | 0 | 0
BART NOX Annual- Bowline Point 2- v6.17 | 103 | 7194 | Rate Constraint in lbs/MMBtu | FALSE | L | Annual | Rate | lb/MWh | 0 | 0 | 0 | 0 | 0 | 0 | 0
BART NOX Annual- Bowline Point 2- v6.17 | 103 | 7194 | Rate Constraint in lbs/MMBtu | FALSE | L | Annual | Constraint Shadow Price | US2022$/Ton | 0 | 0 | 0 | 0 | 0 | 0 | 0
BART NOX Annual- E F Barrett- v5.16 | 105 | 7186 | Rate Constraint in lbs/MMBtu | FALSE | L | Annual | Seasons Included | Seasons | Winter, Spring, Summer, Fall | Winter, Spring, Summer, Fall | Winter, Spring, Summer, Fall | Winter, Spring, Summer, Fall | Winter, Spring, Summer, Fall | Winter, Spring, Summer, Fall | Winter, Spring, Summer, Fall
BART NOX Annual- E F Barrett- v5.16 | 105 | 7186 | Rate Constraint in lbs/MMBtu | FALSE | L | Annual | Standard NOX | lb/MMBtu | 0.1 | 0.1 | 0.1 | 0.1 | 0.1 | 0.1 | 0.1
BART NOX Annual- E F Barrett- v5.16 | 105 | 7186 | Rate Constraint in lbs/MMBtu | FALSE | L | Annual | Emissions at Affected Plants NOX | Thousand Tons | 0 | 0 | 0 | 0 | 0 | 0 | 0
BART NOX Annual- E F Barrett- v5.16 | 105 | 7186 | Rate Constraint in lbs/MMBtu | FALSE | L | Annual | Allowances Purchased NOX | Thousand Tons | 0 | 0 | 0 | 0 | 0 | 0 | 0
BART NOX Annual- E F Barrett- v5.16 | 105 | 7186 | Rate Constraint in lbs/MMBtu | FALSE | L | Annual | Allowances Sold NOX | Thousand Tons | 0 | 0 | 0 | 0 | 0 | 0 | 0
BART NOX Annual- E F Barrett- v5.16 | 105 | 7186 | Rate Constraint in lbs/MMBtu | FALSE | L | Annual | Allowances Banked | Thousand Tons | 0 | 0 | 0 | 0 | 0 | 0 | 0
BART NOX Annual- E F Barrett- v5.16 | 105 | 7186 | Rate Constraint in lbs/MMBtu | FALSE | L | Annual | Allowances Withdrawn (1:1) | Thousand Tons | 0 | 0 | 0 | 0 | 0 | 0 | 0
BART NOX Annual- E F Barrett- v5.16 | 105 | 7186 | Rate Constraint in lbs/MMBtu | FALSE | L | Annual | Allowances Withdrawn (n:1) | Thousand Tons | 0 | 0 | 0 | 0 | 0 | 0 | 0
BART NOX Annual- E F Barrett- v5.16 | 105 | 7186 | Rate Constraint in lbs/MMBtu | FALSE | L | Annual | Net Emissions Allowance Position | Thousand Tons | 0 | 0 | 0 | 0 | 0 | 0 | 0
BART NOX Annual- E F Barrett- v5.16 | 105 | 7186 | Rate Constraint in lbs/MMBtu | FALSE | L | Annual | Fuel Consumed | TBtu | 0 | 0 | 0 | 0 | 0 | 0 | 0
BART NOX Annual- E F Barrett- v5.16 | 105 | 7186 | Rate Constraint in lbs/MMBtu | FALSE | L | Annual | Rate | lb/MMBtu | 0 | 0 | 0 | 0 | 0 | 0 | 0
BART NOX Annual- E F Barrett- v5.16 | 105 | 7186 | Rate Constraint in lbs/MMBtu | FALSE | L | Annual | Generation | TWh | 0 | 0 | 0 | 0 | 0 | 0 | 0
BART NOX Annual- E F Barrett- v5.16 | 105 | 7186 | Rate Constraint in lbs/MMBtu | FALSE | L | Annual | Qualifying Generation | TWh | 0 | 0 | 0 | 0 | 0 | 0 | 0
BART NOX Annual- E F Barrett- v5.16 | 105 | 7186 | Rate Constraint in lbs/MMBtu | FALSE | L | Annual | Rate | lb/MWh | 0 | 0 | 0 | 0 | 0 | 0 | 0
BART NOX Annual- E F Barrett- v5.16 | 105 | 7186 | Rate Constraint in lbs/MMBtu | FALSE | L | Annual | Constraint Shadow Price | US2022$/Ton | 0 | 0 | 0 | 0 | 0 | 0 | 0
BART NOX Annual- Hunter 1- v5.16 | 106 | 7175 | Rate Constraint in lbs/MMBtu | FALSE | L | Annual | Seasons Included | Seasons | Winter, Spring, Summer, Fall | Winter, Spring, Summer, Fall | Winter, Spring, Summer, Fall | Winter, Spring, Summer, Fall | Winter, Spring, Summer, Fall | Winter, Spring, Summer, Fall | Winter, Spring, Summer, Fall
BART NOX Annual- Hunter 1- v5.16 | 106 | 7175 | Rate Constraint in lbs/MMBtu | FALSE | L | Annual | Standard NOX | lb/MMBtu | 0.26 | 0.26 | 0.26 | 0.26 | 0.26 | 0.26 | 0.26
BART NOX Annual- Hunter 1- v5.16 | 106 | 7175 | Rate Constraint in lbs/MMBtu | FALSE | L | Annual | Emissions at Affected Plants NOX | Thousand Tons | 2.3074 | 0 | 0 | 0 | 0 | 0 | 0
BART NOX Annual- Hunter 1- v5.16 | 106 | 7175 | Rate Constraint in lbs/MMBtu | FALSE | L | Annual | Allowances Purchased NOX | Thousand Tons | 0 | 0 | 0 | 0 | 0 | 0 | 0
BART NOX Annual- Hunter 1- v5.16 | 106 | 7175 | Rate Constraint in lbs/MMBtu | FALSE | L | Annual | Allowances Sold NOX | Thousand Tons | 0 | 0 | 0 | 0 | 0 | 0 | 0
BART NOX Annual- Hunter 1- v5.16 | 106 | 7175 | Rate Constraint in lbs/MMBtu | FALSE | L | Annual | Allowances Banked | Thousand Tons | 0 | 0 | 0 | 0 | 0 | 0 | 0
BART NOX Annual- Hunter 1- v5.16 | 106 | 7175 | Rate Constraint in lbs/MMBtu | FALSE | L | Annual | Allowances Withdrawn (1:1) | Thousand Tons | 0 | 0 | 0 | 0 | 0 | 0 | 0
BART NOX Annual- Hunter 1- v5.16 | 106 | 7175 | Rate Constraint in lbs/MMBtu | FALSE | L | Annual | Allowances Withdrawn (n:1) | Thousand Tons | 0 | 0 | 0 | 0 | 0 | 0 | 0
BART NOX Annual- Hunter 1- v5.16 | 106 | 7175 | Rate Constraint in lbs/MMBtu | FALSE | L | Annual | Net Emissions Allowance Position | Thousand Tons | 2.3074 | 0 | 0 | 0 | 0 | 0 | 0
BART NOX Annual- Hunter 1- v5.16 | 106 | 7175 | Rate Constraint in lbs/MMBtu | FALSE | L | Annual | Fuel Consumed | TBtu | 22.4259 | 0 | 0 | 0 | 0 | 0 | 0
BART NOX Annual- Hunter 1- v5.16 | 106 | 7175 | Rate Constraint in lbs/MMBtu | FALSE | L | Annual | Rate | lb/MMBtu | 0.20578 | 0 | 0 | 0 | 0 | 0 | 0
BART NOX Annual- Hunter 1- v5.16 | 106 | 7175 | Rate Constraint in lbs/MMBtu | FALSE | L | Annual | Generation | TWh | 2.1817 | 0 | 0 | 0 | 0 | 0 | 0
BART NOX Annual- Hunter 1- v5.16 | 106 | 7175 | Rate Constraint in lbs/MMBtu | FALSE | L | Annual | Qualifying Generation | TWh | 2.1817 | 0 | 0 | 0 | 0 | 0 | 0
BART NOX Annual- Hunter 1- v5.16 | 106 | 7175 | Rate Constraint in lbs/MMBtu | FALSE | L | Annual | Rate | lb/MWh | 2.1152 | 0 | 0 | 0 | 0 | 0 | 0
BART NOX Annual- Hunter 1- v5.16 | 106 | 7175 | Rate Constraint in lbs/MMBtu | FALSE | L | Annual | Constraint Shadow Price | US2022$/Ton | 0 | 0 | 0 | 0 | 0 | 0 | 0
BART NOX Annual- Hunter 2- v5.16 | 107 | 7176 | Rate Constraint in lbs/MMBtu | FALSE | L | Annual | Seasons Included | Seasons | Winter, Spring, Summer, Fall | Winter, Spring, Summer, Fall | Winter, Spring, Summer, Fall | Winter, Spring, Summer, Fall | Winter, Spring, Summer, Fall | Winter, Spring, Summer, Fall | Winter, Spring, Summer, Fall
BART NOX Annual- Hunter 2- v5.16 | 107 | 7176 | Rate Constraint in lbs/MMBtu | FALSE | L | Annual | Standard NOX | lb/MMBtu | 0.26 | 0.26 | 0.26 | 0.26 | 0.26 | 0.26 | 0.26
BART NOX Annual- Hunter 2- v5.16 | 107 | 7176 | Rate Constraint in lbs/MMBtu | FALSE | L | Annual | Emissions at Affected Plants NOX | Thousand Tons | 2.6535 | 0 | 0 | 0 | 0 | 0 | 0
BART NOX Annual- Hunter 2- v5.16 | 107 | 7176 | Rate Constraint in lbs/MMBtu | FALSE | L | Annual | Allowances Purchased NOX | Thousand Tons | 0 | 0 | 0 | 0 | 0 | 0 | 0
BART NOX Annual- Hunter 2- v5.16 | 107 | 7176 | Rate Constraint in lbs/MMBtu | FALSE | L | Annual | Allowances Sold NOX | Thousand Tons | 0 | 0 | 0 | 0 | 0 | 0 | 0
BART NOX Annual- Hunter 2- v5.16 | 107 | 7176 | Rate Constraint in lbs/MMBtu | FALSE | L | Annual | Allowances Banked | Thousand Tons | 0 | 0 | 0 | 0 | 0 | 0 | 0
BART NOX Annual- Hunter 2- v5.16 | 107 | 7176 | Rate Constraint in lbs/MMBtu | FALSE | L | Annual | Allowances Withdrawn (1:1) | Thousand Tons | 0 | 0 | 0 | 0 | 0 | 0 | 0
BART NOX Annual- Hunter 2- v5.16 | 107 | 7176 | Rate Constraint in lbs/MMBtu | FALSE | L | Annual | Allowances Withdrawn (n:1) | Thousand Tons | 0 | 0 | 0 | 0 | 0 | 0 | 0
BART NOX Annual- Hunter 2- v5.16 | 107 | 7176 | Rate Constraint in lbs/MMBtu | FALSE | L | Annual | Net Emissions Allowance Position | Thousand Tons | 2.6535 | 0 | 0 | 0 | 0 | 0 | 0
BART NOX Annual- Hunter 2- v5.16 | 107 | 7176 | Rate Constraint in lbs/MMBtu | FALSE | L | Annual | Fuel Consumed | TBtu | 26.4222 | 0 | 0 | 0 | 0 | 0 | 0
BART NOX Annual- Hunter 2- v5.16 | 107 | 7176 | Rate Constraint in lbs/MMBtu | FALSE | L | Annual | Rate | lb/MMBtu | 0.20085 | 0 | 0 | 0 | 0 | 0 | 0
BART NOX Annual- Hunter 2- v5.16 | 107 | 7176 | Rate Constraint in lbs/MMBtu | FALSE | L | Annual | Generation | TWh | 2.5793 | 0 | 0 | 0 | 0 | 0 | 0
BART NOX Annual- Hunter 2- v5.16 | 107 | 7176 | Rate Constraint in lbs/MMBtu | FALSE | L | Annual | Qualifying Generation | TWh | 2.5793 | 0 | 0 | 0 | 0 | 0 | 0
BART NOX Annual- Hunter 2- v5.16 | 107 | 7176 | Rate Constraint in lbs/MMBtu | FALSE | L | Annual | Rate | lb/MWh | 2.0575 | 0 | 0 | 0 | 0 | 0 | 0
BART NOX Annual- Hunter 2- v5.16 | 107 | 7176 | Rate Constraint in lbs/MMBtu | FALSE | L | Annual | Constraint Shadow Price | US2022$/Ton | 0 | 0 | 0 | 0 | 0 | 0 | 0
BART NOX Annual- Hunter 3- v6.17 | 108 | 7177 | Rate Constraint in lbs/MMBtu | FALSE | L | Annual | Seasons Included | Seasons | Winter, Spring, Summer, Fall | Winter, Spring, Summer, Fall | Winter, Spring, Summer, Fall | Winter, Spring, Summer, Fall | Winter, Spring, Summer, Fall | Winter, Spring, Summer, Fall | Winter, Spring, Summer, Fall
BART NOX Annual- Hunter 3- v6.17 | 108 | 7177 | Rate Constraint in lbs/MMBtu | FALSE | L | Annual | Standard NOX | lb/MMBtu | 0.34 | 0.34 | 0.34 | 0.34 | 0.34 | 0.34 | 0.34
BART NOX Annual- Hunter 3- v6.17 | 108 | 7177 | Rate Constraint in lbs/MMBtu | FALSE | L | Annual | Emissions at Affected Plants NOX | Thousand Tons | 2.5931 | 0 | 0 | 0 | 0 | 0 | 0
BART NOX Annual- Hunter 3- v6.17 | 108 | 7177 | Rate Constraint in lbs/MMBtu | FALSE | L | Annual | Allowances Purchased NOX | Thousand Tons | 0 | 0 | 0 | 0 | 0 | 0 | 0
BART NOX Annual- Hunter 3- v6.17 | 108 | 7177 | Rate Constraint in lbs/MMBtu | FALSE | L | Annual | Allowances Sold NOX | Thousand Tons | 0 | 0 | 0 | 0 | 0 | 0 | 0
BART NOX Annual- Hunter 3- v6.17 | 108 | 7177 | Rate Constraint in lbs/MMBtu | FALSE | L | Annual | Allowances Banked | Thousand Tons | 0 | 0 | 0 | 0 | 0 | 0 | 0
BART NOX Annual- Hunter 3- v6.17 | 108 | 7177 | Rate Constraint in lbs/MMBtu | FALSE | L | Annual | Allowances Withdrawn (1:1) | Thousand Tons | 0 | 0 | 0 | 0 | 0 | 0 | 0
BART NOX Annual- Hunter 3- v6.17 | 108 | 7177 | Rate Constraint in lbs/MMBtu | FALSE | L | Annual | Allowances Withdrawn (n:1) | Thousand Tons | 0 | 0 | 0 | 0 | 0 | 0 | 0
BART NOX Annual- Hunter 3- v6.17 | 108 | 7177 | Rate Constraint in lbs/MMBtu | FALSE | L | Annual | Net Emissions Allowance Position | Thousand Tons | 2.5931 | 0 | 0 | 0 | 0 | 0 | 0
BART NOX Annual- Hunter 3- v6.17 | 108 | 7177 | Rate Constraint in lbs/MMBtu | FALSE | L | Annual | Fuel Consumed | TBtu | 18.1062 | 0 | 0 | 0 | 0 | 0 | 0
BART NOX Annual- Hunter 3- v6.17 | 108 | 7177 | Rate Constraint in lbs/MMBtu | FALSE | L | Annual | Rate | lb/MMBtu | 0.28643 | 0 | 0 | 0 | 0 | 0 | 0
BART NOX Annual- Hunter 3- v6.17 | 108 | 7177 | Rate Constraint in lbs/MMBtu | FALSE | L | Annual | Generation | TWh | 1.7828 | 0 | 0 | 0 | 0 | 0 | 0
BART NOX Annual- Hunter 3- v6.17 | 108 | 7177 | Rate Constraint in lbs/MMBtu | FALSE | L | Annual | Qualifying Generation | TWh | 1.7828 | 0 | 0 | 0 | 0 | 0 | 0
BART NOX Annual- Hunter 3- v6.17 | 108 | 7177 | Rate Constraint in lbs/MMBtu | FALSE | L | Annual | Rate | lb/MWh | 2.909 | 0 | 0 | 0 | 0 | 0 | 0
BART NOX Annual- Hunter 3- v6.17 | 108 | 7177 | Rate Constraint in lbs/MMBtu | FALSE | L | Annual | Constraint Shadow Price | US2022$/Ton | 0 | 0 | 0 | 0 | 0 | 0 | 0
BART NOX Annual- Huntington 1- v5.16 | 109 | 7178 | Rate Constraint in lbs/MMBtu | FALSE | L | Annual | Seasons Included | Seasons | Winter, Spring, Summer, Fall | Winter, Spring, Summer, Fall | Winter, Spring, Summer, Fall | Winter, Spring, Summer, Fall | Winter, Spring, Summer, Fall | Winter, Spring, Summer, Fall | Winter, Spring, Summer, Fall
BART NOX Annual- Huntington 1- v5.16 | 109 | 7178 | Rate Constraint in lbs/MMBtu | FALSE | L | Annual | Standard NOX | lb/MMBtu | 0.26 | 0.26 | 0.26 | 0.26 | 0.26 | 0.26 | 0.26
BART NOX Annual- Huntington 1- v5.16 | 109 | 7178 | Rate Constraint in lbs/MMBtu | FALSE | L | Annual | Emissions at Affected Plants NOX | Thousand Tons | 2.3241 | 0 | 0 | 0 | 0 | 0 | 0
BART NOX Annual- Huntington 1- v5.16 | 109 | 7178 | Rate Constraint in lbs/MMBtu | FALSE | L | Annual | Allowances Purchased NOX | Thousand Tons | 0 | 0 | 0 | 0 | 0 | 0 | 0
BART NOX Annual- Huntington 1- v5.16 | 109 | 7178 | Rate Constraint in lbs/MMBtu | FALSE | L | Annual | Allowances Sold NOX | Thousand Tons | 0 | 0 | 0 | 0 | 0 | 0 | 0
BART NOX Annual- Huntington 1- v5.16 | 109 | 7178 | Rate Constraint in lbs/MMBtu | FALSE | L | Annual | Allowances Banked | Thousand Tons | 0 | 0 | 0 | 0 | 0 | 0 | 0
BART NOX Annual- Huntington 1- v5.16 | 109 | 7178 | Rate Constraint in lbs/MMBtu | FALSE | L | Annual | Allowances Withdrawn (1:1) | Thousand Tons | 0 | 0 | 0 | 0 | 0 | 0 | 0
BART NOX Annual- Huntington 1- v5.16 | 109 | 7178 | Rate Constraint in lbs/MMBtu | FALSE | L | Annual | Allowances Withdrawn (n:1) | Thousand Tons | 0 | 0 | 0 | 0 | 0 | 0 | 0
BART NOX Annual- Huntington 1- v5.16 | 109 | 7178 | Rate Constraint in lbs/MMBtu | FALSE | L | Annual | Net Emissions Allowance Position | Thousand Tons | 2.3241 | 0 | 0 | 0 | 0 | 0 | 0
BART NOX Annual- Huntington 1- v5.16 | 109 | 7178 | Rate Constraint in lbs/MMBtu | FALSE | L | Annual | Fuel Consumed | TBtu | 23.0886 | 0 | 0 | 0 | 0 | 0 | 0
BART NOX Annual- Huntington 1- v5.16 | 109 | 7178 | Rate Constraint in lbs/MMBtu | FALSE | L | Annual | Rate | lb/MMBtu | 0.20132 | 0 | 0 | 0 | 0 | 0 | 0
BART NOX Annual- Huntington 1- v5.16 | 109 | 7178 | Rate Constraint in lbs/MMBtu | FALSE | L | Annual | Generation | TWh | 2.2453 | 0 | 0 | 0 | 0 | 0 | 0
BART NOX Annual- Huntington 1- v5.16 | 109 | 7178 | Rate Constraint in lbs/MMBtu | FALSE | L | Annual | Qualifying Generation | TWh | 2.2453 | 0 | 0 | 0 | 0 | 0 | 0
BART NOX Annual- Huntington 1- v5.16 | 109 | 7178 | Rate Constraint in lbs/MMBtu | FALSE | L | Annual | Rate | lb/MWh | 2.0702 | 0 | 0 | 0 | 0 | 0 | 0
BART NOX Annual- Huntington 1- v5.16 | 109 | 7178 | Rate Constraint in lbs/MMBtu | FALSE | L | Annual | Constraint Shadow Price | US2022$/Ton | 0 | 0 | 0 | 0 | 0 | 0 | 0
BART NOX Annual- Huntington 2- v5.16 | 110 | 7179 | Rate Constraint in lbs/MMBtu | FALSE | L | Annual | Seasons Included | Seasons | Winter, Spring, Summer, Fall | Winter, Spring, Summer, Fall | Winter, Spring, Summer, Fall | Winter, Spring, Summer, Fall | Winter, Spring, Summer, Fall | Winter, Spring, Summer, Fall | Winter, Spring, Summer, Fall
BART NOX Annual- Huntington 2- v5.16 | 110 | 7179 | Rate Constraint in lbs/MMBtu | FALSE | L | Annual | Standard NOX | lb/MMBtu | 0.26 | 0.26 | 0.26 | 0.26 | 0.26 | 0.26 | 0.26
BART NOX Annual- Huntington 2- v5.16 | 110 | 7179 | Rate Constraint in lbs/MMBtu | FALSE | L | Annual | Emissions at Affected Plants NOX | Thousand Tons | 2.2379 | 0 | 0 | 0 | 0 | 0 | 0
BART NOX Annual- Huntington 2- v5.16 | 110 | 7179 | Rate Constraint in lbs/MMBtu | FALSE | L | Annual | Allowances Purchased NOX | Thousand Tons | 0 | 0 | 0 | 0 | 0 | 0 | 0
BART NOX Annual- Huntington 2- v5.16 | 110 | 7179 | Rate Constraint in lbs/MMBtu | FALSE | L | Annual | Allowances Sold NOX | Thousand Tons | 0 | 0 | 0 | 0 | 0 | 0 | 0
BART NOX Annual- Huntington 2- v5.16 | 110 | 7179 | Rate Constraint in lbs/MMBtu | FALSE | L | Annual | Allowances Banked | Thousand Tons | 0 | 0 | 0 | 0 | 0 | 0 | 0
BART NOX Annual- Huntington 2- v5.16 | 110 | 7179 | Rate Constraint in lbs/MMBtu | FALSE | L | Annual | Allowances Withdrawn (1:1) | Thousand Tons | 0 | 0 | 0 | 0 | 0 | 0 | 0
BART NOX Annual- Huntington 2- v5.16 | 110 | 7179 | Rate Constraint in lbs/MMBtu | FALSE | L | Annual | Allowances Withdrawn (n:1) | Thousand Tons | 0 | 0 | 0 | 0 | 0 | 0 | 0
BART NOX Annual- Huntington 2- v5.16 | 110 | 7179 | Rate Constraint in lbs/MMBtu | FALSE | L | Annual | Net Emissions Allowance Position | Thousand Tons | 2.2379 | 0 | 0 | 0 | 0 | 0 | 0
BART NOX Annual- Huntington 2- v5.16 | 110 | 7179 | Rate Constraint in lbs/MMBtu | FALSE | L | Annual | Fuel Consumed | TBtu | 22.7283 | 0 | 0 | 0 | 0 | 0 | 0
BART NOX Annual- Huntington 2- v5.16 | 110 | 7179 | Rate Constraint in lbs/MMBtu | FALSE | L | Annual | Rate | lb/MMBtu | 0.19693 | 0 | 0 | 0 | 0 | 0 | 0
BART NOX Annual- Huntington 2- v5.16 | 110 | 7179 | Rate Constraint in lbs/MMBtu | FALSE | L | Annual | Generation | TWh | 2.2013 | 0 | 0 | 0 | 0 | 0 | 0
BART NOX Annual- Huntington 2- v5.16 | 110 | 7179 | Rate Constraint in lbs/MMBtu | FALSE | L | Annual | Qualifying Generation | TWh | 2.2013 | 0 | 0 | 0 | 0 | 0 | 0
BART NOX Annual- Huntington 2- v5.16 | 110 | 7179 | Rate Constraint in lbs/MMBtu | FALSE | L | Annual | Rate | lb/MWh | 2.0333 | 0 | 0 | 0 | 0 | 0 | 0
BART NOX Annual- Huntington 2- v5.16 | 110 | 7179 | Rate Constraint in lbs/MMBtu | FALSE | L | Annual | Constraint Shadow Price | US2022$/Ton | 0 | 0 | 0 | 0 | 0 | 0 | 0
BART NOX Annual- Merrimack 2- v7.23 | 111 | 7944 | Rate Constraint in lbs/MMBtu | FALSE | L | Annual | Seasons Included | Seasons | Winter, Spring, Summer, Fall | Winter, Spring, Summer, Fall | Winter, Spring, Summer, Fall | Winter, Spring, Summer, Fall | Winter, Spring, Summer, Fall | Winter, Spring, Summer, Fall | Winter, Spring, Summer, Fall
BART NOX Annual- Merrimack 2- v7.23 | 111 | 7944 | Rate Constraint in lbs/MMBtu | FALSE | L | Annual | Standard NOX | lb/MMBtu | 0.22 | 0.22 | 0.22 | 0.22 | 0.22 | 0.22 | 0.22
BART NOX Annual- Merrimack 2- v7.23 | 111 | 7944 | Rate Constraint in lbs/MMBtu | FALSE | L | Annual | Emissions at Affected Plants NOX | Thousand Tons | 0 | 0 | 0 | 0 | 0 | 0 | 0
BART NOX Annual- Merrimack 2- v7.23 | 111 | 7944 | Rate Constraint in lbs/MMBtu | FALSE | L | Annual | Allowances Purchased NOX | Thousand Tons | 0 | 0 | 0 | 0 | 0 | 0 | 0
BART NOX Annual- Merrimack 2- v7.23 | 111 | 7944 | Rate Constraint in lbs/MMBtu | FALSE | L | Annual | Allowances Sold NOX | Thousand Tons | 0 | 0 | 0 | 0 | 0 | 0 | 0
BART NOX Annual- Merrimack 2- v7.23 | 111 | 7944 | Rate Constraint in lbs/MMBtu | FALSE | L | Annual | Allowances Banked | Thousand Tons | 0 | 0 | 0 | 0 | 0 | 0 | 0
BART NOX Annual- Merrimack 2- v7.23 | 111 | 7944 | Rate Constraint in lbs/MMBtu | FALSE | L | Annual | Allowances Withdrawn (1:1) | Thousand Tons | 0 | 0 | 0 | 0 | 0 | 0 | 0
BART NOX Annual- Merrimack 2- v7.23 | 111 | 7944 | Rate Constraint in lbs/MMBtu | FALSE | L | Annual | Allowances Withdrawn (n:1) | Thousand Tons | 0 | 0 | 0 | 0 | 0 | 0 | 0
BART NOX Annual- Merrimack 2- v7.23 | 111 | 7944 | Rate Constraint in lbs/MMBtu | FALSE | L | Annual | Net Emissions Allowance Position | Thousand Tons | 0 | 0 | 0 | 0 | 0 | 0 | 0
BART NOX Annual- Merrimack 2- v7.23 | 111 | 7944 | Rate Constraint in lbs/MMBtu | FALSE | L | Annual | Fuel Consumed | TBtu | 0 | 0 | 0 | 0 | 0 | 0 | 0
BART NOX Annual- Merrimack 2- v7.23 | 111 | 7944 | Rate Constraint in lbs/MMBtu | FALSE | L | Annual | Rate | lb/MMBtu | 0 | 0 | 0 | 0 | 0 | 0 | 0
BART NOX Annual- Merrimack 2- v7.23 | 111 | 7944 | Rate Constraint in lbs/MMBtu | FALSE | L | Annual | Generation | TWh | 0 | 0 | 0 | 0 | 0 | 0 | 0
BART NOX Annual- Merrimack 2- v7.23 | 111 | 7944 | Rate Constraint in lbs/MMBtu | FALSE | L | Annual | Qualifying Generation | TWh | 0 | 0 | 0 | 0 | 0 | 0 | 0
BART NOX Annual- Merrimack 2- v7.23 | 111 | 7944 | Rate Constraint in lbs/MMBtu | FALSE | L | Annual | Rate | lb/MWh | 0 | 0 | 0 | 0 | 0 | 0 | 0
BART NOX Annual- Merrimack 2- v7.23 | 111 | 7944 | Rate Constraint in lbs/MMBtu | FALSE | L | Annual | Constraint Shadow Price | US2022$/Ton | 0 | 0 | 0 | 0 | 0 | 0 | 0
BART NOX Annual- Northport 1- v5.16 | 112 | 7187 | Rate Constraint in lbs/MMBtu | FALSE | L | Annual | Seasons Included | Seasons | Winter, Spring, Summer, Fall | Winter, Spring, Summer, Fall | Winter, Spring, Summer, Fall | Winter, Spring, Summer, Fall | Winter, Spring, Summer, Fall | Winter, Spring, Summer, Fall | Winter, Spring, Summer, Fall
BART NOX Annual- Northport 1- v5.16 | 112 | 7187 | Rate Constraint in lbs/MMBtu | FALSE | L | Annual | Standard NOX | lb/MMBtu | 0.1 | 0.1 | 0.1 | 0.1 | 0.1 | 0.1 | 0.1
BART NOX Annual- Northport 1- v5.16 | 112 | 7187 | Rate Constraint in lbs/MMBtu | FALSE | L | Annual | Emissions at Affected Plants NOX | Thousand Tons | 0.16993 | 0.064472 | 0 | 0 | 0 | 0 | 0
BART NOX Annual- Northport 1- v5.16 | 112 | 7187 | Rate Constraint in lbs/MMBtu | FALSE | L | Annual | Allowances Purchased NOX | Thousand Tons | 0 | 0 | 0 | 0 | 0 | 0 | 0
BART NOX Annual- Northport 1- v5.16 | 112 | 7187 | Rate Constraint in lbs/MMBtu | FALSE | L | Annual | Allowances Sold NOX | Thousand Tons | 0 | 0 | 0 | 0 | 0 | 0 | 0
BART NOX Annual- Northport 1- v5.16 | 112 | 7187 | Rate Constraint in lbs/MMBtu | FALSE | L | Annual | Allowances Banked | Thousand Tons | 0 | 0 | 0 | 0 | 0 | 0 | 0
BART NOX Annual- Northport 1- v5.16 | 112 | 7187 | Rate Constraint in lbs/MMBtu | FALSE | L | Annual | Allowances Withdrawn (1:1) | Thousand Tons | 0 | 0 | 0 | 0 | 0 | 0 | 0
BART NOX Annual- Northport 1- v5.16 | 112 | 7187 | Rate Constraint in lbs/MMBtu | FALSE | L | Annual | Allowances Withdrawn (n:1) | Thousand Tons | 0 | 0 | 0 | 0 | 0 | 0 | 0
BART NOX Annual- Northport 1- v5.16 | 112 | 7187 | Rate Constraint in lbs/MMBtu | FALSE | L | Annual | Net Emissions Allowance Position | Thousand Tons | 0.16993 | 0.064472 | 0 | 0 | 0 | 0 | 0
BART NOX Annual- Northport 1- v5.16 | 112 | 7187 | Rate Constraint in lbs/MMBtu | FALSE | L | Annual | Fuel Consumed | TBtu | 5.2675 | 1.9985 | 0 | 0 | 0 | 0 | 0
BART NOX Annual- Northport 1- v5.16 | 112 | 7187 | Rate Constraint in lbs/MMBtu | FALSE | L | Annual | Rate | lb/MMBtu | 0.06452 | 0.06452 | 0 | 0 | 0 | 0 | 0
BART NOX Annual- Northport 1- v5.16 | 112 | 7187 | Rate Constraint in lbs/MMBtu | FALSE | L | Annual | Generation | TWh | 0.49078 | 0.1862 | 0 | 0 | 0 | 0 | 0
BART NOX Annual- Northport 1- v5.16 | 112 | 7187 | Rate Constraint in lbs/MMBtu | FALSE | L | Annual | Qualifying Generation | TWh | 0.49078 | 0.1862 | 0 | 0 | 0 | 0 | 0
BART NOX Annual- Northport 1- v5.16 | 112 | 7187 | Rate Constraint in lbs/MMBtu | FALSE | L | Annual | Rate | lb/MWh | 0.69249 | 0.69249 | 0 | 0 | 0 | 0 | 0
BART NOX Annual- Northport 1- v5.16 | 112 | 7187 | Rate Constraint in lbs/MMBtu | FALSE | L | Annual | Constraint Shadow Price | US2022$/Ton | 0 | 0 | 0 | 0 | 0 | 0 | 0
BART NOX Annual- Northport 2- v5.16 | 113 | 7188 | Rate Constraint in lbs/MMBtu | FALSE | L | Annual | Seasons Included | Seasons | Winter, Spring, Summer, Fall | Winter, Spring, Summer, Fall | Winter, Spring, Summer, Fall | Winter, Spring, Summer, Fall | Winter, Spring, Summer, Fall | Winter, Spring, Summer, Fall | Winter, Spring, Summer, Fall
BART NOX Annual- Northport 2- v5.16 | 113 | 7188 | Rate Constraint in lbs/MMBtu | FALSE | L | Annual | Standard NOX | lb/MMBtu | 0.1 | 0.1 | 0.1 | 0.1 | 0.1 | 0.1 | 0.1
BART NOX Annual- Northport 2- v5.16 | 113 | 7188 | Rate Constraint in lbs/MMBtu | FALSE | L | Annual | Emissions at Affected Plants NOX | Thousand Tons | 0.19701 | 0 | 0 | 0 | 0 | 0 | 0
BART NOX Annual- Northport 2- v5.16 | 113 | 7188 | Rate Constraint in lbs/MMBtu | FALSE | L | Annual | Allowances Purchased NOX | Thousand Tons | 0 | 0 | 0 | 0 | 0 | 0 | 0
BART NOX Annual- Northport 2- v5.16 | 113 | 7188 | Rate Constraint in lbs/MMBtu | FALSE | L | Annual | Allowances Sold NOX | Thousand Tons | 0 | 0 | 0 | 0 | 0 | 0 | 0
BART NOX Annual- Northport 2- v5.16 | 113 | 7188 | Rate Constraint in lbs/MMBtu | FALSE | L | Annual | Allowances Banked | Thousand Tons | 0 | 0 | 0 | 0 | 0 | 0 | 0
BART NOX Annual- Northport 2- v5.16 | 113 | 7188 | Rate Constraint in lbs/MMBtu | FALSE | L | Annual | Allowances Withdrawn (1:1) | Thousand Tons | 0 | 0 | 0 | 0 | 0 | 0 | 0
BART NOX Annual- Northport 2- v5.16 | 113 | 7188 | Rate Constraint in lbs/MMBtu | FALSE | L | Annual | Allowances Withdrawn (n:1) | Thousand Tons | 0 | 0 | 0 | 0 | 0 | 0 | 0
BART NOX Annual- Northport 2- v5.16 | 113 | 7188 | Rate Constraint in lbs/MMBtu | FALSE | L | Annual | Net Emissions Allowance Position | Thousand Tons | 0.19701 | 0 | 0 | 0 | 0 | 0 | 0
BART NOX Annual- Northport 2- v5.16 | 113 | 7188 | Rate Constraint in lbs/MMBtu | FALSE | L | Annual | Fuel Consumed | TBtu | 6.4214 | 0 | 0 | 0 | 0 | 0 | 0
BART NOX Annual- Northport 2- v5.16 | 113 | 7188 | Rate Constraint in lbs/MMBtu | FALSE | L | Annual | Rate | lb/MMBtu | 0.06136 | 0 | 0 | 0 | 0 | 0 | 0
BART NOX Annual- Northport 2- v5.16 | 113 | 7188 | Rate Constraint in lbs/MMBtu | FALSE | L | Annual | Generation | TWh | 0.59491 | 0 | 0 | 0 | 0 | 0 | 0
BART NOX Annual- Northport 2- v5.16 | 113 | 7188 | Rate Constraint in lbs/MMBtu | FALSE | L | Annual | Qualifying Generation | TWh | 0.59491 | 0 | 0 | 0 | 0 | 0 | 0
BART NOX Annual- Northport 2- v5.16 | 113 | 7188 | Rate Constraint in lbs/MMBtu | FALSE | L | Annual | Rate | lb/MWh | 0.66232 | 0 | 0 | 0 | 0 | 0 | 0
BART NOX Annual- Northport 2- v5.16 | 113 | 7188 | Rate Constraint in lbs/MMBtu | FALSE | L | Annual | Constraint Shadow Price | US2022$/Ton | 0 | 0 | 0 | 0 | 0 | 0 | 0
BART NOX Annual- Northport 3- v5.16 | 114 | 7189 | Rate Constraint in lbs/MMBtu | FALSE | L | Annual | Seasons Included | Seasons | Winter, Spring, Summer, Fall | Winter, Spring, Summer, Fall | Winter, Spring, Summer, Fall | Winter, Spring, Summer, Fall | Winter, Spring, Summer, Fall | Winter, Spring, Summer, Fall | Winter, Spring, Summer, Fall
BART NOX Annual- Northport 3- v5.16 | 114 | 7189 | Rate Constraint in lbs/MMBtu | FALSE | L | Annual | Standard NOX | lb/MMBtu | 0.1 | 0.1 | 0.1 | 0.1 | 0.1 | 0.1 | 0.1
BART NOX Annual- Northport 3- v5.16 | 114 | 7189 | Rate Constraint in lbs/MMBtu | FALSE | L | Annual | Emissions at Affected Plants NOX | Thousand Tons | 0.20456 | 0.17094 | 0 | 0 | 0 | 0 | 0
BART NOX Annual- Northport 3- v5.16 | 114 | 7189 | Rate Constraint in lbs/MMBtu | FALSE | L | Annual | Allowances Purchased NOX | Thousand Tons | 0 | 0 | 0 | 0 | 0 | 0 | 0
BART NOX Annual- Northport 3- v5.16 | 114 | 7189 | Rate Constraint in lbs/MMBtu | FALSE | L | Annual | Allowances Sold NOX | Thousand Tons | 0 | 0 | 0 | 0 | 0 | 0 | 0
BART NOX Annual- Northport 3- v5.16 | 114 | 7189 | Rate Constraint in lbs/MMBtu | FALSE | L | Annual | Allowances Banked | Thousand Tons | 0 | 0 | 0 | 0 | 0 | 0 | 0
BART NOX Annual- Northport 3- v5.16 | 114 | 7189 | Rate Constraint in lbs/MMBtu | FALSE | L | Annual | Allowances Withdrawn (1:1) | Thousand Tons | 0 | 0 | 0 | 0 | 0 | 0 | 0
BART NOX Annual- Northport 3- v5.16 | 114 | 7189 | Rate Constraint in lbs/MMBtu | FALSE | L | Annual | Allowances Withdrawn (n:1) | Thousand Tons | 0 | 0 | 0 | 0 | 0 | 0 | 0
BART NOX Annual- Northport 3- v5.16 | 114 | 7189 | Rate Constraint in lbs/MMBtu | FALSE | L | Annual | Net Emissions Allowance Position | Thousand Tons | 0.20456 | 0.17094 | 0 | 0 | 0 | 0 | 0
BART NOX Annual- Northport 3- v5.16 | 114 | 7189 | Rate Constraint in lbs/MMBtu | FALSE | L | Annual | Fuel Consumed | TBtu | 6.3697 | 5.3228 | 0 | 0 | 0 | 0 | 0
BART NOX Annual- Northport 3- v5.16 | 114 | 7189 | Rate Constraint in lbs/MMBtu | FALSE | L | Annual | Rate | lb/MMBtu | 0.06423 | 0.06423 | 0 | 0 | 0 | 0 | 0
BART NOX Annual- Northport 3- v5.16 | 114 | 7189 | Rate Constraint in lbs/MMBtu | FALSE | L | Annual | Generation | TWh | 0.59491 | 0.49714 | 0 | 0 | 0 | 0 | 0
BART NOX Annual- Northport 3- v5.16 | 114 | 7189 | Rate Constraint in lbs/MMBtu | FALSE | L | Annual | Qualifying Generation | TWh | 0.59491 | 0.49714 | 0 | 0 | 0 | 0 | 0
BART NOX Annual- Northport 3- v5.16 | 114 | 7189 | Rate Constraint in lbs/MMBtu | FALSE | L | Annual | Rate | lb/MWh | 0.68771 | 0.68771 | 0 | 0 | 0 | 0 | 0
BART NOX Annual- Northport 3- v5.16 | 114 | 7189 | Rate Constraint in lbs/MMBtu | FALSE | L | Annual | Constraint Shadow Price | US2022$/Ton | 0 | 0 | 0 | 0 | 0 | 0 | 0
BART NOX Annual- Northport 4- v5.16 | 115 | 7190 | Rate Constraint in lbs/MMBtu | FALSE | L | Annual | Seasons Included | Seasons | Winter, Spring, Summer, Fall | Winter, Spring, Summer, Fall | Winter, Spring, Summer, Fall | Winter, Spring, Summer, Fall | Winter, Spring, Summer, Fall | Winter, Spring, Summer, Fall | Winter, Spring, Summer, Fall
BART NOX Annual- Northport 4- v5.16 | 115 | 7190 | Rate Constraint in lbs/MMBtu | FALSE | L | Annual | Standard NOX | lb/MMBtu | 0.1 | 0.1 | 0.1 | 0.1 | 0.1 | 0.1 | 0.1
BART NOX Annual- Northport 4- v5.16 | 115 | 7190 | Rate Constraint in lbs/MMBtu | FALSE | L | Annual | Emissions at Affected Plants NOX | Thousand Tons | 0.157 | 0.1312 | 0 | 0 | 0 | 0 | 0
BART NOX Annual- Northport 4- v5.16 | 115 | 7190 | Rate Constraint in lbs/MMBtu | FALSE | L | Annual | Allowances Purchased NOX | Thousand Tons | 0 | 0 | 0 | 0 | 0 | 0 | 0
BART NOX Annual- Northport 4- v5.16 | 115 | 7190 | Rate Constraint in lbs/MMBtu | FALSE | L | Annual | Allowances Sold NOX | Thousand Tons | 0 | 0 | 0 | 0 | 0 | 0 | 0
BART NOX Annual- Northport 4- v5.16 | 115 | 7190 | Rate Constraint in lbs/MMBtu | FALSE | L | Annual | Allowances Banked | Thousand Tons | 0 | 0 | 0 | 0 | 0 | 0 | 0
BART NOX Annual- Northport 4- v5.16 | 115 | 7190 | Rate Constraint in lbs/MMBtu | FALSE | L | Annual | Allowances Withdrawn (1:1) | Thousand Tons | 0 | 0 | 0 | 0 | 0 | 0 | 0
BART NOX Annual- Northport 4- v5.16 | 115 | 7190 | Rate Constraint in lbs/MMBtu | FALSE | L | Annual | Allowances Withdrawn (n:1) | Thousand Tons | 0 | 0 | 0 | 0 | 0 | 0 | 0
BART NOX Annual- Northport 4- v5.16 | 115 | 7190 | Rate Constraint in lbs/MMBtu | FALSE | L | Annual | Net Emissions Allowance Position | Thousand Tons | 0.157 | 0.1312 | 0 | 0 | 0 | 0 | 0
BART NOX Annual- Northport 4- v5.16 | 115 | 7190 | Rate Constraint in lbs/MMBtu | FALSE | L | Annual | Fuel Consumed | TBtu | 6.309 | 5.2721 | 0 | 0 | 0 | 0 | 0
BART NOX Annual- Northport 4- v5.16 | 115 | 7190 | Rate Constraint in lbs/MMBtu | FALSE | L | Annual | Rate | lb/MMBtu | 0.04977 | 0.04977 | 0 | 0 | 0 | 0 | 0
BART NOX Annual- Northport 4- v5.16 | 115 | 7190 | Rate Constraint in lbs/MMBtu | FALSE | L | Annual | Generation | TWh | 0.59491 | 0.49714 | 0 | 0 | 0 | 0 | 0
BART NOX Annual- Northport 4- v5.16 | 115 | 7190 | Rate Constraint in lbs/MMBtu | FALSE | L | Annual | Qualifying Generation | TWh | 0.59491 | 0.49714 | 0 | 0 | 0 | 0 | 0
BART NOX Annual- Northport 4- v5.16 | 115 | 7190 | Rate Constraint in lbs/MMBtu | FALSE | L | Annual | Rate | lb/MWh | 0.52781 | 0.52781 | 0 | 0 | 0 | 0 | 0
BART NOX Annual- Northport 4- v5.16 | 115 | 7190 | Rate Constraint in lbs/MMBtu | FALSE | L | Annual | Constraint Shadow Price | US2022$/Ton | 0 | 0 | 0 | 0 | 0 | 0 | 0
BART NOX Annual- Ravenswood 1- v5.16 | 116 | 7183 | Rate Constraint in lbs/MMBtu | FALSE | L | Annual | Seasons Included | Seasons | Winter, Spring, Summer, Fall | Winter, Spring, Summer, Fall | Winter, Spring, Summer, Fall | Winter, Spring, Summer, Fall | Winter, Spring, Summer, Fall | Winter, Spring, Summer, Fall | Winter, Spring, Summer, Fall
BART NOX Annual- Ravenswood 1- v5.16 | 116 | 7183 | Rate Constraint in lbs/MMBtu | FALSE | L | Annual | Standard NOX | lb/MMBtu | 0.15 | 0.15 | 0.15 | 0.15 | 0.15 | 0.15 | 0.15
BART NOX Annual- Ravenswood 1- v5.16 | 116 | 7183 | Rate Constraint in lbs/MMBtu | FALSE | L | Annual | Emissions at Affected Plants NOX | Thousand Tons | 0.14502 | 0.024591 | 0 | 0 | 0 | 0 | 0
BART NOX Annual- Ravenswood 1- v5.16 | 116 | 7183 | Rate Constraint in lbs/MMBtu | FALSE | L | Annual | Allowances Purchased NOX | Thousand Tons | 0 | 0 | 0 | 0 | 0 | 0 | 0
BART NOX Annual- Ravenswood 1- v5.16 | 116 | 7183 | Rate Constraint in lbs/MMBtu | FALSE | L | Annual | Allowances Sold NOX | Thousand Tons | 0 | 0 | 0 | 0 | 0 | 0 | 0
BART NOX Annual- Ravenswood 1- v5.16 | 116 | 7183 | Rate Constraint in lbs/MMBtu | FALSE | L | Annual | Allowances Banked | Thousand Tons | 0 | 0 | 0 | 0 | 0 | 0 | 0
BART NOX Annual- Ravenswood 1- v5.16 | 116 | 7183 | Rate Constraint in lbs/MMBtu | FALSE | L | Annual | Allowances Withdrawn (1:1) | Thousand Tons | 0 | 0 | 0 | 0 | 0 | 0 | 0
BART NOX Annual- Ravenswood 1- v5.16 | 116 | 7183 | Rate Constraint in lbs/MMBtu | FALSE | L | Annual | Allowances Withdrawn (n:1) | Thousand Tons | 0 | 0 | 0 | 0 | 0 | 0 | 0
BART NOX Annual- Ravenswood 1- v5.16 | 116 | 7183 | Rate Constraint in lbs/MMBtu | FALSE | L | Annual | Net Emissions Allowance Position | Thousand Tons | 0.14502 | 0.024591 | 0 | 0 | 0 | 0 | 0
BART NOX Annual- Ravenswood 1- v5.16 | 116 | 7183 | Rate Constraint in lbs/MMBtu | FALSE | L | Annual | Fuel Consumed | TBtu | 4.5172 | 0.76595 | 0 | 0 | 0 | 0 | 0
BART NOX Annual- Ravenswood 1- v5.16 | 116 | 7183 | Rate Constraint in lbs/MMBtu | FALSE | L | Annual | Rate | lb/MMBtu | 0.06421 | 0.06421 | 0 | 0 | 0 | 0 | 0
BART NOX Annual- Ravenswood 1- v5.16 | 116 | 7183 | Rate Constraint in lbs/MMBtu | FALSE | L | Annual | Generation | TWh | 0.4101 | 0.069537 | 0 | 0 | 0 | 0 | 0
BART NOX Annual- Ravenswood 1- v5.16 | 116 | 7183 | Rate Constraint in lbs/MMBtu | FALSE | L | Annual | Qualifying Generation | TWh | 0.4101 | 0.069537 | 0 | 0 | 0 | 0 | 0
BART NOX Annual- Ravenswood 1- v5.16 | 116 | 7183 | Rate Constraint in lbs/MMBtu | FALSE | L | Annual | Rate | lb/MWh | 0.70727 | 0.70727 | 0 | 0 | 0 | 0 | 0
BART NOX Annual- Ravenswood 1- v5.16 | 116 | 7183 | Rate Constraint in lbs/MMBtu | FALSE | L | Annual | Constraint Shadow Price | US2022$/Ton | 0 | 0 | 0 | 0 | 0 | 0 | 0
BART NOX Annual- Ravenswood 2- v5.16 | 117 | 7184 | Rate Constraint in lbs/MMBtu | FALSE | L | Annual | Seasons Included | Seasons | Winter, Spring, Summer, Fall | Winter, Spring, Summer, Fall | Winter, Spring, Summer, Fall | Winter, Spring, Summer, Fall | Winter, Spring, Summer, Fall | Winter, Spring, Summer, Fall | Winter, Spring, Summer, Fall
BART NOX Annual- Ravenswood 2- v5.16 | 117 | 7184 | Rate Constraint in lbs/MMBtu | FALSE | L | Annual | Standard NOX | lb/MMBtu | 0.15 | 0.15 | 0.15 | 0.15 | 0.15 | 0.15 | 0.15
BART NOX Annual- Ravenswood 2- v5.16 | 117 | 7184 | Rate Constraint in lbs/MMBtu | FALSE | L | Annual | Emissions at Affected Plants NOX | Thousand Tons | 0 | 0 | 0 | 0 | 0 | 0 | 0
BART NOX Annual- Ravenswood 2- v5.16 | 117 | 7184 | Rate Constraint in lbs/MMBtu | FALSE | L | Annual | Allowances Purchased NOX | Thousand Tons | 0 | 0 | 0 | 0 | 0 | 0 | 0
BART NOX Annual- Ravenswood 2- v5.16 | 117 | 7184 | Rate Constraint in lbs/MMBtu | FALSE | L | Annual | Allowances Sold NOX | Thousand Tons | 0 | 0 | 0 | 0 | 0 | 0 | 0
BART NOX Annual- Ravenswood 2- v5.16 | 117 | 7184 | Rate Constraint in lbs/MMBtu | FALSE | L | Annual | Allowances Banked | Thousand Tons | 0 | 0 | 0 | 0 | 0 | 0 | 0
BART NOX Annual- Ravenswood 2- v5.16 | 117 | 7184 | Rate Constraint in lbs/MMBtu | FALSE | L | Annual | Allowances Withdrawn (1:1) | Thousand Tons | 0 | 0 | 0 | 0 | 0 | 0 | 0
BART NOX Annual- Ravenswood 2- v5.16 | 117 | 7184 | Rate Constraint in lbs/MMBtu | FALSE | L | Annual | Allowances Withdrawn (n:1) | Thousand Tons | 0 | 0 | 0 | 0 | 0 | 0 | 0
BART NOX Annual- Ravenswood 2- v5.16 | 117 | 7184 | Rate Constraint in lbs/MMBtu | FALSE | L | Annual | Net Emissions Allowance Position | Thousand Tons | 0 | 0 | 0 | 0 | 0 | 0 | 0
BART NOX Annual- Ravenswood 2- v5.16 | 117 | 7184 | Rate Constraint in lbs/MMBtu | FALSE | L | Annual | Fuel Consumed | TBtu | 0 | 0 | 0 | 0 | 0 | 0 | 0
BART NOX Annual- Ravenswood 2- v5.16 | 117 | 7184 | Rate Constraint in lbs/MMBtu | FALSE | L | Annual | Rate | lb/MMBtu | 0 | 0 | 0 | 0 | 0 | 0 | 0
BART NOX Annual- Ravenswood 2- v5.16 | 117 | 7184 | Rate Constraint in lbs/MMBtu | FALSE | L | Annual | Generation | TWh | 0 | 0 | 0 | 0 | 0 | 0 | 0
BART NOX Annual- Ravenswood 2- v5.16 | 117 | 7184 | Rate Constraint in lbs/MMBtu | FALSE | L | Annual | Qualifying Generation | TWh | 0 | 0 | 0 | 0 | 0 | 0 | 0
BART NOX Annual- Ravenswood 2- v5.16 | 117 | 7184 | Rate Constraint in lbs/MMBtu | FALSE | L | Annual | Rate | lb/MWh | 0 | 0 | 0 | 0 | 0 | 0 | 0
BART NOX Annual- Ravenswood 2- v5.16 | 117 | 7184 | Rate Constraint in lbs/MMBtu | FALSE | L | Annual | Constraint Shadow Price | US2022$/Ton | 0 | 0 | 0 | 0 | 0 | 0 | 0
BART NOX Annual- Ravenswood 3- v5.16 | 118 | 7185 | Rate Constraint in lbs/MMBtu | FALSE | L | Annual | Seasons Included | Seasons | Winter, Spring, Summer, Fall | Winter, Spring, Summer, Fall | Winter, Spring, Summer, Fall | Winter, Spring, Summer, Fall | Winter, Spring, Summer, Fall | Winter, Spring, Summer, Fall | Winter, Spring, Summer, Fall
BART NOX Annual- Ravenswood 3- v5.16 | 118 | 7185 | Rate Constraint in lbs/MMBtu | FALSE | L | Annual | Standard NOX | lb/MMBtu | 0.15 | 0.15 | 0.15 | 0.15 | 0.15 | 0.15 | 0.15
BART NOX Annual- Ravenswood 3- v5.16 | 118 | 7185 | Rate Constraint in lbs/MMBtu | FALSE | L | Annual | Emissions at Affected Plants NOX | Thousand Tons | 0 | 0 | 0 | 0 | 0 | 0 | 0
BART NOX Annual- Ravenswood 3- v5.16 | 118 | 7185 | Rate Constraint in lbs/MMBtu | FALSE | L | Annual | Allowances Purchased NOX | Thousand Tons | 0 | 0 | 0 | 0 | 0 | 0 | 0
BART NOX Annual- Ravenswood 3- v5.16 | 118 | 7185 | Rate Constraint in lbs/MMBtu | FALSE | L | Annual | Allowances Sold NOX | Thousand Tons | 0 | 0 | 0 | 0 | 0 | 0 | 0
BART NOX Annual- Ravenswood 3- v5.16 | 118 | 7185 | Rate Constraint in lbs/MMBtu | FALSE | L | Annual | Allowances Banked | Thousand Tons | 0 | 0 | 0 | 0 | 0 | 0 | 0
BART NOX Annual- Ravenswood 3- v5.16 | 118 | 7185 | Rate Constraint in lbs/MMBtu | FALSE | L | Annual | Allowances Withdrawn (1:1) | Thousand Tons | 0 | 0 | 0 | 0 | 0 | 0 | 0
BART NOX Annual- Ravenswood 3- v5.16 | 118 | 7185 | Rate Constraint in lbs/MMBtu | FALSE | L | Annual | Allowances Withdrawn (n:1) | Thousand Tons | 0 | 0 | 0 | 0 | 0 | 0 | 0
BART NOX Annual- Ravenswood 3- v5.16 | 118 | 7185 | Rate Constraint in lbs/MMBtu | FALSE | L | Annual | Net Emissions Allowance Position | Thousand Tons | 0 | 0 | 0 | 0 | 0 | 0 | 0
BART NOX Annual- Ravenswood 3- v5.16 | 118 | 7185 | Rate Constraint in lbs/MMBtu | FALSE | L | Annual | Fuel Consumed | TBtu | 0 | 0 | 0 | 0 | 0 | 0 | 0
BART NOX Annual- Ravenswood 3- v5.16 | 118 | 7185 | Rate Constraint in lbs/MMBtu | FALSE | L | Annual | Rate | lb/MMBtu | 0 | 0 | 0 | 0 | 0 | 0 | 0
BART NOX Annual- Ravenswood 3- v5.16 | 118 | 7185 | Rate Constraint in lbs/MMBtu | FALSE | L | Annual | Generation | TWh | 0 | 0 | 0 | 0 | 0 | 0 | 0
BART NOX Annual- Ravenswood 3- v5.16 | 118 | 7185 | Rate Constraint in lbs/MMBtu | FALSE | L | Annual | Qualifying Generation | TWh | 0 | 0 | 0 | 0 | 0 | 0 | 0
BART NOX Annual- Ravenswood 3- v5.16 | 118 | 7185 | Rate Constraint in lbs/MMBtu | FALSE | L | Annual | Rate | lb/MWh | 0 | 0 | 0 | 0 | 0 | 0 | 0
BART NOX Annual- Ravenswood 3- v5.16 | 118 | 7185 | Rate Constraint in lbs/MMBtu | FALSE | L | Annual | Constraint Shadow Price | US2022$/Ton | 0 | 0 | 0 | 0 | 0 | 0 | 0
BART NOX Annual- Seminole 1- v7.23 | 119 | 7947 | Rate Constraint in lbs/MMBtu | FALSE | L | Annual | Seasons Included | Seasons | Winter, Spring, Summer, Fall | Winter, Spring, Summer, Fall | Winter, Spring, Summer, Fall | Winter, Spring, Summer, Fall | Winter, Spring, Summer, Fall | Winter, Spring, Summer, Fall | Winter, Spring, Summer, Fall
BART NOX Annual- Seminole 1- v7.23 | 119 | 7947 | Rate Constraint in lbs/MMBtu | FALSE | L | Annual | Standard NOX | lb/MMBtu | 0.203 | 0.203 | 0.203 | 0.203 | 0.203 | 0.203 | 0.203
BART NOX Annual- Seminole 1- v7.23 | 119 | 7947 | Rate Constraint in lbs/MMBtu | FALSE | L | Annual | Emissions at Affected Plants NOX | Thousand Tons | 0.11779 | 0.11779 | 0.11779 | 0.11779 | 0.11779 | 0.11779 | 0.11779
BART NOX Annual- Seminole 1- v7.23 | 119 | 7947 | Rate Constraint in lbs/MMBtu | FALSE | L | Annual | Allowances Purchased NOX | Thousand Tons | 0 | 0 | 0 | 0 | 0 | 0 | 0
BART NOX Annual- Seminole 1- v7.23 | 119 | 7947 | Rate Constraint in lbs/MMBtu | FALSE | L | Annual | Allowances Sold NOX | Thousand Tons | 0 | 0 | 0 | 0 | 0 | 0 | 0
BART NOX Annual- Seminole 1- v7.23 | 119 | 7947 | Rate Constraint in lbs/MMBtu | FALSE | L | Annual | Allowances Banked | Thousand Tons | 0 | 0 | 0 | 0 | 0 | 0 | 0
BART NOX Annual- Seminole 1- v7.23 | 119 | 7947 | Rate Constraint in lbs/MMBtu | FALSE | L | Annual | Allowances Withdrawn (1:1) | Thousand Tons | 0 | 0 | 0 | 0 | 0 | 0 | 0
BART NOX Annual- Seminole 1- v7.23 | 119 | 7947 | Rate Constraint in lbs/MMBtu | FALSE | L | Annual | Allowances Withdrawn (n:1) | Thousand Tons | 0 | 0 | 0 | 0 | 0 | 0 | 0
BART NOX Annual- Seminole 1- v7.23 | 119 | 7947 | Rate Constraint in lbs/MMBtu | FALSE | L | Annual | Net Emissions Allowance Position | Thousand Tons | 0.11779 | 0.11779 | 0.11779 | 0.11779 | 0.11779 | 0.11779 | 0.11779
BART NOX Annual- Seminole 1- v7.23 | 119 | 7947 | Rate Constraint in lbs/MMBtu | FALSE | L | Annual | Fuel Consumed | TBtu | 2.0058 | 2.0058 | 2.0058 | 2.0058 | 2.0058 | 2.0058 | 2.0058
BART NOX Annual- Seminole 1- v7.23 | 119 | 7947 | Rate Constraint in lbs/MMBtu | FALSE | L | Annual | Rate | lb/MMBtu | 0.11745 | 0.11745 | 0.11745 | 0.11745 | 0.11745 | 0.11745 | 0.11745
BART NOX Annual- Seminole 1- v7.23 | 119 | 7947 | Rate Constraint in lbs/MMBtu | FALSE | L | Annual | Generation | TWh | 0.17257 | 0.17257 | 0.17257 | 0.17257 | 0.17257 | 0.17257 | 0.17257
BART NOX Annual- Seminole 1- v7.23 | 119 | 7947 | Rate Constraint in lbs/MMBtu | FALSE | L | Annual | Qualifying Generation | TWh | 0.17257 | 0.17257 | 0.17257 | 0.17257 | 0.17257 | 0.17257 | 0.17257
BART NOX Annual- Seminole 1- v7.23 | 119 | 7947 | Rate Constraint in lbs/MMBtu | FALSE | L | Annual | Rate | lb/MWh | 1.3652 | 1.3652 | 1.3652 | 1.3652 | 1.3652 | 1.3652 | 1.3652
BART NOX Annual- Seminole 1- v7.23 | 119 | 7947 | Rate Constraint in lbs/MMBtu | FALSE | L | Annual | Constraint Shadow Price | US2022$/Ton | 0 | 0 | 0 | 0 | 0 | 0 | 0
BART NOX Annual- Seminole 2- v7.23 | 120 | 7948 | Rate Constraint in lbs/MMBtu | FALSE | L | Annual | Seasons Included | Seasons | Winter, Spring, Summer, Fall | Winter, Spring, Summer, Fall | Winter, Spring, Summer, Fall | Winter, Spring, Summer, Fall | Winter, Spring, Summer, Fall | Winter, Spring, Summer, Fall | Winter, Spring, Summer, Fall
BART NOX Annual- Seminole 2- v7.23 | 120 | 7948 | Rate Constraint in lbs/MMBtu | FALSE | L | Annual | Standard NOX | lb/MMBtu | 0.212 | 0.212 | 0.212 | 0.212 | 0.212 | 0.212 | 0.212
BART NOX Annual- Seminole 2- v7.23 | 120 | 7948 | Rate Constraint in lbs/MMBtu | FALSE | L | Annual | Emissions at Affected Plants NOX | Thousand Tons | 0.11779 | 0.11779 | 0.11779 | 0.11779 | 0.11779 | 0.11779 | 0.11779
BART NOX Annual- Seminole 2- v7.23 | 120 | 7948 | Rate Constraint in lbs/MMBtu | FALSE | L | Annual | Allowances Purchased NOX | Thousand Tons | 0 | 0 | 0 | 0 | 0 | 0 | 0
BART NOX Annual- Seminole 2- v7.23 | 120 | 7948 | Rate Constraint in lbs/MMBtu | FALSE | L | Annual | Allowances Sold NOX | Thousand Tons | 0 | 0 | 0 | 0 | 0 | 0 | 0
BART NOX Annual- Seminole 2- v7.23 | 120 | 7948 | Rate Constraint in lbs/MMBtu | FALSE | L | Annual | Allowances Banked | Thousand Tons | 0 | 0 | 0 | 0 | 0 | 0 | 0
BART NOX Annual- Seminole 2- v7.23 | 120 | 7948 | Rate Constraint in lbs/MMBtu | FALSE | L | Annual | Allowances Withdrawn (1:1) | Thousand Tons | 0 | 0 | 0 | 0 | 0 | 0 | 0
BART NOX Annual- Seminole 2- v7.23 | 120 | 7948 | Rate Constraint in lbs/MMBtu | FALSE | L | Annual | Allowances Withdrawn (n:1) | Thousand Tons | 0 | 0 | 0 | 0 | 0 | 0 | 0
BART NOX Annual- Seminole 2- v7.23 | 120 | 7948 | Rate Constraint in lbs/MMBtu | FALSE | L | Annual | Net Emissions Allowance Position | Thousand Tons | 0.11779 | 0.11779 | 0.11779 | 0.11779 | 0.11779 | 0.11779 | 0.11779
BART NOX Annual- Seminole 2- v7.23 | 120 | 7948 | Rate Constraint in lbs/MMBtu | FALSE | L | Annual | Fuel Consumed | TBtu | 2.0058 | 2.0058 | 2.0058 | 2.0058 | 2.0058 | 2.0058 | 2.0058
BART NOX Annual- Seminole 2- v7.23 | 120 | 7948 | Rate Constraint in lbs/MMBtu | FALSE | L | Annual | Rate | lb/MMBtu | 0.11745 | 0.11745 | 0.11745 | 0.11745 | 0.11745 | 0.11745 | 0.11745
BART NOX Annual- Seminole 2- v7.23 | 120 | 7948 | Rate Constraint in lbs/MMBtu | FALSE | L | Annual | Generation | TWh | 0.17257 | 0.17257 | 0.17257 | 0.17257 | 0.17257 | 0.17257 | 0.17257
BART NOX Annual- Seminole 2- v7.23 | 120 | 7948 | Rate Constraint in lbs/MMBtu | FALSE | L | Annual | Qualifying Generation | TWh | 0.17257 | 0.17257 | 0.17257 | 0.17257 | 0.17257 | 0.17257 | 0.17257
BART NOX Annual- Seminole 2- v7.23 | 120 | 7948 | Rate Constraint in lbs/MMBtu | FALSE | L | Annual | Rate | lb/MWh | 1.3652 | 1.3652 | 1.3652 | 1.3652 | 1.3652 | 1.3652 | 1.3652
BART NOX Annual- Seminole 2- v7.23 | 120 | 7948 | Rate Constraint in lbs/MMBtu | FALSE | L | Annual | Constraint Shadow Price | US2022$/Ton | 0 | 0 | 0 | 0 | 0 | 0 | 0
BART NOX Annual- Seminole 3- v7.23 | 121 | 7949 | Rate Constraint in lbs/MMBtu | FALSE | L | Annual | Seasons Included | Seasons | Winter, Spring, Summer, Fall | Winter, Spring, Summer, Fall | Winter, Spring, Summer, Fall | Winter, Spring, Summer, Fall | Winter, Spring, Summer, Fall | Winter, Spring, Summer, Fall | Winter, Spring, Summer, Fall
BART NOX Annual- Seminole 3- v7.23 | 121 | 7949 | Rate Constraint in lbs/MMBtu | FALSE | L | Annual | Standard NOX | lb/MMBtu | 0.164 | 0.164 | 0.164 | 0.164 | 0.164 | 0.164 | 0.164
BART NOX Annual- Seminole 3- v7.23 | 121 | 7949 | Rate Constraint in lbs/MMBtu | FALSE | L | Annual | Emissions at Affected Plants NOX | Thousand Tons | 0.053128 | 0.053128 | 0.053128 | 0.053128 | 0.053128 | 0.053128 | 0.053128
BART NOX Annual- Seminole 3- v7.23 | 121 | 7949 | Rate Constraint in lbs/MMBtu | FALSE | L | Annual | Allowances Purchased NOX | Thousand Tons | 0 | 0 | 0 | 0 | 0 | 0 | 0
BART NOX Annual- Seminole 3- v7.23 | 121 | 7949 | Rate Constraint in lbs/MMBtu | FALSE | L | Annual | Allowances Sold NOX | Thousand Tons | 0 | 0 | 0 | 0 | 0 | 0 | 0
BART NOX Annual- Seminole 3- v7.23 | 121 | 7949 | Rate Constraint in lbs/MMBtu | FALSE | L | Annual | Allowances Banked | Thousand Tons | 0 | 0 | 0 | 0 | 0 | 0 | 0
BART NOX Annual- Seminole 3- v7.23 | 121 | 7949 | Rate Constraint in lbs/MMBtu | FALSE | L | Annual | Allowances Withdrawn (1:1) | Thousand Tons | 0 | 0 | 0 | 0 | 0 | 0 | 0
BART NOX Annual- Seminole 3- v7.23 | 121 | 7949 | Rate Constraint in lbs/MMBtu | FALSE | L | Annual | Allowances Withdrawn (n:1) | Thousand Tons | 0 | 0 | 0 | 0 | 0 | 0 | 0
BART NOX Annual- Seminole 3- v7.23 | 121 | 7949 | Rate Constraint in lbs/MMBtu | FALSE | L | Annual | Net Emissions Allowance Position | Thousand Tons | 0.053128 | 0.053128 | 0.053128 | 0.053128 | 0.053128 | 0.053128 | 0.053128
BART NOX Annual- Seminole 3- v7.23 | 121 | 7949 | Rate Constraint in lbs/MMBtu | FALSE | L | Annual | Fuel Consumed | TBtu | 1.0023 | 1.0023 | 1.0023 | 1.0023 | 1.0023 | 1.0023 | 1.0023
BART NOX Annual- Seminole 3- v7.23 | 121 | 7949 | Rate Constraint in lbs/MMBtu | FALSE | L | Annual | Rate | lb/MMBtu | 0.10601 | 0.10601 | 0.10601 | 0.10601 | 0.10601 | 0.10601 | 0.10601
BART NOX Annual- Seminole 3- v7.23 | 121 | 7949 | Rate Constraint in lbs/MMBtu | FALSE | L | Annual | Generation | TWh | 0.08725 | 0.08725 | 0.08725 | 0.08725 | 0.08725 | 0.08725 | 0.08725
BART NOX Annual- Seminole 3- v7.23 | 121 | 7949 | Rate Constraint in lbs/MMBtu | FALSE | L | Annual | Qualifying Generation | TWh | 0.08725 | 0.08725 | 0.08725 | 0.08725 | 0.08725 | 0.08725 | 0.08725
BART NOX Annual- Seminole 3- v7.23 | 121 | 7949 | Rate Constraint in lbs/MMBtu | FALSE | L | Annual | Rate | lb/MWh | 1.2178 | 1.2178 | 1.2178 | 1.2178 | 1.2178 | 1.2178 | 1.2178
BART NOX Annual- Seminole 3- v7.23 | 121 | 7949 | Rate Constraint in lbs/MMBtu | FALSE | L | Annual | Constraint Shadow Price | US2022$/Ton | 0 | 0 | 0 | 0 | 0 | 0 | 0
BART NOX Annual- Southwestern 3- v7.23 | 122 | 7950 | Rate Constraint in lbs/MMBtu | FALSE | L | Annual | Seasons Included | Seasons | Winter, Spring, Summer, Fall | Winter, Spring, Summer, Fall | Winter, Spring, Summer, Fall | Winter, Spring, Summer, Fall | Winter, Spring, Summer, Fall | Winter, Spring, Summer, Fall | Winter, Spring, Summer, Fall
BART NOX Annual- Southwestern 3- v7.23 | 122 | 7950 | Rate Constraint in lbs/MMBtu | FALSE | L | Annual | Standard NOX | lb/MMBtu | 0.45 | 0.45 | 0.45 | 0.45 | 0.45 | 0.45 | 0.45
BART NOX Annual- Southwestern 3- v7.23 | 122 | 7950 | Rate Constraint in lbs/MMBtu | FALSE | L | Annual | Emissions at Affected Plants NOX | Thousand Tons | 0.097785 | 0.097785 | 0.097785 | 0.097785 | 0.097785 | 0.097785 | 0.097785
BART NOX Annual- Southwestern 3- v7.23 | 122 | 7950 | Rate Constraint in lbs/MMBtu | FALSE | L | Annual | Allowances Purchased NOX | Thousand Tons | 0 | 0 | 0 | 0 | 0 | 0 | 0
BART NOX Annual- Southwestern 3- v7.23 | 122 | 7950 | Rate Constraint in lbs/MMBtu | FALSE | L | Annual | Allowances Sold NOX | Thousand Tons | 0 | 0 | 0 | 0 | 0 | 0 | 0
BART NOX Annual- Southwestern 3- v7.23 | 122 | 7950 | Rate Constraint in lbs/MMBtu | FALSE | L | Annual | Allowances Banked | Thousand Tons | 0 | 0 | 0 | 0 | 0 | 0 | 0
BART NOX Annual- Southwestern 3- v7.23 | 122 | 7950 | Rate Constraint in lbs/MMBtu | FALSE | L | Annual | Allowances Withdrawn (1:1) | Thousand Tons | 0 | 0 | 0 | 0 | 0 | 0 | 0
BART NOX Annual- Southwestern 3- v7.23 | 122 | 7950 | Rate Constraint in lbs/MMBtu | FALSE | L | Annual | Allowances Withdrawn (n:1) | Thousand Tons | 0 | 0 | 0 | 0 | 0 | 0 | 0
BART NOX Annual- Southwestern 3- v7.23 | 122 | 7950 | Rate Constraint in lbs/MMBtu | FALSE | L | Annual | Net Emissions Allowance Position | Thousand Tons | 0.097785 | 0.097785 | 0.097785 | 0.097785 | 0.097785 | 0.097785 | 0.097785
BART NOX Annual- Southwestern 3- v7.23 | 122 | 7950 | Rate Constraint in lbs/MMBtu | FALSE | L | Annual | Fuel Consumed | TBtu | 0.67153 | 0.67153 | 0.67153 | 0.67153 | 0.67153 | 0.67153 | 0.67153
BART NOX Annual- Southwestern 3- v7.23 | 122 | 7950 | Rate Constraint in lbs/MMBtu | FALSE | L | Annual | Rate | lb/MMBtu | 0.29123 | 0.29123 | 0.29123 | 0.29123 | 0.29123 | 0.29123 | 0.29123
BART NOX Annual- Southwestern 3- v7.23 | 122 | 7950 | Rate Constraint in lbs/MMBtu | FALSE | L | Annual | Generation | TWh | 0.051684 | 0.051684 | 0.051684 | 0.051684 | 0.051684 | 0.051684 | 0.051684
BART NOX Annual- Southwestern 3- v7.23 | 122 | 7950 | Rate Constraint in lbs/MMBtu | FALSE | L | Annual | Qualifying Generation | TWh | 0.051684 | 0.051684 | 0.051684 | 0.051684 | 0.051684 | 0.051684 | 0.051684
BART NOX Annual- Southwestern 3- v7.23 | 122 | 7950 | Rate Constraint in lbs/MMBtu | FALSE | L | Annual | Rate | lb/MWh | 3.784 | 3.784 | 3.784 | 3.784 | 3.784 | 3.784 | 3.784
BART NOX Annual- Southwestern 3- v7.23 | 122 | 7950 | Rate Constraint in lbs/MMBtu | FALSE | L | Annual | Constraint Shadow Price | US2022$/Ton | 0 | 0 | 0 | 0 | 0 | 0 | 0
BART NOX Annual- Wyodak 1- v7.23 | 123 | 7945 | Rate Constraint in lbs/MMBtu | FALSE | L | Annual | Seasons Included | Seasons | Winter, Spring, Summer, Fall | Winter, Spring, Summer, Fall | Winter, Spring, Summer, Fall | Winter, Spring, Summer, Fall | Winter, Spring, Summer, Fall | Winter, Spring, Summer, Fall | Winter, Spring, Summer, Fall
BART NOX Annual- Wyodak 1- v7.23 | 123 | 7945 | Rate Constraint in lbs/MMBtu | FALSE | L | Annual | Standard NOX | lb/MMBtu | 0.23 | 0.23 | 0.23 | 0.23 | 0.23 | 0.23 | 0.23
BART NOX Annual- Wyodak 1- v7.23 | 123 | 7945 | Rate Constraint in lbs/MMBtu | FALSE | L | Annual | Emissions at Affected Plants NOX | Thousand Tons | 3.0968 | 3.0968 | 0.1526 | 0.020611 | 0.020611 | 0.020611 | 0.020611
BART NOX Annual- Wyodak 1- v7.23 | 123 | 7945 | Rate Constraint in lbs/MMBtu | FALSE | L | Annual | Allowances Purchased NOX | Thousand Tons | 0 | 0 | 0 | 0 | 0 | 0 | 0
BART NOX Annual- Wyodak 1- v7.23 | 123 | 7945 | Rate Constraint in lbs/MMBtu | FALSE | L | Annual | Allowances Sold NOX | Thousand Tons | 0 | 0 | 0 | 0 | 0 | 0 | 0
BART NOX Annual- Wyodak 1- v7.23 | 123 | 7945 | Rate Constraint in lbs/MMBtu | FALSE | L | Annual | Allowances Banked | Thousand Tons | 0 | 0 | 0 | 0 | 0 | 0 | 0
BART NOX Annual- Wyodak 1- v7.23 | 123 | 7945 | Rate Constraint in lbs/MMBtu | FALSE | L | Annual | Allowances Withdrawn (1:1) | Thousand Tons | 0 | 0 | 0 | 0 | 0 | 0 | 0
BART NOX Annual- Wyodak 1- v7.23 | 123 | 7945 | Rate Constraint in lbs/MMBtu | FALSE | L | Annual | Allowances Withdrawn (n:1) | Thousand Tons | 0 | 0 | 0 | 0 | 0 | 0 | 0
BART NOX Annual- Wyodak 1- v7.23 | 123 | 7945 | Rate Constraint in lbs/MMBtu | FALSE | L | Annual | Net Emissions Allowance Position | Thousand Tons | 3.0968 | 3.0968 | 0.1526 | 0.020611 | 0.020611 | 0.020611 | 0.020611
BART NOX Annual- Wyodak 1- v7.23 | 123 | 7945 | Rate Constraint in lbs/MMBtu | FALSE | L | Annual | Fuel Consumed | TBtu | 27.3713 | 27.3713 | 6.1039 | 0.82444 | 0.82444 | 0.82444 | 0.82444
BART NOX Annual- Wyodak 1- v7.23 | 123 | 7945 | Rate Constraint in lbs/MMBtu | FALSE | L | Annual | Rate | lb/MMBtu | 0.22628 | 0.22628 | 0.05 | 0.05 | 0.05 | 0.05 | 0.05
BART NOX Annual- Wyodak 1- v7.23 | 123 | 7945 | Rate Constraint in lbs/MMBtu | FALSE | L | Annual | Generation | TWh | 2.2397 | 2.2397 | 0.30278 | 0.040895 | 0.040895 | 0.040895 | 0.040895
BART NOX Annual- Wyodak 1- v7.23 | 123 | 7945 | Rate Constraint in lbs/MMBtu | FALSE | L | Annual | Qualifying Generation | TWh | 2.2397 | 2.2397 | 0.30278 | 0.040895 | 0.040895 | 0.040895 | 0.040895
BART NOX Annual- Wyodak 1- v7.23 | 123 | 7945 | Rate Constraint in lbs/MMBtu | FALSE | L | Annual | Rate | lb/MWh | 2.7654 | 2.7654 | 1.008 | 1.008 | 1.008 | 1.008 | 1.008
BART NOX Annual- Wyodak 1- v7.23 | 123 | 7945 | Rate Constraint in lbs/MMBtu | FALSE | L | Annual | Constraint Shadow Price | US2022$/Ton | 0 | 0 | 0 | 0 | 0 | 0 | 0
BART NOX Annual-Apache Station 2 -v5.13 | 124 | 7138 | Rate Constraint in lbs/MMBtu | FALSE | L | Annual | Seasons Included | Seasons | Winter, Spring, Summer, Fall | Winter, Spring, Summer, Fall | Winter, Spring, Summer, Fall | Winter, Spring, Summer, Fall | Winter, Spring, Summer, Fall | Winter, Spring, Summer, Fall | Winter, Spring, Summer, Fall
BART NOX Annual-Apache Station 2 -v5.13 | 124 | 7138 | Rate Constraint in lbs/MMBtu | FALSE | L | Annual | Standard NOX | lb/MMBtu | 0.085 | 0.085 | 0.085 | 0.085 | 0.085 | 0.085 | 0.085
BART NOX Annual-Apache Station 2 -v5.13 | 124 | 7138 | Rate Constraint in lbs/MMBtu | FALSE | L | Annual | Emissions at Affected Plants NOX | Thousand Tons | 0.011317 | 0.011317 | 0.011317 | 0.011317 | 0.011317 | 0.011317 | 0.011317
BART NOX Annual-Apache Station 2 -v5.13 | 124 | 7138 | Rate Constraint in lbs/MMBtu | FALSE | L | Annual | Allowances Purchased NOX | Thousand Tons | 0 | 0 | 0 | 0 | 0 | 0 | 0
BART NOX Annual-Apache Station 2 -v5.13 | 124 | 7138 | Rate Constraint in lbs/MMBtu | FALSE | L | Annual | Allowances Sold NOX | Thousand Tons | 0 | 0 | 0 | 0 | 0 | 0 | 0
BART NOX Annual-Apache Station 2 -v5.13 | 124 | 7138 | Rate Constraint in lbs/MMBtu | FALSE | L | Annual | Allowances Banked | Thousand Tons | 0 | 0 | 0 | 0 | 0 | 0 | 0
BART NOX Annual-Apache Station 2 -v5.13 | 124 | 7138 | Rate Constraint in lbs/MMBtu | FALSE | L | Annual | Allowances Withdrawn (1:1) | Thousand Tons | 0 | 0 | 0 | 0 | 0 | 0 | 0
BART NOX Annual-Apache Station 2 -v5.13 | 124 | 7138 | Rate Constraint in lbs/MMBtu | FALSE | L | Annual | Allowances Withdrawn (n:1) | Thousand Tons | 0 | 0 | 0 | 0 | 0 | 0 | 0
BART NOX Annual-Apache Station 2 -v5.13 | 124 | 7138 | Rate Constraint in lbs/MMBtu | FALSE | L | Annual | Net Emissions Allowance Position | Thousand Tons | 0.011317 | 0.011317 | 0.011317 | 0.011317 | 0.011317 | 0.011317 | 0.011317
BART NOX Annual-Apache Station 2 -v5.13 | 124 | 7138 | Rate Constraint in lbs/MMBtu | FALSE | L | Annual | Fuel Consumed | TBtu | 0.33913 | 0.33913 | 0.33913 | 0.33913 | 0.33913 | 0.33913 | 0.33913
BART NOX Annual-Apache Station 2 -v5.13 | 124 | 7138 | Rate Constraint in lbs/MMBtu | FALSE | L | Annual | Rate | lb/MMBtu | 0.06674 | 0.06674 | 0.06674 | 0.06674 | 0.06674 | 0.06674 | 0.06674
BART NOX Annual-Apache Station 2 -v5.13 | 124 | 7138 | Rate Constraint in lbs/MMBtu | FALSE | L | Annual | Generation | TWh | 0.03066 | 0.03066 | 0.03066 | 0.03066 | 0.03066 | 0.03066 | 0.03066
BART NOX Annual-Apache Station 2 -v5.13 | 124 | 7138 | Rate Constraint in lbs/MMBtu | FALSE | L | Annual | Qualifying Generation | TWh | 0.03066 | 0.03066 | 0.03066 | 0.03066 | 0.03066 | 0.03066 | 0.03066
BART NOX Annual-Apache Station 2 -v5.13 | 124 | 7138 | Rate Constraint in lbs/MMBtu | FALSE | L | Annual | Rate | lb/MWh | 0.73821 | 0.73821 | 0.73821 | 0.73821 | 0.73821 | 0.73821 | 0.73821
BART NOX Annual-Apache Station 2 -v5.13 | 124 | 7138 | Rate Constraint in lbs/MMBtu | FALSE | L | Annual | Constraint Shadow Price | US2022$/Ton | 0 | 0 | 0 | 0 | 0 | 0 | 0
BART NOX Annual-Apache Station 3 -v5.13 | 125 | 7139 | Rate Constraint in lbs/MMBtu | FALSE | L | Annual | Seasons Included | Seasons | Winter, Spring, Summer, Fall | Winter, Spring, Summer, Fall | Winter, Spring, Summer, Fall | Winter, Spring, Summer, Fall | Winter, Spring, Summer, Fall | Winter, Spring, Summer, Fall | Winter, Spring, Summer, Fall
BART NOX Annual-Apache Station 3 -v5.13 | 125 | 7139 | Rate Constraint in lbs/MMBtu | FALSE | L | Annual | Standard NOX | lb/MMBtu | 0.23 | 0.23 | 0.23 | 0.23 | 0.23 | 0.23 | 0.23
BART NOX Annual-Apache Station 3 -v5.13 | 125 | 7139 | Rate Constraint in lbs/MMBtu | FALSE | L | Annual | Emissions at Affected Plants NOX | Thousand Tons | 0.16469 | 0.16469 | 0 | 0 | 0 | 0 | 0
BART NOX Annual-Apache Station 3 -v5.13 | 125 | 7139 | Rate Constraint in lbs/MMBtu | FALSE | L | Annual | Allowances Purchased NOX | Thousand Tons | 0 | 0 | 0 | 0 | 0 | 0 | 0
BART NOX Annual-Apache Station 3 -v5.13 | 125 | 7139 | Rate Constraint in lbs/MMBtu | FALSE | L | Annual | Allowances Sold NOX | Thousand Tons | 0 | 0 | 0 | 0 | 0 | 0 | 0
BART NOX Annual-Apache Station 3 -v5.13 | 125 | 7139 | Rate Constraint in lbs/MMBtu | FALSE | L | Annual | Allowances Banked | Thousand Tons | 0 | 0 | 0 | 0 | 0 | 0 | 0
BART NOX Annual-Apache Station 3 -v5.13 | 125 | 7139 | Rate Constraint in lbs/MMBtu | FALSE | L | Annual | Allowances Withdrawn (1:1) | Thousand Tons | 0 | 0 | 0 | 0 | 0 | 0 | 0
BART NOX Annual-Apache Station 3 -v5.13 | 125 | 7139 | Rate Constraint in lbs/MMBtu | FALSE | L | Annual | Allowances Withdrawn (n:1) | Thousand Tons | 0 | 0 | 0 | 0 | 0 | 0 | 0
BART NOX Annual-Apache Station 3 -v5.13 | 125 | 7139 | Rate Constraint in lbs/MMBtu | FALSE | L | Annual | Net Emissions Allowance Position | Thousand Tons | 0.16469 | 0.16469 | 0 | 0 | 0 | 0 | 0
BART NOX Annual-Apache Station 3 -v5.13 | 125 | 7139 | Rate Constraint in lbs/MMBtu | FALSE | L | Annual | Fuel Consumed | TBtu | 1.7771 | 1.7771 | 0 | 0 | 0 | 0 | 0
BART NOX Annual-Apache Station 3 -v5.13 | 125 | 7139 | Rate Constraint in lbs/MMBtu | FALSE | L | Annual | Rate | lb/MMBtu | 0.18535 | 0.18535 | 0 | 0 | 0 | 0 | 0
BART NOX Annual-Apache Station 3 -v5.13 | 125 | 7139 | Rate Constraint in lbs/MMBtu | FALSE | L | Annual | Generation | TWh | 0.1533 | 0.1533 | 0 | 0 | 0 | 0 | 0
BART NOX Annual-Apache Station 3 -v5.13 | 125 | 7139 | Rate Constraint in lbs/MMBtu | FALSE | L | Annual | Qualifying Generation | TWh | 0.1533 | 0.1533 | 0 | 0 | 0 | 0 | 0
BART NOX Annual-Apache Station 3 -v5.13 | 125 | 7139 | Rate Constraint in lbs/MMBtu | FALSE | L | Annual | Rate | lb/MWh | 2.1486 | 2.1486 | 0 | 0 | 0 | 0 | 0
BART NOX Annual-Apache Station 3 -v5.13 | 125 | 7139 | Rate Constraint in lbs/MMBtu | FALSE | L | Annual | Constraint Shadow Price | US2022$/Ton | 0 | 0 | 0 | 0 | 0 | 0 | 0
BART NOX Annual-Big Cajun 2 -v5.14 | 126 | 7160 | Rate Constraint in lbs/MMBtu | FALSE | L | Annual | Seasons Included | Seasons | Winter, Spring, Summer, Fall | Winter, Spring, Summer, Fall | Winter, Spring, Summer, Fall | Winter, Spring, Summer, Fall | Winter, Spring, Summer, Fall | Winter, Spring, Summer, Fall | Winter, Spring, Summer, Fall
BART NOX Annual-Big Cajun 2 -v5.14 | 126 | 7160 | Rate Constraint in lbs/MMBtu | FALSE | L | Annual | Standard NOX | lb/MMBtu | 0.15 | 0.15 | 0.15 | 0.15 | 0.15 | 0.15 | 0.15
BART NOX Annual-Big Cajun 2 -v5.14 | 126 | 7160 | Rate Constraint in lbs/MMBtu | FALSE | L | Annual | Emissions at Affected Plants NOX | Thousand Tons | 0 | 0 | 0 | 0 | 0 | 0 | 0
BART NOX Annual-Big Cajun 2 -v5.14 | 126 | 7160 | Rate Constraint in lbs/MMBtu | FALSE | L | Annual | Allowances Purchased NOX | Thousand Tons | 0 | 0 | 0 | 0 | 0 | 0 | 0
BART NOX Annual-Big Cajun 2 -v5.14 | 126 | 7160 | Rate Constraint in lbs/MMBtu | FALSE | L | Annual | Allowances Sold NOX | Thousand Tons | 0 | 0 | 0 | 0 | 0 | 0 | 0
BART NOX Annual-Big Cajun 2 -v5.14 | 126 | 7160 | Rate Constraint in lbs/MMBtu | FALSE | L | Annual | Allowances Banked | Thousand Tons | 0 | 0 | 0 | 0 | 0 | 0 | 0
BART NOX Annual-Big Cajun 2 -v5.14 | 126 | 7160 | Rate Constraint in lbs/MMBtu | FALSE | L | Annual | Allowances Withdrawn (1:1) | Thousand Tons | 0 | 0 | 0 | 0 | 0 | 0 | 0
BART NOX Annual-Big Cajun 2 -v5.14 | 126 | 7160 | Rate Constraint in lbs/MMBtu | FALSE | L | Annual | Allowances Withdrawn (n:1) | Thousand Tons | 0 | 0 | 0 | 0 | 0 | 0 | 0
BART NOX Annual-Big Cajun 2 -v5.14 | 126 | 7160 | Rate Constraint in lbs/MMBtu | FALSE | L | Annual | Net Emissions Allowance Position | Thousand Tons | 0 | 0 | 0 | 0 | 0 | 0 | 0
BART NOX Annual-Big Cajun 2 -v5.14 | 126 | 7160 | Rate Constraint in lbs/MMBtu | FALSE | L | Annual | Fuel Consumed | TBtu | 0 | 0 | 0 | 0 | 0 | 0 | 0
BART NOX Annual-Big Cajun 2 -v5.14 | 126 | 7160 | Rate Constraint in lbs/MMBtu | FALSE | L | Annual | Rate | lb/MMBtu | 0 | 0 | 0 | 0 | 0 | 0 | 0
BART NOX Annual-Big Cajun 2 -v5.14 | 126 | 7160 | Rate Constraint in lbs/MMBtu | FALSE | L | Annual | Generation | TWh | 0 | 0 | 0 | 0 | 0 | 0 | 0
BART NOX Annual-Big Cajun 2 -v5.14 | 126 | 7160 | Rate Constraint in lbs/MMBtu | FALSE | L | Annual | Qualifying Generation | TWh | 0 | 0 | 0 | 0 | 0 | 0 | 0
BART NOX Annual-Big Cajun 2 -v5.14 | 126 | 7160 | Rate Constraint in lbs/MMBtu | FALSE | L | Annual | Rate | lb/MWh | 0 | 0 | 0 | 0 | 0 | 0 | 0
BART NOX Annual-Big Cajun 2 -v5.14 | 126 | 7160 | Rate Constraint in lbs/MMBtu | FALSE | L | Annual | Constraint Shadow Price | US2022$/Ton | 0 | 0 | 0 | 0 | 0 | 0 | 0
BART NOX AnnualCap- Oswego Harbor 5- v5.16 | 127 | 7191 | Rate Constraint in MTons | FALSE | L | Annual | Seasons Included | Seasons | Winter, Spring, Summer, Fall | Winter, Spring, Summer, Fall | Winter, Spring, Summer, Fall | Winter, Spring, Summer, Fall | Winter, Spring, Summer, Fall | Winter, Spring, Summer, Fall | Winter, Spring, Summer, Fall
BART NOX AnnualCap- Oswego Harbor 5- v5.16 | 127 | 7191 | Rate Constraint in MTons | FALSE | L | Annual | Standard NOX | Thousand Tons | 0.383 | 0.383 | 0.383 | 0.383 | 0.383 | 0.383 | 0.383
BART NOX AnnualCap- Oswego Harbor 5- v5.16 | 127 | 7191 | Rate Constraint in MTons | FALSE | L | Annual | Emissions at Affected Plants NOX | Thousand Tons | 0 | 0 | 0 | 0 | 0 | 0 | 0
BART NOX AnnualCap- Oswego Harbor 5- v5.16 | 127 | 7191 | Rate Constraint in MTons | FALSE | L | Annual | Allowances Purchased NOX | Thousand Tons | 0 | 0 | 0 | 0 | 0 | 0 | 0
BART NOX AnnualCap- Oswego Harbor 5- v5.16 | 127 | 7191 | Rate Constraint in MTons | FALSE | L | Annual | Allowances Sold NOX | Thousand Tons | 0 | 0 | 0 | 0 | 0 | 0 | 0
BART NOX AnnualCap- Oswego Harbor 5- v5.16 | 127 | 7191 | Rate Constraint in MTons | FALSE | L | Annual | Allowances Banked | Thousand Tons | 0 | 0 | 0 | 0 | 0 | 0 | 0
BART NOX AnnualCap- Oswego Harbor 5- v5.16 | 127 | 7191 | Rate Constraint in MTons | FALSE | L | Annual | Allowances Withdrawn (1:1) | Thousand Tons | 0 | 0 | 0 | 0 | 0 | 0 | 0
BART NOX AnnualCap- Oswego Harbor 5- v5.16 | 127 | 7191 | Rate Constraint in MTons | FALSE | L | Annual | Allowances Withdrawn (n:1) | Thousand Tons | 0 | 0 | 0 | 0 | 0 | 0 | 0
BART NOX AnnualCap- Oswego Harbor 5- v5.16 | 127 | 7191 | Rate Constraint in MTons | FALSE | L | Annual | Net Emissions Allowance Position | Thousand Tons | 0 | 0 | 0 | 0 | 0 | 0 | 0
BART NOX AnnualCap- Oswego Harbor 5- v5.16 | 127 | 7191 | Rate Constraint in MTons | FALSE | L | Annual | Fuel Consumed | TBtu | 0 | 0 | 0 | 0 | 0 | 0 | 0
BART NOX AnnualCap- Oswego Harbor 5- v5.16 | 127 | 7191 | Rate Constraint in MTons | FALSE | L | Annual | Rate | lb/MMBtu | 0 | 0 | 0 | 0 | 0 | 0 | 0
BART NOX AnnualCap- Oswego Harbor 5- v5.16 | 127 | 7191 | Rate Constraint in MTons | FALSE | L | Annual | Generation | TWh | 0 | 0 | 0 | 0 | 0 | 0 | 0
BART NOX AnnualCap- Oswego Harbor 5- v5.16 | 127 | 7191 | Rate Constraint in MTons | FALSE | L | Annual | Qualifying Generation | TWh | 0 | 0 | 0 | 0 | 0 | 0 | 0
BART NOX AnnualCap- Oswego Harbor 5- v5.16 | 127 | 7191 | Rate Constraint in MTons | FALSE | L | Annual | Rate | lb/MWh | 0 | 0 | 0 | 0 | 0 | 0 | 0
BART NOX AnnualCap- Oswego Harbor 5- v5.16 | 127 | 7191 | Rate Constraint in MTons | FALSE | L | Annual | Constraint Shadow Price | US2022$/Ton | 0 | 0 | 0 | 0 | 0 | 0 | 0
BART NOX AnnualCap- Oswego Harbor 6- v5.16 | 128 | 7192 | Rate Constraint in MTons | FALSE | L | Annual | Seasons Included | Seasons | Winter, Spring, Summer, Fall | Winter, Spring, Summer, Fall | Winter, Spring, Summer, Fall | Winter, Spring, Summer, Fall | Winter, Spring, Summer, Fall | Winter, Spring, Summer, Fall | Winter, Spring, Summer, Fall
BART NOX AnnualCap- Oswego Harbor 6- v5.16 | 128 | 7192 | Rate Constraint in MTons | FALSE | L | Annual | Standard NOX | Thousand Tons | 0.665 | 0.665 | 0.665 | 0.665 | 0.665 | 0.665 | 0.665
BART NOX AnnualCap- Oswego Harbor 6- v5.16 | 128 | 7192 | Rate Constraint in MTons | FALSE | L | Annual | Emissions at Affected Plants NOX | Thousand Tons | 0 | 0 | 0 | 0 | 0 | 0 | 0
BART NOX AnnualCap- Oswego Harbor 6- v5.16 | 128 | 7192 | Rate Constraint in MTons | FALSE | L | Annual | Allowances Purchased NOX | Thousand Tons | 0 | 0 | 0 | 0 | 0 | 0 | 0
BART NOX AnnualCap- Oswego Harbor 6- v5.16 | 128 | 7192 | Rate Constraint in MTons | FALSE | L | Annual | Allowances Sold NOX | Thousand Tons | 0 | 0 | 0 | 0 | 0 | 0 | 0
BART NOX AnnualCap- Oswego Harbor 6- v5.16 | 128 | 7192 | Rate Constraint in MTons | FALSE | L | Annual | Allowances Banked | Thousand Tons | 0 | 0 | 0 | 0 | 0 | 0 | 0
BART NOX AnnualCap- Oswego Harbor 6- v5.16 | 128 | 7192 | Rate Constraint in MTons | FALSE | L | Annual | Allowances Withdrawn (1:1) | Thousand Tons | 0 | 0 | 0 | 0 | 0 | 0 | 0
BART NOX AnnualCap- Oswego Harbor 6- v5.16 | 128 | 7192 | Rate Constraint in MTons | FALSE | L | Annual | Allowances Withdrawn (n:1) | Thousand Tons | 0 | 0 | 0 | 0 | 0 | 0 | 0
BART NOX AnnualCap- Oswego Harbor 6- v5.16 | 128 | 7192 | Rate Constraint in MTons | FALSE | L | Annual | Net Emissions Allowance Position | Thousand Tons | 0 | 0 | 0 | 0 | 0 | 0 | 0
BART NOX AnnualCap- Oswego Harbor 6- v5.16 | 128 | 7192 | Rate Constraint in MTons | FALSE | L | Annual | Fuel Consumed | TBtu | 0 | 0 | 0 | 0 | 0 | 0 | 0
BART NOX AnnualCap- Oswego Harbor 6- v5.16 | 128 | 7192 | Rate Constraint in MTons | FALSE | L | Annual | Rate | lb/MMBtu | 0 | 0 | 0 | 0 | 0 | 0 | 0
BART NOX AnnualCap- Oswego Harbor 6- v5.16 | 128 | 7192 | Rate Constraint in MTons | FALSE | L | Annual | Generation | TWh | 0 | 0 | 0 | 0 | 0 | 0 | 0
BART NOX AnnualCap- Oswego Harbor 6- v5.16 | 128 | 7192 | Rate Constraint in MTons | FALSE | L | Annual | Qualifying Generation | TWh | 0 | 0 | 0 | 0 | 0 | 0 | 0
BART NOX AnnualCap- Oswego Harbor 6- v5.16 | 128 | 7192 | Rate Constraint in MTons | FALSE | L | Annual | Rate | lb/MWh | 0 | 0 | 0 | 0 | 0 | 0 | 0
BART NOX AnnualCap- Oswego Harbor 6- v5.16 | 128 | 7192 | Rate Constraint in MTons | FALSE | L | Annual | Constraint Shadow Price | US2022$/Ton | 0 | 0 | 0 | 0 | 0 | 0 | 0
BART NOX Annual-Craig C2 -v5.13 | 130 | 7128 | Rate Constraint in lbs/MMBtu | FALSE | L | Annual | Seasons Included | Seasons | Winter, Spring, Summer, Fall | Winter, Spring, Summer, Fall | Winter, Spring, Summer, Fall | Winter, Spring, Summer, Fall | Winter, Spring, Summer, Fall | Winter, Spring, Summer, Fall | Winter, Spring, Summer, Fall
BART NOX Annual-Craig C2 -v5.13 | 130 | 7128 | Rate Constraint in lbs/MMBtu | FALSE | L | Annual | Standard NOX | lb/MMBtu | 0.08 | 0.08 | 0.08 | 0.08 | 0.08 | 0.08 | 0.08
BART NOX Annual-Craig C2 -v5.13 | 130 | 7128 | Rate Constraint in lbs/MMBtu | FALSE | L | Annual | Emissions at Affected Plants NOX | Thousand Tons | 0.82385 | 0 | 0 | 0 | 0 | 0 | 0
BART NOX Annual-Craig C2 -v5.13 | 130 | 7128 | Rate Constraint in lbs/MMBtu | FALSE | L | Annual | Allowances Purchased NOX | Thousand Tons | 0 | 0 | 0 | 0 | 0 | 0 | 0
BART NOX Annual-Craig C2 -v5.13 | 130 | 7128 | Rate Constraint in lbs/MMBtu | FALSE | L | Annual | Allowances Sold NOX | Thousand Tons | 0 | 0 | 0 | 0 | 0 | 0 | 0
BART NOX Annual-Craig C2 -v5.13 | 130 | 7128 | Rate Constraint in lbs/MMBtu | FALSE | L | Annual | Allowances Banked | Thousand Tons | 0 | 0 | 0 | 0 | 0 | 0 | 0
BART NOX Annual-Craig C2 -v5.13 | 130 | 7128 | Rate Constraint in lbs/MMBtu | FALSE | L | Annual | Allowances Withdrawn (1:1) | Thousand Tons | 0 | 0 | 0 | 0 | 0 | 0 | 0
BART NOX Annual-Craig C2 -v5.13 | 130 | 7128 | Rate Constraint in lbs/MMBtu | FALSE | L | Annual | Allowances Withdrawn (n:1) | Thousand Tons | 0 | 0 | 0 | 0 | 0 | 0 | 0
BART NOX Annual-Craig C2 -v5.13 | 130 | 7128 | Rate Constraint in lbs/MMBtu | FALSE | L | Annual | Net Emissions Allowance Position | Thousand Tons | 0.82385 | 0 | 0 | 0 | 0 | 0 | 0
BART NOX Annual-Craig C2 -v5.13 | 130 | 7128 | Rate Constraint in lbs/MMBtu | FALSE | L | Annual | Fuel Consumed | TBtu | 26.204 | 0 | 0 | 0 | 0 | 0 | 0
BART NOX Annual-Craig C2 -v5.13 | 130 | 7128 | Rate Constraint in lbs/MMBtu | FALSE | L | Annual | Rate | lb/MMBtu | 0.06288 | 0 | 0 | 0 | 0 | 0 | 0
BART NOX Annual-Craig C2 -v5.13 | 130 | 7128 | Rate Constraint in lbs/MMBtu | FALSE | L | Annual | Generation | TWh | 2.559 | 0 | 0 | 0 | 0 | 0 | 0
BART NOX Annual-Craig C2 -v5.13 | 130 | 7128 | Rate Constraint in lbs/MMBtu | FALSE | L | Annual | Qualifying Generation | TWh | 2.559 | 0 | 0 | 0 | 0 | 0 | 0
BART NOX Annual-Craig C2 -v5.13 | 130 | 7128 | Rate Constraint in lbs/MMBtu | FALSE | L | Annual | Rate | lb/MWh | 0.64389 | 0 | 0 | 0 | 0 | 0 | 0
BART NOX Annual-Craig C2 -v5.13 | 130 | 7128 | Rate Constraint in lbs/MMBtu | FALSE | L | Annual | Constraint Shadow Price | US2022$/Ton | 0 | 0 | 0 | 0 | 0 | 0 | 0
BART NOX Annual-Four Corners 4 -v5.14 | 131 | 7129 | Rate Constraint in lbs/MMBtu | FALSE | L | Annual | Seasons Included | Seasons | Winter, Spring, Summer, Fall | Winter, Spring, Summer, Fall | Winter, Spring, Summer, Fall | Winter, Spring, Summer, Fall | Winter, Spring, Summer, Fall | Winter, Spring, Summer, Fall | Winter, Spring, Summer, Fall
BART NOX Annual-Four Corners 4 -v5.14 | 131 | 7129 | Rate Constraint in lbs/MMBtu | FALSE | L | Annual | Standard NOX | lb/MMBtu | 0.098 | 0.098 | 0.098 | 0.098 | 0.098 | 0.098 | 0.098
BART NOX Annual-Four Corners 4 -v5.14 | 131 | 7129 | Rate Constraint in lbs/MMBtu | FALSE | L | Annual | Emissions at Affected Plants NOX | Thousand Tons | 1.3913 | 1.3078 | 0.023612 | 0.023612 | 0.023612 | 0.023612 | 0.023612
BART NOX Annual-Four Corners 4 -v5.14 | 131 | 7129 | Rate Constraint in lbs/MMBtu | FALSE | L | Annual | Allowances Purchased NOX | Thousand Tons | 0 | 0 | 0 | 0 | 0 | 0 | 0
BART NOX Annual-Four Corners 4 -v5.14 | 131 | 7129 | Rate Constraint in lbs/MMBtu | FALSE | L | Annual | Allowances Sold NOX | Thousand Tons | 0 | 0 | 0 | 0 | 0 | 0 | 0
BART NOX Annual-Four Corners 4 -v5.14 | 131 | 7129 | Rate Constraint in lbs/MMBtu | FALSE | L | Annual | Allowances Banked | Thousand Tons | 0 | 0 | 0 | 0 | 0 | 0 | 0
BART NOX Annual-Four Corners 4 -v5.14 | 131 | 7129 | Rate Constraint in lbs/MMBtu | FALSE | L | Annual | Allowances Withdrawn (1:1) | Thousand Tons | 0 | 0 | 0 | 0 | 0 | 0 | 0
BART NOX Annual-Four Corners 4 -v5.14 | 131 | 7129 | Rate Constraint in lbs/MMBtu | FALSE | L | Annual | Allowances Withdrawn (n:1) | Thousand Tons | 0 | 0 | 0 | 0 | 0 | 0 | 0
BART NOX Annual-Four Corners 4 -v5.14 | 131 | 7129 | Rate Constraint in lbs/MMBtu | FALSE | L | Annual | Net Emissions Allowance Position | Thousand Tons | 1.3913 | 1.3078 | 0.023612 | 0.023612 | 0.023612 | 0.023612 | 0.023612
BART NOX Annual-Four Corners 4 -v5.14 | 131 | 7129 | Rate Constraint in lbs/MMBtu | FALSE | L | Annual | Fuel Consumed | TBtu | 47.8204 | 44.9495 | 0.81153 | 0.81153 | 0.81153 | 0.81153 | 0.81153
BART NOX Annual-Four Corners 4 -v5.14 | 131 | 7129 | Rate Constraint in lbs/MMBtu | FALSE | L | Annual | Rate | lb/MMBtu | 0.05819 | 0.05819 | 0.05819 | 0.05819 | 0.05819 | 0.05819 | 0.05819
BART NOX Annual-Four Corners 4 -v5.14 | 131 | 7129 | Rate Constraint in lbs/MMBtu | FALSE | L | Annual | Generation | TWh | 4.8941 | 4.5746 | 0.057312 | 0.057312 | 0.057312 | 0.057312 | 0.057312
BART NOX Annual-Four Corners 4 -v5.14 | 131 | 7129 | Rate Constraint in lbs/MMBtu | FALSE | L | Annual | Qualifying Generation | TWh | 4.8941 | 4.5746 | 0.057312 | 0.057312 | 0.057312 | 0.057312 | 0.057312
BART NOX Annual-Four Corners 4 -v5.14 | 131 | 7129 | Rate Constraint in lbs/MMBtu | FALSE | L | Annual | Rate | lb/MWh | 0.56857 | 0.57177 | 0.82397 | 0.82397 | 0.82397 | 0.82397 | 0.82397
BART NOX Annual-Four Corners 4 -v5.14 | 131 | 7129 | Rate Constraint in lbs/MMBtu | FALSE | L | Annual | Constraint Shadow Price | US2022$/Ton | 0 | 0 | 0 | 0 | 0 | 0 | 0
BART NOX Annual-Four Corners 5 -v5.14 | 132 | 7130 | Rate Constraint in lbs/MMBtu | FALSE | L | Annual | Seasons Included | Seasons | Winter, Spring, Summer, Fall | Winter, Spring, Summer, Fall | Winter, Spring, Summer, Fall | Winter, Spring, Summer, Fall | Winter, Spring, Summer, Fall | Winter, Spring, Summer, Fall | Winter, Spring, Summer, Fall
BART NOX Annual-Four Corners 5 -v5.14 | 132 | 7130 | Rate Constraint in lbs/MMBtu | FALSE | L | Annual | Standard NOX | lb/MMBtu | 0.098 | 0.098 | 0.098 | 0.098 | 0.098 | 0.098 | 0.098
BART NOX Annual-Four Corners 5 -v5.14 | 132 | 7130 | Rate Constraint in lbs/MMBtu | FALSE | L | Annual | Emissions at Affected Plants NOX | Thousand Tons | 1.3437 | 1.4365 | 0 | 0 | 0 | 0 | 0
BART NOX Annual-Four Corners 5 -v5.14 | 132 | 7130 | Rate Constraint in lbs/MMBtu | FALSE | L | Annual | Allowances Purchased NOX | Thousand Tons | 0 | 0 | 0 | 0 | 0 | 0 | 0
BART NOX Annual-Four Corners 5 -v5.14 | 132 | 7130 | Rate Constraint in lbs/MMBtu | FALSE | L | Annual | Allowances Sold NOX | Thousand Tons | 0 | 0 | 0 | 0 | 0 | 0 | 0
BART NOX Annual-Four Corners 5 -v5.14 | 132 | 7130 | Rate Constraint in lbs/MMBtu | FALSE | L | Annual | Allowances Banked | Thousand Tons | 0 | 0 | 0 | 0 | 0 | 0 | 0
BART NOX Annual-Four Corners 5 -v5.14 | 132 | 7130 | Rate Constraint in lbs/MMBtu | FALSE | L | Annual | Allowances Withdrawn (1:1) | Thousand Tons | 0 | 0 | 0 | 0 | 0 | 0 | 0
BART NOX Annual-Four Corners 5 -v5.14 | 132 | 7130 | Rate Constraint in lbs/MMBtu | FALSE | L | Annual | Allowances Withdrawn (n:1) | Thousand Tons | 0 | 0 | 0 | 0 | 0 | 0 | 0
BART NOX Annual-Four Corners 5 -v5.14 | 132 | 7130 | Rate Constraint in lbs/MMBtu | FALSE | L | Annual | Net Emissions Allowance Position | Thousand Tons | 1.3437 | 1.4365 | 0 | 0 | 0 | 0 | 0
BART NOX Annual-Four Corners 5 -v5.14 | 132 | 7130 | Rate Constraint in lbs/MMBtu | FALSE | L | Annual | Fuel Consumed | TBtu | 41.6082 | 44.4791 | 0 | 0 | 0 | 0 | 0
BART NOX Annual-Four Corners 5 -v5.14 | 132 | 7130 | Rate Constraint in lbs/MMBtu | FALSE | L | Annual | Rate | lb/MMBtu | 0.06459 | 0.06459 | 0 | 0 | 0 | 0 | 0
BART NOX Annual-Four Corners 5 -v5.14 | 132 | 7130 | Rate Constraint in lbs/MMBtu | FALSE | L | Annual | Generation | TWh | 4.2605 | 4.5545 | 0 | 0 | 0 | 0 | 0
BART NOX Annual-Four Corners 5 -v5.14 | 132 | 7130 | Rate Constraint in lbs/MMBtu | FALSE | L | Annual | Qualifying Generation | TWh | 4.2605 | 4.5545 | 0 | 0 | 0 | 0 | 0
BART NOX Annual-Four Corners 5 -v5.14 | 132 | 7130 | Rate Constraint in lbs/MMBtu | FALSE | L | Annual | Rate | lb/MWh | 0.63079 | 0.63079 | 0 | 0 | 0 | 0 | 0
BART NOX Annual-Four Corners 5 -v5.14 | 132 | 7130 | Rate Constraint in lbs/MMBtu | FALSE | L | Annual | Constraint Shadow Price | US2022$/Ton | 0 | 0 | 0 | 0 | 0 | 0 | 0
BART NOX Annual-Gerald Gentleman 1 -v5.14 | 133 | 7131 | Rate Constraint in lbs/MMBtu | FALSE | L | Annual | Seasons Included | Seasons | Winter, Spring, Summer, Fall | Winter, Spring, Summer, Fall | Winter, Spring, Summer, Fall | Winter, Spring, Summer, Fall | Winter, Spring, Summer, Fall | Winter, Spring, Summer, Fall | Winter, Spring, Summer, Fall
BART NOX Annual-Gerald Gentleman 1 -v5.14 | 133 | 7131 | Rate Constraint in lbs/MMBtu | FALSE | L | Annual | Standard NOX | lb/MMBtu | 0.23 | 0.23 | 0.23 | 0.23 | 0.23 | 0.23 | 0.23
BART NOX Annual-Gerald Gentleman 1 -v5.14 | 133 | 7131 | Rate Constraint in lbs/MMBtu | FALSE | L | Annual | Emissions at Affected Plants NOX | Thousand Tons | 4.7599 | 4.7599 | 0 | 0 | 0 | 0 | 0
BART NOX Annual-Gerald Gentleman 1 -v5.14 | 133 | 7131 | Rate Constraint in lbs/MMBtu | FALSE | L | Annual | Allowances Purchased NOX | Thousand Tons | 0 | 0 | 0 | 0 | 0 | 0 | 0
BART NOX Annual-Gerald Gentleman 1 -v5.14 | 133 | 7131 | Rate Constraint in lbs/MMBtu | FALSE | L | Annual | Allowances Sold NOX | Thousand Tons | 0 | 0 | 0 | 0 | 0 | 0 | 0
BART NOX Annual-Gerald Gentleman 1 -v5.14 | 133 | 7131 | Rate Constraint in lbs/MMBtu | FALSE | L | Annual | Allowances Banked | Thousand Tons | 0 | 0 | 0 | 0 | 0 | 0 | 0
BART NOX Annual-Gerald Gentleman 1 -v5.14 | 133 | 7131 | Rate Constraint in lbs/MMBtu | FALSE | L | Annual | Allowances Withdrawn (1:1) | Thousand Tons | 0 | 0 | 0 | 0 | 0 | 0 | 0
BART NOX Annual-Gerald Gentleman 1 -v5.14 | 133 | 7131 | Rate Constraint in lbs/MMBtu | FALSE | L | Annual | Allowances Withdrawn (n:1) | Thousand Tons | 0 | 0 | 0 | 0 | 0 | 0 | 0
BART NOX Annual-Gerald Gentleman 1 -v5.14 | 133 | 7131 | Rate Constraint in lbs/MMBtu | FALSE | L | Annual | Net Emissions Allowance Position | Thousand Tons | 4.7599 | 4.7599 | 0 | 0 | 0 | 0 | 0
BART NOX Annual-Gerald Gentleman 1 -v5.14 | 133 | 7131 | Rate Constraint in lbs/MMBtu | FALSE | L | Annual | Fuel Consumed | TBtu | 46.2152 | 46.2152 | 0 | 0 | 0 | 0 | 0
BART NOX Annual-Gerald Gentleman 1 -v5.14 | 133 | 7131 | Rate Constraint in lbs/MMBtu | FALSE | L | Annual | Rate | lb/MMBtu | 0.20599 | 0.20599 | 0 | 0 | 0 | 0 | 0
BART NOX Annual-Gerald Gentleman 1 -v5.14 | 133 | 7131 | Rate Constraint in lbs/MMBtu | FALSE | L | Annual | Generation | TWh | 4.6026 | 4.6026 | 0 | 0 | 0 | 0 | 0
BART NOX Annual-Gerald Gentleman 1 -v5.14 | 133 | 7131 | Rate Constraint in lbs/MMBtu | FALSE | L | Annual | Qualifying Generation | TWh | 4.6026 | 4.6026 | 0 | 0 | 0 | 0 | 0
BART NOX Annual-Gerald Gentleman 1 -v5.14 | 133 | 7131 | Rate Constraint in lbs/MMBtu | FALSE | L | Annual | Rate | lb/MWh | 2.0683 | 2.0683 | 0 | 0 | 0 | 0 | 0
BART NOX Annual-Gerald Gentleman 1 -v5.14 | 133 | 7131 | Rate Constraint in lbs/MMBtu | FALSE | L | Annual | Constraint Shadow Price | US2022$/Ton | 0 | 0 | 0 | 0 | 0 | 0 | 0
BART NOX Annual-Gerald Gentleman 2 -v5.14 | 134 | 7132 | Rate Constraint in lbs/MMBtu | FALSE | L | Annual | Seasons Included | Seasons | Winter, Spring, Summer, Fall | Winter, Spring, Summer, Fall | Winter, Spring, Summer, Fall | Winter, Spring, Summer, Fall | Winter, Spring, Summer, Fall | Winter, Spring, Summer, Fall | Winter, Spring, Summer, Fall
BART NOX Annual-Gerald Gentleman 2 -v5.14 | 134 | 7132 | Rate Constraint in lbs/MMBtu | FALSE | L | Annual | Standard NOX | lb/MMBtu | 0.23 | 0.23 | 0.23 | 0.23 | 0.23 | 0.23 | 0.23
BART NOX Annual-Gerald Gentleman 2 -v5.14 | 134 | 7132 | Rate Constraint in lbs/MMBtu | FALSE | L | Annual | Emissions at Affected Plants NOX | Thousand Tons | 3.8462 | 3.8462 | 0.76884 | 0.76884 | 0 | 0 | 0
BART NOX Annual-Gerald Gentleman 2 -v5.14 | 134 | 7132 | Rate Constraint in lbs/MMBtu | FALSE | L | Annual | Allowances Purchased NOX | Thousand Tons | 0 | 0 | 0 | 0 | 0 | 0 | 0
BART NOX Annual-Gerald Gentleman 2 -v5.14 | 134 | 7132 | Rate Constraint in lbs/MMBtu | FALSE | L | Annual | Allowances Sold NOX | Thousand Tons | 0 | 0 | 0 | 0 | 0 | 0 | 0
BART NOX Annual-Gerald Gentleman 2 -v5.14 | 134 | 7132 | Rate Constraint in lbs/MMBtu | FALSE | L | Annual | Allowances Banked | Thousand Tons | 0 | 0 | 0 | 0 | 0 | 0 | 0
BART NOX Annual-Gerald Gentleman 2 -v5.14 | 134 | 7132 | Rate Constraint in lbs/MMBtu | FALSE | L | Annual | Allowances Withdrawn (1:1) | Thousand Tons | 0 | 0 | 0 | 0 | 0 | 0 | 0
BART NOX Annual-Gerald Gentleman 2 -v5.14 | 134 | 7132 | Rate Constraint in lbs/MMBtu | FALSE | L | Annual | Allowances Withdrawn (n:1) | Thousand Tons | 0 | 0 | 0 | 0 | 0 | 0 | 0
BART NOX Annual-Gerald Gentleman 2 -v5.14 | 134 | 7132 | Rate Constraint in lbs/MMBtu | FALSE | L | Annual | Net Emissions Allowance Position | Thousand Tons | 3.8462 | 3.8462 | 0.76884 | 0.76884 | 0 | 0 | 0
BART NOX Annual-Gerald Gentleman 2 -v5.14 | 134 | 7132 | Rate Constraint in lbs/MMBtu | FALSE | L | Annual | Fuel Consumed | TBtu | 48.7784 | 48.7784 | 30.7534 | 30.7534 | 0 | 0 | 0
BART NOX Annual-Gerald Gentleman 2 -v5.14 | 134 | 7132 | Rate Constraint in lbs/MMBtu | FALSE | L | Annual | Rate | lb/MMBtu | 0.1577 | 0.1577 | 0.05 | 0.05 | 0 | 0 | 0
BART NOX Annual-Gerald Gentleman 2 -v5.14 | 134 | 7132 | Rate Constraint in lbs/MMBtu | FALSE | L | Annual | Generation | TWh | 4.8449 | 4.8449 | 2.0316 | 2.0316 | 0 | 0 | 0
BART NOX Annual-Gerald Gentleman 2 -v5.14 | 134 | 7132 | Rate Constraint in lbs/MMBtu | FALSE | L | Annual | Qualifying Generation | TWh | 4.8449 | 4.8449 | 2.0316 | 2.0316 | 0 | 0 | 0
BART NOX Annual-Gerald Gentleman 2 -v5.14 | 134 | 7132 | Rate Constraint in lbs/MMBtu | FALSE | L | Annual | Rate | lb/MWh | 1.5877 | 1.5877 | 0.75687 | 0.75687 | 0 | 0 | 0
BART NOX Annual-Gerald Gentleman 2 -v5.14 | 134 | 7132 | Rate Constraint in lbs/MMBtu | FALSE | L | Annual | Constraint Shadow Price | US2022$/Ton | 0 | 0 | 0 | 0 | 0 | 0 | 0
BART NOX Annual-Hayden H1 -v5.13 | 135 | 7133 | Rate Constraint in lbs/MMBtu | FALSE | L | Annual | Seasons Included | Seasons | Winter, Spring, Summer, Fall | Winter, Spring, Summer, Fall | Winter, Spring, Summer, Fall | Winter, Spring, Summer, Fall | Winter, Spring, Summer, Fall | Winter, Spring, Summer, Fall | Winter, Spring, Summer, Fall
BART NOX Annual-Hayden H1 -v5.13 | 135 | 7133 | Rate Constraint in lbs/MMBtu | FALSE | L | Annual | Standard NOX | lb/MMBtu | 0.08 | 0.08 | 0.08 | 0.08 | 0.08 | 0.08 | 0.08
BART NOX Annual-Hayden H1 -v5.13 | 135 | 7133 | Rate Constraint in lbs/MMBtu | FALSE | L | Annual | Emissions at Affected Plants NOX | Thousand Tons | 0 | 0 | 0 | 0 | 0 | 0 | 0
BART NOX Annual-Hayden H1 -v5.13 | 135 | 7133 | Rate Constraint in lbs/MMBtu | FALSE | L | Annual | Allowances Purchased NOX | Thousand Tons | 0 | 0 | 0 | 0 | 0 | 0 | 0
BART NOX Annual-Hayden H1 -v5.13 | 135 | 7133 | Rate Constraint in lbs/MMBtu | FALSE | L | Annual | Allowances Sold NOX | Thousand Tons | 0 | 0 | 0 | 0 | 0 | 0 | 0
BART NOX Annual-Hayden H1 -v5.13 | 135 | 7133 | Rate Constraint in lbs/MMBtu | FALSE | L | Annual | Allowances Banked | Thousand Tons | 0 | 0 | 0 | 0 | 0 | 0 | 0
BART NOX Annual-Hayden H1 -v5.13 | 135 | 7133 | Rate Constraint in lbs/MMBtu | FALSE | L | Annual | Allowances Withdrawn (1:1) | Thousand Tons | 0 | 0 | 0 | 0 | 0 | 0 | 0
BART NOX Annual-Hayden H1 -v5.13 | 135 | 7133 | Rate Constraint in lbs/MMBtu | FALSE | L | Annual | Allowances Withdrawn (n:1) | Thousand Tons | 0 | 0 | 0 | 0 | 0 | 0 | 0
BART NOX Annual-Hayden H1 -v5.13 | 135 | 7133 | Rate Constraint in lbs/MMBtu | FALSE | L | Annual | Net Emissions Allowance Position | Thousand Tons | 0 | 0 | 0 | 0 | 0 | 0 | 0
BART NOX Annual-Hayden H1 -v5.13 | 135 | 7133 | Rate Constraint in lbs/MMBtu | FALSE | L | Annual | Fuel Consumed | TBtu | 0 | 0 | 0 | 0 | 0 | 0 | 0
BART NOX Annual-Hayden H1 -v5.13 | 135 | 7133 | Rate Constraint in lbs/MMBtu | FALSE | L | Annual | Rate | lb/MMBtu | 0 | 0 | 0 | 0 | 0 | 0 | 0
BART NOX Annual-Hayden H1 -v5.13 | 135 | 7133 | Rate Constraint in lbs/MMBtu | FALSE | L | Annual | Generation | TWh | 0 | 0 | 0 | 0 | 0 | 0 | 0
BART NOX Annual-Hayden H1 -v5.13 | 135 | 7133 | Rate Constraint in lbs/MMBtu | FALSE | L | Annual | Qualifying Generation | TWh | 0 | 0 | 0 | 0 | 0 | 0 | 0
BART NOX Annual-Hayden H1 -v5.13 | 135 | 7133 | Rate Constraint in lbs/MMBtu | FALSE | L | Annual | Rate | lb/MWh | 0 | 0 | 0 | 0 | 0 | 0 | 0
BART NOX Annual-Hayden H1 -v5.13 | 135 | 7133 | Rate Constraint in lbs/MMBtu | FALSE | L | Annual | Constraint Shadow Price | US2022$/Ton | 0 | 0 | 0 | 0 | 0 | 0 | 0
BART NOX Annual-Jeffrey Energy Center 1 -v5.13 | 136 | 7145 | Rate Constraint in lbs/MMBtu | FALSE | L | Annual | Seasons Included | Seasons | Winter, Spring, Summer, Fall | Winter, Spring, Summer, Fall | Winter, Spring, Summer, Fall | Winter, Spring, Summer, Fall | Winter, Spring, Summer, Fall | Winter, Spring, Summer, Fall | Winter, Spring, Summer, Fall
BART NOX Annual-Jeffrey Energy Center 1 -v5.13 | 136 | 7145 | Rate Constraint in lbs/MMBtu | FALSE | L | Annual | Standard NOX | lb/MMBtu | 0.15 | 0.15 | 0.15 | 0.15 | 0.15 | 0.15 | 0.15
BART NOX Annual-Jeffrey Energy Center 1 -v5.13 | 136 | 7145 | Rate Constraint in lbs/MMBtu | FALSE | L | Annual | Emissions at Affected Plants NOX | Thousand Tons | 0.62752 | 0.85564 | 0 | 0 | 0 | 0 | 0
BART NOX Annual-Jeffrey Energy Center 1 -v5.13 | 136 | 7145 | Rate Constraint in lbs/MMBtu | FALSE | L | Annual | Allowances Purchased NOX | Thousand Tons | 0 | 0 | 0 | 0 | 0 | 0 | 0
BART NOX Annual-Jeffrey Energy Center 1 -v5.13 | 136 | 7145 | Rate Constraint in lbs/MMBtu | FALSE | L | Annual | Allowances Sold NOX | Thousand Tons | 0 | 0 | 0 | 0 | 0 | 0 | 0
BART NOX Annual-Jeffrey Energy Center 1 -v5.13 | 136 | 7145 | Rate Constraint in lbs/MMBtu | FALSE | L | Annual | Allowances Banked | Thousand Tons | 0 | 0 | 0 | 0 | 0 | 0 | 0
BART NOX Annual-Jeffrey Energy Center 1 -v5.13 | 136 | 7145 | Rate Constraint in lbs/MMBtu | FALSE | L | Annual | Allowances Withdrawn (1:1) | Thousand Tons | 0 | 0 | 0 | 0 | 0 | 0 | 0
BART NOX Annual-Jeffrey Energy Center 1 -v5.13 | 136 | 7145 | Rate Constraint in lbs/MMBtu | FALSE | L | Annual | Allowances Withdrawn (n:1) | Thousand Tons | 0 | 0 | 0 | 0 | 0 | 0 | 0
BART NOX Annual-Jeffrey Energy Center 1 -v5.13 | 136 | 7145 | Rate Constraint in lbs/MMBtu | FALSE | L | Annual | Net Emissions Allowance Position | Thousand Tons | 0.62752 | 0.85564 | 0 | 0 | 0 | 0 | 0
BART NOX Annual-Jeffrey Energy Center 1 -v5.13 | 136 | 7145 | Rate Constraint in lbs/MMBtu | FALSE | L | Annual | Fuel Consumed | TBtu | 31.4391 | 42.8676 | 0 | 0 | 0 | 0 | 0
BART NOX Annual-Jeffrey Energy Center 1 -v5.13 | 136 | 7145 | Rate Constraint in lbs/MMBtu | FALSE | L | Annual | Rate | lb/MMBtu | 0.03992 | 0.03992 | 0 | 0 | 0 | 0 | 0
BART NOX Annual-Jeffrey Energy Center 1 -v5.13 | 136 | 7145 | Rate Constraint in lbs/MMBtu | FALSE | L | Annual | Generation | TWh | 2.8607 | 3.9006 | 0 | 0 | 0 | 0 | 0
BART NOX Annual-Jeffrey Energy Center 1 -v5.13 | 136 | 7145 | Rate Constraint in lbs/MMBtu | FALSE | L | Annual | Qualifying Generation | TWh | 2.8607 | 3.9006 | 0 | 0 | 0 | 0 | 0
BART NOX Annual-Jeffrey Energy Center 1 -v5.13 | 136 | 7145 | Rate Constraint in lbs/MMBtu | FALSE | L | Annual | Rate | lb/MWh | 0.43872 | 0.43872 | 0 | 0 | 0 | 0 | 0
BART NOX Annual-Jeffrey Energy Center 1 -v5.13 | 136 | 7145 | Rate Constraint in lbs/MMBtu | FALSE | L | Annual | Constraint Shadow Price | US2022$/Ton | 0 | 0 | 0 | 0 | 0 | 0 | 0
BART NOX Annual-Jeffrey Energy Center 2 -v5.13 | 137 | 7146 | Rate Constraint in lbs/MMBtu | FALSE | L | Annual | Seasons Included | Seasons | Winter, Spring, Summer, Fall | Winter, Spring, Summer, Fall | Winter, Spring, Summer, Fall | Winter, Spring, Summer, Fall | Winter, Spring, Summer, Fall | Winter, Spring, Summer, Fall | Winter, Spring, Summer, Fall
BART NOX Annual-Jeffrey Energy Center 2 -v5.13 | 137 | 7146 | Rate Constraint in lbs/MMBtu | FALSE | L | Annual | Standard NOX | lb/MMBtu | 0.15 | 0.15 | 0.15 | 0.15 | 0.15 | 0.15 | 0.15
BART NOX Annual-Jeffrey Energy Center 2 -v5.13 | 137 | 7146 | Rate Constraint in lbs/MMBtu | FALSE | L | Annual | Emissions at Affected Plants NOX | Thousand Tons | 0 | 0 | 0 | 0 | 0 | 0 | 0
BART NOX Annual-Jeffrey Energy Center 2 -v5.13 | 137 | 7146 | Rate Constraint in lbs/MMBtu | FALSE | L | Annual | Allowances Purchased NOX | Thousand Tons | 0 | 0 | 0 | 0 | 0 | 0 | 0
BART NOX Annual-Jeffrey Energy Center 2 -v5.13 | 137 | 7146 | Rate Constraint in lbs/MMBtu | FALSE | L | Annual | Allowances Sold NOX | Thousand Tons | 0 | 0 | 0 | 0 | 0 | 0 | 0
BART NOX Annual-Jeffrey Energy Center 2 -v5.13 | 137 | 7146 | Rate Constraint in lbs/MMBtu | FALSE | L | Annual | Allowances Banked | Thousand Tons | 0 | 0 | 0 | 0 | 0 | 0 | 0
BART NOX Annual-Jeffrey Energy Center 2 -v5.13 | 137 | 7146 | Rate Constraint in lbs/MMBtu | FALSE | L | Annual | Allowances Withdrawn (1:1) | Thousand Tons | 0 | 0 | 0 | 0 | 0 | 0 | 0
BART NOX Annual-Jeffrey Energy Center 2 -v5.13 | 137 | 7146 | Rate Constraint in lbs/MMBtu | FALSE | L | Annual | Allowances Withdrawn (n:1) | Thousand Tons | 0 | 0 | 0 | 0 | 0 | 0 | 0
BART NOX Annual-Jeffrey Energy Center 2 -v5.13 | 137 | 7146 | Rate Constraint in lbs/MMBtu | FALSE | L | Annual | Net Emissions Allowance Position | Thousand Tons | 0 | 0 | 0 | 0 | 0 | 0 | 0
BART NOX Annual-Jeffrey Energy Center 2 -v5.13 | 137 | 7146 | Rate Constraint in lbs/MMBtu | FALSE | L | Annual | Fuel Consumed | TBtu | 0 | 0 | 0 | 0 | 0 | 0 | 0
BART NOX Annual-Jeffrey Energy Center 2 -v5.13 | 137 | 7146 | Rate Constraint in lbs/MMBtu | FALSE | L | Annual | Rate | lb/MMBtu | 0 | 0 | 0 | 0 | 0 | 0 | 0
BART NOX Annual-Jeffrey Energy Center 2 -v5.13 | 137 | 7146 | Rate Constraint in lbs/MMBtu | FALSE | L | Annual | Generation | TWh | 0 | 0 | 0 | 0 | 0 | 0 | 0
BART NOX Annual-Jeffrey Energy Center 2 -v5.13 | 137 | 7146 | Rate Constraint in lbs/MMBtu | FALSE | L | Annual | Qualifying Generation | TWh | 0 | 0 | 0 | 0 | 0 | 0 | 0
BART NOX Annual-Jeffrey Energy Center 2 -v5.13 | 137 | 7146 | Rate Constraint in lbs/MMBtu | FALSE | L | Annual | Rate | lb/MWh | 0 | 0 | 0 | 0 | 0 | 0 | 0
BART NOX Annual-Jeffrey Energy Center 2 -v5.13 | 137 | 7146 | Rate Constraint in lbs/MMBtu | FALSE | L | Annual | Constraint Shadow Price | US2022$/Ton | 0 | 0 | 0 | 0 | 0 | 0 | 0
BART NOX Annual-Jim Bridger 1 -v5.14 | 138 | 7165 | Rate Constraint in lbs/MMBtu | FALSE | L | Annual | Seasons Included | Seasons | Winter, Spring, Summer, Fall | Winter, Spring, Summer, Fall | Winter, Spring, Summer, Fall | Winter, Spring, Summer, Fall | Winter, Spring, Summer, Fall | Winter, Spring, Summer, Fall | Winter, Spring, Summer, Fall
BART NOX Annual-Jim Bridger 1 -v5.14 | 138 | 7165 | Rate Constraint in lbs/MMBtu | FALSE | L | Annual | Standard NOX | lb/MMBtu | 0.12 | 0.12 | 0.12 | 0.12 | 0.12 | 0.12 | 0.12
BART NOX Annual-Jim Bridger 1 -v5.14 | 138 | 7165 | Rate Constraint in lbs/MMBtu | FALSE | L | Annual | Emissions at Affected Plants NOX | Thousand Tons | 0.037212 | 0.037212 | 0.037212 | 0 | 0 | 0 | 0
BART NOX Annual-Jim Bridger 1 -v5.14 | 138 | 7165 | Rate Constraint in lbs/MMBtu | FALSE | L | Annual | Allowances Purchased NOX | Thousand Tons | 0 | 0 | 0 | 0 | 0 | 0 | 0
BART NOX Annual-Jim Bridger 1 -v5.14 | 138 | 7165 | Rate Constraint in lbs/MMBtu | FALSE | L | Annual | Allowances Sold NOX | Thousand Tons | 0 | 0 | 0 | 0 | 0 | 0 | 0
BART NOX Annual-Jim Bridger 1 -v5.14 | 138 | 7165 | Rate Constraint in lbs/MMBtu | FALSE | L | Annual | Allowances Banked | Thousand Tons | 0 | 0 | 0 | 0 | 0 | 0 | 0
BART NOX Annual-Jim Bridger 1 -v5.14 | 138 | 7165 | Rate Constraint in lbs/MMBtu | FALSE | L | Annual | Allowances Withdrawn (1:1) | Thousand Tons | 0 | 0 | 0 | 0 | 0 | 0 | 0
BART NOX Annual-Jim Bridger 1 -v5.14 | 138 | 7165 | Rate Constraint in lbs/MMBtu | FALSE | L | Annual | Allowances Withdrawn (n:1) | Thousand Tons | 0 | 0 | 0 | 0 | 0 | 0 | 0
BART NOX Annual-Jim Bridger 1 -v5.14 | 138 | 7165 | Rate Constraint in lbs/MMBtu | FALSE | L | Annual | Net Emissions Allowance Position | Thousand Tons | 0.037212 | 0.037212 | 0.037212 | 0 | 0 | 0 | 0
BART NOX Annual-Jim Bridger 1 -v5.14 | 138 | 7165 | Rate Constraint in lbs/MMBtu | FALSE | L | Annual | Fuel Consumed | TBtu | 1.0133 | 1.0133 | 1.0133 | 0 | 0 | 0 | 0
BART NOX Annual-Jim Bridger 1 -v5.14 | 138 | 7165 | Rate Constraint in lbs/MMBtu | FALSE | L | Annual | Rate | lb/MMBtu | 0.07345 | 0.07345 | 0.07345 | 0 | 0 | 0 | 0
BART NOX Annual-Jim Bridger 1 -v5.14 | 138 | 7165 | Rate Constraint in lbs/MMBtu | FALSE | L | Annual | Generation | TWh | 0.093031 | 0.093031 | 0.093031 | 0 | 0 | 0 | 0
BART NOX Annual-Jim Bridger 1 -v5.14 | 138 | 7165 | Rate Constraint in lbs/MMBtu | FALSE | L | Annual | Qualifying Generation | TWh | 0.093031 | 0.093031 | 0.093031 | 0 | 0 | 0 | 0
BART NOX Annual-Jim Bridger 1 -v5.14 | 138 | 7165 | Rate Constraint in lbs/MMBtu | FALSE | L | Annual | Rate | lb/MWh | 0.79999 | 0.79999 | 0.79999 | 0 | 0 | 0 | 0
BART NOX Annual-Jim Bridger 1 -v5.14 | 138 | 7165 | Rate Constraint in lbs/MMBtu | FALSE | L | Annual | Constraint Shadow Price | US2022$/Ton | 0 | 0 | 0 | 0 | 0 | 0 | 0
BART NOX Annual-Jim Bridger 2 -v5.14 | 139 | 7166 | Rate Constraint in lbs/MMBtu | FALSE | L | Annual | Seasons Included | Seasons | Winter, Spring, Summer, Fall | Winter, Spring, Summer, Fall | Winter, Spring, Summer, Fall | Winter, Spring, Summer, Fall | Winter, Spring, Summer, Fall | Winter, Spring, Summer, Fall | Winter, Spring, Summer, Fall
BART NOX Annual-Jim Bridger 2 -v5.14 | 139 | 7166 | Rate Constraint in lbs/MMBtu | FALSE | L | Annual | Standard NOX | lb/MMBtu | 0.12 | 0.12 | 0.12 | 0.12 | 0.12 | 0.12 | 0.12
BART NOX Annual-Jim Bridger 2 -v5.14 | 139 | 7166 | Rate Constraint in lbs/MMBtu | FALSE | L | Annual | Emissions at Affected Plants NOX | Thousand Tons | 0.037856 | 0.037856 | 0.037856 | 0 | 0 | 0 | 0
BART NOX Annual-Jim Bridger 2 -v5.14 | 139 | 7166 | Rate Constraint in lbs/MMBtu | FALSE | L | Annual | Allowances Purchased NOX | Thousand Tons | 0 | 0 | 0 | 0 | 0 | 0 | 0
BART NOX Annual-Jim Bridger 2 -v5.14 | 139 | 7166 | Rate Constraint in lbs/MMBtu | FALSE | L | Annual | Allowances Sold NOX | Thousand Tons | 0 | 0 | 0 | 0 | 0 | 0 | 0
BART NOX Annual-Jim Bridger 2 -v5.14 | 139 | 7166 | Rate Constraint in lbs/MMBtu | FALSE | L | Annual | Allowances Banked | Thousand Tons | 0 | 0 | 0 | 0 | 0 | 0 | 0
BART NOX Annual-Jim Bridger 2 -v5.14 | 139 | 7166 | Rate Constraint in lbs/MMBtu | FALSE | L | Annual | Allowances Withdrawn (1:1) | Thousand Tons | 0 | 0 | 0 | 0 | 0 | 0 | 0
BART NOX Annual-Jim Bridger 2 -v5.14 | 139 | 7166 | Rate Constraint in lbs/MMBtu | FALSE | L | Annual | Allowances Withdrawn (n:1) | Thousand Tons | 0 | 0 | 0 | 0 | 0 | 0 | 0
BART NOX Annual-Jim Bridger 2 -v5.14 | 139 | 7166 | Rate Constraint in lbs/MMBtu | FALSE | L | Annual | Net Emissions Allowance Position | Thousand Tons | 0.037856 | 0.037856 | 0.037856 | 0 | 0 | 0 | 0
BART NOX Annual-Jim Bridger 2 -v5.14 | 139 | 7166 | Rate Constraint in lbs/MMBtu | FALSE | L | Annual | Fuel Consumed | TBtu | 1.0308 | 1.0308 | 1.0308 | 0 | 0 | 0 | 0
BART NOX Annual-Jim Bridger 2 -v5.14 | 139 | 7166 | Rate Constraint in lbs/MMBtu | FALSE | L | Annual | Rate | lb/MMBtu | 0.07345 | 0.07345 | 0.07345 | 0 | 0 | 0 | 0
BART NOX Annual-Jim Bridger 2 -v5.14 | 139 | 7166 | Rate Constraint in lbs/MMBtu | FALSE | L | Annual | Generation | TWh | 0.094433 | 0.094433 | 0.094433 | 0 | 0 | 0 | 0
BART NOX Annual-Jim Bridger 2 -v5.14 | 139 | 7166 | Rate Constraint in lbs/MMBtu | FALSE | L | Annual | Qualifying Generation | TWh | 0.094433 | 0.094433 | 0.094433 | 0 | 0 | 0 | 0
BART NOX Annual-Jim Bridger 2 -v5.14 | 139 | 7166 | Rate Constraint in lbs/MMBtu | FALSE | L | Annual | Rate | lb/MWh | 0.80177 | 0.80177 | 0.80177 | 0 | 0 | 0 | 0
BART NOX Annual-Jim Bridger 2 -v5.14 | 139 | 7166 | Rate Constraint in lbs/MMBtu | FALSE | L | Annual | Constraint Shadow Price | US2022$/Ton | 0 | 0 | 0 | 0 | 0 | 0 | 0
BART NOX Annual-Jim Bridger 3 -v5.14 | 140 | 7167 | Rate Constraint in lbs/MMBtu | FALSE | L | Annual | Seasons Included | Seasons | Winter, Spring, Summer, Fall | Winter, Spring, Summer, Fall | Winter, Spring, Summer, Fall | Winter, Spring, Summer, Fall | Winter, Spring, Summer, Fall | Winter, Spring, Summer, Fall | Winter, Spring, Summer, Fall
BART NOX Annual-Jim Bridger 3 -v5.14 | 140 | 7167 | Rate Constraint in lbs/MMBtu | FALSE | L | Annual | Standard NOX | lb/MMBtu | 0.07 | 0.07 | 0.07 | 0.07 | 0.07 | 0.07 | 0.07
BART NOX Annual-Jim Bridger 3 -v5.14 | 140 | 7167 | Rate Constraint in lbs/MMBtu | FALSE | L | Annual | Emissions at Affected Plants NOX | Thousand Tons | 0.68033 | 0.89871 | 0.96129 | 0 | 0 | 0 | 0
BART NOX Annual-Jim Bridger 3 -v5.14 | 140 | 7167 | Rate Constraint in lbs/MMBtu | FALSE | L | Annual | Allowances Purchased NOX | Thousand Tons | 0 | 0 | 0 | 0 | 0 | 0 | 0
BART NOX Annual-Jim Bridger 3 -v5.14 | 140 | 7167 | Rate Constraint in lbs/MMBtu | FALSE | L | Annual | Allowances Sold NOX | Thousand Tons | 0 | 0 | 0 | 0 | 0 | 0 | 0
BART NOX Annual-Jim Bridger 3 -v5.14 | 140 | 7167 | Rate Constraint in lbs/MMBtu | FALSE | L | Annual | Allowances Banked | Thousand Tons | 0 | 0 | 0 | 0 | 0 | 0 | 0
BART NOX Annual-Jim Bridger 3 -v5.14 | 140 | 7167 | Rate Constraint in lbs/MMBtu | FALSE | L | Annual | Allowances Withdrawn (1:1) | Thousand Tons | 0 | 0 | 0 | 0 | 0 | 0 | 0
BART NOX Annual-Jim Bridger 3 -v5.14 | 140 | 7167 | Rate Constraint in lbs/MMBtu | FALSE | L | Annual | Allowances Withdrawn (n:1) | Thousand Tons | 0 | 0 | 0 | 0 | 0 | 0 | 0
BART NOX Annual-Jim Bridger 3 -v5.14 | 140 | 7167 | Rate Constraint in lbs/MMBtu | FALSE | L | Annual | Net Emissions Allowance Position | Thousand Tons | 0.68033 | 0.89871 | 0.96129 | 0 | 0 | 0 | 0
BART NOX Annual-Jim Bridger 3 -v5.14 | 140 | 7167 | Rate Constraint in lbs/MMBtu | FALSE | L | Annual | Fuel Consumed | TBtu | 26.3083 | 34.753 | 37.1728 | 0 | 0 | 0 | 0
BART NOX Annual-Jim Bridger 3 -v5.14 | 140 | 7167 | Rate Constraint in lbs/MMBtu | FALSE | L | Annual | Rate | lb/MMBtu | 0.05172 | 0.05172 | 0.05172 | 0 | 0 | 0 | 0
BART NOX Annual-Jim Bridger 3 -v5.14 | 140 | 7167 | Rate Constraint in lbs/MMBtu | FALSE | L | Annual | Generation | TWh | 2.5197 | 3.3285 | 2.374 | 0 | 0 | 0 | 0
BART NOX Annual-Jim Bridger 3 -v5.14 | 140 | 7167 | Rate Constraint in lbs/MMBtu | FALSE | L | Annual | Qualifying Generation | TWh | 2.5197 | 3.3285 | 2.374 | 0 | 0 | 0 | 0
BART NOX Annual-Jim Bridger 3 -v5.14 | 140 | 7167 | Rate Constraint in lbs/MMBtu | FALSE | L | Annual | Rate | lb/MWh | 0.54001 | 0.54001 | 0.80985 | 0 | 0 | 0 | 0
BART NOX Annual-Jim Bridger 3 -v5.14 | 140 | 7167 | Rate Constraint in lbs/MMBtu | FALSE | L | Annual | Constraint Shadow Price | US2022$/Ton | 0 | 0 | 0 | 0 | 0 | 0 | 0
BART NOX Annual-Jim Bridger 4 -v5.14 | 141 | 7168 | Rate Constraint in lbs/MMBtu | FALSE | L | Annual | Seasons Included | Seasons | Winter, Spring, Summer, Fall | Winter, Spring, Summer, Fall | Winter, Spring, Summer, Fall | Winter, Spring, Summer, Fall | Winter, Spring, Summer, Fall | Winter, Spring, Summer, Fall | Winter, Spring, Summer, Fall
BART NOX Annual-Jim Bridger 4 -v5.14 | 141 | 7168 | Rate Constraint in lbs/MMBtu | FALSE | L | Annual | Standard NOX | lb/MMBtu | 0.07 | 0.07 | 0.07 | 0.07 | 0.07 | 0.07 | 0.07
BART NOX Annual-Jim Bridger 4 -v5.14 | 141 | 7168 | Rate Constraint in lbs/MMBtu | FALSE | L | Annual | Emissions at Affected Plants NOX | Thousand Tons | 0.45246 | 0.95364 | 1.0217 | 0 | 0 | 0 | 0
BART NOX Annual-Jim Bridger 4 -v5.14 | 141 | 7168 | Rate Constraint in lbs/MMBtu | FALSE | L | Annual | Allowances Purchased NOX | Thousand Tons | 0 | 0 | 0 | 0 | 0 | 0 | 0
BART NOX Annual-Jim Bridger 4 -v5.14 | 141 | 7168 | Rate Constraint in lbs/MMBtu | FALSE | L | Annual | Allowances Sold NOX | Thousand Tons | 0 | 0 | 0 | 0 | 0 | 0 | 0
BART NOX Annual-Jim Bridger 4 -v5.14 | 141 | 7168 | Rate Constraint in lbs/MMBtu | FALSE | L | Annual | Allowances Banked | Thousand Tons | 0 | 0 | 0 | 0 | 0 | 0 | 0
BART NOX Annual-Jim Bridger 4 -v5.14 | 141 | 7168 | Rate Constraint in lbs/MMBtu | FALSE | L | Annual | Allowances Withdrawn (1:1) | Thousand Tons | 0 | 0 | 0 | 0 | 0 | 0 | 0
BART NOX Annual-Jim Bridger 4 -v5.14 | 141 | 7168 | Rate Constraint in lbs/MMBtu | FALSE | L | Annual | Allowances Withdrawn (n:1) | Thousand Tons | 0 | 0 | 0 | 0 | 0 | 0 | 0
BART NOX Annual-Jim Bridger 4 -v5.14 | 141 | 7168 | Rate Constraint in lbs/MMBtu | FALSE | L | Annual | Net Emissions Allowance Position | Thousand Tons | 0.45246 | 0.95364 | 1.0217 | 0 | 0 | 0 | 0
BART NOX Annual-Jim Bridger 4 -v5.14 | 141 | 7168 | Rate Constraint in lbs/MMBtu | FALSE | L | Annual | Fuel Consumed | TBtu | 16.5947 | 34.9766 | 37.4719 | 0 | 0 | 0 | 0
BART NOX Annual-Jim Bridger 4 -v5.14 | 141 | 7168 | Rate Constraint in lbs/MMBtu | FALSE | L | Annual | Rate | lb/MMBtu | 0.05453 | 0.05453 | 0.05453 | 0 | 0 | 0 | 0
BART NOX Annual-Jim Bridger 4 -v5.14 | 141 | 7168 | Rate Constraint in lbs/MMBtu | FALSE | L | Annual | Generation | TWh | 1.5857 | 3.3422 | 2.3849 | 0 | 0 | 0 | 0
BART NOX Annual-Jim Bridger 4 -v5.14 | 141 | 7168 | Rate Constraint in lbs/MMBtu | FALSE | L | Annual | Qualifying Generation | TWh | 1.5857 | 3.3422 | 2.3849 | 0 | 0 | 0 | 0
BART NOX Annual-Jim Bridger 4 -v5.14 | 141 | 7168 | Rate Constraint in lbs/MMBtu | FALSE | L | Annual | Rate | lb/MWh | 0.57066 | 0.57066 | 0.85679 | 0 | 0 | 0 | 0
BART NOX Annual-Jim Bridger 4 -v5.14 | 141 | 7168 | Rate Constraint in lbs/MMBtu | FALSE | L | Annual | Constraint Shadow Price | US2022$/Ton | 0 | 0 | 0 | 0 | 0 | 0 | 0
BART NOX Annual-La Cygne 1 & 2 -v5.13 | 142 | 7147 | Rate Constraint in lbs/MMBtu | FALSE | L | Annual | Seasons Included | Seasons | Winter, Spring, Summer, Fall | Winter, Spring, Summer, Fall | Winter, Spring, Summer, Fall | Winter, Spring, Summer, Fall | Winter, Spring, Summer, Fall | Winter, Spring, Summer, Fall | Winter, Spring, Summer, Fall
BART NOX Annual-La Cygne 1 & 2 -v5.13 | 142 | 7147 | Rate Constraint in lbs/MMBtu | FALSE | L | Annual | Standard NOX | lb/MMBtu | 0.13 | 0.13 | 0.13 | 0.13 | 0.13 | 0.13 | 0.13
BART NOX Annual-La Cygne 1 & 2 -v5.13 | 142 | 7147 | Rate Constraint in lbs/MMBtu | FALSE | L | Annual | Emissions at Affected Plants NOX | Thousand Tons | 0 | 0 | 0 | 0 | 0 | 0 | 0
BART NOX Annual-La Cygne 1 & 2 -v5.13 | 142 | 7147 | Rate Constraint in lbs/MMBtu | FALSE | L | Annual | Allowances Purchased NOX | Thousand Tons | 0 | 0 | 0 | 0 | 0 | 0 | 0
BART NOX Annual-La Cygne 1 & 2 -v5.13 | 142 | 7147 | Rate Constraint in lbs/MMBtu | FALSE | L | Annual | Allowances Sold NOX | Thousand Tons | 0 | 0 | 0 | 0 | 0 | 0 | 0
BART NOX Annual-La Cygne 1 & 2 -v5.13 | 142 | 7147 | Rate Constraint in lbs/MMBtu | FALSE | L | Annual | Allowances Banked | Thousand Tons | 0 | 0 | 0 | 0 | 0 | 0 | 0
BART NOX Annual-La Cygne 1 & 2 -v5.13 | 142 | 7147 | Rate Constraint in lbs/MMBtu | FALSE | L | Annual | Allowances Withdrawn (1:1) | Thousand Tons | 0 | 0 | 0 | 0 | 0 | 0 | 0
BART NOX Annual-La Cygne 1 & 2 -v5.13 | 142 | 7147 | Rate Constraint in lbs/MMBtu | FALSE | L | Annual | Allowances Withdrawn (n:1) | Thousand Tons | 0 | 0 | 0 | 0 | 0 | 0 | 0
BART NOX Annual-La Cygne 1 & 2 -v5.13 | 142 | 7147 | Rate Constraint in lbs/MMBtu | FALSE | L | Annual | Net Emissions Allowance Position | Thousand Tons | 0 | 0 | 0 | 0 | 0 | 0 | 0
BART NOX Annual-La Cygne 1 & 2 -v5.13 | 142 | 7147 | Rate Constraint in lbs/MMBtu | FALSE | L | Annual | Fuel Consumed | TBtu | 0 | 0 | 0 | 0 | 0 | 0 | 0
BART NOX Annual-La Cygne 1 & 2 -v5.13 | 142 | 7147 | Rate Constraint in lbs/MMBtu | FALSE | L | Annual | Rate | lb/MMBtu | 0 | 0 | 0 | 0 | 0 | 0 | 0
BART NOX Annual-La Cygne 1 & 2 -v5.13 | 142 | 7147 | Rate Constraint in lbs/MMBtu | FALSE | L | Annual | Generation | TWh | 0 | 0 | 0 | 0 | 0 | 0 | 0
BART NOX Annual-La Cygne 1 & 2 -v5.13 | 142 | 7147 | Rate Constraint in lbs/MMBtu | FALSE | L | Annual | Qualifying Generation | TWh | 0 | 0 | 0 | 0 | 0 | 0 | 0
BART NOX Annual-La Cygne 1 & 2 -v5.13 | 142 | 7147 | Rate Constraint in lbs/MMBtu | FALSE | L | Annual | Rate | lb/MWh | 0 | 0 | 0 | 0 | 0 | 0 | 0
BART NOX Annual-La Cygne 1 & 2 -v5.13 | 142 | 7147 | Rate Constraint in lbs/MMBtu | FALSE | L | Annual | Constraint Shadow Price | US2022$/Ton | 0 | 0 | 0 | 0 | 0 | 0 | 0
BART NOX Annual-Laramie 1 -v5.14 | 143 | 7169 | Rate Constraint in lbs/MMBtu | FALSE | L | Annual | Seasons Included | Seasons | Winter, Spring, Summer, Fall | Winter, Spring, Summer, Fall | Winter, Spring, Summer, Fall | Winter, Spring, Summer, Fall | Winter, Spring, Summer, Fall | Winter, Spring, Summer, Fall | Winter, Spring, Summer, Fall
BART NOX Annual-Laramie 1 -v5.14 | 143 | 7169 | Rate Constraint in lbs/MMBtu | FALSE | L | Annual | Standard NOX | lb/MMBtu | 0.06 | 0.06 | 0.06 | 0.06 | 0.06 | 0.06 | 0.06
BART NOX Annual-Laramie 1 -v5.14 | 143 | 7169 | Rate Constraint in lbs/MMBtu | FALSE | L | Annual | Emissions at Affected Plants NOX | Thousand Tons | 1.1684 | 1.1684 | 1.1684 | 1.1684 | 0 | 0 | 0
BART NOX Annual-Laramie 1 -v5.14 | 143 | 7169 | Rate Constraint in lbs/MMBtu | FALSE | L | Annual | Allowances Purchased NOX | Thousand Tons | 0 | 0 | 0 | 0 | 0 | 0 | 0
BART NOX Annual-Laramie 1 -v5.14 | 143 | 7169 | Rate Constraint in lbs/MMBtu | FALSE | L | Annual | Allowances Sold NOX | Thousand Tons | 0 | 0 | 0 | 0 | 0 | 0 | 0
BART NOX Annual-Laramie 1 -v5.14 | 143 | 7169 | Rate Constraint in lbs/MMBtu | FALSE | L | Annual | Allowances Banked | Thousand Tons | 0 | 0 | 0 | 0 | 0 | 0 | 0
BART NOX Annual-Laramie 1 -v5.14 | 143 | 7169 | Rate Constraint in lbs/MMBtu | FALSE | L | Annual | Allowances Withdrawn (1:1) | Thousand Tons | 0 | 0 | 0 | 0 | 0 | 0 | 0
BART NOX Annual-Laramie 1 -v5.14 | 143 | 7169 | Rate Constraint in lbs/MMBtu | FALSE | L | Annual | Allowances Withdrawn (n:1) | Thousand Tons | 0 | 0 | 0 | 0 | 0 | 0 | 0
BART NOX Annual-Laramie 1 -v5.14 | 143 | 7169 | Rate Constraint in lbs/MMBtu | FALSE | L | Annual | Net Emissions Allowance Position | Thousand Tons | 1.1684 | 1.1684 | 1.1684 | 1.1684 | 0 | 0 | 0
BART NOX Annual-Laramie 1 -v5.14 | 143 | 7169 | Rate Constraint in lbs/MMBtu | FALSE | L | Annual | Fuel Consumed | TBtu | 38.9525 | 38.9525 | 38.9525 | 38.9525 | 0 | 0 | 0
BART NOX Annual-Laramie 1 -v5.14 | 143 | 7169 | Rate Constraint in lbs/MMBtu | FALSE | L | Annual | Rate | lb/MMBtu | 0.05999 | 0.05999 | 0.05999 | 0.05999 | 0 | 0 | 0
BART NOX Annual-Laramie 1 -v5.14 | 143 | 7169 | Rate Constraint in lbs/MMBtu | FALSE | L | Annual | Generation | TWh | 3.8121 | 3.8121 | 2.5693 | 2.5693 | 0 | 0 | 0
BART NOX Annual-Laramie 1 -v5.14 | 143 | 7169 | Rate Constraint in lbs/MMBtu | FALSE | L | Annual | Qualifying Generation | TWh | 3.8121 | 3.8121 | 2.5693 | 2.5693 | 0 | 0 | 0
BART NOX Annual-Laramie 1 -v5.14 | 143 | 7169 | Rate Constraint in lbs/MMBtu | FALSE | L | Annual | Rate | lb/MWh | 0.61298 | 0.61298 | 0.90949 | 0.90949 | 0 | 0 | 0
BART NOX Annual-Laramie 1 -v5.14 | 143 | 7169 | Rate Constraint in lbs/MMBtu | FALSE | L | Annual | Constraint Shadow Price | US2022$/Ton | 0 | 0 | 0 | 0 | 0 | 0 | 0
BART NOX Annual-Laramie 2 -v5.14 | 144 | 7170 | Rate Constraint in lbs/MMBtu | FALSE | L | Annual | Seasons Included | Seasons | Winter, Spring, Summer, Fall | Winter, Spring, Summer, Fall | Winter, Spring, Summer, Fall | Winter, Spring, Summer, Fall | Winter, Spring, Summer, Fall | Winter, Spring, Summer, Fall | Winter, Spring, Summer, Fall
BART NOX Annual-Laramie 2 -v5.14 | 144 | 7170 | Rate Constraint in lbs/MMBtu | FALSE | L | Annual | Standard NOX | lb/MMBtu | 0.15 | 0.15 | 0.15 | 0.15 | 0.15 | 0.15 | 0.15
BART NOX Annual-Laramie 2 -v5.14 | 144 | 7170 | Rate Constraint in lbs/MMBtu | FALSE | L | Annual | Emissions at Affected Plants NOX | Thousand Tons | 2.7822 | 2.7822 | 0.98596 | 0.98596 | 0 | 0 | 0
BART NOX Annual-Laramie 2 -v5.14 | 144 | 7170 | Rate Constraint in lbs/MMBtu | FALSE | L | Annual | Allowances Purchased NOX | Thousand Tons | 0 | 0 | 0 | 0 | 0 | 0 | 0
BART NOX Annual-Laramie 2 -v5.14 | 144 | 7170 | Rate Constraint in lbs/MMBtu | FALSE | L | Annual | Allowances Sold NOX | Thousand Tons | 0 | 0 | 0 | 0 | 0 | 0 | 0
BART NOX Annual-Laramie 2 -v5.14 | 144 | 7170 | Rate Constraint in lbs/MMBtu | FALSE | L | Annual | Allowances Banked | Thousand Tons | 0 | 0 | 0 | 0 | 0 | 0 | 0
BART NOX Annual-Laramie 2 -v5.14 | 144 | 7170 | Rate Constraint in lbs/MMBtu | FALSE | L | Annual | Allowances Withdrawn (1:1) | Thousand Tons | 0 | 0 | 0 | 0 | 0 | 0 | 0
BART NOX Annual-Laramie 2 -v5.14 | 144 | 7170 | Rate Constraint in lbs/MMBtu | FALSE | L | Annual | Allowances Withdrawn (n:1) | Thousand Tons | 0 | 0 | 0 | 0 | 0 | 0 | 0
BART NOX Annual-Laramie 2 -v5.14 | 144 | 7170 | Rate Constraint in lbs/MMBtu | FALSE | L | Annual | Net Emissions Allowance Position | Thousand Tons | 2.7822 | 2.7822 | 0.98596 | 0.98596 | 0 | 0 | 0
BART NOX Annual-Laramie 2 -v5.14 | 144 | 7170 | Rate Constraint in lbs/MMBtu | FALSE | L | Annual | Fuel Consumed | TBtu | 39.4385 | 39.4385 | 39.4385 | 39.4385 | 0 | 0 | 0
BART NOX Annual-Laramie 2 -v5.14 | 144 | 7170 | Rate Constraint in lbs/MMBtu | FALSE | L | Annual | Rate | lb/MMBtu | 0.14109 | 0.14109 | 0.05 | 0.05 | 0 | 0 | 0
BART NOX Annual-Laramie 2 -v5.14 | 144 | 7170 | Rate Constraint in lbs/MMBtu | FALSE | L | Annual | Generation | TWh | 3.8802 | 3.8802 | 2.6063 | 2.6063 | 0 | 0 | 0
BART NOX Annual-Laramie 2 -v5.14 | 144 | 7170 | Rate Constraint in lbs/MMBtu | FALSE | L | Annual | Qualifying Generation | TWh | 3.8802 | 3.8802 | 2.6063 | 2.6063 | 0 | 0 | 0
BART NOX Annual-Laramie 2 -v5.14 | 144 | 7170 | Rate Constraint in lbs/MMBtu | FALSE | L | Annual | Rate | lb/MWh | 1.434 | 1.434 | 0.75659 | 0.75659 | 0 | 0 | 0
BART NOX Annual-Laramie 2 -v5.14 | 144 | 7170 | Rate Constraint in lbs/MMBtu | FALSE | L | Annual | Constraint Shadow Price | US2022$/Ton | 0 | 0 | 0 | 0 | 0 | 0 | 0
BART NOX Annual-Laramie 3 -v5.14 | 145 | 7195 | Rate Constraint in lbs/MMBtu | FALSE | L | Annual | Seasons Included | Seasons | Winter, Spring, Summer, Fall | Winter, Spring, Summer, Fall | Winter, Spring, Summer, Fall | Winter, Spring, Summer, Fall | Winter, Spring, Summer, Fall | Winter, Spring, Summer, Fall | Winter, Spring, Summer, Fall
BART NOX Annual-Laramie 3 -v5.14 | 145 | 7195 | Rate Constraint in lbs/MMBtu | FALSE | L | Annual | Standard NOX | lb/MMBtu | 0.15 | 0.15 | 0.15 | 0.15 | 0.15 | 0.15 | 0.15
BART NOX Annual-Laramie 3 -v5.14 | 145 | 7195 | Rate Constraint in lbs/MMBtu | FALSE | L | Annual | Emissions at Affected Plants NOX | Thousand Tons | 2.8163 | 2.8163 | 0.98334 | 0.98334 | 0.14747 | 0.17556 | 0.17556
BART NOX Annual-Laramie 3 -v5.14 | 145 | 7195 | Rate Constraint in lbs/MMBtu | FALSE | L | Annual | Allowances Purchased NOX | Thousand Tons | 0 | 0 | 0 | 0 | 0 | 0 | 0
BART NOX Annual-Laramie 3 -v5.14 | 145 | 7195 | Rate Constraint in lbs/MMBtu | FALSE | L | Annual | Allowances Sold NOX | Thousand Tons | 0 | 0 | 0 | 0 | 0 | 0 | 0
BART NOX Annual-Laramie 3 -v5.14 | 145 | 7195 | Rate Constraint in lbs/MMBtu | FALSE | L | Annual | Allowances Banked | Thousand Tons | 0 | 0 | 0 | 0 | 0 | 0 | 0
BART NOX Annual-Laramie 3 -v5.14 | 145 | 7195 | Rate Constraint in lbs/MMBtu | FALSE | L | Annual | Allowances Withdrawn (1:1) | Thousand Tons | 0 | 0 | 0 | 0 | 0 | 0 | 0
BART NOX Annual-Laramie 3 -v5.14 | 145 | 7195 | Rate Constraint in lbs/MMBtu | FALSE | L | Annual | Allowances Withdrawn (n:1) | Thousand Tons | 0 | 0 | 0 | 0 | 0 | 0 | 0
BART NOX Annual-Laramie 3 -v5.14 | 145 | 7195 | Rate Constraint in lbs/MMBtu | FALSE | L | Annual | Net Emissions Allowance Position | Thousand Tons | 2.8163 | 2.8163 | 0.98334 | 0.98334 | 0.14747 | 0.17556 | 0.17556
BART NOX Annual-Laramie 3 -v5.14 | 145 | 7195 | Rate Constraint in lbs/MMBtu | FALSE | L | Annual | Fuel Consumed | TBtu | 39.3337 | 39.3337 | 39.3337 | 39.3337 | 5.8989 | 7.0225 | 7.0225
BART NOX Annual-Laramie 3 -v5.14 | 145 | 7195 | Rate Constraint in lbs/MMBtu | FALSE | L | Annual | Rate | lb/MMBtu | 0.1432 | 0.1432 | 0.05 | 0.05 | 0.05 | 0.05 | 0.05
BART NOX Annual-Laramie 3 -v5.14 | 145 | 7195 | Rate Constraint in lbs/MMBtu | FALSE | L | Annual | Generation | TWh | 3.8802 | 3.8802 | 2.6099 | 2.6099 | 0.39141 | 0.46596 | 0.46596
BART NOX Annual-Laramie 3 -v5.14 | 145 | 7195 | Rate Constraint in lbs/MMBtu | FALSE | L | Annual | Qualifying Generation | TWh | 3.8802 | 3.8802 | 2.6099 | 2.6099 | 0.39141 | 0.46596 | 0.46596
BART NOX Annual-Laramie 3 -v5.14 | 145 | 7195 | Rate Constraint in lbs/MMBtu | FALSE | L | Annual | Rate | lb/MWh | 1.4516 | 1.4516 | 0.75354 | 0.75354 | 0.75354 | 0.75354 | 0.75354
BART NOX Annual-Laramie 3 -v5.14 | 145 | 7195 | Rate Constraint in lbs/MMBtu | FALSE | L | Annual | Constraint Shadow Price | US2022$/Ton | 0 | 0 | 0 | 0 | 0 | 0 | 0
BART NOX Annual-Leland Olds 1 -v5.13 | 146 | 7148 | Rate Constraint in lbs/MMBtu | FALSE | L | Annual | Seasons Included | Seasons | Winter, Spring, Summer, Fall | Winter, Spring, Summer, Fall | Winter, Spring, Summer, Fall | Winter, Spring, Summer, Fall | Winter, Spring, Summer, Fall | Winter, Spring, Summer, Fall | Winter, Spring, Summer, Fall
BART NOX Annual-Leland Olds 1 -v5.13 | 146 | 7148 | Rate Constraint in lbs/MMBtu | FALSE | L | Annual | Standard NOX | lb/MMBtu | 0.19 | 0.19 | 0.19 | 0.19 | 0.19 | 0.19 | 0.19
BART NOX Annual-Leland Olds 1 -v5.13 | 146 | 7148 | Rate Constraint in lbs/MMBtu | FALSE | L | Annual | Emissions at Affected Plants NOX | Thousand Tons | 0 | 0 | 0 | 0 | 0 | 0 | 0
BART NOX Annual-Leland Olds 1 -v5.13 | 146 | 7148 | Rate Constraint in lbs/MMBtu | FALSE | L | Annual | Allowances Purchased NOX | Thousand Tons | 0 | 0 | 0 | 0 | 0 | 0 | 0
BART NOX Annual-Leland Olds 1 -v5.13 | 146 | 7148 | Rate Constraint in lbs/MMBtu | FALSE | L | Annual | Allowances Sold NOX | Thousand Tons | 0 | 0 | 0 | 0 | 0 | 0 | 0
BART NOX Annual-Leland Olds 1 -v5.13 | 146 | 7148 | Rate Constraint in lbs/MMBtu | FALSE | L | Annual | Allowances Banked | Thousand Tons | 0 | 0 | 0 | 0 | 0 | 0 | 0
BART NOX Annual-Leland Olds 1 -v5.13 | 146 | 7148 | Rate Constraint in lbs/MMBtu | FALSE | L | Annual | Allowances Withdrawn (1:1) | Thousand Tons | 0 | 0 | 0 | 0 | 0 | 0 | 0
BART NOX Annual-Leland Olds 1 -v5.13 | 146 | 7148 | Rate Constraint in lbs/MMBtu | FALSE | L | Annual | Allowances Withdrawn (n:1) | Thousand Tons | 0 | 0 | 0 | 0 | 0 | 0 | 0
BART NOX Annual-Leland Olds 1 -v5.13 | 146 | 7148 | Rate Constraint in lbs/MMBtu | FALSE | L | Annual | Net Emissions Allowance Position | Thousand Tons | 0 | 0 | 0 | 0 | 0 | 0 | 0
BART NOX Annual-Leland Olds 1 -v5.13 | 146 | 7148 | Rate Constraint in lbs/MMBtu | FALSE | L | Annual | Fuel Consumed | TBtu | 0 | 0 | 0 | 0 | 0 | 0 | 0
BART NOX Annual-Leland Olds 1 -v5.13 | 146 | 7148 | Rate Constraint in lbs/MMBtu | FALSE | L | Annual | Rate | lb/MMBtu | 0 | 0 | 0 | 0 | 0 | 0 | 0
BART NOX Annual-Leland Olds 1 -v5.13 | 146 | 7148 | Rate Constraint in lbs/MMBtu | FALSE | L | Annual | Generation | TWh | 0 | 0 | 0 | 0 | 0 | 0 | 0
BART NOX Annual-Leland Olds 1 -v5.13 | 146 | 7148 | Rate Constraint in lbs/MMBtu | FALSE | L | Annual | Qualifying Generation | TWh | 0 | 0 | 0 | 0 | 0 | 0 | 0
BART NOX Annual-Leland Olds 1 -v5.13 | 146 | 7148 | Rate Constraint in lbs/MMBtu | FALSE | L | Annual | Rate | lb/MWh | 0 | 0 | 0 | 0 | 0 | 0 | 0
BART NOX Annual-Leland Olds 1 -v5.13 | 146 | 7148 | Rate Constraint in lbs/MMBtu | FALSE | L | Annual | Constraint Shadow Price | US2022$/Ton | 0 | 0 | 0 | 0 | 0 | 0 | 0
BART NOX Annual-Leland Olds 2 -v5.13 | 147 | 7149 | Rate Constraint in lbs/MMBtu | FALSE | L | Annual | Seasons Included | Seasons | Winter, Spring, Summer, Fall | Winter, Spring, Summer, Fall | Winter, Spring, Summer, Fall | Winter, Spring, Summer, Fall | Winter, Spring, Summer, Fall | Winter, Spring, Summer, Fall | Winter, Spring, Summer, Fall
BART NOX Annual-Leland Olds 2 -v5.13 | 147 | 7149 | Rate Constraint in lbs/MMBtu | FALSE | L | Annual | Standard NOX | lb/MMBtu | 0.35 | 0.35 | 0.35 | 0.35 | 0.35 | 0.35 | 0.35
BART NOX Annual-Leland Olds 2 -v5.13 | 147 | 7149 | Rate Constraint in lbs/MMBtu | FALSE | L | Annual | Emissions at Affected Plants NOX | Thousand Tons | 0 | 0 | 0 | 0 | 0 | 0 | 0
BART NOX Annual-Leland Olds 2 -v5.13 | 147 | 7149 | Rate Constraint in lbs/MMBtu | FALSE | L | Annual | Allowances Purchased NOX | Thousand Tons | 0 | 0 | 0 | 0 | 0 | 0 | 0
BART NOX Annual-Leland Olds 2 -v5.13 | 147 | 7149 | Rate Constraint in lbs/MMBtu | FALSE | L | Annual | Allowances Sold NOX | Thousand Tons | 0 | 0 | 0 | 0 | 0 | 0 | 0
BART NOX Annual-Leland Olds 2 -v5.13 | 147 | 7149 | Rate Constraint in lbs/MMBtu | FALSE | L | Annual | Allowances Banked | Thousand Tons | 0 | 0 | 0 | 0 | 0 | 0 | 0
BART NOX Annual-Leland Olds 2 -v5.13 | 147 | 7149 | Rate Constraint in lbs/MMBtu | FALSE | L | Annual | Allowances Withdrawn (1:1) | Thousand Tons | 0 | 0 | 0 | 0 | 0 | 0 | 0
BART NOX Annual-Leland Olds 2 -v5.13 | 147 | 7149 | Rate Constraint in lbs/MMBtu | FALSE | L | Annual | Allowances Withdrawn (n:1) | Thousand Tons | 0 | 0 | 0 | 0 | 0 | 0 | 0
BART NOX Annual-Leland Olds 2 -v5.13 | 147 | 7149 | Rate Constraint in lbs/MMBtu | FALSE | L | Annual | Net Emissions Allowance Position | Thousand Tons | 0 | 0 | 0 | 0 | 0 | 0 | 0
BART NOX Annual-Leland Olds 2 -v5.13 | 147 | 7149 | Rate Constraint in lbs/MMBtu | FALSE | L | Annual | Fuel Consumed | TBtu | 0 | 0 | 0 | 0 | 0 | 0 | 0
BART NOX Annual-Leland Olds 2 -v5.13 | 147 | 7149 | Rate Constraint in lbs/MMBtu | FALSE | L | Annual | Rate | lb/MMBtu | 0 | 0 | 0 | 0 | 0 | 0 | 0
BART NOX Annual-Leland Olds 2 -v5.13 | 147 | 7149 | Rate Constraint in lbs/MMBtu | FALSE | L | Annual | Generation | TWh | 0 | 0 | 0 | 0 | 0 | 0 | 0
BART NOX Annual-Leland Olds 2 -v5.13 | 147 | 7149 | Rate Constraint in lbs/MMBtu | FALSE | L | Annual | Qualifying Generation | TWh | 0 | 0 | 0 | 0 | 0 | 0 | 0
BART NOX Annual-Leland Olds 2 -v5.13 | 147 | 7149 | Rate Constraint in lbs/MMBtu | FALSE | L | Annual | Rate | lb/MWh | 0 | 0 | 0 | 0 | 0 | 0 | 0
BART NOX Annual-Leland Olds 2 -v5.13 | 147 | 7149 | Rate Constraint in lbs/MMBtu | FALSE | L | Annual | Constraint Shadow Price | US2022$/Ton | 0 | 0 | 0 | 0 | 0 | 0 | 0
BART NOX Annual-Milton R Young B1 -v5.13 | 148 | 7151 | Rate Constraint in lbs/MMBtu | FALSE | L | Annual | Seasons Included | Seasons | Winter, Spring, Summer, Fall | Winter, Spring, Summer, Fall | Winter, Spring, Summer, Fall | Winter, Spring, Summer, Fall | Winter, Spring, Summer, Fall | Winter, Spring, Summer, Fall | Winter, Spring, Summer, Fall
BART NOX Annual-Milton R Young B1 -v5.13 | 148 | 7151 | Rate Constraint in lbs/MMBtu | FALSE | L | Annual | Standard NOX | lb/MMBtu | 0.36 | 0.36 | 0.36 | 0.36 | 0.36 | 0.36 | 0.36
BART NOX Annual-Milton R Young B1 -v5.13 | 148 | 7151 | Rate Constraint in lbs/MMBtu | FALSE | L | Annual | Emissions at Affected Plants NOX | Thousand Tons | 2.3187 | 2.54 | 0.49218 | 0.49218 | 0 | 0 | 0
BART NOX Annual-Milton R Young B1 -v5.13 | 148 | 7151 | Rate Constraint in lbs/MMBtu | FALSE | L | Annual | Allowances Purchased NOX | Thousand Tons | 0 | 0 | 0 | 0 | 0 | 0 | 0
BART NOX Annual-Milton R Young B1 -v5.13 | 148 | 7151 | Rate Constraint in lbs/MMBtu | FALSE | L | Annual | Allowances Sold NOX | Thousand Tons | 0 | 0 | 0 | 0 | 0 | 0 | 0
BART NOX Annual-Milton R Young B1 -v5.13 | 148 | 7151 | Rate Constraint in lbs/MMBtu | FALSE | L | Annual | Allowances Banked | Thousand Tons | 0 | 0 | 0 | 0 | 0 | 0 | 0
BART NOX Annual-Milton R Young B1 -v5.13 | 148 | 7151 | Rate Constraint in lbs/MMBtu | FALSE | L | Annual | Allowances Withdrawn (1:1) | Thousand Tons | 0 | 0 | 0 | 0 | 0 | 0 | 0
BART NOX Annual-Milton R Young B1 -v5.13 | 148 | 7151 | Rate Constraint in lbs/MMBtu | FALSE | L | Annual | Allowances Withdrawn (n:1) | Thousand Tons | 0 | 0 | 0 | 0 | 0 | 0 | 0
BART NOX Annual-Milton R Young B1 -v5.13 | 148 | 7151 | Rate Constraint in lbs/MMBtu | FALSE | L | Annual | Net Emissions Allowance Position | Thousand Tons | 2.3187 | 2.54 | 0.49218 | 0.49218 | 0 | 0 | 0
BART NOX Annual-Milton R Young B1 -v5.13 | 148 | 7151 | Rate Constraint in lbs/MMBtu | FALSE | L | Annual | Fuel Consumed | TBtu | 17.3536 | 19.0101 | 19.6873 | 19.6873 | 0 | 0 | 0
BART NOX Annual-Milton R Young B1 -v5.13 | 148 | 7151 | Rate Constraint in lbs/MMBtu | FALSE | L | Annual | Rate | lb/MMBtu | 0.26723 | 0.26723 | 0.05 | 0.05 | 0 | 0 | 0
BART NOX Annual-Milton R Young B1 -v5.13 | 148 | 7151 | Rate Constraint in lbs/MMBtu | FALSE | L | Annual | Generation | TWh | 1.492 | 1.6344 | 1.0581 | 1.0581 | 0 | 0 | 0
BART NOX Annual-Milton R Young B1 -v5.13 | 148 | 7151 | Rate Constraint in lbs/MMBtu | FALSE | L | Annual | Qualifying Generation | TWh | 1.492 | 1.6344 | 1.0581 | 1.0581 | 0 | 0 | 0
BART NOX Annual-Milton R Young B1 -v5.13 | 148 | 7151 | Rate Constraint in lbs/MMBtu | FALSE | L | Annual | Rate | lb/MWh | 3.1082 | 3.1082 | 0.93033 | 0.93033 | 0 | 0 | 0
BART NOX Annual-Milton R Young B1 -v5.13 | 148 | 7151 | Rate Constraint in lbs/MMBtu | FALSE | L | Annual | Constraint Shadow Price | US2022$/Ton | 0 | 0 | 0 | 0 | 0 | 0 | 0
BART NOX Annual-Milton R Young B2 -v5.13 | 149 | 7152 | Rate Constraint in lbs/MMBtu | FALSE | L | Annual | Seasons Included | Seasons | Winter, Spring, Summer, Fall | Winter, Spring, Summer, Fall | Winter, Spring, Summer, Fall | Winter, Spring, Summer, Fall | Winter, Spring, Summer, Fall | Winter, Spring, Summer, Fall | Winter, Spring, Summer, Fall
BART NOX Annual-Milton R Young B2 -v5.13 | 149 | 7152 | Rate Constraint in lbs/MMBtu | FALSE | L | Annual | Standard NOX | lb/MMBtu | 0.35 | 0.35 | 0.35 | 0.35 | 0.35 | 0.35 | 0.35
BART NOX Annual-Milton R Young B2 -v5.13 | 149 | 7152 | Rate Constraint in lbs/MMBtu | FALSE | L | Annual | Emissions at Affected Plants NOX | Thousand Tons | 4.2291 | 3.9972 | 0.90914 | 0.90914 | 0 | 0 | 0
BART NOX Annual-Milton R Young B2 -v5.13 | 149 | 7152 | Rate Constraint in lbs/MMBtu | FALSE | L | Annual | Allowances Purchased NOX | Thousand Tons | 0 | 0 | 0 | 0 | 0 | 0 | 0
BART NOX Annual-Milton R Young B2 -v5.13 | 149 | 7152 | Rate Constraint in lbs/MMBtu | FALSE | L | Annual | Allowances Sold NOX | Thousand Tons | 0 | 0 | 0 | 0 | 0 | 0 | 0
BART NOX Annual-Milton R Young B2 -v5.13 | 149 | 7152 | Rate Constraint in lbs/MMBtu | FALSE | L | Annual | Allowances Banked | Thousand Tons | 0 | 0 | 0 | 0 | 0 | 0 | 0
BART NOX Annual-Milton R Young B2 -v5.13 | 149 | 7152 | Rate Constraint in lbs/MMBtu | FALSE | L | Annual | Allowances Withdrawn (1:1) | Thousand Tons | 0 | 0 | 0 | 0 | 0 | 0 | 0
BART NOX Annual-Milton R Young B2 -v5.13 | 149 | 7152 | Rate Constraint in lbs/MMBtu | FALSE | L | Annual | Allowances Withdrawn (n:1) | Thousand Tons | 0 | 0 | 0 | 0 | 0 | 0 | 0
BART NOX Annual-Milton R Young B2 -v5.13 | 149 | 7152 | Rate Constraint in lbs/MMBtu | FALSE | L | Annual | Net Emissions Allowance Position | Thousand Tons | 4.2291 | 3.9972 | 0.90914 | 0.90914 | 0 | 0 | 0
BART NOX Annual-Milton R Young B2 -v5.13 | 149 | 7152 | Rate Constraint in lbs/MMBtu | FALSE | L | Annual | Fuel Consumed | TBtu | 29.8317 | 35.8759 | 36.3656 | 36.3656 | 0 | 0 | 0
BART NOX Annual-Milton R Young B2 -v5.13 | 149 | 7152 | Rate Constraint in lbs/MMBtu | FALSE | L | Annual | Rate | lb/MMBtu | 0.28353 | 0.22284 | 0.05 | 0.05 | 0 | 0 | 0
BART NOX Annual-Milton R Young B2 -v5.13 | 149 | 7152 | Rate Constraint in lbs/MMBtu | FALSE | L | Annual | Generation | TWh | 2.6189 | 2.8488 | 2.0196 | 2.0196 | 0 | 0 | 0
BART NOX Annual-Milton R Young B2 -v5.13 | 149 | 7152 | Rate Constraint in lbs/MMBtu | FALSE | L | Annual | Qualifying Generation | TWh | 2.6189 | 2.8488 | 2.0196 | 2.0196 | 0 | 0 | 0
BART NOX Annual-Milton R Young B2 -v5.13 | 149 | 7152 | Rate Constraint in lbs/MMBtu | FALSE | L | Annual | Rate | lb/MWh | 3.2297 | 2.8063 | 0.9003 | 0.9003 | 0 | 0 | 0
BART NOX Annual-Milton R Young B2 -v5.13 | 149 | 7152 | Rate Constraint in lbs/MMBtu | FALSE | L | Annual | Constraint Shadow Price | US2022$/Ton | 0 | 0 | 0 | 0 | 0 | 0 | 0
BART NOX Annual-Muskogee 4 -v6.17 | 150 | 7153 | Rate Constraint in lbs/MMBtu | FALSE | L | Annual | Seasons Included | Seasons | Winter, Spring, Summer, Fall | Winter, Spring, Summer, Fall | Winter, Spring, Summer, Fall | Winter, Spring, Summer, Fall | Winter, Spring, Summer, Fall | Winter, Spring, Summer, Fall | Winter, Spring, Summer, Fall
BART NOX Annual-Muskogee 4 -v6.17 | 150 | 7153 | Rate Constraint in lbs/MMBtu | FALSE | L | Annual | Standard NOX | lb/MMBtu | 0.15 | 0.15 | 0.15 | 0.15 | 0.15 | 0.15 | 0.15
BART NOX Annual-Muskogee 4 -v6.17 | 150 | 7153 | Rate Constraint in lbs/MMBtu | FALSE | L | Annual | Emissions at Affected Plants NOX | Thousand Tons | 0.05096 | 0.05096 | 0.05096 | 0.05096 | 0.05096 | 0.05096 | 0.05096
BART NOX Annual-Muskogee 4 -v6.17 | 150 | 7153 | Rate Constraint in lbs/MMBtu | FALSE | L | Annual | Allowances Purchased NOX | Thousand Tons | 0 | 0 | 0 | 0 | 0 | 0 | 0
BART NOX Annual-Muskogee 4 -v6.17 | 150 | 7153 | Rate Constraint in lbs/MMBtu | FALSE | L | Annual | Allowances Sold NOX | Thousand Tons | 0 | 0 | 0 | 0 | 0 | 0 | 0
BART NOX Annual-Muskogee 4 -v6.17 | 150 | 7153 | Rate Constraint in lbs/MMBtu | FALSE | L | Annual | Allowances Banked | Thousand Tons | 0 | 0 | 0 | 0 | 0 | 0 | 0
BART NOX Annual-Muskogee 4 -v6.17 | 150 | 7153 | Rate Constraint in lbs/MMBtu | FALSE | L | Annual | Allowances Withdrawn (1:1) | Thousand Tons | 0 | 0 | 0 | 0 | 0 | 0 | 0
BART NOX Annual-Muskogee 4 -v6.17 | 150 | 7153 | Rate Constraint in lbs/MMBtu | FALSE | L | Annual | Allowances Withdrawn (n:1) | Thousand Tons | 0 | 0 | 0 | 0 | 0 | 0 | 0
BART NOX Annual-Muskogee 4 -v6.17 | 150 | 7153 | Rate Constraint in lbs/MMBtu | FALSE | L | Annual | Net Emissions Allowance Position | Thousand Tons | 0.05096 | 0.05096 | 0.05096 | 0.05096 | 0.05096 | 0.05096 | 0.05096
BART NOX Annual-Muskogee 4 -v6.17 | 150 | 7153 | Rate Constraint in lbs/MMBtu | FALSE | L | Annual | Fuel Consumed | TBtu | 0.95574 | 0.95574 | 0.95574 | 0.95574 | 0.95574 | 0.95574 | 0.95574
BART NOX Annual-Muskogee 4 -v6.17 | 150 | 7153 | Rate Constraint in lbs/MMBtu | FALSE | L | Annual | Rate | lb/MMBtu | 0.10664 | 0.10664 | 0.10664 | 0.10664 | 0.10664 | 0.10664 | 0.10664
BART NOX Annual-Muskogee 4 -v6.17 | 150 | 7153 | Rate Constraint in lbs/MMBtu | FALSE | L | Annual | Generation | TWh | 0.084797 | 0.084797 | 0.084797 | 0.084797 | 0.084797 | 0.084797 | 0.084797
BART NOX Annual-Muskogee 4 -v6.17 | 150 | 7153 | Rate Constraint in lbs/MMBtu | FALSE | L | Annual | Qualifying Generation | TWh | 0.084797 | 0.084797 | 0.084797 | 0.084797 | 0.084797 | 0.084797 | 0.084797
BART NOX Annual-Muskogee 4 -v6.17 | 150 | 7153 | Rate Constraint in lbs/MMBtu | FALSE | L | Annual | Rate | lb/MWh | 1.2019 | 1.2019 | 1.2019 | 1.2019 | 1.2019 | 1.2019 | 1.2019
BART NOX Annual-Muskogee 4 -v6.17 | 150 | 7153 | Rate Constraint in lbs/MMBtu | FALSE | L | Annual | Constraint Shadow Price | US2022$/Ton | 0 | 0 | 0 | 0 | 0 | 0 | 0
BART NOX Annual-Muskogee 5 -v6.17 | 151 | 7154 | Rate Constraint in lbs/MMBtu | FALSE | L | Annual | Seasons Included | Seasons | Winter, Spring, Summer, Fall | Winter, Spring, Summer, Fall | Winter, Spring, Summer, Fall | Winter, Spring, Summer, Fall | Winter, Spring, Summer, Fall | Winter, Spring, Summer, Fall | Winter, Spring, Summer, Fall
BART NOX Annual-Muskogee 5 -v6.17 | 151 | 7154 | Rate Constraint in lbs/MMBtu | FALSE | L | Annual | Standard NOX | lb/MMBtu | 0.15 | 0.15 | 0.15 | 0.15 | 0.15 | 0.15 | 0.15
BART NOX Annual-Muskogee 5 -v6.17 | 151 | 7154 | Rate Constraint in lbs/MMBtu | FALSE | L | Annual | Emissions at Affected Plants NOX | Thousand Tons | 0.047778 | 0.047778 | 0.047778 | 0.047778 | 0.047778 | 0.047778 | 0.047778
BART NOX Annual-Muskogee 5 -v6.17 | 151 | 7154 | Rate Constraint in lbs/MMBtu | FALSE | L | Annual | Allowances Purchased NOX | Thousand Tons | 0 | 0 | 0 | 0 | 0 | 0 | 0
BART NOX Annual-Muskogee 5 -v6.17 | 151 | 7154 | Rate Constraint in lbs/MMBtu | FALSE | L | Annual | Allowances Sold NOX | Thousand Tons | 0 | 0 | 0 | 0 | 0 | 0 | 0
BART NOX Annual-Muskogee 5 -v6.17 | 151 | 7154 | Rate Constraint in lbs/MMBtu | FALSE | L | Annual | Allowances Banked | Thousand Tons | 0 | 0 | 0 | 0 | 0 | 0 | 0
BART NOX Annual-Muskogee 5 -v6.17 | 151 | 7154 | Rate Constraint in lbs/MMBtu | FALSE | L | Annual | Allowances Withdrawn (1:1) | Thousand Tons | 0 | 0 | 0 | 0 | 0 | 0 | 0
BART NOX Annual-Muskogee 5 -v6.17 | 151 | 7154 | Rate Constraint in lbs/MMBtu | FALSE | L | Annual | Allowances Withdrawn (n:1) | Thousand Tons | 0 | 0 | 0 | 0 | 0 | 0 | 0
BART NOX Annual-Muskogee 5 -v6.17 | 151 | 7154 | Rate Constraint in lbs/MMBtu | FALSE | L | Annual | Net Emissions Allowance Position | Thousand Tons | 0.047778 | 0.047778 | 0.047778 | 0.047778 | 0.047778 | 0.047778 | 0.047778
BART NOX Annual-Muskogee 5 -v6.17 | 151 | 7154 | Rate Constraint in lbs/MMBtu | FALSE | L | Annual | Fuel Consumed | TBtu | 0.96279 | 0.96279 | 0.96279 | 0.96279 | 0.96279 | 0.96279 | 0.96279
BART NOX Annual-Muskogee 5 -v6.17 | 151 | 7154 | Rate Constraint in lbs/MMBtu | FALSE | L | Annual | Rate | lb/MMBtu | 0.09925 | 0.09925 | 0.09925 | 0.09925 | 0.09925 | 0.09925 | 0.09925
BART NOX Annual-Muskogee 5 -v6.17 | 151 | 7154 | Rate Constraint in lbs/MMBtu | FALSE | L | Annual | Generation | TWh | 0.085498 | 0.085498 | 0.085498 | 0.085498 | 0.085498 | 0.085498 | 0.085498
BART NOX Annual-Muskogee 5 -v6.17 | 151 | 7154 | Rate Constraint in lbs/MMBtu | FALSE | L | Annual | Qualifying Generation | TWh | 0.085498 | 0.085498 | 0.085498 | 0.085498 | 0.085498 | 0.085498 | 0.085498
BART NOX Annual-Muskogee 5 -v6.17 | 151 | 7154 | Rate Constraint in lbs/MMBtu | FALSE | L | Annual | Rate | lb/MWh | 1.1177 | 1.1177 | 1.1177 | 1.1177 | 1.1177 | 1.1177 | 1.1177
BART NOX Annual-Muskogee 5 -v6.17 | 151 | 7154 | Rate Constraint in lbs/MMBtu | FALSE | L | Annual | Constraint Shadow Price | US2022$/Ton | 0 | 0 | 0 | 0 | 0 | 0 | 0
BART NOX Annual-Naughton 3 -v5.14 | 152 | 7173 | Rate Constraint in lbs/MMBtu | FALSE | L | Annual | Seasons Included | Seasons | Winter, Spring, Summer, Fall | Winter, Spring, Summer, Fall | Winter, Spring, Summer, Fall | Winter, Spring, Summer, Fall | Winter, Spring, Summer, Fall | Winter, Spring, Summer, Fall | Winter, Spring, Summer, Fall
BART NOX Annual-Naughton 3 -v5.14 | 152 | 7173 | Rate Constraint in lbs/MMBtu | FALSE | L | Annual | Standard NOX | lb/MMBtu | 0.12 | 0.12 | 0.12 | 0.12 | 0.12 | 0.12 | 0.12
BART NOX Annual-Naughton 3 -v5.14 | 152 | 7173 | Rate Constraint in lbs/MMBtu | FALSE | L | Annual | Emissions at Affected Plants NOX | Thousand Tons | 0 | 0 | 0 | 0 | 0 | 0 | 0
BART NOX Annual-Naughton 3 -v5.14 | 152 | 7173 | Rate Constraint in lbs/MMBtu | FALSE | L | Annual | Allowances Purchased NOX | Thousand Tons | 0 | 0 | 0 | 0 | 0 | 0 | 0
BART NOX Annual-Naughton 3 -v5.14 | 152 | 7173 | Rate Constraint in lbs/MMBtu | FALSE | L | Annual | Allowances Sold NOX | Thousand Tons | 0 | 0 | 0 | 0 | 0 | 0 | 0
BART NOX Annual-Naughton 3 -v5.14 | 152 | 7173 | Rate Constraint in lbs/MMBtu | FALSE | L | Annual | Allowances Banked | Thousand Tons | 0 | 0 | 0 | 0 | 0 | 0 | 0
BART NOX Annual-Naughton 3 -v5.14 | 152 | 7173 | Rate Constraint in lbs/MMBtu | FALSE | L | Annual | Allowances Withdrawn (1:1) | Thousand Tons | 0 | 0 | 0 | 0 | 0 | 0 | 0
BART NOX Annual-Naughton 3 -v5.14 | 152 | 7173 | Rate Constraint in lbs/MMBtu | FALSE | L | Annual | Allowances Withdrawn (n:1) | Thousand Tons | 0 | 0 | 0 | 0 | 0 | 0 | 0
BART NOX Annual-Naughton 3 -v5.14 | 152 | 7173 | Rate Constraint in lbs/MMBtu | FALSE | L | Annual | Net Emissions Allowance Position | Thousand Tons | 0 | 0 | 0 | 0 | 0 | 0 | 0
BART NOX Annual-Naughton 3 -v5.14 | 152 | 7173 | Rate Constraint in lbs/MMBtu | FALSE | L | Annual | Fuel Consumed | TBtu | 0 | 0 | 0 | 0 | 0 | 0 | 0
BART NOX Annual-Naughton 3 -v5.14 | 152 | 7173 | Rate Constraint in lbs/MMBtu | FALSE | L | Annual | Rate | lb/MMBtu | 0 | 0 | 0 | 0 | 0 | 0 | 0
BART NOX Annual-Naughton 3 -v5.14 | 152 | 7173 | Rate Constraint in lbs/MMBtu | FALSE | L | Annual | Generation | TWh | 0 | 0 | 0 | 0 | 0 | 0 | 0
BART NOX Annual-Naughton 3 -v5.14 | 152 | 7173 | Rate Constraint in lbs/MMBtu | FALSE | L | Annual | Qualifying Generation | TWh | 0 | 0 | 0 | 0 | 0 | 0 | 0
BART NOX Annual-Naughton 3 -v5.14 | 152 | 7173 | Rate Constraint in lbs/MMBtu | FALSE | L | Annual | Rate | lb/MWh | 0 | 0 | 0 | 0 | 0 | 0 | 0
BART NOX Annual-Naughton 3 -v5.14 | 152 | 7173 | Rate Constraint in lbs/MMBtu | FALSE | L | Annual | Constraint Shadow Price | US2022$/Ton | 0 | 0 | 0 | 0 | 0 | 0 | 0
BART NOX Annual-Nebraska City 1 -v5.14 | 153 | 7137 | Rate Constraint in lbs/MMBtu | FALSE | L | Annual | Seasons Included | Seasons | Winter, Spring, Summer, Fall | Winter, Spring, Summer, Fall | Winter, Spring, Summer, Fall | Winter, Spring, Summer, Fall | Winter, Spring, Summer, Fall | Winter, Spring, Summer, Fall | Winter, Spring, Summer, Fall
BART NOX Annual-Nebraska City 1 -v5.14 | 153 | 7137 | Rate Constraint in lbs/MMBtu | FALSE | L | Annual | Standard NOX | lb/MMBtu | 0.23 | 0.23 | 0.23 | 0.23 | 0.23 | 0.23 | 0.23
BART NOX Annual-Nebraska City 1 -v5.14 | 153 | 7137 | Rate Constraint in lbs/MMBtu | FALSE | L | Annual | Emissions at Affected Plants NOX | Thousand Tons | 2.8189 | 3.5955 | 0 | 0 | 0 | 0 | 0
BART NOX Annual-Nebraska City 1 -v5.14 | 153 | 7137 | Rate Constraint in lbs/MMBtu | FALSE | L | Annual | Allowances Purchased NOX | Thousand Tons | 0 | 0 | 0 | 0 | 0 | 0 | 0
BART NOX Annual-Nebraska City 1 -v5.14 | 153 | 7137 | Rate Constraint in lbs/MMBtu | FALSE | L | Annual | Allowances Sold NOX | Thousand Tons | 0 | 0 | 0 | 0 | 0 | 0 | 0
BART NOX Annual-Nebraska City 1 -v5.14 | 153 | 7137 | Rate Constraint in lbs/MMBtu | FALSE | L | Annual | Allowances Banked | Thousand Tons | 0 | 0 | 0 | 0 | 0 | 0 | 0
BART NOX Annual-Nebraska City 1 -v5.14 | 153 | 7137 | Rate Constraint in lbs/MMBtu | FALSE | L | Annual | Allowances Withdrawn (1:1) | Thousand Tons | 0 | 0 | 0 | 0 | 0 | 0 | 0
BART NOX Annual-Nebraska City 1 -v5.14 | 153 | 7137 | Rate Constraint in lbs/MMBtu | FALSE | L | Annual | Allowances Withdrawn (n:1) | Thousand Tons | 0 | 0 | 0 | 0 | 0 | 0 | 0
BART NOX Annual-Nebraska City 1 -v5.14 | 153 | 7137 | Rate Constraint in lbs/MMBtu | FALSE | L | Annual | Net Emissions Allowance Position | Thousand Tons | 2.8189 | 3.5955 | 0 | 0 | 0 | 0 | 0
BART NOX Annual-Nebraska City 1 -v5.14 | 153 | 7137 | Rate Constraint in lbs/MMBtu | FALSE | L | Annual | Fuel Consumed | TBtu | 30.0847 | 38.3722 | 0 | 0 | 0 | 0 | 0
BART NOX Annual-Nebraska City 1 -v5.14 | 153 | 7137 | Rate Constraint in lbs/MMBtu | FALSE | L | Annual | Rate | lb/MMBtu | 0.1874 | 0.1874 | 0 | 0 | 0 | 0 | 0
BART NOX Annual-Nebraska City 1 -v5.14 | 153 | 7137 | Rate Constraint in lbs/MMBtu | FALSE | L | Annual | Generation | TWh | 3.0642 | 3.9083 | 0 | 0 | 0 | 0 | 0
BART NOX Annual-Nebraska City 1 -v5.14 | 153 | 7137 | Rate Constraint in lbs/MMBtu | FALSE | L | Annual | Qualifying Generation | TWh | 3.0642 | 3.9083 | 0 | 0 | 0 | 0 | 0
BART NOX Annual-Nebraska City 1 -v5.14 | 153 | 7137 | Rate Constraint in lbs/MMBtu | FALSE | L | Annual | Rate | lb/MWh | 1.8399 | 1.8399 | 0 | 0 | 0 | 0 | 0
BART NOX Annual-Nebraska City 1 -v5.14 | 153 | 7137 | Rate Constraint in lbs/MMBtu | FALSE | L | Annual | Constraint Shadow Price | US2022$/Ton | 0 | 0 | 0 | 0 | 0 | 0 | 0
BART NOX Annual-Pawnee 1 -v5.13 | 154 | 7155 | Rate Constraint in lbs/MMBtu | FALSE | L | Annual | Seasons Included | Seasons | Winter, Spring, Summer, Fall | Winter, Spring, Summer, Fall | Winter, Spring, Summer, Fall | Winter, Spring, Summer, Fall | Winter, Spring, Summer, Fall | Winter, Spring, Summer, Fall | Winter, Spring, Summer, Fall
BART NOX Annual-Pawnee 1 -v5.13 | 154 | 7155 | Rate Constraint in lbs/MMBtu | FALSE | L | Annual | Standard NOX | lb/MMBtu | 0.07 | 0.07 | 0.07 | 0.07 | 0.07 | 0.07 | 0.07
BART NOX Annual-Pawnee 1 -v5.13 | 154 | 7155 | Rate Constraint in lbs/MMBtu | FALSE | L | Annual | Emissions at Affected Plants NOX | Thousand Tons | 0.037775 | 0.026607 | 0.040029 | 0.040029 | 0.040029 | 0.040029 | 0.040029
BART NOX Annual-Pawnee 1 -v5.13 | 154 | 7155 | Rate Constraint in lbs/MMBtu | FALSE | L | Annual | Allowances Purchased NOX | Thousand Tons | 0 | 0 | 0 | 0 | 0 | 0 | 0
BART NOX Annual-Pawnee 1 -v5.13 | 154 | 7155 | Rate Constraint in lbs/MMBtu | FALSE | L | Annual | Allowances Sold NOX | Thousand Tons | 0 | 0 | 0 | 0 | 0 | 0 | 0
BART NOX Annual-Pawnee 1 -v5.13 | 154 | 7155 | Rate Constraint in lbs/MMBtu | FALSE | L | Annual | Allowances Banked | Thousand Tons | 0 | 0 | 0 | 0 | 0 | 0 | 0
BART NOX Annual-Pawnee 1 -v5.13 | 154 | 7155 | Rate Constraint in lbs/MMBtu | FALSE | L | Annual | Allowances Withdrawn (1:1) | Thousand Tons | 0 | 0 | 0 | 0 | 0 | 0 | 0
BART NOX Annual-Pawnee 1 -v5.13 | 154 | 7155 | Rate Constraint in lbs/MMBtu | FALSE | L | Annual | Allowances Withdrawn (n:1) | Thousand Tons | 0 | 0 | 0 | 0 | 0 | 0 | 0
BART NOX Annual-Pawnee 1 -v5.13 | 154 | 7155 | Rate Constraint in lbs/MMBtu | FALSE | L | Annual | Net Emissions Allowance Position | Thousand Tons | 0.037775 | 0.026607 | 0.040029 | 0.040029 | 0.040029 | 0.040029 | 0.040029
BART NOX Annual-Pawnee 1 -v5.13 | 154 | 7155 | Rate Constraint in lbs/MMBtu | FALSE | L | Annual | Fuel Consumed | TBtu | 1.4731 | 1.0586 | 1.5568 | 1.5568 | 1.5568 | 1.5568 | 1.5568
BART NOX Annual-Pawnee 1 -v5.13 | 154 | 7155 | Rate Constraint in lbs/MMBtu | FALSE | L | Annual | Rate | lb/MMBtu | 0.051286 | 0.05027 | 0.051425 | 0.051425 | 0.051425 | 0.051425 | 0.051425
BART NOX Annual-Pawnee 1 -v5.13 | 154 | 7155 | Rate Constraint in lbs/MMBtu | FALSE | L | Annual | Generation | TWh | 0.13244 | 0.093942 | 0.12207 | 0.12207 | 0.12207 | 0.12207 | 0.12207
BART NOX Annual-Pawnee 1 -v5.13 | 154 | 7155 | Rate Constraint in lbs/MMBtu | FALSE | L | Annual | Qualifying Generation | TWh | 0.13244 | 0.093942 | 0.12207 | 0.12207 | 0.12207 | 0.12207 | 0.12207
BART NOX Annual-Pawnee 1 -v5.13 | 154 | 7155 | Rate Constraint in lbs/MMBtu | FALSE | L | Annual | Rate | lb/MWh | 0.57046 | 0.56645 | 0.65585 | 0.65585 | 0.65585 | 0.65585 | 0.65585
BART NOX Annual-Pawnee 1 -v5.13 | 154 | 7155 | Rate Constraint in lbs/MMBtu | FALSE | L | Annual | Constraint Shadow Price | US2022$/Ton | 0 | 0 | 0 | 0 | 0 | 0 | 0
BART NOX Annual-Ray D Nixon 1 -v5.13 | 155 | 7156 | Rate Constraint in lbs/MMBtu | FALSE | L | Annual | Seasons Included | Seasons | Winter, Spring, Summer, Fall | Winter, Spring, Summer, Fall | Winter, Spring, Summer, Fall | Winter, Spring, Summer, Fall | Winter, Spring, Summer, Fall | Winter, Spring, Summer, Fall | Winter, Spring, Summer, Fall
BART NOX Annual-Ray D Nixon 1 -v5.13 | 155 | 7156 | Rate Constraint in lbs/MMBtu | FALSE | L | Annual | Standard NOX | lb/MMBtu | 0.21 | 0.21 | 0.21 | 0.21 | 0.21 | 0.21 | 0.21
BART NOX Annual-Ray D Nixon 1 -v5.13 | 155 | 7156 | Rate Constraint in lbs/MMBtu | FALSE | L | Annual | Emissions at Affected Plants NOX | Thousand Tons | 1.2302 | 0.0089489 | 0.059808 | 0.068227 | 0.059808 | 0.071305 | 0.071305
BART NOX Annual-Ray D Nixon 1 -v5.13 | 155 | 7156 | Rate Constraint in lbs/MMBtu | FALSE | L | Annual | Allowances Purchased NOX | Thousand Tons | 0 | 0 | 0 | 0 | 0 | 0 | 0
BART NOX Annual-Ray D Nixon 1 -v5.13 | 155 | 7156 | Rate Constraint in lbs/MMBtu | FALSE | L | Annual | Allowances Sold NOX | Thousand Tons | 0 | 0 | 0 | 0 | 0 | 0 | 0
BART NOX Annual-Ray D Nixon 1 -v5.13 | 155 | 7156 | Rate Constraint in lbs/MMBtu | FALSE | L | Annual | Allowances Banked | Thousand Tons | 0 | 0 | 0 | 0 | 0 | 0 | 0
BART NOX Annual-Ray D Nixon 1 -v5.13 | 155 | 7156 | Rate Constraint in lbs/MMBtu | FALSE | L | Annual | Allowances Withdrawn (1:1) | Thousand Tons | 0 | 0 | 0 | 0 | 0 | 0 | 0
BART NOX Annual-Ray D Nixon 1 -v5.13 | 155 | 7156 | Rate Constraint in lbs/MMBtu | FALSE | L | Annual | Allowances Withdrawn (n:1) | Thousand Tons | 0 | 0 | 0 | 0 | 0 | 0 | 0
BART NOX Annual-Ray D Nixon 1 -v5.13 | 155 | 7156 | Rate Constraint in lbs/MMBtu | FALSE | L | Annual | Net Emissions Allowance Position | Thousand Tons | 1.2302 | 0.0089489 | 0.059808 | 0.068227 | 0.059808 | 0.071305 | 0.071305
BART NOX Annual-Ray D Nixon 1 -v5.13 | 155 | 7156 | Rate Constraint in lbs/MMBtu | FALSE | L | Annual | Fuel Consumed | TBtu | 15.1109 | 0.10992 | 0.73465 | 0.83806 | 0.73465 | 0.87587 | 0.87587
BART NOX Annual-Ray D Nixon 1 -v5.13 | 155 | 7156 | Rate Constraint in lbs/MMBtu | FALSE | L | Annual | Rate | lb/MMBtu | 0.16282 | 0.16282 | 0.16282 | 0.16282 | 0.16282 | 0.16282 | 0.16282
BART NOX Annual-Ray D Nixon 1 -v5.13 | 155 | 7156 | Rate Constraint in lbs/MMBtu | FALSE | L | Annual | Generation | TWh | 1.4451 | 0.010512 | 0.070255 | 0.080144 | 0.070255 | 0.08376 | 0.08376
BART NOX Annual-Ray D Nixon 1 -v5.13 | 155 | 7156 | Rate Constraint in lbs/MMBtu | FALSE | L | Annual | Qualifying Generation | TWh | 1.4451 | 0.010512 | 0.070255 | 0.080144 | 0.070255 | 0.08376 | 0.08376
BART NOX Annual-Ray D Nixon 1 -v5.13 | 155 | 7156 | Rate Constraint in lbs/MMBtu | FALSE | L | Annual | Rate | lb/MWh | 1.7026 | 1.7026 | 1.7026 | 1.7026 | 1.7026 | 1.7026 | 1.7026
BART NOX Annual-Ray D Nixon 1 -v5.13 | 155 | 7156 | Rate Constraint in lbs/MMBtu | FALSE | L | Annual | Constraint Shadow Price | US2022$/Ton | 0 | 0 | 0 | 0 | 0 | 0 | 0
BART NOX Annual-Sooner 1 -v5.13 | 156 | 7157 | Rate Constraint in lbs/MMBtu | FALSE | L | Annual | Seasons Included | Seasons | Winter, Spring, Summer, Fall | Winter, Spring, Summer, Fall | Winter, Spring, Summer, Fall | Winter, Spring, Summer, Fall | Winter, Spring, Summer, Fall | Winter, Spring, Summer, Fall | Winter, Spring, Summer, Fall
BART NOX Annual-Sooner 1 -v5.13 | 156 | 7157 | Rate Constraint in lbs/MMBtu | FALSE | L | Annual | Standard NOX | lb/MMBtu | 0.15 | 0.15 | 0.15 | 0.15 | 0.15 | 0.15 | 0.15
BART NOX Annual-Sooner 1 -v5.13 | 156 | 7157 | Rate Constraint in lbs/MMBtu | FALSE | L | Annual | Emissions at Affected Plants NOX | Thousand Tons | 0.014955 | 0.022862 | 0.03066 | 0.03066 | 0 | 0 | 0
BART NOX Annual-Sooner 1 -v5.13 | 156 | 7157 | Rate Constraint in lbs/MMBtu | FALSE | L | Annual | Allowances Purchased NOX | Thousand Tons | 0 | 0 | 0 | 0 | 0 | 0 | 0
BART NOX Annual-Sooner 1 -v5.13 | 156 | 7157 | Rate Constraint in lbs/MMBtu | FALSE | L | Annual | Allowances Sold NOX | Thousand Tons | 0 | 0 | 0 | 0 | 0 | 0 | 0
BART NOX Annual-Sooner 1 -v5.13 | 156 | 7157 | Rate Constraint in lbs/MMBtu | FALSE | L | Annual | Allowances Banked | Thousand Tons | 0 | 0 | 0 | 0 | 0 | 0 | 0
BART NOX Annual-Sooner 1 -v5.13 | 156 | 7157 | Rate Constraint in lbs/MMBtu | FALSE | L | Annual | Allowances Withdrawn (1:1) | Thousand Tons | 0 | 0 | 0 | 0 | 0 | 0 | 0
BART NOX Annual-Sooner 1 -v5.13 | 156 | 7157 | Rate Constraint in lbs/MMBtu | FALSE | L | Annual | Allowances Withdrawn (n:1) | Thousand Tons | 0 | 0 | 0 | 0 | 0 | 0 | 0
BART NOX Annual-Sooner 1 -v5.13 | 156 | 7157 | Rate Constraint in lbs/MMBtu | FALSE | L | Annual | Net Emissions Allowance Position | Thousand Tons | 0.014955 | 0.022862 | 0.03066 | 0.03066 | 0 | 0 | 0
BART NOX Annual-Sooner 1 -v5.13 | 156 | 7157 | Rate Constraint in lbs/MMBtu | FALSE | L | Annual | Fuel Consumed | TBtu | 0.24273 | 0.46485 | 1.2264 | 1.2264 | 0 | 0 | 0
BART NOX Annual-Sooner 1 -v5.13 | 156 | 7157 | Rate Constraint in lbs/MMBtu | FALSE | L | Annual | Rate | lb/MMBtu | 0.12322 | 0.098361 | 0.05 | 0.05 | 0 | 0 | 0
BART NOX Annual-Sooner 1 -v5.13 | 156 | 7157 | Rate Constraint in lbs/MMBtu | FALSE | L | Annual | Generation | TWh | 0.022854 | 0.043394 | 0.075881 | 0.075881 | 0 | 0 | 0
BART NOX Annual-Sooner 1 -v5.13 | 156 | 7157 | Rate Constraint in lbs/MMBtu | FALSE | L | Annual | Qualifying Generation | TWh | 0.022854 | 0.043394 | 0.075881 | 0.075881 | 0 | 0 | 0
BART NOX Annual-Sooner 1 -v5.13 | 156 | 7157 | Rate Constraint in lbs/MMBtu | FALSE | L | Annual | Rate | lb/MWh | 1.3087 | 1.0537 | 0.80811 | 0.80811 | 0 | 0 | 0
BART NOX Annual-Sooner 1 -v5.13 | 156 | 7157 | Rate Constraint in lbs/MMBtu | FALSE | L | Annual | Constraint Shadow Price | US2022$/Ton | 0 | 0 | 0 | 0 | 0 | 0 | 0
BART NOX Annual-Sooner 2 -v5.13 | 157 | 7158 | Rate Constraint in lbs/MMBtu | FALSE | L | Annual | Seasons Included | Seasons | Winter, Spring, Summer, Fall | Winter, Spring, Summer, Fall | Winter, Spring, Summer, Fall | Winter, Spring, Summer, Fall | Winter, Spring, Summer, Fall | Winter, Spring, Summer, Fall | Winter, Spring, Summer, Fall
BART NOX Annual-Sooner 2 -v5.13 | 157 | 7158 | Rate Constraint in lbs/MMBtu | FALSE | L | Annual | Standard NOX | lb/MMBtu | 0.15 | 0.15 | 0.15 | 0.15 | 0.15 | 0.15 | 0.15
BART NOX Annual-Sooner 2 -v5.13 | 157 | 7158 | Rate Constraint in lbs/MMBtu | FALSE | L | Annual | Emissions at Affected Plants NOX | Thousand Tons | 0 | 0 | 0 | 0 | 0 | 0 | 0
BART NOX Annual-Sooner 2 -v5.13 | 157 | 7158 | Rate Constraint in lbs/MMBtu | FALSE | L | Annual | Allowances Purchased NOX | Thousand Tons | 0 | 0 | 0 | 0 | 0 | 0 | 0
BART NOX Annual-Sooner 2 -v5.13 | 157 | 7158 | Rate Constraint in lbs/MMBtu | FALSE | L | Annual | Allowances Sold NOX | Thousand Tons | 0 | 0 | 0 | 0 | 0 | 0 | 0
BART NOX Annual-Sooner 2 -v5.13 | 157 | 7158 | Rate Constraint in lbs/MMBtu | FALSE | L | Annual | Allowances Banked | Thousand Tons | 0 | 0 | 0 | 0 | 0 | 0 | 0
BART NOX Annual-Sooner 2 -v5.13 | 157 | 7158 | Rate Constraint in lbs/MMBtu | FALSE | L | Annual | Allowances Withdrawn (1:1) | Thousand Tons | 0 | 0 | 0 | 0 | 0 | 0 | 0
BART NOX Annual-Sooner 2 -v5.13 | 157 | 7158 | Rate Constraint in lbs/MMBtu | FALSE | L | Annual | Allowances Withdrawn (n:1) | Thousand Tons | 0 | 0 | 0 | 0 | 0 | 0 | 0
BART NOX Annual-Sooner 2 -v5.13 | 157 | 7158 | Rate Constraint in lbs/MMBtu | FALSE | L | Annual | Net Emissions Allowance Position | Thousand Tons | 0 | 0 | 0 | 0 | 0 | 0 | 0
BART NOX Annual-Sooner 2 -v5.13 | 157 | 7158 | Rate Constraint in lbs/MMBtu | FALSE | L | Annual | Fuel Consumed | TBtu | 0 | 0 | 0 | 0 | 0 | 0 | 0
BART NOX Annual-Sooner 2 -v5.13 | 157 | 7158 | Rate Constraint in lbs/MMBtu | FALSE | L | Annual | Rate | lb/MMBtu | 0 | 0 | 0 | 0 | 0 | 0 | 0
BART NOX Annual-Sooner 2 -v5.13 | 157 | 7158 | Rate Constraint in lbs/MMBtu | FALSE | L | Annual | Generation | TWh | 0 | 0 | 0 | 0 | 0 | 0 | 0
BART NOX Annual-Sooner 2 -v5.13 | 157 | 7158 | Rate Constraint in lbs/MMBtu | FALSE | L | Annual | Qualifying Generation | TWh | 0 | 0 | 0 | 0 | 0 | 0 | 0
BART NOX Annual-Sooner 2 -v5.13 | 157 | 7158 | Rate Constraint in lbs/MMBtu | FALSE | L | Annual | Rate | lb/MWh | 0 | 0 | 0 | 0 | 0 | 0 | 0
BART NOX Annual-Sooner 2 -v5.13 | 157 | 7158 | Rate Constraint in lbs/MMBtu | FALSE | L | Annual | Constraint Shadow Price | US2022$/Ton | 0 | 0 | 0 | 0 | 0 | 0 | 0
BART NOX Annual-Wyodak - v6.20 | 158 | 7659 | Rate Constraint in lbs/MMBtu | FALSE | L | Annual | Seasons Included | Seasons | Winter, Spring, Summer, Fall | Winter, Spring, Summer, Fall | Winter, Spring, Summer, Fall | Winter, Spring, Summer, Fall | Winter, Spring, Summer, Fall | Winter, Spring, Summer, Fall | Winter, Spring, Summer, Fall
BART NOX Annual-Wyodak - v6.20 | 158 | 7659 | Rate Constraint in lbs/MMBtu | FALSE | L | Annual | Standard NOX | lb/MMBtu | 0.23 | 0.23 | 0.23 | 0.23 | 0.23 | 0.23 | 0.23
BART NOX Annual-Wyodak - v6.20 | 158 | 7659 | Rate Constraint in lbs/MMBtu | FALSE | L | Annual | Emissions at Affected Plants NOX | Thousand Tons | 3.0968 | 3.0968 | 0.1526 | 0.020611 | 0.020611 | 0.020611 | 0.020611
BART NOX Annual-Wyodak - v6.20 | 158 | 7659 | Rate Constraint in lbs/MMBtu | FALSE | L | Annual | Allowances Purchased NOX | Thousand Tons | 0 | 0 | 0 | 0 | 0 | 0 | 0
BART NOX Annual-Wyodak - v6.20 | 158 | 7659 | Rate Constraint in lbs/MMBtu | FALSE | L | Annual | Allowances Sold NOX | Thousand Tons | 0 | 0 | 0 | 0 | 0 | 0 | 0
BART NOX Annual-Wyodak - v6.20 | 158 | 7659 | Rate Constraint in lbs/MMBtu | FALSE | L | Annual | Allowances Banked | Thousand Tons | 0 | 0 | 0 | 0 | 0 | 0 | 0
BART NOX Annual-Wyodak - v6.20 | 158 | 7659 | Rate Constraint in lbs/MMBtu | FALSE | L | Annual | Allowances Withdrawn (1:1) | Thousand Tons | 0 | 0 | 0 | 0 | 0 | 0 | 0
BART NOX Annual-Wyodak - v6.20 | 158 | 7659 | Rate Constraint in lbs/MMBtu | FALSE | L | Annual | Allowances Withdrawn (n:1) | Thousand Tons | 0 | 0 | 0 | 0 | 0 | 0 | 0
BART NOX Annual-Wyodak - v6.20 | 158 | 7659 | Rate Constraint in lbs/MMBtu | FALSE | L | Annual | Net Emissions Allowance Position | Thousand Tons | 3.0968 | 3.0968 | 0.1526 | 0.020611 | 0.020611 | 0.020611 | 0.020611
BART NOX Annual-Wyodak - v6.20 | 158 | 7659 | Rate Constraint in lbs/MMBtu | FALSE | L | Annual | Fuel Consumed | TBtu | 27.3713 | 27.3713 | 6.1039 | 0.82444 | 0.82444 | 0.82444 | 0.82444
BART NOX Annual-Wyodak - v6.20 | 158 | 7659 | Rate Constraint in lbs/MMBtu | FALSE | L | Annual | Rate | lb/MMBtu | 0.22628 | 0.22628 | 0.05 | 0.05 | 0.05 | 0.05 | 0.05
BART NOX Annual-Wyodak - v6.20 | 158 | 7659 | Rate Constraint in lbs/MMBtu | FALSE | L | Annual | Generation | TWh | 2.2397 | 2.2397 | 0.30278 | 0.040895 | 0.040895 | 0.040895 | 0.040895
BART NOX Annual-Wyodak - v6.20 | 158 | 7659 | Rate Constraint in lbs/MMBtu | FALSE | L | Annual | Qualifying Generation | TWh | 2.2397 | 2.2397 | 0.30278 | 0.040895 | 0.040895 | 0.040895 | 0.040895
BART NOX Annual-Wyodak - v6.20 | 158 | 7659 | Rate Constraint in lbs/MMBtu | FALSE | L | Annual | Rate | lb/MWh | 2.7654 | 2.7654 | 1.008 | 1.008 | 1.008 | 1.008 | 1.008
BART NOX Annual-Wyodak - v6.20 | 158 | 7659 | Rate Constraint in lbs/MMBtu | FALSE | L | Annual | Constraint Shadow Price | US2022$/Ton | 0 | 0 | 0 | 0 | 0 | 0 | 0
BART SO2 Annual- Arthur Kill- v5.16 | 159 | 7243 | Rate Constraint in lbs/MMBtu | FALSE | L | Annual | Seasons Included | Seasons | Winter, Spring, Summer, Fall | Winter, Spring, Summer, Fall | Winter, Spring, Summer, Fall | Winter, Spring, Summer, Fall | Winter, Spring, Summer, Fall | Winter, Spring, Summer, Fall | Winter, Spring, Summer, Fall
BART SO2 Annual- Arthur Kill- v5.16 | 159 | 7243 | Rate Constraint in lbs/MMBtu | FALSE | L | Annual | Standard SO2 | lb/MMBtu | 0.15 | 0.15 | 0.15 | 0.15 | 0.15 | 0.15 | 0.15
BART SO2 Annual- Arthur Kill- v5.16 | 159 | 7243 | Rate Constraint in lbs/MMBtu | FALSE | L | Annual | Emissions at Affected Plants SO2 | Thousand Tons | 0 | 0 | 0 | 0 | 0 | 0 | 0
BART SO2 Annual- Arthur Kill- v5.16 | 159 | 7243 | Rate Constraint in lbs/MMBtu | FALSE | L | Annual | Allowances Purchased SO2 | Thousand Tons | 0 | 0 | 0 | 0 | 0 | 0 | 0
BART SO2 Annual- Arthur Kill- v5.16 | 159 | 7243 | Rate Constraint in lbs/MMBtu | FALSE | L | Annual | Allowances Sold SO2 | Thousand Tons | 0 | 0 | 0 | 0 | 0 | 0 | 0
BART SO2 Annual- Arthur Kill- v5.16 | 159 | 7243 | Rate Constraint in lbs/MMBtu | FALSE | L | Annual | Allowances Banked | Thousand Tons | 0 | 0 | 0 | 0 | 0 | 0 | 0
BART SO2 Annual- Arthur Kill- v5.16 | 159 | 7243 | Rate Constraint in lbs/MMBtu | FALSE | L | Annual | Allowances Withdrawn (1:1) | Thousand Tons | 0 | 0 | 0 | 0 | 0 | 0 | 0
BART SO2 Annual- Arthur Kill- v5.16 | 159 | 7243 | Rate Constraint in lbs/MMBtu | FALSE | L | Annual | Allowances Withdrawn (n:1) | Thousand Tons | 0 | 0 | 0 | 0 | 0 | 0 | 0
BART SO2 Annual- Arthur Kill- v5.16 | 159 | 7243 | Rate Constraint in lbs/MMBtu | FALSE | L | Annual | Net Emissions Allowance Position | Thousand Tons | 0 | 0 | 0 | 0 | 0 | 0 | 0
BART SO2 Annual- Arthur Kill- v5.16 | 159 | 7243 | Rate Constraint in lbs/MMBtu | FALSE | L | Annual | Fuel Consumed | TBtu | 3.6906 | 3.6906 | 0 | 0 | 0 | 0 | 0
BART SO2 Annual- Arthur Kill- v5.16 | 159 | 7243 | Rate Constraint in lbs/MMBtu | FALSE | L | Annual | Rate | lb/MMBtu | 0 | 0 | 0 | 0 | 0 | 0 | 0
BART SO2 Annual- Arthur Kill- v5.16 | 159 | 7243 | Rate Constraint in lbs/MMBtu | FALSE | L | Annual | Generation | TWh | 0.32873 | 0.32873 | 0 | 0 | 0 | 0 | 0
BART SO2 Annual- Arthur Kill- v5.16 | 159 | 7243 | Rate Constraint in lbs/MMBtu | FALSE | L | Annual | Qualifying Generation | TWh | 0.32873 | 0.32873 | 0 | 0 | 0 | 0 | 0
BART SO2 Annual- Arthur Kill- v5.16 | 159 | 7243 | Rate Constraint in lbs/MMBtu | FALSE | L | Annual | Rate | lb/MWh | 0 | 0 | 0 | 0 | 0 | 0 | 0
BART SO2 Annual- Arthur Kill- v5.16 | 159 | 7243 | Rate Constraint in lbs/MMBtu | FALSE | L | Annual | Constraint Shadow Price | US2022$/Ton | 0 | 0 | 0 | 0 | 0 | 0 | 0
BART SO2 Annual- Big Stone 1- v5.16 | 160 | 7234 | Rate Constraint in lbs/MMBtu | FALSE | L | Annual | Seasons Included | Seasons | Winter, Spring, Summer, Fall | Winter, Spring, Summer, Fall | Winter, Spring, Summer, Fall | Winter, Spring, Summer, Fall | Winter, Spring, Summer, Fall | Winter, Spring, Summer, Fall | Winter, Spring, Summer, Fall
BART SO2 Annual- Big Stone 1- v5.16 | 160 | 7234 | Rate Constraint in lbs/MMBtu | FALSE | L | Annual | Standard SO2 | lb/MMBtu | 0.09 | 0.09 | 0.09 | 0.09 | 0.09 | 0.09 | 0.09
BART SO2 Annual- Big Stone 1- v5.16 | 160 | 7234 | Rate Constraint in lbs/MMBtu | FALSE | L | Annual | Emissions at Affected Plants SO2 | Thousand Tons | 1.009 | 1.2209 | 0 | 0 | 0 | 0 | 0
BART SO2 Annual- Big Stone 1- v5.16 | 160 | 7234 | Rate Constraint in lbs/MMBtu | FALSE | L | Annual | Allowances Purchased SO2 | Thousand Tons | 0 | 0 | 0 | 0 | 0 | 0 | 0
BART SO2 Annual- Big Stone 1- v5.16 | 160 | 7234 | Rate Constraint in lbs/MMBtu | FALSE | L | Annual | Allowances Sold SO2 | Thousand Tons | 0 | 0 | 0 | 0 | 0 | 0 | 0
BART SO2 Annual- Big Stone 1- v5.16 | 160 | 7234 | Rate Constraint in lbs/MMBtu | FALSE | L | Annual | Allowances Banked | Thousand Tons | 0 | 0 | 0 | 0 | 0 | 0 | 0
BART SO2 Annual- Big Stone 1- v5.16 | 160 | 7234 | Rate Constraint in lbs/MMBtu | FALSE | L | Annual | Allowances Withdrawn (1:1) | Thousand Tons | 0 | 0 | 0 | 0 | 0 | 0 | 0
BART SO2 Annual- Big Stone 1- v5.16 | 160 | 7234 | Rate Constraint in lbs/MMBtu | FALSE | L | Annual | Allowances Withdrawn (n:1) | Thousand Tons | 0 | 0 | 0 | 0 | 0 | 0 | 0
BART SO2 Annual- Big Stone 1- v5.16 | 160 | 7234 | Rate Constraint in lbs/MMBtu | FALSE | L | Annual | Net Emissions Allowance Position | Thousand Tons | 1.009 | 1.2209 | 0 | 0 | 0 | 0 | 0
BART SO2 Annual- Big Stone 1- v5.16 | 160 | 7234 | Rate Constraint in lbs/MMBtu | FALSE | L | Annual | Fuel Consumed | TBtu | 24.1554 | 30.5237 | 0 | 0 | 0 | 0 | 0
BART SO2 Annual- Big Stone 1- v5.16 | 160 | 7234 | Rate Constraint in lbs/MMBtu | FALSE | L | Annual | Rate | lb/MMBtu | 0.083541 | 0.08 | 0 | 0 | 0 | 0 | 0
BART SO2 Annual- Big Stone 1- v5.16 | 160 | 7234 | Rate Constraint in lbs/MMBtu | FALSE | L | Annual | Generation | TWh | 2.3612 | 2.9837 | 0 | 0 | 0 | 0 | 0
BART SO2 Annual- Big Stone 1- v5.16 | 160 | 7234 | Rate Constraint in lbs/MMBtu | FALSE | L | Annual | Qualifying Generation | TWh | 2.3612 | 2.9837 | 0 | 0 | 0 | 0 | 0
BART SO2 Annual- Big Stone 1- v5.16 | 160 | 7234 | Rate Constraint in lbs/MMBtu | FALSE | L | Annual | Rate | lb/MWh | 0.85462 | 0.8184 | 0 | 0 | 0 | 0 | 0
BART SO2 Annual- Big Stone 1- v5.16 | 160 | 7234 | Rate Constraint in lbs/MMBtu | FALSE | L | Annual | Constraint Shadow Price | US2022$/Ton | 0 | 0 | 0 | 0 | 0 | 0 | 0
BART SO2 Annual Cap-Deerhaven B2 -v5.13 | 161 | 7233 | Rate Constraint in MTons | FALSE | L | Annual | Seasons Included | Seasons | Winter, Spring, Summer, Fall | Winter, Spring, Summer, Fall | Winter, Spring, Summer, Fall | Winter, Spring, Summer, Fall | Winter, Spring, Summer, Fall | Winter, Spring, Summer, Fall | Winter, Spring, Summer, Fall
BART SO2 Annual Cap-Deerhaven B2 -v5.13 | 161 | 7233 | Rate Constraint in MTons | FALSE | L | Annual | Standard SO2 | Thousand Tons | 5.5 | 5.5 | 5.5 | 5.5 | 5.5 | 5.5 | 5.5
BART SO2 Annual Cap-Deerhaven B2 -v5.13 | 161 | 7233 | Rate Constraint in MTons | FALSE | L | Annual | Emissions at Affected Plants SO2 | Thousand Tons | 0 | 0 | 0 | 0 | 0 | 0 | 0
BART SO2 Annual Cap-Deerhaven B2 -v5.13 | 161 | 7233 | Rate Constraint in MTons | FALSE | L | Annual | Allowances Purchased SO2 | Thousand Tons | 0 | 0 | 0 | 0 | 0 | 0 | 0
BART SO2 Annual Cap-Deerhaven B2 -v5.13 | 161 | 7233 | Rate Constraint in MTons | FALSE | L | Annual | Allowances Sold SO2 | Thousand Tons | 0 | 0 | 0 | 0 | 0 | 0 | 0
BART SO2 Annual Cap-Deerhaven B2 -v5.13 | 161 | 7233 | Rate Constraint in MTons | FALSE | L | Annual | Allowances Banked | Thousand Tons | 0 | 0 | 0 | 0 | 0 | 0 | 0
BART SO2 Annual Cap-Deerhaven B2 -v5.13 | 161 | 7233 | Rate Constraint in MTons | FALSE | L | Annual | Allowances Withdrawn (1:1) | Thousand Tons | 0 | 0 | 0 | 0 | 0 | 0 | 0
BART SO2 Annual Cap-Deerhaven B2 -v5.13 | 161 | 7233 | Rate Constraint in MTons | FALSE | L | Annual | Allowances Withdrawn (n:1) | Thousand Tons | 0 | 0 | 0 | 0 | 0 | 0 | 0
BART SO2 Annual Cap-Deerhaven B2 -v5.13 | 161 | 7233 | Rate Constraint in MTons | FALSE | L | Annual | Net Emissions Allowance Position | Thousand Tons | 0 | 0 | 0 | 0 | 0 | 0 | 0
BART SO2 Annual Cap-Deerhaven B2 -v5.13 | 161 | 7233 | Rate Constraint in MTons | FALSE | L | Annual | Fuel Consumed | TBtu | 0.50003 | 0.50003 | 0 | 0 | 0 | 0 | 0
BART SO2 Annual Cap-Deerhaven B2 -v5.13 | 161 | 7233 | Rate Constraint in MTons | FALSE | L | Annual | Rate | lb/MMBtu | 0 | 0 | 0 | 0 | 0 | 0 | 0
BART SO2 Annual Cap-Deerhaven B2 -v5.13 | 161 | 7233 | Rate Constraint in MTons | FALSE | L | Annual | Generation | TWh | 0.040646 | 0.040646 | 0 | 0 | 0 | 0 | 0
BART SO2 Annual Cap-Deerhaven B2 -v5.13 | 161 | 7233 | Rate Constraint in MTons | FALSE | L | Annual | Qualifying Generation | TWh | 0.040646 | 0.040646 | 0 | 0 | 0 | 0 | 0
BART SO2 Annual Cap-Deerhaven B2 -v5.13 | 161 | 7233 | Rate Constraint in MTons | FALSE | L | Annual | Rate | lb/MWh | 0 | 0 | 0 | 0 | 0 | 0 | 0
BART SO2 Annual Cap-Deerhaven B2 -v5.13 | 161 | 7233 | Rate Constraint in MTons | FALSE | L | Annual | Constraint Shadow Price | US2022$/Ton | 0 | 0 | 0 | 0 | 0 | 0 | 0
BART SO2 Annual Cap-Northside 1-3 -v5.13 | 162 | 7232 | Rate Constraint in MTons | FALSE | L | Annual | Seasons Included | Seasons | Winter, Spring, Summer, Fall | Winter, Spring, Summer, Fall | Winter, Spring, Summer, Fall | Winter, Spring, Summer, Fall | Winter, Spring, Summer, Fall | Winter, Spring, Summer, Fall | Winter, Spring, Summer, Fall
BART SO2 Annual Cap-Northside 1-3 -v5.13 | 162 | 7232 | Rate Constraint in MTons | FALSE | L | Annual | Standard SO2 | Thousand Tons | 3.6 | 3.6 | 3.6 | 3.6 | 3.6 | 3.6 | 3.6
BART SO2 Annual Cap-Northside 1-3 -v5.13 | 162 | 7232 | Rate Constraint in MTons | FALSE | L | Annual | Emissions at Affected Plants SO2 | Thousand Tons | 3.6 | 3.6 | 3.6 | 3.6 | 0 | 0 | 0
BART SO2 Annual Cap-Northside 1-3 -v5.13 | 162 | 7232 | Rate Constraint in MTons | FALSE | L | Annual | Allowances Purchased SO2 | Thousand Tons | 0 | 0 | 0 | 0 | 0 | 0 | 0
BART SO2 Annual Cap-Northside 1-3 -v5.13 | 162 | 7232 | Rate Constraint in MTons | FALSE | L | Annual | Allowances Sold SO2 | Thousand Tons | 0 | 0 | 0 | 0 | 0 | 0 | 0
BART SO2 Annual Cap-Northside 1-3 -v5.13 | 162 | 7232 | Rate Constraint in MTons | FALSE | L | Annual | Allowances Banked | Thousand Tons | 0 | 0 | 0 | 0 | 0 | 0 | 0
BART SO2 Annual Cap-Northside 1-3 -v5.13 | 162 | 7232 | Rate Constraint in MTons | FALSE | L | Annual | Allowances Withdrawn (1:1) | Thousand Tons | 0 | 0 | 0 | 0 | 0 | 0 | 0
BART SO2 Annual Cap-Northside 1-3 -v5.13 | 162 | 7232 | Rate Constraint in MTons | FALSE | L | Annual | Allowances Withdrawn (n:1) | Thousand Tons | 0 | 0 | 0 | 0 | 0 | 0 | 0
BART SO2 Annual Cap-Northside 1-3 -v5.13 | 162 | 7232 | Rate Constraint in MTons | FALSE | L | Annual | Net Emissions Allowance Position | Thousand Tons | 3.6 | 3.6 | 3.6 | 3.6 | 0 | 0 | 0
BART SO2 Annual Cap-Northside 1-3 -v5.13 | 162 | 7232 | Rate Constraint in MTons | FALSE | L | Annual | Fuel Consumed | TBtu | 6.2338 | 6.2338 | 7.4714 | 7.4714 | 0 | 0 | 0
BART SO2 Annual Cap-Northside 1-3 -v5.13 | 162 | 7232 | Rate Constraint in MTons | FALSE | L | Annual | Rate | lb/MMBtu | 1.155 | 1.155 | 0.96368 | 0.96368 | 0 | 0 | 0
BART SO2 Annual Cap-Northside 1-3 -v5.13 | 162 | 7232 | Rate Constraint in MTons | FALSE | L | Annual | Generation | TWh | 0.60073 | 0.60073 | 0.48934 | 0.48934 | 0 | 0 | 0
BART SO2 Annual Cap-Northside 1-3 -v5.13 | 162 | 7232 | Rate Constraint in MTons | FALSE | L | Annual | Qualifying Generation | TWh | 0.60073 | 0.60073 | 0.48934 | 0.48934 | 0 | 0 | 0
BART SO2 Annual Cap-Northside 1-3 -v5.13 | 162 | 7232 | Rate Constraint in MTons | FALSE | L | Annual | Rate | lb/MWh | 11.9854 | 11.9854 | 14.7136 | 14.7136 | 0 | 0 | 0
BART SO2 Annual Cap-Northside 1-3 -v5.13 | 162 | 7232 | Rate Constraint in MTons | FALSE | L | Annual | Constraint Shadow Price | US2022$/Ton | 227.8295 | 1094.7915 | 2581.6561 | 2839.986 | 0 | 0 | 0
BART SO2 Annual- Coal Creek 1- v6.17 | 163 | 7212 | Rate Constraint in lbs/MMBtu | FALSE | L | Annual | Seasons Included | Seasons | Winter, Spring, Summer, Fall | Winter, Spring, Summer, Fall | Winter, Spring, Summer, Fall | Winter, Spring, Summer, Fall | Winter, Spring, Summer, Fall | Winter, Spring, Summer, Fall | Winter, Spring, Summer, Fall
BART SO2 Annual- Coal Creek 1- v6.17 | 163 | 7212 | Rate Constraint in lbs/MMBtu | FALSE | L | Annual | Standard SO2 | lb/MMBtu | 0.15 | 0.15 | 0.15 | 0.15 | 0.15 | 0.15 | 0.15
BART SO2 Annual- Coal Creek 1- v6.17 | 163 | 7212 | Rate Constraint in lbs/MMBtu | FALSE | L | Annual | Emissions at Affected Plants SO2 | Thousand Tons | 2.9577 | 2.9525 | 2.9577 | 2.9577 | 0 | 0 | 0
BART SO2 Annual- Coal Creek 1- v6.17 | 163 | 7212 | Rate Constraint in lbs/MMBtu | FALSE | L | Annual | Allowances Purchased SO2 | Thousand Tons | 0 | 0 | 0 | 0 | 0 | 0 | 0
BART SO2 Annual- Coal Creek 1- v6.17 | 163 | 7212 | Rate Constraint in lbs/MMBtu | FALSE | L | Annual | Allowances Sold SO2 | Thousand Tons | 0 | 0 | 0 | 0 | 0 | 0 | 0
BART SO2 Annual- Coal Creek 1- v6.17 | 163 | 7212 | Rate Constraint in lbs/MMBtu | FALSE | L | Annual | Allowances Banked | Thousand Tons | 0 | 0 | 0 | 0 | 0 | 0 | 0
BART SO2 Annual- Coal Creek 1- v6.17 | 163 | 7212 | Rate Constraint in lbs/MMBtu | FALSE | L | Annual | Allowances Withdrawn (1:1) | Thousand Tons | 0 | 0 | 0 | 0 | 0 | 0 | 0
BART SO2 Annual- Coal Creek 1- v6.17 | 163 | 7212 | Rate Constraint in lbs/MMBtu | FALSE | L | Annual | Allowances Withdrawn (n:1) | Thousand Tons | 0 | 0 | 0 | 0 | 0 | 0 | 0
BART SO2 Annual- Coal Creek 1- v6.17 | 163 | 7212 | Rate Constraint in lbs/MMBtu | FALSE | L | Annual | Net Emissions Allowance Position | Thousand Tons | 2.9577 | 2.9525 | 2.9577 | 2.9577 | 0 | 0 | 0
BART SO2 Annual- Coal Creek 1- v6.17 | 163 | 7212 | Rate Constraint in lbs/MMBtu | FALSE | L | Annual | Fuel Consumed | TBtu | 40.3639 | 40.2934 | 40.3639 | 40.3639 | 0 | 0 | 0
BART SO2 Annual- Coal Creek 1- v6.17 | 163 | 7212 | Rate Constraint in lbs/MMBtu | FALSE | L | Annual | Rate | lb/MMBtu | 0.14655 | 0.14655 | 0.14655 | 0.14655 | 0 | 0 | 0
BART SO2 Annual- Coal Creek 1- v6.17 | 163 | 7212 | Rate Constraint in lbs/MMBtu | FALSE | L | Annual | Generation | TWh | 4.0567 | 4.0496 | 2.7528 | 2.7528 | 0 | 0 | 0
BART SO2 Annual- Coal Creek 1- v6.17 | 163 | 7212 | Rate Constraint in lbs/MMBtu | FALSE | L | Annual | Qualifying Generation | TWh | 4.0567 | 4.0496 | 2.7528 | 2.7528 | 0 | 0 | 0
BART SO2 Annual- Coal Creek 1- v6.17 | 163 | 7212 | Rate Constraint in lbs/MMBtu | FALSE | L | Annual | Rate | lb/MWh | 1.4582 | 1.4582 | 2.1488 | 2.1488 | 0 | 0 | 0
BART SO2 Annual- Coal Creek 1- v6.17 | 163 | 7212 | Rate Constraint in lbs/MMBtu | FALSE | L | Annual | Constraint Shadow Price | US2022$/Ton | 0 | 0 | 0 | 0 | 0 | 0 | 0
BART SO2 Annual- Coal Creek 2- v6.17 | 164 | 7213 | Rate Constraint in lbs/MMBtu | FALSE | L | Annual | Seasons Included | Seasons | Winter, Spring, Summer, Fall | Winter, Spring, Summer, Fall | Winter, Spring, Summer, Fall | Winter, Spring, Summer, Fall | Winter, Spring, Summer, Fall | Winter, Spring, Summer, Fall | Winter, Spring, Summer, Fall
BART SO2 Annual- Coal Creek 2- v6.17 | 164 | 7213 | Rate Constraint in lbs/MMBtu | FALSE | L | Annual | Standard SO2 | lb/MMBtu | 0.15 | 0.15 | 0.15 | 0.15 | 0.15 | 0.15 | 0.15
BART SO2 Annual- Coal Creek 2- v6.17 | 164 | 7213 | Rate Constraint in lbs/MMBtu | FALSE | L | Annual | Emissions at Affected Plants SO2 | Thousand Tons | 2.9722 | 2.9722 | 2.9722 | 2.9722 | 0.64888 | 0.68097 | 0.68097
BART SO2 Annual- Coal Creek 2- v6.17 | 164 | 7213 | Rate Constraint in lbs/MMBtu | FALSE | L | Annual | Allowances Purchased SO2 | Thousand Tons | 0 | 0 | 0 | 0 | 0 | 0 | 0
BART SO2 Annual- Coal Creek 2- v6.17 | 164 | 7213 | Rate Constraint in lbs/MMBtu | FALSE | L | Annual | Allowances Sold SO2 | Thousand Tons | 0 | 0 | 0 | 0 | 0 | 0 | 0
BART SO2 Annual- Coal Creek 2- v6.17 | 164 | 7213 | Rate Constraint in lbs/MMBtu | FALSE | L | Annual | Allowances Banked | Thousand Tons | 0 | 0 | 0 | 0 | 0 | 0 | 0
BART SO2 Annual- Coal Creek 2- v6.17 | 164 | 7213 | Rate Constraint in lbs/MMBtu | FALSE | L | Annual | Allowances Withdrawn (1:1) | Thousand Tons | 0 | 0 | 0 | 0 | 0 | 0 | 0
BART SO2 Annual- Coal Creek 2- v6.17 | 164 | 7213 | Rate Constraint in lbs/MMBtu | FALSE | L | Annual | Allowances Withdrawn (n:1) | Thousand Tons | 0 | 0 | 0 | 0 | 0 | 0 | 0
BART SO2 Annual- Coal Creek 2- v6.17 | 164 | 7213 | Rate Constraint in lbs/MMBtu | FALSE | L | Annual | Net Emissions Allowance Position | Thousand Tons | 2.9722 | 2.9722 | 2.9722 | 2.9722 | 0.64888 | 0.68097 | 0.68097
BART SO2 Annual- Coal Creek 2- v6.17 | 164 | 7213 | Rate Constraint in lbs/MMBtu | FALSE | L | Annual | Fuel Consumed | TBtu | 40.7903 | 40.7903 | 40.7903 | 40.7903 | 8.905 | 9.3454 | 9.3454
BART SO2 Annual- Coal Creek 2- v6.17 | 164 | 7213 | Rate Constraint in lbs/MMBtu | FALSE | L | Annual | Rate | lb/MMBtu | 0.14573 | 0.14573 | 0.14573 | 0.14573 | 0.14573 | 0.14573 | 0.14573
BART SO2 Annual- Coal Creek 2- v6.17 | 164 | 7213 | Rate Constraint in lbs/MMBtu | FALSE | L | Annual | Generation | TWh | 4.0995 | 4.0995 | 2.7817 | 2.7817 | 0.60727 | 0.6373 | 0.6373
BART SO2 Annual- Coal Creek 2- v6.17 | 164 | 7213 | Rate Constraint in lbs/MMBtu | FALSE | L | Annual | Qualifying Generation | TWh | 4.0995 | 4.0995 | 2.7817 | 2.7817 | 0.60727 | 0.6373 | 0.6373
BART SO2 Annual- Coal Creek 2- v6.17 | 164 | 7213 | Rate Constraint in lbs/MMBtu | FALSE | L | Annual | Rate | lb/MWh | 1.45 | 1.45 | 2.137 | 2.137 | 2.137 | 2.137 | 2.137
BART SO2 Annual- Coal Creek 2- v6.17 | 164 | 7213 | Rate Constraint in lbs/MMBtu | FALSE | L | Annual | Constraint Shadow Price | US2022$/Ton | 0 | 0 | 0 | 0 | 0 | 0 | 0
BART SO2 Annual- Flint Creek- v6.20 | 165 | 7643 | Rate Constraint in lbs/MMBtu | FALSE | L | Annual | Seasons Included | Seasons | Winter, Spring, Summer, Fall | Winter, Spring, Summer, Fall | Winter, Spring, Summer, Fall | Winter, Spring, Summer, Fall | Winter, Spring, Summer, Fall | Winter, Spring, Summer, Fall | Winter, Spring, Summer, Fall
BART SO2 Annual- Flint Creek- v6.20 | 165 | 7643 | Rate Constraint in lbs/MMBtu | FALSE | L | Annual | Standard SO2 | lb/MMBtu | 0.06 | 0.06 | 0.06 | 0.06 | 0.06 | 0.06 | 0.06
BART SO2 Annual- Flint Creek- v6.20 | 165 | 7643 | Rate Constraint in lbs/MMBtu | FALSE | L | Annual | Emissions at Affected Plants SO2 | Thousand Tons | 0 | 0 | 0 | 0 | 0 | 0 | 0
BART SO2 Annual- Flint Creek- v6.20 | 165 | 7643 | Rate Constraint in lbs/MMBtu | FALSE | L | Annual | Allowances Purchased SO2 | Thousand Tons | 0 | 0 | 0 | 0 | 0 | 0 | 0
BART SO2 Annual- Flint Creek- v6.20 | 165 | 7643 | Rate Constraint in lbs/MMBtu | FALSE | L | Annual | Allowances Sold SO2 | Thousand Tons | 0 | 0 | 0 | 0 | 0 | 0 | 0
BART SO2 Annual- Flint Creek- v6.20 | 165 | 7643 | Rate Constraint in lbs/MMBtu | FALSE | L | Annual | Allowances Banked | Thousand Tons | 0 | 0 | 0 | 0 | 0 | 0 | 0
BART SO2 Annual- Flint Creek- v6.20 | 165 | 7643 | Rate Constraint in lbs/MMBtu | FALSE | L | Annual | Allowances Withdrawn (1:1) | Thousand Tons | 0 | 0 | 0 | 0 | 0 | 0 | 0
BART SO2 Annual- Flint Creek- v6.20 | 165 | 7643 | Rate Constraint in lbs/MMBtu | FALSE | L | Annual | Allowances Withdrawn (n:1) | Thousand Tons | 0 | 0 | 0 | 0 | 0 | 0 | 0
BART SO2 Annual- Flint Creek- v6.20 | 165 | 7643 | Rate Constraint in lbs/MMBtu | FALSE | L | Annual | Net Emissions Allowance Position | Thousand Tons | 0 | 0 | 0 | 0 | 0 | 0 | 0
BART SO2 Annual- Flint Creek- v6.20 | 165 | 7643 | Rate Constraint in lbs/MMBtu | FALSE | L | Annual | Fuel Consumed | TBtu | 0 | 0 | 0 | 0 | 0 | 0 | 0
BART SO2 Annual- Flint Creek- v6.20 | 165 | 7643 | Rate Constraint in lbs/MMBtu | FALSE | L | Annual | Rate | lb/MMBtu | 0 | 0 | 0 | 0 | 0 | 0 | 0
BART SO2 Annual- Flint Creek- v6.20 | 165 | 7643 | Rate Constraint in lbs/MMBtu | FALSE | L | Annual | Generation | TWh | 0 | 0 | 0 | 0 | 0 | 0 | 0
BART SO2 Annual- Flint Creek- v6.20 | 165 | 7643 | Rate Constraint in lbs/MMBtu | FALSE | L | Annual | Qualifying Generation | TWh | 0 | 0 | 0 | 0 | 0 | 0 | 0
BART SO2 Annual- Flint Creek- v6.20 | 165 | 7643 | Rate Constraint in lbs/MMBtu | FALSE | L | Annual | Rate | lb/MWh | 0 | 0 | 0 | 0 | 0 | 0 | 0
BART SO2 Annual- Flint Creek- v6.20 | 165 | 7643 | Rate Constraint in lbs/MMBtu | FALSE | L | Annual | Constraint Shadow Price | US2022$/Ton | 77421.1412 | 0 | 29208.0777 | 103914.1656 | 65937.5091 | 65766.5444 | 75593.8116
BART SO2 Annual- Hayden 1- v5.16 | 166 | 7202 | Rate Constraint in lbs/MMBtu | FALSE | L | Annual | Seasons Included | Seasons | Winter, Spring, Summer, Fall | Winter, Spring, Summer, Fall | Winter, Spring, Summer, Fall | Winter, Spring, Summer, Fall | Winter, Spring, Summer, Fall | Winter, Spring, Summer, Fall | Winter, Spring, Summer, Fall
BART SO2 Annual- Hayden 1- v5.16 | 166 | 7202 | Rate Constraint in lbs/MMBtu | FALSE | L | Annual | Standard SO2 | lb/MMBtu | 0.13 | 0.13 | 0.13 | 0.13 | 0.13 | 0.13 | 0.13
BART SO2 Annual- Hayden 1- v5.16 | 166 | 7202 | Rate Constraint in lbs/MMBtu | FALSE | L | Annual | Emissions at Affected Plants SO2 | Thousand Tons | 0 | 0 | 0 | 0 | 0 | 0 | 0
BART SO2 Annual- Hayden 1- v5.16 | 166 | 7202 | Rate Constraint in lbs/MMBtu | FALSE | L | Annual | Allowances Purchased SO2 | Thousand Tons | 0 | 0 | 0 | 0 | 0 | 0 | 0
BART SO2 Annual- Hayden 1- v5.16 | 166 | 7202 | Rate Constraint in lbs/MMBtu | FALSE | L | Annual | Allowances Sold SO2 | Thousand Tons | 0 | 0 | 0 | 0 | 0 | 0 | 0
BART SO2 Annual- Hayden 1- v5.16 | 166 | 7202 | Rate Constraint in lbs/MMBtu | FALSE | L | Annual | Allowances Banked | Thousand Tons | 0 | 0 | 0 | 0 | 0 | 0 | 0
BART SO2 Annual- Hayden 1- v5.16 | 166 | 7202 | Rate Constraint in lbs/MMBtu | FALSE | L | Annual | Allowances Withdrawn (1:1) | Thousand Tons | 0 | 0 | 0 | 0 | 0 | 0 | 0
BART SO2 Annual- Hayden 1- v5.16 | 166 | 7202 | Rate Constraint in lbs/MMBtu | FALSE | L | Annual | Allowances Withdrawn (n:1) | Thousand Tons | 0 | 0 | 0 | 0 | 0 | 0 | 0
BART SO2 Annual- Hayden 1- v5.16 | 166 | 7202 | Rate Constraint in lbs/MMBtu | FALSE | L | Annual | Net Emissions Allowance Position | Thousand Tons | 0 | 0 | 0 | 0 | 0 | 0 | 0
BART SO2 Annual- Hayden 1- v5.16 | 166 | 7202 | Rate Constraint in lbs/MMBtu | FALSE | L | Annual | Fuel Consumed | TBtu | 0 | 0 | 0 | 0 | 0 | 0 | 0
BART SO2 Annual- Hayden 1- v5.16 | 166 | 7202 | Rate Constraint in lbs/MMBtu | FALSE | L | Annual | Rate | lb/MMBtu | 0 | 0 | 0 | 0 | 0 | 0 | 0
BART SO2 Annual- Hayden 1- v5.16 | 166 | 7202 | Rate Constraint in lbs/MMBtu | FALSE | L | Annual | Generation | TWh | 0 | 0 | 0 | 0 | 0 | 0 | 0
BART SO2 Annual- Hayden 1- v5.16 | 166 | 7202 | Rate Constraint in lbs/MMBtu | FALSE | L | Annual | Qualifying Generation | TWh | 0 | 0 | 0 | 0 | 0 | 0 | 0
BART SO2 Annual- Hayden 1- v5.16 | 166 | 7202 | Rate Constraint in lbs/MMBtu | FALSE | L | Annual | Rate | lb/MWh | 0 | 0 | 0 | 0 | 0 | 0 | 0
BART SO2 Annual- Hayden 1- v5.16 | 166 | 7202 | Rate Constraint in lbs/MMBtu | FALSE | L | Annual | Constraint Shadow Price | US2022$/Ton | 0 | 0 | 0 | 0 | 0 | 0 | 0
BART SO2 Annual- Nebraska City- v6.17 | 167 | 7206 | Rate Constraint in lbs/MMBtu | FALSE | L | Annual | Seasons Included | Seasons | Winter, Spring, Summer, Fall | Winter, Spring, Summer, Fall | Winter, Spring, Summer, Fall | Winter, Spring, Summer, Fall | Winter, Spring, Summer, Fall | Winter, Spring, Summer, Fall | Winter, Spring, Summer, Fall
BART SO2 Annual- Nebraska City- v6.17 | 167 | 7206 | Rate Constraint in lbs/MMBtu | FALSE | L | Annual | Standard SO2 | lb/MMBtu | 1.2 | 1.2 | 1.2 | 1.2 | 1.2 | 1.2 | 1.2
BART SO2 Annual- Nebraska City- v6.17 | 167 | 7206 | Rate Constraint in lbs/MMBtu | FALSE | L | Annual | Emissions at Affected Plants SO2 | Thousand Tons | 7.8569 | 10.0212 | 0 | 0 | 0 | 0 | 0
BART SO2 Annual- Nebraska City- v6.17 | 167 | 7206 | Rate Constraint in lbs/MMBtu | FALSE | L | Annual | Allowances Purchased SO2 | Thousand Tons | 0 | 0 | 0 | 0 | 0 | 0 | 0
BART SO2 Annual- Nebraska City- v6.17 | 167 | 7206 | Rate Constraint in lbs/MMBtu | FALSE | L | Annual | Allowances Sold SO2 | Thousand Tons | 0 | 0 | 0 | 0 | 0 | 0 | 0
BART SO2 Annual- Nebraska City- v6.17 | 167 | 7206 | Rate Constraint in lbs/MMBtu | FALSE | L | Annual | Allowances Banked | Thousand Tons | 0 | 0 | 0 | 0 | 0 | 0 | 0
BART SO2 Annual- Nebraska City- v6.17 | 167 | 7206 | Rate Constraint in lbs/MMBtu | FALSE | L | Annual | Allowances Withdrawn (1:1) | Thousand Tons | 0 | 0 | 0 | 0 | 0 | 0 | 0
BART SO2 Annual- Nebraska City- v6.17 | 167 | 7206 | Rate Constraint in lbs/MMBtu | FALSE | L | Annual | Allowances Withdrawn (n:1) | Thousand Tons | 0 | 0 | 0 | 0 | 0 | 0 | 0
BART SO2 Annual- Nebraska City- v6.17 | 167 | 7206 | Rate Constraint in lbs/MMBtu | FALSE | L | Annual | Net Emissions Allowance Position | Thousand Tons | 7.8569 | 10.0212 | 0 | 0 | 0 | 0 | 0
BART SO2 Annual- Nebraska City- v6.17 | 167 | 7206 | Rate Constraint in lbs/MMBtu | FALSE | L | Annual | Fuel Consumed | TBtu | 30.0847 | 38.3722 | 0 | 0 | 0 | 0 | 0
BART SO2 Annual- Nebraska City- v6.17 | 167 | 7206 | Rate Constraint in lbs/MMBtu | FALSE | L | Annual | Rate | lb/MMBtu | 0.52232 | 0.52232 | 0 | 0 | 0 | 0 | 0
BART SO2 Annual- Nebraska City- v6.17 | 167 | 7206 | Rate Constraint in lbs/MMBtu | FALSE | L | Annual | Generation | TWh | 3.0642 | 3.9083 | 0 | 0 | 0 | 0 | 0
BART SO2 Annual- Nebraska City- v6.17 | 167 | 7206 | Rate Constraint in lbs/MMBtu | FALSE | L | Annual | Qualifying Generation | TWh | 3.0642 | 3.9083 | 0 | 0 | 0 | 0 | 0
BART SO2 Annual- Nebraska City- v6.17 | 167 | 7206 | Rate Constraint in lbs/MMBtu | FALSE | L | Annual | Rate | lb/MWh | 5.1281 | 5.1281 | 0 | 0 | 0 | 0 | 0
BART SO2 Annual- Nebraska City- v6.17 | 167 | 7206 | Rate Constraint in lbs/MMBtu | FALSE | L | Annual | Constraint Shadow Price | US2022$/Ton | 0 | 0 | 0 | 0 | 0 | 0 | 0
BART SO2 Annual- Oswego Harbor 5- v5.16 | 168 | 7244 | Rate Constraint in lbs/MMBtu | FALSE | L | Annual | Seasons Included | Seasons | Winter, Spring, Summer, Fall | Winter, Spring, Summer, Fall | Winter, Spring, Summer, Fall | Winter, Spring, Summer, Fall | Winter, Spring, Summer, Fall | Winter, Spring, Summer, Fall | Winter, Spring, Summer, Fall
BART SO2 Annual- Oswego Harbor 5- v5.16 | 168 | 7244 | Rate Constraint in lbs/MMBtu | FALSE | L | Annual | Standard SO2 | lb/MMBtu | 0.8 | 0.8 | 0.8 | 0.8 | 0.8 | 0.8 | 0.8
BART SO2 Annual- Oswego Harbor 5- v5.16 | 168 | 7244 | Rate Constraint in lbs/MMBtu | FALSE | L | Annual | Emissions at Affected Plants SO2 | Thousand Tons | 0 | 0 | 0 | 0 | 0 | 0 | 0
BART SO2 Annual- Oswego Harbor 5- v5.16 | 168 | 7244 | Rate Constraint in lbs/MMBtu | FALSE | L | Annual | Allowances Purchased SO2 | Thousand Tons | 0 | 0 | 0 | 0 | 0 | 0 | 0
BART SO2 Annual- Oswego Harbor 5- v5.16 | 168 | 7244 | Rate Constraint in lbs/MMBtu | FALSE | L | Annual | Allowances Sold SO2 | Thousand Tons | 0 | 0 | 0 | 0 | 0 | 0 | 0
BART SO2 Annual- Oswego Harbor 5- v5.16 | 168 | 7244 | Rate Constraint in lbs/MMBtu | FALSE | L | Annual | Allowances Banked | Thousand Tons | 0 | 0 | 0 | 0 | 0 | 0 | 0
BART SO2 Annual- Oswego Harbor 5- v5.16 | 168 | 7244 | Rate Constraint in lbs/MMBtu | FALSE | L | Annual | Allowances Withdrawn (1:1) | Thousand Tons | 0 | 0 | 0 | 0 | 0 | 0 | 0
BART SO2 Annual- Oswego Harbor 5- v5.16 | 168 | 7244 | Rate Constraint in lbs/MMBtu | FALSE | L | Annual | Allowances Withdrawn (n:1) | Thousand Tons | 0 | 0 | 0 | 0 | 0 | 0 | 0
BART SO2 Annual- Oswego Harbor 5- v5.16 | 168 | 7244 | Rate Constraint in lbs/MMBtu | FALSE | L | Annual | Net Emissions Allowance Position | Thousand Tons | 0 | 0 | 0 | 0 | 0 | 0 | 0
BART SO2 Annual- Oswego Harbor 5- v5.16 | 168 | 7244 | Rate Constraint in lbs/MMBtu | FALSE | L | Annual | Fuel Consumed | TBtu | 0 | 0 | 0 | 0 | 0 | 0 | 0
BART SO2 Annual- Oswego Harbor 5- v5.16 | 168 | 7244 | Rate Constraint in lbs/MMBtu | FALSE | L | Annual | Rate | lb/MMBtu | 0 | 0 | 0 | 0 | 0 | 0 | 0
BART SO2 Annual- Oswego Harbor 5- v5.16 | 168 | 7244 | Rate Constraint in lbs/MMBtu | FALSE | L | Annual | Generation | TWh | 0 | 0 | 0 | 0 | 0 | 0 | 0
BART SO2 Annual- Oswego Harbor 5- v5.16 | 168 | 7244 | Rate Constraint in lbs/MMBtu | FALSE | L | Annual | Qualifying Generation | TWh | 0 | 0 | 0 | 0 | 0 | 0 | 0
BART SO2 Annual- Oswego Harbor 5- v5.16 | 168 | 7244 | Rate Constraint in lbs/MMBtu | FALSE | L | Annual | Rate | lb/MWh | 0 | 0 | 0 | 0 | 0 | 0 | 0
BART SO2 Annual- Oswego Harbor 5- v5.16 | 168 | 7244 | Rate Constraint in lbs/MMBtu | FALSE | L | Annual | Constraint Shadow Price | US2022$/Ton | 0 | 0 | 0 | 0 | 0 | 0 | 0
BART SO2 Annual- Oswego Harbor 6- v6.17 | 169 | 7245 | Rate Constraint in lbs/MMBtu | FALSE | L | Annual | Seasons Included | Seasons | Winter, Spring, Summer, Fall | Winter, Spring, Summer, Fall | Winter, Spring, Summer, Fall | Winter, Spring, Summer, Fall | Winter, Spring, Summer, Fall | Winter, Spring, Summer, Fall | Winter, Spring, Summer, Fall
BART SO2 Annual- Oswego Harbor 6- v6.17 | 169 | 7245 | Rate Constraint in lbs/MMBtu | FALSE | L | Annual | Standard SO2 | lb/MMBtu | 0.8 | 0.8 | 0.8 | 0.8 | 0.8 | 0.8 | 0.8
BART SO2 Annual- Oswego Harbor 6- v6.17 | 169 | 7245 | Rate Constraint in lbs/MMBtu | FALSE | L | Annual | Emissions at Affected Plants SO2 | Thousand Tons | 0 | 0 | 0 | 0 | 0 | 0 | 0
BART SO2 Annual- Oswego Harbor 6- v6.17 | 169 | 7245 | Rate Constraint in lbs/MMBtu | FALSE | L | Annual | Allowances Purchased SO2 | Thousand Tons | 0 | 0 | 0 | 0 | 0 | 0 | 0
BART SO2 Annual- Oswego Harbor 6- v6.17 | 169 | 7245 | Rate Constraint in lbs/MMBtu | FALSE | L | Annual | Allowances Sold SO2 | Thousand Tons | 0 | 0 | 0 | 0 | 0 | 0 | 0
BART SO2 Annual- Oswego Harbor 6- v6.17 | 169 | 7245 | Rate Constraint in lbs/MMBtu | FALSE | L | Annual | Allowances Banked | Thousand Tons | 0 | 0 | 0 | 0 | 0 | 0 | 0
BART SO2 Annual- Oswego Harbor 6- v6.17 | 169 | 7245 | Rate Constraint in lbs/MMBtu | FALSE | L | Annual | Allowances Withdrawn (1:1) | Thousand Tons | 0 | 0 | 0 | 0 | 0 | 0 | 0
BART SO2 Annual- Oswego Harbor 6- v6.17 | 169 | 7245 | Rate Constraint in lbs/MMBtu | FALSE | L | Annual | Allowances Withdrawn (n:1) | Thousand Tons | 0 | 0 | 0 | 0 | 0 | 0 | 0
BART SO2 Annual- Oswego Harbor 6- v6.17 | 169 | 7245 | Rate Constraint in lbs/MMBtu | FALSE | L | Annual | Net Emissions Allowance Position | Thousand Tons | 0 | 0 | 0 | 0 | 0 | 0 | 0
BART SO2 Annual- Oswego Harbor 6- v6.17 | 169 | 7245 | Rate Constraint in lbs/MMBtu | FALSE | L | Annual | Fuel Consumed | TBtu | 0 | 0 | 0 | 0 | 0 | 0 | 0
BART SO2 Annual- Oswego Harbor 6- v6.17 | 169 | 7245 | Rate Constraint in lbs/MMBtu | FALSE | L | Annual | Rate | lb/MMBtu | 0 | 0 | 0 | 0 | 0 | 0 | 0
BART SO2 Annual- Oswego Harbor 6- v6.17 | 169 | 7245 | Rate Constraint in lbs/MMBtu | FALSE | L | Annual | Generation | TWh | 0 | 0 | 0 | 0 | 0 | 0 | 0
BART SO2 Annual- Oswego Harbor 6- v6.17 | 169 | 7245 | Rate Constraint in lbs/MMBtu | FALSE | L | Annual | Qualifying Generation | TWh | 0 | 0 | 0 | 0 | 0 | 0 | 0
BART SO2 Annual- Oswego Harbor 6- v6.17 | 169 | 7245 | Rate Constraint in lbs/MMBtu | FALSE | L | Annual | Rate | lb/MWh | 0 | 0 | 0 | 0 | 0 | 0 | 0
BART SO2 Annual- Oswego Harbor 6- v6.17 | 169 | 7245 | Rate Constraint in lbs/MMBtu | FALSE | L | Annual | Constraint Shadow Price | US2022$/Ton | 0 | 0 | 0 | 0 | 0 | 0 | 0
BART SO2 Annual- R S Nelson 3- v7.23 | 170 | 7952 | Rate Constraint in lbs/MMBtu | FALSE | L | Annual | Seasons Included | Seasons | Winter, Spring, Summer, Fall | Winter, Spring, Summer, Fall | Winter, Spring, Summer, Fall | Winter, Spring, Summer, Fall | Winter, Spring, Summer, Fall | Winter, Spring, Summer, Fall | Winter, Spring, Summer, Fall
BART SO2 Annual- R S Nelson 3- v7.23 | 170 | 7952 | Rate Constraint in lbs/MMBtu | FALSE | L | Annual | Standard SO2 | lb/MMBtu | 0.6 | 0.6 | 0.6 | 0.6 | 0.6 | 0.6 | 0.6
BART SO2 Annual- R S Nelson 3- v7.23 | 170 | 7952 | Rate Constraint in lbs/MMBtu | FALSE | L | Annual | Emissions at Affected Plants SO2 | Thousand Tons | 0 | 0 | 0 | 0 | 0 | 0 | 0
BART SO2 Annual- R S Nelson 3- v7.23 | 170 | 7952 | Rate Constraint in lbs/MMBtu | FALSE | L | Annual | Allowances Purchased SO2 | Thousand Tons | 0 | 0 | 0 | 0 | 0 | 0 | 0
BART SO2 Annual- R S Nelson 3- v7.23 | 170 | 7952 | Rate Constraint in lbs/MMBtu | FALSE | L | Annual | Allowances Sold SO2 | Thousand Tons | 0 | 0 | 0 | 0 | 0 | 0 | 0
BART SO2 Annual- R S Nelson 3- v7.23 | 170 | 7952 | Rate Constraint in lbs/MMBtu | FALSE | L | Annual | Allowances Banked | Thousand Tons | 0 | 0 | 0 | 0 | 0 | 0 | 0
BART SO2 Annual- R S Nelson 3- v7.23 | 170 | 7952 | Rate Constraint in lbs/MMBtu | FALSE | L | Annual | Allowances Withdrawn (1:1) | Thousand Tons | 0 | 0 | 0 | 0 | 0 | 0 | 0
BART SO2 Annual- R S Nelson 3- v7.23 | 170 | 7952 | Rate Constraint in lbs/MMBtu | FALSE | L | Annual | Allowances Withdrawn (n:1) | Thousand Tons | 0 | 0 | 0 | 0 | 0 | 0 | 0
BART SO2 Annual- R S Nelson 3- v7.23 | 170 | 7952 | Rate Constraint in lbs/MMBtu | FALSE | L | Annual | Net Emissions Allowance Position | Thousand Tons | 0 | 0 | 0 | 0 | 0 | 0 | 0
BART SO2 Annual- R S Nelson 3- v7.23 | 170 | 7952 | Rate Constraint in lbs/MMBtu | FALSE | L | Annual | Fuel Consumed | TBtu | 0 | 0 | 0 | 0 | 0 | 0 | 0
BART SO2 Annual- R S Nelson 3- v7.23 | 170 | 7952 | Rate Constraint in lbs/MMBtu | FALSE | L | Annual | Rate | lb/MMBtu | 0 | 0 | 0 | 0 | 0 | 0 | 0
BART SO2 Annual- R S Nelson 3- v7.23 | 170 | 7952 | Rate Constraint in lbs/MMBtu | FALSE | L | Annual | Generation | TWh | 0 | 0 | 0 | 0 | 0 | 0 | 0
BART SO2 Annual- R S Nelson 3- v7.23 | 170 | 7952 | Rate Constraint in lbs/MMBtu | FALSE | L | Annual | Qualifying Generation | TWh | 0 | 0 | 0 | 0 | 0 | 0 | 0
BART SO2 Annual- R S Nelson 3- v7.23 | 170 | 7952 | Rate Constraint in lbs/MMBtu | FALSE | L | Annual | Rate | lb/MWh | 0 | 0 | 0 | 0 | 0 | 0 | 0
BART SO2 Annual- R S Nelson 3- v7.23 | 170 | 7952 | Rate Constraint in lbs/MMBtu | FALSE | L | Annual | Constraint Shadow Price | US2022$/Ton | 0 | 0 | 0 | 0 | 0 | 0 | 0
BART SO2 Annual Rate-Seminole 1&2 -v5.13 | 171 | 7231 | Rate Constraint in lbs/MMBtu | FALSE | L | Annual | Seasons Included | Seasons | Winter, Spring, Summer, Fall | Winter, Spring, Summer, Fall | Winter, Spring, Summer, Fall | Winter, Spring, Summer, Fall | Winter, Spring, Summer, Fall | Winter, Spring, Summer, Fall | Winter, Spring, Summer, Fall
BART SO2 Annual Rate-Seminole 1&2 -v5.13 | 171 | 7231 | Rate Constraint in lbs/MMBtu | FALSE | L | Annual | Standard SO2 | lb/MMBtu | 0.25 | 0.25 | 0.25 | 0.25 | 0.25 | 0.25 | 0.25
BART SO2 Annual Rate-Seminole 1&2 -v5.13 | 171 | 7231 | Rate Constraint in lbs/MMBtu | FALSE | L | Annual | Emissions at Affected Plants SO2 | Thousand Tons | 0.033477 | 0.094636 | 0 | 0 | 0 | 0 | 0
BART SO2 Annual Rate-Seminole 1&2 -v5.13 | 171 | 7231 | Rate Constraint in lbs/MMBtu | FALSE | L | Annual | Allowances Purchased SO2 | Thousand Tons | 0 | 0 | 0 | 0 | 0 | 0 | 0
BART SO2 Annual Rate-Seminole 1&2 -v5.13 | 171 | 7231 | Rate Constraint in lbs/MMBtu | FALSE | L | Annual | Allowances Sold SO2 | Thousand Tons | 0 | 0 | 0 | 0 | 0 | 0 | 0
BART SO2 Annual Rate-Seminole 1&2 -v5.13 | 171 | 7231 | Rate Constraint in lbs/MMBtu | FALSE | L | Annual | Allowances Banked | Thousand Tons | 0 | 0 | 0 | 0 | 0 | 0 | 0
BART SO2 Annual Rate-Seminole 1&2 -v5.13 | 171 | 7231 | Rate Constraint in lbs/MMBtu | FALSE | L | Annual | Allowances Withdrawn (1:1) | Thousand Tons | 0 | 0 | 0 | 0 | 0 | 0 | 0
BART SO2 Annual Rate-Seminole 1&2 -v5.13 | 171 | 7231 | Rate Constraint in lbs/MMBtu | FALSE | L | Annual | Allowances Withdrawn (n:1) | Thousand Tons | 0 | 0 | 0 | 0 | 0 | 0 | 0
BART SO2 Annual Rate-Seminole 1&2 -v5.13 | 171 | 7231 | Rate Constraint in lbs/MMBtu | FALSE | L | Annual | Net Emissions Allowance Position | Thousand Tons | 0.033477 | 0.094636 | 0 | 0 | 0 | 0 | 0
BART SO2 Annual Rate-Seminole 1&2 -v5.13 | 171 | 7231 | Rate Constraint in lbs/MMBtu | FALSE | L | Annual | Fuel Consumed | TBtu | 10.3922 | 2.7528 | 1.0227 | 1.0227 | 1.0227 | 1.0227 | 1.0227
BART SO2 Annual Rate-Seminole 1&2 -v5.13 | 171 | 7231 | Rate Constraint in lbs/MMBtu | FALSE | L | Annual | Rate | lb/MMBtu | 0.0064428 | 0.068755 | 0 | 0 | 0 | 0 | 0
BART SO2 Annual Rate-Seminole 1&2 -v5.13 | 171 | 7231 | Rate Constraint in lbs/MMBtu | FALSE | L | Annual | Generation | TWh | 1.0056 | 0.27395 | 0.098676 | 0.098676 | 0.098676 | 0.098676 | 0.098676
BART SO2 Annual Rate-Seminole 1&2 -v5.13 | 171 | 7231 | Rate Constraint in lbs/MMBtu | FALSE | L | Annual | Qualifying Generation | TWh | 1.0056 | 0.27395 | 0.098676 | 0.098676 | 0.098676 | 0.098676 | 0.098676
BART SO2 Annual Rate-Seminole 1&2 -v5.13 | 171 | 7231 | Rate Constraint in lbs/MMBtu | FALSE | L | Annual | Rate | lb/MWh | 0.06658 | 0.69091 | 0 | 0 | 0 | 0 | 0
BART SO2 Annual Rate-Seminole 1&2 -v5.13 | 171 | 7231 | Rate Constraint in lbs/MMBtu | FALSE | L | Annual | Constraint Shadow Price | US2022$/Ton | 0 | 0 | 0 | 0 | 0 | 0 | 0
BART SO2 Annual- Roseton 1- v5.16 | 172 | 7247 | Rate Constraint in lbs/MMBtu | FALSE | L | Annual | Seasons Included | Seasons | Winter, Spring, Summer, Fall | Winter, Spring, Summer, Fall | Winter, Spring, Summer, Fall | Winter, Spring, Summer, Fall | Winter, Spring, Summer, Fall | Winter, Spring, Summer, Fall | Winter, Spring, Summer, Fall
BART SO2 Annual- Roseton 1- v5.16 | 172 | 7247 | Rate Constraint in lbs/MMBtu | FALSE | L | Annual | Standard SO2 | lb/MMBtu | 0.55 | 0.55 | 0.55 | 0.55 | 0.55 | 0.55 | 0.55
BART SO2 Annual- Roseton 1- v5.16 | 172 | 7247 | Rate Constraint in lbs/MMBtu | FALSE | L | Annual | Emissions at Affected Plants SO2 | Thousand Tons | 0 | 0 | 0 | 0 | 0 | 0 | 0
BART SO2 Annual- Roseton 1- v5.16 | 172 | 7247 | Rate Constraint in lbs/MMBtu | FALSE | L | Annual | Allowances Purchased SO2 | Thousand Tons | 0 | 0 | 0 | 0 | 0 | 0 | 0
BART SO2 Annual- Roseton 1- v5.16 | 172 | 7247 | Rate Constraint in lbs/MMBtu | FALSE | L | Annual | Allowances Sold SO2 | Thousand Tons | 0 | 0 | 0 | 0 | 0 | 0 | 0
BART SO2 Annual- Roseton 1- v5.16 | 172 | 7247 | Rate Constraint in lbs/MMBtu | FALSE | L | Annual | Allowances Banked | Thousand Tons | 0 | 0 | 0 | 0 | 0 | 0 | 0
BART SO2 Annual- Roseton 1- v5.16 | 172 | 7247 | Rate Constraint in lbs/MMBtu | FALSE | L | Annual | Allowances Withdrawn (1:1) | Thousand Tons | 0 | 0 | 0 | 0 | 0 | 0 | 0
BART SO2 Annual- Roseton 1- v5.16 | 172 | 7247 | Rate Constraint in lbs/MMBtu | FALSE | L | Annual | Allowances Withdrawn (n:1) | Thousand Tons | 0 | 0 | 0 | 0 | 0 | 0 | 0
BART SO2 Annual- Roseton 1- v5.16 | 172 | 7247 | Rate Constraint in lbs/MMBtu | FALSE | L | Annual | Net Emissions Allowance Position | Thousand Tons | 0 | 0 | 0 | 0 | 0 | 0 | 0
BART SO2 Annual- Roseton 1- v5.16 | 172 | 7247 | Rate Constraint in lbs/MMBtu | FALSE | L | Annual | Fuel Consumed | TBtu | 0 | 0 | 0 | 0 | 0 | 0 | 0
BART SO2 Annual- Roseton 1- v5.16 | 172 | 7247 | Rate Constraint in lbs/MMBtu | FALSE | L | Annual | Rate | lb/MMBtu | 0 | 0 | 0 | 0 | 0 | 0 | 0
BART SO2 Annual- Roseton 1- v5.16 | 172 | 7247 | Rate Constraint in lbs/MMBtu | FALSE | L | Annual | Generation | TWh | 0 | 0 | 0 | 0 | 0 | 0 | 0
BART SO2 Annual- Roseton 1- v5.16 | 172 | 7247 | Rate Constraint in lbs/MMBtu | FALSE | L | Annual | Qualifying Generation | TWh | 0 | 0 | 0 | 0 | 0 | 0 | 0
BART SO2 Annual- Roseton 1- v5.16 | 172 | 7247 | Rate Constraint in lbs/MMBtu | FALSE | L | Annual | Rate | lb/MWh | 0 | 0 | 0 | 0 | 0 | 0 | 0
BART SO2 Annual- Roseton 1- v5.16 | 172 | 7247 | Rate Constraint in lbs/MMBtu | FALSE | L | Annual | Constraint Shadow Price | US2022$/Ton | 0 | 0 | 0 | 0 | 0 | 0 | 0
BART SO2 Annual- Roseton 2- v5.16 | 173 | 7248 | Rate Constraint in lbs/MMBtu | FALSE | L | Annual | Seasons Included | Seasons | Winter, Spring, Summer, Fall | Winter, Spring, Summer, Fall | Winter, Spring, Summer, Fall | Winter, Spring, Summer, Fall | Winter, Spring, Summer, Fall | Winter, Spring, Summer, Fall | Winter, Spring, Summer, Fall
BART SO2 Annual- Roseton 2- v5.16 | 173 | 7248 | Rate Constraint in lbs/MMBtu | FALSE | L | Annual | Standard SO2 | lb/MMBtu | 0.55 | 0.55 | 0.55 | 0.55 | 0.55 | 0.55 | 0.55
BART SO2 Annual- Roseton 2- v5.16 | 173 | 7248 | Rate Constraint in lbs/MMBtu | FALSE | L | Annual | Emissions at Affected Plants SO2 | Thousand Tons | 0 | 0 | 0 | 0 | 0 | 0 | 0
BART SO2 Annual- Roseton 2- v5.16 | 173 | 7248 | Rate Constraint in lbs/MMBtu | FALSE | L | Annual | Allowances Purchased SO2 | Thousand Tons | 0 | 0 | 0 | 0 | 0 | 0 | 0
BART SO2 Annual- Roseton 2- v5.16 | 173 | 7248 | Rate Constraint in lbs/MMBtu | FALSE | L | Annual | Allowances Sold SO2 | Thousand Tons | 0 | 0 | 0 | 0 | 0 | 0 | 0
BART SO2 Annual- Roseton 2- v5.16 | 173 | 7248 | Rate Constraint in lbs/MMBtu | FALSE | L | Annual | Allowances Banked | Thousand Tons | 0 | 0 | 0 | 0 | 0 | 0 | 0
BART SO2 Annual- Roseton 2- v5.16 | 173 | 7248 | Rate Constraint in lbs/MMBtu | FALSE | L | Annual | Allowances Withdrawn (1:1) | Thousand Tons | 0 | 0 | 0 | 0 | 0 | 0 | 0
BART SO2 Annual- Roseton 2- v5.16 | 173 | 7248 | Rate Constraint in lbs/MMBtu | FALSE | L | Annual | Allowances Withdrawn (n:1) | Thousand Tons | 0 | 0 | 0 | 0 | 0 | 0 | 0
BART SO2 Annual- Roseton 2- v5.16 | 173 | 7248 | Rate Constraint in lbs/MMBtu | FALSE | L | Annual | Net Emissions Allowance Position | Thousand Tons | 0 | 0 | 0 | 0 | 0 | 0 | 0
BART SO2 Annual- Roseton 2- v5.16 | 173 | 7248 | Rate Constraint in lbs/MMBtu | FALSE | L | Annual | Fuel Consumed | TBtu | 0 | 0 | 0 | 0 | 0 | 0 | 0
BART SO2 Annual- Roseton 2- v5.16 | 173 | 7248 | Rate Constraint in lbs/MMBtu | FALSE | L | Annual | Rate | lb/MMBtu | 0 | 0 | 0 | 0 | 0 | 0 | 0
BART SO2 Annual- Roseton 2- v5.16 | 173 | 7248 | Rate Constraint in lbs/MMBtu | FALSE | L | Annual | Generation | TWh | 0 | 0 | 0 | 0 | 0 | 0 | 0
BART SO2 Annual- Roseton 2- v5.16 | 173 | 7248 | Rate Constraint in lbs/MMBtu | FALSE | L | Annual | Qualifying Generation | TWh | 0 | 0 | 0 | 0 | 0 | 0 | 0
BART SO2 Annual- Roseton 2- v5.16 | 173 | 7248 | Rate Constraint in lbs/MMBtu | FALSE | L | Annual | Rate | lb/MWh | 0 | 0 | 0 | 0 | 0 | 0 | 0
BART SO2 Annual- Roseton 2- v5.16 | 173 | 7248 | Rate Constraint in lbs/MMBtu | FALSE | L | Annual | Constraint Shadow Price | US2022$/Ton | 0 | 0 | 0 | 0 | 0 | 0 | 0
BART SO2 Annual- Sherburne County 3- v5.16 | 174 | 7246 | Rate Constraint in lbs/MMBtu | FALSE | L | Annual | Seasons Included | Seasons | Winter, Spring, Summer, Fall | Winter, Spring, Summer, Fall | Winter, Spring, Summer, Fall | Winter, Spring, Summer, Fall | Winter, Spring, Summer, Fall | Winter, Spring, Summer, Fall | Winter, Spring, Summer, Fall
BART SO2 Annual- Sherburne County 3- v5.16 | 174 | 7246 | Rate Constraint in lbs/MMBtu | FALSE | L | Annual | Standard SO2 | lb/MMBtu | 0.29 | 0.29 | 0.29 | 0.29 | 0.29 | 0.29 | 0.29
BART SO2 Annual- Sherburne County 3- v5.16 | 174 | 7246 | Rate Constraint in lbs/MMBtu | FALSE | L | Annual | Emissions at Affected Plants SO2 | Thousand Tons | 3.7162 | 4.6151 | 0 | 0 | 0 | 0 | 0
BART SO2 Annual- Sherburne County 3- v5.16 | 174 | 7246 | Rate Constraint in lbs/MMBtu | FALSE | L | Annual | Allowances Purchased SO2 | Thousand Tons | 0 | 0 | 0 | 0 | 0 | 0 | 0
BART SO2 Annual- Sherburne County 3- v5.16 | 174 | 7246 | Rate Constraint in lbs/MMBtu | FALSE | L | Annual | Allowances Sold SO2 | Thousand Tons | 0 | 0 | 0 | 0 | 0 | 0 | 0
BART SO2 Annual- Sherburne County 3- v5.16 | 174 | 7246 | Rate Constraint in lbs/MMBtu | FALSE | L | Annual | Allowances Banked | Thousand Tons | 0 | 0 | 0 | 0 | 0 | 0 | 0
BART SO2 Annual- Sherburne County 3- v5.16 | 174 | 7246 | Rate Constraint in lbs/MMBtu | FALSE | L | Annual | Allowances Withdrawn (1:1) | Thousand Tons | 0 | 0 | 0 | 0 | 0 | 0 | 0
BART SO2 Annual- Sherburne County 3- v5.16 | 174 | 7246 | Rate Constraint in lbs/MMBtu | FALSE | L | Annual | Allowances Withdrawn (n:1) | Thousand Tons | 0 | 0 | 0 | 0 | 0 | 0 | 0
BART SO2 Annual- Sherburne County 3- v5.16 | 174 | 7246 | Rate Constraint in lbs/MMBtu | FALSE | L | Annual | Net Emissions Allowance Position | Thousand Tons | 3.7162 | 4.6151 | 0 | 0 | 0 | 0 | 0
BART SO2 Annual- Sherburne County 3- v5.16 | 174 | 7246 | Rate Constraint in lbs/MMBtu | FALSE | L | Annual | Fuel Consumed | TBtu | 44.8654 | 55.7178 | 0 | 0 | 0 | 0 | 0
BART SO2 Annual- Sherburne County 3- v5.16 | 174 | 7246 | Rate Constraint in lbs/MMBtu | FALSE | L | Annual | Rate | lb/MMBtu | 0.16566 | 0.16566 | 0 | 0 | 0 | 0 | 0
BART SO2 Annual- Sherburne County 3- v5.16 | 174 | 7246 | Rate Constraint in lbs/MMBtu | FALSE | L | Annual | Generation | TWh | 4.4785 | 5.5618 | 0 | 0 | 0 | 0 | 0
BART SO2 Annual- Sherburne County 3- v5.16 | 174 | 7246 | Rate Constraint in lbs/MMBtu | FALSE | L | Annual | Qualifying Generation | TWh | 4.4785 | 5.5618 | 0 | 0 | 0 | 0 | 0
BART SO2 Annual- Sherburne County 3- v5.16 | 174 | 7246 | Rate Constraint in lbs/MMBtu | FALSE | L | Annual | Rate | lb/MWh | 1.6596 | 1.6596 | 0 | 0 | 0 | 0 | 0
BART SO2 Annual- Sherburne County 3- v5.16 | 174 | 7246 | Rate Constraint in lbs/MMBtu | FALSE | L | Annual | Constraint Shadow Price | US2022$/Ton | 0 | 0 | 0 | 0 | 0 | 0 | 0
BART SO2 Annual- White Bluff 1- v6.20 | 175 | 7641 | Rate Constraint in lbs/MMBtu | FALSE | L | Annual | Seasons Included | Seasons | Winter, Spring, Summer, Fall | Winter, Spring, Summer, Fall | Winter, Spring, Summer, Fall | Winter, Spring, Summer, Fall | Winter, Spring, Summer, Fall | Winter, Spring, Summer, Fall | Winter, Spring, Summer, Fall
BART SO2 Annual- White Bluff 1- v6.20 | 175 | 7641 | Rate Constraint in lbs/MMBtu | FALSE | L | Annual | Standard SO2 | lb/MMBtu | 0.6 | 0.6 | 0.6 | 0.6 | 0.6 | 0.6 | 0.6
BART SO2 Annual- White Bluff 1- v6.20 | 175 | 7641 | Rate Constraint in lbs/MMBtu | FALSE | L | Annual | Emissions at Affected Plants SO2 | Thousand Tons | 10.0365 | 0 | 0 | 0 | 0 | 0 | 0
BART SO2 Annual- White Bluff 1- v6.20 | 175 | 7641 | Rate Constraint in lbs/MMBtu | FALSE | L | Annual | Allowances Purchased SO2 | Thousand Tons | 0 | 0 | 0 | 0 | 0 | 0 | 0
BART SO2 Annual- White Bluff 1- v6.20 | 175 | 7641 | Rate Constraint in lbs/MMBtu | FALSE | L | Annual | Allowances Sold SO2 | Thousand Tons | 0 | 0 | 0 | 0 | 0 | 0 | 0
BART SO2 Annual- White Bluff 1- v6.20 | 175 | 7641 | Rate Constraint in lbs/MMBtu | FALSE | L | Annual | Allowances Banked | Thousand Tons | 0 | 0 | 0 | 0 | 0 | 0 | 0
BART SO2 Annual- White Bluff 1- v6.20 | 175 | 7641 | Rate Constraint in lbs/MMBtu | FALSE | L | Annual | Allowances Withdrawn (1:1) | Thousand Tons | 0 | 0 | 0 | 0 | 0 | 0 | 0
BART SO2 Annual- White Bluff 1- v6.20 | 175 | 7641 | Rate Constraint in lbs/MMBtu | FALSE | L | Annual | Allowances Withdrawn (n:1) | Thousand Tons | 0 | 0 | 0 | 0 | 0 | 0 | 0
BART SO2 Annual- White Bluff 1- v6.20 | 175 | 7641 | Rate Constraint in lbs/MMBtu | FALSE | L | Annual | Net Emissions Allowance Position | Thousand Tons | 10.0365 | 0 | 0 | 0 | 0 | 0 | 0
BART SO2 Annual- White Bluff 1- v6.20 | 175 | 7641 | Rate Constraint in lbs/MMBtu | FALSE | L | Annual | Fuel Consumed | TBtu | 38.4304 | 0 | 0 | 0 | 0 | 0 | 0
BART SO2 Annual- White Bluff 1- v6.20 | 175 | 7641 | Rate Constraint in lbs/MMBtu | FALSE | L | Annual | Rate | lb/MMBtu | 0.52232 | 0 | 0 | 0 | 0 | 0 | 0
BART SO2 Annual- White Bluff 1- v6.20 | 175 | 7641 | Rate Constraint in lbs/MMBtu | FALSE | L | Annual | Generation | TWh | 3.7174 | 0 | 0 | 0 | 0 | 0 | 0
BART SO2 Annual- White Bluff 1- v6.20 | 175 | 7641 | Rate Constraint in lbs/MMBtu | FALSE | L | Annual | Qualifying Generation | TWh | 3.7174 | 0 | 0 | 0 | 0 | 0 | 0
BART SO2 Annual- White Bluff 1- v6.20 | 175 | 7641 | Rate Constraint in lbs/MMBtu | FALSE | L | Annual | Rate | lb/MWh | 5.3997 | 0 | 0 | 0 | 0 | 0 | 0
BART SO2 Annual- White Bluff 1- v6.20 | 175 | 7641 | Rate Constraint in lbs/MMBtu | FALSE | L | Annual | Constraint Shadow Price | US2022$/Ton | 0 | 0 | 0 | 1.7772 | 0 | 0 | 0
BART SO2 Annual- White Bluff 2- v6.20 | 176 | 7642 | Rate Constraint in lbs/MMBtu | FALSE | L | Annual | Seasons Included | Seasons | Winter, Spring, Summer, Fall | Winter, Spring, Summer, Fall | Winter, Spring, Summer, Fall | Winter, Spring, Summer, Fall | Winter, Spring, Summer, Fall | Winter, Spring, Summer, Fall | Winter, Spring, Summer, Fall
BART SO2 Annual- White Bluff 2- v6.20 | 176 | 7642 | Rate Constraint in lbs/MMBtu | FALSE | L | Annual | Standard SO2 | lb/MMBtu | 0.6 | 0.6 | 0.6 | 0.6 | 0.6 | 0.6 | 0.6
BART SO2 Annual- White Bluff 2- v6.20 | 176 | 7642 | Rate Constraint in lbs/MMBtu | FALSE | L | Annual | Emissions at Affected Plants SO2 | Thousand Tons | 10.5862 | 0.1694 | 0.16958 | 0.055501 | 0 | 0.12478 | 0.1483
BART SO2 Annual- White Bluff 2- v6.20 | 176 | 7642 | Rate Constraint in lbs/MMBtu | FALSE | L | Annual | Allowances Purchased SO2 | Thousand Tons | 0 | 0 | 0 | 0 | 0 | 0 | 0
BART SO2 Annual- White Bluff 2- v6.20 | 176 | 7642 | Rate Constraint in lbs/MMBtu | FALSE | L | Annual | Allowances Sold SO2 | Thousand Tons | 0 | 0 | 0 | 0 | 0 | 0 | 0
BART SO2 Annual- White Bluff 2- v6.20 | 176 | 7642 | Rate Constraint in lbs/MMBtu | FALSE | L | Annual | Allowances Banked | Thousand Tons | 0 | 0 | 0 | 0 | 0 | 0 | 0
BART SO2 Annual- White Bluff 2- v6.20 | 176 | 7642 | Rate Constraint in lbs/MMBtu | FALSE | L | Annual | Allowances Withdrawn (1:1) | Thousand Tons | 0 | 0 | 0 | 0 | 0 | 0 | 0
BART SO2 Annual- White Bluff 2- v6.20 | 176 | 7642 | Rate Constraint in lbs/MMBtu | FALSE | L | Annual | Allowances Withdrawn (n:1) | Thousand Tons | 0 | 0 | 0 | 0 | 0 | 0 | 0
BART SO2 Annual- White Bluff 2- v6.20 | 176 | 7642 | Rate Constraint in lbs/MMBtu | FALSE | L | Annual | Net Emissions Allowance Position | Thousand Tons | 10.5862 | 0.1694 | 0.16958 | 0.055501 | 0 | 0.12478 | 0.1483
BART SO2 Annual- White Bluff 2- v6.20 | 176 | 7642 | Rate Constraint in lbs/MMBtu | FALSE | L | Annual | Fuel Consumed | TBtu | 40.5356 | 10.211 | 0.64934 | 0.21252 | 0 | 0.47778 | 0.56784
BART SO2 Annual- White Bluff 2- v6.20 | 176 | 7642 | Rate Constraint in lbs/MMBtu | FALSE | L | Annual | Rate | lb/MMBtu | 0.52232 | 0.033179 | 0.52232 | 0.52232 | 0 | 0.52232 | 0.52232
BART SO2 Annual- White Bluff 2- v6.20 | 176 | 7642 | Rate Constraint in lbs/MMBtu | FALSE | L | Annual | Generation | TWh | 3.9717 | 0.95588 | 0.063623 | 0.020823 | 0 | 0.046813 | 0.055638
BART SO2 Annual- White Bluff 2- v6.20 | 176 | 7642 | Rate Constraint in lbs/MMBtu | FALSE | L | Annual | Qualifying Generation | TWh | 3.9717 | 0.95588 | 0.063623 | 0.020823 | 0 | 0.046813 | 0.055638
BART SO2 Annual- White Bluff 2- v6.20 | 176 | 7642 | Rate Constraint in lbs/MMBtu | FALSE | L | Annual | Rate | lb/MWh | 5.3308 | 0.35443 | 5.3308 | 5.3308 | 0 | 5.3308 | 5.3308
BART SO2 Annual- White Bluff 2- v6.20 | 176 | 7642 | Rate Constraint in lbs/MMBtu | FALSE | L | Annual | Constraint Shadow Price | US2022$/Ton | 0 | 0 | 0 | 0 | 0 | 0 | 0
BART SO2 Annual-Apache Station 2 -v5.13 | 177 | 7207 | Rate Constraint in lbs/MMBtu | FALSE | L | Annual | Seasons Included | Seasons | Winter, Spring, Summer, Fall | Winter, Spring, Summer, Fall | Winter, Spring, Summer, Fall | Winter, Spring, Summer, Fall | Winter, Spring, Summer, Fall | Winter, Spring, Summer, Fall | Winter, Spring, Summer, Fall
BART SO2 Annual-Apache Station 2 -v5.13 | 177 | 7207 | Rate Constraint in lbs/MMBtu | FALSE | L | Annual | Standard SO2 | lb/MMBtu | 0.00064 | 0.00064 | 0.00064 | 0.00064 | 0.00064 | 0.00064 | 0.00064
BART SO2 Annual-Apache Station 2 -v5.13 | 177 | 7207 | Rate Constraint in lbs/MMBtu | FALSE | L | Annual | Emissions at Affected Plants SO2 | Thousand Tons | 0 | 0 | 0 | 0 | 0 | 0 | 0
BART SO2 Annual-Apache Station 2 -v5.13 | 177 | 7207 | Rate Constraint in lbs/MMBtu | FALSE | L | Annual | Allowances Purchased SO2 | Thousand Tons | 0 | 0 | 0 | 0 | 0 | 0 | 0
BART SO2 Annual-Apache Station 2 -v5.13 | 177 | 7207 | Rate Constraint in lbs/MMBtu | FALSE | L | Annual | Allowances Sold SO2 | Thousand Tons | 0 | 0 | 0 | 0 | 0 | 0 | 0
BART SO2 Annual-Apache Station 2 -v5.13 | 177 | 7207 | Rate Constraint in lbs/MMBtu | FALSE | L | Annual | Allowances Banked | Thousand Tons | 0 | 0 | 0 | 0 | 0 | 0 | 0
BART SO2 Annual-Apache Station 2 -v5.13 | 177 | 7207 | Rate Constraint in lbs/MMBtu | FALSE | L | Annual | Allowances Withdrawn (1:1) | Thousand Tons | 0 | 0 | 0 | 0 | 0 | 0 | 0
BART SO2 Annual-Apache Station 2 -v5.13 | 177 | 7207 | Rate Constraint in lbs/MMBtu | FALSE | L | Annual | Allowances Withdrawn (n:1) | Thousand Tons | 0 | 0 | 0 | 0 | 0 | 0 | 0
BART SO2 Annual-Apache Station 2 -v5.13 | 177 | 7207 | Rate Constraint in lbs/MMBtu | FALSE | L | Annual | Net Emissions Allowance Position | Thousand Tons | 0 | 0 | 0 | 0 | 0 | 0 | 0
BART SO2 Annual-Apache Station 2 -v5.13 | 177 | 7207 | Rate Constraint in lbs/MMBtu | FALSE | L | Annual | Fuel Consumed | TBtu | 0.33913 | 0.33913 | 0.33913 | 0.33913 | 0.33913 | 0.33913 | 0.33913
BART SO2 Annual-Apache Station 2 -v5.13 | 177 | 7207 | Rate Constraint in lbs/MMBtu | FALSE | L | Annual | Rate | lb/MMBtu | 0 | 0 | 0 | 0 | 0 | 0 | 0
BART SO2 Annual-Apache Station 2 -v5.13 | 177 | 7207 | Rate Constraint in lbs/MMBtu | FALSE | L | Annual | Generation | TWh | 0.03066 | 0.03066 | 0.03066 | 0.03066 | 0.03066 | 0.03066 | 0.03066
BART SO2 Annual-Apache Station 2 -v5.13 | 177 | 7207 | Rate Constraint in lbs/MMBtu | FALSE | L | Annual | Qualifying Generation | TWh | 0.03066 | 0.03066 | 0.03066 | 0.03066 | 0.03066 | 0.03066 | 0.03066
BART SO2 Annual-Apache Station 2 -v5.13 | 177 | 7207 | Rate Constraint in lbs/MMBtu | FALSE | L | Annual | Rate | lb/MWh | 0 | 0 | 0 | 0 | 0 | 0 | 0
BART SO2 Annual-Apache Station 2 -v5.13 | 177 | 7207 | Rate Constraint in lbs/MMBtu | FALSE | L | Annual | Constraint Shadow Price | US2022$/Ton | 0 | 0 | 0 | 0 | 0 | 0 | 0
BART SO2 Annual-Apache Station 3 -v5.13 | 178 | 7208 | Rate Constraint in lbs/MMBtu | FALSE | L | Annual | Seasons Included | Seasons | Winter, Spring, Summer, Fall | Winter, Spring, Summer, Fall | Winter, Spring, Summer, Fall | Winter, Spring, Summer, Fall | Winter, Spring, Summer, Fall | Winter, Spring, Summer, Fall | Winter, Spring, Summer, Fall
BART SO2 Annual-Apache Station 3 -v5.13 | 178 | 7208 | Rate Constraint in lbs/MMBtu | FALSE | L | Annual | Standard SO2 | lb/MMBtu | 0.15 | 0.15 | 0.15 | 0.15 | 0.15 | 0.15 | 0.15
BART SO2 Annual-Apache Station 3 -v5.13 | 178 | 7208 | Rate Constraint in lbs/MMBtu | FALSE | L | Annual | Emissions at Affected Plants SO2 | Thousand Tons | 0.069614 | 0.069614 | 0 | 0 | 0 | 0 | 0
BART SO2 Annual-Apache Station 3 -v5.13 | 178 | 7208 | Rate Constraint in lbs/MMBtu | FALSE | L | Annual | Allowances Purchased SO2 | Thousand Tons | 0 | 0 | 0 | 0 | 0 | 0 | 0
BART SO2 Annual-Apache Station 3 -v5.13 | 178 | 7208 | Rate Constraint in lbs/MMBtu | FALSE | L | Annual | Allowances Sold SO2 | Thousand Tons | 0 | 0 | 0 | 0 | 0 | 0 | 0
BART SO2 Annual-Apache Station 3 -v5.13 | 178 | 7208 | Rate Constraint in lbs/MMBtu | FALSE | L | Annual | Allowances Banked | Thousand Tons | 0 | 0 | 0 | 0 | 0 | 0 | 0
BART SO2 Annual-Apache Station 3 -v5.13 | 178 | 7208 | Rate Constraint in lbs/MMBtu | FALSE | L | Annual | Allowances Withdrawn (1:1) | Thousand Tons | 0 | 0 | 0 | 0 | 0 | 0 | 0
BART SO2 Annual-Apache Station 3 -v5.13 | 178 | 7208 | Rate Constraint in lbs/MMBtu | FALSE | L | Annual | Allowances Withdrawn (n:1) | Thousand Tons | 0 | 0 | 0 | 0 | 0 | 0 | 0
BART SO2 Annual-Apache Station 3 -v5.13 | 178 | 7208 | Rate Constraint in lbs/MMBtu | FALSE | L | Annual | Net Emissions Allowance Position | Thousand Tons | 0.069614 | 0.069614 | 0 | 0 | 0 | 0 | 0
BART SO2 Annual-Apache Station 3 -v5.13 | 178 | 7208 | Rate Constraint in lbs/MMBtu | FALSE | L | Annual | Fuel Consumed | TBtu | 1.7771 | 1.7771 | 0 | 0 | 0 | 0 | 0
BART SO2 Annual-Apache Station 3 -v5.13 | 178 | 7208 | Rate Constraint in lbs/MMBtu | FALSE | L | Annual | Rate | lb/MMBtu | 0.078348 | 0.078348 | 0 | 0 | 0 | 0 | 0
BART SO2 Annual-Apache Station 3 -v5.13 | 178 | 7208 | Rate Constraint in lbs/MMBtu | FALSE | L | Annual | Generation | TWh | 0.1533 | 0.1533 | 0 | 0 | 0 | 0 | 0
BART SO2 Annual-Apache Station 3 -v5.13 | 178 | 7208 | Rate Constraint in lbs/MMBtu | FALSE | L | Annual | Qualifying Generation | TWh | 0.1533 | 0.1533 | 0 | 0 | 0 | 0 | 0
BART SO2 Annual-Apache Station 3 -v5.13 | 178 | 7208 | Rate Constraint in lbs/MMBtu | FALSE | L | Annual | Rate | lb/MWh | 0.90821 | 0.90821 | 0 | 0 | 0 | 0 | 0
BART SO2 Annual-Apache Station 3 -v5.13 | 178 | 7208 | Rate Constraint in lbs/MMBtu | FALSE | L | Annual | Constraint Shadow Price | US2022$/Ton | 0 | 0 | 0 | 0 | 0 | 0 | 0
BART SO2 Annual-Coronado U1B -v5.13 | 179 | 7214 | Rate Constraint in lbs/MMBtu | FALSE | L | Annual | Seasons Included | Seasons | Winter, Spring, Summer, Fall | Winter, Spring, Summer, Fall | Winter, Spring, Summer, Fall | Winter, Spring, Summer, Fall | Winter, Spring, Summer, Fall | Winter, Spring, Summer, Fall | Winter, Spring, Summer, Fall
BART SO2 Annual-Coronado U1B -v5.13 | 179 | 7214 | Rate Constraint in lbs/MMBtu | FALSE | L | Annual | Standard SO2 | lb/MMBtu | 0.06 | 0.06 | 0.06 | 0.06 | 0.06 | 0.06 | 0.06
BART SO2 Annual-Coronado U1B -v5.13 | 179 | 7214 | Rate Constraint in lbs/MMBtu | FALSE | L | Annual | Emissions at Affected Plants SO2 | Thousand Tons | 0.0015218 | 0.0055545 | 0 | 0 | 0 | 0 | 0
BART SO2 Annual-Coronado U1B -v5.13 | 179 | 7214 | Rate Constraint in lbs/MMBtu | FALSE | L | Annual | Allowances Purchased SO2 | Thousand Tons | 0 | 0 | 0 | 0 | 0 | 0 | 0
BART SO2 Annual-Coronado U1B -v5.13 | 179 | 7214 | Rate Constraint in lbs/MMBtu | FALSE | L | Annual | Allowances Sold SO2 | Thousand Tons | 0 | 0 | 0 | 0 | 0 | 0 | 0
BART SO2 Annual-Coronado U1B -v5.13 | 179 | 7214 | Rate Constraint in lbs/MMBtu | FALSE | L | Annual | Allowances Banked | Thousand Tons | 0 | 0 | 0 | 0 | 0 | 0 | 0
BART SO2 Annual-Coronado U1B -v5.13 | 179 | 7214 | Rate Constraint in lbs/MMBtu | FALSE | L | Annual | Allowances Withdrawn (1:1) | Thousand Tons | 0 | 0 | 0 | 0 | 0 | 0 | 0
BART SO2 Annual-Coronado U1B -v5.13 | 179 | 7214 | Rate Constraint in lbs/MMBtu | FALSE | L | Annual | Allowances Withdrawn (n:1) | Thousand Tons | 0 | 0 | 0 | 0 | 0 | 0 | 0
BART SO2 Annual-Coronado U1B -v5.13 | 179 | 7214 | Rate Constraint in lbs/MMBtu | FALSE | L | Annual | Net Emissions Allowance Position | Thousand Tons | 0.0015218 | 0.0055545 | 0 | 0 | 0 | 0 | 0
BART SO2 Annual-Coronado U1B -v5.13 | 179 | 7214 | Rate Constraint in lbs/MMBtu | FALSE | L | Annual | Fuel Consumed | TBtu | 0.050728 | 0.18515 | 0 | 0 | 0 | 0 | 0
BART SO2 Annual-Coronado U1B -v5.13 | 179 | 7214 | Rate Constraint in lbs/MMBtu | FALSE | L | Annual | Rate | lb/MMBtu | 0.06 | 0.06 | 0 | 0 | 0 | 0 | 0
BART SO2 Annual-Coronado U1B -v5.13 | 179 | 7214 | Rate Constraint in lbs/MMBtu | FALSE | L | Annual | Generation | TWh | 0.004778 | 0.017439 | 0 | 0 | 0 | 0 | 0
BART SO2 Annual-Coronado U1B -v5.13 | 179 | 7214 | Rate Constraint in lbs/MMBtu | FALSE | L | Annual | Qualifying Generation | TWh | 0.004778 | 0.017439 | 0 | 0 | 0 | 0 | 0
BART SO2 Annual-Coronado U1B -v5.13 | 179 | 7214 | Rate Constraint in lbs/MMBtu | FALSE | L | Annual | Rate | lb/MWh | 0.63702 | 0.63702 | 0 | 0 | 0 | 0 | 0
BART SO2 Annual-Coronado U1B -v5.13 | 179 | 7214 | Rate Constraint in lbs/MMBtu | FALSE | L | Annual | Constraint Shadow Price | US2022$/Ton | 0 | 0 | 0 | 0 | 0 | 0 | 0
BART SO2 Annual-Coronado U2B -v5.13 | 180 | 7215 | Rate Constraint in lbs/MMBtu | FALSE | L | Annual | Seasons Included | Seasons | Winter, Spring, Summer, Fall | Winter, Spring, Summer, Fall | Winter, Spring, Summer, Fall | Winter, Spring, Summer, Fall | Winter, Spring, Summer, Fall | Winter, Spring, Summer, Fall | Winter, Spring, Summer, Fall
BART SO2 Annual-Coronado U2B -v5.13 | 180 | 7215 | Rate Constraint in lbs/MMBtu | FALSE | L | Annual | Standard SO2 | lb/MMBtu | 0.06 | 0.06 | 0.06 | 0.06 | 0.06 | 0.06 | 0.06
BART SO2 Annual-Coronado U2B -v5.13 | 180 | 7215 | Rate Constraint in lbs/MMBtu | FALSE | L | Annual | Emissions at Affected Plants SO2 | Thousand Tons | 0.19513 | 0.67596 | 0 | 0 | 0 | 0 | 0
BART SO2 Annual-Coronado U2B -v5.13 | 180 | 7215 | Rate Constraint in lbs/MMBtu | FALSE | L | Annual | Allowances Purchased SO2 | Thousand Tons | 0 | 0 | 0 | 0 | 0 | 0 | 0
BART SO2 Annual-Coronado U2B -v5.13 | 180 | 7215 | Rate Constraint in lbs/MMBtu | FALSE | L | Annual | Allowances Sold SO2 | Thousand Tons | 0 | 0 | 0 | 0 | 0 | 0 | 0
BART SO2 Annual-Coronado U2B -v5.13 | 180 | 7215 | Rate Constraint in lbs/MMBtu | FALSE | L | Annual | Allowances Banked | Thousand Tons | 0 | 0 | 0 | 0 | 0 | 0 | 0
BART SO2 Annual-Coronado U2B -v5.13 | 180 | 7215 | Rate Constraint in lbs/MMBtu | FALSE | L | Annual | Allowances Withdrawn (1:1) | Thousand Tons | 0 | 0 | 0 | 0 | 0 | 0 | 0
BART SO2 Annual-Coronado U2B -v5.13 | 180 | 7215 | Rate Constraint in lbs/MMBtu | FALSE | L | Annual | Allowances Withdrawn (n:1) | Thousand Tons | 0 | 0 | 0 | 0 | 0 | 0 | 0
BART SO2 Annual-Coronado U2B -v5.13 | 180 | 7215 | Rate Constraint in lbs/MMBtu | FALSE | L | Annual | Net Emissions Allowance Position | Thousand Tons | 0.19513 | 0.67596 | 0 | 0 | 0 | 0 | 0
BART SO2 Annual-Coronado U2B -v5.13 | 180 | 7215 | Rate Constraint in lbs/MMBtu | FALSE | L | Annual | Fuel Consumed | TBtu | 6.5044 | 22.532 | 0 | 0 | 0 | 0 | 0
BART SO2 Annual-Coronado U2B -v5.13 | 180 | 7215 | Rate Constraint in lbs/MMBtu | FALSE | L | Annual | Rate | lb/MMBtu | 0.06 | 0.06 | 0 | 0 | 0 | 0 | 0
BART SO2 Annual-Coronado U2B -v5.13 | 180 | 7215 | Rate Constraint in lbs/MMBtu | FALSE | L | Annual | Generation | TWh | 0.6084 | 2.1076 | 0 | 0 | 0 | 0 | 0
BART SO2 Annual-Coronado U2B -v5.13 | 180 | 7215 | Rate Constraint in lbs/MMBtu | FALSE | L | Annual | Qualifying Generation | TWh | 0.6084 | 2.1076 | 0 | 0 | 0 | 0 | 0
BART SO2 Annual-Coronado U2B -v5.13 | 180 | 7215 | Rate Constraint in lbs/MMBtu | FALSE | L | Annual | Rate | lb/MWh | 0.64146 | 0.64146 | 0 | 0 | 0 | 0 | 0
BART SO2 Annual-Coronado U2B -v5.13 | 180 | 7215 | Rate Constraint in lbs/MMBtu | FALSE | L | Annual | Constraint Shadow Price | US2022$/Ton | 0 | 0 | 0 | 0 | 0 | 0 | 0
BART SO2 Annual-Craig C2 -v5.14 | 181 | 7201 | Rate Constraint in lbs/MMBtu | FALSE | L | Annual | Seasons Included | Seasons | Winter, Spring, Summer, Fall | Winter, Spring, Summer, Fall | Winter, Spring, Summer, Fall | Winter, Spring, Summer, Fall | Winter, Spring, Summer, Fall | Winter, Spring, Summer, Fall | Winter, Spring, Summer, Fall
BART SO2 Annual-Craig C2 -v5.14 | 181 | 7201 | Rate Constraint in lbs/MMBtu | FALSE | L | Annual | Standard SO2 | lb/MMBtu | 0.11 | 0.11 | 0.11 | 0.11 | 0.11 | 0.11 | 0.11
BART SO2 Annual-Craig C2 -v5.14 | 181 | 7201 | Rate Constraint in lbs/MMBtu | FALSE | L | Annual | Emissions at Affected Plants SO2 | Thousand Tons | 0.78612 | 0 | 0 | 0 | 0 | 0 | 0
BART SO2 Annual-Craig C2 -v5.14 | 181 | 7201 | Rate Constraint in lbs/MMBtu | FALSE | L | Annual | Allowances Purchased SO2 | Thousand Tons | 0 | 0 | 0 | 0 | 0 | 0 | 0
BART SO2 Annual-Craig C2 -v5.14 | 181 | 7201 | Rate Constraint in lbs/MMBtu | FALSE | L | Annual | Allowances Sold SO2 | Thousand Tons | 0 | 0 | 0 | 0 | 0 | 0 | 0
BART SO2 Annual-Craig C2 -v5.14 | 181 | 7201 | Rate Constraint in lbs/MMBtu | FALSE | L | Annual | Allowances Banked | Thousand Tons | 0 | 0 | 0 | 0 | 0 | 0 | 0
BART SO2 Annual-Craig C2 -v5.14 | 181 | 7201 | Rate Constraint in lbs/MMBtu | FALSE | L | Annual | Allowances Withdrawn (1:1) | Thousand Tons | 0 | 0 | 0 | 0 | 0 | 0 | 0
BART SO2 Annual-Craig C2 -v5.14 | 181 | 7201 | Rate Constraint in lbs/MMBtu | FALSE | L | Annual | Allowances Withdrawn (n:1) | Thousand Tons | 0 | 0 | 0 | 0 | 0 | 0 | 0
BART SO2 Annual-Craig C2 -v5.14 | 181 | 7201 | Rate Constraint in lbs/MMBtu | FALSE | L | Annual | Net Emissions Allowance Position | Thousand Tons | 0.78612 | 0 | 0 | 0 | 0 | 0 | 0
BART SO2 Annual-Craig C2 -v5.14 | 181 | 7201 | Rate Constraint in lbs/MMBtu | FALSE | L | Annual | Fuel Consumed | TBtu | 26.204 | 0 | 0 | 0 | 0 | 0 | 0
BART SO2 Annual-Craig C2 -v5.14 | 181 | 7201 | Rate Constraint in lbs/MMBtu | FALSE | L | Annual | Rate | lb/MMBtu | 0.06 | 0 | 0 | 0 | 0 | 0 | 0
BART SO2 Annual-Craig C2 -v5.14 | 181 | 7201 | Rate Constraint in lbs/MMBtu | FALSE | L | Annual | Generation | TWh | 2.559 | 0 | 0 | 0 | 0 | 0 | 0
BART SO2 Annual-Craig C2 -v5.14 | 181 | 7201 | Rate Constraint in lbs/MMBtu | FALSE | L | Annual | Qualifying Generation | TWh | 2.559 | 0 | 0 | 0 | 0 | 0 | 0
BART SO2 Annual-Craig C2 -v5.14 | 181 | 7201 | Rate Constraint in lbs/MMBtu | FALSE | L | Annual | Rate | lb/MWh | 0.6144 | 0 | 0 | 0 | 0 | 0 | 0
BART SO2 Annual-Craig C2 -v5.14 | 181 | 7201 | Rate Constraint in lbs/MMBtu | FALSE | L | Annual | Constraint Shadow Price | US2022$/Ton | 0 | 0 | 0 | 0 | 0 | 0 | 0
BART SO2 Annual-Jeffrey Energy Center 1 -v5.13 | 182 | 7216 | Rate Constraint in lbs/MMBtu | FALSE | L | Annual | Seasons Included | Seasons | Winter, Spring, Summer, Fall | Winter, Spring, Summer, Fall | Winter, Spring, Summer, Fall | Winter, Spring, Summer, Fall | Winter, Spring, Summer, Fall | Winter, Spring, Summer, Fall | Winter, Spring, Summer, Fall
BART SO2 Annual-Jeffrey Energy Center 1 -v5.13 | 182 | 7216 | Rate Constraint in lbs/MMBtu | FALSE | L | Annual | Standard SO2 | lb/MMBtu | 0.15 | 0.15 | 0.15 | 0.15 | 0.15 | 0.15 | 0.15
BART SO2 Annual-Jeffrey Energy Center 1 -v5.13 | 182 | 7216 | Rate Constraint in lbs/MMBtu | FALSE | L | Annual | Emissions at Affected Plants SO2 | Thousand Tons | 0.94317 | 1.286 | 0 | 0 | 0 | 0 | 0
BART SO2 Annual-Jeffrey Energy Center 1 -v5.13 | 182 | 7216 | Rate Constraint in lbs/MMBtu | FALSE | L | Annual | Allowances Purchased SO2 | Thousand Tons | 0 | 0 | 0 | 0 | 0 | 0 | 0
BART SO2 Annual-Jeffrey Energy Center 1 -v5.13 | 182 | 7216 | Rate Constraint in lbs/MMBtu | FALSE | L | Annual | Allowances Sold SO2 | Thousand Tons | 0 | 0 | 0 | 0 | 0 | 0 | 0
BART SO2 Annual-Jeffrey Energy Center 1 -v5.13 | 182 | 7216 | Rate Constraint in lbs/MMBtu | FALSE | L | Annual | Allowances Banked | Thousand Tons | 0 | 0 | 0 | 0 | 0 | 0 | 0
BART SO2 Annual-Jeffrey Energy Center 1 -v5.13 | 182 | 7216 | Rate Constraint in lbs/MMBtu | FALSE | L | Annual | Allowances Withdrawn (1:1) | Thousand Tons | 0 | 0 | 0 | 0 | 0 | 0 | 0
BART SO2 Annual-Jeffrey Energy Center 1 -v5.13 | 182 | 7216 | Rate Constraint in lbs/MMBtu | FALSE | L | Annual | Allowances Withdrawn (n:1) | Thousand Tons | 0 | 0 | 0 | 0 | 0 | 0 | 0
BART SO2 Annual-Jeffrey Energy Center 1 -v5.13 | 182 | 7216 | Rate Constraint in lbs/MMBtu | FALSE | L | Annual | Net Emissions Allowance Position | Thousand Tons | 0.94317 | 1.286 | 0 | 0 | 0 | 0 | 0
BART SO2 Annual-Jeffrey Energy Center 1 -v5.13 | 182 | 7216 | Rate Constraint in lbs/MMBtu | FALSE | L | Annual | Fuel Consumed | TBtu | 31.4391 | 42.8676 | 0 | 0 | 0 | 0 | 0
BART SO2 Annual-Jeffrey Energy Center 1 -v5.13 | 182 | 7216 | Rate Constraint in lbs/MMBtu | FALSE | L | Annual | Rate | lb/MMBtu | 0.06 | 0.06 | 0 | 0 | 0 | 0 | 0
BART SO2 Annual-Jeffrey Energy Center 1 -v5.13 | 182 | 7216 | Rate Constraint in lbs/MMBtu | FALSE | L | Annual | Generation | TWh | 2.8607 | 3.9006 | 0 | 0 | 0 | 0 | 0
BART SO2 Annual-Jeffrey Energy Center 1 -v5.13 | 182 | 7216 | Rate Constraint in lbs/MMBtu | FALSE | L | Annual | Qualifying Generation | TWh | 2.8607 | 3.9006 | 0 | 0 | 0 | 0 | 0
BART SO2 Annual-Jeffrey Energy Center 1 -v5.13 | 182 | 7216 | Rate Constraint in lbs/MMBtu | FALSE | L | Annual | Rate | lb/MWh | 0.6594 | 0.6594 | 0 | 0 | 0 | 0 | 0
BART SO2 Annual-Jeffrey Energy Center 1 -v5.13 | 182 | 7216 | Rate Constraint in lbs/MMBtu | FALSE | L | Annual | Constraint Shadow Price | US2022$/Ton | 0 | 0 | 0 | 0 | 0 | 0 | 0
BART SO2 Annual-Jeffrey Energy Center 2 -v5.13 | 183 | 7217 | Rate Constraint in lbs/MMBtu | FALSE | L | Annual | Seasons Included | Seasons | Winter, Spring, Summer, Fall | Winter, Spring, Summer, Fall | Winter, Spring, Summer, Fall | Winter, Spring, Summer, Fall | Winter, Spring, Summer, Fall | Winter, Spring, Summer, Fall | Winter, Spring, Summer, Fall
BART SO2 Annual-Jeffrey Energy Center 2 -v5.13 | 183 | 7217 | Rate Constraint in lbs/MMBtu | FALSE | L | Annual | Standard SO2 | lb/MMBtu | 0.15 | 0.15 | 0.15 | 0.15 | 0.15 | 0.15 | 0.15
BART SO2 Annual-Jeffrey Energy Center 2 -v5.13 | 183 | 7217 | Rate Constraint in lbs/MMBtu | FALSE | L | Annual | Emissions at Affected Plants SO2 | Thousand Tons | 0 | 0 | 0 | 0 | 0 | 0 | 0
BART SO2 Annual-Jeffrey Energy Center 2 -v5.13 | 183 | 7217 | Rate Constraint in lbs/MMBtu | FALSE | L | Annual | Allowances Purchased SO2 | Thousand Tons | 0 | 0 | 0 | 0 | 0 | 0 | 0
BART SO2 Annual-Jeffrey Energy Center 2 -v5.13 | 183 | 7217 | Rate Constraint in lbs/MMBtu | FALSE | L | Annual | Allowances Sold SO2 | Thousand Tons | 0 | 0 | 0 | 0 | 0 | 0 | 0
BART SO2 Annual-Jeffrey Energy Center 2 -v5.13 | 183 | 7217 | Rate Constraint in lbs/MMBtu | FALSE | L | Annual | Allowances Banked | Thousand Tons | 0 | 0 | 0 | 0 | 0 | 0 | 0
BART SO2 Annual-Jeffrey Energy Center 2 -v5.13 | 183 | 7217 | Rate Constraint in lbs/MMBtu | FALSE | L | Annual | Allowances Withdrawn (1:1) | Thousand Tons | 0 | 0 | 0 | 0 | 0 | 0 | 0
BART SO2 Annual-Jeffrey Energy Center 2 -v5.13 | 183 | 7217 | Rate Constraint in lbs/MMBtu | FALSE | L | Annual | Allowances Withdrawn (n:1) | Thousand Tons | 0 | 0 | 0 | 0 | 0 | 0 | 0
BART SO2 Annual-Jeffrey Energy Center 2 -v5.13 | 183 | 7217 | Rate Constraint in lbs/MMBtu | FALSE | L | Annual | Net Emissions Allowance Position | Thousand Tons | 0 | 0 | 0 | 0 | 0 | 0 | 0
BART SO2 Annual-Jeffrey Energy Center 2 -v5.13 | 183 | 7217 | Rate Constraint in lbs/MMBtu | FALSE | L | Annual | Fuel Consumed | TBtu | 0 | 0 | 0 | 0 | 0 | 0 | 0
BART SO2 Annual-Jeffrey Energy Center 2 -v5.13 | 183 | 7217 | Rate Constraint in lbs/MMBtu | FALSE | L | Annual | Rate | lb/MMBtu | 0 | 0 | 0 | 0 | 0 | 0 | 0
BART SO2 Annual-Jeffrey Energy Center 2 -v5.13 | 183 | 7217 | Rate Constraint in lbs/MMBtu | FALSE | L | Annual | Generation | TWh | 0 | 0 | 0 | 0 | 0 | 0 | 0
BART SO2 Annual-Jeffrey Energy Center 2 -v5.13 | 183 | 7217 | Rate Constraint in lbs/MMBtu | FALSE | L | Annual | Qualifying Generation | TWh | 0 | 0 | 0 | 0 | 0 | 0 | 0
BART SO2 Annual-Jeffrey Energy Center 2 -v5.13 | 183 | 7217 | Rate Constraint in lbs/MMBtu | FALSE | L | Annual | Rate | lb/MWh | 0 | 0 | 0 | 0 | 0 | 0 | 0
BART SO2 Annual-Jeffrey Energy Center 2 -v5.13 | 183 | 7217 | Rate Constraint in lbs/MMBtu | FALSE | L | Annual | Constraint Shadow Price | US2022$/Ton | 0 | 0 | 0 | 0 | 0 | 0 | 0
BART SO2 Annual-La Cygne 1 -v5.13 | 184 | 7218 | Rate Constraint in lbs/MMBtu | FALSE | L | Annual | Seasons Included | Seasons | Winter, Spring, Summer, Fall | Winter, Spring, Summer, Fall | Winter, Spring, Summer, Fall | Winter, Spring, Summer, Fall | Winter, Spring, Summer, Fall | Winter, Spring, Summer, Fall | Winter, Spring, Summer, Fall
BART SO2 Annual-La Cygne 1 -v5.13 | 184 | 7218 | Rate Constraint in lbs/MMBtu | FALSE | L | Annual | Standard SO2 | lb/MMBtu | 0.15 | 0.15 | 0.15 | 0.15 | 0.15 | 0.15 | 0.15
BART SO2 Annual-La Cygne 1 -v5.13 | 184 | 7218 | Rate Constraint in lbs/MMBtu | FALSE | L | Annual | Emissions at Affected Plants SO2 | Thousand Tons | 0 | 0 | 0 | 0 | 0 | 0 | 0
BART SO2 Annual-La Cygne 1 -v5.13 | 184 | 7218 | Rate Constraint in lbs/MMBtu | FALSE | L | Annual | Allowances Purchased SO2 | Thousand Tons | 0 | 0 | 0 | 0 | 0 | 0 | 0
BART SO2 Annual-La Cygne 1 -v5.13 | 184 | 7218 | Rate Constraint in lbs/MMBtu | FALSE | L | Annual | Allowances Sold SO2 | Thousand Tons | 0 | 0 | 0 | 0 | 0 | 0 | 0
BART SO2 Annual-La Cygne 1 -v5.13 | 184 | 7218 | Rate Constraint in lbs/MMBtu | FALSE | L | Annual | Allowances Banked | Thousand Tons | 0 | 0 | 0 | 0 | 0 | 0 | 0
BART SO2 Annual-La Cygne 1 -v5.13 | 184 | 7218 | Rate Constraint in lbs/MMBtu | FALSE | L | Annual | Allowances Withdrawn (1:1) | Thousand Tons | 0 | 0 | 0 | 0 | 0 | 0 | 0
BART SO2 Annual-La Cygne 1 -v5.13 | 184 | 7218 | Rate Constraint in lbs/MMBtu | FALSE | L | Annual | Allowances Withdrawn (n:1) | Thousand Tons | 0 | 0 | 0 | 0 | 0 | 0 | 0
BART SO2 Annual-La Cygne 1 -v5.13 | 184 | 7218 | Rate Constraint in lbs/MMBtu | FALSE | L | Annual | Net Emissions Allowance Position | Thousand Tons | 0 | 0 | 0 | 0 | 0 | 0 | 0
BART SO2 Annual-La Cygne 1 -v5.13 | 184 | 7218 | Rate Constraint in lbs/MMBtu | FALSE | L | Annual | Fuel Consumed | TBtu | 0 | 0 | 0 | 0 | 0 | 0 | 0
BART SO2 Annual-La Cygne 1 -v5.13 | 184 | 7218 | Rate Constraint in lbs/MMBtu | FALSE | L | Annual | Rate | lb/MMBtu | 0 | 0 | 0 | 0 | 0 | 0 | 0
BART SO2 Annual-La Cygne 1 -v5.13 | 184 | 7218 | Rate Constraint in lbs/MMBtu | FALSE | L | Annual | Generation | TWh | 0 | 0 | 0 | 0 | 0 | 0 | 0
BART SO2 Annual-La Cygne 1 -v5.13 | 184 | 7218 | Rate Constraint in lbs/MMBtu | FALSE | L | Annual | Qualifying Generation | TWh | 0 | 0 | 0 | 0 | 0 | 0 | 0
BART SO2 Annual-La Cygne 1 -v5.13 | 184 | 7218 | Rate Constraint in lbs/MMBtu | FALSE | L | Annual | Rate | lb/MWh | 0 | 0 | 0 | 0 | 0 | 0 | 0
BART SO2 Annual-La Cygne 1 -v5.13 | 184 | 7218 | Rate Constraint in lbs/MMBtu | FALSE | L | Annual | Constraint Shadow Price | US2022$/Ton | 0 | 0 | 0 | 0 | 0 | 0 | 0
BART SO2 Annual-La Cygne 2 -v5.13 | 185 | 7219 | Rate Constraint in lbs/MMBtu | FALSE | L | Annual | Seasons Included | Seasons | Winter, Spring, Summer, Fall | Winter, Spring, Summer, Fall | Winter, Spring, Summer, Fall | Winter, Spring, Summer, Fall | Winter, Spring, Summer, Fall | Winter, Spring, Summer, Fall | Winter, Spring, Summer, Fall
BART SO2 Annual-La Cygne 2 -v5.13 | 185 | 7219 | Rate Constraint in lbs/MMBtu | FALSE | L | Annual | Standard SO2 | lb/MMBtu | 0.15 | 0.15 | 0.15 | 0.15 | 0.15 | 0.15 | 0.15
BART SO2 Annual-La Cygne 2 -v5.13 | 185 | 7219 | Rate Constraint in lbs/MMBtu | FALSE | L | Annual | Emissions at Affected Plants SO2 | Thousand Tons | 0 | 0 | 0 | 0 | 0 | 0 | 0
BART SO2 Annual-La Cygne 2 -v5.13 | 185 | 7219 | Rate Constraint in lbs/MMBtu | FALSE | L | Annual | Allowances Purchased SO2 | Thousand Tons | 0 | 0 | 0 | 0 | 0 | 0 | 0
BART SO2 Annual-La Cygne 2 -v5.13 | 185 | 7219 | Rate Constraint in lbs/MMBtu | FALSE | L | Annual | Allowances Sold SO2 | Thousand Tons | 0 | 0 | 0 | 0 | 0 | 0 | 0
BART SO2 Annual-La Cygne 2 -v5.13 | 185 | 7219 | Rate Constraint in lbs/MMBtu | FALSE | L | Annual | Allowances Banked | Thousand Tons | 0 | 0 | 0 | 0 | 0 | 0 | 0
BART SO2 Annual-La Cygne 2 -v5.13 | 185 | 7219 | Rate Constraint in lbs/MMBtu | FALSE | L | Annual | Allowances Withdrawn (1:1) | Thousand Tons | 0 | 0 | 0 | 0 | 0 | 0 | 0
BART SO2 Annual-La Cygne 2 -v5.13 | 185 | 7219 | Rate Constraint in lbs/MMBtu | FALSE | L | Annual | Allowances Withdrawn (n:1) | Thousand Tons | 0 | 0 | 0 | 0 | 0 | 0 | 0
BART SO2 Annual-La Cygne 2 -v5.13 | 185 | 7219 | Rate Constraint in lbs/MMBtu | FALSE | L | Annual | Net Emissions Allowance Position | Thousand Tons | 0 | 0 | 0 | 0 | 0 | 0 | 0
BART SO2 Annual-La Cygne 2 -v5.13 | 185 | 7219 | Rate Constraint in lbs/MMBtu | FALSE | L | Annual | Fuel Consumed | TBtu | 0 | 0 | 0 | 0 | 0 | 0 | 0
BART SO2 Annual-La Cygne 2 -v5.13 | 185 | 7219 | Rate Constraint in lbs/MMBtu | FALSE | L | Annual | Rate | lb/MMBtu | 0 | 0 | 0 | 0 | 0 | 0 | 0
BART SO2 Annual-La Cygne 2 -v5.13 | 185 | 7219 | Rate Constraint in lbs/MMBtu | FALSE | L | Annual | Generation | TWh | 0 | 0 | 0 | 0 | 0 | 0 | 0
BART SO2 Annual-La Cygne 2 -v5.13 | 185 | 7219 | Rate Constraint in lbs/MMBtu | FALSE | L | Annual | Qualifying Generation | TWh | 0 | 0 | 0 | 0 | 0 | 0 | 0
BART SO2 Annual-La Cygne 2 -v5.13 | 185 | 7219 | Rate Constraint in lbs/MMBtu | FALSE | L | Annual | Rate | lb/MWh | 0 | 0 | 0 | 0 | 0 | 0 | 0
BART SO2 Annual-La Cygne 2 -v5.13 | 185 | 7219 | Rate Constraint in lbs/MMBtu | FALSE | L | Annual | Constraint Shadow Price | US2022$/Ton | 0 | 0 | 0 | 0 | 0 | 0 | 0
BART SO2 Annual-Leland Olds 1 -v5.13 | 186 | 7220 | Rate Constraint in lbs/MMBtu | FALSE | L | Annual | Seasons Included | Seasons | Winter, Spring, Summer, Fall | Winter, Spring, Summer, Fall | Winter, Spring, Summer, Fall | Winter, Spring, Summer, Fall | Winter, Spring, Summer, Fall | Winter, Spring, Summer, Fall | Winter, Spring, Summer, Fall
BART SO2 Annual-Leland Olds 1 -v5.13 | 186 | 7220 | Rate Constraint in lbs/MMBtu | FALSE | L | Annual | Standard SO2 | lb/MMBtu | 0.15 | 0.15 | 0.15 | 0.15 | 0.15 | 0.15 | 0.15
BART SO2 Annual-Leland Olds 1 -v5.13 | 186 | 7220 | Rate Constraint in lbs/MMBtu | FALSE | L | Annual | Emissions at Affected Plants SO2 | Thousand Tons | 0 | 0 | 0 | 0 | 0 | 0 | 0
BART SO2 Annual-Leland Olds 1 -v5.13 | 186 | 7220 | Rate Constraint in lbs/MMBtu | FALSE | L | Annual | Allowances Purchased SO2 | Thousand Tons | 0 | 0 | 0 | 0 | 0 | 0 | 0
BART SO2 Annual-Leland Olds 1 -v5.13 | 186 | 7220 | Rate Constraint in lbs/MMBtu | FALSE | L | Annual | Allowances Sold SO2 | Thousand Tons | 0 | 0 | 0 | 0 | 0 | 0 | 0
BART SO2 Annual-Leland Olds 1 -v5.13 | 186 | 7220 | Rate Constraint in lbs/MMBtu | FALSE | L | Annual | Allowances Banked | Thousand Tons | 0 | 0 | 0 | 0 | 0 | 0 | 0
BART SO2 Annual-Leland Olds 1 -v5.13 | 186 | 7220 | Rate Constraint in lbs/MMBtu | FALSE | L | Annual | Allowances Withdrawn (1:1) | Thousand Tons | 0 | 0 | 0 | 0 | 0 | 0 | 0
BART SO2 Annual-Leland Olds 1 -v5.13 | 186 | 7220 | Rate Constraint in lbs/MMBtu | FALSE | L | Annual | Allowances Withdrawn (n:1) | Thousand Tons | 0 | 0 | 0 | 0 | 0 | 0 | 0
BART SO2 Annual-Leland Olds 1 -v5.13 | 186 | 7220 | Rate Constraint in lbs/MMBtu | FALSE | L | Annual | Net Emissions Allowance Position | Thousand Tons | 0 | 0 | 0 | 0 | 0 | 0 | 0
BART SO2 Annual-Leland Olds 1 -v5.13 | 186 | 7220 | Rate Constraint in lbs/MMBtu | FALSE | L | Annual | Fuel Consumed | TBtu | 0 | 0 | 0 | 0 | 0 | 0 | 0
BART SO2 Annual-Leland Olds 1 -v5.13 | 186 | 7220 | Rate Constraint in lbs/MMBtu | FALSE | L | Annual | Rate | lb/MMBtu | 0 | 0 | 0 | 0 | 0 | 0 | 0
BART SO2 Annual-Leland Olds 1 -v5.13 | 186 | 7220 | Rate Constraint in lbs/MMBtu | FALSE | L | Annual | Generation | TWh | 0 | 0 | 0 | 0 | 0 | 0 | 0
BART SO2 Annual-Leland Olds 1 -v5.13 | 186 | 7220 | Rate Constraint in lbs/MMBtu | FALSE | L | Annual | Qualifying Generation | TWh | 0 | 0 | 0 | 0 | 0 | 0 | 0
BART SO2 Annual-Leland Olds 1 -v5.13 | 186 | 7220 | Rate Constraint in lbs/MMBtu | FALSE | L | Annual | Rate | lb/MWh | 0 | 0 | 0 | 0 | 0 | 0 | 0
BART SO2 Annual-Leland Olds 1 -v5.13 | 186 | 7220 | Rate Constraint in lbs/MMBtu | FALSE | L | Annual | Constraint Shadow Price | US2022$/Ton | 0 | 0 | 0 | 0 | 0 | 0 | 0
BART SO2 Annual-Leland Olds 2 -v5.13 | 187 | 7221 | Rate Constraint in lbs/MMBtu | FALSE | L | Annual | Seasons Included | Seasons | Winter, Spring, Summer, Fall | Winter, Spring, Summer, Fall | Winter, Spring, Summer, Fall | Winter, Spring, Summer, Fall | Winter, Spring, Summer, Fall | Winter, Spring, Summer, Fall | Winter, Spring, Summer, Fall
BART SO2 Annual-Leland Olds 2 -v5.13 | 187 | 7221 | Rate Constraint in lbs/MMBtu | FALSE | L | Annual | Standard SO2 | lb/MMBtu | 0.15 | 0.15 | 0.15 | 0.15 | 0.15 | 0.15 | 0.15
BART SO2 Annual-Leland Olds 2 -v5.13 | 187 | 7221 | Rate Constraint in lbs/MMBtu | FALSE | L | Annual | Emissions at Affected Plants SO2 | Thousand Tons | 0 | 0 | 0 | 0 | 0 | 0 | 0
BART SO2 Annual-Leland Olds 2 -v5.13 | 187 | 7221 | Rate Constraint in lbs/MMBtu | FALSE | L | Annual | Allowances Purchased SO2 | Thousand Tons | 0 | 0 | 0 | 0 | 0 | 0 | 0
BART SO2 Annual-Leland Olds 2 -v5.13 | 187 | 7221 | Rate Constraint in lbs/MMBtu | FALSE | L | Annual | Allowances Sold SO2 | Thousand Tons | 0 | 0 | 0 | 0 | 0 | 0 | 0
BART SO2 Annual-Leland Olds 2 -v5.13 | 187 | 7221 | Rate Constraint in lbs/MMBtu | FALSE | L | Annual | Allowances Banked | Thousand Tons | 0 | 0 | 0 | 0 | 0 | 0 | 0
BART SO2 Annual-Leland Olds 2 -v5.13 | 187 | 7221 | Rate Constraint in lbs/MMBtu | FALSE | L | Annual | Allowances Withdrawn (1:1) | Thousand Tons | 0 | 0 | 0 | 0 | 0 | 0 | 0
BART SO2 Annual-Leland Olds 2 -v5.13 | 187 | 7221 | Rate Constraint in lbs/MMBtu | FALSE | L | Annual | Allowances Withdrawn (n:1) | Thousand Tons | 0 | 0 | 0 | 0 | 0 | 0 | 0
BART SO2 Annual-Leland Olds 2 -v5.13 | 187 | 7221 | Rate Constraint in lbs/MMBtu | FALSE | L | Annual | Net Emissions Allowance Position | Thousand Tons | 0 | 0 | 0 | 0 | 0 | 0 | 0
BART SO2 Annual-Leland Olds 2 -v5.13 | 187 | 7221 | Rate Constraint in lbs/MMBtu | FALSE | L | Annual | Fuel Consumed | TBtu | 0 | 0 | 0 | 0 | 0 | 0 | 0
BART SO2 Annual-Leland Olds 2 -v5.13 | 187 | 7221 | Rate Constraint in lbs/MMBtu | FALSE | L | Annual | Rate | lb/MMBtu | 0 | 0 | 0 | 0 | 0 | 0 | 0
BART SO2 Annual-Leland Olds 2 -v5.13 | 187 | 7221 | Rate Constraint in lbs/MMBtu | FALSE | L | Annual | Generation | TWh | 0 | 0 | 0 | 0 | 0 | 0 | 0
BART SO2 Annual-Leland Olds 2 -v5.13 | 187 | 7221 | Rate Constraint in lbs/MMBtu | FALSE | L | Annual | Qualifying Generation | TWh | 0 | 0 | 0 | 0 | 0 | 0 | 0
BART SO2 Annual-Leland Olds 2 -v5.13 | 187 | 7221 | Rate Constraint in lbs/MMBtu | FALSE | L | Annual | Rate | lb/MWh | 0 | 0 | 0 | 0 | 0 | 0 | 0
BART SO2 Annual-Leland Olds 2 -v5.13 | 187 | 7221 | Rate Constraint in lbs/MMBtu | FALSE | L | Annual | Constraint Shadow Price | US2022$/Ton | 0 | 0 | 0 | 0 | 0 | 0 | 0
BART SO2 Annual-Milton R Young B1 -v5.13 | 188 | 7222 | Rate Constraint in lbs/MMBtu | FALSE | L | Annual | Seasons Included | Seasons | Winter, Spring, Summer, Fall | Winter, Spring, Summer, Fall | Winter, Spring, Summer, Fall | Winter, Spring, Summer, Fall | Winter, Spring, Summer, Fall | Winter, Spring, Summer, Fall | Winter, Spring, Summer, Fall
BART SO2 Annual-Milton R Young B1 -v5.13 | 188 | 7222 | Rate Constraint in lbs/MMBtu | FALSE | L | Annual | Standard SO2 | lb/MMBtu | 0.15 | 0.15 | 0.15 | 0.15 | 0.15 | 0.15 | 0.15
BART SO2 Annual-Milton R Young B1 -v5.13 | 188 | 7222 | Rate Constraint in lbs/MMBtu | FALSE | L | Annual | Emissions at Affected Plants SO2 | Thousand Tons | 0.59901 | 0.65619 | 0.67957 | 0.67957 | 0 | 0 | 0
BART SO2 Annual-Milton R Young B1 -v5.13 | 188 | 7222 | Rate Constraint in lbs/MMBtu | FALSE | L | Annual | Allowances Purchased SO2 | Thousand Tons | 0 | 0 | 0 | 0 | 0 | 0 | 0
BART SO2 Annual-Milton R Young B1 -v5.13 | 188 | 7222 | Rate Constraint in lbs/MMBtu | FALSE | L | Annual | Allowances Sold SO2 | Thousand Tons | 0 | 0 | 0 | 0 | 0 | 0 | 0
BART SO2 Annual-Milton R Young B1 -v5.13 | 188 | 7222 | Rate Constraint in lbs/MMBtu | FALSE | L | Annual | Allowances Banked | Thousand Tons | 0 | 0 | 0 | 0 | 0 | 0 | 0
BART SO2 Annual-Milton R Young B1 -v5.13 | 188 | 7222 | Rate Constraint in lbs/MMBtu | FALSE | L | Annual | Allowances Withdrawn (1:1) | Thousand Tons | 0 | 0 | 0 | 0 | 0 | 0 | 0
BART SO2 Annual-Milton R Young B1 -v5.13 | 188 | 7222 | Rate Constraint in lbs/MMBtu | FALSE | L | Annual | Allowances Withdrawn (n:1) | Thousand Tons | 0 | 0 | 0 | 0 | 0 | 0 | 0
BART SO2 Annual-Milton R Young B1 -v5.13 | 188 | 7222 | Rate Constraint in lbs/MMBtu | FALSE | L | Annual | Net Emissions Allowance Position | Thousand Tons | 0.59901 | 0.65619 | 0.67957 | 0.67957 | 0 | 0 | 0
BART SO2 Annual-Milton R Young B1 -v5.13 | 188 | 7222 | Rate Constraint in lbs/MMBtu | FALSE | L | Annual | Fuel Consumed | TBtu | 17.3536 | 19.0101 | 19.6873 | 19.6873 | 0 | 0 | 0
BART SO2 Annual-Milton R Young B1 -v5.13 | 188 | 7222 | Rate Constraint in lbs/MMBtu | FALSE | L | Annual | Rate | lb/MMBtu | 0.069036 | 0.069036 | 0.069036 | 0.069036 | 0 | 0 | 0
BART SO2 Annual-Milton R Young B1 -v5.13 | 188 | 7222 | Rate Constraint in lbs/MMBtu | FALSE | L | Annual | Generation | TWh | 1.492 | 1.6344 | 1.0581 | 1.0581 | 0 | 0 | 0
BART SO2 Annual-Milton R Young B1 -v5.13 | 188 | 7222 | Rate Constraint in lbs/MMBtu | FALSE | L | Annual | Qualifying Generation | TWh | 1.492 | 1.6344 | 1.0581 | 1.0581 | 0 | 0 | 0
BART SO2 Annual-Milton R Young B1 -v5.13 | 188 | 7222 | Rate Constraint in lbs/MMBtu | FALSE | L | Annual | Rate | lb/MWh | 0.80296 | 0.80296 | 1.2845 | 1.2845 | 0 | 0 | 0
BART SO2 Annual-Milton R Young B1 -v5.13 | 188 | 7222 | Rate Constraint in lbs/MMBtu | FALSE | L | Annual | Constraint Shadow Price | US2022$/Ton | 0 | 0 | 0 | 0 | 0 | 0 | 0
BART SO2 Annual-Milton R Young B2 -v5.13 | 189 | 7223 | Rate Constraint in lbs/MMBtu | FALSE | L | Annual | Seasons Included | Seasons | Winter, Spring, Summer, Fall | Winter, Spring, Summer, Fall | Winter, Spring, Summer, Fall | Winter, Spring, Summer, Fall | Winter, Spring, Summer, Fall | Winter, Spring, Summer, Fall | Winter, Spring, Summer, Fall
BART SO2 Annual-Milton R Young B2 -v5.13 | 189 | 7223 | Rate Constraint in lbs/MMBtu | FALSE | L | Annual | Standard SO2 | lb/MMBtu | 0.15 | 0.15 | 0.15 | 0.15 | 0.15 | 0.15 | 0.15
BART SO2 Annual-Milton R Young B2 -v5.13 | 189 | 7223 | Rate Constraint in lbs/MMBtu | FALSE | L | Annual | Emissions at Affected Plants SO2 | Thousand Tons | 1.1007 | 1.3238 | 1.3418 | 1.3418 | 0 | 0 | 0
BART SO2 Annual-Milton R Young B2 -v5.13 | 189 | 7223 | Rate Constraint in lbs/MMBtu | FALSE | L | Annual | Allowances Purchased SO2 | Thousand Tons | 0 | 0 | 0 | 0 | 0 | 0 | 0
BART SO2 Annual-Milton R Young B2 -v5.13 | 189 | 7223 | Rate Constraint in lbs/MMBtu | FALSE | L | Annual | Allowances Sold SO2 | Thousand Tons | 0 | 0 | 0 | 0 | 0 | 0 | 0
BART SO2 Annual-Milton R Young B2 -v5.13 | 189 | 7223 | Rate Constraint in lbs/MMBtu | FALSE | L | Annual | Allowances Banked | Thousand Tons | 0 | 0 | 0 | 0 | 0 | 0 | 0
BART SO2 Annual-Milton R Young B2 -v5.13 | 189 | 7223 | Rate Constraint in lbs/MMBtu | FALSE | L | Annual | Allowances Withdrawn (1:1) | Thousand Tons | 0 | 0 | 0 | 0 | 0 | 0 | 0
BART SO2 Annual-Milton R Young B2 -v5.13 | 189 | 7223 | Rate Constraint in lbs/MMBtu | FALSE | L | Annual | Allowances Withdrawn (n:1) | Thousand Tons | 0 | 0 | 0 | 0 | 0 | 0 | 0
BART SO2 Annual-Milton R Young B2 -v5.13 | 189 | 7223 | Rate Constraint in lbs/MMBtu | FALSE | L | Annual | Net Emissions Allowance Position | Thousand Tons | 1.1007 | 1.3238 | 1.3418 | 1.3418 | 0 | 0 | 0
BART SO2 Annual-Milton R Young B2 -v5.13 | 189 | 7223 | Rate Constraint in lbs/MMBtu | FALSE | L | Annual | Fuel Consumed | TBtu | 29.8317 | 35.8759 | 36.3656 | 36.3656 | 0 | 0 | 0
BART SO2 Annual-Milton R Young B2 -v5.13 | 189 | 7223 | Rate Constraint in lbs/MMBtu | FALSE | L | Annual | Rate | lb/MMBtu | 0.073797 | 0.073797 | 0.073797 | 0.073797 | 0 | 0 | 0
BART SO2 Annual-Milton R Young B2 -v5.13 | 189 | 7223 | Rate Constraint in lbs/MMBtu | FALSE | L | Annual | Generation | TWh | 2.6189 | 2.8488 | 2.0196 | 2.0196 | 0 | 0 | 0
BART SO2 Annual-Milton R Young B2 -v5.13 | 189 | 7223 | Rate Constraint in lbs/MMBtu | FALSE | L | Annual | Qualifying Generation | TWh | 2.6189 | 2.8488 | 2.0196 | 2.0196 | 0 | 0 | 0
BART SO2 Annual-Milton R Young B2 -v5.13 | 189 | 7223 | Rate Constraint in lbs/MMBtu | FALSE | L | Annual | Rate | lb/MWh | 0.84062 | 0.92937 | 1.3288 | 1.3288 | 0 | 0 | 0
BART SO2 Annual-Milton R Young B2 -v5.13 | 189 | 7223 | Rate Constraint in lbs/MMBtu | FALSE | L | Annual | Constraint Shadow Price | US2022$/Ton | 0 | 0 | 0 | 0 | 0 | 0 | 0
BART SO2 Annual-Muskogee 4 -v5.13 | 190 | 7224 | Rate Constraint in lbs/MMBtu | FALSE | L | Annual | Seasons Included | Seasons | Winter, Spring, Summer, Fall | Winter, Spring, Summer, Fall | Winter, Spring, Summer, Fall | Winter, Spring, Summer, Fall | Winter, Spring, Summer, Fall | Winter, Spring, Summer, Fall | Winter, Spring, Summer, Fall
BART SO2 Annual-Muskogee 4 -v5.13 | 190 | 7224 | Rate Constraint in lbs/MMBtu | FALSE | L | Annual | Standard SO2 | lb/MMBtu | 0.06 | 0.06 | 0.06 | 0.06 | 0.06 | 0.06 | 0.06
BART SO2 Annual-Muskogee 4 -v5.13 | 190 | 7224 | Rate Constraint in lbs/MMBtu | FALSE | L | Annual | Emissions at Affected Plants SO2 | Thousand Tons | 0 | 0 | 0 | 0 | 0 | 0 | 0
BART SO2 Annual-Muskogee 4 -v5.13 | 190 | 7224 | Rate Constraint in lbs/MMBtu | FALSE | L | Annual | Allowances Purchased SO2 | Thousand Tons | 0 | 0 | 0 | 0 | 0 | 0 | 0
BART SO2 Annual-Muskogee 4 -v5.13 | 190 | 7224 | Rate Constraint in lbs/MMBtu | FALSE | L | Annual | Allowances Sold SO2 | Thousand Tons | 0 | 0 | 0 | 0 | 0 | 0 | 0
BART SO2 Annual-Muskogee 4 -v5.13 | 190 | 7224 | Rate Constraint in lbs/MMBtu | FALSE | L | Annual | Allowances Banked | Thousand Tons | 0 | 0 | 0 | 0 | 0 | 0 | 0
BART SO2 Annual-Muskogee 4 -v5.13 | 190 | 7224 | Rate Constraint in lbs/MMBtu | FALSE | L | Annual | Allowances Withdrawn (1:1) | Thousand Tons | 0 | 0 | 0 | 0 | 0 | 0 | 0
BART SO2 Annual-Muskogee 4 -v5.13 | 190 | 7224 | Rate Constraint in lbs/MMBtu | FALSE | L | Annual | Allowances Withdrawn (n:1) | Thousand Tons | 0 | 0 | 0 | 0 | 0 | 0 | 0
BART SO2 Annual-Muskogee 4 -v5.13 | 190 | 7224 | Rate Constraint in lbs/MMBtu | FALSE | L | Annual | Net Emissions Allowance Position | Thousand Tons | 0 | 0 | 0 | 0 | 0 | 0 | 0
BART SO2 Annual-Muskogee 4 -v5.13 | 190 | 7224 | Rate Constraint in lbs/MMBtu | FALSE | L | Annual | Fuel Consumed | TBtu | 0.95574 | 0.95574 | 0.95574 | 0.95574 | 0.95574 | 0.95574 | 0.95574
BART SO2 Annual-Muskogee 4 -v5.13 | 190 | 7224 | Rate Constraint in lbs/MMBtu | FALSE | L | Annual | Rate | lb/MMBtu | 0 | 0 | 0 | 0 | 0 | 0 | 0
BART SO2 Annual-Muskogee 4 -v5.13 | 190 | 7224 | Rate Constraint in lbs/MMBtu | FALSE | L | Annual | Generation | TWh | 0.084797 | 0.084797 | 0.084797 | 0.084797 | 0.084797 | 0.084797 | 0.084797
BART SO2 Annual-Muskogee 4 -v5.13 | 190 | 7224 | Rate Constraint in lbs/MMBtu | FALSE | L | Annual | Qualifying Generation | TWh | 0.084797 | 0.084797 | 0.084797 | 0.084797 | 0.084797 | 0.084797 | 0.084797
BART SO2 Annual-Muskogee 4 -v5.13 | 190 | 7224 | Rate Constraint in lbs/MMBtu | FALSE | L | Annual | Rate | lb/MWh | 0 | 0 | 0 | 0 | 0 | 0 | 0
BART SO2 Annual-Muskogee 4 -v5.13 | 190 | 7224 | Rate Constraint in lbs/MMBtu | FALSE | L | Annual | Constraint Shadow Price | US2022$/Ton | 0 | 0 | 0 | 0 | 0 | 0 | 0
BART SO2 Annual-Muskogee 5 -v5.13 | 191 | 7225 | Rate Constraint in lbs/MMBtu | FALSE | L | Annual | Seasons Included | Seasons | Winter, Spring, Summer, Fall | Winter, Spring, Summer, Fall | Winter, Spring, Summer, Fall | Winter, Spring, Summer, Fall | Winter, Spring, Summer, Fall | Winter, Spring, Summer, Fall | Winter, Spring, Summer, Fall
BART SO2 Annual-Muskogee 5 -v5.13 | 191 | 7225 | Rate Constraint in lbs/MMBtu | FALSE | L | Annual | Standard SO2 | lb/MMBtu | 0.06 | 0.06 | 0.06 | 0.06 | 0.06 | 0.06 | 0.06
BART SO2 Annual-Muskogee 5 -v5.13 | 191 | 7225 | Rate Constraint in lbs/MMBtu | FALSE | L | Annual | Emissions at Affected Plants SO2 | Thousand Tons | 0 | 0 | 0 | 0 | 0 | 0 | 0
BART SO2 Annual-Muskogee 5 -v5.13 | 191 | 7225 | Rate Constraint in lbs/MMBtu | FALSE | L | Annual | Allowances Purchased SO2 | Thousand Tons | 0 | 0 | 0 | 0 | 0 | 0 | 0
BART SO2 Annual-Muskogee 5 -v5.13 | 191 | 7225 | Rate Constraint in lbs/MMBtu | FALSE | L | Annual | Allowances Sold SO2 | Thousand Tons | 0 | 0 | 0 | 0 | 0 | 0 | 0
BART SO2 Annual-Muskogee 5 -v5.13 | 191 | 7225 | Rate Constraint in lbs/MMBtu | FALSE | L | Annual | Allowances Banked | Thousand Tons | 0 | 0 | 0 | 0 | 0 | 0 | 0
BART SO2 Annual-Muskogee 5 -v5.13 | 191 | 7225 | Rate Constraint in lbs/MMBtu | FALSE | L | Annual | Allowances Withdrawn (1:1) | Thousand Tons | 0 | 0 | 0 | 0 | 0 | 0 | 0
BART SO2 Annual-Muskogee 5 -v5.13 | 191 | 7225 | Rate Constraint in lbs/MMBtu | FALSE | L | Annual | Allowances Withdrawn (n:1) | Thousand Tons | 0 | 0 | 0 | 0 | 0 | 0 | 0
BART SO2 Annual-Muskogee 5 -v5.13 | 191 | 7225 | Rate Constraint in lbs/MMBtu | FALSE | L | Annual | Net Emissions Allowance Position | Thousand Tons | 0 | 0 | 0 | 0 | 0 | 0 | 0
BART SO2 Annual-Muskogee 5 -v5.13 | 191 | 7225 | Rate Constraint in lbs/MMBtu | FALSE | L | Annual | Fuel Consumed | TBtu | 0.96279 | 0.96279 | 0.96279 | 0.96279 | 0.96279 | 0.96279 | 0.96279
BART SO2 Annual-Muskogee 5 -v5.13 | 191 | 7225 | Rate Constraint in lbs/MMBtu | FALSE | L | Annual | Rate | lb/MMBtu | 0 | 0 | 0 | 0 | 0 | 0 | 0
BART SO2 Annual-Muskogee 5 -v5.13 | 191 | 7225 | Rate Constraint in lbs/MMBtu | FALSE | L | Annual | Generation | TWh | 0.085498 | 0.085498 | 0.085498 | 0.085498 | 0.085498 | 0.085498 | 0.085498
BART SO2 Annual-Muskogee 5 -v5.13 | 191 | 7225 | Rate Constraint in lbs/MMBtu | FALSE | L | Annual | Qualifying Generation | TWh | 0.085498 | 0.085498 | 0.085498 | 0.085498 | 0.085498 | 0.085498 | 0.085498
BART SO2 Annual-Muskogee 5 -v5.13 | 191 | 7225 | Rate Constraint in lbs/MMBtu | FALSE | L | Annual | Rate | lb/MWh | 0 | 0 | 0 | 0 | 0 | 0 | 0
BART SO2 Annual-Muskogee 5 -v5.13 | 191 | 7225 | Rate Constraint in lbs/MMBtu | FALSE | L | Annual | Constraint Shadow Price | US2022$/Ton | 0 | 0 | 0 | 0 | 0 | 0 | 0
BART SO2 Annual-Nelson -v6.20 | 192 | 7238 | Rate Constraint in lbs/MMBtu | FALSE | L | Annual | Seasons Included | Seasons | Winter, Spring, Summer, Fall | Winter, Spring, Summer, Fall | Winter, Spring, Summer, Fall | Winter, Spring, Summer, Fall | Winter, Spring, Summer, Fall | Winter, Spring, Summer, Fall | Winter, Spring, Summer, Fall
BART SO2 Annual-Nelson -v6.20 | 192 | 7238 | Rate Constraint in lbs/MMBtu | FALSE | L | Annual | Standard SO2 | lb/MMBtu | 0.6 | 0.6 | 0.6 | 0.6 | 0.6 | 0.6 | 0.6
BART SO2 Annual-Nelson -v6.20 | 192 | 7238 | Rate Constraint in lbs/MMBtu | FALSE | L | Annual | Emissions at Affected Plants SO2 | Thousand Tons | 0 | 0 | 0 | 0 | 0 | 0 | 0
BART SO2 Annual-Nelson -v6.20 | 192 | 7238 | Rate Constraint in lbs/MMBtu | FALSE | L | Annual | Allowances Purchased SO2 | Thousand Tons | 0 | 0 | 0 | 0 | 0 | 0 | 0
BART SO2 Annual-Nelson -v6.20 | 192 | 7238 | Rate Constraint in lbs/MMBtu | FALSE | L | Annual | Allowances Sold SO2 | Thousand Tons | 0 | 0 | 0 | 0 | 0 | 0 | 0
BART SO2 Annual-Nelson -v6.20 | 192 | 7238 | Rate Constraint in lbs/MMBtu | FALSE | L | Annual | Allowances Banked | Thousand Tons | 0 | 0 | 0 | 0 | 0 | 0 | 0
BART SO2 Annual-Nelson -v6.20 | 192 | 7238 | Rate Constraint in lbs/MMBtu | FALSE | L | Annual | Allowances Withdrawn (1:1) | Thousand Tons | 0 | 0 | 0 | 0 | 0 | 0 | 0
BART SO2 Annual-Nelson -v6.20 | 192 | 7238 | Rate Constraint in lbs/MMBtu | FALSE | L | Annual | Allowances Withdrawn (n:1) | Thousand Tons | 0 | 0 | 0 | 0 | 0 | 0 | 0
BART SO2 Annual-Nelson -v6.20 | 192 | 7238 | Rate Constraint in lbs/MMBtu | FALSE | L | Annual | Net Emissions Allowance Position | Thousand Tons | 0 | 0 | 0 | 0 | 0 | 0 | 0
BART SO2 Annual-Nelson -v6.20 | 192 | 7238 | Rate Constraint in lbs/MMBtu | FALSE | L | Annual | Fuel Consumed | TBtu | 0 | 0 | 0 | 0 | 0 | 0 | 0
BART SO2 Annual-Nelson -v6.20 | 192 | 7238 | Rate Constraint in lbs/MMBtu | FALSE | L | Annual | Rate | lb/MMBtu | 0 | 0 | 0 | 0 | 0 | 0 | 0
BART SO2 Annual-Nelson -v6.20 | 192 | 7238 | Rate Constraint in lbs/MMBtu | FALSE | L | Annual | Generation | TWh | 0 | 0 | 0 | 0 | 0 | 0 | 0
BART SO2 Annual-Nelson -v6.20 | 192 | 7238 | Rate Constraint in lbs/MMBtu | FALSE | L | Annual | Qualifying Generation | TWh | 0 | 0 | 0 | 0 | 0 | 0 | 0
BART SO2 Annual-Nelson -v6.20 | 192 | 7238 | Rate Constraint in lbs/MMBtu | FALSE | L | Annual | Rate | lb/MWh | 0 | 0 | 0 | 0 | 0 | 0 | 0
BART SO2 Annual-Nelson -v6.20 | 192 | 7238 | Rate Constraint in lbs/MMBtu | FALSE | L | Annual | Constraint Shadow Price | US2022$/Ton | 0 | 0 | 0 | 0 | 0 | 0 | 0
BART SO2 Annual-Pawnee 1 -v5.13 | 193 | 7226 | Rate Constraint in lbs/MMBtu | FALSE | L | Annual | Seasons Included | Seasons | Winter, Spring, Summer, Fall | Winter, Spring, Summer, Fall | Winter, Spring, Summer, Fall | Winter, Spring, Summer, Fall | Winter, Spring, Summer, Fall | Winter, Spring, Summer, Fall | Winter, Spring, Summer, Fall
BART SO2 Annual-Pawnee 1 -v5.13 | 193 | 7226 | Rate Constraint in lbs/MMBtu | FALSE | L | Annual | Standard SO2 | lb/MMBtu | 0.12 | 0.12 | 0.12 | 0.12 | 0.12 | 0.12 | 0.12
BART SO2 Annual-Pawnee 1 -v5.13 | 193 | 7226 | Rate Constraint in lbs/MMBtu | FALSE | L | Annual | Emissions at Affected Plants SO2 | Thousand Tons | 0.019525 | 0.0029433 | 0.026774 | 0.026774 | 0.026774 | 0.026774 | 0.026774
BART SO2 Annual-Pawnee 1 -v5.13 | 193 | 7226 | Rate Constraint in lbs/MMBtu | FALSE | L | Annual | Allowances Purchased SO2 | Thousand Tons | 0 | 0 | 0 | 0 | 0 | 0 | 0
BART SO2 Annual-Pawnee 1 -v5.13 | 193 | 7226 | Rate Constraint in lbs/MMBtu | FALSE | L | Annual | Allowances Sold SO2 | Thousand Tons | 0 | 0 | 0 | 0 | 0 | 0 | 0
BART SO2 Annual-Pawnee 1 -v5.13 | 193 | 7226 | Rate Constraint in lbs/MMBtu | FALSE | L | Annual | Allowances Banked | Thousand Tons | 0 | 0 | 0 | 0 | 0 | 0 | 0
BART SO2 Annual-Pawnee 1 -v5.13 | 193 | 7226 | Rate Constraint in lbs/MMBtu | FALSE | L | Annual | Allowances Withdrawn (1:1) | Thousand Tons | 0 | 0 | 0 | 0 | 0 | 0 | 0
BART SO2 Annual-Pawnee 1 -v5.13 | 193 | 7226 | Rate Constraint in lbs/MMBtu | FALSE | L | Annual | Allowances Withdrawn (n:1) | Thousand Tons | 0 | 0 | 0 | 0 | 0 | 0 | 0
BART SO2 Annual-Pawnee 1 -v5.13 | 193 | 7226 | Rate Constraint in lbs/MMBtu | FALSE | L | Annual | Net Emissions Allowance Position | Thousand Tons | 0.019525 | 0.0029433 | 0.026774 | 0.026774 | 0.026774 | 0.026774 | 0.026774
BART SO2 Annual-Pawnee 1 -v5.13 | 193 | 7226 | Rate Constraint in lbs/MMBtu | FALSE | L | Annual | Fuel Consumed | TBtu | 1.4731 | 1.0586 | 1.5568 | 1.5568 | 1.5568 | 1.5568 | 1.5568
BART SO2 Annual-Pawnee 1 -v5.13 | 193 | 7226 | Rate Constraint in lbs/MMBtu | FALSE | L | Annual | Rate | lb/MMBtu | 0.026509 | 0.0055609 | 0.034396 | 0.034396 | 0.034396 | 0.034396 | 0.034396
BART SO2 Annual-Pawnee 1 -v5.13 | 193 | 7226 | Rate Constraint in lbs/MMBtu | FALSE | L | Annual | Generation | TWh | 0.13244 | 0.093942 | 0.12207 | 0.12207 | 0.12207 | 0.12207 | 0.12207
BART SO2 Annual-Pawnee 1 -v5.13 | 193 | 7226 | Rate Constraint in lbs/MMBtu | FALSE | L | Annual | Qualifying Generation | TWh | 0.13244 | 0.093942 | 0.12207 | 0.12207 | 0.12207 | 0.12207 | 0.12207
BART SO2 Annual-Pawnee 1 -v5.13 | 193 | 7226 | Rate Constraint in lbs/MMBtu | FALSE | L | Annual | Rate | lb/MWh | 0.29486 | 0.062662 | 0.43867 | 0.43867 | 0.43867 | 0.43867 | 0.43867
BART SO2 Annual-Pawnee 1 -v5.13 | 193 | 7226 | Rate Constraint in lbs/MMBtu | FALSE | L | Annual | Constraint Shadow Price | US2022$/Ton | 0 | 0 | 0 | 0 | 0 | 0 | 0
BART SO2 Annual-Ray D Nixon 1 -v5.13 | 194 | 7227 | Rate Constraint in lbs/MMBtu | FALSE | L | Annual | Seasons Included | Seasons | Winter, Spring, Summer, Fall | Winter, Spring, Summer, Fall | Winter, Spring, Summer, Fall | Winter, Spring, Summer, Fall | Winter, Spring, Summer, Fall | Winter, Spring, Summer, Fall | Winter, Spring, Summer, Fall
BART SO2 Annual-Ray D Nixon 1 -v5.13 | 194 | 7227 | Rate Constraint in lbs/MMBtu | FALSE | L | Annual | Standard SO2 | lb/MMBtu | 0.11 | 0.11 | 0.11 | 0.11 | 0.11 | 0.11 | 0.11
BART SO2 Annual-Ray D Nixon 1 -v5.13 | 194 | 7227 | Rate Constraint in lbs/MMBtu | FALSE | L | Annual | Emissions at Affected Plants SO2 | Thousand Tons | 0.60444 | 0.004397 | 0.029386 | 0.033522 | 0.034399 | 0.041011 | 0.041011
BART SO2 Annual-Ray D Nixon 1 -v5.13 | 194 | 7227 | Rate Constraint in lbs/MMBtu | FALSE | L | Annual | Allowances Purchased SO2 | Thousand Tons | 0 | 0 | 0 | 0 | 0 | 0 | 0
BART SO2 Annual-Ray D Nixon 1 -v5.13 | 194 | 7227 | Rate Constraint in lbs/MMBtu | FALSE | L | Annual | Allowances Sold SO2 | Thousand Tons | 0 | 0 | 0 | 0 | 0 | 0 | 0
BART SO2 Annual-Ray D Nixon 1 -v5.13 | 194 | 7227 | Rate Constraint in lbs/MMBtu | FALSE | L | Annual | Allowances Banked | Thousand Tons | 0 | 0 | 0 | 0 | 0 | 0 | 0
BART SO2 Annual-Ray D Nixon 1 -v5.13 | 194 | 7227 | Rate Constraint in lbs/MMBtu | FALSE | L | Annual | Allowances Withdrawn (1:1) | Thousand Tons | 0 | 0 | 0 | 0 | 0 | 0 | 0
BART SO2 Annual-Ray D Nixon 1 -v5.13 | 194 | 7227 | Rate Constraint in lbs/MMBtu | FALSE | L | Annual | Allowances Withdrawn (n:1) | Thousand Tons | 0 | 0 | 0 | 0 | 0 | 0 | 0
BART SO2 Annual-Ray D Nixon 1 -v5.13 | 194 | 7227 | Rate Constraint in lbs/MMBtu | FALSE | L | Annual | Net Emissions Allowance Position | Thousand Tons | 0.60444 | 0.004397 | 0.029386 | 0.033522 | 0.034399 | 0.041011 | 0.041011
BART SO2 Annual-Ray D Nixon 1 -v5.13 | 194 | 7227 | Rate Constraint in lbs/MMBtu | FALSE | L | Annual | Fuel Consumed | TBtu | 15.1109 | 0.10992 | 0.73465 | 0.83806 | 0.73465 | 0.87587 | 0.87587
BART SO2 Annual-Ray D Nixon 1 -v5.13 | 194 | 7227 | Rate Constraint in lbs/MMBtu | FALSE | L | Annual | Rate | lb/MMBtu | 0.08 | 0.08 | 0.08 | 0.08 | 0.093647 | 0.093647 | 0.093647
BART SO2 Annual-Ray D Nixon 1 -v5.13 | 194 | 7227 | Rate Constraint in lbs/MMBtu | FALSE | L | Annual | Generation | TWh | 1.4451 | 0.010512 | 0.070255 | 0.080144 | 0.070255 | 0.08376 | 0.08376
BART SO2 Annual-Ray D Nixon 1 -v5.13 | 194 | 7227 | Rate Constraint in lbs/MMBtu | FALSE | L | Annual | Qualifying Generation | TWh | 1.4451 | 0.010512 | 0.070255 | 0.080144 | 0.070255 | 0.08376 | 0.08376
BART SO2 Annual-Ray D Nixon 1 -v5.13 | 194 | 7227 | Rate Constraint in lbs/MMBtu | FALSE | L | Annual | Rate | lb/MWh | 0.83656 | 0.83656 | 0.83656 | 0.83656 | 0.97926 | 0.97926 | 0.97926
BART SO2 Annual-Ray D Nixon 1 -v5.13 | 194 | 7227 | Rate Constraint in lbs/MMBtu | FALSE | L | Annual | Constraint Shadow Price | US2022$/Ton | 0 | 0 | 0 | 0 | 0 | 0 | 0
BART SO2 Annual-Sooner 1 -v5.13 | 195 | 7228 | Rate Constraint in lbs/MMBtu | FALSE | L | Annual | Seasons Included | Seasons | Winter, Spring, Summer, Fall | Winter, Spring, Summer, Fall | Winter, Spring, Summer, Fall | Winter, Spring, Summer, Fall | Winter, Spring, Summer, Fall | Winter, Spring, Summer, Fall | Winter, Spring, Summer, Fall
BART SO2 Annual-Sooner 1 -v5.13 | 195 | 7228 | Rate Constraint in lbs/MMBtu | FALSE | L | Annual | Standard SO2 | lb/MMBtu | 0.06 | 0.06 | 0.06 | 0.06 | 0.06 | 0.06 | 0.06
BART SO2 Annual-Sooner 1 -v5.13 | 195 | 7228 | Rate Constraint in lbs/MMBtu | FALSE | L | Annual | Emissions at Affected Plants SO2 | Thousand Tons | 0.0031696 | 0.0036645 | 0.016014 | 0.016014 | 0 | 0 | 0
BART SO2 Annual-Sooner 1 -v5.13 | 195 | 7228 | Rate Constraint in lbs/MMBtu | FALSE | L | Annual | Allowances Purchased SO2 | Thousand Tons | 0 | 0 | 0 | 0 | 0 | 0 | 0
BART SO2 Annual-Sooner 1 -v5.13 | 195 | 7228 | Rate Constraint in lbs/MMBtu | FALSE | L | Annual | Allowances Sold SO2 | Thousand Tons | 0 | 0 | 0 | 0 | 0 | 0 | 0
BART SO2 Annual-Sooner 1 -v5.13 | 195 | 7228 | Rate Constraint in lbs/MMBtu | FALSE | L | Annual | Allowances Banked | Thousand Tons | 0 | 0 | 0 | 0 | 0 | 0 | 0
BART SO2 Annual-Sooner 1 -v5.13 | 195 | 7228 | Rate Constraint in lbs/MMBtu | FALSE | L | Annual | Allowances Withdrawn (1:1) | Thousand Tons | 0 | 0 | 0 | 0 | 0 | 0 | 0
BART SO2 Annual-Sooner 1 -v5.13 | 195 | 7228 | Rate Constraint in lbs/MMBtu | FALSE | L | Annual | Allowances Withdrawn (n:1) | Thousand Tons | 0 | 0 | 0 | 0 | 0 | 0 | 0
BART SO2 Annual-Sooner 1 -v5.13 | 195 | 7228 | Rate Constraint in lbs/MMBtu | FALSE | L | Annual | Net Emissions Allowance Position | Thousand Tons | 0.0031696 | 0.0036645 | 0.016014 | 0.016014 | 0 | 0 | 0
BART SO2 Annual-Sooner 1 -v5.13 | 195 | 7228 | Rate Constraint in lbs/MMBtu | FALSE | L | Annual | Fuel Consumed | TBtu | 0.24273 | 0.46485 | 1.2264 | 1.2264 | 0 | 0 | 0
BART SO2 Annual-Sooner 1 -v5.13 | 195 | 7228 | Rate Constraint in lbs/MMBtu | FALSE | L | Annual | Rate | lb/MMBtu | 0.026116 | 0.015766 | 0.026116 | 0.026116 | 0 | 0 | 0
BART SO2 Annual-Sooner 1 -v5.13 | 195 | 7228 | Rate Constraint in lbs/MMBtu | FALSE | L | Annual | Generation | TWh | 0.022854 | 0.043394 | 0.075881 | 0.075881 | 0 | 0 | 0
BART SO2 Annual-Sooner 1 -v5.13 | 195 | 7228 | Rate Constraint in lbs/MMBtu | FALSE | L | Annual | Qualifying Generation | TWh | 0.022854 | 0.043394 | 0.075881 | 0.075881 | 0 | 0 | 0
BART SO2 Annual-Sooner 1 -v5.13 | 195 | 7228 | Rate Constraint in lbs/MMBtu | FALSE | L | Annual | Rate | lb/MWh | 0.27738 | 0.16889 | 0.42209 | 0.42209 | 0 | 0 | 0
BART SO2 Annual-Sooner 1 -v5.13 | 195 | 7228 | Rate Constraint in lbs/MMBtu | FALSE | L | Annual | Constraint Shadow Price | US2022$/Ton | 0 | 0 | 0 | 0 | 0 | 0 | 0
BART SO2 Annual-Sooner 2 -v5.13 | 196 | 7229 | Rate Constraint in lbs/MMBtu | FALSE | L | Annual | Seasons Included | Seasons | Winter, Spring, Summer, Fall | Winter, Spring, Summer, Fall | Winter, Spring, Summer, Fall | Winter, Spring, Summer, Fall | Winter, Spring, Summer, Fall | Winter, Spring, Summer, Fall | Winter, Spring, Summer, Fall
BART SO2 Annual-Sooner 2 -v5.13 | 196 | 7229 | Rate Constraint in lbs/MMBtu | FALSE | L | Annual | Standard SO2 | lb/MMBtu | 0.06 | 0.06 | 0.06 | 0.06 | 0.06 | 0.06 | 0.06
BART SO2 Annual-Sooner 2 -v5.13 | 196 | 7229 | Rate Constraint in lbs/MMBtu | FALSE | L | Annual | Emissions at Affected Plants SO2 | Thousand Tons | 0 | 0 | 0 | 0 | 0 | 0 | 0
BART SO2 Annual-Sooner 2 -v5.13 | 196 | 7229 | Rate Constraint in lbs/MMBtu | FALSE | L | Annual | Allowances Purchased SO2 | Thousand Tons | 0 | 0 | 0 | 0 | 0 | 0 | 0
BART SO2 Annual-Sooner 2 -v5.13 | 196 | 7229 | Rate Constraint in lbs/MMBtu | FALSE | L | Annual | Allowances Sold SO2 | Thousand Tons | 0 | 0 | 0 | 0 | 0 | 0 | 0
BART SO2 Annual-Sooner 2 -v5.13 | 196 | 7229 | Rate Constraint in lbs/MMBtu | FALSE | L | Annual | Allowances Banked | Thousand Tons | 0 | 0 | 0 | 0 | 0 | 0 | 0
BART SO2 Annual-Sooner 2 -v5.13 | 196 | 7229 | Rate Constraint in lbs/MMBtu | FALSE | L | Annual | Allowances Withdrawn (1:1) | Thousand Tons | 0 | 0 | 0 | 0 | 0 | 0 | 0
BART SO2 Annual-Sooner 2 -v5.13 | 196 | 7229 | Rate Constraint in lbs/MMBtu | FALSE | L | Annual | Allowances Withdrawn (n:1) | Thousand Tons | 0 | 0 | 0 | 0 | 0 | 0 | 0
BART SO2 Annual-Sooner 2 -v5.13 | 196 | 7229 | Rate Constraint in lbs/MMBtu | FALSE | L | Annual | Net Emissions Allowance Position | Thousand Tons | 0 | 0 | 0 | 0 | 0 | 0 | 0
BART SO2 Annual-Sooner 2 -v5.13 | 196 | 7229 | Rate Constraint in lbs/MMBtu | FALSE | L | Annual | Fuel Consumed | TBtu | 0 | 0 | 0 | 0 | 0 | 0 | 0
BART SO2 Annual-Sooner 2 -v5.13 | 196 | 7229 | Rate Constraint in lbs/MMBtu | FALSE | L | Annual | Rate | lb/MMBtu | 0 | 0 | 0 | 0 | 0 | 0 | 0
BART SO2 Annual-Sooner 2 -v5.13 | 196 | 7229 | Rate Constraint in lbs/MMBtu | FALSE | L | Annual | Generation | TWh | 0 | 0 | 0 | 0 | 0 | 0 | 0
BART SO2 Annual-Sooner 2 -v5.13 | 196 | 7229 | Rate Constraint in lbs/MMBtu | FALSE | L | Annual | Qualifying Generation | TWh | 0 | 0 | 0 | 0 | 0 | 0 | 0
BART SO2 Annual-Sooner 2 -v5.13 | 196 | 7229 | Rate Constraint in lbs/MMBtu | FALSE | L | Annual | Rate | lb/MWh | 0 | 0 | 0 | 0 | 0 | 0 | 0
BART SO2 Annual-Sooner 2 -v5.13 | 196 | 7229 | Rate Constraint in lbs/MMBtu | FALSE | L | Annual | Constraint Shadow Price | US2022$/Ton | 0 | 0 | 0 | 0 | 0 | 0 | 0
BART SO2 Cap-Coronado U1B&U2B -v6.20 | 197 | 7668 | Rate Constraint in MTons | FALSE | L | Annual | Seasons Included | Seasons | Winter, Spring, Summer, Fall | Winter, Spring, Summer, Fall | Winter, Spring, Summer, Fall | Winter, Spring, Summer, Fall | Winter, Spring, Summer, Fall | Winter, Spring, Summer, Fall | Winter, Spring, Summer, Fall
BART SO2 Cap-Coronado U1B&U2B -v6.20 | 197 | 7668 | Rate Constraint in MTons | FALSE | L | Annual | Standard SO2 | Thousand Tons | 1.97 | 1.97 | 1.97 | 1.97 | 1.97 | 1.97 | 1.97
BART SO2 Cap-Coronado U1B&U2B -v6.20 | 197 | 7668 | Rate Constraint in MTons | FALSE | L | Annual | Emissions at Affected Plants SO2 | Thousand Tons | 0.19665 | 0.68151 | 0 | 0 | 0 | 0 | 0
BART SO2 Cap-Coronado U1B&U2B -v6.20 | 197 | 7668 | Rate Constraint in MTons | FALSE | L | Annual | Allowances Purchased SO2 | Thousand Tons | 0 | 0 | 0 | 0 | 0 | 0 | 0
BART SO2 Cap-Coronado U1B&U2B -v6.20 | 197 | 7668 | Rate Constraint in MTons | FALSE | L | Annual | Allowances Sold SO2 | Thousand Tons | 0 | 0 | 0 | 0 | 0 | 0 | 0
BART SO2 Cap-Coronado U1B&U2B -v6.20 | 197 | 7668 | Rate Constraint in MTons | FALSE | L | Annual | Allowances Banked | Thousand Tons | 0 | 0 | 0 | 0 | 0 | 0 | 0
BART SO2 Cap-Coronado U1B&U2B -v6.20 | 197 | 7668 | Rate Constraint in MTons | FALSE | L | Annual | Allowances Withdrawn (1:1) | Thousand Tons | 0 | 0 | 0 | 0 | 0 | 0 | 0
BART SO2 Cap-Coronado U1B&U2B -v6.20 | 197 | 7668 | Rate Constraint in MTons | FALSE | L | Annual | Allowances Withdrawn (n:1) | Thousand Tons | 0 | 0 | 0 | 0 | 0 | 0 | 0
BART SO2 Cap-Coronado U1B&U2B -v6.20 | 197 | 7668 | Rate Constraint in MTons | FALSE | L | Annual | Net Emissions Allowance Position | Thousand Tons | 0.19665 | 0.68151 | 0 | 0 | 0 | 0 | 0
BART SO2 Cap-Coronado U1B&U2B -v6.20 | 197 | 7668 | Rate Constraint in MTons | FALSE | L | Annual | Fuel Consumed | TBtu | 6.5551 | 22.7171 | 0 | 0 | 0 | 0 | 0
BART SO2 Cap-Coronado U1B&U2B -v6.20 | 197 | 7668 | Rate Constraint in MTons | FALSE | L | Annual | Rate | lb/MMBtu | 0.06 | 0.06 | 0 | 0 | 0 | 0 | 0
BART SO2 Cap-Coronado U1B&U2B -v6.20 | 197 | 7668 | Rate Constraint in MTons | FALSE | L | Annual | Generation | TWh | 0.61318 | 2.125 | 0 | 0 | 0 | 0 | 0
BART SO2 Cap-Coronado U1B&U2B -v6.20 | 197 | 7668 | Rate Constraint in MTons | FALSE | L | Annual | Qualifying Generation | TWh | 0.61318 | 2.125 | 0 | 0 | 0 | 0 | 0
BART SO2 Cap-Coronado U1B&U2B -v6.20 | 197 | 7668 | Rate Constraint in MTons | FALSE | L | Annual | Rate | lb/MWh | 0.64143 | 0.64142 | 0 | 0 | 0 | 0 | 0
BART SO2 Cap-Coronado U1B&U2B -v6.20 | 197 | 7668 | Rate Constraint in MTons | FALSE | L | Annual | Constraint Shadow Price | US2022$/Ton | 0 | 0 | 0 | 0 | 0 | 0 | 0
CA AB 32- CO2 Constraint- v.5.13 | 198 | 7281 | Rate Constraint in MTons | FALSE | L | Annual | Seasons Included | Seasons | Winter, Spring, Summer, Fall | Winter, Spring, Summer, Fall | Winter, Spring, Summer, Fall | Winter, Spring, Summer, Fall | Winter, Spring, Summer, Fall | Winter, Spring, Summer, Fall | Winter, Spring, Summer, Fall
CA AB 32- CO2 Constraint- v.5.13 | 198 | 7281 | Rate Constraint in MTons | FALSE | L | Annual | Standard CO2 | Thousand Tons | 0 | 0 | 0 | 0 | 0 | 0 | 0
CA AB 32- CO2 Constraint- v.5.13 | 198 | 7281 | Rate Constraint in MTons | FALSE | L | Annual | Emissions at Affected Plants CO2 | Thousand Tons | 63180.0337 | 65857.062 | 64665.8559 | 43770.564 | 16827.2815 | 15101.6483 | 14673.7879
CA AB 32- CO2 Constraint- v.5.13 | 198 | 7281 | Rate Constraint in MTons | FALSE | L | Annual | Allowances Purchased CO2 | Thousand Tons | -63180.0337 | -65857.0621 | -64665.8559 | -43770.564 | -16827.2815 | -15101.6483 | -14673.7879
CA AB 32- CO2 Constraint- v.5.13 | 198 | 7281 | Rate Constraint in MTons | FALSE | L | Annual | Allowances Sold CO2 | Thousand Tons | 0 | 0 | 0 | 0 | 0 | 0 | 0
CA AB 32- CO2 Constraint- v.5.13 | 198 | 7281 | Rate Constraint in MTons | FALSE | L | Annual | Allowances Banked | Thousand Tons | 0 | 0 | 0 | 0 | 0 | 0 | 0
CA AB 32- CO2 Constraint- v.5.13 | 198 | 7281 | Rate Constraint in MTons | FALSE | L | Annual | Allowances Withdrawn (1:1) | Thousand Tons | 0 | 0 | 0 | 0 | 0 | 0 | 0
CA AB 32- CO2 Constraint- v.5.13 | 198 | 7281 | Rate Constraint in MTons | FALSE | L | Annual | Allowances Withdrawn (n:1) | Thousand Tons | 0 | 0 | 0 | 0 | 0 | 0 | 0
CA AB 32- CO2 Constraint- v.5.13 | 198 | 7281 | Rate Constraint in MTons | FALSE | L | Annual | Net Emissions Allowance Position | Thousand Tons | -2.294e-05 | -2.7383e-05 | -1.2574e-05 | -6.2317e-06 | -4.1957e-06 | -3.6639e-06 | -6.2266e-06
CA AB 32- CO2 Constraint- v.5.13 | 198 | 7281 | Rate Constraint in MTons | FALSE | L | Annual | Fuel Consumed | TBtu | 1161.9338 | 1206.8823 | 1176.0718 | 844.5076 | 401.85 | 394.0253 | 439.2974
CA AB 32- CO2 Constraint- v.5.13 | 198 | 7281 | Rate Constraint in MTons | FALSE | L | Annual | Rate | lb/MMBtu | 108.7498 | 109.1358 | 109.9692 | 103.6594 | 83.7491 | 76.6532 | 66.8057
CA AB 32- CO2 Constraint- v.5.13 | 198 | 7281 | Rate Constraint in MTons | FALSE | L | Annual | Generation | TWh | 156.8964 | 162.2955 | 151.6885 | 113.9258 | 55.0147 | 77.9217 | 90.7189
CA AB 32- CO2 Constraint- v.5.13 | 198 | 7281 | Rate Constraint in MTons | FALSE | L | Annual | Qualifying Generation | TWh | 156.8724 | 162.2955 | 151.6885 | 110.8809 | 52.5826 | 52.5746 | 58.0307
CA AB 32- CO2 Constraint- v.5.13 | 198 | 7281 | Rate Constraint in MTons | FALSE | L | Annual | Rate | lb/MWh | 805.4961 | 811.5695 | 852.6139 | 789.5059 | 640.0321 | 574.4841 | 505.7252
CA AB 32- CO2 Constraint- v.5.13 | 198 | 7281 | Rate Constraint in MTons | FALSE | L | Annual | Constraint Shadow Price | US2022$/Ton | 15.9205 | 15.9204 | 15.9201 | 15.9205 | 18.7303 | 72.9104 | 72.9104
CA NOx Annual v5.14 | 199 | 7279 | Rate Constraint in MTons | FALSE | L | Annual | Seasons Included | Seasons | Winter, Spring, Summer, Fall | Winter, Spring, Summer, Fall | Winter, Spring, Summer, Fall | Winter, Spring, Summer, Fall | Winter, Spring, Summer, Fall | Winter, Spring, Summer, Fall | Winter, Spring, Summer, Fall
CA NOx Annual v5.14 | 199 | 7279 | Rate Constraint in MTons | FALSE | L | Annual | Standard NOX | Thousand Tons | 5.286 | 5.286 | 5.286 | 5.286 | 5.286 | 5.286 | 5.286
CA NOx Annual v5.14 | 199 | 7279 | Rate Constraint in MTons | FALSE | L | Annual | Emissions at Affected Plants NOX | Thousand Tons | 0.69691 | 0.84045 | 0.75147 | 0.51008 | 0.21006 | 0.17245 | 0.19616
CA NOx Annual v5.14 | 199 | 7279 | Rate Constraint in MTons | FALSE | L | Annual | Allowances Purchased NOX | Thousand Tons | 0 | 0 | 0 | 0 | 0 | 0 | 0
CA NOx Annual v5.14 | 199 | 7279 | Rate Constraint in MTons | FALSE | L | Annual | Allowances Sold NOX | Thousand Tons | 0 | 0 | 0 | 0 | 0 | 0 | 0
CA NOx Annual v5.14 | 199 | 7279 | Rate Constraint in MTons | FALSE | L | Annual | Allowances Banked | Thousand Tons | 0 | 0 | 0 | 0 | 0 | 0 | 0
CA NOx Annual v5.14 | 199 | 7279 | Rate Constraint in MTons | FALSE | L | Annual | Allowances Withdrawn (1:1) | Thousand Tons | 0 | 0 | 0 | 0 | 0 | 0 | 0
CA NOx Annual v5.14 | 199 | 7279 | Rate Constraint in MTons | FALSE | L | Annual | Allowances Withdrawn (n:1) | Thousand Tons | 0 | 0 | 0 | 0 | 0 | 0 | 0
CA NOx Annual v5.14 | 199 | 7279 | Rate Constraint in MTons | FALSE | L | Annual | Net Emissions Allowance Position | Thousand Tons | 0.69691 | 0.84045 | 0.75147 | 0.51008 | 0.21006 | 0.17245 | 0.19616
CA NOx Annual v5.14 | 199 | 7279 | Rate Constraint in MTons | FALSE | L | Annual | Fuel Consumed | TBtu | 155.2613 | 183.9945 | 150.3214 | 107.3391 | 49.6929 | 41.3084 | 47.7648
CA NOx Annual v5.14 | 199 | 7279 | Rate Constraint in MTons | FALSE | L | Annual | Rate | lb/MMBtu | 0.0089773 | 0.0091356 | 0.0099982 | 0.009504 | 0.0084544 | 0.0083492 | 0.0082135
CA NOx Annual v5.14 | 199 | 7279 | Rate Constraint in MTons | FALSE | L | Annual | Generation | TWh | 21.2735 | 25.1313 | 20.6207 | 14.76 | 6.8455 | 5.7105 | 6.5619
CA NOx Annual v5.14 | 199 | 7279 | Rate Constraint in MTons | FALSE | L | Annual | Qualifying Generation | TWh | 21.2735 | 25.1313 | 20.6207 | 14.76 | 6.8455 | 5.7105 | 6.5619
CA NOx Annual v5.14 | 199 | 7279 | Rate Constraint in MTons | FALSE | L | Annual | Rate | lb/MWh | 0.065519 | 0.066885 | 0.072885 | 0.069116 | 0.061372 | 0.060397 | 0.059787
CA NOx Annual v5.14 | 199 | 7279 | Rate Constraint in MTons | FALSE | L | Annual | Constraint Shadow Price | US2022$/Ton | 0 | 0 | 0 | 0 | 0 | 0 | 0
CA SO2 Annual v5.14 | 200 | 7280 | Rate Constraint in MTons | FALSE | L | Annual | Seasons Included | Seasons | Winter, Spring, Summer, Fall | Winter, Spring, Summer, Fall | Winter, Spring, Summer, Fall | Winter, Spring, Summer, Fall | Winter, Spring, Summer, Fall | Winter, Spring, Summer, Fall | Winter, Spring, Summer, Fall
CA SO2 Annual v5.14 | 200 | 7280 | Rate Constraint in MTons | FALSE | L | Annual | Standard SO2 | Thousand Tons | 2.219 | 2.219 | 2.219 | 2.219 | 2.219 | 2.219 | 2.219
CA SO2 Annual v5.14 | 200 | 7280 | Rate Constraint in MTons | FALSE | L | Annual | Emissions at Affected Plants SO2 | Thousand Tons | 0 | 0 | 0 | 0 | 0 | 0 | 0
CA SO2 Annual v5.14 | 200 | 7280 | Rate Constraint in MTons | FALSE | L | Annual | Allowances Purchased SO2 | Thousand Tons | 0 | 0 | 0 | 0 | 0 | 0 | 0
CA SO2 Annual v5.14 | 200 | 7280 | Rate Constraint in MTons | FALSE | L | Annual | Allowances Sold SO2 | Thousand Tons | 0 | 0 | 0 | 0 | 0 | 0 | 0
CA SO2 Annual v5.14 | 200 | 7280 | Rate Constraint in MTons | FALSE | L | Annual | Allowances Banked | Thousand Tons | 0 | 0 | 0 | 0 | 0 | 0 | 0
CA SO2 Annual v5.14 | 200 | 7280 | Rate Constraint in MTons | FALSE | L | Annual | Allowances Withdrawn (1:1) | Thousand Tons | 0 | 0 | 0 | 0 | 0 | 0 | 0
CA SO2 Annual v5.14 | 200 | 7280 | Rate Constraint in MTons | FALSE | L | Annual | Allowances Withdrawn (n:1) | Thousand Tons | 0 | 0 | 0 | 0 | 0 | 0 | 0
CA SO2 Annual v5.14 | 200 | 7280 | Rate Constraint in MTons | FALSE | L | Annual | Net Emissions Allowance Position | Thousand Tons | 0 | 0 | 0 | 0 | 0 | 0 | 0
CA SO2 Annual v5.14 | 200 | 7280 | Rate Constraint in MTons | FALSE | L | Annual | Fuel Consumed | TBtu | 0 | 0 | 0.036174 | 0 | 0.02801 | 0.02801 | 0.02801
CA SO2 Annual v5.14 | 200 | 7280 | Rate Constraint in MTons | FALSE | L | Annual | Rate | lb/MMBtu | 0 | 0 | 0 | 0 | 0 | 0 | 0
CA SO2 Annual v5.14 | 200 | 7280 | Rate Constraint in MTons | FALSE | L | Annual | Generation | TWh | 0 | 0 | 0.0033666 | 0 | 0.0026068 | 0.0026068 | 0.0026068
CA SO2 Annual v5.14 | 200 | 7280 | Rate Constraint in MTons | FALSE | L | Annual | Qualifying Generation | TWh | 0 | 0 | 0.0033666 | 0 | 0.0026068 | 0.0026068 | 0.0026068
CA SO2 Annual v5.14 | 200 | 7280 | Rate Constraint in MTons | FALSE | L | Annual | Rate | lb/MWh | 0 | 0 | 0 | 0 | 0 | 0 | 0
CA SO2 Annual v5.14 | 200 | 7280 | Rate Constraint in MTons | FALSE | L | Annual | Constraint Shadow Price | US2022$/Ton | 0 | 0 | 0 | 0 | 0 | 0 | 0
CO - CO2 Cap Annual v6.21 | 201 | 7790 | Rate Constraint in MTons | FALSE | L | Annual | Seasons Included | Seasons | Winter, Spring, Summer, Fall | Winter, Spring, Summer, Fall | Winter, Spring, Summer, Fall | Winter, Spring, Summer, Fall | Winter, Spring, Summer, Fall | Winter, Spring, Summer, Fall | Winter, Spring, Summer, Fall
CO - CO2 Cap Annual v6.21 | 201 | 7790 | Rate Constraint in MTons | FALSE | L | Annual | Standard CO2 | Thousand Tons | 19040.0934 | 9066.7111 | 9066.7111 | 9066.7111 | 9066.7111 | 9066.7111 | 9066.7111
CO - CO2 Cap Annual v6.21 | 201 | 7790 | Rate Constraint in MTons | FALSE | L | Annual | Emissions at Affected Plants CO2 | Thousand Tons | 19040.0934 | 9066.7111 | 9066.7111 | 6330.446 | 2739.5637 | 5067.2986 | 7204.8619
CO - CO2 Cap Annual v6.21 | 201 | 7790 | Rate Constraint in MTons | FALSE | L | Annual | Allowances Purchased CO2 | Thousand Tons | 0 | 0 | 0 | 0 | 0 | 0 | 0
CO - CO2 Cap Annual v6.21 | 201 | 7790 | Rate Constraint in MTons | FALSE | L | Annual | Allowances Sold CO2 | Thousand Tons | 0 | 0 | 0 | 0 | 0 | 0 | 0
CO - CO2 Cap Annual v6.21 | 201 | 7790 | Rate Constraint in MTons | FALSE | L | Annual | Allowances Banked | Thousand Tons | 0 | 0 | 0 | 0 | 0 | 0 | 0
CO - CO2 Cap Annual v6.21 | 201 | 7790 | Rate Constraint in MTons | FALSE | L | Annual | Allowances Withdrawn (1:1) | Thousand Tons | 0 | 0 | 0 | 0 | 0 | 0 | 0
CO - CO2 Cap Annual v6.21 | 201 | 7790 | Rate Constraint in MTons | FALSE | L | Annual | Allowances Withdrawn (n:1) | Thousand Tons | 0 | 0 | 0 | 0 | 0 | 0 | 0
CO - CO2 Cap Annual v6.21 | 201 | 7790 | Rate Constraint in MTons | FALSE | L | Annual | Net Emissions Allowance Position | Thousand Tons | 19040.0934 | 9066.7111 | 9066.7111 | 6330.446 | 2739.5637 | 5067.2986 | 7204.8619
CO - CO2 Cap Annual v6.21 | 201 | 7790 | Rate Constraint in MTons | FALSE | L | Annual | Fuel Consumed | TBtu | 228.0266 | 148.1118 | 166.5042 | 118.391 | 52.4867 | 95.3142 | 132.7099
CO - CO2 Cap Annual v6.21 | 201 | 7790 | Rate Constraint in MTons | FALSE | L | Annual | Rate | lb/MMBtu | 166.9989 | 122.4307 | 108.9067 | 106.9414 | 104.3908 | 106.3283 | 108.5806
CO - CO2 Cap Annual v6.21 | 201 | 7790 | Rate Constraint in MTons | FALSE | L | Annual | Generation | TWh | 26.5512 | 20.542 | 22.1171 | 15.8622 | 7.1774 | 12.8102 | 18.2609
CO - CO2 Cap Annual v6.21 | 201 | 7790 | Rate Constraint in MTons | FALSE | L | Annual | Qualifying Generation | TWh | 26.5512 | 20.542 | 22.1171 | 15.8622 | 7.1774 | 12.8102 | 18.2609
CO - CO2 Cap Annual v6.21 | 201 | 7790 | Rate Constraint in MTons | FALSE | L | Annual | Rate | lb/MWh | 1434.2186 | 882.7507 | 819.8823 | 798.1803 | 763.3906 | 791.1372 | 789.1016
CO - CO2 Cap Annual v6.21 | 201 | 7790 | Rate Constraint in MTons | FALSE | L | Annual | Constraint Shadow Price | US2022$/Ton | 8.5963 | 24.7344 | 15.6273 | 0 | 0 | 0 | 0
CO Hg Rate Annual - Comanche 1,2 & 3 v5.14 | 202 | 7283 | Rate Constraint in lbs/MWh | FALSE | L | Annual | Seasons Included | Seasons | Winter, Spring, Summer, Fall | Winter, Spring, Summer, Fall | Winter, Spring, Summer, Fall | Winter, Spring, Summer, Fall | Winter, Spring, Summer, Fall | Winter, Spring, Summer, Fall | Winter, Spring, Summer, Fall
CO Hg Rate Annual - Comanche 1,2 & 3 v5.14 | 202 | 7283 | Rate Constraint in lbs/MWh | FALSE | L | Annual | Standard MER | lb/MWh | 1.3e-05 | 1.3e-05 | 1.3e-05 | 1.3e-05 | 1.3e-05 | 1.3e-05 | 1.3e-05
CO Hg Rate Annual - Comanche 1,2 & 3 v5.14 | 202 | 7283 | Rate Constraint in lbs/MWh | FALSE | L | Annual | Emissions at Affected Plants MER | lbs | 15.139 | 3.8558 | 0 | 0 | 0 | 0 | 0
CO Hg Rate Annual - Comanche 1,2 & 3 v5.14 | 202 | 7283 | Rate Constraint in lbs/MWh | FALSE | L | Annual | Allowances Purchased MER | lbs | 0 | 0 | 0 | 0 | 0 | 0 | 0
CO Hg Rate Annual - Comanche 1,2 & 3 v5.14 | 202 | 7283 | Rate Constraint in lbs/MWh | FALSE | L | Annual | Allowances Sold MER | lbs | 0 | 0 | 0 | 0 | 0 | 0 | 0
CO Hg Rate Annual - Comanche 1,2 & 3 v5.14 | 202 | 7283 | Rate Constraint in lbs/MWh | FALSE | L | Annual | Allowances Banked | lbs | 0 | 0 | 0 | 0 | 0 | 0 | 0
CO Hg Rate Annual - Comanche 1,2 & 3 v5.14 | 202 | 7283 | Rate Constraint in lbs/MWh | FALSE | L | Annual | Allowances Withdrawn (1:1) | lbs | 0 | 0 | 0 | 0 | 0 | 0 | 0
CO Hg Rate Annual - Comanche 1,2 & 3 v5.14 | 202 | 7283 | Rate Constraint in lbs/MWh | FALSE | L | Annual | Allowances Withdrawn (n:1) | lbs | 0 | 0 | 0 | 0 | 0 | 0 | 0
CO Hg Rate Annual - Comanche 1,2 & 3 v5.14 | 202 | 7283 | Rate Constraint in lbs/MWh | FALSE | L | Annual | Net Emissions Allowance Position | lbs | 15.139 | 3.8558 | 0 | 0 | 0 | 0 | 0
CO Hg Rate Annual - Comanche 1,2 & 3 v5.14 | 202 | 7283 | Rate Constraint in lbs/MWh | FALSE | L | Annual | Fuel Consumed | TBtu | 26.9797 | 6.8716 | 0 | 0 | 0 | 0 | 0
CO Hg Rate Annual - Comanche 1,2 & 3 v5.14 | 202 | 7283 | Rate Constraint in lbs/MWh | FALSE | L | Annual | Rate | lb/MMBtu | 5.6112e-07 | 5.6112e-07 | 0 | 0 | 0 | 0 | 0
CO Hg Rate Annual - Comanche 1,2 & 3 v5.14 | 202 | 7283 | Rate Constraint in lbs/MWh | FALSE | L | Annual | Generation | TWh | 2.5796 | 0.657 | 0 | 0 | 0 | 0 | 0
CO Hg Rate Annual - Comanche 1,2 & 3 v5.14 | 202 | 7283 | Rate Constraint in lbs/MWh | FALSE | L | Annual | Qualifying Generation | TWh | 2.5796 | 0.657 | 0 | 0 | 0 | 0 | 0
CO Hg Rate Annual - Comanche 1,2 & 3 v5.14 | 202 | 7283 | Rate Constraint in lbs/MWh | FALSE | L | Annual | Constraint Shadow Price | US2022$/Lb | 0 | 0 | 0 | 0 | 0 | 0 | 0
CO Hg Rule - MER Removal Annual v3.1 | 203 | 7282 | MACT Fuel Choice Floor in lbs/MMBtu | FALSE | L | Annual | Seasons Included | Seasons | Winter, Spring, Summer, Fall | Winter, Spring, Summer, Fall | Winter, Spring, Summer, Fall | Winter, Spring, Summer, Fall | Winter, Spring, Summer, Fall | Winter, Spring, Summer, Fall | Winter, Spring, Summer, Fall
CO Hg Rule - MER Removal Annual v3.1 | 203 | 7282 | MACT Fuel Choice Floor in lbs/MMBtu | FALSE | L | Annual | Emission Floor | lbs/MMBtu | 8.248e-07 | 8.248e-07 | 8.248e-07 | 8.248e-07 | 8.248e-07 | 8.248e-07 | 8.248e-07
CO Hg Rule - MER Removal Annual v3.1 | 203 | 7282 | MACT Fuel Choice Floor in lbs/MMBtu | FALSE | L | Annual | Emissions at Affected Plants MER | lbs | 63.6761 | 3.9588 | 0.76984 | 0.82787 | 0.81704 | 0.90536 | 0.90536
CO Hg Rule - MER Removal Annual v3.1 | 203 | 7282 | MACT Fuel Choice Floor in lbs/MMBtu | FALSE | L | Annual | Allowances Purchased MER | lbs | 0 | 0 | 0 | 0 | 0 | 0 | 0
CO Hg Rule - MER Removal Annual v3.1 | 203 | 7282 | MACT Fuel Choice Floor in lbs/MMBtu | FALSE | L | Annual | Allowances Sold MER | lbs | 0 | 0 | 0 | 0 | 0 | 0 | 0
CO Hg Rule - MER Removal Annual v3.1 | 203 | 7282 | MACT Fuel Choice Floor in lbs/MMBtu | FALSE | L | Annual | Allowances Banked | lbs | 0 | 0 | 0 | 0 | 0 | 0 | 0
CO Hg Rule - MER Removal Annual v3.1 | 203 | 7282 | MACT Fuel Choice Floor in lbs/MMBtu | FALSE | L | Annual | Allowances Withdrawn (1:1) | lbs | 0 | 0 | 0 | 0 | 0 | 0 | 0
CO Hg Rule - MER Removal Annual v3.1 | 203 | 7282 | MACT Fuel Choice Floor in lbs/MMBtu | FALSE | L | Annual | Allowances Withdrawn (n:1) | lbs | 0 | 0 | 0 | 0 | 0 | 0 | 0
CO Hg Rule - MER Removal Annual v3.1 | 203 | 7282 | MACT Fuel Choice Floor in lbs/MMBtu | FALSE | L | Annual | Net Emissions Allowance Position | lbs | 63.6761 | 3.9588 | 0.76984 | 0.82787 | 0.81704 | 0.90536 | 0.90536
CO Hg Rule - MER Removal Annual v3.1 | 203 | 7282 | MACT Fuel Choice Floor in lbs/MMBtu | FALSE | L | Annual | Fuel Consumed | TBtu | 116.4034 | 8.0401 | 2.2914 | 2.3949 | 2.2914 | 2.4327 | 2.4327
CO Hg Rule - MER Removal Annual v3.1 | 203 | 7282 | MACT Fuel Choice Floor in lbs/MMBtu | FALSE | L | Annual | Rate | lb/MMBtu | 5.4703e-07 | 4.9238e-07 | 3.3596e-07 | 3.4569e-07 | 3.5656e-07 | 3.7217e-07 | 3.7217e-07
CO Hg Rule - MER Removal Annual v3.1 | 203 | 7282 | MACT Fuel Choice Floor in lbs/MMBtu | FALSE | L | Annual | Generation | TWh | 11.3607 | 0.76145 | 0.19232 | 0.20221 | 0.19232 | 0.20583 | 0.20583
CO Hg Rule - MER Removal Annual v3.1 | 203 | 7282 | MACT Fuel Choice Floor in lbs/MMBtu | FALSE | L | Annual | Qualifying Generation | TWh | 11.3607 | 0.76145 | 0.19232 | 0.20221 | 0.19232 | 0.20583 | 0.20583
CO Hg Rule - MER Removal Annual v3.1 | 203 | 7282 | MACT Fuel Choice Floor in lbs/MMBtu | FALSE | L | Annual | Constraint Shadow Price | US2022$/Lb | 0 | 0 | 0 | 0 | 0 | 0 | 0
CO NOX Rate Annual - Craig 1,3 v5.14 | 204 | 7284 | Rate Constraint in lbs/MMBtu | FALSE | L | Annual | Seasons Included | Seasons | Winter, Spring, Summer, Fall | Winter, Spring, Summer, Fall | Winter, Spring, Summer, Fall | Winter, Spring, Summer, Fall | Winter, Spring, Summer, Fall | Winter, Spring, Summer, Fall | Winter, Spring, Summer, Fall
CO NOX Rate Annual - Craig 1,3 v5.14 | 204 | 7284 | Rate Constraint in lbs/MMBtu | FALSE | L | Annual | Standard NOX | lb/MMBtu | 0.28 | 0.28 | 0.28 | 0.28 | 0.28 | 0.28 | 0.28
CO NOX Rate Annual - Craig 1,3 v5.14 | 204 | 7284 | Rate Constraint in lbs/MMBtu | FALSE | L | Annual | Emissions at Affected Plants NOX | Thousand Tons | 3.5231 | 0 | 0 | 0 | 0 | 0 | 0
CO NOX Rate Annual - Craig 1,3 v5.14 | 204 | 7284 | Rate Constraint in lbs/MMBtu | FALSE | L | Annual | Allowances Purchased NOX | Thousand Tons | 0 | 0 | 0 | 0 | 0 | 0 | 0
CO NOX Rate Annual - Craig 1,3 v5.14 | 204 | 7284 | Rate Constraint in lbs/MMBtu | FALSE | L | Annual | Allowances Sold NOX | Thousand Tons | 0 | 0 | 0 | 0 | 0 | 0 | 0
CO NOX Rate Annual - Craig 1,3 v5.14 | 204 | 7284 | Rate Constraint in lbs/MMBtu | FALSE | L | Annual | Allowances Banked | Thousand Tons | 0 | 0 | 0 | 0 | 0 | 0 | 0
CO NOX Rate Annual - Craig 1,3 v5.14 | 204 | 7284 | Rate Constraint in lbs/MMBtu | FALSE | L | Annual | Allowances Withdrawn (1:1) | Thousand Tons | 0 | 0 | 0 | 0 | 0 | 0 | 0
CO NOX Rate Annual - Craig 1,3 v5.14 | 204 | 7284 | Rate Constraint in lbs/MMBtu | FALSE | L | Annual | Allowances Withdrawn (n:1) | Thousand Tons | 0 | 0 | 0 | 0 | 0 | 0 | 0
CO NOX Rate Annual - Craig 1,3 v5.14 | 204 | 7284 | Rate Constraint in lbs/MMBtu | FALSE | L | Annual | Net Emissions Allowance Position | Thousand Tons | 3.5231 | 0 | 0 | 0 | 0 | 0 | 0
CO NOX Rate Annual - Craig 1,3 v5.14 | 204 | 7284 | Rate Constraint in lbs/MMBtu | FALSE | L | Annual | Fuel Consumed | TBtu | 30.3453 | 0 | 0 | 0 | 0 | 0 | 0
CO NOX Rate Annual - Craig 1,3 v5.14 | 204 | 7284 | Rate Constraint in lbs/MMBtu | FALSE | L | Annual | Rate | lb/MMBtu | 0.2322 | 0 | 0 | 0 | 0 | 0 | 0
CO NOX Rate Annual - Craig 1,3 v5.14 | 204 | 7284 | Rate Constraint in lbs/MMBtu | FALSE | L | Annual | Generation | TWh | 3.0303 | 0 | 0 | 0 | 0 | 0 | 0
CO NOX Rate Annual - Craig 1,3 v5.14 | 204 | 7284 | Rate Constraint in lbs/MMBtu | FALSE | L | Annual | Qualifying Generation | TWh | 3.0303 | 0 | 0 | 0 | 0 | 0 | 0
CO NOX Rate Annual - Craig 1,3 v5.14 | 204 | 7284 | Rate Constraint in lbs/MMBtu | FALSE | L | Annual | Rate | lb/MWh | 2.3253 | 0 | 0 | 0 | 0 | 0 | 0
CO NOX Rate Annual - Craig 1,3 v5.14 | 204 | 7284 | Rate Constraint in lbs/MMBtu | FALSE | L | Annual | Constraint Shadow Price | US2022$/Ton | 0 | 0 | 0 | 0 | 0 | 0 | 0
CO NOX Rate Annual - Craig 2 v5.14 | 205 | 7285 | Rate Constraint in lbs/MMBtu | FALSE | L | Annual | Seasons Included | Seasons | Winter, Spring, Summer, Fall | Winter, Spring, Summer, Fall | Winter, Spring, Summer, Fall | Winter, Spring, Summer, Fall | Winter, Spring, Summer, Fall | Winter, Spring, Summer, Fall | Winter, Spring, Summer, Fall
CO NOX Rate Annual - Craig 2 v5.14 | 205 | 7285 | Rate Constraint in lbs/MMBtu | FALSE | L | Annual | Standard NOX | lb/MMBtu | 0.08 | 0.08 | 0.08 | 0.08 | 0.08 | 0.08 | 0.08
CO NOX Rate Annual - Craig 2 v5.14 | 205 | 7285 | Rate Constraint in lbs/MMBtu | FALSE | L | Annual | Emissions at Affected Plants NOX | Thousand Tons | 0.82385 | 0 | 0 | 0 | 0 | 0 | 0
CO NOX Rate Annual - Craig 2 v5.14 | 205 | 7285 | Rate Constraint in lbs/MMBtu | FALSE | L | Annual | Allowances Purchased NOX | Thousand Tons | 0 | 0 | 0 | 0 | 0 | 0 | 0
CO NOX Rate Annual - Craig 2 v5.14 | 205 | 7285 | Rate Constraint in lbs/MMBtu | FALSE | L | Annual | Allowances Sold NOX | Thousand Tons | 0 | 0 | 0 | 0 | 0 | 0 | 0
CO NOX Rate Annual - Craig 2 v5.14 | 205 | 7285 | Rate Constraint in lbs/MMBtu | FALSE | L | Annual | Allowances Banked | Thousand Tons | 0 | 0 | 0 | 0 | 0 | 0 | 0
CO NOX Rate Annual - Craig 2 v5.14 | 205 | 7285 | Rate Constraint in lbs/MMBtu | FALSE | L | Annual | Allowances Withdrawn (1:1) | Thousand Tons | 0 | 0 | 0 | 0 | 0 | 0 | 0
CO NOX Rate Annual - Craig 2 v5.14 | 205 | 7285 | Rate Constraint in lbs/MMBtu | FALSE | L | Annual | Allowances Withdrawn (n:1) | Thousand Tons | 0 | 0 | 0 | 0 | 0 | 0 | 0
CO NOX Rate Annual - Craig 2 v5.14 | 205 | 7285 | Rate Constraint in lbs/MMBtu | FALSE | L | Annual | Net Emissions Allowance Position | Thousand Tons | 0.82385 | 0 | 0 | 0 | 0 | 0 | 0
CO NOX Rate Annual - Craig 2 v5.14 | 205 | 7285 | Rate Constraint in lbs/MMBtu | FALSE | L | Annual | Fuel Consumed | TBtu | 26.204 | 0 | 0 | 0 | 0 | 0 | 0
CO NOX Rate Annual - Craig 2 v5.14 | 205 | 7285 | Rate Constraint in lbs/MMBtu | FALSE | L | Annual | Rate | lb/MMBtu | 0.06288 | 0 | 0 | 0 | 0 | 0 | 0
CO NOX Rate Annual - Craig 2 v5.14 | 205 | 7285 | Rate Constraint in lbs/MMBtu | FALSE | L | Annual | Generation | TWh | 2.559 | 0 | 0 | 0 | 0 | 0 | 0
CO NOX Rate Annual - Craig 2 v5.14 | 205 | 7285 | Rate Constraint in lbs/MMBtu | FALSE | L | Annual | Qualifying Generation | TWh | 2.559 | 0 | 0 | 0 | 0 | 0 | 0
CO NOX Rate Annual - Craig 2 v5.14 | 205 | 7285 | Rate Constraint in lbs/MMBtu | FALSE | L | Annual | Rate | lb/MWh | 0.64389 | 0 | 0 | 0 | 0 | 0 | 0
CO NOX Rate Annual - Craig 2 v5.14 | 205 | 7285 | Rate Constraint in lbs/MMBtu | FALSE | L | Annual | Constraint Shadow Price | US2022$/Ton | 0 | 0 | 0 | 0 | 0 | 0 | 0
CT - CO2 Cap Annual v6.21 | 206 | 7789 | Rate Constraint in MTons | FALSE | L | Annual | Seasons Included | Seasons | Winter, Spring, Summer, Fall | Winter, Spring, Summer, Fall | Winter, Spring, Summer, Fall | Winter, Spring, Summer, Fall | Winter, Spring, Summer, Fall | Winter, Spring, Summer, Fall | Winter, Spring, Summer, Fall
CT - CO2 Cap Annual v6.21 | 206 | 7789 | Rate Constraint in MTons | FALSE | L | Annual | Standard CO2 | Thousand Tons | NA | NA | NA | 0 | 0 | 0 | 0
CT - CO2 Cap Annual v6.21 | 206 | 7789 | Rate Constraint in MTons | FALSE | L | Annual | Emissions at Affected Plants CO2 | Thousand Tons | 0 | 0 | 0 | 0 | 0 | 0 | 0
CT - CO2 Cap Annual v6.21 | 206 | 7789 | Rate Constraint in MTons | FALSE | L | Annual | Allowances Purchased CO2 | Thousand Tons | 0 | 0 | 0 | 0 | 0 | 0 | 0
CT - CO2 Cap Annual v6.21 | 206 | 7789 | Rate Constraint in MTons | FALSE | L | Annual | Allowances Sold CO2 | Thousand Tons | 0 | 0 | 0 | 0 | 0 | 0 | 0
CT - CO2 Cap Annual v6.21 | 206 | 7789 | Rate Constraint in MTons | FALSE | L | Annual | Allowances Banked | Thousand Tons | 0 | 0 | 0 | 0 | 0 | 0 | 0
CT - CO2 Cap Annual v6.21 | 206 | 7789 | Rate Constraint in MTons | FALSE | L | Annual | Allowances Withdrawn (1:1) | Thousand Tons | 0 | 0 | 0 | 0 | 0 | 0 | 0
CT - CO2 Cap Annual v6.21 | 206 | 7789 | Rate Constraint in MTons | FALSE | L | Annual | Allowances Withdrawn (n:1) | Thousand Tons | 0 | 0 | 0 | 0 | 0 | 0 | 0
CT - CO2 Cap Annual v6.21 | 206 | 7789 | Rate Constraint in MTons | FALSE | L | Annual | Net Emissions Allowance Position | Thousand Tons | 0 | 0 | 0 | 0 | 0 | 0 | 0
CT - CO2 Cap Annual v6.21 | 206 | 7789 | Rate Constraint in MTons | FALSE | L | Annual | Fuel Consumed | TBtu | 0 | 0 | 0 | 0 | 0.053765 | 0.69194 | 0.68375
CT - CO2 Cap Annual v6.21 | 206 | 7789 | Rate Constraint in MTons | FALSE | L | Annual | Rate | lb/MMBtu | 0 | 0 | 0 | 0 | 0 | 0 | 0
CT - CO2 Cap Annual v6.21 | 206 | 7789 | Rate Constraint in MTons | FALSE | L | Annual | Generation | TWh | 0 | 0 | 0 | 0 | 0.0087431 | 0.069858 | 0.069031
CT - CO2 Cap Annual v6.21 | 206 | 7789 | Rate Constraint in MTons | FALSE | L | Annual | Qualifying Generation | TWh | 0 | 0 | 0 | 0 | 0.0087431 | 0.069858 | 0.069031
CT - CO2 Cap Annual v6.21 | 206 | 7789 | Rate Constraint in MTons | FALSE | L | Annual | Rate | lb/MWh | 0 | 0 | 0 | 0 | 0 | 0 | 0
CT - CO2 Cap Annual v6.21 | 206 | 7789 | Rate Constraint in MTons | FALSE | L | Annual | Constraint Shadow Price | US2022$/Ton | 0 | 0 | 0 | 1229.9177 | 1664.9098 | 1151.4575 | 1278.912
CT Fac. Spec. - MER Rate Annual v3.1 | 207 | 7562 | MACT Fuel Choice Floor in lbs/MMBtu | FALSE | L | Annual | Seasons Included | Seasons | Winter, Spring, Summer, Fall | Winter, Spring, Summer, Fall | Winter, Spring, Summer, Fall | Winter, Spring, Summer, Fall | Winter, Spring, Summer, Fall | Winter, Spring, Summer, Fall | Winter, Spring, Summer, Fall
CT Fac. Spec. - MER Rate Annual v3.1 | 207 | 7562 | MACT Fuel Choice Floor in lbs/MMBtu | FALSE | L | Annual | Emission Floor | lbs/MMBtu | 6e-07 | 6e-07 | 6e-07 | 6e-07 | 6e-07 | 6e-07 | 6e-07
CT Fac. Spec. - MER Rate Annual v3.1 | 207 | 7562 | MACT Fuel Choice Floor in lbs/MMBtu | FALSE | L | Annual | Emissions at Affected Plants MER | lbs | 0 | 0 | 0 | 0 | 0 | 0 | 0
CT Fac. Spec. - MER Rate Annual v3.1 | 207 | 7562 | MACT Fuel Choice Floor in lbs/MMBtu | FALSE | L | Annual | Allowances Purchased MER | lbs | 0 | 0 | 0 | 0 | 0 | 0 | 0
CT Fac. Spec. - MER Rate Annual v3.1 | 207 | 7562 | MACT Fuel Choice Floor in lbs/MMBtu | FALSE | L | Annual | Allowances Sold MER | lbs | 0 | 0 | 0 | 0 | 0 | 0 | 0
CT Fac. Spec. - MER Rate Annual v3.1 | 207 | 7562 | MACT Fuel Choice Floor in lbs/MMBtu | FALSE | L | Annual | Allowances Banked | lbs | 0 | 0 | 0 | 0 | 0 | 0 | 0
CT Fac. Spec. - MER Rate Annual v3.1 | 207 | 7562 | MACT Fuel Choice Floor in lbs/MMBtu | FALSE | L | Annual | Allowances Withdrawn (1:1) | lbs | 0 | 0 | 0 | 0 | 0 | 0 | 0
CT Fac. Spec. - MER Rate Annual v3.1 | 207 | 7562 | MACT Fuel Choice Floor in lbs/MMBtu | FALSE | L | Annual | Allowances Withdrawn (n:1) | lbs | 0 | 0 | 0 | 0 | 0 | 0 | 0
CT Fac. Spec. - MER Rate Annual v3.1 | 207 | 7562 | MACT Fuel Choice Floor in lbs/MMBtu | FALSE | L | Annual | Net Emissions Allowance Position | lbs | 0 | 0 | 0 | 0 | 0 | 0 | 0
CT Fac. Spec. - MER Rate Annual v3.1 | 207 | 7562 | MACT Fuel Choice Floor in lbs/MMBtu | FALSE | L | Annual | Fuel Consumed | TBtu | 0 | 0 | 0 | 0 | 0 | 0 | 0
CT Fac. Spec. - MER Rate Annual v3.1 | 207 | 7562 | MACT Fuel Choice Floor in lbs/MMBtu | FALSE | L | Annual | Rate | lb/MMBtu | 0 | 0 | 0 | 0 | 0 | 0 | 0
CT Fac. Spec. - MER Rate Annual v3.1 | 207 | 7562 | MACT Fuel Choice Floor in lbs/MMBtu | FALSE | L | Annual | Generation | TWh | 0 | 0 | 0 | 0 | 0 | 0 | 0
CT Fac. Spec. - MER Rate Annual v3.1 | 207 | 7562 | MACT Fuel Choice Floor in lbs/MMBtu | FALSE | L | Annual | Qualifying Generation | TWh | 0 | 0 | 0 | 0 | 0 | 0 | 0
CT Fac. Spec. - MER Rate Annual v3.1 | 207 | 7562 | MACT Fuel Choice Floor in lbs/MMBtu | FALSE | L | Annual | Constraint Shadow Price | US2022$/Lb | 0 | 0 | 0 | 0 | 0 | 0 | 0
CT Fac. Spec. - NOX Rate Winter v.4.10 Final, Unit 608 and retrofits | 208 | 7286 | Rate Constraint in lbs/MMBtu | FALSE | L | Annual | Seasons Included | Seasons | Winter, Spring, Fall | Winter, Spring, Fall | Winter, Spring, Fall | Winter, Spring, Fall | Winter, Spring, Fall | Winter, Spring, Fall | Winter, Spring, Fall
CT Fac. Spec. - NOX Rate Winter v.4.10 Final, Unit 608 and retrofits | 208 | 7286 | Rate Constraint in lbs/MMBtu | FALSE | L | Annual | Standard NOX | lb/MMBtu | 0.15 | 0.15 | 0.15 | 0.15 | 0.15 | 0.15 | 0.15
CT Fac. Spec. - NOX Rate Winter v.4.10 Final, Unit 608 and retrofits | 208 | 7286 | Rate Constraint in lbs/MMBtu | FALSE | L | Annual | Emissions at Affected Plants NOX | Thousand Tons | 0 | 0 | 0 | 0 | 0 | 0 | 0
CT Fac. Spec. - NOX Rate Winter v.4.10 Final, Unit 608 and retrofits | 208 | 7286 | Rate Constraint in lbs/MMBtu | FALSE | L | Annual | Allowances Purchased NOX | Thousand Tons | 0 | 0 | 0 | 0 | 0 | 0 | 0
CT Fac. Spec. - NOX Rate Winter v.4.10 Final, Unit 608 and retrofits | 208 | 7286 | Rate Constraint in lbs/MMBtu | FALSE | L | Annual | Allowances Sold NOX | Thousand Tons | 0 | 0 | 0 | 0 | 0 | 0 | 0
CT Fac. Spec. - NOX Rate Winter v.4.10 Final, Unit 608 and retrofits | 208 | 7286 | Rate Constraint in lbs/MMBtu | FALSE | L | Annual | Allowances Banked | Thousand Tons | 0 | 0 | 0 | 0 | 0 | 0 | 0
CT Fac. Spec. - NOX Rate Winter v.4.10 Final, Unit 608 and retrofits | 208 | 7286 | Rate Constraint in lbs/MMBtu | FALSE | L | Annual | Allowances Withdrawn (1:1) | Thousand Tons | 0 | 0 | 0 | 0 | 0 | 0 | 0
CT Fac. Spec. - NOX Rate Winter v.4.10 Final, Unit 608 and retrofits | 208 | 7286 | Rate Constraint in lbs/MMBtu | FALSE | L | Annual | Allowances Withdrawn (n:1) | Thousand Tons | 0 | 0 | 0 | 0 | 0 | 0 | 0
CT Fac. Spec. - NOX Rate Winter v.4.10 Final, Unit 608 and retrofits | 208 | 7286 | Rate Constraint in lbs/MMBtu | FALSE | L | Annual | Net Emissions Allowance Position | Thousand Tons | 0 | 0 | 0 | 0 | 0 | 0 | 0
CT Fac. Spec. - NOX Rate Winter v.4.10 Final, Unit 608 and retrofits | 208 | 7286 | Rate Constraint in lbs/MMBtu | FALSE | L | Annual | Fuel Consumed | TBtu | 0 | 0 | 0 | 0 | 0 | 0 | 0
CT Fac. Spec. - NOX Rate Winter v.4.10 Final, Unit 608 and retrofits | 208 | 7286 | Rate Constraint in lbs/MMBtu | FALSE | L | Annual | Rate | lb/MMBtu | 0 | 0 | 0 | 0 | 0 | 0 | 0
CT Fac. Spec. - NOX Rate Winter v.4.10 Final, Unit 608 and retrofits | 208 | 7286 | Rate Constraint in lbs/MMBtu | FALSE | L | Annual | Generation | TWh | 0 | 0 | 0 | 0 | 0 | 0 | 0
CT Fac. Spec. - NOX Rate Winter v.4.10 Final, Unit 608 and retrofits | 208 | 7286 | Rate Constraint in lbs/MMBtu | FALSE | L | Annual | Qualifying Generation | TWh | 0 | 0 | 0 | 0 | 0 | 0 | 0
CT Fac. Spec. - NOX Rate Winter v.4.10 Final, Unit 608 and retrofits | 208 | 7286 | Rate Constraint in lbs/MMBtu | FALSE | L | Annual | Rate | lb/MWh | 0 | 0 | 0 | 0 | 0 | 0 | 0
CT Fac. Spec. - NOX Rate Winter v.4.10 Final, Unit 608 and retrofits | 208 | 7286 | Rate Constraint in lbs/MMBtu | FALSE | L | Annual | Constraint Shadow Price | US2022$/Ton | 0 | 0 | 0 | 0 | 0 | 0 | 0
CT Fac. Spec. - NOX Rate Winter v.4.10 Final, Unit 609 and retrofits | 209 | 7286 | Rate Constraint in lbs/MMBtu | FALSE | L | Annual | Seasons Included | Seasons | Winter, Spring, Fall | Winter, Spring, Fall | Winter, Spring, Fall | Winter, Spring, Fall | Winter, Spring, Fall | Winter, Spring, Fall | Winter, Spring, Fall
CT Fac. Spec. - NOX Rate Winter v.4.10 Final, Unit 609 and retrofits | 209 | 7286 | Rate Constraint in lbs/MMBtu | FALSE | L | Annual | Standard NOX | lb/MMBtu | 0.15 | 0.15 | 0.15 | 0.15 | 0.15 | 0.15 | 0.15
CT Fac. Spec. - NOX Rate Winter v.4.10 Final, Unit 609 and retrofits | 209 | 7286 | Rate Constraint in lbs/MMBtu | FALSE | L | Annual | Emissions at Affected Plants NOX | Thousand Tons | 0 | 0 | 0 | 0 | 0 | 0 | 0
CT Fac. Spec. - NOX Rate Winter v.4.10 Final, Unit 609 and retrofits | 209 | 7286 | Rate Constraint in lbs/MMBtu | FALSE | L | Annual | Allowances Purchased NOX | Thousand Tons | 0 | 0 | 0 | 0 | 0 | 0 | 0
CT Fac. Spec. - NOX Rate Winter v.4.10 Final, Unit 609 and retrofits | 209 | 7286 | Rate Constraint in lbs/MMBtu | FALSE | L | Annual | Allowances Sold NOX | Thousand Tons | 0 | 0 | 0 | 0 | 0 | 0 | 0
CT Fac. Spec. - NOX Rate Winter v.4.10 Final, Unit 609 and retrofits | 209 | 7286 | Rate Constraint in lbs/MMBtu | FALSE | L | Annual | Allowances Banked | Thousand Tons | 0 | 0 | 0 | 0 | 0 | 0 | 0
CT Fac. Spec. - NOX Rate Winter v.4.10 Final, Unit 609 and retrofits | 209 | 7286 | Rate Constraint in lbs/MMBtu | FALSE | L | Annual | Allowances Withdrawn (1:1) | Thousand Tons | 0 | 0 | 0 | 0 | 0 | 0 | 0
CT Fac. Spec. - NOX Rate Winter v.4.10 Final, Unit 609 and retrofits | 209 | 7286 | Rate Constraint in lbs/MMBtu | FALSE | L | Annual | Allowances Withdrawn (n:1) | Thousand Tons | 0 | 0 | 0 | 0 | 0 | 0 | 0
CT Fac. Spec. - NOX Rate Winter v.4.10 Final, Unit 609 and retrofits | 209 | 7286 | Rate Constraint in lbs/MMBtu | FALSE | L | Annual | Net Emissions Allowance Position | Thousand Tons | 0 | 0 | 0 | 0 | 0 | 0 | 0
CT Fac. Spec. - NOX Rate Winter v.4.10 Final, Unit 609 and retrofits | 209 | 7286 | Rate Constraint in lbs/MMBtu | FALSE | L | Annual | Fuel Consumed | TBtu | 0 | 0 | 0 | 0 | 0 | 0 | 0
CT Fac. Spec. - NOX Rate Winter v.4.10 Final, Unit 609 and retrofits | 209 | 7286 | Rate Constraint in lbs/MMBtu | FALSE | L | Annual | Rate | lb/MMBtu | 0 | 0 | 0 | 0 | 0 | 0 | 0
CT Fac. Spec. - NOX Rate Winter v.4.10 Final, Unit 609 and retrofits | 209 | 7286 | Rate Constraint in lbs/MMBtu | FALSE | L | Annual | Generation | TWh | 0 | 0 | 0 | 0 | 0 | 0 | 0
CT Fac. Spec. - NOX Rate Winter v.4.10 Final, Unit 609 and retrofits | 209 | 7286 | Rate Constraint in lbs/MMBtu | FALSE | L | Annual | Qualifying Generation | TWh | 0 | 0 | 0 | 0 | 0 | 0 | 0
CT Fac. Spec. - NOX Rate Winter v.4.10 Final, Unit 609 and retrofits | 209 | 7286 | Rate Constraint in lbs/MMBtu | FALSE | L | Annual | Rate | lb/MWh | 0 | 0 | 0 | 0 | 0 | 0 | 0
CT Fac. Spec. - NOX Rate Winter v.4.10 Final, Unit 609 and retrofits | 209 | 7286 | Rate Constraint in lbs/MMBtu | FALSE | L | Annual | Constraint Shadow Price | US2022$/Ton | 0 | 0 | 0 | 0 | 0 | 0 | 0
CT Fac. Spec. - NOX Rate Winter v.4.10 Final, Unit 610 and retrofits | 210 | 7286 | Rate Constraint in lbs/MMBtu | FALSE | L | Annual | Seasons Included | Seasons | Winter, Spring, Fall | Winter, Spring, Fall | Winter, Spring, Fall | Winter, Spring, Fall | Winter, Spring, Fall | Winter, Spring, Fall | Winter, Spring, Fall
CT Fac. Spec. - NOX Rate Winter v.4.10 Final, Unit 610 and retrofits | 210 | 7286 | Rate Constraint in lbs/MMBtu | FALSE | L | Annual | Standard NOX | lb/MMBtu | 0.15 | 0.15 | 0.15 | 0.15 | 0.15 | 0.15 | 0.15
CT Fac. Spec. - NOX Rate Winter v.4.10 Final, Unit 610 and retrofits | 210 | 7286 | Rate Constraint in lbs/MMBtu | FALSE | L | Annual | Emissions at Affected Plants NOX | Thousand Tons | 0 | 0 | 0 | 0 | 0 | 0 | 0
CT Fac. Spec. - NOX Rate Winter v.4.10 Final, Unit 610 and retrofits | 210 | 7286 | Rate Constraint in lbs/MMBtu | FALSE | L | Annual | Allowances Purchased NOX | Thousand Tons | 0 | 0 | 0 | 0 | 0 | 0 | 0
CT Fac. Spec. - NOX Rate Winter v.4.10 Final, Unit 610 and retrofits | 210 | 7286 | Rate Constraint in lbs/MMBtu | FALSE | L | Annual | Allowances Sold NOX | Thousand Tons | 0 | 0 | 0 | 0 | 0 | 0 | 0
CT Fac. Spec. - NOX Rate Winter v.4.10 Final, Unit 610 and retrofits | 210 | 7286 | Rate Constraint in lbs/MMBtu | FALSE | L | Annual | Allowances Banked | Thousand Tons | 0 | 0 | 0 | 0 | 0 | 0 | 0
CT Fac. Spec. - NOX Rate Winter v.4.10 Final, Unit 610 and retrofits | 210 | 7286 | Rate Constraint in lbs/MMBtu | FALSE | L | Annual | Allowances Withdrawn (1:1) | Thousand Tons | 0 | 0 | 0 | 0 | 0 | 0 | 0
CT Fac. Spec. - NOX Rate Winter v.4.10 Final, Unit 610 and retrofits | 210 | 7286 | Rate Constraint in lbs/MMBtu | FALSE | L | Annual | Allowances Withdrawn (n:1) | Thousand Tons | 0 | 0 | 0 | 0 | 0 | 0 | 0
CT Fac. Spec. - NOX Rate Winter v.4.10 Final, Unit 610 and retrofits | 210 | 7286 | Rate Constraint in lbs/MMBtu | FALSE | L | Annual | Net Emissions Allowance Position | Thousand Tons | 0 | 0 | 0 | 0 | 0 | 0 | 0
CT Fac. Spec. - NOX Rate Winter v.4.10 Final, Unit 610 and retrofits | 210 | 7286 | Rate Constraint in lbs/MMBtu | FALSE | L | Annual | Fuel Consumed | TBtu | 0 | 0 | 0 | 0 | 0 | 0 | 0
CT Fac. Spec. - NOX Rate Winter v.4.10 Final, Unit 610 and retrofits | 210 | 7286 | Rate Constraint in lbs/MMBtu | FALSE | L | Annual | Rate | lb/MMBtu | 0 | 0 | 0 | 0 | 0 | 0 | 0
CT Fac. Spec. - NOX Rate Winter v.4.10 Final, Unit 610 and retrofits | 210 | 7286 | Rate Constraint in lbs/MMBtu | FALSE | L | Annual | Generation | TWh | 0 | 0 | 0 | 0 | 0 | 0 | 0
CT Fac. Spec. - NOX Rate Winter v.4.10 Final, Unit 610 and retrofits | 210 | 7286 | Rate Constraint in lbs/MMBtu | FALSE | L | Annual | Qualifying Generation | TWh | 0 | 0 | 0 | 0 | 0 | 0 | 0
CT Fac. Spec. - NOX Rate Winter v.4.10 Final, Unit 610 and retrofits | 210 | 7286 | Rate Constraint in lbs/MMBtu | FALSE | L | Annual | Rate | lb/MWh | 0 | 0 | 0 | 0 | 0 | 0 | 0
CT Fac. Spec. - NOX Rate Winter v.4.10 Final, Unit 610 and retrofits | 210 | 7286 | Rate Constraint in lbs/MMBtu | FALSE | L | Annual | Constraint Shadow Price | US2022$/Ton | 0 | 0 | 0 | 0 | 0 | 0 | 0
CT Fac. Spec. - NOX Rate Winter v.4.10 Final, Unit 611 and retrofits | 211 | 7286 | Rate Constraint in lbs/MMBtu | FALSE | L | Annual | Seasons Included | Seasons | Winter, Spring, Fall | Winter, Spring, Fall | Winter, Spring, Fall | Winter, Spring, Fall | Winter, Spring, Fall | Winter, Spring, Fall | Winter, Spring, Fall
CT Fac. Spec. - NOX Rate Winter v.4.10 Final, Unit 611 and retrofits | 211 | 7286 | Rate Constraint in lbs/MMBtu | FALSE | L | Annual | Standard NOX | lb/MMBtu | 0.15 | 0.15 | 0.15 | 0.15 | 0.15 | 0.15 | 0.15
CT Fac. Spec. - NOX Rate Winter v.4.10 Final, Unit 611 and retrofits | 211 | 7286 | Rate Constraint in lbs/MMBtu | FALSE | L | Annual | Emissions at Affected Plants NOX | Thousand Tons | 0 | 0 | 0 | 0 | 0 | 0 | 0
CT Fac. Spec. - NOX Rate Winter v.4.10 Final, Unit 611 and retrofits | 211 | 7286 | Rate Constraint in lbs/MMBtu | FALSE | L | Annual | Allowances Purchased NOX | Thousand Tons | 0 | 0 | 0 | 0 | 0 | 0 | 0
CT Fac. Spec. - NOX Rate Winter v.4.10 Final, Unit 611 and retrofits | 211 | 7286 | Rate Constraint in lbs/MMBtu | FALSE | L | Annual | Allowances Sold NOX | Thousand Tons | 0 | 0 | 0 | 0 | 0 | 0 | 0
CT Fac. Spec. - NOX Rate Winter v.4.10 Final, Unit 611 and retrofits | 211 | 7286 | Rate Constraint in lbs/MMBtu | FALSE | L | Annual | Allowances Banked | Thousand Tons | 0 | 0 | 0 | 0 | 0 | 0 | 0
CT Fac. Spec. - NOX Rate Winter v.4.10 Final, Unit 611 and retrofits | 211 | 7286 | Rate Constraint in lbs/MMBtu | FALSE | L | Annual | Allowances Withdrawn (1:1) | Thousand Tons | 0 | 0 | 0 | 0 | 0 | 0 | 0
CT Fac. Spec. - NOX Rate Winter v.4.10 Final, Unit 611 and retrofits | 211 | 7286 | Rate Constraint in lbs/MMBtu | FALSE | L | Annual | Allowances Withdrawn (n:1) | Thousand Tons | 0 | 0 | 0 | 0 | 0 | 0 | 0
CT Fac. Spec. - NOX Rate Winter v.4.10 Final, Unit 611 and retrofits | 211 | 7286 | Rate Constraint in lbs/MMBtu | FALSE | L | Annual | Net Emissions Allowance Position | Thousand Tons | 0 | 0 | 0 | 0 | 0 | 0 | 0
CT Fac. Spec. - NOX Rate Winter v.4.10 Final, Unit 611 and retrofits | 211 | 7286 | Rate Constraint in lbs/MMBtu | FALSE | L | Annual | Fuel Consumed | TBtu | 0 | 0 | 0 | 0 | 0 | 0 | 0
CT Fac. Spec. - NOX Rate Winter v.4.10 Final, Unit 611 and retrofits | 211 | 7286 | Rate Constraint in lbs/MMBtu | FALSE | L | Annual | Rate | lb/MMBtu | 0 | 0 | 0 | 0 | 0 | 0 | 0
CT Fac. Spec. - NOX Rate Winter v.4.10 Final, Unit 611 and retrofits | 211 | 7286 | Rate Constraint in lbs/MMBtu | FALSE | L | Annual | Generation | TWh | 0 | 0 | 0 | 0 | 0 | 0 | 0
CT Fac. Spec. - NOX Rate Winter v.4.10 Final, Unit 611 and retrofits | 211 | 7286 | Rate Constraint in lbs/MMBtu | FALSE | L | Annual | Qualifying Generation | TWh | 0 | 0 | 0 | 0 | 0 | 0 | 0
CT Fac. Spec. - NOX Rate Winter v.4.10 Final, Unit 611 and retrofits | 211 | 7286 | Rate Constraint in lbs/MMBtu | FALSE | L | Annual | Rate | lb/MWh | 0 | 0 | 0 | 0 | 0 | 0 | 0
CT Fac. Spec. - NOX Rate Winter v.4.10 Final, Unit 611 and retrofits | 211 | 7286 | Rate Constraint in lbs/MMBtu | FALSE | L | Annual | Constraint Shadow Price | US2022$/Ton | 0 | 0 | 0 | 0 | 0 | 0 | 0
CT Fac. Spec. - NOX Rate Winter v.4.10 Final, Unit 612 and retrofits | 212 | 7286 | Rate Constraint in lbs/MMBtu | FALSE | L | Annual | Seasons Included | Seasons | Winter, Spring, Fall | Winter, Spring, Fall | Winter, Spring, Fall | Winter, Spring, Fall | Winter, Spring, Fall | Winter, Spring, Fall | Winter, Spring, Fall
CT Fac. Spec. - NOX Rate Winter v.4.10 Final, Unit 612 and retrofits | 212 | 7286 | Rate Constraint in lbs/MMBtu | FALSE | L | Annual | Standard NOX | lb/MMBtu | 0.15 | 0.15 | 0.15 | 0.15 | 0.15 | 0.15 | 0.15
CT Fac. Spec. - NOX Rate Winter v.4.10 Final, Unit 612 and retrofits | 212 | 7286 | Rate Constraint in lbs/MMBtu | FALSE | L | Annual | Emissions at Affected Plants NOX | Thousand Tons | 0 | 0 | 0 | 0 | 0 | 0 | 0
CT Fac. Spec. - NOX Rate Winter v.4.10 Final, Unit 612 and retrofits | 212 | 7286 | Rate Constraint in lbs/MMBtu | FALSE | L | Annual | Allowances Purchased NOX | Thousand Tons | 0 | 0 | 0 | 0 | 0 | 0 | 0
CT Fac. Spec. - NOX Rate Winter v.4.10 Final, Unit 612 and retrofits | 212 | 7286 | Rate Constraint in lbs/MMBtu | FALSE | L | Annual | Allowances Sold NOX | Thousand Tons | 0 | 0 | 0 | 0 | 0 | 0 | 0
CT Fac. Spec. - NOX Rate Winter v.4.10 Final, Unit 612 and retrofits | 212 | 7286 | Rate Constraint in lbs/MMBtu | FALSE | L | Annual | Allowances Banked | Thousand Tons | 0 | 0 | 0 | 0 | 0 | 0 | 0
CT Fac. Spec. - NOX Rate Winter v.4.10 Final, Unit 612 and retrofits | 212 | 7286 | Rate Constraint in lbs/MMBtu | FALSE | L | Annual | Allowances Withdrawn (1:1) | Thousand Tons | 0 | 0 | 0 | 0 | 0 | 0 | 0
CT Fac. Spec. - NOX Rate Winter v.4.10 Final, Unit 612 and retrofits | 212 | 7286 | Rate Constraint in lbs/MMBtu | FALSE | L | Annual | Allowances Withdrawn (n:1) | Thousand Tons | 0 | 0 | 0 | 0 | 0 | 0 | 0
CT Fac. Spec. - NOX Rate Winter v.4.10 Final, Unit 612 and retrofits | 212 | 7286 | Rate Constraint in lbs/MMBtu | FALSE | L | Annual | Net Emissions Allowance Position | Thousand Tons | 0 | 0 | 0 | 0 | 0 | 0 | 0
CT Fac. Spec. - NOX Rate Winter v.4.10 Final, Unit 612 and retrofits | 212 | 7286 | Rate Constraint in lbs/MMBtu | FALSE | L | Annual | Fuel Consumed | TBtu | 0 | 0 | 0 | 0 | 0 | 0 | 0
CT Fac. Spec. - NOX Rate Winter v.4.10 Final, Unit 612 and retrofits | 212 | 7286 | Rate Constraint in lbs/MMBtu | FALSE | L | Annual | Rate | lb/MMBtu | 0 | 0 | 0 | 0 | 0 | 0 | 0
CT Fac. Spec. - NOX Rate Winter v.4.10 Final, Unit 612 and retrofits | 212 | 7286 | Rate Constraint in lbs/MMBtu | FALSE | L | Annual | Generation | TWh | 0 | 0 | 0 | 0 | 0 | 0 | 0
CT Fac. Spec. - NOX Rate Winter v.4.10 Final, Unit 612 and retrofits | 212 | 7286 | Rate Constraint in lbs/MMBtu | FALSE | L | Annual | Qualifying Generation | TWh | 0 | 0 | 0 | 0 | 0 | 0 | 0
CT Fac. Spec. - NOX Rate Winter v.4.10 Final, Unit 612 and retrofits | 212 | 7286 | Rate Constraint in lbs/MMBtu | FALSE | L | Annual | Rate | lb/MWh | 0 | 0 | 0 | 0 | 0 | 0 | 0
CT Fac. Spec. - NOX Rate Winter v.4.10 Final, Unit 612 and retrofits | 212 | 7286 | Rate Constraint in lbs/MMBtu | FALSE | L | Annual | Constraint Shadow Price | US2022$/Ton | 0 | 0 | 0 | 0 | 0 | 0 | 0
CT Fac. Spec. - NOX Rate Winter v.4.10 Final, Unit 613 and retrofits | 213 | 7286 | Rate Constraint in lbs/MMBtu | FALSE | L | Annual | Seasons Included | Seasons | Winter, Spring, Fall | Winter, Spring, Fall | Winter, Spring, Fall | Winter, Spring, Fall | Winter, Spring, Fall | Winter, Spring, Fall | Winter, Spring, Fall
CT Fac. Spec. - NOX Rate Winter v.4.10 Final, Unit 613 and retrofits | 213 | 7286 | Rate Constraint in lbs/MMBtu | FALSE | L | Annual | Standard NOX | lb/MMBtu | 0.15 | 0.15 | 0.15 | 0.15 | 0.15 | 0.15 | 0.15
CT Fac. Spec. - NOX Rate Winter v.4.10 Final, Unit 613 and retrofits | 213 | 7286 | Rate Constraint in lbs/MMBtu | FALSE | L | Annual | Emissions at Affected Plants NOX | Thousand Tons | 0 | 0 | 0 | 0 | 0 | 0 | 0
CT Fac. Spec. - NOX Rate Winter v.4.10 Final, Unit 613 and retrofits | 213 | 7286 | Rate Constraint in lbs/MMBtu | FALSE | L | Annual | Allowances Purchased NOX | Thousand Tons | 0 | 0 | 0 | 0 | 0 | 0 | 0
CT Fac. Spec. - NOX Rate Winter v.4.10 Final, Unit 613 and retrofits | 213 | 7286 | Rate Constraint in lbs/MMBtu | FALSE | L | Annual | Allowances Sold NOX | Thousand Tons | 0 | 0 | 0 | 0 | 0 | 0 | 0
CT Fac. Spec. - NOX Rate Winter v.4.10 Final, Unit 613 and retrofits | 213 | 7286 | Rate Constraint in lbs/MMBtu | FALSE | L | Annual | Allowances Banked | Thousand Tons | 0 | 0 | 0 | 0 | 0 | 0 | 0
CT Fac. Spec. - NOX Rate Winter v.4.10 Final, Unit 613 and retrofits | 213 | 7286 | Rate Constraint in lbs/MMBtu | FALSE | L | Annual | Allowances Withdrawn (1:1) | Thousand Tons | 0 | 0 | 0 | 0 | 0 | 0 | 0
CT Fac. Spec. - NOX Rate Winter v.4.10 Final, Unit 613 and retrofits | 213 | 7286 | Rate Constraint in lbs/MMBtu | FALSE | L | Annual | Allowances Withdrawn (n:1) | Thousand Tons | 0 | 0 | 0 | 0 | 0 | 0 | 0
CT Fac. Spec. - NOX Rate Winter v.4.10 Final, Unit 613 and retrofits | 213 | 7286 | Rate Constraint in lbs/MMBtu | FALSE | L | Annual | Net Emissions Allowance Position | Thousand Tons | 0 | 0 | 0 | 0 | 0 | 0 | 0
CT Fac. Spec. - NOX Rate Winter v.4.10 Final, Unit 613 and retrofits | 213 | 7286 | Rate Constraint in lbs/MMBtu | FALSE | L | Annual | Fuel Consumed | TBtu | 0 | 0 | 0 | 0 | 0 | 0 | 0
CT Fac. Spec. - NOX Rate Winter v.4.10 Final, Unit 613 and retrofits | 213 | 7286 | Rate Constraint in lbs/MMBtu | FALSE | L | Annual | Rate | lb/MMBtu | 0 | 0 | 0 | 0 | 0 | 0 | 0
CT Fac. Spec. - NOX Rate Winter v.4.10 Final, Unit 613 and retrofits | 213 | 7286 | Rate Constraint in lbs/MMBtu | FALSE | L | Annual | Generation | TWh | 0 | 0 | 0 | 0 | 0 | 0 | 0
CT Fac. Spec. - NOX Rate Winter v.4.10 Final, Unit 613 and retrofits | 213 | 7286 | Rate Constraint in lbs/MMBtu | FALSE | L | Annual | Qualifying Generation | TWh | 0 | 0 | 0 | 0 | 0 | 0 | 0
CT Fac. Spec. - NOX Rate Winter v.4.10 Final, Unit 613 and retrofits | 213 | 7286 | Rate Constraint in lbs/MMBtu | FALSE | L | Annual | Rate | lb/MWh | 0 | 0 | 0 | 0 | 0 | 0 | 0
CT Fac. Spec. - NOX Rate Winter v.4.10 Final, Unit 613 and retrofits | 213 | 7286 | Rate Constraint in lbs/MMBtu | FALSE | L | Annual | Constraint Shadow Price | US2022$/Ton | 0 | 0 | 0 | 0 | 0 | 0 | 0
CT Fac. Spec. - NOX Rate Winter v.4.10 Final, Unit 614 and retrofits | 214 | 7286 | Rate Constraint in lbs/MMBtu | FALSE | L | Annual | Seasons Included | Seasons | Winter, Spring, Fall | Winter, Spring, Fall | Winter, Spring, Fall | Winter, Spring, Fall | Winter, Spring, Fall | Winter, Spring, Fall | Winter, Spring, Fall
CT Fac. Spec. - NOX Rate Winter v.4.10 Final, Unit 614 and retrofits | 214 | 7286 | Rate Constraint in lbs/MMBtu | FALSE | L | Annual | Standard NOX | lb/MMBtu | 0.15 | 0.15 | 0.15 | 0.15 | 0.15 | 0.15 | 0.15
CT Fac. Spec. - NOX Rate Winter v.4.10 Final, Unit 614 and retrofits | 214 | 7286 | Rate Constraint in lbs/MMBtu | FALSE | L | Annual | Emissions at Affected Plants NOX | Thousand Tons | 0 | 0 | 0 | 0 | 0 | 0 | 0
CT Fac. Spec. - NOX Rate Winter v.4.10 Final, Unit 614 and retrofits | 214 | 7286 | Rate Constraint in lbs/MMBtu | FALSE | L | Annual | Allowances Purchased NOX | Thousand Tons | 0 | 0 | 0 | 0 | 0 | 0 | 0
CT Fac. Spec. - NOX Rate Winter v.4.10 Final, Unit 614 and retrofits | 214 | 7286 | Rate Constraint in lbs/MMBtu | FALSE | L | Annual | Allowances Sold NOX | Thousand Tons | 0 | 0 | 0 | 0 | 0 | 0 | 0
CT Fac. Spec. - NOX Rate Winter v.4.10 Final, Unit 614 and retrofits | 214 | 7286 | Rate Constraint in lbs/MMBtu | FALSE | L | Annual | Allowances Banked | Thousand Tons | 0 | 0 | 0 | 0 | 0 | 0 | 0
CT Fac. Spec. - NOX Rate Winter v.4.10 Final, Unit 614 and retrofits | 214 | 7286 | Rate Constraint in lbs/MMBtu | FALSE | L | Annual | Allowances Withdrawn (1:1) | Thousand Tons | 0 | 0 | 0 | 0 | 0 | 0 | 0
CT Fac. Spec. - NOX Rate Winter v.4.10 Final, Unit 614 and retrofits | 214 | 7286 | Rate Constraint in lbs/MMBtu | FALSE | L | Annual | Allowances Withdrawn (n:1) | Thousand Tons | 0 | 0 | 0 | 0 | 0 | 0 | 0
CT Fac. Spec. - NOX Rate Winter v.4.10 Final, Unit 614 and retrofits | 214 | 7286 | Rate Constraint in lbs/MMBtu | FALSE | L | Annual | Net Emissions Allowance Position | Thousand Tons | 0 | 0 | 0 | 0 | 0 | 0 | 0
CT Fac. Spec. - NOX Rate Winter v.4.10 Final, Unit 614 and retrofits | 214 | 7286 | Rate Constraint in lbs/MMBtu | FALSE | L | Annual | Fuel Consumed | TBtu | 0 | 0 | 0 | 0 | 0 | 0 | 0
CT Fac. Spec. - NOX Rate Winter v.4.10 Final, Unit 614 and retrofits | 214 | 7286 | Rate Constraint in lbs/MMBtu | FALSE | L | Annual | Rate | lb/MMBtu | 0 | 0 | 0 | 0 | 0 | 0 | 0
CT Fac. Spec. - NOX Rate Winter v.4.10 Final, Unit 614 and retrofits | 214 | 7286 | Rate Constraint in lbs/MMBtu | FALSE | L | Annual | Generation | TWh | 0 | 0 | 0 | 0 | 0 | 0 | 0
CT Fac. Spec. - NOX Rate Winter v.4.10 Final, Unit 614 and retrofits | 214 | 7286 | Rate Constraint in lbs/MMBtu | FALSE | L | Annual | Qualifying Generation | TWh | 0 | 0 | 0 | 0 | 0 | 0 | 0
CT Fac. Spec. - NOX Rate Winter v.4.10 Final, Unit 614 and retrofits | 214 | 7286 | Rate Constraint in lbs/MMBtu | FALSE | L | Annual | Rate | lb/MWh | 0 | 0 | 0 | 0 | 0 | 0 | 0
CT Fac. Spec. - NOX Rate Winter v.4.10 Final, Unit 614 and retrofits | 214 | 7286 | Rate Constraint in lbs/MMBtu | FALSE | L | Annual | Constraint Shadow Price | US2022$/Ton | 0 | 0 | 0 | 0 | 0 | 0 | 0
CT Fac. Spec. - NOX Rate Winter v.4.10 Final, Unit 616 and retrofits | 215 | 7286 | Rate Constraint in lbs/MMBtu | FALSE | L | Annual | Seasons Included | Seasons | Winter, Spring, Fall | Winter, Spring, Fall | Winter, Spring, Fall | Winter, Spring, Fall | Winter, Spring, Fall | Winter, Spring, Fall | Winter, Spring, Fall
CT Fac. Spec. - NOX Rate Winter v.4.10 Final, Unit 616 and retrofits | 215 | 7286 | Rate Constraint in lbs/MMBtu | FALSE | L | Annual | Standard NOX | lb/MMBtu | 0.15 | 0.15 | 0.15 | 0.15 | 0.15 | 0.15 | 0.15
CT Fac. Spec. - NOX Rate Winter v.4.10 Final, Unit 616 and retrofits | 215 | 7286 | Rate Constraint in lbs/MMBtu | FALSE | L | Annual | Emissions at Affected Plants NOX | Thousand Tons | 0 | 0 | 0 | 0 | 0 | 0 | 0
CT Fac. Spec. - NOX Rate Winter v.4.10 Final, Unit 616 and retrofits | 215 | 7286 | Rate Constraint in lbs/MMBtu | FALSE | L | Annual | Allowances Purchased NOX | Thousand Tons | 0 | 0 | 0 | 0 | 0 | 0 | 0
CT Fac. Spec. - NOX Rate Winter v.4.10 Final, Unit 616 and retrofits | 215 | 7286 | Rate Constraint in lbs/MMBtu | FALSE | L | Annual | Allowances Sold NOX | Thousand Tons | 0 | 0 | 0 | 0 | 0 | 0 | 0
CT Fac. Spec. - NOX Rate Winter v.4.10 Final, Unit 616 and retrofits | 215 | 7286 | Rate Constraint in lbs/MMBtu | FALSE | L | Annual | Allowances Banked | Thousand Tons | 0 | 0 | 0 | 0 | 0 | 0 | 0
CT Fac. Spec. - NOX Rate Winter v.4.10 Final, Unit 616 and retrofits | 215 | 7286 | Rate Constraint in lbs/MMBtu | FALSE | L | Annual | Allowances Withdrawn (1:1) | Thousand Tons | 0 | 0 | 0 | 0 | 0 | 0 | 0
CT Fac. Spec. - NOX Rate Winter v.4.10 Final, Unit 616 and retrofits | 215 | 7286 | Rate Constraint in lbs/MMBtu | FALSE | L | Annual | Allowances Withdrawn (n:1) | Thousand Tons | 0 | 0 | 0 | 0 | 0 | 0 | 0
CT Fac. Spec. - NOX Rate Winter v.4.10 Final, Unit 616 and retrofits | 215 | 7286 | Rate Constraint in lbs/MMBtu | FALSE | L | Annual | Net Emissions Allowance Position | Thousand Tons | 0 | 0 | 0 | 0 | 0 | 0 | 0
CT Fac. Spec. - NOX Rate Winter v.4.10 Final, Unit 616 and retrofits | 215 | 7286 | Rate Constraint in lbs/MMBtu | FALSE | L | Annual | Fuel Consumed | TBtu | 0 | 0 | 0 | 0 | 0 | 0 | 0
CT Fac. Spec. - NOX Rate Winter v.4.10 Final, Unit 616 and retrofits | 215 | 7286 | Rate Constraint in lbs/MMBtu | FALSE | L | Annual | Rate | lb/MMBtu | 0 | 0 | 0 | 0 | 0 | 0 | 0
CT Fac. Spec. - NOX Rate Winter v.4.10 Final, Unit 616 and retrofits | 215 | 7286 | Rate Constraint in lbs/MMBtu | FALSE | L | Annual | Generation | TWh | 0 | 0 | 0 | 0 | 0 | 0 | 0
CT Fac. Spec. - NOX Rate Winter v.4.10 Final, Unit 616 and retrofits | 215 | 7286 | Rate Constraint in lbs/MMBtu | FALSE | L | Annual | Qualifying Generation | TWh | 0 | 0 | 0 | 0 | 0 | 0 | 0
CT Fac. Spec. - NOX Rate Winter v.4.10 Final, Unit 616 and retrofits | 215 | 7286 | Rate Constraint in lbs/MMBtu | FALSE | L | Annual | Rate | lb/MWh | 0 | 0 | 0 | 0 | 0 | 0 | 0
CT Fac. Spec. - NOX Rate Winter v.4.10 Final, Unit 616 and retrofits | 215 | 7286 | Rate Constraint in lbs/MMBtu | FALSE | L | Annual | Constraint Shadow Price | US2022$/Ton | 0 | 0 | 0 | 0 | 0 | 0 | 0
CT Fac. Spec. - NOX Rate Winter v.4.10 Final, Unit 617 and retrofits | 216 | 7286 | Rate Constraint in lbs/MMBtu | FALSE | L | Annual | Seasons Included | Seasons | Winter, Spring, Fall | Winter, Spring, Fall | Winter, Spring, Fall | Winter, Spring, Fall | Winter, Spring, Fall | Winter, Spring, Fall | Winter, Spring, Fall
CT Fac. Spec. - NOX Rate Winter v.4.10 Final, Unit 617 and retrofits | 216 | 7286 | Rate Constraint in lbs/MMBtu | FALSE | L | Annual | Standard NOX | lb/MMBtu | 0.15 | 0.15 | 0.15 | 0.15 | 0.15 | 0.15 | 0.15
CT Fac. Spec. - NOX Rate Winter v.4.10 Final, Unit 617 and retrofits | 216 | 7286 | Rate Constraint in lbs/MMBtu | FALSE | L | Annual | Emissions at Affected Plants NOX | Thousand Tons | 0 | 0 | 0 | 0 | 0 | 0 | 0
CT Fac. Spec. - NOX Rate Winter v.4.10 Final, Unit 617 and retrofits | 216 | 7286 | Rate Constraint in lbs/MMBtu | FALSE | L | Annual | Allowances Purchased NOX | Thousand Tons | 0 | 0 | 0 | 0 | 0 | 0 | 0
CT Fac. Spec. - NOX Rate Winter v.4.10 Final, Unit 617 and retrofits | 216 | 7286 | Rate Constraint in lbs/MMBtu | FALSE | L | Annual | Allowances Sold NOX | Thousand Tons | 0 | 0 | 0 | 0 | 0 | 0 | 0
CT Fac. Spec. - NOX Rate Winter v.4.10 Final, Unit 617 and retrofits | 216 | 7286 | Rate Constraint in lbs/MMBtu | FALSE | L | Annual | Allowances Banked | Thousand Tons | 0 | 0 | 0 | 0 | 0 | 0 | 0
CT Fac. Spec. - NOX Rate Winter v.4.10 Final, Unit 617 and retrofits | 216 | 7286 | Rate Constraint in lbs/MMBtu | FALSE | L | Annual | Allowances Withdrawn (1:1) | Thousand Tons | 0 | 0 | 0 | 0 | 0 | 0 | 0
CT Fac. Spec. - NOX Rate Winter v.4.10 Final, Unit 617 and retrofits | 216 | 7286 | Rate Constraint in lbs/MMBtu | FALSE | L | Annual | Allowances Withdrawn (n:1) | Thousand Tons | 0 | 0 | 0 | 0 | 0 | 0 | 0
CT Fac. Spec. - NOX Rate Winter v.4.10 Final, Unit 617 and retrofits | 216 | 7286 | Rate Constraint in lbs/MMBtu | FALSE | L | Annual | Net Emissions Allowance Position | Thousand Tons | 0 | 0 | 0 | 0 | 0 | 0 | 0
CT Fac. Spec. - NOX Rate Winter v.4.10 Final, Unit 617 and retrofits | 216 | 7286 | Rate Constraint in lbs/MMBtu | FALSE | L | Annual | Fuel Consumed | TBtu | 0 | 0 | 0 | 0 | 0 | 0 | 0
CT Fac. Spec. - NOX Rate Winter v.4.10 Final, Unit 617 and retrofits | 216 | 7286 | Rate Constraint in lbs/MMBtu | FALSE | L | Annual | Rate | lb/MMBtu | 0 | 0 | 0 | 0 | 0 | 0 | 0
CT Fac. Spec. - NOX Rate Winter v.4.10 Final, Unit 617 and retrofits | 216 | 7286 | Rate Constraint in lbs/MMBtu | FALSE | L | Annual | Generation | TWh | 0 | 0 | 0 | 0 | 0 | 0 | 0
CT Fac. Spec. - NOX Rate Winter v.4.10 Final, Unit 617 and retrofits | 216 | 7286 | Rate Constraint in lbs/MMBtu | FALSE | L | Annual | Qualifying Generation | TWh | 0 | 0 | 0 | 0 | 0 | 0 | 0
CT Fac. Spec. - NOX Rate Winter v.4.10 Final, Unit 617 and retrofits | 216 | 7286 | Rate Constraint in lbs/MMBtu | FALSE | L | Annual | Rate | lb/MWh | 0 | 0 | 0 | 0 | 0 | 0 | 0
CT Fac. Spec. - NOX Rate Winter v.4.10 Final, Unit 617 and retrofits | 216 | 7286 | Rate Constraint in lbs/MMBtu | FALSE | L | Annual | Constraint Shadow Price | US2022$/Ton | 0 | 0 | 0 | 0 | 0 | 0 | 0
CT Fac. Spec. - NOX Rate Winter v.4.10 Final, Unit 618 and retrofits | 217 | 7286 | Rate Constraint in lbs/MMBtu | FALSE | L | Annual | Seasons Included | Seasons | Winter, Spring, Fall | Winter, Spring, Fall | Winter, Spring, Fall | Winter, Spring, Fall | Winter, Spring, Fall | Winter, Spring, Fall | Winter, Spring, Fall
CT Fac. Spec. - NOX Rate Winter v.4.10 Final, Unit 618 and retrofits | 217 | 7286 | Rate Constraint in lbs/MMBtu | FALSE | L | Annual | Standard NOX | lb/MMBtu | 0.15 | 0.15 | 0.15 | 0.15 | 0.15 | 0.15 | 0.15
CT Fac. Spec. - NOX Rate Winter v.4.10 Final, Unit 618 and retrofits | 217 | 7286 | Rate Constraint in lbs/MMBtu | FALSE | L | Annual | Emissions at Affected Plants NOX | Thousand Tons | 0 | 0 | 0 | 0 | 0 | 0 | 0
CT Fac. Spec. - NOX Rate Winter v.4.10 Final, Unit 618 and retrofits | 217 | 7286 | Rate Constraint in lbs/MMBtu | FALSE | L | Annual | Allowances Purchased NOX | Thousand Tons | 0 | 0 | 0 | 0 | 0 | 0 | 0
CT Fac. Spec. - NOX Rate Winter v.4.10 Final, Unit 618 and retrofits | 217 | 7286 | Rate Constraint in lbs/MMBtu | FALSE | L | Annual | Allowances Sold NOX | Thousand Tons | 0 | 0 | 0 | 0 | 0 | 0 | 0
CT Fac. Spec. - NOX Rate Winter v.4.10 Final, Unit 618 and retrofits | 217 | 7286 | Rate Constraint in lbs/MMBtu | FALSE | L | Annual | Allowances Banked | Thousand Tons | 0 | 0 | 0 | 0 | 0 | 0 | 0
CT Fac. Spec. - NOX Rate Winter v.4.10 Final, Unit 618 and retrofits | 217 | 7286 | Rate Constraint in lbs/MMBtu | FALSE | L | Annual | Allowances Withdrawn (1:1) | Thousand Tons | 0 | 0 | 0 | 0 | 0 | 0 | 0
CT Fac. Spec. - NOX Rate Winter v.4.10 Final, Unit 618 and retrofits | 217 | 7286 | Rate Constraint in lbs/MMBtu | FALSE | L | Annual | Allowances Withdrawn (n:1) | Thousand Tons | 0 | 0 | 0 | 0 | 0 | 0 | 0
CT Fac. Spec. - NOX Rate Winter v.4.10 Final, Unit 618 and retrofits | 217 | 7286 | Rate Constraint in lbs/MMBtu | FALSE | L | Annual | Net Emissions Allowance Position | Thousand Tons | 0 | 0 | 0 | 0 | 0 | 0 | 0
CT Fac. Spec. - NOX Rate Winter v.4.10 Final, Unit 618 and retrofits | 217 | 7286 | Rate Constraint in lbs/MMBtu | FALSE | L | Annual | Fuel Consumed | TBtu | 0 | 0 | 0 | 0 | 0 | 0 | 0
CT Fac. Spec. - NOX Rate Winter v.4.10 Final, Unit 618 and retrofits | 217 | 7286 | Rate Constraint in lbs/MMBtu | FALSE | L | Annual | Rate | lb/MMBtu | 0 | 0 | 0 | 0 | 0 | 0 | 0
CT Fac. Spec. - NOX Rate Winter v.4.10 Final, Unit 618 and retrofits | 217 | 7286 | Rate Constraint in lbs/MMBtu | FALSE | L | Annual | Generation | TWh | 0 | 0 | 0 | 0 | 0 | 0 | 0
CT Fac. Spec. - NOX Rate Winter v.4.10 Final, Unit 618 and retrofits | 217 | 7286 | Rate Constraint in lbs/MMBtu | FALSE | L | Annual | Qualifying Generation | TWh | 0 | 0 | 0 | 0 | 0 | 0 | 0
CT Fac. Spec. - NOX Rate Winter v.4.10 Final, Unit 618 and retrofits | 217 | 7286 | Rate Constraint in lbs/MMBtu | FALSE | L | Annual | Rate | lb/MWh | 0 | 0 | 0 | 0 | 0 | 0 | 0
CT Fac. Spec. - NOX Rate Winter v.4.10 Final, Unit 618 and retrofits | 217 | 7286 | Rate Constraint in lbs/MMBtu | FALSE | L | Annual | Constraint Shadow Price | US2022$/Ton | 0 | 0 | 0 | 0 | 0 | 0 | 0
CT Fac. Spec. - NOX Rate Winter v.4.10 Final, Unit 619 and retrofits | 218 | 7286 | Rate Constraint in lbs/MMBtu | FALSE | L | Annual | Seasons Included | Seasons | Winter, Spring, Fall | Winter, Spring, Fall | Winter, Spring, Fall | Winter, Spring, Fall | Winter, Spring, Fall | Winter, Spring, Fall | Winter, Spring, Fall
CT Fac. Spec. - NOX Rate Winter v.4.10 Final, Unit 619 and retrofits | 218 | 7286 | Rate Constraint in lbs/MMBtu | FALSE | L | Annual | Standard NOX | lb/MMBtu | 0.15 | 0.15 | 0.15 | 0.15 | 0.15 | 0.15 | 0.15
CT Fac. Spec. - NOX Rate Winter v.4.10 Final, Unit 619 and retrofits | 218 | 7286 | Rate Constraint in lbs/MMBtu | FALSE | L | Annual | Emissions at Affected Plants NOX | Thousand Tons | 0 | 0 | 0 | 0 | 0 | 0 | 0
CT Fac. Spec. - NOX Rate Winter v.4.10 Final, Unit 619 and retrofits | 218 | 7286 | Rate Constraint in lbs/MMBtu | FALSE | L | Annual | Allowances Purchased NOX | Thousand Tons | 0 | 0 | 0 | 0 | 0 | 0 | 0
CT Fac. Spec. - NOX Rate Winter v.4.10 Final, Unit 619 and retrofits | 218 | 7286 | Rate Constraint in lbs/MMBtu | FALSE | L | Annual | Allowances Sold NOX | Thousand Tons | 0 | 0 | 0 | 0 | 0 | 0 | 0
CT Fac. Spec. - NOX Rate Winter v.4.10 Final, Unit 619 and retrofits | 218 | 7286 | Rate Constraint in lbs/MMBtu | FALSE | L | Annual | Allowances Banked | Thousand Tons | 0 | 0 | 0 | 0 | 0 | 0 | 0
CT Fac. Spec. - NOX Rate Winter v.4.10 Final, Unit 619 and retrofits | 218 | 7286 | Rate Constraint in lbs/MMBtu | FALSE | L | Annual | Allowances Withdrawn (1:1) | Thousand Tons | 0 | 0 | 0 | 0 | 0 | 0 | 0
CT Fac. Spec. - NOX Rate Winter v.4.10 Final, Unit 619 and retrofits | 218 | 7286 | Rate Constraint in lbs/MMBtu | FALSE | L | Annual | Allowances Withdrawn (n:1) | Thousand Tons | 0 | 0 | 0 | 0 | 0 | 0 | 0
CT Fac. Spec. - NOX Rate Winter v.4.10 Final, Unit 619 and retrofits | 218 | 7286 | Rate Constraint in lbs/MMBtu | FALSE | L | Annual | Net Emissions Allowance Position | Thousand Tons | 0 | 0 | 0 | 0 | 0 | 0 | 0
CT Fac. Spec. - NOX Rate Winter v.4.10 Final, Unit 619 and retrofits | 218 | 7286 | Rate Constraint in lbs/MMBtu | FALSE | L | Annual | Fuel Consumed | TBtu | 0 | 0 | 0 | 0 | 0 | 0 | 0
CT Fac. Spec. - NOX Rate Winter v.4.10 Final, Unit 619 and retrofits | 218 | 7286 | Rate Constraint in lbs/MMBtu | FALSE | L | Annual | Rate | lb/MMBtu | 0 | 0 | 0 | 0 | 0 | 0 | 0
CT Fac. Spec. - NOX Rate Winter v.4.10 Final, Unit 619 and retrofits | 218 | 7286 | Rate Constraint in lbs/MMBtu | FALSE | L | Annual | Generation | TWh | 0 | 0 | 0 | 0 | 0 | 0 | 0
CT Fac. Spec. - NOX Rate Winter v.4.10 Final, Unit 619 and retrofits | 218 | 7286 | Rate Constraint in lbs/MMBtu | FALSE | L | Annual | Qualifying Generation | TWh | 0 | 0 | 0 | 0 | 0 | 0 | 0
CT Fac. Spec. - NOX Rate Winter v.4.10 Final, Unit 619 and retrofits | 218 | 7286 | Rate Constraint in lbs/MMBtu | FALSE | L | Annual | Rate | lb/MWh | 0 | 0 | 0 | 0 | 0 | 0 | 0
CT Fac. Spec. - NOX Rate Winter v.4.10 Final, Unit 619 and retrofits | 218 | 7286 | Rate Constraint in lbs/MMBtu | FALSE | L | Annual | Constraint Shadow Price | US2022$/Ton | 0 | 0 | 0 | 0 | 0 | 0 | 0
CT Fac. Spec. - NOX Rate Winter v.4.10 Final, Unit 620 and retrofits | 219 | 7286 | Rate Constraint in lbs/MMBtu | FALSE | L | Annual | Seasons Included | Seasons | Winter, Spring, Fall | Winter, Spring, Fall | Winter, Spring, Fall | Winter, Spring, Fall | Winter, Spring, Fall | Winter, Spring, Fall | Winter, Spring, Fall
CT Fac. Spec. - NOX Rate Winter v.4.10 Final, Unit 620 and retrofits | 219 | 7286 | Rate Constraint in lbs/MMBtu | FALSE | L | Annual | Standard NOX | lb/MMBtu | 0.15 | 0.15 | 0.15 | 0.15 | 0.15 | 0.15 | 0.15
CT Fac. Spec. - NOX Rate Winter v.4.10 Final, Unit 620 and retrofits | 219 | 7286 | Rate Constraint in lbs/MMBtu | FALSE | L | Annual | Emissions at Affected Plants NOX | Thousand Tons | 0 | 0 | 0 | 0 | 0 | 0 | 0
CT Fac. Spec. - NOX Rate Winter v.4.10 Final, Unit 620 and retrofits | 219 | 7286 | Rate Constraint in lbs/MMBtu | FALSE | L | Annual | Allowances Purchased NOX | Thousand Tons | 0 | 0 | 0 | 0 | 0 | 0 | 0
CT Fac. Spec. - NOX Rate Winter v.4.10 Final, Unit 620 and retrofits | 219 | 7286 | Rate Constraint in lbs/MMBtu | FALSE | L | Annual | Allowances Sold NOX | Thousand Tons | 0 | 0 | 0 | 0 | 0 | 0 | 0
CT Fac. Spec. - NOX Rate Winter v.4.10 Final, Unit 620 and retrofits | 219 | 7286 | Rate Constraint in lbs/MMBtu | FALSE | L | Annual | Allowances Banked | Thousand Tons | 0 | 0 | 0 | 0 | 0 | 0 | 0
CT Fac. Spec. - NOX Rate Winter v.4.10 Final, Unit 620 and retrofits | 219 | 7286 | Rate Constraint in lbs/MMBtu | FALSE | L | Annual | Allowances Withdrawn (1:1) | Thousand Tons | 0 | 0 | 0 | 0 | 0 | 0 | 0
CT Fac. Spec. - NOX Rate Winter v.4.10 Final, Unit 620 and retrofits | 219 | 7286 | Rate Constraint in lbs/MMBtu | FALSE | L | Annual | Allowances Withdrawn (n:1) | Thousand Tons | 0 | 0 | 0 | 0 | 0 | 0 | 0
CT Fac. Spec. - NOX Rate Winter v.4.10 Final, Unit 620 and retrofits | 219 | 7286 | Rate Constraint in lbs/MMBtu | FALSE | L | Annual | Net Emissions Allowance Position | Thousand Tons | 0 | 0 | 0 | 0 | 0 | 0 | 0
CT Fac. Spec. - NOX Rate Winter v.4.10 Final, Unit 620 and retrofits | 219 | 7286 | Rate Constraint in lbs/MMBtu | FALSE | L | Annual | Fuel Consumed | TBtu | 0 | 0 | 0 | 0 | 0 | 0 | 0
CT Fac. Spec. - NOX Rate Winter v.4.10 Final, Unit 620 and retrofits | 219 | 7286 | Rate Constraint in lbs/MMBtu | FALSE | L | Annual | Rate | lb/MMBtu | 0 | 0 | 0 | 0 | 0 | 0 | 0
CT Fac. Spec. - NOX Rate Winter v.4.10 Final, Unit 620 and retrofits | 219 | 7286 | Rate Constraint in lbs/MMBtu | FALSE | L | Annual | Generation | TWh | 0 | 0 | 0 | 0 | 0 | 0 | 0
CT Fac. Spec. - NOX Rate Winter v.4.10 Final, Unit 620 and retrofits | 219 | 7286 | Rate Constraint in lbs/MMBtu | FALSE | L | Annual | Qualifying Generation | TWh | 0 | 0 | 0 | 0 | 0 | 0 | 0
CT Fac. Spec. - NOX Rate Winter v.4.10 Final, Unit 620 and retrofits | 219 | 7286 | Rate Constraint in lbs/MMBtu | FALSE | L | Annual | Rate | lb/MWh | 0 | 0 | 0 | 0 | 0 | 0 | 0
CT Fac. Spec. - NOX Rate Winter v.4.10 Final, Unit 620 and retrofits | 219 | 7286 | Rate Constraint in lbs/MMBtu | FALSE | L | Annual | Constraint Shadow Price | US2022$/Ton | 0 | 0 | 0 | 0 | 0 | 0 | 0
CT Fac. Spec. - NOX Rate Winter v.4.10 Final, Unit 621 and retrofits | 220 | 7286 | Rate Constraint in lbs/MMBtu | FALSE | L | Annual | Seasons Included | Seasons | Winter, Spring, Fall | Winter, Spring, Fall | Winter, Spring, Fall | Winter, Spring, Fall | Winter, Spring, Fall | Winter, Spring, Fall | Winter, Spring, Fall
CT Fac. Spec. - NOX Rate Winter v.4.10 Final, Unit 621 and retrofits | 220 | 7286 | Rate Constraint in lbs/MMBtu | FALSE | L | Annual | Standard NOX | lb/MMBtu | 0.15 | 0.15 | 0.15 | 0.15 | 0.15 | 0.15 | 0.15
CT Fac. Spec. - NOX Rate Winter v.4.10 Final, Unit 621 and retrofits | 220 | 7286 | Rate Constraint in lbs/MMBtu | FALSE | L | Annual | Emissions at Affected Plants NOX | Thousand Tons | 0 | 0 | 0 | 0 | 0 | 0 | 0
CT Fac. Spec. - NOX Rate Winter v.4.10 Final, Unit 621 and retrofits | 220 | 7286 | Rate Constraint in lbs/MMBtu | FALSE | L | Annual | Allowances Purchased NOX | Thousand Tons | 0 | 0 | 0 | 0 | 0 | 0 | 0
CT Fac. Spec. - NOX Rate Winter v.4.10 Final, Unit 621 and retrofits | 220 | 7286 | Rate Constraint in lbs/MMBtu | FALSE | L | Annual | Allowances Sold NOX | Thousand Tons | 0 | 0 | 0 | 0 | 0 | 0 | 0
CT Fac. Spec. - NOX Rate Winter v.4.10 Final, Unit 621 and retrofits | 220 | 7286 | Rate Constraint in lbs/MMBtu | FALSE | L | Annual | Allowances Banked | Thousand Tons | 0 | 0 | 0 | 0 | 0 | 0 | 0
CT Fac. Spec. - NOX Rate Winter v.4.10 Final, Unit 621 and retrofits | 220 | 7286 | Rate Constraint in lbs/MMBtu | FALSE | L | Annual | Allowances Withdrawn (1:1) | Thousand Tons | 0 | 0 | 0 | 0 | 0 | 0 | 0
CT Fac. Spec. - NOX Rate Winter v.4.10 Final, Unit 621 and retrofits | 220 | 7286 | Rate Constraint in lbs/MMBtu | FALSE | L | Annual | Allowances Withdrawn (n:1) | Thousand Tons | 0 | 0 | 0 | 0 | 0 | 0 | 0
CT Fac. Spec. - NOX Rate Winter v.4.10 Final, Unit 621 and retrofits | 220 | 7286 | Rate Constraint in lbs/MMBtu | FALSE | L | Annual | Net Emissions Allowance Position | Thousand Tons | 0 | 0 | 0 | 0 | 0 | 0 | 0
CT Fac. Spec. - NOX Rate Winter v.4.10 Final, Unit 621 and retrofits | 220 | 7286 | Rate Constraint in lbs/MMBtu | FALSE | L | Annual | Fuel Consumed | TBtu | 0 | 0 | 0 | 0 | 0 | 0 | 0
CT Fac. Spec. - NOX Rate Winter v.4.10 Final, Unit 621 and retrofits | 220 | 7286 | Rate Constraint in lbs/MMBtu | FALSE | L | Annual | Rate | lb/MMBtu | 0 | 0 | 0 | 0 | 0 | 0 | 0
CT Fac. Spec. - NOX Rate Winter v.4.10 Final, Unit 621 and retrofits | 220 | 7286 | Rate Constraint in lbs/MMBtu | FALSE | L | Annual | Generation | TWh | 0 | 0 | 0 | 0 | 0 | 0 | 0
CT Fac. Spec. - NOX Rate Winter v.4.10 Final, Unit 621 and retrofits | 220 | 7286 | Rate Constraint in lbs/MMBtu | FALSE | L | Annual | Qualifying Generation | TWh | 0 | 0 | 0 | 0 | 0 | 0 | 0
CT Fac. Spec. - NOX Rate Winter v.4.10 Final, Unit 621 and retrofits | 220 | 7286 | Rate Constraint in lbs/MMBtu | FALSE | L | Annual | Rate | lb/MWh | 0 | 0 | 0 | 0 | 0 | 0 | 0
CT Fac. Spec. - NOX Rate Winter v.4.10 Final, Unit 621 and retrofits | 220 | 7286 | Rate Constraint in lbs/MMBtu | FALSE | L | Annual | Constraint Shadow Price | US2022$/Ton | 0 | 0 | 0 | 0 | 0 | 0 | 0
CT Fac. Spec. - NOX Rate Winter v.4.10 Final, Unit 622 and retrofits | 221 | 7286 | Rate Constraint in lbs/MMBtu | FALSE | L | Annual | Seasons Included | Seasons | Winter, Spring, Fall | Winter, Spring, Fall | Winter, Spring, Fall | Winter, Spring, Fall | Winter, Spring, Fall | Winter, Spring, Fall | Winter, Spring, Fall
CT Fac. Spec. - NOX Rate Winter v.4.10 Final, Unit 622 and retrofits | 221 | 7286 | Rate Constraint in lbs/MMBtu | FALSE | L | Annual | Standard NOX | lb/MMBtu | 0.15 | 0.15 | 0.15 | 0.15 | 0.15 | 0.15 | 0.15
CT Fac. Spec. - NOX Rate Winter v.4.10 Final, Unit 622 and retrofits | 221 | 7286 | Rate Constraint in lbs/MMBtu | FALSE | L | Annual | Emissions at Affected Plants NOX | Thousand Tons | 0 | 0 | 0 | 0 | 0 | 0 | 0
CT Fac. Spec. - NOX Rate Winter v.4.10 Final, Unit 622 and retrofits | 221 | 7286 | Rate Constraint in lbs/MMBtu | FALSE | L | Annual | Allowances Purchased NOX | Thousand Tons | 0 | 0 | 0 | 0 | 0 | 0 | 0
CT Fac. Spec. - NOX Rate Winter v.4.10 Final, Unit 622 and retrofits | 221 | 7286 | Rate Constraint in lbs/MMBtu | FALSE | L | Annual | Allowances Sold NOX | Thousand Tons | 0 | 0 | 0 | 0 | 0 | 0 | 0
CT Fac. Spec. - NOX Rate Winter v.4.10 Final, Unit 622 and retrofits | 221 | 7286 | Rate Constraint in lbs/MMBtu | FALSE | L | Annual | Allowances Banked | Thousand Tons | 0 | 0 | 0 | 0 | 0 | 0 | 0
CT Fac. Spec. - NOX Rate Winter v.4.10 Final, Unit 622 and retrofits | 221 | 7286 | Rate Constraint in lbs/MMBtu | FALSE | L | Annual | Allowances Withdrawn (1:1) | Thousand Tons | 0 | 0 | 0 | 0 | 0 | 0 | 0
CT Fac. Spec. - NOX Rate Winter v.4.10 Final, Unit 622 and retrofits | 221 | 7286 | Rate Constraint in lbs/MMBtu | FALSE | L | Annual | Allowances Withdrawn (n:1) | Thousand Tons | 0 | 0 | 0 | 0 | 0 | 0 | 0
CT Fac. Spec. - NOX Rate Winter v.4.10 Final, Unit 622 and retrofits | 221 | 7286 | Rate Constraint in lbs/MMBtu | FALSE | L | Annual | Net Emissions Allowance Position | Thousand Tons | 0 | 0 | 0 | 0 | 0 | 0 | 0
CT Fac. Spec. - NOX Rate Winter v.4.10 Final, Unit 622 and retrofits | 221 | 7286 | Rate Constraint in lbs/MMBtu | FALSE | L | Annual | Fuel Consumed | TBtu | 0 | 0 | 0 | 0 | 0 | 0 | 0
CT Fac. Spec. - NOX Rate Winter v.4.10 Final, Unit 622 and retrofits | 221 | 7286 | Rate Constraint in lbs/MMBtu | FALSE | L | Annual | Rate | lb/MMBtu | 0 | 0 | 0 | 0 | 0 | 0 | 0
CT Fac. Spec. - NOX Rate Winter v.4.10 Final, Unit 622 and retrofits | 221 | 7286 | Rate Constraint in lbs/MMBtu | FALSE | L | Annual | Generation | TWh | 0 | 0 | 0 | 0 | 0 | 0 | 0
CT Fac. Spec. - NOX Rate Winter v.4.10 Final, Unit 622 and retrofits | 221 | 7286 | Rate Constraint in lbs/MMBtu | FALSE | L | Annual | Qualifying Generation | TWh | 0 | 0 | 0 | 0 | 0 | 0 | 0
CT Fac. Spec. - NOX Rate Winter v.4.10 Final, Unit 622 and retrofits | 221 | 7286 | Rate Constraint in lbs/MMBtu | FALSE | L | Annual | Rate | lb/MWh | 0 | 0 | 0 | 0 | 0 | 0 | 0
CT Fac. Spec. - NOX Rate Winter v.4.10 Final, Unit 622 and retrofits | 221 | 7286 | Rate Constraint in lbs/MMBtu | FALSE | L | Annual | Constraint Shadow Price | US2022$/Ton | 0 | 0 | 0 | 0 | 0 | 0 | 0
CT Fac. Spec. - NOX Rate Winter v.4.10 Final, Unit 623 and retrofits | 222 | 7286 | Rate Constraint in lbs/MMBtu | FALSE | L | Annual | Seasons Included | Seasons | Winter, Spring, Fall | Winter, Spring, Fall | Winter, Spring, Fall | Winter, Spring, Fall | Winter, Spring, Fall | Winter, Spring, Fall | Winter, Spring, Fall
CT Fac. Spec. - NOX Rate Winter v.4.10 Final, Unit 623 and retrofits | 222 | 7286 | Rate Constraint in lbs/MMBtu | FALSE | L | Annual | Standard NOX | lb/MMBtu | 0.15 | 0.15 | 0.15 | 0.15 | 0.15 | 0.15 | 0.15
CT Fac. Spec. - NOX Rate Winter v.4.10 Final, Unit 623 and retrofits | 222 | 7286 | Rate Constraint in lbs/MMBtu | FALSE | L | Annual | Emissions at Affected Plants NOX | Thousand Tons | 0 | 0 | 0 | 0 | 0 | 0 | 0
CT Fac. Spec. - NOX Rate Winter v.4.10 Final, Unit 623 and retrofits | 222 | 7286 | Rate Constraint in lbs/MMBtu | FALSE | L | Annual | Allowances Purchased NOX | Thousand Tons | 0 | 0 | 0 | 0 | 0 | 0 | 0
CT Fac. Spec. - NOX Rate Winter v.4.10 Final, Unit 623 and retrofits | 222 | 7286 | Rate Constraint in lbs/MMBtu | FALSE | L | Annual | Allowances Sold NOX | Thousand Tons | 0 | 0 | 0 | 0 | 0 | 0 | 0
CT Fac. Spec. - NOX Rate Winter v.4.10 Final, Unit 623 and retrofits | 222 | 7286 | Rate Constraint in lbs/MMBtu | FALSE | L | Annual | Allowances Banked | Thousand Tons | 0 | 0 | 0 | 0 | 0 | 0 | 0
CT Fac. Spec. - NOX Rate Winter v.4.10 Final, Unit 623 and retrofits | 222 | 7286 | Rate Constraint in lbs/MMBtu | FALSE | L | Annual | Allowances Withdrawn (1:1) | Thousand Tons | 0 | 0 | 0 | 0 | 0 | 0 | 0
CT Fac. Spec. - NOX Rate Winter v.4.10 Final, Unit 623 and retrofits | 222 | 7286 | Rate Constraint in lbs/MMBtu | FALSE | L | Annual | Allowances Withdrawn (n:1) | Thousand Tons | 0 | 0 | 0 | 0 | 0 | 0 | 0
CT Fac. Spec. - NOX Rate Winter v.4.10 Final, Unit 623 and retrofits | 222 | 7286 | Rate Constraint in lbs/MMBtu | FALSE | L | Annual | Net Emissions Allowance Position | Thousand Tons | 0 | 0 | 0 | 0 | 0 | 0 | 0
CT Fac. Spec. - NOX Rate Winter v.4.10 Final, Unit 623 and retrofits | 222 | 7286 | Rate Constraint in lbs/MMBtu | FALSE | L | Annual | Fuel Consumed | TBtu | 0 | 0 | 0 | 0 | 0 | 0 | 0
CT Fac. Spec. - NOX Rate Winter v.4.10 Final, Unit 623 and retrofits | 222 | 7286 | Rate Constraint in lbs/MMBtu | FALSE | L | Annual | Rate | lb/MMBtu | 0 | 0 | 0 | 0 | 0 | 0 | 0
CT Fac. Spec. - NOX Rate Winter v.4.10 Final, Unit 623 and retrofits | 222 | 7286 | Rate Constraint in lbs/MMBtu | FALSE | L | Annual | Generation | TWh | 0 | 0 | 0 | 0 | 0 | 0 | 0
CT Fac. Spec. - NOX Rate Winter v.4.10 Final, Unit 623 and retrofits | 222 | 7286 | Rate Constraint in lbs/MMBtu | FALSE | L | Annual | Qualifying Generation | TWh | 0 | 0 | 0 | 0 | 0 | 0 | 0
CT Fac. Spec. - NOX Rate Winter v.4.10 Final, Unit 623 and retrofits | 222 | 7286 | Rate Constraint in lbs/MMBtu | FALSE | L | Annual | Rate | lb/MWh | 0 | 0 | 0 | 0 | 0 | 0 | 0
CT Fac. Spec. - NOX Rate Winter v.4.10 Final, Unit 623 and retrofits | 222 | 7286 | Rate Constraint in lbs/MMBtu | FALSE | L | Annual | Constraint Shadow Price | US2022$/Ton | 0 | 0 | 0 | 0 | 0 | 0 | 0
CT Fac. Spec. - NOX Rate Winter v.4.10 Final, Unit 624 and retrofits | 223 | 7286 | Rate Constraint in lbs/MMBtu | FALSE | L | Annual | Seasons Included | Seasons | Winter, Spring, Fall | Winter, Spring, Fall | Winter, Spring, Fall | Winter, Spring, Fall | Winter, Spring, Fall | Winter, Spring, Fall | Winter, Spring, Fall
CT Fac. Spec. - NOX Rate Winter v.4.10 Final, Unit 624 and retrofits | 223 | 7286 | Rate Constraint in lbs/MMBtu | FALSE | L | Annual | Standard NOX | lb/MMBtu | 0.15 | 0.15 | 0.15 | 0.15 | 0.15 | 0.15 | 0.15
CT Fac. Spec. - NOX Rate Winter v.4.10 Final, Unit 624 and retrofits | 223 | 7286 | Rate Constraint in lbs/MMBtu | FALSE | L | Annual | Emissions at Affected Plants NOX | Thousand Tons | 0 | 0 | 0 | 0 | 0 | 0 | 0
CT Fac. Spec. - NOX Rate Winter v.4.10 Final, Unit 624 and retrofits | 223 | 7286 | Rate Constraint in lbs/MMBtu | FALSE | L | Annual | Allowances Purchased NOX | Thousand Tons | 0 | 0 | 0 | 0 | 0 | 0 | 0
CT Fac. Spec. - NOX Rate Winter v.4.10 Final, Unit 624 and retrofits | 223 | 7286 | Rate Constraint in lbs/MMBtu | FALSE | L | Annual | Allowances Sold NOX | Thousand Tons | 0 | 0 | 0 | 0 | 0 | 0 | 0
CT Fac. Spec. - NOX Rate Winter v.4.10 Final, Unit 624 and retrofits | 223 | 7286 | Rate Constraint in lbs/MMBtu | FALSE | L | Annual | Allowances Banked | Thousand Tons | 0 | 0 | 0 | 0 | 0 | 0 | 0
CT Fac. Spec. - NOX Rate Winter v.4.10 Final, Unit 624 and retrofits | 223 | 7286 | Rate Constraint in lbs/MMBtu | FALSE | L | Annual | Allowances Withdrawn (1:1) | Thousand Tons | 0 | 0 | 0 | 0 | 0 | 0 | 0
CT Fac. Spec. - NOX Rate Winter v.4.10 Final, Unit 624 and retrofits | 223 | 7286 | Rate Constraint in lbs/MMBtu | FALSE | L | Annual | Allowances Withdrawn (n:1) | Thousand Tons | 0 | 0 | 0 | 0 | 0 | 0 | 0
CT Fac. Spec. - NOX Rate Winter v.4.10 Final, Unit 624 and retrofits | 223 | 7286 | Rate Constraint in lbs/MMBtu | FALSE | L | Annual | Net Emissions Allowance Position | Thousand Tons | 0 | 0 | 0 | 0 | 0 | 0 | 0
CT Fac. Spec. - NOX Rate Winter v.4.10 Final, Unit 624 and retrofits | 223 | 7286 | Rate Constraint in lbs/MMBtu | FALSE | L | Annual | Fuel Consumed | TBtu | 0 | 0 | 0 | 0 | 0 | 0 | 0
CT Fac. Spec. - NOX Rate Winter v.4.10 Final, Unit 624 and retrofits | 223 | 7286 | Rate Constraint in lbs/MMBtu | FALSE | L | Annual | Rate | lb/MMBtu | 0 | 0 | 0 | 0 | 0 | 0 | 0
CT Fac. Spec. - NOX Rate Winter v.4.10 Final, Unit 624 and retrofits | 223 | 7286 | Rate Constraint in lbs/MMBtu | FALSE | L | Annual | Generation | TWh | 0 | 0 | 0 | 0 | 0 | 0 | 0
CT Fac. Spec. - NOX Rate Winter v.4.10 Final, Unit 624 and retrofits | 223 | 7286 | Rate Constraint in lbs/MMBtu | FALSE | L | Annual | Qualifying Generation | TWh | 0 | 0 | 0 | 0 | 0 | 0 | 0
CT Fac. Spec. - NOX Rate Winter v.4.10 Final, Unit 624 and retrofits | 223 | 7286 | Rate Constraint in lbs/MMBtu | FALSE | L | Annual | Rate | lb/MWh | 0 | 0 | 0 | 0 | 0 | 0 | 0
CT Fac. Spec. - NOX Rate Winter v.4.10 Final, Unit 624 and retrofits | 223 | 7286 | Rate Constraint in lbs/MMBtu | FALSE | L | Annual | Constraint Shadow Price | US2022$/Ton | 0 | 0 | 0 | 0 | 0 | 0 | 0
CT Fac. Spec. - NOX Rate Winter v.4.10 Final, Unit 625 and retrofits | 224 | 7286 | Rate Constraint in lbs/MMBtu | FALSE | L | Annual | Seasons Included | Seasons | Winter, Spring, Fall | Winter, Spring, Fall | Winter, Spring, Fall | Winter, Spring, Fall | Winter, Spring, Fall | Winter, Spring, Fall | Winter, Spring, Fall
CT Fac. Spec. - NOX Rate Winter v.4.10 Final, Unit 625 and retrofits | 224 | 7286 | Rate Constraint in lbs/MMBtu | FALSE | L | Annual | Standard NOX | lb/MMBtu | 0.15 | 0.15 | 0.15 | 0.15 | 0.15 | 0.15 | 0.15
CT Fac. Spec. - NOX Rate Winter v.4.10 Final, Unit 625 and retrofits | 224 | 7286 | Rate Constraint in lbs/MMBtu | FALSE | L | Annual | Emissions at Affected Plants NOX | Thousand Tons | 0 | 0 | 0 | 0 | 0 | 0 | 0
CT Fac. Spec. - NOX Rate Winter v.4.10 Final, Unit 625 and retrofits | 224 | 7286 | Rate Constraint in lbs/MMBtu | FALSE | L | Annual | Allowances Purchased NOX | Thousand Tons | 0 | 0 | 0 | 0 | 0 | 0 | 0
CT Fac. Spec. - NOX Rate Winter v.4.10 Final, Unit 625 and retrofits | 224 | 7286 | Rate Constraint in lbs/MMBtu | FALSE | L | Annual | Allowances Sold NOX | Thousand Tons | 0 | 0 | 0 | 0 | 0 | 0 | 0
CT Fac. Spec. - NOX Rate Winter v.4.10 Final, Unit 625 and retrofits | 224 | 7286 | Rate Constraint in lbs/MMBtu | FALSE | L | Annual | Allowances Banked | Thousand Tons | 0 | 0 | 0 | 0 | 0 | 0 | 0
CT Fac. Spec. - NOX Rate Winter v.4.10 Final, Unit 625 and retrofits | 224 | 7286 | Rate Constraint in lbs/MMBtu | FALSE | L | Annual | Allowances Withdrawn (1:1) | Thousand Tons | 0 | 0 | 0 | 0 | 0 | 0 | 0
CT Fac. Spec. - NOX Rate Winter v.4.10 Final, Unit 625 and retrofits | 224 | 7286 | Rate Constraint in lbs/MMBtu | FALSE | L | Annual | Allowances Withdrawn (n:1) | Thousand Tons | 0 | 0 | 0 | 0 | 0 | 0 | 0
CT Fac. Spec. - NOX Rate Winter v.4.10 Final, Unit 625 and retrofits | 224 | 7286 | Rate Constraint in lbs/MMBtu | FALSE | L | Annual | Net Emissions Allowance Position | Thousand Tons | 0 | 0 | 0 | 0 | 0 | 0 | 0
CT Fac. Spec. - NOX Rate Winter v.4.10 Final, Unit 625 and retrofits | 224 | 7286 | Rate Constraint in lbs/MMBtu | FALSE | L | Annual | Fuel Consumed | TBtu | 0 | 0 | 0 | 0 | 0 | 0 | 0
CT Fac. Spec. - NOX Rate Winter v.4.10 Final, Unit 625 and retrofits | 224 | 7286 | Rate Constraint in lbs/MMBtu | FALSE | L | Annual | Rate | lb/MMBtu | 0 | 0 | 0 | 0 | 0 | 0 | 0
CT Fac. Spec. - NOX Rate Winter v.4.10 Final, Unit 625 and retrofits | 224 | 7286 | Rate Constraint in lbs/MMBtu | FALSE | L | Annual | Generation | TWh | 0 | 0 | 0 | 0 | 0 | 0 | 0
CT Fac. Spec. - NOX Rate Winter v.4.10 Final, Unit 625 and retrofits | 224 | 7286 | Rate Constraint in lbs/MMBtu | FALSE | L | Annual | Qualifying Generation | TWh | 0 | 0 | 0 | 0 | 0 | 0 | 0
CT Fac. Spec. - NOX Rate Winter v.4.10 Final, Unit 625 and retrofits | 224 | 7286 | Rate Constraint in lbs/MMBtu | FALSE | L | Annual | Rate | lb/MWh | 0 | 0 | 0 | 0 | 0 | 0 | 0
CT Fac. Spec. - NOX Rate Winter v.4.10 Final, Unit 625 and retrofits | 224 | 7286 | Rate Constraint in lbs/MMBtu | FALSE | L | Annual | Constraint Shadow Price | US2022$/Ton | 0 | 0 | 0 | 0 | 0 | 0 | 0
CT Fac. Spec. - NOX Rate Winter v.4.10 Final, Unit 626 and retrofits | 225 | 7286 | Rate Constraint in lbs/MMBtu | FALSE | L | Annual | Seasons Included | Seasons | Winter, Spring, Fall | Winter, Spring, Fall | Winter, Spring, Fall | Winter, Spring, Fall | Winter, Spring, Fall | Winter, Spring, Fall | Winter, Spring, Fall
CT Fac. Spec. - NOX Rate Winter v.4.10 Final, Unit 626 and retrofits | 225 | 7286 | Rate Constraint in lbs/MMBtu | FALSE | L | Annual | Standard NOX | lb/MMBtu | 0.15 | 0.15 | 0.15 | 0.15 | 0.15 | 0.15 | 0.15
CT Fac. Spec. - NOX Rate Winter v.4.10 Final, Unit 626 and retrofits | 225 | 7286 | Rate Constraint in lbs/MMBtu | FALSE | L | Annual | Emissions at Affected Plants NOX | Thousand Tons | 0 | 0 | 0 | 0 | 0 | 0 | 0
CT Fac. Spec. - NOX Rate Winter v.4.10 Final, Unit 626 and retrofits | 225 | 7286 | Rate Constraint in lbs/MMBtu | FALSE | L | Annual | Allowances Purchased NOX | Thousand Tons | 0 | 0 | 0 | 0 | 0 | 0 | 0
CT Fac. Spec. - NOX Rate Winter v.4.10 Final, Unit 626 and retrofits | 225 | 7286 | Rate Constraint in lbs/MMBtu | FALSE | L | Annual | Allowances Sold NOX | Thousand Tons | 0 | 0 | 0 | 0 | 0 | 0 | 0
CT Fac. Spec. - NOX Rate Winter v.4.10 Final, Unit 626 and retrofits | 225 | 7286 | Rate Constraint in lbs/MMBtu | FALSE | L | Annual | Allowances Banked | Thousand Tons | 0 | 0 | 0 | 0 | 0 | 0 | 0
CT Fac. Spec. - NOX Rate Winter v.4.10 Final, Unit 626 and retrofits | 225 | 7286 | Rate Constraint in lbs/MMBtu | FALSE | L | Annual | Allowances Withdrawn (1:1) | Thousand Tons | 0 | 0 | 0 | 0 | 0 | 0 | 0
CT Fac. Spec. - NOX Rate Winter v.4.10 Final, Unit 626 and retrofits | 225 | 7286 | Rate Constraint in lbs/MMBtu | FALSE | L | Annual | Allowances Withdrawn (n:1) | Thousand Tons | 0 | 0 | 0 | 0 | 0 | 0 | 0
CT Fac. Spec. - NOX Rate Winter v.4.10 Final, Unit 626 and retrofits | 225 | 7286 | Rate Constraint in lbs/MMBtu | FALSE | L | Annual | Net Emissions Allowance Position | Thousand Tons | 0 | 0 | 0 | 0 | 0 | 0 | 0
CT Fac. Spec. - NOX Rate Winter v.4.10 Final, Unit 626 and retrofits | 225 | 7286 | Rate Constraint in lbs/MMBtu | FALSE | L | Annual | Fuel Consumed | TBtu | 0 | 0 | 0 | 0 | 0 | 0 | 0
CT Fac. Spec. - NOX Rate Winter v.4.10 Final, Unit 626 and retrofits | 225 | 7286 | Rate Constraint in lbs/MMBtu | FALSE | L | Annual | Rate | lb/MMBtu | 0 | 0 | 0 | 0 | 0 | 0 | 0
CT Fac. Spec. - NOX Rate Winter v.4.10 Final, Unit 626 and retrofits | 225 | 7286 | Rate Constraint in lbs/MMBtu | FALSE | L | Annual | Generation | TWh | 0 | 0 | 0 | 0 | 0 | 0 | 0
CT Fac. Spec. - NOX Rate Winter v.4.10 Final, Unit 626 and retrofits | 225 | 7286 | Rate Constraint in lbs/MMBtu | FALSE | L | Annual | Qualifying Generation | TWh | 0 | 0 | 0 | 0 | 0 | 0 | 0
CT Fac. Spec. - NOX Rate Winter v.4.10 Final, Unit 626 and retrofits | 225 | 7286 | Rate Constraint in lbs/MMBtu | FALSE | L | Annual | Rate | lb/MWh | 0 | 0 | 0 | 0 | 0 | 0 | 0
CT Fac. Spec. - NOX Rate Winter v.4.10 Final, Unit 626 and retrofits | 225 | 7286 | Rate Constraint in lbs/MMBtu | FALSE | L | Annual | Constraint Shadow Price | US2022$/Ton | 0 | 0 | 0 | 0 | 0 | 0 | 0
CT Fac. Spec. - NOX Rate Winter v.4.10 Final, Unit 627 and retrofits | 226 | 7286 | Rate Constraint in lbs/MMBtu | FALSE | L | Annual | Seasons Included | Seasons | Winter, Spring, Fall | Winter, Spring, Fall | Winter, Spring, Fall | Winter, Spring, Fall | Winter, Spring, Fall | Winter, Spring, Fall | Winter, Spring, Fall
CT Fac. Spec. - NOX Rate Winter v.4.10 Final, Unit 627 and retrofits | 226 | 7286 | Rate Constraint in lbs/MMBtu | FALSE | L | Annual | Standard NOX | lb/MMBtu | 0.15 | 0.15 | 0.15 | 0.15 | 0.15 | 0.15 | 0.15
CT Fac. Spec. - NOX Rate Winter v.4.10 Final, Unit 627 and retrofits | 226 | 7286 | Rate Constraint in lbs/MMBtu | FALSE | L | Annual | Emissions at Affected Plants NOX | Thousand Tons | 0 | 0 | 0 | 0 | 0 | 0 | 0
CT Fac. Spec. - NOX Rate Winter v.4.10 Final, Unit 627 and retrofits | 226 | 7286 | Rate Constraint in lbs/MMBtu | FALSE | L | Annual | Allowances Purchased NOX | Thousand Tons | 0 | 0 | 0 | 0 | 0 | 0 | 0
CT Fac. Spec. - NOX Rate Winter v.4.10 Final, Unit 627 and retrofits | 226 | 7286 | Rate Constraint in lbs/MMBtu | FALSE | L | Annual | Allowances Sold NOX | Thousand Tons | 0 | 0 | 0 | 0 | 0 | 0 | 0
CT Fac. Spec. - NOX Rate Winter v.4.10 Final, Unit 627 and retrofits | 226 | 7286 | Rate Constraint in lbs/MMBtu | FALSE | L | Annual | Allowances Banked | Thousand Tons | 0 | 0 | 0 | 0 | 0 | 0 | 0
CT Fac. Spec. - NOX Rate Winter v.4.10 Final, Unit 627 and retrofits | 226 | 7286 | Rate Constraint in lbs/MMBtu | FALSE | L | Annual | Allowances Withdrawn (1:1) | Thousand Tons | 0 | 0 | 0 | 0 | 0 | 0 | 0
CT Fac. Spec. - NOX Rate Winter v.4.10 Final, Unit 627 and retrofits | 226 | 7286 | Rate Constraint in lbs/MMBtu | FALSE | L | Annual | Allowances Withdrawn (n:1) | Thousand Tons | 0 | 0 | 0 | 0 | 0 | 0 | 0
CT Fac. Spec. - NOX Rate Winter v.4.10 Final, Unit 627 and retrofits | 226 | 7286 | Rate Constraint in lbs/MMBtu | FALSE | L | Annual | Net Emissions Allowance Position | Thousand Tons | 0 | 0 | 0 | 0 | 0 | 0 | 0
CT Fac. Spec. - NOX Rate Winter v.4.10 Final, Unit 627 and retrofits | 226 | 7286 | Rate Constraint in lbs/MMBtu | FALSE | L | Annual | Fuel Consumed | TBtu | 0 | 0 | 0 | 0 | 0 | 0 | 0
CT Fac. Spec. - NOX Rate Winter v.4.10 Final, Unit 627 and retrofits | 226 | 7286 | Rate Constraint in lbs/MMBtu | FALSE | L | Annual | Rate | lb/MMBtu | 0 | 0 | 0 | 0 | 0 | 0 | 0
CT Fac. Spec. - NOX Rate Winter v.4.10 Final, Unit 627 and retrofits | 226 | 7286 | Rate Constraint in lbs/MMBtu | FALSE | L | Annual | Generation | TWh | 0 | 0 | 0 | 0 | 0 | 0 | 0
CT Fac. Spec. - NOX Rate Winter v.4.10 Final, Unit 627 and retrofits | 226 | 7286 | Rate Constraint in lbs/MMBtu | FALSE | L | Annual | Qualifying Generation | TWh | 0 | 0 | 0 | 0 | 0 | 0 | 0
CT Fac. Spec. - NOX Rate Winter v.4.10 Final, Unit 627 and retrofits | 226 | 7286 | Rate Constraint in lbs/MMBtu | FALSE | L | Annual | Rate | lb/MWh | 0 | 0 | 0 | 0 | 0 | 0 | 0
CT Fac. Spec. - NOX Rate Winter v.4.10 Final, Unit 627 and retrofits | 226 | 7286 | Rate Constraint in lbs/MMBtu | FALSE | L | Annual | Constraint Shadow Price | US2022$/Ton | 0 | 0 | 0 | 0 | 0 | 0 | 0
CT Fac. Spec. - NOX Rate Winter v.4.10 Final, Unit 628 and retrofits | 227 | 7286 | Rate Constraint in lbs/MMBtu | FALSE | L | Annual | Seasons Included | Seasons | Winter, Spring, Fall | Winter, Spring, Fall | Winter, Spring, Fall | Winter, Spring, Fall | Winter, Spring, Fall | Winter, Spring, Fall | Winter, Spring, Fall
CT Fac. Spec. - NOX Rate Winter v.4.10 Final, Unit 628 and retrofits | 227 | 7286 | Rate Constraint in lbs/MMBtu | FALSE | L | Annual | Standard NOX | lb/MMBtu | 0.15 | 0.15 | 0.15 | 0.15 | 0.15 | 0.15 | 0.15
CT Fac. Spec. - NOX Rate Winter v.4.10 Final, Unit 628 and retrofits | 227 | 7286 | Rate Constraint in lbs/MMBtu | FALSE | L | Annual | Emissions at Affected Plants NOX | Thousand Tons | 0 | 0 | 0 | 0 | 0 | 0 | 0
CT Fac. Spec. - NOX Rate Winter v.4.10 Final, Unit 628 and retrofits | 227 | 7286 | Rate Constraint in lbs/MMBtu | FALSE | L | Annual | Allowances Purchased NOX | Thousand Tons | 0 | 0 | 0 | 0 | 0 | 0 | 0
CT Fac. Spec. - NOX Rate Winter v.4.10 Final, Unit 628 and retrofits | 227 | 7286 | Rate Constraint in lbs/MMBtu | FALSE | L | Annual | Allowances Sold NOX | Thousand Tons | 0 | 0 | 0 | 0 | 0 | 0 | 0
CT Fac. Spec. - NOX Rate Winter v.4.10 Final, Unit 628 and retrofits | 227 | 7286 | Rate Constraint in lbs/MMBtu | FALSE | L | Annual | Allowances Banked | Thousand Tons | 0 | 0 | 0 | 0 | 0 | 0 | 0
CT Fac. Spec. - NOX Rate Winter v.4.10 Final, Unit 628 and retrofits | 227 | 7286 | Rate Constraint in lbs/MMBtu | FALSE | L | Annual | Allowances Withdrawn (1:1) | Thousand Tons | 0 | 0 | 0 | 0 | 0 | 0 | 0
CT Fac. Spec. - NOX Rate Winter v.4.10 Final, Unit 628 and retrofits | 227 | 7286 | Rate Constraint in lbs/MMBtu | FALSE | L | Annual | Allowances Withdrawn (n:1) | Thousand Tons | 0 | 0 | 0 | 0 | 0 | 0 | 0
CT Fac. Spec. - NOX Rate Winter v.4.10 Final, Unit 628 and retrofits | 227 | 7286 | Rate Constraint in lbs/MMBtu | FALSE | L | Annual | Net Emissions Allowance Position | Thousand Tons | 0 | 0 | 0 | 0 | 0 | 0 | 0
CT Fac. Spec. - NOX Rate Winter v.4.10 Final, Unit 628 and retrofits | 227 | 7286 | Rate Constraint in lbs/MMBtu | FALSE | L | Annual | Fuel Consumed | TBtu | 0 | 0 | 0 | 0 | 0 | 0 | 0
CT Fac. Spec. - NOX Rate Winter v.4.10 Final, Unit 628 and retrofits | 227 | 7286 | Rate Constraint in lbs/MMBtu | FALSE | L | Annual | Rate | lb/MMBtu | 0 | 0 | 0 | 0 | 0 | 0 | 0
CT Fac. Spec. - NOX Rate Winter v.4.10 Final, Unit 628 and retrofits | 227 | 7286 | Rate Constraint in lbs/MMBtu | FALSE | L | Annual | Generation | TWh | 0 | 0 | 0 | 0 | 0 | 0 | 0
CT Fac. Spec. - NOX Rate Winter v.4.10 Final, Unit 628 and retrofits | 227 | 7286 | Rate Constraint in lbs/MMBtu | FALSE | L | Annual | Qualifying Generation | TWh | 0 | 0 | 0 | 0 | 0 | 0 | 0
CT Fac. Spec. - NOX Rate Winter v.4.10 Final, Unit 628 and retrofits | 227 | 7286 | Rate Constraint in lbs/MMBtu | FALSE | L | Annual | Rate | lb/MWh | 0 | 0 | 0 | 0 | 0 | 0 | 0
CT Fac. Spec. - NOX Rate Winter v.4.10 Final, Unit 628 and retrofits | 227 | 7286 | Rate Constraint in lbs/MMBtu | FALSE | L | Annual | Constraint Shadow Price | US2022$/Ton | 0 | 0 | 0 | 0 | 0 | 0 | 0
CT Fac. Spec. - NOX Rate Winter v.4.10 Final, Unit 629 and retrofits | 228 | 7286 | Rate Constraint in lbs/MMBtu | FALSE | L | Annual | Seasons Included | Seasons | Winter, Spring, Fall | Winter, Spring, Fall | Winter, Spring, Fall | Winter, Spring, Fall | Winter, Spring, Fall | Winter, Spring, Fall | Winter, Spring, Fall
CT Fac. Spec. - NOX Rate Winter v.4.10 Final, Unit 629 and retrofits | 228 | 7286 | Rate Constraint in lbs/MMBtu | FALSE | L | Annual | Standard NOX | lb/MMBtu | 0.15 | 0.15 | 0.15 | 0.15 | 0.15 | 0.15 | 0.15
CT Fac. Spec. - NOX Rate Winter v.4.10 Final, Unit 629 and retrofits | 228 | 7286 | Rate Constraint in lbs/MMBtu | FALSE | L | Annual | Emissions at Affected Plants NOX | Thousand Tons | 0 | 0 | 0 | 0 | 0 | 0 | 0
CT Fac. Spec. - NOX Rate Winter v.4.10 Final, Unit 629 and retrofits | 228 | 7286 | Rate Constraint in lbs/MMBtu | FALSE | L | Annual | Allowances Purchased NOX | Thousand Tons | 0 | 0 | 0 | 0 | 0 | 0 | 0
CT Fac. Spec. - NOX Rate Winter v.4.10 Final, Unit 629 and retrofits | 228 | 7286 | Rate Constraint in lbs/MMBtu | FALSE | L | Annual | Allowances Sold NOX | Thousand Tons | 0 | 0 | 0 | 0 | 0 | 0 | 0
CT Fac. Spec. - NOX Rate Winter v.4.10 Final, Unit 629 and retrofits | 228 | 7286 | Rate Constraint in lbs/MMBtu | FALSE | L | Annual | Allowances Banked | Thousand Tons | 0 | 0 | 0 | 0 | 0 | 0 | 0
CT Fac. Spec. - NOX Rate Winter v.4.10 Final, Unit 629 and retrofits | 228 | 7286 | Rate Constraint in lbs/MMBtu | FALSE | L | Annual | Allowances Withdrawn (1:1) | Thousand Tons | 0 | 0 | 0 | 0 | 0 | 0 | 0
CT Fac. Spec. - NOX Rate Winter v.4.10 Final, Unit 629 and retrofits | 228 | 7286 | Rate Constraint in lbs/MMBtu | FALSE | L | Annual | Allowances Withdrawn (n:1) | Thousand Tons | 0 | 0 | 0 | 0 | 0 | 0 | 0
CT Fac. Spec. - NOX Rate Winter v.4.10 Final, Unit 629 and retrofits | 228 | 7286 | Rate Constraint in lbs/MMBtu | FALSE | L | Annual | Net Emissions Allowance Position | Thousand Tons | 0 | 0 | 0 | 0 | 0 | 0 | 0
CT Fac. Spec. - NOX Rate Winter v.4.10 Final, Unit 629 and retrofits | 228 | 7286 | Rate Constraint in lbs/MMBtu | FALSE | L | Annual | Fuel Consumed | TBtu | 0 | 0 | 0 | 0 | 0 | 0 | 0
CT Fac. Spec. - NOX Rate Winter v.4.10 Final, Unit 629 and retrofits | 228 | 7286 | Rate Constraint in lbs/MMBtu | FALSE | L | Annual | Rate | lb/MMBtu | 0 | 0 | 0 | 0 | 0 | 0 | 0
CT Fac. Spec. - NOX Rate Winter v.4.10 Final, Unit 629 and retrofits | 228 | 7286 | Rate Constraint in lbs/MMBtu | FALSE | L | Annual | Generation | TWh | 0 | 0 | 0 | 0 | 0 | 0 | 0
CT Fac. Spec. - NOX Rate Winter v.4.10 Final, Unit 629 and retrofits | 228 | 7286 | Rate Constraint in lbs/MMBtu | FALSE | L | Annual | Qualifying Generation | TWh | 0 | 0 | 0 | 0 | 0 | 0 | 0
CT Fac. Spec. - NOX Rate Winter v.4.10 Final, Unit 629 and retrofits | 228 | 7286 | Rate Constraint in lbs/MMBtu | FALSE | L | Annual | Rate | lb/MWh | 0 | 0 | 0 | 0 | 0 | 0 | 0
CT Fac. Spec. - NOX Rate Winter v.4.10 Final, Unit 629 and retrofits | 228 | 7286 | Rate Constraint in lbs/MMBtu | FALSE | L | Annual | Constraint Shadow Price | US2022$/Ton | 0 | 0 | 0 | 0 | 0 | 0 | 0
CT Fac. Spec. - NOX Rate Winter v.4.10 Final, Unit 630 and retrofits | 229 | 7286 | Rate Constraint in lbs/MMBtu | FALSE | L | Annual | Seasons Included | Seasons | Winter, Spring, Fall | Winter, Spring, Fall | Winter, Spring, Fall | Winter, Spring, Fall | Winter, Spring, Fall | Winter, Spring, Fall | Winter, Spring, Fall
CT Fac. Spec. - NOX Rate Winter v.4.10 Final, Unit 630 and retrofits | 229 | 7286 | Rate Constraint in lbs/MMBtu | FALSE | L | Annual | Standard NOX | lb/MMBtu | 0.15 | 0.15 | 0.15 | 0.15 | 0.15 | 0.15 | 0.15
CT Fac. Spec. - NOX Rate Winter v.4.10 Final, Unit 630 and retrofits | 229 | 7286 | Rate Constraint in lbs/MMBtu | FALSE | L | Annual | Emissions at Affected Plants NOX | Thousand Tons | 0 | 0 | 0 | 0 | 0 | 0 | 0
CT Fac. Spec. - NOX Rate Winter v.4.10 Final, Unit 630 and retrofits | 229 | 7286 | Rate Constraint in lbs/MMBtu | FALSE | L | Annual | Allowances Purchased NOX | Thousand Tons | 0 | 0 | 0 | 0 | 0 | 0 | 0
CT Fac. Spec. - NOX Rate Winter v.4.10 Final, Unit 630 and retrofits | 229 | 7286 | Rate Constraint in lbs/MMBtu | FALSE | L | Annual | Allowances Sold NOX | Thousand Tons | 0 | 0 | 0 | 0 | 0 | 0 | 0
CT Fac. Spec. - NOX Rate Winter v.4.10 Final, Unit 630 and retrofits | 229 | 7286 | Rate Constraint in lbs/MMBtu | FALSE | L | Annual | Allowances Banked | Thousand Tons | 0 | 0 | 0 | 0 | 0 | 0 | 0
CT Fac. Spec. - NOX Rate Winter v.4.10 Final, Unit 630 and retrofits | 229 | 7286 | Rate Constraint in lbs/MMBtu | FALSE | L | Annual | Allowances Withdrawn (1:1) | Thousand Tons | 0 | 0 | 0 | 0 | 0 | 0 | 0
CT Fac. Spec. - NOX Rate Winter v.4.10 Final, Unit 630 and retrofits | 229 | 7286 | Rate Constraint in lbs/MMBtu | FALSE | L | Annual | Allowances Withdrawn (n:1) | Thousand Tons | 0 | 0 | 0 | 0 | 0 | 0 | 0
CT Fac. Spec. - NOX Rate Winter v.4.10 Final, Unit 630 and retrofits | 229 | 7286 | Rate Constraint in lbs/MMBtu | FALSE | L | Annual | Net Emissions Allowance Position | Thousand Tons | 0 | 0 | 0 | 0 | 0 | 0 | 0
CT Fac. Spec. - NOX Rate Winter v.4.10 Final, Unit 630 and retrofits | 229 | 7286 | Rate Constraint in lbs/MMBtu | FALSE | L | Annual | Fuel Consumed | TBtu | 0 | 0 | 0 | 0 | 0 | 0 | 0
CT Fac. Spec. - NOX Rate Winter v.4.10 Final, Unit 630 and retrofits | 229 | 7286 | Rate Constraint in lbs/MMBtu | FALSE | L | Annual | Rate | lb/MMBtu | 0 | 0 | 0 | 0 | 0 | 0 | 0
CT Fac. Spec. - NOX Rate Winter v.4.10 Final, Unit 630 and retrofits | 229 | 7286 | Rate Constraint in lbs/MMBtu | FALSE | L | Annual | Generation | TWh | 0 | 0 | 0 | 0 | 0 | 0 | 0
CT Fac. Spec. - NOX Rate Winter v.4.10 Final, Unit 630 and retrofits | 229 | 7286 | Rate Constraint in lbs/MMBtu | FALSE | L | Annual | Qualifying Generation | TWh | 0 | 0 | 0 | 0 | 0 | 0 | 0
CT Fac. Spec. - NOX Rate Winter v.4.10 Final, Unit 630 and retrofits | 229 | 7286 | Rate Constraint in lbs/MMBtu | FALSE | L | Annual | Rate | lb/MWh | 0 | 0 | 0 | 0 | 0 | 0 | 0
CT Fac. Spec. - NOX Rate Winter v.4.10 Final, Unit 630 and retrofits | 229 | 7286 | Rate Constraint in lbs/MMBtu | FALSE | L | Annual | Constraint Shadow Price | US2022$/Ton | 0 | 0 | 0 | 0 | 0 | 0 | 0
CT Fac. Spec. - NOX Rate Winter v.4.10 Final, Unit 631 and retrofits | 230 | 7286 | Rate Constraint in lbs/MMBtu | FALSE | L | Annual | Seasons Included | Seasons | Winter, Spring, Fall | Winter, Spring, Fall | Winter, Spring, Fall | Winter, Spring, Fall | Winter, Spring, Fall | Winter, Spring, Fall | Winter, Spring, Fall
CT Fac. Spec. - NOX Rate Winter v.4.10 Final, Unit 631 and retrofits | 230 | 7286 | Rate Constraint in lbs/MMBtu | FALSE | L | Annual | Standard NOX | lb/MMBtu | 0.15 | 0.15 | 0.15 | 0.15 | 0.15 | 0.15 | 0.15
CT Fac. Spec. - NOX Rate Winter v.4.10 Final, Unit 631 and retrofits | 230 | 7286 | Rate Constraint in lbs/MMBtu | FALSE | L | Annual | Emissions at Affected Plants NOX | Thousand Tons | 0 | 0 | 0 | 0 | 0 | 0 | 0
CT Fac. Spec. - NOX Rate Winter v.4.10 Final, Unit 631 and retrofits | 230 | 7286 | Rate Constraint in lbs/MMBtu | FALSE | L | Annual | Allowances Purchased NOX | Thousand Tons | 0 | 0 | 0 | 0 | 0 | 0 | 0
CT Fac. Spec. - NOX Rate Winter v.4.10 Final, Unit 631 and retrofits | 230 | 7286 | Rate Constraint in lbs/MMBtu | FALSE | L | Annual | Allowances Sold NOX | Thousand Tons | 0 | 0 | 0 | 0 | 0 | 0 | 0
CT Fac. Spec. - NOX Rate Winter v.4.10 Final, Unit 631 and retrofits | 230 | 7286 | Rate Constraint in lbs/MMBtu | FALSE | L | Annual | Allowances Banked | Thousand Tons | 0 | 0 | 0 | 0 | 0 | 0 | 0
CT Fac. Spec. - NOX Rate Winter v.4.10 Final, Unit 631 and retrofits | 230 | 7286 | Rate Constraint in lbs/MMBtu | FALSE | L | Annual | Allowances Withdrawn (1:1) | Thousand Tons | 0 | 0 | 0 | 0 | 0 | 0 | 0
CT Fac. Spec. - NOX Rate Winter v.4.10 Final, Unit 631 and retrofits | 230 | 7286 | Rate Constraint in lbs/MMBtu | FALSE | L | Annual | Allowances Withdrawn (n:1) | Thousand Tons | 0 | 0 | 0 | 0 | 0 | 0 | 0
CT Fac. Spec. - NOX Rate Winter v.4.10 Final, Unit 631 and retrofits | 230 | 7286 | Rate Constraint in lbs/MMBtu | FALSE | L | Annual | Net Emissions Allowance Position | Thousand Tons | 0 | 0 | 0 | 0 | 0 | 0 | 0
CT Fac. Spec. - NOX Rate Winter v.4.10 Final, Unit 631 and retrofits | 230 | 7286 | Rate Constraint in lbs/MMBtu | FALSE | L | Annual | Fuel Consumed | TBtu | 0 | 0 | 0 | 0 | 0 | 0 | 0
CT Fac. Spec. - NOX Rate Winter v.4.10 Final, Unit 631 and retrofits | 230 | 7286 | Rate Constraint in lbs/MMBtu | FALSE | L | Annual | Rate | lb/MMBtu | 0 | 0 | 0 | 0 | 0 | 0 | 0
CT Fac. Spec. - NOX Rate Winter v.4.10 Final, Unit 631 and retrofits | 230 | 7286 | Rate Constraint in lbs/MMBtu | FALSE | L | Annual | Generation | TWh | 0 | 0 | 0 | 0 | 0 | 0 | 0
CT Fac. Spec. - NOX Rate Winter v.4.10 Final, Unit 631 and retrofits | 230 | 7286 | Rate Constraint in lbs/MMBtu | FALSE | L | Annual | Qualifying Generation | TWh | 0 | 0 | 0 | 0 | 0 | 0 | 0
CT Fac. Spec. - NOX Rate Winter v.4.10 Final, Unit 631 and retrofits | 230 | 7286 | Rate Constraint in lbs/MMBtu | FALSE | L | Annual | Rate | lb/MWh | 0 | 0 | 0 | 0 | 0 | 0 | 0
CT Fac. Spec. - NOX Rate Winter v.4.10 Final, Unit 631 and retrofits | 230 | 7286 | Rate Constraint in lbs/MMBtu | FALSE | L | Annual | Constraint Shadow Price | US2022$/Ton | 0 | 0 | 0 | 0 | 0 | 0 | 0
CT Fac. Spec. - NOX Rate Winter v.4.10 Final, Unit 632 and retrofits | 231 | 7286 | Rate Constraint in lbs/MMBtu | FALSE | L | Annual | Seasons Included | Seasons | Winter, Spring, Fall | Winter, Spring, Fall | Winter, Spring, Fall | Winter, Spring, Fall | Winter, Spring, Fall | Winter, Spring, Fall | Winter, Spring, Fall
CT Fac. Spec. - NOX Rate Winter v.4.10 Final, Unit 632 and retrofits | 231 | 7286 | Rate Constraint in lbs/MMBtu | FALSE | L | Annual | Standard NOX | lb/MMBtu | 0.15 | 0.15 | 0.15 | 0.15 | 0.15 | 0.15 | 0.15
CT Fac. Spec. - NOX Rate Winter v.4.10 Final, Unit 632 and retrofits | 231 | 7286 | Rate Constraint in lbs/MMBtu | FALSE | L | Annual | Emissions at Affected Plants NOX | Thousand Tons | 0 | 0 | 0 | 0 | 0 | 0 | 0
CT Fac. Spec. - NOX Rate Winter v.4.10 Final, Unit 632 and retrofits | 231 | 7286 | Rate Constraint in lbs/MMBtu | FALSE | L | Annual | Allowances Purchased NOX | Thousand Tons | 0 | 0 | 0 | 0 | 0 | 0 | 0
CT Fac. Spec. - NOX Rate Winter v.4.10 Final, Unit 632 and retrofits | 231 | 7286 | Rate Constraint in lbs/MMBtu | FALSE | L | Annual | Allowances Sold NOX | Thousand Tons | 0 | 0 | 0 | 0 | 0 | 0 | 0
CT Fac. Spec. - NOX Rate Winter v.4.10 Final, Unit 632 and retrofits | 231 | 7286 | Rate Constraint in lbs/MMBtu | FALSE | L | Annual | Allowances Banked | Thousand Tons | 0 | 0 | 0 | 0 | 0 | 0 | 0
CT Fac. Spec. - NOX Rate Winter v.4.10 Final, Unit 632 and retrofits | 231 | 7286 | Rate Constraint in lbs/MMBtu | FALSE | L | Annual | Allowances Withdrawn (1:1) | Thousand Tons | 0 | 0 | 0 | 0 | 0 | 0 | 0
CT Fac. Spec. - NOX Rate Winter v.4.10 Final, Unit 632 and retrofits | 231 | 7286 | Rate Constraint in lbs/MMBtu | FALSE | L | Annual | Allowances Withdrawn (n:1) | Thousand Tons | 0 | 0 | 0 | 0 | 0 | 0 | 0
CT Fac. Spec. - NOX Rate Winter v.4.10 Final, Unit 632 and retrofits | 231 | 7286 | Rate Constraint in lbs/MMBtu | FALSE | L | Annual | Net Emissions Allowance Position | Thousand Tons | 0 | 0 | 0 | 0 | 0 | 0 | 0
CT Fac. Spec. - NOX Rate Winter v.4.10 Final, Unit 632 and retrofits | 231 | 7286 | Rate Constraint in lbs/MMBtu | FALSE | L | Annual | Fuel Consumed | TBtu | 0 | 0 | 0 | 0 | 0 | 0 | 0
CT Fac. Spec. - NOX Rate Winter v.4.10 Final, Unit 632 and retrofits | 231 | 7286 | Rate Constraint in lbs/MMBtu | FALSE | L | Annual | Rate | lb/MMBtu | 0 | 0 | 0 | 0 | 0 | 0 | 0
CT Fac. Spec. - NOX Rate Winter v.4.10 Final, Unit 632 and retrofits | 231 | 7286 | Rate Constraint in lbs/MMBtu | FALSE | L | Annual | Generation | TWh | 0 | 0 | 0 | 0 | 0 | 0 | 0
CT Fac. Spec. - NOX Rate Winter v.4.10 Final, Unit 632 and retrofits | 231 | 7286 | Rate Constraint in lbs/MMBtu | FALSE | L | Annual | Qualifying Generation | TWh | 0 | 0 | 0 | 0 | 0 | 0 | 0
CT Fac. Spec. - NOX Rate Winter v.4.10 Final, Unit 632 and retrofits | 231 | 7286 | Rate Constraint in lbs/MMBtu | FALSE | L | Annual | Rate | lb/MWh | 0 | 0 | 0 | 0 | 0 | 0 | 0
CT Fac. Spec. - NOX Rate Winter v.4.10 Final, Unit 632 and retrofits | 231 | 7286 | Rate Constraint in lbs/MMBtu | FALSE | L | Annual | Constraint Shadow Price | US2022$/Ton | 0 | 0 | 0 | 0 | 0 | 0 | 0
CT Fac. Spec. - NOX Rate Winter v.4.10 Final, Unit 636 and retrofits | 232 | 7286 | Rate Constraint in lbs/MMBtu | FALSE | L | Annual | Seasons Included | Seasons | Winter, Spring, Fall | Winter, Spring, Fall | Winter, Spring, Fall | Winter, Spring, Fall | Winter, Spring, Fall | Winter, Spring, Fall | Winter, Spring, Fall
CT Fac. Spec. - NOX Rate Winter v.4.10 Final, Unit 636 and retrofits | 232 | 7286 | Rate Constraint in lbs/MMBtu | FALSE | L | Annual | Standard NOX | lb/MMBtu | 0.15 | 0.15 | 0.15 | 0.15 | 0.15 | 0.15 | 0.15
CT Fac. Spec. - NOX Rate Winter v.4.10 Final, Unit 636 and retrofits | 232 | 7286 | Rate Constraint in lbs/MMBtu | FALSE | L | Annual | Emissions at Affected Plants NOX | Thousand Tons | 0 | 0 | 0 | 0 | 0 | 0 | 0
CT Fac. Spec. - NOX Rate Winter v.4.10 Final, Unit 636 and retrofits | 232 | 7286 | Rate Constraint in lbs/MMBtu | FALSE | L | Annual | Allowances Purchased NOX | Thousand Tons | 0 | 0 | 0 | 0 | 0 | 0 | 0
CT Fac. Spec. - NOX Rate Winter v.4.10 Final, Unit 636 and retrofits | 232 | 7286 | Rate Constraint in lbs/MMBtu | FALSE | L | Annual | Allowances Sold NOX | Thousand Tons | 0 | 0 | 0 | 0 | 0 | 0 | 0
CT Fac. Spec. - NOX Rate Winter v.4.10 Final, Unit 636 and retrofits | 232 | 7286 | Rate Constraint in lbs/MMBtu | FALSE | L | Annual | Allowances Banked | Thousand Tons | 0 | 0 | 0 | 0 | 0 | 0 | 0
CT Fac. Spec. - NOX Rate Winter v.4.10 Final, Unit 636 and retrofits | 232 | 7286 | Rate Constraint in lbs/MMBtu | FALSE | L | Annual | Allowances Withdrawn (1:1) | Thousand Tons | 0 | 0 | 0 | 0 | 0 | 0 | 0
CT Fac. Spec. - NOX Rate Winter v.4.10 Final, Unit 636 and retrofits | 232 | 7286 | Rate Constraint in lbs/MMBtu | FALSE | L | Annual | Allowances Withdrawn (n:1) | Thousand Tons | 0 | 0 | 0 | 0 | 0 | 0 | 0
CT Fac. Spec. - NOX Rate Winter v.4.10 Final, Unit 636 and retrofits | 232 | 7286 | Rate Constraint in lbs/MMBtu | FALSE | L | Annual | Net Emissions Allowance Position | Thousand Tons | 0 | 0 | 0 | 0 | 0 | 0 | 0
CT Fac. Spec. - NOX Rate Winter v.4.10 Final, Unit 636 and retrofits | 232 | 7286 | Rate Constraint in lbs/MMBtu | FALSE | L | Annual | Fuel Consumed | TBtu | 0 | 0 | 0 | 0 | 0 | 0 | 0
CT Fac. Spec. - NOX Rate Winter v.4.10 Final, Unit 636 and retrofits | 232 | 7286 | Rate Constraint in lbs/MMBtu | FALSE | L | Annual | Rate | lb/MMBtu | 0 | 0 | 0 | 0 | 0 | 0 | 0
CT Fac. Spec. - NOX Rate Winter v.4.10 Final, Unit 636 and retrofits | 232 | 7286 | Rate Constraint in lbs/MMBtu | FALSE | L | Annual | Generation | TWh | 0 | 0 | 0 | 0 | 0 | 0 | 0
CT Fac. Spec. - NOX Rate Winter v.4.10 Final, Unit 636 and retrofits | 232 | 7286 | Rate Constraint in lbs/MMBtu | FALSE | L | Annual | Qualifying Generation | TWh | 0 | 0 | 0 | 0 | 0 | 0 | 0
CT Fac. Spec. - NOX Rate Winter v.4.10 Final, Unit 636 and retrofits | 232 | 7286 | Rate Constraint in lbs/MMBtu | FALSE | L | Annual | Rate | lb/MWh | 0 | 0 | 0 | 0 | 0 | 0 | 0
CT Fac. Spec. - NOX Rate Winter v.4.10 Final, Unit 636 and retrofits | 232 | 7286 | Rate Constraint in lbs/MMBtu | FALSE | L | Annual | Constraint Shadow Price | US2022$/Ton | 0 | 0 | 0 | 0 | 0 | 0 | 0
CT Fac. Spec. - NOX Rate Winter v.4.10 Final, Unit 637 and retrofits | 233 | 7286 | Rate Constraint in lbs/MMBtu | FALSE | L | Annual | Seasons Included | Seasons | Winter, Spring, Fall | Winter, Spring, Fall | Winter, Spring, Fall | Winter, Spring, Fall | Winter, Spring, Fall | Winter, Spring, Fall | Winter, Spring, Fall
CT Fac. Spec. - NOX Rate Winter v.4.10 Final, Unit 637 and retrofits | 233 | 7286 | Rate Constraint in lbs/MMBtu | FALSE | L | Annual | Standard NOX | lb/MMBtu | 0.15 | 0.15 | 0.15 | 0.15 | 0.15 | 0.15 | 0.15
CT Fac. Spec. - NOX Rate Winter v.4.10 Final, Unit 637 and retrofits | 233 | 7286 | Rate Constraint in lbs/MMBtu | FALSE | L | Annual | Emissions at Affected Plants NOX | Thousand Tons | 0 | 0 | 0 | 0 | 0 | 0 | 0
CT Fac. Spec. - NOX Rate Winter v.4.10 Final, Unit 637 and retrofits | 233 | 7286 | Rate Constraint in lbs/MMBtu | FALSE | L | Annual | Allowances Purchased NOX | Thousand Tons | 0 | 0 | 0 | 0 | 0 | 0 | 0
CT Fac. Spec. - NOX Rate Winter v.4.10 Final, Unit 637 and retrofits | 233 | 7286 | Rate Constraint in lbs/MMBtu | FALSE | L | Annual | Allowances Sold NOX | Thousand Tons | 0 | 0 | 0 | 0 | 0 | 0 | 0
CT Fac. Spec. - NOX Rate Winter v.4.10 Final, Unit 637 and retrofits | 233 | 7286 | Rate Constraint in lbs/MMBtu | FALSE | L | Annual | Allowances Banked | Thousand Tons | 0 | 0 | 0 | 0 | 0 | 0 | 0
CT Fac. Spec. - NOX Rate Winter v.4.10 Final, Unit 637 and retrofits | 233 | 7286 | Rate Constraint in lbs/MMBtu | FALSE | L | Annual | Allowances Withdrawn (1:1) | Thousand Tons | 0 | 0 | 0 | 0 | 0 | 0 | 0
CT Fac. Spec. - NOX Rate Winter v.4.10 Final, Unit 637 and retrofits | 233 | 7286 | Rate Constraint in lbs/MMBtu | FALSE | L | Annual | Allowances Withdrawn (n:1) | Thousand Tons | 0 | 0 | 0 | 0 | 0 | 0 | 0
CT Fac. Spec. - NOX Rate Winter v.4.10 Final, Unit 637 and retrofits | 233 | 7286 | Rate Constraint in lbs/MMBtu | FALSE | L | Annual | Net Emissions Allowance Position | Thousand Tons | 0 | 0 | 0 | 0 | 0 | 0 | 0
CT Fac. Spec. - NOX Rate Winter v.4.10 Final, Unit 637 and retrofits | 233 | 7286 | Rate Constraint in lbs/MMBtu | FALSE | L | Annual | Fuel Consumed | TBtu | 0 | 0 | 0 | 0 | 0 | 0 | 0
CT Fac. Spec. - NOX Rate Winter v.4.10 Final, Unit 637 and retrofits | 233 | 7286 | Rate Constraint in lbs/MMBtu | FALSE | L | Annual | Rate | lb/MMBtu | 0 | 0 | 0 | 0 | 0 | 0 | 0
CT Fac. Spec. - NOX Rate Winter v.4.10 Final, Unit 637 and retrofits | 233 | 7286 | Rate Constraint in lbs/MMBtu | FALSE | L | Annual | Generation | TWh | 0 | 0 | 0 | 0 | 0 | 0 | 0
CT Fac. Spec. - NOX Rate Winter v.4.10 Final, Unit 637 and retrofits | 233 | 7286 | Rate Constraint in lbs/MMBtu | FALSE | L | Annual | Qualifying Generation | TWh | 0 | 0 | 0 | 0 | 0 | 0 | 0
CT Fac. Spec. - NOX Rate Winter v.4.10 Final, Unit 637 and retrofits | 233 | 7286 | Rate Constraint in lbs/MMBtu | FALSE | L | Annual | Rate | lb/MWh | 0 | 0 | 0 | 0 | 0 | 0 | 0
CT Fac. Spec. - NOX Rate Winter v.4.10 Final, Unit 637 and retrofits | 233 | 7286 | Rate Constraint in lbs/MMBtu | FALSE | L | Annual | Constraint Shadow Price | US2022$/Ton | 0 | 0 | 0 | 0 | 0 | 0 | 0
CT Fac. Spec. - NOX Rate Winter v.4.10 Final, Unit 638 and retrofits | 234 | 7286 | Rate Constraint in lbs/MMBtu | FALSE | L | Annual | Seasons Included | Seasons | Winter, Spring, Fall | Winter, Spring, Fall | Winter, Spring, Fall | Winter, Spring, Fall | Winter, Spring, Fall | Winter, Spring, Fall | Winter, Spring, Fall
CT Fac. Spec. - NOX Rate Winter v.4.10 Final, Unit 638 and retrofits | 234 | 7286 | Rate Constraint in lbs/MMBtu | FALSE | L | Annual | Standard NOX | lb/MMBtu | 0.15 | 0.15 | 0.15 | 0.15 | 0.15 | 0.15 | 0.15
CT Fac. Spec. - NOX Rate Winter v.4.10 Final, Unit 638 and retrofits | 234 | 7286 | Rate Constraint in lbs/MMBtu | FALSE | L | Annual | Emissions at Affected Plants NOX | Thousand Tons | 0 | 0 | 0 | 0 | 0 | 0 | 0
CT Fac. Spec. - NOX Rate Winter v.4.10 Final, Unit 638 and retrofits | 234 | 7286 | Rate Constraint in lbs/MMBtu | FALSE | L | Annual | Allowances Purchased NOX | Thousand Tons | 0 | 0 | 0 | 0 | 0 | 0 | 0
CT Fac. Spec. - NOX Rate Winter v.4.10 Final, Unit 638 and retrofits | 234 | 7286 | Rate Constraint in lbs/MMBtu | FALSE | L | Annual | Allowances Sold NOX | Thousand Tons | 0 | 0 | 0 | 0 | 0 | 0 | 0
CT Fac. Spec. - NOX Rate Winter v.4.10 Final, Unit 638 and retrofits | 234 | 7286 | Rate Constraint in lbs/MMBtu | FALSE | L | Annual | Allowances Banked | Thousand Tons | 0 | 0 | 0 | 0 | 0 | 0 | 0
CT Fac. Spec. - NOX Rate Winter v.4.10 Final, Unit 638 and retrofits | 234 | 7286 | Rate Constraint in lbs/MMBtu | FALSE | L | Annual | Allowances Withdrawn (1:1) | Thousand Tons | 0 | 0 | 0 | 0 | 0 | 0 | 0
CT Fac. Spec. - NOX Rate Winter v.4.10 Final, Unit 638 and retrofits | 234 | 7286 | Rate Constraint in lbs/MMBtu | FALSE | L | Annual | Allowances Withdrawn (n:1) | Thousand Tons | 0 | 0 | 0 | 0 | 0 | 0 | 0
CT Fac. Spec. - NOX Rate Winter v.4.10 Final, Unit 638 and retrofits | 234 | 7286 | Rate Constraint in lbs/MMBtu | FALSE | L | Annual | Net Emissions Allowance Position | Thousand Tons | 0 | 0 | 0 | 0 | 0 | 0 | 0
CT Fac. Spec. - NOX Rate Winter v.4.10 Final, Unit 638 and retrofits | 234 | 7286 | Rate Constraint in lbs/MMBtu | FALSE | L | Annual | Fuel Consumed | TBtu | 0 | 0 | 0 | 0 | 0 | 0 | 0
CT Fac. Spec. - NOX Rate Winter v.4.10 Final, Unit 638 and retrofits | 234 | 7286 | Rate Constraint in lbs/MMBtu | FALSE | L | Annual | Rate | lb/MMBtu | 0 | 0 | 0 | 0 | 0 | 0 | 0
CT Fac. Spec. - NOX Rate Winter v.4.10 Final, Unit 638 and retrofits | 234 | 7286 | Rate Constraint in lbs/MMBtu | FALSE | L | Annual | Generation | TWh | 0 | 0 | 0 | 0 | 0 | 0 | 0
CT Fac. Spec. - NOX Rate Winter v.4.10 Final, Unit 638 and retrofits | 234 | 7286 | Rate Constraint in lbs/MMBtu | FALSE | L | Annual | Qualifying Generation | TWh | 0 | 0 | 0 | 0 | 0 | 0 | 0
CT Fac. Spec. - NOX Rate Winter v.4.10 Final, Unit 638 and retrofits | 234 | 7286 | Rate Constraint in lbs/MMBtu | FALSE | L | Annual | Rate | lb/MWh | 0 | 0 | 0 | 0 | 0 | 0 | 0
CT Fac. Spec. - NOX Rate Winter v.4.10 Final, Unit 638 and retrofits | 234 | 7286 | Rate Constraint in lbs/MMBtu | FALSE | L | Annual | Constraint Shadow Price | US2022$/Ton | 0 | 0 | 0 | 0 | 0 | 0 | 0
CT Fac. Spec. - NOX Rate Winter v.4.10 Final, Unit 639 and retrofits | 235 | 7286 | Rate Constraint in lbs/MMBtu | FALSE | L | Annual | Seasons Included | Seasons | Winter, Spring, Fall | Winter, Spring, Fall | Winter, Spring, Fall | Winter, Spring, Fall | Winter, Spring, Fall | Winter, Spring, Fall | Winter, Spring, Fall
CT Fac. Spec. - NOX Rate Winter v.4.10 Final, Unit 639 and retrofits | 235 | 7286 | Rate Constraint in lbs/MMBtu | FALSE | L | Annual | Standard NOX | lb/MMBtu | 0.15 | 0.15 | 0.15 | 0.15 | 0.15 | 0.15 | 0.15
CT Fac. Spec. - NOX Rate Winter v.4.10 Final, Unit 639 and retrofits | 235 | 7286 | Rate Constraint in lbs/MMBtu | FALSE | L | Annual | Emissions at Affected Plants NOX | Thousand Tons | 0 | 0 | 0 | 0 | 0 | 0 | 0
CT Fac. Spec. - NOX Rate Winter v.4.10 Final, Unit 639 and retrofits | 235 | 7286 | Rate Constraint in lbs/MMBtu | FALSE | L | Annual | Allowances Purchased NOX | Thousand Tons | 0 | 0 | 0 | 0 | 0 | 0 | 0
CT Fac. Spec. - NOX Rate Winter v.4.10 Final, Unit 639 and retrofits | 235 | 7286 | Rate Constraint in lbs/MMBtu | FALSE | L | Annual | Allowances Sold NOX | Thousand Tons | 0 | 0 | 0 | 0 | 0 | 0 | 0
CT Fac. Spec. - NOX Rate Winter v.4.10 Final, Unit 639 and retrofits | 235 | 7286 | Rate Constraint in lbs/MMBtu | FALSE | L | Annual | Allowances Banked | Thousand Tons | 0 | 0 | 0 | 0 | 0 | 0 | 0
CT Fac. Spec. - NOX Rate Winter v.4.10 Final, Unit 639 and retrofits | 235 | 7286 | Rate Constraint in lbs/MMBtu | FALSE | L | Annual | Allowances Withdrawn (1:1) | Thousand Tons | 0 | 0 | 0 | 0 | 0 | 0 | 0
CT Fac. Spec. - NOX Rate Winter v.4.10 Final, Unit 639 and retrofits | 235 | 7286 | Rate Constraint in lbs/MMBtu | FALSE | L | Annual | Allowances Withdrawn (n:1) | Thousand Tons | 0 | 0 | 0 | 0 | 0 | 0 | 0
CT Fac. Spec. - NOX Rate Winter v.4.10 Final, Unit 639 and retrofits | 235 | 7286 | Rate Constraint in lbs/MMBtu | FALSE | L | Annual | Net Emissions Allowance Position | Thousand Tons | 0 | 0 | 0 | 0 | 0 | 0 | 0
CT Fac. Spec. - NOX Rate Winter v.4.10 Final, Unit 639 and retrofits | 235 | 7286 | Rate Constraint in lbs/MMBtu | FALSE | L | Annual | Fuel Consumed | TBtu | 0 | 0 | 0 | 0 | 0 | 0 | 0
CT Fac. Spec. - NOX Rate Winter v.4.10 Final, Unit 639 and retrofits | 235 | 7286 | Rate Constraint in lbs/MMBtu | FALSE | L | Annual | Rate | lb/MMBtu | 0 | 0 | 0 | 0 | 0 | 0 | 0
CT Fac. Spec. - NOX Rate Winter v.4.10 Final, Unit 639 and retrofits | 235 | 7286 | Rate Constraint in lbs/MMBtu | FALSE | L | Annual | Generation | TWh | 0 | 0 | 0 | 0 | 0 | 0 | 0
CT Fac. Spec. - NOX Rate Winter v.4.10 Final, Unit 639 and retrofits | 235 | 7286 | Rate Constraint in lbs/MMBtu | FALSE | L | Annual | Qualifying Generation | TWh | 0 | 0 | 0 | 0 | 0 | 0 | 0
CT Fac. Spec. - NOX Rate Winter v.4.10 Final, Unit 639 and retrofits | 235 | 7286 | Rate Constraint in lbs/MMBtu | FALSE | L | Annual | Rate | lb/MWh | 0 | 0 | 0 | 0 | 0 | 0 | 0
CT Fac. Spec. - NOX Rate Winter v.4.10 Final, Unit 639 and retrofits | 235 | 7286 | Rate Constraint in lbs/MMBtu | FALSE | L | Annual | Constraint Shadow Price | US2022$/Ton | 0 | 0 | 0 | 0 | 0 | 0 | 0
CT Fac. Spec. - NOX Rate Winter v.4.10 Final, Unit 640 and retrofits | 236 | 7286 | Rate Constraint in lbs/MMBtu | FALSE | L | Annual | Seasons Included | Seasons | Winter, Spring, Fall | Winter, Spring, Fall | Winter, Spring, Fall | Winter, Spring, Fall | Winter, Spring, Fall | Winter, Spring, Fall | Winter, Spring, Fall
CT Fac. Spec. - NOX Rate Winter v.4.10 Final, Unit 640 and retrofits | 236 | 7286 | Rate Constraint in lbs/MMBtu | FALSE | L | Annual | Standard NOX | lb/MMBtu | 0.15 | 0.15 | 0.15 | 0.15 | 0.15 | 0.15 | 0.15
CT Fac. Spec. - NOX Rate Winter v.4.10 Final, Unit 640 and retrofits | 236 | 7286 | Rate Constraint in lbs/MMBtu | FALSE | L | Annual | Emissions at Affected Plants NOX | Thousand Tons | 0 | 0 | 0 | 0 | 0 | 0 | 0
CT Fac. Spec. - NOX Rate Winter v.4.10 Final, Unit 640 and retrofits | 236 | 7286 | Rate Constraint in lbs/MMBtu | FALSE | L | Annual | Allowances Purchased NOX | Thousand Tons | 0 | 0 | 0 | 0 | 0 | 0 | 0
CT Fac. Spec. - NOX Rate Winter v.4.10 Final, Unit 640 and retrofits | 236 | 7286 | Rate Constraint in lbs/MMBtu | FALSE | L | Annual | Allowances Sold NOX | Thousand Tons | 0 | 0 | 0 | 0 | 0 | 0 | 0
CT Fac. Spec. - NOX Rate Winter v.4.10 Final, Unit 640 and retrofits | 236 | 7286 | Rate Constraint in lbs/MMBtu | FALSE | L | Annual | Allowances Banked | Thousand Tons | 0 | 0 | 0 | 0 | 0 | 0 | 0
CT Fac. Spec. - NOX Rate Winter v.4.10 Final, Unit 640 and retrofits | 236 | 7286 | Rate Constraint in lbs/MMBtu | FALSE | L | Annual | Allowances Withdrawn (1:1) | Thousand Tons | 0 | 0 | 0 | 0 | 0 | 0 | 0
CT Fac. Spec. - NOX Rate Winter v.4.10 Final, Unit 640 and retrofits | 236 | 7286 | Rate Constraint in lbs/MMBtu | FALSE | L | Annual | Allowances Withdrawn (n:1) | Thousand Tons | 0 | 0 | 0 | 0 | 0 | 0 | 0
CT Fac. Spec. - NOX Rate Winter v.4.10 Final, Unit 640 and retrofits | 236 | 7286 | Rate Constraint in lbs/MMBtu | FALSE | L | Annual | Net Emissions Allowance Position | Thousand Tons | 0 | 0 | 0 | 0 | 0 | 0 | 0
CT Fac. Spec. - NOX Rate Winter v.4.10 Final, Unit 640 and retrofits | 236 | 7286 | Rate Constraint in lbs/MMBtu | FALSE | L | Annual | Fuel Consumed | TBtu | 0 | 0 | 0 | 0 | 0 | 0 | 0
CT Fac. Spec. - NOX Rate Winter v.4.10 Final, Unit 640 and retrofits | 236 | 7286 | Rate Constraint in lbs/MMBtu | FALSE | L | Annual | Rate | lb/MMBtu | 0 | 0 | 0 | 0 | 0 | 0 | 0
CT Fac. Spec. - NOX Rate Winter v.4.10 Final, Unit 640 and retrofits | 236 | 7286 | Rate Constraint in lbs/MMBtu | FALSE | L | Annual | Generation | TWh | 0 | 0 | 0 | 0 | 0 | 0 | 0
CT Fac. Spec. - NOX Rate Winter v.4.10 Final, Unit 640 and retrofits | 236 | 7286 | Rate Constraint in lbs/MMBtu | FALSE | L | Annual | Qualifying Generation | TWh | 0 | 0 | 0 | 0 | 0 | 0 | 0
CT Fac. Spec. - NOX Rate Winter v.4.10 Final, Unit 640 and retrofits | 236 | 7286 | Rate Constraint in lbs/MMBtu | FALSE | L | Annual | Rate | lb/MWh | 0 | 0 | 0 | 0 | 0 | 0 | 0
CT Fac. Spec. - NOX Rate Winter v.4.10 Final, Unit 640 and retrofits | 236 | 7286 | Rate Constraint in lbs/MMBtu | FALSE | L | Annual | Constraint Shadow Price | US2022$/Ton | 0 | 0 | 0 | 0 | 0 | 0 | 0
CT Fac. Spec. - NOX Rate Winter v.4.10 Final, Unit 641 and retrofits | 237 | 7286 | Rate Constraint in lbs/MMBtu | FALSE | L | Annual | Seasons Included | Seasons | Winter, Spring, Fall | Winter, Spring, Fall | Winter, Spring, Fall | Winter, Spring, Fall | Winter, Spring, Fall | Winter, Spring, Fall | Winter, Spring, Fall
CT Fac. Spec. - NOX Rate Winter v.4.10 Final, Unit 641 and retrofits | 237 | 7286 | Rate Constraint in lbs/MMBtu | FALSE | L | Annual | Standard NOX | lb/MMBtu | 0.15 | 0.15 | 0.15 | 0.15 | 0.15 | 0.15 | 0.15
CT Fac. Spec. - NOX Rate Winter v.4.10 Final, Unit 641 and retrofits | 237 | 7286 | Rate Constraint in lbs/MMBtu | FALSE | L | Annual | Emissions at Affected Plants NOX | Thousand Tons | 0 | 0 | 0 | 0 | 0 | 0 | 0
CT Fac. Spec. - NOX Rate Winter v.4.10 Final, Unit 641 and retrofits | 237 | 7286 | Rate Constraint in lbs/MMBtu | FALSE | L | Annual | Allowances Purchased NOX | Thousand Tons | 0 | 0 | 0 | 0 | 0 | 0 | 0
CT Fac. Spec. - NOX Rate Winter v.4.10 Final, Unit 641 and retrofits | 237 | 7286 | Rate Constraint in lbs/MMBtu | FALSE | L | Annual | Allowances Sold NOX | Thousand Tons | 0 | 0 | 0 | 0 | 0 | 0 | 0
CT Fac. Spec. - NOX Rate Winter v.4.10 Final, Unit 641 and retrofits | 237 | 7286 | Rate Constraint in lbs/MMBtu | FALSE | L | Annual | Allowances Banked | Thousand Tons | 0 | 0 | 0 | 0 | 0 | 0 | 0
CT Fac. Spec. - NOX Rate Winter v.4.10 Final, Unit 641 and retrofits | 237 | 7286 | Rate Constraint in lbs/MMBtu | FALSE | L | Annual | Allowances Withdrawn (1:1) | Thousand Tons | 0 | 0 | 0 | 0 | 0 | 0 | 0
CT Fac. Spec. - NOX Rate Winter v.4.10 Final, Unit 641 and retrofits | 237 | 7286 | Rate Constraint in lbs/MMBtu | FALSE | L | Annual | Allowances Withdrawn (n:1) | Thousand Tons | 0 | 0 | 0 | 0 | 0 | 0 | 0
CT Fac. Spec. - NOX Rate Winter v.4.10 Final, Unit 641 and retrofits | 237 | 7286 | Rate Constraint in lbs/MMBtu | FALSE | L | Annual | Net Emissions Allowance Position | Thousand Tons | 0 | 0 | 0 | 0 | 0 | 0 | 0
CT Fac. Spec. - NOX Rate Winter v.4.10 Final, Unit 641 and retrofits | 237 | 7286 | Rate Constraint in lbs/MMBtu | FALSE | L | Annual | Fuel Consumed | TBtu | 0 | 0 | 0 | 0 | 0 | 0 | 0
CT Fac. Spec. - NOX Rate Winter v.4.10 Final, Unit 641 and retrofits | 237 | 7286 | Rate Constraint in lbs/MMBtu | FALSE | L | Annual | Rate | lb/MMBtu | 0 | 0 | 0 | 0 | 0 | 0 | 0
CT Fac. Spec. - NOX Rate Winter v.4.10 Final, Unit 641 and retrofits | 237 | 7286 | Rate Constraint in lbs/MMBtu | FALSE | L | Annual | Generation | TWh | 0 | 0 | 0 | 0 | 0 | 0 | 0
CT Fac. Spec. - NOX Rate Winter v.4.10 Final, Unit 641 and retrofits | 237 | 7286 | Rate Constraint in lbs/MMBtu | FALSE | L | Annual | Qualifying Generation | TWh | 0 | 0 | 0 | 0 | 0 | 0 | 0
CT Fac. Spec. - NOX Rate Winter v.4.10 Final, Unit 641 and retrofits | 237 | 7286 | Rate Constraint in lbs/MMBtu | FALSE | L | Annual | Rate | lb/MWh | 0 | 0 | 0 | 0 | 0 | 0 | 0
CT Fac. Spec. - NOX Rate Winter v.4.10 Final, Unit 641 and retrofits | 237 | 7286 | Rate Constraint in lbs/MMBtu | FALSE | L | Annual | Constraint Shadow Price | US2022$/Ton | 0 | 0 | 0 | 0 | 0 | 0 | 0
CT Fac. Spec. - NOX Rate Winter v.4.10 Final, Unit 642 and retrofits | 238 | 7286 | Rate Constraint in lbs/MMBtu | FALSE | L | Annual | Seasons Included | Seasons | Winter, Spring, Fall | Winter, Spring, Fall | Winter, Spring, Fall | Winter, Spring, Fall | Winter, Spring, Fall | Winter, Spring, Fall | Winter, Spring, Fall
CT Fac. Spec. - NOX Rate Winter v.4.10 Final, Unit 642 and retrofits | 238 | 7286 | Rate Constraint in lbs/MMBtu | FALSE | L | Annual | Standard NOX | lb/MMBtu | 0.15 | 0.15 | 0.15 | 0.15 | 0.15 | 0.15 | 0.15
CT Fac. Spec. - NOX Rate Winter v.4.10 Final, Unit 642 and retrofits | 238 | 7286 | Rate Constraint in lbs/MMBtu | FALSE | L | Annual | Emissions at Affected Plants NOX | Thousand Tons | 0 | 0 | 0 | 0 | 0 | 0 | 0
CT Fac. Spec. - NOX Rate Winter v.4.10 Final, Unit 642 and retrofits | 238 | 7286 | Rate Constraint in lbs/MMBtu | FALSE | L | Annual | Allowances Purchased NOX | Thousand Tons | 0 | 0 | 0 | 0 | 0 | 0 | 0
CT Fac. Spec. - NOX Rate Winter v.4.10 Final, Unit 642 and retrofits | 238 | 7286 | Rate Constraint in lbs/MMBtu | FALSE | L | Annual | Allowances Sold NOX | Thousand Tons | 0 | 0 | 0 | 0 | 0 | 0 | 0
CT Fac. Spec. - NOX Rate Winter v.4.10 Final, Unit 642 and retrofits | 238 | 7286 | Rate Constraint in lbs/MMBtu | FALSE | L | Annual | Allowances Banked | Thousand Tons | 0 | 0 | 0 | 0 | 0 | 0 | 0
CT Fac. Spec. - NOX Rate Winter v.4.10 Final, Unit 642 and retrofits | 238 | 7286 | Rate Constraint in lbs/MMBtu | FALSE | L | Annual | Allowances Withdrawn (1:1) | Thousand Tons | 0 | 0 | 0 | 0 | 0 | 0 | 0
CT Fac. Spec. - NOX Rate Winter v.4.10 Final, Unit 642 and retrofits | 238 | 7286 | Rate Constraint in lbs/MMBtu | FALSE | L | Annual | Allowances Withdrawn (n:1) | Thousand Tons | 0 | 0 | 0 | 0 | 0 | 0 | 0
CT Fac. Spec. - NOX Rate Winter v.4.10 Final, Unit 642 and retrofits | 238 | 7286 | Rate Constraint in lbs/MMBtu | FALSE | L | Annual | Net Emissions Allowance Position | Thousand Tons | 0 | 0 | 0 | 0 | 0 | 0 | 0
CT Fac. Spec. - NOX Rate Winter v.4.10 Final, Unit 642 and retrofits | 238 | 7286 | Rate Constraint in lbs/MMBtu | FALSE | L | Annual | Fuel Consumed | TBtu | 0 | 0 | 0 | 0 | 0 | 0 | 0
CT Fac. Spec. - NOX Rate Winter v.4.10 Final, Unit 642 and retrofits | 238 | 7286 | Rate Constraint in lbs/MMBtu | FALSE | L | Annual | Rate | lb/MMBtu | 0 | 0 | 0 | 0 | 0 | 0 | 0
CT Fac. Spec. - NOX Rate Winter v.4.10 Final, Unit 642 and retrofits | 238 | 7286 | Rate Constraint in lbs/MMBtu | FALSE | L | Annual | Generation | TWh | 0 | 0 | 0 | 0 | 0 | 0 | 0
CT Fac. Spec. - NOX Rate Winter v.4.10 Final, Unit 642 and retrofits | 238 | 7286 | Rate Constraint in lbs/MMBtu | FALSE | L | Annual | Qualifying Generation | TWh | 0 | 0 | 0 | 0 | 0 | 0 | 0
CT Fac. Spec. - NOX Rate Winter v.4.10 Final, Unit 642 and retrofits | 238 | 7286 | Rate Constraint in lbs/MMBtu | FALSE | L | Annual | Rate | lb/MWh | 0 | 0 | 0 | 0 | 0 | 0 | 0
CT Fac. Spec. - NOX Rate Winter v.4.10 Final, Unit 642 and retrofits | 238 | 7286 | Rate Constraint in lbs/MMBtu | FALSE | L | Annual | Constraint Shadow Price | US2022$/Ton | 0 | 0 | 0 | 0 | 0 | 0 | 0
CT Fac. Spec. - NOX Rate Winter v.4.10 Final, Unit 643 and retrofits | 239 | 7286 | Rate Constraint in lbs/MMBtu | FALSE | L | Annual | Seasons Included | Seasons | Winter, Spring, Fall | Winter, Spring, Fall | Winter, Spring, Fall | Winter, Spring, Fall | Winter, Spring, Fall | Winter, Spring, Fall | Winter, Spring, Fall
CT Fac. Spec. - NOX Rate Winter v.4.10 Final, Unit 643 and retrofits | 239 | 7286 | Rate Constraint in lbs/MMBtu | FALSE | L | Annual | Standard NOX | lb/MMBtu | 0.15 | 0.15 | 0.15 | 0.15 | 0.15 | 0.15 | 0.15
CT Fac. Spec. - NOX Rate Winter v.4.10 Final, Unit 643 and retrofits | 239 | 7286 | Rate Constraint in lbs/MMBtu | FALSE | L | Annual | Emissions at Affected Plants NOX | Thousand Tons | 0 | 0 | 0 | 0 | 0 | 0 | 0
CT Fac. Spec. - NOX Rate Winter v.4.10 Final, Unit 643 and retrofits | 239 | 7286 | Rate Constraint in lbs/MMBtu | FALSE | L | Annual | Allowances Purchased NOX | Thousand Tons | 0 | 0 | 0 | 0 | 0 | 0 | 0
CT Fac. Spec. - NOX Rate Winter v.4.10 Final, Unit 643 and retrofits | 239 | 7286 | Rate Constraint in lbs/MMBtu | FALSE | L | Annual | Allowances Sold NOX | Thousand Tons | 0 | 0 | 0 | 0 | 0 | 0 | 0
CT Fac. Spec. - NOX Rate Winter v.4.10 Final, Unit 643 and retrofits | 239 | 7286 | Rate Constraint in lbs/MMBtu | FALSE | L | Annual | Allowances Banked | Thousand Tons | 0 | 0 | 0 | 0 | 0 | 0 | 0
CT Fac. Spec. - NOX Rate Winter v.4.10 Final, Unit 643 and retrofits | 239 | 7286 | Rate Constraint in lbs/MMBtu | FALSE | L | Annual | Allowances Withdrawn (1:1) | Thousand Tons | 0 | 0 | 0 | 0 | 0 | 0 | 0
CT Fac. Spec. - NOX Rate Winter v.4.10 Final, Unit 643 and retrofits | 239 | 7286 | Rate Constraint in lbs/MMBtu | FALSE | L | Annual | Allowances Withdrawn (n:1) | Thousand Tons | 0 | 0 | 0 | 0 | 0 | 0 | 0
CT Fac. Spec. - NOX Rate Winter v.4.10 Final, Unit 643 and retrofits | 239 | 7286 | Rate Constraint in lbs/MMBtu | FALSE | L | Annual | Net Emissions Allowance Position | Thousand Tons | 0 | 0 | 0 | 0 | 0 | 0 | 0
CT Fac. Spec. - NOX Rate Winter v.4.10 Final, Unit 643 and retrofits | 239 | 7286 | Rate Constraint in lbs/MMBtu | FALSE | L | Annual | Fuel Consumed | TBtu | 0 | 0 | 0 | 0 | 0 | 0 | 0
CT Fac. Spec. - NOX Rate Winter v.4.10 Final, Unit 643 and retrofits | 239 | 7286 | Rate Constraint in lbs/MMBtu | FALSE | L | Annual | Rate | lb/MMBtu | 0 | 0 | 0 | 0 | 0 | 0 | 0
CT Fac. Spec. - NOX Rate Winter v.4.10 Final, Unit 643 and retrofits | 239 | 7286 | Rate Constraint in lbs/MMBtu | FALSE | L | Annual | Generation | TWh | 0 | 0 | 0 | 0 | 0 | 0 | 0
CT Fac. Spec. - NOX Rate Winter v.4.10 Final, Unit 643 and retrofits | 239 | 7286 | Rate Constraint in lbs/MMBtu | FALSE | L | Annual | Qualifying Generation | TWh | 0 | 0 | 0 | 0 | 0 | 0 | 0
CT Fac. Spec. - NOX Rate Winter v.4.10 Final, Unit 643 and retrofits | 239 | 7286 | Rate Constraint in lbs/MMBtu | FALSE | L | Annual | Rate | lb/MWh | 0 | 0 | 0 | 0 | 0 | 0 | 0
CT Fac. Spec. - NOX Rate Winter v.4.10 Final, Unit 643 and retrofits | 239 | 7286 | Rate Constraint in lbs/MMBtu | FALSE | L | Annual | Constraint Shadow Price | US2022$/Ton | 0 | 0 | 0 | 0 | 0 | 0 | 0
CT Fac. Spec. - NOX Rate Winter v.4.10 Final, Unit 644 and retrofits | 240 | 7286 | Rate Constraint in lbs/MMBtu | FALSE | L | Annual | Seasons Included | Seasons | Winter, Spring, Fall | Winter, Spring, Fall | Winter, Spring, Fall | Winter, Spring, Fall | Winter, Spring, Fall | Winter, Spring, Fall | Winter, Spring, Fall
CT Fac. Spec. - NOX Rate Winter v.4.10 Final, Unit 644 and retrofits | 240 | 7286 | Rate Constraint in lbs/MMBtu | FALSE | L | Annual | Standard NOX | lb/MMBtu | 0.15 | 0.15 | 0.15 | 0.15 | 0.15 | 0.15 | 0.15
CT Fac. Spec. - NOX Rate Winter v.4.10 Final, Unit 644 and retrofits | 240 | 7286 | Rate Constraint in lbs/MMBtu | FALSE | L | Annual | Emissions at Affected Plants NOX | Thousand Tons | 0 | 0 | 0 | 0 | 0 | 0 | 0
CT Fac. Spec. - NOX Rate Winter v.4.10 Final, Unit 644 and retrofits | 240 | 7286 | Rate Constraint in lbs/MMBtu | FALSE | L | Annual | Allowances Purchased NOX | Thousand Tons | 0 | 0 | 0 | 0 | 0 | 0 | 0
CT Fac. Spec. - NOX Rate Winter v.4.10 Final, Unit 644 and retrofits | 240 | 7286 | Rate Constraint in lbs/MMBtu | FALSE | L | Annual | Allowances Sold NOX | Thousand Tons | 0 | 0 | 0 | 0 | 0 | 0 | 0
CT Fac. Spec. - NOX Rate Winter v.4.10 Final, Unit 644 and retrofits | 240 | 7286 | Rate Constraint in lbs/MMBtu | FALSE | L | Annual | Allowances Banked | Thousand Tons | 0 | 0 | 0 | 0 | 0 | 0 | 0
CT Fac. Spec. - NOX Rate Winter v.4.10 Final, Unit 644 and retrofits | 240 | 7286 | Rate Constraint in lbs/MMBtu | FALSE | L | Annual | Allowances Withdrawn (1:1) | Thousand Tons | 0 | 0 | 0 | 0 | 0 | 0 | 0
CT Fac. Spec. - NOX Rate Winter v.4.10 Final, Unit 644 and retrofits | 240 | 7286 | Rate Constraint in lbs/MMBtu | FALSE | L | Annual | Allowances Withdrawn (n:1) | Thousand Tons | 0 | 0 | 0 | 0 | 0 | 0 | 0
CT Fac. Spec. - NOX Rate Winter v.4.10 Final, Unit 644 and retrofits | 240 | 7286 | Rate Constraint in lbs/MMBtu | FALSE | L | Annual | Net Emissions Allowance Position | Thousand Tons | 0 | 0 | 0 | 0 | 0 | 0 | 0
CT Fac. Spec. - NOX Rate Winter v.4.10 Final, Unit 644 and retrofits | 240 | 7286 | Rate Constraint in lbs/MMBtu | FALSE | L | Annual | Fuel Consumed | TBtu | 0 | 0 | 0 | 0 | 0 | 0 | 0
CT Fac. Spec. - NOX Rate Winter v.4.10 Final, Unit 644 and retrofits | 240 | 7286 | Rate Constraint in lbs/MMBtu | FALSE | L | Annual | Rate | lb/MMBtu | 0 | 0 | 0 | 0 | 0 | 0 | 0
CT Fac. Spec. - NOX Rate Winter v.4.10 Final, Unit 644 and retrofits | 240 | 7286 | Rate Constraint in lbs/MMBtu | FALSE | L | Annual | Generation | TWh | 0 | 0 | 0 | 0 | 0 | 0 | 0
CT Fac. Spec. - NOX Rate Winter v.4.10 Final, Unit 644 and retrofits | 240 | 7286 | Rate Constraint in lbs/MMBtu | FALSE | L | Annual | Qualifying Generation | TWh | 0 | 0 | 0 | 0 | 0 | 0 | 0
CT Fac. Spec. - NOX Rate Winter v.4.10 Final, Unit 644 and retrofits | 240 | 7286 | Rate Constraint in lbs/MMBtu | FALSE | L | Annual | Rate | lb/MWh | 0 | 0 | 0 | 0 | 0 | 0 | 0
CT Fac. Spec. - NOX Rate Winter v.4.10 Final, Unit 644 and retrofits | 240 | 7286 | Rate Constraint in lbs/MMBtu | FALSE | L | Annual | Constraint Shadow Price | US2022$/Ton | 0 | 0 | 0 | 0 | 0 | 0 | 0
CT Fac. Spec. - NOX Rate Winter v.4.10 Final, Unit 645 and retrofits | 241 | 7286 | Rate Constraint in lbs/MMBtu | FALSE | L | Annual | Seasons Included | Seasons | Winter, Spring, Fall | Winter, Spring, Fall | Winter, Spring, Fall | Winter, Spring, Fall | Winter, Spring, Fall | Winter, Spring, Fall | Winter, Spring, Fall
CT Fac. Spec. - NOX Rate Winter v.4.10 Final, Unit 645 and retrofits | 241 | 7286 | Rate Constraint in lbs/MMBtu | FALSE | L | Annual | Standard NOX | lb/MMBtu | 0.15 | 0.15 | 0.15 | 0.15 | 0.15 | 0.15 | 0.15
CT Fac. Spec. - NOX Rate Winter v.4.10 Final, Unit 645 and retrofits | 241 | 7286 | Rate Constraint in lbs/MMBtu | FALSE | L | Annual | Emissions at Affected Plants NOX | Thousand Tons | 0 | 0 | 0 | 0 | 0 | 0 | 0
CT Fac. Spec. - NOX Rate Winter v.4.10 Final, Unit 645 and retrofits | 241 | 7286 | Rate Constraint in lbs/MMBtu | FALSE | L | Annual | Allowances Purchased NOX | Thousand Tons | 0 | 0 | 0 | 0 | 0 | 0 | 0
CT Fac. Spec. - NOX Rate Winter v.4.10 Final, Unit 645 and retrofits | 241 | 7286 | Rate Constraint in lbs/MMBtu | FALSE | L | Annual | Allowances Sold NOX | Thousand Tons | 0 | 0 | 0 | 0 | 0 | 0 | 0
CT Fac. Spec. - NOX Rate Winter v.4.10 Final, Unit 645 and retrofits | 241 | 7286 | Rate Constraint in lbs/MMBtu | FALSE | L | Annual | Allowances Banked | Thousand Tons | 0 | 0 | 0 | 0 | 0 | 0 | 0
CT Fac. Spec. - NOX Rate Winter v.4.10 Final, Unit 645 and retrofits | 241 | 7286 | Rate Constraint in lbs/MMBtu | FALSE | L | Annual | Allowances Withdrawn (1:1) | Thousand Tons | 0 | 0 | 0 | 0 | 0 | 0 | 0
CT Fac. Spec. - NOX Rate Winter v.4.10 Final, Unit 645 and retrofits | 241 | 7286 | Rate Constraint in lbs/MMBtu | FALSE | L | Annual | Allowances Withdrawn (n:1) | Thousand Tons | 0 | 0 | 0 | 0 | 0 | 0 | 0
CT Fac. Spec. - NOX Rate Winter v.4.10 Final, Unit 645 and retrofits | 241 | 7286 | Rate Constraint in lbs/MMBtu | FALSE | L | Annual | Net Emissions Allowance Position | Thousand Tons | 0 | 0 | 0 | 0 | 0 | 0 | 0
CT Fac. Spec. - NOX Rate Winter v.4.10 Final, Unit 645 and retrofits | 241 | 7286 | Rate Constraint in lbs/MMBtu | FALSE | L | Annual | Fuel Consumed | TBtu | 0 | 0 | 0 | 0 | 0 | 0 | 0
CT Fac. Spec. - NOX Rate Winter v.4.10 Final, Unit 645 and retrofits | 241 | 7286 | Rate Constraint in lbs/MMBtu | FALSE | L | Annual | Rate | lb/MMBtu | 0 | 0 | 0 | 0 | 0 | 0 | 0
CT Fac. Spec. - NOX Rate Winter v.4.10 Final, Unit 645 and retrofits | 241 | 7286 | Rate Constraint in lbs/MMBtu | FALSE | L | Annual | Generation | TWh | 0 | 0 | 0 | 0 | 0 | 0 | 0
CT Fac. Spec. - NOX Rate Winter v.4.10 Final, Unit 645 and retrofits | 241 | 7286 | Rate Constraint in lbs/MMBtu | FALSE | L | Annual | Qualifying Generation | TWh | 0 | 0 | 0 | 0 | 0 | 0 | 0
CT Fac. Spec. - NOX Rate Winter v.4.10 Final, Unit 645 and retrofits | 241 | 7286 | Rate Constraint in lbs/MMBtu | FALSE | L | Annual | Rate | lb/MWh | 0 | 0 | 0 | 0 | 0 | 0 | 0
CT Fac. Spec. - NOX Rate Winter v.4.10 Final, Unit 645 and retrofits | 241 | 7286 | Rate Constraint in lbs/MMBtu | FALSE | L | Annual | Constraint Shadow Price | US2022$/Ton | 0 | 0 | 0 | 0 | 0 | 0 | 0
CT Fac. Spec. - NOX Rate Winter v.4.10 Final, Unit 646 and retrofits | 242 | 7286 | Rate Constraint in lbs/MMBtu | FALSE | L | Annual | Seasons Included | Seasons | Winter, Spring, Fall | Winter, Spring, Fall | Winter, Spring, Fall | Winter, Spring, Fall | Winter, Spring, Fall | Winter, Spring, Fall | Winter, Spring, Fall
CT Fac. Spec. - NOX Rate Winter v.4.10 Final, Unit 646 and retrofits | 242 | 7286 | Rate Constraint in lbs/MMBtu | FALSE | L | Annual | Standard NOX | lb/MMBtu | 0.15 | 0.15 | 0.15 | 0.15 | 0.15 | 0.15 | 0.15
CT Fac. Spec. - NOX Rate Winter v.4.10 Final, Unit 646 and retrofits | 242 | 7286 | Rate Constraint in lbs/MMBtu | FALSE | L | Annual | Emissions at Affected Plants NOX | Thousand Tons | 0 | 0 | 0 | 0 | 0 | 0 | 0
CT Fac. Spec. - NOX Rate Winter v.4.10 Final, Unit 646 and retrofits | 242 | 7286 | Rate Constraint in lbs/MMBtu | FALSE | L | Annual | Allowances Purchased NOX | Thousand Tons | 0 | 0 | 0 | 0 | 0 | 0 | 0
CT Fac. Spec. - NOX Rate Winter v.4.10 Final, Unit 646 and retrofits | 242 | 7286 | Rate Constraint in lbs/MMBtu | FALSE | L | Annual | Allowances Sold NOX | Thousand Tons | 0 | 0 | 0 | 0 | 0 | 0 | 0
CT Fac. Spec. - NOX Rate Winter v.4.10 Final, Unit 646 and retrofits | 242 | 7286 | Rate Constraint in lbs/MMBtu | FALSE | L | Annual | Allowances Banked | Thousand Tons | 0 | 0 | 0 | 0 | 0 | 0 | 0
CT Fac. Spec. - NOX Rate Winter v.4.10 Final, Unit 646 and retrofits | 242 | 7286 | Rate Constraint in lbs/MMBtu | FALSE | L | Annual | Allowances Withdrawn (1:1) | Thousand Tons | 0 | 0 | 0 | 0 | 0 | 0 | 0
CT Fac. Spec. - NOX Rate Winter v.4.10 Final, Unit 646 and retrofits | 242 | 7286 | Rate Constraint in lbs/MMBtu | FALSE | L | Annual | Allowances Withdrawn (n:1) | Thousand Tons | 0 | 0 | 0 | 0 | 0 | 0 | 0
CT Fac. Spec. - NOX Rate Winter v.4.10 Final, Unit 646 and retrofits | 242 | 7286 | Rate Constraint in lbs/MMBtu | FALSE | L | Annual | Net Emissions Allowance Position | Thousand Tons | 0 | 0 | 0 | 0 | 0 | 0 | 0
CT Fac. Spec. - NOX Rate Winter v.4.10 Final, Unit 646 and retrofits | 242 | 7286 | Rate Constraint in lbs/MMBtu | FALSE | L | Annual | Fuel Consumed | TBtu | 0 | 0 | 0 | 0 | 0 | 0 | 0
CT Fac. Spec. - NOX Rate Winter v.4.10 Final, Unit 646 and retrofits | 242 | 7286 | Rate Constraint in lbs/MMBtu | FALSE | L | Annual | Rate | lb/MMBtu | 0 | 0 | 0 | 0 | 0 | 0 | 0
CT Fac. Spec. - NOX Rate Winter v.4.10 Final, Unit 646 and retrofits | 242 | 7286 | Rate Constraint in lbs/MMBtu | FALSE | L | Annual | Generation | TWh | 0 | 0 | 0 | 0 | 0 | 0 | 0
CT Fac. Spec. - NOX Rate Winter v.4.10 Final, Unit 646 and retrofits | 242 | 7286 | Rate Constraint in lbs/MMBtu | FALSE | L | Annual | Qualifying Generation | TWh | 0 | 0 | 0 | 0 | 0 | 0 | 0
CT Fac. Spec. - NOX Rate Winter v.4.10 Final, Unit 646 and retrofits | 242 | 7286 | Rate Constraint in lbs/MMBtu | FALSE | L | Annual | Rate | lb/MWh | 0 | 0 | 0 | 0 | 0 | 0 | 0
CT Fac. Spec. - NOX Rate Winter v.4.10 Final, Unit 646 and retrofits | 242 | 7286 | Rate Constraint in lbs/MMBtu | FALSE | L | Annual | Constraint Shadow Price | US2022$/Ton | 0 | 0 | 0 | 0 | 0 | 0 | 0
CT Fac. Spec. - NOX Rate Winter v.4.10 Final, Unit 647 and retrofits | 243 | 7286 | Rate Constraint in lbs/MMBtu | FALSE | L | Annual | Seasons Included | Seasons | Winter, Spring, Fall | Winter, Spring, Fall | Winter, Spring, Fall | Winter, Spring, Fall | Winter, Spring, Fall | Winter, Spring, Fall | Winter, Spring, Fall
CT Fac. Spec. - NOX Rate Winter v.4.10 Final, Unit 647 and retrofits | 243 | 7286 | Rate Constraint in lbs/MMBtu | FALSE | L | Annual | Standard NOX | lb/MMBtu | 0.15 | 0.15 | 0.15 | 0.15 | 0.15 | 0.15 | 0.15
CT Fac. Spec. - NOX Rate Winter v.4.10 Final, Unit 647 and retrofits | 243 | 7286 | Rate Constraint in lbs/MMBtu | FALSE | L | Annual | Emissions at Affected Plants NOX | Thousand Tons | 0 | 0 | 0 | 0 | 0 | 0 | 0
CT Fac. Spec. - NOX Rate Winter v.4.10 Final, Unit 647 and retrofits | 243 | 7286 | Rate Constraint in lbs/MMBtu | FALSE | L | Annual | Allowances Purchased NOX | Thousand Tons | 0 | 0 | 0 | 0 | 0 | 0 | 0
CT Fac. Spec. - NOX Rate Winter v.4.10 Final, Unit 647 and retrofits | 243 | 7286 | Rate Constraint in lbs/MMBtu | FALSE | L | Annual | Allowances Sold NOX | Thousand Tons | 0 | 0 | 0 | 0 | 0 | 0 | 0
CT Fac. Spec. - NOX Rate Winter v.4.10 Final, Unit 647 and retrofits | 243 | 7286 | Rate Constraint in lbs/MMBtu | FALSE | L | Annual | Allowances Banked | Thousand Tons | 0 | 0 | 0 | 0 | 0 | 0 | 0
CT Fac. Spec. - NOX Rate Winter v.4.10 Final, Unit 647 and retrofits | 243 | 7286 | Rate Constraint in lbs/MMBtu | FALSE | L | Annual | Allowances Withdrawn (1:1) | Thousand Tons | 0 | 0 | 0 | 0 | 0 | 0 | 0
CT Fac. Spec. - NOX Rate Winter v.4.10 Final, Unit 647 and retrofits | 243 | 7286 | Rate Constraint in lbs/MMBtu | FALSE | L | Annual | Allowances Withdrawn (n:1) | Thousand Tons | 0 | 0 | 0 | 0 | 0 | 0 | 0
CT Fac. Spec. - NOX Rate Winter v.4.10 Final, Unit 647 and retrofits | 243 | 7286 | Rate Constraint in lbs/MMBtu | FALSE | L | Annual | Net Emissions Allowance Position | Thousand Tons | 0 | 0 | 0 | 0 | 0 | 0 | 0
CT Fac. Spec. - NOX Rate Winter v.4.10 Final, Unit 647 and retrofits | 243 | 7286 | Rate Constraint in lbs/MMBtu | FALSE | L | Annual | Fuel Consumed | TBtu | 0 | 0 | 0 | 0 | 0 | 0 | 0
CT Fac. Spec. - NOX Rate Winter v.4.10 Final, Unit 647 and retrofits | 243 | 7286 | Rate Constraint in lbs/MMBtu | FALSE | L | Annual | Rate | lb/MMBtu | 0 | 0 | 0 | 0 | 0 | 0 | 0
CT Fac. Spec. - NOX Rate Winter v.4.10 Final, Unit 647 and retrofits | 243 | 7286 | Rate Constraint in lbs/MMBtu | FALSE | L | Annual | Generation | TWh | 0 | 0 | 0 | 0 | 0 | 0 | 0
CT Fac. Spec. - NOX Rate Winter v.4.10 Final, Unit 647 and retrofits | 243 | 7286 | Rate Constraint in lbs/MMBtu | FALSE | L | Annual | Qualifying Generation | TWh | 0 | 0 | 0 | 0 | 0 | 0 | 0
CT Fac. Spec. - NOX Rate Winter v.4.10 Final, Unit 647 and retrofits | 243 | 7286 | Rate Constraint in lbs/MMBtu | FALSE | L | Annual | Rate | lb/MWh | 0 | 0 | 0 | 0 | 0 | 0 | 0
CT Fac. Spec. - NOX Rate Winter v.4.10 Final, Unit 647 and retrofits | 243 | 7286 | Rate Constraint in lbs/MMBtu | FALSE | L | Annual | Constraint Shadow Price | US2022$/Ton | 0 | 0 | 0 | 0 | 0 | 0 | 0
CT Fac. Spec. - NOX Rate Winter v.4.10 Final, Unit 648 and retrofits | 244 | 7286 | Rate Constraint in lbs/MMBtu | FALSE | L | Annual | Seasons Included | Seasons | Winter, Spring, Fall | Winter, Spring, Fall | Winter, Spring, Fall | Winter, Spring, Fall | Winter, Spring, Fall | Winter, Spring, Fall | Winter, Spring, Fall
CT Fac. Spec. - NOX Rate Winter v.4.10 Final, Unit 648 and retrofits | 244 | 7286 | Rate Constraint in lbs/MMBtu | FALSE | L | Annual | Standard NOX | lb/MMBtu | 0.15 | 0.15 | 0.15 | 0.15 | 0.15 | 0.15 | 0.15
CT Fac. Spec. - NOX Rate Winter v.4.10 Final, Unit 648 and retrofits | 244 | 7286 | Rate Constraint in lbs/MMBtu | FALSE | L | Annual | Emissions at Affected Plants NOX | Thousand Tons | 0 | 0 | 0 | 0 | 0 | 0 | 0
CT Fac. Spec. - NOX Rate Winter v.4.10 Final, Unit 648 and retrofits | 244 | 7286 | Rate Constraint in lbs/MMBtu | FALSE | L | Annual | Allowances Purchased NOX | Thousand Tons | 0 | 0 | 0 | 0 | 0 | 0 | 0
CT Fac. Spec. - NOX Rate Winter v.4.10 Final, Unit 648 and retrofits | 244 | 7286 | Rate Constraint in lbs/MMBtu | FALSE | L | Annual | Allowances Sold NOX | Thousand Tons | 0 | 0 | 0 | 0 | 0 | 0 | 0
CT Fac. Spec. - NOX Rate Winter v.4.10 Final, Unit 648 and retrofits | 244 | 7286 | Rate Constraint in lbs/MMBtu | FALSE | L | Annual | Allowances Banked | Thousand Tons | 0 | 0 | 0 | 0 | 0 | 0 | 0
CT Fac. Spec. - NOX Rate Winter v.4.10 Final, Unit 648 and retrofits | 244 | 7286 | Rate Constraint in lbs/MMBtu | FALSE | L | Annual | Allowances Withdrawn (1:1) | Thousand Tons | 0 | 0 | 0 | 0 | 0 | 0 | 0
CT Fac. Spec. - NOX Rate Winter v.4.10 Final, Unit 648 and retrofits | 244 | 7286 | Rate Constraint in lbs/MMBtu | FALSE | L | Annual | Allowances Withdrawn (n:1) | Thousand Tons | 0 | 0 | 0 | 0 | 0 | 0 | 0
CT Fac. Spec. - NOX Rate Winter v.4.10 Final, Unit 648 and retrofits | 244 | 7286 | Rate Constraint in lbs/MMBtu | FALSE | L | Annual | Net Emissions Allowance Position | Thousand Tons | 0 | 0 | 0 | 0 | 0 | 0 | 0
CT Fac. Spec. - NOX Rate Winter v.4.10 Final, Unit 648 and retrofits | 244 | 7286 | Rate Constraint in lbs/MMBtu | FALSE | L | Annual | Fuel Consumed | TBtu | 0 | 0 | 0 | 0 | 0 | 0 | 0
CT Fac. Spec. - NOX Rate Winter v.4.10 Final, Unit 648 and retrofits | 244 | 7286 | Rate Constraint in lbs/MMBtu | FALSE | L | Annual | Rate | lb/MMBtu | 0 | 0 | 0 | 0 | 0 | 0 | 0
CT Fac. Spec. - NOX Rate Winter v.4.10 Final, Unit 648 and retrofits | 244 | 7286 | Rate Constraint in lbs/MMBtu | FALSE | L | Annual | Generation | TWh | 0 | 0 | 0 | 0 | 0 | 0 | 0
CT Fac. Spec. - NOX Rate Winter v.4.10 Final, Unit 648 and retrofits | 244 | 7286 | Rate Constraint in lbs/MMBtu | FALSE | L | Annual | Qualifying Generation | TWh | 0 | 0 | 0 | 0 | 0 | 0 | 0
CT Fac. Spec. - NOX Rate Winter v.4.10 Final, Unit 648 and retrofits | 244 | 7286 | Rate Constraint in lbs/MMBtu | FALSE | L | Annual | Rate | lb/MWh | 0 | 0 | 0 | 0 | 0 | 0 | 0
CT Fac. Spec. - NOX Rate Winter v.4.10 Final, Unit 648 and retrofits | 244 | 7286 | Rate Constraint in lbs/MMBtu | FALSE | L | Annual | Constraint Shadow Price | US2022$/Ton | 0 | 0 | 0 | 0 | 0 | 0 | 0
CT Fac. Spec. - NOX Rate Winter v.4.10 Final, Unit 649 and retrofits | 245 | 7286 | Rate Constraint in lbs/MMBtu | FALSE | L | Annual | Seasons Included | Seasons | Winter, Spring, Fall | Winter, Spring, Fall | Winter, Spring, Fall | Winter, Spring, Fall | Winter, Spring, Fall | Winter, Spring, Fall | Winter, Spring, Fall
CT Fac. Spec. - NOX Rate Winter v.4.10 Final, Unit 649 and retrofits | 245 | 7286 | Rate Constraint in lbs/MMBtu | FALSE | L | Annual | Standard NOX | lb/MMBtu | 0.15 | 0.15 | 0.15 | 0.15 | 0.15 | 0.15 | 0.15
CT Fac. Spec. - NOX Rate Winter v.4.10 Final, Unit 649 and retrofits | 245 | 7286 | Rate Constraint in lbs/MMBtu | FALSE | L | Annual | Emissions at Affected Plants NOX | Thousand Tons | 0 | 0 | 0 | 0 | 0 | 0 | 0
CT Fac. Spec. - NOX Rate Winter v.4.10 Final, Unit 649 and retrofits | 245 | 7286 | Rate Constraint in lbs/MMBtu | FALSE | L | Annual | Allowances Purchased NOX | Thousand Tons | 0 | 0 | 0 | 0 | 0 | 0 | 0
CT Fac. Spec. - NOX Rate Winter v.4.10 Final, Unit 649 and retrofits | 245 | 7286 | Rate Constraint in lbs/MMBtu | FALSE | L | Annual | Allowances Sold NOX | Thousand Tons | 0 | 0 | 0 | 0 | 0 | 0 | 0
CT Fac. Spec. - NOX Rate Winter v.4.10 Final, Unit 649 and retrofits | 245 | 7286 | Rate Constraint in lbs/MMBtu | FALSE | L | Annual | Allowances Banked | Thousand Tons | 0 | 0 | 0 | 0 | 0 | 0 | 0
CT Fac. Spec. - NOX Rate Winter v.4.10 Final, Unit 649 and retrofits | 245 | 7286 | Rate Constraint in lbs/MMBtu | FALSE | L | Annual | Allowances Withdrawn (1:1) | Thousand Tons | 0 | 0 | 0 | 0 | 0 | 0 | 0
CT Fac. Spec. - NOX Rate Winter v.4.10 Final, Unit 649 and retrofits | 245 | 7286 | Rate Constraint in lbs/MMBtu | FALSE | L | Annual | Allowances Withdrawn (n:1) | Thousand Tons | 0 | 0 | 0 | 0 | 0 | 0 | 0
CT Fac. Spec. - NOX Rate Winter v.4.10 Final, Unit 649 and retrofits | 245 | 7286 | Rate Constraint in lbs/MMBtu | FALSE | L | Annual | Net Emissions Allowance Position | Thousand Tons | 0 | 0 | 0 | 0 | 0 | 0 | 0
CT Fac. Spec. - NOX Rate Winter v.4.10 Final, Unit 649 and retrofits | 245 | 7286 | Rate Constraint in lbs/MMBtu | FALSE | L | Annual | Fuel Consumed | TBtu | 0 | 0 | 0 | 0 | 0 | 0 | 0
CT Fac. Spec. - NOX Rate Winter v.4.10 Final, Unit 649 and retrofits | 245 | 7286 | Rate Constraint in lbs/MMBtu | FALSE | L | Annual | Rate | lb/MMBtu | 0 | 0 | 0 | 0 | 0 | 0 | 0
CT Fac. Spec. - NOX Rate Winter v.4.10 Final, Unit 649 and retrofits | 245 | 7286 | Rate Constraint in lbs/MMBtu | FALSE | L | Annual | Generation | TWh | 0 | 0 | 0 | 0 | 0 | 0 | 0
CT Fac. Spec. - NOX Rate Winter v.4.10 Final, Unit 649 and retrofits | 245 | 7286 | Rate Constraint in lbs/MMBtu | FALSE | L | Annual | Qualifying Generation | TWh | 0 | 0 | 0 | 0 | 0 | 0 | 0
CT Fac. Spec. - NOX Rate Winter v.4.10 Final, Unit 649 and retrofits | 245 | 7286 | Rate Constraint in lbs/MMBtu | FALSE | L | Annual | Rate | lb/MWh | 0 | 0 | 0 | 0 | 0 | 0 | 0
CT Fac. Spec. - NOX Rate Winter v.4.10 Final, Unit 649 and retrofits | 245 | 7286 | Rate Constraint in lbs/MMBtu | FALSE | L | Annual | Constraint Shadow Price | US2022$/Ton | 0 | 0 | 0 | 0 | 0 | 0 | 0
CT Fac. Spec. - NOX Rate Winter v.4.10 Final, Unit 1717 and retrofits | 246 | 7286 | Rate Constraint in lbs/MMBtu | FALSE | L | Annual | Seasons Included | Seasons | Winter, Spring, Fall | Winter, Spring, Fall | Winter, Spring, Fall | Winter, Spring, Fall | Winter, Spring, Fall | Winter, Spring, Fall | Winter, Spring, Fall
CT Fac. Spec. - NOX Rate Winter v.4.10 Final, Unit 1717 and retrofits | 246 | 7286 | Rate Constraint in lbs/MMBtu | FALSE | L | Annual | Standard NOX | lb/MMBtu | 0.15 | 0.15 | 0.15 | 0.15 | 0.15 | 0.15 | 0.15
CT Fac. Spec. - NOX Rate Winter v.4.10 Final, Unit 1717 and retrofits | 246 | 7286 | Rate Constraint in lbs/MMBtu | FALSE | L | Annual | Emissions at Affected Plants NOX | Thousand Tons | 0.023742 | 0.022776 | 0.015724 | 0 | 0 | 0 | 0
CT Fac. Spec. - NOX Rate Winter v.4.10 Final, Unit 1717 and retrofits | 246 | 7286 | Rate Constraint in lbs/MMBtu | FALSE | L | Annual | Allowances Purchased NOX | Thousand Tons | 0 | 0 | 0 | 0 | 0 | 0 | 0
CT Fac. Spec. - NOX Rate Winter v.4.10 Final, Unit 1717 and retrofits | 246 | 7286 | Rate Constraint in lbs/MMBtu | FALSE | L | Annual | Allowances Sold NOX | Thousand Tons | 0 | 0 | 0 | 0 | 0 | 0 | 0
CT Fac. Spec. - NOX Rate Winter v.4.10 Final, Unit 1717 and retrofits | 246 | 7286 | Rate Constraint in lbs/MMBtu | FALSE | L | Annual | Allowances Banked | Thousand Tons | 0 | 0 | 0 | 0 | 0 | 0 | 0
CT Fac. Spec. - NOX Rate Winter v.4.10 Final, Unit 1717 and retrofits | 246 | 7286 | Rate Constraint in lbs/MMBtu | FALSE | L | Annual | Allowances Withdrawn (1:1) | Thousand Tons | 0 | 0 | 0 | 0 | 0 | 0 | 0
CT Fac. Spec. - NOX Rate Winter v.4.10 Final, Unit 1717 and retrofits | 246 | 7286 | Rate Constraint in lbs/MMBtu | FALSE | L | Annual | Allowances Withdrawn (n:1) | Thousand Tons | 0 | 0 | 0 | 0 | 0 | 0 | 0
CT Fac. Spec. - NOX Rate Winter v.4.10 Final, Unit 1717 and retrofits | 246 | 7286 | Rate Constraint in lbs/MMBtu | FALSE | L | Annual | Net Emissions Allowance Position | Thousand Tons | 0.023742 | 0.022776 | 0.015724 | 0 | 0 | 0 | 0
CT Fac. Spec. - NOX Rate Winter v.4.10 Final, Unit 1717 and retrofits | 246 | 7286 | Rate Constraint in lbs/MMBtu | FALSE | L | Annual | Fuel Consumed | TBtu | 2.4018 | 2.3041 | 1.5907 | 0 | 0 | 0 | 0
CT Fac. Spec. - NOX Rate Winter v.4.10 Final, Unit 1717 and retrofits | 246 | 7286 | Rate Constraint in lbs/MMBtu | FALSE | L | Annual | Rate | lb/MMBtu | 0.01977 | 0.01977 | 0.01977 | 0 | 0 | 0 | 0
CT Fac. Spec. - NOX Rate Winter v.4.10 Final, Unit 1717 and retrofits | 246 | 7286 | Rate Constraint in lbs/MMBtu | FALSE | L | Annual | Generation | TWh | 0.33843 | 0.32466 | 0.22414 | 0 | 0 | 0 | 0
CT Fac. Spec. - NOX Rate Winter v.4.10 Final, Unit 1717 and retrofits | 246 | 7286 | Rate Constraint in lbs/MMBtu | FALSE | L | Annual | Qualifying Generation | TWh | 0.33843 | 0.32466 | 0.22414 | 0 | 0 | 0 | 0
CT Fac. Spec. - NOX Rate Winter v.4.10 Final, Unit 1717 and retrofits | 246 | 7286 | Rate Constraint in lbs/MMBtu | FALSE | L | Annual | Rate | lb/MWh | 0.14031 | 0.14031 | 0.14031 | 0 | 0 | 0 | 0
CT Fac. Spec. - NOX Rate Winter v.4.10 Final, Unit 1717 and retrofits | 246 | 7286 | Rate Constraint in lbs/MMBtu | FALSE | L | Annual | Constraint Shadow Price | US2022$/Ton | 0 | 0 | 0 | 0 | 0 | 0 | 0
CT Fac. Spec. - NOX Rate Winter v.4.10 Final, Unit 1718 and retrofits | 247 | 7286 | Rate Constraint in lbs/MMBtu | FALSE | L | Annual | Seasons Included | Seasons | Winter, Spring, Fall | Winter, Spring, Fall | Winter, Spring, Fall | Winter, Spring, Fall | Winter, Spring, Fall | Winter, Spring, Fall | Winter, Spring, Fall
CT Fac. Spec. - NOX Rate Winter v.4.10 Final, Unit 1718 and retrofits | 247 | 7286 | Rate Constraint in lbs/MMBtu | FALSE | L | Annual | Standard NOX | lb/MMBtu | 0.15 | 0.15 | 0.15 | 0.15 | 0.15 | 0.15 | 0.15
CT Fac. Spec. - NOX Rate Winter v.4.10 Final, Unit 1718 and retrofits | 247 | 7286 | Rate Constraint in lbs/MMBtu | FALSE | L | Annual | Emissions at Affected Plants NOX | Thousand Tons | 0.022704 | 0.022021 | 0.005542 | 0 | 0 | 0 | 0
CT Fac. Spec. - NOX Rate Winter v.4.10 Final, Unit 1718 and retrofits | 247 | 7286 | Rate Constraint in lbs/MMBtu | FALSE | L | Annual | Allowances Purchased NOX | Thousand Tons | 0 | 0 | 0 | 0 | 0 | 0 | 0
CT Fac. Spec. - NOX Rate Winter v.4.10 Final, Unit 1718 and retrofits | 247 | 7286 | Rate Constraint in lbs/MMBtu | FALSE | L | Annual | Allowances Sold NOX | Thousand Tons | 0 | 0 | 0 | 0 | 0 | 0 | 0
CT Fac. Spec. - NOX Rate Winter v.4.10 Final, Unit 1718 and retrofits | 247 | 7286 | Rate Constraint in lbs/MMBtu | FALSE | L | Annual | Allowances Banked | Thousand Tons | 0 | 0 | 0 | 0 | 0 | 0 | 0
CT Fac. Spec. - NOX Rate Winter v.4.10 Final, Unit 1718 and retrofits | 247 | 7286 | Rate Constraint in lbs/MMBtu | FALSE | L | Annual | Allowances Withdrawn (1:1) | Thousand Tons | 0 | 0 | 0 | 0 | 0 | 0 | 0
CT Fac. Spec. - NOX Rate Winter v.4.10 Final, Unit 1718 and retrofits | 247 | 7286 | Rate Constraint in lbs/MMBtu | FALSE | L | Annual | Allowances Withdrawn (n:1) | Thousand Tons | 0 | 0 | 0 | 0 | 0 | 0 | 0
CT Fac. Spec. - NOX Rate Winter v.4.10 Final, Unit 1718 and retrofits | 247 | 7286 | Rate Constraint in lbs/MMBtu | FALSE | L | Annual | Net Emissions Allowance Position | Thousand Tons | 0.022704 | 0.022021 | 0.005542 | 0 | 0 | 0 | 0
CT Fac. Spec. - NOX Rate Winter v.4.10 Final, Unit 1718 and retrofits | 247 | 7286 | Rate Constraint in lbs/MMBtu | FALSE | L | Annual | Fuel Consumed | TBtu | 2.2968 | 2.2277 | 0.56064 | 0 | 0 | 0 | 0
CT Fac. Spec. - NOX Rate Winter v.4.10 Final, Unit 1718 and retrofits | 247 | 7286 | Rate Constraint in lbs/MMBtu | FALSE | L | Annual | Rate | lb/MMBtu | 0.01977 | 0.01977 | 0.01977 | 0 | 0 | 0 | 0
CT Fac. Spec. - NOX Rate Winter v.4.10 Final, Unit 1718 and retrofits | 247 | 7286 | Rate Constraint in lbs/MMBtu | FALSE | L | Annual | Generation | TWh | 0.32363 | 0.3139 | 0.078997 | 0 | 0 | 0 | 0
CT Fac. Spec. - NOX Rate Winter v.4.10 Final, Unit 1718 and retrofits | 247 | 7286 | Rate Constraint in lbs/MMBtu | FALSE | L | Annual | Qualifying Generation | TWh | 0.32363 | 0.3139 | 0.078997 | 0 | 0 | 0 | 0
CT Fac. Spec. - NOX Rate Winter v.4.10 Final, Unit 1718 and retrofits | 247 | 7286 | Rate Constraint in lbs/MMBtu | FALSE | L | Annual | Rate | lb/MWh | 0.14031 | 0.14031 | 0.14031 | 0 | 0 | 0 | 0
CT Fac. Spec. - NOX Rate Winter v.4.10 Final, Unit 1718 and retrofits | 247 | 7286 | Rate Constraint in lbs/MMBtu | FALSE | L | Annual | Constraint Shadow Price | US2022$/Ton | 0 | 0 | 0 | 0 | 0 | 0 | 0
CT Fac. Spec. - NOX Rate Winter v.4.10 Final, Unit 1719 and retrofits | 248 | 7286 | Rate Constraint in lbs/MMBtu | FALSE | L | Annual | Seasons Included | Seasons | Winter, Spring, Fall | Winter, Spring, Fall | Winter, Spring, Fall | Winter, Spring, Fall | Winter, Spring, Fall | Winter, Spring, Fall | Winter, Spring, Fall
CT Fac. Spec. - NOX Rate Winter v.4.10 Final, Unit 1719 and retrofits | 248 | 7286 | Rate Constraint in lbs/MMBtu | FALSE | L | Annual | Standard NOX | lb/MMBtu | 0.15 | 0.15 | 0.15 | 0.15 | 0.15 | 0.15 | 0.15
CT Fac. Spec. - NOX Rate Winter v.4.10 Final, Unit 1719 and retrofits | 248 | 7286 | Rate Constraint in lbs/MMBtu | FALSE | L | Annual | Emissions at Affected Plants NOX | Thousand Tons | 0.022574 | 0.021656 | 0.0071876 | 0 | 0 | 0 | 0
CT Fac. Spec. - NOX Rate Winter v.4.10 Final, Unit 1719 and retrofits | 248 | 7286 | Rate Constraint in lbs/MMBtu | FALSE | L | Annual | Allowances Purchased NOX | Thousand Tons | 0 | 0 | 0 | 0 | 0 | 0 | 0
CT Fac. Spec. - NOX Rate Winter v.4.10 Final, Unit 1719 and retrofits | 248 | 7286 | Rate Constraint in lbs/MMBtu | FALSE | L | Annual | Allowances Sold NOX | Thousand Tons | 0 | 0 | 0 | 0 | 0 | 0 | 0
CT Fac. Spec. - NOX Rate Winter v.4.10 Final, Unit 1719 and retrofits | 248 | 7286 | Rate Constraint in lbs/MMBtu | FALSE | L | Annual | Allowances Banked | Thousand Tons | 0 | 0 | 0 | 0 | 0 | 0 | 0
CT Fac. Spec. - NOX Rate Winter v.4.10 Final, Unit 1719 and retrofits | 248 | 7286 | Rate Constraint in lbs/MMBtu | FALSE | L | Annual | Allowances Withdrawn (1:1) | Thousand Tons | 0 | 0 | 0 | 0 | 0 | 0 | 0
CT Fac. Spec. - NOX Rate Winter v.4.10 Final, Unit 1719 and retrofits | 248 | 7286 | Rate Constraint in lbs/MMBtu | FALSE | L | Annual | Allowances Withdrawn (n:1) | Thousand Tons | 0 | 0 | 0 | 0 | 0 | 0 | 0
CT Fac. Spec. - NOX Rate Winter v.4.10 Final, Unit 1719 and retrofits | 248 | 7286 | Rate Constraint in lbs/MMBtu | FALSE | L | Annual | Net Emissions Allowance Position | Thousand Tons | 0.022574 | 0.021656 | 0.0071876 | 0 | 0 | 0 | 0
CT Fac. Spec. - NOX Rate Winter v.4.10 Final, Unit 1719 and retrofits | 248 | 7286 | Rate Constraint in lbs/MMBtu | FALSE | L | Annual | Fuel Consumed | TBtu | 2.2837 | 2.1908 | 0.72713 | 0 | 0 | 0 | 0
CT Fac. Spec. - NOX Rate Winter v.4.10 Final, Unit 1719 and retrofits | 248 | 7286 | Rate Constraint in lbs/MMBtu | FALSE | L | Annual | Rate | lb/MMBtu | 0.01977 | 0.01977 | 0.01977 | 0 | 0 | 0 | 0
CT Fac. Spec. - NOX Rate Winter v.4.10 Final, Unit 1719 and retrofits | 248 | 7286 | Rate Constraint in lbs/MMBtu | FALSE | L | Annual | Generation | TWh | 0.32179 | 0.30869 | 0.10246 | 0 | 0 | 0 | 0
CT Fac. Spec. - NOX Rate Winter v.4.10 Final, Unit 1719 and retrofits | 248 | 7286 | Rate Constraint in lbs/MMBtu | FALSE | L | Annual | Qualifying Generation | TWh | 0.32179 | 0.30869 | 0.10246 | 0 | 0 | 0 | 0
CT Fac. Spec. - NOX Rate Winter v.4.10 Final, Unit 1719 and retrofits | 248 | 7286 | Rate Constraint in lbs/MMBtu | FALSE | L | Annual | Rate | lb/MWh | 0.14031 | 0.14031 | 0.14031 | 0 | 0 | 0 | 0
CT Fac. Spec. - NOX Rate Winter v.4.10 Final, Unit 1719 and retrofits | 248 | 7286 | Rate Constraint in lbs/MMBtu | FALSE | L | Annual | Constraint Shadow Price | US2022$/Ton | 0 | 0 | 0 | 0 | 0 | 0 | 0
CT Fac. Spec. - NOX Rate Winter v.4.10 Final, Unit 1720 and retrofits | 249 | 7286 | Rate Constraint in lbs/MMBtu | FALSE | L | Annual | Seasons Included | Seasons | Winter, Spring, Fall | Winter, Spring, Fall | Winter, Spring, Fall | Winter, Spring, Fall | Winter, Spring, Fall | Winter, Spring, Fall | Winter, Spring, Fall
CT Fac. Spec. - NOX Rate Winter v.4.10 Final, Unit 1720 and retrofits | 249 | 7286 | Rate Constraint in lbs/MMBtu | FALSE | L | Annual | Standard NOX | lb/MMBtu | 0.15 | 0.15 | 0.15 | 0.15 | 0.15 | 0.15 | 0.15
CT Fac. Spec. - NOX Rate Winter v.4.10 Final, Unit 1720 and retrofits | 249 | 7286 | Rate Constraint in lbs/MMBtu | FALSE | L | Annual | Emissions at Affected Plants NOX | Thousand Tons | 0.0019616 | 0.00026693 | 0.00037358 | 0 | 0 | 0 | 0
CT Fac. Spec. - NOX Rate Winter v.4.10 Final, Unit 1720 and retrofits | 249 | 7286 | Rate Constraint in lbs/MMBtu | FALSE | L | Annual | Allowances Purchased NOX | Thousand Tons | 0 | 0 | 0 | 0 | 0 | 0 | 0
CT Fac. Spec. - NOX Rate Winter v.4.10 Final, Unit 1720 and retrofits | 249 | 7286 | Rate Constraint in lbs/MMBtu | FALSE | L | Annual | Allowances Sold NOX | Thousand Tons | 0 | 0 | 0 | 0 | 0 | 0 | 0
CT Fac. Spec. - NOX Rate Winter v.4.10 Final, Unit 1720 and retrofits | 249 | 7286 | Rate Constraint in lbs/MMBtu | FALSE | L | Annual | Allowances Banked | Thousand Tons | 0 | 0 | 0 | 0 | 0 | 0 | 0
CT Fac. Spec. - NOX Rate Winter v.4.10 Final, Unit 1720 and retrofits | 249 | 7286 | Rate Constraint in lbs/MMBtu | FALSE | L | Annual | Allowances Withdrawn (1:1) | Thousand Tons | 0 | 0 | 0 | 0 | 0 | 0 | 0
CT Fac. Spec. - NOX Rate Winter v.4.10 Final, Unit 1720 and retrofits | 249 | 7286 | Rate Constraint in lbs/MMBtu | FALSE | L | Annual | Allowances Withdrawn (n:1) | Thousand Tons | 0 | 0 | 0 | 0 | 0 | 0 | 0
CT Fac. Spec. - NOX Rate Winter v.4.10 Final, Unit 1720 and retrofits | 249 | 7286 | Rate Constraint in lbs/MMBtu | FALSE | L | Annual | Net Emissions Allowance Position | Thousand Tons | 0.0019616 | 0.00026693 | 0.00037358 | 0 | 0 | 0 | 0
CT Fac. Spec. - NOX Rate Winter v.4.10 Final, Unit 1720 and retrofits | 249 | 7286 | Rate Constraint in lbs/MMBtu | FALSE | L | Annual | Fuel Consumed | TBtu | 0.63896 | 0.086948 | 0.12169 | 0 | 0 | 0 | 0
CT Fac. Spec. - NOX Rate Winter v.4.10 Final, Unit 1720 and retrofits | 249 | 7286 | Rate Constraint in lbs/MMBtu | FALSE | L | Annual | Rate | lb/MMBtu | 0.00614 | 0.00614 | 0.00614 | 0 | 0 | 0 | 0
CT Fac. Spec. - NOX Rate Winter v.4.10 Final, Unit 1720 and retrofits | 249 | 7286 | Rate Constraint in lbs/MMBtu | FALSE | L | Annual | Generation | TWh | 0.086206 | 0.011731 | 0.016418 | 0 | 0 | 0 | 0
CT Fac. Spec. - NOX Rate Winter v.4.10 Final, Unit 1720 and retrofits | 249 | 7286 | Rate Constraint in lbs/MMBtu | FALSE | L | Annual | Qualifying Generation | TWh | 0.086206 | 0.011731 | 0.016418 | 0 | 0 | 0 | 0
CT Fac. Spec. - NOX Rate Winter v.4.10 Final, Unit 1720 and retrofits | 249 | 7286 | Rate Constraint in lbs/MMBtu | FALSE | L | Annual | Rate | lb/MWh | 0.04551 | 0.04551 | 0.04551 | 0 | 0 | 0 | 0
CT Fac. Spec. - NOX Rate Winter v.4.10 Final, Unit 1720 and retrofits | 249 | 7286 | Rate Constraint in lbs/MMBtu | FALSE | L | Annual | Constraint Shadow Price | US2022$/Ton | 0 | 0 | 0 | 0 | 0 | 0 | 0
CT Fac. Spec. - NOX Rate Winter v.4.10 Final, Unit 1721 and retrofits | 250 | 7286 | Rate Constraint in lbs/MMBtu | FALSE | L | Annual | Seasons Included | Seasons | Winter, Spring, Fall | Winter, Spring, Fall | Winter, Spring, Fall | Winter, Spring, Fall | Winter, Spring, Fall | Winter, Spring, Fall | Winter, Spring, Fall
CT Fac. Spec. - NOX Rate Winter v.4.10 Final, Unit 1721 and retrofits | 250 | 7286 | Rate Constraint in lbs/MMBtu | FALSE | L | Annual | Standard NOX | lb/MMBtu | 0.15 | 0.15 | 0.15 | 0.15 | 0.15 | 0.15 | 0.15
CT Fac. Spec. - NOX Rate Winter v.4.10 Final, Unit 1721 and retrofits | 250 | 7286 | Rate Constraint in lbs/MMBtu | FALSE | L | Annual | Emissions at Affected Plants NOX | Thousand Tons | 0.00047017 | 0.00025445 | 0.00035228 | 0 | 0 | 0 | 0
CT Fac. Spec. - NOX Rate Winter v.4.10 Final, Unit 1721 and retrofits | 250 | 7286 | Rate Constraint in lbs/MMBtu | FALSE | L | Annual | Allowances Purchased NOX | Thousand Tons | 0 | 0 | 0 | 0 | 0 | 0 | 0
CT Fac. Spec. - NOX Rate Winter v.4.10 Final, Unit 1721 and retrofits | 250 | 7286 | Rate Constraint in lbs/MMBtu | FALSE | L | Annual | Allowances Sold NOX | Thousand Tons | 0 | 0 | 0 | 0 | 0 | 0 | 0
CT Fac. Spec. - NOX Rate Winter v.4.10 Final, Unit 1721 and retrofits | 250 | 7286 | Rate Constraint in lbs/MMBtu | FALSE | L | Annual | Allowances Banked | Thousand Tons | 0 | 0 | 0 | 0 | 0 | 0 | 0
CT Fac. Spec. - NOX Rate Winter v.4.10 Final, Unit 1721 and retrofits | 250 | 7286 | Rate Constraint in lbs/MMBtu | FALSE | L | Annual | Allowances Withdrawn (1:1) | Thousand Tons | 0 | 0 | 0 | 0 | 0 | 0 | 0
CT Fac. Spec. - NOX Rate Winter v.4.10 Final, Unit 1721 and retrofits | 250 | 7286 | Rate Constraint in lbs/MMBtu | FALSE | L | Annual | Allowances Withdrawn (n:1) | Thousand Tons | 0 | 0 | 0 | 0 | 0 | 0 | 0
CT Fac. Spec. - NOX Rate Winter v.4.10 Final, Unit 1721 and retrofits | 250 | 7286 | Rate Constraint in lbs/MMBtu | FALSE | L | Annual | Net Emissions Allowance Position | Thousand Tons | 0.00047017 | 0.00025445 | 0.00035228 | 0 | 0 | 0 | 0
CT Fac. Spec. - NOX Rate Winter v.4.10 Final, Unit 1721 and retrofits | 250 | 7286 | Rate Constraint in lbs/MMBtu | FALSE | L | Annual | Fuel Consumed | TBtu | 0.15441 | 0.083564 | 0.11569 | 0 | 0 | 0 | 0
CT Fac. Spec. - NOX Rate Winter v.4.10 Final, Unit 1721 and retrofits | 250 | 7286 | Rate Constraint in lbs/MMBtu | FALSE | L | Annual | Rate | lb/MMBtu | 0.00609 | 0.00609 | 0.00609 | 0 | 0 | 0 | 0
CT Fac. Spec. - NOX Rate Winter v.4.10 Final, Unit 1721 and retrofits | 250 | 7286 | Rate Constraint in lbs/MMBtu | FALSE | L | Annual | Generation | TWh | 0.02077 | 0.011241 | 0.015562 | 0 | 0 | 0 | 0
CT Fac. Spec. - NOX Rate Winter v.4.10 Final, Unit 1721 and retrofits | 250 | 7286 | Rate Constraint in lbs/MMBtu | FALSE | L | Annual | Qualifying Generation | TWh | 0.02077 | 0.011241 | 0.015562 | 0 | 0 | 0 | 0
CT Fac. Spec. - NOX Rate Winter v.4.10 Final, Unit 1721 and retrofits | 250 | 7286 | Rate Constraint in lbs/MMBtu | FALSE | L | Annual | Rate | lb/MWh | 0.045273 | 0.045273 | 0.045273 | 0 | 0 | 0 | 0
CT Fac. Spec. - NOX Rate Winter v.4.10 Final, Unit 1721 and retrofits | 250 | 7286 | Rate Constraint in lbs/MMBtu | FALSE | L | Annual | Constraint Shadow Price | US2022$/Ton | 0 | 0 | 0 | 0 | 0 | 0 | 0
CT Fac. Spec. - NOX Rate Winter v.4.10 Final, Unit 1722 and retrofits | 251 | 7286 | Rate Constraint in lbs/MMBtu | FALSE | L | Annual | Seasons Included | Seasons | Winter, Spring, Fall | Winter, Spring, Fall | Winter, Spring, Fall | Winter, Spring, Fall | Winter, Spring, Fall | Winter, Spring, Fall | Winter, Spring, Fall
CT Fac. Spec. - NOX Rate Winter v.4.10 Final, Unit 1722 and retrofits | 251 | 7286 | Rate Constraint in lbs/MMBtu | FALSE | L | Annual | Standard NOX | lb/MMBtu | 0.15 | 0.15 | 0.15 | 0.15 | 0.15 | 0.15 | 0.15
CT Fac. Spec. - NOX Rate Winter v.4.10 Final, Unit 1722 and retrofits | 251 | 7286 | Rate Constraint in lbs/MMBtu | FALSE | L | Annual | Emissions at Affected Plants NOX | Thousand Tons | 0.0021144 | 0.00066816 | 0.00030504 | 0 | 0 | 0 | 0
CT Fac. Spec. - NOX Rate Winter v.4.10 Final, Unit 1722 and retrofits | 251 | 7286 | Rate Constraint in lbs/MMBtu | FALSE | L | Annual | Allowances Purchased NOX | Thousand Tons | 0 | 0 | 0 | 0 | 0 | 0 | 0
CT Fac. Spec. - NOX Rate Winter v.4.10 Final, Unit 1722 and retrofits | 251 | 7286 | Rate Constraint in lbs/MMBtu | FALSE | L | Annual | Allowances Sold NOX | Thousand Tons | 0 | 0 | 0 | 0 | 0 | 0 | 0
CT Fac. Spec. - NOX Rate Winter v.4.10 Final, Unit 1722 and retrofits | 251 | 7286 | Rate Constraint in lbs/MMBtu | FALSE | L | Annual | Allowances Banked | Thousand Tons | 0 | 0 | 0 | 0 | 0 | 0 | 0
CT Fac. Spec. - NOX Rate Winter v.4.10 Final, Unit 1722 and retrofits | 251 | 7286 | Rate Constraint in lbs/MMBtu | FALSE | L | Annual | Allowances Withdrawn (1:1) | Thousand Tons | 0 | 0 | 0 | 0 | 0 | 0 | 0
CT Fac. Spec. - NOX Rate Winter v.4.10 Final, Unit 1722 and retrofits | 251 | 7286 | Rate Constraint in lbs/MMBtu | FALSE | L | Annual | Allowances Withdrawn (n:1) | Thousand Tons | 0 | 0 | 0 | 0 | 0 | 0 | 0
CT Fac. Spec. - NOX Rate Winter v.4.10 Final, Unit 1722 and retrofits | 251 | 7286 | Rate Constraint in lbs/MMBtu | FALSE | L | Annual | Net Emissions Allowance Position | Thousand Tons | 0.0021144 | 0.00066816 | 0.00030504 | 0 | 0 | 0 | 0
CT Fac. Spec. - NOX Rate Winter v.4.10 Final, Unit 1722 and retrofits | 251 | 7286 | Rate Constraint in lbs/MMBtu | FALSE | L | Annual | Fuel Consumed | TBtu | 0.82755 | 0.26151 | 0.11939 | 0 | 0 | 0 | 0
CT Fac. Spec. - NOX Rate Winter v.4.10 Final, Unit 1722 and retrofits | 251 | 7286 | Rate Constraint in lbs/MMBtu | FALSE | L | Annual | Rate | lb/MMBtu | 0.00511 | 0.00511 | 0.00511 | 0 | 0 | 0 | 0
CT Fac. Spec. - NOX Rate Winter v.4.10 Final, Unit 1722 and retrofits | 251 | 7286 | Rate Constraint in lbs/MMBtu | FALSE | L | Annual | Generation | TWh | 0.11171 | 0.035301 | 0.016116 | 0 | 0 | 0 | 0
CT Fac. Spec. - NOX Rate Winter v.4.10 Final, Unit 1722 and retrofits | 251 | 7286 | Rate Constraint in lbs/MMBtu | FALSE | L | Annual | Qualifying Generation | TWh | 0.11171 | 0.035301 | 0.016116 | 0 | 0 | 0 | 0
CT Fac. Spec. - NOX Rate Winter v.4.10 Final, Unit 1722 and retrofits | 251 | 7286 | Rate Constraint in lbs/MMBtu | FALSE | L | Annual | Rate | lb/MWh | 0.037855 | 0.037855 | 0.037855 | 0 | 0 | 0 | 0
CT Fac. Spec. - NOX Rate Winter v.4.10 Final, Unit 1722 and retrofits | 251 | 7286 | Rate Constraint in lbs/MMBtu | FALSE | L | Annual | Constraint Shadow Price | US2022$/Ton | 0 | 0 | 0 | 0 | 0 | 0 | 0
CT Fac. Spec. - NOX Rate Winter v.4.10 Final, Unit 1723 and retrofits | 252 | 7286 | Rate Constraint in lbs/MMBtu | FALSE | L | Annual | Seasons Included | Seasons | Winter, Spring, Fall | Winter, Spring, Fall | Winter, Spring, Fall | Winter, Spring, Fall | Winter, Spring, Fall | Winter, Spring, Fall | Winter, Spring, Fall
CT Fac. Spec. - NOX Rate Winter v.4.10 Final, Unit 1723 and retrofits | 252 | 7286 | Rate Constraint in lbs/MMBtu | FALSE | L | Annual | Standard NOX | lb/MMBtu | 0.15 | 0.15 | 0.15 | 0.15 | 0.15 | 0.15 | 0.15
CT Fac. Spec. - NOX Rate Winter v.4.10 Final, Unit 1723 and retrofits | 252 | 7286 | Rate Constraint in lbs/MMBtu | FALSE | L | Annual | Emissions at Affected Plants NOX | Thousand Tons | 0.0049802 | 0.0029631 | 0.00035807 | 0 | 0 | 0 | 0
CT Fac. Spec. - NOX Rate Winter v.4.10 Final, Unit 1723 and retrofits | 252 | 7286 | Rate Constraint in lbs/MMBtu | FALSE | L | Annual | Allowances Purchased NOX | Thousand Tons | 0 | 0 | 0 | 0 | 0 | 0 | 0
CT Fac. Spec. - NOX Rate Winter v.4.10 Final, Unit 1723 and retrofits | 252 | 7286 | Rate Constraint in lbs/MMBtu | FALSE | L | Annual | Allowances Sold NOX | Thousand Tons | 0 | 0 | 0 | 0 | 0 | 0 | 0
CT Fac. Spec. - NOX Rate Winter v.4.10 Final, Unit 1723 and retrofits | 252 | 7286 | Rate Constraint in lbs/MMBtu | FALSE | L | Annual | Allowances Banked | Thousand Tons | 0 | 0 | 0 | 0 | 0 | 0 | 0
CT Fac. Spec. - NOX Rate Winter v.4.10 Final, Unit 1723 and retrofits | 252 | 7286 | Rate Constraint in lbs/MMBtu | FALSE | L | Annual | Allowances Withdrawn (1:1) | Thousand Tons | 0 | 0 | 0 | 0 | 0 | 0 | 0
CT Fac. Spec. - NOX Rate Winter v.4.10 Final, Unit 1723 and retrofits | 252 | 7286 | Rate Constraint in lbs/MMBtu | FALSE | L | Annual | Allowances Withdrawn (n:1) | Thousand Tons | 0 | 0 | 0 | 0 | 0 | 0 | 0
CT Fac. Spec. - NOX Rate Winter v.4.10 Final, Unit 1723 and retrofits | 252 | 7286 | Rate Constraint in lbs/MMBtu | FALSE | L | Annual | Net Emissions Allowance Position | Thousand Tons | 0.0049802 | 0.0029631 | 0.00035807 | 0 | 0 | 0 | 0
CT Fac. Spec. - NOX Rate Winter v.4.10 Final, Unit 1723 and retrofits | 252 | 7286 | Rate Constraint in lbs/MMBtu | FALSE | L | Annual | Fuel Consumed | TBtu | 1.5886 | 0.94517 | 0.11422 | 0 | 0 | 0 | 0
CT Fac. Spec. - NOX Rate Winter v.4.10 Final, Unit 1723 and retrofits | 252 | 7286 | Rate Constraint in lbs/MMBtu | FALSE | L | Annual | Rate | lb/MMBtu | 0.00627 | 0.00627 | 0.00627 | 0 | 0 | 0 | 0
CT Fac. Spec. - NOX Rate Winter v.4.10 Final, Unit 1723 and retrofits | 252 | 7286 | Rate Constraint in lbs/MMBtu | FALSE | L | Annual | Generation | TWh | 0.21652 | 0.12882 | 0.015567 | 0 | 0 | 0 | 0
CT Fac. Spec. - NOX Rate Winter v.4.10 Final, Unit 1723 and retrofits | 252 | 7286 | Rate Constraint in lbs/MMBtu | FALSE | L | Annual | Qualifying Generation | TWh | 0.21652 | 0.12882 | 0.015567 | 0 | 0 | 0 | 0
CT Fac. Spec. - NOX Rate Winter v.4.10 Final, Unit 1723 and retrofits | 252 | 7286 | Rate Constraint in lbs/MMBtu | FALSE | L | Annual | Rate | lb/MWh | 0.046003 | 0.046003 | 0.046003 | 0 | 0 | 0 | 0
CT Fac. Spec. - NOX Rate Winter v.4.10 Final, Unit 1723 and retrofits | 252 | 7286 | Rate Constraint in lbs/MMBtu | FALSE | L | Annual | Constraint Shadow Price | US2022$/Ton | 0 | 0 | 0 | 0 | 0 | 0 | 0
CT Fac. Spec. - NOX Rate Winter v.4.10 Final, Unit 1724 and retrofits | 253 | 7286 | Rate Constraint in lbs/MMBtu | FALSE | L | Annual | Seasons Included | Seasons | Winter, Spring, Fall | Winter, Spring, Fall | Winter, Spring, Fall | Winter, Spring, Fall | Winter, Spring, Fall | Winter, Spring, Fall | Winter, Spring, Fall
CT Fac. Spec. - NOX Rate Winter v.4.10 Final, Unit 1724 and retrofits | 253 | 7286 | Rate Constraint in lbs/MMBtu | FALSE | L | Annual | Standard NOX | lb/MMBtu | 0.15 | 0.15 | 0.15 | 0.15 | 0.15 | 0.15 | 0.15
CT Fac. Spec. - NOX Rate Winter v.4.10 Final, Unit 1724 and retrofits | 253 | 7286 | Rate Constraint in lbs/MMBtu | FALSE | L | Annual | Emissions at Affected Plants NOX | Thousand Tons | 0.0086144 | 0.0037087 | 0.0019363 | 0 | 0 | 0 | 0
CT Fac. Spec. - NOX Rate Winter v.4.10 Final, Unit 1724 and retrofits | 253 | 7286 | Rate Constraint in lbs/MMBtu | FALSE | L | Annual | Allowances Purchased NOX | Thousand Tons | 0 | 0 | 0 | 0 | 0 | 0 | 0
CT Fac. Spec. - NOX Rate Winter v.4.10 Final, Unit 1724 and retrofits | 253 | 7286 | Rate Constraint in lbs/MMBtu | FALSE | L | Annual | Allowances Sold NOX | Thousand Tons | 0 | 0 | 0 | 0 | 0 | 0 | 0
CT Fac. Spec. - NOX Rate Winter v.4.10 Final, Unit 1724 and retrofits | 253 | 7286 | Rate Constraint in lbs/MMBtu | FALSE | L | Annual | Allowances Banked | Thousand Tons | 0 | 0 | 0 | 0 | 0 | 0 | 0
CT Fac. Spec. - NOX Rate Winter v.4.10 Final, Unit 1724 and retrofits | 253 | 7286 | Rate Constraint in lbs/MMBtu | FALSE | L | Annual | Allowances Withdrawn (1:1) | Thousand Tons | 0 | 0 | 0 | 0 | 0 | 0 | 0
CT Fac. Spec. - NOX Rate Winter v.4.10 Final, Unit 1724 and retrofits | 253 | 7286 | Rate Constraint in lbs/MMBtu | FALSE | L | Annual | Allowances Withdrawn (n:1) | Thousand Tons | 0 | 0 | 0 | 0 | 0 | 0 | 0
CT Fac. Spec. - NOX Rate Winter v.4.10 Final, Unit 1724 and retrofits | 253 | 7286 | Rate Constraint in lbs/MMBtu | FALSE | L | Annual | Net Emissions Allowance Position | Thousand Tons | 0.0086144 | 0.0037087 | 0.0019363 | 0 | 0 | 0 | 0
CT Fac. Spec. - NOX Rate Winter v.4.10 Final, Unit 1724 and retrofits | 253 | 7286 | Rate Constraint in lbs/MMBtu | FALSE | L | Annual | Fuel Consumed | TBtu | 2.5869 | 1.1137 | 0.58147 | 0 | 0 | 0 | 0
CT Fac. Spec. - NOX Rate Winter v.4.10 Final, Unit 1724 and retrofits | 253 | 7286 | Rate Constraint in lbs/MMBtu | FALSE | L | Annual | Rate | lb/MMBtu | 0.00666 | 0.00666 | 0.00666 | 0 | 0 | 0 | 0
CT Fac. Spec. - NOX Rate Winter v.4.10 Final, Unit 1724 and retrofits | 253 | 7286 | Rate Constraint in lbs/MMBtu | FALSE | L | Annual | Generation | TWh | 0.35302 | 0.15198 | 0.07935 | 0 | 0 | 0 | 0
CT Fac. Spec. - NOX Rate Winter v.4.10 Final, Unit 1724 and retrofits | 253 | 7286 | Rate Constraint in lbs/MMBtu | FALSE | L | Annual | Qualifying Generation | TWh | 0.35302 | 0.15198 | 0.07935 | 0 | 0 | 0 | 0
CT Fac. Spec. - NOX Rate Winter v.4.10 Final, Unit 1724 and retrofits | 253 | 7286 | Rate Constraint in lbs/MMBtu | FALSE | L | Annual | Rate | lb/MWh | 0.048804 | 0.048804 | 0.048804 | 0 | 0 | 0 | 0
CT Fac. Spec. - NOX Rate Winter v.4.10 Final, Unit 1724 and retrofits | 253 | 7286 | Rate Constraint in lbs/MMBtu | FALSE | L | Annual | Constraint Shadow Price | US2022$/Ton | 0 | 0 | 0 | 0 | 0 | 0 | 0
CT Fac. Spec. - NOX Rate Winter v.4.10 Final, Unit 1725 and retrofits | 254 | 7286 | Rate Constraint in lbs/MMBtu | FALSE | L | Annual | Seasons Included | Seasons | Winter, Spring, Fall | Winter, Spring, Fall | Winter, Spring, Fall | Winter, Spring, Fall | Winter, Spring, Fall | Winter, Spring, Fall | Winter, Spring, Fall
CT Fac. Spec. - NOX Rate Winter v.4.10 Final, Unit 1725 and retrofits | 254 | 7286 | Rate Constraint in lbs/MMBtu | FALSE | L | Annual | Standard NOX | lb/MMBtu | 0.15 | 0.15 | 0.15 | 0.15 | 0.15 | 0.15 | 0.15
CT Fac. Spec. - NOX Rate Winter v.4.10 Final, Unit 1725 and retrofits | 254 | 7286 | Rate Constraint in lbs/MMBtu | FALSE | L | Annual | Emissions at Affected Plants NOX | Thousand Tons | 0.016352 | 0.013309 | 0.0090809 | 0 | 0 | 0 | 0
CT Fac. Spec. - NOX Rate Winter v.4.10 Final, Unit 1725 and retrofits | 254 | 7286 | Rate Constraint in lbs/MMBtu | FALSE | L | Annual | Allowances Purchased NOX | Thousand Tons | 0 | 0 | 0 | 0 | 0 | 0 | 0
CT Fac. Spec. - NOX Rate Winter v.4.10 Final, Unit 1725 and retrofits | 254 | 7286 | Rate Constraint in lbs/MMBtu | FALSE | L | Annual | Allowances Sold NOX | Thousand Tons | 0 | 0 | 0 | 0 | 0 | 0 | 0
CT Fac. Spec. - NOX Rate Winter v.4.10 Final, Unit 1725 and retrofits | 254 | 7286 | Rate Constraint in lbs/MMBtu | FALSE | L | Annual | Allowances Banked | Thousand Tons | 0 | 0 | 0 | 0 | 0 | 0 | 0
CT Fac. Spec. - NOX Rate Winter v.4.10 Final, Unit 1725 and retrofits | 254 | 7286 | Rate Constraint in lbs/MMBtu | FALSE | L | Annual | Allowances Withdrawn (1:1) | Thousand Tons | 0 | 0 | 0 | 0 | 0 | 0 | 0
CT Fac. Spec. - NOX Rate Winter v.4.10 Final, Unit 1725 and retrofits | 254 | 7286 | Rate Constraint in lbs/MMBtu | FALSE | L | Annual | Allowances Withdrawn (n:1) | Thousand Tons | 0 | 0 | 0 | 0 | 0 | 0 | 0
CT Fac. Spec. - NOX Rate Winter v.4.10 Final, Unit 1725 and retrofits | 254 | 7286 | Rate Constraint in lbs/MMBtu | FALSE | L | Annual | Net Emissions Allowance Position | Thousand Tons | 0.016352 | 0.013309 | 0.0090809 | 0 | 0 | 0 | 0
CT Fac. Spec. - NOX Rate Winter v.4.10 Final, Unit 1725 and retrofits | 254 | 7286 | Rate Constraint in lbs/MMBtu | FALSE | L | Annual | Fuel Consumed | TBtu | 5.3177 | 4.3283 | 2.9531 | 0 | 0 | 0 | 0
CT Fac. Spec. - NOX Rate Winter v.4.10 Final, Unit 1725 and retrofits | 254 | 7286 | Rate Constraint in lbs/MMBtu | FALSE | L | Annual | Rate | lb/MMBtu | 0.00615 | 0.00615 | 0.00615 | 0 | 0 | 0 | 0
CT Fac. Spec. - NOX Rate Winter v.4.10 Final, Unit 1725 and retrofits | 254 | 7286 | Rate Constraint in lbs/MMBtu | FALSE | L | Annual | Generation | TWh | 0.75428 | 0.61394 | 0.41888 | 0 | 0 | 0 | 0
CT Fac. Spec. - NOX Rate Winter v.4.10 Final, Unit 1725 and retrofits | 254 | 7286 | Rate Constraint in lbs/MMBtu | FALSE | L | Annual | Qualifying Generation | TWh | 0.75428 | 0.61394 | 0.41888 | 0 | 0 | 0 | 0
CT Fac. Spec. - NOX Rate Winter v.4.10 Final, Unit 1725 and retrofits | 254 | 7286 | Rate Constraint in lbs/MMBtu | FALSE | L | Annual | Rate | lb/MWh | 0.043357 | 0.043357 | 0.043357 | 0 | 0 | 0 | 0
CT Fac. Spec. - NOX Rate Winter v.4.10 Final, Unit 1725 and retrofits | 254 | 7286 | Rate Constraint in lbs/MMBtu | FALSE | L | Annual | Constraint Shadow Price | US2022$/Ton | 0 | 0 | 0 | 0 | 0 | 0 | 0
CT Fac. Spec. - NOX Rate Winter v.4.10 Final, Unit 1726 and retrofits | 255 | 7286 | Rate Constraint in lbs/MMBtu | FALSE | L | Annual | Seasons Included | Seasons | Winter, Spring, Fall | Winter, Spring, Fall | Winter, Spring, Fall | Winter, Spring, Fall | Winter, Spring, Fall | Winter, Spring, Fall | Winter, Spring, Fall
CT Fac. Spec. - NOX Rate Winter v.4.10 Final, Unit 1726 and retrofits | 255 | 7286 | Rate Constraint in lbs/MMBtu | FALSE | L | Annual | Standard NOX | lb/MMBtu | 0.15 | 0.15 | 0.15 | 0.15 | 0.15 | 0.15 | 0.15
CT Fac. Spec. - NOX Rate Winter v.4.10 Final, Unit 1726 and retrofits | 255 | 7286 | Rate Constraint in lbs/MMBtu | FALSE | L | Annual | Emissions at Affected Plants NOX | Thousand Tons | 0.0064451 | 0.0060165 | 0.004105 | 0 | 0 | 0 | 0
CT Fac. Spec. - NOX Rate Winter v.4.10 Final, Unit 1726 and retrofits | 255 | 7286 | Rate Constraint in lbs/MMBtu | FALSE | L | Annual | Allowances Purchased NOX | Thousand Tons | 0 | 0 | 0 | 0 | 0 | 0 | 0
CT Fac. Spec. - NOX Rate Winter v.4.10 Final, Unit 1726 and retrofits | 255 | 7286 | Rate Constraint in lbs/MMBtu | FALSE | L | Annual | Allowances Sold NOX | Thousand Tons | 0 | 0 | 0 | 0 | 0 | 0 | 0
CT Fac. Spec. - NOX Rate Winter v.4.10 Final, Unit 1726 and retrofits | 255 | 7286 | Rate Constraint in lbs/MMBtu | FALSE | L | Annual | Allowances Banked | Thousand Tons | 0 | 0 | 0 | 0 | 0 | 0 | 0
CT Fac. Spec. - NOX Rate Winter v.4.10 Final, Unit 1726 and retrofits | 255 | 7286 | Rate Constraint in lbs/MMBtu | FALSE | L | Annual | Allowances Withdrawn (1:1) | Thousand Tons | 0 | 0 | 0 | 0 | 0 | 0 | 0
CT Fac. Spec. - NOX Rate Winter v.4.10 Final, Unit 1726 and retrofits | 255 | 7286 | Rate Constraint in lbs/MMBtu | FALSE | L | Annual | Allowances Withdrawn (n:1) | Thousand Tons | 0 | 0 | 0 | 0 | 0 | 0 | 0
CT Fac. Spec. - NOX Rate Winter v.4.10 Final, Unit 1726 and retrofits | 255 | 7286 | Rate Constraint in lbs/MMBtu | FALSE | L | Annual | Net Emissions Allowance Position | Thousand Tons | 0.0064451 | 0.0060165 | 0.004105 | 0 | 0 | 0 | 0
CT Fac. Spec. - NOX Rate Winter v.4.10 Final, Unit 1726 and retrofits | 255 | 7286 | Rate Constraint in lbs/MMBtu | FALSE | L | Annual | Fuel Consumed | TBtu | 2.096 | 1.9566 | 1.3349 | 0 | 0 | 0 | 0
CT Fac. Spec. - NOX Rate Winter v.4.10 Final, Unit 1726 and retrofits | 255 | 7286 | Rate Constraint in lbs/MMBtu | FALSE | L | Annual | Rate | lb/MMBtu | 0.00615 | 0.00615 | 0.00615 | 0 | 0 | 0 | 0
CT Fac. Spec. - NOX Rate Winter v.4.10 Final, Unit 1726 and retrofits | 255 | 7286 | Rate Constraint in lbs/MMBtu | FALSE | L | Annual | Generation | TWh | 0.2973 | 0.27753 | 0.18935 | 0 | 0 | 0 | 0
CT Fac. Spec. - NOX Rate Winter v.4.10 Final, Unit 1726 and retrofits | 255 | 7286 | Rate Constraint in lbs/MMBtu | FALSE | L | Annual | Qualifying Generation | TWh | 0.2973 | 0.27753 | 0.18935 | 0 | 0 | 0 | 0
CT Fac. Spec. - NOX Rate Winter v.4.10 Final, Unit 1726 and retrofits | 255 | 7286 | Rate Constraint in lbs/MMBtu | FALSE | L | Annual | Rate | lb/MWh | 0.043357 | 0.043357 | 0.043357 | 0 | 0 | 0 | 0
CT Fac. Spec. - NOX Rate Winter v.4.10 Final, Unit 1726 and retrofits | 255 | 7286 | Rate Constraint in lbs/MMBtu | FALSE | L | Annual | Constraint Shadow Price | US2022$/Ton | 0 | 0 | 0 | 0 | 0 | 0 | 0
CT Fac. Spec. - NOX Rate Winter v.4.10 Final, Unit 1730 and retrofits | 256 | 7286 | Rate Constraint in lbs/MMBtu | FALSE | L | Annual | Seasons Included | Seasons | Winter, Spring, Fall | Winter, Spring, Fall | Winter, Spring, Fall | Winter, Spring, Fall | Winter, Spring, Fall | Winter, Spring, Fall | Winter, Spring, Fall
CT Fac. Spec. - NOX Rate Winter v.4.10 Final, Unit 1730 and retrofits | 256 | 7286 | Rate Constraint in lbs/MMBtu | FALSE | L | Annual | Standard NOX | lb/MMBtu | 0.15 | 0.15 | 0.15 | 0.15 | 0.15 | 0.15 | 0.15
CT Fac. Spec. - NOX Rate Winter v.4.10 Final, Unit 1730 and retrofits | 256 | 7286 | Rate Constraint in lbs/MMBtu | FALSE | L | Annual | Emissions at Affected Plants NOX | Thousand Tons | 0.0094026 | 0.0091427 | 0.0020445 | 0 | 0 | 0 | 0
CT Fac. Spec. - NOX Rate Winter v.4.10 Final, Unit 1730 and retrofits | 256 | 7286 | Rate Constraint in lbs/MMBtu | FALSE | L | Annual | Allowances Purchased NOX | Thousand Tons | 0 | 0 | 0 | 0 | 0 | 0 | 0
CT Fac. Spec. - NOX Rate Winter v.4.10 Final, Unit 1730 and retrofits | 256 | 7286 | Rate Constraint in lbs/MMBtu | FALSE | L | Annual | Allowances Sold NOX | Thousand Tons | 0 | 0 | 0 | 0 | 0 | 0 | 0
CT Fac. Spec. - NOX Rate Winter v.4.10 Final, Unit 1730 and retrofits | 256 | 7286 | Rate Constraint in lbs/MMBtu | FALSE | L | Annual | Allowances Banked | Thousand Tons | 0 | 0 | 0 | 0 | 0 | 0 | 0
CT Fac. Spec. - NOX Rate Winter v.4.10 Final, Unit 1730 and retrofits | 256 | 7286 | Rate Constraint in lbs/MMBtu | FALSE | L | Annual | Allowances Withdrawn (1:1) | Thousand Tons | 0 | 0 | 0 | 0 | 0 | 0 | 0
CT Fac. Spec. - NOX Rate Winter v.4.10 Final, Unit 1730 and retrofits | 256 | 7286 | Rate Constraint in lbs/MMBtu | FALSE | L | Annual | Allowances Withdrawn (n:1) | Thousand Tons | 0 | 0 | 0 | 0 | 0 | 0 | 0
CT Fac. Spec. - NOX Rate Winter v.4.10 Final, Unit 1730 and retrofits | 256 | 7286 | Rate Constraint in lbs/MMBtu | FALSE | L | Annual | Net Emissions Allowance Position | Thousand Tons | 0.0094026 | 0.0091427 | 0.0020445 | 0 | 0 | 0 | 0
CT Fac. Spec. - NOX Rate Winter v.4.10 Final, Unit 1730 and retrofits | 256 | 7286 | Rate Constraint in lbs/MMBtu | FALSE | L | Annual | Fuel Consumed | TBtu | 2.2739 | 2.2111 | 0.49445 | 0 | 0 | 0 | 0
CT Fac. Spec. - NOX Rate Winter v.4.10 Final, Unit 1730 and retrofits | 256 | 7286 | Rate Constraint in lbs/MMBtu | FALSE | L | Annual | Rate | lb/MMBtu | 0.00827 | 0.00827 | 0.00827 | 0 | 0 | 0 | 0
CT Fac. Spec. - NOX Rate Winter v.4.10 Final, Unit 1730 and retrofits | 256 | 7286 | Rate Constraint in lbs/MMBtu | FALSE | L | Annual | Generation | TWh | 0.31946 | 0.31063 | 0.069464 | 0 | 0 | 0 | 0
CT Fac. Spec. - NOX Rate Winter v.4.10 Final, Unit 1730 and retrofits | 256 | 7286 | Rate Constraint in lbs/MMBtu | FALSE | L | Annual | Qualifying Generation | TWh | 0.31946 | 0.31063 | 0.069464 | 0 | 0 | 0 | 0
CT Fac. Spec. - NOX Rate Winter v.4.10 Final, Unit 1730 and retrofits | 256 | 7286 | Rate Constraint in lbs/MMBtu | FALSE | L | Annual | Rate | lb/MWh | 0.058866 | 0.058866 | 0.058866 | 0 | 0 | 0 | 0
CT Fac. Spec. - NOX Rate Winter v.4.10 Final, Unit 1730 and retrofits | 256 | 7286 | Rate Constraint in lbs/MMBtu | FALSE | L | Annual | Constraint Shadow Price | US2022$/Ton | 0 | 0 | 0 | 0 | 0 | 0 | 0
CT Fac. Spec. - NOX Rate Winter v.4.10 Final, Unit 1731 and retrofits | 257 | 7286 | Rate Constraint in lbs/MMBtu | FALSE | L | Annual | Seasons Included | Seasons | Winter, Spring, Fall | Winter, Spring, Fall | Winter, Spring, Fall | Winter, Spring, Fall | Winter, Spring, Fall | Winter, Spring, Fall | Winter, Spring, Fall
CT Fac. Spec. - NOX Rate Winter v.4.10 Final, Unit 1731 and retrofits | 257 | 7286 | Rate Constraint in lbs/MMBtu | FALSE | L | Annual | Standard NOX | lb/MMBtu | 0.15 | 0.15 | 0.15 | 0.15 | 0.15 | 0.15 | 0.15
CT Fac. Spec. - NOX Rate Winter v.4.10 Final, Unit 1731 and retrofits | 257 | 7286 | Rate Constraint in lbs/MMBtu | FALSE | L | Annual | Emissions at Affected Plants NOX | Thousand Tons | 0.0094026 | 0.0063091 | 0.002023 | 0 | 0 | 0 | 0
CT Fac. Spec. - NOX Rate Winter v.4.10 Final, Unit 1731 and retrofits | 257 | 7286 | Rate Constraint in lbs/MMBtu | FALSE | L | Annual | Allowances Purchased NOX | Thousand Tons | 0 | 0 | 0 | 0 | 0 | 0 | 0
CT Fac. Spec. - NOX Rate Winter v.4.10 Final, Unit 1731 and retrofits | 257 | 7286 | Rate Constraint in lbs/MMBtu | FALSE | L | Annual | Allowances Sold NOX | Thousand Tons | 0 | 0 | 0 | 0 | 0 | 0 | 0
CT Fac. Spec. - NOX Rate Winter v.4.10 Final, Unit 1731 and retrofits | 257 | 7286 | Rate Constraint in lbs/MMBtu | FALSE | L | Annual | Allowances Banked | Thousand Tons | 0 | 0 | 0 | 0 | 0 | 0 | 0
CT Fac. Spec. - NOX Rate Winter v.4.10 Final, Unit 1731 and retrofits | 257 | 7286 | Rate Constraint in lbs/MMBtu | FALSE | L | Annual | Allowances Withdrawn (1:1) | Thousand Tons | 0 | 0 | 0 | 0 | 0 | 0 | 0
CT Fac. Spec. - NOX Rate Winter v.4.10 Final, Unit 1731 and retrofits | 257 | 7286 | Rate Constraint in lbs/MMBtu | FALSE | L | Annual | Allowances Withdrawn (n:1) | Thousand Tons | 0 | 0 | 0 | 0 | 0 | 0 | 0
CT Fac. Spec. - NOX Rate Winter v.4.10 Final, Unit 1731 and retrofits | 257 | 7286 | Rate Constraint in lbs/MMBtu | FALSE | L | Annual | Net Emissions Allowance Position | Thousand Tons | 0.0094026 | 0.0063091 | 0.002023 | 0 | 0 | 0 | 0
CT Fac. Spec. - NOX Rate Winter v.4.10 Final, Unit 1731 and retrofits | 257 | 7286 | Rate Constraint in lbs/MMBtu | FALSE | L | Annual | Fuel Consumed | TBtu | 2.2739 | 1.5258 | 0.48923 | 0 | 0 | 0 | 0
CT Fac. Spec. - NOX Rate Winter v.4.10 Final, Unit 1731 and retrofits | 257 | 7286 | Rate Constraint in lbs/MMBtu | FALSE | L | Annual | Rate | lb/MMBtu | 0.00827 | 0.00827 | 0.00827 | 0 | 0 | 0 | 0
CT Fac. Spec. - NOX Rate Winter v.4.10 Final, Unit 1731 and retrofits | 257 | 7286 | Rate Constraint in lbs/MMBtu | FALSE | L | Annual | Generation | TWh | 0.31946 | 0.21436 | 0.068731 | 0 | 0 | 0 | 0
CT Fac. Spec. - NOX Rate Winter v.4.10 Final, Unit 1731 and retrofits | 257 | 7286 | Rate Constraint in lbs/MMBtu | FALSE | L | Annual | Qualifying Generation | TWh | 0.31946 | 0.21436 | 0.068731 | 0 | 0 | 0 | 0
CT Fac. Spec. - NOX Rate Winter v.4.10 Final, Unit 1731 and retrofits | 257 | 7286 | Rate Constraint in lbs/MMBtu | FALSE | L | Annual | Rate | lb/MWh | 0.058866 | 0.058866 | 0.058866 | 0 | 0 | 0 | 0
CT Fac. Spec. - NOX Rate Winter v.4.10 Final, Unit 1731 and retrofits | 257 | 7286 | Rate Constraint in lbs/MMBtu | FALSE | L | Annual | Constraint Shadow Price | US2022$/Ton | 0 | 0 | 0 | 0 | 0 | 0 | 0
CT Fac. Spec. - NOX Rate Winter v.4.10 Final, Unit 1732 and retrofits | 258 | 7286 | Rate Constraint in lbs/MMBtu | FALSE | L | Annual | Seasons Included | Seasons | Winter, Spring, Fall | Winter, Spring, Fall | Winter, Spring, Fall | Winter, Spring, Fall | Winter, Spring, Fall | Winter, Spring, Fall | Winter, Spring, Fall
CT Fac. Spec. - NOX Rate Winter v.4.10 Final, Unit 1732 and retrofits | 258 | 7286 | Rate Constraint in lbs/MMBtu | FALSE | L | Annual | Standard NOX | lb/MMBtu | 0.15 | 0.15 | 0.15 | 0.15 | 0.15 | 0.15 | 0.15
CT Fac. Spec. - NOX Rate Winter v.4.10 Final, Unit 1732 and retrofits | 258 | 7286 | Rate Constraint in lbs/MMBtu | FALSE | L | Annual | Emissions at Affected Plants NOX | Thousand Tons | 0.014202 | 0.011269 | 0.003063 | 0 | 0 | 0 | 0
CT Fac. Spec. - NOX Rate Winter v.4.10 Final, Unit 1732 and retrofits | 258 | 7286 | Rate Constraint in lbs/MMBtu | FALSE | L | Annual | Allowances Purchased NOX | Thousand Tons | 0 | 0 | 0 | 0 | 0 | 0 | 0
CT Fac. Spec. - NOX Rate Winter v.4.10 Final, Unit 1732 and retrofits | 258 | 7286 | Rate Constraint in lbs/MMBtu | FALSE | L | Annual | Allowances Sold NOX | Thousand Tons | 0 | 0 | 0 | 0 | 0 | 0 | 0
CT Fac. Spec. - NOX Rate Winter v.4.10 Final, Unit 1732 and retrofits | 258 | 7286 | Rate Constraint in lbs/MMBtu | FALSE | L | Annual | Allowances Banked | Thousand Tons | 0 | 0 | 0 | 0 | 0 | 0 | 0
CT Fac. Spec. - NOX Rate Winter v.4.10 Final, Unit 1732 and retrofits | 258 | 7286 | Rate Constraint in lbs/MMBtu | FALSE | L | Annual | Allowances Withdrawn (1:1) | Thousand Tons | 0 | 0 | 0 | 0 | 0 | 0 | 0
CT Fac. Spec. - NOX Rate Winter v.4.10 Final, Unit 1732 and retrofits | 258 | 7286 | Rate Constraint in lbs/MMBtu | FALSE | L | Annual | Allowances Withdrawn (n:1) | Thousand Tons | 0 | 0 | 0 | 0 | 0 | 0 | 0
CT Fac. Spec. - NOX Rate Winter v.4.10 Final, Unit 1732 and retrofits | 258 | 7286 | Rate Constraint in lbs/MMBtu | FALSE | L | Annual | Net Emissions Allowance Position | Thousand Tons | 0.014202 | 0.011269 | 0.003063 | 0 | 0 | 0 | 0
CT Fac. Spec. - NOX Rate Winter v.4.10 Final, Unit 1732 and retrofits | 258 | 7286 | Rate Constraint in lbs/MMBtu | FALSE | L | Annual | Fuel Consumed | TBtu | 3.4346 | 2.7253 | 0.74075 | 0 | 0 | 0 | 0
CT Fac. Spec. - NOX Rate Winter v.4.10 Final, Unit 1732 and retrofits | 258 | 7286 | Rate Constraint in lbs/MMBtu | FALSE | L | Annual | Rate | lb/MMBtu | 0.00827 | 0.00827 | 0.00827 | 0 | 0 | 0 | 0
CT Fac. Spec. - NOX Rate Winter v.4.10 Final, Unit 1732 and retrofits | 258 | 7286 | Rate Constraint in lbs/MMBtu | FALSE | L | Annual | Generation | TWh | 0.48252 | 0.38288 | 0.10407 | 0 | 0 | 0 | 0
CT Fac. Spec. - NOX Rate Winter v.4.10 Final, Unit 1732 and retrofits | 258 | 7286 | Rate Constraint in lbs/MMBtu | FALSE | L | Annual | Qualifying Generation | TWh | 0.48252 | 0.38288 | 0.10407 | 0 | 0 | 0 | 0
CT Fac. Spec. - NOX Rate Winter v.4.10 Final, Unit 1732 and retrofits | 258 | 7286 | Rate Constraint in lbs/MMBtu | FALSE | L | Annual | Rate | lb/MWh | 0.058866 | 0.058866 | 0.058866 | 0 | 0 | 0 | 0
CT Fac. Spec. - NOX Rate Winter v.4.10 Final, Unit 1732 and retrofits | 258 | 7286 | Rate Constraint in lbs/MMBtu | FALSE | L | Annual | Constraint Shadow Price | US2022$/Ton | 0 | 0 | 0 | 0 | 0 | 0 | 0
CT Fac. Spec. - NOX Rate Winter v.4.10 Final, Unit 1733 and retrofits | 259 | 7286 | Rate Constraint in lbs/MMBtu | FALSE | L | Annual | Seasons Included | Seasons | Winter, Spring, Fall | Winter, Spring, Fall | Winter, Spring, Fall | Winter, Spring, Fall | Winter, Spring, Fall | Winter, Spring, Fall | Winter, Spring, Fall
CT Fac. Spec. - NOX Rate Winter v.4.10 Final, Unit 1733 and retrofits | 259 | 7286 | Rate Constraint in lbs/MMBtu | FALSE | L | Annual | Standard NOX | lb/MMBtu | 0.15 | 0.15 | 0.15 | 0.15 | 0.15 | 0.15 | 0.15
CT Fac. Spec. - NOX Rate Winter v.4.10 Final, Unit 1733 and retrofits | 259 | 7286 | Rate Constraint in lbs/MMBtu | FALSE | L | Annual | Emissions at Affected Plants NOX | Thousand Tons | 0.019394 | 0.011261 | 0.0065659 | 0 | 0 | 0 | 0
CT Fac. Spec. - NOX Rate Winter v.4.10 Final, Unit 1733 and retrofits | 259 | 7286 | Rate Constraint in lbs/MMBtu | FALSE | L | Annual | Allowances Purchased NOX | Thousand Tons | 0 | 0 | 0 | 0 | 0 | 0 | 0
CT Fac. Spec. - NOX Rate Winter v.4.10 Final, Unit 1733 and retrofits | 259 | 7286 | Rate Constraint in lbs/MMBtu | FALSE | L | Annual | Allowances Sold NOX | Thousand Tons | 0 | 0 | 0 | 0 | 0 | 0 | 0
CT Fac. Spec. - NOX Rate Winter v.4.10 Final, Unit 1733 and retrofits | 259 | 7286 | Rate Constraint in lbs/MMBtu | FALSE | L | Annual | Allowances Banked | Thousand Tons | 0 | 0 | 0 | 0 | 0 | 0 | 0
CT Fac. Spec. - NOX Rate Winter v.4.10 Final, Unit 1733 and retrofits | 259 | 7286 | Rate Constraint in lbs/MMBtu | FALSE | L | Annual | Allowances Withdrawn (1:1) | Thousand Tons | 0 | 0 | 0 | 0 | 0 | 0 | 0
CT Fac. Spec. - NOX Rate Winter v.4.10 Final, Unit 1733 and retrofits | 259 | 7286 | Rate Constraint in lbs/MMBtu | FALSE | L | Annual | Allowances Withdrawn (n:1) | Thousand Tons | 0 | 0 | 0 | 0 | 0 | 0 | 0
CT Fac. Spec. - NOX Rate Winter v.4.10 Final, Unit 1733 and retrofits | 259 | 7286 | Rate Constraint in lbs/MMBtu | FALSE | L | Annual | Net Emissions Allowance Position | Thousand Tons | 0.019394 | 0.011261 | 0.0065659 | 0 | 0 | 0 | 0
CT Fac. Spec. - NOX Rate Winter v.4.10 Final, Unit 1733 and retrofits | 259 | 7286 | Rate Constraint in lbs/MMBtu | FALSE | L | Annual | Fuel Consumed | TBtu | 6.7224 | 3.9032 | 2.2759 | 0 | 0 | 0 | 0
CT Fac. Spec. - NOX Rate Winter v.4.10 Final, Unit 1733 and retrofits | 259 | 7286 | Rate Constraint in lbs/MMBtu | FALSE | L | Annual | Rate | lb/MMBtu | 0.00577 | 0.00577 | 0.00577 | 0 | 0 | 0 | 0
CT Fac. Spec. - NOX Rate Winter v.4.10 Final, Unit 1733 and retrofits | 259 | 7286 | Rate Constraint in lbs/MMBtu | FALSE | L | Annual | Generation | TWh | 0.95353 | 0.55364 | 0.32282 | 0 | 0 | 0 | 0
CT Fac. Spec. - NOX Rate Winter v.4.10 Final, Unit 1733 and retrofits | 259 | 7286 | Rate Constraint in lbs/MMBtu | FALSE | L | Annual | Qualifying Generation | TWh | 0.95353 | 0.55364 | 0.32282 | 0 | 0 | 0 | 0
CT Fac. Spec. - NOX Rate Winter v.4.10 Final, Unit 1733 and retrofits | 259 | 7286 | Rate Constraint in lbs/MMBtu | FALSE | L | Annual | Rate | lb/MWh | 0.040679 | 0.040679 | 0.040679 | 0 | 0 | 0 | 0
CT Fac. Spec. - NOX Rate Winter v.4.10 Final, Unit 1733 and retrofits | 259 | 7286 | Rate Constraint in lbs/MMBtu | FALSE | L | Annual | Constraint Shadow Price | US2022$/Ton | 0 | 0 | 0 | 0 | 0 | 0 | 0
CT Fac. Spec. - NOX Rate Winter v.4.10 Final, Unit 1734 and retrofits | 260 | 7286 | Rate Constraint in lbs/MMBtu | FALSE | L | Annual | Seasons Included | Seasons | Winter, Spring, Fall | Winter, Spring, Fall | Winter, Spring, Fall | Winter, Spring, Fall | Winter, Spring, Fall | Winter, Spring, Fall | Winter, Spring, Fall
CT Fac. Spec. - NOX Rate Winter v.4.10 Final, Unit 1734 and retrofits | 260 | 7286 | Rate Constraint in lbs/MMBtu | FALSE | L | Annual | Standard NOX | lb/MMBtu | 0.15 | 0.15 | 0.15 | 0.15 | 0.15 | 0.15 | 0.15
CT Fac. Spec. - NOX Rate Winter v.4.10 Final, Unit 1734 and retrofits | 260 | 7286 | Rate Constraint in lbs/MMBtu | FALSE | L | Annual | Emissions at Affected Plants NOX | Thousand Tons | 0.015234 | 0.010967 | 0.0062727 | 0 | 0 | 0 | 0
CT Fac. Spec. - NOX Rate Winter v.4.10 Final, Unit 1734 and retrofits | 260 | 7286 | Rate Constraint in lbs/MMBtu | FALSE | L | Annual | Allowances Purchased NOX | Thousand Tons | 0 | 0 | 0 | 0 | 0 | 0 | 0
CT Fac. Spec. - NOX Rate Winter v.4.10 Final, Unit 1734 and retrofits | 260 | 7286 | Rate Constraint in lbs/MMBtu | FALSE | L | Annual | Allowances Sold NOX | Thousand Tons | 0 | 0 | 0 | 0 | 0 | 0 | 0
CT Fac. Spec. - NOX Rate Winter v.4.10 Final, Unit 1734 and retrofits | 260 | 7286 | Rate Constraint in lbs/MMBtu | FALSE | L | Annual | Allowances Banked | Thousand Tons | 0 | 0 | 0 | 0 | 0 | 0 | 0
CT Fac. Spec. - NOX Rate Winter v.4.10 Final, Unit 1734 and retrofits | 260 | 7286 | Rate Constraint in lbs/MMBtu | FALSE | L | Annual | Allowances Withdrawn (1:1) | Thousand Tons | 0 | 0 | 0 | 0 | 0 | 0 | 0
CT Fac. Spec. - NOX Rate Winter v.4.10 Final, Unit 1734 and retrofits | 260 | 7286 | Rate Constraint in lbs/MMBtu | FALSE | L | Annual | Allowances Withdrawn (n:1) | Thousand Tons | 0 | 0 | 0 | 0 | 0 | 0 | 0
CT Fac. Spec. - NOX Rate Winter v.4.10 Final, Unit 1734 and retrofits | 260 | 7286 | Rate Constraint in lbs/MMBtu | FALSE | L | Annual | Net Emissions Allowance Position | Thousand Tons | 0.015234 | 0.010967 | 0.0062727 | 0 | 0 | 0 | 0
CT Fac. Spec. - NOX Rate Winter v.4.10 Final, Unit 1734 and retrofits | 260 | 7286 | Rate Constraint in lbs/MMBtu | FALSE | L | Annual | Fuel Consumed | TBtu | 5.2805 | 3.8014 | 2.1743 | 0 | 0 | 0 | 0
CT Fac. Spec. - NOX Rate Winter v.4.10 Final, Unit 1734 and retrofits | 260 | 7286 | Rate Constraint in lbs/MMBtu | FALSE | L | Annual | Rate | lb/MMBtu | 0.00577 | 0.00577 | 0.00577 | 0 | 0 | 0 | 0
CT Fac. Spec. - NOX Rate Winter v.4.10 Final, Unit 1734 and retrofits | 260 | 7286 | Rate Constraint in lbs/MMBtu | FALSE | L | Annual | Generation | TWh | 0.74901 | 0.5392 | 0.30841 | 0 | 0 | 0 | 0
CT Fac. Spec. - NOX Rate Winter v.4.10 Final, Unit 1734 and retrofits | 260 | 7286 | Rate Constraint in lbs/MMBtu | FALSE | L | Annual | Qualifying Generation | TWh | 0.74901 | 0.5392 | 0.30841 | 0 | 0 | 0 | 0
CT Fac. Spec. - NOX Rate Winter v.4.10 Final, Unit 1734 and retrofits | 260 | 7286 | Rate Constraint in lbs/MMBtu | FALSE | L | Annual | Rate | lb/MWh | 0.040679 | 0.040679 | 0.040679 | 0 | 0 | 0 | 0
CT Fac. Spec. - NOX Rate Winter v.4.10 Final, Unit 1734 and retrofits | 260 | 7286 | Rate Constraint in lbs/MMBtu | FALSE | L | Annual | Constraint Shadow Price | US2022$/Ton | 0 | 0 | 0 | 0 | 0 | 0 | 0
CT Fac. Spec. - NOX Rate Winter v.4.10 Final, Unit 1735 and retrofits | 261 | 7286 | Rate Constraint in lbs/MMBtu | FALSE | L | Annual | Seasons Included | Seasons | Winter, Spring, Fall | Winter, Spring, Fall | Winter, Spring, Fall | Winter, Spring, Fall | Winter, Spring, Fall | Winter, Spring, Fall | Winter, Spring, Fall
CT Fac. Spec. - NOX Rate Winter v.4.10 Final, Unit 1735 and retrofits | 261 | 7286 | Rate Constraint in lbs/MMBtu | FALSE | L | Annual | Standard NOX | lb/MMBtu | 0.15 | 0.15 | 0.15 | 0.15 | 0.15 | 0.15 | 0.15
CT Fac. Spec. - NOX Rate Winter v.4.10 Final, Unit 1735 and retrofits | 261 | 7286 | Rate Constraint in lbs/MMBtu | FALSE | L | Annual | Emissions at Affected Plants NOX | Thousand Tons | 0.015594 | 0.01015 | 0.0069254 | 0 | 0 | 0 | 0
CT Fac. Spec. - NOX Rate Winter v.4.10 Final, Unit 1735 and retrofits | 261 | 7286 | Rate Constraint in lbs/MMBtu | FALSE | L | Annual | Allowances Purchased NOX | Thousand Tons | 0 | 0 | 0 | 0 | 0 | 0 | 0
CT Fac. Spec. - NOX Rate Winter v.4.10 Final, Unit 1735 and retrofits | 261 | 7286 | Rate Constraint in lbs/MMBtu | FALSE | L | Annual | Allowances Sold NOX | Thousand Tons | 0 | 0 | 0 | 0 | 0 | 0 | 0
CT Fac. Spec. - NOX Rate Winter v.4.10 Final, Unit 1735 and retrofits | 261 | 7286 | Rate Constraint in lbs/MMBtu | FALSE | L | Annual | Allowances Banked | Thousand Tons | 0 | 0 | 0 | 0 | 0 | 0 | 0
CT Fac. Spec. - NOX Rate Winter v.4.10 Final, Unit 1735 and retrofits | 261 | 7286 | Rate Constraint in lbs/MMBtu | FALSE | L | Annual | Allowances Withdrawn (1:1) | Thousand Tons | 0 | 0 | 0 | 0 | 0 | 0 | 0
CT Fac. Spec. - NOX Rate Winter v.4.10 Final, Unit 1735 and retrofits | 261 | 7286 | Rate Constraint in lbs/MMBtu | FALSE | L | Annual | Allowances Withdrawn (n:1) | Thousand Tons | 0 | 0 | 0 | 0 | 0 | 0 | 0
CT Fac. Spec. - NOX Rate Winter v.4.10 Final, Unit 1735 and retrofits | 261 | 7286 | Rate Constraint in lbs/MMBtu | FALSE | L | Annual | Net Emissions Allowance Position | Thousand Tons | 0.015594 | 0.01015 | 0.0069254 | 0 | 0 | 0 | 0
CT Fac. Spec. - NOX Rate Winter v.4.10 Final, Unit 1735 and retrofits | 261 | 7286 | Rate Constraint in lbs/MMBtu | FALSE | L | Annual | Fuel Consumed | TBtu | 5.4053 | 3.5183 | 2.4005 | 0 | 0 | 0 | 0
CT Fac. Spec. - NOX Rate Winter v.4.10 Final, Unit 1735 and retrofits | 261 | 7286 | Rate Constraint in lbs/MMBtu | FALSE | L | Annual | Rate | lb/MMBtu | 0.00577 | 0.00577 | 0.00577 | 0 | 0 | 0 | 0
CT Fac. Spec. - NOX Rate Winter v.4.10 Final, Unit 1735 and retrofits | 261 | 7286 | Rate Constraint in lbs/MMBtu | FALSE | L | Annual | Generation | TWh | 0.76671 | 0.49905 | 0.3405 | 0 | 0 | 0 | 0
CT Fac. Spec. - NOX Rate Winter v.4.10 Final, Unit 1735 and retrofits | 261 | 7286 | Rate Constraint in lbs/MMBtu | FALSE | L | Annual | Qualifying Generation | TWh | 0.76671 | 0.49905 | 0.3405 | 0 | 0 | 0 | 0
CT Fac. Spec. - NOX Rate Winter v.4.10 Final, Unit 1735 and retrofits | 261 | 7286 | Rate Constraint in lbs/MMBtu | FALSE | L | Annual | Rate | lb/MWh | 0.040679 | 0.040679 | 0.040679 | 0 | 0 | 0 | 0
CT Fac. Spec. - NOX Rate Winter v.4.10 Final, Unit 1735 and retrofits | 261 | 7286 | Rate Constraint in lbs/MMBtu | FALSE | L | Annual | Constraint Shadow Price | US2022$/Ton | 0 | 0 | 0 | 0 | 0 | 0 | 0
CT Fac. Spec. - NOX Rate Winter v.4.10 Final, Unit 1736 and retrofits | 262 | 7286 | Rate Constraint in lbs/MMBtu | FALSE | L | Annual | Seasons Included | Seasons | Winter, Spring, Fall | Winter, Spring, Fall | Winter, Spring, Fall | Winter, Spring, Fall | Winter, Spring, Fall | Winter, Spring, Fall | Winter, Spring, Fall
CT Fac. Spec. - NOX Rate Winter v.4.10 Final, Unit 1736 and retrofits | 262 | 7286 | Rate Constraint in lbs/MMBtu | FALSE | L | Annual | Standard NOX | lb/MMBtu | 0.15 | 0.15 | 0.15 | 0.15 | 0.15 | 0.15 | 0.15
CT Fac. Spec. - NOX Rate Winter v.4.10 Final, Unit 1736 and retrofits | 262 | 7286 | Rate Constraint in lbs/MMBtu | FALSE | L | Annual | Emissions at Affected Plants NOX | Thousand Tons | 0 | 0 | 0 | 0 | 0 | 0 | 0
CT Fac. Spec. - NOX Rate Winter v.4.10 Final, Unit 1736 and retrofits | 262 | 7286 | Rate Constraint in lbs/MMBtu | FALSE | L | Annual | Allowances Purchased NOX | Thousand Tons | 0 | 0 | 0 | 0 | 0 | 0 | 0
CT Fac. Spec. - NOX Rate Winter v.4.10 Final, Unit 1736 and retrofits | 262 | 7286 | Rate Constraint in lbs/MMBtu | FALSE | L | Annual | Allowances Sold NOX | Thousand Tons | 0 | 0 | 0 | 0 | 0 | 0 | 0
CT Fac. Spec. - NOX Rate Winter v.4.10 Final, Unit 1736 and retrofits | 262 | 7286 | Rate Constraint in lbs/MMBtu | FALSE | L | Annual | Allowances Banked | Thousand Tons | 0 | 0 | 0 | 0 | 0 | 0 | 0
CT Fac. Spec. - NOX Rate Winter v.4.10 Final, Unit 1736 and retrofits | 262 | 7286 | Rate Constraint in lbs/MMBtu | FALSE | L | Annual | Allowances Withdrawn (1:1) | Thousand Tons | 0 | 0 | 0 | 0 | 0 | 0 | 0
CT Fac. Spec. - NOX Rate Winter v.4.10 Final, Unit 1736 and retrofits | 262 | 7286 | Rate Constraint in lbs/MMBtu | FALSE | L | Annual | Allowances Withdrawn (n:1) | Thousand Tons | 0 | 0 | 0 | 0 | 0 | 0 | 0
CT Fac. Spec. - NOX Rate Winter v.4.10 Final, Unit 1736 and retrofits | 262 | 7286 | Rate Constraint in lbs/MMBtu | FALSE | L | Annual | Net Emissions Allowance Position | Thousand Tons | 0 | 0 | 0 | 0 | 0 | 0 | 0
CT Fac. Spec. - NOX Rate Winter v.4.10 Final, Unit 1736 and retrofits | 262 | 7286 | Rate Constraint in lbs/MMBtu | FALSE | L | Annual | Fuel Consumed | TBtu | 0 | 0 | 0 | 0 | 0 | 0 | 0
CT Fac. Spec. - NOX Rate Winter v.4.10 Final, Unit 1736 and retrofits | 262 | 7286 | Rate Constraint in lbs/MMBtu | FALSE | L | Annual | Rate | lb/MMBtu | 0 | 0 | 0 | 0 | 0 | 0 | 0
CT Fac. Spec. - NOX Rate Winter v.4.10 Final, Unit 1736 and retrofits | 262 | 7286 | Rate Constraint in lbs/MMBtu | FALSE | L | Annual | Generation | TWh | 0 | 0 | 0 | 0 | 0 | 0 | 0
CT Fac. Spec. - NOX Rate Winter v.4.10 Final, Unit 1736 and retrofits | 262 | 7286 | Rate Constraint in lbs/MMBtu | FALSE | L | Annual | Qualifying Generation | TWh | 0 | 0 | 0 | 0 | 0 | 0 | 0
CT Fac. Spec. - NOX Rate Winter v.4.10 Final, Unit 1736 and retrofits | 262 | 7286 | Rate Constraint in lbs/MMBtu | FALSE | L | Annual | Rate | lb/MWh | 0 | 0 | 0 | 0 | 0 | 0 | 0
CT Fac. Spec. - NOX Rate Winter v.4.10 Final, Unit 1736 and retrofits | 262 | 7286 | Rate Constraint in lbs/MMBtu | FALSE | L | Annual | Constraint Shadow Price | US2022$/Ton | 35521.4773 | 33447.4938 | 34580.6615 | 0 | 0 | 0 | 0
CT Fac. Spec. - NOX Rate Winter v.4.10 Final, Unit 1737 and retrofits | 263 | 7286 | Rate Constraint in lbs/MMBtu | FALSE | L | Annual | Seasons Included | Seasons | Winter, Spring, Fall | Winter, Spring, Fall | Winter, Spring, Fall | Winter, Spring, Fall | Winter, Spring, Fall | Winter, Spring, Fall | Winter, Spring, Fall
CT Fac. Spec. - NOX Rate Winter v.4.10 Final, Unit 1737 and retrofits | 263 | 7286 | Rate Constraint in lbs/MMBtu | FALSE | L | Annual | Standard NOX | lb/MMBtu | 0.15 | 0.15 | 0.15 | 0.15 | 0.15 | 0.15 | 0.15
CT Fac. Spec. - NOX Rate Winter v.4.10 Final, Unit 1737 and retrofits | 263 | 7286 | Rate Constraint in lbs/MMBtu | FALSE | L | Annual | Emissions at Affected Plants NOX | Thousand Tons | 0 | 0 | 0 | 0 | 0 | 0 | 0
CT Fac. Spec. - NOX Rate Winter v.4.10 Final, Unit 1737 and retrofits | 263 | 7286 | Rate Constraint in lbs/MMBtu | FALSE | L | Annual | Allowances Purchased NOX | Thousand Tons | 0 | 0 | 0 | 0 | 0 | 0 | 0
CT Fac. Spec. - NOX Rate Winter v.4.10 Final, Unit 1737 and retrofits | 263 | 7286 | Rate Constraint in lbs/MMBtu | FALSE | L | Annual | Allowances Sold NOX | Thousand Tons | 0 | 0 | 0 | 0 | 0 | 0 | 0
CT Fac. Spec. - NOX Rate Winter v.4.10 Final, Unit 1737 and retrofits | 263 | 7286 | Rate Constraint in lbs/MMBtu | FALSE | L | Annual | Allowances Banked | Thousand Tons | 0 | 0 | 0 | 0 | 0 | 0 | 0
CT Fac. Spec. - NOX Rate Winter v.4.10 Final, Unit 1737 and retrofits | 263 | 7286 | Rate Constraint in lbs/MMBtu | FALSE | L | Annual | Allowances Withdrawn (1:1) | Thousand Tons | 0 | 0 | 0 | 0 | 0 | 0 | 0
CT Fac. Spec. - NOX Rate Winter v.4.10 Final, Unit 1737 and retrofits | 263 | 7286 | Rate Constraint in lbs/MMBtu | FALSE | L | Annual | Allowances Withdrawn (n:1) | Thousand Tons | 0 | 0 | 0 | 0 | 0 | 0 | 0
CT Fac. Spec. - NOX Rate Winter v.4.10 Final, Unit 1737 and retrofits | 263 | 7286 | Rate Constraint in lbs/MMBtu | FALSE | L | Annual | Net Emissions Allowance Position | Thousand Tons | 0 | 0 | 0 | 0 | 0 | 0 | 0
CT Fac. Spec. - NOX Rate Winter v.4.10 Final, Unit 1737 and retrofits | 263 | 7286 | Rate Constraint in lbs/MMBtu | FALSE | L | Annual | Fuel Consumed | TBtu | 0 | 0 | 0 | 0 | 0 | 0 | 0
CT Fac. Spec. - NOX Rate Winter v.4.10 Final, Unit 1737 and retrofits | 263 | 7286 | Rate Constraint in lbs/MMBtu | FALSE | L | Annual | Rate | lb/MMBtu | 0 | 0 | 0 | 0 | 0 | 0 | 0
CT Fac. Spec. - NOX Rate Winter v.4.10 Final, Unit 1737 and retrofits | 263 | 7286 | Rate Constraint in lbs/MMBtu | FALSE | L | Annual | Generation | TWh | 0 | 0 | 0 | 0 | 0 | 0 | 0
CT Fac. Spec. - NOX Rate Winter v.4.10 Final, Unit 1737 and retrofits | 263 | 7286 | Rate Constraint in lbs/MMBtu | FALSE | L | Annual | Qualifying Generation | TWh | 0 | 0 | 0 | 0 | 0 | 0 | 0
CT Fac. Spec. - NOX Rate Winter v.4.10 Final, Unit 1737 and retrofits | 263 | 7286 | Rate Constraint in lbs/MMBtu | FALSE | L | Annual | Rate | lb/MWh | 0 | 0 | 0 | 0 | 0 | 0 | 0
CT Fac. Spec. - NOX Rate Winter v.4.10 Final, Unit 1737 and retrofits | 263 | 7286 | Rate Constraint in lbs/MMBtu | FALSE | L | Annual | Constraint Shadow Price | US2022$/Ton | 32790.1546 | 30506.9143 | 31178.4271 | 0 | 0 | 0 | 0
CT Fac. Spec. - NOX Rate Winter v.4.10 Final, Unit 2198 and retrofits | 264 | 7286 | Rate Constraint in lbs/MMBtu | FALSE | L | Annual | Seasons Included | Seasons | Winter, Spring, Fall | Winter, Spring, Fall | Winter, Spring, Fall | Winter, Spring, Fall | Winter, Spring, Fall | Winter, Spring, Fall | Winter, Spring, Fall
CT Fac. Spec. - NOX Rate Winter v.4.10 Final, Unit 2198 and retrofits | 264 | 7286 | Rate Constraint in lbs/MMBtu | FALSE | L | Annual | Standard NOX | lb/MMBtu | 0.15 | 0.15 | 0.15 | 0.15 | 0.15 | 0.15 | 0.15
CT Fac. Spec. - NOX Rate Winter v.4.10 Final, Unit 2198 and retrofits | 264 | 7286 | Rate Constraint in lbs/MMBtu | FALSE | L | Annual | Emissions at Affected Plants NOX | Thousand Tons | 0 | 0 | 0 | 0 | 0 | 0 | 0
CT Fac. Spec. - NOX Rate Winter v.4.10 Final, Unit 2198 and retrofits | 264 | 7286 | Rate Constraint in lbs/MMBtu | FALSE | L | Annual | Allowances Purchased NOX | Thousand Tons | 0 | 0 | 0 | 0 | 0 | 0 | 0
CT Fac. Spec. - NOX Rate Winter v.4.10 Final, Unit 2198 and retrofits | 264 | 7286 | Rate Constraint in lbs/MMBtu | FALSE | L | Annual | Allowances Sold NOX | Thousand Tons | 0 | 0 | 0 | 0 | 0 | 0 | 0
CT Fac. Spec. - NOX Rate Winter v.4.10 Final, Unit 2198 and retrofits | 264 | 7286 | Rate Constraint in lbs/MMBtu | FALSE | L | Annual | Allowances Banked | Thousand Tons | 0 | 0 | 0 | 0 | 0 | 0 | 0
CT Fac. Spec. - NOX Rate Winter v.4.10 Final, Unit 2198 and retrofits | 264 | 7286 | Rate Constraint in lbs/MMBtu | FALSE | L | Annual | Allowances Withdrawn (1:1) | Thousand Tons | 0 | 0 | 0 | 0 | 0 | 0 | 0
CT Fac. Spec. - NOX Rate Winter v.4.10 Final, Unit 2198 and retrofits | 264 | 7286 | Rate Constraint in lbs/MMBtu | FALSE | L | Annual | Allowances Withdrawn (n:1) | Thousand Tons | 0 | 0 | 0 | 0 | 0 | 0 | 0
CT Fac. Spec. - NOX Rate Winter v.4.10 Final, Unit 2198 and retrofits | 264 | 7286 | Rate Constraint in lbs/MMBtu | FALSE | L | Annual | Net Emissions Allowance Position | Thousand Tons | 0 | 0 | 0 | 0 | 0 | 0 | 0
CT Fac. Spec. - NOX Rate Winter v.4.10 Final, Unit 2198 and retrofits | 264 | 7286 | Rate Constraint in lbs/MMBtu | FALSE | L | Annual | Fuel Consumed | TBtu | 0 | 0 | 0 | 0 | 0 | 0 | 0
CT Fac. Spec. - NOX Rate Winter v.4.10 Final, Unit 2198 and retrofits | 264 | 7286 | Rate Constraint in lbs/MMBtu | FALSE | L | Annual | Rate | lb/MMBtu | 0 | 0 | 0 | 0 | 0 | 0 | 0
CT Fac. Spec. - NOX Rate Winter v.4.10 Final, Unit 2198 and retrofits | 264 | 7286 | Rate Constraint in lbs/MMBtu | FALSE | L | Annual | Generation | TWh | 0 | 0 | 0 | 0 | 0 | 0 | 0
CT Fac. Spec. - NOX Rate Winter v.4.10 Final, Unit 2198 and retrofits | 264 | 7286 | Rate Constraint in lbs/MMBtu | FALSE | L | Annual | Qualifying Generation | TWh | 0 | 0 | 0 | 0 | 0 | 0 | 0
CT Fac. Spec. - NOX Rate Winter v.4.10 Final, Unit 2198 and retrofits | 264 | 7286 | Rate Constraint in lbs/MMBtu | FALSE | L | Annual | Rate | lb/MWh | 0 | 0 | 0 | 0 | 0 | 0 | 0
CT Fac. Spec. - NOX Rate Winter v.4.10 Final, Unit 2198 and retrofits | 264 | 7286 | Rate Constraint in lbs/MMBtu | FALSE | L | Annual | Constraint Shadow Price | US2022$/Ton | 0 | 0 | 0 | 0 | 0 | 0 | 0
CT Fac. Spec. - NOX Rate Winter v.4.10 Final, Unit 2199 and retrofits | 265 | 7286 | Rate Constraint in lbs/MMBtu | FALSE | L | Annual | Seasons Included | Seasons | Winter, Spring, Fall | Winter, Spring, Fall | Winter, Spring, Fall | Winter, Spring, Fall | Winter, Spring, Fall | Winter, Spring, Fall | Winter, Spring, Fall
CT Fac. Spec. - NOX Rate Winter v.4.10 Final, Unit 2199 and retrofits | 265 | 7286 | Rate Constraint in lbs/MMBtu | FALSE | L | Annual | Standard NOX | lb/MMBtu | 0.15 | 0.15 | 0.15 | 0.15 | 0.15 | 0.15 | 0.15
CT Fac. Spec. - NOX Rate Winter v.4.10 Final, Unit 2199 and retrofits | 265 | 7286 | Rate Constraint in lbs/MMBtu | FALSE | L | Annual | Emissions at Affected Plants NOX | Thousand Tons | 0 | 0 | 0 | 0 | 0 | 0 | 0
CT Fac. Spec. - NOX Rate Winter v.4.10 Final, Unit 2199 and retrofits | 265 | 7286 | Rate Constraint in lbs/MMBtu | FALSE | L | Annual | Allowances Purchased NOX | Thousand Tons | 0 | 0 | 0 | 0 | 0 | 0 | 0
CT Fac. Spec. - NOX Rate Winter v.4.10 Final, Unit 2199 and retrofits | 265 | 7286 | Rate Constraint in lbs/MMBtu | FALSE | L | Annual | Allowances Sold NOX | Thousand Tons | 0 | 0 | 0 | 0 | 0 | 0 | 0
CT Fac. Spec. - NOX Rate Winter v.4.10 Final, Unit 2199 and retrofits | 265 | 7286 | Rate Constraint in lbs/MMBtu | FALSE | L | Annual | Allowances Banked | Thousand Tons | 0 | 0 | 0 | 0 | 0 | 0 | 0
CT Fac. Spec. - NOX Rate Winter v.4.10 Final, Unit 2199 and retrofits | 265 | 7286 | Rate Constraint in lbs/MMBtu | FALSE | L | Annual | Allowances Withdrawn (1:1) | Thousand Tons | 0 | 0 | 0 | 0 | 0 | 0 | 0
CT Fac. Spec. - NOX Rate Winter v.4.10 Final, Unit 2199 and retrofits | 265 | 7286 | Rate Constraint in lbs/MMBtu | FALSE | L | Annual | Allowances Withdrawn (n:1) | Thousand Tons | 0 | 0 | 0 | 0 | 0 | 0 | 0
CT Fac. Spec. - NOX Rate Winter v.4.10 Final, Unit 2199 and retrofits | 265 | 7286 | Rate Constraint in lbs/MMBtu | FALSE | L | Annual | Net Emissions Allowance Position | Thousand Tons | 0 | 0 | 0 | 0 | 0 | 0 | 0
CT Fac. Spec. - NOX Rate Winter v.4.10 Final, Unit 2199 and retrofits | 265 | 7286 | Rate Constraint in lbs/MMBtu | FALSE | L | Annual | Fuel Consumed | TBtu | 0 | 0 | 0 | 0 | 0 | 0 | 0
CT Fac. Spec. - NOX Rate Winter v.4.10 Final, Unit 2199 and retrofits | 265 | 7286 | Rate Constraint in lbs/MMBtu | FALSE | L | Annual | Rate | lb/MMBtu | 0 | 0 | 0 | 0 | 0 | 0 | 0
CT Fac. Spec. - NOX Rate Winter v.4.10 Final, Unit 2199 and retrofits | 265 | 7286 | Rate Constraint in lbs/MMBtu | FALSE | L | Annual | Generation | TWh | 0 | 0 | 0 | 0 | 0 | 0 | 0
CT Fac. Spec. - NOX Rate Winter v.4.10 Final, Unit 2199 and retrofits | 265 | 7286 | Rate Constraint in lbs/MMBtu | FALSE | L | Annual | Qualifying Generation | TWh | 0 | 0 | 0 | 0 | 0 | 0 | 0
CT Fac. Spec. - NOX Rate Winter v.4.10 Final, Unit 2199 and retrofits | 265 | 7286 | Rate Constraint in lbs/MMBtu | FALSE | L | Annual | Rate | lb/MWh | 0 | 0 | 0 | 0 | 0 | 0 | 0
CT Fac. Spec. - NOX Rate Winter v.4.10 Final, Unit 2199 and retrofits | 265 | 7286 | Rate Constraint in lbs/MMBtu | FALSE | L | Annual | Constraint Shadow Price | US2022$/Ton | 0 | 0 | 0 | 0 | 0 | 0 | 0
CT Fac. Spec. - NOX Rate Winter v.4.10 Final, Unit 2299 and retrofits | 266 | 7286 | Rate Constraint in lbs/MMBtu | FALSE | L | Annual | Seasons Included | Seasons | Winter, Spring, Fall | Winter, Spring, Fall | Winter, Spring, Fall | Winter, Spring, Fall | Winter, Spring, Fall | Winter, Spring, Fall | Winter, Spring, Fall
CT Fac. Spec. - NOX Rate Winter v.4.10 Final, Unit 2299 and retrofits | 266 | 7286 | Rate Constraint in lbs/MMBtu | FALSE | L | Annual | Standard NOX | lb/MMBtu | 0.15 | 0.15 | 0.15 | 0.15 | 0.15 | 0.15 | 0.15
CT Fac. Spec. - NOX Rate Winter v.4.10 Final, Unit 2299 and retrofits | 266 | 7286 | Rate Constraint in lbs/MMBtu | FALSE | L | Annual | Emissions at Affected Plants NOX | Thousand Tons | 0 | 0 | 0 | 0 | 0 | 0 | 0
CT Fac. Spec. - NOX Rate Winter v.4.10 Final, Unit 2299 and retrofits | 266 | 7286 | Rate Constraint in lbs/MMBtu | FALSE | L | Annual | Allowances Purchased NOX | Thousand Tons | 0 | 0 | 0 | 0 | 0 | 0 | 0
CT Fac. Spec. - NOX Rate Winter v.4.10 Final, Unit 2299 and retrofits | 266 | 7286 | Rate Constraint in lbs/MMBtu | FALSE | L | Annual | Allowances Sold NOX | Thousand Tons | 0 | 0 | 0 | 0 | 0 | 0 | 0
CT Fac. Spec. - NOX Rate Winter v.4.10 Final, Unit 2299 and retrofits | 266 | 7286 | Rate Constraint in lbs/MMBtu | FALSE | L | Annual | Allowances Banked | Thousand Tons | 0 | 0 | 0 | 0 | 0 | 0 | 0
CT Fac. Spec. - NOX Rate Winter v.4.10 Final, Unit 2299 and retrofits | 266 | 7286 | Rate Constraint in lbs/MMBtu | FALSE | L | Annual | Allowances Withdrawn (1:1) | Thousand Tons | 0 | 0 | 0 | 0 | 0 | 0 | 0
CT Fac. Spec. - NOX Rate Winter v.4.10 Final, Unit 2299 and retrofits | 266 | 7286 | Rate Constraint in lbs/MMBtu | FALSE | L | Annual | Allowances Withdrawn (n:1) | Thousand Tons | 0 | 0 | 0 | 0 | 0 | 0 | 0
CT Fac. Spec. - NOX Rate Winter v.4.10 Final, Unit 2299 and retrofits | 266 | 7286 | Rate Constraint in lbs/MMBtu | FALSE | L | Annual | Net Emissions Allowance Position | Thousand Tons | 0 | 0 | 0 | 0 | 0 | 0 | 0
CT Fac. Spec. - NOX Rate Winter v.4.10 Final, Unit 2299 and retrofits | 266 | 7286 | Rate Constraint in lbs/MMBtu | FALSE | L | Annual | Fuel Consumed | TBtu | 0 | 0 | 0 | 0 | 0 | 0 | 0
CT Fac. Spec. - NOX Rate Winter v.4.10 Final, Unit 2299 and retrofits | 266 | 7286 | Rate Constraint in lbs/MMBtu | FALSE | L | Annual | Rate | lb/MMBtu | 0 | 0 | 0 | 0 | 0 | 0 | 0
CT Fac. Spec. - NOX Rate Winter v.4.10 Final, Unit 2299 and retrofits | 266 | 7286 | Rate Constraint in lbs/MMBtu | FALSE | L | Annual | Generation | TWh | 0 | 0 | 0 | 0 | 0 | 0 | 0
CT Fac. Spec. - NOX Rate Winter v.4.10 Final, Unit 2299 and retrofits | 266 | 7286 | Rate Constraint in lbs/MMBtu | FALSE | L | Annual | Qualifying Generation | TWh | 0 | 0 | 0 | 0 | 0 | 0 | 0
CT Fac. Spec. - NOX Rate Winter v.4.10 Final, Unit 2299 and retrofits | 266 | 7286 | Rate Constraint in lbs/MMBtu | FALSE | L | Annual | Rate | lb/MWh | 0 | 0 | 0 | 0 | 0 | 0 | 0
CT Fac. Spec. - NOX Rate Winter v.4.10 Final, Unit 2299 and retrofits | 266 | 7286 | Rate Constraint in lbs/MMBtu | FALSE | L | Annual | Constraint Shadow Price | US2022$/Ton | 0 | 0 | 0 | 0 | 0 | 0 | 0
CT Fac. Spec. - NOX Rate Winter v.4.10 Final, Unit 2300 and retrofits | 267 | 7286 | Rate Constraint in lbs/MMBtu | FALSE | L | Annual | Seasons Included | Seasons | Winter, Spring, Fall | Winter, Spring, Fall | Winter, Spring, Fall | Winter, Spring, Fall | Winter, Spring, Fall | Winter, Spring, Fall | Winter, Spring, Fall
CT Fac. Spec. - NOX Rate Winter v.4.10 Final, Unit 2300 and retrofits | 267 | 7286 | Rate Constraint in lbs/MMBtu | FALSE | L | Annual | Standard NOX | lb/MMBtu | 0.15 | 0.15 | 0.15 | 0.15 | 0.15 | 0.15 | 0.15
CT Fac. Spec. - NOX Rate Winter v.4.10 Final, Unit 2300 and retrofits | 267 | 7286 | Rate Constraint in lbs/MMBtu | FALSE | L | Annual | Emissions at Affected Plants NOX | Thousand Tons | 0 | 0 | 0 | 0 | 0 | 0 | 0
CT Fac. Spec. - NOX Rate Winter v.4.10 Final, Unit 2300 and retrofits | 267 | 7286 | Rate Constraint in lbs/MMBtu | FALSE | L | Annual | Allowances Purchased NOX | Thousand Tons | 0 | 0 | 0 | 0 | 0 | 0 | 0
CT Fac. Spec. - NOX Rate Winter v.4.10 Final, Unit 2300 and retrofits | 267 | 7286 | Rate Constraint in lbs/MMBtu | FALSE | L | Annual | Allowances Sold NOX | Thousand Tons | 0 | 0 | 0 | 0 | 0 | 0 | 0
CT Fac. Spec. - NOX Rate Winter v.4.10 Final, Unit 2300 and retrofits | 267 | 7286 | Rate Constraint in lbs/MMBtu | FALSE | L | Annual | Allowances Banked | Thousand Tons | 0 | 0 | 0 | 0 | 0 | 0 | 0
CT Fac. Spec. - NOX Rate Winter v.4.10 Final, Unit 2300 and retrofits | 267 | 7286 | Rate Constraint in lbs/MMBtu | FALSE | L | Annual | Allowances Withdrawn (1:1) | Thousand Tons | 0 | 0 | 0 | 0 | 0 | 0 | 0
CT Fac. Spec. - NOX Rate Winter v.4.10 Final, Unit 2300 and retrofits | 267 | 7286 | Rate Constraint in lbs/MMBtu | FALSE | L | Annual | Allowances Withdrawn (n:1) | Thousand Tons | 0 | 0 | 0 | 0 | 0 | 0 | 0
CT Fac. Spec. - NOX Rate Winter v.4.10 Final, Unit 2300 and retrofits | 267 | 7286 | Rate Constraint in lbs/MMBtu | FALSE | L | Annual | Net Emissions Allowance Position | Thousand Tons | 0 | 0 | 0 | 0 | 0 | 0 | 0
CT Fac. Spec. - NOX Rate Winter v.4.10 Final, Unit 2300 and retrofits | 267 | 7286 | Rate Constraint in lbs/MMBtu | FALSE | L | Annual | Fuel Consumed | TBtu | 0 | 0 | 0 | 0 | 0 | 0 | 0
CT Fac. Spec. - NOX Rate Winter v.4.10 Final, Unit 2300 and retrofits | 267 | 7286 | Rate Constraint in lbs/MMBtu | FALSE | L | Annual | Rate | lb/MMBtu | 0 | 0 | 0 | 0 | 0 | 0 | 0
CT Fac. Spec. - NOX Rate Winter v.4.10 Final, Unit 2300 and retrofits | 267 | 7286 | Rate Constraint in lbs/MMBtu | FALSE | L | Annual | Generation | TWh | 0 | 0 | 0 | 0 | 0 | 0 | 0
CT Fac. Spec. - NOX Rate Winter v.4.10 Final, Unit 2300 and retrofits | 267 | 7286 | Rate Constraint in lbs/MMBtu | FALSE | L | Annual | Qualifying Generation | TWh | 0 | 0 | 0 | 0 | 0 | 0 | 0
CT Fac. Spec. - NOX Rate Winter v.4.10 Final, Unit 2300 and retrofits | 267 | 7286 | Rate Constraint in lbs/MMBtu | FALSE | L | Annual | Rate | lb/MWh | 0 | 0 | 0 | 0 | 0 | 0 | 0
CT Fac. Spec. - NOX Rate Winter v.4.10 Final, Unit 2300 and retrofits | 267 | 7286 | Rate Constraint in lbs/MMBtu | FALSE | L | Annual | Constraint Shadow Price | US2022$/Ton | 0 | 0 | 0 | 0 | 0 | 0 | 0
CT Fac. Spec. - NOX Rate Winter v.4.10 Final, Unit 2301 and retrofits | 268 | 7286 | Rate Constraint in lbs/MMBtu | FALSE | L | Annual | Seasons Included | Seasons | Winter, Spring, Fall | Winter, Spring, Fall | Winter, Spring, Fall | Winter, Spring, Fall | Winter, Spring, Fall | Winter, Spring, Fall | Winter, Spring, Fall
CT Fac. Spec. - NOX Rate Winter v.4.10 Final, Unit 2301 and retrofits | 268 | 7286 | Rate Constraint in lbs/MMBtu | FALSE | L | Annual | Standard NOX | lb/MMBtu | 0.15 | 0.15 | 0.15 | 0.15 | 0.15 | 0.15 | 0.15
CT Fac. Spec. - NOX Rate Winter v.4.10 Final, Unit 2301 and retrofits | 268 | 7286 | Rate Constraint in lbs/MMBtu | FALSE | L | Annual | Emissions at Affected Plants NOX | Thousand Tons | 0 | 0 | 0 | 0 | 0 | 0 | 0
CT Fac. Spec. - NOX Rate Winter v.4.10 Final, Unit 2301 and retrofits | 268 | 7286 | Rate Constraint in lbs/MMBtu | FALSE | L | Annual | Allowances Purchased NOX | Thousand Tons | 0 | 0 | 0 | 0 | 0 | 0 | 0
CT Fac. Spec. - NOX Rate Winter v.4.10 Final, Unit 2301 and retrofits | 268 | 7286 | Rate Constraint in lbs/MMBtu | FALSE | L | Annual | Allowances Sold NOX | Thousand Tons | 0 | 0 | 0 | 0 | 0 | 0 | 0
CT Fac. Spec. - NOX Rate Winter v.4.10 Final, Unit 2301 and retrofits | 268 | 7286 | Rate Constraint in lbs/MMBtu | FALSE | L | Annual | Allowances Banked | Thousand Tons | 0 | 0 | 0 | 0 | 0 | 0 | 0
CT Fac. Spec. - NOX Rate Winter v.4.10 Final, Unit 2301 and retrofits | 268 | 7286 | Rate Constraint in lbs/MMBtu | FALSE | L | Annual | Allowances Withdrawn (1:1) | Thousand Tons | 0 | 0 | 0 | 0 | 0 | 0 | 0
CT Fac. Spec. - NOX Rate Winter v.4.10 Final, Unit 2301 and retrofits | 268 | 7286 | Rate Constraint in lbs/MMBtu | FALSE | L | Annual | Allowances Withdrawn (n:1) | Thousand Tons | 0 | 0 | 0 | 0 | 0 | 0 | 0
CT Fac. Spec. - NOX Rate Winter v.4.10 Final, Unit 2301 and retrofits | 268 | 7286 | Rate Constraint in lbs/MMBtu | FALSE | L | Annual | Net Emissions Allowance Position | Thousand Tons | 0 | 0 | 0 | 0 | 0 | 0 | 0
CT Fac. Spec. - NOX Rate Winter v.4.10 Final, Unit 2301 and retrofits | 268 | 7286 | Rate Constraint in lbs/MMBtu | FALSE | L | Annual | Fuel Consumed | TBtu | 0 | 0 | 0 | 0 | 0 | 0 | 0
CT Fac. Spec. - NOX Rate Winter v.4.10 Final, Unit 2301 and retrofits | 268 | 7286 | Rate Constraint in lbs/MMBtu | FALSE | L | Annual | Rate | lb/MMBtu | 0 | 0 | 0 | 0 | 0 | 0 | 0
CT Fac. Spec. - NOX Rate Winter v.4.10 Final, Unit 2301 and retrofits | 268 | 7286 | Rate Constraint in lbs/MMBtu | FALSE | L | Annual | Generation | TWh | 0 | 0 | 0 | 0 | 0 | 0 | 0
CT Fac. Spec. - NOX Rate Winter v.4.10 Final, Unit 2301 and retrofits | 268 | 7286 | Rate Constraint in lbs/MMBtu | FALSE | L | Annual | Qualifying Generation | TWh | 0 | 0 | 0 | 0 | 0 | 0 | 0
CT Fac. Spec. - NOX Rate Winter v.4.10 Final, Unit 2301 and retrofits | 268 | 7286 | Rate Constraint in lbs/MMBtu | FALSE | L | Annual | Rate | lb/MWh | 0 | 0 | 0 | 0 | 0 | 0 | 0
CT Fac. Spec. - NOX Rate Winter v.4.10 Final, Unit 2301 and retrofits | 268 | 7286 | Rate Constraint in lbs/MMBtu | FALSE | L | Annual | Constraint Shadow Price | US2022$/Ton | 0 | 0 | 0 | 0 | 0 | 0 | 0
CT Fac. Spec. - NOX Rate Winter v.4.10 Final, Unit 2302 and retrofits | 269 | 7286 | Rate Constraint in lbs/MMBtu | FALSE | L | Annual | Seasons Included | Seasons | Winter, Spring, Fall | Winter, Spring, Fall | Winter, Spring, Fall | Winter, Spring, Fall | Winter, Spring, Fall | Winter, Spring, Fall | Winter, Spring, Fall
CT Fac. Spec. - NOX Rate Winter v.4.10 Final, Unit 2302 and retrofits | 269 | 7286 | Rate Constraint in lbs/MMBtu | FALSE | L | Annual | Standard NOX | lb/MMBtu | 0.15 | 0.15 | 0.15 | 0.15 | 0.15 | 0.15 | 0.15
CT Fac. Spec. - NOX Rate Winter v.4.10 Final, Unit 2302 and retrofits | 269 | 7286 | Rate Constraint in lbs/MMBtu | FALSE | L | Annual | Emissions at Affected Plants NOX | Thousand Tons | 0 | 0 | 0 | 0 | 0 | 0 | 0
CT Fac. Spec. - NOX Rate Winter v.4.10 Final, Unit 2302 and retrofits | 269 | 7286 | Rate Constraint in lbs/MMBtu | FALSE | L | Annual | Allowances Purchased NOX | Thousand Tons | 0 | 0 | 0 | 0 | 0 | 0 | 0
CT Fac. Spec. - NOX Rate Winter v.4.10 Final, Unit 2302 and retrofits | 269 | 7286 | Rate Constraint in lbs/MMBtu | FALSE | L | Annual | Allowances Sold NOX | Thousand Tons | 0 | 0 | 0 | 0 | 0 | 0 | 0
CT Fac. Spec. - NOX Rate Winter v.4.10 Final, Unit 2302 and retrofits | 269 | 7286 | Rate Constraint in lbs/MMBtu | FALSE | L | Annual | Allowances Banked | Thousand Tons | 0 | 0 | 0 | 0 | 0 | 0 | 0
CT Fac. Spec. - NOX Rate Winter v.4.10 Final, Unit 2302 and retrofits | 269 | 7286 | Rate Constraint in lbs/MMBtu | FALSE | L | Annual | Allowances Withdrawn (1:1) | Thousand Tons | 0 | 0 | 0 | 0 | 0 | 0 | 0
CT Fac. Spec. - NOX Rate Winter v.4.10 Final, Unit 2302 and retrofits | 269 | 7286 | Rate Constraint in lbs/MMBtu | FALSE | L | Annual | Allowances Withdrawn (n:1) | Thousand Tons | 0 | 0 | 0 | 0 | 0 | 0 | 0
CT Fac. Spec. - NOX Rate Winter v.4.10 Final, Unit 2302 and retrofits | 269 | 7286 | Rate Constraint in lbs/MMBtu | FALSE | L | Annual | Net Emissions Allowance Position | Thousand Tons | 0 | 0 | 0 | 0 | 0 | 0 | 0
CT Fac. Spec. - NOX Rate Winter v.4.10 Final, Unit 2302 and retrofits | 269 | 7286 | Rate Constraint in lbs/MMBtu | FALSE | L | Annual | Fuel Consumed | TBtu | 0 | 0 | 0 | 0 | 0 | 0 | 0
CT Fac. Spec. - NOX Rate Winter v.4.10 Final, Unit 2302 and retrofits | 269 | 7286 | Rate Constraint in lbs/MMBtu | FALSE | L | Annual | Rate | lb/MMBtu | 0 | 0 | 0 | 0 | 0 | 0 | 0
CT Fac. Spec. - NOX Rate Winter v.4.10 Final, Unit 2302 and retrofits | 269 | 7286 | Rate Constraint in lbs/MMBtu | FALSE | L | Annual | Generation | TWh | 0 | 0 | 0 | 0 | 0 | 0 | 0
CT Fac. Spec. - NOX Rate Winter v.4.10 Final, Unit 2302 and retrofits | 269 | 7286 | Rate Constraint in lbs/MMBtu | FALSE | L | Annual | Qualifying Generation | TWh | 0 | 0 | 0 | 0 | 0 | 0 | 0
CT Fac. Spec. - NOX Rate Winter v.4.10 Final, Unit 2302 and retrofits | 269 | 7286 | Rate Constraint in lbs/MMBtu | FALSE | L | Annual | Rate | lb/MWh | 0 | 0 | 0 | 0 | 0 | 0 | 0
CT Fac. Spec. - NOX Rate Winter v.4.10 Final, Unit 2302 and retrofits | 269 | 7286 | Rate Constraint in lbs/MMBtu | FALSE | L | Annual | Constraint Shadow Price | US2022$/Ton | 0 | 0 | 0 | 0 | 0 | 0 | 0
CT Fac. Spec. - SO2 Rate Annual Non-Title IV v3.1, Unit 636 and retrofits | 270 | 7288 | Rate Constraint in lbs/MMBtu | FALSE | L | Annual | Seasons Included | Seasons | Winter, Spring, Summer, Fall | Winter, Spring, Summer, Fall | Winter, Spring, Summer, Fall | Winter, Spring, Summer, Fall | Winter, Spring, Summer, Fall | Winter, Spring, Summer, Fall | Winter, Spring, Summer, Fall
CT Fac. Spec. - SO2 Rate Annual Non-Title IV v3.1, Unit 636 and retrofits | 270 | 7288 | Rate Constraint in lbs/MMBtu | FALSE | L | Annual | Standard SO2 | lb/MMBtu | 0.55 | 0.55 | 0.55 | 0.55 | 0.55 | 0.55 | 0.55
CT Fac. Spec. - SO2 Rate Annual Non-Title IV v3.1, Unit 636 and retrofits | 270 | 7288 | Rate Constraint in lbs/MMBtu | FALSE | L | Annual | Emissions at Affected Plants SO2 | Thousand Tons | 0 | 0 | 0 | 0 | 0 | 0 | 0
CT Fac. Spec. - SO2 Rate Annual Non-Title IV v3.1, Unit 636 and retrofits | 270 | 7288 | Rate Constraint in lbs/MMBtu | FALSE | L | Annual | Allowances Purchased SO2 | Thousand Tons | 0 | 0 | 0 | 0 | 0 | 0 | 0
CT Fac. Spec. - SO2 Rate Annual Non-Title IV v3.1, Unit 636 and retrofits | 270 | 7288 | Rate Constraint in lbs/MMBtu | FALSE | L | Annual | Allowances Sold SO2 | Thousand Tons | 0 | 0 | 0 | 0 | 0 | 0 | 0
CT Fac. Spec. - SO2 Rate Annual Non-Title IV v3.1, Unit 636 and retrofits | 270 | 7288 | Rate Constraint in lbs/MMBtu | FALSE | L | Annual | Allowances Banked | Thousand Tons | 0 | 0 | 0 | 0 | 0 | 0 | 0
CT Fac. Spec. - SO2 Rate Annual Non-Title IV v3.1, Unit 636 and retrofits | 270 | 7288 | Rate Constraint in lbs/MMBtu | FALSE | L | Annual | Allowances Withdrawn (1:1) | Thousand Tons | 0 | 0 | 0 | 0 | 0 | 0 | 0
CT Fac. Spec. - SO2 Rate Annual Non-Title IV v3.1, Unit 636 and retrofits | 270 | 7288 | Rate Constraint in lbs/MMBtu | FALSE | L | Annual | Allowances Withdrawn (n:1) | Thousand Tons | 0 | 0 | 0 | 0 | 0 | 0 | 0
CT Fac. Spec. - SO2 Rate Annual Non-Title IV v3.1, Unit 636 and retrofits | 270 | 7288 | Rate Constraint in lbs/MMBtu | FALSE | L | Annual | Net Emissions Allowance Position | Thousand Tons | 0 | 0 | 0 | 0 | 0 | 0 | 0
CT Fac. Spec. - SO2 Rate Annual Non-Title IV v3.1, Unit 636 and retrofits | 270 | 7288 | Rate Constraint in lbs/MMBtu | FALSE | L | Annual | Fuel Consumed | TBtu | 0 | 0 | 0 | 0 | 0 | 0 | 0
CT Fac. Spec. - SO2 Rate Annual Non-Title IV v3.1, Unit 636 and retrofits | 270 | 7288 | Rate Constraint in lbs/MMBtu | FALSE | L | Annual | Rate | lb/MMBtu | 0 | 0 | 0 | 0 | 0 | 0 | 0
CT Fac. Spec. - SO2 Rate Annual Non-Title IV v3.1, Unit 636 and retrofits | 270 | 7288 | Rate Constraint in lbs/MMBtu | FALSE | L | Annual | Generation | TWh | 0 | 0 | 0 | 0 | 0 | 0 | 0
CT Fac. Spec. - SO2 Rate Annual Non-Title IV v3.1, Unit 636 and retrofits | 270 | 7288 | Rate Constraint in lbs/MMBtu | FALSE | L | Annual | Qualifying Generation | TWh | 0 | 0 | 0 | 0 | 0 | 0 | 0
CT Fac. Spec. - SO2 Rate Annual Non-Title IV v3.1, Unit 636 and retrofits | 270 | 7288 | Rate Constraint in lbs/MMBtu | FALSE | L | Annual | Rate | lb/MWh | 0 | 0 | 0 | 0 | 0 | 0 | 0
CT Fac. Spec. - SO2 Rate Annual Non-Title IV v3.1, Unit 636 and retrofits | 270 | 7288 | Rate Constraint in lbs/MMBtu | FALSE | L | Annual | Constraint Shadow Price | US2022$/Ton | 0 | 0 | 0 | 0 | 0 | 0 | 0
CT Fac. Spec. - SO2 Rate Annual Non-Title IV v3.1, Unit 637 and retrofits | 271 | 7288 | Rate Constraint in lbs/MMBtu | FALSE | L | Annual | Seasons Included | Seasons | Winter, Spring, Summer, Fall | Winter, Spring, Summer, Fall | Winter, Spring, Summer, Fall | Winter, Spring, Summer, Fall | Winter, Spring, Summer, Fall | Winter, Spring, Summer, Fall | Winter, Spring, Summer, Fall
CT Fac. Spec. - SO2 Rate Annual Non-Title IV v3.1, Unit 637 and retrofits | 271 | 7288 | Rate Constraint in lbs/MMBtu | FALSE | L | Annual | Standard SO2 | lb/MMBtu | 0.55 | 0.55 | 0.55 | 0.55 | 0.55 | 0.55 | 0.55
CT Fac. Spec. - SO2 Rate Annual Non-Title IV v3.1, Unit 637 and retrofits | 271 | 7288 | Rate Constraint in lbs/MMBtu | FALSE | L | Annual | Emissions at Affected Plants SO2 | Thousand Tons | 0 | 0 | 0 | 0 | 0 | 0 | 0
CT Fac. Spec. - SO2 Rate Annual Non-Title IV v3.1, Unit 637 and retrofits | 271 | 7288 | Rate Constraint in lbs/MMBtu | FALSE | L | Annual | Allowances Purchased SO2 | Thousand Tons | 0 | 0 | 0 | 0 | 0 | 0 | 0
CT Fac. Spec. - SO2 Rate Annual Non-Title IV v3.1, Unit 637 and retrofits | 271 | 7288 | Rate Constraint in lbs/MMBtu | FALSE | L | Annual | Allowances Sold SO2 | Thousand Tons | 0 | 0 | 0 | 0 | 0 | 0 | 0
CT Fac. Spec. - SO2 Rate Annual Non-Title IV v3.1, Unit 637 and retrofits | 271 | 7288 | Rate Constraint in lbs/MMBtu | FALSE | L | Annual | Allowances Banked | Thousand Tons | 0 | 0 | 0 | 0 | 0 | 0 | 0
CT Fac. Spec. - SO2 Rate Annual Non-Title IV v3.1, Unit 637 and retrofits | 271 | 7288 | Rate Constraint in lbs/MMBtu | FALSE | L | Annual | Allowances Withdrawn (1:1) | Thousand Tons | 0 | 0 | 0 | 0 | 0 | 0 | 0
CT Fac. Spec. - SO2 Rate Annual Non-Title IV v3.1, Unit 637 and retrofits | 271 | 7288 | Rate Constraint in lbs/MMBtu | FALSE | L | Annual | Allowances Withdrawn (n:1) | Thousand Tons | 0 | 0 | 0 | 0 | 0 | 0 | 0
CT Fac. Spec. - SO2 Rate Annual Non-Title IV v3.1, Unit 637 and retrofits | 271 | 7288 | Rate Constraint in lbs/MMBtu | FALSE | L | Annual | Net Emissions Allowance Position | Thousand Tons | 0 | 0 | 0 | 0 | 0 | 0 | 0
CT Fac. Spec. - SO2 Rate Annual Non-Title IV v3.1, Unit 637 and retrofits | 271 | 7288 | Rate Constraint in lbs/MMBtu | FALSE | L | Annual | Fuel Consumed | TBtu | 0 | 0 | 0 | 0 | 0 | 0 | 0
CT Fac. Spec. - SO2 Rate Annual Non-Title IV v3.1, Unit 637 and retrofits | 271 | 7288 | Rate Constraint in lbs/MMBtu | FALSE | L | Annual | Rate | lb/MMBtu | 0 | 0 | 0 | 0 | 0 | 0 | 0
CT Fac. Spec. - SO2 Rate Annual Non-Title IV v3.1, Unit 637 and retrofits | 271 | 7288 | Rate Constraint in lbs/MMBtu | FALSE | L | Annual | Generation | TWh | 0 | 0 | 0 | 0 | 0 | 0 | 0
CT Fac. Spec. - SO2 Rate Annual Non-Title IV v3.1, Unit 637 and retrofits | 271 | 7288 | Rate Constraint in lbs/MMBtu | FALSE | L | Annual | Qualifying Generation | TWh | 0 | 0 | 0 | 0 | 0 | 0 | 0
CT Fac. Spec. - SO2 Rate Annual Non-Title IV v3.1, Unit 637 and retrofits | 271 | 7288 | Rate Constraint in lbs/MMBtu | FALSE | L | Annual | Rate | lb/MWh | 0 | 0 | 0 | 0 | 0 | 0 | 0
CT Fac. Spec. - SO2 Rate Annual Non-Title IV v3.1, Unit 637 and retrofits | 271 | 7288 | Rate Constraint in lbs/MMBtu | FALSE | L | Annual | Constraint Shadow Price | US2022$/Ton | 0 | 0 | 0 | 0 | 0 | 0 | 0
CT Fac. Spec. - SO2 Rate Annual Non-Title IV v3.1, Unit 638 and retrofits | 272 | 7288 | Rate Constraint in lbs/MMBtu | FALSE | L | Annual | Seasons Included | Seasons | Winter, Spring, Summer, Fall | Winter, Spring, Summer, Fall | Winter, Spring, Summer, Fall | Winter, Spring, Summer, Fall | Winter, Spring, Summer, Fall | Winter, Spring, Summer, Fall | Winter, Spring, Summer, Fall
CT Fac. Spec. - SO2 Rate Annual Non-Title IV v3.1, Unit 638 and retrofits | 272 | 7288 | Rate Constraint in lbs/MMBtu | FALSE | L | Annual | Standard SO2 | lb/MMBtu | 0.55 | 0.55 | 0.55 | 0.55 | 0.55 | 0.55 | 0.55
CT Fac. Spec. - SO2 Rate Annual Non-Title IV v3.1, Unit 638 and retrofits | 272 | 7288 | Rate Constraint in lbs/MMBtu | FALSE | L | Annual | Emissions at Affected Plants SO2 | Thousand Tons | 0 | 0 | 0 | 0 | 0 | 0 | 0
CT Fac. Spec. - SO2 Rate Annual Non-Title IV v3.1, Unit 638 and retrofits | 272 | 7288 | Rate Constraint in lbs/MMBtu | FALSE | L | Annual | Allowances Purchased SO2 | Thousand Tons | 0 | 0 | 0 | 0 | 0 | 0 | 0
CT Fac. Spec. - SO2 Rate Annual Non-Title IV v3.1, Unit 638 and retrofits | 272 | 7288 | Rate Constraint in lbs/MMBtu | FALSE | L | Annual | Allowances Sold SO2 | Thousand Tons | 0 | 0 | 0 | 0 | 0 | 0 | 0
CT Fac. Spec. - SO2 Rate Annual Non-Title IV v3.1, Unit 638 and retrofits | 272 | 7288 | Rate Constraint in lbs/MMBtu | FALSE | L | Annual | Allowances Banked | Thousand Tons | 0 | 0 | 0 | 0 | 0 | 0 | 0
CT Fac. Spec. - SO2 Rate Annual Non-Title IV v3.1, Unit 638 and retrofits | 272 | 7288 | Rate Constraint in lbs/MMBtu | FALSE | L | Annual | Allowances Withdrawn (1:1) | Thousand Tons | 0 | 0 | 0 | 0 | 0 | 0 | 0
CT Fac. Spec. - SO2 Rate Annual Non-Title IV v3.1, Unit 638 and retrofits | 272 | 7288 | Rate Constraint in lbs/MMBtu | FALSE | L | Annual | Allowances Withdrawn (n:1) | Thousand Tons | 0 | 0 | 0 | 0 | 0 | 0 | 0
CT Fac. Spec. - SO2 Rate Annual Non-Title IV v3.1, Unit 638 and retrofits | 272 | 7288 | Rate Constraint in lbs/MMBtu | FALSE | L | Annual | Net Emissions Allowance Position | Thousand Tons | 0 | 0 | 0 | 0 | 0 | 0 | 0
CT Fac. Spec. - SO2 Rate Annual Non-Title IV v3.1, Unit 638 and retrofits | 272 | 7288 | Rate Constraint in lbs/MMBtu | FALSE | L | Annual | Fuel Consumed | TBtu | 0 | 0 | 0 | 0 | 0 | 0 | 0
CT Fac. Spec. - SO2 Rate Annual Non-Title IV v3.1, Unit 638 and retrofits | 272 | 7288 | Rate Constraint in lbs/MMBtu | FALSE | L | Annual | Rate | lb/MMBtu | 0 | 0 | 0 | 0 | 0 | 0 | 0
CT Fac. Spec. - SO2 Rate Annual Non-Title IV v3.1, Unit 638 and retrofits | 272 | 7288 | Rate Constraint in lbs/MMBtu | FALSE | L | Annual | Generation | TWh | 0 | 0 | 0 | 0 | 0 | 0 | 0
CT Fac. Spec. - SO2 Rate Annual Non-Title IV v3.1, Unit 638 and retrofits | 272 | 7288 | Rate Constraint in lbs/MMBtu | FALSE | L | Annual | Qualifying Generation | TWh | 0 | 0 | 0 | 0 | 0 | 0 | 0
CT Fac. Spec. - SO2 Rate Annual Non-Title IV v3.1, Unit 638 and retrofits | 272 | 7288 | Rate Constraint in lbs/MMBtu | FALSE | L | Annual | Rate | lb/MWh | 0 | 0 | 0 | 0 | 0 | 0 | 0
CT Fac. Spec. - SO2 Rate Annual Non-Title IV v3.1, Unit 638 and retrofits | 272 | 7288 | Rate Constraint in lbs/MMBtu | FALSE | L | Annual | Constraint Shadow Price | US2022$/Ton | 0 | 0 | 0 | 0 | 0 | 0 | 0
CT Fac. Spec. - SO2 Rate Annual Non-Title IV v3.1, Unit 639 and retrofits | 273 | 7288 | Rate Constraint in lbs/MMBtu | FALSE | L | Annual | Seasons Included | Seasons | Winter, Spring, Summer, Fall | Winter, Spring, Summer, Fall | Winter, Spring, Summer, Fall | Winter, Spring, Summer, Fall | Winter, Spring, Summer, Fall | Winter, Spring, Summer, Fall | Winter, Spring, Summer, Fall
CT Fac. Spec. - SO2 Rate Annual Non-Title IV v3.1, Unit 639 and retrofits | 273 | 7288 | Rate Constraint in lbs/MMBtu | FALSE | L | Annual | Standard SO2 | lb/MMBtu | 0.55 | 0.55 | 0.55 | 0.55 | 0.55 | 0.55 | 0.55
CT Fac. Spec. - SO2 Rate Annual Non-Title IV v3.1, Unit 639 and retrofits | 273 | 7288 | Rate Constraint in lbs/MMBtu | FALSE | L | Annual | Emissions at Affected Plants SO2 | Thousand Tons | 0 | 0 | 0 | 0 | 0 | 0 | 0
CT Fac. Spec. - SO2 Rate Annual Non-Title IV v3.1, Unit 639 and retrofits | 273 | 7288 | Rate Constraint in lbs/MMBtu | FALSE | L | Annual | Allowances Purchased SO2 | Thousand Tons | 0 | 0 | 0 | 0 | 0 | 0 | 0
CT Fac. Spec. - SO2 Rate Annual Non-Title IV v3.1, Unit 639 and retrofits | 273 | 7288 | Rate Constraint in lbs/MMBtu | FALSE | L | Annual | Allowances Sold SO2 | Thousand Tons | 0 | 0 | 0 | 0 | 0 | 0 | 0
CT Fac. Spec. - SO2 Rate Annual Non-Title IV v3.1, Unit 639 and retrofits | 273 | 7288 | Rate Constraint in lbs/MMBtu | FALSE | L | Annual | Allowances Banked | Thousand Tons | 0 | 0 | 0 | 0 | 0 | 0 | 0
CT Fac. Spec. - SO2 Rate Annual Non-Title IV v3.1, Unit 639 and retrofits | 273 | 7288 | Rate Constraint in lbs/MMBtu | FALSE | L | Annual | Allowances Withdrawn (1:1) | Thousand Tons | 0 | 0 | 0 | 0 | 0 | 0 | 0
CT Fac. Spec. - SO2 Rate Annual Non-Title IV v3.1, Unit 639 and retrofits | 273 | 7288 | Rate Constraint in lbs/MMBtu | FALSE | L | Annual | Allowances Withdrawn (n:1) | Thousand Tons | 0 | 0 | 0 | 0 | 0 | 0 | 0
CT Fac. Spec. - SO2 Rate Annual Non-Title IV v3.1, Unit 639 and retrofits | 273 | 7288 | Rate Constraint in lbs/MMBtu | FALSE | L | Annual | Net Emissions Allowance Position | Thousand Tons | 0 | 0 | 0 | 0 | 0 | 0 | 0
CT Fac. Spec. - SO2 Rate Annual Non-Title IV v3.1, Unit 639 and retrofits | 273 | 7288 | Rate Constraint in lbs/MMBtu | FALSE | L | Annual | Fuel Consumed | TBtu | 0 | 0 | 0 | 0 | 0 | 0 | 0
CT Fac. Spec. - SO2 Rate Annual Non-Title IV v3.1, Unit 639 and retrofits | 273 | 7288 | Rate Constraint in lbs/MMBtu | FALSE | L | Annual | Rate | lb/MMBtu | 0 | 0 | 0 | 0 | 0 | 0 | 0
CT Fac. Spec. - SO2 Rate Annual Non-Title IV v3.1, Unit 639 and retrofits | 273 | 7288 | Rate Constraint in lbs/MMBtu | FALSE | L | Annual | Generation | TWh | 0 | 0 | 0 | 0 | 0 | 0 | 0
CT Fac. Spec. - SO2 Rate Annual Non-Title IV v3.1, Unit 639 and retrofits | 273 | 7288 | Rate Constraint in lbs/MMBtu | FALSE | L | Annual | Qualifying Generation | TWh | 0 | 0 | 0 | 0 | 0 | 0 | 0
CT Fac. Spec. - SO2 Rate Annual Non-Title IV v3.1, Unit 639 and retrofits | 273 | 7288 | Rate Constraint in lbs/MMBtu | FALSE | L | Annual | Rate | lb/MWh | 0 | 0 | 0 | 0 | 0 | 0 | 0
CT Fac. Spec. - SO2 Rate Annual Non-Title IV v3.1, Unit 639 and retrofits | 273 | 7288 | Rate Constraint in lbs/MMBtu | FALSE | L | Annual | Constraint Shadow Price | US2022$/Ton | 0 | 0 | 0 | 0 | 0 | 0 | 0
CT Fac. Spec. - SO2 Rate Annual Non-Title IV v3.1, Unit 640 and retrofits | 274 | 7288 | Rate Constraint in lbs/MMBtu | FALSE | L | Annual | Seasons Included | Seasons | Winter, Spring, Summer, Fall | Winter, Spring, Summer, Fall | Winter, Spring, Summer, Fall | Winter, Spring, Summer, Fall | Winter, Spring, Summer, Fall | Winter, Spring, Summer, Fall | Winter, Spring, Summer, Fall
CT Fac. Spec. - SO2 Rate Annual Non-Title IV v3.1, Unit 640 and retrofits | 274 | 7288 | Rate Constraint in lbs/MMBtu | FALSE | L | Annual | Standard SO2 | lb/MMBtu | 0.55 | 0.55 | 0.55 | 0.55 | 0.55 | 0.55 | 0.55
CT Fac. Spec. - SO2 Rate Annual Non-Title IV v3.1, Unit 640 and retrofits | 274 | 7288 | Rate Constraint in lbs/MMBtu | FALSE | L | Annual | Emissions at Affected Plants SO2 | Thousand Tons | 0 | 0 | 0 | 0 | 0 | 0 | 0
CT Fac. Spec. - SO2 Rate Annual Non-Title IV v3.1, Unit 640 and retrofits | 274 | 7288 | Rate Constraint in lbs/MMBtu | FALSE | L | Annual | Allowances Purchased SO2 | Thousand Tons | 0 | 0 | 0 | 0 | 0 | 0 | 0
CT Fac. Spec. - SO2 Rate Annual Non-Title IV v3.1, Unit 640 and retrofits | 274 | 7288 | Rate Constraint in lbs/MMBtu | FALSE | L | Annual | Allowances Sold SO2 | Thousand Tons | 0 | 0 | 0 | 0 | 0 | 0 | 0
CT Fac. Spec. - SO2 Rate Annual Non-Title IV v3.1, Unit 640 and retrofits | 274 | 7288 | Rate Constraint in lbs/MMBtu | FALSE | L | Annual | Allowances Banked | Thousand Tons | 0 | 0 | 0 | 0 | 0 | 0 | 0
CT Fac. Spec. - SO2 Rate Annual Non-Title IV v3.1, Unit 640 and retrofits | 274 | 7288 | Rate Constraint in lbs/MMBtu | FALSE | L | Annual | Allowances Withdrawn (1:1) | Thousand Tons | 0 | 0 | 0 | 0 | 0 | 0 | 0
CT Fac. Spec. - SO2 Rate Annual Non-Title IV v3.1, Unit 640 and retrofits | 274 | 7288 | Rate Constraint in lbs/MMBtu | FALSE | L | Annual | Allowances Withdrawn (n:1) | Thousand Tons | 0 | 0 | 0 | 0 | 0 | 0 | 0
CT Fac. Spec. - SO2 Rate Annual Non-Title IV v3.1, Unit 640 and retrofits | 274 | 7288 | Rate Constraint in lbs/MMBtu | FALSE | L | Annual | Net Emissions Allowance Position | Thousand Tons | 0 | 0 | 0 | 0 | 0 | 0 | 0
CT Fac. Spec. - SO2 Rate Annual Non-Title IV v3.1, Unit 640 and retrofits | 274 | 7288 | Rate Constraint in lbs/MMBtu | FALSE | L | Annual | Fuel Consumed | TBtu | 0 | 0 | 0 | 0 | 0 | 0 | 0
CT Fac. Spec. - SO2 Rate Annual Non-Title IV v3.1, Unit 640 and retrofits | 274 | 7288 | Rate Constraint in lbs/MMBtu | FALSE | L | Annual | Rate | lb/MMBtu | 0 | 0 | 0 | 0 | 0 | 0 | 0
CT Fac. Spec. - SO2 Rate Annual Non-Title IV v3.1, Unit 640 and retrofits | 274 | 7288 | Rate Constraint in lbs/MMBtu | FALSE | L | Annual | Generation | TWh | 0 | 0 | 0 | 0 | 0 | 0 | 0
CT Fac. Spec. - SO2 Rate Annual Non-Title IV v3.1, Unit 640 and retrofits | 274 | 7288 | Rate Constraint in lbs/MMBtu | FALSE | L | Annual | Qualifying Generation | TWh | 0 | 0 | 0 | 0 | 0 | 0 | 0
CT Fac. Spec. - SO2 Rate Annual Non-Title IV v3.1, Unit 640 and retrofits | 274 | 7288 | Rate Constraint in lbs/MMBtu | FALSE | L | Annual | Rate | lb/MWh | 0 | 0 | 0 | 0 | 0 | 0 | 0
CT Fac. Spec. - SO2 Rate Annual Non-Title IV v3.1, Unit 640 and retrofits | 274 | 7288 | Rate Constraint in lbs/MMBtu | FALSE | L | Annual | Constraint Shadow Price | US2022$/Ton | 0 | 0 | 0 | 0 | 0 | 0 | 0
CT Fac. Spec. - SO2 Rate Annual Non-Title IV v3.1, Unit 641 and retrofits | 275 | 7288 | Rate Constraint in lbs/MMBtu | FALSE | L | Annual | Seasons Included | Seasons | Winter, Spring, Summer, Fall | Winter, Spring, Summer, Fall | Winter, Spring, Summer, Fall | Winter, Spring, Summer, Fall | Winter, Spring, Summer, Fall | Winter, Spring, Summer, Fall | Winter, Spring, Summer, Fall
CT Fac. Spec. - SO2 Rate Annual Non-Title IV v3.1, Unit 641 and retrofits | 275 | 7288 | Rate Constraint in lbs/MMBtu | FALSE | L | Annual | Standard SO2 | lb/MMBtu | 0.55 | 0.55 | 0.55 | 0.55 | 0.55 | 0.55 | 0.55
CT Fac. Spec. - SO2 Rate Annual Non-Title IV v3.1, Unit 641 and retrofits | 275 | 7288 | Rate Constraint in lbs/MMBtu | FALSE | L | Annual | Emissions at Affected Plants SO2 | Thousand Tons | 0 | 0 | 0 | 0 | 0 | 0 | 0
CT Fac. Spec. - SO2 Rate Annual Non-Title IV v3.1, Unit 641 and retrofits | 275 | 7288 | Rate Constraint in lbs/MMBtu | FALSE | L | Annual | Allowances Purchased SO2 | Thousand Tons | 0 | 0 | 0 | 0 | 0 | 0 | 0
CT Fac. Spec. - SO2 Rate Annual Non-Title IV v3.1, Unit 641 and retrofits | 275 | 7288 | Rate Constraint in lbs/MMBtu | FALSE | L | Annual | Allowances Sold SO2 | Thousand Tons | 0 | 0 | 0 | 0 | 0 | 0 | 0
CT Fac. Spec. - SO2 Rate Annual Non-Title IV v3.1, Unit 641 and retrofits | 275 | 7288 | Rate Constraint in lbs/MMBtu | FALSE | L | Annual | Allowances Banked | Thousand Tons | 0 | 0 | 0 | 0 | 0 | 0 | 0
CT Fac. Spec. - SO2 Rate Annual Non-Title IV v3.1, Unit 641 and retrofits | 275 | 7288 | Rate Constraint in lbs/MMBtu | FALSE | L | Annual | Allowances Withdrawn (1:1) | Thousand Tons | 0 | 0 | 0 | 0 | 0 | 0 | 0
CT Fac. Spec. - SO2 Rate Annual Non-Title IV v3.1, Unit 641 and retrofits | 275 | 7288 | Rate Constraint in lbs/MMBtu | FALSE | L | Annual | Allowances Withdrawn (n:1) | Thousand Tons | 0 | 0 | 0 | 0 | 0 | 0 | 0
CT Fac. Spec. - SO2 Rate Annual Non-Title IV v3.1, Unit 641 and retrofits | 275 | 7288 | Rate Constraint in lbs/MMBtu | FALSE | L | Annual | Net Emissions Allowance Position | Thousand Tons | 0 | 0 | 0 | 0 | 0 | 0 | 0
CT Fac. Spec. - SO2 Rate Annual Non-Title IV v3.1, Unit 641 and retrofits | 275 | 7288 | Rate Constraint in lbs/MMBtu | FALSE | L | Annual | Fuel Consumed | TBtu | 0 | 0 | 0 | 0 | 0 | 0 | 0
CT Fac. Spec. - SO2 Rate Annual Non-Title IV v3.1, Unit 641 and retrofits | 275 | 7288 | Rate Constraint in lbs/MMBtu | FALSE | L | Annual | Rate | lb/MMBtu | 0 | 0 | 0 | 0 | 0 | 0 | 0
CT Fac. Spec. - SO2 Rate Annual Non-Title IV v3.1, Unit 641 and retrofits | 275 | 7288 | Rate Constraint in lbs/MMBtu | FALSE | L | Annual | Generation | TWh | 0 | 0 | 0 | 0 | 0 | 0 | 0
CT Fac. Spec. - SO2 Rate Annual Non-Title IV v3.1, Unit 641 and retrofits | 275 | 7288 | Rate Constraint in lbs/MMBtu | FALSE | L | Annual | Qualifying Generation | TWh | 0 | 0 | 0 | 0 | 0 | 0 | 0
CT Fac. Spec. - SO2 Rate Annual Non-Title IV v3.1, Unit 641 and retrofits | 275 | 7288 | Rate Constraint in lbs/MMBtu | FALSE | L | Annual | Rate | lb/MWh | 0 | 0 | 0 | 0 | 0 | 0 | 0
CT Fac. Spec. - SO2 Rate Annual Non-Title IV v3.1, Unit 641 and retrofits | 275 | 7288 | Rate Constraint in lbs/MMBtu | FALSE | L | Annual | Constraint Shadow Price | US2022$/Ton | 0 | 0 | 0 | 0 | 0 | 0 | 0
CT Fac. Spec. - SO2 Rate Annual Non-Title IV v3.1, Unit 642 and retrofits | 276 | 7288 | Rate Constraint in lbs/MMBtu | FALSE | L | Annual | Seasons Included | Seasons | Winter, Spring, Summer, Fall | Winter, Spring, Summer, Fall | Winter, Spring, Summer, Fall | Winter, Spring, Summer, Fall | Winter, Spring, Summer, Fall | Winter, Spring, Summer, Fall | Winter, Spring, Summer, Fall
CT Fac. Spec. - SO2 Rate Annual Non-Title IV v3.1, Unit 642 and retrofits | 276 | 7288 | Rate Constraint in lbs/MMBtu | FALSE | L | Annual | Standard SO2 | lb/MMBtu | 0.55 | 0.55 | 0.55 | 0.55 | 0.55 | 0.55 | 0.55
CT Fac. Spec. - SO2 Rate Annual Non-Title IV v3.1, Unit 642 and retrofits | 276 | 7288 | Rate Constraint in lbs/MMBtu | FALSE | L | Annual | Emissions at Affected Plants SO2 | Thousand Tons | 0 | 0 | 0 | 0 | 0 | 0 | 0
CT Fac. Spec. - SO2 Rate Annual Non-Title IV v3.1, Unit 642 and retrofits | 276 | 7288 | Rate Constraint in lbs/MMBtu | FALSE | L | Annual | Allowances Purchased SO2 | Thousand Tons | 0 | 0 | 0 | 0 | 0 | 0 | 0
CT Fac. Spec. - SO2 Rate Annual Non-Title IV v3.1, Unit 642 and retrofits | 276 | 7288 | Rate Constraint in lbs/MMBtu | FALSE | L | Annual | Allowances Sold SO2 | Thousand Tons | 0 | 0 | 0 | 0 | 0 | 0 | 0
CT Fac. Spec. - SO2 Rate Annual Non-Title IV v3.1, Unit 642 and retrofits | 276 | 7288 | Rate Constraint in lbs/MMBtu | FALSE | L | Annual | Allowances Banked | Thousand Tons | 0 | 0 | 0 | 0 | 0 | 0 | 0
CT Fac. Spec. - SO2 Rate Annual Non-Title IV v3.1, Unit 642 and retrofits | 276 | 7288 | Rate Constraint in lbs/MMBtu | FALSE | L | Annual | Allowances Withdrawn (1:1) | Thousand Tons | 0 | 0 | 0 | 0 | 0 | 0 | 0
CT Fac. Spec. - SO2 Rate Annual Non-Title IV v3.1, Unit 642 and retrofits | 276 | 7288 | Rate Constraint in lbs/MMBtu | FALSE | L | Annual | Allowances Withdrawn (n:1) | Thousand Tons | 0 | 0 | 0 | 0 | 0 | 0 | 0
CT Fac. Spec. - SO2 Rate Annual Non-Title IV v3.1, Unit 642 and retrofits | 276 | 7288 | Rate Constraint in lbs/MMBtu | FALSE | L | Annual | Net Emissions Allowance Position | Thousand Tons | 0 | 0 | 0 | 0 | 0 | 0 | 0
CT Fac. Spec. - SO2 Rate Annual Non-Title IV v3.1, Unit 642 and retrofits | 276 | 7288 | Rate Constraint in lbs/MMBtu | FALSE | L | Annual | Fuel Consumed | TBtu | 0 | 0 | 0 | 0 | 0 | 0 | 0
CT Fac. Spec. - SO2 Rate Annual Non-Title IV v3.1, Unit 642 and retrofits | 276 | 7288 | Rate Constraint in lbs/MMBtu | FALSE | L | Annual | Rate | lb/MMBtu | 0 | 0 | 0 | 0 | 0 | 0 | 0
CT Fac. Spec. - SO2 Rate Annual Non-Title IV v3.1, Unit 642 and retrofits | 276 | 7288 | Rate Constraint in lbs/MMBtu | FALSE | L | Annual | Generation | TWh | 0 | 0 | 0 | 0 | 0 | 0 | 0
CT Fac. Spec. - SO2 Rate Annual Non-Title IV v3.1, Unit 642 and retrofits | 276 | 7288 | Rate Constraint in lbs/MMBtu | FALSE | L | Annual | Qualifying Generation | TWh | 0 | 0 | 0 | 0 | 0 | 0 | 0
CT Fac. Spec. - SO2 Rate Annual Non-Title IV v3.1, Unit 642 and retrofits | 276 | 7288 | Rate Constraint in lbs/MMBtu | FALSE | L | Annual | Rate | lb/MWh | 0 | 0 | 0 | 0 | 0 | 0 | 0
CT Fac. Spec. - SO2 Rate Annual Non-Title IV v3.1, Unit 642 and retrofits | 276 | 7288 | Rate Constraint in lbs/MMBtu | FALSE | L | Annual | Constraint Shadow Price | US2022$/Ton | 0 | 0 | 0 | 0 | 0 | 0 | 0
CT Fac. Spec. - SO2 Rate Annual Non-Title IV v3.1, Unit 643 and retrofits | 277 | 7288 | Rate Constraint in lbs/MMBtu | FALSE | L | Annual | Seasons Included | Seasons | Winter, Spring, Summer, Fall | Winter, Spring, Summer, Fall | Winter, Spring, Summer, Fall | Winter, Spring, Summer, Fall | Winter, Spring, Summer, Fall | Winter, Spring, Summer, Fall | Winter, Spring, Summer, Fall
CT Fac. Spec. - SO2 Rate Annual Non-Title IV v3.1, Unit 643 and retrofits | 277 | 7288 | Rate Constraint in lbs/MMBtu | FALSE | L | Annual | Standard SO2 | lb/MMBtu | 0.55 | 0.55 | 0.55 | 0.55 | 0.55 | 0.55 | 0.55
CT Fac. Spec. - SO2 Rate Annual Non-Title IV v3.1, Unit 643 and retrofits | 277 | 7288 | Rate Constraint in lbs/MMBtu | FALSE | L | Annual | Emissions at Affected Plants SO2 | Thousand Tons | 0 | 0 | 0 | 0 | 0 | 0 | 0
CT Fac. Spec. - SO2 Rate Annual Non-Title IV v3.1, Unit 643 and retrofits | 277 | 7288 | Rate Constraint in lbs/MMBtu | FALSE | L | Annual | Allowances Purchased SO2 | Thousand Tons | 0 | 0 | 0 | 0 | 0 | 0 | 0
CT Fac. Spec. - SO2 Rate Annual Non-Title IV v3.1, Unit 643 and retrofits | 277 | 7288 | Rate Constraint in lbs/MMBtu | FALSE | L | Annual | Allowances Sold SO2 | Thousand Tons | 0 | 0 | 0 | 0 | 0 | 0 | 0
CT Fac. Spec. - SO2 Rate Annual Non-Title IV v3.1, Unit 643 and retrofits | 277 | 7288 | Rate Constraint in lbs/MMBtu | FALSE | L | Annual | Allowances Banked | Thousand Tons | 0 | 0 | 0 | 0 | 0 | 0 | 0
CT Fac. Spec. - SO2 Rate Annual Non-Title IV v3.1, Unit 643 and retrofits | 277 | 7288 | Rate Constraint in lbs/MMBtu | FALSE | L | Annual | Allowances Withdrawn (1:1) | Thousand Tons | 0 | 0 | 0 | 0 | 0 | 0 | 0
CT Fac. Spec. - SO2 Rate Annual Non-Title IV v3.1, Unit 643 and retrofits | 277 | 7288 | Rate Constraint in lbs/MMBtu | FALSE | L | Annual | Allowances Withdrawn (n:1) | Thousand Tons | 0 | 0 | 0 | 0 | 0 | 0 | 0
CT Fac. Spec. - SO2 Rate Annual Non-Title IV v3.1, Unit 643 and retrofits | 277 | 7288 | Rate Constraint in lbs/MMBtu | FALSE | L | Annual | Net Emissions Allowance Position | Thousand Tons | 0 | 0 | 0 | 0 | 0 | 0 | 0
CT Fac. Spec. - SO2 Rate Annual Non-Title IV v3.1, Unit 643 and retrofits | 277 | 7288 | Rate Constraint in lbs/MMBtu | FALSE | L | Annual | Fuel Consumed | TBtu | 0 | 0 | 0 | 0 | 0 | 0 | 0
CT Fac. Spec. - SO2 Rate Annual Non-Title IV v3.1, Unit 643 and retrofits | 277 | 7288 | Rate Constraint in lbs/MMBtu | FALSE | L | Annual | Rate | lb/MMBtu | 0 | 0 | 0 | 0 | 0 | 0 | 0
CT Fac. Spec. - SO2 Rate Annual Non-Title IV v3.1, Unit 643 and retrofits | 277 | 7288 | Rate Constraint in lbs/MMBtu | FALSE | L | Annual | Generation | TWh | 0 | 0 | 0 | 0 | 0 | 0 | 0
CT Fac. Spec. - SO2 Rate Annual Non-Title IV v3.1, Unit 643 and retrofits | 277 | 7288 | Rate Constraint in lbs/MMBtu | FALSE | L | Annual | Qualifying Generation | TWh | 0 | 0 | 0 | 0 | 0 | 0 | 0
CT Fac. Spec. - SO2 Rate Annual Non-Title IV v3.1, Unit 643 and retrofits | 277 | 7288 | Rate Constraint in lbs/MMBtu | FALSE | L | Annual | Rate | lb/MWh | 0 | 0 | 0 | 0 | 0 | 0 | 0
CT Fac. Spec. - SO2 Rate Annual Non-Title IV v3.1, Unit 643 and retrofits | 277 | 7288 | Rate Constraint in lbs/MMBtu | FALSE | L | Annual | Constraint Shadow Price | US2022$/Ton | 0 | 0 | 0 | 0 | 0 | 0 | 0
CT Fac. Spec. - SO2 Rate Annual Non-Title IV v3.1, Unit 644 and retrofits | 278 | 7288 | Rate Constraint in lbs/MMBtu | FALSE | L | Annual | Seasons Included | Seasons | Winter, Spring, Summer, Fall | Winter, Spring, Summer, Fall | Winter, Spring, Summer, Fall | Winter, Spring, Summer, Fall | Winter, Spring, Summer, Fall | Winter, Spring, Summer, Fall | Winter, Spring, Summer, Fall
CT Fac. Spec. - SO2 Rate Annual Non-Title IV v3.1, Unit 644 and retrofits | 278 | 7288 | Rate Constraint in lbs/MMBtu | FALSE | L | Annual | Standard SO2 | lb/MMBtu | 0.55 | 0.55 | 0.55 | 0.55 | 0.55 | 0.55 | 0.55
CT Fac. Spec. - SO2 Rate Annual Non-Title IV v3.1, Unit 644 and retrofits | 278 | 7288 | Rate Constraint in lbs/MMBtu | FALSE | L | Annual | Emissions at Affected Plants SO2 | Thousand Tons | 0 | 0 | 0 | 0 | 0 | 0 | 0
CT Fac. Spec. - SO2 Rate Annual Non-Title IV v3.1, Unit 644 and retrofits | 278 | 7288 | Rate Constraint in lbs/MMBtu | FALSE | L | Annual | Allowances Purchased SO2 | Thousand Tons | 0 | 0 | 0 | 0 | 0 | 0 | 0
CT Fac. Spec. - SO2 Rate Annual Non-Title IV v3.1, Unit 644 and retrofits | 278 | 7288 | Rate Constraint in lbs/MMBtu | FALSE | L | Annual | Allowances Sold SO2 | Thousand Tons | 0 | 0 | 0 | 0 | 0 | 0 | 0
CT Fac. Spec. - SO2 Rate Annual Non-Title IV v3.1, Unit 644 and retrofits | 278 | 7288 | Rate Constraint in lbs/MMBtu | FALSE | L | Annual | Allowances Banked | Thousand Tons | 0 | 0 | 0 | 0 | 0 | 0 | 0
CT Fac. Spec. - SO2 Rate Annual Non-Title IV v3.1, Unit 644 and retrofits | 278 | 7288 | Rate Constraint in lbs/MMBtu | FALSE | L | Annual | Allowances Withdrawn (1:1) | Thousand Tons | 0 | 0 | 0 | 0 | 0 | 0 | 0
CT Fac. Spec. - SO2 Rate Annual Non-Title IV v3.1, Unit 644 and retrofits | 278 | 7288 | Rate Constraint in lbs/MMBtu | FALSE | L | Annual | Allowances Withdrawn (n:1) | Thousand Tons | 0 | 0 | 0 | 0 | 0 | 0 | 0
CT Fac. Spec. - SO2 Rate Annual Non-Title IV v3.1, Unit 644 and retrofits | 278 | 7288 | Rate Constraint in lbs/MMBtu | FALSE | L | Annual | Net Emissions Allowance Position | Thousand Tons | 0 | 0 | 0 | 0 | 0 | 0 | 0
CT Fac. Spec. - SO2 Rate Annual Non-Title IV v3.1, Unit 644 and retrofits | 278 | 7288 | Rate Constraint in lbs/MMBtu | FALSE | L | Annual | Fuel Consumed | TBtu | 0 | 0 | 0 | 0 | 0 | 0 | 0
CT Fac. Spec. - SO2 Rate Annual Non-Title IV v3.1, Unit 644 and retrofits | 278 | 7288 | Rate Constraint in lbs/MMBtu | FALSE | L | Annual | Rate | lb/MMBtu | 0 | 0 | 0 | 0 | 0 | 0 | 0
CT Fac. Spec. - SO2 Rate Annual Non-Title IV v3.1, Unit 644 and retrofits | 278 | 7288 | Rate Constraint in lbs/MMBtu | FALSE | L | Annual | Generation | TWh | 0 | 0 | 0 | 0 | 0 | 0 | 0
CT Fac. Spec. - SO2 Rate Annual Non-Title IV v3.1, Unit 644 and retrofits | 278 | 7288 | Rate Constraint in lbs/MMBtu | FALSE | L | Annual | Qualifying Generation | TWh | 0 | 0 | 0 | 0 | 0 | 0 | 0
CT Fac. Spec. - SO2 Rate Annual Non-Title IV v3.1, Unit 644 and retrofits | 278 | 7288 | Rate Constraint in lbs/MMBtu | FALSE | L | Annual | Rate | lb/MWh | 0 | 0 | 0 | 0 | 0 | 0 | 0
CT Fac. Spec. - SO2 Rate Annual Non-Title IV v3.1, Unit 644 and retrofits | 278 | 7288 | Rate Constraint in lbs/MMBtu | FALSE | L | Annual | Constraint Shadow Price | US2022$/Ton | 0 | 0 | 0 | 0 | 0 | 0 | 0
CT Fac. Spec. - SO2 Rate Annual Non-Title IV v3.1, Unit 645 and retrofits | 279 | 7288 | Rate Constraint in lbs/MMBtu | FALSE | L | Annual | Seasons Included | Seasons | Winter, Spring, Summer, Fall | Winter, Spring, Summer, Fall | Winter, Spring, Summer, Fall | Winter, Spring, Summer, Fall | Winter, Spring, Summer, Fall | Winter, Spring, Summer, Fall | Winter, Spring, Summer, Fall
CT Fac. Spec. - SO2 Rate Annual Non-Title IV v3.1, Unit 645 and retrofits | 279 | 7288 | Rate Constraint in lbs/MMBtu | FALSE | L | Annual | Standard SO2 | lb/MMBtu | 0.55 | 0.55 | 0.55 | 0.55 | 0.55 | 0.55 | 0.55
CT Fac. Spec. - SO2 Rate Annual Non-Title IV v3.1, Unit 645 and retrofits | 279 | 7288 | Rate Constraint in lbs/MMBtu | FALSE | L | Annual | Emissions at Affected Plants SO2 | Thousand Tons | 0 | 0 | 0 | 0 | 0 | 0 | 0
CT Fac. Spec. - SO2 Rate Annual Non-Title IV v3.1, Unit 645 and retrofits | 279 | 7288 | Rate Constraint in lbs/MMBtu | FALSE | L | Annual | Allowances Purchased SO2 | Thousand Tons | 0 | 0 | 0 | 0 | 0 | 0 | 0
CT Fac. Spec. - SO2 Rate Annual Non-Title IV v3.1, Unit 645 and retrofits | 279 | 7288 | Rate Constraint in lbs/MMBtu | FALSE | L | Annual | Allowances Sold SO2 | Thousand Tons | 0 | 0 | 0 | 0 | 0 | 0 | 0
CT Fac. Spec. - SO2 Rate Annual Non-Title IV v3.1, Unit 645 and retrofits | 279 | 7288 | Rate Constraint in lbs/MMBtu | FALSE | L | Annual | Allowances Banked | Thousand Tons | 0 | 0 | 0 | 0 | 0 | 0 | 0
CT Fac. Spec. - SO2 Rate Annual Non-Title IV v3.1, Unit 645 and retrofits | 279 | 7288 | Rate Constraint in lbs/MMBtu | FALSE | L | Annual | Allowances Withdrawn (1:1) | Thousand Tons | 0 | 0 | 0 | 0 | 0 | 0 | 0
CT Fac. Spec. - SO2 Rate Annual Non-Title IV v3.1, Unit 645 and retrofits | 279 | 7288 | Rate Constraint in lbs/MMBtu | FALSE | L | Annual | Allowances Withdrawn (n:1) | Thousand Tons | 0 | 0 | 0 | 0 | 0 | 0 | 0
CT Fac. Spec. - SO2 Rate Annual Non-Title IV v3.1, Unit 645 and retrofits | 279 | 7288 | Rate Constraint in lbs/MMBtu | FALSE | L | Annual | Net Emissions Allowance Position | Thousand Tons | 0 | 0 | 0 | 0 | 0 | 0 | 0
CT Fac. Spec. - SO2 Rate Annual Non-Title IV v3.1, Unit 645 and retrofits | 279 | 7288 | Rate Constraint in lbs/MMBtu | FALSE | L | Annual | Fuel Consumed | TBtu | 0 | 0 | 0 | 0 | 0 | 0 | 0
CT Fac. Spec. - SO2 Rate Annual Non-Title IV v3.1, Unit 645 and retrofits | 279 | 7288 | Rate Constraint in lbs/MMBtu | FALSE | L | Annual | Rate | lb/MMBtu | 0 | 0 | 0 | 0 | 0 | 0 | 0
CT Fac. Spec. - SO2 Rate Annual Non-Title IV v3.1, Unit 645 and retrofits | 279 | 7288 | Rate Constraint in lbs/MMBtu | FALSE | L | Annual | Generation | TWh | 0 | 0 | 0 | 0 | 0 | 0 | 0
CT Fac. Spec. - SO2 Rate Annual Non-Title IV v3.1, Unit 645 and retrofits | 279 | 7288 | Rate Constraint in lbs/MMBtu | FALSE | L | Annual | Qualifying Generation | TWh | 0 | 0 | 0 | 0 | 0 | 0 | 0
CT Fac. Spec. - SO2 Rate Annual Non-Title IV v3.1, Unit 645 and retrofits | 279 | 7288 | Rate Constraint in lbs/MMBtu | FALSE | L | Annual | Rate | lb/MWh | 0 | 0 | 0 | 0 | 0 | 0 | 0
CT Fac. Spec. - SO2 Rate Annual Non-Title IV v3.1, Unit 645 and retrofits | 279 | 7288 | Rate Constraint in lbs/MMBtu | FALSE | L | Annual | Constraint Shadow Price | US2022$/Ton | 0 | 0 | 0 | 0 | 0 | 0 | 0
CT Fac. Spec. - SO2 Rate Annual Non-Title IV v3.1, Unit 646 and retrofits | 280 | 7288 | Rate Constraint in lbs/MMBtu | FALSE | L | Annual | Seasons Included | Seasons | Winter, Spring, Summer, Fall | Winter, Spring, Summer, Fall | Winter, Spring, Summer, Fall | Winter, Spring, Summer, Fall | Winter, Spring, Summer, Fall | Winter, Spring, Summer, Fall | Winter, Spring, Summer, Fall
CT Fac. Spec. - SO2 Rate Annual Non-Title IV v3.1, Unit 646 and retrofits | 280 | 7288 | Rate Constraint in lbs/MMBtu | FALSE | L | Annual | Standard SO2 | lb/MMBtu | 0.55 | 0.55 | 0.55 | 0.55 | 0.55 | 0.55 | 0.55
CT Fac. Spec. - SO2 Rate Annual Non-Title IV v3.1, Unit 646 and retrofits | 280 | 7288 | Rate Constraint in lbs/MMBtu | FALSE | L | Annual | Emissions at Affected Plants SO2 | Thousand Tons | 0 | 0 | 0 | 0 | 0 | 0 | 0
CT Fac. Spec. - SO2 Rate Annual Non-Title IV v3.1, Unit 646 and retrofits | 280 | 7288 | Rate Constraint in lbs/MMBtu | FALSE | L | Annual | Allowances Purchased SO2 | Thousand Tons | 0 | 0 | 0 | 0 | 0 | 0 | 0
CT Fac. Spec. - SO2 Rate Annual Non-Title IV v3.1, Unit 646 and retrofits | 280 | 7288 | Rate Constraint in lbs/MMBtu | FALSE | L | Annual | Allowances Sold SO2 | Thousand Tons | 0 | 0 | 0 | 0 | 0 | 0 | 0
CT Fac. Spec. - SO2 Rate Annual Non-Title IV v3.1, Unit 646 and retrofits | 280 | 7288 | Rate Constraint in lbs/MMBtu | FALSE | L | Annual | Allowances Banked | Thousand Tons | 0 | 0 | 0 | 0 | 0 | 0 | 0
CT Fac. Spec. - SO2 Rate Annual Non-Title IV v3.1, Unit 646 and retrofits | 280 | 7288 | Rate Constraint in lbs/MMBtu | FALSE | L | Annual | Allowances Withdrawn (1:1) | Thousand Tons | 0 | 0 | 0 | 0 | 0 | 0 | 0
CT Fac. Spec. - SO2 Rate Annual Non-Title IV v3.1, Unit 646 and retrofits | 280 | 7288 | Rate Constraint in lbs/MMBtu | FALSE | L | Annual | Allowances Withdrawn (n:1) | Thousand Tons | 0 | 0 | 0 | 0 | 0 | 0 | 0
CT Fac. Spec. - SO2 Rate Annual Non-Title IV v3.1, Unit 646 and retrofits | 280 | 7288 | Rate Constraint in lbs/MMBtu | FALSE | L | Annual | Net Emissions Allowance Position | Thousand Tons | 0 | 0 | 0 | 0 | 0 | 0 | 0
CT Fac. Spec. - SO2 Rate Annual Non-Title IV v3.1, Unit 646 and retrofits | 280 | 7288 | Rate Constraint in lbs/MMBtu | FALSE | L | Annual | Fuel Consumed | TBtu | 0 | 0 | 0 | 0 | 0 | 0 | 0
CT Fac. Spec. - SO2 Rate Annual Non-Title IV v3.1, Unit 646 and retrofits | 280 | 7288 | Rate Constraint in lbs/MMBtu | FALSE | L | Annual | Rate | lb/MMBtu | 0 | 0 | 0 | 0 | 0 | 0 | 0
CT Fac. Spec. - SO2 Rate Annual Non-Title IV v3.1, Unit 646 and retrofits | 280 | 7288 | Rate Constraint in lbs/MMBtu | FALSE | L | Annual | Generation | TWh | 0 | 0 | 0 | 0 | 0 | 0 | 0
CT Fac. Spec. - SO2 Rate Annual Non-Title IV v3.1, Unit 646 and retrofits | 280 | 7288 | Rate Constraint in lbs/MMBtu | FALSE | L | Annual | Qualifying Generation | TWh | 0 | 0 | 0 | 0 | 0 | 0 | 0
CT Fac. Spec. - SO2 Rate Annual Non-Title IV v3.1, Unit 646 and retrofits | 280 | 7288 | Rate Constraint in lbs/MMBtu | FALSE | L | Annual | Rate | lb/MWh | 0 | 0 | 0 | 0 | 0 | 0 | 0
CT Fac. Spec. - SO2 Rate Annual Non-Title IV v3.1, Unit 646 and retrofits | 280 | 7288 | Rate Constraint in lbs/MMBtu | FALSE | L | Annual | Constraint Shadow Price | US2022$/Ton | 0 | 0 | 0 | 0 | 0 | 0 | 0
CT Fac. Spec. - SO2 Rate Annual Non-Title IV v3.1, Unit 647 and retrofits | 281 | 7288 | Rate Constraint in lbs/MMBtu | FALSE | L | Annual | Seasons Included | Seasons | Winter, Spring, Summer, Fall | Winter, Spring, Summer, Fall | Winter, Spring, Summer, Fall | Winter, Spring, Summer, Fall | Winter, Spring, Summer, Fall | Winter, Spring, Summer, Fall | Winter, Spring, Summer, Fall
CT Fac. Spec. - SO2 Rate Annual Non-Title IV v3.1, Unit 647 and retrofits | 281 | 7288 | Rate Constraint in lbs/MMBtu | FALSE | L | Annual | Standard SO2 | lb/MMBtu | 0.55 | 0.55 | 0.55 | 0.55 | 0.55 | 0.55 | 0.55
CT Fac. Spec. - SO2 Rate Annual Non-Title IV v3.1, Unit 647 and retrofits | 281 | 7288 | Rate Constraint in lbs/MMBtu | FALSE | L | Annual | Emissions at Affected Plants SO2 | Thousand Tons | 0 | 0 | 0 | 0 | 0 | 0 | 0
CT Fac. Spec. - SO2 Rate Annual Non-Title IV v3.1, Unit 647 and retrofits | 281 | 7288 | Rate Constraint in lbs/MMBtu | FALSE | L | Annual | Allowances Purchased SO2 | Thousand Tons | 0 | 0 | 0 | 0 | 0 | 0 | 0
CT Fac. Spec. - SO2 Rate Annual Non-Title IV v3.1, Unit 647 and retrofits | 281 | 7288 | Rate Constraint in lbs/MMBtu | FALSE | L | Annual | Allowances Sold SO2 | Thousand Tons | 0 | 0 | 0 | 0 | 0 | 0 | 0
CT Fac. Spec. - SO2 Rate Annual Non-Title IV v3.1, Unit 647 and retrofits | 281 | 7288 | Rate Constraint in lbs/MMBtu | FALSE | L | Annual | Allowances Banked | Thousand Tons | 0 | 0 | 0 | 0 | 0 | 0 | 0
CT Fac. Spec. - SO2 Rate Annual Non-Title IV v3.1, Unit 647 and retrofits | 281 | 7288 | Rate Constraint in lbs/MMBtu | FALSE | L | Annual | Allowances Withdrawn (1:1) | Thousand Tons | 0 | 0 | 0 | 0 | 0 | 0 | 0
CT Fac. Spec. - SO2 Rate Annual Non-Title IV v3.1, Unit 647 and retrofits | 281 | 7288 | Rate Constraint in lbs/MMBtu | FALSE | L | Annual | Allowances Withdrawn (n:1) | Thousand Tons | 0 | 0 | 0 | 0 | 0 | 0 | 0
CT Fac. Spec. - SO2 Rate Annual Non-Title IV v3.1, Unit 647 and retrofits | 281 | 7288 | Rate Constraint in lbs/MMBtu | FALSE | L | Annual | Net Emissions Allowance Position | Thousand Tons | 0 | 0 | 0 | 0 | 0 | 0 | 0
CT Fac. Spec. - SO2 Rate Annual Non-Title IV v3.1, Unit 647 and retrofits | 281 | 7288 | Rate Constraint in lbs/MMBtu | FALSE | L | Annual | Fuel Consumed | TBtu | 0 | 0 | 0 | 0 | 0 | 0 | 0
CT Fac. Spec. - SO2 Rate Annual Non-Title IV v3.1, Unit 647 and retrofits | 281 | 7288 | Rate Constraint in lbs/MMBtu | FALSE | L | Annual | Rate | lb/MMBtu | 0 | 0 | 0 | 0 | 0 | 0 | 0
CT Fac. Spec. - SO2 Rate Annual Non-Title IV v3.1, Unit 647 and retrofits | 281 | 7288 | Rate Constraint in lbs/MMBtu | FALSE | L | Annual | Generation | TWh | 0 | 0 | 0 | 0 | 0 | 0 | 0
CT Fac. Spec. - SO2 Rate Annual Non-Title IV v3.1, Unit 647 and retrofits | 281 | 7288 | Rate Constraint in lbs/MMBtu | FALSE | L | Annual | Qualifying Generation | TWh | 0 | 0 | 0 | 0 | 0 | 0 | 0
CT Fac. Spec. - SO2 Rate Annual Non-Title IV v3.1, Unit 647 and retrofits | 281 | 7288 | Rate Constraint in lbs/MMBtu | FALSE | L | Annual | Rate | lb/MWh | 0 | 0 | 0 | 0 | 0 | 0 | 0
CT Fac. Spec. - SO2 Rate Annual Non-Title IV v3.1, Unit 647 and retrofits | 281 | 7288 | Rate Constraint in lbs/MMBtu | FALSE | L | Annual | Constraint Shadow Price | US2022$/Ton | 0 | 0 | 0 | 0 | 0 | 0 | 0
CT Fac. Spec. - SO2 Rate Annual Non-Title IV v3.1, Unit 648 and retrofits | 282 | 7288 | Rate Constraint in lbs/MMBtu | FALSE | L | Annual | Seasons Included | Seasons | Winter, Spring, Summer, Fall | Winter, Spring, Summer, Fall | Winter, Spring, Summer, Fall | Winter, Spring, Summer, Fall | Winter, Spring, Summer, Fall | Winter, Spring, Summer, Fall | Winter, Spring, Summer, Fall
CT Fac. Spec. - SO2 Rate Annual Non-Title IV v3.1, Unit 648 and retrofits | 282 | 7288 | Rate Constraint in lbs/MMBtu | FALSE | L | Annual | Standard SO2 | lb/MMBtu | 0.55 | 0.55 | 0.55 | 0.55 | 0.55 | 0.55 | 0.55
CT Fac. Spec. - SO2 Rate Annual Non-Title IV v3.1, Unit 648 and retrofits | 282 | 7288 | Rate Constraint in lbs/MMBtu | FALSE | L | Annual | Emissions at Affected Plants SO2 | Thousand Tons | 0 | 0 | 0 | 0 | 0 | 0 | 0
CT Fac. Spec. - SO2 Rate Annual Non-Title IV v3.1, Unit 648 and retrofits | 282 | 7288 | Rate Constraint in lbs/MMBtu | FALSE | L | Annual | Allowances Purchased SO2 | Thousand Tons | 0 | 0 | 0 | 0 | 0 | 0 | 0
CT Fac. Spec. - SO2 Rate Annual Non-Title IV v3.1, Unit 648 and retrofits | 282 | 7288 | Rate Constraint in lbs/MMBtu | FALSE | L | Annual | Allowances Sold SO2 | Thousand Tons | 0 | 0 | 0 | 0 | 0 | 0 | 0
CT Fac. Spec. - SO2 Rate Annual Non-Title IV v3.1, Unit 648 and retrofits | 282 | 7288 | Rate Constraint in lbs/MMBtu | FALSE | L | Annual | Allowances Banked | Thousand Tons | 0 | 0 | 0 | 0 | 0 | 0 | 0
CT Fac. Spec. - SO2 Rate Annual Non-Title IV v3.1, Unit 648 and retrofits | 282 | 7288 | Rate Constraint in lbs/MMBtu | FALSE | L | Annual | Allowances Withdrawn (1:1) | Thousand Tons | 0 | 0 | 0 | 0 | 0 | 0 | 0
CT Fac. Spec. - SO2 Rate Annual Non-Title IV v3.1, Unit 648 and retrofits | 282 | 7288 | Rate Constraint in lbs/MMBtu | FALSE | L | Annual | Allowances Withdrawn (n:1) | Thousand Tons | 0 | 0 | 0 | 0 | 0 | 0 | 0
CT Fac. Spec. - SO2 Rate Annual Non-Title IV v3.1, Unit 648 and retrofits | 282 | 7288 | Rate Constraint in lbs/MMBtu | FALSE | L | Annual | Net Emissions Allowance Position | Thousand Tons | 0 | 0 | 0 | 0 | 0 | 0 | 0
CT Fac. Spec. - SO2 Rate Annual Non-Title IV v3.1, Unit 648 and retrofits | 282 | 7288 | Rate Constraint in lbs/MMBtu | FALSE | L | Annual | Fuel Consumed | TBtu | 0 | 0 | 0 | 0 | 0 | 0 | 0
CT Fac. Spec. - SO2 Rate Annual Non-Title IV v3.1, Unit 648 and retrofits | 282 | 7288 | Rate Constraint in lbs/MMBtu | FALSE | L | Annual | Rate | lb/MMBtu | 0 | 0 | 0 | 0 | 0 | 0 | 0
CT Fac. Spec. - SO2 Rate Annual Non-Title IV v3.1, Unit 648 and retrofits | 282 | 7288 | Rate Constraint in lbs/MMBtu | FALSE | L | Annual | Generation | TWh | 0 | 0 | 0 | 0 | 0 | 0 | 0
CT Fac. Spec. - SO2 Rate Annual Non-Title IV v3.1, Unit 648 and retrofits | 282 | 7288 | Rate Constraint in lbs/MMBtu | FALSE | L | Annual | Qualifying Generation | TWh | 0 | 0 | 0 | 0 | 0 | 0 | 0
CT Fac. Spec. - SO2 Rate Annual Non-Title IV v3.1, Unit 648 and retrofits | 282 | 7288 | Rate Constraint in lbs/MMBtu | FALSE | L | Annual | Rate | lb/MWh | 0 | 0 | 0 | 0 | 0 | 0 | 0
CT Fac. Spec. - SO2 Rate Annual Non-Title IV v3.1, Unit 648 and retrofits | 282 | 7288 | Rate Constraint in lbs/MMBtu | FALSE | L | Annual | Constraint Shadow Price | US2022$/Ton | 0 | 0 | 0 | 0 | 0 | 0 | 0
CT Fac. Spec. - SO2 Rate Annual Non-Title IV v3.1, Unit 649 and retrofits | 283 | 7288 | Rate Constraint in lbs/MMBtu | FALSE | L | Annual | Seasons Included | Seasons | Winter, Spring, Summer, Fall | Winter, Spring, Summer, Fall | Winter, Spring, Summer, Fall | Winter, Spring, Summer, Fall | Winter, Spring, Summer, Fall | Winter, Spring, Summer, Fall | Winter, Spring, Summer, Fall
CT Fac. Spec. - SO2 Rate Annual Non-Title IV v3.1, Unit 649 and retrofits | 283 | 7288 | Rate Constraint in lbs/MMBtu | FALSE | L | Annual | Standard SO2 | lb/MMBtu | 0.55 | 0.55 | 0.55 | 0.55 | 0.55 | 0.55 | 0.55
CT Fac. Spec. - SO2 Rate Annual Non-Title IV v3.1, Unit 649 and retrofits | 283 | 7288 | Rate Constraint in lbs/MMBtu | FALSE | L | Annual | Emissions at Affected Plants SO2 | Thousand Tons | 0 | 0 | 0 | 0 | 0 | 0 | 0
CT Fac. Spec. - SO2 Rate Annual Non-Title IV v3.1, Unit 649 and retrofits | 283 | 7288 | Rate Constraint in lbs/MMBtu | FALSE | L | Annual | Allowances Purchased SO2 | Thousand Tons | 0 | 0 | 0 | 0 | 0 | 0 | 0
CT Fac. Spec. - SO2 Rate Annual Non-Title IV v3.1, Unit 649 and retrofits | 283 | 7288 | Rate Constraint in lbs/MMBtu | FALSE | L | Annual | Allowances Sold SO2 | Thousand Tons | 0 | 0 | 0 | 0 | 0 | 0 | 0
CT Fac. Spec. - SO2 Rate Annual Non-Title IV v3.1, Unit 649 and retrofits | 283 | 7288 | Rate Constraint in lbs/MMBtu | FALSE | L | Annual | Allowances Banked | Thousand Tons | 0 | 0 | 0 | 0 | 0 | 0 | 0
CT Fac. Spec. - SO2 Rate Annual Non-Title IV v3.1, Unit 649 and retrofits | 283 | 7288 | Rate Constraint in lbs/MMBtu | FALSE | L | Annual | Allowances Withdrawn (1:1) | Thousand Tons | 0 | 0 | 0 | 0 | 0 | 0 | 0
CT Fac. Spec. - SO2 Rate Annual Non-Title IV v3.1, Unit 649 and retrofits | 283 | 7288 | Rate Constraint in lbs/MMBtu | FALSE | L | Annual | Allowances Withdrawn (n:1) | Thousand Tons | 0 | 0 | 0 | 0 | 0 | 0 | 0
CT Fac. Spec. - SO2 Rate Annual Non-Title IV v3.1, Unit 649 and retrofits | 283 | 7288 | Rate Constraint in lbs/MMBtu | FALSE | L | Annual | Net Emissions Allowance Position | Thousand Tons | 0 | 0 | 0 | 0 | 0 | 0 | 0
CT Fac. Spec. - SO2 Rate Annual Non-Title IV v3.1, Unit 649 and retrofits | 283 | 7288 | Rate Constraint in lbs/MMBtu | FALSE | L | Annual | Fuel Consumed | TBtu | 0 | 0 | 0 | 0 | 0 | 0 | 0
CT Fac. Spec. - SO2 Rate Annual Non-Title IV v3.1, Unit 649 and retrofits | 283 | 7288 | Rate Constraint in lbs/MMBtu | FALSE | L | Annual | Rate | lb/MMBtu | 0 | 0 | 0 | 0 | 0 | 0 | 0
CT Fac. Spec. - SO2 Rate Annual Non-Title IV v3.1, Unit 649 and retrofits | 283 | 7288 | Rate Constraint in lbs/MMBtu | FALSE | L | Annual | Generation | TWh | 0 | 0 | 0 | 0 | 0 | 0 | 0
CT Fac. Spec. - SO2 Rate Annual Non-Title IV v3.1, Unit 649 and retrofits | 283 | 7288 | Rate Constraint in lbs/MMBtu | FALSE | L | Annual | Qualifying Generation | TWh | 0 | 0 | 0 | 0 | 0 | 0 | 0
CT Fac. Spec. - SO2 Rate Annual Non-Title IV v3.1, Unit 649 and retrofits | 283 | 7288 | Rate Constraint in lbs/MMBtu | FALSE | L | Annual | Rate | lb/MWh | 0 | 0 | 0 | 0 | 0 | 0 | 0
CT Fac. Spec. - SO2 Rate Annual Non-Title IV v3.1, Unit 649 and retrofits | 283 | 7288 | Rate Constraint in lbs/MMBtu | FALSE | L | Annual | Constraint Shadow Price | US2022$/Ton | 0 | 0 | 0 | 0 | 0 | 0 | 0
CT Fac. Spec. - SO2 Rate Annual Non-Title IV v3.1, Unit 1736 and retrofits | 284 | 7288 | Rate Constraint in lbs/MMBtu | FALSE | L | Annual | Seasons Included | Seasons | Winter, Spring, Summer, Fall | Winter, Spring, Summer, Fall | Winter, Spring, Summer, Fall | Winter, Spring, Summer, Fall | Winter, Spring, Summer, Fall | Winter, Spring, Summer, Fall | Winter, Spring, Summer, Fall
CT Fac. Spec. - SO2 Rate Annual Non-Title IV v3.1, Unit 1736 and retrofits | 284 | 7288 | Rate Constraint in lbs/MMBtu | FALSE | L | Annual | Standard SO2 | lb/MMBtu | 0.55 | 0.55 | 0.55 | 0.55 | 0.55 | 0.55 | 0.55
CT Fac. Spec. - SO2 Rate Annual Non-Title IV v3.1, Unit 1736 and retrofits | 284 | 7288 | Rate Constraint in lbs/MMBtu | FALSE | L | Annual | Emissions at Affected Plants SO2 | Thousand Tons | 0 | 0 | 0 | 0 | 0 | 0 | 0
CT Fac. Spec. - SO2 Rate Annual Non-Title IV v3.1, Unit 1736 and retrofits | 284 | 7288 | Rate Constraint in lbs/MMBtu | FALSE | L | Annual | Allowances Purchased SO2 | Thousand Tons | 0 | 0 | 0 | 0 | 0 | 0 | 0
CT Fac. Spec. - SO2 Rate Annual Non-Title IV v3.1, Unit 1736 and retrofits | 284 | 7288 | Rate Constraint in lbs/MMBtu | FALSE | L | Annual | Allowances Sold SO2 | Thousand Tons | 0 | 0 | 0 | 0 | 0 | 0 | 0
CT Fac. Spec. - SO2 Rate Annual Non-Title IV v3.1, Unit 1736 and retrofits | 284 | 7288 | Rate Constraint in lbs/MMBtu | FALSE | L | Annual | Allowances Banked | Thousand Tons | 0 | 0 | 0 | 0 | 0 | 0 | 0
CT Fac. Spec. - SO2 Rate Annual Non-Title IV v3.1, Unit 1736 and retrofits | 284 | 7288 | Rate Constraint in lbs/MMBtu | FALSE | L | Annual | Allowances Withdrawn (1:1) | Thousand Tons | 0 | 0 | 0 | 0 | 0 | 0 | 0
CT Fac. Spec. - SO2 Rate Annual Non-Title IV v3.1, Unit 1736 and retrofits | 284 | 7288 | Rate Constraint in lbs/MMBtu | FALSE | L | Annual | Allowances Withdrawn (n:1) | Thousand Tons | 0 | 0 | 0 | 0 | 0 | 0 | 0
CT Fac. Spec. - SO2 Rate Annual Non-Title IV v3.1, Unit 1736 and retrofits | 284 | 7288 | Rate Constraint in lbs/MMBtu | FALSE | L | Annual | Net Emissions Allowance Position | Thousand Tons | 0 | 0 | 0 | 0 | 0 | 0 | 0
CT Fac. Spec. - SO2 Rate Annual Non-Title IV v3.1, Unit 1736 and retrofits | 284 | 7288 | Rate Constraint in lbs/MMBtu | FALSE | L | Annual | Fuel Consumed | TBtu | 0.29756 | 0.29756 | 0.29756 | 0 | 0 | 0 | 0
CT Fac. Spec. - SO2 Rate Annual Non-Title IV v3.1, Unit 1736 and retrofits | 284 | 7288 | Rate Constraint in lbs/MMBtu | FALSE | L | Annual | Rate | lb/MMBtu | 0 | 0 | 0 | 0 | 0 | 0 | 0
CT Fac. Spec. - SO2 Rate Annual Non-Title IV v3.1, Unit 1736 and retrofits | 284 | 7288 | Rate Constraint in lbs/MMBtu | FALSE | L | Annual | Generation | TWh | 0.052451 | 0.052451 | 0.052451 | 0 | 0 | 0 | 0
CT Fac. Spec. - SO2 Rate Annual Non-Title IV v3.1, Unit 1736 and retrofits | 284 | 7288 | Rate Constraint in lbs/MMBtu | FALSE | L | Annual | Qualifying Generation | TWh | 0.052451 | 0.052451 | 0.052451 | 0 | 0 | 0 | 0
CT Fac. Spec. - SO2 Rate Annual Non-Title IV v3.1, Unit 1736 and retrofits | 284 | 7288 | Rate Constraint in lbs/MMBtu | FALSE | L | Annual | Rate | lb/MWh | 0 | 0 | 0 | 0 | 0 | 0 | 0
CT Fac. Spec. - SO2 Rate Annual Non-Title IV v3.1, Unit 1736 and retrofits | 284 | 7288 | Rate Constraint in lbs/MMBtu | FALSE | L | Annual | Constraint Shadow Price | US2022$/Ton | 0 | 0 | 0 | 0 | 0 | 0 | 0
CT Fac. Spec. - SO2 Rate Annual v3.1, Unit 608 and retrofits | 285 | 7287 | Rate Constraint in lbs/MMBtu | FALSE | L | Annual | Seasons Included | Seasons | Winter, Spring, Summer, Fall | Winter, Spring, Summer, Fall | Winter, Spring, Summer, Fall | Winter, Spring, Summer, Fall | Winter, Spring, Summer, Fall | Winter, Spring, Summer, Fall | Winter, Spring, Summer, Fall
CT Fac. Spec. - SO2 Rate Annual v3.1, Unit 608 and retrofits | 285 | 7287 | Rate Constraint in lbs/MMBtu | FALSE | L | Annual | Standard SO2 | lb/MMBtu | 0.33 | 0.33 | 0.33 | 0.33 | 0.33 | 0.33 | 0.33
CT Fac. Spec. - SO2 Rate Annual v3.1, Unit 608 and retrofits | 285 | 7287 | Rate Constraint in lbs/MMBtu | FALSE | L | Annual | Emissions at Affected Plants SO2 | Thousand Tons | 0 | 0 | 0 | 0 | 0 | 0 | 0
CT Fac. Spec. - SO2 Rate Annual v3.1, Unit 608 and retrofits | 285 | 7287 | Rate Constraint in lbs/MMBtu | FALSE | L | Annual | Allowances Purchased SO2 | Thousand Tons | 0 | 0 | 0 | 0 | 0 | 0 | 0
CT Fac. Spec. - SO2 Rate Annual v3.1, Unit 608 and retrofits | 285 | 7287 | Rate Constraint in lbs/MMBtu | FALSE | L | Annual | Allowances Sold SO2 | Thousand Tons | 0 | 0 | 0 | 0 | 0 | 0 | 0
CT Fac. Spec. - SO2 Rate Annual v3.1, Unit 608 and retrofits | 285 | 7287 | Rate Constraint in lbs/MMBtu | FALSE | L | Annual | Allowances Banked | Thousand Tons | 0 | 0 | 0 | 0 | 0 | 0 | 0
CT Fac. Spec. - SO2 Rate Annual v3.1, Unit 608 and retrofits | 285 | 7287 | Rate Constraint in lbs/MMBtu | FALSE | L | Annual | Allowances Withdrawn (1:1) | Thousand Tons | 0 | 0 | 0 | 0 | 0 | 0 | 0
CT Fac. Spec. - SO2 Rate Annual v3.1, Unit 608 and retrofits | 285 | 7287 | Rate Constraint in lbs/MMBtu | FALSE | L | Annual | Allowances Withdrawn (n:1) | Thousand Tons | 0 | 0 | 0 | 0 | 0 | 0 | 0
CT Fac. Spec. - SO2 Rate Annual v3.1, Unit 608 and retrofits | 285 | 7287 | Rate Constraint in lbs/MMBtu | FALSE | L | Annual | Net Emissions Allowance Position | Thousand Tons | 0 | 0 | 0 | 0 | 0 | 0 | 0
CT Fac. Spec. - SO2 Rate Annual v3.1, Unit 608 and retrofits | 285 | 7287 | Rate Constraint in lbs/MMBtu | FALSE | L | Annual | Fuel Consumed | TBtu | 0 | 0.0057936 | 0.014261 | 0 | 0 | 0 | 0
CT Fac. Spec. - SO2 Rate Annual v3.1, Unit 608 and retrofits | 285 | 7287 | Rate Constraint in lbs/MMBtu | FALSE | L | Annual | Rate | lb/MMBtu | 0 | 0 | 0 | 0 | 0 | 0 | 0
CT Fac. Spec. - SO2 Rate Annual v3.1, Unit 608 and retrofits | 285 | 7287 | Rate Constraint in lbs/MMBtu | FALSE | L | Annual | Generation | TWh | 0 | 0.00053525 | 0.0013176 | 0 | 0 | 0 | 0
CT Fac. Spec. - SO2 Rate Annual v3.1, Unit 608 and retrofits | 285 | 7287 | Rate Constraint in lbs/MMBtu | FALSE | L | Annual | Qualifying Generation | TWh | 0 | 0.00053525 | 0.0013176 | 0 | 0 | 0 | 0
CT Fac. Spec. - SO2 Rate Annual v3.1, Unit 608 and retrofits | 285 | 7287 | Rate Constraint in lbs/MMBtu | FALSE | L | Annual | Rate | lb/MWh | 0 | 0 | 0 | 0 | 0 | 0 | 0
CT Fac. Spec. - SO2 Rate Annual v3.1, Unit 608 and retrofits | 285 | 7287 | Rate Constraint in lbs/MMBtu | FALSE | L | Annual | Constraint Shadow Price | US2022$/Ton | 0 | 0 | 0 | 0 | 0 | 0 | 0
CT Fac. Spec. - SO2 Rate Annual v3.1, Unit 609 and retrofits | 286 | 7287 | Rate Constraint in lbs/MMBtu | FALSE | L | Annual | Seasons Included | Seasons | Winter, Spring, Summer, Fall | Winter, Spring, Summer, Fall | Winter, Spring, Summer, Fall | Winter, Spring, Summer, Fall | Winter, Spring, Summer, Fall | Winter, Spring, Summer, Fall | Winter, Spring, Summer, Fall
CT Fac. Spec. - SO2 Rate Annual v3.1, Unit 609 and retrofits | 286 | 7287 | Rate Constraint in lbs/MMBtu | FALSE | L | Annual | Standard SO2 | lb/MMBtu | 0.33 | 0.33 | 0.33 | 0.33 | 0.33 | 0.33 | 0.33
CT Fac. Spec. - SO2 Rate Annual v3.1, Unit 609 and retrofits | 286 | 7287 | Rate Constraint in lbs/MMBtu | FALSE | L | Annual | Emissions at Affected Plants SO2 | Thousand Tons | 0 | 0 | 0 | 0 | 0 | 0 | 0
CT Fac. Spec. - SO2 Rate Annual v3.1, Unit 609 and retrofits | 286 | 7287 | Rate Constraint in lbs/MMBtu | FALSE | L | Annual | Allowances Purchased SO2 | Thousand Tons | 0 | 0 | 0 | 0 | 0 | 0 | 0
CT Fac. Spec. - SO2 Rate Annual v3.1, Unit 609 and retrofits | 286 | 7287 | Rate Constraint in lbs/MMBtu | FALSE | L | Annual | Allowances Sold SO2 | Thousand Tons | 0 | 0 | 0 | 0 | 0 | 0 | 0
CT Fac. Spec. - SO2 Rate Annual v3.1, Unit 609 and retrofits | 286 | 7287 | Rate Constraint in lbs/MMBtu | FALSE | L | Annual | Allowances Banked | Thousand Tons | 0 | 0 | 0 | 0 | 0 | 0 | 0
CT Fac. Spec. - SO2 Rate Annual v3.1, Unit 609 and retrofits | 286 | 7287 | Rate Constraint in lbs/MMBtu | FALSE | L | Annual | Allowances Withdrawn (1:1) | Thousand Tons | 0 | 0 | 0 | 0 | 0 | 0 | 0
CT Fac. Spec. - SO2 Rate Annual v3.1, Unit 609 and retrofits | 286 | 7287 | Rate Constraint in lbs/MMBtu | FALSE | L | Annual | Allowances Withdrawn (n:1) | Thousand Tons | 0 | 0 | 0 | 0 | 0 | 0 | 0
CT Fac. Spec. - SO2 Rate Annual v3.1, Unit 609 and retrofits | 286 | 7287 | Rate Constraint in lbs/MMBtu | FALSE | L | Annual | Net Emissions Allowance Position | Thousand Tons | 0 | 0 | 0 | 0 | 0 | 0 | 0
CT Fac. Spec. - SO2 Rate Annual v3.1, Unit 609 and retrofits | 286 | 7287 | Rate Constraint in lbs/MMBtu | FALSE | L | Annual | Fuel Consumed | TBtu | 0 | 0.0056441 | 0.013893 | 0 | 0 | 0 | 0
CT Fac. Spec. - SO2 Rate Annual v3.1, Unit 609 and retrofits | 286 | 7287 | Rate Constraint in lbs/MMBtu | FALSE | L | Annual | Rate | lb/MMBtu | 0 | 0 | 0 | 0 | 0 | 0 | 0
CT Fac. Spec. - SO2 Rate Annual v3.1, Unit 609 and retrofits | 286 | 7287 | Rate Constraint in lbs/MMBtu | FALSE | L | Annual | Generation | TWh | 0 | 0.00052144 | 0.0012835 | 0 | 0 | 0 | 0
CT Fac. Spec. - SO2 Rate Annual v3.1, Unit 609 and retrofits | 286 | 7287 | Rate Constraint in lbs/MMBtu | FALSE | L | Annual | Qualifying Generation | TWh | 0 | 0.00052144 | 0.0012835 | 0 | 0 | 0 | 0
CT Fac. Spec. - SO2 Rate Annual v3.1, Unit 609 and retrofits | 286 | 7287 | Rate Constraint in lbs/MMBtu | FALSE | L | Annual | Rate | lb/MWh | 0 | 0 | 0 | 0 | 0 | 0 | 0
CT Fac. Spec. - SO2 Rate Annual v3.1, Unit 609 and retrofits | 286 | 7287 | Rate Constraint in lbs/MMBtu | FALSE | L | Annual | Constraint Shadow Price | US2022$/Ton | 0 | 0 | 0 | 0 | 0 | 0 | 0
CT Fac. Spec. - SO2 Rate Annual v3.1, Unit 610 and retrofits | 287 | 7287 | Rate Constraint in lbs/MMBtu | FALSE | L | Annual | Seasons Included | Seasons | Winter, Spring, Summer, Fall | Winter, Spring, Summer, Fall | Winter, Spring, Summer, Fall | Winter, Spring, Summer, Fall | Winter, Spring, Summer, Fall | Winter, Spring, Summer, Fall | Winter, Spring, Summer, Fall
CT Fac. Spec. - SO2 Rate Annual v3.1, Unit 610 and retrofits | 287 | 7287 | Rate Constraint in lbs/MMBtu | FALSE | L | Annual | Standard SO2 | lb/MMBtu | 0.33 | 0.33 | 0.33 | 0.33 | 0.33 | 0.33 | 0.33
CT Fac. Spec. - SO2 Rate Annual v3.1, Unit 610 and retrofits | 287 | 7287 | Rate Constraint in lbs/MMBtu | FALSE | L | Annual | Emissions at Affected Plants SO2 | Thousand Tons | 0 | 0 | 0 | 0 | 0 | 0 | 0
CT Fac. Spec. - SO2 Rate Annual v3.1, Unit 610 and retrofits | 287 | 7287 | Rate Constraint in lbs/MMBtu | FALSE | L | Annual | Allowances Purchased SO2 | Thousand Tons | 0 | 0 | 0 | 0 | 0 | 0 | 0
CT Fac. Spec. - SO2 Rate Annual v3.1, Unit 610 and retrofits | 287 | 7287 | Rate Constraint in lbs/MMBtu | FALSE | L | Annual | Allowances Sold SO2 | Thousand Tons | 0 | 0 | 0 | 0 | 0 | 0 | 0
CT Fac. Spec. - SO2 Rate Annual v3.1, Unit 610 and retrofits | 287 | 7287 | Rate Constraint in lbs/MMBtu | FALSE | L | Annual | Allowances Banked | Thousand Tons | 0 | 0 | 0 | 0 | 0 | 0 | 0
CT Fac. Spec. - SO2 Rate Annual v3.1, Unit 610 and retrofits | 287 | 7287 | Rate Constraint in lbs/MMBtu | FALSE | L | Annual | Allowances Withdrawn (1:1) | Thousand Tons | 0 | 0 | 0 | 0 | 0 | 0 | 0
CT Fac. Spec. - SO2 Rate Annual v3.1, Unit 610 and retrofits | 287 | 7287 | Rate Constraint in lbs/MMBtu | FALSE | L | Annual | Allowances Withdrawn (n:1) | Thousand Tons | 0 | 0 | 0 | 0 | 0 | 0 | 0
CT Fac. Spec. - SO2 Rate Annual v3.1, Unit 610 and retrofits | 287 | 7287 | Rate Constraint in lbs/MMBtu | FALSE | L | Annual | Net Emissions Allowance Position | Thousand Tons | 0 | 0 | 0 | 0 | 0 | 0 | 0
CT Fac. Spec. - SO2 Rate Annual v3.1, Unit 610 and retrofits | 287 | 7287 | Rate Constraint in lbs/MMBtu | FALSE | L | Annual | Fuel Consumed | TBtu | 0 | 0.0057438 | 0.014138 | 0 | 0 | 0 | 0
CT Fac. Spec. - SO2 Rate Annual v3.1, Unit 610 and retrofits | 287 | 7287 | Rate Constraint in lbs/MMBtu | FALSE | L | Annual | Rate | lb/MMBtu | 0 | 0 | 0 | 0 | 0 | 0 | 0
CT Fac. Spec. - SO2 Rate Annual v3.1, Unit 610 and retrofits | 287 | 7287 | Rate Constraint in lbs/MMBtu | FALSE | L | Annual | Generation | TWh | 0 | 0.00053065 | 0.0013062 | 0 | 0 | 0 | 0
CT Fac. Spec. - SO2 Rate Annual v3.1, Unit 610 and retrofits | 287 | 7287 | Rate Constraint in lbs/MMBtu | FALSE | L | Annual | Qualifying Generation | TWh | 0 | 0.00053065 | 0.0013062 | 0 | 0 | 0 | 0
CT Fac. Spec. - SO2 Rate Annual v3.1, Unit 610 and retrofits | 287 | 7287 | Rate Constraint in lbs/MMBtu | FALSE | L | Annual | Rate | lb/MWh | 0 | 0 | 0 | 0 | 0 | 0 | 0
CT Fac. Spec. - SO2 Rate Annual v3.1, Unit 610 and retrofits | 287 | 7287 | Rate Constraint in lbs/MMBtu | FALSE | L | Annual | Constraint Shadow Price | US2022$/Ton | 0 | 0 | 0 | 0 | 0 | 0 | 0
CT Fac. Spec. - SO2 Rate Annual v3.1, Unit 611 and retrofits | 288 | 7287 | Rate Constraint in lbs/MMBtu | FALSE | L | Annual | Seasons Included | Seasons | Winter, Spring, Summer, Fall | Winter, Spring, Summer, Fall | Winter, Spring, Summer, Fall | Winter, Spring, Summer, Fall | Winter, Spring, Summer, Fall | Winter, Spring, Summer, Fall | Winter, Spring, Summer, Fall
CT Fac. Spec. - SO2 Rate Annual v3.1, Unit 611 and retrofits | 288 | 7287 | Rate Constraint in lbs/MMBtu | FALSE | L | Annual | Standard SO2 | lb/MMBtu | 0.33 | 0.33 | 0.33 | 0.33 | 0.33 | 0.33 | 0.33
CT Fac. Spec. - SO2 Rate Annual v3.1, Unit 611 and retrofits | 288 | 7287 | Rate Constraint in lbs/MMBtu | FALSE | L | Annual | Emissions at Affected Plants SO2 | Thousand Tons | 0 | 0 | 0 | 0 | 0 | 0 | 0
CT Fac. Spec. - SO2 Rate Annual v3.1, Unit 611 and retrofits | 288 | 7287 | Rate Constraint in lbs/MMBtu | FALSE | L | Annual | Allowances Purchased SO2 | Thousand Tons | 0 | 0 | 0 | 0 | 0 | 0 | 0
CT Fac. Spec. - SO2 Rate Annual v3.1, Unit 611 and retrofits | 288 | 7287 | Rate Constraint in lbs/MMBtu | FALSE | L | Annual | Allowances Sold SO2 | Thousand Tons | 0 | 0 | 0 | 0 | 0 | 0 | 0
CT Fac. Spec. - SO2 Rate Annual v3.1, Unit 611 and retrofits | 288 | 7287 | Rate Constraint in lbs/MMBtu | FALSE | L | Annual | Allowances Banked | Thousand Tons | 0 | 0 | 0 | 0 | 0 | 0 | 0
CT Fac. Spec. - SO2 Rate Annual v3.1, Unit 611 and retrofits | 288 | 7287 | Rate Constraint in lbs/MMBtu | FALSE | L | Annual | Allowances Withdrawn (1:1) | Thousand Tons | 0 | 0 | 0 | 0 | 0 | 0 | 0
CT Fac. Spec. - SO2 Rate Annual v3.1, Unit 611 and retrofits | 288 | 7287 | Rate Constraint in lbs/MMBtu | FALSE | L | Annual | Allowances Withdrawn (n:1) | Thousand Tons | 0 | 0 | 0 | 0 | 0 | 0 | 0
CT Fac. Spec. - SO2 Rate Annual v3.1, Unit 611 and retrofits | 288 | 7287 | Rate Constraint in lbs/MMBtu | FALSE | L | Annual | Net Emissions Allowance Position | Thousand Tons | 0 | 0 | 0 | 0 | 0 | 0 | 0
CT Fac. Spec. - SO2 Rate Annual v3.1, Unit 611 and retrofits | 288 | 7287 | Rate Constraint in lbs/MMBtu | FALSE | L | Annual | Fuel Consumed | TBtu | 0 | 0.0056939 | 0.014016 | 0 | 0 | 0 | 0
CT Fac. Spec. - SO2 Rate Annual v3.1, Unit 611 and retrofits | 288 | 7287 | Rate Constraint in lbs/MMBtu | FALSE | L | Annual | Rate | lb/MMBtu | 0 | 0 | 0 | 0 | 0 | 0 | 0
CT Fac. Spec. - SO2 Rate Annual v3.1, Unit 611 and retrofits | 288 | 7287 | Rate Constraint in lbs/MMBtu | FALSE | L | Annual | Generation | TWh | 0 | 0.00052605 | 0.0012949 | 0 | 0 | 0 | 0
CT Fac. Spec. - SO2 Rate Annual v3.1, Unit 611 and retrofits | 288 | 7287 | Rate Constraint in lbs/MMBtu | FALSE | L | Annual | Qualifying Generation | TWh | 0 | 0.00052605 | 0.0012949 | 0 | 0 | 0 | 0
CT Fac. Spec. - SO2 Rate Annual v3.1, Unit 611 and retrofits | 288 | 7287 | Rate Constraint in lbs/MMBtu | FALSE | L | Annual | Rate | lb/MWh | 0 | 0 | 0 | 0 | 0 | 0 | 0
CT Fac. Spec. - SO2 Rate Annual v3.1, Unit 611 and retrofits | 288 | 7287 | Rate Constraint in lbs/MMBtu | FALSE | L | Annual | Constraint Shadow Price | US2022$/Ton | 0 | 0 | 0 | 0 | 0 | 0 | 0
CT Fac. Spec. - SO2 Rate Annual v3.1, Unit 612 and retrofits | 289 | 7287 | Rate Constraint in lbs/MMBtu | FALSE | L | Annual | Seasons Included | Seasons | Winter, Spring, Summer, Fall | Winter, Spring, Summer, Fall | Winter, Spring, Summer, Fall | Winter, Spring, Summer, Fall | Winter, Spring, Summer, Fall | Winter, Spring, Summer, Fall | Winter, Spring, Summer, Fall
CT Fac. Spec. - SO2 Rate Annual v3.1, Unit 612 and retrofits | 289 | 7287 | Rate Constraint in lbs/MMBtu | FALSE | L | Annual | Standard SO2 | lb/MMBtu | 0.33 | 0.33 | 0.33 | 0.33 | 0.33 | 0.33 | 0.33
CT Fac. Spec. - SO2 Rate Annual v3.1, Unit 612 and retrofits | 289 | 7287 | Rate Constraint in lbs/MMBtu | FALSE | L | Annual | Emissions at Affected Plants SO2 | Thousand Tons | 0 | 0 | 0 | 0 | 0 | 0 | 0
CT Fac. Spec. - SO2 Rate Annual v3.1, Unit 612 and retrofits | 289 | 7287 | Rate Constraint in lbs/MMBtu | FALSE | L | Annual | Allowances Purchased SO2 | Thousand Tons | 0 | 0 | 0 | 0 | 0 | 0 | 0
CT Fac. Spec. - SO2 Rate Annual v3.1, Unit 612 and retrofits | 289 | 7287 | Rate Constraint in lbs/MMBtu | FALSE | L | Annual | Allowances Sold SO2 | Thousand Tons | 0 | 0 | 0 | 0 | 0 | 0 | 0
CT Fac. Spec. - SO2 Rate Annual v3.1, Unit 612 and retrofits | 289 | 7287 | Rate Constraint in lbs/MMBtu | FALSE | L | Annual | Allowances Banked | Thousand Tons | 0 | 0 | 0 | 0 | 0 | 0 | 0
CT Fac. Spec. - SO2 Rate Annual v3.1, Unit 612 and retrofits | 289 | 7287 | Rate Constraint in lbs/MMBtu | FALSE | L | Annual | Allowances Withdrawn (1:1) | Thousand Tons | 0 | 0 | 0 | 0 | 0 | 0 | 0
CT Fac. Spec. - SO2 Rate Annual v3.1, Unit 612 and retrofits | 289 | 7287 | Rate Constraint in lbs/MMBtu | FALSE | L | Annual | Allowances Withdrawn (n:1) | Thousand Tons | 0 | 0 | 0 | 0 | 0 | 0 | 0
CT Fac. Spec. - SO2 Rate Annual v3.1, Unit 612 and retrofits | 289 | 7287 | Rate Constraint in lbs/MMBtu | FALSE | L | Annual | Net Emissions Allowance Position | Thousand Tons | 0 | 0 | 0 | 0 | 0 | 0 | 0
CT Fac. Spec. - SO2 Rate Annual v3.1, Unit 612 and retrofits | 289 | 7287 | Rate Constraint in lbs/MMBtu | FALSE | L | Annual | Fuel Consumed | TBtu | 0 | 0.0057438 | 0.014138 | 0 | 0 | 0 | 0
CT Fac. Spec. - SO2 Rate Annual v3.1, Unit 612 and retrofits | 289 | 7287 | Rate Constraint in lbs/MMBtu | FALSE | L | Annual | Rate | lb/MMBtu | 0 | 0 | 0 | 0 | 0 | 0 | 0
CT Fac. Spec. - SO2 Rate Annual v3.1, Unit 612 and retrofits | 289 | 7287 | Rate Constraint in lbs/MMBtu | FALSE | L | Annual | Generation | TWh | 0 | 0.00053065 | 0.0013062 | 0 | 0 | 0 | 0
CT Fac. Spec. - SO2 Rate Annual v3.1, Unit 612 and retrofits | 289 | 7287 | Rate Constraint in lbs/MMBtu | FALSE | L | Annual | Qualifying Generation | TWh | 0 | 0.00053065 | 0.0013062 | 0 | 0 | 0 | 0
CT Fac. Spec. - SO2 Rate Annual v3.1, Unit 612 and retrofits | 289 | 7287 | Rate Constraint in lbs/MMBtu | FALSE | L | Annual | Rate | lb/MWh | 0 | 0 | 0 | 0 | 0 | 0 | 0
CT Fac. Spec. - SO2 Rate Annual v3.1, Unit 612 and retrofits | 289 | 7287 | Rate Constraint in lbs/MMBtu | FALSE | L | Annual | Constraint Shadow Price | US2022$/Ton | 0 | 0 | 0 | 0 | 0 | 0 | 0
CT Fac. Spec. - SO2 Rate Annual v3.1, Unit 613 and retrofits | 290 | 7287 | Rate Constraint in lbs/MMBtu | FALSE | L | Annual | Seasons Included | Seasons | Winter, Spring, Summer, Fall | Winter, Spring, Summer, Fall | Winter, Spring, Summer, Fall | Winter, Spring, Summer, Fall | Winter, Spring, Summer, Fall | Winter, Spring, Summer, Fall | Winter, Spring, Summer, Fall
CT Fac. Spec. - SO2 Rate Annual v3.1, Unit 613 and retrofits | 290 | 7287 | Rate Constraint in lbs/MMBtu | FALSE | L | Annual | Standard SO2 | lb/MMBtu | 0.33 | 0.33 | 0.33 | 0.33 | 0.33 | 0.33 | 0.33
CT Fac. Spec. - SO2 Rate Annual v3.1, Unit 613 and retrofits | 290 | 7287 | Rate Constraint in lbs/MMBtu | FALSE | L | Annual | Emissions at Affected Plants SO2 | Thousand Tons | 0 | 0 | 0 | 0 | 0 | 0 | 0
CT Fac. Spec. - SO2 Rate Annual v3.1, Unit 613 and retrofits | 290 | 7287 | Rate Constraint in lbs/MMBtu | FALSE | L | Annual | Allowances Purchased SO2 | Thousand Tons | 0 | 0 | 0 | 0 | 0 | 0 | 0
CT Fac. Spec. - SO2 Rate Annual v3.1, Unit 613 and retrofits | 290 | 7287 | Rate Constraint in lbs/MMBtu | FALSE | L | Annual | Allowances Sold SO2 | Thousand Tons | 0 | 0 | 0 | 0 | 0 | 0 | 0
CT Fac. Spec. - SO2 Rate Annual v3.1, Unit 613 and retrofits | 290 | 7287 | Rate Constraint in lbs/MMBtu | FALSE | L | Annual | Allowances Banked | Thousand Tons | 0 | 0 | 0 | 0 | 0 | 0 | 0
CT Fac. Spec. - SO2 Rate Annual v3.1, Unit 613 and retrofits | 290 | 7287 | Rate Constraint in lbs/MMBtu | FALSE | L | Annual | Allowances Withdrawn (1:1) | Thousand Tons | 0 | 0 | 0 | 0 | 0 | 0 | 0
CT Fac. Spec. - SO2 Rate Annual v3.1, Unit 613 and retrofits | 290 | 7287 | Rate Constraint in lbs/MMBtu | FALSE | L | Annual | Allowances Withdrawn (n:1) | Thousand Tons | 0 | 0 | 0 | 0 | 0 | 0 | 0
CT Fac. Spec. - SO2 Rate Annual v3.1, Unit 613 and retrofits | 290 | 7287 | Rate Constraint in lbs/MMBtu | FALSE | L | Annual | Net Emissions Allowance Position | Thousand Tons | 0 | 0 | 0 | 0 | 0 | 0 | 0
CT Fac. Spec. - SO2 Rate Annual v3.1, Unit 613 and retrofits | 290 | 7287 | Rate Constraint in lbs/MMBtu | FALSE | L | Annual | Fuel Consumed | TBtu | 0 | 0.0058626 | 0.014431 | 0 | 0 | 0 | 0
CT Fac. Spec. - SO2 Rate Annual v3.1, Unit 613 and retrofits | 290 | 7287 | Rate Constraint in lbs/MMBtu | FALSE | L | Annual | Rate | lb/MMBtu | 0 | 0 | 0 | 0 | 0 | 0 | 0
CT Fac. Spec. - SO2 Rate Annual v3.1, Unit 613 and retrofits | 290 | 7287 | Rate Constraint in lbs/MMBtu | FALSE | L | Annual | Generation | TWh | 0 | 0.00054561 | 0.0013431 | 0 | 0 | 0 | 0
CT Fac. Spec. - SO2 Rate Annual v3.1, Unit 613 and retrofits | 290 | 7287 | Rate Constraint in lbs/MMBtu | FALSE | L | Annual | Qualifying Generation | TWh | 0 | 0.00054561 | 0.0013431 | 0 | 0 | 0 | 0
CT Fac. Spec. - SO2 Rate Annual v3.1, Unit 613 and retrofits | 290 | 7287 | Rate Constraint in lbs/MMBtu | FALSE | L | Annual | Rate | lb/MWh | 0 | 0 | 0 | 0 | 0 | 0 | 0
CT Fac. Spec. - SO2 Rate Annual v3.1, Unit 613 and retrofits | 290 | 7287 | Rate Constraint in lbs/MMBtu | FALSE | L | Annual | Constraint Shadow Price | US2022$/Ton | 0 | 0 | 0 | 0 | 0 | 0 | 0
CT Fac. Spec. - SO2 Rate Annual v3.1, Unit 614 and retrofits | 291 | 7287 | Rate Constraint in lbs/MMBtu | FALSE | L | Annual | Seasons Included | Seasons | Winter, Spring, Summer, Fall | Winter, Spring, Summer, Fall | Winter, Spring, Summer, Fall | Winter, Spring, Summer, Fall | Winter, Spring, Summer, Fall | Winter, Spring, Summer, Fall | Winter, Spring, Summer, Fall
CT Fac. Spec. - SO2 Rate Annual v3.1, Unit 614 and retrofits | 291 | 7287 | Rate Constraint in lbs/MMBtu | FALSE | L | Annual | Standard SO2 | lb/MMBtu | 0.33 | 0.33 | 0.33 | 0.33 | 0.33 | 0.33 | 0.33
CT Fac. Spec. - SO2 Rate Annual v3.1, Unit 614 and retrofits | 291 | 7287 | Rate Constraint in lbs/MMBtu | FALSE | L | Annual | Emissions at Affected Plants SO2 | Thousand Tons | 0 | 0 | 0 | 0 | 0 | 0 | 0
CT Fac. Spec. - SO2 Rate Annual v3.1, Unit 614 and retrofits | 291 | 7287 | Rate Constraint in lbs/MMBtu | FALSE | L | Annual | Allowances Purchased SO2 | Thousand Tons | 0 | 0 | 0 | 0 | 0 | 0 | 0
CT Fac. Spec. - SO2 Rate Annual v3.1, Unit 614 and retrofits | 291 | 7287 | Rate Constraint in lbs/MMBtu | FALSE | L | Annual | Allowances Sold SO2 | Thousand Tons | 0 | 0 | 0 | 0 | 0 | 0 | 0
CT Fac. Spec. - SO2 Rate Annual v3.1, Unit 614 and retrofits | 291 | 7287 | Rate Constraint in lbs/MMBtu | FALSE | L | Annual | Allowances Banked | Thousand Tons | 0 | 0 | 0 | 0 | 0 | 0 | 0
CT Fac. Spec. - SO2 Rate Annual v3.1, Unit 614 and retrofits | 291 | 7287 | Rate Constraint in lbs/MMBtu | FALSE | L | Annual | Allowances Withdrawn (1:1) | Thousand Tons | 0 | 0 | 0 | 0 | 0 | 0 | 0
CT Fac. Spec. - SO2 Rate Annual v3.1, Unit 614 and retrofits | 291 | 7287 | Rate Constraint in lbs/MMBtu | FALSE | L | Annual | Allowances Withdrawn (n:1) | Thousand Tons | 0 | 0 | 0 | 0 | 0 | 0 | 0
CT Fac. Spec. - SO2 Rate Annual v3.1, Unit 614 and retrofits | 291 | 7287 | Rate Constraint in lbs/MMBtu | FALSE | L | Annual | Net Emissions Allowance Position | Thousand Tons | 0 | 0 | 0 | 0 | 0 | 0 | 0
CT Fac. Spec. - SO2 Rate Annual v3.1, Unit 614 and retrofits | 291 | 7287 | Rate Constraint in lbs/MMBtu | FALSE | L | Annual | Fuel Consumed | TBtu | 0.0057142 | 0.012747 | 0.014066 | 0 | 0 | 0 | 0
CT Fac. Spec. - SO2 Rate Annual v3.1, Unit 614 and retrofits | 291 | 7287 | Rate Constraint in lbs/MMBtu | FALSE | L | Annual | Rate | lb/MMBtu | 0 | 0 | 0 | 0 | 0 | 0 | 0
CT Fac. Spec. - SO2 Rate Annual v3.1, Unit 614 and retrofits | 291 | 7287 | Rate Constraint in lbs/MMBtu | FALSE | L | Annual | Generation | TWh | 0.0005318 | 0.0011863 | 0.001309 | 0 | 0 | 0 | 0
CT Fac. Spec. - SO2 Rate Annual v3.1, Unit 614 and retrofits | 291 | 7287 | Rate Constraint in lbs/MMBtu | FALSE | L | Annual | Qualifying Generation | TWh | 0.0005318 | 0.0011863 | 0.001309 | 0 | 0 | 0 | 0
CT Fac. Spec. - SO2 Rate Annual v3.1, Unit 614 and retrofits | 291 | 7287 | Rate Constraint in lbs/MMBtu | FALSE | L | Annual | Rate | lb/MWh | 0 | 0 | 0 | 0 | 0 | 0 | 0
CT Fac. Spec. - SO2 Rate Annual v3.1, Unit 614 and retrofits | 291 | 7287 | Rate Constraint in lbs/MMBtu | FALSE | L | Annual | Constraint Shadow Price | US2022$/Ton | 0 | 0 | 0 | 0 | 0 | 0 | 0
CT Fac. Spec. - SO2 Rate Annual v3.1, Unit 616 and retrofits | 292 | 7287 | Rate Constraint in lbs/MMBtu | FALSE | L | Annual | Seasons Included | Seasons | Winter, Spring, Summer, Fall | Winter, Spring, Summer, Fall | Winter, Spring, Summer, Fall | Winter, Spring, Summer, Fall | Winter, Spring, Summer, Fall | Winter, Spring, Summer, Fall | Winter, Spring, Summer, Fall
CT Fac. Spec. - SO2 Rate Annual v3.1, Unit 616 and retrofits | 292 | 7287 | Rate Constraint in lbs/MMBtu | FALSE | L | Annual | Standard SO2 | lb/MMBtu | 0.33 | 0.33 | 0.33 | 0.33 | 0.33 | 0.33 | 0.33
CT Fac. Spec. - SO2 Rate Annual v3.1, Unit 616 and retrofits | 292 | 7287 | Rate Constraint in lbs/MMBtu | FALSE | L | Annual | Emissions at Affected Plants SO2 | Thousand Tons | 0 | 0 | 0 | 0 | 0 | 0 | 0
CT Fac. Spec. - SO2 Rate Annual v3.1, Unit 616 and retrofits | 292 | 7287 | Rate Constraint in lbs/MMBtu | FALSE | L | Annual | Allowances Purchased SO2 | Thousand Tons | 0 | 0 | 0 | 0 | 0 | 0 | 0
CT Fac. Spec. - SO2 Rate Annual v3.1, Unit 616 and retrofits | 292 | 7287 | Rate Constraint in lbs/MMBtu | FALSE | L | Annual | Allowances Sold SO2 | Thousand Tons | 0 | 0 | 0 | 0 | 0 | 0 | 0
CT Fac. Spec. - SO2 Rate Annual v3.1, Unit 616 and retrofits | 292 | 7287 | Rate Constraint in lbs/MMBtu | FALSE | L | Annual | Allowances Banked | Thousand Tons | 0 | 0 | 0 | 0 | 0 | 0 | 0
CT Fac. Spec. - SO2 Rate Annual v3.1, Unit 616 and retrofits | 292 | 7287 | Rate Constraint in lbs/MMBtu | FALSE | L | Annual | Allowances Withdrawn (1:1) | Thousand Tons | 0 | 0 | 0 | 0 | 0 | 0 | 0
CT Fac. Spec. - SO2 Rate Annual v3.1, Unit 616 and retrofits | 292 | 7287 | Rate Constraint in lbs/MMBtu | FALSE | L | Annual | Allowances Withdrawn (n:1) | Thousand Tons | 0 | 0 | 0 | 0 | 0 | 0 | 0
CT Fac. Spec. - SO2 Rate Annual v3.1, Unit 616 and retrofits | 292 | 7287 | Rate Constraint in lbs/MMBtu | FALSE | L | Annual | Net Emissions Allowance Position | Thousand Tons | 0 | 0 | 0 | 0 | 0 | 0 | 0
CT Fac. Spec. - SO2 Rate Annual v3.1, Unit 616 and retrofits | 292 | 7287 | Rate Constraint in lbs/MMBtu | FALSE | L | Annual | Fuel Consumed | TBtu | 0.0030024 | 0.012013 | 0.029569 | 0 | 0 | 0 | 0
CT Fac. Spec. - SO2 Rate Annual v3.1, Unit 616 and retrofits | 292 | 7287 | Rate Constraint in lbs/MMBtu | FALSE | L | Annual | Rate | lb/MMBtu | 0 | 0 | 0 | 0 | 0 | 0 | 0
CT Fac. Spec. - SO2 Rate Annual v3.1, Unit 616 and retrofits | 292 | 7287 | Rate Constraint in lbs/MMBtu | FALSE | L | Annual | Generation | TWh | 0.00027943 | 0.001118 | 0.0027519 | 0 | 0 | 0 | 0
CT Fac. Spec. - SO2 Rate Annual v3.1, Unit 616 and retrofits | 292 | 7287 | Rate Constraint in lbs/MMBtu | FALSE | L | Annual | Qualifying Generation | TWh | 0.00027943 | 0.001118 | 0.0027519 | 0 | 0 | 0 | 0
CT Fac. Spec. - SO2 Rate Annual v3.1, Unit 616 and retrofits | 292 | 7287 | Rate Constraint in lbs/MMBtu | FALSE | L | Annual | Rate | lb/MWh | 0 | 0 | 0 | 0 | 0 | 0 | 0
CT Fac. Spec. - SO2 Rate Annual v3.1, Unit 616 and retrofits | 292 | 7287 | Rate Constraint in lbs/MMBtu | FALSE | L | Annual | Constraint Shadow Price | US2022$/Ton | 0 | 0 | 0 | 0 | 0 | 0 | 0
CT Fac. Spec. - SO2 Rate Annual v3.1, Unit 617 and retrofits | 293 | 7287 | Rate Constraint in lbs/MMBtu | FALSE | L | Annual | Seasons Included | Seasons | Winter, Spring, Summer, Fall | Winter, Spring, Summer, Fall | Winter, Spring, Summer, Fall | Winter, Spring, Summer, Fall | Winter, Spring, Summer, Fall | Winter, Spring, Summer, Fall | Winter, Spring, Summer, Fall
CT Fac. Spec. - SO2 Rate Annual v3.1, Unit 617 and retrofits | 293 | 7287 | Rate Constraint in lbs/MMBtu | FALSE | L | Annual | Standard SO2 | lb/MMBtu | 0.33 | 0.33 | 0.33 | 0.33 | 0.33 | 0.33 | 0.33
CT Fac. Spec. - SO2 Rate Annual v3.1, Unit 617 and retrofits | 293 | 7287 | Rate Constraint in lbs/MMBtu | FALSE | L | Annual | Emissions at Affected Plants SO2 | Thousand Tons | 0 | 0 | 0 | 0 | 0 | 0 | 0
CT Fac. Spec. - SO2 Rate Annual v3.1, Unit 617 and retrofits | 293 | 7287 | Rate Constraint in lbs/MMBtu | FALSE | L | Annual | Allowances Purchased SO2 | Thousand Tons | 0 | 0 | 0 | 0 | 0 | 0 | 0
CT Fac. Spec. - SO2 Rate Annual v3.1, Unit 617 and retrofits | 293 | 7287 | Rate Constraint in lbs/MMBtu | FALSE | L | Annual | Allowances Sold SO2 | Thousand Tons | 0 | 0 | 0 | 0 | 0 | 0 | 0
CT Fac. Spec. - SO2 Rate Annual v3.1, Unit 617 and retrofits | 293 | 7287 | Rate Constraint in lbs/MMBtu | FALSE | L | Annual | Allowances Banked | Thousand Tons | 0 | 0 | 0 | 0 | 0 | 0 | 0
CT Fac. Spec. - SO2 Rate Annual v3.1, Unit 617 and retrofits | 293 | 7287 | Rate Constraint in lbs/MMBtu | FALSE | L | Annual | Allowances Withdrawn (1:1) | Thousand Tons | 0 | 0 | 0 | 0 | 0 | 0 | 0
CT Fac. Spec. - SO2 Rate Annual v3.1, Unit 617 and retrofits | 293 | 7287 | Rate Constraint in lbs/MMBtu | FALSE | L | Annual | Allowances Withdrawn (n:1) | Thousand Tons | 0 | 0 | 0 | 0 | 0 | 0 | 0
CT Fac. Spec. - SO2 Rate Annual v3.1, Unit 617 and retrofits | 293 | 7287 | Rate Constraint in lbs/MMBtu | FALSE | L | Annual | Net Emissions Allowance Position | Thousand Tons | 0 | 0 | 0 | 0 | 0 | 0 | 0
CT Fac. Spec. - SO2 Rate Annual v3.1, Unit 617 and retrofits | 293 | 7287 | Rate Constraint in lbs/MMBtu | FALSE | L | Annual | Fuel Consumed | TBtu | 0 | 0 | 0.0010338 | 0 | 0 | 0 | 0
CT Fac. Spec. - SO2 Rate Annual v3.1, Unit 617 and retrofits | 293 | 7287 | Rate Constraint in lbs/MMBtu | FALSE | L | Annual | Rate | lb/MMBtu | 0 | 0 | 0 | 0 | 0 | 0 | 0
CT Fac. Spec. - SO2 Rate Annual v3.1, Unit 617 and retrofits | 293 | 7287 | Rate Constraint in lbs/MMBtu | FALSE | L | Annual | Generation | TWh | 0 | 0 | 7.6503e-05 | 0 | 0 | 0 | 0
CT Fac. Spec. - SO2 Rate Annual v3.1, Unit 617 and retrofits | 293 | 7287 | Rate Constraint in lbs/MMBtu | FALSE | L | Annual | Qualifying Generation | TWh | 0 | 0 | 7.6503e-05 | 0 | 0 | 0 | 0
CT Fac. Spec. - SO2 Rate Annual v3.1, Unit 617 and retrofits | 293 | 7287 | Rate Constraint in lbs/MMBtu | FALSE | L | Annual | Rate | lb/MWh | 0 | 0 | 0 | 0 | 0 | 0 | 0
CT Fac. Spec. - SO2 Rate Annual v3.1, Unit 617 and retrofits | 293 | 7287 | Rate Constraint in lbs/MMBtu | FALSE | L | Annual | Constraint Shadow Price | US2022$/Ton | 0 | 0 | 0 | 0 | 0 | 0 | 0
CT Fac. Spec. - SO2 Rate Annual v3.1, Unit 618 and retrofits | 294 | 7287 | Rate Constraint in lbs/MMBtu | FALSE | L | Annual | Seasons Included | Seasons | Winter, Spring, Summer, Fall | Winter, Spring, Summer, Fall | Winter, Spring, Summer, Fall | Winter, Spring, Summer, Fall | Winter, Spring, Summer, Fall | Winter, Spring, Summer, Fall | Winter, Spring, Summer, Fall
CT Fac. Spec. - SO2 Rate Annual v3.1, Unit 618 and retrofits | 294 | 7287 | Rate Constraint in lbs/MMBtu | FALSE | L | Annual | Standard SO2 | lb/MMBtu | 0.33 | 0.33 | 0.33 | 0.33 | 0.33 | 0.33 | 0.33
CT Fac. Spec. - SO2 Rate Annual v3.1, Unit 618 and retrofits | 294 | 7287 | Rate Constraint in lbs/MMBtu | FALSE | L | Annual | Emissions at Affected Plants SO2 | Thousand Tons | 0 | 0 | 0 | 0 | 0 | 0 | 0
CT Fac. Spec. - SO2 Rate Annual v3.1, Unit 618 and retrofits | 294 | 7287 | Rate Constraint in lbs/MMBtu | FALSE | L | Annual | Allowances Purchased SO2 | Thousand Tons | 0 | 0 | 0 | 0 | 0 | 0 | 0
CT Fac. Spec. - SO2 Rate Annual v3.1, Unit 618 and retrofits | 294 | 7287 | Rate Constraint in lbs/MMBtu | FALSE | L | Annual | Allowances Sold SO2 | Thousand Tons | 0 | 0 | 0 | 0 | 0 | 0 | 0
CT Fac. Spec. - SO2 Rate Annual v3.1, Unit 618 and retrofits | 294 | 7287 | Rate Constraint in lbs/MMBtu | FALSE | L | Annual | Allowances Banked | Thousand Tons | 0 | 0 | 0 | 0 | 0 | 0 | 0
CT Fac. Spec. - SO2 Rate Annual v3.1, Unit 618 and retrofits | 294 | 7287 | Rate Constraint in lbs/MMBtu | FALSE | L | Annual | Allowances Withdrawn (1:1) | Thousand Tons | 0 | 0 | 0 | 0 | 0 | 0 | 0
CT Fac. Spec. - SO2 Rate Annual v3.1, Unit 618 and retrofits | 294 | 7287 | Rate Constraint in lbs/MMBtu | FALSE | L | Annual | Allowances Withdrawn (n:1) | Thousand Tons | 0 | 0 | 0 | 0 | 0 | 0 | 0
CT Fac. Spec. - SO2 Rate Annual v3.1, Unit 618 and retrofits | 294 | 7287 | Rate Constraint in lbs/MMBtu | FALSE | L | Annual | Net Emissions Allowance Position | Thousand Tons | 0 | 0 | 0 | 0 | 0 | 0 | 0
CT Fac. Spec. - SO2 Rate Annual v3.1, Unit 618 and retrofits | 294 | 7287 | Rate Constraint in lbs/MMBtu | FALSE | L | Annual | Fuel Consumed | TBtu | 0 | 0 | 0.0013558 | 0 | 0 | 0 | 0
CT Fac. Spec. - SO2 Rate Annual v3.1, Unit 618 and retrofits | 294 | 7287 | Rate Constraint in lbs/MMBtu | FALSE | L | Annual | Rate | lb/MMBtu | 0 | 0 | 0 | 0 | 0 | 0 | 0
CT Fac. Spec. - SO2 Rate Annual v3.1, Unit 618 and retrofits | 294 | 7287 | Rate Constraint in lbs/MMBtu | FALSE | L | Annual | Generation | TWh | 0 | 0 | 0.00010034 | 0 | 0 | 0 | 0
CT Fac. Spec. - SO2 Rate Annual v3.1, Unit 618 and retrofits | 294 | 7287 | Rate Constraint in lbs/MMBtu | FALSE | L | Annual | Qualifying Generation | TWh | 0 | 0 | 0.00010034 | 0 | 0 | 0 | 0
CT Fac. Spec. - SO2 Rate Annual v3.1, Unit 618 and retrofits | 294 | 7287 | Rate Constraint in lbs/MMBtu | FALSE | L | Annual | Rate | lb/MWh | 0 | 0 | 0 | 0 | 0 | 0 | 0
CT Fac. Spec. - SO2 Rate Annual v3.1, Unit 618 and retrofits | 294 | 7287 | Rate Constraint in lbs/MMBtu | FALSE | L | Annual | Constraint Shadow Price | US2022$/Ton | 0 | 0 | 0 | 0 | 0 | 0 | 0
CT Fac. Spec. - SO2 Rate Annual v3.1, Unit 619 and retrofits | 295 | 7287 | Rate Constraint in lbs/MMBtu | FALSE | L | Annual | Seasons Included | Seasons | Winter, Spring, Summer, Fall | Winter, Spring, Summer, Fall | Winter, Spring, Summer, Fall | Winter, Spring, Summer, Fall | Winter, Spring, Summer, Fall | Winter, Spring, Summer, Fall | Winter, Spring, Summer, Fall
CT Fac. Spec. - SO2 Rate Annual v3.1, Unit 619 and retrofits | 295 | 7287 | Rate Constraint in lbs/MMBtu | FALSE | L | Annual | Standard SO2 | lb/MMBtu | 0.33 | 0.33 | 0.33 | 0.33 | 0.33 | 0.33 | 0.33
CT Fac. Spec. - SO2 Rate Annual v3.1, Unit 619 and retrofits | 295 | 7287 | Rate Constraint in lbs/MMBtu | FALSE | L | Annual | Emissions at Affected Plants SO2 | Thousand Tons | 0 | 0 | 0 | 0 | 0 | 0 | 0
CT Fac. Spec. - SO2 Rate Annual v3.1, Unit 619 and retrofits | 295 | 7287 | Rate Constraint in lbs/MMBtu | FALSE | L | Annual | Allowances Purchased SO2 | Thousand Tons | 0 | 0 | 0 | 0 | 0 | 0 | 0
CT Fac. Spec. - SO2 Rate Annual v3.1, Unit 619 and retrofits | 295 | 7287 | Rate Constraint in lbs/MMBtu | FALSE | L | Annual | Allowances Sold SO2 | Thousand Tons | 0 | 0 | 0 | 0 | 0 | 0 | 0
CT Fac. Spec. - SO2 Rate Annual v3.1, Unit 619 and retrofits | 295 | 7287 | Rate Constraint in lbs/MMBtu | FALSE | L | Annual | Allowances Banked | Thousand Tons | 0 | 0 | 0 | 0 | 0 | 0 | 0
CT Fac. Spec. - SO2 Rate Annual v3.1, Unit 619 and retrofits | 295 | 7287 | Rate Constraint in lbs/MMBtu | FALSE | L | Annual | Allowances Withdrawn (1:1) | Thousand Tons | 0 | 0 | 0 | 0 | 0 | 0 | 0
CT Fac. Spec. - SO2 Rate Annual v3.1, Unit 619 and retrofits | 295 | 7287 | Rate Constraint in lbs/MMBtu | FALSE | L | Annual | Allowances Withdrawn (n:1) | Thousand Tons | 0 | 0 | 0 | 0 | 0 | 0 | 0
CT Fac. Spec. - SO2 Rate Annual v3.1, Unit 619 and retrofits | 295 | 7287 | Rate Constraint in lbs/MMBtu | FALSE | L | Annual | Net Emissions Allowance Position | Thousand Tons | 0 | 0 | 0 | 0 | 0 | 0 | 0
CT Fac. Spec. - SO2 Rate Annual v3.1, Unit 619 and retrofits | 295 | 7287 | Rate Constraint in lbs/MMBtu | FALSE | L | Annual | Fuel Consumed | TBtu | 0 | 0 | 0.0077528 | 0 | 0 | 0 | 0
CT Fac. Spec. - SO2 Rate Annual v3.1, Unit 619 and retrofits | 295 | 7287 | Rate Constraint in lbs/MMBtu | FALSE | L | Annual | Rate | lb/MMBtu | 0 | 0 | 0 | 0 | 0 | 0 | 0
CT Fac. Spec. - SO2 Rate Annual v3.1, Unit 619 and retrofits | 295 | 7287 | Rate Constraint in lbs/MMBtu | FALSE | L | Annual | Generation | TWh | 0 | 0 | 0.00057377 | 0 | 0 | 0 | 0
CT Fac. Spec. - SO2 Rate Annual v3.1, Unit 619 and retrofits | 295 | 7287 | Rate Constraint in lbs/MMBtu | FALSE | L | Annual | Qualifying Generation | TWh | 0 | 0 | 0.00057377 | 0 | 0 | 0 | 0
CT Fac. Spec. - SO2 Rate Annual v3.1, Unit 619 and retrofits | 295 | 7287 | Rate Constraint in lbs/MMBtu | FALSE | L | Annual | Rate | lb/MWh | 0 | 0 | 0 | 0 | 0 | 0 | 0
CT Fac. Spec. - SO2 Rate Annual v3.1, Unit 619 and retrofits | 295 | 7287 | Rate Constraint in lbs/MMBtu | FALSE | L | Annual | Constraint Shadow Price | US2022$/Ton | 0 | 0 | 0 | 0 | 0 | 0 | 0
CT Fac. Spec. - SO2 Rate Annual v3.1, Unit 620 and retrofits | 296 | 7287 | Rate Constraint in lbs/MMBtu | FALSE | L | Annual | Seasons Included | Seasons | Winter, Spring, Summer, Fall | Winter, Spring, Summer, Fall | Winter, Spring, Summer, Fall | Winter, Spring, Summer, Fall | Winter, Spring, Summer, Fall | Winter, Spring, Summer, Fall | Winter, Spring, Summer, Fall
CT Fac. Spec. - SO2 Rate Annual v3.1, Unit 620 and retrofits | 296 | 7287 | Rate Constraint in lbs/MMBtu | FALSE | L | Annual | Standard SO2 | lb/MMBtu | 0.33 | 0.33 | 0.33 | 0.33 | 0.33 | 0.33 | 0.33
CT Fac. Spec. - SO2 Rate Annual v3.1, Unit 620 and retrofits | 296 | 7287 | Rate Constraint in lbs/MMBtu | FALSE | L | Annual | Emissions at Affected Plants SO2 | Thousand Tons | 0 | 0 | 0 | 0 | 0 | 0 | 0
CT Fac. Spec. - SO2 Rate Annual v3.1, Unit 620 and retrofits | 296 | 7287 | Rate Constraint in lbs/MMBtu | FALSE | L | Annual | Allowances Purchased SO2 | Thousand Tons | 0 | 0 | 0 | 0 | 0 | 0 | 0
CT Fac. Spec. - SO2 Rate Annual v3.1, Unit 620 and retrofits | 296 | 7287 | Rate Constraint in lbs/MMBtu | FALSE | L | Annual | Allowances Sold SO2 | Thousand Tons | 0 | 0 | 0 | 0 | 0 | 0 | 0
CT Fac. Spec. - SO2 Rate Annual v3.1, Unit 620 and retrofits | 296 | 7287 | Rate Constraint in lbs/MMBtu | FALSE | L | Annual | Allowances Banked | Thousand Tons | 0 | 0 | 0 | 0 | 0 | 0 | 0
CT Fac. Spec. - SO2 Rate Annual v3.1, Unit 620 and retrofits | 296 | 7287 | Rate Constraint in lbs/MMBtu | FALSE | L | Annual | Allowances Withdrawn (1:1) | Thousand Tons | 0 | 0 | 0 | 0 | 0 | 0 | 0
CT Fac. Spec. - SO2 Rate Annual v3.1, Unit 620 and retrofits | 296 | 7287 | Rate Constraint in lbs/MMBtu | FALSE | L | Annual | Allowances Withdrawn (n:1) | Thousand Tons | 0 | 0 | 0 | 0 | 0 | 0 | 0
CT Fac. Spec. - SO2 Rate Annual v3.1, Unit 620 and retrofits | 296 | 7287 | Rate Constraint in lbs/MMBtu | FALSE | L | Annual | Net Emissions Allowance Position | Thousand Tons | 0 | 0 | 0 | 0 | 0 | 0 | 0
CT Fac. Spec. - SO2 Rate Annual v3.1, Unit 620 and retrofits | 296 | 7287 | Rate Constraint in lbs/MMBtu | FALSE | L | Annual | Fuel Consumed | TBtu | 0 | 0 | 0.014995 | 0 | 0 | 0 | 0
CT Fac. Spec. - SO2 Rate Annual v3.1, Unit 620 and retrofits | 296 | 7287 | Rate Constraint in lbs/MMBtu | FALSE | L | Annual | Rate | lb/MMBtu | 0 | 0 | 0 | 0 | 0 | 0 | 0
CT Fac. Spec. - SO2 Rate Annual v3.1, Unit 620 and retrofits | 296 | 7287 | Rate Constraint in lbs/MMBtu | FALSE | L | Annual | Generation | TWh | 0 | 0 | 0.0013289 | 0 | 0 | 0 | 0
CT Fac. Spec. - SO2 Rate Annual v3.1, Unit 620 and retrofits | 296 | 7287 | Rate Constraint in lbs/MMBtu | FALSE | L | Annual | Qualifying Generation | TWh | 0 | 0 | 0.0013289 | 0 | 0 | 0 | 0
CT Fac. Spec. - SO2 Rate Annual v3.1, Unit 620 and retrofits | 296 | 7287 | Rate Constraint in lbs/MMBtu | FALSE | L | Annual | Rate | lb/MWh | 0 | 0 | 0 | 0 | 0 | 0 | 0
CT Fac. Spec. - SO2 Rate Annual v3.1, Unit 620 and retrofits | 296 | 7287 | Rate Constraint in lbs/MMBtu | FALSE | L | Annual | Constraint Shadow Price | US2022$/Ton | 0 | 0 | 0 | 0 | 0 | 0 | 0
CT Fac. Spec. - SO2 Rate Annual v3.1, Unit 621 and retrofits | 297 | 7287 | Rate Constraint in lbs/MMBtu | FALSE | L | Annual | Seasons Included | Seasons | Winter, Spring, Summer, Fall | Winter, Spring, Summer, Fall | Winter, Spring, Summer, Fall | Winter, Spring, Summer, Fall | Winter, Spring, Summer, Fall | Winter, Spring, Summer, Fall | Winter, Spring, Summer, Fall
CT Fac. Spec. - SO2 Rate Annual v3.1, Unit 621 and retrofits | 297 | 7287 | Rate Constraint in lbs/MMBtu | FALSE | L | Annual | Standard SO2 | lb/MMBtu | 0.33 | 0.33 | 0.33 | 0.33 | 0.33 | 0.33 | 0.33
CT Fac. Spec. - SO2 Rate Annual v3.1, Unit 621 and retrofits | 297 | 7287 | Rate Constraint in lbs/MMBtu | FALSE | L | Annual | Emissions at Affected Plants SO2 | Thousand Tons | 0 | 0 | 0 | 0 | 0 | 0 | 0
CT Fac. Spec. - SO2 Rate Annual v3.1, Unit 621 and retrofits | 297 | 7287 | Rate Constraint in lbs/MMBtu | FALSE | L | Annual | Allowances Purchased SO2 | Thousand Tons | 0 | 0 | 0 | 0 | 0 | 0 | 0
CT Fac. Spec. - SO2 Rate Annual v3.1, Unit 621 and retrofits | 297 | 7287 | Rate Constraint in lbs/MMBtu | FALSE | L | Annual | Allowances Sold SO2 | Thousand Tons | 0 | 0 | 0 | 0 | 0 | 0 | 0
CT Fac. Spec. - SO2 Rate Annual v3.1, Unit 621 and retrofits | 297 | 7287 | Rate Constraint in lbs/MMBtu | FALSE | L | Annual | Allowances Banked | Thousand Tons | 0 | 0 | 0 | 0 | 0 | 0 | 0
CT Fac. Spec. - SO2 Rate Annual v3.1, Unit 621 and retrofits | 297 | 7287 | Rate Constraint in lbs/MMBtu | FALSE | L | Annual | Allowances Withdrawn (1:1) | Thousand Tons | 0 | 0 | 0 | 0 | 0 | 0 | 0
CT Fac. Spec. - SO2 Rate Annual v3.1, Unit 621 and retrofits | 297 | 7287 | Rate Constraint in lbs/MMBtu | FALSE | L | Annual | Allowances Withdrawn (n:1) | Thousand Tons | 0 | 0 | 0 | 0 | 0 | 0 | 0
CT Fac. Spec. - SO2 Rate Annual v3.1, Unit 621 and retrofits | 297 | 7287 | Rate Constraint in lbs/MMBtu | FALSE | L | Annual | Net Emissions Allowance Position | Thousand Tons | 0 | 0 | 0 | 0 | 0 | 0 | 0
CT Fac. Spec. - SO2 Rate Annual v3.1, Unit 621 and retrofits | 297 | 7287 | Rate Constraint in lbs/MMBtu | FALSE | L | Annual | Fuel Consumed | TBtu | 0 | 0 | 0.014998 | 0 | 0 | 0 | 0
CT Fac. Spec. - SO2 Rate Annual v3.1, Unit 621 and retrofits | 297 | 7287 | Rate Constraint in lbs/MMBtu | FALSE | L | Annual | Rate | lb/MMBtu | 0 | 0 | 0 | 0 | 0 | 0 | 0
CT Fac. Spec. - SO2 Rate Annual v3.1, Unit 621 and retrofits | 297 | 7287 | Rate Constraint in lbs/MMBtu | FALSE | L | Annual | Generation | TWh | 0 | 0 | 0.0013289 | 0 | 0 | 0 | 0
CT Fac. Spec. - SO2 Rate Annual v3.1, Unit 621 and retrofits | 297 | 7287 | Rate Constraint in lbs/MMBtu | FALSE | L | Annual | Qualifying Generation | TWh | 0 | 0 | 0.0013289 | 0 | 0 | 0 | 0
CT Fac. Spec. - SO2 Rate Annual v3.1, Unit 621 and retrofits | 297 | 7287 | Rate Constraint in lbs/MMBtu | FALSE | L | Annual | Rate | lb/MWh | 0 | 0 | 0 | 0 | 0 | 0 | 0
CT Fac. Spec. - SO2 Rate Annual v3.1, Unit 621 and retrofits | 297 | 7287 | Rate Constraint in lbs/MMBtu | FALSE | L | Annual | Constraint Shadow Price | US2022$/Ton | 0 | 0 | 0 | 0 | 0 | 0 | 0
CT Fac. Spec. - SO2 Rate Annual v3.1, Unit 622 and retrofits | 298 | 7287 | Rate Constraint in lbs/MMBtu | FALSE | L | Annual | Seasons Included | Seasons | Winter, Spring, Summer, Fall | Winter, Spring, Summer, Fall | Winter, Spring, Summer, Fall | Winter, Spring, Summer, Fall | Winter, Spring, Summer, Fall | Winter, Spring, Summer, Fall | Winter, Spring, Summer, Fall
CT Fac. Spec. - SO2 Rate Annual v3.1, Unit 622 and retrofits | 298 | 7287 | Rate Constraint in lbs/MMBtu | FALSE | L | Annual | Standard SO2 | lb/MMBtu | 0.33 | 0.33 | 0.33 | 0.33 | 0.33 | 0.33 | 0.33
CT Fac. Spec. - SO2 Rate Annual v3.1, Unit 622 and retrofits | 298 | 7287 | Rate Constraint in lbs/MMBtu | FALSE | L | Annual | Emissions at Affected Plants SO2 | Thousand Tons | 0 | 0 | 0 | 0 | 0 | 0 | 0
CT Fac. Spec. - SO2 Rate Annual v3.1, Unit 622 and retrofits | 298 | 7287 | Rate Constraint in lbs/MMBtu | FALSE | L | Annual | Allowances Purchased SO2 | Thousand Tons | 0 | 0 | 0 | 0 | 0 | 0 | 0
CT Fac. Spec. - SO2 Rate Annual v3.1, Unit 622 and retrofits | 298 | 7287 | Rate Constraint in lbs/MMBtu | FALSE | L | Annual | Allowances Sold SO2 | Thousand Tons | 0 | 0 | 0 | 0 | 0 | 0 | 0
CT Fac. Spec. - SO2 Rate Annual v3.1, Unit 622 and retrofits | 298 | 7287 | Rate Constraint in lbs/MMBtu | FALSE | L | Annual | Allowances Banked | Thousand Tons | 0 | 0 | 0 | 0 | 0 | 0 | 0
CT Fac. Spec. - SO2 Rate Annual v3.1, Unit 622 and retrofits | 298 | 7287 | Rate Constraint in lbs/MMBtu | FALSE | L | Annual | Allowances Withdrawn (1:1) | Thousand Tons | 0 | 0 | 0 | 0 | 0 | 0 | 0
CT Fac. Spec. - SO2 Rate Annual v3.1, Unit 622 and retrofits | 298 | 7287 | Rate Constraint in lbs/MMBtu | FALSE | L | Annual | Allowances Withdrawn (n:1) | Thousand Tons | 0 | 0 | 0 | 0 | 0 | 0 | 0
CT Fac. Spec. - SO2 Rate Annual v3.1, Unit 622 and retrofits | 298 | 7287 | Rate Constraint in lbs/MMBtu | FALSE | L | Annual | Net Emissions Allowance Position | Thousand Tons | 0 | 0 | 0 | 0 | 0 | 0 | 0
CT Fac. Spec. - SO2 Rate Annual v3.1, Unit 622 and retrofits | 298 | 7287 | Rate Constraint in lbs/MMBtu | FALSE | L | Annual | Fuel Consumed | TBtu | 0 | 0 | 0.014998 | 0 | 0 | 0 | 0
CT Fac. Spec. - SO2 Rate Annual v3.1, Unit 622 and retrofits | 298 | 7287 | Rate Constraint in lbs/MMBtu | FALSE | L | Annual | Rate | lb/MMBtu | 0 | 0 | 0 | 0 | 0 | 0 | 0
CT Fac. Spec. - SO2 Rate Annual v3.1, Unit 622 and retrofits | 298 | 7287 | Rate Constraint in lbs/MMBtu | FALSE | L | Annual | Generation | TWh | 0 | 0 | 0.0013289 | 0 | 0 | 0 | 0
CT Fac. Spec. - SO2 Rate Annual v3.1, Unit 622 and retrofits | 298 | 7287 | Rate Constraint in lbs/MMBtu | FALSE | L | Annual | Qualifying Generation | TWh | 0 | 0 | 0.0013289 | 0 | 0 | 0 | 0
CT Fac. Spec. - SO2 Rate Annual v3.1, Unit 622 and retrofits | 298 | 7287 | Rate Constraint in lbs/MMBtu | FALSE | L | Annual | Rate | lb/MWh | 0 | 0 | 0 | 0 | 0 | 0 | 0
CT Fac. Spec. - SO2 Rate Annual v3.1, Unit 622 and retrofits | 298 | 7287 | Rate Constraint in lbs/MMBtu | FALSE | L | Annual | Constraint Shadow Price | US2022$/Ton | 0 | 0 | 0 | 0 | 0 | 0 | 0
CT Fac. Spec. - SO2 Rate Annual v3.1, Unit 623 and retrofits | 299 | 7287 | Rate Constraint in lbs/MMBtu | FALSE | L | Annual | Seasons Included | Seasons | Winter, Spring, Summer, Fall | Winter, Spring, Summer, Fall | Winter, Spring, Summer, Fall | Winter, Spring, Summer, Fall | Winter, Spring, Summer, Fall | Winter, Spring, Summer, Fall | Winter, Spring, Summer, Fall
CT Fac. Spec. - SO2 Rate Annual v3.1, Unit 623 and retrofits | 299 | 7287 | Rate Constraint in lbs/MMBtu | FALSE | L | Annual | Standard SO2 | lb/MMBtu | 0.33 | 0.33 | 0.33 | 0.33 | 0.33 | 0.33 | 0.33
CT Fac. Spec. - SO2 Rate Annual v3.1, Unit 623 and retrofits | 299 | 7287 | Rate Constraint in lbs/MMBtu | FALSE | L | Annual | Emissions at Affected Plants SO2 | Thousand Tons | 0 | 0 | 0 | 0 | 0 | 0 | 0
CT Fac. Spec. - SO2 Rate Annual v3.1, Unit 623 and retrofits | 299 | 7287 | Rate Constraint in lbs/MMBtu | FALSE | L | Annual | Allowances Purchased SO2 | Thousand Tons | 0 | 0 | 0 | 0 | 0 | 0 | 0
CT Fac. Spec. - SO2 Rate Annual v3.1, Unit 623 and retrofits | 299 | 7287 | Rate Constraint in lbs/MMBtu | FALSE | L | Annual | Allowances Sold SO2 | Thousand Tons | 0 | 0 | 0 | 0 | 0 | 0 | 0
CT Fac. Spec. - SO2 Rate Annual v3.1, Unit 623 and retrofits | 299 | 7287 | Rate Constraint in lbs/MMBtu | FALSE | L | Annual | Allowances Banked | Thousand Tons | 0 | 0 | 0 | 0 | 0 | 0 | 0
CT Fac. Spec. - SO2 Rate Annual v3.1, Unit 623 and retrofits | 299 | 7287 | Rate Constraint in lbs/MMBtu | FALSE | L | Annual | Allowances Withdrawn (1:1) | Thousand Tons | 0 | 0 | 0 | 0 | 0 | 0 | 0
CT Fac. Spec. - SO2 Rate Annual v3.1, Unit 623 and retrofits | 299 | 7287 | Rate Constraint in lbs/MMBtu | FALSE | L | Annual | Allowances Withdrawn (n:1) | Thousand Tons | 0 | 0 | 0 | 0 | 0 | 0 | 0
CT Fac. Spec. - SO2 Rate Annual v3.1, Unit 623 and retrofits | 299 | 7287 | Rate Constraint in lbs/MMBtu | FALSE | L | Annual | Net Emissions Allowance Position | Thousand Tons | 0 | 0 | 0 | 0 | 0 | 0 | 0
CT Fac. Spec. - SO2 Rate Annual v3.1, Unit 623 and retrofits | 299 | 7287 | Rate Constraint in lbs/MMBtu | FALSE | L | Annual | Fuel Consumed | TBtu | 0 | 0 | 0.014998 | 0 | 0 | 0 | 0
CT Fac. Spec. - SO2 Rate Annual v3.1, Unit 623 and retrofits | 299 | 7287 | Rate Constraint in lbs/MMBtu | FALSE | L | Annual | Rate | lb/MMBtu | 0 | 0 | 0 | 0 | 0 | 0 | 0
CT Fac. Spec. - SO2 Rate Annual v3.1, Unit 623 and retrofits | 299 | 7287 | Rate Constraint in lbs/MMBtu | FALSE | L | Annual | Generation | TWh | 0 | 0 | 0.0013289 | 0 | 0 | 0 | 0
CT Fac. Spec. - SO2 Rate Annual v3.1, Unit 623 and retrofits | 299 | 7287 | Rate Constraint in lbs/MMBtu | FALSE | L | Annual | Qualifying Generation | TWh | 0 | 0 | 0.0013289 | 0 | 0 | 0 | 0
CT Fac. Spec. - SO2 Rate Annual v3.1, Unit 623 and retrofits | 299 | 7287 | Rate Constraint in lbs/MMBtu | FALSE | L | Annual | Rate | lb/MWh | 0 | 0 | 0 | 0 | 0 | 0 | 0
CT Fac. Spec. - SO2 Rate Annual v3.1, Unit 623 and retrofits | 299 | 7287 | Rate Constraint in lbs/MMBtu | FALSE | L | Annual | Constraint Shadow Price | US2022$/Ton | 0 | 0 | 0 | 0 | 0 | 0 | 0
CT Fac. Spec. - SO2 Rate Annual v3.1, Unit 624 and retrofits | 300 | 7287 | Rate Constraint in lbs/MMBtu | FALSE | L | Annual | Seasons Included | Seasons | Winter, Spring, Summer, Fall | Winter, Spring, Summer, Fall | Winter, Spring, Summer, Fall | Winter, Spring, Summer, Fall | Winter, Spring, Summer, Fall | Winter, Spring, Summer, Fall | Winter, Spring, Summer, Fall
CT Fac. Spec. - SO2 Rate Annual v3.1, Unit 624 and retrofits | 300 | 7287 | Rate Constraint in lbs/MMBtu | FALSE | L | Annual | Standard SO2 | lb/MMBtu | 0.33 | 0.33 | 0.33 | 0.33 | 0.33 | 0.33 | 0.33
CT Fac. Spec. - SO2 Rate Annual v3.1, Unit 624 and retrofits | 300 | 7287 | Rate Constraint in lbs/MMBtu | FALSE | L | Annual | Emissions at Affected Plants SO2 | Thousand Tons | 0 | 0 | 0 | 0 | 0 | 0 | 0
CT Fac. Spec. - SO2 Rate Annual v3.1, Unit 624 and retrofits | 300 | 7287 | Rate Constraint in lbs/MMBtu | FALSE | L | Annual | Allowances Purchased SO2 | Thousand Tons | 0 | 0 | 0 | 0 | 0 | 0 | 0
CT Fac. Spec. - SO2 Rate Annual v3.1, Unit 624 and retrofits | 300 | 7287 | Rate Constraint in lbs/MMBtu | FALSE | L | Annual | Allowances Sold SO2 | Thousand Tons | 0 | 0 | 0 | 0 | 0 | 0 | 0
CT Fac. Spec. - SO2 Rate Annual v3.1, Unit 624 and retrofits | 300 | 7287 | Rate Constraint in lbs/MMBtu | FALSE | L | Annual | Allowances Banked | Thousand Tons | 0 | 0 | 0 | 0 | 0 | 0 | 0
CT Fac. Spec. - SO2 Rate Annual v3.1, Unit 624 and retrofits | 300 | 7287 | Rate Constraint in lbs/MMBtu | FALSE | L | Annual | Allowances Withdrawn (1:1) | Thousand Tons | 0 | 0 | 0 | 0 | 0 | 0 | 0
CT Fac. Spec. - SO2 Rate Annual v3.1, Unit 624 and retrofits | 300 | 7287 | Rate Constraint in lbs/MMBtu | FALSE | L | Annual | Allowances Withdrawn (n:1) | Thousand Tons | 0 | 0 | 0 | 0 | 0 | 0 | 0
CT Fac. Spec. - SO2 Rate Annual v3.1, Unit 624 and retrofits | 300 | 7287 | Rate Constraint in lbs/MMBtu | FALSE | L | Annual | Net Emissions Allowance Position | Thousand Tons | 0 | 0 | 0 | 0 | 0 | 0 | 0
CT Fac. Spec. - SO2 Rate Annual v3.1, Unit 624 and retrofits | 300 | 7287 | Rate Constraint in lbs/MMBtu | FALSE | L | Annual | Fuel Consumed | TBtu | 0 | 0.012676 | 0.014918 | 0 | 0 | 0 | 0
CT Fac. Spec. - SO2 Rate Annual v3.1, Unit 624 and retrofits | 300 | 7287 | Rate Constraint in lbs/MMBtu | FALSE | L | Annual | Rate | lb/MMBtu | 0 | 0 | 0 | 0 | 0 | 0 | 0
CT Fac. Spec. - SO2 Rate Annual v3.1, Unit 624 and retrofits | 300 | 7287 | Rate Constraint in lbs/MMBtu | FALSE | L | Annual | Generation | TWh | 0 | 0.0011797 | 0.0013884 | 0 | 0 | 0 | 0
CT Fac. Spec. - SO2 Rate Annual v3.1, Unit 624 and retrofits | 300 | 7287 | Rate Constraint in lbs/MMBtu | FALSE | L | Annual | Qualifying Generation | TWh | 0 | 0.0011797 | 0.0013884 | 0 | 0 | 0 | 0
CT Fac. Spec. - SO2 Rate Annual v3.1, Unit 624 and retrofits | 300 | 7287 | Rate Constraint in lbs/MMBtu | FALSE | L | Annual | Rate | lb/MWh | 0 | 0 | 0 | 0 | 0 | 0 | 0
CT Fac. Spec. - SO2 Rate Annual v3.1, Unit 624 and retrofits | 300 | 7287 | Rate Constraint in lbs/MMBtu | FALSE | L | Annual | Constraint Shadow Price | US2022$/Ton | 0 | 0 | 0 | 0 | 0 | 0 | 0
CT Fac. Spec. - SO2 Rate Annual v3.1, Unit 625 and retrofits | 301 | 7287 | Rate Constraint in lbs/MMBtu | FALSE | L | Annual | Seasons Included | Seasons | Winter, Spring, Summer, Fall | Winter, Spring, Summer, Fall | Winter, Spring, Summer, Fall | Winter, Spring, Summer, Fall | Winter, Spring, Summer, Fall | Winter, Spring, Summer, Fall | Winter, Spring, Summer, Fall
CT Fac. Spec. - SO2 Rate Annual v3.1, Unit 625 and retrofits | 301 | 7287 | Rate Constraint in lbs/MMBtu | FALSE | L | Annual | Standard SO2 | lb/MMBtu | 0.33 | 0.33 | 0.33 | 0.33 | 0.33 | 0.33 | 0.33
CT Fac. Spec. - SO2 Rate Annual v3.1, Unit 625 and retrofits | 301 | 7287 | Rate Constraint in lbs/MMBtu | FALSE | L | Annual | Emissions at Affected Plants SO2 | Thousand Tons | 0 | 0 | 0 | 0 | 0 | 0 | 0
CT Fac. Spec. - SO2 Rate Annual v3.1, Unit 625 and retrofits | 301 | 7287 | Rate Constraint in lbs/MMBtu | FALSE | L | Annual | Allowances Purchased SO2 | Thousand Tons | 0 | 0 | 0 | 0 | 0 | 0 | 0
CT Fac. Spec. - SO2 Rate Annual v3.1, Unit 625 and retrofits | 301 | 7287 | Rate Constraint in lbs/MMBtu | FALSE | L | Annual | Allowances Sold SO2 | Thousand Tons | 0 | 0 | 0 | 0 | 0 | 0 | 0
CT Fac. Spec. - SO2 Rate Annual v3.1, Unit 625 and retrofits | 301 | 7287 | Rate Constraint in lbs/MMBtu | FALSE | L | Annual | Allowances Banked | Thousand Tons | 0 | 0 | 0 | 0 | 0 | 0 | 0
CT Fac. Spec. - SO2 Rate Annual v3.1, Unit 625 and retrofits | 301 | 7287 | Rate Constraint in lbs/MMBtu | FALSE | L | Annual | Allowances Withdrawn (1:1) | Thousand Tons | 0 | 0 | 0 | 0 | 0 | 0 | 0
CT Fac. Spec. - SO2 Rate Annual v3.1, Unit 625 and retrofits | 301 | 7287 | Rate Constraint in lbs/MMBtu | FALSE | L | Annual | Allowances Withdrawn (n:1) | Thousand Tons | 0 | 0 | 0 | 0 | 0 | 0 | 0
CT Fac. Spec. - SO2 Rate Annual v3.1, Unit 625 and retrofits | 301 | 7287 | Rate Constraint in lbs/MMBtu | FALSE | L | Annual | Net Emissions Allowance Position | Thousand Tons | 0 | 0 | 0 | 0 | 0 | 0 | 0
CT Fac. Spec. - SO2 Rate Annual v3.1, Unit 625 and retrofits | 301 | 7287 | Rate Constraint in lbs/MMBtu | FALSE | L | Annual | Fuel Consumed | TBtu | 0.0060605 | 0.0060605 | 0.014918 | 0 | 0 | 0 | 0
CT Fac. Spec. - SO2 Rate Annual v3.1, Unit 625 and retrofits | 301 | 7287 | Rate Constraint in lbs/MMBtu | FALSE | L | Annual | Rate | lb/MMBtu | 0 | 0 | 0 | 0 | 0 | 0 | 0
CT Fac. Spec. - SO2 Rate Annual v3.1, Unit 625 and retrofits | 301 | 7287 | Rate Constraint in lbs/MMBtu | FALSE | L | Annual | Generation | TWh | 0.00056403 | 0.00056403 | 0.0013884 | 0 | 0 | 0 | 0
CT Fac. Spec. - SO2 Rate Annual v3.1, Unit 625 and retrofits | 301 | 7287 | Rate Constraint in lbs/MMBtu | FALSE | L | Annual | Qualifying Generation | TWh | 0.00056403 | 0.00056403 | 0.0013884 | 0 | 0 | 0 | 0
CT Fac. Spec. - SO2 Rate Annual v3.1, Unit 625 and retrofits | 301 | 7287 | Rate Constraint in lbs/MMBtu | FALSE | L | Annual | Rate | lb/MWh | 0 | 0 | 0 | 0 | 0 | 0 | 0
CT Fac. Spec. - SO2 Rate Annual v3.1, Unit 625 and retrofits | 301 | 7287 | Rate Constraint in lbs/MMBtu | FALSE | L | Annual | Constraint Shadow Price | US2022$/Ton | 0 | 0 | 0 | 0 | 0 | 0 | 0
CT Fac. Spec. - SO2 Rate Annual v3.1, Unit 626 and retrofits | 302 | 7287 | Rate Constraint in lbs/MMBtu | FALSE | L | Annual | Seasons Included | Seasons | Winter, Spring, Summer, Fall | Winter, Spring, Summer, Fall | Winter, Spring, Summer, Fall | Winter, Spring, Summer, Fall | Winter, Spring, Summer, Fall | Winter, Spring, Summer, Fall | Winter, Spring, Summer, Fall
CT Fac. Spec. - SO2 Rate Annual v3.1, Unit 626 and retrofits | 302 | 7287 | Rate Constraint in lbs/MMBtu | FALSE | L | Annual | Standard SO2 | lb/MMBtu | 0.33 | 0.33 | 0.33 | 0.33 | 0.33 | 0.33 | 0.33
CT Fac. Spec. - SO2 Rate Annual v3.1, Unit 626 and retrofits | 302 | 7287 | Rate Constraint in lbs/MMBtu | FALSE | L | Annual | Emissions at Affected Plants SO2 | Thousand Tons | 0 | 0 | 0 | 0 | 0 | 0 | 0
CT Fac. Spec. - SO2 Rate Annual v3.1, Unit 626 and retrofits | 302 | 7287 | Rate Constraint in lbs/MMBtu | FALSE | L | Annual | Allowances Purchased SO2 | Thousand Tons | 0 | 0 | 0 | 0 | 0 | 0 | 0
CT Fac. Spec. - SO2 Rate Annual v3.1, Unit 626 and retrofits | 302 | 7287 | Rate Constraint in lbs/MMBtu | FALSE | L | Annual | Allowances Sold SO2 | Thousand Tons | 0 | 0 | 0 | 0 | 0 | 0 | 0
CT Fac. Spec. - SO2 Rate Annual v3.1, Unit 626 and retrofits | 302 | 7287 | Rate Constraint in lbs/MMBtu | FALSE | L | Annual | Allowances Banked | Thousand Tons | 0 | 0 | 0 | 0 | 0 | 0 | 0
CT Fac. Spec. - SO2 Rate Annual v3.1, Unit 626 and retrofits | 302 | 7287 | Rate Constraint in lbs/MMBtu | FALSE | L | Annual | Allowances Withdrawn (1:1) | Thousand Tons | 0 | 0 | 0 | 0 | 0 | 0 | 0
CT Fac. Spec. - SO2 Rate Annual v3.1, Unit 626 and retrofits | 302 | 7287 | Rate Constraint in lbs/MMBtu | FALSE | L | Annual | Allowances Withdrawn (n:1) | Thousand Tons | 0 | 0 | 0 | 0 | 0 | 0 | 0
CT Fac. Spec. - SO2 Rate Annual v3.1, Unit 626 and retrofits | 302 | 7287 | Rate Constraint in lbs/MMBtu | FALSE | L | Annual | Net Emissions Allowance Position | Thousand Tons | 0 | 0 | 0 | 0 | 0 | 0 | 0
CT Fac. Spec. - SO2 Rate Annual v3.1, Unit 626 and retrofits | 302 | 7287 | Rate Constraint in lbs/MMBtu | FALSE | L | Annual | Fuel Consumed | TBtu | 0 | 0.0060605 | 0.014918 | 0 | 0 | 0 | 0
CT Fac. Spec. - SO2 Rate Annual v3.1, Unit 626 and retrofits | 302 | 7287 | Rate Constraint in lbs/MMBtu | FALSE | L | Annual | Rate | lb/MMBtu | 0 | 0 | 0 | 0 | 0 | 0 | 0
CT Fac. Spec. - SO2 Rate Annual v3.1, Unit 626 and retrofits | 302 | 7287 | Rate Constraint in lbs/MMBtu | FALSE | L | Annual | Generation | TWh | 0 | 0.00056403 | 0.0013884 | 0 | 0 | 0 | 0
CT Fac. Spec. - SO2 Rate Annual v3.1, Unit 626 and retrofits | 302 | 7287 | Rate Constraint in lbs/MMBtu | FALSE | L | Annual | Qualifying Generation | TWh | 0 | 0.00056403 | 0.0013884 | 0 | 0 | 0 | 0
CT Fac. Spec. - SO2 Rate Annual v3.1, Unit 626 and retrofits | 302 | 7287 | Rate Constraint in lbs/MMBtu | FALSE | L | Annual | Rate | lb/MWh | 0 | 0 | 0 | 0 | 0 | 0 | 0
CT Fac. Spec. - SO2 Rate Annual v3.1, Unit 626 and retrofits | 302 | 7287 | Rate Constraint in lbs/MMBtu | FALSE | L | Annual | Constraint Shadow Price | US2022$/Ton | 0 | 0 | 0 | 0 | 0 | 0 | 0
CT Fac. Spec. - SO2 Rate Annual v3.1, Unit 627 and retrofits | 303 | 7287 | Rate Constraint in lbs/MMBtu | FALSE | L | Annual | Seasons Included | Seasons | Winter, Spring, Summer, Fall | Winter, Spring, Summer, Fall | Winter, Spring, Summer, Fall | Winter, Spring, Summer, Fall | Winter, Spring, Summer, Fall | Winter, Spring, Summer, Fall | Winter, Spring, Summer, Fall
CT Fac. Spec. - SO2 Rate Annual v3.1, Unit 627 and retrofits | 303 | 7287 | Rate Constraint in lbs/MMBtu | FALSE | L | Annual | Standard SO2 | lb/MMBtu | 0.33 | 0.33 | 0.33 | 0.33 | 0.33 | 0.33 | 0.33
CT Fac. Spec. - SO2 Rate Annual v3.1, Unit 627 and retrofits | 303 | 7287 | Rate Constraint in lbs/MMBtu | FALSE | L | Annual | Emissions at Affected Plants SO2 | Thousand Tons | 0 | 0 | 0 | 0 | 0 | 0 | 0
CT Fac. Spec. - SO2 Rate Annual v3.1, Unit 627 and retrofits | 303 | 7287 | Rate Constraint in lbs/MMBtu | FALSE | L | Annual | Allowances Purchased SO2 | Thousand Tons | 0 | 0 | 0 | 0 | 0 | 0 | 0
CT Fac. Spec. - SO2 Rate Annual v3.1, Unit 627 and retrofits | 303 | 7287 | Rate Constraint in lbs/MMBtu | FALSE | L | Annual | Allowances Sold SO2 | Thousand Tons | 0 | 0 | 0 | 0 | 0 | 0 | 0
CT Fac. Spec. - SO2 Rate Annual v3.1, Unit 627 and retrofits | 303 | 7287 | Rate Constraint in lbs/MMBtu | FALSE | L | Annual | Allowances Banked | Thousand Tons | 0 | 0 | 0 | 0 | 0 | 0 | 0
CT Fac. Spec. - SO2 Rate Annual v3.1, Unit 627 and retrofits | 303 | 7287 | Rate Constraint in lbs/MMBtu | FALSE | L | Annual | Allowances Withdrawn (1:1) | Thousand Tons | 0 | 0 | 0 | 0 | 0 | 0 | 0
CT Fac. Spec. - SO2 Rate Annual v3.1, Unit 627 and retrofits | 303 | 7287 | Rate Constraint in lbs/MMBtu | FALSE | L | Annual | Allowances Withdrawn (n:1) | Thousand Tons | 0 | 0 | 0 | 0 | 0 | 0 | 0
CT Fac. Spec. - SO2 Rate Annual v3.1, Unit 627 and retrofits | 303 | 7287 | Rate Constraint in lbs/MMBtu | FALSE | L | Annual | Net Emissions Allowance Position | Thousand Tons | 0 | 0 | 0 | 0 | 0 | 0 | 0
CT Fac. Spec. - SO2 Rate Annual v3.1, Unit 627 and retrofits | 303 | 7287 | Rate Constraint in lbs/MMBtu | FALSE | L | Annual | Fuel Consumed | TBtu | 0.0060605 | 0.0060605 | 0.014918 | 0 | 0 | 0 | 0
CT Fac. Spec. - SO2 Rate Annual v3.1, Unit 627 and retrofits | 303 | 7287 | Rate Constraint in lbs/MMBtu | FALSE | L | Annual | Rate | lb/MMBtu | 0 | 0 | 0 | 0 | 0 | 0 | 0
CT Fac. Spec. - SO2 Rate Annual v3.1, Unit 627 and retrofits | 303 | 7287 | Rate Constraint in lbs/MMBtu | FALSE | L | Annual | Generation | TWh | 0.00056403 | 0.00056403 | 0.0013884 | 0 | 0 | 0 | 0
CT Fac. Spec. - SO2 Rate Annual v3.1, Unit 627 and retrofits | 303 | 7287 | Rate Constraint in lbs/MMBtu | FALSE | L | Annual | Qualifying Generation | TWh | 0.00056403 | 0.00056403 | 0.0013884 | 0 | 0 | 0 | 0
CT Fac. Spec. - SO2 Rate Annual v3.1, Unit 627 and retrofits | 303 | 7287 | Rate Constraint in lbs/MMBtu | FALSE | L | Annual | Rate | lb/MWh | 0 | 0 | 0 | 0 | 0 | 0 | 0
CT Fac. Spec. - SO2 Rate Annual v3.1, Unit 627 and retrofits | 303 | 7287 | Rate Constraint in lbs/MMBtu | FALSE | L | Annual | Constraint Shadow Price | US2022$/Ton | 0 | 0 | 0 | 0 | 0 | 0 | 0
CT Fac. Spec. - SO2 Rate Annual v3.1, Unit 628 and retrofits | 304 | 7287 | Rate Constraint in lbs/MMBtu | FALSE | L | Annual | Seasons Included | Seasons | Winter, Spring, Summer, Fall | Winter, Spring, Summer, Fall | Winter, Spring, Summer, Fall | Winter, Spring, Summer, Fall | Winter, Spring, Summer, Fall | Winter, Spring, Summer, Fall | Winter, Spring, Summer, Fall
CT Fac. Spec. - SO2 Rate Annual v3.1, Unit 628 and retrofits | 304 | 7287 | Rate Constraint in lbs/MMBtu | FALSE | L | Annual | Standard SO2 | lb/MMBtu | 0.33 | 0.33 | 0.33 | 0.33 | 0.33 | 0.33 | 0.33
CT Fac. Spec. - SO2 Rate Annual v3.1, Unit 628 and retrofits | 304 | 7287 | Rate Constraint in lbs/MMBtu | FALSE | L | Annual | Emissions at Affected Plants SO2 | Thousand Tons | 0 | 0 | 0 | 0 | 0 | 0 | 0
CT Fac. Spec. - SO2 Rate Annual v3.1, Unit 628 and retrofits | 304 | 7287 | Rate Constraint in lbs/MMBtu | FALSE | L | Annual | Allowances Purchased SO2 | Thousand Tons | 0 | 0 | 0 | 0 | 0 | 0 | 0
CT Fac. Spec. - SO2 Rate Annual v3.1, Unit 628 and retrofits | 304 | 7287 | Rate Constraint in lbs/MMBtu | FALSE | L | Annual | Allowances Sold SO2 | Thousand Tons | 0 | 0 | 0 | 0 | 0 | 0 | 0
CT Fac. Spec. - SO2 Rate Annual v3.1, Unit 628 and retrofits | 304 | 7287 | Rate Constraint in lbs/MMBtu | FALSE | L | Annual | Allowances Banked | Thousand Tons | 0 | 0 | 0 | 0 | 0 | 0 | 0
CT Fac. Spec. - SO2 Rate Annual v3.1, Unit 628 and retrofits | 304 | 7287 | Rate Constraint in lbs/MMBtu | FALSE | L | Annual | Allowances Withdrawn (1:1) | Thousand Tons | 0 | 0 | 0 | 0 | 0 | 0 | 0
CT Fac. Spec. - SO2 Rate Annual v3.1, Unit 628 and retrofits | 304 | 7287 | Rate Constraint in lbs/MMBtu | FALSE | L | Annual | Allowances Withdrawn (n:1) | Thousand Tons | 0 | 0 | 0 | 0 | 0 | 0 | 0
CT Fac. Spec. - SO2 Rate Annual v3.1, Unit 628 and retrofits | 304 | 7287 | Rate Constraint in lbs/MMBtu | FALSE | L | Annual | Net Emissions Allowance Position | Thousand Tons | 0 | 0 | 0 | 0 | 0 | 0 | 0
CT Fac. Spec. - SO2 Rate Annual v3.1, Unit 628 and retrofits | 304 | 7287 | Rate Constraint in lbs/MMBtu | FALSE | L | Annual | Fuel Consumed | TBtu | 0 | 0.00061893 | 0.0091345 | 0 | 0 | 0 | 0
CT Fac. Spec. - SO2 Rate Annual v3.1, Unit 628 and retrofits | 304 | 7287 | Rate Constraint in lbs/MMBtu | FALSE | L | Annual | Rate | lb/MMBtu | 0 | 0 | 0 | 0 | 0 | 0 | 0
CT Fac. Spec. - SO2 Rate Annual v3.1, Unit 628 and retrofits | 304 | 7287 | Rate Constraint in lbs/MMBtu | FALSE | L | Annual | Generation | TWh | 0 | 5.7404e-05 | 0.0008472 | 0 | 0 | 0 | 0
CT Fac. Spec. - SO2 Rate Annual v3.1, Unit 628 and retrofits | 304 | 7287 | Rate Constraint in lbs/MMBtu | FALSE | L | Annual | Qualifying Generation | TWh | 0 | 5.7404e-05 | 0.0008472 | 0 | 0 | 0 | 0
CT Fac. Spec. - SO2 Rate Annual v3.1, Unit 628 and retrofits | 304 | 7287 | Rate Constraint in lbs/MMBtu | FALSE | L | Annual | Rate | lb/MWh | 0 | 0 | 0 | 0 | 0 | 0 | 0
CT Fac. Spec. - SO2 Rate Annual v3.1, Unit 628 and retrofits | 304 | 7287 | Rate Constraint in lbs/MMBtu | FALSE | L | Annual | Constraint Shadow Price | US2022$/Ton | 0 | 0 | 0 | 0 | 0 | 0 | 0
CT Fac. Spec. - SO2 Rate Annual v3.1, Unit 629 and retrofits | 305 | 7287 | Rate Constraint in lbs/MMBtu | FALSE | L | Annual | Seasons Included | Seasons | Winter, Spring, Summer, Fall | Winter, Spring, Summer, Fall | Winter, Spring, Summer, Fall | Winter, Spring, Summer, Fall | Winter, Spring, Summer, Fall | Winter, Spring, Summer, Fall | Winter, Spring, Summer, Fall
CT Fac. Spec. - SO2 Rate Annual v3.1, Unit 629 and retrofits | 305 | 7287 | Rate Constraint in lbs/MMBtu | FALSE | L | Annual | Standard SO2 | lb/MMBtu | 0.33 | 0.33 | 0.33 | 0.33 | 0.33 | 0.33 | 0.33
CT Fac. Spec. - SO2 Rate Annual v3.1, Unit 629 and retrofits | 305 | 7287 | Rate Constraint in lbs/MMBtu | FALSE | L | Annual | Emissions at Affected Plants SO2 | Thousand Tons | 0 | 0 | 0 | 0 | 0 | 0 | 0
CT Fac. Spec. - SO2 Rate Annual v3.1, Unit 629 and retrofits | 305 | 7287 | Rate Constraint in lbs/MMBtu | FALSE | L | Annual | Allowances Purchased SO2 | Thousand Tons | 0 | 0 | 0 | 0 | 0 | 0 | 0
CT Fac. Spec. - SO2 Rate Annual v3.1, Unit 629 and retrofits | 305 | 7287 | Rate Constraint in lbs/MMBtu | FALSE | L | Annual | Allowances Sold SO2 | Thousand Tons | 0 | 0 | 0 | 0 | 0 | 0 | 0
CT Fac. Spec. - SO2 Rate Annual v3.1, Unit 629 and retrofits | 305 | 7287 | Rate Constraint in lbs/MMBtu | FALSE | L | Annual | Allowances Banked | Thousand Tons | 0 | 0 | 0 | 0 | 0 | 0 | 0
CT Fac. Spec. - SO2 Rate Annual v3.1, Unit 629 and retrofits | 305 | 7287 | Rate Constraint in lbs/MMBtu | FALSE | L | Annual | Allowances Withdrawn (1:1) | Thousand Tons | 0 | 0 | 0 | 0 | 0 | 0 | 0
CT Fac. Spec. - SO2 Rate Annual v3.1, Unit 629 and retrofits | 305 | 7287 | Rate Constraint in lbs/MMBtu | FALSE | L | Annual | Allowances Withdrawn (n:1) | Thousand Tons | 0 | 0 | 0 | 0 | 0 | 0 | 0
CT Fac. Spec. - SO2 Rate Annual v3.1, Unit 629 and retrofits | 305 | 7287 | Rate Constraint in lbs/MMBtu | FALSE | L | Annual | Net Emissions Allowance Position | Thousand Tons | 0 | 0 | 0 | 0 | 0 | 0 | 0
CT Fac. Spec. - SO2 Rate Annual v3.1, Unit 629 and retrofits | 305 | 7287 | Rate Constraint in lbs/MMBtu | FALSE | L | Annual | Fuel Consumed | TBtu | 0 | 0 | 0.0089215 | 0 | 0 | 0 | 0
CT Fac. Spec. - SO2 Rate Annual v3.1, Unit 629 and retrofits | 305 | 7287 | Rate Constraint in lbs/MMBtu | FALSE | L | Annual | Rate | lb/MMBtu | 0 | 0 | 0 | 0 | 0 | 0 | 0
CT Fac. Spec. - SO2 Rate Annual v3.1, Unit 629 and retrofits | 305 | 7287 | Rate Constraint in lbs/MMBtu | FALSE | L | Annual | Generation | TWh | 0 | 0 | 0.00082736 | 0 | 0 | 0 | 0
CT Fac. Spec. - SO2 Rate Annual v3.1, Unit 629 and retrofits | 305 | 7287 | Rate Constraint in lbs/MMBtu | FALSE | L | Annual | Qualifying Generation | TWh | 0 | 0 | 0.00082736 | 0 | 0 | 0 | 0
CT Fac. Spec. - SO2 Rate Annual v3.1, Unit 629 and retrofits | 305 | 7287 | Rate Constraint in lbs/MMBtu | FALSE | L | Annual | Rate | lb/MWh | 0 | 0 | 0 | 0 | 0 | 0 | 0
CT Fac. Spec. - SO2 Rate Annual v3.1, Unit 629 and retrofits | 305 | 7287 | Rate Constraint in lbs/MMBtu | FALSE | L | Annual | Constraint Shadow Price | US2022$/Ton | 0 | 0 | 0 | 0 | 0 | 0 | 0
CT Fac. Spec. - SO2 Rate Annual v3.1, Unit 630 and retrofits | 306 | 7287 | Rate Constraint in lbs/MMBtu | FALSE | L | Annual | Seasons Included | Seasons | Winter, Spring, Summer, Fall | Winter, Spring, Summer, Fall | Winter, Spring, Summer, Fall | Winter, Spring, Summer, Fall | Winter, Spring, Summer, Fall | Winter, Spring, Summer, Fall | Winter, Spring, Summer, Fall
CT Fac. Spec. - SO2 Rate Annual v3.1, Unit 630 and retrofits | 306 | 7287 | Rate Constraint in lbs/MMBtu | FALSE | L | Annual | Standard SO2 | lb/MMBtu | 0.33 | 0.33 | 0.33 | 0.33 | 0.33 | 0.33 | 0.33
CT Fac. Spec. - SO2 Rate Annual v3.1, Unit 630 and retrofits | 306 | 7287 | Rate Constraint in lbs/MMBtu | FALSE | L | Annual | Emissions at Affected Plants SO2 | Thousand Tons | 0 | 0 | 0 | 0 | 0 | 0 | 0
CT Fac. Spec. - SO2 Rate Annual v3.1, Unit 630 and retrofits | 306 | 7287 | Rate Constraint in lbs/MMBtu | FALSE | L | Annual | Allowances Purchased SO2 | Thousand Tons | 0 | 0 | 0 | 0 | 0 | 0 | 0
CT Fac. Spec. - SO2 Rate Annual v3.1, Unit 630 and retrofits | 306 | 7287 | Rate Constraint in lbs/MMBtu | FALSE | L | Annual | Allowances Sold SO2 | Thousand Tons | 0 | 0 | 0 | 0 | 0 | 0 | 0
CT Fac. Spec. - SO2 Rate Annual v3.1, Unit 630 and retrofits | 306 | 7287 | Rate Constraint in lbs/MMBtu | FALSE | L | Annual | Allowances Banked | Thousand Tons | 0 | 0 | 0 | 0 | 0 | 0 | 0
CT Fac. Spec. - SO2 Rate Annual v3.1, Unit 630 and retrofits | 306 | 7287 | Rate Constraint in lbs/MMBtu | FALSE | L | Annual | Allowances Withdrawn (1:1) | Thousand Tons | 0 | 0 | 0 | 0 | 0 | 0 | 0
CT Fac. Spec. - SO2 Rate Annual v3.1, Unit 630 and retrofits | 306 | 7287 | Rate Constraint in lbs/MMBtu | FALSE | L | Annual | Allowances Withdrawn (n:1) | Thousand Tons | 0 | 0 | 0 | 0 | 0 | 0 | 0
CT Fac. Spec. - SO2 Rate Annual v3.1, Unit 630 and retrofits | 306 | 7287 | Rate Constraint in lbs/MMBtu | FALSE | L | Annual | Net Emissions Allowance Position | Thousand Tons | 0 | 0 | 0 | 0 | 0 | 0 | 0
CT Fac. Spec. - SO2 Rate Annual v3.1, Unit 630 and retrofits | 306 | 7287 | Rate Constraint in lbs/MMBtu | FALSE | L | Annual | Fuel Consumed | TBtu | 0 | 0.003624 | 0.0089206 | 0 | 0 | 0 | 0
CT Fac. Spec. - SO2 Rate Annual v3.1, Unit 630 and retrofits | 306 | 7287 | Rate Constraint in lbs/MMBtu | FALSE | L | Annual | Rate | lb/MMBtu | 0 | 0 | 0 | 0 | 0 | 0 | 0
CT Fac. Spec. - SO2 Rate Annual v3.1, Unit 630 and retrofits | 306 | 7287 | Rate Constraint in lbs/MMBtu | FALSE | L | Annual | Generation | TWh | 0 | 0.00033612 | 0.00082736 | 0 | 0 | 0 | 0
CT Fac. Spec. - SO2 Rate Annual v3.1, Unit 630 and retrofits | 306 | 7287 | Rate Constraint in lbs/MMBtu | FALSE | L | Annual | Qualifying Generation | TWh | 0 | 0.00033612 | 0.00082736 | 0 | 0 | 0 | 0
CT Fac. Spec. - SO2 Rate Annual v3.1, Unit 630 and retrofits | 306 | 7287 | Rate Constraint in lbs/MMBtu | FALSE | L | Annual | Rate | lb/MWh | 0 | 0 | 0 | 0 | 0 | 0 | 0
CT Fac. Spec. - SO2 Rate Annual v3.1, Unit 630 and retrofits | 306 | 7287 | Rate Constraint in lbs/MMBtu | FALSE | L | Annual | Constraint Shadow Price | US2022$/Ton | 0 | 0 | 0 | 0 | 0 | 0 | 0
CT Fac. Spec. - SO2 Rate Annual v3.1, Unit 631 and retrofits | 307 | 7287 | Rate Constraint in lbs/MMBtu | FALSE | L | Annual | Seasons Included | Seasons | Winter, Spring, Summer, Fall | Winter, Spring, Summer, Fall | Winter, Spring, Summer, Fall | Winter, Spring, Summer, Fall | Winter, Spring, Summer, Fall | Winter, Spring, Summer, Fall | Winter, Spring, Summer, Fall
CT Fac. Spec. - SO2 Rate Annual v3.1, Unit 631 and retrofits | 307 | 7287 | Rate Constraint in lbs/MMBtu | FALSE | L | Annual | Standard SO2 | lb/MMBtu | 0.33 | 0.33 | 0.33 | 0.33 | 0.33 | 0.33 | 0.33
CT Fac. Spec. - SO2 Rate Annual v3.1, Unit 631 and retrofits | 307 | 7287 | Rate Constraint in lbs/MMBtu | FALSE | L | Annual | Emissions at Affected Plants SO2 | Thousand Tons | 0 | 0 | 0 | 0 | 0 | 0 | 0
CT Fac. Spec. - SO2 Rate Annual v3.1, Unit 631 and retrofits | 307 | 7287 | Rate Constraint in lbs/MMBtu | FALSE | L | Annual | Allowances Purchased SO2 | Thousand Tons | 0 | 0 | 0 | 0 | 0 | 0 | 0
CT Fac. Spec. - SO2 Rate Annual v3.1, Unit 631 and retrofits | 307 | 7287 | Rate Constraint in lbs/MMBtu | FALSE | L | Annual | Allowances Sold SO2 | Thousand Tons | 0 | 0 | 0 | 0 | 0 | 0 | 0
CT Fac. Spec. - SO2 Rate Annual v3.1, Unit 631 and retrofits | 307 | 7287 | Rate Constraint in lbs/MMBtu | FALSE | L | Annual | Allowances Banked | Thousand Tons | 0 | 0 | 0 | 0 | 0 | 0 | 0
CT Fac. Spec. - SO2 Rate Annual v3.1, Unit 631 and retrofits | 307 | 7287 | Rate Constraint in lbs/MMBtu | FALSE | L | Annual | Allowances Withdrawn (1:1) | Thousand Tons | 0 | 0 | 0 | 0 | 0 | 0 | 0
CT Fac. Spec. - SO2 Rate Annual v3.1, Unit 631 and retrofits | 307 | 7287 | Rate Constraint in lbs/MMBtu | FALSE | L | Annual | Allowances Withdrawn (n:1) | Thousand Tons | 0 | 0 | 0 | 0 | 0 | 0 | 0
CT Fac. Spec. - SO2 Rate Annual v3.1, Unit 631 and retrofits | 307 | 7287 | Rate Constraint in lbs/MMBtu | FALSE | L | Annual | Net Emissions Allowance Position | Thousand Tons | 0 | 0 | 0 | 0 | 0 | 0 | 0
CT Fac. Spec. - SO2 Rate Annual v3.1, Unit 631 and retrofits | 307 | 7287 | Rate Constraint in lbs/MMBtu | FALSE | L | Annual | Fuel Consumed | TBtu | 0 | 0.0036861 | 0.0090734 | 0 | 0 | 0 | 0
CT Fac. Spec. - SO2 Rate Annual v3.1, Unit 631 and retrofits | 307 | 7287 | Rate Constraint in lbs/MMBtu | FALSE | L | Annual | Rate | lb/MMBtu | 0 | 0 | 0 | 0 | 0 | 0 | 0
CT Fac. Spec. - SO2 Rate Annual v3.1, Unit 631 and retrofits | 307 | 7287 | Rate Constraint in lbs/MMBtu | FALSE | L | Annual | Generation | TWh | 0 | 0.00034187 | 0.00084153 | 0 | 0 | 0 | 0
CT Fac. Spec. - SO2 Rate Annual v3.1, Unit 631 and retrofits | 307 | 7287 | Rate Constraint in lbs/MMBtu | FALSE | L | Annual | Qualifying Generation | TWh | 0 | 0.00034187 | 0.00084153 | 0 | 0 | 0 | 0
CT Fac. Spec. - SO2 Rate Annual v3.1, Unit 631 and retrofits | 307 | 7287 | Rate Constraint in lbs/MMBtu | FALSE | L | Annual | Rate | lb/MWh | 0 | 0 | 0 | 0 | 0 | 0 | 0
CT Fac. Spec. - SO2 Rate Annual v3.1, Unit 631 and retrofits | 307 | 7287 | Rate Constraint in lbs/MMBtu | FALSE | L | Annual | Constraint Shadow Price | US2022$/Ton | 0 | 0 | 0 | 0 | 0 | 0 | 0
CT Fac. Spec. - SO2 Rate Annual v3.1, Unit 632 and retrofits | 308 | 7287 | Rate Constraint in lbs/MMBtu | FALSE | L | Annual | Seasons Included | Seasons | Winter, Spring, Summer, Fall | Winter, Spring, Summer, Fall | Winter, Spring, Summer, Fall | Winter, Spring, Summer, Fall | Winter, Spring, Summer, Fall | Winter, Spring, Summer, Fall | Winter, Spring, Summer, Fall
CT Fac. Spec. - SO2 Rate Annual v3.1, Unit 632 and retrofits | 308 | 7287 | Rate Constraint in lbs/MMBtu | FALSE | L | Annual | Standard SO2 | lb/MMBtu | 0.33 | 0.33 | 0.33 | 0.33 | 0.33 | 0.33 | 0.33
CT Fac. Spec. - SO2 Rate Annual v3.1, Unit 632 and retrofits | 308 | 7287 | Rate Constraint in lbs/MMBtu | FALSE | L | Annual | Emissions at Affected Plants SO2 | Thousand Tons | 0 | 0 | 0 | 0 | 0 | 0 | 0
CT Fac. Spec. - SO2 Rate Annual v3.1, Unit 632 and retrofits | 308 | 7287 | Rate Constraint in lbs/MMBtu | FALSE | L | Annual | Allowances Purchased SO2 | Thousand Tons | 0 | 0 | 0 | 0 | 0 | 0 | 0
CT Fac. Spec. - SO2 Rate Annual v3.1, Unit 632 and retrofits | 308 | 7287 | Rate Constraint in lbs/MMBtu | FALSE | L | Annual | Allowances Sold SO2 | Thousand Tons | 0 | 0 | 0 | 0 | 0 | 0 | 0
CT Fac. Spec. - SO2 Rate Annual v3.1, Unit 632 and retrofits | 308 | 7287 | Rate Constraint in lbs/MMBtu | FALSE | L | Annual | Allowances Banked | Thousand Tons | 0 | 0 | 0 | 0 | 0 | 0 | 0
CT Fac. Spec. - SO2 Rate Annual v3.1, Unit 632 and retrofits | 308 | 7287 | Rate Constraint in lbs/MMBtu | FALSE | L | Annual | Allowances Withdrawn (1:1) | Thousand Tons | 0 | 0 | 0 | 0 | 0 | 0 | 0
CT Fac. Spec. - SO2 Rate Annual v3.1, Unit 632 and retrofits | 308 | 7287 | Rate Constraint in lbs/MMBtu | FALSE | L | Annual | Allowances Withdrawn (n:1) | Thousand Tons | 0 | 0 | 0 | 0 | 0 | 0 | 0
CT Fac. Spec. - SO2 Rate Annual v3.1, Unit 632 and retrofits | 308 | 7287 | Rate Constraint in lbs/MMBtu | FALSE | L | Annual | Net Emissions Allowance Position | Thousand Tons | 0 | 0 | 0 | 0 | 0 | 0 | 0
CT Fac. Spec. - SO2 Rate Annual v3.1, Unit 632 and retrofits | 308 | 7287 | Rate Constraint in lbs/MMBtu | FALSE | L | Annual | Fuel Consumed | TBtu | 0 | 0 | 0.011792 | 0 | 0 | 0 | 0
CT Fac. Spec. - SO2 Rate Annual v3.1, Unit 632 and retrofits | 308 | 7287 | Rate Constraint in lbs/MMBtu | FALSE | L | Annual | Rate | lb/MMBtu | 0 | 0 | 0 | 0 | 0 | 0 | 0
CT Fac. Spec. - SO2 Rate Annual v3.1, Unit 632 and retrofits | 308 | 7287 | Rate Constraint in lbs/MMBtu | FALSE | L | Annual | Generation | TWh | 0 | 0 | 0.00099569 | 0 | 0 | 0 | 0
CT Fac. Spec. - SO2 Rate Annual v3.1, Unit 632 and retrofits | 308 | 7287 | Rate Constraint in lbs/MMBtu | FALSE | L | Annual | Qualifying Generation | TWh | 0 | 0 | 0.00099569 | 0 | 0 | 0 | 0
CT Fac. Spec. - SO2 Rate Annual v3.1, Unit 632 and retrofits | 308 | 7287 | Rate Constraint in lbs/MMBtu | FALSE | L | Annual | Rate | lb/MWh | 0 | 0 | 0 | 0 | 0 | 0 | 0
CT Fac. Spec. - SO2 Rate Annual v3.1, Unit 632 and retrofits | 308 | 7287 | Rate Constraint in lbs/MMBtu | FALSE | L | Annual | Constraint Shadow Price | US2022$/Ton | 0 | 0 | 0 | 0 | 0 | 0 | 0
CT Fac. Spec. - SO2 Rate Annual v3.1, Unit 1717 and retrofits | 309 | 7287 | Rate Constraint in lbs/MMBtu | FALSE | L | Annual | Seasons Included | Seasons | Winter, Spring, Summer, Fall | Winter, Spring, Summer, Fall | Winter, Spring, Summer, Fall | Winter, Spring, Summer, Fall | Winter, Spring, Summer, Fall | Winter, Spring, Summer, Fall | Winter, Spring, Summer, Fall
CT Fac. Spec. - SO2 Rate Annual v3.1, Unit 1717 and retrofits | 309 | 7287 | Rate Constraint in lbs/MMBtu | FALSE | L | Annual | Standard SO2 | lb/MMBtu | 0.33 | 0.33 | 0.33 | 0.33 | 0.33 | 0.33 | 0.33
CT Fac. Spec. - SO2 Rate Annual v3.1, Unit 1717 and retrofits | 309 | 7287 | Rate Constraint in lbs/MMBtu | FALSE | L | Annual | Emissions at Affected Plants SO2 | Thousand Tons | 0 | 0 | 0 | 0 | 0 | 0 | 0
CT Fac. Spec. - SO2 Rate Annual v3.1, Unit 1717 and retrofits | 309 | 7287 | Rate Constraint in lbs/MMBtu | FALSE | L | Annual | Allowances Purchased SO2 | Thousand Tons | 0 | 0 | 0 | 0 | 0 | 0 | 0
CT Fac. Spec. - SO2 Rate Annual v3.1, Unit 1717 and retrofits | 309 | 7287 | Rate Constraint in lbs/MMBtu | FALSE | L | Annual | Allowances Sold SO2 | Thousand Tons | 0 | 0 | 0 | 0 | 0 | 0 | 0
CT Fac. Spec. - SO2 Rate Annual v3.1, Unit 1717 and retrofits | 309 | 7287 | Rate Constraint in lbs/MMBtu | FALSE | L | Annual | Allowances Banked | Thousand Tons | 0 | 0 | 0 | 0 | 0 | 0 | 0
CT Fac. Spec. - SO2 Rate Annual v3.1, Unit 1717 and retrofits | 309 | 7287 | Rate Constraint in lbs/MMBtu | FALSE | L | Annual | Allowances Withdrawn (1:1) | Thousand Tons | 0 | 0 | 0 | 0 | 0 | 0 | 0
CT Fac. Spec. - SO2 Rate Annual v3.1, Unit 1717 and retrofits | 309 | 7287 | Rate Constraint in lbs/MMBtu | FALSE | L | Annual | Allowances Withdrawn (n:1) | Thousand Tons | 0 | 0 | 0 | 0 | 0 | 0 | 0
CT Fac. Spec. - SO2 Rate Annual v3.1, Unit 1717 and retrofits | 309 | 7287 | Rate Constraint in lbs/MMBtu | FALSE | L | Annual | Net Emissions Allowance Position | Thousand Tons | 0 | 0 | 0 | 0 | 0 | 0 | 0
CT Fac. Spec. - SO2 Rate Annual v3.1, Unit 1717 and retrofits | 309 | 7287 | Rate Constraint in lbs/MMBtu | FALSE | L | Annual | Fuel Consumed | TBtu | 6.6594 | 6.5617 | 5.8483 | 0 | 0 | 0 | 0
CT Fac. Spec. - SO2 Rate Annual v3.1, Unit 1717 and retrofits | 309 | 7287 | Rate Constraint in lbs/MMBtu | FALSE | L | Annual | Rate | lb/MMBtu | 0 | 0 | 0 | 0 | 0 | 0 | 0
CT Fac. Spec. - SO2 Rate Annual v3.1, Unit 1717 and retrofits | 309 | 7287 | Rate Constraint in lbs/MMBtu | FALSE | L | Annual | Generation | TWh | 0.93834 | 0.92457 | 0.82405 | 0 | 0 | 0 | 0
CT Fac. Spec. - SO2 Rate Annual v3.1, Unit 1717 and retrofits | 309 | 7287 | Rate Constraint in lbs/MMBtu | FALSE | L | Annual | Qualifying Generation | TWh | 0.93834 | 0.92457 | 0.82405 | 0 | 0 | 0 | 0
CT Fac. Spec. - SO2 Rate Annual v3.1, Unit 1717 and retrofits | 309 | 7287 | Rate Constraint in lbs/MMBtu | FALSE | L | Annual | Rate | lb/MWh | 0 | 0 | 0 | 0 | 0 | 0 | 0
CT Fac. Spec. - SO2 Rate Annual v3.1, Unit 1717 and retrofits | 309 | 7287 | Rate Constraint in lbs/MMBtu | FALSE | L | Annual | Constraint Shadow Price | US2022$/Ton | 0 | 0 | 0 | 0 | 0 | 0 | 0
CT Fac. Spec. - SO2 Rate Annual v3.1, Unit 1718 and retrofits | 310 | 7287 | Rate Constraint in lbs/MMBtu | FALSE | L | Annual | Seasons Included | Seasons | Winter, Spring, Summer, Fall | Winter, Spring, Summer, Fall | Winter, Spring, Summer, Fall | Winter, Spring, Summer, Fall | Winter, Spring, Summer, Fall | Winter, Spring, Summer, Fall | Winter, Spring, Summer, Fall
CT Fac. Spec. - SO2 Rate Annual v3.1, Unit 1718 and retrofits | 310 | 7287 | Rate Constraint in lbs/MMBtu | FALSE | L | Annual | Standard SO2 | lb/MMBtu | 0.33 | 0.33 | 0.33 | 0.33 | 0.33 | 0.33 | 0.33
CT Fac. Spec. - SO2 Rate Annual v3.1, Unit 1718 and retrofits | 310 | 7287 | Rate Constraint in lbs/MMBtu | FALSE | L | Annual | Emissions at Affected Plants SO2 | Thousand Tons | 0 | 0 | 0 | 0 | 0 | 0 | 0
CT Fac. Spec. - SO2 Rate Annual v3.1, Unit 1718 and retrofits | 310 | 7287 | Rate Constraint in lbs/MMBtu | FALSE | L | Annual | Allowances Purchased SO2 | Thousand Tons | 0 | 0 | 0 | 0 | 0 | 0 | 0
CT Fac. Spec. - SO2 Rate Annual v3.1, Unit 1718 and retrofits | 310 | 7287 | Rate Constraint in lbs/MMBtu | FALSE | L | Annual | Allowances Sold SO2 | Thousand Tons | 0 | 0 | 0 | 0 | 0 | 0 | 0
CT Fac. Spec. - SO2 Rate Annual v3.1, Unit 1718 and retrofits | 310 | 7287 | Rate Constraint in lbs/MMBtu | FALSE | L | Annual | Allowances Banked | Thousand Tons | 0 | 0 | 0 | 0 | 0 | 0 | 0
CT Fac. Spec. - SO2 Rate Annual v3.1, Unit 1718 and retrofits | 310 | 7287 | Rate Constraint in lbs/MMBtu | FALSE | L | Annual | Allowances Withdrawn (1:1) | Thousand Tons | 0 | 0 | 0 | 0 | 0 | 0 | 0
CT Fac. Spec. - SO2 Rate Annual v3.1, Unit 1718 and retrofits | 310 | 7287 | Rate Constraint in lbs/MMBtu | FALSE | L | Annual | Allowances Withdrawn (n:1) | Thousand Tons | 0 | 0 | 0 | 0 | 0 | 0 | 0
CT Fac. Spec. - SO2 Rate Annual v3.1, Unit 1718 and retrofits | 310 | 7287 | Rate Constraint in lbs/MMBtu | FALSE | L | Annual | Net Emissions Allowance Position | Thousand Tons | 0 | 0 | 0 | 0 | 0 | 0 | 0
CT Fac. Spec. - SO2 Rate Annual v3.1, Unit 1718 and retrofits | 310 | 7287 | Rate Constraint in lbs/MMBtu | FALSE | L | Annual | Fuel Consumed | TBtu | 6.3683 | 6.2992 | 4.6321 | 0 | 0 | 0 | 0
CT Fac. Spec. - SO2 Rate Annual v3.1, Unit 1718 and retrofits | 310 | 7287 | Rate Constraint in lbs/MMBtu | FALSE | L | Annual | Rate | lb/MMBtu | 0 | 0 | 0 | 0 | 0 | 0 | 0
CT Fac. Spec. - SO2 Rate Annual v3.1, Unit 1718 and retrofits | 310 | 7287 | Rate Constraint in lbs/MMBtu | FALSE | L | Annual | Generation | TWh | 0.89732 | 0.88758 | 0.65268 | 0 | 0 | 0 | 0
CT Fac. Spec. - SO2 Rate Annual v3.1, Unit 1718 and retrofits | 310 | 7287 | Rate Constraint in lbs/MMBtu | FALSE | L | Annual | Qualifying Generation | TWh | 0.89732 | 0.88758 | 0.65268 | 0 | 0 | 0 | 0
CT Fac. Spec. - SO2 Rate Annual v3.1, Unit 1718 and retrofits | 310 | 7287 | Rate Constraint in lbs/MMBtu | FALSE | L | Annual | Rate | lb/MWh | 0 | 0 | 0 | 0 | 0 | 0 | 0
CT Fac. Spec. - SO2 Rate Annual v3.1, Unit 1718 and retrofits | 310 | 7287 | Rate Constraint in lbs/MMBtu | FALSE | L | Annual | Constraint Shadow Price | US2022$/Ton | 0 | 0 | 0 | 0 | 0 | 0 | 0
CT Fac. Spec. - SO2 Rate Annual v3.1, Unit 1719 and retrofits | 311 | 7287 | Rate Constraint in lbs/MMBtu | FALSE | L | Annual | Seasons Included | Seasons | Winter, Spring, Summer, Fall | Winter, Spring, Summer, Fall | Winter, Spring, Summer, Fall | Winter, Spring, Summer, Fall | Winter, Spring, Summer, Fall | Winter, Spring, Summer, Fall | Winter, Spring, Summer, Fall
CT Fac. Spec. - SO2 Rate Annual v3.1, Unit 1719 and retrofits | 311 | 7287 | Rate Constraint in lbs/MMBtu | FALSE | L | Annual | Standard SO2 | lb/MMBtu | 0.33 | 0.33 | 0.33 | 0.33 | 0.33 | 0.33 | 0.33
CT Fac. Spec. - SO2 Rate Annual v3.1, Unit 1719 and retrofits | 311 | 7287 | Rate Constraint in lbs/MMBtu | FALSE | L | Annual | Emissions at Affected Plants SO2 | Thousand Tons | 0 | 0 | 0 | 0 | 0 | 0 | 0
CT Fac. Spec. - SO2 Rate Annual v3.1, Unit 1719 and retrofits | 311 | 7287 | Rate Constraint in lbs/MMBtu | FALSE | L | Annual | Allowances Purchased SO2 | Thousand Tons | 0 | 0 | 0 | 0 | 0 | 0 | 0
CT Fac. Spec. - SO2 Rate Annual v3.1, Unit 1719 and retrofits | 311 | 7287 | Rate Constraint in lbs/MMBtu | FALSE | L | Annual | Allowances Sold SO2 | Thousand Tons | 0 | 0 | 0 | 0 | 0 | 0 | 0
CT Fac. Spec. - SO2 Rate Annual v3.1, Unit 1719 and retrofits | 311 | 7287 | Rate Constraint in lbs/MMBtu | FALSE | L | Annual | Allowances Banked | Thousand Tons | 0 | 0 | 0 | 0 | 0 | 0 | 0
CT Fac. Spec. - SO2 Rate Annual v3.1, Unit 1719 and retrofits | 311 | 7287 | Rate Constraint in lbs/MMBtu | FALSE | L | Annual | Allowances Withdrawn (1:1) | Thousand Tons | 0 | 0 | 0 | 0 | 0 | 0 | 0
CT Fac. Spec. - SO2 Rate Annual v3.1, Unit 1719 and retrofits | 311 | 7287 | Rate Constraint in lbs/MMBtu | FALSE | L | Annual | Allowances Withdrawn (n:1) | Thousand Tons | 0 | 0 | 0 | 0 | 0 | 0 | 0
CT Fac. Spec. - SO2 Rate Annual v3.1, Unit 1719 and retrofits | 311 | 7287 | Rate Constraint in lbs/MMBtu | FALSE | L | Annual | Net Emissions Allowance Position | Thousand Tons | 0 | 0 | 0 | 0 | 0 | 0 | 0
CT Fac. Spec. - SO2 Rate Annual v3.1, Unit 1719 and retrofits | 311 | 7287 | Rate Constraint in lbs/MMBtu | FALSE | L | Annual | Fuel Consumed | TBtu | 6.3319 | 6.239 | 3.5393 | 0 | 0 | 0 | 0
CT Fac. Spec. - SO2 Rate Annual v3.1, Unit 1719 and retrofits | 311 | 7287 | Rate Constraint in lbs/MMBtu | FALSE | L | Annual | Rate | lb/MMBtu | 0 | 0 | 0 | 0 | 0 | 0 | 0
CT Fac. Spec. - SO2 Rate Annual v3.1, Unit 1719 and retrofits | 311 | 7287 | Rate Constraint in lbs/MMBtu | FALSE | L | Annual | Generation | TWh | 0.89219 | 0.8791 | 0.4987 | 0 | 0 | 0 | 0
CT Fac. Spec. - SO2 Rate Annual v3.1, Unit 1719 and retrofits | 311 | 7287 | Rate Constraint in lbs/MMBtu | FALSE | L | Annual | Qualifying Generation | TWh | 0.89219 | 0.8791 | 0.4987 | 0 | 0 | 0 | 0
CT Fac. Spec. - SO2 Rate Annual v3.1, Unit 1719 and retrofits | 311 | 7287 | Rate Constraint in lbs/MMBtu | FALSE | L | Annual | Rate | lb/MWh | 0 | 0 | 0 | 0 | 0 | 0 | 0
CT Fac. Spec. - SO2 Rate Annual v3.1, Unit 1719 and retrofits | 311 | 7287 | Rate Constraint in lbs/MMBtu | FALSE | L | Annual | Constraint Shadow Price | US2022$/Ton | 0 | 0 | 0 | 0 | 0 | 0 | 0
CT Fac. Spec. - SO2 Rate Annual v3.1, Unit 1720 and retrofits | 312 | 7287 | Rate Constraint in lbs/MMBtu | FALSE | L | Annual | Seasons Included | Seasons | Winter, Spring, Summer, Fall | Winter, Spring, Summer, Fall | Winter, Spring, Summer, Fall | Winter, Spring, Summer, Fall | Winter, Spring, Summer, Fall | Winter, Spring, Summer, Fall | Winter, Spring, Summer, Fall
CT Fac. Spec. - SO2 Rate Annual v3.1, Unit 1720 and retrofits | 312 | 7287 | Rate Constraint in lbs/MMBtu | FALSE | L | Annual | Standard SO2 | lb/MMBtu | 0.33 | 0.33 | 0.33 | 0.33 | 0.33 | 0.33 | 0.33
CT Fac. Spec. - SO2 Rate Annual v3.1, Unit 1720 and retrofits | 312 | 7287 | Rate Constraint in lbs/MMBtu | FALSE | L | Annual | Emissions at Affected Plants SO2 | Thousand Tons | 0 | 0 | 0 | 0 | 0 | 0 | 0
CT Fac. Spec. - SO2 Rate Annual v3.1, Unit 1720 and retrofits | 312 | 7287 | Rate Constraint in lbs/MMBtu | FALSE | L | Annual | Allowances Purchased SO2 | Thousand Tons | 0 | 0 | 0 | 0 | 0 | 0 | 0
CT Fac. Spec. - SO2 Rate Annual v3.1, Unit 1720 and retrofits | 312 | 7287 | Rate Constraint in lbs/MMBtu | FALSE | L | Annual | Allowances Sold SO2 | Thousand Tons | 0 | 0 | 0 | 0 | 0 | 0 | 0
CT Fac. Spec. - SO2 Rate Annual v3.1, Unit 1720 and retrofits | 312 | 7287 | Rate Constraint in lbs/MMBtu | FALSE | L | Annual | Allowances Banked | Thousand Tons | 0 | 0 | 0 | 0 | 0 | 0 | 0
CT Fac. Spec. - SO2 Rate Annual v3.1, Unit 1720 and retrofits | 312 | 7287 | Rate Constraint in lbs/MMBtu | FALSE | L | Annual | Allowances Withdrawn (1:1) | Thousand Tons | 0 | 0 | 0 | 0 | 0 | 0 | 0
CT Fac. Spec. - SO2 Rate Annual v3.1, Unit 1720 and retrofits | 312 | 7287 | Rate Constraint in lbs/MMBtu | FALSE | L | Annual | Allowances Withdrawn (n:1) | Thousand Tons | 0 | 0 | 0 | 0 | 0 | 0 | 0
CT Fac. Spec. - SO2 Rate Annual v3.1, Unit 1720 and retrofits | 312 | 7287 | Rate Constraint in lbs/MMBtu | FALSE | L | Annual | Net Emissions Allowance Position | Thousand Tons | 0 | 0 | 0 | 0 | 0 | 0 | 0
CT Fac. Spec. - SO2 Rate Annual v3.1, Unit 1720 and retrofits | 312 | 7287 | Rate Constraint in lbs/MMBtu | FALSE | L | Annual | Fuel Consumed | TBtu | 2.8975 | 2.8663 | 4.1264 | 0 | 0 | 0 | 0
CT Fac. Spec. - SO2 Rate Annual v3.1, Unit 1720 and retrofits | 312 | 7287 | Rate Constraint in lbs/MMBtu | FALSE | L | Annual | Rate | lb/MMBtu | 0 | 0 | 0 | 0 | 0 | 0 | 0
CT Fac. Spec. - SO2 Rate Annual v3.1, Unit 1720 and retrofits | 312 | 7287 | Rate Constraint in lbs/MMBtu | FALSE | L | Annual | Generation | TWh | 0.39092 | 0.38671 | 0.55672 | 0 | 0 | 0 | 0
CT Fac. Spec. - SO2 Rate Annual v3.1, Unit 1720 and retrofits | 312 | 7287 | Rate Constraint in lbs/MMBtu | FALSE | L | Annual | Qualifying Generation | TWh | 0.39092 | 0.38671 | 0.55672 | 0 | 0 | 0 | 0
CT Fac. Spec. - SO2 Rate Annual v3.1, Unit 1720 and retrofits | 312 | 7287 | Rate Constraint in lbs/MMBtu | FALSE | L | Annual | Rate | lb/MWh | 0 | 0 | 0 | 0 | 0 | 0 | 0
CT Fac. Spec. - SO2 Rate Annual v3.1, Unit 1720 and retrofits | 312 | 7287 | Rate Constraint in lbs/MMBtu | FALSE | L | Annual | Constraint Shadow Price | US2022$/Ton | 0 | 0 | 0 | 0 | 0 | 0 | 0
CT Fac. Spec. - SO2 Rate Annual v3.1, Unit 1721 and retrofits | 313 | 7287 | Rate Constraint in lbs/MMBtu | FALSE | L | Annual | Seasons Included | Seasons | Winter, Spring, Summer, Fall | Winter, Spring, Summer, Fall | Winter, Spring, Summer, Fall | Winter, Spring, Summer, Fall | Winter, Spring, Summer, Fall | Winter, Spring, Summer, Fall | Winter, Spring, Summer, Fall
CT Fac. Spec. - SO2 Rate Annual v3.1, Unit 1721 and retrofits | 313 | 7287 | Rate Constraint in lbs/MMBtu | FALSE | L | Annual | Standard SO2 | lb/MMBtu | 0.33 | 0.33 | 0.33 | 0.33 | 0.33 | 0.33 | 0.33
CT Fac. Spec. - SO2 Rate Annual v3.1, Unit 1721 and retrofits | 313 | 7287 | Rate Constraint in lbs/MMBtu | FALSE | L | Annual | Emissions at Affected Plants SO2 | Thousand Tons | 0 | 0 | 0 | 0 | 0 | 0 | 0
CT Fac. Spec. - SO2 Rate Annual v3.1, Unit 1721 and retrofits | 313 | 7287 | Rate Constraint in lbs/MMBtu | FALSE | L | Annual | Allowances Purchased SO2 | Thousand Tons | 0 | 0 | 0 | 0 | 0 | 0 | 0
CT Fac. Spec. - SO2 Rate Annual v3.1, Unit 1721 and retrofits | 313 | 7287 | Rate Constraint in lbs/MMBtu | FALSE | L | Annual | Allowances Sold SO2 | Thousand Tons | 0 | 0 | 0 | 0 | 0 | 0 | 0
CT Fac. Spec. - SO2 Rate Annual v3.1, Unit 1721 and retrofits | 313 | 7287 | Rate Constraint in lbs/MMBtu | FALSE | L | Annual | Allowances Banked | Thousand Tons | 0 | 0 | 0 | 0 | 0 | 0 | 0
CT Fac. Spec. - SO2 Rate Annual v3.1, Unit 1721 and retrofits | 313 | 7287 | Rate Constraint in lbs/MMBtu | FALSE | L | Annual | Allowances Withdrawn (1:1) | Thousand Tons | 0 | 0 | 0 | 0 | 0 | 0 | 0
CT Fac. Spec. - SO2 Rate Annual v3.1, Unit 1721 and retrofits | 313 | 7287 | Rate Constraint in lbs/MMBtu | FALSE | L | Annual | Allowances Withdrawn (n:1) | Thousand Tons | 0 | 0 | 0 | 0 | 0 | 0 | 0
CT Fac. Spec. - SO2 Rate Annual v3.1, Unit 1721 and retrofits | 313 | 7287 | Rate Constraint in lbs/MMBtu | FALSE | L | Annual | Net Emissions Allowance Position | Thousand Tons | 0 | 0 | 0 | 0 | 0 | 0 | 0
CT Fac. Spec. - SO2 Rate Annual v3.1, Unit 1721 and retrofits | 313 | 7287 | Rate Constraint in lbs/MMBtu | FALSE | L | Annual | Fuel Consumed | TBtu | 1.5248 | 1.4595 | 4.1308 | 0 | 0 | 0 | 0
CT Fac. Spec. - SO2 Rate Annual v3.1, Unit 1721 and retrofits | 313 | 7287 | Rate Constraint in lbs/MMBtu | FALSE | L | Annual | Rate | lb/MMBtu | 0 | 0 | 0 | 0 | 0 | 0 | 0
CT Fac. Spec. - SO2 Rate Annual v3.1, Unit 1721 and retrofits | 313 | 7287 | Rate Constraint in lbs/MMBtu | FALSE | L | Annual | Generation | TWh | 0.20511 | 0.19632 | 0.55567 | 0 | 0 | 0 | 0
CT Fac. Spec. - SO2 Rate Annual v3.1, Unit 1721 and retrofits | 313 | 7287 | Rate Constraint in lbs/MMBtu | FALSE | L | Annual | Qualifying Generation | TWh | 0.20511 | 0.19632 | 0.55567 | 0 | 0 | 0 | 0
CT Fac. Spec. - SO2 Rate Annual v3.1, Unit 1721 and retrofits | 313 | 7287 | Rate Constraint in lbs/MMBtu | FALSE | L | Annual | Rate | lb/MWh | 0 | 0 | 0 | 0 | 0 | 0 | 0
CT Fac. Spec. - SO2 Rate Annual v3.1, Unit 1721 and retrofits | 313 | 7287 | Rate Constraint in lbs/MMBtu | FALSE | L | Annual | Constraint Shadow Price | US2022$/Ton | 0 | 0 | 0 | 0 | 0 | 0 | 0
CT Fac. Spec. - SO2 Rate Annual v3.1, Unit 1722 and retrofits | 314 | 7287 | Rate Constraint in lbs/MMBtu | FALSE | L | Annual | Seasons Included | Seasons | Winter, Spring, Summer, Fall | Winter, Spring, Summer, Fall | Winter, Spring, Summer, Fall | Winter, Spring, Summer, Fall | Winter, Spring, Summer, Fall | Winter, Spring, Summer, Fall | Winter, Spring, Summer, Fall
CT Fac. Spec. - SO2 Rate Annual v3.1, Unit 1722 and retrofits | 314 | 7287 | Rate Constraint in lbs/MMBtu | FALSE | L | Annual | Standard SO2 | lb/MMBtu | 0.33 | 0.33 | 0.33 | 0.33 | 0.33 | 0.33 | 0.33
CT Fac. Spec. - SO2 Rate Annual v3.1, Unit 1722 and retrofits | 314 | 7287 | Rate Constraint in lbs/MMBtu | FALSE | L | Annual | Emissions at Affected Plants SO2 | Thousand Tons | 0 | 0 | 0 | 0 | 0 | 0 | 0
CT Fac. Spec. - SO2 Rate Annual v3.1, Unit 1722 and retrofits | 314 | 7287 | Rate Constraint in lbs/MMBtu | FALSE | L | Annual | Allowances Purchased SO2 | Thousand Tons | 0 | 0 | 0 | 0 | 0 | 0 | 0
CT Fac. Spec. - SO2 Rate Annual v3.1, Unit 1722 and retrofits | 314 | 7287 | Rate Constraint in lbs/MMBtu | FALSE | L | Annual | Allowances Sold SO2 | Thousand Tons | 0 | 0 | 0 | 0 | 0 | 0 | 0
CT Fac. Spec. - SO2 Rate Annual v3.1, Unit 1722 and retrofits | 314 | 7287 | Rate Constraint in lbs/MMBtu | FALSE | L | Annual | Allowances Banked | Thousand Tons | 0 | 0 | 0 | 0 | 0 | 0 | 0
CT Fac. Spec. - SO2 Rate Annual v3.1, Unit 1722 and retrofits | 314 | 7287 | Rate Constraint in lbs/MMBtu | FALSE | L | Annual | Allowances Withdrawn (1:1) | Thousand Tons | 0 | 0 | 0 | 0 | 0 | 0 | 0
CT Fac. Spec. - SO2 Rate Annual v3.1, Unit 1722 and retrofits | 314 | 7287 | Rate Constraint in lbs/MMBtu | FALSE | L | Annual | Allowances Withdrawn (n:1) | Thousand Tons | 0 | 0 | 0 | 0 | 0 | 0 | 0
CT Fac. Spec. - SO2 Rate Annual v3.1, Unit 1722 and retrofits | 314 | 7287 | Rate Constraint in lbs/MMBtu | FALSE | L | Annual | Net Emissions Allowance Position | Thousand Tons | 0 | 0 | 0 | 0 | 0 | 0 | 0
CT Fac. Spec. - SO2 Rate Annual v3.1, Unit 1722 and retrofits | 314 | 7287 | Rate Constraint in lbs/MMBtu | FALSE | L | Annual | Fuel Consumed | TBtu | 4.5618 | 4.0047 | 4.0485 | 0 | 0 | 0 | 0
CT Fac. Spec. - SO2 Rate Annual v3.1, Unit 1722 and retrofits | 314 | 7287 | Rate Constraint in lbs/MMBtu | FALSE | L | Annual | Rate | lb/MMBtu | 0 | 0 | 0 | 0 | 0 | 0 | 0
CT Fac. Spec. - SO2 Rate Annual v3.1, Unit 1722 and retrofits | 314 | 7287 | Rate Constraint in lbs/MMBtu | FALSE | L | Annual | Generation | TWh | 0.61579 | 0.5406 | 0.54651 | 0 | 0 | 0 | 0
CT Fac. Spec. - SO2 Rate Annual v3.1, Unit 1722 and retrofits | 314 | 7287 | Rate Constraint in lbs/MMBtu | FALSE | L | Annual | Qualifying Generation | TWh | 0.61579 | 0.5406 | 0.54651 | 0 | 0 | 0 | 0
CT Fac. Spec. - SO2 Rate Annual v3.1, Unit 1722 and retrofits | 314 | 7287 | Rate Constraint in lbs/MMBtu | FALSE | L | Annual | Rate | lb/MWh | 0 | 0 | 0 | 0 | 0 | 0 | 0
CT Fac. Spec. - SO2 Rate Annual v3.1, Unit 1722 and retrofits | 314 | 7287 | Rate Constraint in lbs/MMBtu | FALSE | L | Annual | Constraint Shadow Price | US2022$/Ton | 0 | 0 | 0 | 0 | 0 | 0 | 0
CT Fac. Spec. - SO2 Rate Annual v3.1, Unit 1723 and retrofits | 315 | 7287 | Rate Constraint in lbs/MMBtu | FALSE | L | Annual | Seasons Included | Seasons | Winter, Spring, Summer, Fall | Winter, Spring, Summer, Fall | Winter, Spring, Summer, Fall | Winter, Spring, Summer, Fall | Winter, Spring, Summer, Fall | Winter, Spring, Summer, Fall | Winter, Spring, Summer, Fall
CT Fac. Spec. - SO2 Rate Annual v3.1, Unit 1723 and retrofits | 315 | 7287 | Rate Constraint in lbs/MMBtu | FALSE | L | Annual | Standard SO2 | lb/MMBtu | 0.33 | 0.33 | 0.33 | 0.33 | 0.33 | 0.33 | 0.33
CT Fac. Spec. - SO2 Rate Annual v3.1, Unit 1723 and retrofits | 315 | 7287 | Rate Constraint in lbs/MMBtu | FALSE | L | Annual | Emissions at Affected Plants SO2 | Thousand Tons | 0 | 0 | 0 | 0 | 0 | 0 | 0
CT Fac. Spec. - SO2 Rate Annual v3.1, Unit 1723 and retrofits | 315 | 7287 | Rate Constraint in lbs/MMBtu | FALSE | L | Annual | Allowances Purchased SO2 | Thousand Tons | 0 | 0 | 0 | 0 | 0 | 0 | 0
CT Fac. Spec. - SO2 Rate Annual v3.1, Unit 1723 and retrofits | 315 | 7287 | Rate Constraint in lbs/MMBtu | FALSE | L | Annual | Allowances Sold SO2 | Thousand Tons | 0 | 0 | 0 | 0 | 0 | 0 | 0
CT Fac. Spec. - SO2 Rate Annual v3.1, Unit 1723 and retrofits | 315 | 7287 | Rate Constraint in lbs/MMBtu | FALSE | L | Annual | Allowances Banked | Thousand Tons | 0 | 0 | 0 | 0 | 0 | 0 | 0
CT Fac. Spec. - SO2 Rate Annual v3.1, Unit 1723 and retrofits | 315 | 7287 | Rate Constraint in lbs/MMBtu | FALSE | L | Annual | Allowances Withdrawn (1:1) | Thousand Tons | 0 | 0 | 0 | 0 | 0 | 0 | 0
CT Fac. Spec. - SO2 Rate Annual v3.1, Unit 1723 and retrofits | 315 | 7287 | Rate Constraint in lbs/MMBtu | FALSE | L | Annual | Allowances Withdrawn (n:1) | Thousand Tons | 0 | 0 | 0 | 0 | 0 | 0 | 0
CT Fac. Spec. - SO2 Rate Annual v3.1, Unit 1723 and retrofits | 315 | 7287 | Rate Constraint in lbs/MMBtu | FALSE | L | Annual | Net Emissions Allowance Position | Thousand Tons | 0 | 0 | 0 | 0 | 0 | 0 | 0
CT Fac. Spec. - SO2 Rate Annual v3.1, Unit 1723 and retrofits | 315 | 7287 | Rate Constraint in lbs/MMBtu | FALSE | L | Annual | Fuel Consumed | TBtu | 5.161 | 4.5262 | 3.8731 | 0 | 0 | 0 | 0
CT Fac. Spec. - SO2 Rate Annual v3.1, Unit 1723 and retrofits | 315 | 7287 | Rate Constraint in lbs/MMBtu | FALSE | L | Annual | Rate | lb/MMBtu | 0 | 0 | 0 | 0 | 0 | 0 | 0
CT Fac. Spec. - SO2 Rate Annual v3.1, Unit 1723 and retrofits | 315 | 7287 | Rate Constraint in lbs/MMBtu | FALSE | L | Annual | Generation | TWh | 0.70342 | 0.6169 | 0.52788 | 0 | 0 | 0 | 0
CT Fac. Spec. - SO2 Rate Annual v3.1, Unit 1723 and retrofits | 315 | 7287 | Rate Constraint in lbs/MMBtu | FALSE | L | Annual | Qualifying Generation | TWh | 0.70342 | 0.6169 | 0.52788 | 0 | 0 | 0 | 0
CT Fac. Spec. - SO2 Rate Annual v3.1, Unit 1723 and retrofits | 315 | 7287 | Rate Constraint in lbs/MMBtu | FALSE | L | Annual | Rate | lb/MWh | 0 | 0 | 0 | 0 | 0 | 0 | 0
CT Fac. Spec. - SO2 Rate Annual v3.1, Unit 1723 and retrofits | 315 | 7287 | Rate Constraint in lbs/MMBtu | FALSE | L | Annual | Constraint Shadow Price | US2022$/Ton | 0 | 0 | 0 | 0 | 0 | 0 | 0
CT Fac. Spec. - SO2 Rate Annual v3.1, Unit 1724 and retrofits | 316 | 7287 | Rate Constraint in lbs/MMBtu | FALSE | L | Annual | Seasons Included | Seasons | Winter, Spring, Summer, Fall | Winter, Spring, Summer, Fall | Winter, Spring, Summer, Fall | Winter, Spring, Summer, Fall | Winter, Spring, Summer, Fall | Winter, Spring, Summer, Fall | Winter, Spring, Summer, Fall
CT Fac. Spec. - SO2 Rate Annual v3.1, Unit 1724 and retrofits | 316 | 7287 | Rate Constraint in lbs/MMBtu | FALSE | L | Annual | Standard SO2 | lb/MMBtu | 0.33 | 0.33 | 0.33 | 0.33 | 0.33 | 0.33 | 0.33
CT Fac. Spec. - SO2 Rate Annual v3.1, Unit 1724 and retrofits | 316 | 7287 | Rate Constraint in lbs/MMBtu | FALSE | L | Annual | Emissions at Affected Plants SO2 | Thousand Tons | 0 | 0 | 0 | 0 | 0 | 0 | 0
CT Fac. Spec. - SO2 Rate Annual v3.1, Unit 1724 and retrofits | 316 | 7287 | Rate Constraint in lbs/MMBtu | FALSE | L | Annual | Allowances Purchased SO2 | Thousand Tons | 0 | 0 | 0 | 0 | 0 | 0 | 0
CT Fac. Spec. - SO2 Rate Annual v3.1, Unit 1724 and retrofits | 316 | 7287 | Rate Constraint in lbs/MMBtu | FALSE | L | Annual | Allowances Sold SO2 | Thousand Tons | 0 | 0 | 0 | 0 | 0 | 0 | 0
CT Fac. Spec. - SO2 Rate Annual v3.1, Unit 1724 and retrofits | 316 | 7287 | Rate Constraint in lbs/MMBtu | FALSE | L | Annual | Allowances Banked | Thousand Tons | 0 | 0 | 0 | 0 | 0 | 0 | 0
CT Fac. Spec. - SO2 Rate Annual v3.1, Unit 1724 and retrofits | 316 | 7287 | Rate Constraint in lbs/MMBtu | FALSE | L | Annual | Allowances Withdrawn (1:1) | Thousand Tons | 0 | 0 | 0 | 0 | 0 | 0 | 0
CT Fac. Spec. - SO2 Rate Annual v3.1, Unit 1724 and retrofits | 316 | 7287 | Rate Constraint in lbs/MMBtu | FALSE | L | Annual | Allowances Withdrawn (n:1) | Thousand Tons | 0 | 0 | 0 | 0 | 0 | 0 | 0
CT Fac. Spec. - SO2 Rate Annual v3.1, Unit 1724 and retrofits | 316 | 7287 | Rate Constraint in lbs/MMBtu | FALSE | L | Annual | Net Emissions Allowance Position | Thousand Tons | 0 | 0 | 0 | 0 | 0 | 0 | 0
CT Fac. Spec. - SO2 Rate Annual v3.1, Unit 1724 and retrofits | 316 | 7287 | Rate Constraint in lbs/MMBtu | FALSE | L | Annual | Fuel Consumed | TBtu | 6.251 | 4.7867 | 4.4368 | 0 | 0 | 0 | 0
CT Fac. Spec. - SO2 Rate Annual v3.1, Unit 1724 and retrofits | 316 | 7287 | Rate Constraint in lbs/MMBtu | FALSE | L | Annual | Rate | lb/MMBtu | 0 | 0 | 0 | 0 | 0 | 0 | 0
CT Fac. Spec. - SO2 Rate Annual v3.1, Unit 1724 and retrofits | 316 | 7287 | Rate Constraint in lbs/MMBtu | FALSE | L | Annual | Generation | TWh | 0.85303 | 0.6532 | 0.60546 | 0 | 0 | 0 | 0
CT Fac. Spec. - SO2 Rate Annual v3.1, Unit 1724 and retrofits | 316 | 7287 | Rate Constraint in lbs/MMBtu | FALSE | L | Annual | Qualifying Generation | TWh | 0.85303 | 0.6532 | 0.60546 | 0 | 0 | 0 | 0
CT Fac. Spec. - SO2 Rate Annual v3.1, Unit 1724 and retrofits | 316 | 7287 | Rate Constraint in lbs/MMBtu | FALSE | L | Annual | Rate | lb/MWh | 0 | 0 | 0 | 0 | 0 | 0 | 0
CT Fac. Spec. - SO2 Rate Annual v3.1, Unit 1724 and retrofits | 316 | 7287 | Rate Constraint in lbs/MMBtu | FALSE | L | Annual | Constraint Shadow Price | US2022$/Ton | 0 | 0 | 0 | 0 | 0 | 0 | 0
CT Fac. Spec. - SO2 Rate Annual v3.1, Unit 1725 and retrofits | 317 | 7287 | Rate Constraint in lbs/MMBtu | FALSE | L | Annual | Seasons Included | Seasons | Winter, Spring, Summer, Fall | Winter, Spring, Summer, Fall | Winter, Spring, Summer, Fall | Winter, Spring, Summer, Fall | Winter, Spring, Summer, Fall | Winter, Spring, Summer, Fall | Winter, Spring, Summer, Fall
CT Fac. Spec. - SO2 Rate Annual v3.1, Unit 1725 and retrofits | 317 | 7287 | Rate Constraint in lbs/MMBtu | FALSE | L | Annual | Standard SO2 | lb/MMBtu | 0.33 | 0.33 | 0.33 | 0.33 | 0.33 | 0.33 | 0.33
CT Fac. Spec. - SO2 Rate Annual v3.1, Unit 1725 and retrofits | 317 | 7287 | Rate Constraint in lbs/MMBtu | FALSE | L | Annual | Emissions at Affected Plants SO2 | Thousand Tons | 0 | 0 | 0 | 0 | 0 | 0 | 0
CT Fac. Spec. - SO2 Rate Annual v3.1, Unit 1725 and retrofits | 317 | 7287 | Rate Constraint in lbs/MMBtu | FALSE | L | Annual | Allowances Purchased SO2 | Thousand Tons | 0 | 0 | 0 | 0 | 0 | 0 | 0
CT Fac. Spec. - SO2 Rate Annual v3.1, Unit 1725 and retrofits | 317 | 7287 | Rate Constraint in lbs/MMBtu | FALSE | L | Annual | Allowances Sold SO2 | Thousand Tons | 0 | 0 | 0 | 0 | 0 | 0 | 0
CT Fac. Spec. - SO2 Rate Annual v3.1, Unit 1725 and retrofits | 317 | 7287 | Rate Constraint in lbs/MMBtu | FALSE | L | Annual | Allowances Banked | Thousand Tons | 0 | 0 | 0 | 0 | 0 | 0 | 0
CT Fac. Spec. - SO2 Rate Annual v3.1, Unit 1725 and retrofits | 317 | 7287 | Rate Constraint in lbs/MMBtu | FALSE | L | Annual | Allowances Withdrawn (1:1) | Thousand Tons | 0 | 0 | 0 | 0 | 0 | 0 | 0
CT Fac. Spec. - SO2 Rate Annual v3.1, Unit 1725 and retrofits | 317 | 7287 | Rate Constraint in lbs/MMBtu | FALSE | L | Annual | Allowances Withdrawn (n:1) | Thousand Tons | 0 | 0 | 0 | 0 | 0 | 0 | 0
CT Fac. Spec. - SO2 Rate Annual v3.1, Unit 1725 and retrofits | 317 | 7287 | Rate Constraint in lbs/MMBtu | FALSE | L | Annual | Net Emissions Allowance Position | Thousand Tons | 0 | 0 | 0 | 0 | 0 | 0 | 0
CT Fac. Spec. - SO2 Rate Annual v3.1, Unit 1725 and retrofits | 317 | 7287 | Rate Constraint in lbs/MMBtu | FALSE | L | Annual | Fuel Consumed | TBtu | 13.2218 | 12.2323 | 10.8572 | 0 | 0 | 0 | 0
CT Fac. Spec. - SO2 Rate Annual v3.1, Unit 1725 and retrofits | 317 | 7287 | Rate Constraint in lbs/MMBtu | FALSE | L | Annual | Rate | lb/MMBtu | 0 | 0 | 0 | 0 | 0 | 0 | 0
CT Fac. Spec. - SO2 Rate Annual v3.1, Unit 1725 and retrofits | 317 | 7287 | Rate Constraint in lbs/MMBtu | FALSE | L | Annual | Generation | TWh | 1.8754 | 1.7351 | 1.54 | 0 | 0 | 0 | 0
CT Fac. Spec. - SO2 Rate Annual v3.1, Unit 1725 and retrofits | 317 | 7287 | Rate Constraint in lbs/MMBtu | FALSE | L | Annual | Qualifying Generation | TWh | 1.8754 | 1.7351 | 1.54 | 0 | 0 | 0 | 0
CT Fac. Spec. - SO2 Rate Annual v3.1, Unit 1725 and retrofits | 317 | 7287 | Rate Constraint in lbs/MMBtu | FALSE | L | Annual | Rate | lb/MWh | 0 | 0 | 0 | 0 | 0 | 0 | 0
CT Fac. Spec. - SO2 Rate Annual v3.1, Unit 1725 and retrofits | 317 | 7287 | Rate Constraint in lbs/MMBtu | FALSE | L | Annual | Constraint Shadow Price | US2022$/Ton | 0 | 0 | 0 | 0 | 0 | 0 | 0
CT Fac. Spec. - SO2 Rate Annual v3.1, Unit 1726 and retrofits | 318 | 7287 | Rate Constraint in lbs/MMBtu | FALSE | L | Annual | Seasons Included | Seasons | Winter, Spring, Summer, Fall | Winter, Spring, Summer, Fall | Winter, Spring, Summer, Fall | Winter, Spring, Summer, Fall | Winter, Spring, Summer, Fall | Winter, Spring, Summer, Fall | Winter, Spring, Summer, Fall
CT Fac. Spec. - SO2 Rate Annual v3.1, Unit 1726 and retrofits | 318 | 7287 | Rate Constraint in lbs/MMBtu | FALSE | L | Annual | Standard SO2 | lb/MMBtu | 0.33 | 0.33 | 0.33 | 0.33 | 0.33 | 0.33 | 0.33
CT Fac. Spec. - SO2 Rate Annual v3.1, Unit 1726 and retrofits | 318 | 7287 | Rate Constraint in lbs/MMBtu | FALSE | L | Annual | Emissions at Affected Plants SO2 | Thousand Tons | 0 | 0 | 0 | 0 | 0 | 0 | 0
CT Fac. Spec. - SO2 Rate Annual v3.1, Unit 1726 and retrofits | 318 | 7287 | Rate Constraint in lbs/MMBtu | FALSE | L | Annual | Allowances Purchased SO2 | Thousand Tons | 0 | 0 | 0 | 0 | 0 | 0 | 0
CT Fac. Spec. - SO2 Rate Annual v3.1, Unit 1726 and retrofits | 318 | 7287 | Rate Constraint in lbs/MMBtu | FALSE | L | Annual | Allowances Sold SO2 | Thousand Tons | 0 | 0 | 0 | 0 | 0 | 0 | 0
CT Fac. Spec. - SO2 Rate Annual v3.1, Unit 1726 and retrofits | 318 | 7287 | Rate Constraint in lbs/MMBtu | FALSE | L | Annual | Allowances Banked | Thousand Tons | 0 | 0 | 0 | 0 | 0 | 0 | 0
CT Fac. Spec. - SO2 Rate Annual v3.1, Unit 1726 and retrofits | 318 | 7287 | Rate Constraint in lbs/MMBtu | FALSE | L | Annual | Allowances Withdrawn (1:1) | Thousand Tons | 0 | 0 | 0 | 0 | 0 | 0 | 0
CT Fac. Spec. - SO2 Rate Annual v3.1, Unit 1726 and retrofits | 318 | 7287 | Rate Constraint in lbs/MMBtu | FALSE | L | Annual | Allowances Withdrawn (n:1) | Thousand Tons | 0 | 0 | 0 | 0 | 0 | 0 | 0
CT Fac. Spec. - SO2 Rate Annual v3.1, Unit 1726 and retrofits | 318 | 7287 | Rate Constraint in lbs/MMBtu | FALSE | L | Annual | Net Emissions Allowance Position | Thousand Tons | 0 | 0 | 0 | 0 | 0 | 0 | 0
CT Fac. Spec. - SO2 Rate Annual v3.1, Unit 1726 and retrofits | 318 | 7287 | Rate Constraint in lbs/MMBtu | FALSE | L | Annual | Fuel Consumed | TBtu | 5.669 | 5.5296 | 4.908 | 0 | 0 | 0 | 0
CT Fac. Spec. - SO2 Rate Annual v3.1, Unit 1726 and retrofits | 318 | 7287 | Rate Constraint in lbs/MMBtu | FALSE | L | Annual | Rate | lb/MMBtu | 0 | 0 | 0 | 0 | 0 | 0 | 0
CT Fac. Spec. - SO2 Rate Annual v3.1, Unit 1726 and retrofits | 318 | 7287 | Rate Constraint in lbs/MMBtu | FALSE | L | Annual | Generation | TWh | 0.80411 | 0.78434 | 0.69616 | 0 | 0 | 0 | 0
CT Fac. Spec. - SO2 Rate Annual v3.1, Unit 1726 and retrofits | 318 | 7287 | Rate Constraint in lbs/MMBtu | FALSE | L | Annual | Qualifying Generation | TWh | 0.80411 | 0.78434 | 0.69616 | 0 | 0 | 0 | 0
CT Fac. Spec. - SO2 Rate Annual v3.1, Unit 1726 and retrofits | 318 | 7287 | Rate Constraint in lbs/MMBtu | FALSE | L | Annual | Rate | lb/MWh | 0 | 0 | 0 | 0 | 0 | 0 | 0
CT Fac. Spec. - SO2 Rate Annual v3.1, Unit 1726 and retrofits | 318 | 7287 | Rate Constraint in lbs/MMBtu | FALSE | L | Annual | Constraint Shadow Price | US2022$/Ton | 0 | 0 | 0 | 0 | 0 | 0 | 0
CT Fac. Spec. - SO2 Rate Annual v3.1, Unit 1730 and retrofits | 319 | 7287 | Rate Constraint in lbs/MMBtu | FALSE | L | Annual | Seasons Included | Seasons | Winter, Spring, Summer, Fall | Winter, Spring, Summer, Fall | Winter, Spring, Summer, Fall | Winter, Spring, Summer, Fall | Winter, Spring, Summer, Fall | Winter, Spring, Summer, Fall | Winter, Spring, Summer, Fall
CT Fac. Spec. - SO2 Rate Annual v3.1, Unit 1730 and retrofits | 319 | 7287 | Rate Constraint in lbs/MMBtu | FALSE | L | Annual | Standard SO2 | lb/MMBtu | 0.33 | 0.33 | 0.33 | 0.33 | 0.33 | 0.33 | 0.33
CT Fac. Spec. - SO2 Rate Annual v3.1, Unit 1730 and retrofits | 319 | 7287 | Rate Constraint in lbs/MMBtu | FALSE | L | Annual | Emissions at Affected Plants SO2 | Thousand Tons | 0 | 0 | 0 | 0 | 0 | 0 | 0
CT Fac. Spec. - SO2 Rate Annual v3.1, Unit 1730 and retrofits | 319 | 7287 | Rate Constraint in lbs/MMBtu | FALSE | L | Annual | Allowances Purchased SO2 | Thousand Tons | 0 | 0 | 0 | 0 | 0 | 0 | 0
CT Fac. Spec. - SO2 Rate Annual v3.1, Unit 1730 and retrofits | 319 | 7287 | Rate Constraint in lbs/MMBtu | FALSE | L | Annual | Allowances Sold SO2 | Thousand Tons | 0 | 0 | 0 | 0 | 0 | 0 | 0
CT Fac. Spec. - SO2 Rate Annual v3.1, Unit 1730 and retrofits | 319 | 7287 | Rate Constraint in lbs/MMBtu | FALSE | L | Annual | Allowances Banked | Thousand Tons | 0 | 0 | 0 | 0 | 0 | 0 | 0
CT Fac. Spec. - SO2 Rate Annual v3.1, Unit 1730 and retrofits | 319 | 7287 | Rate Constraint in lbs/MMBtu | FALSE | L | Annual | Allowances Withdrawn (1:1) | Thousand Tons | 0 | 0 | 0 | 0 | 0 | 0 | 0
CT Fac. Spec. - SO2 Rate Annual v3.1, Unit 1730 and retrofits | 319 | 7287 | Rate Constraint in lbs/MMBtu | FALSE | L | Annual | Allowances Withdrawn (n:1) | Thousand Tons | 0 | 0 | 0 | 0 | 0 | 0 | 0
CT Fac. Spec. - SO2 Rate Annual v3.1, Unit 1730 and retrofits | 319 | 7287 | Rate Constraint in lbs/MMBtu | FALSE | L | Annual | Net Emissions Allowance Position | Thousand Tons | 0 | 0 | 0 | 0 | 0 | 0 | 0
CT Fac. Spec. - SO2 Rate Annual v3.1, Unit 1730 and retrofits | 319 | 7287 | Rate Constraint in lbs/MMBtu | FALSE | L | Annual | Fuel Consumed | TBtu | 6.4041 | 6.3412 | 2.9431 | 0 | 0 | 0 | 0
CT Fac. Spec. - SO2 Rate Annual v3.1, Unit 1730 and retrofits | 319 | 7287 | Rate Constraint in lbs/MMBtu | FALSE | L | Annual | Rate | lb/MMBtu | 0 | 0 | 0 | 0 | 0 | 0 | 0
CT Fac. Spec. - SO2 Rate Annual v3.1, Unit 1730 and retrofits | 319 | 7287 | Rate Constraint in lbs/MMBtu | FALSE | L | Annual | Generation | TWh | 0.8997 | 0.89087 | 0.41347 | 0 | 0 | 0 | 0
CT Fac. Spec. - SO2 Rate Annual v3.1, Unit 1730 and retrofits | 319 | 7287 | Rate Constraint in lbs/MMBtu | FALSE | L | Annual | Qualifying Generation | TWh | 0.8997 | 0.89087 | 0.41347 | 0 | 0 | 0 | 0
CT Fac. Spec. - SO2 Rate Annual v3.1, Unit 1730 and retrofits | 319 | 7287 | Rate Constraint in lbs/MMBtu | FALSE | L | Annual | Rate | lb/MWh | 0 | 0 | 0 | 0 | 0 | 0 | 0
CT Fac. Spec. - SO2 Rate Annual v3.1, Unit 1730 and retrofits | 319 | 7287 | Rate Constraint in lbs/MMBtu | FALSE | L | Annual | Constraint Shadow Price | US2022$/Ton | 0 | 0 | 0 | 0 | 0 | 0 | 0
CT Fac. Spec. - SO2 Rate Annual v3.1, Unit 1731 and retrofits | 320 | 7287 | Rate Constraint in lbs/MMBtu | FALSE | L | Annual | Seasons Included | Seasons | Winter, Spring, Summer, Fall | Winter, Spring, Summer, Fall | Winter, Spring, Summer, Fall | Winter, Spring, Summer, Fall | Winter, Spring, Summer, Fall | Winter, Spring, Summer, Fall | Winter, Spring, Summer, Fall
CT Fac. Spec. - SO2 Rate Annual v3.1, Unit 1731 and retrofits | 320 | 7287 | Rate Constraint in lbs/MMBtu | FALSE | L | Annual | Standard SO2 | lb/MMBtu | 0.33 | 0.33 | 0.33 | 0.33 | 0.33 | 0.33 | 0.33
CT Fac. Spec. - SO2 Rate Annual v3.1, Unit 1731 and retrofits | 320 | 7287 | Rate Constraint in lbs/MMBtu | FALSE | L | Annual | Emissions at Affected Plants SO2 | Thousand Tons | 0 | 0 | 0 | 0 | 0 | 0 | 0
CT Fac. Spec. - SO2 Rate Annual v3.1, Unit 1731 and retrofits | 320 | 7287 | Rate Constraint in lbs/MMBtu | FALSE | L | Annual | Allowances Purchased SO2 | Thousand Tons | 0 | 0 | 0 | 0 | 0 | 0 | 0
CT Fac. Spec. - SO2 Rate Annual v3.1, Unit 1731 and retrofits | 320 | 7287 | Rate Constraint in lbs/MMBtu | FALSE | L | Annual | Allowances Sold SO2 | Thousand Tons | 0 | 0 | 0 | 0 | 0 | 0 | 0
CT Fac. Spec. - SO2 Rate Annual v3.1, Unit 1731 and retrofits | 320 | 7287 | Rate Constraint in lbs/MMBtu | FALSE | L | Annual | Allowances Banked | Thousand Tons | 0 | 0 | 0 | 0 | 0 | 0 | 0
CT Fac. Spec. - SO2 Rate Annual v3.1, Unit 1731 and retrofits | 320 | 7287 | Rate Constraint in lbs/MMBtu | FALSE | L | Annual | Allowances Withdrawn (1:1) | Thousand Tons | 0 | 0 | 0 | 0 | 0 | 0 | 0
CT Fac. Spec. - SO2 Rate Annual v3.1, Unit 1731 and retrofits | 320 | 7287 | Rate Constraint in lbs/MMBtu | FALSE | L | Annual | Allowances Withdrawn (n:1) | Thousand Tons | 0 | 0 | 0 | 0 | 0 | 0 | 0
CT Fac. Spec. - SO2 Rate Annual v3.1, Unit 1731 and retrofits | 320 | 7287 | Rate Constraint in lbs/MMBtu | FALSE | L | Annual | Net Emissions Allowance Position | Thousand Tons | 0 | 0 | 0 | 0 | 0 | 0 | 0
CT Fac. Spec. - SO2 Rate Annual v3.1, Unit 1731 and retrofits | 320 | 7287 | Rate Constraint in lbs/MMBtu | FALSE | L | Annual | Fuel Consumed | TBtu | 6.4041 | 5.6559 | 2.9379 | 0 | 0 | 0 | 0
CT Fac. Spec. - SO2 Rate Annual v3.1, Unit 1731 and retrofits | 320 | 7287 | Rate Constraint in lbs/MMBtu | FALSE | L | Annual | Rate | lb/MMBtu | 0 | 0 | 0 | 0 | 0 | 0 | 0
CT Fac. Spec. - SO2 Rate Annual v3.1, Unit 1731 and retrofits | 320 | 7287 | Rate Constraint in lbs/MMBtu | FALSE | L | Annual | Generation | TWh | 0.8997 | 0.7946 | 0.41274 | 0 | 0 | 0 | 0
CT Fac. Spec. - SO2 Rate Annual v3.1, Unit 1731 and retrofits | 320 | 7287 | Rate Constraint in lbs/MMBtu | FALSE | L | Annual | Qualifying Generation | TWh | 0.8997 | 0.7946 | 0.41274 | 0 | 0 | 0 | 0
CT Fac. Spec. - SO2 Rate Annual v3.1, Unit 1731 and retrofits | 320 | 7287 | Rate Constraint in lbs/MMBtu | FALSE | L | Annual | Rate | lb/MWh | 0 | 0 | 0 | 0 | 0 | 0 | 0
CT Fac. Spec. - SO2 Rate Annual v3.1, Unit 1731 and retrofits | 320 | 7287 | Rate Constraint in lbs/MMBtu | FALSE | L | Annual | Constraint Shadow Price | US2022$/Ton | 0 | 0 | 0 | 0 | 0 | 0 | 0
CT Fac. Spec. - SO2 Rate Annual v3.1, Unit 1732 and retrofits | 321 | 7287 | Rate Constraint in lbs/MMBtu | FALSE | L | Annual | Seasons Included | Seasons | Winter, Spring, Summer, Fall | Winter, Spring, Summer, Fall | Winter, Spring, Summer, Fall | Winter, Spring, Summer, Fall | Winter, Spring, Summer, Fall | Winter, Spring, Summer, Fall | Winter, Spring, Summer, Fall
CT Fac. Spec. - SO2 Rate Annual v3.1, Unit 1732 and retrofits | 321 | 7287 | Rate Constraint in lbs/MMBtu | FALSE | L | Annual | Standard SO2 | lb/MMBtu | 0.33 | 0.33 | 0.33 | 0.33 | 0.33 | 0.33 | 0.33
CT Fac. Spec. - SO2 Rate Annual v3.1, Unit 1732 and retrofits | 321 | 7287 | Rate Constraint in lbs/MMBtu | FALSE | L | Annual | Emissions at Affected Plants SO2 | Thousand Tons | 0 | 0 | 0 | 0 | 0 | 0 | 0
CT Fac. Spec. - SO2 Rate Annual v3.1, Unit 1732 and retrofits | 321 | 7287 | Rate Constraint in lbs/MMBtu | FALSE | L | Annual | Allowances Purchased SO2 | Thousand Tons | 0 | 0 | 0 | 0 | 0 | 0 | 0
CT Fac. Spec. - SO2 Rate Annual v3.1, Unit 1732 and retrofits | 321 | 7287 | Rate Constraint in lbs/MMBtu | FALSE | L | Annual | Allowances Sold SO2 | Thousand Tons | 0 | 0 | 0 | 0 | 0 | 0 | 0
CT Fac. Spec. - SO2 Rate Annual v3.1, Unit 1732 and retrofits | 321 | 7287 | Rate Constraint in lbs/MMBtu | FALSE | L | Annual | Allowances Banked | Thousand Tons | 0 | 0 | 0 | 0 | 0 | 0 | 0
CT Fac. Spec. - SO2 Rate Annual v3.1, Unit 1732 and retrofits | 321 | 7287 | Rate Constraint in lbs/MMBtu | FALSE | L | Annual | Allowances Withdrawn (1:1) | Thousand Tons | 0 | 0 | 0 | 0 | 0 | 0 | 0
CT Fac. Spec. - SO2 Rate Annual v3.1, Unit 1732 and retrofits | 321 | 7287 | Rate Constraint in lbs/MMBtu | FALSE | L | Annual | Allowances Withdrawn (n:1) | Thousand Tons | 0 | 0 | 0 | 0 | 0 | 0 | 0
CT Fac. Spec. - SO2 Rate Annual v3.1, Unit 1732 and retrofits | 321 | 7287 | Rate Constraint in lbs/MMBtu | FALSE | L | Annual | Net Emissions Allowance Position | Thousand Tons | 0 | 0 | 0 | 0 | 0 | 0 | 0
CT Fac. Spec. - SO2 Rate Annual v3.1, Unit 1732 and retrofits | 321 | 7287 | Rate Constraint in lbs/MMBtu | FALSE | L | Annual | Fuel Consumed | TBtu | 9.6882 | 8.9789 | 4.4483 | 0 | 0 | 0 | 0
CT Fac. Spec. - SO2 Rate Annual v3.1, Unit 1732 and retrofits | 321 | 7287 | Rate Constraint in lbs/MMBtu | FALSE | L | Annual | Rate | lb/MMBtu | 0 | 0 | 0 | 0 | 0 | 0 | 0
CT Fac. Spec. - SO2 Rate Annual v3.1, Unit 1732 and retrofits | 321 | 7287 | Rate Constraint in lbs/MMBtu | FALSE | L | Annual | Generation | TWh | 1.3611 | 1.2614 | 0.62493 | 0 | 0 | 0 | 0
CT Fac. Spec. - SO2 Rate Annual v3.1, Unit 1732 and retrofits | 321 | 7287 | Rate Constraint in lbs/MMBtu | FALSE | L | Annual | Qualifying Generation | TWh | 1.3611 | 1.2614 | 0.62493 | 0 | 0 | 0 | 0
CT Fac. Spec. - SO2 Rate Annual v3.1, Unit 1732 and retrofits | 321 | 7287 | Rate Constraint in lbs/MMBtu | FALSE | L | Annual | Rate | lb/MWh | 0 | 0 | 0 | 0 | 0 | 0 | 0
CT Fac. Spec. - SO2 Rate Annual v3.1, Unit 1732 and retrofits | 321 | 7287 | Rate Constraint in lbs/MMBtu | FALSE | L | Annual | Constraint Shadow Price | US2022$/Ton | 0 | 0 | 0 | 0 | 0 | 0 | 0
CT Fac. Spec. - SO2 Rate Annual v3.1, Unit 1733 and retrofits | 322 | 7287 | Rate Constraint in lbs/MMBtu | FALSE | L | Annual | Seasons Included | Seasons | Winter, Spring, Summer, Fall | Winter, Spring, Summer, Fall | Winter, Spring, Summer, Fall | Winter, Spring, Summer, Fall | Winter, Spring, Summer, Fall | Winter, Spring, Summer, Fall | Winter, Spring, Summer, Fall
CT Fac. Spec. - SO2 Rate Annual v3.1, Unit 1733 and retrofits | 322 | 7287 | Rate Constraint in lbs/MMBtu | FALSE | L | Annual | Standard SO2 | lb/MMBtu | 0.33 | 0.33 | 0.33 | 0.33 | 0.33 | 0.33 | 0.33
CT Fac. Spec. - SO2 Rate Annual v3.1, Unit 1733 and retrofits | 322 | 7287 | Rate Constraint in lbs/MMBtu | FALSE | L | Annual | Emissions at Affected Plants SO2 | Thousand Tons | 0 | 0 | 0 | 0 | 0 | 0 | 0
CT Fac. Spec. - SO2 Rate Annual v3.1, Unit 1733 and retrofits | 322 | 7287 | Rate Constraint in lbs/MMBtu | FALSE | L | Annual | Allowances Purchased SO2 | Thousand Tons | 0 | 0 | 0 | 0 | 0 | 0 | 0
CT Fac. Spec. - SO2 Rate Annual v3.1, Unit 1733 and retrofits | 322 | 7287 | Rate Constraint in lbs/MMBtu | FALSE | L | Annual | Allowances Sold SO2 | Thousand Tons | 0 | 0 | 0 | 0 | 0 | 0 | 0
CT Fac. Spec. - SO2 Rate Annual v3.1, Unit 1733 and retrofits | 322 | 7287 | Rate Constraint in lbs/MMBtu | FALSE | L | Annual | Allowances Banked | Thousand Tons | 0 | 0 | 0 | 0 | 0 | 0 | 0
CT Fac. Spec. - SO2 Rate Annual v3.1, Unit 1733 and retrofits | 322 | 7287 | Rate Constraint in lbs/MMBtu | FALSE | L | Annual | Allowances Withdrawn (1:1) | Thousand Tons | 0 | 0 | 0 | 0 | 0 | 0 | 0
CT Fac. Spec. - SO2 Rate Annual v3.1, Unit 1733 and retrofits | 322 | 7287 | Rate Constraint in lbs/MMBtu | FALSE | L | Annual | Allowances Withdrawn (n:1) | Thousand Tons | 0 | 0 | 0 | 0 | 0 | 0 | 0
CT Fac. Spec. - SO2 Rate Annual v3.1, Unit 1733 and retrofits | 322 | 7287 | Rate Constraint in lbs/MMBtu | FALSE | L | Annual | Net Emissions Allowance Position | Thousand Tons | 0 | 0 | 0 | 0 | 0 | 0 | 0
CT Fac. Spec. - SO2 Rate Annual v3.1, Unit 1733 and retrofits | 322 | 7287 | Rate Constraint in lbs/MMBtu | FALSE | L | Annual | Fuel Consumed | TBtu | 12.7151 | 9.896 | 8.2686 | 0 | 0 | 0 | 0
CT Fac. Spec. - SO2 Rate Annual v3.1, Unit 1733 and retrofits | 322 | 7287 | Rate Constraint in lbs/MMBtu | FALSE | L | Annual | Rate | lb/MMBtu | 0 | 0 | 0 | 0 | 0 | 0 | 0
CT Fac. Spec. - SO2 Rate Annual v3.1, Unit 1733 and retrofits | 322 | 7287 | Rate Constraint in lbs/MMBtu | FALSE | L | Annual | Generation | TWh | 1.8036 | 1.4037 | 1.1729 | 0 | 0 | 0 | 0
CT Fac. Spec. - SO2 Rate Annual v3.1, Unit 1733 and retrofits | 322 | 7287 | Rate Constraint in lbs/MMBtu | FALSE | L | Annual | Qualifying Generation | TWh | 1.8036 | 1.4037 | 1.1729 | 0 | 0 | 0 | 0
CT Fac. Spec. - SO2 Rate Annual v3.1, Unit 1733 and retrofits | 322 | 7287 | Rate Constraint in lbs/MMBtu | FALSE | L | Annual | Rate | lb/MWh | 0 | 0 | 0 | 0 | 0 | 0 | 0
CT Fac. Spec. - SO2 Rate Annual v3.1, Unit 1733 and retrofits | 322 | 7287 | Rate Constraint in lbs/MMBtu | FALSE | L | Annual | Constraint Shadow Price | US2022$/Ton | 0 | 0 | 0 | 0 | 0 | 0 | 0
CT Fac. Spec. - SO2 Rate Annual v3.1, Unit 1734 and retrofits | 323 | 7287 | Rate Constraint in lbs/MMBtu | FALSE | L | Annual | Seasons Included | Seasons | Winter, Spring, Summer, Fall | Winter, Spring, Summer, Fall | Winter, Spring, Summer, Fall | Winter, Spring, Summer, Fall | Winter, Spring, Summer, Fall | Winter, Spring, Summer, Fall | Winter, Spring, Summer, Fall
CT Fac. Spec. - SO2 Rate Annual v3.1, Unit 1734 and retrofits | 323 | 7287 | Rate Constraint in lbs/MMBtu | FALSE | L | Annual | Standard SO2 | lb/MMBtu | 0.33 | 0.33 | 0.33 | 0.33 | 0.33 | 0.33 | 0.33
CT Fac. Spec. - SO2 Rate Annual v3.1, Unit 1734 and retrofits | 323 | 7287 | Rate Constraint in lbs/MMBtu | FALSE | L | Annual | Emissions at Affected Plants SO2 | Thousand Tons | 0 | 0 | 0 | 0 | 0 | 0 | 0
CT Fac. Spec. - SO2 Rate Annual v3.1, Unit 1734 and retrofits | 323 | 7287 | Rate Constraint in lbs/MMBtu | FALSE | L | Annual | Allowances Purchased SO2 | Thousand Tons | 0 | 0 | 0 | 0 | 0 | 0 | 0
CT Fac. Spec. - SO2 Rate Annual v3.1, Unit 1734 and retrofits | 323 | 7287 | Rate Constraint in lbs/MMBtu | FALSE | L | Annual | Allowances Sold SO2 | Thousand Tons | 0 | 0 | 0 | 0 | 0 | 0 | 0
CT Fac. Spec. - SO2 Rate Annual v3.1, Unit 1734 and retrofits | 323 | 7287 | Rate Constraint in lbs/MMBtu | FALSE | L | Annual | Allowances Banked | Thousand Tons | 0 | 0 | 0 | 0 | 0 | 0 | 0
CT Fac. Spec. - SO2 Rate Annual v3.1, Unit 1734 and retrofits | 323 | 7287 | Rate Constraint in lbs/MMBtu | FALSE | L | Annual | Allowances Withdrawn (1:1) | Thousand Tons | 0 | 0 | 0 | 0 | 0 | 0 | 0
CT Fac. Spec. - SO2 Rate Annual v3.1, Unit 1734 and retrofits | 323 | 7287 | Rate Constraint in lbs/MMBtu | FALSE | L | Annual | Allowances Withdrawn (n:1) | Thousand Tons | 0 | 0 | 0 | 0 | 0 | 0 | 0
CT Fac. Spec. - SO2 Rate Annual v3.1, Unit 1734 and retrofits | 323 | 7287 | Rate Constraint in lbs/MMBtu | FALSE | L | Annual | Net Emissions Allowance Position | Thousand Tons | 0 | 0 | 0 | 0 | 0 | 0 | 0
CT Fac. Spec. - SO2 Rate Annual v3.1, Unit 1734 and retrofits | 323 | 7287 | Rate Constraint in lbs/MMBtu | FALSE | L | Annual | Fuel Consumed | TBtu | 11.1 | 9.6208 | 7.9937 | 0 | 0.021326 | 0 | 0
CT Fac. Spec. - SO2 Rate Annual v3.1, Unit 1734 and retrofits | 323 | 7287 | Rate Constraint in lbs/MMBtu | FALSE | L | Annual | Rate | lb/MMBtu | 0 | 0 | 0 | 0 | 0 | 0 | 0
CT Fac. Spec. - SO2 Rate Annual v3.1, Unit 1734 and retrofits | 323 | 7287 | Rate Constraint in lbs/MMBtu | FALSE | L | Annual | Generation | TWh | 1.5745 | 1.3647 | 1.1339 | 0 | 0.003025 | 0 | 0
CT Fac. Spec. - SO2 Rate Annual v3.1, Unit 1734 and retrofits | 323 | 7287 | Rate Constraint in lbs/MMBtu | FALSE | L | Annual | Qualifying Generation | TWh | 1.5745 | 1.3647 | 1.1339 | 0 | 0.003025 | 0 | 0
CT Fac. Spec. - SO2 Rate Annual v3.1, Unit 1734 and retrofits | 323 | 7287 | Rate Constraint in lbs/MMBtu | FALSE | L | Annual | Rate | lb/MWh | 0 | 0 | 0 | 0 | 0 | 0 | 0
CT Fac. Spec. - SO2 Rate Annual v3.1, Unit 1734 and retrofits | 323 | 7287 | Rate Constraint in lbs/MMBtu | FALSE | L | Annual | Constraint Shadow Price | US2022$/Ton | 0 | 0 | 0 | 0 | 0 | 0 | 0
CT Fac. Spec. - SO2 Rate Annual v3.1, Unit 1735 and retrofits | 324 | 7287 | Rate Constraint in lbs/MMBtu | FALSE | L | Annual | Seasons Included | Seasons | Winter, Spring, Summer, Fall | Winter, Spring, Summer, Fall | Winter, Spring, Summer, Fall | Winter, Spring, Summer, Fall | Winter, Spring, Summer, Fall | Winter, Spring, Summer, Fall | Winter, Spring, Summer, Fall
CT Fac. Spec. - SO2 Rate Annual v3.1, Unit 1735 and retrofits | 324 | 7287 | Rate Constraint in lbs/MMBtu | FALSE | L | Annual | Standard SO2 | lb/MMBtu | 0.33 | 0.33 | 0.33 | 0.33 | 0.33 | 0.33 | 0.33
CT Fac. Spec. - SO2 Rate Annual v3.1, Unit 1735 and retrofits | 324 | 7287 | Rate Constraint in lbs/MMBtu | FALSE | L | Annual | Emissions at Affected Plants SO2 | Thousand Tons | 0 | 0 | 0 | 0 | 0 | 0 | 0
CT Fac. Spec. - SO2 Rate Annual v3.1, Unit 1735 and retrofits | 324 | 7287 | Rate Constraint in lbs/MMBtu | FALSE | L | Annual | Allowances Purchased SO2 | Thousand Tons | 0 | 0 | 0 | 0 | 0 | 0 | 0
CT Fac. Spec. - SO2 Rate Annual v3.1, Unit 1735 and retrofits | 324 | 7287 | Rate Constraint in lbs/MMBtu | FALSE | L | Annual | Allowances Sold SO2 | Thousand Tons | 0 | 0 | 0 | 0 | 0 | 0 | 0
CT Fac. Spec. - SO2 Rate Annual v3.1, Unit 1735 and retrofits | 324 | 7287 | Rate Constraint in lbs/MMBtu | FALSE | L | Annual | Allowances Banked | Thousand Tons | 0 | 0 | 0 | 0 | 0 | 0 | 0
CT Fac. Spec. - SO2 Rate Annual v3.1, Unit 1735 and retrofits | 324 | 7287 | Rate Constraint in lbs/MMBtu | FALSE | L | Annual | Allowances Withdrawn (1:1) | Thousand Tons | 0 | 0 | 0 | 0 | 0 | 0 | 0
CT Fac. Spec. - SO2 Rate Annual v3.1, Unit 1735 and retrofits | 324 | 7287 | Rate Constraint in lbs/MMBtu | FALSE | L | Annual | Allowances Withdrawn (n:1) | Thousand Tons | 0 | 0 | 0 | 0 | 0 | 0 | 0
CT Fac. Spec. - SO2 Rate Annual v3.1, Unit 1735 and retrofits | 324 | 7287 | Rate Constraint in lbs/MMBtu | FALSE | L | Annual | Net Emissions Allowance Position | Thousand Tons | 0 | 0 | 0 | 0 | 0 | 0 | 0
CT Fac. Spec. - SO2 Rate Annual v3.1, Unit 1735 and retrofits | 324 | 7287 | Rate Constraint in lbs/MMBtu | FALSE | L | Annual | Fuel Consumed | TBtu | 11.8303 | 9.9432 | 8.8254 | 0 | 0 | 0 | 0
CT Fac. Spec. - SO2 Rate Annual v3.1, Unit 1735 and retrofits | 324 | 7287 | Rate Constraint in lbs/MMBtu | FALSE | L | Annual | Rate | lb/MMBtu | 0 | 0 | 0 | 0 | 0 | 0 | 0
CT Fac. Spec. - SO2 Rate Annual v3.1, Unit 1735 and retrofits | 324 | 7287 | Rate Constraint in lbs/MMBtu | FALSE | L | Annual | Generation | TWh | 1.6781 | 1.4104 | 1.2518 | 0 | 0 | 0 | 0
CT Fac. Spec. - SO2 Rate Annual v3.1, Unit 1735 and retrofits | 324 | 7287 | Rate Constraint in lbs/MMBtu | FALSE | L | Annual | Qualifying Generation | TWh | 1.6781 | 1.4104 | 1.2518 | 0 | 0 | 0 | 0
CT Fac. Spec. - SO2 Rate Annual v3.1, Unit 1735 and retrofits | 324 | 7287 | Rate Constraint in lbs/MMBtu | FALSE | L | Annual | Rate | lb/MWh | 0 | 0 | 0 | 0 | 0 | 0 | 0
CT Fac. Spec. - SO2 Rate Annual v3.1, Unit 1735 and retrofits | 324 | 7287 | Rate Constraint in lbs/MMBtu | FALSE | L | Annual | Constraint Shadow Price | US2022$/Ton | 0 | 0 | 0 | 0 | 0 | 0 | 0
CT Fac. Spec. - SO2 Rate Annual v3.1, Unit 1737 and retrofits | 325 | 7287 | Rate Constraint in lbs/MMBtu | FALSE | L | Annual | Seasons Included | Seasons | Winter, Spring, Summer, Fall | Winter, Spring, Summer, Fall | Winter, Spring, Summer, Fall | Winter, Spring, Summer, Fall | Winter, Spring, Summer, Fall | Winter, Spring, Summer, Fall | Winter, Spring, Summer, Fall
CT Fac. Spec. - SO2 Rate Annual v3.1, Unit 1737 and retrofits | 325 | 7287 | Rate Constraint in lbs/MMBtu | FALSE | L | Annual | Standard SO2 | lb/MMBtu | 0.33 | 0.33 | 0.33 | 0.33 | 0.33 | 0.33 | 0.33
CT Fac. Spec. - SO2 Rate Annual v3.1, Unit 1737 and retrofits | 325 | 7287 | Rate Constraint in lbs/MMBtu | FALSE | L | Annual | Emissions at Affected Plants SO2 | Thousand Tons | 0 | 0 | 0 | 0 | 0 | 0 | 0
CT Fac. Spec. - SO2 Rate Annual v3.1, Unit 1737 and retrofits | 325 | 7287 | Rate Constraint in lbs/MMBtu | FALSE | L | Annual | Allowances Purchased SO2 | Thousand Tons | 0 | 0 | 0 | 0 | 0 | 0 | 0
CT Fac. Spec. - SO2 Rate Annual v3.1, Unit 1737 and retrofits | 325 | 7287 | Rate Constraint in lbs/MMBtu | FALSE | L | Annual | Allowances Sold SO2 | Thousand Tons | 0 | 0 | 0 | 0 | 0 | 0 | 0
CT Fac. Spec. - SO2 Rate Annual v3.1, Unit 1737 and retrofits | 325 | 7287 | Rate Constraint in lbs/MMBtu | FALSE | L | Annual | Allowances Banked | Thousand Tons | 0 | 0 | 0 | 0 | 0 | 0 | 0
CT Fac. Spec. - SO2 Rate Annual v3.1, Unit 1737 and retrofits | 325 | 7287 | Rate Constraint in lbs/MMBtu | FALSE | L | Annual | Allowances Withdrawn (1:1) | Thousand Tons | 0 | 0 | 0 | 0 | 0 | 0 | 0
CT Fac. Spec. - SO2 Rate Annual v3.1, Unit 1737 and retrofits | 325 | 7287 | Rate Constraint in lbs/MMBtu | FALSE | L | Annual | Allowances Withdrawn (n:1) | Thousand Tons | 0 | 0 | 0 | 0 | 0 | 0 | 0
CT Fac. Spec. - SO2 Rate Annual v3.1, Unit 1737 and retrofits | 325 | 7287 | Rate Constraint in lbs/MMBtu | FALSE | L | Annual | Net Emissions Allowance Position | Thousand Tons | 0 | 0 | 0 | 0 | 0 | 0 | 0
CT Fac. Spec. - SO2 Rate Annual v3.1, Unit 1737 and retrofits | 325 | 7287 | Rate Constraint in lbs/MMBtu | FALSE | L | Annual | Fuel Consumed | TBtu | 0.6509 | 0.6509 | 0.6509 | 0 | 0.032439 | 0 | 0
CT Fac. Spec. - SO2 Rate Annual v3.1, Unit 1737 and retrofits | 325 | 7287 | Rate Constraint in lbs/MMBtu | FALSE | L | Annual | Rate | lb/MMBtu | 0 | 0 | 0 | 0 | 0 | 0 | 0
CT Fac. Spec. - SO2 Rate Annual v3.1, Unit 1737 and retrofits | 325 | 7287 | Rate Constraint in lbs/MMBtu | FALSE | L | Annual | Generation | TWh | 0.11474 | 0.11474 | 0.11474 | 0 | 0.0057181 | 0 | 0
CT Fac. Spec. - SO2 Rate Annual v3.1, Unit 1737 and retrofits | 325 | 7287 | Rate Constraint in lbs/MMBtu | FALSE | L | Annual | Qualifying Generation | TWh | 0.11474 | 0.11474 | 0.11474 | 0 | 0.0057181 | 0 | 0
CT Fac. Spec. - SO2 Rate Annual v3.1, Unit 1737 and retrofits | 325 | 7287 | Rate Constraint in lbs/MMBtu | FALSE | L | Annual | Rate | lb/MWh | 0 | 0 | 0 | 0 | 0 | 0 | 0
CT Fac. Spec. - SO2 Rate Annual v3.1, Unit 1737 and retrofits | 325 | 7287 | Rate Constraint in lbs/MMBtu | FALSE | L | Annual | Constraint Shadow Price | US2022$/Ton | 0 | 0 | 0 | 0 | 0 | 0 | 0
CT Fac. Spec. - SO2 Rate Annual v3.1, Unit 2198 and retrofits | 326 | 7287 | Rate Constraint in lbs/MMBtu | FALSE | L | Annual | Seasons Included | Seasons | Winter, Spring, Summer, Fall | Winter, Spring, Summer, Fall | Winter, Spring, Summer, Fall | Winter, Spring, Summer, Fall | Winter, Spring, Summer, Fall | Winter, Spring, Summer, Fall | Winter, Spring, Summer, Fall
CT Fac. Spec. - SO2 Rate Annual v3.1, Unit 2198 and retrofits | 326 | 7287 | Rate Constraint in lbs/MMBtu | FALSE | L | Annual | Standard SO2 | lb/MMBtu | 0.33 | 0.33 | 0.33 | 0.33 | 0.33 | 0.33 | 0.33
CT Fac. Spec. - SO2 Rate Annual v3.1, Unit 2198 and retrofits | 326 | 7287 | Rate Constraint in lbs/MMBtu | FALSE | L | Annual | Emissions at Affected Plants SO2 | Thousand Tons | 0 | 0 | 0 | 0 | 0 | 0 | 0
CT Fac. Spec. - SO2 Rate Annual v3.1, Unit 2198 and retrofits | 326 | 7287 | Rate Constraint in lbs/MMBtu | FALSE | L | Annual | Allowances Purchased SO2 | Thousand Tons | 0 | 0 | 0 | 0 | 0 | 0 | 0
CT Fac. Spec. - SO2 Rate Annual v3.1, Unit 2198 and retrofits | 326 | 7287 | Rate Constraint in lbs/MMBtu | FALSE | L | Annual | Allowances Sold SO2 | Thousand Tons | 0 | 0 | 0 | 0 | 0 | 0 | 0
CT Fac. Spec. - SO2 Rate Annual v3.1, Unit 2198 and retrofits | 326 | 7287 | Rate Constraint in lbs/MMBtu | FALSE | L | Annual | Allowances Banked | Thousand Tons | 0 | 0 | 0 | 0 | 0 | 0 | 0
CT Fac. Spec. - SO2 Rate Annual v3.1, Unit 2198 and retrofits | 326 | 7287 | Rate Constraint in lbs/MMBtu | FALSE | L | Annual | Allowances Withdrawn (1:1) | Thousand Tons | 0 | 0 | 0 | 0 | 0 | 0 | 0
CT Fac. Spec. - SO2 Rate Annual v3.1, Unit 2198 and retrofits | 326 | 7287 | Rate Constraint in lbs/MMBtu | FALSE | L | Annual | Allowances Withdrawn (n:1) | Thousand Tons | 0 | 0 | 0 | 0 | 0 | 0 | 0
CT Fac. Spec. - SO2 Rate Annual v3.1, Unit 2198 and retrofits | 326 | 7287 | Rate Constraint in lbs/MMBtu | FALSE | L | Annual | Net Emissions Allowance Position | Thousand Tons | 0 | 0 | 0 | 0 | 0 | 0 | 0
CT Fac. Spec. - SO2 Rate Annual v3.1, Unit 2198 and retrofits | 326 | 7287 | Rate Constraint in lbs/MMBtu | FALSE | L | Annual | Fuel Consumed | TBtu | 0 | 0 | 0 | 0 | 0 | 0 | 0
CT Fac. Spec. - SO2 Rate Annual v3.1, Unit 2198 and retrofits | 326 | 7287 | Rate Constraint in lbs/MMBtu | FALSE | L | Annual | Rate | lb/MMBtu | 0 | 0 | 0 | 0 | 0 | 0 | 0
CT Fac. Spec. - SO2 Rate Annual v3.1, Unit 2198 and retrofits | 326 | 7287 | Rate Constraint in lbs/MMBtu | FALSE | L | Annual | Generation | TWh | 0 | 0 | 0 | 0 | 0 | 0 | 0
CT Fac. Spec. - SO2 Rate Annual v3.1, Unit 2198 and retrofits | 326 | 7287 | Rate Constraint in lbs/MMBtu | FALSE | L | Annual | Qualifying Generation | TWh | 0 | 0 | 0 | 0 | 0 | 0 | 0
CT Fac. Spec. - SO2 Rate Annual v3.1, Unit 2198 and retrofits | 326 | 7287 | Rate Constraint in lbs/MMBtu | FALSE | L | Annual | Rate | lb/MWh | 0 | 0 | 0 | 0 | 0 | 0 | 0
CT Fac. Spec. - SO2 Rate Annual v3.1, Unit 2198 and retrofits | 326 | 7287 | Rate Constraint in lbs/MMBtu | FALSE | L | Annual | Constraint Shadow Price | US2022$/Ton | 0 | 0 | 0 | 0 | 0 | 0 | 0
CT Fac. Spec. - SO2 Rate Annual v3.1, Unit 2199 and retrofits | 327 | 7287 | Rate Constraint in lbs/MMBtu | FALSE | L | Annual | Seasons Included | Seasons | Winter, Spring, Summer, Fall | Winter, Spring, Summer, Fall | Winter, Spring, Summer, Fall | Winter, Spring, Summer, Fall | Winter, Spring, Summer, Fall | Winter, Spring, Summer, Fall | Winter, Spring, Summer, Fall
CT Fac. Spec. - SO2 Rate Annual v3.1, Unit 2199 and retrofits | 327 | 7287 | Rate Constraint in lbs/MMBtu | FALSE | L | Annual | Standard SO2 | lb/MMBtu | 0.33 | 0.33 | 0.33 | 0.33 | 0.33 | 0.33 | 0.33
CT Fac. Spec. - SO2 Rate Annual v3.1, Unit 2199 and retrofits | 327 | 7287 | Rate Constraint in lbs/MMBtu | FALSE | L | Annual | Emissions at Affected Plants SO2 | Thousand Tons | 0 | 0 | 0 | 0 | 0 | 0 | 0
CT Fac. Spec. - SO2 Rate Annual v3.1, Unit 2199 and retrofits | 327 | 7287 | Rate Constraint in lbs/MMBtu | FALSE | L | Annual | Allowances Purchased SO2 | Thousand Tons | 0 | 0 | 0 | 0 | 0 | 0 | 0
CT Fac. Spec. - SO2 Rate Annual v3.1, Unit 2199 and retrofits | 327 | 7287 | Rate Constraint in lbs/MMBtu | FALSE | L | Annual | Allowances Sold SO2 | Thousand Tons | 0 | 0 | 0 | 0 | 0 | 0 | 0
CT Fac. Spec. - SO2 Rate Annual v3.1, Unit 2199 and retrofits | 327 | 7287 | Rate Constraint in lbs/MMBtu | FALSE | L | Annual | Allowances Banked | Thousand Tons | 0 | 0 | 0 | 0 | 0 | 0 | 0
CT Fac. Spec. - SO2 Rate Annual v3.1, Unit 2199 and retrofits | 327 | 7287 | Rate Constraint in lbs/MMBtu | FALSE | L | Annual | Allowances Withdrawn (1:1) | Thousand Tons | 0 | 0 | 0 | 0 | 0 | 0 | 0
CT Fac. Spec. - SO2 Rate Annual v3.1, Unit 2199 and retrofits | 327 | 7287 | Rate Constraint in lbs/MMBtu | FALSE | L | Annual | Allowances Withdrawn (n:1) | Thousand Tons | 0 | 0 | 0 | 0 | 0 | 0 | 0
CT Fac. Spec. - SO2 Rate Annual v3.1, Unit 2199 and retrofits | 327 | 7287 | Rate Constraint in lbs/MMBtu | FALSE | L | Annual | Net Emissions Allowance Position | Thousand Tons | 0 | 0 | 0 | 0 | 0 | 0 | 0
CT Fac. Spec. - SO2 Rate Annual v3.1, Unit 2199 and retrofits | 327 | 7287 | Rate Constraint in lbs/MMBtu | FALSE | L | Annual | Fuel Consumed | TBtu | 0 | 0 | 0 | 0 | 0 | 0 | 0
CT Fac. Spec. - SO2 Rate Annual v3.1, Unit 2199 and retrofits | 327 | 7287 | Rate Constraint in lbs/MMBtu | FALSE | L | Annual | Rate | lb/MMBtu | 0 | 0 | 0 | 0 | 0 | 0 | 0
CT Fac. Spec. - SO2 Rate Annual v3.1, Unit 2199 and retrofits | 327 | 7287 | Rate Constraint in lbs/MMBtu | FALSE | L | Annual | Generation | TWh | 0 | 0 | 0 | 0 | 0 | 0 | 0
CT Fac. Spec. - SO2 Rate Annual v3.1, Unit 2199 and retrofits | 327 | 7287 | Rate Constraint in lbs/MMBtu | FALSE | L | Annual | Qualifying Generation | TWh | 0 | 0 | 0 | 0 | 0 | 0 | 0
CT Fac. Spec. - SO2 Rate Annual v3.1, Unit 2199 and retrofits | 327 | 7287 | Rate Constraint in lbs/MMBtu | FALSE | L | Annual | Rate | lb/MWh | 0 | 0 | 0 | 0 | 0 | 0 | 0
CT Fac. Spec. - SO2 Rate Annual v3.1, Unit 2199 and retrofits | 327 | 7287 | Rate Constraint in lbs/MMBtu | FALSE | L | Annual | Constraint Shadow Price | US2022$/Ton | 0 | 0 | 0 | 0 | 0 | 0 | 0
CT Fac. Spec. - SO2 Rate Annual v3.1, Unit 2299 and retrofits | 328 | 7287 | Rate Constraint in lbs/MMBtu | FALSE | L | Annual | Seasons Included | Seasons | Winter, Spring, Summer, Fall | Winter, Spring, Summer, Fall | Winter, Spring, Summer, Fall | Winter, Spring, Summer, Fall | Winter, Spring, Summer, Fall | Winter, Spring, Summer, Fall | Winter, Spring, Summer, Fall
CT Fac. Spec. - SO2 Rate Annual v3.1, Unit 2299 and retrofits | 328 | 7287 | Rate Constraint in lbs/MMBtu | FALSE | L | Annual | Standard SO2 | lb/MMBtu | 0.33 | 0.33 | 0.33 | 0.33 | 0.33 | 0.33 | 0.33
CT Fac. Spec. - SO2 Rate Annual v3.1, Unit 2299 and retrofits | 328 | 7287 | Rate Constraint in lbs/MMBtu | FALSE | L | Annual | Emissions at Affected Plants SO2 | Thousand Tons | 0 | 0 | 0 | 0 | 0 | 0 | 0
CT Fac. Spec. - SO2 Rate Annual v3.1, Unit 2299 and retrofits | 328 | 7287 | Rate Constraint in lbs/MMBtu | FALSE | L | Annual | Allowances Purchased SO2 | Thousand Tons | 0 | 0 | 0 | 0 | 0 | 0 | 0
CT Fac. Spec. - SO2 Rate Annual v3.1, Unit 2299 and retrofits | 328 | 7287 | Rate Constraint in lbs/MMBtu | FALSE | L | Annual | Allowances Sold SO2 | Thousand Tons | 0 | 0 | 0 | 0 | 0 | 0 | 0
CT Fac. Spec. - SO2 Rate Annual v3.1, Unit 2299 and retrofits | 328 | 7287 | Rate Constraint in lbs/MMBtu | FALSE | L | Annual | Allowances Banked | Thousand Tons | 0 | 0 | 0 | 0 | 0 | 0 | 0
CT Fac. Spec. - SO2 Rate Annual v3.1, Unit 2299 and retrofits | 328 | 7287 | Rate Constraint in lbs/MMBtu | FALSE | L | Annual | Allowances Withdrawn (1:1) | Thousand Tons | 0 | 0 | 0 | 0 | 0 | 0 | 0
CT Fac. Spec. - SO2 Rate Annual v3.1, Unit 2299 and retrofits | 328 | 7287 | Rate Constraint in lbs/MMBtu | FALSE | L | Annual | Allowances Withdrawn (n:1) | Thousand Tons | 0 | 0 | 0 | 0 | 0 | 0 | 0
CT Fac. Spec. - SO2 Rate Annual v3.1, Unit 2299 and retrofits | 328 | 7287 | Rate Constraint in lbs/MMBtu | FALSE | L | Annual | Net Emissions Allowance Position | Thousand Tons | 0 | 0 | 0 | 0 | 0 | 0 | 0
CT Fac. Spec. - SO2 Rate Annual v3.1, Unit 2299 and retrofits | 328 | 7287 | Rate Constraint in lbs/MMBtu | FALSE | L | Annual | Fuel Consumed | TBtu | 0 | 0 | 0 | 0 | 0 | 0 | 0
CT Fac. Spec. - SO2 Rate Annual v3.1, Unit 2299 and retrofits | 328 | 7287 | Rate Constraint in lbs/MMBtu | FALSE | L | Annual | Rate | lb/MMBtu | 0 | 0 | 0 | 0 | 0 | 0 | 0
CT Fac. Spec. - SO2 Rate Annual v3.1, Unit 2299 and retrofits | 328 | 7287 | Rate Constraint in lbs/MMBtu | FALSE | L | Annual | Generation | TWh | 0 | 0 | 0 | 0 | 0 | 0 | 0
CT Fac. Spec. - SO2 Rate Annual v3.1, Unit 2299 and retrofits | 328 | 7287 | Rate Constraint in lbs/MMBtu | FALSE | L | Annual | Qualifying Generation | TWh | 0 | 0 | 0 | 0 | 0 | 0 | 0
CT Fac. Spec. - SO2 Rate Annual v3.1, Unit 2299 and retrofits | 328 | 7287 | Rate Constraint in lbs/MMBtu | FALSE | L | Annual | Rate | lb/MWh | 0 | 0 | 0 | 0 | 0 | 0 | 0
CT Fac. Spec. - SO2 Rate Annual v3.1, Unit 2299 and retrofits | 328 | 7287 | Rate Constraint in lbs/MMBtu | FALSE | L | Annual | Constraint Shadow Price | US2022$/Ton | 0 | 0 | 0 | 0 | 0 | 0 | 0
CT Fac. Spec. - SO2 Rate Annual v3.1, Unit 2300 and retrofits | 329 | 7287 | Rate Constraint in lbs/MMBtu | FALSE | L | Annual | Seasons Included | Seasons | Winter, Spring, Summer, Fall | Winter, Spring, Summer, Fall | Winter, Spring, Summer, Fall | Winter, Spring, Summer, Fall | Winter, Spring, Summer, Fall | Winter, Spring, Summer, Fall | Winter, Spring, Summer, Fall
CT Fac. Spec. - SO2 Rate Annual v3.1, Unit 2300 and retrofits | 329 | 7287 | Rate Constraint in lbs/MMBtu | FALSE | L | Annual | Standard SO2 | lb/MMBtu | 0.33 | 0.33 | 0.33 | 0.33 | 0.33 | 0.33 | 0.33
CT Fac. Spec. - SO2 Rate Annual v3.1, Unit 2300 and retrofits | 329 | 7287 | Rate Constraint in lbs/MMBtu | FALSE | L | Annual | Emissions at Affected Plants SO2 | Thousand Tons | 0 | 0 | 0 | 0 | 0 | 0 | 0
CT Fac. Spec. - SO2 Rate Annual v3.1, Unit 2300 and retrofits | 329 | 7287 | Rate Constraint in lbs/MMBtu | FALSE | L | Annual | Allowances Purchased SO2 | Thousand Tons | 0 | 0 | 0 | 0 | 0 | 0 | 0
CT Fac. Spec. - SO2 Rate Annual v3.1, Unit 2300 and retrofits | 329 | 7287 | Rate Constraint in lbs/MMBtu | FALSE | L | Annual | Allowances Sold SO2 | Thousand Tons | 0 | 0 | 0 | 0 | 0 | 0 | 0
CT Fac. Spec. - SO2 Rate Annual v3.1, Unit 2300 and retrofits | 329 | 7287 | Rate Constraint in lbs/MMBtu | FALSE | L | Annual | Allowances Banked | Thousand Tons | 0 | 0 | 0 | 0 | 0 | 0 | 0
CT Fac. Spec. - SO2 Rate Annual v3.1, Unit 2300 and retrofits | 329 | 7287 | Rate Constraint in lbs/MMBtu | FALSE | L | Annual | Allowances Withdrawn (1:1) | Thousand Tons | 0 | 0 | 0 | 0 | 0 | 0 | 0
CT Fac. Spec. - SO2 Rate Annual v3.1, Unit 2300 and retrofits | 329 | 7287 | Rate Constraint in lbs/MMBtu | FALSE | L | Annual | Allowances Withdrawn (n:1) | Thousand Tons | 0 | 0 | 0 | 0 | 0 | 0 | 0
CT Fac. Spec. - SO2 Rate Annual v3.1, Unit 2300 and retrofits | 329 | 7287 | Rate Constraint in lbs/MMBtu | FALSE | L | Annual | Net Emissions Allowance Position | Thousand Tons | 0 | 0 | 0 | 0 | 0 | 0 | 0
CT Fac. Spec. - SO2 Rate Annual v3.1, Unit 2300 and retrofits | 329 | 7287 | Rate Constraint in lbs/MMBtu | FALSE | L | Annual | Fuel Consumed | TBtu | 0 | 0 | 0 | 0 | 0 | 0 | 0
CT Fac. Spec. - SO2 Rate Annual v3.1, Unit 2300 and retrofits | 329 | 7287 | Rate Constraint in lbs/MMBtu | FALSE | L | Annual | Rate | lb/MMBtu | 0 | 0 | 0 | 0 | 0 | 0 | 0
CT Fac. Spec. - SO2 Rate Annual v3.1, Unit 2300 and retrofits | 329 | 7287 | Rate Constraint in lbs/MMBtu | FALSE | L | Annual | Generation | TWh | 0 | 0 | 0 | 0 | 0 | 0 | 0
CT Fac. Spec. - SO2 Rate Annual v3.1, Unit 2300 and retrofits | 329 | 7287 | Rate Constraint in lbs/MMBtu | FALSE | L | Annual | Qualifying Generation | TWh | 0 | 0 | 0 | 0 | 0 | 0 | 0
CT Fac. Spec. - SO2 Rate Annual v3.1, Unit 2300 and retrofits | 329 | 7287 | Rate Constraint in lbs/MMBtu | FALSE | L | Annual | Rate | lb/MWh | 0 | 0 | 0 | 0 | 0 | 0 | 0
CT Fac. Spec. - SO2 Rate Annual v3.1, Unit 2300 and retrofits | 329 | 7287 | Rate Constraint in lbs/MMBtu | FALSE | L | Annual | Constraint Shadow Price | US2022$/Ton | 0 | 0 | 0 | 0 | 0 | 0 | 0
CT Fac. Spec. - SO2 Rate Annual v3.1, Unit 2301 and retrofits | 330 | 7287 | Rate Constraint in lbs/MMBtu | FALSE | L | Annual | Seasons Included | Seasons | Winter, Spring, Summer, Fall | Winter, Spring, Summer, Fall | Winter, Spring, Summer, Fall | Winter, Spring, Summer, Fall | Winter, Spring, Summer, Fall | Winter, Spring, Summer, Fall | Winter, Spring, Summer, Fall
CT Fac. Spec. - SO2 Rate Annual v3.1, Unit 2301 and retrofits | 330 | 7287 | Rate Constraint in lbs/MMBtu | FALSE | L | Annual | Standard SO2 | lb/MMBtu | 0.33 | 0.33 | 0.33 | 0.33 | 0.33 | 0.33 | 0.33
CT Fac. Spec. - SO2 Rate Annual v3.1, Unit 2301 and retrofits | 330 | 7287 | Rate Constraint in lbs/MMBtu | FALSE | L | Annual | Emissions at Affected Plants SO2 | Thousand Tons | 0 | 0 | 0 | 0 | 0 | 0 | 0
CT Fac. Spec. - SO2 Rate Annual v3.1, Unit 2301 and retrofits | 330 | 7287 | Rate Constraint in lbs/MMBtu | FALSE | L | Annual | Allowances Purchased SO2 | Thousand Tons | 0 | 0 | 0 | 0 | 0 | 0 | 0
CT Fac. Spec. - SO2 Rate Annual v3.1, Unit 2301 and retrofits | 330 | 7287 | Rate Constraint in lbs/MMBtu | FALSE | L | Annual | Allowances Sold SO2 | Thousand Tons | 0 | 0 | 0 | 0 | 0 | 0 | 0
CT Fac. Spec. - SO2 Rate Annual v3.1, Unit 2301 and retrofits | 330 | 7287 | Rate Constraint in lbs/MMBtu | FALSE | L | Annual | Allowances Banked | Thousand Tons | 0 | 0 | 0 | 0 | 0 | 0 | 0
CT Fac. Spec. - SO2 Rate Annual v3.1, Unit 2301 and retrofits | 330 | 7287 | Rate Constraint in lbs/MMBtu | FALSE | L | Annual | Allowances Withdrawn (1:1) | Thousand Tons | 0 | 0 | 0 | 0 | 0 | 0 | 0
CT Fac. Spec. - SO2 Rate Annual v3.1, Unit 2301 and retrofits | 330 | 7287 | Rate Constraint in lbs/MMBtu | FALSE | L | Annual | Allowances Withdrawn (n:1) | Thousand Tons | 0 | 0 | 0 | 0 | 0 | 0 | 0
CT Fac. Spec. - SO2 Rate Annual v3.1, Unit 2301 and retrofits | 330 | 7287 | Rate Constraint in lbs/MMBtu | FALSE | L | Annual | Net Emissions Allowance Position | Thousand Tons | 0 | 0 | 0 | 0 | 0 | 0 | 0
CT Fac. Spec. - SO2 Rate Annual v3.1, Unit 2301 and retrofits | 330 | 7287 | Rate Constraint in lbs/MMBtu | FALSE | L | Annual | Fuel Consumed | TBtu | 0 | 0 | 0 | 0 | 0 | 0 | 0
CT Fac. Spec. - SO2 Rate Annual v3.1, Unit 2301 and retrofits | 330 | 7287 | Rate Constraint in lbs/MMBtu | FALSE | L | Annual | Rate | lb/MMBtu | 0 | 0 | 0 | 0 | 0 | 0 | 0
CT Fac. Spec. - SO2 Rate Annual v3.1, Unit 2301 and retrofits | 330 | 7287 | Rate Constraint in lbs/MMBtu | FALSE | L | Annual | Generation | TWh | 0 | 0 | 0 | 0 | 0 | 0 | 0
CT Fac. Spec. - SO2 Rate Annual v3.1, Unit 2301 and retrofits | 330 | 7287 | Rate Constraint in lbs/MMBtu | FALSE | L | Annual | Qualifying Generation | TWh | 0 | 0 | 0 | 0 | 0 | 0 | 0
CT Fac. Spec. - SO2 Rate Annual v3.1, Unit 2301 and retrofits | 330 | 7287 | Rate Constraint in lbs/MMBtu | FALSE | L | Annual | Rate | lb/MWh | 0 | 0 | 0 | 0 | 0 | 0 | 0
CT Fac. Spec. - SO2 Rate Annual v3.1, Unit 2301 and retrofits | 330 | 7287 | Rate Constraint in lbs/MMBtu | FALSE | L | Annual | Constraint Shadow Price | US2022$/Ton | 0 | 20.1621 | 625.7049 | 0 | 0 | 0 | 0
CT Fac. Spec. - SO2 Rate Annual v3.1, Unit 2302 and retrofits | 331 | 7287 | Rate Constraint in lbs/MMBtu | FALSE | L | Annual | Seasons Included | Seasons | Winter, Spring, Summer, Fall | Winter, Spring, Summer, Fall | Winter, Spring, Summer, Fall | Winter, Spring, Summer, Fall | Winter, Spring, Summer, Fall | Winter, Spring, Summer, Fall | Winter, Spring, Summer, Fall
CT Fac. Spec. - SO2 Rate Annual v3.1, Unit 2302 and retrofits | 331 | 7287 | Rate Constraint in lbs/MMBtu | FALSE | L | Annual | Standard SO2 | lb/MMBtu | 0.33 | 0.33 | 0.33 | 0.33 | 0.33 | 0.33 | 0.33
CT Fac. Spec. - SO2 Rate Annual v3.1, Unit 2302 and retrofits | 331 | 7287 | Rate Constraint in lbs/MMBtu | FALSE | L | Annual | Emissions at Affected Plants SO2 | Thousand Tons | 0 | 0 | 0 | 0 | 0 | 0 | 0
CT Fac. Spec. - SO2 Rate Annual v3.1, Unit 2302 and retrofits | 331 | 7287 | Rate Constraint in lbs/MMBtu | FALSE | L | Annual | Allowances Purchased SO2 | Thousand Tons | 0 | 0 | 0 | 0 | 0 | 0 | 0
CT Fac. Spec. - SO2 Rate Annual v3.1, Unit 2302 and retrofits | 331 | 7287 | Rate Constraint in lbs/MMBtu | FALSE | L | Annual | Allowances Sold SO2 | Thousand Tons | 0 | 0 | 0 | 0 | 0 | 0 | 0
CT Fac. Spec. - SO2 Rate Annual v3.1, Unit 2302 and retrofits | 331 | 7287 | Rate Constraint in lbs/MMBtu | FALSE | L | Annual | Allowances Banked | Thousand Tons | 0 | 0 | 0 | 0 | 0 | 0 | 0
CT Fac. Spec. - SO2 Rate Annual v3.1, Unit 2302 and retrofits | 331 | 7287 | Rate Constraint in lbs/MMBtu | FALSE | L | Annual | Allowances Withdrawn (1:1) | Thousand Tons | 0 | 0 | 0 | 0 | 0 | 0 | 0
CT Fac. Spec. - SO2 Rate Annual v3.1, Unit 2302 and retrofits | 331 | 7287 | Rate Constraint in lbs/MMBtu | FALSE | L | Annual | Allowances Withdrawn (n:1) | Thousand Tons | 0 | 0 | 0 | 0 | 0 | 0 | 0
CT Fac. Spec. - SO2 Rate Annual v3.1, Unit 2302 and retrofits | 331 | 7287 | Rate Constraint in lbs/MMBtu | FALSE | L | Annual | Net Emissions Allowance Position | Thousand Tons | 0 | 0 | 0 | 0 | 0 | 0 | 0
CT Fac. Spec. - SO2 Rate Annual v3.1, Unit 2302 and retrofits | 331 | 7287 | Rate Constraint in lbs/MMBtu | FALSE | L | Annual | Fuel Consumed | TBtu | 0 | 0 | 0 | 0 | 0 | 0 | 0
CT Fac. Spec. - SO2 Rate Annual v3.1, Unit 2302 and retrofits | 331 | 7287 | Rate Constraint in lbs/MMBtu | FALSE | L | Annual | Rate | lb/MMBtu | 0 | 0 | 0 | 0 | 0 | 0 | 0
CT Fac. Spec. - SO2 Rate Annual v3.1, Unit 2302 and retrofits | 331 | 7287 | Rate Constraint in lbs/MMBtu | FALSE | L | Annual | Generation | TWh | 0 | 0 | 0 | 0 | 0 | 0 | 0
CT Fac. Spec. - SO2 Rate Annual v3.1, Unit 2302 and retrofits | 331 | 7287 | Rate Constraint in lbs/MMBtu | FALSE | L | Annual | Qualifying Generation | TWh | 0 | 0 | 0 | 0 | 0 | 0 | 0
CT Fac. Spec. - SO2 Rate Annual v3.1, Unit 2302 and retrofits | 331 | 7287 | Rate Constraint in lbs/MMBtu | FALSE | L | Annual | Rate | lb/MWh | 0 | 0 | 0 | 0 | 0 | 0 | 0
CT Fac. Spec. - SO2 Rate Annual v3.1, Unit 2302 and retrofits | 331 | 7287 | Rate Constraint in lbs/MMBtu | FALSE | L | Annual | Constraint Shadow Price | US2022$/Ton | 0 | 0 | 0 | 0 | 0 | 0 | 0
DE Facility Specific - NOx Annual Rate v3.1, Unit 2192 and retrofits | 332 | 7289 | Rate Constraint in lbs/MMBtu | FALSE | L | Annual | Seasons Included | Seasons | Winter, Spring, Summer, Fall | Winter, Spring, Summer, Fall | Winter, Spring, Summer, Fall | Winter, Spring, Summer, Fall | Winter, Spring, Summer, Fall | Winter, Spring, Summer, Fall | Winter, Spring, Summer, Fall
DE Facility Specific - NOx Annual Rate v3.1, Unit 2192 and retrofits | 332 | 7289 | Rate Constraint in lbs/MMBtu | FALSE | L | Annual | Standard NOX | lb/MMBtu | 0.125 | 0.125 | 0.125 | 0.125 | 0.125 | 0.125 | 0.125
DE Facility Specific - NOx Annual Rate v3.1, Unit 2192 and retrofits | 332 | 7289 | Rate Constraint in lbs/MMBtu | FALSE | L | Annual | Emissions at Affected Plants NOX | Thousand Tons | 0 | 0 | 0 | 0 | 0 | 0 | 0
DE Facility Specific - NOx Annual Rate v3.1, Unit 2192 and retrofits | 332 | 7289 | Rate Constraint in lbs/MMBtu | FALSE | L | Annual | Allowances Purchased NOX | Thousand Tons | 0 | 0 | 0 | 0 | 0 | 0 | 0
DE Facility Specific - NOx Annual Rate v3.1, Unit 2192 and retrofits | 332 | 7289 | Rate Constraint in lbs/MMBtu | FALSE | L | Annual | Allowances Sold NOX | Thousand Tons | 0 | 0 | 0 | 0 | 0 | 0 | 0
DE Facility Specific - NOx Annual Rate v3.1, Unit 2192 and retrofits | 332 | 7289 | Rate Constraint in lbs/MMBtu | FALSE | L | Annual | Allowances Banked | Thousand Tons | 0 | 0 | 0 | 0 | 0 | 0 | 0
DE Facility Specific - NOx Annual Rate v3.1, Unit 2192 and retrofits | 332 | 7289 | Rate Constraint in lbs/MMBtu | FALSE | L | Annual | Allowances Withdrawn (1:1) | Thousand Tons | 0 | 0 | 0 | 0 | 0 | 0 | 0
DE Facility Specific - NOx Annual Rate v3.1, Unit 2192 and retrofits | 332 | 7289 | Rate Constraint in lbs/MMBtu | FALSE | L | Annual | Allowances Withdrawn (n:1) | Thousand Tons | 0 | 0 | 0 | 0 | 0 | 0 | 0
DE Facility Specific - NOx Annual Rate v3.1, Unit 2192 and retrofits | 332 | 7289 | Rate Constraint in lbs/MMBtu | FALSE | L | Annual | Net Emissions Allowance Position | Thousand Tons | 0 | 0 | 0 | 0 | 0 | 0 | 0
DE Facility Specific - NOx Annual Rate v3.1, Unit 2192 and retrofits | 332 | 7289 | Rate Constraint in lbs/MMBtu | FALSE | L | Annual | Fuel Consumed | TBtu | 0 | 0 | 0 | 0 | 0 | 0 | 0
DE Facility Specific - NOx Annual Rate v3.1, Unit 2192 and retrofits | 332 | 7289 | Rate Constraint in lbs/MMBtu | FALSE | L | Annual | Rate | lb/MMBtu | 0 | 0 | 0 | 0 | 0 | 0 | 0
DE Facility Specific - NOx Annual Rate v3.1, Unit 2192 and retrofits | 332 | 7289 | Rate Constraint in lbs/MMBtu | FALSE | L | Annual | Generation | TWh | 0 | 0 | 0 | 0 | 0 | 0 | 0
DE Facility Specific - NOx Annual Rate v3.1, Unit 2192 and retrofits | 332 | 7289 | Rate Constraint in lbs/MMBtu | FALSE | L | Annual | Qualifying Generation | TWh | 0 | 0 | 0 | 0 | 0 | 0 | 0
DE Facility Specific - NOx Annual Rate v3.1, Unit 2192 and retrofits | 332 | 7289 | Rate Constraint in lbs/MMBtu | FALSE | L | Annual | Rate | lb/MWh | 0 | 0 | 0 | 0 | 0 | 0 | 0
DE Facility Specific - NOx Annual Rate v3.1, Unit 2192 and retrofits | 332 | 7289 | Rate Constraint in lbs/MMBtu | FALSE | L | Annual | Constraint Shadow Price | US2022$/Ton | 0 | 0 | 0 | 0 | 0 | 0 | 0
DE Facility Specific - NOx Annual Rate v3.1, Unit 2193 and retrofits | 333 | 7289 | Rate Constraint in lbs/MMBtu | FALSE | L | Annual | Seasons Included | Seasons | Winter, Spring, Summer, Fall | Winter, Spring, Summer, Fall | Winter, Spring, Summer, Fall | Winter, Spring, Summer, Fall | Winter, Spring, Summer, Fall | Winter, Spring, Summer, Fall | Winter, Spring, Summer, Fall
DE Facility Specific - NOx Annual Rate v3.1, Unit 2193 and retrofits | 333 | 7289 | Rate Constraint in lbs/MMBtu | FALSE | L | Annual | Standard NOX | lb/MMBtu | 0.125 | 0.125 | 0.125 | 0.125 | 0.125 | 0.125 | 0.125
DE Facility Specific - NOx Annual Rate v3.1, Unit 2193 and retrofits | 333 | 7289 | Rate Constraint in lbs/MMBtu | FALSE | L | Annual | Emissions at Affected Plants NOX | Thousand Tons | 0 | 0 | 0 | 0 | 0 | 0 | 0
DE Facility Specific - NOx Annual Rate v3.1, Unit 2193 and retrofits | 333 | 7289 | Rate Constraint in lbs/MMBtu | FALSE | L | Annual | Allowances Purchased NOX | Thousand Tons | 0 | 0 | 0 | 0 | 0 | 0 | 0
DE Facility Specific - NOx Annual Rate v3.1, Unit 2193 and retrofits | 333 | 7289 | Rate Constraint in lbs/MMBtu | FALSE | L | Annual | Allowances Sold NOX | Thousand Tons | 0 | 0 | 0 | 0 | 0 | 0 | 0
DE Facility Specific - NOx Annual Rate v3.1, Unit 2193 and retrofits | 333 | 7289 | Rate Constraint in lbs/MMBtu | FALSE | L | Annual | Allowances Banked | Thousand Tons | 0 | 0 | 0 | 0 | 0 | 0 | 0
DE Facility Specific - NOx Annual Rate v3.1, Unit 2193 and retrofits | 333 | 7289 | Rate Constraint in lbs/MMBtu | FALSE | L | Annual | Allowances Withdrawn (1:1) | Thousand Tons | 0 | 0 | 0 | 0 | 0 | 0 | 0
DE Facility Specific - NOx Annual Rate v3.1, Unit 2193 and retrofits | 333 | 7289 | Rate Constraint in lbs/MMBtu | FALSE | L | Annual | Allowances Withdrawn (n:1) | Thousand Tons | 0 | 0 | 0 | 0 | 0 | 0 | 0
DE Facility Specific - NOx Annual Rate v3.1, Unit 2193 and retrofits | 333 | 7289 | Rate Constraint in lbs/MMBtu | FALSE | L | Annual | Net Emissions Allowance Position | Thousand Tons | 0 | 0 | 0 | 0 | 0 | 0 | 0
DE Facility Specific - NOx Annual Rate v3.1, Unit 2193 and retrofits | 333 | 7289 | Rate Constraint in lbs/MMBtu | FALSE | L | Annual | Fuel Consumed | TBtu | 0 | 0 | 0 | 0 | 0 | 0 | 0
DE Facility Specific - NOx Annual Rate v3.1, Unit 2193 and retrofits | 333 | 7289 | Rate Constraint in lbs/MMBtu | FALSE | L | Annual | Rate | lb/MMBtu | 0 | 0 | 0 | 0 | 0 | 0 | 0
DE Facility Specific - NOx Annual Rate v3.1, Unit 2193 and retrofits | 333 | 7289 | Rate Constraint in lbs/MMBtu | FALSE | L | Annual | Generation | TWh | 0 | 0 | 0 | 0 | 0 | 0 | 0
DE Facility Specific - NOx Annual Rate v3.1, Unit 2193 and retrofits | 333 | 7289 | Rate Constraint in lbs/MMBtu | FALSE | L | Annual | Qualifying Generation | TWh | 0 | 0 | 0 | 0 | 0 | 0 | 0
DE Facility Specific - NOx Annual Rate v3.1, Unit 2193 and retrofits | 333 | 7289 | Rate Constraint in lbs/MMBtu | FALSE | L | Annual | Rate | lb/MWh | 0 | 0 | 0 | 0 | 0 | 0 | 0
DE Facility Specific - NOx Annual Rate v3.1, Unit 2193 and retrofits | 333 | 7289 | Rate Constraint in lbs/MMBtu | FALSE | L | Annual | Constraint Shadow Price | US2022$/Ton | 0 | 0 | 0 | 0 | 0 | 0 | 0
DE Facility Specific - NOx Annual Rate v3.1, Unit 2194 and retrofits | 334 | 7289 | Rate Constraint in lbs/MMBtu | FALSE | L | Annual | Seasons Included | Seasons | Winter, Spring, Summer, Fall | Winter, Spring, Summer, Fall | Winter, Spring, Summer, Fall | Winter, Spring, Summer, Fall | Winter, Spring, Summer, Fall | Winter, Spring, Summer, Fall | Winter, Spring, Summer, Fall
DE Facility Specific - NOx Annual Rate v3.1, Unit 2194 and retrofits | 334 | 7289 | Rate Constraint in lbs/MMBtu | FALSE | L | Annual | Standard NOX | lb/MMBtu | 0.125 | 0.125 | 0.125 | 0.125 | 0.125 | 0.125 | 0.125
DE Facility Specific - NOx Annual Rate v3.1, Unit 2194 and retrofits | 334 | 7289 | Rate Constraint in lbs/MMBtu | FALSE | L | Annual | Emissions at Affected Plants NOX | Thousand Tons | 0 | 0 | 0 | 0 | 0 | 0 | 0
DE Facility Specific - NOx Annual Rate v3.1, Unit 2194 and retrofits | 334 | 7289 | Rate Constraint in lbs/MMBtu | FALSE | L | Annual | Allowances Purchased NOX | Thousand Tons | 0 | 0 | 0 | 0 | 0 | 0 | 0
DE Facility Specific - NOx Annual Rate v3.1, Unit 2194 and retrofits | 334 | 7289 | Rate Constraint in lbs/MMBtu | FALSE | L | Annual | Allowances Sold NOX | Thousand Tons | 0 | 0 | 0 | 0 | 0 | 0 | 0
DE Facility Specific - NOx Annual Rate v3.1, Unit 2194 and retrofits | 334 | 7289 | Rate Constraint in lbs/MMBtu | FALSE | L | Annual | Allowances Banked | Thousand Tons | 0 | 0 | 0 | 0 | 0 | 0 | 0
DE Facility Specific - NOx Annual Rate v3.1, Unit 2194 and retrofits | 334 | 7289 | Rate Constraint in lbs/MMBtu | FALSE | L | Annual | Allowances Withdrawn (1:1) | Thousand Tons | 0 | 0 | 0 | 0 | 0 | 0 | 0
DE Facility Specific - NOx Annual Rate v3.1, Unit 2194 and retrofits | 334 | 7289 | Rate Constraint in lbs/MMBtu | FALSE | L | Annual | Allowances Withdrawn (n:1) | Thousand Tons | 0 | 0 | 0 | 0 | 0 | 0 | 0
DE Facility Specific - NOx Annual Rate v3.1, Unit 2194 and retrofits | 334 | 7289 | Rate Constraint in lbs/MMBtu | FALSE | L | Annual | Net Emissions Allowance Position | Thousand Tons | 0 | 0 | 0 | 0 | 0 | 0 | 0
DE Facility Specific - NOx Annual Rate v3.1, Unit 2194 and retrofits | 334 | 7289 | Rate Constraint in lbs/MMBtu | FALSE | L | Annual | Fuel Consumed | TBtu | 0 | 0 | 0 | 0 | 0 | 0 | 0
DE Facility Specific - NOx Annual Rate v3.1, Unit 2194 and retrofits | 334 | 7289 | Rate Constraint in lbs/MMBtu | FALSE | L | Annual | Rate | lb/MMBtu | 0 | 0 | 0 | 0 | 0 | 0 | 0
DE Facility Specific - NOx Annual Rate v3.1, Unit 2194 and retrofits | 334 | 7289 | Rate Constraint in lbs/MMBtu | FALSE | L | Annual | Generation | TWh | 0 | 0 | 0 | 0 | 0 | 0 | 0
DE Facility Specific - NOx Annual Rate v3.1, Unit 2194 and retrofits | 334 | 7289 | Rate Constraint in lbs/MMBtu | FALSE | L | Annual | Qualifying Generation | TWh | 0 | 0 | 0 | 0 | 0 | 0 | 0
DE Facility Specific - NOx Annual Rate v3.1, Unit 2194 and retrofits | 334 | 7289 | Rate Constraint in lbs/MMBtu | FALSE | L | Annual | Rate | lb/MWh | 0 | 0 | 0 | 0 | 0 | 0 | 0
DE Facility Specific - NOx Annual Rate v3.1, Unit 2194 and retrofits | 334 | 7289 | Rate Constraint in lbs/MMBtu | FALSE | L | Annual | Constraint Shadow Price | US2022$/Ton | 0 | 0 | 0 | 0 | 0 | 0 | 0
DE Facility Specific - SO2 Annual Rate v3.1, Unit 2192 and retrofits | 335 | 7295 | Rate Constraint in lbs/MMBtu | FALSE | L | Annual | Seasons Included | Seasons | Winter, Spring, Summer, Fall | Winter, Spring, Summer, Fall | Winter, Spring, Summer, Fall | Winter, Spring, Summer, Fall | Winter, Spring, Summer, Fall | Winter, Spring, Summer, Fall | Winter, Spring, Summer, Fall
DE Facility Specific - SO2 Annual Rate v3.1, Unit 2192 and retrofits | 335 | 7295 | Rate Constraint in lbs/MMBtu | FALSE | L | Annual | Standard SO2 | lb/MMBtu | 0.26 | 0.26 | 0.26 | 0.26 | 0.26 | 0.26 | 0.26
DE Facility Specific - SO2 Annual Rate v3.1, Unit 2192 and retrofits | 335 | 7295 | Rate Constraint in lbs/MMBtu | FALSE | L | Annual | Emissions at Affected Plants SO2 | Thousand Tons | 0 | 0 | 0 | 0 | 0 | 0 | 0
DE Facility Specific - SO2 Annual Rate v3.1, Unit 2192 and retrofits | 335 | 7295 | Rate Constraint in lbs/MMBtu | FALSE | L | Annual | Allowances Purchased SO2 | Thousand Tons | 0 | 0 | 0 | 0 | 0 | 0 | 0
DE Facility Specific - SO2 Annual Rate v3.1, Unit 2192 and retrofits | 335 | 7295 | Rate Constraint in lbs/MMBtu | FALSE | L | Annual | Allowances Sold SO2 | Thousand Tons | 0 | 0 | 0 | 0 | 0 | 0 | 0
DE Facility Specific - SO2 Annual Rate v3.1, Unit 2192 and retrofits | 335 | 7295 | Rate Constraint in lbs/MMBtu | FALSE | L | Annual | Allowances Banked | Thousand Tons | 0 | 0 | 0 | 0 | 0 | 0 | 0
DE Facility Specific - SO2 Annual Rate v3.1, Unit 2192 and retrofits | 335 | 7295 | Rate Constraint in lbs/MMBtu | FALSE | L | Annual | Allowances Withdrawn (1:1) | Thousand Tons | 0 | 0 | 0 | 0 | 0 | 0 | 0
DE Facility Specific - SO2 Annual Rate v3.1, Unit 2192 and retrofits | 335 | 7295 | Rate Constraint in lbs/MMBtu | FALSE | L | Annual | Allowances Withdrawn (n:1) | Thousand Tons | 0 | 0 | 0 | 0 | 0 | 0 | 0
DE Facility Specific - SO2 Annual Rate v3.1, Unit 2192 and retrofits | 335 | 7295 | Rate Constraint in lbs/MMBtu | FALSE | L | Annual | Net Emissions Allowance Position | Thousand Tons | 0 | 0 | 0 | 0 | 0 | 0 | 0
DE Facility Specific - SO2 Annual Rate v3.1, Unit 2192 and retrofits | 335 | 7295 | Rate Constraint in lbs/MMBtu | FALSE | L | Annual | Fuel Consumed | TBtu | 0 | 0 | 0 | 0 | 0 | 0 | 0
DE Facility Specific - SO2 Annual Rate v3.1, Unit 2192 and retrofits | 335 | 7295 | Rate Constraint in lbs/MMBtu | FALSE | L | Annual | Rate | lb/MMBtu | 0 | 0 | 0 | 0 | 0 | 0 | 0
DE Facility Specific - SO2 Annual Rate v3.1, Unit 2192 and retrofits | 335 | 7295 | Rate Constraint in lbs/MMBtu | FALSE | L | Annual | Generation | TWh | 0 | 0 | 0 | 0 | 0 | 0 | 0
DE Facility Specific - SO2 Annual Rate v3.1, Unit 2192 and retrofits | 335 | 7295 | Rate Constraint in lbs/MMBtu | FALSE | L | Annual | Qualifying Generation | TWh | 0 | 0 | 0 | 0 | 0 | 0 | 0
DE Facility Specific - SO2 Annual Rate v3.1, Unit 2192 and retrofits | 335 | 7295 | Rate Constraint in lbs/MMBtu | FALSE | L | Annual | Rate | lb/MWh | 0 | 0 | 0 | 0 | 0 | 0 | 0
DE Facility Specific - SO2 Annual Rate v3.1, Unit 2192 and retrofits | 335 | 7295 | Rate Constraint in lbs/MMBtu | FALSE | L | Annual | Constraint Shadow Price | US2022$/Ton | 0 | 0 | 0 | 0 | 0 | 0 | 0
DE Facility Specific - SO2 Annual Rate v3.1, Unit 2193 and retrofits | 336 | 7295 | Rate Constraint in lbs/MMBtu | FALSE | L | Annual | Seasons Included | Seasons | Winter, Spring, Summer, Fall | Winter, Spring, Summer, Fall | Winter, Spring, Summer, Fall | Winter, Spring, Summer, Fall | Winter, Spring, Summer, Fall | Winter, Spring, Summer, Fall | Winter, Spring, Summer, Fall
DE Facility Specific - SO2 Annual Rate v3.1, Unit 2193 and retrofits | 336 | 7295 | Rate Constraint in lbs/MMBtu | FALSE | L | Annual | Standard SO2 | lb/MMBtu | 0.26 | 0.26 | 0.26 | 0.26 | 0.26 | 0.26 | 0.26
DE Facility Specific - SO2 Annual Rate v3.1, Unit 2193 and retrofits | 336 | 7295 | Rate Constraint in lbs/MMBtu | FALSE | L | Annual | Emissions at Affected Plants SO2 | Thousand Tons | 0 | 0 | 0 | 0 | 0 | 0 | 0
DE Facility Specific - SO2 Annual Rate v3.1, Unit 2193 and retrofits | 336 | 7295 | Rate Constraint in lbs/MMBtu | FALSE | L | Annual | Allowances Purchased SO2 | Thousand Tons | 0 | 0 | 0 | 0 | 0 | 0 | 0
DE Facility Specific - SO2 Annual Rate v3.1, Unit 2193 and retrofits | 336 | 7295 | Rate Constraint in lbs/MMBtu | FALSE | L | Annual | Allowances Sold SO2 | Thousand Tons | 0 | 0 | 0 | 0 | 0 | 0 | 0
DE Facility Specific - SO2 Annual Rate v3.1, Unit 2193 and retrofits | 336 | 7295 | Rate Constraint in lbs/MMBtu | FALSE | L | Annual | Allowances Banked | Thousand Tons | 0 | 0 | 0 | 0 | 0 | 0 | 0
DE Facility Specific - SO2 Annual Rate v3.1, Unit 2193 and retrofits | 336 | 7295 | Rate Constraint in lbs/MMBtu | FALSE | L | Annual | Allowances Withdrawn (1:1) | Thousand Tons | 0 | 0 | 0 | 0 | 0 | 0 | 0
DE Facility Specific - SO2 Annual Rate v3.1, Unit 2193 and retrofits | 336 | 7295 | Rate Constraint in lbs/MMBtu | FALSE | L | Annual | Allowances Withdrawn (n:1) | Thousand Tons | 0 | 0 | 0 | 0 | 0 | 0 | 0
DE Facility Specific - SO2 Annual Rate v3.1, Unit 2193 and retrofits | 336 | 7295 | Rate Constraint in lbs/MMBtu | FALSE | L | Annual | Net Emissions Allowance Position | Thousand Tons | 0 | 0 | 0 | 0 | 0 | 0 | 0
DE Facility Specific - SO2 Annual Rate v3.1, Unit 2193 and retrofits | 336 | 7295 | Rate Constraint in lbs/MMBtu | FALSE | L | Annual | Fuel Consumed | TBtu | 0 | 0 | 0 | 0 | 0 | 0 | 0
DE Facility Specific - SO2 Annual Rate v3.1, Unit 2193 and retrofits | 336 | 7295 | Rate Constraint in lbs/MMBtu | FALSE | L | Annual | Rate | lb/MMBtu | 0 | 0 | 0 | 0 | 0 | 0 | 0
DE Facility Specific - SO2 Annual Rate v3.1, Unit 2193 and retrofits | 336 | 7295 | Rate Constraint in lbs/MMBtu | FALSE | L | Annual | Generation | TWh | 0 | 0 | 0 | 0 | 0 | 0 | 0
DE Facility Specific - SO2 Annual Rate v3.1, Unit 2193 and retrofits | 336 | 7295 | Rate Constraint in lbs/MMBtu | FALSE | L | Annual | Qualifying Generation | TWh | 0 | 0 | 0 | 0 | 0 | 0 | 0
DE Facility Specific - SO2 Annual Rate v3.1, Unit 2193 and retrofits | 336 | 7295 | Rate Constraint in lbs/MMBtu | FALSE | L | Annual | Rate | lb/MWh | 0 | 0 | 0 | 0 | 0 | 0 | 0
DE Facility Specific - SO2 Annual Rate v3.1, Unit 2193 and retrofits | 336 | 7295 | Rate Constraint in lbs/MMBtu | FALSE | L | Annual | Constraint Shadow Price | US2022$/Ton | 0 | 0 | 0 | 0 | 0 | 0 | 0
DE Facility Specific - SO2 Annual Rate v3.1, Unit 2194 and retrofits | 337 | 7295 | Rate Constraint in lbs/MMBtu | FALSE | L | Annual | Seasons Included | Seasons | Winter, Spring, Summer, Fall | Winter, Spring, Summer, Fall | Winter, Spring, Summer, Fall | Winter, Spring, Summer, Fall | Winter, Spring, Summer, Fall | Winter, Spring, Summer, Fall | Winter, Spring, Summer, Fall
DE Facility Specific - SO2 Annual Rate v3.1, Unit 2194 and retrofits | 337 | 7295 | Rate Constraint in lbs/MMBtu | FALSE | L | Annual | Standard SO2 | lb/MMBtu | 0.26 | 0.26 | 0.26 | 0.26 | 0.26 | 0.26 | 0.26
DE Facility Specific - SO2 Annual Rate v3.1, Unit 2194 and retrofits | 337 | 7295 | Rate Constraint in lbs/MMBtu | FALSE | L | Annual | Emissions at Affected Plants SO2 | Thousand Tons | 0 | 0 | 0 | 0 | 0 | 0 | 0
DE Facility Specific - SO2 Annual Rate v3.1, Unit 2194 and retrofits | 337 | 7295 | Rate Constraint in lbs/MMBtu | FALSE | L | Annual | Allowances Purchased SO2 | Thousand Tons | 0 | 0 | 0 | 0 | 0 | 0 | 0
DE Facility Specific - SO2 Annual Rate v3.1, Unit 2194 and retrofits | 337 | 7295 | Rate Constraint in lbs/MMBtu | FALSE | L | Annual | Allowances Sold SO2 | Thousand Tons | 0 | 0 | 0 | 0 | 0 | 0 | 0
DE Facility Specific - SO2 Annual Rate v3.1, Unit 2194 and retrofits | 337 | 7295 | Rate Constraint in lbs/MMBtu | FALSE | L | Annual | Allowances Banked | Thousand Tons | 0 | 0 | 0 | 0 | 0 | 0 | 0
DE Facility Specific - SO2 Annual Rate v3.1, Unit 2194 and retrofits | 337 | 7295 | Rate Constraint in lbs/MMBtu | FALSE | L | Annual | Allowances Withdrawn (1:1) | Thousand Tons | 0 | 0 | 0 | 0 | 0 | 0 | 0
DE Facility Specific - SO2 Annual Rate v3.1, Unit 2194 and retrofits | 337 | 7295 | Rate Constraint in lbs/MMBtu | FALSE | L | Annual | Allowances Withdrawn (n:1) | Thousand Tons | 0 | 0 | 0 | 0 | 0 | 0 | 0
DE Facility Specific - SO2 Annual Rate v3.1, Unit 2194 and retrofits | 337 | 7295 | Rate Constraint in lbs/MMBtu | FALSE | L | Annual | Net Emissions Allowance Position | Thousand Tons | 0 | 0 | 0 | 0 | 0 | 0 | 0
DE Facility Specific - SO2 Annual Rate v3.1, Unit 2194 and retrofits | 337 | 7295 | Rate Constraint in lbs/MMBtu | FALSE | L | Annual | Fuel Consumed | TBtu | 0 | 0 | 0 | 0 | 0 | 0 | 0
DE Facility Specific - SO2 Annual Rate v3.1, Unit 2194 and retrofits | 337 | 7295 | Rate Constraint in lbs/MMBtu | FALSE | L | Annual | Rate | lb/MMBtu | 0 | 0 | 0 | 0 | 0 | 0 | 0
DE Facility Specific - SO2 Annual Rate v3.1, Unit 2194 and retrofits | 337 | 7295 | Rate Constraint in lbs/MMBtu | FALSE | L | Annual | Generation | TWh | 0 | 0 | 0 | 0 | 0 | 0 | 0
DE Facility Specific - SO2 Annual Rate v3.1, Unit 2194 and retrofits | 337 | 7295 | Rate Constraint in lbs/MMBtu | FALSE | L | Annual | Qualifying Generation | TWh | 0 | 0 | 0 | 0 | 0 | 0 | 0
DE Facility Specific - SO2 Annual Rate v3.1, Unit 2194 and retrofits | 337 | 7295 | Rate Constraint in lbs/MMBtu | FALSE | L | Annual | Rate | lb/MWh | 0 | 0 | 0 | 0 | 0 | 0 | 0
DE Facility Specific - SO2 Annual Rate v3.1, Unit 2194 and retrofits | 337 | 7295 | Rate Constraint in lbs/MMBtu | FALSE | L | Annual | Constraint Shadow Price | US2022$/Ton | 0 | 0 | 0 | 0 | 0 | 0 | 0
DE Unit Level EdMoore3 - MER Cap Annual v3.1 | 338 | 7302 | Rate Constraint in MTons | FALSE | L | Annual | Seasons Included | Seasons | Winter, Spring, Summer, Fall | Winter, Spring, Summer, Fall | Winter, Spring, Summer, Fall | Winter, Spring, Summer, Fall | Winter, Spring, Summer, Fall | Winter, Spring, Summer, Fall | Winter, Spring, Summer, Fall
DE Unit Level EdMoore3 - MER Cap Annual v3.1 | 338 | 7302 | Rate Constraint in MTons | FALSE | L | Annual | Standard MER | lbs | 6.6 | 6.6 | 6.6 | 6.6 | 6.6 | 6.6 | 6.6
DE Unit Level EdMoore3 - MER Cap Annual v3.1 | 338 | 7302 | Rate Constraint in MTons | FALSE | L | Annual | Emissions at Affected Plants MER | lbs | 0 | 0 | 0 | 0 | 0 | 0 | 0
DE Unit Level EdMoore3 - MER Cap Annual v3.1 | 338 | 7302 | Rate Constraint in MTons | FALSE | L | Annual | Allowances Purchased MER | lbs | 0 | 0 | 0 | 0 | 0 | 0 | 0
DE Unit Level EdMoore3 - MER Cap Annual v3.1 | 338 | 7302 | Rate Constraint in MTons | FALSE | L | Annual | Allowances Sold MER | lbs | 0 | 0 | 0 | 0 | 0 | 0 | 0
DE Unit Level EdMoore3 - MER Cap Annual v3.1 | 338 | 7302 | Rate Constraint in MTons | FALSE | L | Annual | Allowances Banked | lbs | 0 | 0 | 0 | 0 | 0 | 0 | 0
DE Unit Level EdMoore3 - MER Cap Annual v3.1 | 338 | 7302 | Rate Constraint in MTons | FALSE | L | Annual | Allowances Withdrawn (1:1) | lbs | 0 | 0 | 0 | 0 | 0 | 0 | 0
DE Unit Level EdMoore3 - MER Cap Annual v3.1 | 338 | 7302 | Rate Constraint in MTons | FALSE | L | Annual | Allowances Withdrawn (n:1) | lbs | 0 | 0 | 0 | 0 | 0 | 0 | 0
DE Unit Level EdMoore3 - MER Cap Annual v3.1 | 338 | 7302 | Rate Constraint in MTons | FALSE | L | Annual | Net Emissions Allowance Position | lbs | 0 | 0 | 0 | 0 | 0 | 0 | 0
DE Unit Level EdMoore3 - MER Cap Annual v3.1 | 338 | 7302 | Rate Constraint in MTons | FALSE | L | Annual | Fuel Consumed | TBtu | 0 | 0 | 0 | 0 | 0 | 0 | 0
DE Unit Level EdMoore3 - MER Cap Annual v3.1 | 338 | 7302 | Rate Constraint in MTons | FALSE | L | Annual | Rate | lb/MMBtu | 0 | 0 | 0 | 0 | 0 | 0 | 0
DE Unit Level EdMoore3 - MER Cap Annual v3.1 | 338 | 7302 | Rate Constraint in MTons | FALSE | L | Annual | Generation | TWh | 0 | 0 | 0 | 0 | 0 | 0 | 0
DE Unit Level EdMoore3 - MER Cap Annual v3.1 | 338 | 7302 | Rate Constraint in MTons | FALSE | L | Annual | Qualifying Generation | TWh | 0 | 0 | 0 | 0 | 0 | 0 | 0
DE Unit Level EdMoore3 - MER Cap Annual v3.1 | 338 | 7302 | Rate Constraint in MTons | FALSE | L | Annual | Rate | lb/MWh | 0 | 0 | 0 | 0 | 0 | 0 | 0
DE Unit Level EdMoore3 - MER Cap Annual v3.1 | 338 | 7302 | Rate Constraint in MTons | FALSE | L | Annual | Constraint Shadow Price | US2022$/Lb | 0 | 0 | 0 | 0 | 0 | 0 | 0
DE Unit Level EdMoore3 - NOX Cap Annual v3.1 | 339 | 7290 | Rate Constraint in MTons | FALSE | L | Annual | Seasons Included | Seasons | Winter, Spring, Summer, Fall | Winter, Spring, Summer, Fall | Winter, Spring, Summer, Fall | Winter, Spring, Summer, Fall | Winter, Spring, Summer, Fall | Winter, Spring, Summer, Fall | Winter, Spring, Summer, Fall
DE Unit Level EdMoore3 - NOX Cap Annual v3.1 | 339 | 7290 | Rate Constraint in MTons | FALSE | L | Annual | Standard NOX | Thousand Tons | 0.773 | 0.773 | 0.773 | 0.773 | 0.773 | 0.773 | 0.773
DE Unit Level EdMoore3 - NOX Cap Annual v3.1 | 339 | 7290 | Rate Constraint in MTons | FALSE | L | Annual | Emissions at Affected Plants NOX | Thousand Tons | 0 | 0 | 0 | 0 | 0 | 0 | 0
DE Unit Level EdMoore3 - NOX Cap Annual v3.1 | 339 | 7290 | Rate Constraint in MTons | FALSE | L | Annual | Allowances Purchased NOX | Thousand Tons | 0 | 0 | 0 | 0 | 0 | 0 | 0
DE Unit Level EdMoore3 - NOX Cap Annual v3.1 | 339 | 7290 | Rate Constraint in MTons | FALSE | L | Annual | Allowances Sold NOX | Thousand Tons | 0 | 0 | 0 | 0 | 0 | 0 | 0
DE Unit Level EdMoore3 - NOX Cap Annual v3.1 | 339 | 7290 | Rate Constraint in MTons | FALSE | L | Annual | Allowances Banked | Thousand Tons | 0 | 0 | 0 | 0 | 0 | 0 | 0
DE Unit Level EdMoore3 - NOX Cap Annual v3.1 | 339 | 7290 | Rate Constraint in MTons | FALSE | L | Annual | Allowances Withdrawn (1:1) | Thousand Tons | 0 | 0 | 0 | 0 | 0 | 0 | 0
DE Unit Level EdMoore3 - NOX Cap Annual v3.1 | 339 | 7290 | Rate Constraint in MTons | FALSE | L | Annual | Allowances Withdrawn (n:1) | Thousand Tons | 0 | 0 | 0 | 0 | 0 | 0 | 0
DE Unit Level EdMoore3 - NOX Cap Annual v3.1 | 339 | 7290 | Rate Constraint in MTons | FALSE | L | Annual | Net Emissions Allowance Position | Thousand Tons | 0 | 0 | 0 | 0 | 0 | 0 | 0
DE Unit Level EdMoore3 - NOX Cap Annual v3.1 | 339 | 7290 | Rate Constraint in MTons | FALSE | L | Annual | Fuel Consumed | TBtu | 0 | 0 | 0 | 0 | 0 | 0 | 0
DE Unit Level EdMoore3 - NOX Cap Annual v3.1 | 339 | 7290 | Rate Constraint in MTons | FALSE | L | Annual | Rate | lb/MMBtu | 0 | 0 | 0 | 0 | 0 | 0 | 0
DE Unit Level EdMoore3 - NOX Cap Annual v3.1 | 339 | 7290 | Rate Constraint in MTons | FALSE | L | Annual | Generation | TWh | 0 | 0 | 0 | 0 | 0 | 0 | 0
DE Unit Level EdMoore3 - NOX Cap Annual v3.1 | 339 | 7290 | Rate Constraint in MTons | FALSE | L | Annual | Qualifying Generation | TWh | 0 | 0 | 0 | 0 | 0 | 0 | 0
DE Unit Level EdMoore3 - NOX Cap Annual v3.1 | 339 | 7290 | Rate Constraint in MTons | FALSE | L | Annual | Rate | lb/MWh | 0 | 0 | 0 | 0 | 0 | 0 | 0
DE Unit Level EdMoore3 - NOX Cap Annual v3.1 | 339 | 7290 | Rate Constraint in MTons | FALSE | L | Annual | Constraint Shadow Price | US2022$/Ton | 0 | 0 | 0 | 0 | 0 | 0 | 0
DE Unit Level EdMoore3 - SO2 Cap Annual v3.1 | 340 | 7296 | Rate Constraint in MTons | FALSE | L | Annual | Seasons Included | Seasons | Winter, Spring, Summer, Fall | Winter, Spring, Summer, Fall | Winter, Spring, Summer, Fall | Winter, Spring, Summer, Fall | Winter, Spring, Summer, Fall | Winter, Spring, Summer, Fall | Winter, Spring, Summer, Fall
DE Unit Level EdMoore3 - SO2 Cap Annual v3.1 | 340 | 7296 | Rate Constraint in MTons | FALSE | L | Annual | Standard SO2 | Thousand Tons | 1.391 | 1.391 | 1.391 | 1.391 | 1.391 | 1.391 | 1.391
DE Unit Level EdMoore3 - SO2 Cap Annual v3.1 | 340 | 7296 | Rate Constraint in MTons | FALSE | L | Annual | Emissions at Affected Plants SO2 | Thousand Tons | 0 | 0 | 0 | 0 | 0 | 0 | 0
DE Unit Level EdMoore3 - SO2 Cap Annual v3.1 | 340 | 7296 | Rate Constraint in MTons | FALSE | L | Annual | Allowances Purchased SO2 | Thousand Tons | 0 | 0 | 0 | 0 | 0 | 0 | 0
DE Unit Level EdMoore3 - SO2 Cap Annual v3.1 | 340 | 7296 | Rate Constraint in MTons | FALSE | L | Annual | Allowances Sold SO2 | Thousand Tons | 0 | 0 | 0 | 0 | 0 | 0 | 0
DE Unit Level EdMoore3 - SO2 Cap Annual v3.1 | 340 | 7296 | Rate Constraint in MTons | FALSE | L | Annual | Allowances Banked | Thousand Tons | 0 | 0 | 0 | 0 | 0 | 0 | 0
DE Unit Level EdMoore3 - SO2 Cap Annual v3.1 | 340 | 7296 | Rate Constraint in MTons | FALSE | L | Annual | Allowances Withdrawn (1:1) | Thousand Tons | 0 | 0 | 0 | 0 | 0 | 0 | 0
DE Unit Level EdMoore3 - SO2 Cap Annual v3.1 | 340 | 7296 | Rate Constraint in MTons | FALSE | L | Annual | Allowances Withdrawn (n:1) | Thousand Tons | 0 | 0 | 0 | 0 | 0 | 0 | 0
DE Unit Level EdMoore3 - SO2 Cap Annual v3.1 | 340 | 7296 | Rate Constraint in MTons | FALSE | L | Annual | Net Emissions Allowance Position | Thousand Tons | 0 | 0 | 0 | 0 | 0 | 0 | 0
DE Unit Level EdMoore3 - SO2 Cap Annual v3.1 | 340 | 7296 | Rate Constraint in MTons | FALSE | L | Annual | Fuel Consumed | TBtu | 0 | 0 | 0 | 0 | 0 | 0 | 0
DE Unit Level EdMoore3 - SO2 Cap Annual v3.1 | 340 | 7296 | Rate Constraint in MTons | FALSE | L | Annual | Rate | lb/MMBtu | 0 | 0 | 0 | 0 | 0 | 0 | 0
DE Unit Level EdMoore3 - SO2 Cap Annual v3.1 | 340 | 7296 | Rate Constraint in MTons | FALSE | L | Annual | Generation | TWh | 0 | 0 | 0 | 0 | 0 | 0 | 0
DE Unit Level EdMoore3 - SO2 Cap Annual v3.1 | 340 | 7296 | Rate Constraint in MTons | FALSE | L | Annual | Qualifying Generation | TWh | 0 | 0 | 0 | 0 | 0 | 0 | 0
DE Unit Level EdMoore3 - SO2 Cap Annual v3.1 | 340 | 7296 | Rate Constraint in MTons | FALSE | L | Annual | Rate | lb/MWh | 0 | 0 | 0 | 0 | 0 | 0 | 0
DE Unit Level EdMoore3 - SO2 Cap Annual v3.1 | 340 | 7296 | Rate Constraint in MTons | FALSE | L | Annual | Constraint Shadow Price | US2022$/Ton | 0 | 0 | 0 | 0 | 0 | 0 | 0
DE Unit Level EdMoore4 - MER Cap Annual v3.1 | 341 | 7303 | Rate Constraint in MTons | FALSE | L | Annual | Seasons Included | Seasons | Winter, Spring, Summer, Fall | Winter, Spring, Summer, Fall | Winter, Spring, Summer, Fall | Winter, Spring, Summer, Fall | Winter, Spring, Summer, Fall | Winter, Spring, Summer, Fall | Winter, Spring, Summer, Fall
DE Unit Level EdMoore4 - MER Cap Annual v3.1 | 341 | 7303 | Rate Constraint in MTons | FALSE | L | Annual | Standard MER | lbs | 11.4 | 11.4 | 11.4 | 11.4 | 11.4 | 11.4 | 11.4
DE Unit Level EdMoore4 - MER Cap Annual v3.1 | 341 | 7303 | Rate Constraint in MTons | FALSE | L | Annual | Emissions at Affected Plants MER | lbs | 0 | 0 | 0 | 0 | 0 | 0 | 0
DE Unit Level EdMoore4 - MER Cap Annual v3.1 | 341 | 7303 | Rate Constraint in MTons | FALSE | L | Annual | Allowances Purchased MER | lbs | 0 | 0 | 0 | 0 | 0 | 0 | 0
DE Unit Level EdMoore4 - MER Cap Annual v3.1 | 341 | 7303 | Rate Constraint in MTons | FALSE | L | Annual | Allowances Sold MER | lbs | 0 | 0 | 0 | 0 | 0 | 0 | 0
DE Unit Level EdMoore4 - MER Cap Annual v3.1 | 341 | 7303 | Rate Constraint in MTons | FALSE | L | Annual | Allowances Banked | lbs | 0 | 0 | 0 | 0 | 0 | 0 | 0
DE Unit Level EdMoore4 - MER Cap Annual v3.1 | 341 | 7303 | Rate Constraint in MTons | FALSE | L | Annual | Allowances Withdrawn (1:1) | lbs | 0 | 0 | 0 | 0 | 0 | 0 | 0
DE Unit Level EdMoore4 - MER Cap Annual v3.1 | 341 | 7303 | Rate Constraint in MTons | FALSE | L | Annual | Allowances Withdrawn (n:1) | lbs | 0 | 0 | 0 | 0 | 0 | 0 | 0
DE Unit Level EdMoore4 - MER Cap Annual v3.1 | 341 | 7303 | Rate Constraint in MTons | FALSE | L | Annual | Net Emissions Allowance Position | lbs | 0 | 0 | 0 | 0 | 0 | 0 | 0
DE Unit Level EdMoore4 - MER Cap Annual v3.1 | 341 | 7303 | Rate Constraint in MTons | FALSE | L | Annual | Fuel Consumed | TBtu | 0 | 0 | 0 | 0 | 0 | 0 | 0
DE Unit Level EdMoore4 - MER Cap Annual v3.1 | 341 | 7303 | Rate Constraint in MTons | FALSE | L | Annual | Rate | lb/MMBtu | 0 | 0 | 0 | 0 | 0 | 0 | 0
DE Unit Level EdMoore4 - MER Cap Annual v3.1 | 341 | 7303 | Rate Constraint in MTons | FALSE | L | Annual | Generation | TWh | 0 | 0 | 0 | 0 | 0 | 0 | 0
DE Unit Level EdMoore4 - MER Cap Annual v3.1 | 341 | 7303 | Rate Constraint in MTons | FALSE | L | Annual | Qualifying Generation | TWh | 0 | 0 | 0 | 0 | 0 | 0 | 0
DE Unit Level EdMoore4 - MER Cap Annual v3.1 | 341 | 7303 | Rate Constraint in MTons | FALSE | L | Annual | Rate | lb/MWh | 0 | 0 | 0 | 0 | 0 | 0 | 0
DE Unit Level EdMoore4 - MER Cap Annual v3.1 | 341 | 7303 | Rate Constraint in MTons | FALSE | L | Annual | Constraint Shadow Price | US2022$/Lb | 0 | 0 | 0 | 0 | 0 | 0 | 0
DE Unit Level EdMoore4 - NOX Cap Annual v3.1 | 342 | 7291 | Rate Constraint in MTons | FALSE | L | Annual | Seasons Included | Seasons | Winter, Spring, Summer, Fall | Winter, Spring, Summer, Fall | Winter, Spring, Summer, Fall | Winter, Spring, Summer, Fall | Winter, Spring, Summer, Fall | Winter, Spring, Summer, Fall | Winter, Spring, Summer, Fall
DE Unit Level EdMoore4 - NOX Cap Annual v3.1 | 342 | 7291 | Rate Constraint in MTons | FALSE | L | Annual | Standard NOX | Thousand Tons | 1.339 | 1.339 | 1.339 | 1.339 | 1.339 | 1.339 | 1.339
DE Unit Level EdMoore4 - NOX Cap Annual v3.1 | 342 | 7291 | Rate Constraint in MTons | FALSE | L | Annual | Emissions at Affected Plants NOX | Thousand Tons | 0 | 0 | 0 | 0 | 0 | 0 | 0
DE Unit Level EdMoore4 - NOX Cap Annual v3.1 | 342 | 7291 | Rate Constraint in MTons | FALSE | L | Annual | Allowances Purchased NOX | Thousand Tons | 0 | 0 | 0 | 0 | 0 | 0 | 0
DE Unit Level EdMoore4 - NOX Cap Annual v3.1 | 342 | 7291 | Rate Constraint in MTons | FALSE | L | Annual | Allowances Sold NOX | Thousand Tons | 0 | 0 | 0 | 0 | 0 | 0 | 0
DE Unit Level EdMoore4 - NOX Cap Annual v3.1 | 342 | 7291 | Rate Constraint in MTons | FALSE | L | Annual | Allowances Banked | Thousand Tons | 0 | 0 | 0 | 0 | 0 | 0 | 0
DE Unit Level EdMoore4 - NOX Cap Annual v3.1 | 342 | 7291 | Rate Constraint in MTons | FALSE | L | Annual | Allowances Withdrawn (1:1) | Thousand Tons | 0 | 0 | 0 | 0 | 0 | 0 | 0
DE Unit Level EdMoore4 - NOX Cap Annual v3.1 | 342 | 7291 | Rate Constraint in MTons | FALSE | L | Annual | Allowances Withdrawn (n:1) | Thousand Tons | 0 | 0 | 0 | 0 | 0 | 0 | 0
DE Unit Level EdMoore4 - NOX Cap Annual v3.1 | 342 | 7291 | Rate Constraint in MTons | FALSE | L | Annual | Net Emissions Allowance Position | Thousand Tons | 0 | 0 | 0 | 0 | 0 | 0 | 0
DE Unit Level EdMoore4 - NOX Cap Annual v3.1 | 342 | 7291 | Rate Constraint in MTons | FALSE | L | Annual | Fuel Consumed | TBtu | 0 | 0 | 0 | 0 | 0 | 0 | 0
DE Unit Level EdMoore4 - NOX Cap Annual v3.1 | 342 | 7291 | Rate Constraint in MTons | FALSE | L | Annual | Rate | lb/MMBtu | 0 | 0 | 0 | 0 | 0 | 0 | 0
DE Unit Level EdMoore4 - NOX Cap Annual v3.1 | 342 | 7291 | Rate Constraint in MTons | FALSE | L | Annual | Generation | TWh | 0 | 0 | 0 | 0 | 0 | 0 | 0
DE Unit Level EdMoore4 - NOX Cap Annual v3.1 | 342 | 7291 | Rate Constraint in MTons | FALSE | L | Annual | Qualifying Generation | TWh | 0 | 0 | 0 | 0 | 0 | 0 | 0
DE Unit Level EdMoore4 - NOX Cap Annual v3.1 | 342 | 7291 | Rate Constraint in MTons | FALSE | L | Annual | Rate | lb/MWh | 0 | 0 | 0 | 0 | 0 | 0 | 0
DE Unit Level EdMoore4 - NOX Cap Annual v3.1 | 342 | 7291 | Rate Constraint in MTons | FALSE | L | Annual | Constraint Shadow Price | US2022$/Ton | 0 | 0 | 0 | 0 | 0 | 0 | 0
DE Unit Level EdMoore4 - SO2 Cap Annual v3.1 | 343 | 7297 | Rate Constraint in MTons | FALSE | L | Annual | Seasons Included | Seasons | Winter, Spring, Summer, Fall | Winter, Spring, Summer, Fall | Winter, Spring, Summer, Fall | Winter, Spring, Summer, Fall | Winter, Spring, Summer, Fall | Winter, Spring, Summer, Fall | Winter, Spring, Summer, Fall
DE Unit Level EdMoore4 - SO2 Cap Annual v3.1 | 343 | 7297 | Rate Constraint in MTons | FALSE | L | Annual | Standard SO2 | Thousand Tons | 2.41 | 2.41 | 2.41 | 2.41 | 2.41 | 2.41 | 2.41
DE Unit Level EdMoore4 - SO2 Cap Annual v3.1 | 343 | 7297 | Rate Constraint in MTons | FALSE | L | Annual | Emissions at Affected Plants SO2 | Thousand Tons | 0 | 0 | 0 | 0 | 0 | 0 | 0
DE Unit Level EdMoore4 - SO2 Cap Annual v3.1 | 343 | 7297 | Rate Constraint in MTons | FALSE | L | Annual | Allowances Purchased SO2 | Thousand Tons | 0 | 0 | 0 | 0 | 0 | 0 | 0
DE Unit Level EdMoore4 - SO2 Cap Annual v3.1 | 343 | 7297 | Rate Constraint in MTons | FALSE | L | Annual | Allowances Sold SO2 | Thousand Tons | 0 | 0 | 0 | 0 | 0 | 0 | 0
DE Unit Level EdMoore4 - SO2 Cap Annual v3.1 | 343 | 7297 | Rate Constraint in MTons | FALSE | L | Annual | Allowances Banked | Thousand Tons | 0 | 0 | 0 | 0 | 0 | 0 | 0
DE Unit Level EdMoore4 - SO2 Cap Annual v3.1 | 343 | 7297 | Rate Constraint in MTons | FALSE | L | Annual | Allowances Withdrawn (1:1) | Thousand Tons | 0 | 0 | 0 | 0 | 0 | 0 | 0
DE Unit Level EdMoore4 - SO2 Cap Annual v3.1 | 343 | 7297 | Rate Constraint in MTons | FALSE | L | Annual | Allowances Withdrawn (n:1) | Thousand Tons | 0 | 0 | 0 | 0 | 0 | 0 | 0
DE Unit Level EdMoore4 - SO2 Cap Annual v3.1 | 343 | 7297 | Rate Constraint in MTons | FALSE | L | Annual | Net Emissions Allowance Position | Thousand Tons | 0 | 0 | 0 | 0 | 0 | 0 | 0
DE Unit Level EdMoore4 - SO2 Cap Annual v3.1 | 343 | 7297 | Rate Constraint in MTons | FALSE | L | Annual | Fuel Consumed | TBtu | 0 | 0 | 0 | 0 | 0 | 0 | 0
DE Unit Level EdMoore4 - SO2 Cap Annual v3.1 | 343 | 7297 | Rate Constraint in MTons | FALSE | L | Annual | Rate | lb/MMBtu | 0 | 0 | 0 | 0 | 0 | 0 | 0
DE Unit Level EdMoore4 - SO2 Cap Annual v3.1 | 343 | 7297 | Rate Constraint in MTons | FALSE | L | Annual | Generation | TWh | 0 | 0 | 0 | 0 | 0 | 0 | 0
DE Unit Level EdMoore4 - SO2 Cap Annual v3.1 | 343 | 7297 | Rate Constraint in MTons | FALSE | L | Annual | Qualifying Generation | TWh | 0 | 0 | 0 | 0 | 0 | 0 | 0
DE Unit Level EdMoore4 - SO2 Cap Annual v3.1 | 343 | 7297 | Rate Constraint in MTons | FALSE | L | Annual | Rate | lb/MWh | 0 | 0 | 0 | 0 | 0 | 0 | 0
DE Unit Level EdMoore4 - SO2 Cap Annual v3.1 | 343 | 7297 | Rate Constraint in MTons | FALSE | L | Annual | Constraint Shadow Price | US2022$/Ton | 0 | 0 | 0 | 0 | 0 | 0 | 0
DE Unit Level EdMoore5 - NOX Cap Annual v3.1 | 344 | 7292 | Rate Constraint in MTons | FALSE | L | Annual | Seasons Included | Seasons | Winter, Spring, Summer, Fall | Winter, Spring, Summer, Fall | Winter, Spring, Summer, Fall | Winter, Spring, Summer, Fall | Winter, Spring, Summer, Fall | Winter, Spring, Summer, Fall | Winter, Spring, Summer, Fall
DE Unit Level EdMoore5 - NOX Cap Annual v3.1 | 344 | 7292 | Rate Constraint in MTons | FALSE | L | Annual | Standard NOX | Thousand Tons | 1.348 | 1.348 | 1.348 | 1.348 | 1.348 | 1.348 | 1.348
DE Unit Level EdMoore5 - NOX Cap Annual v3.1 | 344 | 7292 | Rate Constraint in MTons | FALSE | L | Annual | Emissions at Affected Plants NOX | Thousand Tons | 0 | 0 | 0 | 0 | 0 | 0 | 0
DE Unit Level EdMoore5 - NOX Cap Annual v3.1 | 344 | 7292 | Rate Constraint in MTons | FALSE | L | Annual | Allowances Purchased NOX | Thousand Tons | 0 | 0 | 0 | 0 | 0 | 0 | 0
DE Unit Level EdMoore5 - NOX Cap Annual v3.1 | 344 | 7292 | Rate Constraint in MTons | FALSE | L | Annual | Allowances Sold NOX | Thousand Tons | 0 | 0 | 0 | 0 | 0 | 0 | 0
DE Unit Level EdMoore5 - NOX Cap Annual v3.1 | 344 | 7292 | Rate Constraint in MTons | FALSE | L | Annual | Allowances Banked | Thousand Tons | 0 | 0 | 0 | 0 | 0 | 0 | 0
DE Unit Level EdMoore5 - NOX Cap Annual v3.1 | 344 | 7292 | Rate Constraint in MTons | FALSE | L | Annual | Allowances Withdrawn (1:1) | Thousand Tons | 0 | 0 | 0 | 0 | 0 | 0 | 0
DE Unit Level EdMoore5 - NOX Cap Annual v3.1 | 344 | 7292 | Rate Constraint in MTons | FALSE | L | Annual | Allowances Withdrawn (n:1) | Thousand Tons | 0 | 0 | 0 | 0 | 0 | 0 | 0
DE Unit Level EdMoore5 - NOX Cap Annual v3.1 | 344 | 7292 | Rate Constraint in MTons | FALSE | L | Annual | Net Emissions Allowance Position | Thousand Tons | 0 | 0 | 0 | 0 | 0 | 0 | 0
DE Unit Level EdMoore5 - NOX Cap Annual v3.1 | 344 | 7292 | Rate Constraint in MTons | FALSE | L | Annual | Fuel Consumed | TBtu | 0 | 0 | 0 | 0 | 0 | 0 | 0
DE Unit Level EdMoore5 - NOX Cap Annual v3.1 | 344 | 7292 | Rate Constraint in MTons | FALSE | L | Annual | Rate | lb/MMBtu | 0 | 0 | 0 | 0 | 0 | 0 | 0
DE Unit Level EdMoore5 - NOX Cap Annual v3.1 | 344 | 7292 | Rate Constraint in MTons | FALSE | L | Annual | Generation | TWh | 0 | 0 | 0 | 0 | 0 | 0 | 0
DE Unit Level EdMoore5 - NOX Cap Annual v3.1 | 344 | 7292 | Rate Constraint in MTons | FALSE | L | Annual | Qualifying Generation | TWh | 0 | 0 | 0 | 0 | 0 | 0 | 0
DE Unit Level EdMoore5 - NOX Cap Annual v3.1 | 344 | 7292 | Rate Constraint in MTons | FALSE | L | Annual | Rate | lb/MWh | 0 | 0 | 0 | 0 | 0 | 0 | 0
DE Unit Level EdMoore5 - NOX Cap Annual v3.1 | 344 | 7292 | Rate Constraint in MTons | FALSE | L | Annual | Constraint Shadow Price | US2022$/Ton | 0 | 0 | 0 | 0 | 0 | 0 | 0
DE Unit Level EdMoore5 - SO2 Cap Annual v3.1 | 345 | 7298 | Rate Constraint in MTons | FALSE | L | Annual | Seasons Included | Seasons | Winter, Spring, Summer, Fall | Winter, Spring, Summer, Fall | Winter, Spring, Summer, Fall | Winter, Spring, Summer, Fall | Winter, Spring, Summer, Fall | Winter, Spring, Summer, Fall | Winter, Spring, Summer, Fall
DE Unit Level EdMoore5 - SO2 Cap Annual v3.1 | 345 | 7298 | Rate Constraint in MTons | FALSE | L | Annual | Standard SO2 | Thousand Tons | 2.427 | 2.427 | 2.427 | 2.427 | 2.427 | 2.427 | 2.427
DE Unit Level EdMoore5 - SO2 Cap Annual v3.1 | 345 | 7298 | Rate Constraint in MTons | FALSE | L | Annual | Emissions at Affected Plants SO2 | Thousand Tons | 0 | 0 | 0 | 0 | 0 | 0 | 0
DE Unit Level EdMoore5 - SO2 Cap Annual v3.1 | 345 | 7298 | Rate Constraint in MTons | FALSE | L | Annual | Allowances Purchased SO2 | Thousand Tons | 0 | 0 | 0 | 0 | 0 | 0 | 0
DE Unit Level EdMoore5 - SO2 Cap Annual v3.1 | 345 | 7298 | Rate Constraint in MTons | FALSE | L | Annual | Allowances Sold SO2 | Thousand Tons | 0 | 0 | 0 | 0 | 0 | 0 | 0
DE Unit Level EdMoore5 - SO2 Cap Annual v3.1 | 345 | 7298 | Rate Constraint in MTons | FALSE | L | Annual | Allowances Banked | Thousand Tons | 0 | 0 | 0 | 0 | 0 | 0 | 0
DE Unit Level EdMoore5 - SO2 Cap Annual v3.1 | 345 | 7298 | Rate Constraint in MTons | FALSE | L | Annual | Allowances Withdrawn (1:1) | Thousand Tons | 0 | 0 | 0 | 0 | 0 | 0 | 0
DE Unit Level EdMoore5 - SO2 Cap Annual v3.1 | 345 | 7298 | Rate Constraint in MTons | FALSE | L | Annual | Allowances Withdrawn (n:1) | Thousand Tons | 0 | 0 | 0 | 0 | 0 | 0 | 0
DE Unit Level EdMoore5 - SO2 Cap Annual v3.1 | 345 | 7298 | Rate Constraint in MTons | FALSE | L | Annual | Net Emissions Allowance Position | Thousand Tons | 0 | 0 | 0 | 0 | 0 | 0 | 0
DE Unit Level EdMoore5 - SO2 Cap Annual v3.1 | 345 | 7298 | Rate Constraint in MTons | FALSE | L | Annual | Fuel Consumed | TBtu | 0 | 0 | 0 | 0 | 0 | 0 | 0
DE Unit Level EdMoore5 - SO2 Cap Annual v3.1 | 345 | 7298 | Rate Constraint in MTons | FALSE | L | Annual | Rate | lb/MMBtu | 0 | 0 | 0 | 0 | 0 | 0 | 0
DE Unit Level EdMoore5 - SO2 Cap Annual v3.1 | 345 | 7298 | Rate Constraint in MTons | FALSE | L | Annual | Generation | TWh | 0 | 0 | 0 | 0 | 0 | 0 | 0
DE Unit Level EdMoore5 - SO2 Cap Annual v3.1 | 345 | 7298 | Rate Constraint in MTons | FALSE | L | Annual | Qualifying Generation | TWh | 0 | 0 | 0 | 0 | 0 | 0 | 0
DE Unit Level EdMoore5 - SO2 Cap Annual v3.1 | 345 | 7298 | Rate Constraint in MTons | FALSE | L | Annual | Rate | lb/MWh | 0 | 0 | 0 | 0 | 0 | 0 | 0
DE Unit Level EdMoore5 - SO2 Cap Annual v3.1 | 345 | 7298 | Rate Constraint in MTons | FALSE | L | Annual | Constraint Shadow Price | US2022$/Ton | 0 | 0 | 0 | 0 | 0 | 0 | 0
Env-A 1300, NOx RACT - Merrimack 1 Rate | 348 | 7975 | Rate Constraint in lbs/MMBtu | FALSE | L | Annual | Seasons Included | Seasons | Winter, Spring, Summer, Fall | Winter, Spring, Summer, Fall | Winter, Spring, Summer, Fall | Winter, Spring, Summer, Fall | Winter, Spring, Summer, Fall | Winter, Spring, Summer, Fall | Winter, Spring, Summer, Fall
Env-A 1300, NOx RACT - Merrimack 1 Rate | 348 | 7975 | Rate Constraint in lbs/MMBtu | FALSE | L | Annual | Standard NOX | lb/MMBtu | 0.22 | 0.22 | 0.22 | 0.22 | 0.22 | 0.22 | 0.22
Env-A 1300, NOx RACT - Merrimack 1 Rate | 348 | 7975 | Rate Constraint in lbs/MMBtu | FALSE | L | Annual | Emissions at Affected Plants NOX | Thousand Tons | 0 | 0 | 0 | 0 | 0 | 0 | 0
Env-A 1300, NOx RACT - Merrimack 1 Rate | 348 | 7975 | Rate Constraint in lbs/MMBtu | FALSE | L | Annual | Allowances Purchased NOX | Thousand Tons | 0 | 0 | 0 | 0 | 0 | 0 | 0
Env-A 1300, NOx RACT - Merrimack 1 Rate | 348 | 7975 | Rate Constraint in lbs/MMBtu | FALSE | L | Annual | Allowances Sold NOX | Thousand Tons | 0 | 0 | 0 | 0 | 0 | 0 | 0
Env-A 1300, NOx RACT - Merrimack 1 Rate | 348 | 7975 | Rate Constraint in lbs/MMBtu | FALSE | L | Annual | Allowances Banked | Thousand Tons | 0 | 0 | 0 | 0 | 0 | 0 | 0
Env-A 1300, NOx RACT - Merrimack 1 Rate | 348 | 7975 | Rate Constraint in lbs/MMBtu | FALSE | L | Annual | Allowances Withdrawn (1:1) | Thousand Tons | 0 | 0 | 0 | 0 | 0 | 0 | 0
Env-A 1300, NOx RACT - Merrimack 1 Rate | 348 | 7975 | Rate Constraint in lbs/MMBtu | FALSE | L | Annual | Allowances Withdrawn (n:1) | Thousand Tons | 0 | 0 | 0 | 0 | 0 | 0 | 0
Env-A 1300, NOx RACT - Merrimack 1 Rate | 348 | 7975 | Rate Constraint in lbs/MMBtu | FALSE | L | Annual | Net Emissions Allowance Position | Thousand Tons | 0 | 0 | 0 | 0 | 0 | 0 | 0
Env-A 1300, NOx RACT - Merrimack 1 Rate | 348 | 7975 | Rate Constraint in lbs/MMBtu | FALSE | L | Annual | Fuel Consumed | TBtu | 0 | 0 | 0 | 0 | 0 | 0 | 0
Env-A 1300, NOx RACT - Merrimack 1 Rate | 348 | 7975 | Rate Constraint in lbs/MMBtu | FALSE | L | Annual | Rate | lb/MMBtu | 0 | 0 | 0 | 0 | 0 | 0 | 0
Env-A 1300, NOx RACT - Merrimack 1 Rate | 348 | 7975 | Rate Constraint in lbs/MMBtu | FALSE | L | Annual | Generation | TWh | 0 | 0 | 0 | 0 | 0 | 0 | 0
Env-A 1300, NOx RACT - Merrimack 1 Rate | 348 | 7975 | Rate Constraint in lbs/MMBtu | FALSE | L | Annual | Qualifying Generation | TWh | 0 | 0 | 0 | 0 | 0 | 0 | 0
Env-A 1300, NOx RACT - Merrimack 1 Rate | 348 | 7975 | Rate Constraint in lbs/MMBtu | FALSE | L | Annual | Rate | lb/MWh | 0 | 0 | 0 | 0 | 0 | 0 | 0
Env-A 1300, NOx RACT - Merrimack 1 Rate | 348 | 7975 | Rate Constraint in lbs/MMBtu | FALSE | L | Annual | Constraint Shadow Price | US2022$/Ton | 0 | 0 | 0 | 0 | 0 | 0 | 0
EPA723 CO2 Rate Limit for NG Cofire - ORIS:10113 | 349 | 8125 | Rate Constraint in lbs/MMBtu | FALSE | L | Annual | Seasons Included | Seasons |  | Winter, Spring, Summer, Fall | Winter, Spring, Summer, Fall | Winter, Spring, Summer, Fall | Winter, Spring, Summer, Fall | Winter, Spring, Summer, Fall | Winter, Spring, Summer, Fall
EPA723 CO2 Rate Limit for NG Cofire - ORIS:10113 | 349 | 8125 | Rate Constraint in lbs/MMBtu | FALSE | L | Annual | Standard CO2 | lb/MMBtu | 169.652 | 169.652 | 169.652 | 169.652 | 169.652 | 169.652 | 169.652
EPA723 CO2 Rate Limit for NG Cofire - ORIS:10113 | 349 | 8125 | Rate Constraint in lbs/MMBtu | FALSE | L | Annual | Emissions at Affected Plants CO2 | Thousand Tons | 0 | 0 | 0 | 0 | 0 | 0 | 0
EPA723 CO2 Rate Limit for NG Cofire - ORIS:10113 | 349 | 8125 | Rate Constraint in lbs/MMBtu | FALSE | L | Annual | Allowances Purchased CO2 | Thousand Tons | 0 | 0 | 0 | 0 | 0 | 0 | 0
EPA723 CO2 Rate Limit for NG Cofire - ORIS:10113 | 349 | 8125 | Rate Constraint in lbs/MMBtu | FALSE | L | Annual | Allowances Sold CO2 | Thousand Tons | 0 | 0 | 0 | 0 | 0 | 0 | 0
EPA723 CO2 Rate Limit for NG Cofire - ORIS:10113 | 349 | 8125 | Rate Constraint in lbs/MMBtu | FALSE | L | Annual | Allowances Banked | Thousand Tons | 0 | 0 | 0 | 0 | 0 | 0 | 0
EPA723 CO2 Rate Limit for NG Cofire - ORIS:10113 | 349 | 8125 | Rate Constraint in lbs/MMBtu | FALSE | L | Annual | Allowances Withdrawn (1:1) | Thousand Tons | 0 | 0 | 0 | 0 | 0 | 0 | 0
EPA723 CO2 Rate Limit for NG Cofire - ORIS:10113 | 349 | 8125 | Rate Constraint in lbs/MMBtu | FALSE | L | Annual | Allowances Withdrawn (n:1) | Thousand Tons | 0 | 0 | 0 | 0 | 0 | 0 | 0
EPA723 CO2 Rate Limit for NG Cofire - ORIS:10113 | 349 | 8125 | Rate Constraint in lbs/MMBtu | FALSE | L | Annual | Net Emissions Allowance Position | Thousand Tons | 0 | 0 | 0 | 0 | 0 | 0 | 0
EPA723 CO2 Rate Limit for NG Cofire - ORIS:10113 | 349 | 8125 | Rate Constraint in lbs/MMBtu | FALSE | L | Annual | Fuel Consumed | TBtu | 0 | 0 | 0 | 0 | 0 | 0 | 0
EPA723 CO2 Rate Limit for NG Cofire - ORIS:10113 | 349 | 8125 | Rate Constraint in lbs/MMBtu | FALSE | L | Annual | Rate | lb/MMBtu | 0 | 0 | 0 | 0 | 0 | 0 | 0
EPA723 CO2 Rate Limit for NG Cofire - ORIS:10113 | 349 | 8125 | Rate Constraint in lbs/MMBtu | FALSE | L | Annual | Generation | TWh | 0 | 0 | 0 | 0 | 0 | 0 | 0
EPA723 CO2 Rate Limit for NG Cofire - ORIS:10113 | 349 | 8125 | Rate Constraint in lbs/MMBtu | FALSE | L | Annual | Qualifying Generation | TWh | 0 | 0 | 0 | 0 | 0 | 0 | 0
EPA723 CO2 Rate Limit for NG Cofire - ORIS:10113 | 349 | 8125 | Rate Constraint in lbs/MMBtu | FALSE | L | Annual | Rate | lb/MWh | 0 | 0 | 0 | 0 | 0 | 0 | 0
EPA723 CO2 Rate Limit for NG Cofire - ORIS:10113 | 349 | 8125 | Rate Constraint in lbs/MMBtu | FALSE | L | Annual | Constraint Shadow Price | US2022$/Ton | 0 | 49.8871 | 59.6003 | 128.5953 | 134.2828 | 178.5816 | 191.6469
EPA723 CO2 Rate Limit for NG Cofire - ORIS:10143 | 350 | 8126 | Rate Constraint in lbs/MMBtu | FALSE | L | Annual | Seasons Included | Seasons |  | Winter, Spring, Summer, Fall | Winter, Spring, Summer, Fall | Winter, Spring, Summer, Fall | Winter, Spring, Summer, Fall | Winter, Spring, Summer, Fall | Winter, Spring, Summer, Fall
EPA723 CO2 Rate Limit for NG Cofire - ORIS:10143 | 350 | 8126 | Rate Constraint in lbs/MMBtu | FALSE | L | Annual | Standard CO2 | lb/MMBtu | 169.652 | 169.652 | 169.652 | 169.652 | 169.652 | 169.652 | 169.652
EPA723 CO2 Rate Limit for NG Cofire - ORIS:10143 | 350 | 8126 | Rate Constraint in lbs/MMBtu | FALSE | L | Annual | Emissions at Affected Plants CO2 | Thousand Tons | 0 | 0 | 0 | 0 | 0 | 0 | 0
EPA723 CO2 Rate Limit for NG Cofire - ORIS:10143 | 350 | 8126 | Rate Constraint in lbs/MMBtu | FALSE | L | Annual | Allowances Purchased CO2 | Thousand Tons | 0 | 0 | 0 | 0 | 0 | 0 | 0
EPA723 CO2 Rate Limit for NG Cofire - ORIS:10143 | 350 | 8126 | Rate Constraint in lbs/MMBtu | FALSE | L | Annual | Allowances Sold CO2 | Thousand Tons | 0 | 0 | 0 | 0 | 0 | 0 | 0
EPA723 CO2 Rate Limit for NG Cofire - ORIS:10143 | 350 | 8126 | Rate Constraint in lbs/MMBtu | FALSE | L | Annual | Allowances Banked | Thousand Tons | 0 | 0 | 0 | 0 | 0 | 0 | 0
EPA723 CO2 Rate Limit for NG Cofire - ORIS:10143 | 350 | 8126 | Rate Constraint in lbs/MMBtu | FALSE | L | Annual | Allowances Withdrawn (1:1) | Thousand Tons | 0 | 0 | 0 | 0 | 0 | 0 | 0
EPA723 CO2 Rate Limit for NG Cofire - ORIS:10143 | 350 | 8126 | Rate Constraint in lbs/MMBtu | FALSE | L | Annual | Allowances Withdrawn (n:1) | Thousand Tons | 0 | 0 | 0 | 0 | 0 | 0 | 0
EPA723 CO2 Rate Limit for NG Cofire - ORIS:10143 | 350 | 8126 | Rate Constraint in lbs/MMBtu | FALSE | L | Annual | Net Emissions Allowance Position | Thousand Tons | 0 | 0 | 0 | 0 | 0 | 0 | 0
EPA723 CO2 Rate Limit for NG Cofire - ORIS:10143 | 350 | 8126 | Rate Constraint in lbs/MMBtu | FALSE | L | Annual | Fuel Consumed | TBtu | 0 | 0 | 0 | 0 | 0 | 0 | 0
EPA723 CO2 Rate Limit for NG Cofire - ORIS:10143 | 350 | 8126 | Rate Constraint in lbs/MMBtu | FALSE | L | Annual | Rate | lb/MMBtu | 0 | 0 | 0 | 0 | 0 | 0 | 0
EPA723 CO2 Rate Limit for NG Cofire - ORIS:10143 | 350 | 8126 | Rate Constraint in lbs/MMBtu | FALSE | L | Annual | Generation | TWh | 0 | 0 | 0 | 0 | 0 | 0 | 0
EPA723 CO2 Rate Limit for NG Cofire - ORIS:10143 | 350 | 8126 | Rate Constraint in lbs/MMBtu | FALSE | L | Annual | Qualifying Generation | TWh | 0 | 0 | 0 | 0 | 0 | 0 | 0
EPA723 CO2 Rate Limit for NG Cofire - ORIS:10143 | 350 | 8126 | Rate Constraint in lbs/MMBtu | FALSE | L | Annual | Rate | lb/MWh | 0 | 0 | 0 | 0 | 0 | 0 | 0
EPA723 CO2 Rate Limit for NG Cofire - ORIS:10143 | 350 | 8126 | Rate Constraint in lbs/MMBtu | FALSE | L | Annual | Constraint Shadow Price | US2022$/Ton | 0 | 158.0412 | 157.0539 | 0 | 120.303 | 167.6149 | 153.4419
EPA723 CO2 Rate Limit for NG Cofire - ORIS:10151 | 351 | 8127 | Rate Constraint in lbs/MMBtu | FALSE | L | Annual | Seasons Included | Seasons |  | Winter, Spring, Summer, Fall | Winter, Spring, Summer, Fall | Winter, Spring, Summer, Fall | Winter, Spring, Summer, Fall | Winter, Spring, Summer, Fall | Winter, Spring, Summer, Fall
EPA723 CO2 Rate Limit for NG Cofire - ORIS:10151 | 351 | 8127 | Rate Constraint in lbs/MMBtu | FALSE | L | Annual | Standard CO2 | lb/MMBtu | 169.652 | 169.652 | 169.652 | 169.652 | 169.652 | 169.652 | 169.652
EPA723 CO2 Rate Limit for NG Cofire - ORIS:10151 | 351 | 8127 | Rate Constraint in lbs/MMBtu | FALSE | L | Annual | Emissions at Affected Plants CO2 | Thousand Tons | 0 | 0 | 0 | 0 | 0 | 0 | 0
EPA723 CO2 Rate Limit for NG Cofire - ORIS:10151 | 351 | 8127 | Rate Constraint in lbs/MMBtu | FALSE | L | Annual | Allowances Purchased CO2 | Thousand Tons | 0 | 0 | 0 | 0 | 0 | 0 | 0
EPA723 CO2 Rate Limit for NG Cofire - ORIS:10151 | 351 | 8127 | Rate Constraint in lbs/MMBtu | FALSE | L | Annual | Allowances Sold CO2 | Thousand Tons | 0 | 0 | 0 | 0 | 0 | 0 | 0
EPA723 CO2 Rate Limit for NG Cofire - ORIS:10151 | 351 | 8127 | Rate Constraint in lbs/MMBtu | FALSE | L | Annual | Allowances Banked | Thousand Tons | 0 | 0 | 0 | 0 | 0 | 0 | 0
EPA723 CO2 Rate Limit for NG Cofire - ORIS:10151 | 351 | 8127 | Rate Constraint in lbs/MMBtu | FALSE | L | Annual | Allowances Withdrawn (1:1) | Thousand Tons | 0 | 0 | 0 | 0 | 0 | 0 | 0
EPA723 CO2 Rate Limit for NG Cofire - ORIS:10151 | 351 | 8127 | Rate Constraint in lbs/MMBtu | FALSE | L | Annual | Allowances Withdrawn (n:1) | Thousand Tons | 0 | 0 | 0 | 0 | 0 | 0 | 0
EPA723 CO2 Rate Limit for NG Cofire - ORIS:10151 | 351 | 8127 | Rate Constraint in lbs/MMBtu | FALSE | L | Annual | Net Emissions Allowance Position | Thousand Tons | 0 | 0 | 0 | 0 | 0 | 0 | 0
EPA723 CO2 Rate Limit for NG Cofire - ORIS:10151 | 351 | 8127 | Rate Constraint in lbs/MMBtu | FALSE | L | Annual | Fuel Consumed | TBtu | 0 | 0 | 0 | 0 | 0 | 0 | 0
EPA723 CO2 Rate Limit for NG Cofire - ORIS:10151 | 351 | 8127 | Rate Constraint in lbs/MMBtu | FALSE | L | Annual | Rate | lb/MMBtu | 0 | 0 | 0 | 0 | 0 | 0 | 0
EPA723 CO2 Rate Limit for NG Cofire - ORIS:10151 | 351 | 8127 | Rate Constraint in lbs/MMBtu | FALSE | L | Annual | Generation | TWh | 0 | 0 | 0 | 0 | 0 | 0 | 0
EPA723 CO2 Rate Limit for NG Cofire - ORIS:10151 | 351 | 8127 | Rate Constraint in lbs/MMBtu | FALSE | L | Annual | Qualifying Generation | TWh | 0 | 0 | 0 | 0 | 0 | 0 | 0
EPA723 CO2 Rate Limit for NG Cofire - ORIS:10151 | 351 | 8127 | Rate Constraint in lbs/MMBtu | FALSE | L | Annual | Rate | lb/MWh | 0 | 0 | 0 | 0 | 0 | 0 | 0
EPA723 CO2 Rate Limit for NG Cofire - ORIS:10151 | 351 | 8127 | Rate Constraint in lbs/MMBtu | FALSE | L | Annual | Constraint Shadow Price | US2022$/Ton | 0 | 31.7892 | 64.9989 | 137.4027 | 145.0664 | 183.4826 | 202.4437
EPA723 CO2 Rate Limit for NG Cofire - ORIS:10343 | 352 | 8128 | Rate Constraint in lbs/MMBtu | FALSE | L | Annual | Seasons Included | Seasons |  | Winter, Spring, Summer, Fall | Winter, Spring, Summer, Fall | Winter, Spring, Summer, Fall | Winter, Spring, Summer, Fall | Winter, Spring, Summer, Fall | Winter, Spring, Summer, Fall
EPA723 CO2 Rate Limit for NG Cofire - ORIS:10343 | 352 | 8128 | Rate Constraint in lbs/MMBtu | FALSE | L | Annual | Standard CO2 | lb/MMBtu | 181.6095 | 181.6095 | 181.6095 | 181.6095 | 181.6095 | 181.6095 | 181.6095
EPA723 CO2 Rate Limit for NG Cofire - ORIS:10343 | 352 | 8128 | Rate Constraint in lbs/MMBtu | FALSE | L | Annual | Emissions at Affected Plants CO2 | Thousand Tons | 0 | 0 | 0 | 0 | 0 | 0 | 0
EPA723 CO2 Rate Limit for NG Cofire - ORIS:10343 | 352 | 8128 | Rate Constraint in lbs/MMBtu | FALSE | L | Annual | Allowances Purchased CO2 | Thousand Tons | 0 | 0 | 0 | 0 | 0 | 0 | 0
EPA723 CO2 Rate Limit for NG Cofire - ORIS:10343 | 352 | 8128 | Rate Constraint in lbs/MMBtu | FALSE | L | Annual | Allowances Sold CO2 | Thousand Tons | 0 | 0 | 0 | 0 | 0 | 0 | 0
EPA723 CO2 Rate Limit for NG Cofire - ORIS:10343 | 352 | 8128 | Rate Constraint in lbs/MMBtu | FALSE | L | Annual | Allowances Banked | Thousand Tons | 0 | 0 | 0 | 0 | 0 | 0 | 0
EPA723 CO2 Rate Limit for NG Cofire - ORIS:10343 | 352 | 8128 | Rate Constraint in lbs/MMBtu | FALSE | L | Annual | Allowances Withdrawn (1:1) | Thousand Tons | 0 | 0 | 0 | 0 | 0 | 0 | 0
EPA723 CO2 Rate Limit for NG Cofire - ORIS:10343 | 352 | 8128 | Rate Constraint in lbs/MMBtu | FALSE | L | Annual | Allowances Withdrawn (n:1) | Thousand Tons | 0 | 0 | 0 | 0 | 0 | 0 | 0
EPA723 CO2 Rate Limit for NG Cofire - ORIS:10343 | 352 | 8128 | Rate Constraint in lbs/MMBtu | FALSE | L | Annual | Net Emissions Allowance Position | Thousand Tons | 0 | 0 | 0 | 0 | 0 | 0 | 0
EPA723 CO2 Rate Limit for NG Cofire - ORIS:10343 | 352 | 8128 | Rate Constraint in lbs/MMBtu | FALSE | L | Annual | Fuel Consumed | TBtu | 0 | 0 | 0 | 0 | 0 | 0 | 0
EPA723 CO2 Rate Limit for NG Cofire - ORIS:10343 | 352 | 8128 | Rate Constraint in lbs/MMBtu | FALSE | L | Annual | Rate | lb/MMBtu | 0 | 0 | 0 | 0 | 0 | 0 | 0
EPA723 CO2 Rate Limit for NG Cofire - ORIS:10343 | 352 | 8128 | Rate Constraint in lbs/MMBtu | FALSE | L | Annual | Generation | TWh | 0 | 0 | 0 | 0 | 0 | 0 | 0
EPA723 CO2 Rate Limit for NG Cofire - ORIS:10343 | 352 | 8128 | Rate Constraint in lbs/MMBtu | FALSE | L | Annual | Qualifying Generation | TWh | 0 | 0 | 0 | 0 | 0 | 0 | 0
EPA723 CO2 Rate Limit for NG Cofire - ORIS:10343 | 352 | 8128 | Rate Constraint in lbs/MMBtu | FALSE | L | Annual | Rate | lb/MWh | 0 | 0 | 0 | 0 | 0 | 0 | 0
EPA723 CO2 Rate Limit for NG Cofire - ORIS:10343 | 352 | 8128 | Rate Constraint in lbs/MMBtu | FALSE | L | Annual | Constraint Shadow Price | US2022$/Ton | 0 | 0 | 53.5733 | 88.832 | 93.811 | 132.5871 | 144.0239
EPA723 CO2 Rate Limit for NG Cofire - ORIS:1040 | 353 | 8036 | Rate Constraint in lbs/MMBtu | FALSE | L | Annual | Seasons Included | Seasons |  | Winter, Spring, Summer, Fall | Winter, Spring, Summer, Fall | Winter, Spring, Summer, Fall | Winter, Spring, Summer, Fall | Winter, Spring, Summer, Fall | Winter, Spring, Summer, Fall
EPA723 CO2 Rate Limit for NG Cofire - ORIS:1040 | 353 | 8036 | Rate Constraint in lbs/MMBtu | FALSE | L | Annual | Standard CO2 | lb/MMBtu | 174.542 | 174.542 | 174.542 | 174.542 | 174.542 | 174.542 | 174.542
EPA723 CO2 Rate Limit for NG Cofire - ORIS:1040 | 353 | 8036 | Rate Constraint in lbs/MMBtu | FALSE | L | Annual | Emissions at Affected Plants CO2 | Thousand Tons | 0 | 0 | 0 | 0 | 0 | 0 | 0
EPA723 CO2 Rate Limit for NG Cofire - ORIS:1040 | 353 | 8036 | Rate Constraint in lbs/MMBtu | FALSE | L | Annual | Allowances Purchased CO2 | Thousand Tons | 0 | 0 | 0 | 0 | 0 | 0 | 0
EPA723 CO2 Rate Limit for NG Cofire - ORIS:1040 | 353 | 8036 | Rate Constraint in lbs/MMBtu | FALSE | L | Annual | Allowances Sold CO2 | Thousand Tons | 0 | 0 | 0 | 0 | 0 | 0 | 0
EPA723 CO2 Rate Limit for NG Cofire - ORIS:1040 | 353 | 8036 | Rate Constraint in lbs/MMBtu | FALSE | L | Annual | Allowances Banked | Thousand Tons | 0 | 0 | 0 | 0 | 0 | 0 | 0
EPA723 CO2 Rate Limit for NG Cofire - ORIS:1040 | 353 | 8036 | Rate Constraint in lbs/MMBtu | FALSE | L | Annual | Allowances Withdrawn (1:1) | Thousand Tons | 0 | 0 | 0 | 0 | 0 | 0 | 0
EPA723 CO2 Rate Limit for NG Cofire - ORIS:1040 | 353 | 8036 | Rate Constraint in lbs/MMBtu | FALSE | L | Annual | Allowances Withdrawn (n:1) | Thousand Tons | 0 | 0 | 0 | 0 | 0 | 0 | 0
EPA723 CO2 Rate Limit for NG Cofire - ORIS:1040 | 353 | 8036 | Rate Constraint in lbs/MMBtu | FALSE | L | Annual | Net Emissions Allowance Position | Thousand Tons | 0 | 0 | 0 | 0 | 0 | 0 | 0
EPA723 CO2 Rate Limit for NG Cofire - ORIS:1040 | 353 | 8036 | Rate Constraint in lbs/MMBtu | FALSE | L | Annual | Fuel Consumed | TBtu | 0 | 0 | 0 | 0 | 0 | 0 | 0
EPA723 CO2 Rate Limit for NG Cofire - ORIS:1040 | 353 | 8036 | Rate Constraint in lbs/MMBtu | FALSE | L | Annual | Rate | lb/MMBtu | 0 | 0 | 0 | 0 | 0 | 0 | 0
EPA723 CO2 Rate Limit for NG Cofire - ORIS:1040 | 353 | 8036 | Rate Constraint in lbs/MMBtu | FALSE | L | Annual | Generation | TWh | 0 | 0 | 0 | 0 | 0 | 0 | 0
EPA723 CO2 Rate Limit for NG Cofire - ORIS:1040 | 353 | 8036 | Rate Constraint in lbs/MMBtu | FALSE | L | Annual | Qualifying Generation | TWh | 0 | 0 | 0 | 0 | 0 | 0 | 0
EPA723 CO2 Rate Limit for NG Cofire - ORIS:1040 | 353 | 8036 | Rate Constraint in lbs/MMBtu | FALSE | L | Annual | Rate | lb/MWh | 0 | 0 | 0 | 0 | 0 | 0 | 0
EPA723 CO2 Rate Limit for NG Cofire - ORIS:1040 | 353 | 8036 | Rate Constraint in lbs/MMBtu | FALSE | L | Annual | Constraint Shadow Price | US2022$/Ton | 0 | 7.7285 | 7.2064 | 115.1497 | 109.5056 | 168.8574 | 190.4568
EPA723 CO2 Rate Limit for NG Cofire - ORIS:10603 | 354 | 8129 | Rate Constraint in lbs/MMBtu | FALSE | L | Annual | Seasons Included | Seasons |  | Winter, Spring, Summer, Fall | Winter, Spring, Summer, Fall | Winter, Spring, Summer, Fall | Winter, Spring, Summer, Fall | Winter, Spring, Summer, Fall | Winter, Spring, Summer, Fall
EPA723 CO2 Rate Limit for NG Cofire - ORIS:10603 | 354 | 8129 | Rate Constraint in lbs/MMBtu | FALSE | L | Annual | Standard CO2 | lb/MMBtu | 169.652 | 169.652 | 169.652 | 169.652 | 169.652 | 169.652 | 169.652
EPA723 CO2 Rate Limit for NG Cofire - ORIS:10603 | 354 | 8129 | Rate Constraint in lbs/MMBtu | FALSE | L | Annual | Emissions at Affected Plants CO2 | Thousand Tons | 0 | 0 | 0 | 0 | 0 | 0 | 0
EPA723 CO2 Rate Limit for NG Cofire - ORIS:10603 | 354 | 8129 | Rate Constraint in lbs/MMBtu | FALSE | L | Annual | Allowances Purchased CO2 | Thousand Tons | 0 | 0 | 0 | 0 | 0 | 0 | 0
EPA723 CO2 Rate Limit for NG Cofire - ORIS:10603 | 354 | 8129 | Rate Constraint in lbs/MMBtu | FALSE | L | Annual | Allowances Sold CO2 | Thousand Tons | 0 | 0 | 0 | 0 | 0 | 0 | 0
EPA723 CO2 Rate Limit for NG Cofire - ORIS:10603 | 354 | 8129 | Rate Constraint in lbs/MMBtu | FALSE | L | Annual | Allowances Banked | Thousand Tons | 0 | 0 | 0 | 0 | 0 | 0 | 0
EPA723 CO2 Rate Limit for NG Cofire - ORIS:10603 | 354 | 8129 | Rate Constraint in lbs/MMBtu | FALSE | L | Annual | Allowances Withdrawn (1:1) | Thousand Tons | 0 | 0 | 0 | 0 | 0 | 0 | 0
EPA723 CO2 Rate Limit for NG Cofire - ORIS:10603 | 354 | 8129 | Rate Constraint in lbs/MMBtu | FALSE | L | Annual | Allowances Withdrawn (n:1) | Thousand Tons | 0 | 0 | 0 | 0 | 0 | 0 | 0
EPA723 CO2 Rate Limit for NG Cofire - ORIS:10603 | 354 | 8129 | Rate Constraint in lbs/MMBtu | FALSE | L | Annual | Net Emissions Allowance Position | Thousand Tons | 0 | 0 | 0 | 0 | 0 | 0 | 0
EPA723 CO2 Rate Limit for NG Cofire - ORIS:10603 | 354 | 8129 | Rate Constraint in lbs/MMBtu | FALSE | L | Annual | Fuel Consumed | TBtu | 0 | 0 | 0 | 0 | 0 | 0 | 0
EPA723 CO2 Rate Limit for NG Cofire - ORIS:10603 | 354 | 8129 | Rate Constraint in lbs/MMBtu | FALSE | L | Annual | Rate | lb/MMBtu | 0 | 0 | 0 | 0 | 0 | 0 | 0
EPA723 CO2 Rate Limit for NG Cofire - ORIS:10603 | 354 | 8129 | Rate Constraint in lbs/MMBtu | FALSE | L | Annual | Generation | TWh | 0 | 0 | 0 | 0 | 0 | 0 | 0
EPA723 CO2 Rate Limit for NG Cofire - ORIS:10603 | 354 | 8129 | Rate Constraint in lbs/MMBtu | FALSE | L | Annual | Qualifying Generation | TWh | 0 | 0 | 0 | 0 | 0 | 0 | 0
EPA723 CO2 Rate Limit for NG Cofire - ORIS:10603 | 354 | 8129 | Rate Constraint in lbs/MMBtu | FALSE | L | Annual | Rate | lb/MWh | 0 | 0 | 0 | 0 | 0 | 0 | 0
EPA723 CO2 Rate Limit for NG Cofire - ORIS:10603 | 354 | 8129 | Rate Constraint in lbs/MMBtu | FALSE | L | Annual | Constraint Shadow Price | US2022$/Ton | 0 | 26.4784 | 50.2114 | 116.8662 | 136.4368 | 172.4884 | 161.7054
EPA723 CO2 Rate Limit for NG Cofire - ORIS:10671 | 355 | 8130 | Rate Constraint in lbs/MMBtu | FALSE | L | Annual | Seasons Included | Seasons |  | Winter, Spring, Summer, Fall | Winter, Spring, Summer, Fall | Winter, Spring, Summer, Fall | Winter, Spring, Summer, Fall | Winter, Spring, Summer, Fall | Winter, Spring, Summer, Fall
EPA723 CO2 Rate Limit for NG Cofire - ORIS:10671 | 355 | 8130 | Rate Constraint in lbs/MMBtu | FALSE | L | Annual | Standard CO2 | lb/MMBtu | 184.5606 | 184.5606 | 184.5606 | 184.5606 | 184.5606 | 184.5606 | 184.5606
EPA723 CO2 Rate Limit for NG Cofire - ORIS:10671 | 355 | 8130 | Rate Constraint in lbs/MMBtu | FALSE | L | Annual | Emissions at Affected Plants CO2 | Thousand Tons | 0 | 0 | 0 | 0 | 0 | 0 | 0
EPA723 CO2 Rate Limit for NG Cofire - ORIS:10671 | 355 | 8130 | Rate Constraint in lbs/MMBtu | FALSE | L | Annual | Allowances Purchased CO2 | Thousand Tons | 0 | 0 | 0 | 0 | 0 | 0 | 0
EPA723 CO2 Rate Limit for NG Cofire - ORIS:10671 | 355 | 8130 | Rate Constraint in lbs/MMBtu | FALSE | L | Annual | Allowances Sold CO2 | Thousand Tons | 0 | 0 | 0 | 0 | 0 | 0 | 0
EPA723 CO2 Rate Limit for NG Cofire - ORIS:10671 | 355 | 8130 | Rate Constraint in lbs/MMBtu | FALSE | L | Annual | Allowances Banked | Thousand Tons | 0 | 0 | 0 | 0 | 0 | 0 | 0
EPA723 CO2 Rate Limit for NG Cofire - ORIS:10671 | 355 | 8130 | Rate Constraint in lbs/MMBtu | FALSE | L | Annual | Allowances Withdrawn (1:1) | Thousand Tons | 0 | 0 | 0 | 0 | 0 | 0 | 0
EPA723 CO2 Rate Limit for NG Cofire - ORIS:10671 | 355 | 8130 | Rate Constraint in lbs/MMBtu | FALSE | L | Annual | Allowances Withdrawn (n:1) | Thousand Tons | 0 | 0 | 0 | 0 | 0 | 0 | 0
EPA723 CO2 Rate Limit for NG Cofire - ORIS:10671 | 355 | 8130 | Rate Constraint in lbs/MMBtu | FALSE | L | Annual | Net Emissions Allowance Position | Thousand Tons | 0 | 0 | 0 | 0 | 0 | 0 | 0
EPA723 CO2 Rate Limit for NG Cofire - ORIS:10671 | 355 | 8130 | Rate Constraint in lbs/MMBtu | FALSE | L | Annual | Fuel Consumed | TBtu | 0 | 0 | 0 | 0 | 0 | 0 | 0
EPA723 CO2 Rate Limit for NG Cofire - ORIS:10671 | 355 | 8130 | Rate Constraint in lbs/MMBtu | FALSE | L | Annual | Rate | lb/MMBtu | 0 | 0 | 0 | 0 | 0 | 0 | 0
EPA723 CO2 Rate Limit for NG Cofire - ORIS:10671 | 355 | 8130 | Rate Constraint in lbs/MMBtu | FALSE | L | Annual | Generation | TWh | 0 | 0 | 0 | 0 | 0 | 0 | 0
EPA723 CO2 Rate Limit for NG Cofire - ORIS:10671 | 355 | 8130 | Rate Constraint in lbs/MMBtu | FALSE | L | Annual | Qualifying Generation | TWh | 0 | 0 | 0 | 0 | 0 | 0 | 0
EPA723 CO2 Rate Limit for NG Cofire - ORIS:10671 | 355 | 8130 | Rate Constraint in lbs/MMBtu | FALSE | L | Annual | Rate | lb/MWh | 0 | 0 | 0 | 0 | 0 | 0 | 0
EPA723 CO2 Rate Limit for NG Cofire - ORIS:10671 | 355 | 8130 | Rate Constraint in lbs/MMBtu | FALSE | L | Annual | Constraint Shadow Price | US2022$/Ton | 0 | 20.8616 | 19.538 | 240.302 | 273.9372 | 419.8015 | 384.1785
EPA723 CO2 Rate Limit for NG Cofire - ORIS:10678 | 356 | 8131 | Rate Constraint in lbs/MMBtu | FALSE | L | Annual | Seasons Included | Seasons |  | Winter, Spring, Summer, Fall | Winter, Spring, Summer, Fall | Winter, Spring, Summer, Fall | Winter, Spring, Summer, Fall | Winter, Spring, Summer, Fall | Winter, Spring, Summer, Fall
EPA723 CO2 Rate Limit for NG Cofire - ORIS:10678 | 356 | 8131 | Rate Constraint in lbs/MMBtu | FALSE | L | Annual | Standard CO2 | lb/MMBtu | 216.6861 | 216.6861 | 216.6861 | 216.6861 | 216.6861 | 216.6861 | 216.6861
EPA723 CO2 Rate Limit for NG Cofire - ORIS:10678 | 356 | 8131 | Rate Constraint in lbs/MMBtu | FALSE | L | Annual | Emissions at Affected Plants CO2 | Thousand Tons | 0 | 0 | 0 | 0 | 0 | 0 | 0
EPA723 CO2 Rate Limit for NG Cofire - ORIS:10678 | 356 | 8131 | Rate Constraint in lbs/MMBtu | FALSE | L | Annual | Allowances Purchased CO2 | Thousand Tons | 0 | 0 | 0 | 0 | 0 | 0 | 0
EPA723 CO2 Rate Limit for NG Cofire - ORIS:10678 | 356 | 8131 | Rate Constraint in lbs/MMBtu | FALSE | L | Annual | Allowances Sold CO2 | Thousand Tons | 0 | 0 | 0 | 0 | 0 | 0 | 0
EPA723 CO2 Rate Limit for NG Cofire - ORIS:10678 | 356 | 8131 | Rate Constraint in lbs/MMBtu | FALSE | L | Annual | Allowances Banked | Thousand Tons | 0 | 0 | 0 | 0 | 0 | 0 | 0
EPA723 CO2 Rate Limit for NG Cofire - ORIS:10678 | 356 | 8131 | Rate Constraint in lbs/MMBtu | FALSE | L | Annual | Allowances Withdrawn (1:1) | Thousand Tons | 0 | 0 | 0 | 0 | 0 | 0 | 0
EPA723 CO2 Rate Limit for NG Cofire - ORIS:10678 | 356 | 8131 | Rate Constraint in lbs/MMBtu | FALSE | L | Annual | Allowances Withdrawn (n:1) | Thousand Tons | 0 | 0 | 0 | 0 | 0 | 0 | 0
EPA723 CO2 Rate Limit for NG Cofire - ORIS:10678 | 356 | 8131 | Rate Constraint in lbs/MMBtu | FALSE | L | Annual | Net Emissions Allowance Position | Thousand Tons | 0 | 0 | 0 | 0 | 0 | 0 | 0
EPA723 CO2 Rate Limit for NG Cofire - ORIS:10678 | 356 | 8131 | Rate Constraint in lbs/MMBtu | FALSE | L | Annual | Fuel Consumed | TBtu | 0 | 0 | 0 | 0 | 0 | 0 | 0
EPA723 CO2 Rate Limit for NG Cofire - ORIS:10678 | 356 | 8131 | Rate Constraint in lbs/MMBtu | FALSE | L | Annual | Rate | lb/MMBtu | 0 | 0 | 0 | 0 | 0 | 0 | 0
EPA723 CO2 Rate Limit for NG Cofire - ORIS:10678 | 356 | 8131 | Rate Constraint in lbs/MMBtu | FALSE | L | Annual | Generation | TWh | 0 | 0 | 0 | 0 | 0 | 0 | 0
EPA723 CO2 Rate Limit for NG Cofire - ORIS:10678 | 356 | 8131 | Rate Constraint in lbs/MMBtu | FALSE | L | Annual | Qualifying Generation | TWh | 0 | 0 | 0 | 0 | 0 | 0 | 0
EPA723 CO2 Rate Limit for NG Cofire - ORIS:10678 | 356 | 8131 | Rate Constraint in lbs/MMBtu | FALSE | L | Annual | Rate | lb/MWh | 0 | 0 | 0 | 0 | 0 | 0 | 0
EPA723 CO2 Rate Limit for NG Cofire - ORIS:10678 | 356 | 8131 | Rate Constraint in lbs/MMBtu | FALSE | L | Annual | Constraint Shadow Price | US2022$/Ton | 0 | 43.6969 | 36.2828 | 102.7404 | 107.6948 | 164.064 | 190.8156
EPA723 CO2 Rate Limit for NG Cofire - ORIS:10684 | 357 | 8132 | Rate Constraint in lbs/MMBtu | FALSE | L | Annual | Seasons Included | Seasons |  | Winter, Spring, Summer, Fall | Winter, Spring, Summer, Fall | Winter, Spring, Summer, Fall | Winter, Spring, Summer, Fall | Winter, Spring, Summer, Fall | Winter, Spring, Summer, Fall
EPA723 CO2 Rate Limit for NG Cofire - ORIS:10684 | 357 | 8132 | Rate Constraint in lbs/MMBtu | FALSE | L | Annual | Standard CO2 | lb/MMBtu | 233.0771 | 233.0771 | 233.0771 | 233.0771 | 233.0771 | 233.0771 | 233.0771
EPA723 CO2 Rate Limit for NG Cofire - ORIS:10684 | 357 | 8132 | Rate Constraint in lbs/MMBtu | FALSE | L | Annual | Emissions at Affected Plants CO2 | Thousand Tons | 0 | 0 | 0 | 0 | 0 | 0 | 0
EPA723 CO2 Rate Limit for NG Cofire - ORIS:10684 | 357 | 8132 | Rate Constraint in lbs/MMBtu | FALSE | L | Annual | Allowances Purchased CO2 | Thousand Tons | 0 | 0 | 0 | 0 | 0 | 0 | 0
EPA723 CO2 Rate Limit for NG Cofire - ORIS:10684 | 357 | 8132 | Rate Constraint in lbs/MMBtu | FALSE | L | Annual | Allowances Sold CO2 | Thousand Tons | 0 | 0 | 0 | 0 | 0 | 0 | 0
EPA723 CO2 Rate Limit for NG Cofire - ORIS:10684 | 357 | 8132 | Rate Constraint in lbs/MMBtu | FALSE | L | Annual | Allowances Banked | Thousand Tons | 0 | 0 | 0 | 0 | 0 | 0 | 0
EPA723 CO2 Rate Limit for NG Cofire - ORIS:10684 | 357 | 8132 | Rate Constraint in lbs/MMBtu | FALSE | L | Annual | Allowances Withdrawn (1:1) | Thousand Tons | 0 | 0 | 0 | 0 | 0 | 0 | 0
EPA723 CO2 Rate Limit for NG Cofire - ORIS:10684 | 357 | 8132 | Rate Constraint in lbs/MMBtu | FALSE | L | Annual | Allowances Withdrawn (n:1) | Thousand Tons | 0 | 0 | 0 | 0 | 0 | 0 | 0
EPA723 CO2 Rate Limit for NG Cofire - ORIS:10684 | 357 | 8132 | Rate Constraint in lbs/MMBtu | FALSE | L | Annual | Net Emissions Allowance Position | Thousand Tons | 0 | 0 | 0 | 0 | 0 | 0 | 0
EPA723 CO2 Rate Limit for NG Cofire - ORIS:10684 | 357 | 8132 | Rate Constraint in lbs/MMBtu | FALSE | L | Annual | Fuel Consumed | TBtu | 0 | 0 | 0 | 0 | 0 | 0 | 0
EPA723 CO2 Rate Limit for NG Cofire - ORIS:10684 | 357 | 8132 | Rate Constraint in lbs/MMBtu | FALSE | L | Annual | Rate | lb/MMBtu | 0 | 0 | 0 | 0 | 0 | 0 | 0
EPA723 CO2 Rate Limit for NG Cofire - ORIS:10684 | 357 | 8132 | Rate Constraint in lbs/MMBtu | FALSE | L | Annual | Generation | TWh | 0 | 0 | 0 | 0 | 0 | 0 | 0
EPA723 CO2 Rate Limit for NG Cofire - ORIS:10684 | 357 | 8132 | Rate Constraint in lbs/MMBtu | FALSE | L | Annual | Qualifying Generation | TWh | 0 | 0 | 0 | 0 | 0 | 0 | 0
EPA723 CO2 Rate Limit for NG Cofire - ORIS:10684 | 357 | 8132 | Rate Constraint in lbs/MMBtu | FALSE | L | Annual | Rate | lb/MWh | 0 | 0 | 0 | 0 | 0 | 0 | 0
EPA723 CO2 Rate Limit for NG Cofire - ORIS:10684 | 357 | 8132 | Rate Constraint in lbs/MMBtu | FALSE | L | Annual | Constraint Shadow Price | US2022$/Ton | 0 | 1.756 | 9.9783 | 155.1211 | 140.3832 | 521.7342 | 21.7297
EPA723 CO2 Rate Limit for NG Cofire - ORIS:10784 | 358 | 8133 | Rate Constraint in lbs/MMBtu | FALSE | L | Annual | Seasons Included | Seasons |  | Winter, Spring, Summer, Fall | Winter, Spring, Summer, Fall | Winter, Spring, Summer, Fall | Winter, Spring, Summer, Fall | Winter, Spring, Summer, Fall | Winter, Spring, Summer, Fall
EPA723 CO2 Rate Limit for NG Cofire - ORIS:10784 | 358 | 8133 | Rate Constraint in lbs/MMBtu | FALSE | L | Annual | Standard CO2 | lb/MMBtu | 169.652 | 169.652 | 169.652 | 169.652 | 169.652 | 169.652 | 169.652
EPA723 CO2 Rate Limit for NG Cofire - ORIS:10784 | 358 | 8133 | Rate Constraint in lbs/MMBtu | FALSE | L | Annual | Emissions at Affected Plants CO2 | Thousand Tons | 0 | 0 | 0 | 0 | 0 | 0 | 0
EPA723 CO2 Rate Limit for NG Cofire - ORIS:10784 | 358 | 8133 | Rate Constraint in lbs/MMBtu | FALSE | L | Annual | Allowances Purchased CO2 | Thousand Tons | 0 | 0 | 0 | 0 | 0 | 0 | 0
EPA723 CO2 Rate Limit for NG Cofire - ORIS:10784 | 358 | 8133 | Rate Constraint in lbs/MMBtu | FALSE | L | Annual | Allowances Sold CO2 | Thousand Tons | 0 | 0 | 0 | 0 | 0 | 0 | 0
EPA723 CO2 Rate Limit for NG Cofire - ORIS:10784 | 358 | 8133 | Rate Constraint in lbs/MMBtu | FALSE | L | Annual | Allowances Banked | Thousand Tons | 0 | 0 | 0 | 0 | 0 | 0 | 0
EPA723 CO2 Rate Limit for NG Cofire - ORIS:10784 | 358 | 8133 | Rate Constraint in lbs/MMBtu | FALSE | L | Annual | Allowances Withdrawn (1:1) | Thousand Tons | 0 | 0 | 0 | 0 | 0 | 0 | 0
EPA723 CO2 Rate Limit for NG Cofire - ORIS:10784 | 358 | 8133 | Rate Constraint in lbs/MMBtu | FALSE | L | Annual | Allowances Withdrawn (n:1) | Thousand Tons | 0 | 0 | 0 | 0 | 0 | 0 | 0
EPA723 CO2 Rate Limit for NG Cofire - ORIS:10784 | 358 | 8133 | Rate Constraint in lbs/MMBtu | FALSE | L | Annual | Net Emissions Allowance Position | Thousand Tons | 0 | 0 | 0 | 0 | 0 | 0 | 0
EPA723 CO2 Rate Limit for NG Cofire - ORIS:10784 | 358 | 8133 | Rate Constraint in lbs/MMBtu | FALSE | L | Annual | Fuel Consumed | TBtu | 0 | 0 | 0 | 0 | 0 | 0 | 0
EPA723 CO2 Rate Limit for NG Cofire - ORIS:10784 | 358 | 8133 | Rate Constraint in lbs/MMBtu | FALSE | L | Annual | Rate | lb/MMBtu | 0 | 0 | 0 | 0 | 0 | 0 | 0
EPA723 CO2 Rate Limit for NG Cofire - ORIS:10784 | 358 | 8133 | Rate Constraint in lbs/MMBtu | FALSE | L | Annual | Generation | TWh | 0 | 0 | 0 | 0 | 0 | 0 | 0
EPA723 CO2 Rate Limit for NG Cofire - ORIS:10784 | 358 | 8133 | Rate Constraint in lbs/MMBtu | FALSE | L | Annual | Qualifying Generation | TWh | 0 | 0 | 0 | 0 | 0 | 0 | 0
EPA723 CO2 Rate Limit for NG Cofire - ORIS:10784 | 358 | 8133 | Rate Constraint in lbs/MMBtu | FALSE | L | Annual | Rate | lb/MWh | 0 | 0 | 0 | 0 | 0 | 0 | 0
EPA723 CO2 Rate Limit for NG Cofire - ORIS:10784 | 358 | 8133 | Rate Constraint in lbs/MMBtu | FALSE | L | Annual | Constraint Shadow Price | US2022$/Ton | 0 | 59.665 | 67.6573 | 131.5162 | 105.2161 | 503.2419 | 195.4453
EPA723 CO2 Rate Limit for NG Cofire - ORIS:108 | 359 | 8024 | Rate Constraint in lbs/MMBtu | FALSE | L | Annual | Seasons Included | Seasons |  | Winter, Spring, Summer, Fall | Winter, Spring, Summer, Fall | Winter, Spring, Summer, Fall | Winter, Spring, Summer, Fall | Winter, Spring, Summer, Fall | Winter, Spring, Summer, Fall
EPA723 CO2 Rate Limit for NG Cofire - ORIS:108 | 359 | 8024 | Rate Constraint in lbs/MMBtu | FALSE | L | Annual | Standard CO2 | lb/MMBtu | 175.772 | 175.772 | 175.772 | 175.772 | 175.772 | 175.772 | 175.772
EPA723 CO2 Rate Limit for NG Cofire - ORIS:108 | 359 | 8024 | Rate Constraint in lbs/MMBtu | FALSE | L | Annual | Emissions at Affected Plants CO2 | Thousand Tons | 0 | 0 | 0 | 0 | 0 | 0 | 0
EPA723 CO2 Rate Limit for NG Cofire - ORIS:108 | 359 | 8024 | Rate Constraint in lbs/MMBtu | FALSE | L | Annual | Allowances Purchased CO2 | Thousand Tons | 0 | 0 | 0 | 0 | 0 | 0 | 0
EPA723 CO2 Rate Limit for NG Cofire - ORIS:108 | 359 | 8024 | Rate Constraint in lbs/MMBtu | FALSE | L | Annual | Allowances Sold CO2 | Thousand Tons | 0 | 0 | 0 | 0 | 0 | 0 | 0
EPA723 CO2 Rate Limit for NG Cofire - ORIS:108 | 359 | 8024 | Rate Constraint in lbs/MMBtu | FALSE | L | Annual | Allowances Banked | Thousand Tons | 0 | 0 | 0 | 0 | 0 | 0 | 0
EPA723 CO2 Rate Limit for NG Cofire - ORIS:108 | 359 | 8024 | Rate Constraint in lbs/MMBtu | FALSE | L | Annual | Allowances Withdrawn (1:1) | Thousand Tons | 0 | 0 | 0 | 0 | 0 | 0 | 0
EPA723 CO2 Rate Limit for NG Cofire - ORIS:108 | 359 | 8024 | Rate Constraint in lbs/MMBtu | FALSE | L | Annual | Allowances Withdrawn (n:1) | Thousand Tons | 0 | 0 | 0 | 0 | 0 | 0 | 0
EPA723 CO2 Rate Limit for NG Cofire - ORIS:108 | 359 | 8024 | Rate Constraint in lbs/MMBtu | FALSE | L | Annual | Net Emissions Allowance Position | Thousand Tons | 0 | 0 | 0 | 0 | 0 | 0 | 0
EPA723 CO2 Rate Limit for NG Cofire - ORIS:108 | 359 | 8024 | Rate Constraint in lbs/MMBtu | FALSE | L | Annual | Fuel Consumed | TBtu | 0 | 0 | 0 | 0 | 0 | 0 | 0
EPA723 CO2 Rate Limit for NG Cofire - ORIS:108 | 359 | 8024 | Rate Constraint in lbs/MMBtu | FALSE | L | Annual | Rate | lb/MMBtu | 0 | 0 | 0 | 0 | 0 | 0 | 0
EPA723 CO2 Rate Limit for NG Cofire - ORIS:108 | 359 | 8024 | Rate Constraint in lbs/MMBtu | FALSE | L | Annual | Generation | TWh | 0 | 0 | 0 | 0 | 0 | 0 | 0
EPA723 CO2 Rate Limit for NG Cofire - ORIS:108 | 359 | 8024 | Rate Constraint in lbs/MMBtu | FALSE | L | Annual | Qualifying Generation | TWh | 0 | 0 | 0 | 0 | 0 | 0 | 0
EPA723 CO2 Rate Limit for NG Cofire - ORIS:108 | 359 | 8024 | Rate Constraint in lbs/MMBtu | FALSE | L | Annual | Rate | lb/MWh | 0 | 0 | 0 | 0 | 0 | 0 | 0
EPA723 CO2 Rate Limit for NG Cofire - ORIS:108 | 359 | 8024 | Rate Constraint in lbs/MMBtu | FALSE | L | Annual | Constraint Shadow Price | US2022$/Ton | 0 | 115.9413 | 48.8553 | 67.8311 | 36.5892 | 93.9873 | 120.2359
EPA723 CO2 Rate Limit for NG Cofire - ORIS:1082 | 360 | 8037 | Rate Constraint in lbs/MMBtu | FALSE | L | Annual | Seasons Included | Seasons |  | Winter, Spring, Summer, Fall | Winter, Spring, Summer, Fall | Winter, Spring, Summer, Fall | Winter, Spring, Summer, Fall | Winter, Spring, Summer, Fall | Winter, Spring, Summer, Fall
EPA723 CO2 Rate Limit for NG Cofire - ORIS:1082 | 360 | 8037 | Rate Constraint in lbs/MMBtu | FALSE | L | Annual | Standard CO2 | lb/MMBtu | 176.7282 | 176.7282 | 176.7282 | 176.7282 | 176.7282 | 176.7282 | 176.7282
EPA723 CO2 Rate Limit for NG Cofire - ORIS:1082 | 360 | 8037 | Rate Constraint in lbs/MMBtu | FALSE | L | Annual | Emissions at Affected Plants CO2 | Thousand Tons | 0 | 4039.1809 | 3425.2971 | 0 | 0 | 0 | 0
EPA723 CO2 Rate Limit for NG Cofire - ORIS:1082 | 360 | 8037 | Rate Constraint in lbs/MMBtu | FALSE | L | Annual | Allowances Purchased CO2 | Thousand Tons | 0 | 0 | 0 | 0 | 0 | 0 | 0
EPA723 CO2 Rate Limit for NG Cofire - ORIS:1082 | 360 | 8037 | Rate Constraint in lbs/MMBtu | FALSE | L | Annual | Allowances Sold CO2 | Thousand Tons | 0 | 0 | 0 | 0 | 0 | 0 | 0
EPA723 CO2 Rate Limit for NG Cofire - ORIS:1082 | 360 | 8037 | Rate Constraint in lbs/MMBtu | FALSE | L | Annual | Allowances Banked | Thousand Tons | 0 | 0 | 0 | 0 | 0 | 0 | 0
EPA723 CO2 Rate Limit for NG Cofire - ORIS:1082 | 360 | 8037 | Rate Constraint in lbs/MMBtu | FALSE | L | Annual | Allowances Withdrawn (1:1) | Thousand Tons | 0 | 0 | 0 | 0 | 0 | 0 | 0
EPA723 CO2 Rate Limit for NG Cofire - ORIS:1082 | 360 | 8037 | Rate Constraint in lbs/MMBtu | FALSE | L | Annual | Allowances Withdrawn (n:1) | Thousand Tons | 0 | 0 | 0 | 0 | 0 | 0 | 0
EPA723 CO2 Rate Limit for NG Cofire - ORIS:1082 | 360 | 8037 | Rate Constraint in lbs/MMBtu | FALSE | L | Annual | Net Emissions Allowance Position | Thousand Tons | 0 | 4039.1809 | 3425.2971 | 0 | 0 | 0 | 0
EPA723 CO2 Rate Limit for NG Cofire - ORIS:1082 | 360 | 8037 | Rate Constraint in lbs/MMBtu | FALSE | L | Annual | Fuel Consumed | TBtu | 0 | 45.7106 | 38.7634 | 0 | 0 | 0 | 0
EPA723 CO2 Rate Limit for NG Cofire - ORIS:1082 | 360 | 8037 | Rate Constraint in lbs/MMBtu | FALSE | L | Annual | Rate | lb/MMBtu | 0 | 176.7282 | 176.7282 | 0 | 0 | 0 | 0
EPA723 CO2 Rate Limit for NG Cofire - ORIS:1082 | 360 | 8037 | Rate Constraint in lbs/MMBtu | FALSE | L | Annual | Generation | TWh | 0 | 4.5595 | 3.8666 | 0 | 0 | 0 | 0
EPA723 CO2 Rate Limit for NG Cofire - ORIS:1082 | 360 | 8037 | Rate Constraint in lbs/MMBtu | FALSE | L | Annual | Qualifying Generation | TWh | 0 | 4.5595 | 3.8666 | 0 | 0 | 0 | 0
EPA723 CO2 Rate Limit for NG Cofire - ORIS:1082 | 360 | 8037 | Rate Constraint in lbs/MMBtu | FALSE | L | Annual | Rate | lb/MWh | 0 | 1771.7466 | 1771.7466 | 0 | 0 | 0 | 0
EPA723 CO2 Rate Limit for NG Cofire - ORIS:1082 | 360 | 8037 | Rate Constraint in lbs/MMBtu | FALSE | L | Annual | Constraint Shadow Price | US2022$/Ton | 0 | 45.0083 | 42.2682 | 80.4656 | 61.3144 | 126.3639 | 164.5214
EPA723 CO2 Rate Limit for NG Cofire - ORIS:10864 | 361 | 8134 | Rate Constraint in lbs/MMBtu | FALSE | L | Annual | Seasons Included | Seasons |  | Winter, Spring, Summer, Fall | Winter, Spring, Summer, Fall | Winter, Spring, Summer, Fall | Winter, Spring, Summer, Fall | Winter, Spring, Summer, Fall | Winter, Spring, Summer, Fall
EPA723 CO2 Rate Limit for NG Cofire - ORIS:10864 | 361 | 8134 | Rate Constraint in lbs/MMBtu | FALSE | L | Annual | Standard CO2 | lb/MMBtu | 237.3074 | 237.3074 | 237.3074 | 237.3074 | 237.3074 | 237.3074 | 237.3074
EPA723 CO2 Rate Limit for NG Cofire - ORIS:10864 | 361 | 8134 | Rate Constraint in lbs/MMBtu | FALSE | L | Annual | Emissions at Affected Plants CO2 | Thousand Tons | 0 | 1847.6387 | 1549.5974 | 0 | 0 | 0 | 0
EPA723 CO2 Rate Limit for NG Cofire - ORIS:10864 | 361 | 8134 | Rate Constraint in lbs/MMBtu | FALSE | L | Annual | Allowances Purchased CO2 | Thousand Tons | 0 | 0 | 0 | 0 | 0 | 0 | 0
EPA723 CO2 Rate Limit for NG Cofire - ORIS:10864 | 361 | 8134 | Rate Constraint in lbs/MMBtu | FALSE | L | Annual | Allowances Sold CO2 | Thousand Tons | 0 | 0 | 0 | 0 | 0 | 0 | 0
EPA723 CO2 Rate Limit for NG Cofire - ORIS:10864 | 361 | 8134 | Rate Constraint in lbs/MMBtu | FALSE | L | Annual | Allowances Banked | Thousand Tons | 0 | 0 | 0 | 0 | 0 | 0 | 0
EPA723 CO2 Rate Limit for NG Cofire - ORIS:10864 | 361 | 8134 | Rate Constraint in lbs/MMBtu | FALSE | L | Annual | Allowances Withdrawn (1:1) | Thousand Tons | 0 | 0 | 0 | 0 | 0 | 0 | 0
EPA723 CO2 Rate Limit for NG Cofire - ORIS:10864 | 361 | 8134 | Rate Constraint in lbs/MMBtu | FALSE | L | Annual | Allowances Withdrawn (n:1) | Thousand Tons | 0 | 0 | 0 | 0 | 0 | 0 | 0
EPA723 CO2 Rate Limit for NG Cofire - ORIS:10864 | 361 | 8134 | Rate Constraint in lbs/MMBtu | FALSE | L | Annual | Net Emissions Allowance Position | Thousand Tons | 0 | 1847.6387 | 1549.5974 | 0 | 0 | 0 | 0
EPA723 CO2 Rate Limit for NG Cofire - ORIS:10864 | 361 | 8134 | Rate Constraint in lbs/MMBtu | FALSE | L | Annual | Fuel Consumed | TBtu | 0 | 15.5717 | 13.0598 | 0 | 0 | 0 | 0
EPA723 CO2 Rate Limit for NG Cofire - ORIS:10864 | 361 | 8134 | Rate Constraint in lbs/MMBtu | FALSE | L | Annual | Rate | lb/MMBtu | 0 | 237.3074 | 237.3074 | 0 | 0 | 0 | 0
EPA723 CO2 Rate Limit for NG Cofire - ORIS:10864 | 361 | 8134 | Rate Constraint in lbs/MMBtu | FALSE | L | Annual | Generation | TWh | 0 | 1.8592 | 1.5593 | 0 | 0 | 0 | 0
EPA723 CO2 Rate Limit for NG Cofire - ORIS:10864 | 361 | 8134 | Rate Constraint in lbs/MMBtu | FALSE | L | Annual | Qualifying Generation | TWh | 0 | 1.8592 | 1.5593 | 0 | 0 | 0 | 0
EPA723 CO2 Rate Limit for NG Cofire - ORIS:10864 | 361 | 8134 | Rate Constraint in lbs/MMBtu | FALSE | L | Annual | Rate | lb/MWh | 0 | 1987.5204 | 1987.5204 | 0 | 0 | 0 | 0
EPA723 CO2 Rate Limit for NG Cofire - ORIS:10864 | 361 | 8134 | Rate Constraint in lbs/MMBtu | FALSE | L | Annual | Constraint Shadow Price | US2022$/Ton | 0 | 24.4148 | 22.5629 | 113.2292 | 185.3779 | 268.4094 | 303.7195
EPA723 CO2 Rate Limit for NG Cofire - ORIS:1091 | 362 | 8038 | Rate Constraint in lbs/MMBtu | FALSE | L | Annual | Seasons Included | Seasons |  | Winter, Spring, Summer, Fall | Winter, Spring, Summer, Fall | Winter, Spring, Summer, Fall | Winter, Spring, Summer, Fall | Winter, Spring, Summer, Fall | Winter, Spring, Summer, Fall
EPA723 CO2 Rate Limit for NG Cofire - ORIS:1091 | 362 | 8038 | Rate Constraint in lbs/MMBtu | FALSE | L | Annual | Standard CO2 | lb/MMBtu | 175.772 | 175.772 | 175.772 | 175.772 | 175.772 | 175.772 | 175.772
EPA723 CO2 Rate Limit for NG Cofire - ORIS:1091 | 362 | 8038 | Rate Constraint in lbs/MMBtu | FALSE | L | Annual | Emissions at Affected Plants CO2 | Thousand Tons | 0 | 0 | 0 | 0 | 0 | 0 | 0
EPA723 CO2 Rate Limit for NG Cofire - ORIS:1091 | 362 | 8038 | Rate Constraint in lbs/MMBtu | FALSE | L | Annual | Allowances Purchased CO2 | Thousand Tons | 0 | 0 | 0 | 0 | 0 | 0 | 0
EPA723 CO2 Rate Limit for NG Cofire - ORIS:1091 | 362 | 8038 | Rate Constraint in lbs/MMBtu | FALSE | L | Annual | Allowances Sold CO2 | Thousand Tons | 0 | 0 | 0 | 0 | 0 | 0 | 0
EPA723 CO2 Rate Limit for NG Cofire - ORIS:1091 | 362 | 8038 | Rate Constraint in lbs/MMBtu | FALSE | L | Annual | Allowances Banked | Thousand Tons | 0 | 0 | 0 | 0 | 0 | 0 | 0
EPA723 CO2 Rate Limit for NG Cofire - ORIS:1091 | 362 | 8038 | Rate Constraint in lbs/MMBtu | FALSE | L | Annual | Allowances Withdrawn (1:1) | Thousand Tons | 0 | 0 | 0 | 0 | 0 | 0 | 0
EPA723 CO2 Rate Limit for NG Cofire - ORIS:1091 | 362 | 8038 | Rate Constraint in lbs/MMBtu | FALSE | L | Annual | Allowances Withdrawn (n:1) | Thousand Tons | 0 | 0 | 0 | 0 | 0 | 0 | 0
EPA723 CO2 Rate Limit for NG Cofire - ORIS:1091 | 362 | 8038 | Rate Constraint in lbs/MMBtu | FALSE | L | Annual | Net Emissions Allowance Position | Thousand Tons | 0 | 0 | 0 | 0 | 0 | 0 | 0
EPA723 CO2 Rate Limit for NG Cofire - ORIS:1091 | 362 | 8038 | Rate Constraint in lbs/MMBtu | FALSE | L | Annual | Fuel Consumed | TBtu | 0 | 0 | 0 | 0 | 0 | 0 | 0
EPA723 CO2 Rate Limit for NG Cofire - ORIS:1091 | 362 | 8038 | Rate Constraint in lbs/MMBtu | FALSE | L | Annual | Rate | lb/MMBtu | 0 | 0 | 0 | 0 | 0 | 0 | 0
EPA723 CO2 Rate Limit for NG Cofire - ORIS:1091 | 362 | 8038 | Rate Constraint in lbs/MMBtu | FALSE | L | Annual | Generation | TWh | 0 | 0 | 0 | 0 | 0 | 0 | 0
EPA723 CO2 Rate Limit for NG Cofire - ORIS:1091 | 362 | 8038 | Rate Constraint in lbs/MMBtu | FALSE | L | Annual | Qualifying Generation | TWh | 0 | 0 | 0 | 0 | 0 | 0 | 0
EPA723 CO2 Rate Limit for NG Cofire - ORIS:1091 | 362 | 8038 | Rate Constraint in lbs/MMBtu | FALSE | L | Annual | Rate | lb/MWh | 0 | 0 | 0 | 0 | 0 | 0 | 0
EPA723 CO2 Rate Limit for NG Cofire - ORIS:1091 | 362 | 8038 | Rate Constraint in lbs/MMBtu | FALSE | L | Annual | Constraint Shadow Price | US2022$/Ton | 0 | 124.0103 | 65.2412 | 54.0074 | 35.9149 | 101.7631 | 94.2945
EPA723 CO2 Rate Limit for NG Cofire - ORIS:1167 | 363 | 8039 | Rate Constraint in lbs/MMBtu | FALSE | L | Annual | Seasons Included | Seasons |  | Winter, Spring, Summer, Fall | Winter, Spring, Summer, Fall | Winter, Spring, Summer, Fall | Winter, Spring, Summer, Fall | Winter, Spring, Summer, Fall | Winter, Spring, Summer, Fall
EPA723 CO2 Rate Limit for NG Cofire - ORIS:1167 | 363 | 8039 | Rate Constraint in lbs/MMBtu | FALSE | L | Annual | Standard CO2 | lb/MMBtu | 176.5228 | 176.5228 | 176.5228 | 176.5228 | 176.5228 | 176.5228 | 176.5228
EPA723 CO2 Rate Limit for NG Cofire - ORIS:1167 | 363 | 8039 | Rate Constraint in lbs/MMBtu | FALSE | L | Annual | Emissions at Affected Plants CO2 | Thousand Tons | 0 | 0 | 0 | 0 | 0 | 0 | 0
EPA723 CO2 Rate Limit for NG Cofire - ORIS:1167 | 363 | 8039 | Rate Constraint in lbs/MMBtu | FALSE | L | Annual | Allowances Purchased CO2 | Thousand Tons | 0 | 0 | 0 | 0 | 0 | 0 | 0
EPA723 CO2 Rate Limit for NG Cofire - ORIS:1167 | 363 | 8039 | Rate Constraint in lbs/MMBtu | FALSE | L | Annual | Allowances Sold CO2 | Thousand Tons | 0 | 0 | 0 | 0 | 0 | 0 | 0
EPA723 CO2 Rate Limit for NG Cofire - ORIS:1167 | 363 | 8039 | Rate Constraint in lbs/MMBtu | FALSE | L | Annual | Allowances Banked | Thousand Tons | 0 | 0 | 0 | 0 | 0 | 0 | 0
EPA723 CO2 Rate Limit for NG Cofire - ORIS:1167 | 363 | 8039 | Rate Constraint in lbs/MMBtu | FALSE | L | Annual | Allowances Withdrawn (1:1) | Thousand Tons | 0 | 0 | 0 | 0 | 0 | 0 | 0
EPA723 CO2 Rate Limit for NG Cofire - ORIS:1167 | 363 | 8039 | Rate Constraint in lbs/MMBtu | FALSE | L | Annual | Allowances Withdrawn (n:1) | Thousand Tons | 0 | 0 | 0 | 0 | 0 | 0 | 0
EPA723 CO2 Rate Limit for NG Cofire - ORIS:1167 | 363 | 8039 | Rate Constraint in lbs/MMBtu | FALSE | L | Annual | Net Emissions Allowance Position | Thousand Tons | 0 | 0 | 0 | 0 | 0 | 0 | 0
EPA723 CO2 Rate Limit for NG Cofire - ORIS:1167 | 363 | 8039 | Rate Constraint in lbs/MMBtu | FALSE | L | Annual | Fuel Consumed | TBtu | 0 | 0 | 0 | 0 | 0 | 0 | 0
EPA723 CO2 Rate Limit for NG Cofire - ORIS:1167 | 363 | 8039 | Rate Constraint in lbs/MMBtu | FALSE | L | Annual | Rate | lb/MMBtu | 0 | 0 | 0 | 0 | 0 | 0 | 0
EPA723 CO2 Rate Limit for NG Cofire - ORIS:1167 | 363 | 8039 | Rate Constraint in lbs/MMBtu | FALSE | L | Annual | Generation | TWh | 0 | 0 | 0 | 0 | 0 | 0 | 0
EPA723 CO2 Rate Limit for NG Cofire - ORIS:1167 | 363 | 8039 | Rate Constraint in lbs/MMBtu | FALSE | L | Annual | Qualifying Generation | TWh | 0 | 0 | 0 | 0 | 0 | 0 | 0
EPA723 CO2 Rate Limit for NG Cofire - ORIS:1167 | 363 | 8039 | Rate Constraint in lbs/MMBtu | FALSE | L | Annual | Rate | lb/MWh | 0 | 0 | 0 | 0 | 0 | 0 | 0
EPA723 CO2 Rate Limit for NG Cofire - ORIS:1167 | 363 | 8039 | Rate Constraint in lbs/MMBtu | FALSE | L | Annual | Constraint Shadow Price | US2022$/Ton | 0 | 39.2425 | 41.2042 | 73.0887 | 56.7792 | 126.8138 | 153.4944
EPA723 CO2 Rate Limit for NG Cofire - ORIS:1241 | 364 | 8040 | Rate Constraint in lbs/MMBtu | FALSE | L | Annual | Seasons Included | Seasons |  | Winter, Spring, Summer, Fall | Winter, Spring, Summer, Fall | Winter, Spring, Summer, Fall | Winter, Spring, Summer, Fall | Winter, Spring, Summer, Fall | Winter, Spring, Summer, Fall
EPA723 CO2 Rate Limit for NG Cofire - ORIS:1241 | 364 | 8040 | Rate Constraint in lbs/MMBtu | FALSE | L | Annual | Standard CO2 | lb/MMBtu | 180.6719 | 180.6719 | 180.6719 | 180.6719 | 180.6719 | 180.6719 | 180.6719
EPA723 CO2 Rate Limit for NG Cofire - ORIS:1241 | 364 | 8040 | Rate Constraint in lbs/MMBtu | FALSE | L | Annual | Emissions at Affected Plants CO2 | Thousand Tons | 0 | 0 | 0 | 0 | 0 | 0 | 0
EPA723 CO2 Rate Limit for NG Cofire - ORIS:1241 | 364 | 8040 | Rate Constraint in lbs/MMBtu | FALSE | L | Annual | Allowances Purchased CO2 | Thousand Tons | 0 | 0 | 0 | 0 | 0 | 0 | 0
EPA723 CO2 Rate Limit for NG Cofire - ORIS:1241 | 364 | 8040 | Rate Constraint in lbs/MMBtu | FALSE | L | Annual | Allowances Sold CO2 | Thousand Tons | 0 | 0 | 0 | 0 | 0 | 0 | 0
EPA723 CO2 Rate Limit for NG Cofire - ORIS:1241 | 364 | 8040 | Rate Constraint in lbs/MMBtu | FALSE | L | Annual | Allowances Banked | Thousand Tons | 0 | 0 | 0 | 0 | 0 | 0 | 0
EPA723 CO2 Rate Limit for NG Cofire - ORIS:1241 | 364 | 8040 | Rate Constraint in lbs/MMBtu | FALSE | L | Annual | Allowances Withdrawn (1:1) | Thousand Tons | 0 | 0 | 0 | 0 | 0 | 0 | 0
EPA723 CO2 Rate Limit for NG Cofire - ORIS:1241 | 364 | 8040 | Rate Constraint in lbs/MMBtu | FALSE | L | Annual | Allowances Withdrawn (n:1) | Thousand Tons | 0 | 0 | 0 | 0 | 0 | 0 | 0
EPA723 CO2 Rate Limit for NG Cofire - ORIS:1241 | 364 | 8040 | Rate Constraint in lbs/MMBtu | FALSE | L | Annual | Net Emissions Allowance Position | Thousand Tons | 0 | 0 | 0 | 0 | 0 | 0 | 0
EPA723 CO2 Rate Limit for NG Cofire - ORIS:1241 | 364 | 8040 | Rate Constraint in lbs/MMBtu | FALSE | L | Annual | Fuel Consumed | TBtu | 0 | 0 | 0 | 0 | 0 | 0 | 0
EPA723 CO2 Rate Limit for NG Cofire - ORIS:1241 | 364 | 8040 | Rate Constraint in lbs/MMBtu | FALSE | L | Annual | Rate | lb/MMBtu | 0 | 0 | 0 | 0 | 0 | 0 | 0
EPA723 CO2 Rate Limit for NG Cofire - ORIS:1241 | 364 | 8040 | Rate Constraint in lbs/MMBtu | FALSE | L | Annual | Generation | TWh | 0 | 0 | 0 | 0 | 0 | 0 | 0
EPA723 CO2 Rate Limit for NG Cofire - ORIS:1241 | 364 | 8040 | Rate Constraint in lbs/MMBtu | FALSE | L | Annual | Qualifying Generation | TWh | 0 | 0 | 0 | 0 | 0 | 0 | 0
EPA723 CO2 Rate Limit for NG Cofire - ORIS:1241 | 364 | 8040 | Rate Constraint in lbs/MMBtu | FALSE | L | Annual | Rate | lb/MWh | 0 | 0 | 0 | 0 | 0 | 0 | 0
EPA723 CO2 Rate Limit for NG Cofire - ORIS:1241 | 364 | 8040 | Rate Constraint in lbs/MMBtu | FALSE | L | Annual | Constraint Shadow Price | US2022$/Ton | 0 | 35.1236 | 42.4984 | 134.6166 | 718.1271 | 726.6011 | 193.1463
EPA723 CO2 Rate Limit for NG Cofire - ORIS:130 | 365 | 8025 | Rate Constraint in lbs/MMBtu | FALSE | L | Annual | Seasons Included | Seasons |  | Winter, Spring, Summer, Fall | Winter, Spring, Summer, Fall | Winter, Spring, Summer, Fall | Winter, Spring, Summer, Fall | Winter, Spring, Summer, Fall | Winter, Spring, Summer, Fall
EPA723 CO2 Rate Limit for NG Cofire - ORIS:130 | 365 | 8025 | Rate Constraint in lbs/MMBtu | FALSE | L | Annual | Standard CO2 | lb/MMBtu | 174.4837 | 174.4837 | 174.4837 | 174.4837 | 174.4837 | 174.4837 | 174.4837
EPA723 CO2 Rate Limit for NG Cofire - ORIS:130 | 365 | 8025 | Rate Constraint in lbs/MMBtu | FALSE | L | Annual | Emissions at Affected Plants CO2 | Thousand Tons | 0 | 0 | 0 | 0 | 0 | 0 | 0
EPA723 CO2 Rate Limit for NG Cofire - ORIS:130 | 365 | 8025 | Rate Constraint in lbs/MMBtu | FALSE | L | Annual | Allowances Purchased CO2 | Thousand Tons | 0 | 0 | 0 | 0 | 0 | 0 | 0
EPA723 CO2 Rate Limit for NG Cofire - ORIS:130 | 365 | 8025 | Rate Constraint in lbs/MMBtu | FALSE | L | Annual | Allowances Sold CO2 | Thousand Tons | 0 | 0 | 0 | 0 | 0 | 0 | 0
EPA723 CO2 Rate Limit for NG Cofire - ORIS:130 | 365 | 8025 | Rate Constraint in lbs/MMBtu | FALSE | L | Annual | Allowances Banked | Thousand Tons | 0 | 0 | 0 | 0 | 0 | 0 | 0
EPA723 CO2 Rate Limit for NG Cofire - ORIS:130 | 365 | 8025 | Rate Constraint in lbs/MMBtu | FALSE | L | Annual | Allowances Withdrawn (1:1) | Thousand Tons | 0 | 0 | 0 | 0 | 0 | 0 | 0
EPA723 CO2 Rate Limit for NG Cofire - ORIS:130 | 365 | 8025 | Rate Constraint in lbs/MMBtu | FALSE | L | Annual | Allowances Withdrawn (n:1) | Thousand Tons | 0 | 0 | 0 | 0 | 0 | 0 | 0
EPA723 CO2 Rate Limit for NG Cofire - ORIS:130 | 365 | 8025 | Rate Constraint in lbs/MMBtu | FALSE | L | Annual | Net Emissions Allowance Position | Thousand Tons | 0 | 0 | 0 | 0 | 0 | 0 | 0
EPA723 CO2 Rate Limit for NG Cofire - ORIS:130 | 365 | 8025 | Rate Constraint in lbs/MMBtu | FALSE | L | Annual | Fuel Consumed | TBtu | 0 | 0 | 0 | 0 | 0 | 0 | 0
EPA723 CO2 Rate Limit for NG Cofire - ORIS:130 | 365 | 8025 | Rate Constraint in lbs/MMBtu | FALSE | L | Annual | Rate | lb/MMBtu | 0 | 0 | 0 | 0 | 0 | 0 | 0
EPA723 CO2 Rate Limit for NG Cofire - ORIS:130 | 365 | 8025 | Rate Constraint in lbs/MMBtu | FALSE | L | Annual | Generation | TWh | 0 | 0 | 0 | 0 | 0 | 0 | 0
EPA723 CO2 Rate Limit for NG Cofire - ORIS:130 | 365 | 8025 | Rate Constraint in lbs/MMBtu | FALSE | L | Annual | Qualifying Generation | TWh | 0 | 0 | 0 | 0 | 0 | 0 | 0
EPA723 CO2 Rate Limit for NG Cofire - ORIS:130 | 365 | 8025 | Rate Constraint in lbs/MMBtu | FALSE | L | Annual | Rate | lb/MWh | 0 | 0 | 0 | 0 | 0 | 0 | 0
EPA723 CO2 Rate Limit for NG Cofire - ORIS:130 | 365 | 8025 | Rate Constraint in lbs/MMBtu | FALSE | L | Annual | Constraint Shadow Price | US2022$/Ton | 0 | 53.4249 | 79.6227 | 94.5986 | 107.9768 | 206.4886 | 219.8553
EPA723 CO2 Rate Limit for NG Cofire - ORIS:1356 | 366 | 8041 | Rate Constraint in lbs/MMBtu | FALSE | L | Annual | Seasons Included | Seasons |  | Winter, Spring, Summer, Fall | Winter, Spring, Summer, Fall | Winter, Spring, Summer, Fall | Winter, Spring, Summer, Fall | Winter, Spring, Summer, Fall | Winter, Spring, Summer, Fall
EPA723 CO2 Rate Limit for NG Cofire - ORIS:1356 | 366 | 8041 | Rate Constraint in lbs/MMBtu | FALSE | L | Annual | Standard CO2 | lb/MMBtu | 174.8101 | 174.8101 | 174.8101 | 174.8101 | 174.8101 | 174.8101 | 174.8101
EPA723 CO2 Rate Limit for NG Cofire - ORIS:1356 | 366 | 8041 | Rate Constraint in lbs/MMBtu | FALSE | L | Annual | Emissions at Affected Plants CO2 | Thousand Tons | 0 | 0 | 0 | 0 | 0 | 0 | 0
EPA723 CO2 Rate Limit for NG Cofire - ORIS:1356 | 366 | 8041 | Rate Constraint in lbs/MMBtu | FALSE | L | Annual | Allowances Purchased CO2 | Thousand Tons | 0 | 0 | 0 | 0 | 0 | 0 | 0
EPA723 CO2 Rate Limit for NG Cofire - ORIS:1356 | 366 | 8041 | Rate Constraint in lbs/MMBtu | FALSE | L | Annual | Allowances Sold CO2 | Thousand Tons | 0 | 0 | 0 | 0 | 0 | 0 | 0
EPA723 CO2 Rate Limit for NG Cofire - ORIS:1356 | 366 | 8041 | Rate Constraint in lbs/MMBtu | FALSE | L | Annual | Allowances Banked | Thousand Tons | 0 | 0 | 0 | 0 | 0 | 0 | 0
EPA723 CO2 Rate Limit for NG Cofire - ORIS:1356 | 366 | 8041 | Rate Constraint in lbs/MMBtu | FALSE | L | Annual | Allowances Withdrawn (1:1) | Thousand Tons | 0 | 0 | 0 | 0 | 0 | 0 | 0
EPA723 CO2 Rate Limit for NG Cofire - ORIS:1356 | 366 | 8041 | Rate Constraint in lbs/MMBtu | FALSE | L | Annual | Allowances Withdrawn (n:1) | Thousand Tons | 0 | 0 | 0 | 0 | 0 | 0 | 0
EPA723 CO2 Rate Limit for NG Cofire - ORIS:1356 | 366 | 8041 | Rate Constraint in lbs/MMBtu | FALSE | L | Annual | Net Emissions Allowance Position | Thousand Tons | 0 | 0 | 0 | 0 | 0 | 0 | 0
EPA723 CO2 Rate Limit for NG Cofire - ORIS:1356 | 366 | 8041 | Rate Constraint in lbs/MMBtu | FALSE | L | Annual | Fuel Consumed | TBtu | 0 | 0 | 0 | 0 | 0 | 0 | 0
EPA723 CO2 Rate Limit for NG Cofire - ORIS:1356 | 366 | 8041 | Rate Constraint in lbs/MMBtu | FALSE | L | Annual | Rate | lb/MMBtu | 0 | 0 | 0 | 0 | 0 | 0 | 0
EPA723 CO2 Rate Limit for NG Cofire - ORIS:1356 | 366 | 8041 | Rate Constraint in lbs/MMBtu | FALSE | L | Annual | Generation | TWh | 0 | 0 | 0 | 0 | 0 | 0 | 0
EPA723 CO2 Rate Limit for NG Cofire - ORIS:1356 | 366 | 8041 | Rate Constraint in lbs/MMBtu | FALSE | L | Annual | Qualifying Generation | TWh | 0 | 0 | 0 | 0 | 0 | 0 | 0
EPA723 CO2 Rate Limit for NG Cofire - ORIS:1356 | 366 | 8041 | Rate Constraint in lbs/MMBtu | FALSE | L | Annual | Rate | lb/MWh | 0 | 0 | 0 | 0 | 0 | 0 | 0
EPA723 CO2 Rate Limit for NG Cofire - ORIS:1356 | 366 | 8041 | Rate Constraint in lbs/MMBtu | FALSE | L | Annual | Constraint Shadow Price | US2022$/Ton | 0 | 35.9854 | 44.3703 | 72.2302 | 55.726 | 567.2159 | 135.3116
EPA723 CO2 Rate Limit for NG Cofire - ORIS:136 | 367 | 8026 | Rate Constraint in lbs/MMBtu | FALSE | L | Annual | Seasons Included | Seasons |  | Winter, Spring, Summer, Fall | Winter, Spring, Summer, Fall | Winter, Spring, Summer, Fall | Winter, Spring, Summer, Fall | Winter, Spring, Summer, Fall | Winter, Spring, Summer, Fall
EPA723 CO2 Rate Limit for NG Cofire - ORIS:136 | 367 | 8026 | Rate Constraint in lbs/MMBtu | FALSE | L | Annual | Standard CO2 | lb/MMBtu | 173.8356 | 173.8356 | 173.8356 | 173.8356 | 173.8356 | 173.8356 | 173.8356
EPA723 CO2 Rate Limit for NG Cofire - ORIS:136 | 367 | 8026 | Rate Constraint in lbs/MMBtu | FALSE | L | Annual | Emissions at Affected Plants CO2 | Thousand Tons | 0 | 0 | 0 | 0 | 0 | 0 | 0
EPA723 CO2 Rate Limit for NG Cofire - ORIS:136 | 367 | 8026 | Rate Constraint in lbs/MMBtu | FALSE | L | Annual | Allowances Purchased CO2 | Thousand Tons | 0 | 0 | 0 | 0 | 0 | 0 | 0
EPA723 CO2 Rate Limit for NG Cofire - ORIS:136 | 367 | 8026 | Rate Constraint in lbs/MMBtu | FALSE | L | Annual | Allowances Sold CO2 | Thousand Tons | 0 | 0 | 0 | 0 | 0 | 0 | 0
EPA723 CO2 Rate Limit for NG Cofire - ORIS:136 | 367 | 8026 | Rate Constraint in lbs/MMBtu | FALSE | L | Annual | Allowances Banked | Thousand Tons | 0 | 0 | 0 | 0 | 0 | 0 | 0
EPA723 CO2 Rate Limit for NG Cofire - ORIS:136 | 367 | 8026 | Rate Constraint in lbs/MMBtu | FALSE | L | Annual | Allowances Withdrawn (1:1) | Thousand Tons | 0 | 0 | 0 | 0 | 0 | 0 | 0
EPA723 CO2 Rate Limit for NG Cofire - ORIS:136 | 367 | 8026 | Rate Constraint in lbs/MMBtu | FALSE | L | Annual | Allowances Withdrawn (n:1) | Thousand Tons | 0 | 0 | 0 | 0 | 0 | 0 | 0
EPA723 CO2 Rate Limit for NG Cofire - ORIS:136 | 367 | 8026 | Rate Constraint in lbs/MMBtu | FALSE | L | Annual | Net Emissions Allowance Position | Thousand Tons | 0 | 0 | 0 | 0 | 0 | 0 | 0
EPA723 CO2 Rate Limit for NG Cofire - ORIS:136 | 367 | 8026 | Rate Constraint in lbs/MMBtu | FALSE | L | Annual | Fuel Consumed | TBtu | 0 | 0 | 0 | 0 | 0 | 0 | 0
EPA723 CO2 Rate Limit for NG Cofire - ORIS:136 | 367 | 8026 | Rate Constraint in lbs/MMBtu | FALSE | L | Annual | Rate | lb/MMBtu | 0 | 0 | 0 | 0 | 0 | 0 | 0
EPA723 CO2 Rate Limit for NG Cofire - ORIS:136 | 367 | 8026 | Rate Constraint in lbs/MMBtu | FALSE | L | Annual | Generation | TWh | 0 | 0 | 0 | 0 | 0 | 0 | 0
EPA723 CO2 Rate Limit for NG Cofire - ORIS:136 | 367 | 8026 | Rate Constraint in lbs/MMBtu | FALSE | L | Annual | Qualifying Generation | TWh | 0 | 0 | 0 | 0 | 0 | 0 | 0
EPA723 CO2 Rate Limit for NG Cofire - ORIS:136 | 367 | 8026 | Rate Constraint in lbs/MMBtu | FALSE | L | Annual | Rate | lb/MWh | 0 | 0 | 0 | 0 | 0 | 0 | 0
EPA723 CO2 Rate Limit for NG Cofire - ORIS:136 | 367 | 8026 | Rate Constraint in lbs/MMBtu | FALSE | L | Annual | Constraint Shadow Price | US2022$/Ton | 0 | 16.4346 | 17.7332 | 37.0452 | 41.1892 | 67.7831 | 94.707
EPA723 CO2 Rate Limit for NG Cofire - ORIS:1364 | 368 | 8042 | Rate Constraint in lbs/MMBtu | FALSE | L | Annual | Seasons Included | Seasons |  | Winter, Spring, Summer, Fall | Winter, Spring, Summer, Fall | Winter, Spring, Summer, Fall | Winter, Spring, Summer, Fall | Winter, Spring, Summer, Fall | Winter, Spring, Summer, Fall
EPA723 CO2 Rate Limit for NG Cofire - ORIS:1364 | 368 | 8042 | Rate Constraint in lbs/MMBtu | FALSE | L | Annual | Standard CO2 | lb/MMBtu | 174.8101 | 174.8101 | 174.8101 | 174.8101 | 174.8101 | 174.8101 | 174.8101
EPA723 CO2 Rate Limit for NG Cofire - ORIS:1364 | 368 | 8042 | Rate Constraint in lbs/MMBtu | FALSE | L | Annual | Emissions at Affected Plants CO2 | Thousand Tons | 0 | 0 | 0 | 0 | 0 | 0 | 0
EPA723 CO2 Rate Limit for NG Cofire - ORIS:1364 | 368 | 8042 | Rate Constraint in lbs/MMBtu | FALSE | L | Annual | Allowances Purchased CO2 | Thousand Tons | 0 | 0 | 0 | 0 | 0 | 0 | 0
EPA723 CO2 Rate Limit for NG Cofire - ORIS:1364 | 368 | 8042 | Rate Constraint in lbs/MMBtu | FALSE | L | Annual | Allowances Sold CO2 | Thousand Tons | 0 | 0 | 0 | 0 | 0 | 0 | 0
EPA723 CO2 Rate Limit for NG Cofire - ORIS:1364 | 368 | 8042 | Rate Constraint in lbs/MMBtu | FALSE | L | Annual | Allowances Banked | Thousand Tons | 0 | 0 | 0 | 0 | 0 | 0 | 0
EPA723 CO2 Rate Limit for NG Cofire - ORIS:1364 | 368 | 8042 | Rate Constraint in lbs/MMBtu | FALSE | L | Annual | Allowances Withdrawn (1:1) | Thousand Tons | 0 | 0 | 0 | 0 | 0 | 0 | 0
EPA723 CO2 Rate Limit for NG Cofire - ORIS:1364 | 368 | 8042 | Rate Constraint in lbs/MMBtu | FALSE | L | Annual | Allowances Withdrawn (n:1) | Thousand Tons | 0 | 0 | 0 | 0 | 0 | 0 | 0
EPA723 CO2 Rate Limit for NG Cofire - ORIS:1364 | 368 | 8042 | Rate Constraint in lbs/MMBtu | FALSE | L | Annual | Net Emissions Allowance Position | Thousand Tons | 0 | 0 | 0 | 0 | 0 | 0 | 0
EPA723 CO2 Rate Limit for NG Cofire - ORIS:1364 | 368 | 8042 | Rate Constraint in lbs/MMBtu | FALSE | L | Annual | Fuel Consumed | TBtu | 0 | 0 | 0 | 0 | 0 | 0 | 0
EPA723 CO2 Rate Limit for NG Cofire - ORIS:1364 | 368 | 8042 | Rate Constraint in lbs/MMBtu | FALSE | L | Annual | Rate | lb/MMBtu | 0 | 0 | 0 | 0 | 0 | 0 | 0
EPA723 CO2 Rate Limit for NG Cofire - ORIS:1364 | 368 | 8042 | Rate Constraint in lbs/MMBtu | FALSE | L | Annual | Generation | TWh | 0 | 0 | 0 | 0 | 0 | 0 | 0
EPA723 CO2 Rate Limit for NG Cofire - ORIS:1364 | 368 | 8042 | Rate Constraint in lbs/MMBtu | FALSE | L | Annual | Qualifying Generation | TWh | 0 | 0 | 0 | 0 | 0 | 0 | 0
EPA723 CO2 Rate Limit for NG Cofire - ORIS:1364 | 368 | 8042 | Rate Constraint in lbs/MMBtu | FALSE | L | Annual | Rate | lb/MWh | 0 | 0 | 0 | 0 | 0 | 0 | 0
EPA723 CO2 Rate Limit for NG Cofire - ORIS:1364 | 368 | 8042 | Rate Constraint in lbs/MMBtu | FALSE | L | Annual | Constraint Shadow Price | US2022$/Ton | 0 | 31.1894 | 31.5612 | 79.2001 | 588.2981 | 586.54 | 136.7728
EPA723 CO2 Rate Limit for NG Cofire - ORIS:1379 | 369 | 8043 | Rate Constraint in lbs/MMBtu | FALSE | L | Annual | Seasons Included | Seasons |  | Winter, Spring, Summer, Fall | Winter, Spring, Summer, Fall | Winter, Spring, Summer, Fall | Winter, Spring, Summer, Fall | Winter, Spring, Summer, Fall | Winter, Spring, Summer, Fall
EPA723 CO2 Rate Limit for NG Cofire - ORIS:1379 | 369 | 8043 | Rate Constraint in lbs/MMBtu | FALSE | L | Annual | Standard CO2 | lb/MMBtu | 184.5606 | 184.5606 | 184.5606 | 184.5606 | 184.5606 | 184.5606 | 184.5606
EPA723 CO2 Rate Limit for NG Cofire - ORIS:1379 | 369 | 8043 | Rate Constraint in lbs/MMBtu | FALSE | L | Annual | Emissions at Affected Plants CO2 | Thousand Tons | 0 | 0 | 0 | 0 | 0 | 0 | 0
EPA723 CO2 Rate Limit for NG Cofire - ORIS:1379 | 369 | 8043 | Rate Constraint in lbs/MMBtu | FALSE | L | Annual | Allowances Purchased CO2 | Thousand Tons | 0 | 0 | 0 | 0 | 0 | 0 | 0
EPA723 CO2 Rate Limit for NG Cofire - ORIS:1379 | 369 | 8043 | Rate Constraint in lbs/MMBtu | FALSE | L | Annual | Allowances Sold CO2 | Thousand Tons | 0 | 0 | 0 | 0 | 0 | 0 | 0
EPA723 CO2 Rate Limit for NG Cofire - ORIS:1379 | 369 | 8043 | Rate Constraint in lbs/MMBtu | FALSE | L | Annual | Allowances Banked | Thousand Tons | 0 | 0 | 0 | 0 | 0 | 0 | 0
EPA723 CO2 Rate Limit for NG Cofire - ORIS:1379 | 369 | 8043 | Rate Constraint in lbs/MMBtu | FALSE | L | Annual | Allowances Withdrawn (1:1) | Thousand Tons | 0 | 0 | 0 | 0 | 0 | 0 | 0
EPA723 CO2 Rate Limit for NG Cofire - ORIS:1379 | 369 | 8043 | Rate Constraint in lbs/MMBtu | FALSE | L | Annual | Allowances Withdrawn (n:1) | Thousand Tons | 0 | 0 | 0 | 0 | 0 | 0 | 0
EPA723 CO2 Rate Limit for NG Cofire - ORIS:1379 | 369 | 8043 | Rate Constraint in lbs/MMBtu | FALSE | L | Annual | Net Emissions Allowance Position | Thousand Tons | 0 | 0 | 0 | 0 | 0 | 0 | 0
EPA723 CO2 Rate Limit for NG Cofire - ORIS:1379 | 369 | 8043 | Rate Constraint in lbs/MMBtu | FALSE | L | Annual | Fuel Consumed | TBtu | 0 | 0 | 0 | 0 | 0 | 0 | 0
EPA723 CO2 Rate Limit for NG Cofire - ORIS:1379 | 369 | 8043 | Rate Constraint in lbs/MMBtu | FALSE | L | Annual | Rate | lb/MMBtu | 0 | 0 | 0 | 0 | 0 | 0 | 0
EPA723 CO2 Rate Limit for NG Cofire - ORIS:1379 | 369 | 8043 | Rate Constraint in lbs/MMBtu | FALSE | L | Annual | Generation | TWh | 0 | 0 | 0 | 0 | 0 | 0 | 0
EPA723 CO2 Rate Limit for NG Cofire - ORIS:1379 | 369 | 8043 | Rate Constraint in lbs/MMBtu | FALSE | L | Annual | Qualifying Generation | TWh | 0 | 0 | 0 | 0 | 0 | 0 | 0
EPA723 CO2 Rate Limit for NG Cofire - ORIS:1379 | 369 | 8043 | Rate Constraint in lbs/MMBtu | FALSE | L | Annual | Rate | lb/MWh | 0 | 0 | 0 | 0 | 0 | 0 | 0
EPA723 CO2 Rate Limit for NG Cofire - ORIS:1379 | 369 | 8043 | Rate Constraint in lbs/MMBtu | FALSE | L | Annual | Constraint Shadow Price | US2022$/Ton | 0 | 25.0595 | 54.4323 | 283.0252 | 1667.9968 | 1194.3815 | 428.3468
EPA723 CO2 Rate Limit for NG Cofire - ORIS:1384 | 370 | 8044 | Rate Constraint in lbs/MMBtu | FALSE | L | Annual | Seasons Included | Seasons |  | Winter, Spring, Summer, Fall | Winter, Spring, Summer, Fall | Winter, Spring, Summer, Fall | Winter, Spring, Summer, Fall | Winter, Spring, Summer, Fall | Winter, Spring, Summer, Fall
EPA723 CO2 Rate Limit for NG Cofire - ORIS:1384 | 370 | 8044 | Rate Constraint in lbs/MMBtu | FALSE | L | Annual | Standard CO2 | lb/MMBtu | 174.542 | 174.542 | 174.542 | 174.542 | 174.542 | 174.542 | 174.542
EPA723 CO2 Rate Limit for NG Cofire - ORIS:1384 | 370 | 8044 | Rate Constraint in lbs/MMBtu | FALSE | L | Annual | Emissions at Affected Plants CO2 | Thousand Tons | 0 | 0 | 0 | 0 | 0 | 0 | 0
EPA723 CO2 Rate Limit for NG Cofire - ORIS:1384 | 370 | 8044 | Rate Constraint in lbs/MMBtu | FALSE | L | Annual | Allowances Purchased CO2 | Thousand Tons | 0 | 0 | 0 | 0 | 0 | 0 | 0
EPA723 CO2 Rate Limit for NG Cofire - ORIS:1384 | 370 | 8044 | Rate Constraint in lbs/MMBtu | FALSE | L | Annual | Allowances Sold CO2 | Thousand Tons | 0 | 0 | 0 | 0 | 0 | 0 | 0
EPA723 CO2 Rate Limit for NG Cofire - ORIS:1384 | 370 | 8044 | Rate Constraint in lbs/MMBtu | FALSE | L | Annual | Allowances Banked | Thousand Tons | 0 | 0 | 0 | 0 | 0 | 0 | 0
EPA723 CO2 Rate Limit for NG Cofire - ORIS:1384 | 370 | 8044 | Rate Constraint in lbs/MMBtu | FALSE | L | Annual | Allowances Withdrawn (1:1) | Thousand Tons | 0 | 0 | 0 | 0 | 0 | 0 | 0
EPA723 CO2 Rate Limit for NG Cofire - ORIS:1384 | 370 | 8044 | Rate Constraint in lbs/MMBtu | FALSE | L | Annual | Allowances Withdrawn (n:1) | Thousand Tons | 0 | 0 | 0 | 0 | 0 | 0 | 0
EPA723 CO2 Rate Limit for NG Cofire - ORIS:1384 | 370 | 8044 | Rate Constraint in lbs/MMBtu | FALSE | L | Annual | Net Emissions Allowance Position | Thousand Tons | 0 | 0 | 0 | 0 | 0 | 0 | 0
EPA723 CO2 Rate Limit for NG Cofire - ORIS:1384 | 370 | 8044 | Rate Constraint in lbs/MMBtu | FALSE | L | Annual | Fuel Consumed | TBtu | 0 | 0 | 0 | 0 | 0 | 0 | 0
EPA723 CO2 Rate Limit for NG Cofire - ORIS:1384 | 370 | 8044 | Rate Constraint in lbs/MMBtu | FALSE | L | Annual | Rate | lb/MMBtu | 0 | 0 | 0 | 0 | 0 | 0 | 0
EPA723 CO2 Rate Limit for NG Cofire - ORIS:1384 | 370 | 8044 | Rate Constraint in lbs/MMBtu | FALSE | L | Annual | Generation | TWh | 0 | 0 | 0 | 0 | 0 | 0 | 0
EPA723 CO2 Rate Limit for NG Cofire - ORIS:1384 | 370 | 8044 | Rate Constraint in lbs/MMBtu | FALSE | L | Annual | Qualifying Generation | TWh | 0 | 0 | 0 | 0 | 0 | 0 | 0
EPA723 CO2 Rate Limit for NG Cofire - ORIS:1384 | 370 | 8044 | Rate Constraint in lbs/MMBtu | FALSE | L | Annual | Rate | lb/MWh | 0 | 0 | 0 | 0 | 0 | 0 | 0
EPA723 CO2 Rate Limit for NG Cofire - ORIS:1384 | 370 | 8044 | Rate Constraint in lbs/MMBtu | FALSE | L | Annual | Constraint Shadow Price | US2022$/Ton | 0 | 119.7247 | 32.1729 | 5.9732 | 0 | 68.8628 | 96.6736
EPA723 CO2 Rate Limit for NG Cofire - ORIS:1393 | 371 | 8045 | Rate Constraint in lbs/MMBtu | FALSE | L | Annual | Seasons Included | Seasons |  | Winter, Spring, Summer, Fall | Winter, Spring, Summer, Fall | Winter, Spring, Summer, Fall | Winter, Spring, Summer, Fall | Winter, Spring, Summer, Fall | Winter, Spring, Summer, Fall
EPA723 CO2 Rate Limit for NG Cofire - ORIS:1393 | 371 | 8045 | Rate Constraint in lbs/MMBtu | FALSE | L | Annual | Standard CO2 | lb/MMBtu | 183.1953 | 183.1953 | 183.1953 | 183.1953 | 183.1953 | 183.1953 | 183.1953
EPA723 CO2 Rate Limit for NG Cofire - ORIS:1393 | 371 | 8045 | Rate Constraint in lbs/MMBtu | FALSE | L | Annual | Emissions at Affected Plants CO2 | Thousand Tons | 0 | 0 | 0 | 0 | 0 | 0 | 0
EPA723 CO2 Rate Limit for NG Cofire - ORIS:1393 | 371 | 8045 | Rate Constraint in lbs/MMBtu | FALSE | L | Annual | Allowances Purchased CO2 | Thousand Tons | 0 | 0 | 0 | 0 | 0 | 0 | 0
EPA723 CO2 Rate Limit for NG Cofire - ORIS:1393 | 371 | 8045 | Rate Constraint in lbs/MMBtu | FALSE | L | Annual | Allowances Sold CO2 | Thousand Tons | 0 | 0 | 0 | 0 | 0 | 0 | 0
EPA723 CO2 Rate Limit for NG Cofire - ORIS:1393 | 371 | 8045 | Rate Constraint in lbs/MMBtu | FALSE | L | Annual | Allowances Banked | Thousand Tons | 0 | 0 | 0 | 0 | 0 | 0 | 0
EPA723 CO2 Rate Limit for NG Cofire - ORIS:1393 | 371 | 8045 | Rate Constraint in lbs/MMBtu | FALSE | L | Annual | Allowances Withdrawn (1:1) | Thousand Tons | 0 | 0 | 0 | 0 | 0 | 0 | 0
EPA723 CO2 Rate Limit for NG Cofire - ORIS:1393 | 371 | 8045 | Rate Constraint in lbs/MMBtu | FALSE | L | Annual | Allowances Withdrawn (n:1) | Thousand Tons | 0 | 0 | 0 | 0 | 0 | 0 | 0
EPA723 CO2 Rate Limit for NG Cofire - ORIS:1393 | 371 | 8045 | Rate Constraint in lbs/MMBtu | FALSE | L | Annual | Net Emissions Allowance Position | Thousand Tons | 0 | 0 | 0 | 0 | 0 | 0 | 0
EPA723 CO2 Rate Limit for NG Cofire - ORIS:1393 | 371 | 8045 | Rate Constraint in lbs/MMBtu | FALSE | L | Annual | Fuel Consumed | TBtu | 0 | 0 | 0 | 0 | 0 | 0 | 0
EPA723 CO2 Rate Limit for NG Cofire - ORIS:1393 | 371 | 8045 | Rate Constraint in lbs/MMBtu | FALSE | L | Annual | Rate | lb/MMBtu | 0 | 0 | 0 | 0 | 0 | 0 | 0
EPA723 CO2 Rate Limit for NG Cofire - ORIS:1393 | 371 | 8045 | Rate Constraint in lbs/MMBtu | FALSE | L | Annual | Generation | TWh | 0 | 0 | 0 | 0 | 0 | 0 | 0
EPA723 CO2 Rate Limit for NG Cofire - ORIS:1393 | 371 | 8045 | Rate Constraint in lbs/MMBtu | FALSE | L | Annual | Qualifying Generation | TWh | 0 | 0 | 0 | 0 | 0 | 0 | 0
EPA723 CO2 Rate Limit for NG Cofire - ORIS:1393 | 371 | 8045 | Rate Constraint in lbs/MMBtu | FALSE | L | Annual | Rate | lb/MWh | 0 | 0 | 0 | 0 | 0 | 0 | 0
EPA723 CO2 Rate Limit for NG Cofire - ORIS:1393 | 371 | 8045 | Rate Constraint in lbs/MMBtu | FALSE | L | Annual | Constraint Shadow Price | US2022$/Ton | 0 | 33.1263 | 33.0702 | 137.7728 | 121.9777 | 158.7743 | 197.474
EPA723 CO2 Rate Limit for NG Cofire - ORIS:160 | 372 | 8027 | Rate Constraint in lbs/MMBtu | FALSE | L | Annual | Seasons Included | Seasons |  | Winter, Spring, Summer, Fall | Winter, Spring, Summer, Fall | Winter, Spring, Summer, Fall | Winter, Spring, Summer, Fall | Winter, Spring, Summer, Fall | Winter, Spring, Summer, Fall
EPA723 CO2 Rate Limit for NG Cofire - ORIS:160 | 372 | 8027 | Rate Constraint in lbs/MMBtu | FALSE | L | Annual | Standard CO2 | lb/MMBtu | 182.0636 | 182.0636 | 182.0636 | 182.0636 | 182.0636 | 182.0636 | 182.0636
EPA723 CO2 Rate Limit for NG Cofire - ORIS:160 | 372 | 8027 | Rate Constraint in lbs/MMBtu | FALSE | L | Annual | Emissions at Affected Plants CO2 | Thousand Tons | 0 | 0 | 0 | 0 | 0 | 0 | 0
EPA723 CO2 Rate Limit for NG Cofire - ORIS:160 | 372 | 8027 | Rate Constraint in lbs/MMBtu | FALSE | L | Annual | Allowances Purchased CO2 | Thousand Tons | 0 | 0 | 0 | 0 | 0 | 0 | 0
EPA723 CO2 Rate Limit for NG Cofire - ORIS:160 | 372 | 8027 | Rate Constraint in lbs/MMBtu | FALSE | L | Annual | Allowances Sold CO2 | Thousand Tons | 0 | 0 | 0 | 0 | 0 | 0 | 0
EPA723 CO2 Rate Limit for NG Cofire - ORIS:160 | 372 | 8027 | Rate Constraint in lbs/MMBtu | FALSE | L | Annual | Allowances Banked | Thousand Tons | 0 | 0 | 0 | 0 | 0 | 0 | 0
EPA723 CO2 Rate Limit for NG Cofire - ORIS:160 | 372 | 8027 | Rate Constraint in lbs/MMBtu | FALSE | L | Annual | Allowances Withdrawn (1:1) | Thousand Tons | 0 | 0 | 0 | 0 | 0 | 0 | 0
EPA723 CO2 Rate Limit for NG Cofire - ORIS:160 | 372 | 8027 | Rate Constraint in lbs/MMBtu | FALSE | L | Annual | Allowances Withdrawn (n:1) | Thousand Tons | 0 | 0 | 0 | 0 | 0 | 0 | 0
EPA723 CO2 Rate Limit for NG Cofire - ORIS:160 | 372 | 8027 | Rate Constraint in lbs/MMBtu | FALSE | L | Annual | Net Emissions Allowance Position | Thousand Tons | 0 | 0 | 0 | 0 | 0 | 0 | 0
EPA723 CO2 Rate Limit for NG Cofire - ORIS:160 | 372 | 8027 | Rate Constraint in lbs/MMBtu | FALSE | L | Annual | Fuel Consumed | TBtu | 0 | 0 | 0 | 0 | 0 | 0 | 0
EPA723 CO2 Rate Limit for NG Cofire - ORIS:160 | 372 | 8027 | Rate Constraint in lbs/MMBtu | FALSE | L | Annual | Rate | lb/MMBtu | 0 | 0 | 0 | 0 | 0 | 0 | 0
EPA723 CO2 Rate Limit for NG Cofire - ORIS:160 | 372 | 8027 | Rate Constraint in lbs/MMBtu | FALSE | L | Annual | Generation | TWh | 0 | 0 | 0 | 0 | 0 | 0 | 0
EPA723 CO2 Rate Limit for NG Cofire - ORIS:160 | 372 | 8027 | Rate Constraint in lbs/MMBtu | FALSE | L | Annual | Qualifying Generation | TWh | 0 | 0 | 0 | 0 | 0 | 0 | 0
EPA723 CO2 Rate Limit for NG Cofire - ORIS:160 | 372 | 8027 | Rate Constraint in lbs/MMBtu | FALSE | L | Annual | Rate | lb/MWh | 0 | 0 | 0 | 0 | 0 | 0 | 0
EPA723 CO2 Rate Limit for NG Cofire - ORIS:160 | 372 | 8027 | Rate Constraint in lbs/MMBtu | FALSE | L | Annual | Constraint Shadow Price | US2022$/Ton | 0 | 21.979 | 27.5025 | 20.406 | 61.7921 | 594.363 | 101.0939
EPA723 CO2 Rate Limit for NG Cofire - ORIS:165 | 373 | 8028 | Rate Constraint in lbs/MMBtu | FALSE | L | Annual | Seasons Included | Seasons |  | Winter, Spring, Summer, Fall | Winter, Spring, Summer, Fall | Winter, Spring, Summer, Fall | Winter, Spring, Summer, Fall | Winter, Spring, Summer, Fall | Winter, Spring, Summer, Fall
EPA723 CO2 Rate Limit for NG Cofire - ORIS:165 | 373 | 8028 | Rate Constraint in lbs/MMBtu | FALSE | L | Annual | Standard CO2 | lb/MMBtu | 176.252 | 176.252 | 176.252 | 176.252 | 176.252 | 176.252 | 176.252
EPA723 CO2 Rate Limit for NG Cofire - ORIS:165 | 373 | 8028 | Rate Constraint in lbs/MMBtu | FALSE | L | Annual | Emissions at Affected Plants CO2 | Thousand Tons | 0 | 0 | 0 | 0 | 0 | 0 | 0
EPA723 CO2 Rate Limit for NG Cofire - ORIS:165 | 373 | 8028 | Rate Constraint in lbs/MMBtu | FALSE | L | Annual | Allowances Purchased CO2 | Thousand Tons | 0 | 0 | 0 | 0 | 0 | 0 | 0
EPA723 CO2 Rate Limit for NG Cofire - ORIS:165 | 373 | 8028 | Rate Constraint in lbs/MMBtu | FALSE | L | Annual | Allowances Sold CO2 | Thousand Tons | 0 | 0 | 0 | 0 | 0 | 0 | 0
EPA723 CO2 Rate Limit for NG Cofire - ORIS:165 | 373 | 8028 | Rate Constraint in lbs/MMBtu | FALSE | L | Annual | Allowances Banked | Thousand Tons | 0 | 0 | 0 | 0 | 0 | 0 | 0
EPA723 CO2 Rate Limit for NG Cofire - ORIS:165 | 373 | 8028 | Rate Constraint in lbs/MMBtu | FALSE | L | Annual | Allowances Withdrawn (1:1) | Thousand Tons | 0 | 0 | 0 | 0 | 0 | 0 | 0
EPA723 CO2 Rate Limit for NG Cofire - ORIS:165 | 373 | 8028 | Rate Constraint in lbs/MMBtu | FALSE | L | Annual | Allowances Withdrawn (n:1) | Thousand Tons | 0 | 0 | 0 | 0 | 0 | 0 | 0
EPA723 CO2 Rate Limit for NG Cofire - ORIS:165 | 373 | 8028 | Rate Constraint in lbs/MMBtu | FALSE | L | Annual | Net Emissions Allowance Position | Thousand Tons | 0 | 0 | 0 | 0 | 0 | 0 | 0
EPA723 CO2 Rate Limit for NG Cofire - ORIS:165 | 373 | 8028 | Rate Constraint in lbs/MMBtu | FALSE | L | Annual | Fuel Consumed | TBtu | 0 | 0 | 0 | 0 | 0 | 0 | 0
EPA723 CO2 Rate Limit for NG Cofire - ORIS:165 | 373 | 8028 | Rate Constraint in lbs/MMBtu | FALSE | L | Annual | Rate | lb/MMBtu | 0 | 0 | 0 | 0 | 0 | 0 | 0
EPA723 CO2 Rate Limit for NG Cofire - ORIS:165 | 373 | 8028 | Rate Constraint in lbs/MMBtu | FALSE | L | Annual | Generation | TWh | 0 | 0 | 0 | 0 | 0 | 0 | 0
EPA723 CO2 Rate Limit for NG Cofire - ORIS:165 | 373 | 8028 | Rate Constraint in lbs/MMBtu | FALSE | L | Annual | Qualifying Generation | TWh | 0 | 0 | 0 | 0 | 0 | 0 | 0
EPA723 CO2 Rate Limit for NG Cofire - ORIS:165 | 373 | 8028 | Rate Constraint in lbs/MMBtu | FALSE | L | Annual | Rate | lb/MWh | 0 | 0 | 0 | 0 | 0 | 0 | 0
EPA723 CO2 Rate Limit for NG Cofire - ORIS:165 | 373 | 8028 | Rate Constraint in lbs/MMBtu | FALSE | L | Annual | Constraint Shadow Price | US2022$/Ton | 0 | 678.5779 | 38.062 | 102.1474 | 22.5189 | 382.0417 | 68.6447
EPA723 CO2 Rate Limit for NG Cofire - ORIS:1893 | 374 | 8046 | Rate Constraint in lbs/MMBtu | FALSE | L | Annual | Seasons Included | Seasons |  | Winter, Spring, Summer, Fall | Winter, Spring, Summer, Fall | Winter, Spring, Summer, Fall | Winter, Spring, Summer, Fall | Winter, Spring, Summer, Fall | Winter, Spring, Summer, Fall
EPA723 CO2 Rate Limit for NG Cofire - ORIS:1893 | 374 | 8046 | Rate Constraint in lbs/MMBtu | FALSE | L | Annual | Standard CO2 | lb/MMBtu | 176.8254 | 176.8254 | 176.8254 | 176.8254 | 176.8254 | 176.8254 | 176.8254
EPA723 CO2 Rate Limit for NG Cofire - ORIS:1893 | 374 | 8046 | Rate Constraint in lbs/MMBtu | FALSE | L | Annual | Emissions at Affected Plants CO2 | Thousand Tons | 0 | 0 | 0 | 0 | 0 | 0 | 0
EPA723 CO2 Rate Limit for NG Cofire - ORIS:1893 | 374 | 8046 | Rate Constraint in lbs/MMBtu | FALSE | L | Annual | Allowances Purchased CO2 | Thousand Tons | 0 | 0 | 0 | 0 | 0 | 0 | 0
EPA723 CO2 Rate Limit for NG Cofire - ORIS:1893 | 374 | 8046 | Rate Constraint in lbs/MMBtu | FALSE | L | Annual | Allowances Sold CO2 | Thousand Tons | 0 | 0 | 0 | 0 | 0 | 0 | 0
EPA723 CO2 Rate Limit for NG Cofire - ORIS:1893 | 374 | 8046 | Rate Constraint in lbs/MMBtu | FALSE | L | Annual | Allowances Banked | Thousand Tons | 0 | 0 | 0 | 0 | 0 | 0 | 0
EPA723 CO2 Rate Limit for NG Cofire - ORIS:1893 | 374 | 8046 | Rate Constraint in lbs/MMBtu | FALSE | L | Annual | Allowances Withdrawn (1:1) | Thousand Tons | 0 | 0 | 0 | 0 | 0 | 0 | 0
EPA723 CO2 Rate Limit for NG Cofire - ORIS:1893 | 374 | 8046 | Rate Constraint in lbs/MMBtu | FALSE | L | Annual | Allowances Withdrawn (n:1) | Thousand Tons | 0 | 0 | 0 | 0 | 0 | 0 | 0
EPA723 CO2 Rate Limit for NG Cofire - ORIS:1893 | 374 | 8046 | Rate Constraint in lbs/MMBtu | FALSE | L | Annual | Net Emissions Allowance Position | Thousand Tons | 0 | 0 | 0 | 0 | 0 | 0 | 0
EPA723 CO2 Rate Limit for NG Cofire - ORIS:1893 | 374 | 8046 | Rate Constraint in lbs/MMBtu | FALSE | L | Annual | Fuel Consumed | TBtu | 0 | 0 | 0 | 0 | 0 | 0 | 0
EPA723 CO2 Rate Limit for NG Cofire - ORIS:1893 | 374 | 8046 | Rate Constraint in lbs/MMBtu | FALSE | L | Annual | Rate | lb/MMBtu | 0 | 0 | 0 | 0 | 0 | 0 | 0
EPA723 CO2 Rate Limit for NG Cofire - ORIS:1893 | 374 | 8046 | Rate Constraint in lbs/MMBtu | FALSE | L | Annual | Generation | TWh | 0 | 0 | 0 | 0 | 0 | 0 | 0
EPA723 CO2 Rate Limit for NG Cofire - ORIS:1893 | 374 | 8046 | Rate Constraint in lbs/MMBtu | FALSE | L | Annual | Qualifying Generation | TWh | 0 | 0 | 0 | 0 | 0 | 0 | 0
EPA723 CO2 Rate Limit for NG Cofire - ORIS:1893 | 374 | 8046 | Rate Constraint in lbs/MMBtu | FALSE | L | Annual | Rate | lb/MWh | 0 | 0 | 0 | 0 | 0 | 0 | 0
EPA723 CO2 Rate Limit for NG Cofire - ORIS:1893 | 374 | 8046 | Rate Constraint in lbs/MMBtu | FALSE | L | Annual | Constraint Shadow Price | US2022$/Ton | 0 | 0 | 41.6476 | 132.9383 | 134.7039 | 191.7164 | 179.5735
EPA723 CO2 Rate Limit for NG Cofire - ORIS:2079 | 375 | 8047 | Rate Constraint in lbs/MMBtu | FALSE | L | Annual | Seasons Included | Seasons |  | Winter, Spring, Summer, Fall | Winter, Spring, Summer, Fall | Winter, Spring, Summer, Fall | Winter, Spring, Summer, Fall | Winter, Spring, Summer, Fall | Winter, Spring, Summer, Fall
EPA723 CO2 Rate Limit for NG Cofire - ORIS:2079 | 375 | 8047 | Rate Constraint in lbs/MMBtu | FALSE | L | Annual | Standard CO2 | lb/MMBtu | 175.772 | 175.772 | 175.772 | 175.772 | 175.772 | 175.772 | 175.772
EPA723 CO2 Rate Limit for NG Cofire - ORIS:2079 | 375 | 8047 | Rate Constraint in lbs/MMBtu | FALSE | L | Annual | Emissions at Affected Plants CO2 | Thousand Tons | 0 | 0 | 0 | 0 | 0 | 0 | 0
EPA723 CO2 Rate Limit for NG Cofire - ORIS:2079 | 375 | 8047 | Rate Constraint in lbs/MMBtu | FALSE | L | Annual | Allowances Purchased CO2 | Thousand Tons | 0 | 0 | 0 | 0 | 0 | 0 | 0
EPA723 CO2 Rate Limit for NG Cofire - ORIS:2079 | 375 | 8047 | Rate Constraint in lbs/MMBtu | FALSE | L | Annual | Allowances Sold CO2 | Thousand Tons | 0 | 0 | 0 | 0 | 0 | 0 | 0
EPA723 CO2 Rate Limit for NG Cofire - ORIS:2079 | 375 | 8047 | Rate Constraint in lbs/MMBtu | FALSE | L | Annual | Allowances Banked | Thousand Tons | 0 | 0 | 0 | 0 | 0 | 0 | 0
EPA723 CO2 Rate Limit for NG Cofire - ORIS:2079 | 375 | 8047 | Rate Constraint in lbs/MMBtu | FALSE | L | Annual | Allowances Withdrawn (1:1) | Thousand Tons | 0 | 0 | 0 | 0 | 0 | 0 | 0
EPA723 CO2 Rate Limit for NG Cofire - ORIS:2079 | 375 | 8047 | Rate Constraint in lbs/MMBtu | FALSE | L | Annual | Allowances Withdrawn (n:1) | Thousand Tons | 0 | 0 | 0 | 0 | 0 | 0 | 0
EPA723 CO2 Rate Limit for NG Cofire - ORIS:2079 | 375 | 8047 | Rate Constraint in lbs/MMBtu | FALSE | L | Annual | Net Emissions Allowance Position | Thousand Tons | 0 | 0 | 0 | 0 | 0 | 0 | 0
EPA723 CO2 Rate Limit for NG Cofire - ORIS:2079 | 375 | 8047 | Rate Constraint in lbs/MMBtu | FALSE | L | Annual | Fuel Consumed | TBtu | 0 | 0 | 0 | 0 | 0 | 0 | 0
EPA723 CO2 Rate Limit for NG Cofire - ORIS:2079 | 375 | 8047 | Rate Constraint in lbs/MMBtu | FALSE | L | Annual | Rate | lb/MMBtu | 0 | 0 | 0 | 0 | 0 | 0 | 0
EPA723 CO2 Rate Limit for NG Cofire - ORIS:2079 | 375 | 8047 | Rate Constraint in lbs/MMBtu | FALSE | L | Annual | Generation | TWh | 0 | 0 | 0 | 0 | 0 | 0 | 0
EPA723 CO2 Rate Limit for NG Cofire - ORIS:2079 | 375 | 8047 | Rate Constraint in lbs/MMBtu | FALSE | L | Annual | Qualifying Generation | TWh | 0 | 0 | 0 | 0 | 0 | 0 | 0
EPA723 CO2 Rate Limit for NG Cofire - ORIS:2079 | 375 | 8047 | Rate Constraint in lbs/MMBtu | FALSE | L | Annual | Rate | lb/MWh | 0 | 0 | 0 | 0 | 0 | 0 | 0
EPA723 CO2 Rate Limit for NG Cofire - ORIS:2079 | 375 | 8047 | Rate Constraint in lbs/MMBtu | FALSE | L | Annual | Constraint Shadow Price | US2022$/Ton | 0 | 39.6235 | 48.3582 | 77.9434 | 75.8768 | 107.8441 | 129.8829
EPA723 CO2 Rate Limit for NG Cofire - ORIS:2103 | 376 | 8048 | Rate Constraint in lbs/MMBtu | FALSE | L | Annual | Seasons Included | Seasons |  | Winter, Spring, Summer, Fall | Winter, Spring, Summer, Fall | Winter, Spring, Summer, Fall | Winter, Spring, Summer, Fall | Winter, Spring, Summer, Fall | Winter, Spring, Summer, Fall
EPA723 CO2 Rate Limit for NG Cofire - ORIS:2103 | 376 | 8048 | Rate Constraint in lbs/MMBtu | FALSE | L | Annual | Standard CO2 | lb/MMBtu | 175.772 | 175.772 | 175.772 | 175.772 | 175.772 | 175.772 | 175.772
EPA723 CO2 Rate Limit for NG Cofire - ORIS:2103 | 376 | 8048 | Rate Constraint in lbs/MMBtu | FALSE | L | Annual | Emissions at Affected Plants CO2 | Thousand Tons | 0 | 0 | 0 | 0 | 0 | 0 | 0
EPA723 CO2 Rate Limit for NG Cofire - ORIS:2103 | 376 | 8048 | Rate Constraint in lbs/MMBtu | FALSE | L | Annual | Allowances Purchased CO2 | Thousand Tons | 0 | 0 | 0 | 0 | 0 | 0 | 0
EPA723 CO2 Rate Limit for NG Cofire - ORIS:2103 | 376 | 8048 | Rate Constraint in lbs/MMBtu | FALSE | L | Annual | Allowances Sold CO2 | Thousand Tons | 0 | 0 | 0 | 0 | 0 | 0 | 0
EPA723 CO2 Rate Limit for NG Cofire - ORIS:2103 | 376 | 8048 | Rate Constraint in lbs/MMBtu | FALSE | L | Annual | Allowances Banked | Thousand Tons | 0 | 0 | 0 | 0 | 0 | 0 | 0
EPA723 CO2 Rate Limit for NG Cofire - ORIS:2103 | 376 | 8048 | Rate Constraint in lbs/MMBtu | FALSE | L | Annual | Allowances Withdrawn (1:1) | Thousand Tons | 0 | 0 | 0 | 0 | 0 | 0 | 0
EPA723 CO2 Rate Limit for NG Cofire - ORIS:2103 | 376 | 8048 | Rate Constraint in lbs/MMBtu | FALSE | L | Annual | Allowances Withdrawn (n:1) | Thousand Tons | 0 | 0 | 0 | 0 | 0 | 0 | 0
EPA723 CO2 Rate Limit for NG Cofire - ORIS:2103 | 376 | 8048 | Rate Constraint in lbs/MMBtu | FALSE | L | Annual | Net Emissions Allowance Position | Thousand Tons | 0 | 0 | 0 | 0 | 0 | 0 | 0
EPA723 CO2 Rate Limit for NG Cofire - ORIS:2103 | 376 | 8048 | Rate Constraint in lbs/MMBtu | FALSE | L | Annual | Fuel Consumed | TBtu | 0 | 0 | 0 | 0 | 0 | 0 | 0
EPA723 CO2 Rate Limit for NG Cofire - ORIS:2103 | 376 | 8048 | Rate Constraint in lbs/MMBtu | FALSE | L | Annual | Rate | lb/MMBtu | 0 | 0 | 0 | 0 | 0 | 0 | 0
EPA723 CO2 Rate Limit for NG Cofire - ORIS:2103 | 376 | 8048 | Rate Constraint in lbs/MMBtu | FALSE | L | Annual | Generation | TWh | 0 | 0 | 0 | 0 | 0 | 0 | 0
EPA723 CO2 Rate Limit for NG Cofire - ORIS:2103 | 376 | 8048 | Rate Constraint in lbs/MMBtu | FALSE | L | Annual | Qualifying Generation | TWh | 0 | 0 | 0 | 0 | 0 | 0 | 0
EPA723 CO2 Rate Limit for NG Cofire - ORIS:2103 | 376 | 8048 | Rate Constraint in lbs/MMBtu | FALSE | L | Annual | Rate | lb/MWh | 0 | 0 | 0 | 0 | 0 | 0 | 0
EPA723 CO2 Rate Limit for NG Cofire - ORIS:2103 | 376 | 8048 | Rate Constraint in lbs/MMBtu | FALSE | L | Annual | Constraint Shadow Price | US2022$/Ton | 0 | 376.992 | 40.1652 | 56.6118 | 61.4294 | 123.3128 | 142.7569
EPA723 CO2 Rate Limit for NG Cofire - ORIS:2167 | 377 | 8049 | Rate Constraint in lbs/MMBtu | FALSE | L | Annual | Seasons Included | Seasons |  | Winter, Spring, Summer, Fall | Winter, Spring, Summer, Fall | Winter, Spring, Summer, Fall | Winter, Spring, Summer, Fall | Winter, Spring, Summer, Fall | Winter, Spring, Summer, Fall
EPA723 CO2 Rate Limit for NG Cofire - ORIS:2167 | 377 | 8049 | Rate Constraint in lbs/MMBtu | FALSE | L | Annual | Standard CO2 | lb/MMBtu | 175.772 | 175.772 | 175.772 | 175.772 | 175.772 | 175.772 | 175.772
EPA723 CO2 Rate Limit for NG Cofire - ORIS:2167 | 377 | 8049 | Rate Constraint in lbs/MMBtu | FALSE | L | Annual | Emissions at Affected Plants CO2 | Thousand Tons | 0 | 0 | 0 | 0 | 0 | 0 | 0
EPA723 CO2 Rate Limit for NG Cofire - ORIS:2167 | 377 | 8049 | Rate Constraint in lbs/MMBtu | FALSE | L | Annual | Allowances Purchased CO2 | Thousand Tons | 0 | 0 | 0 | 0 | 0 | 0 | 0
EPA723 CO2 Rate Limit for NG Cofire - ORIS:2167 | 377 | 8049 | Rate Constraint in lbs/MMBtu | FALSE | L | Annual | Allowances Sold CO2 | Thousand Tons | 0 | 0 | 0 | 0 | 0 | 0 | 0
EPA723 CO2 Rate Limit for NG Cofire - ORIS:2167 | 377 | 8049 | Rate Constraint in lbs/MMBtu | FALSE | L | Annual | Allowances Banked | Thousand Tons | 0 | 0 | 0 | 0 | 0 | 0 | 0
EPA723 CO2 Rate Limit for NG Cofire - ORIS:2167 | 377 | 8049 | Rate Constraint in lbs/MMBtu | FALSE | L | Annual | Allowances Withdrawn (1:1) | Thousand Tons | 0 | 0 | 0 | 0 | 0 | 0 | 0
EPA723 CO2 Rate Limit for NG Cofire - ORIS:2167 | 377 | 8049 | Rate Constraint in lbs/MMBtu | FALSE | L | Annual | Allowances Withdrawn (n:1) | Thousand Tons | 0 | 0 | 0 | 0 | 0 | 0 | 0
EPA723 CO2 Rate Limit for NG Cofire - ORIS:2167 | 377 | 8049 | Rate Constraint in lbs/MMBtu | FALSE | L | Annual | Net Emissions Allowance Position | Thousand Tons | 0 | 0 | 0 | 0 | 0 | 0 | 0
EPA723 CO2 Rate Limit for NG Cofire - ORIS:2167 | 377 | 8049 | Rate Constraint in lbs/MMBtu | FALSE | L | Annual | Fuel Consumed | TBtu | 0 | 0 | 0 | 0 | 0 | 0 | 0
EPA723 CO2 Rate Limit for NG Cofire - ORIS:2167 | 377 | 8049 | Rate Constraint in lbs/MMBtu | FALSE | L | Annual | Rate | lb/MMBtu | 0 | 0 | 0 | 0 | 0 | 0 | 0
EPA723 CO2 Rate Limit for NG Cofire - ORIS:2167 | 377 | 8049 | Rate Constraint in lbs/MMBtu | FALSE | L | Annual | Generation | TWh | 0 | 0 | 0 | 0 | 0 | 0 | 0
EPA723 CO2 Rate Limit for NG Cofire - ORIS:2167 | 377 | 8049 | Rate Constraint in lbs/MMBtu | FALSE | L | Annual | Qualifying Generation | TWh | 0 | 0 | 0 | 0 | 0 | 0 | 0
EPA723 CO2 Rate Limit for NG Cofire - ORIS:2167 | 377 | 8049 | Rate Constraint in lbs/MMBtu | FALSE | L | Annual | Rate | lb/MWh | 0 | 0 | 0 | 0 | 0 | 0 | 0
EPA723 CO2 Rate Limit for NG Cofire - ORIS:2167 | 377 | 8049 | Rate Constraint in lbs/MMBtu | FALSE | L | Annual | Constraint Shadow Price | US2022$/Ton | 0 | 41.8505 | 45.4735 | 86.7371 | 76.3668 | 192.4051 | 119.5911
EPA723 CO2 Rate Limit for NG Cofire - ORIS:2168 | 378 | 8050 | Rate Constraint in lbs/MMBtu | FALSE | L | Annual | Seasons Included | Seasons |  | Winter, Spring, Summer, Fall | Winter, Spring, Summer, Fall | Winter, Spring, Summer, Fall | Winter, Spring, Summer, Fall | Winter, Spring, Summer, Fall | Winter, Spring, Summer, Fall
EPA723 CO2 Rate Limit for NG Cofire - ORIS:2168 | 378 | 8050 | Rate Constraint in lbs/MMBtu | FALSE | L | Annual | Standard CO2 | lb/MMBtu | 175.772 | 175.772 | 175.772 | 175.772 | 175.772 | 175.772 | 175.772
EPA723 CO2 Rate Limit for NG Cofire - ORIS:2168 | 378 | 8050 | Rate Constraint in lbs/MMBtu | FALSE | L | Annual | Emissions at Affected Plants CO2 | Thousand Tons | 0 | 0 | 0 | 0 | 0 | 0 | 0
EPA723 CO2 Rate Limit for NG Cofire - ORIS:2168 | 378 | 8050 | Rate Constraint in lbs/MMBtu | FALSE | L | Annual | Allowances Purchased CO2 | Thousand Tons | 0 | 0 | 0 | 0 | 0 | 0 | 0
EPA723 CO2 Rate Limit for NG Cofire - ORIS:2168 | 378 | 8050 | Rate Constraint in lbs/MMBtu | FALSE | L | Annual | Allowances Sold CO2 | Thousand Tons | 0 | 0 | 0 | 0 | 0 | 0 | 0
EPA723 CO2 Rate Limit for NG Cofire - ORIS:2168 | 378 | 8050 | Rate Constraint in lbs/MMBtu | FALSE | L | Annual | Allowances Banked | Thousand Tons | 0 | 0 | 0 | 0 | 0 | 0 | 0
EPA723 CO2 Rate Limit for NG Cofire - ORIS:2168 | 378 | 8050 | Rate Constraint in lbs/MMBtu | FALSE | L | Annual | Allowances Withdrawn (1:1) | Thousand Tons | 0 | 0 | 0 | 0 | 0 | 0 | 0
EPA723 CO2 Rate Limit for NG Cofire - ORIS:2168 | 378 | 8050 | Rate Constraint in lbs/MMBtu | FALSE | L | Annual | Allowances Withdrawn (n:1) | Thousand Tons | 0 | 0 | 0 | 0 | 0 | 0 | 0
EPA723 CO2 Rate Limit for NG Cofire - ORIS:2168 | 378 | 8050 | Rate Constraint in lbs/MMBtu | FALSE | L | Annual | Net Emissions Allowance Position | Thousand Tons | 0 | 0 | 0 | 0 | 0 | 0 | 0
EPA723 CO2 Rate Limit for NG Cofire - ORIS:2168 | 378 | 8050 | Rate Constraint in lbs/MMBtu | FALSE | L | Annual | Fuel Consumed | TBtu | 0 | 0 | 0 | 0 | 0 | 0 | 0
EPA723 CO2 Rate Limit for NG Cofire - ORIS:2168 | 378 | 8050 | Rate Constraint in lbs/MMBtu | FALSE | L | Annual | Rate | lb/MMBtu | 0 | 0 | 0 | 0 | 0 | 0 | 0
EPA723 CO2 Rate Limit for NG Cofire - ORIS:2168 | 378 | 8050 | Rate Constraint in lbs/MMBtu | FALSE | L | Annual | Generation | TWh | 0 | 0 | 0 | 0 | 0 | 0 | 0
EPA723 CO2 Rate Limit for NG Cofire - ORIS:2168 | 378 | 8050 | Rate Constraint in lbs/MMBtu | FALSE | L | Annual | Qualifying Generation | TWh | 0 | 0 | 0 | 0 | 0 | 0 | 0
EPA723 CO2 Rate Limit for NG Cofire - ORIS:2168 | 378 | 8050 | Rate Constraint in lbs/MMBtu | FALSE | L | Annual | Rate | lb/MWh | 0 | 0 | 0 | 0 | 0 | 0 | 0
EPA723 CO2 Rate Limit for NG Cofire - ORIS:2168 | 378 | 8050 | Rate Constraint in lbs/MMBtu | FALSE | L | Annual | Constraint Shadow Price | US2022$/Ton | 0 | 32.9383 | 41.093 | 85.032 | 78.0342 | 94.547 | 117.713
EPA723 CO2 Rate Limit for NG Cofire - ORIS:2240 | 379 | 8051 | Rate Constraint in lbs/MMBtu | FALSE | L | Annual | Seasons Included | Seasons |  | Winter, Spring, Summer, Fall | Winter, Spring, Summer, Fall | Winter, Spring, Summer, Fall | Winter, Spring, Summer, Fall | Winter, Spring, Summer, Fall | Winter, Spring, Summer, Fall
EPA723 CO2 Rate Limit for NG Cofire - ORIS:2240 | 379 | 8051 | Rate Constraint in lbs/MMBtu | FALSE | L | Annual | Standard CO2 | lb/MMBtu | 177.0048 | 177.0048 | 177.0048 | 177.0048 | 177.0048 | 177.0048 | 177.0048
EPA723 CO2 Rate Limit for NG Cofire - ORIS:2240 | 379 | 8051 | Rate Constraint in lbs/MMBtu | FALSE | L | Annual | Emissions at Affected Plants CO2 | Thousand Tons | 0 | 0 | 0 | 0 | 0 | 0 | 0
EPA723 CO2 Rate Limit for NG Cofire - ORIS:2240 | 379 | 8051 | Rate Constraint in lbs/MMBtu | FALSE | L | Annual | Allowances Purchased CO2 | Thousand Tons | 0 | 0 | 0 | 0 | 0 | 0 | 0
EPA723 CO2 Rate Limit for NG Cofire - ORIS:2240 | 379 | 8051 | Rate Constraint in lbs/MMBtu | FALSE | L | Annual | Allowances Sold CO2 | Thousand Tons | 0 | 0 | 0 | 0 | 0 | 0 | 0
EPA723 CO2 Rate Limit for NG Cofire - ORIS:2240 | 379 | 8051 | Rate Constraint in lbs/MMBtu | FALSE | L | Annual | Allowances Banked | Thousand Tons | 0 | 0 | 0 | 0 | 0 | 0 | 0
EPA723 CO2 Rate Limit for NG Cofire - ORIS:2240 | 379 | 8051 | Rate Constraint in lbs/MMBtu | FALSE | L | Annual | Allowances Withdrawn (1:1) | Thousand Tons | 0 | 0 | 0 | 0 | 0 | 0 | 0
EPA723 CO2 Rate Limit for NG Cofire - ORIS:2240 | 379 | 8051 | Rate Constraint in lbs/MMBtu | FALSE | L | Annual | Allowances Withdrawn (n:1) | Thousand Tons | 0 | 0 | 0 | 0 | 0 | 0 | 0
EPA723 CO2 Rate Limit for NG Cofire - ORIS:2240 | 379 | 8051 | Rate Constraint in lbs/MMBtu | FALSE | L | Annual | Net Emissions Allowance Position | Thousand Tons | 0 | 0 | 0 | 0 | 0 | 0 | 0
EPA723 CO2 Rate Limit for NG Cofire - ORIS:2240 | 379 | 8051 | Rate Constraint in lbs/MMBtu | FALSE | L | Annual | Fuel Consumed | TBtu | 0 | 0 | 0 | 0 | 0 | 0 | 0
EPA723 CO2 Rate Limit for NG Cofire - ORIS:2240 | 379 | 8051 | Rate Constraint in lbs/MMBtu | FALSE | L | Annual | Rate | lb/MMBtu | 0 | 0 | 0 | 0 | 0 | 0 | 0
EPA723 CO2 Rate Limit for NG Cofire - ORIS:2240 | 379 | 8051 | Rate Constraint in lbs/MMBtu | FALSE | L | Annual | Generation | TWh | 0 | 0 | 0 | 0 | 0 | 0 | 0
EPA723 CO2 Rate Limit for NG Cofire - ORIS:2240 | 379 | 8051 | Rate Constraint in lbs/MMBtu | FALSE | L | Annual | Qualifying Generation | TWh | 0 | 0 | 0 | 0 | 0 | 0 | 0
EPA723 CO2 Rate Limit for NG Cofire - ORIS:2240 | 379 | 8051 | Rate Constraint in lbs/MMBtu | FALSE | L | Annual | Rate | lb/MWh | 0 | 0 | 0 | 0 | 0 | 0 | 0
EPA723 CO2 Rate Limit for NG Cofire - ORIS:2240 | 379 | 8051 | Rate Constraint in lbs/MMBtu | FALSE | L | Annual | Constraint Shadow Price | US2022$/Ton | 0 | 44.8905 | 58.2534 | 75.4494 | 24.5603 | 466.2805 | 120.3444
EPA723 CO2 Rate Limit for NG Cofire - ORIS:2277 | 380 | 8052 | Rate Constraint in lbs/MMBtu | FALSE | L | Annual | Seasons Included | Seasons |  | Winter, Spring, Summer, Fall | Winter, Spring, Summer, Fall | Winter, Spring, Summer, Fall | Winter, Spring, Summer, Fall | Winter, Spring, Summer, Fall | Winter, Spring, Summer, Fall
EPA723 CO2 Rate Limit for NG Cofire - ORIS:2277 | 380 | 8052 | Rate Constraint in lbs/MMBtu | FALSE | L | Annual | Standard CO2 | lb/MMBtu | 176.252 | 176.252 | 176.252 | 176.252 | 176.252 | 176.252 | 176.252
EPA723 CO2 Rate Limit for NG Cofire - ORIS:2277 | 380 | 8052 | Rate Constraint in lbs/MMBtu | FALSE | L | Annual | Emissions at Affected Plants CO2 | Thousand Tons | 0 | 0 | 0 | 0 | 0 | 0 | 0
EPA723 CO2 Rate Limit for NG Cofire - ORIS:2277 | 380 | 8052 | Rate Constraint in lbs/MMBtu | FALSE | L | Annual | Allowances Purchased CO2 | Thousand Tons | 0 | 0 | 0 | 0 | 0 | 0 | 0
EPA723 CO2 Rate Limit for NG Cofire - ORIS:2277 | 380 | 8052 | Rate Constraint in lbs/MMBtu | FALSE | L | Annual | Allowances Sold CO2 | Thousand Tons | 0 | 0 | 0 | 0 | 0 | 0 | 0
EPA723 CO2 Rate Limit for NG Cofire - ORIS:2277 | 380 | 8052 | Rate Constraint in lbs/MMBtu | FALSE | L | Annual | Allowances Banked | Thousand Tons | 0 | 0 | 0 | 0 | 0 | 0 | 0
EPA723 CO2 Rate Limit for NG Cofire - ORIS:2277 | 380 | 8052 | Rate Constraint in lbs/MMBtu | FALSE | L | Annual | Allowances Withdrawn (1:1) | Thousand Tons | 0 | 0 | 0 | 0 | 0 | 0 | 0
EPA723 CO2 Rate Limit for NG Cofire - ORIS:2277 | 380 | 8052 | Rate Constraint in lbs/MMBtu | FALSE | L | Annual | Allowances Withdrawn (n:1) | Thousand Tons | 0 | 0 | 0 | 0 | 0 | 0 | 0
EPA723 CO2 Rate Limit for NG Cofire - ORIS:2277 | 380 | 8052 | Rate Constraint in lbs/MMBtu | FALSE | L | Annual | Net Emissions Allowance Position | Thousand Tons | 0 | 0 | 0 | 0 | 0 | 0 | 0
EPA723 CO2 Rate Limit for NG Cofire - ORIS:2277 | 380 | 8052 | Rate Constraint in lbs/MMBtu | FALSE | L | Annual | Fuel Consumed | TBtu | 0 | 0 | 0 | 0 | 0 | 0 | 0
EPA723 CO2 Rate Limit for NG Cofire - ORIS:2277 | 380 | 8052 | Rate Constraint in lbs/MMBtu | FALSE | L | Annual | Rate | lb/MMBtu | 0 | 0 | 0 | 0 | 0 | 0 | 0
EPA723 CO2 Rate Limit for NG Cofire - ORIS:2277 | 380 | 8052 | Rate Constraint in lbs/MMBtu | FALSE | L | Annual | Generation | TWh | 0 | 0 | 0 | 0 | 0 | 0 | 0
EPA723 CO2 Rate Limit for NG Cofire - ORIS:2277 | 380 | 8052 | Rate Constraint in lbs/MMBtu | FALSE | L | Annual | Qualifying Generation | TWh | 0 | 0 | 0 | 0 | 0 | 0 | 0
EPA723 CO2 Rate Limit for NG Cofire - ORIS:2277 | 380 | 8052 | Rate Constraint in lbs/MMBtu | FALSE | L | Annual | Rate | lb/MWh | 0 | 0 | 0 | 0 | 0 | 0 | 0
EPA723 CO2 Rate Limit for NG Cofire - ORIS:2277 | 380 | 8052 | Rate Constraint in lbs/MMBtu | FALSE | L | Annual | Constraint Shadow Price | US2022$/Ton | 0 | 49.908 | 58.493 | 98.8786 | 81.7396 | 3435.3136 | 145.49
EPA723 CO2 Rate Limit for NG Cofire - ORIS:2364 | 381 | 8053 | Rate Constraint in lbs/MMBtu | FALSE | L | Annual | Seasons Included | Seasons |  | Winter, Spring, Summer, Fall | Winter, Spring, Summer, Fall | Winter, Spring, Summer, Fall | Winter, Spring, Summer, Fall | Winter, Spring, Summer, Fall | Winter, Spring, Summer, Fall
EPA723 CO2 Rate Limit for NG Cofire - ORIS:2364 | 381 | 8053 | Rate Constraint in lbs/MMBtu | FALSE | L | Annual | Standard CO2 | lb/MMBtu | 176.0914 | 176.0914 | 176.0914 | 176.0914 | 176.0914 | 176.0914 | 176.0914
EPA723 CO2 Rate Limit for NG Cofire - ORIS:2364 | 381 | 8053 | Rate Constraint in lbs/MMBtu | FALSE | L | Annual | Emissions at Affected Plants CO2 | Thousand Tons | 0 | 0 | 0 | 0 | 0 | 0 | 0
EPA723 CO2 Rate Limit for NG Cofire - ORIS:2364 | 381 | 8053 | Rate Constraint in lbs/MMBtu | FALSE | L | Annual | Allowances Purchased CO2 | Thousand Tons | 0 | 0 | 0 | 0 | 0 | 0 | 0
EPA723 CO2 Rate Limit for NG Cofire - ORIS:2364 | 381 | 8053 | Rate Constraint in lbs/MMBtu | FALSE | L | Annual | Allowances Sold CO2 | Thousand Tons | 0 | 0 | 0 | 0 | 0 | 0 | 0
EPA723 CO2 Rate Limit for NG Cofire - ORIS:2364 | 381 | 8053 | Rate Constraint in lbs/MMBtu | FALSE | L | Annual | Allowances Banked | Thousand Tons | 0 | 0 | 0 | 0 | 0 | 0 | 0
EPA723 CO2 Rate Limit for NG Cofire - ORIS:2364 | 381 | 8053 | Rate Constraint in lbs/MMBtu | FALSE | L | Annual | Allowances Withdrawn (1:1) | Thousand Tons | 0 | 0 | 0 | 0 | 0 | 0 | 0
EPA723 CO2 Rate Limit for NG Cofire - ORIS:2364 | 381 | 8053 | Rate Constraint in lbs/MMBtu | FALSE | L | Annual | Allowances Withdrawn (n:1) | Thousand Tons | 0 | 0 | 0 | 0 | 0 | 0 | 0
EPA723 CO2 Rate Limit for NG Cofire - ORIS:2364 | 381 | 8053 | Rate Constraint in lbs/MMBtu | FALSE | L | Annual | Net Emissions Allowance Position | Thousand Tons | 0 | 0 | 0 | 0 | 0 | 0 | 0
EPA723 CO2 Rate Limit for NG Cofire - ORIS:2364 | 381 | 8053 | Rate Constraint in lbs/MMBtu | FALSE | L | Annual | Fuel Consumed | TBtu | 0 | 0 | 0 | 0 | 0 | 0 | 0
EPA723 CO2 Rate Limit for NG Cofire - ORIS:2364 | 381 | 8053 | Rate Constraint in lbs/MMBtu | FALSE | L | Annual | Rate | lb/MMBtu | 0 | 0 | 0 | 0 | 0 | 0 | 0
EPA723 CO2 Rate Limit for NG Cofire - ORIS:2364 | 381 | 8053 | Rate Constraint in lbs/MMBtu | FALSE | L | Annual | Generation | TWh | 0 | 0 | 0 | 0 | 0 | 0 | 0
EPA723 CO2 Rate Limit for NG Cofire - ORIS:2364 | 381 | 8053 | Rate Constraint in lbs/MMBtu | FALSE | L | Annual | Qualifying Generation | TWh | 0 | 0 | 0 | 0 | 0 | 0 | 0
EPA723 CO2 Rate Limit for NG Cofire - ORIS:2364 | 381 | 8053 | Rate Constraint in lbs/MMBtu | FALSE | L | Annual | Rate | lb/MWh | 0 | 0 | 0 | 0 | 0 | 0 | 0
EPA723 CO2 Rate Limit for NG Cofire - ORIS:2364 | 381 | 8053 | Rate Constraint in lbs/MMBtu | FALSE | L | Annual | Constraint Shadow Price | US2022$/Ton | 0 | 182.6912 | 113.5772 | 61.3595 | 59.4895 | 115.8304 | 136.5478
EPA723 CO2 Rate Limit for NG Cofire - ORIS:2367 | 382 | 8054 | Rate Constraint in lbs/MMBtu | FALSE | L | Annual | Seasons Included | Seasons |  | Winter, Spring, Summer, Fall | Winter, Spring, Summer, Fall | Winter, Spring, Summer, Fall | Winter, Spring, Summer, Fall | Winter, Spring, Summer, Fall | Winter, Spring, Summer, Fall
EPA723 CO2 Rate Limit for NG Cofire - ORIS:2367 | 382 | 8054 | Rate Constraint in lbs/MMBtu | FALSE | L | Annual | Standard CO2 | lb/MMBtu | 185.0145 | 185.0145 | 185.0145 | 185.0145 | 185.0145 | 185.0145 | 185.0145
EPA723 CO2 Rate Limit for NG Cofire - ORIS:2367 | 382 | 8054 | Rate Constraint in lbs/MMBtu | FALSE | L | Annual | Emissions at Affected Plants CO2 | Thousand Tons | 0 | 0 | 0 | 0 | 0 | 0 | 0
EPA723 CO2 Rate Limit for NG Cofire - ORIS:2367 | 382 | 8054 | Rate Constraint in lbs/MMBtu | FALSE | L | Annual | Allowances Purchased CO2 | Thousand Tons | 0 | 0 | 0 | 0 | 0 | 0 | 0
EPA723 CO2 Rate Limit for NG Cofire - ORIS:2367 | 382 | 8054 | Rate Constraint in lbs/MMBtu | FALSE | L | Annual | Allowances Sold CO2 | Thousand Tons | 0 | 0 | 0 | 0 | 0 | 0 | 0
EPA723 CO2 Rate Limit for NG Cofire - ORIS:2367 | 382 | 8054 | Rate Constraint in lbs/MMBtu | FALSE | L | Annual | Allowances Banked | Thousand Tons | 0 | 0 | 0 | 0 | 0 | 0 | 0
EPA723 CO2 Rate Limit for NG Cofire - ORIS:2367 | 382 | 8054 | Rate Constraint in lbs/MMBtu | FALSE | L | Annual | Allowances Withdrawn (1:1) | Thousand Tons | 0 | 0 | 0 | 0 | 0 | 0 | 0
EPA723 CO2 Rate Limit for NG Cofire - ORIS:2367 | 382 | 8054 | Rate Constraint in lbs/MMBtu | FALSE | L | Annual | Allowances Withdrawn (n:1) | Thousand Tons | 0 | 0 | 0 | 0 | 0 | 0 | 0
EPA723 CO2 Rate Limit for NG Cofire - ORIS:2367 | 382 | 8054 | Rate Constraint in lbs/MMBtu | FALSE | L | Annual | Net Emissions Allowance Position | Thousand Tons | 0 | 0 | 0 | 0 | 0 | 0 | 0
EPA723 CO2 Rate Limit for NG Cofire - ORIS:2367 | 382 | 8054 | Rate Constraint in lbs/MMBtu | FALSE | L | Annual | Fuel Consumed | TBtu | 0 | 0 | 0 | 0 | 0 | 0 | 0
EPA723 CO2 Rate Limit for NG Cofire - ORIS:2367 | 382 | 8054 | Rate Constraint in lbs/MMBtu | FALSE | L | Annual | Rate | lb/MMBtu | 0 | 0 | 0 | 0 | 0 | 0 | 0
EPA723 CO2 Rate Limit for NG Cofire - ORIS:2367 | 382 | 8054 | Rate Constraint in lbs/MMBtu | FALSE | L | Annual | Generation | TWh | 0 | 0 | 0 | 0 | 0 | 0 | 0
EPA723 CO2 Rate Limit for NG Cofire - ORIS:2367 | 382 | 8054 | Rate Constraint in lbs/MMBtu | FALSE | L | Annual | Qualifying Generation | TWh | 0 | 0 | 0 | 0 | 0 | 0 | 0
EPA723 CO2 Rate Limit for NG Cofire - ORIS:2367 | 382 | 8054 | Rate Constraint in lbs/MMBtu | FALSE | L | Annual | Rate | lb/MWh | 0 | 0 | 0 | 0 | 0 | 0 | 0
EPA723 CO2 Rate Limit for NG Cofire - ORIS:2367 | 382 | 8054 | Rate Constraint in lbs/MMBtu | FALSE | L | Annual | Constraint Shadow Price | US2022$/Ton | 0 | 147.5737 | 65.9015 | 175.309 | 193.5004 | 257.3688 | 282.3606
EPA723 CO2 Rate Limit for NG Cofire - ORIS:2442 | 383 | 8055 | Rate Constraint in lbs/MMBtu | FALSE | L | Annual | Seasons Included | Seasons |  | Winter, Spring, Summer, Fall | Winter, Spring, Summer, Fall | Winter, Spring, Summer, Fall | Winter, Spring, Summer, Fall | Winter, Spring, Summer, Fall | Winter, Spring, Summer, Fall
EPA723 CO2 Rate Limit for NG Cofire - ORIS:2442 | 383 | 8055 | Rate Constraint in lbs/MMBtu | FALSE | L | Annual | Standard CO2 | lb/MMBtu | 173.0882 | 173.0882 | 173.0882 | 173.0882 | 173.0882 | 173.0882 | 173.0882
EPA723 CO2 Rate Limit for NG Cofire - ORIS:2442 | 383 | 8055 | Rate Constraint in lbs/MMBtu | FALSE | L | Annual | Emissions at Affected Plants CO2 | Thousand Tons | 0 | 0 | 0 | 0 | 0 | 0 | 0
EPA723 CO2 Rate Limit for NG Cofire - ORIS:2442 | 383 | 8055 | Rate Constraint in lbs/MMBtu | FALSE | L | Annual | Allowances Purchased CO2 | Thousand Tons | 0 | 0 | 0 | 0 | 0 | 0 | 0
EPA723 CO2 Rate Limit for NG Cofire - ORIS:2442 | 383 | 8055 | Rate Constraint in lbs/MMBtu | FALSE | L | Annual | Allowances Sold CO2 | Thousand Tons | 0 | 0 | 0 | 0 | 0 | 0 | 0
EPA723 CO2 Rate Limit for NG Cofire - ORIS:2442 | 383 | 8055 | Rate Constraint in lbs/MMBtu | FALSE | L | Annual | Allowances Banked | Thousand Tons | 0 | 0 | 0 | 0 | 0 | 0 | 0
EPA723 CO2 Rate Limit for NG Cofire - ORIS:2442 | 383 | 8055 | Rate Constraint in lbs/MMBtu | FALSE | L | Annual | Allowances Withdrawn (1:1) | Thousand Tons | 0 | 0 | 0 | 0 | 0 | 0 | 0
EPA723 CO2 Rate Limit for NG Cofire - ORIS:2442 | 383 | 8055 | Rate Constraint in lbs/MMBtu | FALSE | L | Annual | Allowances Withdrawn (n:1) | Thousand Tons | 0 | 0 | 0 | 0 | 0 | 0 | 0
EPA723 CO2 Rate Limit for NG Cofire - ORIS:2442 | 383 | 8055 | Rate Constraint in lbs/MMBtu | FALSE | L | Annual | Net Emissions Allowance Position | Thousand Tons | 0 | 0 | 0 | 0 | 0 | 0 | 0
EPA723 CO2 Rate Limit for NG Cofire - ORIS:2442 | 383 | 8055 | Rate Constraint in lbs/MMBtu | FALSE | L | Annual | Fuel Consumed | TBtu | 0 | 0 | 0 | 0 | 0 | 0 | 0
EPA723 CO2 Rate Limit for NG Cofire - ORIS:2442 | 383 | 8055 | Rate Constraint in lbs/MMBtu | FALSE | L | Annual | Rate | lb/MMBtu | 0 | 0 | 0 | 0 | 0 | 0 | 0
EPA723 CO2 Rate Limit for NG Cofire - ORIS:2442 | 383 | 8055 | Rate Constraint in lbs/MMBtu | FALSE | L | Annual | Generation | TWh | 0 | 0 | 0 | 0 | 0 | 0 | 0
EPA723 CO2 Rate Limit for NG Cofire - ORIS:2442 | 383 | 8055 | Rate Constraint in lbs/MMBtu | FALSE | L | Annual | Qualifying Generation | TWh | 0 | 0 | 0 | 0 | 0 | 0 | 0
EPA723 CO2 Rate Limit for NG Cofire - ORIS:2442 | 383 | 8055 | Rate Constraint in lbs/MMBtu | FALSE | L | Annual | Rate | lb/MWh | 0 | 0 | 0 | 0 | 0 | 0 | 0
EPA723 CO2 Rate Limit for NG Cofire - ORIS:2442 | 383 | 8055 | Rate Constraint in lbs/MMBtu | FALSE | L | Annual | Constraint Shadow Price | US2022$/Ton | 0 | 24.599 | 193.283 | 81.8274 | 83.1421 | 626.2443 | 157.0861
EPA723 CO2 Rate Limit for NG Cofire - ORIS:2712 | 384 | 8056 | Rate Constraint in lbs/MMBtu | FALSE | L | Annual | Seasons Included | Seasons |  | Winter, Spring, Summer, Fall | Winter, Spring, Summer, Fall | Winter, Spring, Summer, Fall | Winter, Spring, Summer, Fall | Winter, Spring, Summer, Fall | Winter, Spring, Summer, Fall
EPA723 CO2 Rate Limit for NG Cofire - ORIS:2712 | 384 | 8056 | Rate Constraint in lbs/MMBtu | FALSE | L | Annual | Standard CO2 | lb/MMBtu | 174.3522 | 174.3522 | 174.3522 | 174.3522 | 174.3522 | 174.3522 | 174.3522
EPA723 CO2 Rate Limit for NG Cofire - ORIS:2712 | 384 | 8056 | Rate Constraint in lbs/MMBtu | FALSE | L | Annual | Emissions at Affected Plants CO2 | Thousand Tons | 0 | 0 | 0 | 0 | 0 | 0 | 0
EPA723 CO2 Rate Limit for NG Cofire - ORIS:2712 | 384 | 8056 | Rate Constraint in lbs/MMBtu | FALSE | L | Annual | Allowances Purchased CO2 | Thousand Tons | 0 | 0 | 0 | 0 | 0 | 0 | 0
EPA723 CO2 Rate Limit for NG Cofire - ORIS:2712 | 384 | 8056 | Rate Constraint in lbs/MMBtu | FALSE | L | Annual | Allowances Sold CO2 | Thousand Tons | 0 | 0 | 0 | 0 | 0 | 0 | 0
EPA723 CO2 Rate Limit for NG Cofire - ORIS:2712 | 384 | 8056 | Rate Constraint in lbs/MMBtu | FALSE | L | Annual | Allowances Banked | Thousand Tons | 0 | 0 | 0 | 0 | 0 | 0 | 0
EPA723 CO2 Rate Limit for NG Cofire - ORIS:2712 | 384 | 8056 | Rate Constraint in lbs/MMBtu | FALSE | L | Annual | Allowances Withdrawn (1:1) | Thousand Tons | 0 | 0 | 0 | 0 | 0 | 0 | 0
EPA723 CO2 Rate Limit for NG Cofire - ORIS:2712 | 384 | 8056 | Rate Constraint in lbs/MMBtu | FALSE | L | Annual | Allowances Withdrawn (n:1) | Thousand Tons | 0 | 0 | 0 | 0 | 0 | 0 | 0
EPA723 CO2 Rate Limit for NG Cofire - ORIS:2712 | 384 | 8056 | Rate Constraint in lbs/MMBtu | FALSE | L | Annual | Net Emissions Allowance Position | Thousand Tons | 0 | 0 | 0 | 0 | 0 | 0 | 0
EPA723 CO2 Rate Limit for NG Cofire - ORIS:2712 | 384 | 8056 | Rate Constraint in lbs/MMBtu | FALSE | L | Annual | Fuel Consumed | TBtu | 0 | 0 | 0 | 0 | 0 | 0 | 0
EPA723 CO2 Rate Limit for NG Cofire - ORIS:2712 | 384 | 8056 | Rate Constraint in lbs/MMBtu | FALSE | L | Annual | Rate | lb/MMBtu | 0 | 0 | 0 | 0 | 0 | 0 | 0
EPA723 CO2 Rate Limit for NG Cofire - ORIS:2712 | 384 | 8056 | Rate Constraint in lbs/MMBtu | FALSE | L | Annual | Generation | TWh | 0 | 0 | 0 | 0 | 0 | 0 | 0
EPA723 CO2 Rate Limit for NG Cofire - ORIS:2712 | 384 | 8056 | Rate Constraint in lbs/MMBtu | FALSE | L | Annual | Qualifying Generation | TWh | 0 | 0 | 0 | 0 | 0 | 0 | 0
EPA723 CO2 Rate Limit for NG Cofire - ORIS:2712 | 384 | 8056 | Rate Constraint in lbs/MMBtu | FALSE | L | Annual | Rate | lb/MWh | 0 | 0 | 0 | 0 | 0 | 0 | 0
EPA723 CO2 Rate Limit for NG Cofire - ORIS:2712 | 384 | 8056 | Rate Constraint in lbs/MMBtu | FALSE | L | Annual | Constraint Shadow Price | US2022$/Ton | 0 | 32.1735 | 106.4604 | 1621.2101 | 270.6504 | 821.1989 | 291.4858
EPA723 CO2 Rate Limit for NG Cofire - ORIS:2721 | 385 | 8057 | Rate Constraint in lbs/MMBtu | FALSE | L | Annual | Seasons Included | Seasons |  | Winter, Spring, Summer, Fall | Winter, Spring, Summer, Fall | Winter, Spring, Summer, Fall | Winter, Spring, Summer, Fall | Winter, Spring, Summer, Fall | Winter, Spring, Summer, Fall
EPA723 CO2 Rate Limit for NG Cofire - ORIS:2721 | 385 | 8057 | Rate Constraint in lbs/MMBtu | FALSE | L | Annual | Standard CO2 | lb/MMBtu | 174.578 | 174.578 | 174.578 | 174.578 | 174.578 | 174.578 | 174.578
EPA723 CO2 Rate Limit for NG Cofire - ORIS:2721 | 385 | 8057 | Rate Constraint in lbs/MMBtu | FALSE | L | Annual | Emissions at Affected Plants CO2 | Thousand Tons | 0 | 0 | 0 | 0 | 0 | 0 | 0
EPA723 CO2 Rate Limit for NG Cofire - ORIS:2721 | 385 | 8057 | Rate Constraint in lbs/MMBtu | FALSE | L | Annual | Allowances Purchased CO2 | Thousand Tons | 0 | 0 | 0 | 0 | 0 | 0 | 0
EPA723 CO2 Rate Limit for NG Cofire - ORIS:2721 | 385 | 8057 | Rate Constraint in lbs/MMBtu | FALSE | L | Annual | Allowances Sold CO2 | Thousand Tons | 0 | 0 | 0 | 0 | 0 | 0 | 0
EPA723 CO2 Rate Limit for NG Cofire - ORIS:2721 | 385 | 8057 | Rate Constraint in lbs/MMBtu | FALSE | L | Annual | Allowances Banked | Thousand Tons | 0 | 0 | 0 | 0 | 0 | 0 | 0
EPA723 CO2 Rate Limit for NG Cofire - ORIS:2721 | 385 | 8057 | Rate Constraint in lbs/MMBtu | FALSE | L | Annual | Allowances Withdrawn (1:1) | Thousand Tons | 0 | 0 | 0 | 0 | 0 | 0 | 0
EPA723 CO2 Rate Limit for NG Cofire - ORIS:2721 | 385 | 8057 | Rate Constraint in lbs/MMBtu | FALSE | L | Annual | Allowances Withdrawn (n:1) | Thousand Tons | 0 | 0 | 0 | 0 | 0 | 0 | 0
EPA723 CO2 Rate Limit for NG Cofire - ORIS:2721 | 385 | 8057 | Rate Constraint in lbs/MMBtu | FALSE | L | Annual | Net Emissions Allowance Position | Thousand Tons | 0 | 0 | 0 | 0 | 0 | 0 | 0
EPA723 CO2 Rate Limit for NG Cofire - ORIS:2721 | 385 | 8057 | Rate Constraint in lbs/MMBtu | FALSE | L | Annual | Fuel Consumed | TBtu | 0 | 0 | 0 | 0 | 0 | 0 | 0
EPA723 CO2 Rate Limit for NG Cofire - ORIS:2721 | 385 | 8057 | Rate Constraint in lbs/MMBtu | FALSE | L | Annual | Rate | lb/MMBtu | 0 | 0 | 0 | 0 | 0 | 0 | 0
EPA723 CO2 Rate Limit for NG Cofire - ORIS:2721 | 385 | 8057 | Rate Constraint in lbs/MMBtu | FALSE | L | Annual | Generation | TWh | 0 | 0 | 0 | 0 | 0 | 0 | 0
EPA723 CO2 Rate Limit for NG Cofire - ORIS:2721 | 385 | 8057 | Rate Constraint in lbs/MMBtu | FALSE | L | Annual | Qualifying Generation | TWh | 0 | 0 | 0 | 0 | 0 | 0 | 0
EPA723 CO2 Rate Limit for NG Cofire - ORIS:2721 | 385 | 8057 | Rate Constraint in lbs/MMBtu | FALSE | L | Annual | Rate | lb/MWh | 0 | 0 | 0 | 0 | 0 | 0 | 0
EPA723 CO2 Rate Limit for NG Cofire - ORIS:2721 | 385 | 8057 | Rate Constraint in lbs/MMBtu | FALSE | L | Annual | Constraint Shadow Price | US2022$/Ton | 0 | 25.457 | 28.763 | 0 | 0 | 0 | 48.7283
EPA723 CO2 Rate Limit for NG Cofire - ORIS:2727 | 386 | 8058 | Rate Constraint in lbs/MMBtu | FALSE | L | Annual | Seasons Included | Seasons |  | Winter, Spring, Summer, Fall | Winter, Spring, Summer, Fall | Winter, Spring, Summer, Fall | Winter, Spring, Summer, Fall | Winter, Spring, Summer, Fall | Winter, Spring, Summer, Fall
EPA723 CO2 Rate Limit for NG Cofire - ORIS:2727 | 386 | 8058 | Rate Constraint in lbs/MMBtu | FALSE | L | Annual | Standard CO2 | lb/MMBtu | 173.6393 | 173.6393 | 173.6393 | 173.6393 | 173.6393 | 173.6393 | 173.6393
EPA723 CO2 Rate Limit for NG Cofire - ORIS:2727 | 386 | 8058 | Rate Constraint in lbs/MMBtu | FALSE | L | Annual | Emissions at Affected Plants CO2 | Thousand Tons | 0 | 0 | 0 | 0 | 0 | 0 | 0
EPA723 CO2 Rate Limit for NG Cofire - ORIS:2727 | 386 | 8058 | Rate Constraint in lbs/MMBtu | FALSE | L | Annual | Allowances Purchased CO2 | Thousand Tons | 0 | 0 | 0 | 0 | 0 | 0 | 0
EPA723 CO2 Rate Limit for NG Cofire - ORIS:2727 | 386 | 8058 | Rate Constraint in lbs/MMBtu | FALSE | L | Annual | Allowances Sold CO2 | Thousand Tons | 0 | 0 | 0 | 0 | 0 | 0 | 0
EPA723 CO2 Rate Limit for NG Cofire - ORIS:2727 | 386 | 8058 | Rate Constraint in lbs/MMBtu | FALSE | L | Annual | Allowances Banked | Thousand Tons | 0 | 0 | 0 | 0 | 0 | 0 | 0
EPA723 CO2 Rate Limit for NG Cofire - ORIS:2727 | 386 | 8058 | Rate Constraint in lbs/MMBtu | FALSE | L | Annual | Allowances Withdrawn (1:1) | Thousand Tons | 0 | 0 | 0 | 0 | 0 | 0 | 0
EPA723 CO2 Rate Limit for NG Cofire - ORIS:2727 | 386 | 8058 | Rate Constraint in lbs/MMBtu | FALSE | L | Annual | Allowances Withdrawn (n:1) | Thousand Tons | 0 | 0 | 0 | 0 | 0 | 0 | 0
EPA723 CO2 Rate Limit for NG Cofire - ORIS:2727 | 386 | 8058 | Rate Constraint in lbs/MMBtu | FALSE | L | Annual | Net Emissions Allowance Position | Thousand Tons | 0 | 0 | 0 | 0 | 0 | 0 | 0
EPA723 CO2 Rate Limit for NG Cofire - ORIS:2727 | 386 | 8058 | Rate Constraint in lbs/MMBtu | FALSE | L | Annual | Fuel Consumed | TBtu | 0 | 0 | 0 | 0 | 0 | 0 | 0
EPA723 CO2 Rate Limit for NG Cofire - ORIS:2727 | 386 | 8058 | Rate Constraint in lbs/MMBtu | FALSE | L | Annual | Rate | lb/MMBtu | 0 | 0 | 0 | 0 | 0 | 0 | 0
EPA723 CO2 Rate Limit for NG Cofire - ORIS:2727 | 386 | 8058 | Rate Constraint in lbs/MMBtu | FALSE | L | Annual | Generation | TWh | 0 | 0 | 0 | 0 | 0 | 0 | 0
EPA723 CO2 Rate Limit for NG Cofire - ORIS:2727 | 386 | 8058 | Rate Constraint in lbs/MMBtu | FALSE | L | Annual | Qualifying Generation | TWh | 0 | 0 | 0 | 0 | 0 | 0 | 0
EPA723 CO2 Rate Limit for NG Cofire - ORIS:2727 | 386 | 8058 | Rate Constraint in lbs/MMBtu | FALSE | L | Annual | Rate | lb/MWh | 0 | 0 | 0 | 0 | 0 | 0 | 0
EPA723 CO2 Rate Limit for NG Cofire - ORIS:2727 | 386 | 8058 | Rate Constraint in lbs/MMBtu | FALSE | L | Annual | Constraint Shadow Price | US2022$/Ton | 0 | 27.4438 | 136.826 | 258.2434 | 270.132 | 820.8093 | 301.0736
EPA723 CO2 Rate Limit for NG Cofire - ORIS:2817 | 387 | 8059 | Rate Constraint in lbs/MMBtu | FALSE | L | Annual | Seasons Included | Seasons |  | Winter, Spring, Summer, Fall | Winter, Spring, Summer, Fall | Winter, Spring, Summer, Fall | Winter, Spring, Summer, Fall | Winter, Spring, Summer, Fall | Winter, Spring, Summer, Fall
EPA723 CO2 Rate Limit for NG Cofire - ORIS:2817 | 387 | 8059 | Rate Constraint in lbs/MMBtu | FALSE | L | Annual | Standard CO2 | lb/MMBtu | 179.4644 | 179.4644 | 179.4644 | 179.4644 | 179.4644 | 179.4644 | 179.4644
EPA723 CO2 Rate Limit for NG Cofire - ORIS:2817 | 387 | 8059 | Rate Constraint in lbs/MMBtu | FALSE | L | Annual | Emissions at Affected Plants CO2 | Thousand Tons | 0 | 0 | 0 | 0 | 0 | 0 | 0
EPA723 CO2 Rate Limit for NG Cofire - ORIS:2817 | 387 | 8059 | Rate Constraint in lbs/MMBtu | FALSE | L | Annual | Allowances Purchased CO2 | Thousand Tons | 0 | 0 | 0 | 0 | 0 | 0 | 0
EPA723 CO2 Rate Limit for NG Cofire - ORIS:2817 | 387 | 8059 | Rate Constraint in lbs/MMBtu | FALSE | L | Annual | Allowances Sold CO2 | Thousand Tons | 0 | 0 | 0 | 0 | 0 | 0 | 0
EPA723 CO2 Rate Limit for NG Cofire - ORIS:2817 | 387 | 8059 | Rate Constraint in lbs/MMBtu | FALSE | L | Annual | Allowances Banked | Thousand Tons | 0 | 0 | 0 | 0 | 0 | 0 | 0
EPA723 CO2 Rate Limit for NG Cofire - ORIS:2817 | 387 | 8059 | Rate Constraint in lbs/MMBtu | FALSE | L | Annual | Allowances Withdrawn (1:1) | Thousand Tons | 0 | 0 | 0 | 0 | 0 | 0 | 0
EPA723 CO2 Rate Limit for NG Cofire - ORIS:2817 | 387 | 8059 | Rate Constraint in lbs/MMBtu | FALSE | L | Annual | Allowances Withdrawn (n:1) | Thousand Tons | 0 | 0 | 0 | 0 | 0 | 0 | 0
EPA723 CO2 Rate Limit for NG Cofire - ORIS:2817 | 387 | 8059 | Rate Constraint in lbs/MMBtu | FALSE | L | Annual | Net Emissions Allowance Position | Thousand Tons | 0 | 0 | 0 | 0 | 0 | 0 | 0
EPA723 CO2 Rate Limit for NG Cofire - ORIS:2817 | 387 | 8059 | Rate Constraint in lbs/MMBtu | FALSE | L | Annual | Fuel Consumed | TBtu | 0 | 0 | 0 | 0 | 0 | 0 | 0
EPA723 CO2 Rate Limit for NG Cofire - ORIS:2817 | 387 | 8059 | Rate Constraint in lbs/MMBtu | FALSE | L | Annual | Rate | lb/MMBtu | 0 | 0 | 0 | 0 | 0 | 0 | 0
EPA723 CO2 Rate Limit for NG Cofire - ORIS:2817 | 387 | 8059 | Rate Constraint in lbs/MMBtu | FALSE | L | Annual | Generation | TWh | 0 | 0 | 0 | 0 | 0 | 0 | 0
EPA723 CO2 Rate Limit for NG Cofire - ORIS:2817 | 387 | 8059 | Rate Constraint in lbs/MMBtu | FALSE | L | Annual | Qualifying Generation | TWh | 0 | 0 | 0 | 0 | 0 | 0 | 0
EPA723 CO2 Rate Limit for NG Cofire - ORIS:2817 | 387 | 8059 | Rate Constraint in lbs/MMBtu | FALSE | L | Annual | Rate | lb/MWh | 0 | 0 | 0 | 0 | 0 | 0 | 0
EPA723 CO2 Rate Limit for NG Cofire - ORIS:2817 | 387 | 8059 | Rate Constraint in lbs/MMBtu | FALSE | L | Annual | Constraint Shadow Price | US2022$/Ton | 0 | 72.6062 | 34.9486 | 19.2256 | 58.7026 | 430.6072 | 101.2913
EPA723 CO2 Rate Limit for NG Cofire - ORIS:2823 | 388 | 8060 | Rate Constraint in lbs/MMBtu | FALSE | L | Annual | Seasons Included | Seasons |  | Winter, Spring, Summer, Fall | Winter, Spring, Summer, Fall | Winter, Spring, Summer, Fall | Winter, Spring, Summer, Fall | Winter, Spring, Summer, Fall | Winter, Spring, Summer, Fall
EPA723 CO2 Rate Limit for NG Cofire - ORIS:2823 | 388 | 8060 | Rate Constraint in lbs/MMBtu | FALSE | L | Annual | Standard CO2 | lb/MMBtu | 177.7296 | 177.7296 | 177.7296 | 177.7296 | 177.7296 | 177.7296 | 177.7296
EPA723 CO2 Rate Limit for NG Cofire - ORIS:2823 | 388 | 8060 | Rate Constraint in lbs/MMBtu | FALSE | L | Annual | Emissions at Affected Plants CO2 | Thousand Tons | 0 | 0 | 0 | 0 | 0 | 0 | 0
EPA723 CO2 Rate Limit for NG Cofire - ORIS:2823 | 388 | 8060 | Rate Constraint in lbs/MMBtu | FALSE | L | Annual | Allowances Purchased CO2 | Thousand Tons | 0 | 0 | 0 | 0 | 0 | 0 | 0
EPA723 CO2 Rate Limit for NG Cofire - ORIS:2823 | 388 | 8060 | Rate Constraint in lbs/MMBtu | FALSE | L | Annual | Allowances Sold CO2 | Thousand Tons | 0 | 0 | 0 | 0 | 0 | 0 | 0
EPA723 CO2 Rate Limit for NG Cofire - ORIS:2823 | 388 | 8060 | Rate Constraint in lbs/MMBtu | FALSE | L | Annual | Allowances Banked | Thousand Tons | 0 | 0 | 0 | 0 | 0 | 0 | 0
EPA723 CO2 Rate Limit for NG Cofire - ORIS:2823 | 388 | 8060 | Rate Constraint in lbs/MMBtu | FALSE | L | Annual | Allowances Withdrawn (1:1) | Thousand Tons | 0 | 0 | 0 | 0 | 0 | 0 | 0
EPA723 CO2 Rate Limit for NG Cofire - ORIS:2823 | 388 | 8060 | Rate Constraint in lbs/MMBtu | FALSE | L | Annual | Allowances Withdrawn (n:1) | Thousand Tons | 0 | 0 | 0 | 0 | 0 | 0 | 0
EPA723 CO2 Rate Limit for NG Cofire - ORIS:2823 | 388 | 8060 | Rate Constraint in lbs/MMBtu | FALSE | L | Annual | Net Emissions Allowance Position | Thousand Tons | 0 | 0 | 0 | 0 | 0 | 0 | 0
EPA723 CO2 Rate Limit for NG Cofire - ORIS:2823 | 388 | 8060 | Rate Constraint in lbs/MMBtu | FALSE | L | Annual | Fuel Consumed | TBtu | 0 | 0 | 0 | 0 | 0 | 0 | 0
EPA723 CO2 Rate Limit for NG Cofire - ORIS:2823 | 388 | 8060 | Rate Constraint in lbs/MMBtu | FALSE | L | Annual | Rate | lb/MMBtu | 0 | 0 | 0 | 0 | 0 | 0 | 0
EPA723 CO2 Rate Limit for NG Cofire - ORIS:2823 | 388 | 8060 | Rate Constraint in lbs/MMBtu | FALSE | L | Annual | Generation | TWh | 0 | 0 | 0 | 0 | 0 | 0 | 0
EPA723 CO2 Rate Limit for NG Cofire - ORIS:2823 | 388 | 8060 | Rate Constraint in lbs/MMBtu | FALSE | L | Annual | Qualifying Generation | TWh | 0 | 0 | 0 | 0 | 0 | 0 | 0
EPA723 CO2 Rate Limit for NG Cofire - ORIS:2823 | 388 | 8060 | Rate Constraint in lbs/MMBtu | FALSE | L | Annual | Rate | lb/MWh | 0 | 0 | 0 | 0 | 0 | 0 | 0
EPA723 CO2 Rate Limit for NG Cofire - ORIS:2823 | 388 | 8060 | Rate Constraint in lbs/MMBtu | FALSE | L | Annual | Constraint Shadow Price | US2022$/Ton | 0 | 53.9326 | 44.7726 | 6.0958 | 15.1664 | 56.8011 | 79.2016
EPA723 CO2 Rate Limit for NG Cofire - ORIS:2828 | 389 | 8061 | Rate Constraint in lbs/MMBtu | FALSE | L | Annual | Seasons Included | Seasons |  | Winter, Spring, Summer, Fall | Winter, Spring, Summer, Fall | Winter, Spring, Summer, Fall | Winter, Spring, Summer, Fall | Winter, Spring, Summer, Fall | Winter, Spring, Summer, Fall
EPA723 CO2 Rate Limit for NG Cofire - ORIS:2828 | 389 | 8061 | Rate Constraint in lbs/MMBtu | FALSE | L | Annual | Standard CO2 | lb/MMBtu | 174.8101 | 174.8101 | 174.8101 | 174.8101 | 174.8101 | 174.8101 | 174.8101
EPA723 CO2 Rate Limit for NG Cofire - ORIS:2828 | 389 | 8061 | Rate Constraint in lbs/MMBtu | FALSE | L | Annual | Emissions at Affected Plants CO2 | Thousand Tons | 0 | 0 | 0 | 0 | 0 | 0 | 0
EPA723 CO2 Rate Limit for NG Cofire - ORIS:2828 | 389 | 8061 | Rate Constraint in lbs/MMBtu | FALSE | L | Annual | Allowances Purchased CO2 | Thousand Tons | 0 | 0 | 0 | 0 | 0 | 0 | 0
EPA723 CO2 Rate Limit for NG Cofire - ORIS:2828 | 389 | 8061 | Rate Constraint in lbs/MMBtu | FALSE | L | Annual | Allowances Sold CO2 | Thousand Tons | 0 | 0 | 0 | 0 | 0 | 0 | 0
EPA723 CO2 Rate Limit for NG Cofire - ORIS:2828 | 389 | 8061 | Rate Constraint in lbs/MMBtu | FALSE | L | Annual | Allowances Banked | Thousand Tons | 0 | 0 | 0 | 0 | 0 | 0 | 0
EPA723 CO2 Rate Limit for NG Cofire - ORIS:2828 | 389 | 8061 | Rate Constraint in lbs/MMBtu | FALSE | L | Annual | Allowances Withdrawn (1:1) | Thousand Tons | 0 | 0 | 0 | 0 | 0 | 0 | 0
EPA723 CO2 Rate Limit for NG Cofire - ORIS:2828 | 389 | 8061 | Rate Constraint in lbs/MMBtu | FALSE | L | Annual | Allowances Withdrawn (n:1) | Thousand Tons | 0 | 0 | 0 | 0 | 0 | 0 | 0
EPA723 CO2 Rate Limit for NG Cofire - ORIS:2828 | 389 | 8061 | Rate Constraint in lbs/MMBtu | FALSE | L | Annual | Net Emissions Allowance Position | Thousand Tons | 0 | 0 | 0 | 0 | 0 | 0 | 0
EPA723 CO2 Rate Limit for NG Cofire - ORIS:2828 | 389 | 8061 | Rate Constraint in lbs/MMBtu | FALSE | L | Annual | Fuel Consumed | TBtu | 0 | 0 | 0 | 0 | 0 | 0 | 0
EPA723 CO2 Rate Limit for NG Cofire - ORIS:2828 | 389 | 8061 | Rate Constraint in lbs/MMBtu | FALSE | L | Annual | Rate | lb/MMBtu | 0 | 0 | 0 | 0 | 0 | 0 | 0
EPA723 CO2 Rate Limit for NG Cofire - ORIS:2828 | 389 | 8061 | Rate Constraint in lbs/MMBtu | FALSE | L | Annual | Generation | TWh | 0 | 0 | 0 | 0 | 0 | 0 | 0
EPA723 CO2 Rate Limit for NG Cofire - ORIS:2828 | 389 | 8061 | Rate Constraint in lbs/MMBtu | FALSE | L | Annual | Qualifying Generation | TWh | 0 | 0 | 0 | 0 | 0 | 0 | 0
EPA723 CO2 Rate Limit for NG Cofire - ORIS:2828 | 389 | 8061 | Rate Constraint in lbs/MMBtu | FALSE | L | Annual | Rate | lb/MWh | 0 | 0 | 0 | 0 | 0 | 0 | 0
EPA723 CO2 Rate Limit for NG Cofire - ORIS:2828 | 389 | 8061 | Rate Constraint in lbs/MMBtu | FALSE | L | Annual | Constraint Shadow Price | US2022$/Ton | 0 | 39.9793 | 47.6659 | 44.2426 | 47.8762 | 106.9205 | 135.2671
EPA723 CO2 Rate Limit for NG Cofire - ORIS:2876 | 390 | 8062 | Rate Constraint in lbs/MMBtu | FALSE | L | Annual | Seasons Included | Seasons |  | Winter, Spring, Summer, Fall | Winter, Spring, Summer, Fall | Winter, Spring, Summer, Fall | Winter, Spring, Summer, Fall | Winter, Spring, Summer, Fall | Winter, Spring, Summer, Fall
EPA723 CO2 Rate Limit for NG Cofire - ORIS:2876 | 390 | 8062 | Rate Constraint in lbs/MMBtu | FALSE | L | Annual | Standard CO2 | lb/MMBtu | 180.5389 | 180.5389 | 180.5389 | 180.5389 | 180.5389 | 180.5389 | 180.5389
EPA723 CO2 Rate Limit for NG Cofire - ORIS:2876 | 390 | 8062 | Rate Constraint in lbs/MMBtu | FALSE | L | Annual | Emissions at Affected Plants CO2 | Thousand Tons | 0 | 0 | 0 | 0 | 0 | 0 | 0
EPA723 CO2 Rate Limit for NG Cofire - ORIS:2876 | 390 | 8062 | Rate Constraint in lbs/MMBtu | FALSE | L | Annual | Allowances Purchased CO2 | Thousand Tons | 0 | 0 | 0 | 0 | 0 | 0 | 0
EPA723 CO2 Rate Limit for NG Cofire - ORIS:2876 | 390 | 8062 | Rate Constraint in lbs/MMBtu | FALSE | L | Annual | Allowances Sold CO2 | Thousand Tons | 0 | 0 | 0 | 0 | 0 | 0 | 0
EPA723 CO2 Rate Limit for NG Cofire - ORIS:2876 | 390 | 8062 | Rate Constraint in lbs/MMBtu | FALSE | L | Annual | Allowances Banked | Thousand Tons | 0 | 0 | 0 | 0 | 0 | 0 | 0
EPA723 CO2 Rate Limit for NG Cofire - ORIS:2876 | 390 | 8062 | Rate Constraint in lbs/MMBtu | FALSE | L | Annual | Allowances Withdrawn (1:1) | Thousand Tons | 0 | 0 | 0 | 0 | 0 | 0 | 0
EPA723 CO2 Rate Limit for NG Cofire - ORIS:2876 | 390 | 8062 | Rate Constraint in lbs/MMBtu | FALSE | L | Annual | Allowances Withdrawn (n:1) | Thousand Tons | 0 | 0 | 0 | 0 | 0 | 0 | 0
EPA723 CO2 Rate Limit for NG Cofire - ORIS:2876 | 390 | 8062 | Rate Constraint in lbs/MMBtu | FALSE | L | Annual | Net Emissions Allowance Position | Thousand Tons | 0 | 0 | 0 | 0 | 0 | 0 | 0
EPA723 CO2 Rate Limit for NG Cofire - ORIS:2876 | 390 | 8062 | Rate Constraint in lbs/MMBtu | FALSE | L | Annual | Fuel Consumed | TBtu | 0 | 0 | 0 | 0 | 0 | 0 | 0
EPA723 CO2 Rate Limit for NG Cofire - ORIS:2876 | 390 | 8062 | Rate Constraint in lbs/MMBtu | FALSE | L | Annual | Rate | lb/MMBtu | 0 | 0 | 0 | 0 | 0 | 0 | 0
EPA723 CO2 Rate Limit for NG Cofire - ORIS:2876 | 390 | 8062 | Rate Constraint in lbs/MMBtu | FALSE | L | Annual | Generation | TWh | 0 | 0 | 0 | 0 | 0 | 0 | 0
EPA723 CO2 Rate Limit for NG Cofire - ORIS:2876 | 390 | 8062 | Rate Constraint in lbs/MMBtu | FALSE | L | Annual | Qualifying Generation | TWh | 0 | 0 | 0 | 0 | 0 | 0 | 0
EPA723 CO2 Rate Limit for NG Cofire - ORIS:2876 | 390 | 8062 | Rate Constraint in lbs/MMBtu | FALSE | L | Annual | Rate | lb/MWh | 0 | 0 | 0 | 0 | 0 | 0 | 0
EPA723 CO2 Rate Limit for NG Cofire - ORIS:2876 | 390 | 8062 | Rate Constraint in lbs/MMBtu | FALSE | L | Annual | Constraint Shadow Price | US2022$/Ton | 0 | 27.0326 | 30.9191 | 40.9433 | 104.1723 | 110.9564 | 144.0792
EPA723 CO2 Rate Limit for NG Cofire - ORIS:2878 | 391 | 8063 | Rate Constraint in lbs/MMBtu | FALSE | L | Annual | Seasons Included | Seasons |  | Winter, Spring, Summer, Fall | Winter, Spring, Summer, Fall | Winter, Spring, Summer, Fall | Winter, Spring, Summer, Fall | Winter, Spring, Summer, Fall | Winter, Spring, Summer, Fall
EPA723 CO2 Rate Limit for NG Cofire - ORIS:2878 | 391 | 8063 | Rate Constraint in lbs/MMBtu | FALSE | L | Annual | Standard CO2 | lb/MMBtu | 181.91 | 181.91 | 181.91 | 181.91 | 181.91 | 181.91 | 181.91
EPA723 CO2 Rate Limit for NG Cofire - ORIS:2878 | 391 | 8063 | Rate Constraint in lbs/MMBtu | FALSE | L | Annual | Emissions at Affected Plants CO2 | Thousand Tons | 0 | 0 | 0 | 0 | 0 | 0 | 0
EPA723 CO2 Rate Limit for NG Cofire - ORIS:2878 | 391 | 8063 | Rate Constraint in lbs/MMBtu | FALSE | L | Annual | Allowances Purchased CO2 | Thousand Tons | 0 | 0 | 0 | 0 | 0 | 0 | 0
EPA723 CO2 Rate Limit for NG Cofire - ORIS:2878 | 391 | 8063 | Rate Constraint in lbs/MMBtu | FALSE | L | Annual | Allowances Sold CO2 | Thousand Tons | 0 | 0 | 0 | 0 | 0 | 0 | 0
EPA723 CO2 Rate Limit for NG Cofire - ORIS:2878 | 391 | 8063 | Rate Constraint in lbs/MMBtu | FALSE | L | Annual | Allowances Banked | Thousand Tons | 0 | 0 | 0 | 0 | 0 | 0 | 0
EPA723 CO2 Rate Limit for NG Cofire - ORIS:2878 | 391 | 8063 | Rate Constraint in lbs/MMBtu | FALSE | L | Annual | Allowances Withdrawn (1:1) | Thousand Tons | 0 | 0 | 0 | 0 | 0 | 0 | 0
EPA723 CO2 Rate Limit for NG Cofire - ORIS:2878 | 391 | 8063 | Rate Constraint in lbs/MMBtu | FALSE | L | Annual | Allowances Withdrawn (n:1) | Thousand Tons | 0 | 0 | 0 | 0 | 0 | 0 | 0
EPA723 CO2 Rate Limit for NG Cofire - ORIS:2878 | 391 | 8063 | Rate Constraint in lbs/MMBtu | FALSE | L | Annual | Net Emissions Allowance Position | Thousand Tons | 0 | 0 | 0 | 0 | 0 | 0 | 0
EPA723 CO2 Rate Limit for NG Cofire - ORIS:2878 | 391 | 8063 | Rate Constraint in lbs/MMBtu | FALSE | L | Annual | Fuel Consumed | TBtu | 0 | 0 | 0 | 0 | 0 | 0 | 0
EPA723 CO2 Rate Limit for NG Cofire - ORIS:2878 | 391 | 8063 | Rate Constraint in lbs/MMBtu | FALSE | L | Annual | Rate | lb/MMBtu | 0 | 0 | 0 | 0 | 0 | 0 | 0
EPA723 CO2 Rate Limit for NG Cofire - ORIS:2878 | 391 | 8063 | Rate Constraint in lbs/MMBtu | FALSE | L | Annual | Generation | TWh | 0 | 0 | 0 | 0 | 0 | 0 | 0
EPA723 CO2 Rate Limit for NG Cofire - ORIS:2878 | 391 | 8063 | Rate Constraint in lbs/MMBtu | FALSE | L | Annual | Qualifying Generation | TWh | 0 | 0 | 0 | 0 | 0 | 0 | 0
EPA723 CO2 Rate Limit for NG Cofire - ORIS:2878 | 391 | 8063 | Rate Constraint in lbs/MMBtu | FALSE | L | Annual | Rate | lb/MWh | 0 | 0 | 0 | 0 | 0 | 0 | 0
EPA723 CO2 Rate Limit for NG Cofire - ORIS:2878 | 391 | 8063 | Rate Constraint in lbs/MMBtu | FALSE | L | Annual | Constraint Shadow Price | US2022$/Ton | 0 | 23.0014 | 28.2474 | 26.4532 | 35.0378 | 63.9978 | 51.1254
EPA723 CO2 Rate Limit for NG Cofire - ORIS:2952 | 392 | 8064 | Rate Constraint in lbs/MMBtu | FALSE | L | Annual | Seasons Included | Seasons |  | Winter, Spring, Summer, Fall | Winter, Spring, Summer, Fall | Winter, Spring, Summer, Fall | Winter, Spring, Summer, Fall | Winter, Spring, Summer, Fall | Winter, Spring, Summer, Fall
EPA723 CO2 Rate Limit for NG Cofire - ORIS:2952 | 392 | 8064 | Rate Constraint in lbs/MMBtu | FALSE | L | Annual | Standard CO2 | lb/MMBtu | 175.772 | 175.772 | 175.772 | 175.772 | 175.772 | 175.772 | 175.772
EPA723 CO2 Rate Limit for NG Cofire - ORIS:2952 | 392 | 8064 | Rate Constraint in lbs/MMBtu | FALSE | L | Annual | Emissions at Affected Plants CO2 | Thousand Tons | 0 | 0 | 0 | 0 | 0 | 0 | 0
EPA723 CO2 Rate Limit for NG Cofire - ORIS:2952 | 392 | 8064 | Rate Constraint in lbs/MMBtu | FALSE | L | Annual | Allowances Purchased CO2 | Thousand Tons | 0 | 0 | 0 | 0 | 0 | 0 | 0
EPA723 CO2 Rate Limit for NG Cofire - ORIS:2952 | 392 | 8064 | Rate Constraint in lbs/MMBtu | FALSE | L | Annual | Allowances Sold CO2 | Thousand Tons | 0 | 0 | 0 | 0 | 0 | 0 | 0
EPA723 CO2 Rate Limit for NG Cofire - ORIS:2952 | 392 | 8064 | Rate Constraint in lbs/MMBtu | FALSE | L | Annual | Allowances Banked | Thousand Tons | 0 | 0 | 0 | 0 | 0 | 0 | 0
EPA723 CO2 Rate Limit for NG Cofire - ORIS:2952 | 392 | 8064 | Rate Constraint in lbs/MMBtu | FALSE | L | Annual | Allowances Withdrawn (1:1) | Thousand Tons | 0 | 0 | 0 | 0 | 0 | 0 | 0
EPA723 CO2 Rate Limit for NG Cofire - ORIS:2952 | 392 | 8064 | Rate Constraint in lbs/MMBtu | FALSE | L | Annual | Allowances Withdrawn (n:1) | Thousand Tons | 0 | 0 | 0 | 0 | 0 | 0 | 0
EPA723 CO2 Rate Limit for NG Cofire - ORIS:2952 | 392 | 8064 | Rate Constraint in lbs/MMBtu | FALSE | L | Annual | Net Emissions Allowance Position | Thousand Tons | 0 | 0 | 0 | 0 | 0 | 0 | 0
EPA723 CO2 Rate Limit for NG Cofire - ORIS:2952 | 392 | 8064 | Rate Constraint in lbs/MMBtu | FALSE | L | Annual | Fuel Consumed | TBtu | 0 | 0 | 0 | 0 | 0 | 0 | 0
EPA723 CO2 Rate Limit for NG Cofire - ORIS:2952 | 392 | 8064 | Rate Constraint in lbs/MMBtu | FALSE | L | Annual | Rate | lb/MMBtu | 0 | 0 | 0 | 0 | 0 | 0 | 0
EPA723 CO2 Rate Limit for NG Cofire - ORIS:2952 | 392 | 8064 | Rate Constraint in lbs/MMBtu | FALSE | L | Annual | Generation | TWh | 0 | 0 | 0 | 0 | 0 | 0 | 0
EPA723 CO2 Rate Limit for NG Cofire - ORIS:2952 | 392 | 8064 | Rate Constraint in lbs/MMBtu | FALSE | L | Annual | Qualifying Generation | TWh | 0 | 0 | 0 | 0 | 0 | 0 | 0
EPA723 CO2 Rate Limit for NG Cofire - ORIS:2952 | 392 | 8064 | Rate Constraint in lbs/MMBtu | FALSE | L | Annual | Rate | lb/MWh | 0 | 0 | 0 | 0 | 0 | 0 | 0
EPA723 CO2 Rate Limit for NG Cofire - ORIS:2952 | 392 | 8064 | Rate Constraint in lbs/MMBtu | FALSE | L | Annual | Constraint Shadow Price | US2022$/Ton | 0 | 156.4426 | 39.9073 | 21.8445 | 34.019 | 433.5265 | 136.9626
EPA723 CO2 Rate Limit for NG Cofire - ORIS:3 | 393 | 8021 | Rate Constraint in lbs/MMBtu | FALSE | L | Annual | Seasons Included | Seasons |  | Winter, Spring, Summer, Fall | Winter, Spring, Summer, Fall | Winter, Spring, Summer, Fall | Winter, Spring, Summer, Fall | Winter, Spring, Summer, Fall | Winter, Spring, Summer, Fall
EPA723 CO2 Rate Limit for NG Cofire - ORIS:3 | 393 | 8021 | Rate Constraint in lbs/MMBtu | FALSE | L | Annual | Standard CO2 | lb/MMBtu | 174.8101 | 174.8101 | 174.8101 | 174.8101 | 174.8101 | 174.8101 | 174.8101
EPA723 CO2 Rate Limit for NG Cofire - ORIS:3 | 393 | 8021 | Rate Constraint in lbs/MMBtu | FALSE | L | Annual | Emissions at Affected Plants CO2 | Thousand Tons | 0 | 0 | 0 | 0 | 0 | 0 | 0
EPA723 CO2 Rate Limit for NG Cofire - ORIS:3 | 393 | 8021 | Rate Constraint in lbs/MMBtu | FALSE | L | Annual | Allowances Purchased CO2 | Thousand Tons | 0 | 0 | 0 | 0 | 0 | 0 | 0
EPA723 CO2 Rate Limit for NG Cofire - ORIS:3 | 393 | 8021 | Rate Constraint in lbs/MMBtu | FALSE | L | Annual | Allowances Sold CO2 | Thousand Tons | 0 | 0 | 0 | 0 | 0 | 0 | 0
EPA723 CO2 Rate Limit for NG Cofire - ORIS:3 | 393 | 8021 | Rate Constraint in lbs/MMBtu | FALSE | L | Annual | Allowances Banked | Thousand Tons | 0 | 0 | 0 | 0 | 0 | 0 | 0
EPA723 CO2 Rate Limit for NG Cofire - ORIS:3 | 393 | 8021 | Rate Constraint in lbs/MMBtu | FALSE | L | Annual | Allowances Withdrawn (1:1) | Thousand Tons | 0 | 0 | 0 | 0 | 0 | 0 | 0
EPA723 CO2 Rate Limit for NG Cofire - ORIS:3 | 393 | 8021 | Rate Constraint in lbs/MMBtu | FALSE | L | Annual | Allowances Withdrawn (n:1) | Thousand Tons | 0 | 0 | 0 | 0 | 0 | 0 | 0
EPA723 CO2 Rate Limit for NG Cofire - ORIS:3 | 393 | 8021 | Rate Constraint in lbs/MMBtu | FALSE | L | Annual | Net Emissions Allowance Position | Thousand Tons | 0 | 0 | 0 | 0 | 0 | 0 | 0
EPA723 CO2 Rate Limit for NG Cofire - ORIS:3 | 393 | 8021 | Rate Constraint in lbs/MMBtu | FALSE | L | Annual | Fuel Consumed | TBtu | 0 | 0 | 0 | 0 | 0 | 0 | 0
EPA723 CO2 Rate Limit for NG Cofire - ORIS:3 | 393 | 8021 | Rate Constraint in lbs/MMBtu | FALSE | L | Annual | Rate | lb/MMBtu | 0 | 0 | 0 | 0 | 0 | 0 | 0
EPA723 CO2 Rate Limit for NG Cofire - ORIS:3 | 393 | 8021 | Rate Constraint in lbs/MMBtu | FALSE | L | Annual | Generation | TWh | 0 | 0 | 0 | 0 | 0 | 0 | 0
EPA723 CO2 Rate Limit for NG Cofire - ORIS:3 | 393 | 8021 | Rate Constraint in lbs/MMBtu | FALSE | L | Annual | Qualifying Generation | TWh | 0 | 0 | 0 | 0 | 0 | 0 | 0
EPA723 CO2 Rate Limit for NG Cofire - ORIS:3 | 393 | 8021 | Rate Constraint in lbs/MMBtu | FALSE | L | Annual | Rate | lb/MWh | 0 | 0 | 0 | 0 | 0 | 0 | 0
EPA723 CO2 Rate Limit for NG Cofire - ORIS:3 | 393 | 8021 | Rate Constraint in lbs/MMBtu | FALSE | L | Annual | Constraint Shadow Price | US2022$/Ton | 0 | 109.5543 | 33.373 | 27.456 | 13.9676 | 43.9651 | 115.5998
EPA723 CO2 Rate Limit for NG Cofire - ORIS:3130 | 394 | 8065 | Rate Constraint in lbs/MMBtu | FALSE | L | Annual | Seasons Included | Seasons |  | Winter, Spring, Summer, Fall | Winter, Spring, Summer, Fall | Winter, Spring, Summer, Fall | Winter, Spring, Summer, Fall | Winter, Spring, Summer, Fall | Winter, Spring, Summer, Fall
EPA723 CO2 Rate Limit for NG Cofire - ORIS:3130 | 394 | 8065 | Rate Constraint in lbs/MMBtu | FALSE | L | Annual | Standard CO2 | lb/MMBtu | 169.652 | 169.652 | 169.652 | 169.652 | 169.652 | 169.652 | 169.652
EPA723 CO2 Rate Limit for NG Cofire - ORIS:3130 | 394 | 8065 | Rate Constraint in lbs/MMBtu | FALSE | L | Annual | Emissions at Affected Plants CO2 | Thousand Tons | 0 | 0 | 0 | 0 | 0 | 0 | 0
EPA723 CO2 Rate Limit for NG Cofire - ORIS:3130 | 394 | 8065 | Rate Constraint in lbs/MMBtu | FALSE | L | Annual | Allowances Purchased CO2 | Thousand Tons | 0 | 0 | 0 | 0 | 0 | 0 | 0
EPA723 CO2 Rate Limit for NG Cofire - ORIS:3130 | 394 | 8065 | Rate Constraint in lbs/MMBtu | FALSE | L | Annual | Allowances Sold CO2 | Thousand Tons | 0 | 0 | 0 | 0 | 0 | 0 | 0
EPA723 CO2 Rate Limit for NG Cofire - ORIS:3130 | 394 | 8065 | Rate Constraint in lbs/MMBtu | FALSE | L | Annual | Allowances Banked | Thousand Tons | 0 | 0 | 0 | 0 | 0 | 0 | 0
EPA723 CO2 Rate Limit for NG Cofire - ORIS:3130 | 394 | 8065 | Rate Constraint in lbs/MMBtu | FALSE | L | Annual | Allowances Withdrawn (1:1) | Thousand Tons | 0 | 0 | 0 | 0 | 0 | 0 | 0
EPA723 CO2 Rate Limit for NG Cofire - ORIS:3130 | 394 | 8065 | Rate Constraint in lbs/MMBtu | FALSE | L | Annual | Allowances Withdrawn (n:1) | Thousand Tons | 0 | 0 | 0 | 0 | 0 | 0 | 0
EPA723 CO2 Rate Limit for NG Cofire - ORIS:3130 | 394 | 8065 | Rate Constraint in lbs/MMBtu | FALSE | L | Annual | Net Emissions Allowance Position | Thousand Tons | 0 | 0 | 0 | 0 | 0 | 0 | 0
EPA723 CO2 Rate Limit for NG Cofire - ORIS:3130 | 394 | 8065 | Rate Constraint in lbs/MMBtu | FALSE | L | Annual | Fuel Consumed | TBtu | 0 | 0 | 0 | 0 | 0 | 0 | 0
EPA723 CO2 Rate Limit for NG Cofire - ORIS:3130 | 394 | 8065 | Rate Constraint in lbs/MMBtu | FALSE | L | Annual | Rate | lb/MMBtu | 0 | 0 | 0 | 0 | 0 | 0 | 0
EPA723 CO2 Rate Limit for NG Cofire - ORIS:3130 | 394 | 8065 | Rate Constraint in lbs/MMBtu | FALSE | L | Annual | Generation | TWh | 0 | 0 | 0 | 0 | 0 | 0 | 0
EPA723 CO2 Rate Limit for NG Cofire - ORIS:3130 | 394 | 8065 | Rate Constraint in lbs/MMBtu | FALSE | L | Annual | Qualifying Generation | TWh | 0 | 0 | 0 | 0 | 0 | 0 | 0
EPA723 CO2 Rate Limit for NG Cofire - ORIS:3130 | 394 | 8065 | Rate Constraint in lbs/MMBtu | FALSE | L | Annual | Rate | lb/MWh | 0 | 0 | 0 | 0 | 0 | 0 | 0
EPA723 CO2 Rate Limit for NG Cofire - ORIS:3130 | 394 | 8065 | Rate Constraint in lbs/MMBtu | FALSE | L | Annual | Constraint Shadow Price | US2022$/Ton | 0 | 39.6652 | 62.2202 | 0 | 90.9604 | 138.5445 | 160.645
EPA723 CO2 Rate Limit for NG Cofire - ORIS:3403 | 395 | 8066 | Rate Constraint in lbs/MMBtu | FALSE | L | Annual | Seasons Included | Seasons |  | Winter, Spring, Summer, Fall | Winter, Spring, Summer, Fall | Winter, Spring, Summer, Fall | Winter, Spring, Summer, Fall | Winter, Spring, Summer, Fall | Winter, Spring, Summer, Fall
EPA723 CO2 Rate Limit for NG Cofire - ORIS:3403 | 395 | 8066 | Rate Constraint in lbs/MMBtu | FALSE | L | Annual | Standard CO2 | lb/MMBtu | 184.5606 | 184.5606 | 184.5606 | 184.5606 | 184.5606 | 184.5606 | 184.5606
EPA723 CO2 Rate Limit for NG Cofire - ORIS:3403 | 395 | 8066 | Rate Constraint in lbs/MMBtu | FALSE | L | Annual | Emissions at Affected Plants CO2 | Thousand Tons | 0 | 0 | 0 | 0 | 0 | 0 | 0
EPA723 CO2 Rate Limit for NG Cofire - ORIS:3403 | 395 | 8066 | Rate Constraint in lbs/MMBtu | FALSE | L | Annual | Allowances Purchased CO2 | Thousand Tons | 0 | 0 | 0 | 0 | 0 | 0 | 0
EPA723 CO2 Rate Limit for NG Cofire - ORIS:3403 | 395 | 8066 | Rate Constraint in lbs/MMBtu | FALSE | L | Annual | Allowances Sold CO2 | Thousand Tons | 0 | 0 | 0 | 0 | 0 | 0 | 0
EPA723 CO2 Rate Limit for NG Cofire - ORIS:3403 | 395 | 8066 | Rate Constraint in lbs/MMBtu | FALSE | L | Annual | Allowances Banked | Thousand Tons | 0 | 0 | 0 | 0 | 0 | 0 | 0
EPA723 CO2 Rate Limit for NG Cofire - ORIS:3403 | 395 | 8066 | Rate Constraint in lbs/MMBtu | FALSE | L | Annual | Allowances Withdrawn (1:1) | Thousand Tons | 0 | 0 | 0 | 0 | 0 | 0 | 0
EPA723 CO2 Rate Limit for NG Cofire - ORIS:3403 | 395 | 8066 | Rate Constraint in lbs/MMBtu | FALSE | L | Annual | Allowances Withdrawn (n:1) | Thousand Tons | 0 | 0 | 0 | 0 | 0 | 0 | 0
EPA723 CO2 Rate Limit for NG Cofire - ORIS:3403 | 395 | 8066 | Rate Constraint in lbs/MMBtu | FALSE | L | Annual | Net Emissions Allowance Position | Thousand Tons | 0 | 0 | 0 | 0 | 0 | 0 | 0
EPA723 CO2 Rate Limit for NG Cofire - ORIS:3403 | 395 | 8066 | Rate Constraint in lbs/MMBtu | FALSE | L | Annual | Fuel Consumed | TBtu | 0 | 0 | 0 | 0 | 0 | 0 | 0
EPA723 CO2 Rate Limit for NG Cofire - ORIS:3403 | 395 | 8066 | Rate Constraint in lbs/MMBtu | FALSE | L | Annual | Rate | lb/MMBtu | 0 | 0 | 0 | 0 | 0 | 0 | 0
EPA723 CO2 Rate Limit for NG Cofire - ORIS:3403 | 395 | 8066 | Rate Constraint in lbs/MMBtu | FALSE | L | Annual | Generation | TWh | 0 | 0 | 0 | 0 | 0 | 0 | 0
EPA723 CO2 Rate Limit for NG Cofire - ORIS:3403 | 395 | 8066 | Rate Constraint in lbs/MMBtu | FALSE | L | Annual | Qualifying Generation | TWh | 0 | 0 | 0 | 0 | 0 | 0 | 0
EPA723 CO2 Rate Limit for NG Cofire - ORIS:3403 | 395 | 8066 | Rate Constraint in lbs/MMBtu | FALSE | L | Annual | Rate | lb/MWh | 0 | 0 | 0 | 0 | 0 | 0 | 0
EPA723 CO2 Rate Limit for NG Cofire - ORIS:3403 | 395 | 8066 | Rate Constraint in lbs/MMBtu | FALSE | L | Annual | Constraint Shadow Price | US2022$/Ton | 0 | 16.5766 | 46.1681 | 321.2324 | 282.6056 | 1177.8938 | 392.3335
EPA723 CO2 Rate Limit for NG Cofire - ORIS:3470 | 396 | 8067 | Rate Constraint in lbs/MMBtu | FALSE | L | Annual | Seasons Included | Seasons |  | Winter, Spring, Summer, Fall | Winter, Spring, Summer, Fall | Winter, Spring, Summer, Fall | Winter, Spring, Summer, Fall | Winter, Spring, Summer, Fall | Winter, Spring, Summer, Fall
EPA723 CO2 Rate Limit for NG Cofire - ORIS:3470 | 396 | 8067 | Rate Constraint in lbs/MMBtu | FALSE | L | Annual | Standard CO2 | lb/MMBtu | 176.5228 | 176.5228 | 176.5228 | 176.5228 | 176.5228 | 176.5228 | 176.5228
EPA723 CO2 Rate Limit for NG Cofire - ORIS:3470 | 396 | 8067 | Rate Constraint in lbs/MMBtu | FALSE | L | Annual | Emissions at Affected Plants CO2 | Thousand Tons | 0 | 0 | 0 | 0 | 0 | 0 | 0
EPA723 CO2 Rate Limit for NG Cofire - ORIS:3470 | 396 | 8067 | Rate Constraint in lbs/MMBtu | FALSE | L | Annual | Allowances Purchased CO2 | Thousand Tons | 0 | 0 | 0 | 0 | 0 | 0 | 0
EPA723 CO2 Rate Limit for NG Cofire - ORIS:3470 | 396 | 8067 | Rate Constraint in lbs/MMBtu | FALSE | L | Annual | Allowances Sold CO2 | Thousand Tons | 0 | 0 | 0 | 0 | 0 | 0 | 0
EPA723 CO2 Rate Limit for NG Cofire - ORIS:3470 | 396 | 8067 | Rate Constraint in lbs/MMBtu | FALSE | L | Annual | Allowances Banked | Thousand Tons | 0 | 0 | 0 | 0 | 0 | 0 | 0
EPA723 CO2 Rate Limit for NG Cofire - ORIS:3470 | 396 | 8067 | Rate Constraint in lbs/MMBtu | FALSE | L | Annual | Allowances Withdrawn (1:1) | Thousand Tons | 0 | 0 | 0 | 0 | 0 | 0 | 0
EPA723 CO2 Rate Limit for NG Cofire - ORIS:3470 | 396 | 8067 | Rate Constraint in lbs/MMBtu | FALSE | L | Annual | Allowances Withdrawn (n:1) | Thousand Tons | 0 | 0 | 0 | 0 | 0 | 0 | 0
EPA723 CO2 Rate Limit for NG Cofire - ORIS:3470 | 396 | 8067 | Rate Constraint in lbs/MMBtu | FALSE | L | Annual | Net Emissions Allowance Position | Thousand Tons | 0 | 0 | 0 | 0 | 0 | 0 | 0
EPA723 CO2 Rate Limit for NG Cofire - ORIS:3470 | 396 | 8067 | Rate Constraint in lbs/MMBtu | FALSE | L | Annual | Fuel Consumed | TBtu | 0 | 0 | 0 | 0 | 0 | 0 | 0
EPA723 CO2 Rate Limit for NG Cofire - ORIS:3470 | 396 | 8067 | Rate Constraint in lbs/MMBtu | FALSE | L | Annual | Rate | lb/MMBtu | 0 | 0 | 0 | 0 | 0 | 0 | 0
EPA723 CO2 Rate Limit for NG Cofire - ORIS:3470 | 396 | 8067 | Rate Constraint in lbs/MMBtu | FALSE | L | Annual | Generation | TWh | 0 | 0 | 0 | 0 | 0 | 0 | 0
EPA723 CO2 Rate Limit for NG Cofire - ORIS:3470 | 396 | 8067 | Rate Constraint in lbs/MMBtu | FALSE | L | Annual | Qualifying Generation | TWh | 0 | 0 | 0 | 0 | 0 | 0 | 0
EPA723 CO2 Rate Limit for NG Cofire - ORIS:3470 | 396 | 8067 | Rate Constraint in lbs/MMBtu | FALSE | L | Annual | Rate | lb/MWh | 0 | 0 | 0 | 0 | 0 | 0 | 0
EPA723 CO2 Rate Limit for NG Cofire - ORIS:3470 | 396 | 8067 | Rate Constraint in lbs/MMBtu | FALSE | L | Annual | Constraint Shadow Price | US2022$/Ton | 0 | 21.3222 | 20.5959 | 0 | 0 | 0 | 0
EPA723 CO2 Rate Limit for NG Cofire - ORIS:3935 | 397 | 8068 | Rate Constraint in lbs/MMBtu | FALSE | L | Annual | Seasons Included | Seasons |  | Winter, Spring, Summer, Fall | Winter, Spring, Summer, Fall | Winter, Spring, Summer, Fall | Winter, Spring, Summer, Fall | Winter, Spring, Summer, Fall | Winter, Spring, Summer, Fall
EPA723 CO2 Rate Limit for NG Cofire - ORIS:3935 | 397 | 8068 | Rate Constraint in lbs/MMBtu | FALSE | L | Annual | Standard CO2 | lb/MMBtu | 174.8101 | 174.8101 | 174.8101 | 174.8101 | 174.8101 | 174.8101 | 174.8101
EPA723 CO2 Rate Limit for NG Cofire - ORIS:3935 | 397 | 8068 | Rate Constraint in lbs/MMBtu | FALSE | L | Annual | Emissions at Affected Plants CO2 | Thousand Tons | 0 | 0 | 0 | 0 | 0 | 0 | 0
EPA723 CO2 Rate Limit for NG Cofire - ORIS:3935 | 397 | 8068 | Rate Constraint in lbs/MMBtu | FALSE | L | Annual | Allowances Purchased CO2 | Thousand Tons | 0 | 0 | 0 | 0 | 0 | 0 | 0
EPA723 CO2 Rate Limit for NG Cofire - ORIS:3935 | 397 | 8068 | Rate Constraint in lbs/MMBtu | FALSE | L | Annual | Allowances Sold CO2 | Thousand Tons | 0 | 0 | 0 | 0 | 0 | 0 | 0
EPA723 CO2 Rate Limit for NG Cofire - ORIS:3935 | 397 | 8068 | Rate Constraint in lbs/MMBtu | FALSE | L | Annual | Allowances Banked | Thousand Tons | 0 | 0 | 0 | 0 | 0 | 0 | 0
EPA723 CO2 Rate Limit for NG Cofire - ORIS:3935 | 397 | 8068 | Rate Constraint in lbs/MMBtu | FALSE | L | Annual | Allowances Withdrawn (1:1) | Thousand Tons | 0 | 0 | 0 | 0 | 0 | 0 | 0
EPA723 CO2 Rate Limit for NG Cofire - ORIS:3935 | 397 | 8068 | Rate Constraint in lbs/MMBtu | FALSE | L | Annual | Allowances Withdrawn (n:1) | Thousand Tons | 0 | 0 | 0 | 0 | 0 | 0 | 0
EPA723 CO2 Rate Limit for NG Cofire - ORIS:3935 | 397 | 8068 | Rate Constraint in lbs/MMBtu | FALSE | L | Annual | Net Emissions Allowance Position | Thousand Tons | 0 | 0 | 0 | 0 | 0 | 0 | 0
EPA723 CO2 Rate Limit for NG Cofire - ORIS:3935 | 397 | 8068 | Rate Constraint in lbs/MMBtu | FALSE | L | Annual | Fuel Consumed | TBtu | 0 | 0 | 0 | 0 | 0 | 0 | 0
EPA723 CO2 Rate Limit for NG Cofire - ORIS:3935 | 397 | 8068 | Rate Constraint in lbs/MMBtu | FALSE | L | Annual | Rate | lb/MMBtu | 0 | 0 | 0 | 0 | 0 | 0 | 0
EPA723 CO2 Rate Limit for NG Cofire - ORIS:3935 | 397 | 8068 | Rate Constraint in lbs/MMBtu | FALSE | L | Annual | Generation | TWh | 0 | 0 | 0 | 0 | 0 | 0 | 0
EPA723 CO2 Rate Limit for NG Cofire - ORIS:3935 | 397 | 8068 | Rate Constraint in lbs/MMBtu | FALSE | L | Annual | Qualifying Generation | TWh | 0 | 0 | 0 | 0 | 0 | 0 | 0
EPA723 CO2 Rate Limit for NG Cofire - ORIS:3935 | 397 | 8068 | Rate Constraint in lbs/MMBtu | FALSE | L | Annual | Rate | lb/MWh | 0 | 0 | 0 | 0 | 0 | 0 | 0
EPA723 CO2 Rate Limit for NG Cofire - ORIS:3935 | 397 | 8068 | Rate Constraint in lbs/MMBtu | FALSE | L | Annual | Constraint Shadow Price | US2022$/Ton | 0 | 30.9997 | 33.7737 | 52.2478 | 35.2901 | 110.3 | 139.0739
EPA723 CO2 Rate Limit for NG Cofire - ORIS:3943 | 398 | 8069 | Rate Constraint in lbs/MMBtu | FALSE | L | Annual | Seasons Included | Seasons |  | Winter, Spring, Summer, Fall | Winter, Spring, Summer, Fall | Winter, Spring, Summer, Fall | Winter, Spring, Summer, Fall | Winter, Spring, Summer, Fall | Winter, Spring, Summer, Fall
EPA723 CO2 Rate Limit for NG Cofire - ORIS:3943 | 398 | 8069 | Rate Constraint in lbs/MMBtu | FALSE | L | Annual | Standard CO2 | lb/MMBtu | 176.0914 | 176.0914 | 176.0914 | 176.0914 | 176.0914 | 176.0914 | 176.0914
EPA723 CO2 Rate Limit for NG Cofire - ORIS:3943 | 398 | 8069 | Rate Constraint in lbs/MMBtu | FALSE | L | Annual | Emissions at Affected Plants CO2 | Thousand Tons | 0 | 0 | 0 | 0 | 0 | 0 | 0
EPA723 CO2 Rate Limit for NG Cofire - ORIS:3943 | 398 | 8069 | Rate Constraint in lbs/MMBtu | FALSE | L | Annual | Allowances Purchased CO2 | Thousand Tons | 0 | 0 | 0 | 0 | 0 | 0 | 0
EPA723 CO2 Rate Limit for NG Cofire - ORIS:3943 | 398 | 8069 | Rate Constraint in lbs/MMBtu | FALSE | L | Annual | Allowances Sold CO2 | Thousand Tons | 0 | 0 | 0 | 0 | 0 | 0 | 0
EPA723 CO2 Rate Limit for NG Cofire - ORIS:3943 | 398 | 8069 | Rate Constraint in lbs/MMBtu | FALSE | L | Annual | Allowances Banked | Thousand Tons | 0 | 0 | 0 | 0 | 0 | 0 | 0
EPA723 CO2 Rate Limit for NG Cofire - ORIS:3943 | 398 | 8069 | Rate Constraint in lbs/MMBtu | FALSE | L | Annual | Allowances Withdrawn (1:1) | Thousand Tons | 0 | 0 | 0 | 0 | 0 | 0 | 0
EPA723 CO2 Rate Limit for NG Cofire - ORIS:3943 | 398 | 8069 | Rate Constraint in lbs/MMBtu | FALSE | L | Annual | Allowances Withdrawn (n:1) | Thousand Tons | 0 | 0 | 0 | 0 | 0 | 0 | 0
EPA723 CO2 Rate Limit for NG Cofire - ORIS:3943 | 398 | 8069 | Rate Constraint in lbs/MMBtu | FALSE | L | Annual | Net Emissions Allowance Position | Thousand Tons | 0 | 0 | 0 | 0 | 0 | 0 | 0
EPA723 CO2 Rate Limit for NG Cofire - ORIS:3943 | 398 | 8069 | Rate Constraint in lbs/MMBtu | FALSE | L | Annual | Fuel Consumed | TBtu | 0 | 0 | 0 | 0 | 0 | 0 | 0
EPA723 CO2 Rate Limit for NG Cofire - ORIS:3943 | 398 | 8069 | Rate Constraint in lbs/MMBtu | FALSE | L | Annual | Rate | lb/MMBtu | 0 | 0 | 0 | 0 | 0 | 0 | 0
EPA723 CO2 Rate Limit for NG Cofire - ORIS:3943 | 398 | 8069 | Rate Constraint in lbs/MMBtu | FALSE | L | Annual | Generation | TWh | 0 | 0 | 0 | 0 | 0 | 0 | 0
EPA723 CO2 Rate Limit for NG Cofire - ORIS:3943 | 398 | 8069 | Rate Constraint in lbs/MMBtu | FALSE | L | Annual | Qualifying Generation | TWh | 0 | 0 | 0 | 0 | 0 | 0 | 0
EPA723 CO2 Rate Limit for NG Cofire - ORIS:3943 | 398 | 8069 | Rate Constraint in lbs/MMBtu | FALSE | L | Annual | Rate | lb/MWh | 0 | 0 | 0 | 0 | 0 | 0 | 0
EPA723 CO2 Rate Limit for NG Cofire - ORIS:3943 | 398 | 8069 | Rate Constraint in lbs/MMBtu | FALSE | L | Annual | Constraint Shadow Price | US2022$/Ton | 0 | 280.2144 | 37.2256 | 70.4251 | 79.2514 | 134.4402 | 161.2969
EPA723 CO2 Rate Limit for NG Cofire - ORIS:3944 | 399 | 8070 | Rate Constraint in lbs/MMBtu | FALSE | L | Annual | Seasons Included | Seasons |  | Winter, Spring, Summer, Fall | Winter, Spring, Summer, Fall | Winter, Spring, Summer, Fall | Winter, Spring, Summer, Fall | Winter, Spring, Summer, Fall | Winter, Spring, Summer, Fall
EPA723 CO2 Rate Limit for NG Cofire - ORIS:3944 | 399 | 8070 | Rate Constraint in lbs/MMBtu | FALSE | L | Annual | Standard CO2 | lb/MMBtu | 174.578 | 174.578 | 174.578 | 174.578 | 174.578 | 174.578 | 174.578
EPA723 CO2 Rate Limit for NG Cofire - ORIS:3944 | 399 | 8070 | Rate Constraint in lbs/MMBtu | FALSE | L | Annual | Emissions at Affected Plants CO2 | Thousand Tons | 0 | 0 | 0 | 0 | 0 | 0 | 0
EPA723 CO2 Rate Limit for NG Cofire - ORIS:3944 | 399 | 8070 | Rate Constraint in lbs/MMBtu | FALSE | L | Annual | Allowances Purchased CO2 | Thousand Tons | 0 | 0 | 0 | 0 | 0 | 0 | 0
EPA723 CO2 Rate Limit for NG Cofire - ORIS:3944 | 399 | 8070 | Rate Constraint in lbs/MMBtu | FALSE | L | Annual | Allowances Sold CO2 | Thousand Tons | 0 | 0 | 0 | 0 | 0 | 0 | 0
EPA723 CO2 Rate Limit for NG Cofire - ORIS:3944 | 399 | 8070 | Rate Constraint in lbs/MMBtu | FALSE | L | Annual | Allowances Banked | Thousand Tons | 0 | 0 | 0 | 0 | 0 | 0 | 0
EPA723 CO2 Rate Limit for NG Cofire - ORIS:3944 | 399 | 8070 | Rate Constraint in lbs/MMBtu | FALSE | L | Annual | Allowances Withdrawn (1:1) | Thousand Tons | 0 | 0 | 0 | 0 | 0 | 0 | 0
EPA723 CO2 Rate Limit for NG Cofire - ORIS:3944 | 399 | 8070 | Rate Constraint in lbs/MMBtu | FALSE | L | Annual | Allowances Withdrawn (n:1) | Thousand Tons | 0 | 0 | 0 | 0 | 0 | 0 | 0
EPA723 CO2 Rate Limit for NG Cofire - ORIS:3944 | 399 | 8070 | Rate Constraint in lbs/MMBtu | FALSE | L | Annual | Net Emissions Allowance Position | Thousand Tons | 0 | 0 | 0 | 0 | 0 | 0 | 0
EPA723 CO2 Rate Limit for NG Cofire - ORIS:3944 | 399 | 8070 | Rate Constraint in lbs/MMBtu | FALSE | L | Annual | Fuel Consumed | TBtu | 0 | 0 | 0 | 0 | 0 | 0 | 0
EPA723 CO2 Rate Limit for NG Cofire - ORIS:3944 | 399 | 8070 | Rate Constraint in lbs/MMBtu | FALSE | L | Annual | Rate | lb/MMBtu | 0 | 0 | 0 | 0 | 0 | 0 | 0
EPA723 CO2 Rate Limit for NG Cofire - ORIS:3944 | 399 | 8070 | Rate Constraint in lbs/MMBtu | FALSE | L | Annual | Generation | TWh | 0 | 0 | 0 | 0 | 0 | 0 | 0
EPA723 CO2 Rate Limit for NG Cofire - ORIS:3944 | 399 | 8070 | Rate Constraint in lbs/MMBtu | FALSE | L | Annual | Qualifying Generation | TWh | 0 | 0 | 0 | 0 | 0 | 0 | 0
EPA723 CO2 Rate Limit for NG Cofire - ORIS:3944 | 399 | 8070 | Rate Constraint in lbs/MMBtu | FALSE | L | Annual | Rate | lb/MWh | 0 | 0 | 0 | 0 | 0 | 0 | 0
EPA723 CO2 Rate Limit for NG Cofire - ORIS:3944 | 399 | 8070 | Rate Constraint in lbs/MMBtu | FALSE | L | Annual | Constraint Shadow Price | US2022$/Ton | 0 | 30.27 | 35.5056 | 63.1494 | 71.3527 | 123.1833 | 152.7283
EPA723 CO2 Rate Limit for NG Cofire - ORIS:3948 | 400 | 8071 | Rate Constraint in lbs/MMBtu | FALSE | L | Annual | Seasons Included | Seasons |  | Winter, Spring, Summer, Fall | Winter, Spring, Summer, Fall | Winter, Spring, Summer, Fall | Winter, Spring, Summer, Fall | Winter, Spring, Summer, Fall | Winter, Spring, Summer, Fall
EPA723 CO2 Rate Limit for NG Cofire - ORIS:3948 | 400 | 8071 | Rate Constraint in lbs/MMBtu | FALSE | L | Annual | Standard CO2 | lb/MMBtu | 174.8101 | 174.8101 | 174.8101 | 174.8101 | 174.8101 | 174.8101 | 174.8101
EPA723 CO2 Rate Limit for NG Cofire - ORIS:3948 | 400 | 8071 | Rate Constraint in lbs/MMBtu | FALSE | L | Annual | Emissions at Affected Plants CO2 | Thousand Tons | 0 | 0 | 0 | 0 | 0 | 0 | 0
EPA723 CO2 Rate Limit for NG Cofire - ORIS:3948 | 400 | 8071 | Rate Constraint in lbs/MMBtu | FALSE | L | Annual | Allowances Purchased CO2 | Thousand Tons | 0 | 0 | 0 | 0 | 0 | 0 | 0
EPA723 CO2 Rate Limit for NG Cofire - ORIS:3948 | 400 | 8071 | Rate Constraint in lbs/MMBtu | FALSE | L | Annual | Allowances Sold CO2 | Thousand Tons | 0 | 0 | 0 | 0 | 0 | 0 | 0
EPA723 CO2 Rate Limit for NG Cofire - ORIS:3948 | 400 | 8071 | Rate Constraint in lbs/MMBtu | FALSE | L | Annual | Allowances Banked | Thousand Tons | 0 | 0 | 0 | 0 | 0 | 0 | 0
EPA723 CO2 Rate Limit for NG Cofire - ORIS:3948 | 400 | 8071 | Rate Constraint in lbs/MMBtu | FALSE | L | Annual | Allowances Withdrawn (1:1) | Thousand Tons | 0 | 0 | 0 | 0 | 0 | 0 | 0
EPA723 CO2 Rate Limit for NG Cofire - ORIS:3948 | 400 | 8071 | Rate Constraint in lbs/MMBtu | FALSE | L | Annual | Allowances Withdrawn (n:1) | Thousand Tons | 0 | 0 | 0 | 0 | 0 | 0 | 0
EPA723 CO2 Rate Limit for NG Cofire - ORIS:3948 | 400 | 8071 | Rate Constraint in lbs/MMBtu | FALSE | L | Annual | Net Emissions Allowance Position | Thousand Tons | 0 | 0 | 0 | 0 | 0 | 0 | 0
EPA723 CO2 Rate Limit for NG Cofire - ORIS:3948 | 400 | 8071 | Rate Constraint in lbs/MMBtu | FALSE | L | Annual | Fuel Consumed | TBtu | 0 | 0 | 0 | 0 | 0 | 0 | 0
EPA723 CO2 Rate Limit for NG Cofire - ORIS:3948 | 400 | 8071 | Rate Constraint in lbs/MMBtu | FALSE | L | Annual | Rate | lb/MMBtu | 0 | 0 | 0 | 0 | 0 | 0 | 0
EPA723 CO2 Rate Limit for NG Cofire - ORIS:3948 | 400 | 8071 | Rate Constraint in lbs/MMBtu | FALSE | L | Annual | Generation | TWh | 0 | 0 | 0 | 0 | 0 | 0 | 0
EPA723 CO2 Rate Limit for NG Cofire - ORIS:3948 | 400 | 8071 | Rate Constraint in lbs/MMBtu | FALSE | L | Annual | Qualifying Generation | TWh | 0 | 0 | 0 | 0 | 0 | 0 | 0
EPA723 CO2 Rate Limit for NG Cofire - ORIS:3948 | 400 | 8071 | Rate Constraint in lbs/MMBtu | FALSE | L | Annual | Rate | lb/MWh | 0 | 0 | 0 | 0 | 0 | 0 | 0
EPA723 CO2 Rate Limit for NG Cofire - ORIS:3948 | 400 | 8071 | Rate Constraint in lbs/MMBtu | FALSE | L | Annual | Constraint Shadow Price | US2022$/Ton | 0 | 32.4394 | 36.8283 | 49.892 | 35.5684 | 108.7799 | 128.4997
EPA723 CO2 Rate Limit for NG Cofire - ORIS:3954 | 401 | 8072 | Rate Constraint in lbs/MMBtu | FALSE | L | Annual | Seasons Included | Seasons |  | Winter, Spring, Summer, Fall | Winter, Spring, Summer, Fall | Winter, Spring, Summer, Fall | Winter, Spring, Summer, Fall | Winter, Spring, Summer, Fall | Winter, Spring, Summer, Fall
EPA723 CO2 Rate Limit for NG Cofire - ORIS:3954 | 401 | 8072 | Rate Constraint in lbs/MMBtu | FALSE | L | Annual | Standard CO2 | lb/MMBtu | 173.7729 | 173.7729 | 173.7729 | 173.7729 | 173.7729 | 173.7729 | 173.7729
EPA723 CO2 Rate Limit for NG Cofire - ORIS:3954 | 401 | 8072 | Rate Constraint in lbs/MMBtu | FALSE | L | Annual | Emissions at Affected Plants CO2 | Thousand Tons | 0 | 0 | 0 | 0 | 0 | 0 | 0
EPA723 CO2 Rate Limit for NG Cofire - ORIS:3954 | 401 | 8072 | Rate Constraint in lbs/MMBtu | FALSE | L | Annual | Allowances Purchased CO2 | Thousand Tons | 0 | 0 | 0 | 0 | 0 | 0 | 0
EPA723 CO2 Rate Limit for NG Cofire - ORIS:3954 | 401 | 8072 | Rate Constraint in lbs/MMBtu | FALSE | L | Annual | Allowances Sold CO2 | Thousand Tons | 0 | 0 | 0 | 0 | 0 | 0 | 0
EPA723 CO2 Rate Limit for NG Cofire - ORIS:3954 | 401 | 8072 | Rate Constraint in lbs/MMBtu | FALSE | L | Annual | Allowances Banked | Thousand Tons | 0 | 0 | 0 | 0 | 0 | 0 | 0
EPA723 CO2 Rate Limit for NG Cofire - ORIS:3954 | 401 | 8072 | Rate Constraint in lbs/MMBtu | FALSE | L | Annual | Allowances Withdrawn (1:1) | Thousand Tons | 0 | 0 | 0 | 0 | 0 | 0 | 0
EPA723 CO2 Rate Limit for NG Cofire - ORIS:3954 | 401 | 8072 | Rate Constraint in lbs/MMBtu | FALSE | L | Annual | Allowances Withdrawn (n:1) | Thousand Tons | 0 | 0 | 0 | 0 | 0 | 0 | 0
EPA723 CO2 Rate Limit for NG Cofire - ORIS:3954 | 401 | 8072 | Rate Constraint in lbs/MMBtu | FALSE | L | Annual | Net Emissions Allowance Position | Thousand Tons | 0 | 0 | 0 | 0 | 0 | 0 | 0
EPA723 CO2 Rate Limit for NG Cofire - ORIS:3954 | 401 | 8072 | Rate Constraint in lbs/MMBtu | FALSE | L | Annual | Fuel Consumed | TBtu | 0 | 0 | 0 | 0 | 0 | 0 | 0
EPA723 CO2 Rate Limit for NG Cofire - ORIS:3954 | 401 | 8072 | Rate Constraint in lbs/MMBtu | FALSE | L | Annual | Rate | lb/MMBtu | 0 | 0 | 0 | 0 | 0 | 0 | 0
EPA723 CO2 Rate Limit for NG Cofire - ORIS:3954 | 401 | 8072 | Rate Constraint in lbs/MMBtu | FALSE | L | Annual | Generation | TWh | 0 | 0 | 0 | 0 | 0 | 0 | 0
EPA723 CO2 Rate Limit for NG Cofire - ORIS:3954 | 401 | 8072 | Rate Constraint in lbs/MMBtu | FALSE | L | Annual | Qualifying Generation | TWh | 0 | 0 | 0 | 0 | 0 | 0 | 0
EPA723 CO2 Rate Limit for NG Cofire - ORIS:3954 | 401 | 8072 | Rate Constraint in lbs/MMBtu | FALSE | L | Annual | Rate | lb/MWh | 0 | 0 | 0 | 0 | 0 | 0 | 0
EPA723 CO2 Rate Limit for NG Cofire - ORIS:3954 | 401 | 8072 | Rate Constraint in lbs/MMBtu | FALSE | L | Annual | Constraint Shadow Price | US2022$/Ton | 0 | 53.7851 | 40.3392 | 57.2365 | 65.2841 | 121.0279 | 150.0372
EPA723 CO2 Rate Limit for NG Cofire - ORIS:4078 | 402 | 8073 | Rate Constraint in lbs/MMBtu | FALSE | L | Annual | Seasons Included | Seasons |  | Winter, Spring, Summer, Fall | Winter, Spring, Summer, Fall | Winter, Spring, Summer, Fall | Winter, Spring, Summer, Fall | Winter, Spring, Summer, Fall | Winter, Spring, Summer, Fall
EPA723 CO2 Rate Limit for NG Cofire - ORIS:4078 | 402 | 8073 | Rate Constraint in lbs/MMBtu | FALSE | L | Annual | Standard CO2 | lb/MMBtu | 175.412 | 175.412 | 175.412 | 175.412 | 175.412 | 175.412 | 175.412
EPA723 CO2 Rate Limit for NG Cofire - ORIS:4078 | 402 | 8073 | Rate Constraint in lbs/MMBtu | FALSE | L | Annual | Emissions at Affected Plants CO2 | Thousand Tons | 0 | 0 | 0 | 0 | 0 | 0 | 0
EPA723 CO2 Rate Limit for NG Cofire - ORIS:4078 | 402 | 8073 | Rate Constraint in lbs/MMBtu | FALSE | L | Annual | Allowances Purchased CO2 | Thousand Tons | 0 | 0 | 0 | 0 | 0 | 0 | 0
EPA723 CO2 Rate Limit for NG Cofire - ORIS:4078 | 402 | 8073 | Rate Constraint in lbs/MMBtu | FALSE | L | Annual | Allowances Sold CO2 | Thousand Tons | 0 | 0 | 0 | 0 | 0 | 0 | 0
EPA723 CO2 Rate Limit for NG Cofire - ORIS:4078 | 402 | 8073 | Rate Constraint in lbs/MMBtu | FALSE | L | Annual | Allowances Banked | Thousand Tons | 0 | 0 | 0 | 0 | 0 | 0 | 0
EPA723 CO2 Rate Limit for NG Cofire - ORIS:4078 | 402 | 8073 | Rate Constraint in lbs/MMBtu | FALSE | L | Annual | Allowances Withdrawn (1:1) | Thousand Tons | 0 | 0 | 0 | 0 | 0 | 0 | 0
EPA723 CO2 Rate Limit for NG Cofire - ORIS:4078 | 402 | 8073 | Rate Constraint in lbs/MMBtu | FALSE | L | Annual | Allowances Withdrawn (n:1) | Thousand Tons | 0 | 0 | 0 | 0 | 0 | 0 | 0
EPA723 CO2 Rate Limit for NG Cofire - ORIS:4078 | 402 | 8073 | Rate Constraint in lbs/MMBtu | FALSE | L | Annual | Net Emissions Allowance Position | Thousand Tons | 0 | 0 | 0 | 0 | 0 | 0 | 0
EPA723 CO2 Rate Limit for NG Cofire - ORIS:4078 | 402 | 8073 | Rate Constraint in lbs/MMBtu | FALSE | L | Annual | Fuel Consumed | TBtu | 0 | 0 | 0 | 0 | 0 | 0 | 0
EPA723 CO2 Rate Limit for NG Cofire - ORIS:4078 | 402 | 8073 | Rate Constraint in lbs/MMBtu | FALSE | L | Annual | Rate | lb/MMBtu | 0 | 0 | 0 | 0 | 0 | 0 | 0
EPA723 CO2 Rate Limit for NG Cofire - ORIS:4078 | 402 | 8073 | Rate Constraint in lbs/MMBtu | FALSE | L | Annual | Generation | TWh | 0 | 0 | 0 | 0 | 0 | 0 | 0
EPA723 CO2 Rate Limit for NG Cofire - ORIS:4078 | 402 | 8073 | Rate Constraint in lbs/MMBtu | FALSE | L | Annual | Qualifying Generation | TWh | 0 | 0 | 0 | 0 | 0 | 0 | 0
EPA723 CO2 Rate Limit for NG Cofire - ORIS:4078 | 402 | 8073 | Rate Constraint in lbs/MMBtu | FALSE | L | Annual | Rate | lb/MWh | 0 | 0 | 0 | 0 | 0 | 0 | 0
EPA723 CO2 Rate Limit for NG Cofire - ORIS:4078 | 402 | 8073 | Rate Constraint in lbs/MMBtu | FALSE | L | Annual | Constraint Shadow Price | US2022$/Ton | 0 | 36.1175 | 35.7316 | 39.1981 | 38.0107 | 154.8724 | 126.4802
EPA723 CO2 Rate Limit for NG Cofire - ORIS:4125 | 403 | 8074 | Rate Constraint in lbs/MMBtu | FALSE | L | Annual | Seasons Included | Seasons |  | Winter, Spring, Summer, Fall | Winter, Spring, Summer, Fall | Winter, Spring, Summer, Fall | Winter, Spring, Summer, Fall | Winter, Spring, Summer, Fall | Winter, Spring, Summer, Fall
EPA723 CO2 Rate Limit for NG Cofire - ORIS:4125 | 403 | 8074 | Rate Constraint in lbs/MMBtu | FALSE | L | Annual | Standard CO2 | lb/MMBtu | 181.8087 | 181.8087 | 181.8087 | 181.8087 | 181.8087 | 181.8087 | 181.8087
EPA723 CO2 Rate Limit for NG Cofire - ORIS:4125 | 403 | 8074 | Rate Constraint in lbs/MMBtu | FALSE | L | Annual | Emissions at Affected Plants CO2 | Thousand Tons | 0 | 0 | 0 | 0 | 0 | 0 | 0
EPA723 CO2 Rate Limit for NG Cofire - ORIS:4125 | 403 | 8074 | Rate Constraint in lbs/MMBtu | FALSE | L | Annual | Allowances Purchased CO2 | Thousand Tons | 0 | 0 | 0 | 0 | 0 | 0 | 0
EPA723 CO2 Rate Limit for NG Cofire - ORIS:4125 | 403 | 8074 | Rate Constraint in lbs/MMBtu | FALSE | L | Annual | Allowances Sold CO2 | Thousand Tons | 0 | 0 | 0 | 0 | 0 | 0 | 0
EPA723 CO2 Rate Limit for NG Cofire - ORIS:4125 | 403 | 8074 | Rate Constraint in lbs/MMBtu | FALSE | L | Annual | Allowances Banked | Thousand Tons | 0 | 0 | 0 | 0 | 0 | 0 | 0
EPA723 CO2 Rate Limit for NG Cofire - ORIS:4125 | 403 | 8074 | Rate Constraint in lbs/MMBtu | FALSE | L | Annual | Allowances Withdrawn (1:1) | Thousand Tons | 0 | 0 | 0 | 0 | 0 | 0 | 0
EPA723 CO2 Rate Limit for NG Cofire - ORIS:4125 | 403 | 8074 | Rate Constraint in lbs/MMBtu | FALSE | L | Annual | Allowances Withdrawn (n:1) | Thousand Tons | 0 | 0 | 0 | 0 | 0 | 0 | 0
EPA723 CO2 Rate Limit for NG Cofire - ORIS:4125 | 403 | 8074 | Rate Constraint in lbs/MMBtu | FALSE | L | Annual | Net Emissions Allowance Position | Thousand Tons | 0 | 0 | 0 | 0 | 0 | 0 | 0
EPA723 CO2 Rate Limit for NG Cofire - ORIS:4125 | 403 | 8074 | Rate Constraint in lbs/MMBtu | FALSE | L | Annual | Fuel Consumed | TBtu | 0 | 0 | 0 | 0 | 0 | 0 | 0
EPA723 CO2 Rate Limit for NG Cofire - ORIS:4125 | 403 | 8074 | Rate Constraint in lbs/MMBtu | FALSE | L | Annual | Rate | lb/MMBtu | 0 | 0 | 0 | 0 | 0 | 0 | 0
EPA723 CO2 Rate Limit for NG Cofire - ORIS:4125 | 403 | 8074 | Rate Constraint in lbs/MMBtu | FALSE | L | Annual | Generation | TWh | 0 | 0 | 0 | 0 | 0 | 0 | 0
EPA723 CO2 Rate Limit for NG Cofire - ORIS:4125 | 403 | 8074 | Rate Constraint in lbs/MMBtu | FALSE | L | Annual | Qualifying Generation | TWh | 0 | 0 | 0 | 0 | 0 | 0 | 0
EPA723 CO2 Rate Limit for NG Cofire - ORIS:4125 | 403 | 8074 | Rate Constraint in lbs/MMBtu | FALSE | L | Annual | Rate | lb/MWh | 0 | 0 | 0 | 0 | 0 | 0 | 0
EPA723 CO2 Rate Limit for NG Cofire - ORIS:4125 | 403 | 8074 | Rate Constraint in lbs/MMBtu | FALSE | L | Annual | Constraint Shadow Price | US2022$/Ton | 0 | 52.3575 | 23.353 | 229.3954 | 227.4834 | 327.4369 | 350.6348
EPA723 CO2 Rate Limit for NG Cofire - ORIS:4158 | 404 | 8075 | Rate Constraint in lbs/MMBtu | FALSE | L | Annual | Seasons Included | Seasons |  | Winter, Spring, Summer, Fall | Winter, Spring, Summer, Fall | Winter, Spring, Summer, Fall | Winter, Spring, Summer, Fall | Winter, Spring, Summer, Fall | Winter, Spring, Summer, Fall
EPA723 CO2 Rate Limit for NG Cofire - ORIS:4158 | 404 | 8075 | Rate Constraint in lbs/MMBtu | FALSE | L | Annual | Standard CO2 | lb/MMBtu | 176.252 | 176.252 | 176.252 | 176.252 | 176.252 | 176.252 | 176.252
EPA723 CO2 Rate Limit for NG Cofire - ORIS:4158 | 404 | 8075 | Rate Constraint in lbs/MMBtu | FALSE | L | Annual | Emissions at Affected Plants CO2 | Thousand Tons | 0 | 380.733 | 2152.3728 | 0 | 0 | 0 | 0
EPA723 CO2 Rate Limit for NG Cofire - ORIS:4158 | 404 | 8075 | Rate Constraint in lbs/MMBtu | FALSE | L | Annual | Allowances Purchased CO2 | Thousand Tons | 0 | 0 | 0 | 0 | 0 | 0 | 0
EPA723 CO2 Rate Limit for NG Cofire - ORIS:4158 | 404 | 8075 | Rate Constraint in lbs/MMBtu | FALSE | L | Annual | Allowances Sold CO2 | Thousand Tons | 0 | 0 | 0 | 0 | 0 | 0 | 0
EPA723 CO2 Rate Limit for NG Cofire - ORIS:4158 | 404 | 8075 | Rate Constraint in lbs/MMBtu | FALSE | L | Annual | Allowances Banked | Thousand Tons | 0 | 0 | 0 | 0 | 0 | 0 | 0
EPA723 CO2 Rate Limit for NG Cofire - ORIS:4158 | 404 | 8075 | Rate Constraint in lbs/MMBtu | FALSE | L | Annual | Allowances Withdrawn (1:1) | Thousand Tons | 0 | 0 | 0 | 0 | 0 | 0 | 0
EPA723 CO2 Rate Limit for NG Cofire - ORIS:4158 | 404 | 8075 | Rate Constraint in lbs/MMBtu | FALSE | L | Annual | Allowances Withdrawn (n:1) | Thousand Tons | 0 | 0 | 0 | 0 | 0 | 0 | 0
EPA723 CO2 Rate Limit for NG Cofire - ORIS:4158 | 404 | 8075 | Rate Constraint in lbs/MMBtu | FALSE | L | Annual | Net Emissions Allowance Position | Thousand Tons | 0 | 380.733 | 2152.3728 | 0 | 0 | 0 | 0
EPA723 CO2 Rate Limit for NG Cofire - ORIS:4158 | 404 | 8075 | Rate Constraint in lbs/MMBtu | FALSE | L | Annual | Fuel Consumed | TBtu | 0 | 4.3203 | 24.4238 | 0 | 0 | 0 | 0
EPA723 CO2 Rate Limit for NG Cofire - ORIS:4158 | 404 | 8075 | Rate Constraint in lbs/MMBtu | FALSE | L | Annual | Rate | lb/MMBtu | 0 | 176.252 | 176.252 | 0 | 0 | 0 | 0
EPA723 CO2 Rate Limit for NG Cofire - ORIS:4158 | 404 | 8075 | Rate Constraint in lbs/MMBtu | FALSE | L | Annual | Generation | TWh | 0 | 0.37718 | 2.1323 | 0 | 0 | 0 | 0
EPA723 CO2 Rate Limit for NG Cofire - ORIS:4158 | 404 | 8075 | Rate Constraint in lbs/MMBtu | FALSE | L | Annual | Qualifying Generation | TWh | 0 | 0.37718 | 2.1323 | 0 | 0 | 0 | 0
EPA723 CO2 Rate Limit for NG Cofire - ORIS:4158 | 404 | 8075 | Rate Constraint in lbs/MMBtu | FALSE | L | Annual | Rate | lb/MWh | 0 | 2018.8627 | 2018.8627 | 0 | 0 | 0 | 0
EPA723 CO2 Rate Limit for NG Cofire - ORIS:4158 | 404 | 8075 | Rate Constraint in lbs/MMBtu | FALSE | L | Annual | Constraint Shadow Price | US2022$/Ton | 0 | 48.653 | 44.2432 | 985.9727 | 225.082 | 557.6919 | 172.1774
EPA723 CO2 Rate Limit for NG Cofire - ORIS:4271 | 405 | 8076 | Rate Constraint in lbs/MMBtu | FALSE | L | Annual | Seasons Included | Seasons |  | Winter, Spring, Summer, Fall | Winter, Spring, Summer, Fall | Winter, Spring, Summer, Fall | Winter, Spring, Summer, Fall | Winter, Spring, Summer, Fall | Winter, Spring, Summer, Fall
EPA723 CO2 Rate Limit for NG Cofire - ORIS:4271 | 405 | 8076 | Rate Constraint in lbs/MMBtu | FALSE | L | Annual | Standard CO2 | lb/MMBtu | 175.412 | 175.412 | 175.412 | 175.412 | 175.412 | 175.412 | 175.412
EPA723 CO2 Rate Limit for NG Cofire - ORIS:4271 | 405 | 8076 | Rate Constraint in lbs/MMBtu | FALSE | L | Annual | Emissions at Affected Plants CO2 | Thousand Tons | 0 | 0 | 0 | 0 | 0 | 0 | 0
EPA723 CO2 Rate Limit for NG Cofire - ORIS:4271 | 405 | 8076 | Rate Constraint in lbs/MMBtu | FALSE | L | Annual | Allowances Purchased CO2 | Thousand Tons | 0 | 0 | 0 | 0 | 0 | 0 | 0
EPA723 CO2 Rate Limit for NG Cofire - ORIS:4271 | 405 | 8076 | Rate Constraint in lbs/MMBtu | FALSE | L | Annual | Allowances Sold CO2 | Thousand Tons | 0 | 0 | 0 | 0 | 0 | 0 | 0
EPA723 CO2 Rate Limit for NG Cofire - ORIS:4271 | 405 | 8076 | Rate Constraint in lbs/MMBtu | FALSE | L | Annual | Allowances Banked | Thousand Tons | 0 | 0 | 0 | 0 | 0 | 0 | 0
EPA723 CO2 Rate Limit for NG Cofire - ORIS:4271 | 405 | 8076 | Rate Constraint in lbs/MMBtu | FALSE | L | Annual | Allowances Withdrawn (1:1) | Thousand Tons | 0 | 0 | 0 | 0 | 0 | 0 | 0
EPA723 CO2 Rate Limit for NG Cofire - ORIS:4271 | 405 | 8076 | Rate Constraint in lbs/MMBtu | FALSE | L | Annual | Allowances Withdrawn (n:1) | Thousand Tons | 0 | 0 | 0 | 0 | 0 | 0 | 0
EPA723 CO2 Rate Limit for NG Cofire - ORIS:4271 | 405 | 8076 | Rate Constraint in lbs/MMBtu | FALSE | L | Annual | Net Emissions Allowance Position | Thousand Tons | 0 | 0 | 0 | 0 | 0 | 0 | 0
EPA723 CO2 Rate Limit for NG Cofire - ORIS:4271 | 405 | 8076 | Rate Constraint in lbs/MMBtu | FALSE | L | Annual | Fuel Consumed | TBtu | 0 | 0 | 0 | 0 | 0 | 0 | 0
EPA723 CO2 Rate Limit for NG Cofire - ORIS:4271 | 405 | 8076 | Rate Constraint in lbs/MMBtu | FALSE | L | Annual | Rate | lb/MMBtu | 0 | 0 | 0 | 0 | 0 | 0 | 0
EPA723 CO2 Rate Limit for NG Cofire - ORIS:4271 | 405 | 8076 | Rate Constraint in lbs/MMBtu | FALSE | L | Annual | Generation | TWh | 0 | 0 | 0 | 0 | 0 | 0 | 0
EPA723 CO2 Rate Limit for NG Cofire - ORIS:4271 | 405 | 8076 | Rate Constraint in lbs/MMBtu | FALSE | L | Annual | Qualifying Generation | TWh | 0 | 0 | 0 | 0 | 0 | 0 | 0
EPA723 CO2 Rate Limit for NG Cofire - ORIS:4271 | 405 | 8076 | Rate Constraint in lbs/MMBtu | FALSE | L | Annual | Rate | lb/MWh | 0 | 0 | 0 | 0 | 0 | 0 | 0
EPA723 CO2 Rate Limit for NG Cofire - ORIS:4271 | 405 | 8076 | Rate Constraint in lbs/MMBtu | FALSE | L | Annual | Constraint Shadow Price | US2022$/Ton | 0 | 120.9818 | 63.3457 | 71.0067 | 96.5476 | 56.268 | 43.819
EPA723 CO2 Rate Limit for NG Cofire - ORIS:470 | 406 | 8029 | Rate Constraint in lbs/MMBtu | FALSE | L | Annual | Seasons Included | Seasons |  | Winter, Spring, Summer, Fall | Winter, Spring, Summer, Fall | Winter, Spring, Summer, Fall | Winter, Spring, Summer, Fall | Winter, Spring, Summer, Fall | Winter, Spring, Summer, Fall
EPA723 CO2 Rate Limit for NG Cofire - ORIS:470 | 406 | 8029 | Rate Constraint in lbs/MMBtu | FALSE | L | Annual | Standard CO2 | lb/MMBtu | 175.772 | 175.772 | 175.772 | 175.772 | 175.772 | 175.772 | 175.772
EPA723 CO2 Rate Limit for NG Cofire - ORIS:470 | 406 | 8029 | Rate Constraint in lbs/MMBtu | FALSE | L | Annual | Emissions at Affected Plants CO2 | Thousand Tons | 0 | 0 | 0 | 0 | 0 | 0 | 0
EPA723 CO2 Rate Limit for NG Cofire - ORIS:470 | 406 | 8029 | Rate Constraint in lbs/MMBtu | FALSE | L | Annual | Allowances Purchased CO2 | Thousand Tons | 0 | 0 | 0 | 0 | 0 | 0 | 0
EPA723 CO2 Rate Limit for NG Cofire - ORIS:470 | 406 | 8029 | Rate Constraint in lbs/MMBtu | FALSE | L | Annual | Allowances Sold CO2 | Thousand Tons | 0 | 0 | 0 | 0 | 0 | 0 | 0
EPA723 CO2 Rate Limit for NG Cofire - ORIS:470 | 406 | 8029 | Rate Constraint in lbs/MMBtu | FALSE | L | Annual | Allowances Banked | Thousand Tons | 0 | 0 | 0 | 0 | 0 | 0 | 0
EPA723 CO2 Rate Limit for NG Cofire - ORIS:470 | 406 | 8029 | Rate Constraint in lbs/MMBtu | FALSE | L | Annual | Allowances Withdrawn (1:1) | Thousand Tons | 0 | 0 | 0 | 0 | 0 | 0 | 0
EPA723 CO2 Rate Limit for NG Cofire - ORIS:470 | 406 | 8029 | Rate Constraint in lbs/MMBtu | FALSE | L | Annual | Allowances Withdrawn (n:1) | Thousand Tons | 0 | 0 | 0 | 0 | 0 | 0 | 0
EPA723 CO2 Rate Limit for NG Cofire - ORIS:470 | 406 | 8029 | Rate Constraint in lbs/MMBtu | FALSE | L | Annual | Net Emissions Allowance Position | Thousand Tons | 0 | 0 | 0 | 0 | 0 | 0 | 0
EPA723 CO2 Rate Limit for NG Cofire - ORIS:470 | 406 | 8029 | Rate Constraint in lbs/MMBtu | FALSE | L | Annual | Fuel Consumed | TBtu | 0 | 0 | 0 | 0 | 0 | 0 | 0
EPA723 CO2 Rate Limit for NG Cofire - ORIS:470 | 406 | 8029 | Rate Constraint in lbs/MMBtu | FALSE | L | Annual | Rate | lb/MMBtu | 0 | 0 | 0 | 0 | 0 | 0 | 0
EPA723 CO2 Rate Limit for NG Cofire - ORIS:470 | 406 | 8029 | Rate Constraint in lbs/MMBtu | FALSE | L | Annual | Generation | TWh | 0 | 0 | 0 | 0 | 0 | 0 | 0
EPA723 CO2 Rate Limit for NG Cofire - ORIS:470 | 406 | 8029 | Rate Constraint in lbs/MMBtu | FALSE | L | Annual | Qualifying Generation | TWh | 0 | 0 | 0 | 0 | 0 | 0 | 0
EPA723 CO2 Rate Limit for NG Cofire - ORIS:470 | 406 | 8029 | Rate Constraint in lbs/MMBtu | FALSE | L | Annual | Rate | lb/MWh | 0 | 0 | 0 | 0 | 0 | 0 | 0
EPA723 CO2 Rate Limit for NG Cofire - ORIS:470 | 406 | 8029 | Rate Constraint in lbs/MMBtu | FALSE | L | Annual | Constraint Shadow Price | US2022$/Ton | 0 | 0 | 40.161 | 191.8176 | 170.9182 | 678.5641 | 240.1526
EPA723 CO2 Rate Limit for NG Cofire - ORIS:50397 | 407 | 8135 | Rate Constraint in lbs/MMBtu | FALSE | L | Annual | Seasons Included | Seasons |  | Winter, Spring, Summer, Fall | Winter, Spring, Summer, Fall | Winter, Spring, Summer, Fall | Winter, Spring, Summer, Fall | Winter, Spring, Summer, Fall | Winter, Spring, Summer, Fall
EPA723 CO2 Rate Limit for NG Cofire - ORIS:50397 | 407 | 8135 | Rate Constraint in lbs/MMBtu | FALSE | L | Annual | Standard CO2 | lb/MMBtu | 233.0065 | 233.0065 | 233.0065 | 233.0065 | 233.0065 | 233.0065 | 233.0065
EPA723 CO2 Rate Limit for NG Cofire - ORIS:50397 | 407 | 8135 | Rate Constraint in lbs/MMBtu | FALSE | L | Annual | Emissions at Affected Plants CO2 | Thousand Tons | 0 | 0 | 0 | 0 | 0 | 0 | 0
EPA723 CO2 Rate Limit for NG Cofire - ORIS:50397 | 407 | 8135 | Rate Constraint in lbs/MMBtu | FALSE | L | Annual | Allowances Purchased CO2 | Thousand Tons | 0 | 0 | 0 | 0 | 0 | 0 | 0
EPA723 CO2 Rate Limit for NG Cofire - ORIS:50397 | 407 | 8135 | Rate Constraint in lbs/MMBtu | FALSE | L | Annual | Allowances Sold CO2 | Thousand Tons | 0 | 0 | 0 | 0 | 0 | 0 | 0
EPA723 CO2 Rate Limit for NG Cofire - ORIS:50397 | 407 | 8135 | Rate Constraint in lbs/MMBtu | FALSE | L | Annual | Allowances Banked | Thousand Tons | 0 | 0 | 0 | 0 | 0 | 0 | 0
EPA723 CO2 Rate Limit for NG Cofire - ORIS:50397 | 407 | 8135 | Rate Constraint in lbs/MMBtu | FALSE | L | Annual | Allowances Withdrawn (1:1) | Thousand Tons | 0 | 0 | 0 | 0 | 0 | 0 | 0
EPA723 CO2 Rate Limit for NG Cofire - ORIS:50397 | 407 | 8135 | Rate Constraint in lbs/MMBtu | FALSE | L | Annual | Allowances Withdrawn (n:1) | Thousand Tons | 0 | 0 | 0 | 0 | 0 | 0 | 0
EPA723 CO2 Rate Limit for NG Cofire - ORIS:50397 | 407 | 8135 | Rate Constraint in lbs/MMBtu | FALSE | L | Annual | Net Emissions Allowance Position | Thousand Tons | 0 | 0 | 0 | 0 | 0 | 0 | 0
EPA723 CO2 Rate Limit for NG Cofire - ORIS:50397 | 407 | 8135 | Rate Constraint in lbs/MMBtu | FALSE | L | Annual | Fuel Consumed | TBtu | 0 | 0 | 0 | 0 | 0 | 0 | 0
EPA723 CO2 Rate Limit for NG Cofire - ORIS:50397 | 407 | 8135 | Rate Constraint in lbs/MMBtu | FALSE | L | Annual | Rate | lb/MMBtu | 0 | 0 | 0 | 0 | 0 | 0 | 0
EPA723 CO2 Rate Limit for NG Cofire - ORIS:50397 | 407 | 8135 | Rate Constraint in lbs/MMBtu | FALSE | L | Annual | Generation | TWh | 0 | 0 | 0 | 0 | 0 | 0 | 0
EPA723 CO2 Rate Limit for NG Cofire - ORIS:50397 | 407 | 8135 | Rate Constraint in lbs/MMBtu | FALSE | L | Annual | Qualifying Generation | TWh | 0 | 0 | 0 | 0 | 0 | 0 | 0
EPA723 CO2 Rate Limit for NG Cofire - ORIS:50397 | 407 | 8135 | Rate Constraint in lbs/MMBtu | FALSE | L | Annual | Rate | lb/MWh | 0 | 0 | 0 | 0 | 0 | 0 | 0
EPA723 CO2 Rate Limit for NG Cofire - ORIS:50397 | 407 | 8135 | Rate Constraint in lbs/MMBtu | FALSE | L | Annual | Constraint Shadow Price | US2022$/Ton | 0 | 0 | 0 | 54.1838 | 119.691 | 307.0578 | 162.3774
EPA723 CO2 Rate Limit for NG Cofire - ORIS:50611 | 408 | 8136 | Rate Constraint in lbs/MMBtu | FALSE | L | Annual | Seasons Included | Seasons |  | Winter, Spring, Summer, Fall | Winter, Spring, Summer, Fall | Winter, Spring, Summer, Fall | Winter, Spring, Summer, Fall | Winter, Spring, Summer, Fall | Winter, Spring, Summer, Fall
EPA723 CO2 Rate Limit for NG Cofire - ORIS:50611 | 408 | 8136 | Rate Constraint in lbs/MMBtu | FALSE | L | Annual | Standard CO2 | lb/MMBtu | 169.652 | 169.652 | 169.652 | 169.652 | 169.652 | 169.652 | 169.652
EPA723 CO2 Rate Limit for NG Cofire - ORIS:50611 | 408 | 8136 | Rate Constraint in lbs/MMBtu | FALSE | L | Annual | Emissions at Affected Plants CO2 | Thousand Tons | 0 | 0 | 0 | 0 | 0 | 0 | 0
EPA723 CO2 Rate Limit for NG Cofire - ORIS:50611 | 408 | 8136 | Rate Constraint in lbs/MMBtu | FALSE | L | Annual | Allowances Purchased CO2 | Thousand Tons | 0 | 0 | 0 | 0 | 0 | 0 | 0
EPA723 CO2 Rate Limit for NG Cofire - ORIS:50611 | 408 | 8136 | Rate Constraint in lbs/MMBtu | FALSE | L | Annual | Allowances Sold CO2 | Thousand Tons | 0 | 0 | 0 | 0 | 0 | 0 | 0
EPA723 CO2 Rate Limit for NG Cofire - ORIS:50611 | 408 | 8136 | Rate Constraint in lbs/MMBtu | FALSE | L | Annual | Allowances Banked | Thousand Tons | 0 | 0 | 0 | 0 | 0 | 0 | 0
EPA723 CO2 Rate Limit for NG Cofire - ORIS:50611 | 408 | 8136 | Rate Constraint in lbs/MMBtu | FALSE | L | Annual | Allowances Withdrawn (1:1) | Thousand Tons | 0 | 0 | 0 | 0 | 0 | 0 | 0
EPA723 CO2 Rate Limit for NG Cofire - ORIS:50611 | 408 | 8136 | Rate Constraint in lbs/MMBtu | FALSE | L | Annual | Allowances Withdrawn (n:1) | Thousand Tons | 0 | 0 | 0 | 0 | 0 | 0 | 0
EPA723 CO2 Rate Limit for NG Cofire - ORIS:50611 | 408 | 8136 | Rate Constraint in lbs/MMBtu | FALSE | L | Annual | Net Emissions Allowance Position | Thousand Tons | 0 | 0 | 0 | 0 | 0 | 0 | 0
EPA723 CO2 Rate Limit for NG Cofire - ORIS:50611 | 408 | 8136 | Rate Constraint in lbs/MMBtu | FALSE | L | Annual | Fuel Consumed | TBtu | 0 | 0 | 0 | 0 | 0 | 0 | 0
EPA723 CO2 Rate Limit for NG Cofire - ORIS:50611 | 408 | 8136 | Rate Constraint in lbs/MMBtu | FALSE | L | Annual | Rate | lb/MMBtu | 0 | 0 | 0 | 0 | 0 | 0 | 0
EPA723 CO2 Rate Limit for NG Cofire - ORIS:50611 | 408 | 8136 | Rate Constraint in lbs/MMBtu | FALSE | L | Annual | Generation | TWh | 0 | 0 | 0 | 0 | 0 | 0 | 0
EPA723 CO2 Rate Limit for NG Cofire - ORIS:50611 | 408 | 8136 | Rate Constraint in lbs/MMBtu | FALSE | L | Annual | Qualifying Generation | TWh | 0 | 0 | 0 | 0 | 0 | 0 | 0
EPA723 CO2 Rate Limit for NG Cofire - ORIS:50611 | 408 | 8136 | Rate Constraint in lbs/MMBtu | FALSE | L | Annual | Rate | lb/MWh | 0 | 0 | 0 | 0 | 0 | 0 | 0
EPA723 CO2 Rate Limit for NG Cofire - ORIS:50611 | 408 | 8136 | Rate Constraint in lbs/MMBtu | FALSE | L | Annual | Constraint Shadow Price | US2022$/Ton | 0 | 29.7113 | 51.7638 | 120.4981 | 125.8278 | 167.3369 | 179.5799
EPA723 CO2 Rate Limit for NG Cofire - ORIS:50776 | 409 | 8137 | Rate Constraint in lbs/MMBtu | FALSE | L | Annual | Seasons Included | Seasons |  | Winter, Spring, Summer, Fall | Winter, Spring, Summer, Fall | Winter, Spring, Summer, Fall | Winter, Spring, Summer, Fall | Winter, Spring, Summer, Fall | Winter, Spring, Summer, Fall
EPA723 CO2 Rate Limit for NG Cofire - ORIS:50776 | 409 | 8137 | Rate Constraint in lbs/MMBtu | FALSE | L | Annual | Standard CO2 | lb/MMBtu | 169.652 | 169.652 | 169.652 | 169.652 | 169.652 | 169.652 | 169.652
EPA723 CO2 Rate Limit for NG Cofire - ORIS:50776 | 409 | 8137 | Rate Constraint in lbs/MMBtu | FALSE | L | Annual | Emissions at Affected Plants CO2 | Thousand Tons | 0 | 0 | 0 | 0 | 0 | 0 | 0
EPA723 CO2 Rate Limit for NG Cofire - ORIS:50776 | 409 | 8137 | Rate Constraint in lbs/MMBtu | FALSE | L | Annual | Allowances Purchased CO2 | Thousand Tons | 0 | 0 | 0 | 0 | 0 | 0 | 0
EPA723 CO2 Rate Limit for NG Cofire - ORIS:50776 | 409 | 8137 | Rate Constraint in lbs/MMBtu | FALSE | L | Annual | Allowances Sold CO2 | Thousand Tons | 0 | 0 | 0 | 0 | 0 | 0 | 0
EPA723 CO2 Rate Limit for NG Cofire - ORIS:50776 | 409 | 8137 | Rate Constraint in lbs/MMBtu | FALSE | L | Annual | Allowances Banked | Thousand Tons | 0 | 0 | 0 | 0 | 0 | 0 | 0
EPA723 CO2 Rate Limit for NG Cofire - ORIS:50776 | 409 | 8137 | Rate Constraint in lbs/MMBtu | FALSE | L | Annual | Allowances Withdrawn (1:1) | Thousand Tons | 0 | 0 | 0 | 0 | 0 | 0 | 0
EPA723 CO2 Rate Limit for NG Cofire - ORIS:50776 | 409 | 8137 | Rate Constraint in lbs/MMBtu | FALSE | L | Annual | Allowances Withdrawn (n:1) | Thousand Tons | 0 | 0 | 0 | 0 | 0 | 0 | 0
EPA723 CO2 Rate Limit for NG Cofire - ORIS:50776 | 409 | 8137 | Rate Constraint in lbs/MMBtu | FALSE | L | Annual | Net Emissions Allowance Position | Thousand Tons | 0 | 0 | 0 | 0 | 0 | 0 | 0
EPA723 CO2 Rate Limit for NG Cofire - ORIS:50776 | 409 | 8137 | Rate Constraint in lbs/MMBtu | FALSE | L | Annual | Fuel Consumed | TBtu | 0 | 0 | 0 | 0 | 0 | 0 | 0
EPA723 CO2 Rate Limit for NG Cofire - ORIS:50776 | 409 | 8137 | Rate Constraint in lbs/MMBtu | FALSE | L | Annual | Rate | lb/MMBtu | 0 | 0 | 0 | 0 | 0 | 0 | 0
EPA723 CO2 Rate Limit for NG Cofire - ORIS:50776 | 409 | 8137 | Rate Constraint in lbs/MMBtu | FALSE | L | Annual | Generation | TWh | 0 | 0 | 0 | 0 | 0 | 0 | 0
EPA723 CO2 Rate Limit for NG Cofire - ORIS:50776 | 409 | 8137 | Rate Constraint in lbs/MMBtu | FALSE | L | Annual | Qualifying Generation | TWh | 0 | 0 | 0 | 0 | 0 | 0 | 0
EPA723 CO2 Rate Limit for NG Cofire - ORIS:50776 | 409 | 8137 | Rate Constraint in lbs/MMBtu | FALSE | L | Annual | Rate | lb/MWh | 0 | 0 | 0 | 0 | 0 | 0 | 0
EPA723 CO2 Rate Limit for NG Cofire - ORIS:50776 | 409 | 8137 | Rate Constraint in lbs/MMBtu | FALSE | L | Annual | Constraint Shadow Price | US2022$/Ton | 0 | 111.4096 | 173.6092 | 121.4742 | 126.9392 | 169.5026 | 182.056
EPA723 CO2 Rate Limit for NG Cofire - ORIS:50888 | 410 | 8138 | Rate Constraint in lbs/MMBtu | FALSE | L | Annual | Seasons Included | Seasons |  | Winter, Spring, Summer, Fall | Winter, Spring, Summer, Fall | Winter, Spring, Summer, Fall | Winter, Spring, Summer, Fall | Winter, Spring, Summer, Fall | Winter, Spring, Summer, Fall
EPA723 CO2 Rate Limit for NG Cofire - ORIS:50888 | 410 | 8138 | Rate Constraint in lbs/MMBtu | FALSE | L | Annual | Standard CO2 | lb/MMBtu | 179.8311 | 179.8311 | 179.8311 | 179.8311 | 179.8311 | 179.8311 | 179.8311
EPA723 CO2 Rate Limit for NG Cofire - ORIS:50888 | 410 | 8138 | Rate Constraint in lbs/MMBtu | FALSE | L | Annual | Emissions at Affected Plants CO2 | Thousand Tons | 0 | 0 | 0 | 0 | 0 | 0 | 0
EPA723 CO2 Rate Limit for NG Cofire - ORIS:50888 | 410 | 8138 | Rate Constraint in lbs/MMBtu | FALSE | L | Annual | Allowances Purchased CO2 | Thousand Tons | 0 | 0 | 0 | 0 | 0 | 0 | 0
EPA723 CO2 Rate Limit for NG Cofire - ORIS:50888 | 410 | 8138 | Rate Constraint in lbs/MMBtu | FALSE | L | Annual | Allowances Sold CO2 | Thousand Tons | 0 | 0 | 0 | 0 | 0 | 0 | 0
EPA723 CO2 Rate Limit for NG Cofire - ORIS:50888 | 410 | 8138 | Rate Constraint in lbs/MMBtu | FALSE | L | Annual | Allowances Banked | Thousand Tons | 0 | 0 | 0 | 0 | 0 | 0 | 0
EPA723 CO2 Rate Limit for NG Cofire - ORIS:50888 | 410 | 8138 | Rate Constraint in lbs/MMBtu | FALSE | L | Annual | Allowances Withdrawn (1:1) | Thousand Tons | 0 | 0 | 0 | 0 | 0 | 0 | 0
EPA723 CO2 Rate Limit for NG Cofire - ORIS:50888 | 410 | 8138 | Rate Constraint in lbs/MMBtu | FALSE | L | Annual | Allowances Withdrawn (n:1) | Thousand Tons | 0 | 0 | 0 | 0 | 0 | 0 | 0
EPA723 CO2 Rate Limit for NG Cofire - ORIS:50888 | 410 | 8138 | Rate Constraint in lbs/MMBtu | FALSE | L | Annual | Net Emissions Allowance Position | Thousand Tons | 0 | 0 | 0 | 0 | 0 | 0 | 0
EPA723 CO2 Rate Limit for NG Cofire - ORIS:50888 | 410 | 8138 | Rate Constraint in lbs/MMBtu | FALSE | L | Annual | Fuel Consumed | TBtu | 0 | 0 | 0 | 0 | 0 | 0 | 0
EPA723 CO2 Rate Limit for NG Cofire - ORIS:50888 | 410 | 8138 | Rate Constraint in lbs/MMBtu | FALSE | L | Annual | Rate | lb/MMBtu | 0 | 0 | 0 | 0 | 0 | 0 | 0
EPA723 CO2 Rate Limit for NG Cofire - ORIS:50888 | 410 | 8138 | Rate Constraint in lbs/MMBtu | FALSE | L | Annual | Generation | TWh | 0 | 0 | 0 | 0 | 0 | 0 | 0
EPA723 CO2 Rate Limit for NG Cofire - ORIS:50888 | 410 | 8138 | Rate Constraint in lbs/MMBtu | FALSE | L | Annual | Qualifying Generation | TWh | 0 | 0 | 0 | 0 | 0 | 0 | 0
EPA723 CO2 Rate Limit for NG Cofire - ORIS:50888 | 410 | 8138 | Rate Constraint in lbs/MMBtu | FALSE | L | Annual | Rate | lb/MWh | 0 | 0 | 0 | 0 | 0 | 0 | 0
EPA723 CO2 Rate Limit for NG Cofire - ORIS:50888 | 410 | 8138 | Rate Constraint in lbs/MMBtu | FALSE | L | Annual | Constraint Shadow Price | US2022$/Ton | 0 | 36.328 | 178.6148 | 2.8728 | 167.7168 | 386.419 | 273.2569
EPA723 CO2 Rate Limit for NG Cofire - ORIS:50931 | 411 | 8139 | Rate Constraint in lbs/MMBtu | FALSE | L | Annual | Seasons Included | Seasons |  | Winter, Spring, Summer, Fall | Winter, Spring, Summer, Fall | Winter, Spring, Summer, Fall | Winter, Spring, Summer, Fall | Winter, Spring, Summer, Fall | Winter, Spring, Summer, Fall
EPA723 CO2 Rate Limit for NG Cofire - ORIS:50931 | 411 | 8139 | Rate Constraint in lbs/MMBtu | FALSE | L | Annual | Standard CO2 | lb/MMBtu | 303.8275 | 303.8275 | 303.8275 | 303.8275 | 303.8275 | 303.8275 | 303.8275
EPA723 CO2 Rate Limit for NG Cofire - ORIS:50931 | 411 | 8139 | Rate Constraint in lbs/MMBtu | FALSE | L | Annual | Emissions at Affected Plants CO2 | Thousand Tons | 0 | 243.7862 | 510.367 | 0 | 0 | 0 | 0
EPA723 CO2 Rate Limit for NG Cofire - ORIS:50931 | 411 | 8139 | Rate Constraint in lbs/MMBtu | FALSE | L | Annual | Allowances Purchased CO2 | Thousand Tons | 0 | 0 | 0 | 0 | 0 | 0 | 0
EPA723 CO2 Rate Limit for NG Cofire - ORIS:50931 | 411 | 8139 | Rate Constraint in lbs/MMBtu | FALSE | L | Annual | Allowances Sold CO2 | Thousand Tons | 0 | 0 | 0 | 0 | 0 | 0 | 0
EPA723 CO2 Rate Limit for NG Cofire - ORIS:50931 | 411 | 8139 | Rate Constraint in lbs/MMBtu | FALSE | L | Annual | Allowances Banked | Thousand Tons | 0 | 0 | 0 | 0 | 0 | 0 | 0
EPA723 CO2 Rate Limit for NG Cofire - ORIS:50931 | 411 | 8139 | Rate Constraint in lbs/MMBtu | FALSE | L | Annual | Allowances Withdrawn (1:1) | Thousand Tons | 0 | 0 | 0 | 0 | 0 | 0 | 0
EPA723 CO2 Rate Limit for NG Cofire - ORIS:50931 | 411 | 8139 | Rate Constraint in lbs/MMBtu | FALSE | L | Annual | Allowances Withdrawn (n:1) | Thousand Tons | 0 | 0 | 0 | 0 | 0 | 0 | 0
EPA723 CO2 Rate Limit for NG Cofire - ORIS:50931 | 411 | 8139 | Rate Constraint in lbs/MMBtu | FALSE | L | Annual | Net Emissions Allowance Position | Thousand Tons | 0 | 243.7862 | 510.367 | 0 | 0 | 0 | 0
EPA723 CO2 Rate Limit for NG Cofire - ORIS:50931 | 411 | 8139 | Rate Constraint in lbs/MMBtu | FALSE | L | Annual | Fuel Consumed | TBtu | 0 | 1.6048 | 3.3596 | 0 | 0 | 0 | 0
EPA723 CO2 Rate Limit for NG Cofire - ORIS:50931 | 411 | 8139 | Rate Constraint in lbs/MMBtu | FALSE | L | Annual | Rate | lb/MMBtu | 0 | 303.8275 | 303.8275 | 0 | 0 | 0 | 0
EPA723 CO2 Rate Limit for NG Cofire - ORIS:50931 | 411 | 8139 | Rate Constraint in lbs/MMBtu | FALSE | L | Annual | Generation | TWh | 0 | 0.15206 | 0.31834 | 0 | 0 | 0 | 0
EPA723 CO2 Rate Limit for NG Cofire - ORIS:50931 | 411 | 8139 | Rate Constraint in lbs/MMBtu | FALSE | L | Annual | Qualifying Generation | TWh | 0 | 0.15206 | 0.31834 | 0 | 0 | 0 | 0
EPA723 CO2 Rate Limit for NG Cofire - ORIS:50931 | 411 | 8139 | Rate Constraint in lbs/MMBtu | FALSE | L | Annual | Rate | lb/MWh | 0 | 3206.4403 | 3206.4402 | 0 | 0 | 0 | 0
EPA723 CO2 Rate Limit for NG Cofire - ORIS:50931 | 411 | 8139 | Rate Constraint in lbs/MMBtu | FALSE | L | Annual | Constraint Shadow Price | US2022$/Ton | 0 | 17.8545 | 15.6123 | 86.0367 | 69.0057 | 326.7463 | 127.8106
EPA723 CO2 Rate Limit for NG Cofire - ORIS:50951 | 412 | 8140 | Rate Constraint in lbs/MMBtu | FALSE | L | Annual | Seasons Included | Seasons |  | Winter, Spring, Summer, Fall | Winter, Spring, Summer, Fall | Winter, Spring, Summer, Fall | Winter, Spring, Summer, Fall | Winter, Spring, Summer, Fall | Winter, Spring, Summer, Fall
EPA723 CO2 Rate Limit for NG Cofire - ORIS:50951 | 412 | 8140 | Rate Constraint in lbs/MMBtu | FALSE | L | Annual | Standard CO2 | lb/MMBtu | 172.8007 | 172.8007 | 172.8007 | 172.8007 | 172.8007 | 172.8007 | 172.8007
EPA723 CO2 Rate Limit for NG Cofire - ORIS:50951 | 412 | 8140 | Rate Constraint in lbs/MMBtu | FALSE | L | Annual | Emissions at Affected Plants CO2 | Thousand Tons | 0 | 0 | 0 | 0 | 0 | 0 | 0
EPA723 CO2 Rate Limit for NG Cofire - ORIS:50951 | 412 | 8140 | Rate Constraint in lbs/MMBtu | FALSE | L | Annual | Allowances Purchased CO2 | Thousand Tons | 0 | 0 | 0 | 0 | 0 | 0 | 0
EPA723 CO2 Rate Limit for NG Cofire - ORIS:50951 | 412 | 8140 | Rate Constraint in lbs/MMBtu | FALSE | L | Annual | Allowances Sold CO2 | Thousand Tons | 0 | 0 | 0 | 0 | 0 | 0 | 0
EPA723 CO2 Rate Limit for NG Cofire - ORIS:50951 | 412 | 8140 | Rate Constraint in lbs/MMBtu | FALSE | L | Annual | Allowances Banked | Thousand Tons | 0 | 0 | 0 | 0 | 0 | 0 | 0
EPA723 CO2 Rate Limit for NG Cofire - ORIS:50951 | 412 | 8140 | Rate Constraint in lbs/MMBtu | FALSE | L | Annual | Allowances Withdrawn (1:1) | Thousand Tons | 0 | 0 | 0 | 0 | 0 | 0 | 0
EPA723 CO2 Rate Limit for NG Cofire - ORIS:50951 | 412 | 8140 | Rate Constraint in lbs/MMBtu | FALSE | L | Annual | Allowances Withdrawn (n:1) | Thousand Tons | 0 | 0 | 0 | 0 | 0 | 0 | 0
EPA723 CO2 Rate Limit for NG Cofire - ORIS:50951 | 412 | 8140 | Rate Constraint in lbs/MMBtu | FALSE | L | Annual | Net Emissions Allowance Position | Thousand Tons | 0 | 0 | 0 | 0 | 0 | 0 | 0
EPA723 CO2 Rate Limit for NG Cofire - ORIS:50951 | 412 | 8140 | Rate Constraint in lbs/MMBtu | FALSE | L | Annual | Fuel Consumed | TBtu | 0 | 0 | 0 | 0 | 0 | 0 | 0
EPA723 CO2 Rate Limit for NG Cofire - ORIS:50951 | 412 | 8140 | Rate Constraint in lbs/MMBtu | FALSE | L | Annual | Rate | lb/MMBtu | 0 | 0 | 0 | 0 | 0 | 0 | 0
EPA723 CO2 Rate Limit for NG Cofire - ORIS:50951 | 412 | 8140 | Rate Constraint in lbs/MMBtu | FALSE | L | Annual | Generation | TWh | 0 | 0 | 0 | 0 | 0 | 0 | 0
EPA723 CO2 Rate Limit for NG Cofire - ORIS:50951 | 412 | 8140 | Rate Constraint in lbs/MMBtu | FALSE | L | Annual | Qualifying Generation | TWh | 0 | 0 | 0 | 0 | 0 | 0 | 0
EPA723 CO2 Rate Limit for NG Cofire - ORIS:50951 | 412 | 8140 | Rate Constraint in lbs/MMBtu | FALSE | L | Annual | Rate | lb/MWh | 0 | 0 | 0 | 0 | 0 | 0 | 0
EPA723 CO2 Rate Limit for NG Cofire - ORIS:50951 | 412 | 8140 | Rate Constraint in lbs/MMBtu | FALSE | L | Annual | Constraint Shadow Price | US2022$/Ton | 0 | 47.0165 | 67.9681 | 144.2134 | 154.9789 | 201.3452 | 228.3038
EPA723 CO2 Rate Limit for NG Cofire - ORIS:50974 | 413 | 8141 | Rate Constraint in lbs/MMBtu | FALSE | L | Annual | Seasons Included | Seasons |  | Winter, Spring, Summer, Fall | Winter, Spring, Summer, Fall | Winter, Spring, Summer, Fall | Winter, Spring, Summer, Fall | Winter, Spring, Summer, Fall | Winter, Spring, Summer, Fall
EPA723 CO2 Rate Limit for NG Cofire - ORIS:50974 | 413 | 8141 | Rate Constraint in lbs/MMBtu | FALSE | L | Annual | Standard CO2 | lb/MMBtu | 174.542 | 174.542 | 174.542 | 174.542 | 174.542 | 174.542 | 174.542
EPA723 CO2 Rate Limit for NG Cofire - ORIS:50974 | 413 | 8141 | Rate Constraint in lbs/MMBtu | FALSE | L | Annual | Emissions at Affected Plants CO2 | Thousand Tons | 0 | 0 | 0 | 0 | 0 | 0 | 0
EPA723 CO2 Rate Limit for NG Cofire - ORIS:50974 | 413 | 8141 | Rate Constraint in lbs/MMBtu | FALSE | L | Annual | Allowances Purchased CO2 | Thousand Tons | 0 | 0 | 0 | 0 | 0 | 0 | 0
EPA723 CO2 Rate Limit for NG Cofire - ORIS:50974 | 413 | 8141 | Rate Constraint in lbs/MMBtu | FALSE | L | Annual | Allowances Sold CO2 | Thousand Tons | 0 | 0 | 0 | 0 | 0 | 0 | 0
EPA723 CO2 Rate Limit for NG Cofire - ORIS:50974 | 413 | 8141 | Rate Constraint in lbs/MMBtu | FALSE | L | Annual | Allowances Banked | Thousand Tons | 0 | 0 | 0 | 0 | 0 | 0 | 0
EPA723 CO2 Rate Limit for NG Cofire - ORIS:50974 | 413 | 8141 | Rate Constraint in lbs/MMBtu | FALSE | L | Annual | Allowances Withdrawn (1:1) | Thousand Tons | 0 | 0 | 0 | 0 | 0 | 0 | 0
EPA723 CO2 Rate Limit for NG Cofire - ORIS:50974 | 413 | 8141 | Rate Constraint in lbs/MMBtu | FALSE | L | Annual | Allowances Withdrawn (n:1) | Thousand Tons | 0 | 0 | 0 | 0 | 0 | 0 | 0
EPA723 CO2 Rate Limit for NG Cofire - ORIS:50974 | 413 | 8141 | Rate Constraint in lbs/MMBtu | FALSE | L | Annual | Net Emissions Allowance Position | Thousand Tons | 0 | 0 | 0 | 0 | 0 | 0 | 0
EPA723 CO2 Rate Limit for NG Cofire - ORIS:50974 | 413 | 8141 | Rate Constraint in lbs/MMBtu | FALSE | L | Annual | Fuel Consumed | TBtu | 0 | 0 | 0 | 0 | 0 | 0 | 0
EPA723 CO2 Rate Limit for NG Cofire - ORIS:50974 | 413 | 8141 | Rate Constraint in lbs/MMBtu | FALSE | L | Annual | Rate | lb/MMBtu | 0 | 0 | 0 | 0 | 0 | 0 | 0
EPA723 CO2 Rate Limit for NG Cofire - ORIS:50974 | 413 | 8141 | Rate Constraint in lbs/MMBtu | FALSE | L | Annual | Generation | TWh | 0 | 0 | 0 | 0 | 0 | 0 | 0
EPA723 CO2 Rate Limit for NG Cofire - ORIS:50974 | 413 | 8141 | Rate Constraint in lbs/MMBtu | FALSE | L | Annual | Qualifying Generation | TWh | 0 | 0 | 0 | 0 | 0 | 0 | 0
EPA723 CO2 Rate Limit for NG Cofire - ORIS:50974 | 413 | 8141 | Rate Constraint in lbs/MMBtu | FALSE | L | Annual | Rate | lb/MWh | 0 | 0 | 0 | 0 | 0 | 0 | 0
EPA723 CO2 Rate Limit for NG Cofire - ORIS:50974 | 413 | 8141 | Rate Constraint in lbs/MMBtu | FALSE | L | Annual | Constraint Shadow Price | US2022$/Ton | 0 | 95.0057 | 167.5774 | 109.6752 | 133.3943 | 177.0876 | 197.3499
EPA723 CO2 Rate Limit for NG Cofire - ORIS:54634 | 414 | 8142 | Rate Constraint in lbs/MMBtu | FALSE | L | Annual | Seasons Included | Seasons |  | Winter, Spring, Summer, Fall | Winter, Spring, Summer, Fall | Winter, Spring, Summer, Fall | Winter, Spring, Summer, Fall | Winter, Spring, Summer, Fall | Winter, Spring, Summer, Fall
EPA723 CO2 Rate Limit for NG Cofire - ORIS:54634 | 414 | 8142 | Rate Constraint in lbs/MMBtu | FALSE | L | Annual | Standard CO2 | lb/MMBtu | 183.973 | 183.973 | 183.973 | 183.973 | 183.973 | 183.973 | 183.973
EPA723 CO2 Rate Limit for NG Cofire - ORIS:54634 | 414 | 8142 | Rate Constraint in lbs/MMBtu | FALSE | L | Annual | Emissions at Affected Plants CO2 | Thousand Tons | 0 | 0 | 0 | 0 | 0 | 0 | 0
EPA723 CO2 Rate Limit for NG Cofire - ORIS:54634 | 414 | 8142 | Rate Constraint in lbs/MMBtu | FALSE | L | Annual | Allowances Purchased CO2 | Thousand Tons | 0 | 0 | 0 | 0 | 0 | 0 | 0
EPA723 CO2 Rate Limit for NG Cofire - ORIS:54634 | 414 | 8142 | Rate Constraint in lbs/MMBtu | FALSE | L | Annual | Allowances Sold CO2 | Thousand Tons | 0 | 0 | 0 | 0 | 0 | 0 | 0
EPA723 CO2 Rate Limit for NG Cofire - ORIS:54634 | 414 | 8142 | Rate Constraint in lbs/MMBtu | FALSE | L | Annual | Allowances Banked | Thousand Tons | 0 | 0 | 0 | 0 | 0 | 0 | 0
EPA723 CO2 Rate Limit for NG Cofire - ORIS:54634 | 414 | 8142 | Rate Constraint in lbs/MMBtu | FALSE | L | Annual | Allowances Withdrawn (1:1) | Thousand Tons | 0 | 0 | 0 | 0 | 0 | 0 | 0
EPA723 CO2 Rate Limit for NG Cofire - ORIS:54634 | 414 | 8142 | Rate Constraint in lbs/MMBtu | FALSE | L | Annual | Allowances Withdrawn (n:1) | Thousand Tons | 0 | 0 | 0 | 0 | 0 | 0 | 0
EPA723 CO2 Rate Limit for NG Cofire - ORIS:54634 | 414 | 8142 | Rate Constraint in lbs/MMBtu | FALSE | L | Annual | Net Emissions Allowance Position | Thousand Tons | 0 | 0 | 0 | 0 | 0 | 0 | 0
EPA723 CO2 Rate Limit for NG Cofire - ORIS:54634 | 414 | 8142 | Rate Constraint in lbs/MMBtu | FALSE | L | Annual | Fuel Consumed | TBtu | 0 | 0 | 0 | 0 | 0 | 0 | 0
EPA723 CO2 Rate Limit for NG Cofire - ORIS:54634 | 414 | 8142 | Rate Constraint in lbs/MMBtu | FALSE | L | Annual | Rate | lb/MMBtu | 0 | 0 | 0 | 0 | 0 | 0 | 0
EPA723 CO2 Rate Limit for NG Cofire - ORIS:54634 | 414 | 8142 | Rate Constraint in lbs/MMBtu | FALSE | L | Annual | Generation | TWh | 0 | 0 | 0 | 0 | 0 | 0 | 0
EPA723 CO2 Rate Limit for NG Cofire - ORIS:54634 | 414 | 8142 | Rate Constraint in lbs/MMBtu | FALSE | L | Annual | Qualifying Generation | TWh | 0 | 0 | 0 | 0 | 0 | 0 | 0
EPA723 CO2 Rate Limit for NG Cofire - ORIS:54634 | 414 | 8142 | Rate Constraint in lbs/MMBtu | FALSE | L | Annual | Rate | lb/MWh | 0 | 0 | 0 | 0 | 0 | 0 | 0
EPA723 CO2 Rate Limit for NG Cofire - ORIS:54634 | 414 | 8142 | Rate Constraint in lbs/MMBtu | FALSE | L | Annual | Constraint Shadow Price | US2022$/Ton | 0 | 42.0906 | 59.1497 | 111.1183 | 116.033 | 154.311 | 165.6007
EPA723 CO2 Rate Limit for NG Cofire - ORIS:55076 | 415 | 8143 | Rate Constraint in lbs/MMBtu | FALSE | L | Annual | Seasons Included | Seasons |  | Winter, Spring, Summer, Fall | Winter, Spring, Summer, Fall | Winter, Spring, Summer, Fall | Winter, Spring, Summer, Fall | Winter, Spring, Summer, Fall | Winter, Spring, Summer, Fall
EPA723 CO2 Rate Limit for NG Cofire - ORIS:55076 | 415 | 8143 | Rate Constraint in lbs/MMBtu | FALSE | L | Annual | Standard CO2 | lb/MMBtu | 177.572 | 177.572 | 177.572 | 177.572 | 177.572 | 177.572 | 177.572
EPA723 CO2 Rate Limit for NG Cofire - ORIS:55076 | 415 | 8143 | Rate Constraint in lbs/MMBtu | FALSE | L | Annual | Emissions at Affected Plants CO2 | Thousand Tons | 0 | 22.139 | 22.139 | 0 | 0 | 0 | 0
EPA723 CO2 Rate Limit for NG Cofire - ORIS:55076 | 415 | 8143 | Rate Constraint in lbs/MMBtu | FALSE | L | Annual | Allowances Purchased CO2 | Thousand Tons | 0 | 0 | 0 | 0 | 0 | 0 | 0
EPA723 CO2 Rate Limit for NG Cofire - ORIS:55076 | 415 | 8143 | Rate Constraint in lbs/MMBtu | FALSE | L | Annual | Allowances Sold CO2 | Thousand Tons | 0 | 0 | 0 | 0 | 0 | 0 | 0
EPA723 CO2 Rate Limit for NG Cofire - ORIS:55076 | 415 | 8143 | Rate Constraint in lbs/MMBtu | FALSE | L | Annual | Allowances Banked | Thousand Tons | 0 | 0 | 0 | 0 | 0 | 0 | 0
EPA723 CO2 Rate Limit for NG Cofire - ORIS:55076 | 415 | 8143 | Rate Constraint in lbs/MMBtu | FALSE | L | Annual | Allowances Withdrawn (1:1) | Thousand Tons | 0 | 0 | 0 | 0 | 0 | 0 | 0
EPA723 CO2 Rate Limit for NG Cofire - ORIS:55076 | 415 | 8143 | Rate Constraint in lbs/MMBtu | FALSE | L | Annual | Allowances Withdrawn (n:1) | Thousand Tons | 0 | 0 | 0 | 0 | 0 | 0 | 0
EPA723 CO2 Rate Limit for NG Cofire - ORIS:55076 | 415 | 8143 | Rate Constraint in lbs/MMBtu | FALSE | L | Annual | Net Emissions Allowance Position | Thousand Tons | 0 | 22.139 | 22.139 | 0 | 0 | 0 | 0
EPA723 CO2 Rate Limit for NG Cofire - ORIS:55076 | 415 | 8143 | Rate Constraint in lbs/MMBtu | FALSE | L | Annual | Fuel Consumed | TBtu | 0 | 0.24935 | 0.24935 | 0 | 0 | 0 | 0
EPA723 CO2 Rate Limit for NG Cofire - ORIS:55076 | 415 | 8143 | Rate Constraint in lbs/MMBtu | FALSE | L | Annual | Rate | lb/MMBtu | 0 | 177.572 | 177.572 | 0 | 0 | 0 | 0
EPA723 CO2 Rate Limit for NG Cofire - ORIS:55076 | 415 | 8143 | Rate Constraint in lbs/MMBtu | FALSE | L | Annual | Generation | TWh | 0 | 0.022031 | 0.022031 | 0 | 0 | 0 | 0
EPA723 CO2 Rate Limit for NG Cofire - ORIS:55076 | 415 | 8143 | Rate Constraint in lbs/MMBtu | FALSE | L | Annual | Qualifying Generation | TWh | 0 | 0.022031 | 0.022031 | 0 | 0 | 0 | 0
EPA723 CO2 Rate Limit for NG Cofire - ORIS:55076 | 415 | 8143 | Rate Constraint in lbs/MMBtu | FALSE | L | Annual | Rate | lb/MWh | 0 | 2009.7706 | 2009.7706 | 0 | 0 | 0 | 0
EPA723 CO2 Rate Limit for NG Cofire - ORIS:55076 | 415 | 8143 | Rate Constraint in lbs/MMBtu | FALSE | L | Annual | Constraint Shadow Price | US2022$/Ton | 0 | 19.2038 | 31.3512 | 23.64 | 13.8193 | 397.5869 | 66.0285
EPA723 CO2 Rate Limit for NG Cofire - ORIS:55479 | 416 | 8144 | Rate Constraint in lbs/MMBtu | FALSE | L | Annual | Seasons Included | Seasons |  | Winter, Spring, Summer, Fall | Winter, Spring, Summer, Fall | Winter, Spring, Summer, Fall | Winter, Spring, Summer, Fall | Winter, Spring, Summer, Fall | Winter, Spring, Summer, Fall
EPA723 CO2 Rate Limit for NG Cofire - ORIS:55479 | 416 | 8144 | Rate Constraint in lbs/MMBtu | FALSE | L | Annual | Standard CO2 | lb/MMBtu | 175.772 | 175.772 | 175.772 | 175.772 | 175.772 | 175.772 | 175.772
EPA723 CO2 Rate Limit for NG Cofire - ORIS:55479 | 416 | 8144 | Rate Constraint in lbs/MMBtu | FALSE | L | Annual | Emissions at Affected Plants CO2 | Thousand Tons | 0 | 0 | 0 | 0 | 0 | 0 | 0
EPA723 CO2 Rate Limit for NG Cofire - ORIS:55479 | 416 | 8144 | Rate Constraint in lbs/MMBtu | FALSE | L | Annual | Allowances Purchased CO2 | Thousand Tons | 0 | 0 | 0 | 0 | 0 | 0 | 0
EPA723 CO2 Rate Limit for NG Cofire - ORIS:55479 | 416 | 8144 | Rate Constraint in lbs/MMBtu | FALSE | L | Annual | Allowances Sold CO2 | Thousand Tons | 0 | 0 | 0 | 0 | 0 | 0 | 0
EPA723 CO2 Rate Limit for NG Cofire - ORIS:55479 | 416 | 8144 | Rate Constraint in lbs/MMBtu | FALSE | L | Annual | Allowances Banked | Thousand Tons | 0 | 0 | 0 | 0 | 0 | 0 | 0
EPA723 CO2 Rate Limit for NG Cofire - ORIS:55479 | 416 | 8144 | Rate Constraint in lbs/MMBtu | FALSE | L | Annual | Allowances Withdrawn (1:1) | Thousand Tons | 0 | 0 | 0 | 0 | 0 | 0 | 0
EPA723 CO2 Rate Limit for NG Cofire - ORIS:55479 | 416 | 8144 | Rate Constraint in lbs/MMBtu | FALSE | L | Annual | Allowances Withdrawn (n:1) | Thousand Tons | 0 | 0 | 0 | 0 | 0 | 0 | 0
EPA723 CO2 Rate Limit for NG Cofire - ORIS:55479 | 416 | 8144 | Rate Constraint in lbs/MMBtu | FALSE | L | Annual | Net Emissions Allowance Position | Thousand Tons | 0 | 0 | 0 | 0 | 0 | 0 | 0
EPA723 CO2 Rate Limit for NG Cofire - ORIS:55479 | 416 | 8144 | Rate Constraint in lbs/MMBtu | FALSE | L | Annual | Fuel Consumed | TBtu | 0 | 0 | 0 | 0 | 0 | 0 | 0
EPA723 CO2 Rate Limit for NG Cofire - ORIS:55479 | 416 | 8144 | Rate Constraint in lbs/MMBtu | FALSE | L | Annual | Rate | lb/MMBtu | 0 | 0 | 0 | 0 | 0 | 0 | 0
EPA723 CO2 Rate Limit for NG Cofire - ORIS:55479 | 416 | 8144 | Rate Constraint in lbs/MMBtu | FALSE | L | Annual | Generation | TWh | 0 | 0 | 0 | 0 | 0 | 0 | 0
EPA723 CO2 Rate Limit for NG Cofire - ORIS:55479 | 416 | 8144 | Rate Constraint in lbs/MMBtu | FALSE | L | Annual | Qualifying Generation | TWh | 0 | 0 | 0 | 0 | 0 | 0 | 0
EPA723 CO2 Rate Limit for NG Cofire - ORIS:55479 | 416 | 8144 | Rate Constraint in lbs/MMBtu | FALSE | L | Annual | Rate | lb/MWh | 0 | 0 | 0 | 0 | 0 | 0 | 0
EPA723 CO2 Rate Limit for NG Cofire - ORIS:55479 | 416 | 8144 | Rate Constraint in lbs/MMBtu | FALSE | L | Annual | Constraint Shadow Price | US2022$/Ton | 0 | 54.9375 | 50.3436 | 108.1324 | 126.9661 | 182.829 | 201.2588
EPA723 CO2 Rate Limit for NG Cofire - ORIS:55749 | 417 | 8145 | Rate Constraint in lbs/MMBtu | FALSE | L | Annual | Seasons Included | Seasons |  | Winter, Spring, Summer, Fall | Winter, Spring, Summer, Fall | Winter, Spring, Summer, Fall | Winter, Spring, Summer, Fall | Winter, Spring, Summer, Fall | Winter, Spring, Summer, Fall
EPA723 CO2 Rate Limit for NG Cofire - ORIS:55749 | 417 | 8145 | Rate Constraint in lbs/MMBtu | FALSE | L | Annual | Standard CO2 | lb/MMBtu | 176.252 | 176.252 | 176.252 | 176.252 | 176.252 | 176.252 | 176.252
EPA723 CO2 Rate Limit for NG Cofire - ORIS:55749 | 417 | 8145 | Rate Constraint in lbs/MMBtu | FALSE | L | Annual | Emissions at Affected Plants CO2 | Thousand Tons | 0 | 0 | 0 | 0 | 0 | 0 | 0
EPA723 CO2 Rate Limit for NG Cofire - ORIS:55749 | 417 | 8145 | Rate Constraint in lbs/MMBtu | FALSE | L | Annual | Allowances Purchased CO2 | Thousand Tons | 0 | 0 | 0 | 0 | 0 | 0 | 0
EPA723 CO2 Rate Limit for NG Cofire - ORIS:55749 | 417 | 8145 | Rate Constraint in lbs/MMBtu | FALSE | L | Annual | Allowances Sold CO2 | Thousand Tons | 0 | 0 | 0 | 0 | 0 | 0 | 0
EPA723 CO2 Rate Limit for NG Cofire - ORIS:55749 | 417 | 8145 | Rate Constraint in lbs/MMBtu | FALSE | L | Annual | Allowances Banked | Thousand Tons | 0 | 0 | 0 | 0 | 0 | 0 | 0
EPA723 CO2 Rate Limit for NG Cofire - ORIS:55749 | 417 | 8145 | Rate Constraint in lbs/MMBtu | FALSE | L | Annual | Allowances Withdrawn (1:1) | Thousand Tons | 0 | 0 | 0 | 0 | 0 | 0 | 0
EPA723 CO2 Rate Limit for NG Cofire - ORIS:55749 | 417 | 8145 | Rate Constraint in lbs/MMBtu | FALSE | L | Annual | Allowances Withdrawn (n:1) | Thousand Tons | 0 | 0 | 0 | 0 | 0 | 0 | 0
EPA723 CO2 Rate Limit for NG Cofire - ORIS:55749 | 417 | 8145 | Rate Constraint in lbs/MMBtu | FALSE | L | Annual | Net Emissions Allowance Position | Thousand Tons | 0 | 0 | 0 | 0 | 0 | 0 | 0
EPA723 CO2 Rate Limit for NG Cofire - ORIS:55749 | 417 | 8145 | Rate Constraint in lbs/MMBtu | FALSE | L | Annual | Fuel Consumed | TBtu | 0 | 0 | 0 | 0 | 0 | 0 | 0
EPA723 CO2 Rate Limit for NG Cofire - ORIS:55749 | 417 | 8145 | Rate Constraint in lbs/MMBtu | FALSE | L | Annual | Rate | lb/MMBtu | 0 | 0 | 0 | 0 | 0 | 0 | 0
EPA723 CO2 Rate Limit for NG Cofire - ORIS:55749 | 417 | 8145 | Rate Constraint in lbs/MMBtu | FALSE | L | Annual | Generation | TWh | 0 | 0 | 0 | 0 | 0 | 0 | 0
EPA723 CO2 Rate Limit for NG Cofire - ORIS:55749 | 417 | 8145 | Rate Constraint in lbs/MMBtu | FALSE | L | Annual | Qualifying Generation | TWh | 0 | 0 | 0 | 0 | 0 | 0 | 0
EPA723 CO2 Rate Limit for NG Cofire - ORIS:55749 | 417 | 8145 | Rate Constraint in lbs/MMBtu | FALSE | L | Annual | Rate | lb/MWh | 0 | 0 | 0 | 0 | 0 | 0 | 0
EPA723 CO2 Rate Limit for NG Cofire - ORIS:55749 | 417 | 8145 | Rate Constraint in lbs/MMBtu | FALSE | L | Annual | Constraint Shadow Price | US2022$/Ton | 0 | 37.589 | 66.4079 | 29.9764 | 9.9903 | 58.0535 | 100.8348
EPA723 CO2 Rate Limit for NG Cofire - ORIS:55856 | 418 | 8146 | Rate Constraint in lbs/MMBtu | FALSE | L | Annual | Seasons Included | Seasons |  | Winter, Spring, Summer, Fall | Winter, Spring, Summer, Fall | Winter, Spring, Summer, Fall | Winter, Spring, Summer, Fall | Winter, Spring, Summer, Fall | Winter, Spring, Summer, Fall
EPA723 CO2 Rate Limit for NG Cofire - ORIS:55856 | 418 | 8146 | Rate Constraint in lbs/MMBtu | FALSE | L | Annual | Standard CO2 | lb/MMBtu | 170.1894 | 170.1894 | 170.1894 | 170.1894 | 170.1894 | 170.1894 | 170.1894
EPA723 CO2 Rate Limit for NG Cofire - ORIS:55856 | 418 | 8146 | Rate Constraint in lbs/MMBtu | FALSE | L | Annual | Emissions at Affected Plants CO2 | Thousand Tons | 0 | 0 | 0 | 0 | 0 | 0 | 0
EPA723 CO2 Rate Limit for NG Cofire - ORIS:55856 | 418 | 8146 | Rate Constraint in lbs/MMBtu | FALSE | L | Annual | Allowances Purchased CO2 | Thousand Tons | 0 | 0 | 0 | 0 | 0 | 0 | 0
EPA723 CO2 Rate Limit for NG Cofire - ORIS:55856 | 418 | 8146 | Rate Constraint in lbs/MMBtu | FALSE | L | Annual | Allowances Sold CO2 | Thousand Tons | 0 | 0 | 0 | 0 | 0 | 0 | 0
EPA723 CO2 Rate Limit for NG Cofire - ORIS:55856 | 418 | 8146 | Rate Constraint in lbs/MMBtu | FALSE | L | Annual | Allowances Banked | Thousand Tons | 0 | 0 | 0 | 0 | 0 | 0 | 0
EPA723 CO2 Rate Limit for NG Cofire - ORIS:55856 | 418 | 8146 | Rate Constraint in lbs/MMBtu | FALSE | L | Annual | Allowances Withdrawn (1:1) | Thousand Tons | 0 | 0 | 0 | 0 | 0 | 0 | 0
EPA723 CO2 Rate Limit for NG Cofire - ORIS:55856 | 418 | 8146 | Rate Constraint in lbs/MMBtu | FALSE | L | Annual | Allowances Withdrawn (n:1) | Thousand Tons | 0 | 0 | 0 | 0 | 0 | 0 | 0
EPA723 CO2 Rate Limit for NG Cofire - ORIS:55856 | 418 | 8146 | Rate Constraint in lbs/MMBtu | FALSE | L | Annual | Net Emissions Allowance Position | Thousand Tons | 0 | 0 | 0 | 0 | 0 | 0 | 0
EPA723 CO2 Rate Limit for NG Cofire - ORIS:55856 | 418 | 8146 | Rate Constraint in lbs/MMBtu | FALSE | L | Annual | Fuel Consumed | TBtu | 0 | 0 | 0 | 0 | 0 | 0 | 0
EPA723 CO2 Rate Limit for NG Cofire - ORIS:55856 | 418 | 8146 | Rate Constraint in lbs/MMBtu | FALSE | L | Annual | Rate | lb/MMBtu | 0 | 0 | 0 | 0 | 0 | 0 | 0
EPA723 CO2 Rate Limit for NG Cofire - ORIS:55856 | 418 | 8146 | Rate Constraint in lbs/MMBtu | FALSE | L | Annual | Generation | TWh | 0 | 0 | 0 | 0 | 0 | 0 | 0
EPA723 CO2 Rate Limit for NG Cofire - ORIS:55856 | 418 | 8146 | Rate Constraint in lbs/MMBtu | FALSE | L | Annual | Qualifying Generation | TWh | 0 | 0 | 0 | 0 | 0 | 0 | 0
EPA723 CO2 Rate Limit for NG Cofire - ORIS:55856 | 418 | 8146 | Rate Constraint in lbs/MMBtu | FALSE | L | Annual | Rate | lb/MWh | 0 | 0 | 0 | 0 | 0 | 0 | 0
EPA723 CO2 Rate Limit for NG Cofire - ORIS:55856 | 418 | 8146 | Rate Constraint in lbs/MMBtu | FALSE | L | Annual | Constraint Shadow Price | US2022$/Ton | 0 | 52.4814 | 42.576 | 39.108 | 101.5109 | 113.797 | 129.5954
EPA723 CO2 Rate Limit for NG Cofire - ORIS:56068 | 419 | 8147 | Rate Constraint in lbs/MMBtu | FALSE | L | Annual | Seasons Included | Seasons |  | Winter, Spring, Summer, Fall | Winter, Spring, Summer, Fall | Winter, Spring, Summer, Fall | Winter, Spring, Summer, Fall | Winter, Spring, Summer, Fall | Winter, Spring, Summer, Fall
EPA723 CO2 Rate Limit for NG Cofire - ORIS:56068 | 419 | 8147 | Rate Constraint in lbs/MMBtu | FALSE | L | Annual | Standard CO2 | lb/MMBtu | 182.0636 | 182.0636 | 182.0636 | 182.0636 | 182.0636 | 182.0636 | 182.0636
EPA723 CO2 Rate Limit for NG Cofire - ORIS:56068 | 419 | 8147 | Rate Constraint in lbs/MMBtu | FALSE | L | Annual | Emissions at Affected Plants CO2 | Thousand Tons | 0 | 0 | 0 | 0 | 0 | 0 | 0
EPA723 CO2 Rate Limit for NG Cofire - ORIS:56068 | 419 | 8147 | Rate Constraint in lbs/MMBtu | FALSE | L | Annual | Allowances Purchased CO2 | Thousand Tons | 0 | 0 | 0 | 0 | 0 | 0 | 0
EPA723 CO2 Rate Limit for NG Cofire - ORIS:56068 | 419 | 8147 | Rate Constraint in lbs/MMBtu | FALSE | L | Annual | Allowances Sold CO2 | Thousand Tons | 0 | 0 | 0 | 0 | 0 | 0 | 0
EPA723 CO2 Rate Limit for NG Cofire - ORIS:56068 | 419 | 8147 | Rate Constraint in lbs/MMBtu | FALSE | L | Annual | Allowances Banked | Thousand Tons | 0 | 0 | 0 | 0 | 0 | 0 | 0
EPA723 CO2 Rate Limit for NG Cofire - ORIS:56068 | 419 | 8147 | Rate Constraint in lbs/MMBtu | FALSE | L | Annual | Allowances Withdrawn (1:1) | Thousand Tons | 0 | 0 | 0 | 0 | 0 | 0 | 0
EPA723 CO2 Rate Limit for NG Cofire - ORIS:56068 | 419 | 8147 | Rate Constraint in lbs/MMBtu | FALSE | L | Annual | Allowances Withdrawn (n:1) | Thousand Tons | 0 | 0 | 0 | 0 | 0 | 0 | 0
EPA723 CO2 Rate Limit for NG Cofire - ORIS:56068 | 419 | 8147 | Rate Constraint in lbs/MMBtu | FALSE | L | Annual | Net Emissions Allowance Position | Thousand Tons | 0 | 0 | 0 | 0 | 0 | 0 | 0
EPA723 CO2 Rate Limit for NG Cofire - ORIS:56068 | 419 | 8147 | Rate Constraint in lbs/MMBtu | FALSE | L | Annual | Fuel Consumed | TBtu | 0 | 0 | 0 | 0 | 0 | 0 | 0
EPA723 CO2 Rate Limit for NG Cofire - ORIS:56068 | 419 | 8147 | Rate Constraint in lbs/MMBtu | FALSE | L | Annual | Rate | lb/MMBtu | 0 | 0 | 0 | 0 | 0 | 0 | 0
EPA723 CO2 Rate Limit for NG Cofire - ORIS:56068 | 419 | 8147 | Rate Constraint in lbs/MMBtu | FALSE | L | Annual | Generation | TWh | 0 | 0 | 0 | 0 | 0 | 0 | 0
EPA723 CO2 Rate Limit for NG Cofire - ORIS:56068 | 419 | 8147 | Rate Constraint in lbs/MMBtu | FALSE | L | Annual | Qualifying Generation | TWh | 0 | 0 | 0 | 0 | 0 | 0 | 0
EPA723 CO2 Rate Limit for NG Cofire - ORIS:56068 | 419 | 8147 | Rate Constraint in lbs/MMBtu | FALSE | L | Annual | Rate | lb/MWh | 0 | 0 | 0 | 0 | 0 | 0 | 0
EPA723 CO2 Rate Limit for NG Cofire - ORIS:56068 | 419 | 8147 | Rate Constraint in lbs/MMBtu | FALSE | L | Annual | Constraint Shadow Price | US2022$/Ton | 0 | 48.874 | 34.5812 | 40.8577 | 39.4087 | 122.5971 | 141.8951
EPA723 CO2 Rate Limit for NG Cofire - ORIS:56319 | 420 | 8148 | Rate Constraint in lbs/MMBtu | FALSE | L | Annual | Seasons Included | Seasons |  | Winter, Spring, Summer, Fall | Winter, Spring, Summer, Fall | Winter, Spring, Summer, Fall | Winter, Spring, Summer, Fall | Winter, Spring, Summer, Fall | Winter, Spring, Summer, Fall
EPA723 CO2 Rate Limit for NG Cofire - ORIS:56319 | 420 | 8148 | Rate Constraint in lbs/MMBtu | FALSE | L | Annual | Standard CO2 | lb/MMBtu | 175.772 | 175.772 | 175.772 | 175.772 | 175.772 | 175.772 | 175.772
EPA723 CO2 Rate Limit for NG Cofire - ORIS:56319 | 420 | 8148 | Rate Constraint in lbs/MMBtu | FALSE | L | Annual | Emissions at Affected Plants CO2 | Thousand Tons | 0 | 0 | 0 | 0 | 0 | 0 | 0
EPA723 CO2 Rate Limit for NG Cofire - ORIS:56319 | 420 | 8148 | Rate Constraint in lbs/MMBtu | FALSE | L | Annual | Allowances Purchased CO2 | Thousand Tons | 0 | 0 | 0 | 0 | 0 | 0 | 0
EPA723 CO2 Rate Limit for NG Cofire - ORIS:56319 | 420 | 8148 | Rate Constraint in lbs/MMBtu | FALSE | L | Annual | Allowances Sold CO2 | Thousand Tons | 0 | 0 | 0 | 0 | 0 | 0 | 0
EPA723 CO2 Rate Limit for NG Cofire - ORIS:56319 | 420 | 8148 | Rate Constraint in lbs/MMBtu | FALSE | L | Annual | Allowances Banked | Thousand Tons | 0 | 0 | 0 | 0 | 0 | 0 | 0
EPA723 CO2 Rate Limit for NG Cofire - ORIS:56319 | 420 | 8148 | Rate Constraint in lbs/MMBtu | FALSE | L | Annual | Allowances Withdrawn (1:1) | Thousand Tons | 0 | 0 | 0 | 0 | 0 | 0 | 0
EPA723 CO2 Rate Limit for NG Cofire - ORIS:56319 | 420 | 8148 | Rate Constraint in lbs/MMBtu | FALSE | L | Annual | Allowances Withdrawn (n:1) | Thousand Tons | 0 | 0 | 0 | 0 | 0 | 0 | 0
EPA723 CO2 Rate Limit for NG Cofire - ORIS:56319 | 420 | 8148 | Rate Constraint in lbs/MMBtu | FALSE | L | Annual | Net Emissions Allowance Position | Thousand Tons | 0 | 0 | 0 | 0 | 0 | 0 | 0
EPA723 CO2 Rate Limit for NG Cofire - ORIS:56319 | 420 | 8148 | Rate Constraint in lbs/MMBtu | FALSE | L | Annual | Fuel Consumed | TBtu | 0 | 0 | 0 | 0 | 0 | 0 | 0
EPA723 CO2 Rate Limit for NG Cofire - ORIS:56319 | 420 | 8148 | Rate Constraint in lbs/MMBtu | FALSE | L | Annual | Rate | lb/MMBtu | 0 | 0 | 0 | 0 | 0 | 0 | 0
EPA723 CO2 Rate Limit for NG Cofire - ORIS:56319 | 420 | 8148 | Rate Constraint in lbs/MMBtu | FALSE | L | Annual | Generation | TWh | 0 | 0 | 0 | 0 | 0 | 0 | 0
EPA723 CO2 Rate Limit for NG Cofire - ORIS:56319 | 420 | 8148 | Rate Constraint in lbs/MMBtu | FALSE | L | Annual | Qualifying Generation | TWh | 0 | 0 | 0 | 0 | 0 | 0 | 0
EPA723 CO2 Rate Limit for NG Cofire - ORIS:56319 | 420 | 8148 | Rate Constraint in lbs/MMBtu | FALSE | L | Annual | Rate | lb/MWh | 0 | 0 | 0 | 0 | 0 | 0 | 0
EPA723 CO2 Rate Limit for NG Cofire - ORIS:56319 | 420 | 8148 | Rate Constraint in lbs/MMBtu | FALSE | L | Annual | Constraint Shadow Price | US2022$/Ton | 0 | 45.4902 | 50.3436 | 110.4217 | 125.6617 | 548.8823 | 199.0667
EPA723 CO2 Rate Limit for NG Cofire - ORIS:56456 | 421 | 8149 | Rate Constraint in lbs/MMBtu | FALSE | L | Annual | Seasons Included | Seasons |  | Winter, Spring, Summer, Fall | Winter, Spring, Summer, Fall | Winter, Spring, Summer, Fall | Winter, Spring, Summer, Fall | Winter, Spring, Summer, Fall | Winter, Spring, Summer, Fall
EPA723 CO2 Rate Limit for NG Cofire - ORIS:56456 | 421 | 8149 | Rate Constraint in lbs/MMBtu | FALSE | L | Annual | Standard CO2 | lb/MMBtu | 175.772 | 175.772 | 175.772 | 175.772 | 175.772 | 175.772 | 175.772
EPA723 CO2 Rate Limit for NG Cofire - ORIS:56456 | 421 | 8149 | Rate Constraint in lbs/MMBtu | FALSE | L | Annual | Emissions at Affected Plants CO2 | Thousand Tons | 0 | 0 | 0 | 0 | 0 | 0 | 0
EPA723 CO2 Rate Limit for NG Cofire - ORIS:56456 | 421 | 8149 | Rate Constraint in lbs/MMBtu | FALSE | L | Annual | Allowances Purchased CO2 | Thousand Tons | 0 | 0 | 0 | 0 | 0 | 0 | 0
EPA723 CO2 Rate Limit for NG Cofire - ORIS:56456 | 421 | 8149 | Rate Constraint in lbs/MMBtu | FALSE | L | Annual | Allowances Sold CO2 | Thousand Tons | 0 | 0 | 0 | 0 | 0 | 0 | 0
EPA723 CO2 Rate Limit for NG Cofire - ORIS:56456 | 421 | 8149 | Rate Constraint in lbs/MMBtu | FALSE | L | Annual | Allowances Banked | Thousand Tons | 0 | 0 | 0 | 0 | 0 | 0 | 0
EPA723 CO2 Rate Limit for NG Cofire - ORIS:56456 | 421 | 8149 | Rate Constraint in lbs/MMBtu | FALSE | L | Annual | Allowances Withdrawn (1:1) | Thousand Tons | 0 | 0 | 0 | 0 | 0 | 0 | 0
EPA723 CO2 Rate Limit for NG Cofire - ORIS:56456 | 421 | 8149 | Rate Constraint in lbs/MMBtu | FALSE | L | Annual | Allowances Withdrawn (n:1) | Thousand Tons | 0 | 0 | 0 | 0 | 0 | 0 | 0
EPA723 CO2 Rate Limit for NG Cofire - ORIS:56456 | 421 | 8149 | Rate Constraint in lbs/MMBtu | FALSE | L | Annual | Net Emissions Allowance Position | Thousand Tons | 0 | 0 | 0 | 0 | 0 | 0 | 0
EPA723 CO2 Rate Limit for NG Cofire - ORIS:56456 | 421 | 8149 | Rate Constraint in lbs/MMBtu | FALSE | L | Annual | Fuel Consumed | TBtu | 0 | 0 | 0 | 0 | 0 | 0 | 0
EPA723 CO2 Rate Limit for NG Cofire - ORIS:56456 | 421 | 8149 | Rate Constraint in lbs/MMBtu | FALSE | L | Annual | Rate | lb/MMBtu | 0 | 0 | 0 | 0 | 0 | 0 | 0
EPA723 CO2 Rate Limit for NG Cofire - ORIS:56456 | 421 | 8149 | Rate Constraint in lbs/MMBtu | FALSE | L | Annual | Generation | TWh | 0 | 0 | 0 | 0 | 0 | 0 | 0
EPA723 CO2 Rate Limit for NG Cofire - ORIS:56456 | 421 | 8149 | Rate Constraint in lbs/MMBtu | FALSE | L | Annual | Qualifying Generation | TWh | 0 | 0 | 0 | 0 | 0 | 0 | 0
EPA723 CO2 Rate Limit for NG Cofire - ORIS:56456 | 421 | 8149 | Rate Constraint in lbs/MMBtu | FALSE | L | Annual | Rate | lb/MWh | 0 | 0 | 0 | 0 | 0 | 0 | 0
EPA723 CO2 Rate Limit for NG Cofire - ORIS:56456 | 421 | 8149 | Rate Constraint in lbs/MMBtu | FALSE | L | Annual | Constraint Shadow Price | US2022$/Ton | 0 | 23.1719 | 34.1784 | 57.7784 | 79.4089 | 100.4188 | 144.1589
EPA723 CO2 Rate Limit for NG Cofire - ORIS:56564 | 422 | 8150 | Rate Constraint in lbs/MMBtu | FALSE | L | Annual | Seasons Included | Seasons |  | Winter, Spring, Summer, Fall | Winter, Spring, Summer, Fall | Winter, Spring, Summer, Fall | Winter, Spring, Summer, Fall | Winter, Spring, Summer, Fall | Winter, Spring, Summer, Fall
EPA723 CO2 Rate Limit for NG Cofire - ORIS:56564 | 422 | 8150 | Rate Constraint in lbs/MMBtu | FALSE | L | Annual | Standard CO2 | lb/MMBtu | 175.772 | 175.772 | 175.772 | 175.772 | 175.772 | 175.772 | 175.772
EPA723 CO2 Rate Limit for NG Cofire - ORIS:56564 | 422 | 8150 | Rate Constraint in lbs/MMBtu | FALSE | L | Annual | Emissions at Affected Plants CO2 | Thousand Tons | 0 | 0 | 0 | 0 | 0 | 0 | 0
EPA723 CO2 Rate Limit for NG Cofire - ORIS:56564 | 422 | 8150 | Rate Constraint in lbs/MMBtu | FALSE | L | Annual | Allowances Purchased CO2 | Thousand Tons | 0 | 0 | 0 | 0 | 0 | 0 | 0
EPA723 CO2 Rate Limit for NG Cofire - ORIS:56564 | 422 | 8150 | Rate Constraint in lbs/MMBtu | FALSE | L | Annual | Allowances Sold CO2 | Thousand Tons | 0 | 0 | 0 | 0 | 0 | 0 | 0
EPA723 CO2 Rate Limit for NG Cofire - ORIS:56564 | 422 | 8150 | Rate Constraint in lbs/MMBtu | FALSE | L | Annual | Allowances Banked | Thousand Tons | 0 | 0 | 0 | 0 | 0 | 0 | 0
EPA723 CO2 Rate Limit for NG Cofire - ORIS:56564 | 422 | 8150 | Rate Constraint in lbs/MMBtu | FALSE | L | Annual | Allowances Withdrawn (1:1) | Thousand Tons | 0 | 0 | 0 | 0 | 0 | 0 | 0
EPA723 CO2 Rate Limit for NG Cofire - ORIS:56564 | 422 | 8150 | Rate Constraint in lbs/MMBtu | FALSE | L | Annual | Allowances Withdrawn (n:1) | Thousand Tons | 0 | 0 | 0 | 0 | 0 | 0 | 0
EPA723 CO2 Rate Limit for NG Cofire - ORIS:56564 | 422 | 8150 | Rate Constraint in lbs/MMBtu | FALSE | L | Annual | Net Emissions Allowance Position | Thousand Tons | 0 | 0 | 0 | 0 | 0 | 0 | 0
EPA723 CO2 Rate Limit for NG Cofire - ORIS:56564 | 422 | 8150 | Rate Constraint in lbs/MMBtu | FALSE | L | Annual | Fuel Consumed | TBtu | 0 | 0 | 0 | 0 | 0 | 0 | 0
EPA723 CO2 Rate Limit for NG Cofire - ORIS:56564 | 422 | 8150 | Rate Constraint in lbs/MMBtu | FALSE | L | Annual | Rate | lb/MMBtu | 0 | 0 | 0 | 0 | 0 | 0 | 0
EPA723 CO2 Rate Limit for NG Cofire - ORIS:56564 | 422 | 8150 | Rate Constraint in lbs/MMBtu | FALSE | L | Annual | Generation | TWh | 0 | 0 | 0 | 0 | 0 | 0 | 0
EPA723 CO2 Rate Limit for NG Cofire - ORIS:56564 | 422 | 8150 | Rate Constraint in lbs/MMBtu | FALSE | L | Annual | Qualifying Generation | TWh | 0 | 0 | 0 | 0 | 0 | 0 | 0
EPA723 CO2 Rate Limit for NG Cofire - ORIS:56564 | 422 | 8150 | Rate Constraint in lbs/MMBtu | FALSE | L | Annual | Rate | lb/MWh | 0 | 0 | 0 | 0 | 0 | 0 | 0
EPA723 CO2 Rate Limit for NG Cofire - ORIS:56564 | 422 | 8150 | Rate Constraint in lbs/MMBtu | FALSE | L | Annual | Constraint Shadow Price | US2022$/Ton | 0 | 41.8675 | 18.3005 | 14.2132 | 72.9332 | 79.9947 | 88.2744
EPA723 CO2 Rate Limit for NG Cofire - ORIS:56596 | 423 | 8151 | Rate Constraint in lbs/MMBtu | FALSE | L | Annual | Seasons Included | Seasons |  | Winter, Spring, Summer, Fall | Winter, Spring, Summer, Fall | Winter, Spring, Summer, Fall | Winter, Spring, Summer, Fall | Winter, Spring, Summer, Fall | Winter, Spring, Summer, Fall
EPA723 CO2 Rate Limit for NG Cofire - ORIS:56596 | 423 | 8151 | Rate Constraint in lbs/MMBtu | FALSE | L | Annual | Standard CO2 | lb/MMBtu | 175.772 | 175.772 | 175.772 | 175.772 | 175.772 | 175.772 | 175.772
EPA723 CO2 Rate Limit for NG Cofire - ORIS:56596 | 423 | 8151 | Rate Constraint in lbs/MMBtu | FALSE | L | Annual | Emissions at Affected Plants CO2 | Thousand Tons | 0 | 26.5817 | 16.0168 | 0 | 0 | 0 | 0
EPA723 CO2 Rate Limit for NG Cofire - ORIS:56596 | 423 | 8151 | Rate Constraint in lbs/MMBtu | FALSE | L | Annual | Allowances Purchased CO2 | Thousand Tons | 0 | 0 | 0 | 0 | 0 | 0 | 0
EPA723 CO2 Rate Limit for NG Cofire - ORIS:56596 | 423 | 8151 | Rate Constraint in lbs/MMBtu | FALSE | L | Annual | Allowances Sold CO2 | Thousand Tons | 0 | 0 | 0 | 0 | 0 | 0 | 0
EPA723 CO2 Rate Limit for NG Cofire - ORIS:56596 | 423 | 8151 | Rate Constraint in lbs/MMBtu | FALSE | L | Annual | Allowances Banked | Thousand Tons | 0 | 0 | 0 | 0 | 0 | 0 | 0
EPA723 CO2 Rate Limit for NG Cofire - ORIS:56596 | 423 | 8151 | Rate Constraint in lbs/MMBtu | FALSE | L | Annual | Allowances Withdrawn (1:1) | Thousand Tons | 0 | 0 | 0 | 0 | 0 | 0 | 0
EPA723 CO2 Rate Limit for NG Cofire - ORIS:56596 | 423 | 8151 | Rate Constraint in lbs/MMBtu | FALSE | L | Annual | Allowances Withdrawn (n:1) | Thousand Tons | 0 | 0 | 0 | 0 | 0 | 0 | 0
EPA723 CO2 Rate Limit for NG Cofire - ORIS:56596 | 423 | 8151 | Rate Constraint in lbs/MMBtu | FALSE | L | Annual | Net Emissions Allowance Position | Thousand Tons | 0 | 26.5817 | 16.0168 | 0 | 0 | 0 | 0
EPA723 CO2 Rate Limit for NG Cofire - ORIS:56596 | 423 | 8151 | Rate Constraint in lbs/MMBtu | FALSE | L | Annual | Fuel Consumed | TBtu | 0 | 0.30246 | 0.18225 | 0 | 0 | 0 | 0
EPA723 CO2 Rate Limit for NG Cofire - ORIS:56596 | 423 | 8151 | Rate Constraint in lbs/MMBtu | FALSE | L | Annual | Rate | lb/MMBtu | 0 | 175.772 | 175.772 | 0 | 0 | 0 | 0
EPA723 CO2 Rate Limit for NG Cofire - ORIS:56596 | 423 | 8151 | Rate Constraint in lbs/MMBtu | FALSE | L | Annual | Generation | TWh | 0 | 0.026107 | 0.015678 | 0 | 0 | 0 | 0
EPA723 CO2 Rate Limit for NG Cofire - ORIS:56596 | 423 | 8151 | Rate Constraint in lbs/MMBtu | FALSE | L | Annual | Qualifying Generation | TWh | 0 | 0.026107 | 0.015678 | 0 | 0 | 0 | 0
EPA723 CO2 Rate Limit for NG Cofire - ORIS:56596 | 423 | 8151 | Rate Constraint in lbs/MMBtu | FALSE | L | Annual | Rate | lb/MWh | 0 | 2036.4016 | 2043.1896 | 0 | 0 | 0 | 0
EPA723 CO2 Rate Limit for NG Cofire - ORIS:56596 | 423 | 8151 | Rate Constraint in lbs/MMBtu | FALSE | L | Annual | Constraint Shadow Price | US2022$/Ton | 0 | 252.639 | 48.8553 | 222.3244 | 514.5061 | 141.2775 | 160.0667
EPA723 CO2 Rate Limit for NG Cofire - ORIS:56609 | 424 | 8152 | Rate Constraint in lbs/MMBtu | FALSE | L | Annual | Seasons Included | Seasons |  | Winter, Spring, Summer, Fall | Winter, Spring, Summer, Fall | Winter, Spring, Summer, Fall | Winter, Spring, Summer, Fall | Winter, Spring, Summer, Fall | Winter, Spring, Summer, Fall
EPA723 CO2 Rate Limit for NG Cofire - ORIS:56609 | 424 | 8152 | Rate Constraint in lbs/MMBtu | FALSE | L | Annual | Standard CO2 | lb/MMBtu | 175.772 | 175.772 | 175.772 | 175.772 | 175.772 | 175.772 | 175.772
EPA723 CO2 Rate Limit for NG Cofire - ORIS:56609 | 424 | 8152 | Rate Constraint in lbs/MMBtu | FALSE | L | Annual | Emissions at Affected Plants CO2 | Thousand Tons | 0 | 0 | 0 | 0 | 0 | 0 | 0
EPA723 CO2 Rate Limit for NG Cofire - ORIS:56609 | 424 | 8152 | Rate Constraint in lbs/MMBtu | FALSE | L | Annual | Allowances Purchased CO2 | Thousand Tons | 0 | 0 | 0 | 0 | 0 | 0 | 0
EPA723 CO2 Rate Limit for NG Cofire - ORIS:56609 | 424 | 8152 | Rate Constraint in lbs/MMBtu | FALSE | L | Annual | Allowances Sold CO2 | Thousand Tons | 0 | 0 | 0 | 0 | 0 | 0 | 0
EPA723 CO2 Rate Limit for NG Cofire - ORIS:56609 | 424 | 8152 | Rate Constraint in lbs/MMBtu | FALSE | L | Annual | Allowances Banked | Thousand Tons | 0 | 0 | 0 | 0 | 0 | 0 | 0
EPA723 CO2 Rate Limit for NG Cofire - ORIS:56609 | 424 | 8152 | Rate Constraint in lbs/MMBtu | FALSE | L | Annual | Allowances Withdrawn (1:1) | Thousand Tons | 0 | 0 | 0 | 0 | 0 | 0 | 0
EPA723 CO2 Rate Limit for NG Cofire - ORIS:56609 | 424 | 8152 | Rate Constraint in lbs/MMBtu | FALSE | L | Annual | Allowances Withdrawn (n:1) | Thousand Tons | 0 | 0 | 0 | 0 | 0 | 0 | 0
EPA723 CO2 Rate Limit for NG Cofire - ORIS:56609 | 424 | 8152 | Rate Constraint in lbs/MMBtu | FALSE | L | Annual | Net Emissions Allowance Position | Thousand Tons | 0 | 0 | 0 | 0 | 0 | 0 | 0
EPA723 CO2 Rate Limit for NG Cofire - ORIS:56609 | 424 | 8152 | Rate Constraint in lbs/MMBtu | FALSE | L | Annual | Fuel Consumed | TBtu | 0 | 0 | 0 | 0 | 0 | 0 | 0
EPA723 CO2 Rate Limit for NG Cofire - ORIS:56609 | 424 | 8152 | Rate Constraint in lbs/MMBtu | FALSE | L | Annual | Rate | lb/MMBtu | 0 | 0 | 0 | 0 | 0 | 0 | 0
EPA723 CO2 Rate Limit for NG Cofire - ORIS:56609 | 424 | 8152 | Rate Constraint in lbs/MMBtu | FALSE | L | Annual | Generation | TWh | 0 | 0 | 0 | 0 | 0 | 0 | 0
EPA723 CO2 Rate Limit for NG Cofire - ORIS:56609 | 424 | 8152 | Rate Constraint in lbs/MMBtu | FALSE | L | Annual | Qualifying Generation | TWh | 0 | 0 | 0 | 0 | 0 | 0 | 0
EPA723 CO2 Rate Limit for NG Cofire - ORIS:56609 | 424 | 8152 | Rate Constraint in lbs/MMBtu | FALSE | L | Annual | Rate | lb/MWh | 0 | 0 | 0 | 0 | 0 | 0 | 0
EPA723 CO2 Rate Limit for NG Cofire - ORIS:56609 | 424 | 8152 | Rate Constraint in lbs/MMBtu | FALSE | L | Annual | Constraint Shadow Price | US2022$/Ton | 0 | 64.3514 | 110.5145 | 86.6473 | 101.6577 | 161.6175 | 181.7148
EPA723 CO2 Rate Limit for NG Cofire - ORIS:56611 | 425 | 8153 | Rate Constraint in lbs/MMBtu | FALSE | L | Annual | Seasons Included | Seasons |  | Winter, Spring, Summer, Fall | Winter, Spring, Summer, Fall | Winter, Spring, Summer, Fall | Winter, Spring, Summer, Fall | Winter, Spring, Summer, Fall | Winter, Spring, Summer, Fall
EPA723 CO2 Rate Limit for NG Cofire - ORIS:56611 | 425 | 8153 | Rate Constraint in lbs/MMBtu | FALSE | L | Annual | Standard CO2 | lb/MMBtu | 175.772 | 175.772 | 175.772 | 175.772 | 175.772 | 175.772 | 175.772
EPA723 CO2 Rate Limit for NG Cofire - ORIS:56611 | 425 | 8153 | Rate Constraint in lbs/MMBtu | FALSE | L | Annual | Emissions at Affected Plants CO2 | Thousand Tons | 0 | 0 | 0 | 0 | 0 | 0 | 0
EPA723 CO2 Rate Limit for NG Cofire - ORIS:56611 | 425 | 8153 | Rate Constraint in lbs/MMBtu | FALSE | L | Annual | Allowances Purchased CO2 | Thousand Tons | 0 | 0 | 0 | 0 | 0 | 0 | 0
EPA723 CO2 Rate Limit for NG Cofire - ORIS:56611 | 425 | 8153 | Rate Constraint in lbs/MMBtu | FALSE | L | Annual | Allowances Sold CO2 | Thousand Tons | 0 | 0 | 0 | 0 | 0 | 0 | 0
EPA723 CO2 Rate Limit for NG Cofire - ORIS:56611 | 425 | 8153 | Rate Constraint in lbs/MMBtu | FALSE | L | Annual | Allowances Banked | Thousand Tons | 0 | 0 | 0 | 0 | 0 | 0 | 0
EPA723 CO2 Rate Limit for NG Cofire - ORIS:56611 | 425 | 8153 | Rate Constraint in lbs/MMBtu | FALSE | L | Annual | Allowances Withdrawn (1:1) | Thousand Tons | 0 | 0 | 0 | 0 | 0 | 0 | 0
EPA723 CO2 Rate Limit for NG Cofire - ORIS:56611 | 425 | 8153 | Rate Constraint in lbs/MMBtu | FALSE | L | Annual | Allowances Withdrawn (n:1) | Thousand Tons | 0 | 0 | 0 | 0 | 0 | 0 | 0
EPA723 CO2 Rate Limit for NG Cofire - ORIS:56611 | 425 | 8153 | Rate Constraint in lbs/MMBtu | FALSE | L | Annual | Net Emissions Allowance Position | Thousand Tons | 0 | 0 | 0 | 0 | 0 | 0 | 0
EPA723 CO2 Rate Limit for NG Cofire - ORIS:56611 | 425 | 8153 | Rate Constraint in lbs/MMBtu | FALSE | L | Annual | Fuel Consumed | TBtu | 0 | 0 | 0 | 0 | 0 | 0 | 0
EPA723 CO2 Rate Limit for NG Cofire - ORIS:56611 | 425 | 8153 | Rate Constraint in lbs/MMBtu | FALSE | L | Annual | Rate | lb/MMBtu | 0 | 0 | 0 | 0 | 0 | 0 | 0
EPA723 CO2 Rate Limit for NG Cofire - ORIS:56611 | 425 | 8153 | Rate Constraint in lbs/MMBtu | FALSE | L | Annual | Generation | TWh | 0 | 0 | 0 | 0 | 0 | 0 | 0
EPA723 CO2 Rate Limit for NG Cofire - ORIS:56611 | 425 | 8153 | Rate Constraint in lbs/MMBtu | FALSE | L | Annual | Qualifying Generation | TWh | 0 | 0 | 0 | 0 | 0 | 0 | 0
EPA723 CO2 Rate Limit for NG Cofire - ORIS:56611 | 425 | 8153 | Rate Constraint in lbs/MMBtu | FALSE | L | Annual | Rate | lb/MWh | 0 | 0 | 0 | 0 | 0 | 0 | 0
EPA723 CO2 Rate Limit for NG Cofire - ORIS:56611 | 425 | 8153 | Rate Constraint in lbs/MMBtu | FALSE | L | Annual | Constraint Shadow Price | US2022$/Ton | 0 | 71.2553 | 30.8468 | 3.9355 | 0 | 55.9985 | 67.9511
EPA723 CO2 Rate Limit for NG Cofire - ORIS:56671 | 426 | 8154 | Rate Constraint in lbs/MMBtu | FALSE | L | Annual | Seasons Included | Seasons |  | Winter, Spring, Summer, Fall | Winter, Spring, Summer, Fall | Winter, Spring, Summer, Fall | Winter, Spring, Summer, Fall | Winter, Spring, Summer, Fall | Winter, Spring, Summer, Fall
EPA723 CO2 Rate Limit for NG Cofire - ORIS:56671 | 426 | 8154 | Rate Constraint in lbs/MMBtu | FALSE | L | Annual | Standard CO2 | lb/MMBtu | 171.9477 | 171.9477 | 171.9477 | 171.9477 | 171.9477 | 171.9477 | 171.9477
EPA723 CO2 Rate Limit for NG Cofire - ORIS:56671 | 426 | 8154 | Rate Constraint in lbs/MMBtu | FALSE | L | Annual | Emissions at Affected Plants CO2 | Thousand Tons | 0 | 0 | 0 | 0 | 0 | 0 | 0
EPA723 CO2 Rate Limit for NG Cofire - ORIS:56671 | 426 | 8154 | Rate Constraint in lbs/MMBtu | FALSE | L | Annual | Allowances Purchased CO2 | Thousand Tons | 0 | 0 | 0 | 0 | 0 | 0 | 0
EPA723 CO2 Rate Limit for NG Cofire - ORIS:56671 | 426 | 8154 | Rate Constraint in lbs/MMBtu | FALSE | L | Annual | Allowances Sold CO2 | Thousand Tons | 0 | 0 | 0 | 0 | 0 | 0 | 0
EPA723 CO2 Rate Limit for NG Cofire - ORIS:56671 | 426 | 8154 | Rate Constraint in lbs/MMBtu | FALSE | L | Annual | Allowances Banked | Thousand Tons | 0 | 0 | 0 | 0 | 0 | 0 | 0
EPA723 CO2 Rate Limit for NG Cofire - ORIS:56671 | 426 | 8154 | Rate Constraint in lbs/MMBtu | FALSE | L | Annual | Allowances Withdrawn (1:1) | Thousand Tons | 0 | 0 | 0 | 0 | 0 | 0 | 0
EPA723 CO2 Rate Limit for NG Cofire - ORIS:56671 | 426 | 8154 | Rate Constraint in lbs/MMBtu | FALSE | L | Annual | Allowances Withdrawn (n:1) | Thousand Tons | 0 | 0 | 0 | 0 | 0 | 0 | 0
EPA723 CO2 Rate Limit for NG Cofire - ORIS:56671 | 426 | 8154 | Rate Constraint in lbs/MMBtu | FALSE | L | Annual | Net Emissions Allowance Position | Thousand Tons | 0 | 0 | 0 | 0 | 0 | 0 | 0
EPA723 CO2 Rate Limit for NG Cofire - ORIS:56671 | 426 | 8154 | Rate Constraint in lbs/MMBtu | FALSE | L | Annual | Fuel Consumed | TBtu | 0 | 0 | 0 | 0 | 0 | 0 | 0
EPA723 CO2 Rate Limit for NG Cofire - ORIS:56671 | 426 | 8154 | Rate Constraint in lbs/MMBtu | FALSE | L | Annual | Rate | lb/MMBtu | 0 | 0 | 0 | 0 | 0 | 0 | 0
EPA723 CO2 Rate Limit for NG Cofire - ORIS:56671 | 426 | 8154 | Rate Constraint in lbs/MMBtu | FALSE | L | Annual | Generation | TWh | 0 | 0 | 0 | 0 | 0 | 0 | 0
EPA723 CO2 Rate Limit for NG Cofire - ORIS:56671 | 426 | 8154 | Rate Constraint in lbs/MMBtu | FALSE | L | Annual | Qualifying Generation | TWh | 0 | 0 | 0 | 0 | 0 | 0 | 0
EPA723 CO2 Rate Limit for NG Cofire - ORIS:56671 | 426 | 8154 | Rate Constraint in lbs/MMBtu | FALSE | L | Annual | Rate | lb/MWh | 0 | 0 | 0 | 0 | 0 | 0 | 0
EPA723 CO2 Rate Limit for NG Cofire - ORIS:56671 | 426 | 8154 | Rate Constraint in lbs/MMBtu | FALSE | L | Annual | Constraint Shadow Price | US2022$/Ton | 0 | 96.9568 | 61.3275 | 94.7349 | 100.7078 | 158.53 | 189.4268
EPA723 CO2 Rate Limit for NG Cofire - ORIS:56786 | 427 | 8155 | Rate Constraint in lbs/MMBtu | FALSE | L | Annual | Seasons Included | Seasons |  | Winter, Spring, Summer, Fall | Winter, Spring, Summer, Fall | Winter, Spring, Summer, Fall | Winter, Spring, Summer, Fall | Winter, Spring, Summer, Fall | Winter, Spring, Summer, Fall
EPA723 CO2 Rate Limit for NG Cofire - ORIS:56786 | 427 | 8155 | Rate Constraint in lbs/MMBtu | FALSE | L | Annual | Standard CO2 | lb/MMBtu | 207.3467 | 207.3467 | 207.3467 | 207.3467 | 207.3467 | 207.3467 | 207.3467
EPA723 CO2 Rate Limit for NG Cofire - ORIS:56786 | 427 | 8155 | Rate Constraint in lbs/MMBtu | FALSE | L | Annual | Emissions at Affected Plants CO2 | Thousand Tons | 0 | 0 | 0 | 0 | 0 | 0 | 0
EPA723 CO2 Rate Limit for NG Cofire - ORIS:56786 | 427 | 8155 | Rate Constraint in lbs/MMBtu | FALSE | L | Annual | Allowances Purchased CO2 | Thousand Tons | 0 | 0 | 0 | 0 | 0 | 0 | 0
EPA723 CO2 Rate Limit for NG Cofire - ORIS:56786 | 427 | 8155 | Rate Constraint in lbs/MMBtu | FALSE | L | Annual | Allowances Sold CO2 | Thousand Tons | 0 | 0 | 0 | 0 | 0 | 0 | 0
EPA723 CO2 Rate Limit for NG Cofire - ORIS:56786 | 427 | 8155 | Rate Constraint in lbs/MMBtu | FALSE | L | Annual | Allowances Banked | Thousand Tons | 0 | 0 | 0 | 0 | 0 | 0 | 0
EPA723 CO2 Rate Limit for NG Cofire - ORIS:56786 | 427 | 8155 | Rate Constraint in lbs/MMBtu | FALSE | L | Annual | Allowances Withdrawn (1:1) | Thousand Tons | 0 | 0 | 0 | 0 | 0 | 0 | 0
EPA723 CO2 Rate Limit for NG Cofire - ORIS:56786 | 427 | 8155 | Rate Constraint in lbs/MMBtu | FALSE | L | Annual | Allowances Withdrawn (n:1) | Thousand Tons | 0 | 0 | 0 | 0 | 0 | 0 | 0
EPA723 CO2 Rate Limit for NG Cofire - ORIS:56786 | 427 | 8155 | Rate Constraint in lbs/MMBtu | FALSE | L | Annual | Net Emissions Allowance Position | Thousand Tons | 0 | 0 | 0 | 0 | 0 | 0 | 0
EPA723 CO2 Rate Limit for NG Cofire - ORIS:56786 | 427 | 8155 | Rate Constraint in lbs/MMBtu | FALSE | L | Annual | Fuel Consumed | TBtu | 0 | 0 | 0 | 0 | 0 | 0 | 0
EPA723 CO2 Rate Limit for NG Cofire - ORIS:56786 | 427 | 8155 | Rate Constraint in lbs/MMBtu | FALSE | L | Annual | Rate | lb/MMBtu | 0 | 0 | 0 | 0 | 0 | 0 | 0
EPA723 CO2 Rate Limit for NG Cofire - ORIS:56786 | 427 | 8155 | Rate Constraint in lbs/MMBtu | FALSE | L | Annual | Generation | TWh | 0 | 0 | 0 | 0 | 0 | 0 | 0
EPA723 CO2 Rate Limit for NG Cofire - ORIS:56786 | 427 | 8155 | Rate Constraint in lbs/MMBtu | FALSE | L | Annual | Qualifying Generation | TWh | 0 | 0 | 0 | 0 | 0 | 0 | 0
EPA723 CO2 Rate Limit for NG Cofire - ORIS:56786 | 427 | 8155 | Rate Constraint in lbs/MMBtu | FALSE | L | Annual | Rate | lb/MWh | 0 | 0 | 0 | 0 | 0 | 0 | 0
EPA723 CO2 Rate Limit for NG Cofire - ORIS:56786 | 427 | 8155 | Rate Constraint in lbs/MMBtu | FALSE | L | Annual | Constraint Shadow Price | US2022$/Ton | 0 | 35.5079 | 35.0787 | 112.5938 | 115.0017 | 168.3887 | 195.0164
EPA723 CO2 Rate Limit for NG Cofire - ORIS:56808 | 428 | 8156 | Rate Constraint in lbs/MMBtu | FALSE | L | Annual | Seasons Included | Seasons |  | Winter, Spring, Summer, Fall | Winter, Spring, Summer, Fall | Winter, Spring, Summer, Fall | Winter, Spring, Summer, Fall | Winter, Spring, Summer, Fall | Winter, Spring, Summer, Fall
EPA723 CO2 Rate Limit for NG Cofire - ORIS:56808 | 428 | 8156 | Rate Constraint in lbs/MMBtu | FALSE | L | Annual | Standard CO2 | lb/MMBtu | 183.4245 | 183.4245 | 183.4245 | 183.4245 | 183.4245 | 183.4245 | 183.4245
EPA723 CO2 Rate Limit for NG Cofire - ORIS:56808 | 428 | 8156 | Rate Constraint in lbs/MMBtu | FALSE | L | Annual | Emissions at Affected Plants CO2 | Thousand Tons | 0 | 0 | 0 | 0 | 0 | 0 | 0
EPA723 CO2 Rate Limit for NG Cofire - ORIS:56808 | 428 | 8156 | Rate Constraint in lbs/MMBtu | FALSE | L | Annual | Allowances Purchased CO2 | Thousand Tons | 0 | 0 | 0 | 0 | 0 | 0 | 0
EPA723 CO2 Rate Limit for NG Cofire - ORIS:56808 | 428 | 8156 | Rate Constraint in lbs/MMBtu | FALSE | L | Annual | Allowances Sold CO2 | Thousand Tons | 0 | 0 | 0 | 0 | 0 | 0 | 0
EPA723 CO2 Rate Limit for NG Cofire - ORIS:56808 | 428 | 8156 | Rate Constraint in lbs/MMBtu | FALSE | L | Annual | Allowances Banked | Thousand Tons | 0 | 0 | 0 | 0 | 0 | 0 | 0
EPA723 CO2 Rate Limit for NG Cofire - ORIS:56808 | 428 | 8156 | Rate Constraint in lbs/MMBtu | FALSE | L | Annual | Allowances Withdrawn (1:1) | Thousand Tons | 0 | 0 | 0 | 0 | 0 | 0 | 0
EPA723 CO2 Rate Limit for NG Cofire - ORIS:56808 | 428 | 8156 | Rate Constraint in lbs/MMBtu | FALSE | L | Annual | Allowances Withdrawn (n:1) | Thousand Tons | 0 | 0 | 0 | 0 | 0 | 0 | 0
EPA723 CO2 Rate Limit for NG Cofire - ORIS:56808 | 428 | 8156 | Rate Constraint in lbs/MMBtu | FALSE | L | Annual | Net Emissions Allowance Position | Thousand Tons | 0 | 0 | 0 | 0 | 0 | 0 | 0
EPA723 CO2 Rate Limit for NG Cofire - ORIS:56808 | 428 | 8156 | Rate Constraint in lbs/MMBtu | FALSE | L | Annual | Fuel Consumed | TBtu | 0 | 0 | 0 | 0 | 0 | 0 | 0
EPA723 CO2 Rate Limit for NG Cofire - ORIS:56808 | 428 | 8156 | Rate Constraint in lbs/MMBtu | FALSE | L | Annual | Rate | lb/MMBtu | 0 | 0 | 0 | 0 | 0 | 0 | 0
EPA723 CO2 Rate Limit for NG Cofire - ORIS:56808 | 428 | 8156 | Rate Constraint in lbs/MMBtu | FALSE | L | Annual | Generation | TWh | 0 | 0 | 0 | 0 | 0 | 0 | 0
EPA723 CO2 Rate Limit for NG Cofire - ORIS:56808 | 428 | 8156 | Rate Constraint in lbs/MMBtu | FALSE | L | Annual | Qualifying Generation | TWh | 0 | 0 | 0 | 0 | 0 | 0 | 0
EPA723 CO2 Rate Limit for NG Cofire - ORIS:56808 | 428 | 8156 | Rate Constraint in lbs/MMBtu | FALSE | L | Annual | Rate | lb/MWh | 0 | 0 | 0 | 0 | 0 | 0 | 0
EPA723 CO2 Rate Limit for NG Cofire - ORIS:56808 | 428 | 8156 | Rate Constraint in lbs/MMBtu | FALSE | L | Annual | Constraint Shadow Price | US2022$/Ton | 0 | 67.7126 | 26.8853 | 32.4283 | 181.4877 | 166.0061 | 238.9932
EPA723 CO2 Rate Limit for NG Cofire - ORIS:57046 | 429 | 8157 | Rate Constraint in lbs/MMBtu | FALSE | L | Annual | Seasons Included | Seasons |  | Winter, Spring, Summer, Fall | Winter, Spring, Summer, Fall | Winter, Spring, Summer, Fall | Winter, Spring, Summer, Fall | Winter, Spring, Summer, Fall | Winter, Spring, Summer, Fall
EPA723 CO2 Rate Limit for NG Cofire - ORIS:57046 | 429 | 8157 | Rate Constraint in lbs/MMBtu | FALSE | L | Annual | Standard CO2 | lb/MMBtu | 175.772 | 175.772 | 175.772 | 175.772 | 175.772 | 175.772 | 175.772
EPA723 CO2 Rate Limit for NG Cofire - ORIS:57046 | 429 | 8157 | Rate Constraint in lbs/MMBtu | FALSE | L | Annual | Emissions at Affected Plants CO2 | Thousand Tons | 0 | 0 | 0 | 0 | 0 | 0 | 0
EPA723 CO2 Rate Limit for NG Cofire - ORIS:57046 | 429 | 8157 | Rate Constraint in lbs/MMBtu | FALSE | L | Annual | Allowances Purchased CO2 | Thousand Tons | 0 | 0 | 0 | 0 | 0 | 0 | 0
EPA723 CO2 Rate Limit for NG Cofire - ORIS:57046 | 429 | 8157 | Rate Constraint in lbs/MMBtu | FALSE | L | Annual | Allowances Sold CO2 | Thousand Tons | 0 | 0 | 0 | 0 | 0 | 0 | 0
EPA723 CO2 Rate Limit for NG Cofire - ORIS:57046 | 429 | 8157 | Rate Constraint in lbs/MMBtu | FALSE | L | Annual | Allowances Banked | Thousand Tons | 0 | 0 | 0 | 0 | 0 | 0 | 0
EPA723 CO2 Rate Limit for NG Cofire - ORIS:57046 | 429 | 8157 | Rate Constraint in lbs/MMBtu | FALSE | L | Annual | Allowances Withdrawn (1:1) | Thousand Tons | 0 | 0 | 0 | 0 | 0 | 0 | 0
EPA723 CO2 Rate Limit for NG Cofire - ORIS:57046 | 429 | 8157 | Rate Constraint in lbs/MMBtu | FALSE | L | Annual | Allowances Withdrawn (n:1) | Thousand Tons | 0 | 0 | 0 | 0 | 0 | 0 | 0
EPA723 CO2 Rate Limit for NG Cofire - ORIS:57046 | 429 | 8157 | Rate Constraint in lbs/MMBtu | FALSE | L | Annual | Net Emissions Allowance Position | Thousand Tons | 0 | 0 | 0 | 0 | 0 | 0 | 0
EPA723 CO2 Rate Limit for NG Cofire - ORIS:57046 | 429 | 8157 | Rate Constraint in lbs/MMBtu | FALSE | L | Annual | Fuel Consumed | TBtu | 0 | 0 | 0 | 0 | 0 | 0 | 0
EPA723 CO2 Rate Limit for NG Cofire - ORIS:57046 | 429 | 8157 | Rate Constraint in lbs/MMBtu | FALSE | L | Annual | Rate | lb/MMBtu | 0 | 0 | 0 | 0 | 0 | 0 | 0
EPA723 CO2 Rate Limit for NG Cofire - ORIS:57046 | 429 | 8157 | Rate Constraint in lbs/MMBtu | FALSE | L | Annual | Generation | TWh | 0 | 0 | 0 | 0 | 0 | 0 | 0
EPA723 CO2 Rate Limit for NG Cofire - ORIS:57046 | 429 | 8157 | Rate Constraint in lbs/MMBtu | FALSE | L | Annual | Qualifying Generation | TWh | 0 | 0 | 0 | 0 | 0 | 0 | 0
EPA723 CO2 Rate Limit for NG Cofire - ORIS:57046 | 429 | 8157 | Rate Constraint in lbs/MMBtu | FALSE | L | Annual | Rate | lb/MWh | 0 | 0 | 0 | 0 | 0 | 0 | 0
EPA723 CO2 Rate Limit for NG Cofire - ORIS:57046 | 429 | 8157 | Rate Constraint in lbs/MMBtu | FALSE | L | Annual | Constraint Shadow Price | US2022$/Ton | 0 | 53.0565 | 58.2619 | 195.4591 | 139.0271 | 239.159 | 249.0051
EPA723 CO2 Rate Limit for NG Cofire - ORIS:57953 | 430 | 8158 | Rate Constraint in lbs/MMBtu | FALSE | L | Annual | Seasons Included | Seasons |  | Winter, Spring, Summer, Fall | Winter, Spring, Summer, Fall | Winter, Spring, Summer, Fall | Winter, Spring, Summer, Fall | Winter, Spring, Summer, Fall | Winter, Spring, Summer, Fall
EPA723 CO2 Rate Limit for NG Cofire - ORIS:57953 | 430 | 8158 | Rate Constraint in lbs/MMBtu | FALSE | L | Annual | Standard CO2 | lb/MMBtu | 229.3453 | 229.3453 | 229.3453 | 229.3453 | 229.3453 | 229.3453 | 229.3453
EPA723 CO2 Rate Limit for NG Cofire - ORIS:57953 | 430 | 8158 | Rate Constraint in lbs/MMBtu | FALSE | L | Annual | Emissions at Affected Plants CO2 | Thousand Tons | 0 | 0 | 0 | 0 | 0 | 0 | 0
EPA723 CO2 Rate Limit for NG Cofire - ORIS:57953 | 430 | 8158 | Rate Constraint in lbs/MMBtu | FALSE | L | Annual | Allowances Purchased CO2 | Thousand Tons | 0 | 0 | 0 | 0 | 0 | 0 | 0
EPA723 CO2 Rate Limit for NG Cofire - ORIS:57953 | 430 | 8158 | Rate Constraint in lbs/MMBtu | FALSE | L | Annual | Allowances Sold CO2 | Thousand Tons | 0 | 0 | 0 | 0 | 0 | 0 | 0
EPA723 CO2 Rate Limit for NG Cofire - ORIS:57953 | 430 | 8158 | Rate Constraint in lbs/MMBtu | FALSE | L | Annual | Allowances Banked | Thousand Tons | 0 | 0 | 0 | 0 | 0 | 0 | 0
EPA723 CO2 Rate Limit for NG Cofire - ORIS:57953 | 430 | 8158 | Rate Constraint in lbs/MMBtu | FALSE | L | Annual | Allowances Withdrawn (1:1) | Thousand Tons | 0 | 0 | 0 | 0 | 0 | 0 | 0
EPA723 CO2 Rate Limit for NG Cofire - ORIS:57953 | 430 | 8158 | Rate Constraint in lbs/MMBtu | FALSE | L | Annual | Allowances Withdrawn (n:1) | Thousand Tons | 0 | 0 | 0 | 0 | 0 | 0 | 0
EPA723 CO2 Rate Limit for NG Cofire - ORIS:57953 | 430 | 8158 | Rate Constraint in lbs/MMBtu | FALSE | L | Annual | Net Emissions Allowance Position | Thousand Tons | 0 | 0 | 0 | 0 | 0 | 0 | 0
EPA723 CO2 Rate Limit for NG Cofire - ORIS:57953 | 430 | 8158 | Rate Constraint in lbs/MMBtu | FALSE | L | Annual | Fuel Consumed | TBtu | 0 | 0 | 0 | 0 | 0 | 0 | 0
EPA723 CO2 Rate Limit for NG Cofire - ORIS:57953 | 430 | 8158 | Rate Constraint in lbs/MMBtu | FALSE | L | Annual | Rate | lb/MMBtu | 0 | 0 | 0 | 0 | 0 | 0 | 0
EPA723 CO2 Rate Limit for NG Cofire - ORIS:57953 | 430 | 8158 | Rate Constraint in lbs/MMBtu | FALSE | L | Annual | Generation | TWh | 0 | 0 | 0 | 0 | 0 | 0 | 0
EPA723 CO2 Rate Limit for NG Cofire - ORIS:57953 | 430 | 8158 | Rate Constraint in lbs/MMBtu | FALSE | L | Annual | Qualifying Generation | TWh | 0 | 0 | 0 | 0 | 0 | 0 | 0
EPA723 CO2 Rate Limit for NG Cofire - ORIS:57953 | 430 | 8158 | Rate Constraint in lbs/MMBtu | FALSE | L | Annual | Rate | lb/MWh | 0 | 0 | 0 | 0 | 0 | 0 | 0
EPA723 CO2 Rate Limit for NG Cofire - ORIS:57953 | 430 | 8158 | Rate Constraint in lbs/MMBtu | FALSE | L | Annual | Constraint Shadow Price | US2022$/Ton | 0 | 18.2405 | 19.7875 | 156.5642 | 162.8932 | 239.4897 | 263.8942
EPA723 CO2 Rate Limit for NG Cofire - ORIS:59 | 431 | 8022 | Rate Constraint in lbs/MMBtu | FALSE | L | Annual | Seasons Included | Seasons |  | Winter, Spring, Summer, Fall | Winter, Spring, Summer, Fall | Winter, Spring, Summer, Fall | Winter, Spring, Summer, Fall | Winter, Spring, Summer, Fall | Winter, Spring, Summer, Fall
EPA723 CO2 Rate Limit for NG Cofire - ORIS:59 | 431 | 8022 | Rate Constraint in lbs/MMBtu | FALSE | L | Annual | Standard CO2 | lb/MMBtu | 176.252 | 176.252 | 176.252 | 176.252 | 176.252 | 176.252 | 176.252
EPA723 CO2 Rate Limit for NG Cofire - ORIS:59 | 431 | 8022 | Rate Constraint in lbs/MMBtu | FALSE | L | Annual | Emissions at Affected Plants CO2 | Thousand Tons | 0 | 0 | 0 | 0 | 0 | 0 | 0
EPA723 CO2 Rate Limit for NG Cofire - ORIS:59 | 431 | 8022 | Rate Constraint in lbs/MMBtu | FALSE | L | Annual | Allowances Purchased CO2 | Thousand Tons | 0 | 0 | 0 | 0 | 0 | 0 | 0
EPA723 CO2 Rate Limit for NG Cofire - ORIS:59 | 431 | 8022 | Rate Constraint in lbs/MMBtu | FALSE | L | Annual | Allowances Sold CO2 | Thousand Tons | 0 | 0 | 0 | 0 | 0 | 0 | 0
EPA723 CO2 Rate Limit for NG Cofire - ORIS:59 | 431 | 8022 | Rate Constraint in lbs/MMBtu | FALSE | L | Annual | Allowances Banked | Thousand Tons | 0 | 0 | 0 | 0 | 0 | 0 | 0
EPA723 CO2 Rate Limit for NG Cofire - ORIS:59 | 431 | 8022 | Rate Constraint in lbs/MMBtu | FALSE | L | Annual | Allowances Withdrawn (1:1) | Thousand Tons | 0 | 0 | 0 | 0 | 0 | 0 | 0
EPA723 CO2 Rate Limit for NG Cofire - ORIS:59 | 431 | 8022 | Rate Constraint in lbs/MMBtu | FALSE | L | Annual | Allowances Withdrawn (n:1) | Thousand Tons | 0 | 0 | 0 | 0 | 0 | 0 | 0
EPA723 CO2 Rate Limit for NG Cofire - ORIS:59 | 431 | 8022 | Rate Constraint in lbs/MMBtu | FALSE | L | Annual | Net Emissions Allowance Position | Thousand Tons | 0 | 0 | 0 | 0 | 0 | 0 | 0
EPA723 CO2 Rate Limit for NG Cofire - ORIS:59 | 431 | 8022 | Rate Constraint in lbs/MMBtu | FALSE | L | Annual | Fuel Consumed | TBtu | 0 | 0 | 0 | 0 | 0 | 0 | 0
EPA723 CO2 Rate Limit for NG Cofire - ORIS:59 | 431 | 8022 | Rate Constraint in lbs/MMBtu | FALSE | L | Annual | Rate | lb/MMBtu | 0 | 0 | 0 | 0 | 0 | 0 | 0
EPA723 CO2 Rate Limit for NG Cofire - ORIS:59 | 431 | 8022 | Rate Constraint in lbs/MMBtu | FALSE | L | Annual | Generation | TWh | 0 | 0 | 0 | 0 | 0 | 0 | 0
EPA723 CO2 Rate Limit for NG Cofire - ORIS:59 | 431 | 8022 | Rate Constraint in lbs/MMBtu | FALSE | L | Annual | Qualifying Generation | TWh | 0 | 0 | 0 | 0 | 0 | 0 | 0
EPA723 CO2 Rate Limit for NG Cofire - ORIS:59 | 431 | 8022 | Rate Constraint in lbs/MMBtu | FALSE | L | Annual | Rate | lb/MWh | 0 | 0 | 0 | 0 | 0 | 0 | 0
EPA723 CO2 Rate Limit for NG Cofire - ORIS:59 | 431 | 8022 | Rate Constraint in lbs/MMBtu | FALSE | L | Annual | Constraint Shadow Price | US2022$/Ton | 0 | 53.8257 | 58.1541 | 170.4451 | 116.1954 | 515.1462 | 221.9205
EPA723 CO2 Rate Limit for NG Cofire - ORIS:60 | 432 | 8023 | Rate Constraint in lbs/MMBtu | FALSE | L | Annual | Seasons Included | Seasons |  | Winter, Spring, Summer, Fall | Winter, Spring, Summer, Fall | Winter, Spring, Summer, Fall | Winter, Spring, Summer, Fall | Winter, Spring, Summer, Fall | Winter, Spring, Summer, Fall
EPA723 CO2 Rate Limit for NG Cofire - ORIS:60 | 432 | 8023 | Rate Constraint in lbs/MMBtu | FALSE | L | Annual | Standard CO2 | lb/MMBtu | 175.772 | 175.772 | 175.772 | 175.772 | 175.772 | 175.772 | 175.772
EPA723 CO2 Rate Limit for NG Cofire - ORIS:60 | 432 | 8023 | Rate Constraint in lbs/MMBtu | FALSE | L | Annual | Emissions at Affected Plants CO2 | Thousand Tons | 0 | 0 | 0 | 0 | 0 | 0 | 0
EPA723 CO2 Rate Limit for NG Cofire - ORIS:60 | 432 | 8023 | Rate Constraint in lbs/MMBtu | FALSE | L | Annual | Allowances Purchased CO2 | Thousand Tons | 0 | 0 | 0 | 0 | 0 | 0 | 0
EPA723 CO2 Rate Limit for NG Cofire - ORIS:60 | 432 | 8023 | Rate Constraint in lbs/MMBtu | FALSE | L | Annual | Allowances Sold CO2 | Thousand Tons | 0 | 0 | 0 | 0 | 0 | 0 | 0
EPA723 CO2 Rate Limit for NG Cofire - ORIS:60 | 432 | 8023 | Rate Constraint in lbs/MMBtu | FALSE | L | Annual | Allowances Banked | Thousand Tons | 0 | 0 | 0 | 0 | 0 | 0 | 0
EPA723 CO2 Rate Limit for NG Cofire - ORIS:60 | 432 | 8023 | Rate Constraint in lbs/MMBtu | FALSE | L | Annual | Allowances Withdrawn (1:1) | Thousand Tons | 0 | 0 | 0 | 0 | 0 | 0 | 0
EPA723 CO2 Rate Limit for NG Cofire - ORIS:60 | 432 | 8023 | Rate Constraint in lbs/MMBtu | FALSE | L | Annual | Allowances Withdrawn (n:1) | Thousand Tons | 0 | 0 | 0 | 0 | 0 | 0 | 0
EPA723 CO2 Rate Limit for NG Cofire - ORIS:60 | 432 | 8023 | Rate Constraint in lbs/MMBtu | FALSE | L | Annual | Net Emissions Allowance Position | Thousand Tons | 0 | 0 | 0 | 0 | 0 | 0 | 0
EPA723 CO2 Rate Limit for NG Cofire - ORIS:60 | 432 | 8023 | Rate Constraint in lbs/MMBtu | FALSE | L | Annual | Fuel Consumed | TBtu | 0 | 0 | 0 | 0 | 0 | 0 | 0
EPA723 CO2 Rate Limit for NG Cofire - ORIS:60 | 432 | 8023 | Rate Constraint in lbs/MMBtu | FALSE | L | Annual | Rate | lb/MMBtu | 0 | 0 | 0 | 0 | 0 | 0 | 0
EPA723 CO2 Rate Limit for NG Cofire - ORIS:60 | 432 | 8023 | Rate Constraint in lbs/MMBtu | FALSE | L | Annual | Generation | TWh | 0 | 0 | 0 | 0 | 0 | 0 | 0
EPA723 CO2 Rate Limit for NG Cofire - ORIS:60 | 432 | 8023 | Rate Constraint in lbs/MMBtu | FALSE | L | Annual | Qualifying Generation | TWh | 0 | 0 | 0 | 0 | 0 | 0 | 0
EPA723 CO2 Rate Limit for NG Cofire - ORIS:60 | 432 | 8023 | Rate Constraint in lbs/MMBtu | FALSE | L | Annual | Rate | lb/MWh | 0 | 0 | 0 | 0 | 0 | 0 | 0
EPA723 CO2 Rate Limit for NG Cofire - ORIS:60 | 432 | 8023 | Rate Constraint in lbs/MMBtu | FALSE | L | Annual | Constraint Shadow Price | US2022$/Ton | 0 | 63.0707 | 62.8181 | 96.6141 | 76.6873 | 178.8646 | 137.4832
EPA723 CO2 Rate Limit for NG Cofire - ORIS:6002 | 433 | 8077 | Rate Constraint in lbs/MMBtu | FALSE | L | Annual | Seasons Included | Seasons |  | Winter, Spring, Summer, Fall | Winter, Spring, Summer, Fall | Winter, Spring, Summer, Fall | Winter, Spring, Summer, Fall | Winter, Spring, Summer, Fall | Winter, Spring, Summer, Fall
EPA723 CO2 Rate Limit for NG Cofire - ORIS:6002 | 433 | 8077 | Rate Constraint in lbs/MMBtu | FALSE | L | Annual | Standard CO2 | lb/MMBtu | 176.5228 | 176.5228 | 176.5228 | 176.5228 | 176.5228 | 176.5228 | 176.5228
EPA723 CO2 Rate Limit for NG Cofire - ORIS:6002 | 433 | 8077 | Rate Constraint in lbs/MMBtu | FALSE | L | Annual | Emissions at Affected Plants CO2 | Thousand Tons | 0 | 0 | 0 | 0 | 0 | 0 | 0
EPA723 CO2 Rate Limit for NG Cofire - ORIS:6002 | 433 | 8077 | Rate Constraint in lbs/MMBtu | FALSE | L | Annual | Allowances Purchased CO2 | Thousand Tons | 0 | 0 | 0 | 0 | 0 | 0 | 0
EPA723 CO2 Rate Limit for NG Cofire - ORIS:6002 | 433 | 8077 | Rate Constraint in lbs/MMBtu | FALSE | L | Annual | Allowances Sold CO2 | Thousand Tons | 0 | 0 | 0 | 0 | 0 | 0 | 0
EPA723 CO2 Rate Limit for NG Cofire - ORIS:6002 | 433 | 8077 | Rate Constraint in lbs/MMBtu | FALSE | L | Annual | Allowances Banked | Thousand Tons | 0 | 0 | 0 | 0 | 0 | 0 | 0
EPA723 CO2 Rate Limit for NG Cofire - ORIS:6002 | 433 | 8077 | Rate Constraint in lbs/MMBtu | FALSE | L | Annual | Allowances Withdrawn (1:1) | Thousand Tons | 0 | 0 | 0 | 0 | 0 | 0 | 0
EPA723 CO2 Rate Limit for NG Cofire - ORIS:6002 | 433 | 8077 | Rate Constraint in lbs/MMBtu | FALSE | L | Annual | Allowances Withdrawn (n:1) | Thousand Tons | 0 | 0 | 0 | 0 | 0 | 0 | 0
EPA723 CO2 Rate Limit for NG Cofire - ORIS:6002 | 433 | 8077 | Rate Constraint in lbs/MMBtu | FALSE | L | Annual | Net Emissions Allowance Position | Thousand Tons | 0 | 0 | 0 | 0 | 0 | 0 | 0
EPA723 CO2 Rate Limit for NG Cofire - ORIS:6002 | 433 | 8077 | Rate Constraint in lbs/MMBtu | FALSE | L | Annual | Fuel Consumed | TBtu | 0 | 0 | 0 | 0 | 0 | 0 | 0
EPA723 CO2 Rate Limit for NG Cofire - ORIS:6002 | 433 | 8077 | Rate Constraint in lbs/MMBtu | FALSE | L | Annual | Rate | lb/MMBtu | 0 | 0 | 0 | 0 | 0 | 0 | 0
EPA723 CO2 Rate Limit for NG Cofire - ORIS:6002 | 433 | 8077 | Rate Constraint in lbs/MMBtu | FALSE | L | Annual | Generation | TWh | 0 | 0 | 0 | 0 | 0 | 0 | 0
EPA723 CO2 Rate Limit for NG Cofire - ORIS:6002 | 433 | 8077 | Rate Constraint in lbs/MMBtu | FALSE | L | Annual | Qualifying Generation | TWh | 0 | 0 | 0 | 0 | 0 | 0 | 0
EPA723 CO2 Rate Limit for NG Cofire - ORIS:6002 | 433 | 8077 | Rate Constraint in lbs/MMBtu | FALSE | L | Annual | Rate | lb/MWh | 0 | 0 | 0 | 0 | 0 | 0 | 0
EPA723 CO2 Rate Limit for NG Cofire - ORIS:6002 | 433 | 8077 | Rate Constraint in lbs/MMBtu | FALSE | L | Annual | Constraint Shadow Price | US2022$/Ton | 0 | 41.0643 | 40.1018 | 55.1908 | 43.2863 | 92.1649 | 142.1394
EPA723 CO2 Rate Limit for NG Cofire - ORIS:6018 | 434 | 8078 | Rate Constraint in lbs/MMBtu | FALSE | L | Annual | Seasons Included | Seasons |  | Winter, Spring, Summer, Fall | Winter, Spring, Summer, Fall | Winter, Spring, Summer, Fall | Winter, Spring, Summer, Fall | Winter, Spring, Summer, Fall | Winter, Spring, Summer, Fall
EPA723 CO2 Rate Limit for NG Cofire - ORIS:6018 | 434 | 8078 | Rate Constraint in lbs/MMBtu | FALSE | L | Annual | Standard CO2 | lb/MMBtu | 174.8101 | 174.8101 | 174.8101 | 174.8101 | 174.8101 | 174.8101 | 174.8101
EPA723 CO2 Rate Limit for NG Cofire - ORIS:6018 | 434 | 8078 | Rate Constraint in lbs/MMBtu | FALSE | L | Annual | Emissions at Affected Plants CO2 | Thousand Tons | 0 | 0 | 0 | 0 | 0 | 0 | 0
EPA723 CO2 Rate Limit for NG Cofire - ORIS:6018 | 434 | 8078 | Rate Constraint in lbs/MMBtu | FALSE | L | Annual | Allowances Purchased CO2 | Thousand Tons | 0 | 0 | 0 | 0 | 0 | 0 | 0
EPA723 CO2 Rate Limit for NG Cofire - ORIS:6018 | 434 | 8078 | Rate Constraint in lbs/MMBtu | FALSE | L | Annual | Allowances Sold CO2 | Thousand Tons | 0 | 0 | 0 | 0 | 0 | 0 | 0
EPA723 CO2 Rate Limit for NG Cofire - ORIS:6018 | 434 | 8078 | Rate Constraint in lbs/MMBtu | FALSE | L | Annual | Allowances Banked | Thousand Tons | 0 | 0 | 0 | 0 | 0 | 0 | 0
EPA723 CO2 Rate Limit for NG Cofire - ORIS:6018 | 434 | 8078 | Rate Constraint in lbs/MMBtu | FALSE | L | Annual | Allowances Withdrawn (1:1) | Thousand Tons | 0 | 0 | 0 | 0 | 0 | 0 | 0
EPA723 CO2 Rate Limit for NG Cofire - ORIS:6018 | 434 | 8078 | Rate Constraint in lbs/MMBtu | FALSE | L | Annual | Allowances Withdrawn (n:1) | Thousand Tons | 0 | 0 | 0 | 0 | 0 | 0 | 0
EPA723 CO2 Rate Limit for NG Cofire - ORIS:6018 | 434 | 8078 | Rate Constraint in lbs/MMBtu | FALSE | L | Annual | Net Emissions Allowance Position | Thousand Tons | 0 | 0 | 0 | 0 | 0 | 0 | 0
EPA723 CO2 Rate Limit for NG Cofire - ORIS:6018 | 434 | 8078 | Rate Constraint in lbs/MMBtu | FALSE | L | Annual | Fuel Consumed | TBtu | 0 | 0 | 0 | 0 | 0 | 0 | 0
EPA723 CO2 Rate Limit for NG Cofire - ORIS:6018 | 434 | 8078 | Rate Constraint in lbs/MMBtu | FALSE | L | Annual | Rate | lb/MMBtu | 0 | 0 | 0 | 0 | 0 | 0 | 0
EPA723 CO2 Rate Limit for NG Cofire - ORIS:6018 | 434 | 8078 | Rate Constraint in lbs/MMBtu | FALSE | L | Annual | Generation | TWh | 0 | 0 | 0 | 0 | 0 | 0 | 0
EPA723 CO2 Rate Limit for NG Cofire - ORIS:6018 | 434 | 8078 | Rate Constraint in lbs/MMBtu | FALSE | L | Annual | Qualifying Generation | TWh | 0 | 0 | 0 | 0 | 0 | 0 | 0
EPA723 CO2 Rate Limit for NG Cofire - ORIS:6018 | 434 | 8078 | Rate Constraint in lbs/MMBtu | FALSE | L | Annual | Rate | lb/MWh | 0 | 0 | 0 | 0 | 0 | 0 | 0
EPA723 CO2 Rate Limit for NG Cofire - ORIS:6018 | 434 | 8078 | Rate Constraint in lbs/MMBtu | FALSE | L | Annual | Constraint Shadow Price | US2022$/Ton | 0 | 59.199 | 41.0793 | 21.9709 | 81.9882 | 75.2745 | 101.3646
EPA723 CO2 Rate Limit for NG Cofire - ORIS:6030 | 435 | 8079 | Rate Constraint in lbs/MMBtu | FALSE | L | Annual | Seasons Included | Seasons |  | Winter, Spring, Summer, Fall | Winter, Spring, Summer, Fall | Winter, Spring, Summer, Fall | Winter, Spring, Summer, Fall | Winter, Spring, Summer, Fall | Winter, Spring, Summer, Fall
EPA723 CO2 Rate Limit for NG Cofire - ORIS:6030 | 435 | 8079 | Rate Constraint in lbs/MMBtu | FALSE | L | Annual | Standard CO2 | lb/MMBtu | 182.2817 | 182.2817 | 182.2817 | 182.2817 | 182.2817 | 182.2817 | 182.2817
EPA723 CO2 Rate Limit for NG Cofire - ORIS:6030 | 435 | 8079 | Rate Constraint in lbs/MMBtu | FALSE | L | Annual | Emissions at Affected Plants CO2 | Thousand Tons | 0 | 0 | 0 | 0 | 0 | 0 | 0
EPA723 CO2 Rate Limit for NG Cofire - ORIS:6030 | 435 | 8079 | Rate Constraint in lbs/MMBtu | FALSE | L | Annual | Allowances Purchased CO2 | Thousand Tons | 0 | 0 | 0 | 0 | 0 | 0 | 0
EPA723 CO2 Rate Limit for NG Cofire - ORIS:6030 | 435 | 8079 | Rate Constraint in lbs/MMBtu | FALSE | L | Annual | Allowances Sold CO2 | Thousand Tons | 0 | 0 | 0 | 0 | 0 | 0 | 0
EPA723 CO2 Rate Limit for NG Cofire - ORIS:6030 | 435 | 8079 | Rate Constraint in lbs/MMBtu | FALSE | L | Annual | Allowances Banked | Thousand Tons | 0 | 0 | 0 | 0 | 0 | 0 | 0
EPA723 CO2 Rate Limit for NG Cofire - ORIS:6030 | 435 | 8079 | Rate Constraint in lbs/MMBtu | FALSE | L | Annual | Allowances Withdrawn (1:1) | Thousand Tons | 0 | 0 | 0 | 0 | 0 | 0 | 0
EPA723 CO2 Rate Limit for NG Cofire - ORIS:6030 | 435 | 8079 | Rate Constraint in lbs/MMBtu | FALSE | L | Annual | Allowances Withdrawn (n:1) | Thousand Tons | 0 | 0 | 0 | 0 | 0 | 0 | 0
EPA723 CO2 Rate Limit for NG Cofire - ORIS:6030 | 435 | 8079 | Rate Constraint in lbs/MMBtu | FALSE | L | Annual | Net Emissions Allowance Position | Thousand Tons | 0 | 0 | 0 | 0 | 0 | 0 | 0
EPA723 CO2 Rate Limit for NG Cofire - ORIS:6030 | 435 | 8079 | Rate Constraint in lbs/MMBtu | FALSE | L | Annual | Fuel Consumed | TBtu | 0 | 0 | 0 | 0 | 0 | 0 | 0
EPA723 CO2 Rate Limit for NG Cofire - ORIS:6030 | 435 | 8079 | Rate Constraint in lbs/MMBtu | FALSE | L | Annual | Rate | lb/MMBtu | 0 | 0 | 0 | 0 | 0 | 0 | 0
EPA723 CO2 Rate Limit for NG Cofire - ORIS:6030 | 435 | 8079 | Rate Constraint in lbs/MMBtu | FALSE | L | Annual | Generation | TWh | 0 | 0 | 0 | 0 | 0 | 0 | 0
EPA723 CO2 Rate Limit for NG Cofire - ORIS:6030 | 435 | 8079 | Rate Constraint in lbs/MMBtu | FALSE | L | Annual | Qualifying Generation | TWh | 0 | 0 | 0 | 0 | 0 | 0 | 0
EPA723 CO2 Rate Limit for NG Cofire - ORIS:6030 | 435 | 8079 | Rate Constraint in lbs/MMBtu | FALSE | L | Annual | Rate | lb/MWh | 0 | 0 | 0 | 0 | 0 | 0 | 0
EPA723 CO2 Rate Limit for NG Cofire - ORIS:6030 | 435 | 8079 | Rate Constraint in lbs/MMBtu | FALSE | L | Annual | Constraint Shadow Price | US2022$/Ton | 0 | 120.0049 | 49.9573 | 33.7683 | 42.6545 | 94.5434 | 128.4076
EPA723 CO2 Rate Limit for NG Cofire - ORIS:6041 | 436 | 8080 | Rate Constraint in lbs/MMBtu | FALSE | L | Annual | Seasons Included | Seasons |  | Winter, Spring, Summer, Fall | Winter, Spring, Summer, Fall | Winter, Spring, Summer, Fall | Winter, Spring, Summer, Fall | Winter, Spring, Summer, Fall | Winter, Spring, Summer, Fall
EPA723 CO2 Rate Limit for NG Cofire - ORIS:6041 | 436 | 8080 | Rate Constraint in lbs/MMBtu | FALSE | L | Annual | Standard CO2 | lb/MMBtu | 176.3808 | 176.3808 | 176.3808 | 176.3808 | 176.3808 | 176.3808 | 176.3808
EPA723 CO2 Rate Limit for NG Cofire - ORIS:6041 | 436 | 8080 | Rate Constraint in lbs/MMBtu | FALSE | L | Annual | Emissions at Affected Plants CO2 | Thousand Tons | 0 | 0 | 0 | 0 | 0 | 0 | 0
EPA723 CO2 Rate Limit for NG Cofire - ORIS:6041 | 436 | 8080 | Rate Constraint in lbs/MMBtu | FALSE | L | Annual | Allowances Purchased CO2 | Thousand Tons | 0 | 0 | 0 | 0 | 0 | 0 | 0
EPA723 CO2 Rate Limit for NG Cofire - ORIS:6041 | 436 | 8080 | Rate Constraint in lbs/MMBtu | FALSE | L | Annual | Allowances Sold CO2 | Thousand Tons | 0 | 0 | 0 | 0 | 0 | 0 | 0
EPA723 CO2 Rate Limit for NG Cofire - ORIS:6041 | 436 | 8080 | Rate Constraint in lbs/MMBtu | FALSE | L | Annual | Allowances Banked | Thousand Tons | 0 | 0 | 0 | 0 | 0 | 0 | 0
EPA723 CO2 Rate Limit for NG Cofire - ORIS:6041 | 436 | 8080 | Rate Constraint in lbs/MMBtu | FALSE | L | Annual | Allowances Withdrawn (1:1) | Thousand Tons | 0 | 0 | 0 | 0 | 0 | 0 | 0
EPA723 CO2 Rate Limit for NG Cofire - ORIS:6041 | 436 | 8080 | Rate Constraint in lbs/MMBtu | FALSE | L | Annual | Allowances Withdrawn (n:1) | Thousand Tons | 0 | 0 | 0 | 0 | 0 | 0 | 0
EPA723 CO2 Rate Limit for NG Cofire - ORIS:6041 | 436 | 8080 | Rate Constraint in lbs/MMBtu | FALSE | L | Annual | Net Emissions Allowance Position | Thousand Tons | 0 | 0 | 0 | 0 | 0 | 0 | 0
EPA723 CO2 Rate Limit for NG Cofire - ORIS:6041 | 436 | 8080 | Rate Constraint in lbs/MMBtu | FALSE | L | Annual | Fuel Consumed | TBtu | 0 | 0 | 0 | 0 | 0 | 0 | 0
EPA723 CO2 Rate Limit for NG Cofire - ORIS:6041 | 436 | 8080 | Rate Constraint in lbs/MMBtu | FALSE | L | Annual | Rate | lb/MMBtu | 0 | 0 | 0 | 0 | 0 | 0 | 0
EPA723 CO2 Rate Limit for NG Cofire - ORIS:6041 | 436 | 8080 | Rate Constraint in lbs/MMBtu | FALSE | L | Annual | Generation | TWh | 0 | 0 | 0 | 0 | 0 | 0 | 0
EPA723 CO2 Rate Limit for NG Cofire - ORIS:6041 | 436 | 8080 | Rate Constraint in lbs/MMBtu | FALSE | L | Annual | Qualifying Generation | TWh | 0 | 0 | 0 | 0 | 0 | 0 | 0
EPA723 CO2 Rate Limit for NG Cofire - ORIS:6041 | 436 | 8080 | Rate Constraint in lbs/MMBtu | FALSE | L | Annual | Rate | lb/MWh | 0 | 0 | 0 | 0 | 0 | 0 | 0
EPA723 CO2 Rate Limit for NG Cofire - ORIS:6041 | 436 | 8080 | Rate Constraint in lbs/MMBtu | FALSE | L | Annual | Constraint Shadow Price | US2022$/Ton | 0 | 33.4673 | 28.3586 | 60.3487 | 49.7412 | 124.0246 | 158.6439
EPA723 CO2 Rate Limit for NG Cofire - ORIS:6055 | 437 | 8081 | Rate Constraint in lbs/MMBtu | FALSE | L | Annual | Seasons Included | Seasons |  | Winter, Spring, Summer, Fall | Winter, Spring, Summer, Fall | Winter, Spring, Summer, Fall | Winter, Spring, Summer, Fall | Winter, Spring, Summer, Fall | Winter, Spring, Summer, Fall
EPA723 CO2 Rate Limit for NG Cofire - ORIS:6055 | 437 | 8081 | Rate Constraint in lbs/MMBtu | FALSE | L | Annual | Standard CO2 | lb/MMBtu | 175.412 | 175.412 | 175.412 | 175.412 | 175.412 | 175.412 | 175.412
EPA723 CO2 Rate Limit for NG Cofire - ORIS:6055 | 437 | 8081 | Rate Constraint in lbs/MMBtu | FALSE | L | Annual | Emissions at Affected Plants CO2 | Thousand Tons | 0 | 0 | 0 | 0 | 0 | 0 | 0
EPA723 CO2 Rate Limit for NG Cofire - ORIS:6055 | 437 | 8081 | Rate Constraint in lbs/MMBtu | FALSE | L | Annual | Allowances Purchased CO2 | Thousand Tons | 0 | 0 | 0 | 0 | 0 | 0 | 0
EPA723 CO2 Rate Limit for NG Cofire - ORIS:6055 | 437 | 8081 | Rate Constraint in lbs/MMBtu | FALSE | L | Annual | Allowances Sold CO2 | Thousand Tons | 0 | 0 | 0 | 0 | 0 | 0 | 0
EPA723 CO2 Rate Limit for NG Cofire - ORIS:6055 | 437 | 8081 | Rate Constraint in lbs/MMBtu | FALSE | L | Annual | Allowances Banked | Thousand Tons | 0 | 0 | 0 | 0 | 0 | 0 | 0
EPA723 CO2 Rate Limit for NG Cofire - ORIS:6055 | 437 | 8081 | Rate Constraint in lbs/MMBtu | FALSE | L | Annual | Allowances Withdrawn (1:1) | Thousand Tons | 0 | 0 | 0 | 0 | 0 | 0 | 0
EPA723 CO2 Rate Limit for NG Cofire - ORIS:6055 | 437 | 8081 | Rate Constraint in lbs/MMBtu | FALSE | L | Annual | Allowances Withdrawn (n:1) | Thousand Tons | 0 | 0 | 0 | 0 | 0 | 0 | 0
EPA723 CO2 Rate Limit for NG Cofire - ORIS:6055 | 437 | 8081 | Rate Constraint in lbs/MMBtu | FALSE | L | Annual | Net Emissions Allowance Position | Thousand Tons | 0 | 0 | 0 | 0 | 0 | 0 | 0
EPA723 CO2 Rate Limit for NG Cofire - ORIS:6055 | 437 | 8081 | Rate Constraint in lbs/MMBtu | FALSE | L | Annual | Fuel Consumed | TBtu | 0 | 0 | 0 | 0 | 0 | 0 | 0
EPA723 CO2 Rate Limit for NG Cofire - ORIS:6055 | 437 | 8081 | Rate Constraint in lbs/MMBtu | FALSE | L | Annual | Rate | lb/MMBtu | 0 | 0 | 0 | 0 | 0 | 0 | 0
EPA723 CO2 Rate Limit for NG Cofire - ORIS:6055 | 437 | 8081 | Rate Constraint in lbs/MMBtu | FALSE | L | Annual | Generation | TWh | 0 | 0 | 0 | 0 | 0 | 0 | 0
EPA723 CO2 Rate Limit for NG Cofire - ORIS:6055 | 437 | 8081 | Rate Constraint in lbs/MMBtu | FALSE | L | Annual | Qualifying Generation | TWh | 0 | 0 | 0 | 0 | 0 | 0 | 0
EPA723 CO2 Rate Limit for NG Cofire - ORIS:6055 | 437 | 8081 | Rate Constraint in lbs/MMBtu | FALSE | L | Annual | Rate | lb/MWh | 0 | 0 | 0 | 0 | 0 | 0 | 0
EPA723 CO2 Rate Limit for NG Cofire - ORIS:6055 | 437 | 8081 | Rate Constraint in lbs/MMBtu | FALSE | L | Annual | Constraint Shadow Price | US2022$/Ton | 0 | 119.6704 | 112.0219 | 59.5583 | 42.0361 | 120.2514 | 153.0187
EPA723 CO2 Rate Limit for NG Cofire - ORIS:6064 | 438 | 8082 | Rate Constraint in lbs/MMBtu | FALSE | L | Annual | Seasons Included | Seasons |  | Winter, Spring, Summer, Fall | Winter, Spring, Summer, Fall | Winter, Spring, Summer, Fall | Winter, Spring, Summer, Fall | Winter, Spring, Summer, Fall | Winter, Spring, Summer, Fall
EPA723 CO2 Rate Limit for NG Cofire - ORIS:6064 | 438 | 8082 | Rate Constraint in lbs/MMBtu | FALSE | L | Annual | Standard CO2 | lb/MMBtu | 175.772 | 175.772 | 175.772 | 175.772 | 175.772 | 175.772 | 175.772
EPA723 CO2 Rate Limit for NG Cofire - ORIS:6064 | 438 | 8082 | Rate Constraint in lbs/MMBtu | FALSE | L | Annual | Emissions at Affected Plants CO2 | Thousand Tons | 0 | 0 | 0 | 0 | 0 | 0 | 0
EPA723 CO2 Rate Limit for NG Cofire - ORIS:6064 | 438 | 8082 | Rate Constraint in lbs/MMBtu | FALSE | L | Annual | Allowances Purchased CO2 | Thousand Tons | 0 | 0 | 0 | 0 | 0 | 0 | 0
EPA723 CO2 Rate Limit for NG Cofire - ORIS:6064 | 438 | 8082 | Rate Constraint in lbs/MMBtu | FALSE | L | Annual | Allowances Sold CO2 | Thousand Tons | 0 | 0 | 0 | 0 | 0 | 0 | 0
EPA723 CO2 Rate Limit for NG Cofire - ORIS:6064 | 438 | 8082 | Rate Constraint in lbs/MMBtu | FALSE | L | Annual | Allowances Banked | Thousand Tons | 0 | 0 | 0 | 0 | 0 | 0 | 0
EPA723 CO2 Rate Limit for NG Cofire - ORIS:6064 | 438 | 8082 | Rate Constraint in lbs/MMBtu | FALSE | L | Annual | Allowances Withdrawn (1:1) | Thousand Tons | 0 | 0 | 0 | 0 | 0 | 0 | 0
EPA723 CO2 Rate Limit for NG Cofire - ORIS:6064 | 438 | 8082 | Rate Constraint in lbs/MMBtu | FALSE | L | Annual | Allowances Withdrawn (n:1) | Thousand Tons | 0 | 0 | 0 | 0 | 0 | 0 | 0
EPA723 CO2 Rate Limit for NG Cofire - ORIS:6064 | 438 | 8082 | Rate Constraint in lbs/MMBtu | FALSE | L | Annual | Net Emissions Allowance Position | Thousand Tons | 0 | 0 | 0 | 0 | 0 | 0 | 0
EPA723 CO2 Rate Limit for NG Cofire - ORIS:6064 | 438 | 8082 | Rate Constraint in lbs/MMBtu | FALSE | L | Annual | Fuel Consumed | TBtu | 0 | 0 | 0 | 0 | 0 | 0 | 0
EPA723 CO2 Rate Limit for NG Cofire - ORIS:6064 | 438 | 8082 | Rate Constraint in lbs/MMBtu | FALSE | L | Annual | Rate | lb/MMBtu | 0 | 0 | 0 | 0 | 0 | 0 | 0
EPA723 CO2 Rate Limit for NG Cofire - ORIS:6064 | 438 | 8082 | Rate Constraint in lbs/MMBtu | FALSE | L | Annual | Generation | TWh | 0 | 0 | 0 | 0 | 0 | 0 | 0
EPA723 CO2 Rate Limit for NG Cofire - ORIS:6064 | 438 | 8082 | Rate Constraint in lbs/MMBtu | FALSE | L | Annual | Qualifying Generation | TWh | 0 | 0 | 0 | 0 | 0 | 0 | 0
EPA723 CO2 Rate Limit for NG Cofire - ORIS:6064 | 438 | 8082 | Rate Constraint in lbs/MMBtu | FALSE | L | Annual | Rate | lb/MWh | 0 | 0 | 0 | 0 | 0 | 0 | 0
EPA723 CO2 Rate Limit for NG Cofire - ORIS:6064 | 438 | 8082 | Rate Constraint in lbs/MMBtu | FALSE | L | Annual | Constraint Shadow Price | US2022$/Ton | 0 | 37.9366 | 48.0971 | 53.5683 | 14.9866 | 80.1112 | 100.3234
EPA723 CO2 Rate Limit for NG Cofire - ORIS:6065 | 439 | 8083 | Rate Constraint in lbs/MMBtu | FALSE | L | Annual | Seasons Included | Seasons |  | Winter, Spring, Summer, Fall | Winter, Spring, Summer, Fall | Winter, Spring, Summer, Fall | Winter, Spring, Summer, Fall | Winter, Spring, Summer, Fall | Winter, Spring, Summer, Fall
EPA723 CO2 Rate Limit for NG Cofire - ORIS:6065 | 439 | 8083 | Rate Constraint in lbs/MMBtu | FALSE | L | Annual | Standard CO2 | lb/MMBtu | 176.5228 | 176.5228 | 176.5228 | 176.5228 | 176.5228 | 176.5228 | 176.5228
EPA723 CO2 Rate Limit for NG Cofire - ORIS:6065 | 439 | 8083 | Rate Constraint in lbs/MMBtu | FALSE | L | Annual | Emissions at Affected Plants CO2 | Thousand Tons | 0 | 0 | 0 | 0 | 0 | 0 | 0
EPA723 CO2 Rate Limit for NG Cofire - ORIS:6065 | 439 | 8083 | Rate Constraint in lbs/MMBtu | FALSE | L | Annual | Allowances Purchased CO2 | Thousand Tons | 0 | 0 | 0 | 0 | 0 | 0 | 0
EPA723 CO2 Rate Limit for NG Cofire - ORIS:6065 | 439 | 8083 | Rate Constraint in lbs/MMBtu | FALSE | L | Annual | Allowances Sold CO2 | Thousand Tons | 0 | 0 | 0 | 0 | 0 | 0 | 0
EPA723 CO2 Rate Limit for NG Cofire - ORIS:6065 | 439 | 8083 | Rate Constraint in lbs/MMBtu | FALSE | L | Annual | Allowances Banked | Thousand Tons | 0 | 0 | 0 | 0 | 0 | 0 | 0
EPA723 CO2 Rate Limit for NG Cofire - ORIS:6065 | 439 | 8083 | Rate Constraint in lbs/MMBtu | FALSE | L | Annual | Allowances Withdrawn (1:1) | Thousand Tons | 0 | 0 | 0 | 0 | 0 | 0 | 0
EPA723 CO2 Rate Limit for NG Cofire - ORIS:6065 | 439 | 8083 | Rate Constraint in lbs/MMBtu | FALSE | L | Annual | Allowances Withdrawn (n:1) | Thousand Tons | 0 | 0 | 0 | 0 | 0 | 0 | 0
EPA723 CO2 Rate Limit for NG Cofire - ORIS:6065 | 439 | 8083 | Rate Constraint in lbs/MMBtu | FALSE | L | Annual | Net Emissions Allowance Position | Thousand Tons | 0 | 0 | 0 | 0 | 0 | 0 | 0
EPA723 CO2 Rate Limit for NG Cofire - ORIS:6065 | 439 | 8083 | Rate Constraint in lbs/MMBtu | FALSE | L | Annual | Fuel Consumed | TBtu | 0 | 0 | 0 | 0 | 0 | 0 | 0
EPA723 CO2 Rate Limit for NG Cofire - ORIS:6065 | 439 | 8083 | Rate Constraint in lbs/MMBtu | FALSE | L | Annual | Rate | lb/MMBtu | 0 | 0 | 0 | 0 | 0 | 0 | 0
EPA723 CO2 Rate Limit for NG Cofire - ORIS:6065 | 439 | 8083 | Rate Constraint in lbs/MMBtu | FALSE | L | Annual | Generation | TWh | 0 | 0 | 0 | 0 | 0 | 0 | 0
EPA723 CO2 Rate Limit for NG Cofire - ORIS:6065 | 439 | 8083 | Rate Constraint in lbs/MMBtu | FALSE | L | Annual | Qualifying Generation | TWh | 0 | 0 | 0 | 0 | 0 | 0 | 0
EPA723 CO2 Rate Limit for NG Cofire - ORIS:6065 | 439 | 8083 | Rate Constraint in lbs/MMBtu | FALSE | L | Annual | Rate | lb/MWh | 0 | 0 | 0 | 0 | 0 | 0 | 0
EPA723 CO2 Rate Limit for NG Cofire - ORIS:6065 | 439 | 8083 | Rate Constraint in lbs/MMBtu | FALSE | L | Annual | Constraint Shadow Price | US2022$/Ton | 0 | 39.7743 | 40.8623 | 87.6795 | 558.7072 | 544.7367 | 150.5811
EPA723 CO2 Rate Limit for NG Cofire - ORIS:6068 | 440 | 8084 | Rate Constraint in lbs/MMBtu | FALSE | L | Annual | Seasons Included | Seasons |  | Winter, Spring, Summer, Fall | Winter, Spring, Summer, Fall | Winter, Spring, Summer, Fall | Winter, Spring, Summer, Fall | Winter, Spring, Summer, Fall | Winter, Spring, Summer, Fall
EPA723 CO2 Rate Limit for NG Cofire - ORIS:6068 | 440 | 8084 | Rate Constraint in lbs/MMBtu | FALSE | L | Annual | Standard CO2 | lb/MMBtu | 176.5228 | 176.5228 | 176.5228 | 176.5228 | 176.5228 | 176.5228 | 176.5228
EPA723 CO2 Rate Limit for NG Cofire - ORIS:6068 | 440 | 8084 | Rate Constraint in lbs/MMBtu | FALSE | L | Annual | Emissions at Affected Plants CO2 | Thousand Tons | 0 | 0 | 0 | 0 | 0 | 0 | 0
EPA723 CO2 Rate Limit for NG Cofire - ORIS:6068 | 440 | 8084 | Rate Constraint in lbs/MMBtu | FALSE | L | Annual | Allowances Purchased CO2 | Thousand Tons | 0 | 0 | 0 | 0 | 0 | 0 | 0
EPA723 CO2 Rate Limit for NG Cofire - ORIS:6068 | 440 | 8084 | Rate Constraint in lbs/MMBtu | FALSE | L | Annual | Allowances Sold CO2 | Thousand Tons | 0 | 0 | 0 | 0 | 0 | 0 | 0
EPA723 CO2 Rate Limit for NG Cofire - ORIS:6068 | 440 | 8084 | Rate Constraint in lbs/MMBtu | FALSE | L | Annual | Allowances Banked | Thousand Tons | 0 | 0 | 0 | 0 | 0 | 0 | 0
EPA723 CO2 Rate Limit for NG Cofire - ORIS:6068 | 440 | 8084 | Rate Constraint in lbs/MMBtu | FALSE | L | Annual | Allowances Withdrawn (1:1) | Thousand Tons | 0 | 0 | 0 | 0 | 0 | 0 | 0
EPA723 CO2 Rate Limit for NG Cofire - ORIS:6068 | 440 | 8084 | Rate Constraint in lbs/MMBtu | FALSE | L | Annual | Allowances Withdrawn (n:1) | Thousand Tons | 0 | 0 | 0 | 0 | 0 | 0 | 0
EPA723 CO2 Rate Limit for NG Cofire - ORIS:6068 | 440 | 8084 | Rate Constraint in lbs/MMBtu | FALSE | L | Annual | Net Emissions Allowance Position | Thousand Tons | 0 | 0 | 0 | 0 | 0 | 0 | 0
EPA723 CO2 Rate Limit for NG Cofire - ORIS:6068 | 440 | 8084 | Rate Constraint in lbs/MMBtu | FALSE | L | Annual | Fuel Consumed | TBtu | 0 | 0 | 0 | 0 | 0 | 0 | 0
EPA723 CO2 Rate Limit for NG Cofire - ORIS:6068 | 440 | 8084 | Rate Constraint in lbs/MMBtu | FALSE | L | Annual | Rate | lb/MMBtu | 0 | 0 | 0 | 0 | 0 | 0 | 0
EPA723 CO2 Rate Limit for NG Cofire - ORIS:6068 | 440 | 8084 | Rate Constraint in lbs/MMBtu | FALSE | L | Annual | Generation | TWh | 0 | 0 | 0 | 0 | 0 | 0 | 0
EPA723 CO2 Rate Limit for NG Cofire - ORIS:6068 | 440 | 8084 | Rate Constraint in lbs/MMBtu | FALSE | L | Annual | Qualifying Generation | TWh | 0 | 0 | 0 | 0 | 0 | 0 | 0
EPA723 CO2 Rate Limit for NG Cofire - ORIS:6068 | 440 | 8084 | Rate Constraint in lbs/MMBtu | FALSE | L | Annual | Rate | lb/MWh | 0 | 0 | 0 | 0 | 0 | 0 | 0
EPA723 CO2 Rate Limit for NG Cofire - ORIS:6068 | 440 | 8084 | Rate Constraint in lbs/MMBtu | FALSE | L | Annual | Constraint Shadow Price | US2022$/Ton | 0 | 44.6871 | 49.4238 | 152.752 | 441.757 | 468.5493 | 118.1911
EPA723 CO2 Rate Limit for NG Cofire - ORIS:6071 | 441 | 8085 | Rate Constraint in lbs/MMBtu | FALSE | L | Annual | Seasons Included | Seasons |  | Winter, Spring, Summer, Fall | Winter, Spring, Summer, Fall | Winter, Spring, Summer, Fall | Winter, Spring, Summer, Fall | Winter, Spring, Summer, Fall | Winter, Spring, Summer, Fall
EPA723 CO2 Rate Limit for NG Cofire - ORIS:6071 | 441 | 8085 | Rate Constraint in lbs/MMBtu | FALSE | L | Annual | Standard CO2 | lb/MMBtu | 179.2207 | 179.2207 | 179.2207 | 179.2207 | 179.2207 | 179.2207 | 179.2207
EPA723 CO2 Rate Limit for NG Cofire - ORIS:6071 | 441 | 8085 | Rate Constraint in lbs/MMBtu | FALSE | L | Annual | Emissions at Affected Plants CO2 | Thousand Tons | 0 | 0 | 0 | 0 | 0 | 0 | 0
EPA723 CO2 Rate Limit for NG Cofire - ORIS:6071 | 441 | 8085 | Rate Constraint in lbs/MMBtu | FALSE | L | Annual | Allowances Purchased CO2 | Thousand Tons | 0 | 0 | 0 | 0 | 0 | 0 | 0
EPA723 CO2 Rate Limit for NG Cofire - ORIS:6071 | 441 | 8085 | Rate Constraint in lbs/MMBtu | FALSE | L | Annual | Allowances Sold CO2 | Thousand Tons | 0 | 0 | 0 | 0 | 0 | 0 | 0
EPA723 CO2 Rate Limit for NG Cofire - ORIS:6071 | 441 | 8085 | Rate Constraint in lbs/MMBtu | FALSE | L | Annual | Allowances Banked | Thousand Tons | 0 | 0 | 0 | 0 | 0 | 0 | 0
EPA723 CO2 Rate Limit for NG Cofire - ORIS:6071 | 441 | 8085 | Rate Constraint in lbs/MMBtu | FALSE | L | Annual | Allowances Withdrawn (1:1) | Thousand Tons | 0 | 0 | 0 | 0 | 0 | 0 | 0
EPA723 CO2 Rate Limit for NG Cofire - ORIS:6071 | 441 | 8085 | Rate Constraint in lbs/MMBtu | FALSE | L | Annual | Allowances Withdrawn (n:1) | Thousand Tons | 0 | 0 | 0 | 0 | 0 | 0 | 0
EPA723 CO2 Rate Limit for NG Cofire - ORIS:6071 | 441 | 8085 | Rate Constraint in lbs/MMBtu | FALSE | L | Annual | Net Emissions Allowance Position | Thousand Tons | 0 | 0 | 0 | 0 | 0 | 0 | 0
EPA723 CO2 Rate Limit for NG Cofire - ORIS:6071 | 441 | 8085 | Rate Constraint in lbs/MMBtu | FALSE | L | Annual | Fuel Consumed | TBtu | 0 | 0 | 0 | 0 | 0 | 0 | 0
EPA723 CO2 Rate Limit for NG Cofire - ORIS:6071 | 441 | 8085 | Rate Constraint in lbs/MMBtu | FALSE | L | Annual | Rate | lb/MMBtu | 0 | 0 | 0 | 0 | 0 | 0 | 0
EPA723 CO2 Rate Limit for NG Cofire - ORIS:6071 | 441 | 8085 | Rate Constraint in lbs/MMBtu | FALSE | L | Annual | Generation | TWh | 0 | 0 | 0 | 0 | 0 | 0 | 0
EPA723 CO2 Rate Limit for NG Cofire - ORIS:6071 | 441 | 8085 | Rate Constraint in lbs/MMBtu | FALSE | L | Annual | Qualifying Generation | TWh | 0 | 0 | 0 | 0 | 0 | 0 | 0
EPA723 CO2 Rate Limit for NG Cofire - ORIS:6071 | 441 | 8085 | Rate Constraint in lbs/MMBtu | FALSE | L | Annual | Rate | lb/MWh | 0 | 0 | 0 | 0 | 0 | 0 | 0
EPA723 CO2 Rate Limit for NG Cofire - ORIS:6071 | 441 | 8085 | Rate Constraint in lbs/MMBtu | FALSE | L | Annual | Constraint Shadow Price | US2022$/Ton | 0 | 44.5665 | 37.2983 | 110.4993 | 93.5477 | 721.961 | 202.1117
EPA723 CO2 Rate Limit for NG Cofire - ORIS:6076 | 442 | 8086 | Rate Constraint in lbs/MMBtu | FALSE | L | Annual | Seasons Included | Seasons |  | Winter, Spring, Summer, Fall | Winter, Spring, Summer, Fall | Winter, Spring, Summer, Fall | Winter, Spring, Summer, Fall | Winter, Spring, Summer, Fall | Winter, Spring, Summer, Fall
EPA723 CO2 Rate Limit for NG Cofire - ORIS:6076 | 442 | 8086 | Rate Constraint in lbs/MMBtu | FALSE | L | Annual | Standard CO2 | lb/MMBtu | 176.8254 | 176.8254 | 176.8254 | 176.8254 | 176.8254 | 176.8254 | 176.8254
EPA723 CO2 Rate Limit for NG Cofire - ORIS:6076 | 442 | 8086 | Rate Constraint in lbs/MMBtu | FALSE | L | Annual | Emissions at Affected Plants CO2 | Thousand Tons | 0 | 0 | 0 | 0 | 0 | 0 | 0
EPA723 CO2 Rate Limit for NG Cofire - ORIS:6076 | 442 | 8086 | Rate Constraint in lbs/MMBtu | FALSE | L | Annual | Allowances Purchased CO2 | Thousand Tons | 0 | 0 | 0 | 0 | 0 | 0 | 0
EPA723 CO2 Rate Limit for NG Cofire - ORIS:6076 | 442 | 8086 | Rate Constraint in lbs/MMBtu | FALSE | L | Annual | Allowances Sold CO2 | Thousand Tons | 0 | 0 | 0 | 0 | 0 | 0 | 0
EPA723 CO2 Rate Limit for NG Cofire - ORIS:6076 | 442 | 8086 | Rate Constraint in lbs/MMBtu | FALSE | L | Annual | Allowances Banked | Thousand Tons | 0 | 0 | 0 | 0 | 0 | 0 | 0
EPA723 CO2 Rate Limit for NG Cofire - ORIS:6076 | 442 | 8086 | Rate Constraint in lbs/MMBtu | FALSE | L | Annual | Allowances Withdrawn (1:1) | Thousand Tons | 0 | 0 | 0 | 0 | 0 | 0 | 0
EPA723 CO2 Rate Limit for NG Cofire - ORIS:6076 | 442 | 8086 | Rate Constraint in lbs/MMBtu | FALSE | L | Annual | Allowances Withdrawn (n:1) | Thousand Tons | 0 | 0 | 0 | 0 | 0 | 0 | 0
EPA723 CO2 Rate Limit for NG Cofire - ORIS:6076 | 442 | 8086 | Rate Constraint in lbs/MMBtu | FALSE | L | Annual | Net Emissions Allowance Position | Thousand Tons | 0 | 0 | 0 | 0 | 0 | 0 | 0
EPA723 CO2 Rate Limit for NG Cofire - ORIS:6076 | 442 | 8086 | Rate Constraint in lbs/MMBtu | FALSE | L | Annual | Fuel Consumed | TBtu | 0 | 0 | 0 | 0 | 0 | 0 | 0
EPA723 CO2 Rate Limit for NG Cofire - ORIS:6076 | 442 | 8086 | Rate Constraint in lbs/MMBtu | FALSE | L | Annual | Rate | lb/MMBtu | 0 | 0 | 0 | 0 | 0 | 0 | 0
EPA723 CO2 Rate Limit for NG Cofire - ORIS:6076 | 442 | 8086 | Rate Constraint in lbs/MMBtu | FALSE | L | Annual | Generation | TWh | 0 | 0 | 0 | 0 | 0 | 0 | 0
EPA723 CO2 Rate Limit for NG Cofire - ORIS:6076 | 442 | 8086 | Rate Constraint in lbs/MMBtu | FALSE | L | Annual | Qualifying Generation | TWh | 0 | 0 | 0 | 0 | 0 | 0 | 0
EPA723 CO2 Rate Limit for NG Cofire - ORIS:6076 | 442 | 8086 | Rate Constraint in lbs/MMBtu | FALSE | L | Annual | Rate | lb/MWh | 0 | 0 | 0 | 0 | 0 | 0 | 0
EPA723 CO2 Rate Limit for NG Cofire - ORIS:6076 | 442 | 8086 | Rate Constraint in lbs/MMBtu | FALSE | L | Annual | Constraint Shadow Price | US2022$/Ton | 0 | 101.9469 | 133.6204 | 104.9908 | 69.6263 | 538.9557 | 175.5945
EPA723 CO2 Rate Limit for NG Cofire - ORIS:6077 | 443 | 8087 | Rate Constraint in lbs/MMBtu | FALSE | L | Annual | Seasons Included | Seasons |  | Winter, Spring, Summer, Fall | Winter, Spring, Summer, Fall | Winter, Spring, Summer, Fall | Winter, Spring, Summer, Fall | Winter, Spring, Summer, Fall | Winter, Spring, Summer, Fall
EPA723 CO2 Rate Limit for NG Cofire - ORIS:6077 | 443 | 8087 | Rate Constraint in lbs/MMBtu | FALSE | L | Annual | Standard CO2 | lb/MMBtu | 175.412 | 175.412 | 175.412 | 175.412 | 175.412 | 175.412 | 175.412
EPA723 CO2 Rate Limit for NG Cofire - ORIS:6077 | 443 | 8087 | Rate Constraint in lbs/MMBtu | FALSE | L | Annual | Emissions at Affected Plants CO2 | Thousand Tons | 0 | 0 | 0 | 0 | 0 | 0 | 0
EPA723 CO2 Rate Limit for NG Cofire - ORIS:6077 | 443 | 8087 | Rate Constraint in lbs/MMBtu | FALSE | L | Annual | Allowances Purchased CO2 | Thousand Tons | 0 | 0 | 0 | 0 | 0 | 0 | 0
EPA723 CO2 Rate Limit for NG Cofire - ORIS:6077 | 443 | 8087 | Rate Constraint in lbs/MMBtu | FALSE | L | Annual | Allowances Sold CO2 | Thousand Tons | 0 | 0 | 0 | 0 | 0 | 0 | 0
EPA723 CO2 Rate Limit for NG Cofire - ORIS:6077 | 443 | 8087 | Rate Constraint in lbs/MMBtu | FALSE | L | Annual | Allowances Banked | Thousand Tons | 0 | 0 | 0 | 0 | 0 | 0 | 0
EPA723 CO2 Rate Limit for NG Cofire - ORIS:6077 | 443 | 8087 | Rate Constraint in lbs/MMBtu | FALSE | L | Annual | Allowances Withdrawn (1:1) | Thousand Tons | 0 | 0 | 0 | 0 | 0 | 0 | 0
EPA723 CO2 Rate Limit for NG Cofire - ORIS:6077 | 443 | 8087 | Rate Constraint in lbs/MMBtu | FALSE | L | Annual | Allowances Withdrawn (n:1) | Thousand Tons | 0 | 0 | 0 | 0 | 0 | 0 | 0
EPA723 CO2 Rate Limit for NG Cofire - ORIS:6077 | 443 | 8087 | Rate Constraint in lbs/MMBtu | FALSE | L | Annual | Net Emissions Allowance Position | Thousand Tons | 0 | 0 | 0 | 0 | 0 | 0 | 0
EPA723 CO2 Rate Limit for NG Cofire - ORIS:6077 | 443 | 8087 | Rate Constraint in lbs/MMBtu | FALSE | L | Annual | Fuel Consumed | TBtu | 0 | 0 | 0 | 0 | 0 | 0 | 0
EPA723 CO2 Rate Limit for NG Cofire - ORIS:6077 | 443 | 8087 | Rate Constraint in lbs/MMBtu | FALSE | L | Annual | Rate | lb/MMBtu | 0 | 0 | 0 | 0 | 0 | 0 | 0
EPA723 CO2 Rate Limit for NG Cofire - ORIS:6077 | 443 | 8087 | Rate Constraint in lbs/MMBtu | FALSE | L | Annual | Generation | TWh | 0 | 0 | 0 | 0 | 0 | 0 | 0
EPA723 CO2 Rate Limit for NG Cofire - ORIS:6077 | 443 | 8087 | Rate Constraint in lbs/MMBtu | FALSE | L | Annual | Qualifying Generation | TWh | 0 | 0 | 0 | 0 | 0 | 0 | 0
EPA723 CO2 Rate Limit for NG Cofire - ORIS:6077 | 443 | 8087 | Rate Constraint in lbs/MMBtu | FALSE | L | Annual | Rate | lb/MWh | 0 | 0 | 0 | 0 | 0 | 0 | 0
EPA723 CO2 Rate Limit for NG Cofire - ORIS:6077 | 443 | 8087 | Rate Constraint in lbs/MMBtu | FALSE | L | Annual | Constraint Shadow Price | US2022$/Ton | 0 | 71.4428 | 65.0355 | 146.3469 | 90.0383 | 603.2693 | 198.7527
EPA723 CO2 Rate Limit for NG Cofire - ORIS:6090 | 444 | 8088 | Rate Constraint in lbs/MMBtu | FALSE | L | Annual | Seasons Included | Seasons |  | Winter, Spring, Summer, Fall | Winter, Spring, Summer, Fall | Winter, Spring, Summer, Fall | Winter, Spring, Summer, Fall | Winter, Spring, Summer, Fall | Winter, Spring, Summer, Fall
EPA723 CO2 Rate Limit for NG Cofire - ORIS:6090 | 444 | 8088 | Rate Constraint in lbs/MMBtu | FALSE | L | Annual | Standard CO2 | lb/MMBtu | 176.252 | 176.252 | 176.252 | 176.252 | 176.252 | 176.252 | 176.252
EPA723 CO2 Rate Limit for NG Cofire - ORIS:6090 | 444 | 8088 | Rate Constraint in lbs/MMBtu | FALSE | L | Annual | Emissions at Affected Plants CO2 | Thousand Tons | 0 | 0 | 0 | 0 | 0 | 0 | 0
EPA723 CO2 Rate Limit for NG Cofire - ORIS:6090 | 444 | 8088 | Rate Constraint in lbs/MMBtu | FALSE | L | Annual | Allowances Purchased CO2 | Thousand Tons | 0 | 0 | 0 | 0 | 0 | 0 | 0
EPA723 CO2 Rate Limit for NG Cofire - ORIS:6090 | 444 | 8088 | Rate Constraint in lbs/MMBtu | FALSE | L | Annual | Allowances Sold CO2 | Thousand Tons | 0 | 0 | 0 | 0 | 0 | 0 | 0
EPA723 CO2 Rate Limit for NG Cofire - ORIS:6090 | 444 | 8088 | Rate Constraint in lbs/MMBtu | FALSE | L | Annual | Allowances Banked | Thousand Tons | 0 | 0 | 0 | 0 | 0 | 0 | 0
EPA723 CO2 Rate Limit for NG Cofire - ORIS:6090 | 444 | 8088 | Rate Constraint in lbs/MMBtu | FALSE | L | Annual | Allowances Withdrawn (1:1) | Thousand Tons | 0 | 0 | 0 | 0 | 0 | 0 | 0
EPA723 CO2 Rate Limit for NG Cofire - ORIS:6090 | 444 | 8088 | Rate Constraint in lbs/MMBtu | FALSE | L | Annual | Allowances Withdrawn (n:1) | Thousand Tons | 0 | 0 | 0 | 0 | 0 | 0 | 0
EPA723 CO2 Rate Limit for NG Cofire - ORIS:6090 | 444 | 8088 | Rate Constraint in lbs/MMBtu | FALSE | L | Annual | Net Emissions Allowance Position | Thousand Tons | 0 | 0 | 0 | 0 | 0 | 0 | 0
EPA723 CO2 Rate Limit for NG Cofire - ORIS:6090 | 444 | 8088 | Rate Constraint in lbs/MMBtu | FALSE | L | Annual | Fuel Consumed | TBtu | 0 | 0 | 0 | 0 | 0 | 0 | 0
EPA723 CO2 Rate Limit for NG Cofire - ORIS:6090 | 444 | 8088 | Rate Constraint in lbs/MMBtu | FALSE | L | Annual | Rate | lb/MMBtu | 0 | 0 | 0 | 0 | 0 | 0 | 0
EPA723 CO2 Rate Limit for NG Cofire - ORIS:6090 | 444 | 8088 | Rate Constraint in lbs/MMBtu | FALSE | L | Annual | Generation | TWh | 0 | 0 | 0 | 0 | 0 | 0 | 0
EPA723 CO2 Rate Limit for NG Cofire - ORIS:6090 | 444 | 8088 | Rate Constraint in lbs/MMBtu | FALSE | L | Annual | Qualifying Generation | TWh | 0 | 0 | 0 | 0 | 0 | 0 | 0
EPA723 CO2 Rate Limit for NG Cofire - ORIS:6090 | 444 | 8088 | Rate Constraint in lbs/MMBtu | FALSE | L | Annual | Rate | lb/MWh | 0 | 0 | 0 | 0 | 0 | 0 | 0
EPA723 CO2 Rate Limit for NG Cofire - ORIS:6090 | 444 | 8088 | Rate Constraint in lbs/MMBtu | FALSE | L | Annual | Constraint Shadow Price | US2022$/Ton | 0 | 38.0068 | 126.7941 | 140.0155 | 141.8194 | 201.7406 | 188.9723
EPA723 CO2 Rate Limit for NG Cofire - ORIS:6095 | 445 | 8089 | Rate Constraint in lbs/MMBtu | FALSE | L | Annual | Seasons Included | Seasons |  | Winter, Spring, Summer, Fall | Winter, Spring, Summer, Fall | Winter, Spring, Summer, Fall | Winter, Spring, Summer, Fall | Winter, Spring, Summer, Fall | Winter, Spring, Summer, Fall
EPA723 CO2 Rate Limit for NG Cofire - ORIS:6095 | 445 | 8089 | Rate Constraint in lbs/MMBtu | FALSE | L | Annual | Standard CO2 | lb/MMBtu | 175.772 | 175.772 | 175.772 | 175.772 | 175.772 | 175.772 | 175.772
EPA723 CO2 Rate Limit for NG Cofire - ORIS:6095 | 445 | 8089 | Rate Constraint in lbs/MMBtu | FALSE | L | Annual | Emissions at Affected Plants CO2 | Thousand Tons | 0 | 40.8538 | 0 | 0 | 0 | 0 | 0
EPA723 CO2 Rate Limit for NG Cofire - ORIS:6095 | 445 | 8089 | Rate Constraint in lbs/MMBtu | FALSE | L | Annual | Allowances Purchased CO2 | Thousand Tons | 0 | 0 | 0 | 0 | 0 | 0 | 0
EPA723 CO2 Rate Limit for NG Cofire - ORIS:6095 | 445 | 8089 | Rate Constraint in lbs/MMBtu | FALSE | L | Annual | Allowances Sold CO2 | Thousand Tons | 0 | 0 | 0 | 0 | 0 | 0 | 0
EPA723 CO2 Rate Limit for NG Cofire - ORIS:6095 | 445 | 8089 | Rate Constraint in lbs/MMBtu | FALSE | L | Annual | Allowances Banked | Thousand Tons | 0 | 0 | 0 | 0 | 0 | 0 | 0
EPA723 CO2 Rate Limit for NG Cofire - ORIS:6095 | 445 | 8089 | Rate Constraint in lbs/MMBtu | FALSE | L | Annual | Allowances Withdrawn (1:1) | Thousand Tons | 0 | 0 | 0 | 0 | 0 | 0 | 0
EPA723 CO2 Rate Limit for NG Cofire - ORIS:6095 | 445 | 8089 | Rate Constraint in lbs/MMBtu | FALSE | L | Annual | Allowances Withdrawn (n:1) | Thousand Tons | 0 | 0 | 0 | 0 | 0 | 0 | 0
EPA723 CO2 Rate Limit for NG Cofire - ORIS:6095 | 445 | 8089 | Rate Constraint in lbs/MMBtu | FALSE | L | Annual | Net Emissions Allowance Position | Thousand Tons | 0 | 40.8538 | 0 | 0 | 0 | 0 | 0
EPA723 CO2 Rate Limit for NG Cofire - ORIS:6095 | 445 | 8089 | Rate Constraint in lbs/MMBtu | FALSE | L | Annual | Fuel Consumed | TBtu | 0 | 0.46485 | 0 | 0 | 0 | 0 | 0
EPA723 CO2 Rate Limit for NG Cofire - ORIS:6095 | 445 | 8089 | Rate Constraint in lbs/MMBtu | FALSE | L | Annual | Rate | lb/MMBtu | 0 | 175.772 | 0 | 0 | 0 | 0 | 0
EPA723 CO2 Rate Limit for NG Cofire - ORIS:6095 | 445 | 8089 | Rate Constraint in lbs/MMBtu | FALSE | L | Annual | Generation | TWh | 0 | 0.043394 | 0 | 0 | 0 | 0 | 0
EPA723 CO2 Rate Limit for NG Cofire - ORIS:6095 | 445 | 8089 | Rate Constraint in lbs/MMBtu | FALSE | L | Annual | Qualifying Generation | TWh | 0 | 0.043394 | 0 | 0 | 0 | 0 | 0
EPA723 CO2 Rate Limit for NG Cofire - ORIS:6095 | 445 | 8089 | Rate Constraint in lbs/MMBtu | FALSE | L | Annual | Rate | lb/MWh | 0 | 1882.9398 | 0 | 0 | 0 | 0 | 0
EPA723 CO2 Rate Limit for NG Cofire - ORIS:6095 | 445 | 8089 | Rate Constraint in lbs/MMBtu | FALSE | L | Annual | Constraint Shadow Price | US2022$/Ton | 0 | 1001.3286 | 33.4813 | 136.9544 | 194.3977 | 465.729 | 101.9769
EPA723 CO2 Rate Limit for NG Cofire - ORIS:6096 | 446 | 8090 | Rate Constraint in lbs/MMBtu | FALSE | L | Annual | Seasons Included | Seasons |  | Winter, Spring, Summer, Fall | Winter, Spring, Summer, Fall | Winter, Spring, Summer, Fall | Winter, Spring, Summer, Fall | Winter, Spring, Summer, Fall | Winter, Spring, Summer, Fall
EPA723 CO2 Rate Limit for NG Cofire - ORIS:6096 | 446 | 8090 | Rate Constraint in lbs/MMBtu | FALSE | L | Annual | Standard CO2 | lb/MMBtu | 175.772 | 175.772 | 175.772 | 175.772 | 175.772 | 175.772 | 175.772
EPA723 CO2 Rate Limit for NG Cofire - ORIS:6096 | 446 | 8090 | Rate Constraint in lbs/MMBtu | FALSE | L | Annual | Emissions at Affected Plants CO2 | Thousand Tons | 0 | 0 | 0 | 0 | 0 | 0 | 0
EPA723 CO2 Rate Limit for NG Cofire - ORIS:6096 | 446 | 8090 | Rate Constraint in lbs/MMBtu | FALSE | L | Annual | Allowances Purchased CO2 | Thousand Tons | 0 | 0 | 0 | 0 | 0 | 0 | 0
EPA723 CO2 Rate Limit for NG Cofire - ORIS:6096 | 446 | 8090 | Rate Constraint in lbs/MMBtu | FALSE | L | Annual | Allowances Sold CO2 | Thousand Tons | 0 | 0 | 0 | 0 | 0 | 0 | 0
EPA723 CO2 Rate Limit for NG Cofire - ORIS:6096 | 446 | 8090 | Rate Constraint in lbs/MMBtu | FALSE | L | Annual | Allowances Banked | Thousand Tons | 0 | 0 | 0 | 0 | 0 | 0 | 0
EPA723 CO2 Rate Limit for NG Cofire - ORIS:6096 | 446 | 8090 | Rate Constraint in lbs/MMBtu | FALSE | L | Annual | Allowances Withdrawn (1:1) | Thousand Tons | 0 | 0 | 0 | 0 | 0 | 0 | 0
EPA723 CO2 Rate Limit for NG Cofire - ORIS:6096 | 446 | 8090 | Rate Constraint in lbs/MMBtu | FALSE | L | Annual | Allowances Withdrawn (n:1) | Thousand Tons | 0 | 0 | 0 | 0 | 0 | 0 | 0
EPA723 CO2 Rate Limit for NG Cofire - ORIS:6096 | 446 | 8090 | Rate Constraint in lbs/MMBtu | FALSE | L | Annual | Net Emissions Allowance Position | Thousand Tons | 0 | 0 | 0 | 0 | 0 | 0 | 0
EPA723 CO2 Rate Limit for NG Cofire - ORIS:6096 | 446 | 8090 | Rate Constraint in lbs/MMBtu | FALSE | L | Annual | Fuel Consumed | TBtu | 0 | 0 | 0 | 0 | 0 | 0 | 0
EPA723 CO2 Rate Limit for NG Cofire - ORIS:6096 | 446 | 8090 | Rate Constraint in lbs/MMBtu | FALSE | L | Annual | Rate | lb/MMBtu | 0 | 0 | 0 | 0 | 0 | 0 | 0
EPA723 CO2 Rate Limit for NG Cofire - ORIS:6096 | 446 | 8090 | Rate Constraint in lbs/MMBtu | FALSE | L | Annual | Generation | TWh | 0 | 0 | 0 | 0 | 0 | 0 | 0
EPA723 CO2 Rate Limit for NG Cofire - ORIS:6096 | 446 | 8090 | Rate Constraint in lbs/MMBtu | FALSE | L | Annual | Qualifying Generation | TWh | 0 | 0 | 0 | 0 | 0 | 0 | 0
EPA723 CO2 Rate Limit for NG Cofire - ORIS:6096 | 446 | 8090 | Rate Constraint in lbs/MMBtu | FALSE | L | Annual | Rate | lb/MWh | 0 | 0 | 0 | 0 | 0 | 0 | 0
EPA723 CO2 Rate Limit for NG Cofire - ORIS:6096 | 446 | 8090 | Rate Constraint in lbs/MMBtu | FALSE | L | Annual | Constraint Shadow Price | US2022$/Ton | 0 | 69.7674 | 61.521 | 120.7838 | 103.3545 | 418.0263 | 179.9471
EPA723 CO2 Rate Limit for NG Cofire - ORIS:6098 | 447 | 8091 | Rate Constraint in lbs/MMBtu | FALSE | L | Annual | Seasons Included | Seasons |  | Winter, Spring, Summer, Fall | Winter, Spring, Summer, Fall | Winter, Spring, Summer, Fall | Winter, Spring, Summer, Fall | Winter, Spring, Summer, Fall | Winter, Spring, Summer, Fall
EPA723 CO2 Rate Limit for NG Cofire - ORIS:6098 | 447 | 8091 | Rate Constraint in lbs/MMBtu | FALSE | L | Annual | Standard CO2 | lb/MMBtu | 181.6274 | 181.6274 | 181.6274 | 181.6274 | 181.6274 | 181.6274 | 181.6274
EPA723 CO2 Rate Limit for NG Cofire - ORIS:6098 | 447 | 8091 | Rate Constraint in lbs/MMBtu | FALSE | L | Annual | Emissions at Affected Plants CO2 | Thousand Tons | 0 | 0 | 0 | 0 | 0 | 0 | 0
EPA723 CO2 Rate Limit for NG Cofire - ORIS:6098 | 447 | 8091 | Rate Constraint in lbs/MMBtu | FALSE | L | Annual | Allowances Purchased CO2 | Thousand Tons | 0 | 0 | 0 | 0 | 0 | 0 | 0
EPA723 CO2 Rate Limit for NG Cofire - ORIS:6098 | 447 | 8091 | Rate Constraint in lbs/MMBtu | FALSE | L | Annual | Allowances Sold CO2 | Thousand Tons | 0 | 0 | 0 | 0 | 0 | 0 | 0
EPA723 CO2 Rate Limit for NG Cofire - ORIS:6098 | 447 | 8091 | Rate Constraint in lbs/MMBtu | FALSE | L | Annual | Allowances Banked | Thousand Tons | 0 | 0 | 0 | 0 | 0 | 0 | 0
EPA723 CO2 Rate Limit for NG Cofire - ORIS:6098 | 447 | 8091 | Rate Constraint in lbs/MMBtu | FALSE | L | Annual | Allowances Withdrawn (1:1) | Thousand Tons | 0 | 0 | 0 | 0 | 0 | 0 | 0
EPA723 CO2 Rate Limit for NG Cofire - ORIS:6098 | 447 | 8091 | Rate Constraint in lbs/MMBtu | FALSE | L | Annual | Allowances Withdrawn (n:1) | Thousand Tons | 0 | 0 | 0 | 0 | 0 | 0 | 0
EPA723 CO2 Rate Limit for NG Cofire - ORIS:6098 | 447 | 8091 | Rate Constraint in lbs/MMBtu | FALSE | L | Annual | Net Emissions Allowance Position | Thousand Tons | 0 | 0 | 0 | 0 | 0 | 0 | 0
EPA723 CO2 Rate Limit for NG Cofire - ORIS:6098 | 447 | 8091 | Rate Constraint in lbs/MMBtu | FALSE | L | Annual | Fuel Consumed | TBtu | 0 | 0 | 0 | 0 | 0 | 0 | 0
EPA723 CO2 Rate Limit for NG Cofire - ORIS:6098 | 447 | 8091 | Rate Constraint in lbs/MMBtu | FALSE | L | Annual | Rate | lb/MMBtu | 0 | 0 | 0 | 0 | 0 | 0 | 0
EPA723 CO2 Rate Limit for NG Cofire - ORIS:6098 | 447 | 8091 | Rate Constraint in lbs/MMBtu | FALSE | L | Annual | Generation | TWh | 0 | 0 | 0 | 0 | 0 | 0 | 0
EPA723 CO2 Rate Limit for NG Cofire - ORIS:6098 | 447 | 8091 | Rate Constraint in lbs/MMBtu | FALSE | L | Annual | Qualifying Generation | TWh | 0 | 0 | 0 | 0 | 0 | 0 | 0
EPA723 CO2 Rate Limit for NG Cofire - ORIS:6098 | 447 | 8091 | Rate Constraint in lbs/MMBtu | FALSE | L | Annual | Rate | lb/MWh | 0 | 0 | 0 | 0 | 0 | 0 | 0
EPA723 CO2 Rate Limit for NG Cofire - ORIS:6098 | 447 | 8091 | Rate Constraint in lbs/MMBtu | FALSE | L | Annual | Constraint Shadow Price | US2022$/Ton | 0 | 59.2308 | 44.7515 | 32.1278 | 67.4231 | 170.666 | 186.2676
EPA723 CO2 Rate Limit for NG Cofire - ORIS:6101 | 448 | 8092 | Rate Constraint in lbs/MMBtu | FALSE | L | Annual | Seasons Included | Seasons |  | Winter, Spring, Summer, Fall | Winter, Spring, Summer, Fall | Winter, Spring, Summer, Fall | Winter, Spring, Summer, Fall | Winter, Spring, Summer, Fall | Winter, Spring, Summer, Fall
EPA723 CO2 Rate Limit for NG Cofire - ORIS:6101 | 448 | 8092 | Rate Constraint in lbs/MMBtu | FALSE | L | Annual | Standard CO2 | lb/MMBtu | 175.772 | 175.772 | 175.772 | 175.772 | 175.772 | 175.772 | 175.772
EPA723 CO2 Rate Limit for NG Cofire - ORIS:6101 | 448 | 8092 | Rate Constraint in lbs/MMBtu | FALSE | L | Annual | Emissions at Affected Plants CO2 | Thousand Tons | 0 | 0 | 0 | 0 | 0 | 0 | 0
EPA723 CO2 Rate Limit for NG Cofire - ORIS:6101 | 448 | 8092 | Rate Constraint in lbs/MMBtu | FALSE | L | Annual | Allowances Purchased CO2 | Thousand Tons | 0 | 0 | 0 | 0 | 0 | 0 | 0
EPA723 CO2 Rate Limit for NG Cofire - ORIS:6101 | 448 | 8092 | Rate Constraint in lbs/MMBtu | FALSE | L | Annual | Allowances Sold CO2 | Thousand Tons | 0 | 0 | 0 | 0 | 0 | 0 | 0
EPA723 CO2 Rate Limit for NG Cofire - ORIS:6101 | 448 | 8092 | Rate Constraint in lbs/MMBtu | FALSE | L | Annual | Allowances Banked | Thousand Tons | 0 | 0 | 0 | 0 | 0 | 0 | 0
EPA723 CO2 Rate Limit for NG Cofire - ORIS:6101 | 448 | 8092 | Rate Constraint in lbs/MMBtu | FALSE | L | Annual | Allowances Withdrawn (1:1) | Thousand Tons | 0 | 0 | 0 | 0 | 0 | 0 | 0
EPA723 CO2 Rate Limit for NG Cofire - ORIS:6101 | 448 | 8092 | Rate Constraint in lbs/MMBtu | FALSE | L | Annual | Allowances Withdrawn (n:1) | Thousand Tons | 0 | 0 | 0 | 0 | 0 | 0 | 0
EPA723 CO2 Rate Limit for NG Cofire - ORIS:6101 | 448 | 8092 | Rate Constraint in lbs/MMBtu | FALSE | L | Annual | Net Emissions Allowance Position | Thousand Tons | 0 | 0 | 0 | 0 | 0 | 0 | 0
EPA723 CO2 Rate Limit for NG Cofire - ORIS:6101 | 448 | 8092 | Rate Constraint in lbs/MMBtu | FALSE | L | Annual | Fuel Consumed | TBtu | 0 | 0 | 0 | 0 | 0 | 0 | 0
EPA723 CO2 Rate Limit for NG Cofire - ORIS:6101 | 448 | 8092 | Rate Constraint in lbs/MMBtu | FALSE | L | Annual | Rate | lb/MMBtu | 0 | 0 | 0 | 0 | 0 | 0 | 0
EPA723 CO2 Rate Limit for NG Cofire - ORIS:6101 | 448 | 8092 | Rate Constraint in lbs/MMBtu | FALSE | L | Annual | Generation | TWh | 0 | 0 | 0 | 0 | 0 | 0 | 0
EPA723 CO2 Rate Limit for NG Cofire - ORIS:6101 | 448 | 8092 | Rate Constraint in lbs/MMBtu | FALSE | L | Annual | Qualifying Generation | TWh | 0 | 0 | 0 | 0 | 0 | 0 | 0
EPA723 CO2 Rate Limit for NG Cofire - ORIS:6101 | 448 | 8092 | Rate Constraint in lbs/MMBtu | FALSE | L | Annual | Rate | lb/MWh | 0 | 0 | 0 | 0 | 0 | 0 | 0
EPA723 CO2 Rate Limit for NG Cofire - ORIS:6101 | 448 | 8092 | Rate Constraint in lbs/MMBtu | FALSE | L | Annual | Constraint Shadow Price | US2022$/Ton | 0 | 57.2752 | 50.3436 | 66.876 | 79.5263 | 130.9374 | 148.2143
EPA723 CO2 Rate Limit for NG Cofire - ORIS:6113 | 449 | 8093 | Rate Constraint in lbs/MMBtu | FALSE | L | Annual | Seasons Included | Seasons |  | Winter, Spring, Summer, Fall | Winter, Spring, Summer, Fall | Winter, Spring, Summer, Fall | Winter, Spring, Summer, Fall | Winter, Spring, Summer, Fall | Winter, Spring, Summer, Fall
EPA723 CO2 Rate Limit for NG Cofire - ORIS:6113 | 449 | 8093 | Rate Constraint in lbs/MMBtu | FALSE | L | Annual | Standard CO2 | lb/MMBtu | 174.8101 | 174.8101 | 174.8101 | 174.8101 | 174.8101 | 174.8101 | 174.8101
EPA723 CO2 Rate Limit for NG Cofire - ORIS:6113 | 449 | 8093 | Rate Constraint in lbs/MMBtu | FALSE | L | Annual | Emissions at Affected Plants CO2 | Thousand Tons | 0 | 0 | 0 | 0 | 0 | 0 | 0
EPA723 CO2 Rate Limit for NG Cofire - ORIS:6113 | 449 | 8093 | Rate Constraint in lbs/MMBtu | FALSE | L | Annual | Allowances Purchased CO2 | Thousand Tons | 0 | 0 | 0 | 0 | 0 | 0 | 0
EPA723 CO2 Rate Limit for NG Cofire - ORIS:6113 | 449 | 8093 | Rate Constraint in lbs/MMBtu | FALSE | L | Annual | Allowances Sold CO2 | Thousand Tons | 0 | 0 | 0 | 0 | 0 | 0 | 0
EPA723 CO2 Rate Limit for NG Cofire - ORIS:6113 | 449 | 8093 | Rate Constraint in lbs/MMBtu | FALSE | L | Annual | Allowances Banked | Thousand Tons | 0 | 0 | 0 | 0 | 0 | 0 | 0
EPA723 CO2 Rate Limit for NG Cofire - ORIS:6113 | 449 | 8093 | Rate Constraint in lbs/MMBtu | FALSE | L | Annual | Allowances Withdrawn (1:1) | Thousand Tons | 0 | 0 | 0 | 0 | 0 | 0 | 0
EPA723 CO2 Rate Limit for NG Cofire - ORIS:6113 | 449 | 8093 | Rate Constraint in lbs/MMBtu | FALSE | L | Annual | Allowances Withdrawn (n:1) | Thousand Tons | 0 | 0 | 0 | 0 | 0 | 0 | 0
EPA723 CO2 Rate Limit for NG Cofire - ORIS:6113 | 449 | 8093 | Rate Constraint in lbs/MMBtu | FALSE | L | Annual | Net Emissions Allowance Position | Thousand Tons | 0 | 0 | 0 | 0 | 0 | 0 | 0
EPA723 CO2 Rate Limit for NG Cofire - ORIS:6113 | 449 | 8093 | Rate Constraint in lbs/MMBtu | FALSE | L | Annual | Fuel Consumed | TBtu | 0 | 0 | 0 | 0 | 0 | 0 | 0
EPA723 CO2 Rate Limit for NG Cofire - ORIS:6113 | 449 | 8093 | Rate Constraint in lbs/MMBtu | FALSE | L | Annual | Rate | lb/MMBtu | 0 | 0 | 0 | 0 | 0 | 0 | 0
EPA723 CO2 Rate Limit for NG Cofire - ORIS:6113 | 449 | 8093 | Rate Constraint in lbs/MMBtu | FALSE | L | Annual | Generation | TWh | 0 | 0 | 0 | 0 | 0 | 0 | 0
EPA723 CO2 Rate Limit for NG Cofire - ORIS:6113 | 449 | 8093 | Rate Constraint in lbs/MMBtu | FALSE | L | Annual | Qualifying Generation | TWh | 0 | 0 | 0 | 0 | 0 | 0 | 0
EPA723 CO2 Rate Limit for NG Cofire - ORIS:6113 | 449 | 8093 | Rate Constraint in lbs/MMBtu | FALSE | L | Annual | Rate | lb/MWh | 0 | 0 | 0 | 0 | 0 | 0 | 0
EPA723 CO2 Rate Limit for NG Cofire - ORIS:6113 | 449 | 8093 | Rate Constraint in lbs/MMBtu | FALSE | L | Annual | Constraint Shadow Price | US2022$/Ton | 0 | 44.1399 | 81.6405 | 179.8105 | 167.5856 | 245.3989 | 273.0979
EPA723 CO2 Rate Limit for NG Cofire - ORIS:6138 | 450 | 8094 | Rate Constraint in lbs/MMBtu | FALSE | L | Annual | Seasons Included | Seasons |  | Winter, Spring, Summer, Fall | Winter, Spring, Summer, Fall | Winter, Spring, Summer, Fall | Winter, Spring, Summer, Fall | Winter, Spring, Summer, Fall | Winter, Spring, Summer, Fall
EPA723 CO2 Rate Limit for NG Cofire - ORIS:6138 | 450 | 8094 | Rate Constraint in lbs/MMBtu | FALSE | L | Annual | Standard CO2 | lb/MMBtu | 176.252 | 176.252 | 176.252 | 176.252 | 176.252 | 176.252 | 176.252
EPA723 CO2 Rate Limit for NG Cofire - ORIS:6138 | 450 | 8094 | Rate Constraint in lbs/MMBtu | FALSE | L | Annual | Emissions at Affected Plants CO2 | Thousand Tons | 0 | 0 | 0 | 0 | 0 | 0 | 0
EPA723 CO2 Rate Limit for NG Cofire - ORIS:6138 | 450 | 8094 | Rate Constraint in lbs/MMBtu | FALSE | L | Annual | Allowances Purchased CO2 | Thousand Tons | 0 | 0 | 0 | 0 | 0 | 0 | 0
EPA723 CO2 Rate Limit for NG Cofire - ORIS:6138 | 450 | 8094 | Rate Constraint in lbs/MMBtu | FALSE | L | Annual | Allowances Sold CO2 | Thousand Tons | 0 | 0 | 0 | 0 | 0 | 0 | 0
EPA723 CO2 Rate Limit for NG Cofire - ORIS:6138 | 450 | 8094 | Rate Constraint in lbs/MMBtu | FALSE | L | Annual | Allowances Banked | Thousand Tons | 0 | 0 | 0 | 0 | 0 | 0 | 0
EPA723 CO2 Rate Limit for NG Cofire - ORIS:6138 | 450 | 8094 | Rate Constraint in lbs/MMBtu | FALSE | L | Annual | Allowances Withdrawn (1:1) | Thousand Tons | 0 | 0 | 0 | 0 | 0 | 0 | 0
EPA723 CO2 Rate Limit for NG Cofire - ORIS:6138 | 450 | 8094 | Rate Constraint in lbs/MMBtu | FALSE | L | Annual | Allowances Withdrawn (n:1) | Thousand Tons | 0 | 0 | 0 | 0 | 0 | 0 | 0
EPA723 CO2 Rate Limit for NG Cofire - ORIS:6138 | 450 | 8094 | Rate Constraint in lbs/MMBtu | FALSE | L | Annual | Net Emissions Allowance Position | Thousand Tons | 0 | 0 | 0 | 0 | 0 | 0 | 0
EPA723 CO2 Rate Limit for NG Cofire - ORIS:6138 | 450 | 8094 | Rate Constraint in lbs/MMBtu | FALSE | L | Annual | Fuel Consumed | TBtu | 0 | 0 | 0 | 0 | 0 | 0 | 0
EPA723 CO2 Rate Limit for NG Cofire - ORIS:6138 | 450 | 8094 | Rate Constraint in lbs/MMBtu | FALSE | L | Annual | Rate | lb/MMBtu | 0 | 0 | 0 | 0 | 0 | 0 | 0
EPA723 CO2 Rate Limit for NG Cofire - ORIS:6138 | 450 | 8094 | Rate Constraint in lbs/MMBtu | FALSE | L | Annual | Generation | TWh | 0 | 0 | 0 | 0 | 0 | 0 | 0
EPA723 CO2 Rate Limit for NG Cofire - ORIS:6138 | 450 | 8094 | Rate Constraint in lbs/MMBtu | FALSE | L | Annual | Qualifying Generation | TWh | 0 | 0 | 0 | 0 | 0 | 0 | 0
EPA723 CO2 Rate Limit for NG Cofire - ORIS:6138 | 450 | 8094 | Rate Constraint in lbs/MMBtu | FALSE | L | Annual | Rate | lb/MWh | 0 | 0 | 0 | 0 | 0 | 0 | 0
EPA723 CO2 Rate Limit for NG Cofire - ORIS:6138 | 450 | 8094 | Rate Constraint in lbs/MMBtu | FALSE | L | Annual | Constraint Shadow Price | US2022$/Ton | 0 | 165.988 | 11.6341 | 77.1117 | 532.5547 | 420.2514 | 53.7072
EPA723 CO2 Rate Limit for NG Cofire - ORIS:6146 | 451 | 8095 | Rate Constraint in lbs/MMBtu | FALSE | L | Annual | Seasons Included | Seasons |  | Winter, Spring, Summer, Fall | Winter, Spring, Summer, Fall | Winter, Spring, Summer, Fall | Winter, Spring, Summer, Fall | Winter, Spring, Summer, Fall | Winter, Spring, Summer, Fall
EPA723 CO2 Rate Limit for NG Cofire - ORIS:6146 | 451 | 8095 | Rate Constraint in lbs/MMBtu | FALSE | L | Annual | Standard CO2 | lb/MMBtu | 179.7369 | 179.7369 | 179.7369 | 179.7369 | 179.7369 | 179.7369 | 179.7369
EPA723 CO2 Rate Limit for NG Cofire - ORIS:6146 | 451 | 8095 | Rate Constraint in lbs/MMBtu | FALSE | L | Annual | Emissions at Affected Plants CO2 | Thousand Tons | 0 | 0 | 0 | 0 | 0 | 0 | 0
EPA723 CO2 Rate Limit for NG Cofire - ORIS:6146 | 451 | 8095 | Rate Constraint in lbs/MMBtu | FALSE | L | Annual | Allowances Purchased CO2 | Thousand Tons | 0 | 0 | 0 | 0 | 0 | 0 | 0
EPA723 CO2 Rate Limit for NG Cofire - ORIS:6146 | 451 | 8095 | Rate Constraint in lbs/MMBtu | FALSE | L | Annual | Allowances Sold CO2 | Thousand Tons | 0 | 0 | 0 | 0 | 0 | 0 | 0
EPA723 CO2 Rate Limit for NG Cofire - ORIS:6146 | 451 | 8095 | Rate Constraint in lbs/MMBtu | FALSE | L | Annual | Allowances Banked | Thousand Tons | 0 | 0 | 0 | 0 | 0 | 0 | 0
EPA723 CO2 Rate Limit for NG Cofire - ORIS:6146 | 451 | 8095 | Rate Constraint in lbs/MMBtu | FALSE | L | Annual | Allowances Withdrawn (1:1) | Thousand Tons | 0 | 0 | 0 | 0 | 0 | 0 | 0
EPA723 CO2 Rate Limit for NG Cofire - ORIS:6146 | 451 | 8095 | Rate Constraint in lbs/MMBtu | FALSE | L | Annual | Allowances Withdrawn (n:1) | Thousand Tons | 0 | 0 | 0 | 0 | 0 | 0 | 0
EPA723 CO2 Rate Limit for NG Cofire - ORIS:6146 | 451 | 8095 | Rate Constraint in lbs/MMBtu | FALSE | L | Annual | Net Emissions Allowance Position | Thousand Tons | 0 | 0 | 0 | 0 | 0 | 0 | 0
EPA723 CO2 Rate Limit for NG Cofire - ORIS:6146 | 451 | 8095 | Rate Constraint in lbs/MMBtu | FALSE | L | Annual | Fuel Consumed | TBtu | 0 | 0 | 0 | 0 | 0 | 0 | 0
EPA723 CO2 Rate Limit for NG Cofire - ORIS:6146 | 451 | 8095 | Rate Constraint in lbs/MMBtu | FALSE | L | Annual | Rate | lb/MMBtu | 0 | 0 | 0 | 0 | 0 | 0 | 0
EPA723 CO2 Rate Limit for NG Cofire - ORIS:6146 | 451 | 8095 | Rate Constraint in lbs/MMBtu | FALSE | L | Annual | Generation | TWh | 0 | 0 | 0 | 0 | 0 | 0 | 0
EPA723 CO2 Rate Limit for NG Cofire - ORIS:6146 | 451 | 8095 | Rate Constraint in lbs/MMBtu | FALSE | L | Annual | Qualifying Generation | TWh | 0 | 0 | 0 | 0 | 0 | 0 | 0
EPA723 CO2 Rate Limit for NG Cofire - ORIS:6146 | 451 | 8095 | Rate Constraint in lbs/MMBtu | FALSE | L | Annual | Rate | lb/MWh | 0 | 0 | 0 | 0 | 0 | 0 | 0
EPA723 CO2 Rate Limit for NG Cofire - ORIS:6146 | 451 | 8095 | Rate Constraint in lbs/MMBtu | FALSE | L | Annual | Constraint Shadow Price | US2022$/Ton | 0 | 92.1285 | 43.7108 | 30.8023 | 1390.8411 | 75.8697 | 95.4018
EPA723 CO2 Rate Limit for NG Cofire - ORIS:6165 | 452 | 8096 | Rate Constraint in lbs/MMBtu | FALSE | L | Annual | Seasons Included | Seasons |  | Winter, Spring, Summer, Fall | Winter, Spring, Summer, Fall | Winter, Spring, Summer, Fall | Winter, Spring, Summer, Fall | Winter, Spring, Summer, Fall | Winter, Spring, Summer, Fall
EPA723 CO2 Rate Limit for NG Cofire - ORIS:6165 | 452 | 8096 | Rate Constraint in lbs/MMBtu | FALSE | L | Annual | Standard CO2 | lb/MMBtu | 173.0069 | 173.0069 | 173.0069 | 173.0069 | 173.0069 | 173.0069 | 173.0069
EPA723 CO2 Rate Limit for NG Cofire - ORIS:6165 | 452 | 8096 | Rate Constraint in lbs/MMBtu | FALSE | L | Annual | Emissions at Affected Plants CO2 | Thousand Tons | 0 | 0 | 0 | 0 | 0 | 0 | 0
EPA723 CO2 Rate Limit for NG Cofire - ORIS:6165 | 452 | 8096 | Rate Constraint in lbs/MMBtu | FALSE | L | Annual | Allowances Purchased CO2 | Thousand Tons | 0 | 0 | 0 | 0 | 0 | 0 | 0
EPA723 CO2 Rate Limit for NG Cofire - ORIS:6165 | 452 | 8096 | Rate Constraint in lbs/MMBtu | FALSE | L | Annual | Allowances Sold CO2 | Thousand Tons | 0 | 0 | 0 | 0 | 0 | 0 | 0
EPA723 CO2 Rate Limit for NG Cofire - ORIS:6165 | 452 | 8096 | Rate Constraint in lbs/MMBtu | FALSE | L | Annual | Allowances Banked | Thousand Tons | 0 | 0 | 0 | 0 | 0 | 0 | 0
EPA723 CO2 Rate Limit for NG Cofire - ORIS:6165 | 452 | 8096 | Rate Constraint in lbs/MMBtu | FALSE | L | Annual | Allowances Withdrawn (1:1) | Thousand Tons | 0 | 0 | 0 | 0 | 0 | 0 | 0
EPA723 CO2 Rate Limit for NG Cofire - ORIS:6165 | 452 | 8096 | Rate Constraint in lbs/MMBtu | FALSE | L | Annual | Allowances Withdrawn (n:1) | Thousand Tons | 0 | 0 | 0 | 0 | 0 | 0 | 0
EPA723 CO2 Rate Limit for NG Cofire - ORIS:6165 | 452 | 8096 | Rate Constraint in lbs/MMBtu | FALSE | L | Annual | Net Emissions Allowance Position | Thousand Tons | 0 | 0 | 0 | 0 | 0 | 0 | 0
EPA723 CO2 Rate Limit for NG Cofire - ORIS:6165 | 452 | 8096 | Rate Constraint in lbs/MMBtu | FALSE | L | Annual | Fuel Consumed | TBtu | 0 | 0 | 0 | 0 | 0 | 0 | 0
EPA723 CO2 Rate Limit for NG Cofire - ORIS:6165 | 452 | 8096 | Rate Constraint in lbs/MMBtu | FALSE | L | Annual | Rate | lb/MMBtu | 0 | 0 | 0 | 0 | 0 | 0 | 0
EPA723 CO2 Rate Limit for NG Cofire - ORIS:6165 | 452 | 8096 | Rate Constraint in lbs/MMBtu | FALSE | L | Annual | Generation | TWh | 0 | 0 | 0 | 0 | 0 | 0 | 0
EPA723 CO2 Rate Limit for NG Cofire - ORIS:6165 | 452 | 8096 | Rate Constraint in lbs/MMBtu | FALSE | L | Annual | Qualifying Generation | TWh | 0 | 0 | 0 | 0 | 0 | 0 | 0
EPA723 CO2 Rate Limit for NG Cofire - ORIS:6165 | 452 | 8096 | Rate Constraint in lbs/MMBtu | FALSE | L | Annual | Rate | lb/MWh | 0 | 0 | 0 | 0 | 0 | 0 | 0
EPA723 CO2 Rate Limit for NG Cofire - ORIS:6165 | 452 | 8096 | Rate Constraint in lbs/MMBtu | FALSE | L | Annual | Constraint Shadow Price | US2022$/Ton | 0 | 53.7314 | 130.078 | 186.0113 | 728.2592 | 678.4058 | 293.2214
EPA723 CO2 Rate Limit for NG Cofire - ORIS:6177 | 453 | 8097 | Rate Constraint in lbs/MMBtu | FALSE | L | Annual | Seasons Included | Seasons |  | Winter, Spring, Summer, Fall | Winter, Spring, Summer, Fall | Winter, Spring, Summer, Fall | Winter, Spring, Summer, Fall | Winter, Spring, Summer, Fall | Winter, Spring, Summer, Fall
EPA723 CO2 Rate Limit for NG Cofire - ORIS:6177 | 453 | 8097 | Rate Constraint in lbs/MMBtu | FALSE | L | Annual | Standard CO2 | lb/MMBtu | 177.0048 | 177.0048 | 177.0048 | 177.0048 | 177.0048 | 177.0048 | 177.0048
EPA723 CO2 Rate Limit for NG Cofire - ORIS:6177 | 453 | 8097 | Rate Constraint in lbs/MMBtu | FALSE | L | Annual | Emissions at Affected Plants CO2 | Thousand Tons | 0 | 0 | 0 | 0 | 0 | 0 | 0
EPA723 CO2 Rate Limit for NG Cofire - ORIS:6177 | 453 | 8097 | Rate Constraint in lbs/MMBtu | FALSE | L | Annual | Allowances Purchased CO2 | Thousand Tons | 0 | 0 | 0 | 0 | 0 | 0 | 0
EPA723 CO2 Rate Limit for NG Cofire - ORIS:6177 | 453 | 8097 | Rate Constraint in lbs/MMBtu | FALSE | L | Annual | Allowances Sold CO2 | Thousand Tons | 0 | 0 | 0 | 0 | 0 | 0 | 0
EPA723 CO2 Rate Limit for NG Cofire - ORIS:6177 | 453 | 8097 | Rate Constraint in lbs/MMBtu | FALSE | L | Annual | Allowances Banked | Thousand Tons | 0 | 0 | 0 | 0 | 0 | 0 | 0
EPA723 CO2 Rate Limit for NG Cofire - ORIS:6177 | 453 | 8097 | Rate Constraint in lbs/MMBtu | FALSE | L | Annual | Allowances Withdrawn (1:1) | Thousand Tons | 0 | 0 | 0 | 0 | 0 | 0 | 0
EPA723 CO2 Rate Limit for NG Cofire - ORIS:6177 | 453 | 8097 | Rate Constraint in lbs/MMBtu | FALSE | L | Annual | Allowances Withdrawn (n:1) | Thousand Tons | 0 | 0 | 0 | 0 | 0 | 0 | 0
EPA723 CO2 Rate Limit for NG Cofire - ORIS:6177 | 453 | 8097 | Rate Constraint in lbs/MMBtu | FALSE | L | Annual | Net Emissions Allowance Position | Thousand Tons | 0 | 0 | 0 | 0 | 0 | 0 | 0
EPA723 CO2 Rate Limit for NG Cofire - ORIS:6177 | 453 | 8097 | Rate Constraint in lbs/MMBtu | FALSE | L | Annual | Fuel Consumed | TBtu | 0 | 0 | 0 | 0 | 0 | 0 | 0
EPA723 CO2 Rate Limit for NG Cofire - ORIS:6177 | 453 | 8097 | Rate Constraint in lbs/MMBtu | FALSE | L | Annual | Rate | lb/MMBtu | 0 | 0 | 0 | 0 | 0 | 0 | 0
EPA723 CO2 Rate Limit for NG Cofire - ORIS:6177 | 453 | 8097 | Rate Constraint in lbs/MMBtu | FALSE | L | Annual | Generation | TWh | 0 | 0 | 0 | 0 | 0 | 0 | 0
EPA723 CO2 Rate Limit for NG Cofire - ORIS:6177 | 453 | 8097 | Rate Constraint in lbs/MMBtu | FALSE | L | Annual | Qualifying Generation | TWh | 0 | 0 | 0 | 0 | 0 | 0 | 0
EPA723 CO2 Rate Limit for NG Cofire - ORIS:6177 | 453 | 8097 | Rate Constraint in lbs/MMBtu | FALSE | L | Annual | Rate | lb/MWh | 0 | 0 | 0 | 0 | 0 | 0 | 0
EPA723 CO2 Rate Limit for NG Cofire - ORIS:6177 | 453 | 8097 | Rate Constraint in lbs/MMBtu | FALSE | L | Annual | Constraint Shadow Price | US2022$/Ton | 0 | 32.1187 | 90.4976 | 1576.3367 | 321.2152 | 739.9157 | 279.5586
EPA723 CO2 Rate Limit for NG Cofire - ORIS:6179 | 454 | 8098 | Rate Constraint in lbs/MMBtu | FALSE | L | Annual | Seasons Included | Seasons |  | Winter, Spring, Summer, Fall | Winter, Spring, Summer, Fall | Winter, Spring, Summer, Fall | Winter, Spring, Summer, Fall | Winter, Spring, Summer, Fall | Winter, Spring, Summer, Fall
EPA723 CO2 Rate Limit for NG Cofire - ORIS:6179 | 454 | 8098 | Rate Constraint in lbs/MMBtu | FALSE | L | Annual | Standard CO2 | lb/MMBtu | 176.5228 | 176.5228 | 176.5228 | 176.5228 | 176.5228 | 176.5228 | 176.5228
EPA723 CO2 Rate Limit for NG Cofire - ORIS:6179 | 454 | 8098 | Rate Constraint in lbs/MMBtu | FALSE | L | Annual | Emissions at Affected Plants CO2 | Thousand Tons | 0 | 17.7328 | 1.4874 | 0 | 0 | 0 | 0
EPA723 CO2 Rate Limit for NG Cofire - ORIS:6179 | 454 | 8098 | Rate Constraint in lbs/MMBtu | FALSE | L | Annual | Allowances Purchased CO2 | Thousand Tons | 0 | 0 | 0 | 0 | 0 | 0 | 0
EPA723 CO2 Rate Limit for NG Cofire - ORIS:6179 | 454 | 8098 | Rate Constraint in lbs/MMBtu | FALSE | L | Annual | Allowances Sold CO2 | Thousand Tons | 0 | 0 | 0 | 0 | 0 | 0 | 0
EPA723 CO2 Rate Limit for NG Cofire - ORIS:6179 | 454 | 8098 | Rate Constraint in lbs/MMBtu | FALSE | L | Annual | Allowances Banked | Thousand Tons | 0 | 0 | 0 | 0 | 0 | 0 | 0
EPA723 CO2 Rate Limit for NG Cofire - ORIS:6179 | 454 | 8098 | Rate Constraint in lbs/MMBtu | FALSE | L | Annual | Allowances Withdrawn (1:1) | Thousand Tons | 0 | 0 | 0 | 0 | 0 | 0 | 0
EPA723 CO2 Rate Limit for NG Cofire - ORIS:6179 | 454 | 8098 | Rate Constraint in lbs/MMBtu | FALSE | L | Annual | Allowances Withdrawn (n:1) | Thousand Tons | 0 | 0 | 0 | 0 | 0 | 0 | 0
EPA723 CO2 Rate Limit for NG Cofire - ORIS:6179 | 454 | 8098 | Rate Constraint in lbs/MMBtu | FALSE | L | Annual | Net Emissions Allowance Position | Thousand Tons | 0 | 17.7328 | 1.4874 | 0 | 0 | 0 | 0
EPA723 CO2 Rate Limit for NG Cofire - ORIS:6179 | 454 | 8098 | Rate Constraint in lbs/MMBtu | FALSE | L | Annual | Fuel Consumed | TBtu | 0 | 0.20091 | 0.016852 | 0 | 0 | 0 | 0
EPA723 CO2 Rate Limit for NG Cofire - ORIS:6179 | 454 | 8098 | Rate Constraint in lbs/MMBtu | FALSE | L | Annual | Rate | lb/MMBtu | 0 | 176.5228 | 176.5228 | 0 | 0 | 0 | 0
EPA723 CO2 Rate Limit for NG Cofire - ORIS:6179 | 454 | 8098 | Rate Constraint in lbs/MMBtu | FALSE | L | Annual | Generation | TWh | 0 | 0.018779 | 0.0015729 | 0 | 0 | 0 | 0
EPA723 CO2 Rate Limit for NG Cofire - ORIS:6179 | 454 | 8098 | Rate Constraint in lbs/MMBtu | FALSE | L | Annual | Qualifying Generation | TWh | 0 | 0.018779 | 0.0015729 | 0 | 0 | 0 | 0
EPA723 CO2 Rate Limit for NG Cofire - ORIS:6179 | 454 | 8098 | Rate Constraint in lbs/MMBtu | FALSE | L | Annual | Rate | lb/MWh | 0 | 1888.5989 | 1891.2792 | 0 | 0 | 0 | 0
EPA723 CO2 Rate Limit for NG Cofire - ORIS:6179 | 454 | 8098 | Rate Constraint in lbs/MMBtu | FALSE | L | Annual | Constraint Shadow Price | US2022$/Ton | 0 | 1004.0182 | 37.5895 | 10.5514 | 0 | 448.5876 | 125.0542
EPA723 CO2 Rate Limit for NG Cofire - ORIS:6180 | 455 | 8099 | Rate Constraint in lbs/MMBtu | FALSE | L | Annual | Seasons Included | Seasons |  | Winter, Spring, Summer, Fall | Winter, Spring, Summer, Fall | Winter, Spring, Summer, Fall | Winter, Spring, Summer, Fall | Winter, Spring, Summer, Fall | Winter, Spring, Summer, Fall
EPA723 CO2 Rate Limit for NG Cofire - ORIS:6180 | 455 | 8099 | Rate Constraint in lbs/MMBtu | FALSE | L | Annual | Standard CO2 | lb/MMBtu | 176.1272 | 176.1272 | 176.1272 | 176.1272 | 176.1272 | 176.1272 | 176.1272
EPA723 CO2 Rate Limit for NG Cofire - ORIS:6180 | 455 | 8099 | Rate Constraint in lbs/MMBtu | FALSE | L | Annual | Emissions at Affected Plants CO2 | Thousand Tons | 0 | 0 | 0 | 0 | 0 | 0 | 0
EPA723 CO2 Rate Limit for NG Cofire - ORIS:6180 | 455 | 8099 | Rate Constraint in lbs/MMBtu | FALSE | L | Annual | Allowances Purchased CO2 | Thousand Tons | 0 | 0 | 0 | 0 | 0 | 0 | 0
EPA723 CO2 Rate Limit for NG Cofire - ORIS:6180 | 455 | 8099 | Rate Constraint in lbs/MMBtu | FALSE | L | Annual | Allowances Sold CO2 | Thousand Tons | 0 | 0 | 0 | 0 | 0 | 0 | 0
EPA723 CO2 Rate Limit for NG Cofire - ORIS:6180 | 455 | 8099 | Rate Constraint in lbs/MMBtu | FALSE | L | Annual | Allowances Banked | Thousand Tons | 0 | 0 | 0 | 0 | 0 | 0 | 0
EPA723 CO2 Rate Limit for NG Cofire - ORIS:6180 | 455 | 8099 | Rate Constraint in lbs/MMBtu | FALSE | L | Annual | Allowances Withdrawn (1:1) | Thousand Tons | 0 | 0 | 0 | 0 | 0 | 0 | 0
EPA723 CO2 Rate Limit for NG Cofire - ORIS:6180 | 455 | 8099 | Rate Constraint in lbs/MMBtu | FALSE | L | Annual | Allowances Withdrawn (n:1) | Thousand Tons | 0 | 0 | 0 | 0 | 0 | 0 | 0
EPA723 CO2 Rate Limit for NG Cofire - ORIS:6180 | 455 | 8099 | Rate Constraint in lbs/MMBtu | FALSE | L | Annual | Net Emissions Allowance Position | Thousand Tons | 0 | 0 | 0 | 0 | 0 | 0 | 0
EPA723 CO2 Rate Limit for NG Cofire - ORIS:6180 | 455 | 8099 | Rate Constraint in lbs/MMBtu | FALSE | L | Annual | Fuel Consumed | TBtu | 0 | 0 | 0 | 0 | 0 | 0 | 0
EPA723 CO2 Rate Limit for NG Cofire - ORIS:6180 | 455 | 8099 | Rate Constraint in lbs/MMBtu | FALSE | L | Annual | Rate | lb/MMBtu | 0 | 0 | 0 | 0 | 0 | 0 | 0
EPA723 CO2 Rate Limit for NG Cofire - ORIS:6180 | 455 | 8099 | Rate Constraint in lbs/MMBtu | FALSE | L | Annual | Generation | TWh | 0 | 0 | 0 | 0 | 0 | 0 | 0
EPA723 CO2 Rate Limit for NG Cofire - ORIS:6180 | 455 | 8099 | Rate Constraint in lbs/MMBtu | FALSE | L | Annual | Qualifying Generation | TWh | 0 | 0 | 0 | 0 | 0 | 0 | 0
EPA723 CO2 Rate Limit for NG Cofire - ORIS:6180 | 455 | 8099 | Rate Constraint in lbs/MMBtu | FALSE | L | Annual | Rate | lb/MWh | 0 | 0 | 0 | 0 | 0 | 0 | 0
EPA723 CO2 Rate Limit for NG Cofire - ORIS:6180 | 455 | 8099 | Rate Constraint in lbs/MMBtu | FALSE | L | Annual | Constraint Shadow Price | US2022$/Ton | 0 | 44.9162 | 48.4132 | 31.9018 | 12.0427 | 76.4825 | 95.8904
EPA723 CO2 Rate Limit for NG Cofire - ORIS:6183 | 456 | 8100 | Rate Constraint in lbs/MMBtu | FALSE | L | Annual | Seasons Included | Seasons |  | Winter, Spring, Summer, Fall | Winter, Spring, Summer, Fall | Winter, Spring, Summer, Fall | Winter, Spring, Summer, Fall | Winter, Spring, Summer, Fall | Winter, Spring, Summer, Fall
EPA723 CO2 Rate Limit for NG Cofire - ORIS:6183 | 456 | 8100 | Rate Constraint in lbs/MMBtu | FALSE | L | Annual | Standard CO2 | lb/MMBtu | 180.1872 | 180.1872 | 180.1872 | 180.1872 | 180.1872 | 180.1872 | 180.1872
EPA723 CO2 Rate Limit for NG Cofire - ORIS:6183 | 456 | 8100 | Rate Constraint in lbs/MMBtu | FALSE | L | Annual | Emissions at Affected Plants CO2 | Thousand Tons | 0 | 0 | 0 | 0 | 0 | 0 | 0
EPA723 CO2 Rate Limit for NG Cofire - ORIS:6183 | 456 | 8100 | Rate Constraint in lbs/MMBtu | FALSE | L | Annual | Allowances Purchased CO2 | Thousand Tons | 0 | 0 | 0 | 0 | 0 | 0 | 0
EPA723 CO2 Rate Limit for NG Cofire - ORIS:6183 | 456 | 8100 | Rate Constraint in lbs/MMBtu | FALSE | L | Annual | Allowances Sold CO2 | Thousand Tons | 0 | 0 | 0 | 0 | 0 | 0 | 0
EPA723 CO2 Rate Limit for NG Cofire - ORIS:6183 | 456 | 8100 | Rate Constraint in lbs/MMBtu | FALSE | L | Annual | Allowances Banked | Thousand Tons | 0 | 0 | 0 | 0 | 0 | 0 | 0
EPA723 CO2 Rate Limit for NG Cofire - ORIS:6183 | 456 | 8100 | Rate Constraint in lbs/MMBtu | FALSE | L | Annual | Allowances Withdrawn (1:1) | Thousand Tons | 0 | 0 | 0 | 0 | 0 | 0 | 0
EPA723 CO2 Rate Limit for NG Cofire - ORIS:6183 | 456 | 8100 | Rate Constraint in lbs/MMBtu | FALSE | L | Annual | Allowances Withdrawn (n:1) | Thousand Tons | 0 | 0 | 0 | 0 | 0 | 0 | 0
EPA723 CO2 Rate Limit for NG Cofire - ORIS:6183 | 456 | 8100 | Rate Constraint in lbs/MMBtu | FALSE | L | Annual | Net Emissions Allowance Position | Thousand Tons | 0 | 0 | 0 | 0 | 0 | 0 | 0
EPA723 CO2 Rate Limit for NG Cofire - ORIS:6183 | 456 | 8100 | Rate Constraint in lbs/MMBtu | FALSE | L | Annual | Fuel Consumed | TBtu | 0 | 0 | 0 | 0 | 0 | 0 | 0
EPA723 CO2 Rate Limit for NG Cofire - ORIS:6183 | 456 | 8100 | Rate Constraint in lbs/MMBtu | FALSE | L | Annual | Rate | lb/MMBtu | 0 | 0 | 0 | 0 | 0 | 0 | 0
EPA723 CO2 Rate Limit for NG Cofire - ORIS:6183 | 456 | 8100 | Rate Constraint in lbs/MMBtu | FALSE | L | Annual | Generation | TWh | 0 | 0 | 0 | 0 | 0 | 0 | 0
EPA723 CO2 Rate Limit for NG Cofire - ORIS:6183 | 456 | 8100 | Rate Constraint in lbs/MMBtu | FALSE | L | Annual | Qualifying Generation | TWh | 0 | 0 | 0 | 0 | 0 | 0 | 0
EPA723 CO2 Rate Limit for NG Cofire - ORIS:6183 | 456 | 8100 | Rate Constraint in lbs/MMBtu | FALSE | L | Annual | Rate | lb/MWh | 0 | 0 | 0 | 0 | 0 | 0 | 0
EPA723 CO2 Rate Limit for NG Cofire - ORIS:6183 | 456 | 8100 | Rate Constraint in lbs/MMBtu | FALSE | L | Annual | Constraint Shadow Price | US2022$/Ton | 0 | 713.2316 | 47.9381 | 0 | 0 | 372.6765 | 24.5934
EPA723 CO2 Rate Limit for NG Cofire - ORIS:6190 | 457 | 8101 | Rate Constraint in lbs/MMBtu | FALSE | L | Annual | Seasons Included | Seasons |  | Winter, Spring, Summer, Fall | Winter, Spring, Summer, Fall | Winter, Spring, Summer, Fall | Winter, Spring, Summer, Fall | Winter, Spring, Summer, Fall | Winter, Spring, Summer, Fall
EPA723 CO2 Rate Limit for NG Cofire - ORIS:6190 | 457 | 8101 | Rate Constraint in lbs/MMBtu | FALSE | L | Annual | Standard CO2 | lb/MMBtu | 181.91 | 181.91 | 181.91 | 181.91 | 181.91 | 181.91 | 181.91
EPA723 CO2 Rate Limit for NG Cofire - ORIS:6190 | 457 | 8101 | Rate Constraint in lbs/MMBtu | FALSE | L | Annual | Emissions at Affected Plants CO2 | Thousand Tons | 0 | 0 | 0 | 0 | 0 | 0 | 0
EPA723 CO2 Rate Limit for NG Cofire - ORIS:6190 | 457 | 8101 | Rate Constraint in lbs/MMBtu | FALSE | L | Annual | Allowances Purchased CO2 | Thousand Tons | 0 | 0 | 0 | 0 | 0 | 0 | 0
EPA723 CO2 Rate Limit for NG Cofire - ORIS:6190 | 457 | 8101 | Rate Constraint in lbs/MMBtu | FALSE | L | Annual | Allowances Sold CO2 | Thousand Tons | 0 | 0 | 0 | 0 | 0 | 0 | 0
EPA723 CO2 Rate Limit for NG Cofire - ORIS:6190 | 457 | 8101 | Rate Constraint in lbs/MMBtu | FALSE | L | Annual | Allowances Banked | Thousand Tons | 0 | 0 | 0 | 0 | 0 | 0 | 0
EPA723 CO2 Rate Limit for NG Cofire - ORIS:6190 | 457 | 8101 | Rate Constraint in lbs/MMBtu | FALSE | L | Annual | Allowances Withdrawn (1:1) | Thousand Tons | 0 | 0 | 0 | 0 | 0 | 0 | 0
EPA723 CO2 Rate Limit for NG Cofire - ORIS:6190 | 457 | 8101 | Rate Constraint in lbs/MMBtu | FALSE | L | Annual | Allowances Withdrawn (n:1) | Thousand Tons | 0 | 0 | 0 | 0 | 0 | 0 | 0
EPA723 CO2 Rate Limit for NG Cofire - ORIS:6190 | 457 | 8101 | Rate Constraint in lbs/MMBtu | FALSE | L | Annual | Net Emissions Allowance Position | Thousand Tons | 0 | 0 | 0 | 0 | 0 | 0 | 0
EPA723 CO2 Rate Limit for NG Cofire - ORIS:6190 | 457 | 8101 | Rate Constraint in lbs/MMBtu | FALSE | L | Annual | Fuel Consumed | TBtu | 0 | 0 | 0 | 0 | 0 | 0 | 0
EPA723 CO2 Rate Limit for NG Cofire - ORIS:6190 | 457 | 8101 | Rate Constraint in lbs/MMBtu | FALSE | L | Annual | Rate | lb/MMBtu | 0 | 0 | 0 | 0 | 0 | 0 | 0
EPA723 CO2 Rate Limit for NG Cofire - ORIS:6190 | 457 | 8101 | Rate Constraint in lbs/MMBtu | FALSE | L | Annual | Generation | TWh | 0 | 0 | 0 | 0 | 0 | 0 | 0
EPA723 CO2 Rate Limit for NG Cofire - ORIS:6190 | 457 | 8101 | Rate Constraint in lbs/MMBtu | FALSE | L | Annual | Qualifying Generation | TWh | 0 | 0 | 0 | 0 | 0 | 0 | 0
EPA723 CO2 Rate Limit for NG Cofire - ORIS:6190 | 457 | 8101 | Rate Constraint in lbs/MMBtu | FALSE | L | Annual | Rate | lb/MWh | 0 | 0 | 0 | 0 | 0 | 0 | 0
EPA723 CO2 Rate Limit for NG Cofire - ORIS:6190 | 457 | 8101 | Rate Constraint in lbs/MMBtu | FALSE | L | Annual | Constraint Shadow Price | US2022$/Ton | 0 | 186.4582 | 66.4595 | 79.3727 | 64.0455 | 174.745 | 206.5344
EPA723 CO2 Rate Limit for NG Cofire - ORIS:6195 | 458 | 8102 | Rate Constraint in lbs/MMBtu | FALSE | L | Annual | Seasons Included | Seasons |  | Winter, Spring, Summer, Fall | Winter, Spring, Summer, Fall | Winter, Spring, Summer, Fall | Winter, Spring, Summer, Fall | Winter, Spring, Summer, Fall | Winter, Spring, Summer, Fall
EPA723 CO2 Rate Limit for NG Cofire - ORIS:6195 | 458 | 8102 | Rate Constraint in lbs/MMBtu | FALSE | L | Annual | Standard CO2 | lb/MMBtu | 175.772 | 175.772 | 175.772 | 175.772 | 175.772 | 175.772 | 175.772
EPA723 CO2 Rate Limit for NG Cofire - ORIS:6195 | 458 | 8102 | Rate Constraint in lbs/MMBtu | FALSE | L | Annual | Emissions at Affected Plants CO2 | Thousand Tons | 0 | 0 | 0 | 0 | 0 | 0 | 0
EPA723 CO2 Rate Limit for NG Cofire - ORIS:6195 | 458 | 8102 | Rate Constraint in lbs/MMBtu | FALSE | L | Annual | Allowances Purchased CO2 | Thousand Tons | 0 | 0 | 0 | 0 | 0 | 0 | 0
EPA723 CO2 Rate Limit for NG Cofire - ORIS:6195 | 458 | 8102 | Rate Constraint in lbs/MMBtu | FALSE | L | Annual | Allowances Sold CO2 | Thousand Tons | 0 | 0 | 0 | 0 | 0 | 0 | 0
EPA723 CO2 Rate Limit for NG Cofire - ORIS:6195 | 458 | 8102 | Rate Constraint in lbs/MMBtu | FALSE | L | Annual | Allowances Banked | Thousand Tons | 0 | 0 | 0 | 0 | 0 | 0 | 0
EPA723 CO2 Rate Limit for NG Cofire - ORIS:6195 | 458 | 8102 | Rate Constraint in lbs/MMBtu | FALSE | L | Annual | Allowances Withdrawn (1:1) | Thousand Tons | 0 | 0 | 0 | 0 | 0 | 0 | 0
EPA723 CO2 Rate Limit for NG Cofire - ORIS:6195 | 458 | 8102 | Rate Constraint in lbs/MMBtu | FALSE | L | Annual | Allowances Withdrawn (n:1) | Thousand Tons | 0 | 0 | 0 | 0 | 0 | 0 | 0
EPA723 CO2 Rate Limit for NG Cofire - ORIS:6195 | 458 | 8102 | Rate Constraint in lbs/MMBtu | FALSE | L | Annual | Net Emissions Allowance Position | Thousand Tons | 0 | 0 | 0 | 0 | 0 | 0 | 0
EPA723 CO2 Rate Limit for NG Cofire - ORIS:6195 | 458 | 8102 | Rate Constraint in lbs/MMBtu | FALSE | L | Annual | Fuel Consumed | TBtu | 0 | 0 | 0 | 0 | 0 | 0 | 0
EPA723 CO2 Rate Limit for NG Cofire - ORIS:6195 | 458 | 8102 | Rate Constraint in lbs/MMBtu | FALSE | L | Annual | Rate | lb/MMBtu | 0 | 0 | 0 | 0 | 0 | 0 | 0
EPA723 CO2 Rate Limit for NG Cofire - ORIS:6195 | 458 | 8102 | Rate Constraint in lbs/MMBtu | FALSE | L | Annual | Generation | TWh | 0 | 0 | 0 | 0 | 0 | 0 | 0
EPA723 CO2 Rate Limit for NG Cofire - ORIS:6195 | 458 | 8102 | Rate Constraint in lbs/MMBtu | FALSE | L | Annual | Qualifying Generation | TWh | 0 | 0 | 0 | 0 | 0 | 0 | 0
EPA723 CO2 Rate Limit for NG Cofire - ORIS:6195 | 458 | 8102 | Rate Constraint in lbs/MMBtu | FALSE | L | Annual | Rate | lb/MWh | 0 | 0 | 0 | 0 | 0 | 0 | 0
EPA723 CO2 Rate Limit for NG Cofire - ORIS:6195 | 458 | 8102 | Rate Constraint in lbs/MMBtu | FALSE | L | Annual | Constraint Shadow Price | US2022$/Ton | 0 | 31.2025 | 49.8545 | 59.8668 | 105.7831 | 95.4598 | 122.5005
EPA723 CO2 Rate Limit for NG Cofire - ORIS:6204 | 459 | 8103 | Rate Constraint in lbs/MMBtu | FALSE | L | Annual | Seasons Included | Seasons |  | Winter, Spring, Summer, Fall | Winter, Spring, Summer, Fall | Winter, Spring, Summer, Fall | Winter, Spring, Summer, Fall | Winter, Spring, Summer, Fall | Winter, Spring, Summer, Fall
EPA723 CO2 Rate Limit for NG Cofire - ORIS:6204 | 459 | 8103 | Rate Constraint in lbs/MMBtu | FALSE | L | Annual | Standard CO2 | lb/MMBtu | 176.6887 | 176.6887 | 176.6887 | 176.6887 | 176.6887 | 176.6887 | 176.6887
EPA723 CO2 Rate Limit for NG Cofire - ORIS:6204 | 459 | 8103 | Rate Constraint in lbs/MMBtu | FALSE | L | Annual | Emissions at Affected Plants CO2 | Thousand Tons | 0 | 0 | 0 | 0 | 0 | 0 | 0
EPA723 CO2 Rate Limit for NG Cofire - ORIS:6204 | 459 | 8103 | Rate Constraint in lbs/MMBtu | FALSE | L | Annual | Allowances Purchased CO2 | Thousand Tons | 0 | 0 | 0 | 0 | 0 | 0 | 0
EPA723 CO2 Rate Limit for NG Cofire - ORIS:6204 | 459 | 8103 | Rate Constraint in lbs/MMBtu | FALSE | L | Annual | Allowances Sold CO2 | Thousand Tons | 0 | 0 | 0 | 0 | 0 | 0 | 0
EPA723 CO2 Rate Limit for NG Cofire - ORIS:6204 | 459 | 8103 | Rate Constraint in lbs/MMBtu | FALSE | L | Annual | Allowances Banked | Thousand Tons | 0 | 0 | 0 | 0 | 0 | 0 | 0
EPA723 CO2 Rate Limit for NG Cofire - ORIS:6204 | 459 | 8103 | Rate Constraint in lbs/MMBtu | FALSE | L | Annual | Allowances Withdrawn (1:1) | Thousand Tons | 0 | 0 | 0 | 0 | 0 | 0 | 0
EPA723 CO2 Rate Limit for NG Cofire - ORIS:6204 | 459 | 8103 | Rate Constraint in lbs/MMBtu | FALSE | L | Annual | Allowances Withdrawn (n:1) | Thousand Tons | 0 | 0 | 0 | 0 | 0 | 0 | 0
EPA723 CO2 Rate Limit for NG Cofire - ORIS:6204 | 459 | 8103 | Rate Constraint in lbs/MMBtu | FALSE | L | Annual | Net Emissions Allowance Position | Thousand Tons | 0 | 0 | 0 | 0 | 0 | 0 | 0
EPA723 CO2 Rate Limit for NG Cofire - ORIS:6204 | 459 | 8103 | Rate Constraint in lbs/MMBtu | FALSE | L | Annual | Fuel Consumed | TBtu | 0 | 0 | 0 | 0 | 0 | 0 | 0
EPA723 CO2 Rate Limit for NG Cofire - ORIS:6204 | 459 | 8103 | Rate Constraint in lbs/MMBtu | FALSE | L | Annual | Rate | lb/MMBtu | 0 | 0 | 0 | 0 | 0 | 0 | 0
EPA723 CO2 Rate Limit for NG Cofire - ORIS:6204 | 459 | 8103 | Rate Constraint in lbs/MMBtu | FALSE | L | Annual | Generation | TWh | 0 | 0 | 0 | 0 | 0 | 0 | 0
EPA723 CO2 Rate Limit for NG Cofire - ORIS:6204 | 459 | 8103 | Rate Constraint in lbs/MMBtu | FALSE | L | Annual | Qualifying Generation | TWh | 0 | 0 | 0 | 0 | 0 | 0 | 0
EPA723 CO2 Rate Limit for NG Cofire - ORIS:6204 | 459 | 8103 | Rate Constraint in lbs/MMBtu | FALSE | L | Annual | Rate | lb/MWh | 0 | 0 | 0 | 0 | 0 | 0 | 0
EPA723 CO2 Rate Limit for NG Cofire - ORIS:6204 | 459 | 8103 | Rate Constraint in lbs/MMBtu | FALSE | L | Annual | Constraint Shadow Price | US2022$/Ton | 0 | 99.8126 | 62.9355 | 214.4659 | 99.0227 | 605.3113 | 184.6437
EPA723 CO2 Rate Limit for NG Cofire - ORIS:6213 | 460 | 8104 | Rate Constraint in lbs/MMBtu | FALSE | L | Annual | Seasons Included | Seasons |  | Winter, Spring, Summer, Fall | Winter, Spring, Summer, Fall | Winter, Spring, Summer, Fall | Winter, Spring, Summer, Fall | Winter, Spring, Summer, Fall | Winter, Spring, Summer, Fall
EPA723 CO2 Rate Limit for NG Cofire - ORIS:6213 | 460 | 8104 | Rate Constraint in lbs/MMBtu | FALSE | L | Annual | Standard CO2 | lb/MMBtu | 174.8101 | 174.8101 | 174.8101 | 174.8101 | 174.8101 | 174.8101 | 174.8101
EPA723 CO2 Rate Limit for NG Cofire - ORIS:6213 | 460 | 8104 | Rate Constraint in lbs/MMBtu | FALSE | L | Annual | Emissions at Affected Plants CO2 | Thousand Tons | 0 | 0 | 0 | 0 | 0 | 0 | 0
EPA723 CO2 Rate Limit for NG Cofire - ORIS:6213 | 460 | 8104 | Rate Constraint in lbs/MMBtu | FALSE | L | Annual | Allowances Purchased CO2 | Thousand Tons | 0 | 0 | 0 | 0 | 0 | 0 | 0
EPA723 CO2 Rate Limit for NG Cofire - ORIS:6213 | 460 | 8104 | Rate Constraint in lbs/MMBtu | FALSE | L | Annual | Allowances Sold CO2 | Thousand Tons | 0 | 0 | 0 | 0 | 0 | 0 | 0
EPA723 CO2 Rate Limit for NG Cofire - ORIS:6213 | 460 | 8104 | Rate Constraint in lbs/MMBtu | FALSE | L | Annual | Allowances Banked | Thousand Tons | 0 | 0 | 0 | 0 | 0 | 0 | 0
EPA723 CO2 Rate Limit for NG Cofire - ORIS:6213 | 460 | 8104 | Rate Constraint in lbs/MMBtu | FALSE | L | Annual | Allowances Withdrawn (1:1) | Thousand Tons | 0 | 0 | 0 | 0 | 0 | 0 | 0
EPA723 CO2 Rate Limit for NG Cofire - ORIS:6213 | 460 | 8104 | Rate Constraint in lbs/MMBtu | FALSE | L | Annual | Allowances Withdrawn (n:1) | Thousand Tons | 0 | 0 | 0 | 0 | 0 | 0 | 0
EPA723 CO2 Rate Limit for NG Cofire - ORIS:6213 | 460 | 8104 | Rate Constraint in lbs/MMBtu | FALSE | L | Annual | Net Emissions Allowance Position | Thousand Tons | 0 | 0 | 0 | 0 | 0 | 0 | 0
EPA723 CO2 Rate Limit for NG Cofire - ORIS:6213 | 460 | 8104 | Rate Constraint in lbs/MMBtu | FALSE | L | Annual | Fuel Consumed | TBtu | 0 | 0 | 0 | 0 | 0 | 0 | 0
EPA723 CO2 Rate Limit for NG Cofire - ORIS:6213 | 460 | 8104 | Rate Constraint in lbs/MMBtu | FALSE | L | Annual | Rate | lb/MMBtu | 0 | 0 | 0 | 0 | 0 | 0 | 0
EPA723 CO2 Rate Limit for NG Cofire - ORIS:6213 | 460 | 8104 | Rate Constraint in lbs/MMBtu | FALSE | L | Annual | Generation | TWh | 0 | 0 | 0 | 0 | 0 | 0 | 0
EPA723 CO2 Rate Limit for NG Cofire - ORIS:6213 | 460 | 8104 | Rate Constraint in lbs/MMBtu | FALSE | L | Annual | Qualifying Generation | TWh | 0 | 0 | 0 | 0 | 0 | 0 | 0
EPA723 CO2 Rate Limit for NG Cofire - ORIS:6213 | 460 | 8104 | Rate Constraint in lbs/MMBtu | FALSE | L | Annual | Rate | lb/MWh | 0 | 0 | 0 | 0 | 0 | 0 | 0
EPA723 CO2 Rate Limit for NG Cofire - ORIS:6213 | 460 | 8104 | Rate Constraint in lbs/MMBtu | FALSE | L | Annual | Constraint Shadow Price | US2022$/Ton | 0 | 103.7106 | 43.8104 | 20.8382 | 111.9284 | 91.6021 | 55.9325
EPA723 CO2 Rate Limit for NG Cofire - ORIS:6249 | 461 | 8105 | Rate Constraint in lbs/MMBtu | FALSE | L | Annual | Seasons Included | Seasons |  | Winter, Spring, Summer, Fall | Winter, Spring, Summer, Fall | Winter, Spring, Summer, Fall | Winter, Spring, Summer, Fall | Winter, Spring, Summer, Fall | Winter, Spring, Summer, Fall
EPA723 CO2 Rate Limit for NG Cofire - ORIS:6249 | 461 | 8105 | Rate Constraint in lbs/MMBtu | FALSE | L | Annual | Standard CO2 | lb/MMBtu | 174.578 | 174.578 | 174.578 | 174.578 | 174.578 | 174.578 | 174.578
EPA723 CO2 Rate Limit for NG Cofire - ORIS:6249 | 461 | 8105 | Rate Constraint in lbs/MMBtu | FALSE | L | Annual | Emissions at Affected Plants CO2 | Thousand Tons | 0 | 0 | 0 | 0 | 0 | 0 | 0
EPA723 CO2 Rate Limit for NG Cofire - ORIS:6249 | 461 | 8105 | Rate Constraint in lbs/MMBtu | FALSE | L | Annual | Allowances Purchased CO2 | Thousand Tons | 0 | 0 | 0 | 0 | 0 | 0 | 0
EPA723 CO2 Rate Limit for NG Cofire - ORIS:6249 | 461 | 8105 | Rate Constraint in lbs/MMBtu | FALSE | L | Annual | Allowances Sold CO2 | Thousand Tons | 0 | 0 | 0 | 0 | 0 | 0 | 0
EPA723 CO2 Rate Limit for NG Cofire - ORIS:6249 | 461 | 8105 | Rate Constraint in lbs/MMBtu | FALSE | L | Annual | Allowances Banked | Thousand Tons | 0 | 0 | 0 | 0 | 0 | 0 | 0
EPA723 CO2 Rate Limit for NG Cofire - ORIS:6249 | 461 | 8105 | Rate Constraint in lbs/MMBtu | FALSE | L | Annual | Allowances Withdrawn (1:1) | Thousand Tons | 0 | 0 | 0 | 0 | 0 | 0 | 0
EPA723 CO2 Rate Limit for NG Cofire - ORIS:6249 | 461 | 8105 | Rate Constraint in lbs/MMBtu | FALSE | L | Annual | Allowances Withdrawn (n:1) | Thousand Tons | 0 | 0 | 0 | 0 | 0 | 0 | 0
EPA723 CO2 Rate Limit for NG Cofire - ORIS:6249 | 461 | 8105 | Rate Constraint in lbs/MMBtu | FALSE | L | Annual | Net Emissions Allowance Position | Thousand Tons | 0 | 0 | 0 | 0 | 0 | 0 | 0
EPA723 CO2 Rate Limit for NG Cofire - ORIS:6249 | 461 | 8105 | Rate Constraint in lbs/MMBtu | FALSE | L | Annual | Fuel Consumed | TBtu | 0 | 0 | 0 | 0 | 0 | 0 | 0
EPA723 CO2 Rate Limit for NG Cofire - ORIS:6249 | 461 | 8105 | Rate Constraint in lbs/MMBtu | FALSE | L | Annual | Rate | lb/MMBtu | 0 | 0 | 0 | 0 | 0 | 0 | 0
EPA723 CO2 Rate Limit for NG Cofire - ORIS:6249 | 461 | 8105 | Rate Constraint in lbs/MMBtu | FALSE | L | Annual | Generation | TWh | 0 | 0 | 0 | 0 | 0 | 0 | 0
EPA723 CO2 Rate Limit for NG Cofire - ORIS:6249 | 461 | 8105 | Rate Constraint in lbs/MMBtu | FALSE | L | Annual | Qualifying Generation | TWh | 0 | 0 | 0 | 0 | 0 | 0 | 0
EPA723 CO2 Rate Limit for NG Cofire - ORIS:6249 | 461 | 8105 | Rate Constraint in lbs/MMBtu | FALSE | L | Annual | Rate | lb/MWh | 0 | 0 | 0 | 0 | 0 | 0 | 0
EPA723 CO2 Rate Limit for NG Cofire - ORIS:6249 | 461 | 8105 | Rate Constraint in lbs/MMBtu | FALSE | L | Annual | Constraint Shadow Price | US2022$/Ton | 0 | 26.7234 | 103.7111 | 239.8697 | 251.4223 | 806.1972 | 348.1088
EPA723 CO2 Rate Limit for NG Cofire - ORIS:6254 | 462 | 8106 | Rate Constraint in lbs/MMBtu | FALSE | L | Annual | Seasons Included | Seasons |  | Winter, Spring, Summer, Fall | Winter, Spring, Summer, Fall | Winter, Spring, Summer, Fall | Winter, Spring, Summer, Fall | Winter, Spring, Summer, Fall | Winter, Spring, Summer, Fall
EPA723 CO2 Rate Limit for NG Cofire - ORIS:6254 | 462 | 8106 | Rate Constraint in lbs/MMBtu | FALSE | L | Annual | Standard CO2 | lb/MMBtu | 175.412 | 175.412 | 175.412 | 175.412 | 175.412 | 175.412 | 175.412
EPA723 CO2 Rate Limit for NG Cofire - ORIS:6254 | 462 | 8106 | Rate Constraint in lbs/MMBtu | FALSE | L | Annual | Emissions at Affected Plants CO2 | Thousand Tons | 0 | 0 | 0 | 0 | 0 | 0 | 0
EPA723 CO2 Rate Limit for NG Cofire - ORIS:6254 | 462 | 8106 | Rate Constraint in lbs/MMBtu | FALSE | L | Annual | Allowances Purchased CO2 | Thousand Tons | 0 | 0 | 0 | 0 | 0 | 0 | 0
EPA723 CO2 Rate Limit for NG Cofire - ORIS:6254 | 462 | 8106 | Rate Constraint in lbs/MMBtu | FALSE | L | Annual | Allowances Sold CO2 | Thousand Tons | 0 | 0 | 0 | 0 | 0 | 0 | 0
EPA723 CO2 Rate Limit for NG Cofire - ORIS:6254 | 462 | 8106 | Rate Constraint in lbs/MMBtu | FALSE | L | Annual | Allowances Banked | Thousand Tons | 0 | 0 | 0 | 0 | 0 | 0 | 0
EPA723 CO2 Rate Limit for NG Cofire - ORIS:6254 | 462 | 8106 | Rate Constraint in lbs/MMBtu | FALSE | L | Annual | Allowances Withdrawn (1:1) | Thousand Tons | 0 | 0 | 0 | 0 | 0 | 0 | 0
EPA723 CO2 Rate Limit for NG Cofire - ORIS:6254 | 462 | 8106 | Rate Constraint in lbs/MMBtu | FALSE | L | Annual | Allowances Withdrawn (n:1) | Thousand Tons | 0 | 0 | 0 | 0 | 0 | 0 | 0
EPA723 CO2 Rate Limit for NG Cofire - ORIS:6254 | 462 | 8106 | Rate Constraint in lbs/MMBtu | FALSE | L | Annual | Net Emissions Allowance Position | Thousand Tons | 0 | 0 | 0 | 0 | 0 | 0 | 0
EPA723 CO2 Rate Limit for NG Cofire - ORIS:6254 | 462 | 8106 | Rate Constraint in lbs/MMBtu | FALSE | L | Annual | Fuel Consumed | TBtu | 0 | 0 | 0 | 0 | 0 | 0 | 0
EPA723 CO2 Rate Limit for NG Cofire - ORIS:6254 | 462 | 8106 | Rate Constraint in lbs/MMBtu | FALSE | L | Annual | Rate | lb/MMBtu | 0 | 0 | 0 | 0 | 0 | 0 | 0
EPA723 CO2 Rate Limit for NG Cofire - ORIS:6254 | 462 | 8106 | Rate Constraint in lbs/MMBtu | FALSE | L | Annual | Generation | TWh | 0 | 0 | 0 | 0 | 0 | 0 | 0
EPA723 CO2 Rate Limit for NG Cofire - ORIS:6254 | 462 | 8106 | Rate Constraint in lbs/MMBtu | FALSE | L | Annual | Qualifying Generation | TWh | 0 | 0 | 0 | 0 | 0 | 0 | 0
EPA723 CO2 Rate Limit for NG Cofire - ORIS:6254 | 462 | 8106 | Rate Constraint in lbs/MMBtu | FALSE | L | Annual | Rate | lb/MWh | 0 | 0 | 0 | 0 | 0 | 0 | 0
EPA723 CO2 Rate Limit for NG Cofire - ORIS:6254 | 462 | 8106 | Rate Constraint in lbs/MMBtu | FALSE | L | Annual | Constraint Shadow Price | US2022$/Ton | 0 | 33.918 | 40.5959 | 38.8831 | 66.3692 | 81.3371 | 79.4287
EPA723 CO2 Rate Limit for NG Cofire - ORIS:6257 | 463 | 8107 | Rate Constraint in lbs/MMBtu | FALSE | L | Annual | Seasons Included | Seasons |  | Winter, Spring, Summer, Fall | Winter, Spring, Summer, Fall | Winter, Spring, Summer, Fall | Winter, Spring, Summer, Fall | Winter, Spring, Summer, Fall | Winter, Spring, Summer, Fall
EPA723 CO2 Rate Limit for NG Cofire - ORIS:6257 | 463 | 8107 | Rate Constraint in lbs/MMBtu | FALSE | L | Annual | Standard CO2 | lb/MMBtu | 176.5228 | 176.5228 | 176.5228 | 176.5228 | 176.5228 | 176.5228 | 176.5228
EPA723 CO2 Rate Limit for NG Cofire - ORIS:6257 | 463 | 8107 | Rate Constraint in lbs/MMBtu | FALSE | L | Annual | Emissions at Affected Plants CO2 | Thousand Tons | 0 | 0 | 0 | 0 | 0 | 0 | 0
EPA723 CO2 Rate Limit for NG Cofire - ORIS:6257 | 463 | 8107 | Rate Constraint in lbs/MMBtu | FALSE | L | Annual | Allowances Purchased CO2 | Thousand Tons | 0 | 0 | 0 | 0 | 0 | 0 | 0
EPA723 CO2 Rate Limit for NG Cofire - ORIS:6257 | 463 | 8107 | Rate Constraint in lbs/MMBtu | FALSE | L | Annual | Allowances Sold CO2 | Thousand Tons | 0 | 0 | 0 | 0 | 0 | 0 | 0
EPA723 CO2 Rate Limit for NG Cofire - ORIS:6257 | 463 | 8107 | Rate Constraint in lbs/MMBtu | FALSE | L | Annual | Allowances Banked | Thousand Tons | 0 | 0 | 0 | 0 | 0 | 0 | 0
EPA723 CO2 Rate Limit for NG Cofire - ORIS:6257 | 463 | 8107 | Rate Constraint in lbs/MMBtu | FALSE | L | Annual | Allowances Withdrawn (1:1) | Thousand Tons | 0 | 0 | 0 | 0 | 0 | 0 | 0
EPA723 CO2 Rate Limit for NG Cofire - ORIS:6257 | 463 | 8107 | Rate Constraint in lbs/MMBtu | FALSE | L | Annual | Allowances Withdrawn (n:1) | Thousand Tons | 0 | 0 | 0 | 0 | 0 | 0 | 0
EPA723 CO2 Rate Limit for NG Cofire - ORIS:6257 | 463 | 8107 | Rate Constraint in lbs/MMBtu | FALSE | L | Annual | Net Emissions Allowance Position | Thousand Tons | 0 | 0 | 0 | 0 | 0 | 0 | 0
EPA723 CO2 Rate Limit for NG Cofire - ORIS:6257 | 463 | 8107 | Rate Constraint in lbs/MMBtu | FALSE | L | Annual | Fuel Consumed | TBtu | 0 | 0 | 0 | 0 | 0 | 0 | 0
EPA723 CO2 Rate Limit for NG Cofire - ORIS:6257 | 463 | 8107 | Rate Constraint in lbs/MMBtu | FALSE | L | Annual | Rate | lb/MMBtu | 0 | 0 | 0 | 0 | 0 | 0 | 0
EPA723 CO2 Rate Limit for NG Cofire - ORIS:6257 | 463 | 8107 | Rate Constraint in lbs/MMBtu | FALSE | L | Annual | Generation | TWh | 0 | 0 | 0 | 0 | 0 | 0 | 0
EPA723 CO2 Rate Limit for NG Cofire - ORIS:6257 | 463 | 8107 | Rate Constraint in lbs/MMBtu | FALSE | L | Annual | Qualifying Generation | TWh | 0 | 0 | 0 | 0 | 0 | 0 | 0
EPA723 CO2 Rate Limit for NG Cofire - ORIS:6257 | 463 | 8107 | Rate Constraint in lbs/MMBtu | FALSE | L | Annual | Rate | lb/MWh | 0 | 0 | 0 | 0 | 0 | 0 | 0
EPA723 CO2 Rate Limit for NG Cofire - ORIS:6257 | 463 | 8107 | Rate Constraint in lbs/MMBtu | FALSE | L | Annual | Constraint Shadow Price | US2022$/Ton | 0 | 29.7305 | 27.3513 | 8.2098 | 40.0889 | 24.6553 | 83.221
EPA723 CO2 Rate Limit for NG Cofire - ORIS:6264 | 464 | 8108 | Rate Constraint in lbs/MMBtu | FALSE | L | Annual | Seasons Included | Seasons |  | Winter, Spring, Summer, Fall | Winter, Spring, Summer, Fall | Winter, Spring, Summer, Fall | Winter, Spring, Summer, Fall | Winter, Spring, Summer, Fall | Winter, Spring, Summer, Fall
EPA723 CO2 Rate Limit for NG Cofire - ORIS:6264 | 464 | 8108 | Rate Constraint in lbs/MMBtu | FALSE | L | Annual | Standard CO2 | lb/MMBtu | 174.8101 | 174.8101 | 174.8101 | 174.8101 | 174.8101 | 174.8101 | 174.8101
EPA723 CO2 Rate Limit for NG Cofire - ORIS:6264 | 464 | 8108 | Rate Constraint in lbs/MMBtu | FALSE | L | Annual | Emissions at Affected Plants CO2 | Thousand Tons | 0 | 0 | 0 | 0 | 0 | 0 | 0
EPA723 CO2 Rate Limit for NG Cofire - ORIS:6264 | 464 | 8108 | Rate Constraint in lbs/MMBtu | FALSE | L | Annual | Allowances Purchased CO2 | Thousand Tons | 0 | 0 | 0 | 0 | 0 | 0 | 0
EPA723 CO2 Rate Limit for NG Cofire - ORIS:6264 | 464 | 8108 | Rate Constraint in lbs/MMBtu | FALSE | L | Annual | Allowances Sold CO2 | Thousand Tons | 0 | 0 | 0 | 0 | 0 | 0 | 0
EPA723 CO2 Rate Limit for NG Cofire - ORIS:6264 | 464 | 8108 | Rate Constraint in lbs/MMBtu | FALSE | L | Annual | Allowances Banked | Thousand Tons | 0 | 0 | 0 | 0 | 0 | 0 | 0
EPA723 CO2 Rate Limit for NG Cofire - ORIS:6264 | 464 | 8108 | Rate Constraint in lbs/MMBtu | FALSE | L | Annual | Allowances Withdrawn (1:1) | Thousand Tons | 0 | 0 | 0 | 0 | 0 | 0 | 0
EPA723 CO2 Rate Limit for NG Cofire - ORIS:6264 | 464 | 8108 | Rate Constraint in lbs/MMBtu | FALSE | L | Annual | Allowances Withdrawn (n:1) | Thousand Tons | 0 | 0 | 0 | 0 | 0 | 0 | 0
EPA723 CO2 Rate Limit for NG Cofire - ORIS:6264 | 464 | 8108 | Rate Constraint in lbs/MMBtu | FALSE | L | Annual | Net Emissions Allowance Position | Thousand Tons | 0 | 0 | 0 | 0 | 0 | 0 | 0
EPA723 CO2 Rate Limit for NG Cofire - ORIS:6264 | 464 | 8108 | Rate Constraint in lbs/MMBtu | FALSE | L | Annual | Fuel Consumed | TBtu | 0 | 0 | 0 | 0 | 0 | 0 | 0
EPA723 CO2 Rate Limit for NG Cofire - ORIS:6264 | 464 | 8108 | Rate Constraint in lbs/MMBtu | FALSE | L | Annual | Rate | lb/MMBtu | 0 | 0 | 0 | 0 | 0 | 0 | 0
EPA723 CO2 Rate Limit for NG Cofire - ORIS:6264 | 464 | 8108 | Rate Constraint in lbs/MMBtu | FALSE | L | Annual | Generation | TWh | 0 | 0 | 0 | 0 | 0 | 0 | 0
EPA723 CO2 Rate Limit for NG Cofire - ORIS:6264 | 464 | 8108 | Rate Constraint in lbs/MMBtu | FALSE | L | Annual | Qualifying Generation | TWh | 0 | 0 | 0 | 0 | 0 | 0 | 0
EPA723 CO2 Rate Limit for NG Cofire - ORIS:6264 | 464 | 8108 | Rate Constraint in lbs/MMBtu | FALSE | L | Annual | Rate | lb/MWh | 0 | 0 | 0 | 0 | 0 | 0 | 0
EPA723 CO2 Rate Limit for NG Cofire - ORIS:6264 | 464 | 8108 | Rate Constraint in lbs/MMBtu | FALSE | L | Annual | Constraint Shadow Price | US2022$/Ton | 0 | 28.2163 | 33.5796 | 44.678 | 43.6756 | 103.2985 | 131.9998
EPA723 CO2 Rate Limit for NG Cofire - ORIS:628 | 465 | 8030 | Rate Constraint in lbs/MMBtu | FALSE | L | Annual | Seasons Included | Seasons |  | Winter, Spring, Summer, Fall | Winter, Spring, Summer, Fall | Winter, Spring, Summer, Fall | Winter, Spring, Summer, Fall | Winter, Spring, Summer, Fall | Winter, Spring, Summer, Fall
EPA723 CO2 Rate Limit for NG Cofire - ORIS:628 | 465 | 8030 | Rate Constraint in lbs/MMBtu | FALSE | L | Annual | Standard CO2 | lb/MMBtu | 174.8101 | 174.8101 | 174.8101 | 174.8101 | 174.8101 | 174.8101 | 174.8101
EPA723 CO2 Rate Limit for NG Cofire - ORIS:628 | 465 | 8030 | Rate Constraint in lbs/MMBtu | FALSE | L | Annual | Emissions at Affected Plants CO2 | Thousand Tons | 0 | 0 | 0 | 0 | 0 | 0 | 0
EPA723 CO2 Rate Limit for NG Cofire - ORIS:628 | 465 | 8030 | Rate Constraint in lbs/MMBtu | FALSE | L | Annual | Allowances Purchased CO2 | Thousand Tons | 0 | 0 | 0 | 0 | 0 | 0 | 0
EPA723 CO2 Rate Limit for NG Cofire - ORIS:628 | 465 | 8030 | Rate Constraint in lbs/MMBtu | FALSE | L | Annual | Allowances Sold CO2 | Thousand Tons | 0 | 0 | 0 | 0 | 0 | 0 | 0
EPA723 CO2 Rate Limit for NG Cofire - ORIS:628 | 465 | 8030 | Rate Constraint in lbs/MMBtu | FALSE | L | Annual | Allowances Banked | Thousand Tons | 0 | 0 | 0 | 0 | 0 | 0 | 0
EPA723 CO2 Rate Limit for NG Cofire - ORIS:628 | 465 | 8030 | Rate Constraint in lbs/MMBtu | FALSE | L | Annual | Allowances Withdrawn (1:1) | Thousand Tons | 0 | 0 | 0 | 0 | 0 | 0 | 0
EPA723 CO2 Rate Limit for NG Cofire - ORIS:628 | 465 | 8030 | Rate Constraint in lbs/MMBtu | FALSE | L | Annual | Allowances Withdrawn (n:1) | Thousand Tons | 0 | 0 | 0 | 0 | 0 | 0 | 0
EPA723 CO2 Rate Limit for NG Cofire - ORIS:628 | 465 | 8030 | Rate Constraint in lbs/MMBtu | FALSE | L | Annual | Net Emissions Allowance Position | Thousand Tons | 0 | 0 | 0 | 0 | 0 | 0 | 0
EPA723 CO2 Rate Limit for NG Cofire - ORIS:628 | 465 | 8030 | Rate Constraint in lbs/MMBtu | FALSE | L | Annual | Fuel Consumed | TBtu | 0 | 0 | 0 | 0 | 0 | 0 | 0
EPA723 CO2 Rate Limit for NG Cofire - ORIS:628 | 465 | 8030 | Rate Constraint in lbs/MMBtu | FALSE | L | Annual | Rate | lb/MMBtu | 0 | 0 | 0 | 0 | 0 | 0 | 0
EPA723 CO2 Rate Limit for NG Cofire - ORIS:628 | 465 | 8030 | Rate Constraint in lbs/MMBtu | FALSE | L | Annual | Generation | TWh | 0 | 0 | 0 | 0 | 0 | 0 | 0
EPA723 CO2 Rate Limit for NG Cofire - ORIS:628 | 465 | 8030 | Rate Constraint in lbs/MMBtu | FALSE | L | Annual | Qualifying Generation | TWh | 0 | 0 | 0 | 0 | 0 | 0 | 0
EPA723 CO2 Rate Limit for NG Cofire - ORIS:628 | 465 | 8030 | Rate Constraint in lbs/MMBtu | FALSE | L | Annual | Rate | lb/MWh | 0 | 0 | 0 | 0 | 0 | 0 | 0
EPA723 CO2 Rate Limit for NG Cofire - ORIS:628 | 465 | 8030 | Rate Constraint in lbs/MMBtu | FALSE | L | Annual | Constraint Shadow Price | US2022$/Ton | 0 | 22.5118 | 94.2984 | 220.9691 | 208.2687 | 762.7265 | 284.2956
EPA723 CO2 Rate Limit for NG Cofire - ORIS:645 | 466 | 8031 | Rate Constraint in lbs/MMBtu | FALSE | L | Annual | Seasons Included | Seasons |  | Winter, Spring, Summer, Fall | Winter, Spring, Summer, Fall | Winter, Spring, Summer, Fall | Winter, Spring, Summer, Fall | Winter, Spring, Summer, Fall | Winter, Spring, Summer, Fall
EPA723 CO2 Rate Limit for NG Cofire - ORIS:645 | 466 | 8031 | Rate Constraint in lbs/MMBtu | FALSE | L | Annual | Standard CO2 | lb/MMBtu | 174.8101 | 174.8101 | 174.8101 | 174.8101 | 174.8101 | 174.8101 | 174.8101
EPA723 CO2 Rate Limit for NG Cofire - ORIS:645 | 466 | 8031 | Rate Constraint in lbs/MMBtu | FALSE | L | Annual | Emissions at Affected Plants CO2 | Thousand Tons | 0 | 0 | 0 | 0 | 0 | 0 | 0
EPA723 CO2 Rate Limit for NG Cofire - ORIS:645 | 466 | 8031 | Rate Constraint in lbs/MMBtu | FALSE | L | Annual | Allowances Purchased CO2 | Thousand Tons | 0 | 0 | 0 | 0 | 0 | 0 | 0
EPA723 CO2 Rate Limit for NG Cofire - ORIS:645 | 466 | 8031 | Rate Constraint in lbs/MMBtu | FALSE | L | Annual | Allowances Sold CO2 | Thousand Tons | 0 | 0 | 0 | 0 | 0 | 0 | 0
EPA723 CO2 Rate Limit for NG Cofire - ORIS:645 | 466 | 8031 | Rate Constraint in lbs/MMBtu | FALSE | L | Annual | Allowances Banked | Thousand Tons | 0 | 0 | 0 | 0 | 0 | 0 | 0
EPA723 CO2 Rate Limit for NG Cofire - ORIS:645 | 466 | 8031 | Rate Constraint in lbs/MMBtu | FALSE | L | Annual | Allowances Withdrawn (1:1) | Thousand Tons | 0 | 0 | 0 | 0 | 0 | 0 | 0
EPA723 CO2 Rate Limit for NG Cofire - ORIS:645 | 466 | 8031 | Rate Constraint in lbs/MMBtu | FALSE | L | Annual | Allowances Withdrawn (n:1) | Thousand Tons | 0 | 0 | 0 | 0 | 0 | 0 | 0
EPA723 CO2 Rate Limit for NG Cofire - ORIS:645 | 466 | 8031 | Rate Constraint in lbs/MMBtu | FALSE | L | Annual | Net Emissions Allowance Position | Thousand Tons | 0 | 0 | 0 | 0 | 0 | 0 | 0
EPA723 CO2 Rate Limit for NG Cofire - ORIS:645 | 466 | 8031 | Rate Constraint in lbs/MMBtu | FALSE | L | Annual | Fuel Consumed | TBtu | 0 | 0 | 0 | 0 | 0 | 0 | 0
EPA723 CO2 Rate Limit for NG Cofire - ORIS:645 | 466 | 8031 | Rate Constraint in lbs/MMBtu | FALSE | L | Annual | Rate | lb/MMBtu | 0 | 0 | 0 | 0 | 0 | 0 | 0
EPA723 CO2 Rate Limit for NG Cofire - ORIS:645 | 466 | 8031 | Rate Constraint in lbs/MMBtu | FALSE | L | Annual | Generation | TWh | 0 | 0 | 0 | 0 | 0 | 0 | 0
EPA723 CO2 Rate Limit for NG Cofire - ORIS:645 | 466 | 8031 | Rate Constraint in lbs/MMBtu | FALSE | L | Annual | Qualifying Generation | TWh | 0 | 0 | 0 | 0 | 0 | 0 | 0
EPA723 CO2 Rate Limit for NG Cofire - ORIS:645 | 466 | 8031 | Rate Constraint in lbs/MMBtu | FALSE | L | Annual | Rate | lb/MWh | 0 | 0 | 0 | 0 | 0 | 0 | 0
EPA723 CO2 Rate Limit for NG Cofire - ORIS:645 | 466 | 8031 | Rate Constraint in lbs/MMBtu | FALSE | L | Annual | Constraint Shadow Price | US2022$/Ton | 0 | 22.917 | 23.8793 | 0 | 0 | 0 | 0
EPA723 CO2 Rate Limit for NG Cofire - ORIS:6469 | 467 | 8109 | Rate Constraint in lbs/MMBtu | FALSE | L | Annual | Seasons Included | Seasons |  | Winter, Spring, Summer, Fall | Winter, Spring, Summer, Fall | Winter, Spring, Summer, Fall | Winter, Spring, Summer, Fall | Winter, Spring, Summer, Fall | Winter, Spring, Summer, Fall
EPA723 CO2 Rate Limit for NG Cofire - ORIS:6469 | 467 | 8109 | Rate Constraint in lbs/MMBtu | FALSE | L | Annual | Standard CO2 | lb/MMBtu | 176.402 | 176.402 | 176.402 | 176.402 | 176.402 | 176.402 | 176.402
EPA723 CO2 Rate Limit for NG Cofire - ORIS:6469 | 467 | 8109 | Rate Constraint in lbs/MMBtu | FALSE | L | Annual | Emissions at Affected Plants CO2 | Thousand Tons | 0 | 0 | 0 | 0 | 0 | 0 | 0
EPA723 CO2 Rate Limit for NG Cofire - ORIS:6469 | 467 | 8109 | Rate Constraint in lbs/MMBtu | FALSE | L | Annual | Allowances Purchased CO2 | Thousand Tons | 0 | 0 | 0 | 0 | 0 | 0 | 0
EPA723 CO2 Rate Limit for NG Cofire - ORIS:6469 | 467 | 8109 | Rate Constraint in lbs/MMBtu | FALSE | L | Annual | Allowances Sold CO2 | Thousand Tons | 0 | 0 | 0 | 0 | 0 | 0 | 0
EPA723 CO2 Rate Limit for NG Cofire - ORIS:6469 | 467 | 8109 | Rate Constraint in lbs/MMBtu | FALSE | L | Annual | Allowances Banked | Thousand Tons | 0 | 0 | 0 | 0 | 0 | 0 | 0
EPA723 CO2 Rate Limit for NG Cofire - ORIS:6469 | 467 | 8109 | Rate Constraint in lbs/MMBtu | FALSE | L | Annual | Allowances Withdrawn (1:1) | Thousand Tons | 0 | 0 | 0 | 0 | 0 | 0 | 0
EPA723 CO2 Rate Limit for NG Cofire - ORIS:6469 | 467 | 8109 | Rate Constraint in lbs/MMBtu | FALSE | L | Annual | Allowances Withdrawn (n:1) | Thousand Tons | 0 | 0 | 0 | 0 | 0 | 0 | 0
EPA723 CO2 Rate Limit for NG Cofire - ORIS:6469 | 467 | 8109 | Rate Constraint in lbs/MMBtu | FALSE | L | Annual | Net Emissions Allowance Position | Thousand Tons | 0 | 0 | 0 | 0 | 0 | 0 | 0
EPA723 CO2 Rate Limit for NG Cofire - ORIS:6469 | 467 | 8109 | Rate Constraint in lbs/MMBtu | FALSE | L | Annual | Fuel Consumed | TBtu | 0 | 0 | 0 | 0 | 0 | 0 | 0
EPA723 CO2 Rate Limit for NG Cofire - ORIS:6469 | 467 | 8109 | Rate Constraint in lbs/MMBtu | FALSE | L | Annual | Rate | lb/MMBtu | 0 | 0 | 0 | 0 | 0 | 0 | 0
EPA723 CO2 Rate Limit for NG Cofire - ORIS:6469 | 467 | 8109 | Rate Constraint in lbs/MMBtu | FALSE | L | Annual | Generation | TWh | 0 | 0 | 0 | 0 | 0 | 0 | 0
EPA723 CO2 Rate Limit for NG Cofire - ORIS:6469 | 467 | 8109 | Rate Constraint in lbs/MMBtu | FALSE | L | Annual | Qualifying Generation | TWh | 0 | 0 | 0 | 0 | 0 | 0 | 0
EPA723 CO2 Rate Limit for NG Cofire - ORIS:6469 | 467 | 8109 | Rate Constraint in lbs/MMBtu | FALSE | L | Annual | Rate | lb/MWh | 0 | 0 | 0 | 0 | 0 | 0 | 0
EPA723 CO2 Rate Limit for NG Cofire - ORIS:6469 | 467 | 8109 | Rate Constraint in lbs/MMBtu | FALSE | L | Annual | Constraint Shadow Price | US2022$/Ton | 0 | 55.0828 | 43.1811 | 28.8239 | 68.2901 | 443.1688 | 111.3821
EPA723 CO2 Rate Limit for NG Cofire - ORIS:6641 | 468 | 8110 | Rate Constraint in lbs/MMBtu | FALSE | L | Annual | Seasons Included | Seasons |  | Winter, Spring, Summer, Fall | Winter, Spring, Summer, Fall | Winter, Spring, Summer, Fall | Winter, Spring, Summer, Fall | Winter, Spring, Summer, Fall | Winter, Spring, Summer, Fall
EPA723 CO2 Rate Limit for NG Cofire - ORIS:6641 | 468 | 8110 | Rate Constraint in lbs/MMBtu | FALSE | L | Annual | Standard CO2 | lb/MMBtu | 175.412 | 175.412 | 175.412 | 175.412 | 175.412 | 175.412 | 175.412
EPA723 CO2 Rate Limit for NG Cofire - ORIS:6641 | 468 | 8110 | Rate Constraint in lbs/MMBtu | FALSE | L | Annual | Emissions at Affected Plants CO2 | Thousand Tons | 0 | 0 | 0 | 0 | 0 | 0 | 0
EPA723 CO2 Rate Limit for NG Cofire - ORIS:6641 | 468 | 8110 | Rate Constraint in lbs/MMBtu | FALSE | L | Annual | Allowances Purchased CO2 | Thousand Tons | 0 | 0 | 0 | 0 | 0 | 0 | 0
EPA723 CO2 Rate Limit for NG Cofire - ORIS:6641 | 468 | 8110 | Rate Constraint in lbs/MMBtu | FALSE | L | Annual | Allowances Sold CO2 | Thousand Tons | 0 | 0 | 0 | 0 | 0 | 0 | 0
EPA723 CO2 Rate Limit for NG Cofire - ORIS:6641 | 468 | 8110 | Rate Constraint in lbs/MMBtu | FALSE | L | Annual | Allowances Banked | Thousand Tons | 0 | 0 | 0 | 0 | 0 | 0 | 0
EPA723 CO2 Rate Limit for NG Cofire - ORIS:6641 | 468 | 8110 | Rate Constraint in lbs/MMBtu | FALSE | L | Annual | Allowances Withdrawn (1:1) | Thousand Tons | 0 | 0 | 0 | 0 | 0 | 0 | 0
EPA723 CO2 Rate Limit for NG Cofire - ORIS:6641 | 468 | 8110 | Rate Constraint in lbs/MMBtu | FALSE | L | Annual | Allowances Withdrawn (n:1) | Thousand Tons | 0 | 0 | 0 | 0 | 0 | 0 | 0
EPA723 CO2 Rate Limit for NG Cofire - ORIS:6641 | 468 | 8110 | Rate Constraint in lbs/MMBtu | FALSE | L | Annual | Net Emissions Allowance Position | Thousand Tons | 0 | 0 | 0 | 0 | 0 | 0 | 0
EPA723 CO2 Rate Limit for NG Cofire - ORIS:6641 | 468 | 8110 | Rate Constraint in lbs/MMBtu | FALSE | L | Annual | Fuel Consumed | TBtu | 0 | 0 | 0 | 0 | 0 | 0 | 0
EPA723 CO2 Rate Limit for NG Cofire - ORIS:6641 | 468 | 8110 | Rate Constraint in lbs/MMBtu | FALSE | L | Annual | Rate | lb/MMBtu | 0 | 0 | 0 | 0 | 0 | 0 | 0
EPA723 CO2 Rate Limit for NG Cofire - ORIS:6641 | 468 | 8110 | Rate Constraint in lbs/MMBtu | FALSE | L | Annual | Generation | TWh | 0 | 0 | 0 | 0 | 0 | 0 | 0
EPA723 CO2 Rate Limit for NG Cofire - ORIS:6641 | 468 | 8110 | Rate Constraint in lbs/MMBtu | FALSE | L | Annual | Qualifying Generation | TWh | 0 | 0 | 0 | 0 | 0 | 0 | 0
EPA723 CO2 Rate Limit for NG Cofire - ORIS:6641 | 468 | 8110 | Rate Constraint in lbs/MMBtu | FALSE | L | Annual | Rate | lb/MWh | 0 | 0 | 0 | 0 | 0 | 0 | 0
EPA723 CO2 Rate Limit for NG Cofire - ORIS:6641 | 468 | 8110 | Rate Constraint in lbs/MMBtu | FALSE | L | Annual | Constraint Shadow Price | US2022$/Ton | 0 | 26.2761 | 80.1076 | 174.4574 | 157.9883 | 212.9669 | 246.8094
EPA723 CO2 Rate Limit for NG Cofire - ORIS:6664 | 469 | 8111 | Rate Constraint in lbs/MMBtu | FALSE | L | Annual | Seasons Included | Seasons |  | Winter, Spring, Summer, Fall | Winter, Spring, Summer, Fall | Winter, Spring, Summer, Fall | Winter, Spring, Summer, Fall | Winter, Spring, Summer, Fall | Winter, Spring, Summer, Fall
EPA723 CO2 Rate Limit for NG Cofire - ORIS:6664 | 469 | 8111 | Rate Constraint in lbs/MMBtu | FALSE | L | Annual | Standard CO2 | lb/MMBtu | 175.772 | 175.772 | 175.772 | 175.772 | 175.772 | 175.772 | 175.772
EPA723 CO2 Rate Limit for NG Cofire - ORIS:6664 | 469 | 8111 | Rate Constraint in lbs/MMBtu | FALSE | L | Annual | Emissions at Affected Plants CO2 | Thousand Tons | 0 | 0 | 0 | 0 | 0 | 0 | 0
EPA723 CO2 Rate Limit for NG Cofire - ORIS:6664 | 469 | 8111 | Rate Constraint in lbs/MMBtu | FALSE | L | Annual | Allowances Purchased CO2 | Thousand Tons | 0 | 0 | 0 | 0 | 0 | 0 | 0
EPA723 CO2 Rate Limit for NG Cofire - ORIS:6664 | 469 | 8111 | Rate Constraint in lbs/MMBtu | FALSE | L | Annual | Allowances Sold CO2 | Thousand Tons | 0 | 0 | 0 | 0 | 0 | 0 | 0
EPA723 CO2 Rate Limit for NG Cofire - ORIS:6664 | 469 | 8111 | Rate Constraint in lbs/MMBtu | FALSE | L | Annual | Allowances Banked | Thousand Tons | 0 | 0 | 0 | 0 | 0 | 0 | 0
EPA723 CO2 Rate Limit for NG Cofire - ORIS:6664 | 469 | 8111 | Rate Constraint in lbs/MMBtu | FALSE | L | Annual | Allowances Withdrawn (1:1) | Thousand Tons | 0 | 0 | 0 | 0 | 0 | 0 | 0
EPA723 CO2 Rate Limit for NG Cofire - ORIS:6664 | 469 | 8111 | Rate Constraint in lbs/MMBtu | FALSE | L | Annual | Allowances Withdrawn (n:1) | Thousand Tons | 0 | 0 | 0 | 0 | 0 | 0 | 0
EPA723 CO2 Rate Limit for NG Cofire - ORIS:6664 | 469 | 8111 | Rate Constraint in lbs/MMBtu | FALSE | L | Annual | Net Emissions Allowance Position | Thousand Tons | 0 | 0 | 0 | 0 | 0 | 0 | 0
EPA723 CO2 Rate Limit for NG Cofire - ORIS:6664 | 469 | 8111 | Rate Constraint in lbs/MMBtu | FALSE | L | Annual | Fuel Consumed | TBtu | 0 | 0 | 0 | 0 | 0 | 0 | 0
EPA723 CO2 Rate Limit for NG Cofire - ORIS:6664 | 469 | 8111 | Rate Constraint in lbs/MMBtu | FALSE | L | Annual | Rate | lb/MMBtu | 0 | 0 | 0 | 0 | 0 | 0 | 0
EPA723 CO2 Rate Limit for NG Cofire - ORIS:6664 | 469 | 8111 | Rate Constraint in lbs/MMBtu | FALSE | L | Annual | Generation | TWh | 0 | 0 | 0 | 0 | 0 | 0 | 0
EPA723 CO2 Rate Limit for NG Cofire - ORIS:6664 | 469 | 8111 | Rate Constraint in lbs/MMBtu | FALSE | L | Annual | Qualifying Generation | TWh | 0 | 0 | 0 | 0 | 0 | 0 | 0
EPA723 CO2 Rate Limit for NG Cofire - ORIS:6664 | 469 | 8111 | Rate Constraint in lbs/MMBtu | FALSE | L | Annual | Rate | lb/MWh | 0 | 0 | 0 | 0 | 0 | 0 | 0
EPA723 CO2 Rate Limit for NG Cofire - ORIS:6664 | 469 | 8111 | Rate Constraint in lbs/MMBtu | FALSE | L | Annual | Constraint Shadow Price | US2022$/Ton | 0 | 32.276 | 36.4219 | 33.7622 | 60.9373 | 76.7902 | 102.023
EPA723 CO2 Rate Limit for NG Cofire - ORIS:667 | 470 | 8032 | Rate Constraint in lbs/MMBtu | FALSE | L | Annual | Seasons Included | Seasons |  | Winter, Spring, Summer, Fall | Winter, Spring, Summer, Fall | Winter, Spring, Summer, Fall | Winter, Spring, Summer, Fall | Winter, Spring, Summer, Fall | Winter, Spring, Summer, Fall
EPA723 CO2 Rate Limit for NG Cofire - ORIS:667 | 470 | 8032 | Rate Constraint in lbs/MMBtu | FALSE | L | Annual | Standard CO2 | lb/MMBtu | 181.91 | 181.91 | 181.91 | 181.91 | 181.91 | 181.91 | 181.91
EPA723 CO2 Rate Limit for NG Cofire - ORIS:667 | 470 | 8032 | Rate Constraint in lbs/MMBtu | FALSE | L | Annual | Emissions at Affected Plants CO2 | Thousand Tons | 0 | 0 | 0 | 0 | 0 | 0 | 0
EPA723 CO2 Rate Limit for NG Cofire - ORIS:667 | 470 | 8032 | Rate Constraint in lbs/MMBtu | FALSE | L | Annual | Allowances Purchased CO2 | Thousand Tons | 0 | 0 | 0 | 0 | 0 | 0 | 0
EPA723 CO2 Rate Limit for NG Cofire - ORIS:667 | 470 | 8032 | Rate Constraint in lbs/MMBtu | FALSE | L | Annual | Allowances Sold CO2 | Thousand Tons | 0 | 0 | 0 | 0 | 0 | 0 | 0
EPA723 CO2 Rate Limit for NG Cofire - ORIS:667 | 470 | 8032 | Rate Constraint in lbs/MMBtu | FALSE | L | Annual | Allowances Banked | Thousand Tons | 0 | 0 | 0 | 0 | 0 | 0 | 0
EPA723 CO2 Rate Limit for NG Cofire - ORIS:667 | 470 | 8032 | Rate Constraint in lbs/MMBtu | FALSE | L | Annual | Allowances Withdrawn (1:1) | Thousand Tons | 0 | 0 | 0 | 0 | 0 | 0 | 0
EPA723 CO2 Rate Limit for NG Cofire - ORIS:667 | 470 | 8032 | Rate Constraint in lbs/MMBtu | FALSE | L | Annual | Allowances Withdrawn (n:1) | Thousand Tons | 0 | 0 | 0 | 0 | 0 | 0 | 0
EPA723 CO2 Rate Limit for NG Cofire - ORIS:667 | 470 | 8032 | Rate Constraint in lbs/MMBtu | FALSE | L | Annual | Net Emissions Allowance Position | Thousand Tons | 0 | 0 | 0 | 0 | 0 | 0 | 0
EPA723 CO2 Rate Limit for NG Cofire - ORIS:667 | 470 | 8032 | Rate Constraint in lbs/MMBtu | FALSE | L | Annual | Fuel Consumed | TBtu | 0 | 0 | 0 | 0 | 0 | 0 | 0
EPA723 CO2 Rate Limit for NG Cofire - ORIS:667 | 470 | 8032 | Rate Constraint in lbs/MMBtu | FALSE | L | Annual | Rate | lb/MMBtu | 0 | 0 | 0 | 0 | 0 | 0 | 0
EPA723 CO2 Rate Limit for NG Cofire - ORIS:667 | 470 | 8032 | Rate Constraint in lbs/MMBtu | FALSE | L | Annual | Generation | TWh | 0 | 0 | 0 | 0 | 0 | 0 | 0
EPA723 CO2 Rate Limit for NG Cofire - ORIS:667 | 470 | 8032 | Rate Constraint in lbs/MMBtu | FALSE | L | Annual | Qualifying Generation | TWh | 0 | 0 | 0 | 0 | 0 | 0 | 0
EPA723 CO2 Rate Limit for NG Cofire - ORIS:667 | 470 | 8032 | Rate Constraint in lbs/MMBtu | FALSE | L | Annual | Rate | lb/MWh | 0 | 0 | 0 | 0 | 0 | 0 | 0
EPA723 CO2 Rate Limit for NG Cofire - ORIS:667 | 470 | 8032 | Rate Constraint in lbs/MMBtu | FALSE | L | Annual | Constraint Shadow Price | US2022$/Ton | 0 | 38.9612 | 34.3814 | 0 | 141.0239 | 153.647 | 161.3915
EPA723 CO2 Rate Limit for NG Cofire - ORIS:6705 | 471 | 8112 | Rate Constraint in lbs/MMBtu | FALSE | L | Annual | Seasons Included | Seasons |  | Winter, Spring, Summer, Fall | Winter, Spring, Summer, Fall | Winter, Spring, Summer, Fall | Winter, Spring, Summer, Fall | Winter, Spring, Summer, Fall | Winter, Spring, Summer, Fall
EPA723 CO2 Rate Limit for NG Cofire - ORIS:6705 | 471 | 8112 | Rate Constraint in lbs/MMBtu | FALSE | L | Annual | Standard CO2 | lb/MMBtu | 180.3206 | 180.3206 | 180.3206 | 180.3206 | 180.3206 | 180.3206 | 180.3206
EPA723 CO2 Rate Limit for NG Cofire - ORIS:6705 | 471 | 8112 | Rate Constraint in lbs/MMBtu | FALSE | L | Annual | Emissions at Affected Plants CO2 | Thousand Tons | 0 | 0 | 0 | 0 | 0 | 0 | 0
EPA723 CO2 Rate Limit for NG Cofire - ORIS:6705 | 471 | 8112 | Rate Constraint in lbs/MMBtu | FALSE | L | Annual | Allowances Purchased CO2 | Thousand Tons | 0 | 0 | 0 | 0 | 0 | 0 | 0
EPA723 CO2 Rate Limit for NG Cofire - ORIS:6705 | 471 | 8112 | Rate Constraint in lbs/MMBtu | FALSE | L | Annual | Allowances Sold CO2 | Thousand Tons | 0 | 0 | 0 | 0 | 0 | 0 | 0
EPA723 CO2 Rate Limit for NG Cofire - ORIS:6705 | 471 | 8112 | Rate Constraint in lbs/MMBtu | FALSE | L | Annual | Allowances Banked | Thousand Tons | 0 | 0 | 0 | 0 | 0 | 0 | 0
EPA723 CO2 Rate Limit for NG Cofire - ORIS:6705 | 471 | 8112 | Rate Constraint in lbs/MMBtu | FALSE | L | Annual | Allowances Withdrawn (1:1) | Thousand Tons | 0 | 0 | 0 | 0 | 0 | 0 | 0
EPA723 CO2 Rate Limit for NG Cofire - ORIS:6705 | 471 | 8112 | Rate Constraint in lbs/MMBtu | FALSE | L | Annual | Allowances Withdrawn (n:1) | Thousand Tons | 0 | 0 | 0 | 0 | 0 | 0 | 0
EPA723 CO2 Rate Limit for NG Cofire - ORIS:6705 | 471 | 8112 | Rate Constraint in lbs/MMBtu | FALSE | L | Annual | Net Emissions Allowance Position | Thousand Tons | 0 | 0 | 0 | 0 | 0 | 0 | 0
EPA723 CO2 Rate Limit for NG Cofire - ORIS:6705 | 471 | 8112 | Rate Constraint in lbs/MMBtu | FALSE | L | Annual | Fuel Consumed | TBtu | 0 | 0 | 0 | 0 | 0 | 0 | 0
EPA723 CO2 Rate Limit for NG Cofire - ORIS:6705 | 471 | 8112 | Rate Constraint in lbs/MMBtu | FALSE | L | Annual | Rate | lb/MMBtu | 0 | 0 | 0 | 0 | 0 | 0 | 0
EPA723 CO2 Rate Limit for NG Cofire - ORIS:6705 | 471 | 8112 | Rate Constraint in lbs/MMBtu | FALSE | L | Annual | Generation | TWh | 0 | 0 | 0 | 0 | 0 | 0 | 0
EPA723 CO2 Rate Limit for NG Cofire - ORIS:6705 | 471 | 8112 | Rate Constraint in lbs/MMBtu | FALSE | L | Annual | Qualifying Generation | TWh | 0 | 0 | 0 | 0 | 0 | 0 | 0
EPA723 CO2 Rate Limit for NG Cofire - ORIS:6705 | 471 | 8112 | Rate Constraint in lbs/MMBtu | FALSE | L | Annual | Rate | lb/MWh | 0 | 0 | 0 | 0 | 0 | 0 | 0
EPA723 CO2 Rate Limit for NG Cofire - ORIS:6705 | 471 | 8112 | Rate Constraint in lbs/MMBtu | FALSE | L | Annual | Constraint Shadow Price | US2022$/Ton | 0 | 45.652 | 41.3805 | 28.8537 | 45.5495 | 96.4558 | 122.824
EPA723 CO2 Rate Limit for NG Cofire - ORIS:6768 | 472 | 8113 | Rate Constraint in lbs/MMBtu | FALSE | L | Annual | Seasons Included | Seasons |  | Winter, Spring, Summer, Fall | Winter, Spring, Summer, Fall | Winter, Spring, Summer, Fall | Winter, Spring, Summer, Fall | Winter, Spring, Summer, Fall | Winter, Spring, Summer, Fall
EPA723 CO2 Rate Limit for NG Cofire - ORIS:6768 | 472 | 8113 | Rate Constraint in lbs/MMBtu | FALSE | L | Annual | Standard CO2 | lb/MMBtu | 176.252 | 176.252 | 176.252 | 176.252 | 176.252 | 176.252 | 176.252
EPA723 CO2 Rate Limit for NG Cofire - ORIS:6768 | 472 | 8113 | Rate Constraint in lbs/MMBtu | FALSE | L | Annual | Emissions at Affected Plants CO2 | Thousand Tons | 0 | 0 | 0 | 0 | 0 | 0 | 0
EPA723 CO2 Rate Limit for NG Cofire - ORIS:6768 | 472 | 8113 | Rate Constraint in lbs/MMBtu | FALSE | L | Annual | Allowances Purchased CO2 | Thousand Tons | 0 | 0 | 0 | 0 | 0 | 0 | 0
EPA723 CO2 Rate Limit for NG Cofire - ORIS:6768 | 472 | 8113 | Rate Constraint in lbs/MMBtu | FALSE | L | Annual | Allowances Sold CO2 | Thousand Tons | 0 | 0 | 0 | 0 | 0 | 0 | 0
EPA723 CO2 Rate Limit for NG Cofire - ORIS:6768 | 472 | 8113 | Rate Constraint in lbs/MMBtu | FALSE | L | Annual | Allowances Banked | Thousand Tons | 0 | 0 | 0 | 0 | 0 | 0 | 0
EPA723 CO2 Rate Limit for NG Cofire - ORIS:6768 | 472 | 8113 | Rate Constraint in lbs/MMBtu | FALSE | L | Annual | Allowances Withdrawn (1:1) | Thousand Tons | 0 | 0 | 0 | 0 | 0 | 0 | 0
EPA723 CO2 Rate Limit for NG Cofire - ORIS:6768 | 472 | 8113 | Rate Constraint in lbs/MMBtu | FALSE | L | Annual | Allowances Withdrawn (n:1) | Thousand Tons | 0 | 0 | 0 | 0 | 0 | 0 | 0
EPA723 CO2 Rate Limit for NG Cofire - ORIS:6768 | 472 | 8113 | Rate Constraint in lbs/MMBtu | FALSE | L | Annual | Net Emissions Allowance Position | Thousand Tons | 0 | 0 | 0 | 0 | 0 | 0 | 0
EPA723 CO2 Rate Limit for NG Cofire - ORIS:6768 | 472 | 8113 | Rate Constraint in lbs/MMBtu | FALSE | L | Annual | Fuel Consumed | TBtu | 0 | 0 | 0 | 0 | 0 | 0 | 0
EPA723 CO2 Rate Limit for NG Cofire - ORIS:6768 | 472 | 8113 | Rate Constraint in lbs/MMBtu | FALSE | L | Annual | Rate | lb/MMBtu | 0 | 0 | 0 | 0 | 0 | 0 | 0
EPA723 CO2 Rate Limit for NG Cofire - ORIS:6768 | 472 | 8113 | Rate Constraint in lbs/MMBtu | FALSE | L | Annual | Generation | TWh | 0 | 0 | 0 | 0 | 0 | 0 | 0
EPA723 CO2 Rate Limit for NG Cofire - ORIS:6768 | 472 | 8113 | Rate Constraint in lbs/MMBtu | FALSE | L | Annual | Qualifying Generation | TWh | 0 | 0 | 0 | 0 | 0 | 0 | 0
EPA723 CO2 Rate Limit for NG Cofire - ORIS:6768 | 472 | 8113 | Rate Constraint in lbs/MMBtu | FALSE | L | Annual | Rate | lb/MWh | 0 | 0 | 0 | 0 | 0 | 0 | 0
EPA723 CO2 Rate Limit for NG Cofire - ORIS:6768 | 472 | 8113 | Rate Constraint in lbs/MMBtu | FALSE | L | Annual | Constraint Shadow Price | US2022$/Ton | 0 | 117.5849 | 35.5794 | 146.1701 | 82.7663 | 462.7584 | 97.1562
EPA723 CO2 Rate Limit for NG Cofire - ORIS:6772 | 473 | 8114 | Rate Constraint in lbs/MMBtu | FALSE | L | Annual | Seasons Included | Seasons |  | Winter, Spring, Summer, Fall | Winter, Spring, Summer, Fall | Winter, Spring, Summer, Fall | Winter, Spring, Summer, Fall | Winter, Spring, Summer, Fall | Winter, Spring, Summer, Fall
EPA723 CO2 Rate Limit for NG Cofire - ORIS:6772 | 473 | 8114 | Rate Constraint in lbs/MMBtu | FALSE | L | Annual | Standard CO2 | lb/MMBtu | 176.252 | 176.252 | 176.252 | 176.252 | 176.252 | 176.252 | 176.252
EPA723 CO2 Rate Limit for NG Cofire - ORIS:6772 | 473 | 8114 | Rate Constraint in lbs/MMBtu | FALSE | L | Annual | Emissions at Affected Plants CO2 | Thousand Tons | 0 | 0 | 0 | 0 | 0 | 0 | 0
EPA723 CO2 Rate Limit for NG Cofire - ORIS:6772 | 473 | 8114 | Rate Constraint in lbs/MMBtu | FALSE | L | Annual | Allowances Purchased CO2 | Thousand Tons | 0 | 0 | 0 | 0 | 0 | 0 | 0
EPA723 CO2 Rate Limit for NG Cofire - ORIS:6772 | 473 | 8114 | Rate Constraint in lbs/MMBtu | FALSE | L | Annual | Allowances Sold CO2 | Thousand Tons | 0 | 0 | 0 | 0 | 0 | 0 | 0
EPA723 CO2 Rate Limit for NG Cofire - ORIS:6772 | 473 | 8114 | Rate Constraint in lbs/MMBtu | FALSE | L | Annual | Allowances Banked | Thousand Tons | 0 | 0 | 0 | 0 | 0 | 0 | 0
EPA723 CO2 Rate Limit for NG Cofire - ORIS:6772 | 473 | 8114 | Rate Constraint in lbs/MMBtu | FALSE | L | Annual | Allowances Withdrawn (1:1) | Thousand Tons | 0 | 0 | 0 | 0 | 0 | 0 | 0
EPA723 CO2 Rate Limit for NG Cofire - ORIS:6772 | 473 | 8114 | Rate Constraint in lbs/MMBtu | FALSE | L | Annual | Allowances Withdrawn (n:1) | Thousand Tons | 0 | 0 | 0 | 0 | 0 | 0 | 0
EPA723 CO2 Rate Limit for NG Cofire - ORIS:6772 | 473 | 8114 | Rate Constraint in lbs/MMBtu | FALSE | L | Annual | Net Emissions Allowance Position | Thousand Tons | 0 | 0 | 0 | 0 | 0 | 0 | 0
EPA723 CO2 Rate Limit for NG Cofire - ORIS:6772 | 473 | 8114 | Rate Constraint in lbs/MMBtu | FALSE | L | Annual | Fuel Consumed | TBtu | 0 | 0 | 0 | 0 | 0 | 0 | 0
EPA723 CO2 Rate Limit for NG Cofire - ORIS:6772 | 473 | 8114 | Rate Constraint in lbs/MMBtu | FALSE | L | Annual | Rate | lb/MMBtu | 0 | 0 | 0 | 0 | 0 | 0 | 0
EPA723 CO2 Rate Limit for NG Cofire - ORIS:6772 | 473 | 8114 | Rate Constraint in lbs/MMBtu | FALSE | L | Annual | Generation | TWh | 0 | 0 | 0 | 0 | 0 | 0 | 0
EPA723 CO2 Rate Limit for NG Cofire - ORIS:6772 | 473 | 8114 | Rate Constraint in lbs/MMBtu | FALSE | L | Annual | Qualifying Generation | TWh | 0 | 0 | 0 | 0 | 0 | 0 | 0
EPA723 CO2 Rate Limit for NG Cofire - ORIS:6772 | 473 | 8114 | Rate Constraint in lbs/MMBtu | FALSE | L | Annual | Rate | lb/MWh | 0 | 0 | 0 | 0 | 0 | 0 | 0
EPA723 CO2 Rate Limit for NG Cofire - ORIS:6772 | 473 | 8114 | Rate Constraint in lbs/MMBtu | FALSE | L | Annual | Constraint Shadow Price | US2022$/Ton | 0 | 162.2961 | 38.3481 | 108.7526 | 37.9621 | 432.759 | 98.044
EPA723 CO2 Rate Limit for NG Cofire - ORIS:6823 | 474 | 8115 | Rate Constraint in lbs/MMBtu | FALSE | L | Annual | Seasons Included | Seasons |  | Winter, Spring, Summer, Fall | Winter, Spring, Summer, Fall | Winter, Spring, Summer, Fall | Winter, Spring, Summer, Fall | Winter, Spring, Summer, Fall | Winter, Spring, Summer, Fall
EPA723 CO2 Rate Limit for NG Cofire - ORIS:6823 | 474 | 8115 | Rate Constraint in lbs/MMBtu | FALSE | L | Annual | Standard CO2 | lb/MMBtu | 174.8101 | 174.8101 | 174.8101 | 174.8101 | 174.8101 | 174.8101 | 174.8101
EPA723 CO2 Rate Limit for NG Cofire - ORIS:6823 | 474 | 8115 | Rate Constraint in lbs/MMBtu | FALSE | L | Annual | Emissions at Affected Plants CO2 | Thousand Tons | 0 | 0 | 0 | 0 | 0 | 0 | 0
EPA723 CO2 Rate Limit for NG Cofire - ORIS:6823 | 474 | 8115 | Rate Constraint in lbs/MMBtu | FALSE | L | Annual | Allowances Purchased CO2 | Thousand Tons | 0 | 0 | 0 | 0 | 0 | 0 | 0
EPA723 CO2 Rate Limit for NG Cofire - ORIS:6823 | 474 | 8115 | Rate Constraint in lbs/MMBtu | FALSE | L | Annual | Allowances Sold CO2 | Thousand Tons | 0 | 0 | 0 | 0 | 0 | 0 | 0
EPA723 CO2 Rate Limit for NG Cofire - ORIS:6823 | 474 | 8115 | Rate Constraint in lbs/MMBtu | FALSE | L | Annual | Allowances Banked | Thousand Tons | 0 | 0 | 0 | 0 | 0 | 0 | 0
EPA723 CO2 Rate Limit for NG Cofire - ORIS:6823 | 474 | 8115 | Rate Constraint in lbs/MMBtu | FALSE | L | Annual | Allowances Withdrawn (1:1) | Thousand Tons | 0 | 0 | 0 | 0 | 0 | 0 | 0
EPA723 CO2 Rate Limit for NG Cofire - ORIS:6823 | 474 | 8115 | Rate Constraint in lbs/MMBtu | FALSE | L | Annual | Allowances Withdrawn (n:1) | Thousand Tons | 0 | 0 | 0 | 0 | 0 | 0 | 0
EPA723 CO2 Rate Limit for NG Cofire - ORIS:6823 | 474 | 8115 | Rate Constraint in lbs/MMBtu | FALSE | L | Annual | Net Emissions Allowance Position | Thousand Tons | 0 | 0 | 0 | 0 | 0 | 0 | 0
EPA723 CO2 Rate Limit for NG Cofire - ORIS:6823 | 474 | 8115 | Rate Constraint in lbs/MMBtu | FALSE | L | Annual | Fuel Consumed | TBtu | 0 | 0 | 0 | 0 | 0 | 0 | 0
EPA723 CO2 Rate Limit for NG Cofire - ORIS:6823 | 474 | 8115 | Rate Constraint in lbs/MMBtu | FALSE | L | Annual | Rate | lb/MMBtu | 0 | 0 | 0 | 0 | 0 | 0 | 0
EPA723 CO2 Rate Limit for NG Cofire - ORIS:6823 | 474 | 8115 | Rate Constraint in lbs/MMBtu | FALSE | L | Annual | Generation | TWh | 0 | 0 | 0 | 0 | 0 | 0 | 0
EPA723 CO2 Rate Limit for NG Cofire - ORIS:6823 | 474 | 8115 | Rate Constraint in lbs/MMBtu | FALSE | L | Annual | Qualifying Generation | TWh | 0 | 0 | 0 | 0 | 0 | 0 | 0
EPA723 CO2 Rate Limit for NG Cofire - ORIS:6823 | 474 | 8115 | Rate Constraint in lbs/MMBtu | FALSE | L | Annual | Rate | lb/MWh | 0 | 0 | 0 | 0 | 0 | 0 | 0
EPA723 CO2 Rate Limit for NG Cofire - ORIS:6823 | 474 | 8115 | Rate Constraint in lbs/MMBtu | FALSE | L | Annual | Constraint Shadow Price | US2022$/Ton | 0 | 66.8546 | 50.6757 | 46.6732 | 118.6992 | 151.0849 | 101.4275
EPA723 CO2 Rate Limit for NG Cofire - ORIS:703 | 475 | 8033 | Rate Constraint in lbs/MMBtu | FALSE | L | Annual | Seasons Included | Seasons |  | Winter, Spring, Summer, Fall | Winter, Spring, Summer, Fall | Winter, Spring, Summer, Fall | Winter, Spring, Summer, Fall | Winter, Spring, Summer, Fall | Winter, Spring, Summer, Fall
EPA723 CO2 Rate Limit for NG Cofire - ORIS:703 | 475 | 8033 | Rate Constraint in lbs/MMBtu | FALSE | L | Annual | Standard CO2 | lb/MMBtu | 174.578 | 174.578 | 174.578 | 174.578 | 174.578 | 174.578 | 174.578
EPA723 CO2 Rate Limit for NG Cofire - ORIS:703 | 475 | 8033 | Rate Constraint in lbs/MMBtu | FALSE | L | Annual | Emissions at Affected Plants CO2 | Thousand Tons | 0 | 0 | 0 | 0 | 0 | 0 | 0
EPA723 CO2 Rate Limit for NG Cofire - ORIS:703 | 475 | 8033 | Rate Constraint in lbs/MMBtu | FALSE | L | Annual | Allowances Purchased CO2 | Thousand Tons | 0 | 0 | 0 | 0 | 0 | 0 | 0
EPA723 CO2 Rate Limit for NG Cofire - ORIS:703 | 475 | 8033 | Rate Constraint in lbs/MMBtu | FALSE | L | Annual | Allowances Sold CO2 | Thousand Tons | 0 | 0 | 0 | 0 | 0 | 0 | 0
EPA723 CO2 Rate Limit for NG Cofire - ORIS:703 | 475 | 8033 | Rate Constraint in lbs/MMBtu | FALSE | L | Annual | Allowances Banked | Thousand Tons | 0 | 0 | 0 | 0 | 0 | 0 | 0
EPA723 CO2 Rate Limit for NG Cofire - ORIS:703 | 475 | 8033 | Rate Constraint in lbs/MMBtu | FALSE | L | Annual | Allowances Withdrawn (1:1) | Thousand Tons | 0 | 0 | 0 | 0 | 0 | 0 | 0
EPA723 CO2 Rate Limit for NG Cofire - ORIS:703 | 475 | 8033 | Rate Constraint in lbs/MMBtu | FALSE | L | Annual | Allowances Withdrawn (n:1) | Thousand Tons | 0 | 0 | 0 | 0 | 0 | 0 | 0
EPA723 CO2 Rate Limit for NG Cofire - ORIS:703 | 475 | 8033 | Rate Constraint in lbs/MMBtu | FALSE | L | Annual | Net Emissions Allowance Position | Thousand Tons | 0 | 0 | 0 | 0 | 0 | 0 | 0
EPA723 CO2 Rate Limit for NG Cofire - ORIS:703 | 475 | 8033 | Rate Constraint in lbs/MMBtu | FALSE | L | Annual | Fuel Consumed | TBtu | 0 | 0 | 0 | 0 | 0 | 0 | 0
EPA723 CO2 Rate Limit for NG Cofire - ORIS:703 | 475 | 8033 | Rate Constraint in lbs/MMBtu | FALSE | L | Annual | Rate | lb/MMBtu | 0 | 0 | 0 | 0 | 0 | 0 | 0
EPA723 CO2 Rate Limit for NG Cofire - ORIS:703 | 475 | 8033 | Rate Constraint in lbs/MMBtu | FALSE | L | Annual | Generation | TWh | 0 | 0 | 0 | 0 | 0 | 0 | 0
EPA723 CO2 Rate Limit for NG Cofire - ORIS:703 | 475 | 8033 | Rate Constraint in lbs/MMBtu | FALSE | L | Annual | Qualifying Generation | TWh | 0 | 0 | 0 | 0 | 0 | 0 | 0
EPA723 CO2 Rate Limit for NG Cofire - ORIS:703 | 475 | 8033 | Rate Constraint in lbs/MMBtu | FALSE | L | Annual | Rate | lb/MWh | 0 | 0 | 0 | 0 | 0 | 0 | 0
EPA723 CO2 Rate Limit for NG Cofire - ORIS:703 | 475 | 8033 | Rate Constraint in lbs/MMBtu | FALSE | L | Annual | Constraint Shadow Price | US2022$/Ton | 0 | 27.0326 | 35.1013 | 3.0958 | 14.2774 | 391.6907 | 64.4399
EPA723 CO2 Rate Limit for NG Cofire - ORIS:7030 | 476 | 8116 | Rate Constraint in lbs/MMBtu | FALSE | L | Annual | Seasons Included | Seasons |  | Winter, Spring, Summer, Fall | Winter, Spring, Summer, Fall | Winter, Spring, Summer, Fall | Winter, Spring, Summer, Fall | Winter, Spring, Summer, Fall | Winter, Spring, Summer, Fall
EPA723 CO2 Rate Limit for NG Cofire - ORIS:7030 | 476 | 8116 | Rate Constraint in lbs/MMBtu | FALSE | L | Annual | Standard CO2 | lb/MMBtu | 178.412 | 178.412 | 178.412 | 178.412 | 178.412 | 178.412 | 178.412
EPA723 CO2 Rate Limit for NG Cofire - ORIS:7030 | 476 | 8116 | Rate Constraint in lbs/MMBtu | FALSE | L | Annual | Emissions at Affected Plants CO2 | Thousand Tons | 0 | 0 | 0 | 0 | 0 | 0 | 0
EPA723 CO2 Rate Limit for NG Cofire - ORIS:7030 | 476 | 8116 | Rate Constraint in lbs/MMBtu | FALSE | L | Annual | Allowances Purchased CO2 | Thousand Tons | 0 | 0 | 0 | 0 | 0 | 0 | 0
EPA723 CO2 Rate Limit for NG Cofire - ORIS:7030 | 476 | 8116 | Rate Constraint in lbs/MMBtu | FALSE | L | Annual | Allowances Sold CO2 | Thousand Tons | 0 | 0 | 0 | 0 | 0 | 0 | 0
EPA723 CO2 Rate Limit for NG Cofire - ORIS:7030 | 476 | 8116 | Rate Constraint in lbs/MMBtu | FALSE | L | Annual | Allowances Banked | Thousand Tons | 0 | 0 | 0 | 0 | 0 | 0 | 0
EPA723 CO2 Rate Limit for NG Cofire - ORIS:7030 | 476 | 8116 | Rate Constraint in lbs/MMBtu | FALSE | L | Annual | Allowances Withdrawn (1:1) | Thousand Tons | 0 | 0 | 0 | 0 | 0 | 0 | 0
EPA723 CO2 Rate Limit for NG Cofire - ORIS:7030 | 476 | 8116 | Rate Constraint in lbs/MMBtu | FALSE | L | Annual | Allowances Withdrawn (n:1) | Thousand Tons | 0 | 0 | 0 | 0 | 0 | 0 | 0
EPA723 CO2 Rate Limit for NG Cofire - ORIS:7030 | 476 | 8116 | Rate Constraint in lbs/MMBtu | FALSE | L | Annual | Net Emissions Allowance Position | Thousand Tons | 0 | 0 | 0 | 0 | 0 | 0 | 0
EPA723 CO2 Rate Limit for NG Cofire - ORIS:7030 | 476 | 8116 | Rate Constraint in lbs/MMBtu | FALSE | L | Annual | Fuel Consumed | TBtu | 0 | 0 | 0 | 0 | 0 | 0 | 0
EPA723 CO2 Rate Limit for NG Cofire - ORIS:7030 | 476 | 8116 | Rate Constraint in lbs/MMBtu | FALSE | L | Annual | Rate | lb/MMBtu | 0 | 0 | 0 | 0 | 0 | 0 | 0
EPA723 CO2 Rate Limit for NG Cofire - ORIS:7030 | 476 | 8116 | Rate Constraint in lbs/MMBtu | FALSE | L | Annual | Generation | TWh | 0 | 0 | 0 | 0 | 0 | 0 | 0
EPA723 CO2 Rate Limit for NG Cofire - ORIS:7030 | 476 | 8116 | Rate Constraint in lbs/MMBtu | FALSE | L | Annual | Qualifying Generation | TWh | 0 | 0 | 0 | 0 | 0 | 0 | 0
EPA723 CO2 Rate Limit for NG Cofire - ORIS:7030 | 476 | 8116 | Rate Constraint in lbs/MMBtu | FALSE | L | Annual | Rate | lb/MWh | 0 | 0 | 0 | 0 | 0 | 0 | 0
EPA723 CO2 Rate Limit for NG Cofire - ORIS:7030 | 476 | 8116 | Rate Constraint in lbs/MMBtu | FALSE | L | Annual | Constraint Shadow Price | US2022$/Ton | 0 | 0 | 0 | 0 | 0 | 0 | 0
EPA723 CO2 Rate Limit for NG Cofire - ORIS:7213 | 477 | 8117 | Rate Constraint in lbs/MMBtu | FALSE | L | Annual | Seasons Included | Seasons |  | Winter, Spring, Summer, Fall | Winter, Spring, Summer, Fall | Winter, Spring, Summer, Fall | Winter, Spring, Summer, Fall | Winter, Spring, Summer, Fall | Winter, Spring, Summer, Fall
EPA723 CO2 Rate Limit for NG Cofire - ORIS:7213 | 477 | 8117 | Rate Constraint in lbs/MMBtu | FALSE | L | Annual | Standard CO2 | lb/MMBtu | 175.1445 | 175.1445 | 175.1445 | 175.1445 | 175.1445 | 175.1445 | 175.1445
EPA723 CO2 Rate Limit for NG Cofire - ORIS:7213 | 477 | 8117 | Rate Constraint in lbs/MMBtu | FALSE | L | Annual | Emissions at Affected Plants CO2 | Thousand Tons | 0 | 0 | 0 | 0 | 0 | 0 | 0
EPA723 CO2 Rate Limit for NG Cofire - ORIS:7213 | 477 | 8117 | Rate Constraint in lbs/MMBtu | FALSE | L | Annual | Allowances Purchased CO2 | Thousand Tons | 0 | 0 | 0 | 0 | 0 | 0 | 0
EPA723 CO2 Rate Limit for NG Cofire - ORIS:7213 | 477 | 8117 | Rate Constraint in lbs/MMBtu | FALSE | L | Annual | Allowances Sold CO2 | Thousand Tons | 0 | 0 | 0 | 0 | 0 | 0 | 0
EPA723 CO2 Rate Limit for NG Cofire - ORIS:7213 | 477 | 8117 | Rate Constraint in lbs/MMBtu | FALSE | L | Annual | Allowances Banked | Thousand Tons | 0 | 0 | 0 | 0 | 0 | 0 | 0
EPA723 CO2 Rate Limit for NG Cofire - ORIS:7213 | 477 | 8117 | Rate Constraint in lbs/MMBtu | FALSE | L | Annual | Allowances Withdrawn (1:1) | Thousand Tons | 0 | 0 | 0 | 0 | 0 | 0 | 0
EPA723 CO2 Rate Limit for NG Cofire - ORIS:7213 | 477 | 8117 | Rate Constraint in lbs/MMBtu | FALSE | L | Annual | Allowances Withdrawn (n:1) | Thousand Tons | 0 | 0 | 0 | 0 | 0 | 0 | 0
EPA723 CO2 Rate Limit for NG Cofire - ORIS:7213 | 477 | 8117 | Rate Constraint in lbs/MMBtu | FALSE | L | Annual | Net Emissions Allowance Position | Thousand Tons | 0 | 0 | 0 | 0 | 0 | 0 | 0
EPA723 CO2 Rate Limit for NG Cofire - ORIS:7213 | 477 | 8117 | Rate Constraint in lbs/MMBtu | FALSE | L | Annual | Fuel Consumed | TBtu | 0 | 0 | 0 | 0 | 0 | 0 | 0
EPA723 CO2 Rate Limit for NG Cofire - ORIS:7213 | 477 | 8117 | Rate Constraint in lbs/MMBtu | FALSE | L | Annual | Rate | lb/MMBtu | 0 | 0 | 0 | 0 | 0 | 0 | 0
EPA723 CO2 Rate Limit for NG Cofire - ORIS:7213 | 477 | 8117 | Rate Constraint in lbs/MMBtu | FALSE | L | Annual | Generation | TWh | 0 | 0 | 0 | 0 | 0 | 0 | 0
EPA723 CO2 Rate Limit for NG Cofire - ORIS:7213 | 477 | 8117 | Rate Constraint in lbs/MMBtu | FALSE | L | Annual | Qualifying Generation | TWh | 0 | 0 | 0 | 0 | 0 | 0 | 0
EPA723 CO2 Rate Limit for NG Cofire - ORIS:7213 | 477 | 8117 | Rate Constraint in lbs/MMBtu | FALSE | L | Annual | Rate | lb/MWh | 0 | 0 | 0 | 0 | 0 | 0 | 0
EPA723 CO2 Rate Limit for NG Cofire - ORIS:7213 | 477 | 8117 | Rate Constraint in lbs/MMBtu | FALSE | L | Annual | Constraint Shadow Price | US2022$/Ton | 0 | 158.6893 | 21.1676 | 30.7619 | 14.6089 | 74.9821 | 191.8047
EPA723 CO2 Rate Limit for NG Cofire - ORIS:7343 | 478 | 8118 | Rate Constraint in lbs/MMBtu | FALSE | L | Annual | Seasons Included | Seasons |  | Winter, Spring, Summer, Fall | Winter, Spring, Summer, Fall | Winter, Spring, Summer, Fall | Winter, Spring, Summer, Fall | Winter, Spring, Summer, Fall | Winter, Spring, Summer, Fall
EPA723 CO2 Rate Limit for NG Cofire - ORIS:7343 | 478 | 8118 | Rate Constraint in lbs/MMBtu | FALSE | L | Annual | Standard CO2 | lb/MMBtu | 178.3123 | 178.3123 | 178.3123 | 178.3123 | 178.3123 | 178.3123 | 178.3123
EPA723 CO2 Rate Limit for NG Cofire - ORIS:7343 | 478 | 8118 | Rate Constraint in lbs/MMBtu | FALSE | L | Annual | Emissions at Affected Plants CO2 | Thousand Tons | 0 | 0 | 0 | 0 | 0 | 0 | 0
EPA723 CO2 Rate Limit for NG Cofire - ORIS:7343 | 478 | 8118 | Rate Constraint in lbs/MMBtu | FALSE | L | Annual | Allowances Purchased CO2 | Thousand Tons | 0 | 0 | 0 | 0 | 0 | 0 | 0
EPA723 CO2 Rate Limit for NG Cofire - ORIS:7343 | 478 | 8118 | Rate Constraint in lbs/MMBtu | FALSE | L | Annual | Allowances Sold CO2 | Thousand Tons | 0 | 0 | 0 | 0 | 0 | 0 | 0
EPA723 CO2 Rate Limit for NG Cofire - ORIS:7343 | 478 | 8118 | Rate Constraint in lbs/MMBtu | FALSE | L | Annual | Allowances Banked | Thousand Tons | 0 | 0 | 0 | 0 | 0 | 0 | 0
EPA723 CO2 Rate Limit for NG Cofire - ORIS:7343 | 478 | 8118 | Rate Constraint in lbs/MMBtu | FALSE | L | Annual | Allowances Withdrawn (1:1) | Thousand Tons | 0 | 0 | 0 | 0 | 0 | 0 | 0
EPA723 CO2 Rate Limit for NG Cofire - ORIS:7343 | 478 | 8118 | Rate Constraint in lbs/MMBtu | FALSE | L | Annual | Allowances Withdrawn (n:1) | Thousand Tons | 0 | 0 | 0 | 0 | 0 | 0 | 0
EPA723 CO2 Rate Limit for NG Cofire - ORIS:7343 | 478 | 8118 | Rate Constraint in lbs/MMBtu | FALSE | L | Annual | Net Emissions Allowance Position | Thousand Tons | 0 | 0 | 0 | 0 | 0 | 0 | 0
EPA723 CO2 Rate Limit for NG Cofire - ORIS:7343 | 478 | 8118 | Rate Constraint in lbs/MMBtu | FALSE | L | Annual | Fuel Consumed | TBtu | 0 | 0 | 0 | 0 | 0 | 0 | 0
EPA723 CO2 Rate Limit for NG Cofire - ORIS:7343 | 478 | 8118 | Rate Constraint in lbs/MMBtu | FALSE | L | Annual | Rate | lb/MMBtu | 0 | 0 | 0 | 0 | 0 | 0 | 0
EPA723 CO2 Rate Limit for NG Cofire - ORIS:7343 | 478 | 8118 | Rate Constraint in lbs/MMBtu | FALSE | L | Annual | Generation | TWh | 0 | 0 | 0 | 0 | 0 | 0 | 0
EPA723 CO2 Rate Limit for NG Cofire - ORIS:7343 | 478 | 8118 | Rate Constraint in lbs/MMBtu | FALSE | L | Annual | Qualifying Generation | TWh | 0 | 0 | 0 | 0 | 0 | 0 | 0
EPA723 CO2 Rate Limit for NG Cofire - ORIS:7343 | 478 | 8118 | Rate Constraint in lbs/MMBtu | FALSE | L | Annual | Rate | lb/MWh | 0 | 0 | 0 | 0 | 0 | 0 | 0
EPA723 CO2 Rate Limit for NG Cofire - ORIS:7343 | 478 | 8118 | Rate Constraint in lbs/MMBtu | FALSE | L | Annual | Constraint Shadow Price | US2022$/Ton | 0 | 132.4812 | 61.4038 | 60.5878 | 42.0272 | 107.5189 | 127.9235
EPA723 CO2 Rate Limit for NG Cofire - ORIS:8042 | 479 | 8119 | Rate Constraint in lbs/MMBtu | FALSE | L | Annual | Seasons Included | Seasons |  | Winter, Spring, Summer, Fall | Winter, Spring, Summer, Fall | Winter, Spring, Summer, Fall | Winter, Spring, Summer, Fall | Winter, Spring, Summer, Fall | Winter, Spring, Summer, Fall
EPA723 CO2 Rate Limit for NG Cofire - ORIS:8042 | 479 | 8119 | Rate Constraint in lbs/MMBtu | FALSE | L | Annual | Standard CO2 | lb/MMBtu | 173.5313 | 173.5313 | 173.5313 | 173.5313 | 173.5313 | 173.5313 | 173.5313
EPA723 CO2 Rate Limit for NG Cofire - ORIS:8042 | 479 | 8119 | Rate Constraint in lbs/MMBtu | FALSE | L | Annual | Emissions at Affected Plants CO2 | Thousand Tons | 0 | 0 | 0 | 0 | 0 | 0 | 0
EPA723 CO2 Rate Limit for NG Cofire - ORIS:8042 | 479 | 8119 | Rate Constraint in lbs/MMBtu | FALSE | L | Annual | Allowances Purchased CO2 | Thousand Tons | 0 | 0 | 0 | 0 | 0 | 0 | 0
EPA723 CO2 Rate Limit for NG Cofire - ORIS:8042 | 479 | 8119 | Rate Constraint in lbs/MMBtu | FALSE | L | Annual | Allowances Sold CO2 | Thousand Tons | 0 | 0 | 0 | 0 | 0 | 0 | 0
EPA723 CO2 Rate Limit for NG Cofire - ORIS:8042 | 479 | 8119 | Rate Constraint in lbs/MMBtu | FALSE | L | Annual | Allowances Banked | Thousand Tons | 0 | 0 | 0 | 0 | 0 | 0 | 0
EPA723 CO2 Rate Limit for NG Cofire - ORIS:8042 | 479 | 8119 | Rate Constraint in lbs/MMBtu | FALSE | L | Annual | Allowances Withdrawn (1:1) | Thousand Tons | 0 | 0 | 0 | 0 | 0 | 0 | 0
EPA723 CO2 Rate Limit for NG Cofire - ORIS:8042 | 479 | 8119 | Rate Constraint in lbs/MMBtu | FALSE | L | Annual | Allowances Withdrawn (n:1) | Thousand Tons | 0 | 0 | 0 | 0 | 0 | 0 | 0
EPA723 CO2 Rate Limit for NG Cofire - ORIS:8042 | 479 | 8119 | Rate Constraint in lbs/MMBtu | FALSE | L | Annual | Net Emissions Allowance Position | Thousand Tons | 0 | 0 | 0 | 0 | 0 | 0 | 0
EPA723 CO2 Rate Limit for NG Cofire - ORIS:8042 | 479 | 8119 | Rate Constraint in lbs/MMBtu | FALSE | L | Annual | Fuel Consumed | TBtu | 0 | 0 | 0 | 0 | 0 | 0 | 0
EPA723 CO2 Rate Limit for NG Cofire - ORIS:8042 | 479 | 8119 | Rate Constraint in lbs/MMBtu | FALSE | L | Annual | Rate | lb/MMBtu | 0 | 0 | 0 | 0 | 0 | 0 | 0
EPA723 CO2 Rate Limit for NG Cofire - ORIS:8042 | 479 | 8119 | Rate Constraint in lbs/MMBtu | FALSE | L | Annual | Generation | TWh | 0 | 0 | 0 | 0 | 0 | 0 | 0
EPA723 CO2 Rate Limit for NG Cofire - ORIS:8042 | 479 | 8119 | Rate Constraint in lbs/MMBtu | FALSE | L | Annual | Qualifying Generation | TWh | 0 | 0 | 0 | 0 | 0 | 0 | 0
EPA723 CO2 Rate Limit for NG Cofire - ORIS:8042 | 479 | 8119 | Rate Constraint in lbs/MMBtu | FALSE | L | Annual | Rate | lb/MWh | 0 | 0 | 0 | 0 | 0 | 0 | 0
EPA723 CO2 Rate Limit for NG Cofire - ORIS:8042 | 479 | 8119 | Rate Constraint in lbs/MMBtu | FALSE | L | Annual | Constraint Shadow Price | US2022$/Ton | 0 | 15.7148 | 18.1491 | 88.6204 | 676.1066 | 628.558 | 61.076
EPA723 CO2 Rate Limit for NG Cofire - ORIS:8066 | 480 | 8120 | Rate Constraint in lbs/MMBtu | FALSE | L | Annual | Seasons Included | Seasons |  | Winter, Spring, Summer, Fall | Winter, Spring, Summer, Fall | Winter, Spring, Summer, Fall | Winter, Spring, Summer, Fall | Winter, Spring, Summer, Fall | Winter, Spring, Summer, Fall
EPA723 CO2 Rate Limit for NG Cofire - ORIS:8066 | 480 | 8120 | Rate Constraint in lbs/MMBtu | FALSE | L | Annual | Standard CO2 | lb/MMBtu | 176.3616 | 176.3616 | 176.3616 | 176.3616 | 176.3616 | 176.3616 | 176.3616
EPA723 CO2 Rate Limit for NG Cofire - ORIS:8066 | 480 | 8120 | Rate Constraint in lbs/MMBtu | FALSE | L | Annual | Emissions at Affected Plants CO2 | Thousand Tons | 0 | 0 | 0 | 0 | 0 | 0 | 0
EPA723 CO2 Rate Limit for NG Cofire - ORIS:8066 | 480 | 8120 | Rate Constraint in lbs/MMBtu | FALSE | L | Annual | Allowances Purchased CO2 | Thousand Tons | 0 | 0 | 0 | 0 | 0 | 0 | 0
EPA723 CO2 Rate Limit for NG Cofire - ORIS:8066 | 480 | 8120 | Rate Constraint in lbs/MMBtu | FALSE | L | Annual | Allowances Sold CO2 | Thousand Tons | 0 | 0 | 0 | 0 | 0 | 0 | 0
EPA723 CO2 Rate Limit for NG Cofire - ORIS:8066 | 480 | 8120 | Rate Constraint in lbs/MMBtu | FALSE | L | Annual | Allowances Banked | Thousand Tons | 0 | 0 | 0 | 0 | 0 | 0 | 0
EPA723 CO2 Rate Limit for NG Cofire - ORIS:8066 | 480 | 8120 | Rate Constraint in lbs/MMBtu | FALSE | L | Annual | Allowances Withdrawn (1:1) | Thousand Tons | 0 | 0 | 0 | 0 | 0 | 0 | 0
EPA723 CO2 Rate Limit for NG Cofire - ORIS:8066 | 480 | 8120 | Rate Constraint in lbs/MMBtu | FALSE | L | Annual | Allowances Withdrawn (n:1) | Thousand Tons | 0 | 0 | 0 | 0 | 0 | 0 | 0
EPA723 CO2 Rate Limit for NG Cofire - ORIS:8066 | 480 | 8120 | Rate Constraint in lbs/MMBtu | FALSE | L | Annual | Net Emissions Allowance Position | Thousand Tons | 0 | 0 | 0 | 0 | 0 | 0 | 0
EPA723 CO2 Rate Limit for NG Cofire - ORIS:8066 | 480 | 8120 | Rate Constraint in lbs/MMBtu | FALSE | L | Annual | Fuel Consumed | TBtu | 0 | 0 | 0 | 0 | 0 | 0 | 0
EPA723 CO2 Rate Limit for NG Cofire - ORIS:8066 | 480 | 8120 | Rate Constraint in lbs/MMBtu | FALSE | L | Annual | Rate | lb/MMBtu | 0 | 0 | 0 | 0 | 0 | 0 | 0
EPA723 CO2 Rate Limit for NG Cofire - ORIS:8066 | 480 | 8120 | Rate Constraint in lbs/MMBtu | FALSE | L | Annual | Generation | TWh | 0 | 0 | 0 | 0 | 0 | 0 | 0
EPA723 CO2 Rate Limit for NG Cofire - ORIS:8066 | 480 | 8120 | Rate Constraint in lbs/MMBtu | FALSE | L | Annual | Qualifying Generation | TWh | 0 | 0 | 0 | 0 | 0 | 0 | 0
EPA723 CO2 Rate Limit for NG Cofire - ORIS:8066 | 480 | 8120 | Rate Constraint in lbs/MMBtu | FALSE | L | Annual | Rate | lb/MWh | 0 | 0 | 0 | 0 | 0 | 0 | 0
EPA723 CO2 Rate Limit for NG Cofire - ORIS:8066 | 480 | 8120 | Rate Constraint in lbs/MMBtu | FALSE | L | Annual | Constraint Shadow Price | US2022$/Ton | 0 | 71.0421 | 45.06 | 865.3508 | 562.8221 | 575.0285 | 168.9397
EPA723 CO2 Rate Limit for NG Cofire - ORIS:8069 | 481 | 8121 | Rate Constraint in lbs/MMBtu | FALSE | L | Annual | Seasons Included | Seasons |  | Winter, Spring, Summer, Fall | Winter, Spring, Summer, Fall | Winter, Spring, Summer, Fall | Winter, Spring, Summer, Fall | Winter, Spring, Summer, Fall | Winter, Spring, Summer, Fall
EPA723 CO2 Rate Limit for NG Cofire - ORIS:8069 | 481 | 8121 | Rate Constraint in lbs/MMBtu | FALSE | L | Annual | Standard CO2 | lb/MMBtu | 173.5519 | 173.5519 | 173.5519 | 173.5519 | 173.5519 | 173.5519 | 173.5519
EPA723 CO2 Rate Limit for NG Cofire - ORIS:8069 | 481 | 8121 | Rate Constraint in lbs/MMBtu | FALSE | L | Annual | Emissions at Affected Plants CO2 | Thousand Tons | 0 | 0 | 0 | 0 | 0 | 0 | 0
EPA723 CO2 Rate Limit for NG Cofire - ORIS:8069 | 481 | 8121 | Rate Constraint in lbs/MMBtu | FALSE | L | Annual | Allowances Purchased CO2 | Thousand Tons | 0 | 0 | 0 | 0 | 0 | 0 | 0
EPA723 CO2 Rate Limit for NG Cofire - ORIS:8069 | 481 | 8121 | Rate Constraint in lbs/MMBtu | FALSE | L | Annual | Allowances Sold CO2 | Thousand Tons | 0 | 0 | 0 | 0 | 0 | 0 | 0
EPA723 CO2 Rate Limit for NG Cofire - ORIS:8069 | 481 | 8121 | Rate Constraint in lbs/MMBtu | FALSE | L | Annual | Allowances Banked | Thousand Tons | 0 | 0 | 0 | 0 | 0 | 0 | 0
EPA723 CO2 Rate Limit for NG Cofire - ORIS:8069 | 481 | 8121 | Rate Constraint in lbs/MMBtu | FALSE | L | Annual | Allowances Withdrawn (1:1) | Thousand Tons | 0 | 0 | 0 | 0 | 0 | 0 | 0
EPA723 CO2 Rate Limit for NG Cofire - ORIS:8069 | 481 | 8121 | Rate Constraint in lbs/MMBtu | FALSE | L | Annual | Allowances Withdrawn (n:1) | Thousand Tons | 0 | 0 | 0 | 0 | 0 | 0 | 0
EPA723 CO2 Rate Limit for NG Cofire - ORIS:8069 | 481 | 8121 | Rate Constraint in lbs/MMBtu | FALSE | L | Annual | Net Emissions Allowance Position | Thousand Tons | 0 | 0 | 0 | 0 | 0 | 0 | 0
EPA723 CO2 Rate Limit for NG Cofire - ORIS:8069 | 481 | 8121 | Rate Constraint in lbs/MMBtu | FALSE | L | Annual | Fuel Consumed | TBtu | 0 | 0 | 0 | 0 | 0 | 0 | 0
EPA723 CO2 Rate Limit for NG Cofire - ORIS:8069 | 481 | 8121 | Rate Constraint in lbs/MMBtu | FALSE | L | Annual | Rate | lb/MMBtu | 0 | 0 | 0 | 0 | 0 | 0 | 0
EPA723 CO2 Rate Limit for NG Cofire - ORIS:8069 | 481 | 8121 | Rate Constraint in lbs/MMBtu | FALSE | L | Annual | Generation | TWh | 0 | 0 | 0 | 0 | 0 | 0 | 0
EPA723 CO2 Rate Limit for NG Cofire - ORIS:8069 | 481 | 8121 | Rate Constraint in lbs/MMBtu | FALSE | L | Annual | Qualifying Generation | TWh | 0 | 0 | 0 | 0 | 0 | 0 | 0
EPA723 CO2 Rate Limit for NG Cofire - ORIS:8069 | 481 | 8121 | Rate Constraint in lbs/MMBtu | FALSE | L | Annual | Rate | lb/MWh | 0 | 0 | 0 | 0 | 0 | 0 | 0
EPA723 CO2 Rate Limit for NG Cofire - ORIS:8069 | 481 | 8121 | Rate Constraint in lbs/MMBtu | FALSE | L | Annual | Constraint Shadow Price | US2022$/Ton | 0 | 49.2238 | 110.5484 | 187.5655 | 710.7076 | 662.0265 | 285.9507
EPA723 CO2 Rate Limit for NG Cofire - ORIS:8102 | 482 | 8122 | Rate Constraint in lbs/MMBtu | FALSE | L | Annual | Seasons Included | Seasons |  | Winter, Spring, Summer, Fall | Winter, Spring, Summer, Fall | Winter, Spring, Summer, Fall | Winter, Spring, Summer, Fall | Winter, Spring, Summer, Fall | Winter, Spring, Summer, Fall
EPA723 CO2 Rate Limit for NG Cofire - ORIS:8102 | 482 | 8122 | Rate Constraint in lbs/MMBtu | FALSE | L | Annual | Standard CO2 | lb/MMBtu | 174.8101 | 174.8101 | 174.8101 | 174.8101 | 174.8101 | 174.8101 | 174.8101
EPA723 CO2 Rate Limit for NG Cofire - ORIS:8102 | 482 | 8122 | Rate Constraint in lbs/MMBtu | FALSE | L | Annual | Emissions at Affected Plants CO2 | Thousand Tons | 0 | 0 | 0 | 0 | 0 | 0 | 0
EPA723 CO2 Rate Limit for NG Cofire - ORIS:8102 | 482 | 8122 | Rate Constraint in lbs/MMBtu | FALSE | L | Annual | Allowances Purchased CO2 | Thousand Tons | 0 | 0 | 0 | 0 | 0 | 0 | 0
EPA723 CO2 Rate Limit for NG Cofire - ORIS:8102 | 482 | 8122 | Rate Constraint in lbs/MMBtu | FALSE | L | Annual | Allowances Sold CO2 | Thousand Tons | 0 | 0 | 0 | 0 | 0 | 0 | 0
EPA723 CO2 Rate Limit for NG Cofire - ORIS:8102 | 482 | 8122 | Rate Constraint in lbs/MMBtu | FALSE | L | Annual | Allowances Banked | Thousand Tons | 0 | 0 | 0 | 0 | 0 | 0 | 0
EPA723 CO2 Rate Limit for NG Cofire - ORIS:8102 | 482 | 8122 | Rate Constraint in lbs/MMBtu | FALSE | L | Annual | Allowances Withdrawn (1:1) | Thousand Tons | 0 | 0 | 0 | 0 | 0 | 0 | 0
EPA723 CO2 Rate Limit for NG Cofire - ORIS:8102 | 482 | 8122 | Rate Constraint in lbs/MMBtu | FALSE | L | Annual | Allowances Withdrawn (n:1) | Thousand Tons | 0 | 0 | 0 | 0 | 0 | 0 | 0
EPA723 CO2 Rate Limit for NG Cofire - ORIS:8102 | 482 | 8122 | Rate Constraint in lbs/MMBtu | FALSE | L | Annual | Net Emissions Allowance Position | Thousand Tons | 0 | 0 | 0 | 0 | 0 | 0 | 0
EPA723 CO2 Rate Limit for NG Cofire - ORIS:8102 | 482 | 8122 | Rate Constraint in lbs/MMBtu | FALSE | L | Annual | Fuel Consumed | TBtu | 0 | 0 | 0 | 0 | 0 | 0 | 0
EPA723 CO2 Rate Limit for NG Cofire - ORIS:8102 | 482 | 8122 | Rate Constraint in lbs/MMBtu | FALSE | L | Annual | Rate | lb/MMBtu | 0 | 0 | 0 | 0 | 0 | 0 | 0
EPA723 CO2 Rate Limit for NG Cofire - ORIS:8102 | 482 | 8122 | Rate Constraint in lbs/MMBtu | FALSE | L | Annual | Generation | TWh | 0 | 0 | 0 | 0 | 0 | 0 | 0
EPA723 CO2 Rate Limit for NG Cofire - ORIS:8102 | 482 | 8122 | Rate Constraint in lbs/MMBtu | FALSE | L | Annual | Qualifying Generation | TWh | 0 | 0 | 0 | 0 | 0 | 0 | 0
EPA723 CO2 Rate Limit for NG Cofire - ORIS:8102 | 482 | 8122 | Rate Constraint in lbs/MMBtu | FALSE | L | Annual | Rate | lb/MWh | 0 | 0 | 0 | 0 | 0 | 0 | 0
EPA723 CO2 Rate Limit for NG Cofire - ORIS:8102 | 482 | 8122 | Rate Constraint in lbs/MMBtu | FALSE | L | Annual | Constraint Shadow Price | US2022$/Ton | 0 | 32.4021 | 45.4877 | 44.8204 | 90.4867 | 97.2823 | 126.0854
EPA723 CO2 Rate Limit for NG Cofire - ORIS:8222 | 483 | 8123 | Rate Constraint in lbs/MMBtu | FALSE | L | Annual | Seasons Included | Seasons |  | Winter, Spring, Summer, Fall | Winter, Spring, Summer, Fall | Winter, Spring, Summer, Fall | Winter, Spring, Summer, Fall | Winter, Spring, Summer, Fall | Winter, Spring, Summer, Fall
EPA723 CO2 Rate Limit for NG Cofire - ORIS:8222 | 483 | 8123 | Rate Constraint in lbs/MMBtu | FALSE | L | Annual | Standard CO2 | lb/MMBtu | 176.402 | 176.402 | 176.402 | 176.402 | 176.402 | 176.402 | 176.402
EPA723 CO2 Rate Limit for NG Cofire - ORIS:8222 | 483 | 8123 | Rate Constraint in lbs/MMBtu | FALSE | L | Annual | Emissions at Affected Plants CO2 | Thousand Tons | 0 | 0 | 0 | 0 | 0 | 0 | 0
EPA723 CO2 Rate Limit for NG Cofire - ORIS:8222 | 483 | 8123 | Rate Constraint in lbs/MMBtu | FALSE | L | Annual | Allowances Purchased CO2 | Thousand Tons | 0 | 0 | 0 | 0 | 0 | 0 | 0
EPA723 CO2 Rate Limit for NG Cofire - ORIS:8222 | 483 | 8123 | Rate Constraint in lbs/MMBtu | FALSE | L | Annual | Allowances Sold CO2 | Thousand Tons | 0 | 0 | 0 | 0 | 0 | 0 | 0
EPA723 CO2 Rate Limit for NG Cofire - ORIS:8222 | 483 | 8123 | Rate Constraint in lbs/MMBtu | FALSE | L | Annual | Allowances Banked | Thousand Tons | 0 | 0 | 0 | 0 | 0 | 0 | 0
EPA723 CO2 Rate Limit for NG Cofire - ORIS:8222 | 483 | 8123 | Rate Constraint in lbs/MMBtu | FALSE | L | Annual | Allowances Withdrawn (1:1) | Thousand Tons | 0 | 0 | 0 | 0 | 0 | 0 | 0
EPA723 CO2 Rate Limit for NG Cofire - ORIS:8222 | 483 | 8123 | Rate Constraint in lbs/MMBtu | FALSE | L | Annual | Allowances Withdrawn (n:1) | Thousand Tons | 0 | 0 | 0 | 0 | 0 | 0 | 0
EPA723 CO2 Rate Limit for NG Cofire - ORIS:8222 | 483 | 8123 | Rate Constraint in lbs/MMBtu | FALSE | L | Annual | Net Emissions Allowance Position | Thousand Tons | 0 | 0 | 0 | 0 | 0 | 0 | 0
EPA723 CO2 Rate Limit for NG Cofire - ORIS:8222 | 483 | 8123 | Rate Constraint in lbs/MMBtu | FALSE | L | Annual | Fuel Consumed | TBtu | 0 | 0 | 0 | 0 | 0 | 0 | 0
EPA723 CO2 Rate Limit for NG Cofire - ORIS:8222 | 483 | 8123 | Rate Constraint in lbs/MMBtu | FALSE | L | Annual | Rate | lb/MMBtu | 0 | 0 | 0 | 0 | 0 | 0 | 0
EPA723 CO2 Rate Limit for NG Cofire - ORIS:8222 | 483 | 8123 | Rate Constraint in lbs/MMBtu | FALSE | L | Annual | Generation | TWh | 0 | 0 | 0 | 0 | 0 | 0 | 0
EPA723 CO2 Rate Limit for NG Cofire - ORIS:8222 | 483 | 8123 | Rate Constraint in lbs/MMBtu | FALSE | L | Annual | Qualifying Generation | TWh | 0 | 0 | 0 | 0 | 0 | 0 | 0
EPA723 CO2 Rate Limit for NG Cofire - ORIS:8222 | 483 | 8123 | Rate Constraint in lbs/MMBtu | FALSE | L | Annual | Rate | lb/MWh | 0 | 0 | 0 | 0 | 0 | 0 | 0
EPA723 CO2 Rate Limit for NG Cofire - ORIS:8222 | 483 | 8123 | Rate Constraint in lbs/MMBtu | FALSE | L | Annual | Constraint Shadow Price | US2022$/Ton | 0 | 37.975 | 35.0026 | 0 | 0 | 39.4087 | 62.0395
EPA723 CO2 Rate Limit for NG Cofire - ORIS:8223 | 484 | 8124 | Rate Constraint in lbs/MMBtu | FALSE | L | Annual | Seasons Included | Seasons |  | Winter, Spring, Summer, Fall | Winter, Spring, Summer, Fall | Winter, Spring, Summer, Fall | Winter, Spring, Summer, Fall | Winter, Spring, Summer, Fall | Winter, Spring, Summer, Fall
EPA723 CO2 Rate Limit for NG Cofire - ORIS:8223 | 484 | 8124 | Rate Constraint in lbs/MMBtu | FALSE | L | Annual | Standard CO2 | lb/MMBtu | 176.252 | 176.252 | 176.252 | 176.252 | 176.252 | 176.252 | 176.252
EPA723 CO2 Rate Limit for NG Cofire - ORIS:8223 | 484 | 8124 | Rate Constraint in lbs/MMBtu | FALSE | L | Annual | Emissions at Affected Plants CO2 | Thousand Tons | 0 | 0 | 0 | 0 | 0 | 0 | 0
EPA723 CO2 Rate Limit for NG Cofire - ORIS:8223 | 484 | 8124 | Rate Constraint in lbs/MMBtu | FALSE | L | Annual | Allowances Purchased CO2 | Thousand Tons | 0 | 0 | 0 | 0 | 0 | 0 | 0
EPA723 CO2 Rate Limit for NG Cofire - ORIS:8223 | 484 | 8124 | Rate Constraint in lbs/MMBtu | FALSE | L | Annual | Allowances Sold CO2 | Thousand Tons | 0 | 0 | 0 | 0 | 0 | 0 | 0
EPA723 CO2 Rate Limit for NG Cofire - ORIS:8223 | 484 | 8124 | Rate Constraint in lbs/MMBtu | FALSE | L | Annual | Allowances Banked | Thousand Tons | 0 | 0 | 0 | 0 | 0 | 0 | 0
EPA723 CO2 Rate Limit for NG Cofire - ORIS:8223 | 484 | 8124 | Rate Constraint in lbs/MMBtu | FALSE | L | Annual | Allowances Withdrawn (1:1) | Thousand Tons | 0 | 0 | 0 | 0 | 0 | 0 | 0
EPA723 CO2 Rate Limit for NG Cofire - ORIS:8223 | 484 | 8124 | Rate Constraint in lbs/MMBtu | FALSE | L | Annual | Allowances Withdrawn (n:1) | Thousand Tons | 0 | 0 | 0 | 0 | 0 | 0 | 0
EPA723 CO2 Rate Limit for NG Cofire - ORIS:8223 | 484 | 8124 | Rate Constraint in lbs/MMBtu | FALSE | L | Annual | Net Emissions Allowance Position | Thousand Tons | 0 | 0 | 0 | 0 | 0 | 0 | 0
EPA723 CO2 Rate Limit for NG Cofire - ORIS:8223 | 484 | 8124 | Rate Constraint in lbs/MMBtu | FALSE | L | Annual | Fuel Consumed | TBtu | 0 | 0 | 0 | 0 | 0 | 0 | 0
EPA723 CO2 Rate Limit for NG Cofire - ORIS:8223 | 484 | 8124 | Rate Constraint in lbs/MMBtu | FALSE | L | Annual | Rate | lb/MMBtu | 0 | 0 | 0 | 0 | 0 | 0 | 0
EPA723 CO2 Rate Limit for NG Cofire - ORIS:8223 | 484 | 8124 | Rate Constraint in lbs/MMBtu | FALSE | L | Annual | Generation | TWh | 0 | 0 | 0 | 0 | 0 | 0 | 0
EPA723 CO2 Rate Limit for NG Cofire - ORIS:8223 | 484 | 8124 | Rate Constraint in lbs/MMBtu | FALSE | L | Annual | Qualifying Generation | TWh | 0 | 0 | 0 | 0 | 0 | 0 | 0
EPA723 CO2 Rate Limit for NG Cofire - ORIS:8223 | 484 | 8124 | Rate Constraint in lbs/MMBtu | FALSE | L | Annual | Rate | lb/MWh | 0 | 0 | 0 | 0 | 0 | 0 | 0
EPA723 CO2 Rate Limit for NG Cofire - ORIS:8223 | 484 | 8124 | Rate Constraint in lbs/MMBtu | FALSE | L | Annual | Constraint Shadow Price | US2022$/Ton | 0 | 91.5161 | 94.3578 | 51.8938 | 30.6041 | 232.4391 | 141.2672
EPA723 CO2 Rate Limit for NG Cofire - ORIS:963 | 485 | 8034 | Rate Constraint in lbs/MMBtu | FALSE | L | Annual | Seasons Included | Seasons |  | Winter, Spring, Summer, Fall | Winter, Spring, Summer, Fall | Winter, Spring, Summer, Fall | Winter, Spring, Summer, Fall | Winter, Spring, Summer, Fall | Winter, Spring, Summer, Fall
EPA723 CO2 Rate Limit for NG Cofire - ORIS:963 | 485 | 8034 | Rate Constraint in lbs/MMBtu | FALSE | L | Annual | Standard CO2 | lb/MMBtu | 170.1894 | 170.1894 | 170.1894 | 170.1894 | 170.1894 | 170.1894 | 170.1894
EPA723 CO2 Rate Limit for NG Cofire - ORIS:963 | 485 | 8034 | Rate Constraint in lbs/MMBtu | FALSE | L | Annual | Emissions at Affected Plants CO2 | Thousand Tons | 0 | 0 | 0 | 0 | 0 | 0 | 0
EPA723 CO2 Rate Limit for NG Cofire - ORIS:963 | 485 | 8034 | Rate Constraint in lbs/MMBtu | FALSE | L | Annual | Allowances Purchased CO2 | Thousand Tons | 0 | 0 | 0 | 0 | 0 | 0 | 0
EPA723 CO2 Rate Limit for NG Cofire - ORIS:963 | 485 | 8034 | Rate Constraint in lbs/MMBtu | FALSE | L | Annual | Allowances Sold CO2 | Thousand Tons | 0 | 0 | 0 | 0 | 0 | 0 | 0
EPA723 CO2 Rate Limit for NG Cofire - ORIS:963 | 485 | 8034 | Rate Constraint in lbs/MMBtu | FALSE | L | Annual | Allowances Banked | Thousand Tons | 0 | 0 | 0 | 0 | 0 | 0 | 0
EPA723 CO2 Rate Limit for NG Cofire - ORIS:963 | 485 | 8034 | Rate Constraint in lbs/MMBtu | FALSE | L | Annual | Allowances Withdrawn (1:1) | Thousand Tons | 0 | 0 | 0 | 0 | 0 | 0 | 0
EPA723 CO2 Rate Limit for NG Cofire - ORIS:963 | 485 | 8034 | Rate Constraint in lbs/MMBtu | FALSE | L | Annual | Allowances Withdrawn (n:1) | Thousand Tons | 0 | 0 | 0 | 0 | 0 | 0 | 0
EPA723 CO2 Rate Limit for NG Cofire - ORIS:963 | 485 | 8034 | Rate Constraint in lbs/MMBtu | FALSE | L | Annual | Net Emissions Allowance Position | Thousand Tons | 0 | 0 | 0 | 0 | 0 | 0 | 0
EPA723 CO2 Rate Limit for NG Cofire - ORIS:963 | 485 | 8034 | Rate Constraint in lbs/MMBtu | FALSE | L | Annual | Fuel Consumed | TBtu | 0 | 0 | 0 | 0 | 0 | 0 | 0
EPA723 CO2 Rate Limit for NG Cofire - ORIS:963 | 485 | 8034 | Rate Constraint in lbs/MMBtu | FALSE | L | Annual | Rate | lb/MMBtu | 0 | 0 | 0 | 0 | 0 | 0 | 0
EPA723 CO2 Rate Limit for NG Cofire - ORIS:963 | 485 | 8034 | Rate Constraint in lbs/MMBtu | FALSE | L | Annual | Generation | TWh | 0 | 0 | 0 | 0 | 0 | 0 | 0
EPA723 CO2 Rate Limit for NG Cofire - ORIS:963 | 485 | 8034 | Rate Constraint in lbs/MMBtu | FALSE | L | Annual | Qualifying Generation | TWh | 0 | 0 | 0 | 0 | 0 | 0 | 0
EPA723 CO2 Rate Limit for NG Cofire - ORIS:963 | 485 | 8034 | Rate Constraint in lbs/MMBtu | FALSE | L | Annual | Rate | lb/MWh | 0 | 0 | 0 | 0 | 0 | 0 | 0
EPA723 CO2 Rate Limit for NG Cofire - ORIS:963 | 485 | 8034 | Rate Constraint in lbs/MMBtu | FALSE | L | Annual | Constraint Shadow Price | US2022$/Ton | 0 | 64.2779 | 45.9723 | 10.8222 | 80.6178 | 66.6458 | 83.3031
EPA723 CO2 Rate Limit for NG Cofire - ORIS:983 | 486 | 8035 | Rate Constraint in lbs/MMBtu | FALSE | L | Annual | Seasons Included | Seasons |  | Winter, Spring, Summer, Fall | Winter, Spring, Summer, Fall | Winter, Spring, Summer, Fall | Winter, Spring, Summer, Fall | Winter, Spring, Summer, Fall | Winter, Spring, Summer, Fall
EPA723 CO2 Rate Limit for NG Cofire - ORIS:983 | 486 | 8035 | Rate Constraint in lbs/MMBtu | FALSE | L | Annual | Standard CO2 | lb/MMBtu | 180.5389 | 180.5389 | 180.5389 | 180.5389 | 180.5389 | 180.5389 | 180.5389
EPA723 CO2 Rate Limit for NG Cofire - ORIS:983 | 486 | 8035 | Rate Constraint in lbs/MMBtu | FALSE | L | Annual | Emissions at Affected Plants CO2 | Thousand Tons | 0 | 0 | 0 | 0 | 0 | 0 | 0
EPA723 CO2 Rate Limit for NG Cofire - ORIS:983 | 486 | 8035 | Rate Constraint in lbs/MMBtu | FALSE | L | Annual | Allowances Purchased CO2 | Thousand Tons | 0 | 0 | 0 | 0 | 0 | 0 | 0
EPA723 CO2 Rate Limit for NG Cofire - ORIS:983 | 486 | 8035 | Rate Constraint in lbs/MMBtu | FALSE | L | Annual | Allowances Sold CO2 | Thousand Tons | 0 | 0 | 0 | 0 | 0 | 0 | 0
EPA723 CO2 Rate Limit for NG Cofire - ORIS:983 | 486 | 8035 | Rate Constraint in lbs/MMBtu | FALSE | L | Annual | Allowances Banked | Thousand Tons | 0 | 0 | 0 | 0 | 0 | 0 | 0
EPA723 CO2 Rate Limit for NG Cofire - ORIS:983 | 486 | 8035 | Rate Constraint in lbs/MMBtu | FALSE | L | Annual | Allowances Withdrawn (1:1) | Thousand Tons | 0 | 0 | 0 | 0 | 0 | 0 | 0
EPA723 CO2 Rate Limit for NG Cofire - ORIS:983 | 486 | 8035 | Rate Constraint in lbs/MMBtu | FALSE | L | Annual | Allowances Withdrawn (n:1) | Thousand Tons | 0 | 0 | 0 | 0 | 0 | 0 | 0
EPA723 CO2 Rate Limit for NG Cofire - ORIS:983 | 486 | 8035 | Rate Constraint in lbs/MMBtu | FALSE | L | Annual | Net Emissions Allowance Position | Thousand Tons | 0 | 0 | 0 | 0 | 0 | 0 | 0
EPA723 CO2 Rate Limit for NG Cofire - ORIS:983 | 486 | 8035 | Rate Constraint in lbs/MMBtu | FALSE | L | Annual | Fuel Consumed | TBtu | 0 | 0 | 0 | 0 | 0 | 0 | 0
EPA723 CO2 Rate Limit for NG Cofire - ORIS:983 | 486 | 8035 | Rate Constraint in lbs/MMBtu | FALSE | L | Annual | Rate | lb/MMBtu | 0 | 0 | 0 | 0 | 0 | 0 | 0
EPA723 CO2 Rate Limit for NG Cofire - ORIS:983 | 486 | 8035 | Rate Constraint in lbs/MMBtu | FALSE | L | Annual | Generation | TWh | 0 | 0 | 0 | 0 | 0 | 0 | 0
EPA723 CO2 Rate Limit for NG Cofire - ORIS:983 | 486 | 8035 | Rate Constraint in lbs/MMBtu | FALSE | L | Annual | Qualifying Generation | TWh | 0 | 0 | 0 | 0 | 0 | 0 | 0
EPA723 CO2 Rate Limit for NG Cofire - ORIS:983 | 486 | 8035 | Rate Constraint in lbs/MMBtu | FALSE | L | Annual | Rate | lb/MWh | 0 | 0 | 0 | 0 | 0 | 0 | 0
EPA723 CO2 Rate Limit for NG Cofire - ORIS:983 | 486 | 8035 | Rate Constraint in lbs/MMBtu | FALSE | L | Annual | Constraint Shadow Price | US2022$/Ton | 0 | 83.9307 | 33.8542 | 58.4172 | 45.9311 | 121.6955 | 153.3486
IL Climate ParentID 1082- CO2 Cap Annual v6.20 | 487 | 7769 | Rate Constraint in MTons | FALSE | L | Annual | Seasons Included | Seasons | Winter, Spring, Summer, Fall | Winter, Spring, Summer, Fall | Winter, Spring, Summer, Fall | Winter, Spring, Summer, Fall | Winter, Spring, Summer, Fall | Winter, Spring, Summer, Fall | Winter, Spring, Summer, Fall
IL Climate ParentID 1082- CO2 Cap Annual v6.20 | 487 | 7769 | Rate Constraint in MTons | FALSE | L | Annual | Standard CO2 | Thousand Tons | NA | NA | 16.0643 | 16.0643 | 16.0643 | 16.0643 | 16.0643
IL Climate ParentID 1082- CO2 Cap Annual v6.20 | 487 | 7769 | Rate Constraint in MTons | FALSE | L | Annual | Emissions at Affected Plants CO2 | Thousand Tons | 0 | 0 | 0.98496 | 0 | 0 | 0 | 0
IL Climate ParentID 1082- CO2 Cap Annual v6.20 | 487 | 7769 | Rate Constraint in MTons | FALSE | L | Annual | Allowances Purchased CO2 | Thousand Tons | 0 | 0 | 0 | 0 | 0 | 0 | 0
IL Climate ParentID 1082- CO2 Cap Annual v6.20 | 487 | 7769 | Rate Constraint in MTons | FALSE | L | Annual | Allowances Sold CO2 | Thousand Tons | 0 | 0 | 0 | 0 | 0 | 0 | 0
IL Climate ParentID 1082- CO2 Cap Annual v6.20 | 487 | 7769 | Rate Constraint in MTons | FALSE | L | Annual | Allowances Banked | Thousand Tons | 0 | 0 | 0 | 0 | 0 | 0 | 0
IL Climate ParentID 1082- CO2 Cap Annual v6.20 | 487 | 7769 | Rate Constraint in MTons | FALSE | L | Annual | Allowances Withdrawn (1:1) | Thousand Tons | 0 | 0 | 0 | 0 | 0 | 0 | 0
IL Climate ParentID 1082- CO2 Cap Annual v6.20 | 487 | 7769 | Rate Constraint in MTons | FALSE | L | Annual | Allowances Withdrawn (n:1) | Thousand Tons | 0 | 0 | 0 | 0 | 0 | 0 | 0
IL Climate ParentID 1082- CO2 Cap Annual v6.20 | 487 | 7769 | Rate Constraint in MTons | FALSE | L | Annual | Net Emissions Allowance Position | Thousand Tons | 0 | 0 | 0.98496 | 0 | 0 | 0 | 0
IL Climate ParentID 1082- CO2 Cap Annual v6.20 | 487 | 7769 | Rate Constraint in MTons | FALSE | L | Annual | Fuel Consumed | TBtu | 0 | 0 | 0.016825 | 0 | 0 | 0 | 0
IL Climate ParentID 1082- CO2 Cap Annual v6.20 | 487 | 7769 | Rate Constraint in MTons | FALSE | L | Annual | Rate | lb/MMBtu | 0 | 0 | 117.08 | 0 | 0 | 0 | 0
IL Climate ParentID 1082- CO2 Cap Annual v6.20 | 487 | 7769 | Rate Constraint in MTons | FALSE | L | Annual | Generation | TWh | 0 | 0 | 0.0014745 | 0 | 0 | 0 | 0
IL Climate ParentID 1082- CO2 Cap Annual v6.20 | 487 | 7769 | Rate Constraint in MTons | FALSE | L | Annual | Qualifying Generation | TWh | 0 | 0 | 0.0014745 | 0 | 0 | 0 | 0
IL Climate ParentID 1082- CO2 Cap Annual v6.20 | 487 | 7769 | Rate Constraint in MTons | FALSE | L | Annual | Rate | lb/MWh | 0 | 0 | 1335.9999 | 0 | 0 | 0 | 0
IL Climate ParentID 1082- CO2 Cap Annual v6.20 | 487 | 7769 | Rate Constraint in MTons | FALSE | L | Annual | Constraint Shadow Price | US2022$/Ton | 0 | 0 | 0 | 0 | 0 | 0 | 0
IL Climate ParentID 1087- CO2 Cap Annual v6.20 | 488 | 7770 | Rate Constraint in MTons | FALSE | L | Annual | Seasons Included | Seasons | Winter, Spring, Summer, Fall | Winter, Spring, Summer, Fall | Winter, Spring, Summer, Fall | Winter, Spring, Summer, Fall | Winter, Spring, Summer, Fall | Winter, Spring, Summer, Fall | Winter, Spring, Summer, Fall
IL Climate ParentID 1087- CO2 Cap Annual v6.20 | 488 | 7770 | Rate Constraint in MTons | FALSE | L | Annual | Standard CO2 | Thousand Tons | NA | NA | 0.84671 | 0.84671 | 0.84671 | 0.84671 | 0.84671
IL Climate ParentID 1087- CO2 Cap Annual v6.20 | 488 | 7770 | Rate Constraint in MTons | FALSE | L | Annual | Emissions at Affected Plants CO2 | Thousand Tons | 0 | 0 | 0.10956 | 0 | 0 | 0 | 0
IL Climate ParentID 1087- CO2 Cap Annual v6.20 | 488 | 7770 | Rate Constraint in MTons | FALSE | L | Annual | Allowances Purchased CO2 | Thousand Tons | 0 | 0 | 0 | 0 | 0 | 0 | 0
IL Climate ParentID 1087- CO2 Cap Annual v6.20 | 488 | 7770 | Rate Constraint in MTons | FALSE | L | Annual | Allowances Sold CO2 | Thousand Tons | 0 | 0 | 0 | 0 | 0 | 0 | 0
IL Climate ParentID 1087- CO2 Cap Annual v6.20 | 488 | 7770 | Rate Constraint in MTons | FALSE | L | Annual | Allowances Banked | Thousand Tons | 0 | 0 | 0 | 0 | 0 | 0 | 0
IL Climate ParentID 1087- CO2 Cap Annual v6.20 | 488 | 7770 | Rate Constraint in MTons | FALSE | L | Annual | Allowances Withdrawn (1:1) | Thousand Tons | 0 | 0 | 0 | 0 | 0 | 0 | 0
IL Climate ParentID 1087- CO2 Cap Annual v6.20 | 488 | 7770 | Rate Constraint in MTons | FALSE | L | Annual | Allowances Withdrawn (n:1) | Thousand Tons | 0 | 0 | 0 | 0 | 0 | 0 | 0
IL Climate ParentID 1087- CO2 Cap Annual v6.20 | 488 | 7770 | Rate Constraint in MTons | FALSE | L | Annual | Net Emissions Allowance Position | Thousand Tons | 0 | 0 | 0.10956 | 0 | 0 | 0 | 0
IL Climate ParentID 1087- CO2 Cap Annual v6.20 | 488 | 7770 | Rate Constraint in MTons | FALSE | L | Annual | Fuel Consumed | TBtu | 0 | 0 | 0.0018716 | 0 | 0 | 0 | 0
IL Climate ParentID 1087- CO2 Cap Annual v6.20 | 488 | 7770 | Rate Constraint in MTons | FALSE | L | Annual | Rate | lb/MMBtu | 0 | 0 | 117.08 | 0 | 0 | 0 | 0
IL Climate ParentID 1087- CO2 Cap Annual v6.20 | 488 | 7770 | Rate Constraint in MTons | FALSE | L | Annual | Generation | TWh | 0 | 0 | 0.00016402 | 0 | 0 | 0 | 0
IL Climate ParentID 1087- CO2 Cap Annual v6.20 | 488 | 7770 | Rate Constraint in MTons | FALSE | L | Annual | Qualifying Generation | TWh | 0 | 0 | 0.00016402 | 0 | 0 | 0 | 0
IL Climate ParentID 1087- CO2 Cap Annual v6.20 | 488 | 7770 | Rate Constraint in MTons | FALSE | L | Annual | Rate | lb/MWh | 0 | 0 | 1335.9999 | 0 | 0 | 0 | 0
IL Climate ParentID 1087- CO2 Cap Annual v6.20 | 488 | 7770 | Rate Constraint in MTons | FALSE | L | Annual | Constraint Shadow Price | US2022$/Ton | 0 | 0 | 0 | 0 | 0 | 0 | 0
IL Climate ParentID 1583- CO2 Cap Annual v6.20 | 489 | 7771 | Rate Constraint in MTons | FALSE | L | Annual | Seasons Included | Seasons | Winter, Spring, Summer, Fall | Winter, Spring, Summer, Fall | Winter, Spring, Summer, Fall | Winter, Spring, Summer, Fall | Winter, Spring, Summer, Fall | Winter, Spring, Summer, Fall | Winter, Spring, Summer, Fall
IL Climate ParentID 1583- CO2 Cap Annual v6.20 | 489 | 7771 | Rate Constraint in MTons | FALSE | L | Annual | Standard CO2 | Thousand Tons | NA | NA | 129.2208 | 129.2208 | 129.2208 | 129.2208 | 129.2208
IL Climate ParentID 1583- CO2 Cap Annual v6.20 | 489 | 7771 | Rate Constraint in MTons | FALSE | L | Annual | Emissions at Affected Plants CO2 | Thousand Tons | 0 | 0 | 129.2208 | 110.7531 | 0 | 0 | 0
IL Climate ParentID 1583- CO2 Cap Annual v6.20 | 489 | 7771 | Rate Constraint in MTons | FALSE | L | Annual | Allowances Purchased CO2 | Thousand Tons | 0 | 0 | 0 | 0 | 0 | 0 | 0
IL Climate ParentID 1583- CO2 Cap Annual v6.20 | 489 | 7771 | Rate Constraint in MTons | FALSE | L | Annual | Allowances Sold CO2 | Thousand Tons | 0 | 0 | 0 | 0 | 0 | 0 | 0
IL Climate ParentID 1583- CO2 Cap Annual v6.20 | 489 | 7771 | Rate Constraint in MTons | FALSE | L | Annual | Allowances Banked | Thousand Tons | 0 | 0 | 0 | 0 | 0 | 0 | 0
IL Climate ParentID 1583- CO2 Cap Annual v6.20 | 489 | 7771 | Rate Constraint in MTons | FALSE | L | Annual | Allowances Withdrawn (1:1) | Thousand Tons | 0 | 0 | 0 | 0 | 0 | 0 | 0
IL Climate ParentID 1583- CO2 Cap Annual v6.20 | 489 | 7771 | Rate Constraint in MTons | FALSE | L | Annual | Allowances Withdrawn (n:1) | Thousand Tons | 0 | 0 | 0 | 0 | 0 | 0 | 0
IL Climate ParentID 1583- CO2 Cap Annual v6.20 | 489 | 7771 | Rate Constraint in MTons | FALSE | L | Annual | Net Emissions Allowance Position | Thousand Tons | 0 | 0 | 129.2208 | 110.7531 | 0 | 0 | 0
IL Climate ParentID 1583- CO2 Cap Annual v6.20 | 489 | 7771 | Rate Constraint in MTons | FALSE | L | Annual | Fuel Consumed | TBtu | 0 | 0 | 2.2074 | 1.8919 | 0 | 0 | 0
IL Climate ParentID 1583- CO2 Cap Annual v6.20 | 489 | 7771 | Rate Constraint in MTons | FALSE | L | Annual | Rate | lb/MMBtu | 0 | 0 | 117.08 | 117.08 | 0 | 0 | 0
IL Climate ParentID 1583- CO2 Cap Annual v6.20 | 489 | 7771 | Rate Constraint in MTons | FALSE | L | Annual | Generation | TWh | 0 | 0 | 0.30094 | 0.25793 | 0 | 0 | 0
IL Climate ParentID 1583- CO2 Cap Annual v6.20 | 489 | 7771 | Rate Constraint in MTons | FALSE | L | Annual | Qualifying Generation | TWh | 0 | 0 | 0.30094 | 0.25793 | 0 | 0 | 0
IL Climate ParentID 1583- CO2 Cap Annual v6.20 | 489 | 7771 | Rate Constraint in MTons | FALSE | L | Annual | Rate | lb/MWh | 0 | 0 | 858.7818 | 858.7818 | 0 | 0 | 0
IL Climate ParentID 1583- CO2 Cap Annual v6.20 | 489 | 7771 | Rate Constraint in MTons | FALSE | L | Annual | Constraint Shadow Price | US2022$/Ton | 0 | 0 | 5.9839 | 0 | 0 | 0 | 0
IL Climate ParentID 1584- CO2 Cap Annual v6.20 | 490 | 7772 | Rate Constraint in MTons | FALSE | L | Annual | Seasons Included | Seasons | Winter, Spring, Summer, Fall | Winter, Spring, Summer, Fall | Winter, Spring, Summer, Fall | Winter, Spring, Summer, Fall | Winter, Spring, Summer, Fall | Winter, Spring, Summer, Fall | Winter, Spring, Summer, Fall
IL Climate ParentID 1584- CO2 Cap Annual v6.20 | 490 | 7772 | Rate Constraint in MTons | FALSE | L | Annual | Standard CO2 | Thousand Tons | NA | NA | 789.6032 | 789.6032 | 789.6032 | 789.6032 | 789.6032
IL Climate ParentID 1584- CO2 Cap Annual v6.20 | 490 | 7772 | Rate Constraint in MTons | FALSE | L | Annual | Emissions at Affected Plants CO2 | Thousand Tons | 0 | 0 | 665.7253 | 393.1803 | 0 | 0 | 0
IL Climate ParentID 1584- CO2 Cap Annual v6.20 | 490 | 7772 | Rate Constraint in MTons | FALSE | L | Annual | Allowances Purchased CO2 | Thousand Tons | 0 | 0 | 0 | 0 | 0 | 0 | 0
IL Climate ParentID 1584- CO2 Cap Annual v6.20 | 490 | 7772 | Rate Constraint in MTons | FALSE | L | Annual | Allowances Sold CO2 | Thousand Tons | 0 | 0 | 0 | 0 | 0 | 0 | 0
IL Climate ParentID 1584- CO2 Cap Annual v6.20 | 490 | 7772 | Rate Constraint in MTons | FALSE | L | Annual | Allowances Banked | Thousand Tons | 0 | 0 | 0 | 0 | 0 | 0 | 0
IL Climate ParentID 1584- CO2 Cap Annual v6.20 | 490 | 7772 | Rate Constraint in MTons | FALSE | L | Annual | Allowances Withdrawn (1:1) | Thousand Tons | 0 | 0 | 0 | 0 | 0 | 0 | 0
IL Climate ParentID 1584- CO2 Cap Annual v6.20 | 490 | 7772 | Rate Constraint in MTons | FALSE | L | Annual | Allowances Withdrawn (n:1) | Thousand Tons | 0 | 0 | 0 | 0 | 0 | 0 | 0
IL Climate ParentID 1584- CO2 Cap Annual v6.20 | 490 | 7772 | Rate Constraint in MTons | FALSE | L | Annual | Net Emissions Allowance Position | Thousand Tons | 0 | 0 | 665.7253 | 393.1803 | 0 | 0 | 0
IL Climate ParentID 1584- CO2 Cap Annual v6.20 | 490 | 7772 | Rate Constraint in MTons | FALSE | L | Annual | Fuel Consumed | TBtu | 0 | 0 | 11.3721 | 6.7164 | 0 | 0 | 0
IL Climate ParentID 1584- CO2 Cap Annual v6.20 | 490 | 7772 | Rate Constraint in MTons | FALSE | L | Annual | Rate | lb/MMBtu | 0 | 0 | 117.08 | 117.08 | 0 | 0 | 0
IL Climate ParentID 1584- CO2 Cap Annual v6.20 | 490 | 7772 | Rate Constraint in MTons | FALSE | L | Annual | Generation | TWh | 0 | 0 | 1.551 | 0.91604 | 0 | 0 | 0
IL Climate ParentID 1584- CO2 Cap Annual v6.20 | 490 | 7772 | Rate Constraint in MTons | FALSE | L | Annual | Qualifying Generation | TWh | 0 | 0 | 1.551 | 0.91604 | 0 | 0 | 0
IL Climate ParentID 1584- CO2 Cap Annual v6.20 | 490 | 7772 | Rate Constraint in MTons | FALSE | L | Annual | Rate | lb/MWh | 0 | 0 | 858.4306 | 858.4306 | 0 | 0 | 0
IL Climate ParentID 1584- CO2 Cap Annual v6.20 | 490 | 7772 | Rate Constraint in MTons | FALSE | L | Annual | Constraint Shadow Price | US2022$/Ton | 0 | 0 | 0 | 0 | 0 | 0 | 0
IL Climate ParentID 1585- CO2 Cap Annual v6.20 | 491 | 7773 | Rate Constraint in MTons | FALSE | L | Annual | Seasons Included | Seasons | Winter, Spring, Summer, Fall | Winter, Spring, Summer, Fall | Winter, Spring, Summer, Fall | Winter, Spring, Summer, Fall | Winter, Spring, Summer, Fall | Winter, Spring, Summer, Fall | Winter, Spring, Summer, Fall
IL Climate ParentID 1585- CO2 Cap Annual v6.20 | 491 | 7773 | Rate Constraint in MTons | FALSE | L | Annual | Standard CO2 | Thousand Tons | NA | NA | 122.4545 | 122.4545 | 122.4545 | 122.4545 | 122.4545
IL Climate ParentID 1585- CO2 Cap Annual v6.20 | 491 | 7773 | Rate Constraint in MTons | FALSE | L | Annual | Emissions at Affected Plants CO2 | Thousand Tons | 0 | 0 | 122.4545 | 122.4545 | 0 | 0 | 0
IL Climate ParentID 1585- CO2 Cap Annual v6.20 | 491 | 7773 | Rate Constraint in MTons | FALSE | L | Annual | Allowances Purchased CO2 | Thousand Tons | 0 | 0 | 0 | 0 | 0 | 0 | 0
IL Climate ParentID 1585- CO2 Cap Annual v6.20 | 491 | 7773 | Rate Constraint in MTons | FALSE | L | Annual | Allowances Sold CO2 | Thousand Tons | 0 | 0 | 0 | 0 | 0 | 0 | 0
IL Climate ParentID 1585- CO2 Cap Annual v6.20 | 491 | 7773 | Rate Constraint in MTons | FALSE | L | Annual | Allowances Banked | Thousand Tons | 0 | 0 | 0 | 0 | 0 | 0 | 0
IL Climate ParentID 1585- CO2 Cap Annual v6.20 | 491 | 7773 | Rate Constraint in MTons | FALSE | L | Annual | Allowances Withdrawn (1:1) | Thousand Tons | 0 | 0 | 0 | 0 | 0 | 0 | 0
IL Climate ParentID 1585- CO2 Cap Annual v6.20 | 491 | 7773 | Rate Constraint in MTons | FALSE | L | Annual | Allowances Withdrawn (n:1) | Thousand Tons | 0 | 0 | 0 | 0 | 0 | 0 | 0
IL Climate ParentID 1585- CO2 Cap Annual v6.20 | 491 | 7773 | Rate Constraint in MTons | FALSE | L | Annual | Net Emissions Allowance Position | Thousand Tons | 0 | 0 | 122.4545 | 122.4545 | 0 | 0 | 0
IL Climate ParentID 1585- CO2 Cap Annual v6.20 | 491 | 7773 | Rate Constraint in MTons | FALSE | L | Annual | Fuel Consumed | TBtu | 0 | 0 | 2.0918 | 2.0918 | 0 | 0 | 0
IL Climate ParentID 1585- CO2 Cap Annual v6.20 | 491 | 7773 | Rate Constraint in MTons | FALSE | L | Annual | Rate | lb/MMBtu | 0 | 0 | 117.08 | 117.08 | 0 | 0 | 0
IL Climate ParentID 1585- CO2 Cap Annual v6.20 | 491 | 7773 | Rate Constraint in MTons | FALSE | L | Annual | Generation | TWh | 0 | 0 | 0.28518 | 0.28518 | 0 | 0 | 0
IL Climate ParentID 1585- CO2 Cap Annual v6.20 | 491 | 7773 | Rate Constraint in MTons | FALSE | L | Annual | Qualifying Generation | TWh | 0 | 0 | 0.28518 | 0.28518 | 0 | 0 | 0
IL Climate ParentID 1585- CO2 Cap Annual v6.20 | 491 | 7773 | Rate Constraint in MTons | FALSE | L | Annual | Rate | lb/MWh | 0 | 0 | 858.7818 | 858.7818 | 0 | 0 | 0
IL Climate ParentID 1585- CO2 Cap Annual v6.20 | 491 | 7773 | Rate Constraint in MTons | FALSE | L | Annual | Constraint Shadow Price | US2022$/Ton | 0 | 0 | 14.2819 | 3.7797 | 0 | 0 | 0
IL Climate ParentID 1586- CO2 Cap Annual v6.20 | 492 | 7774 | Rate Constraint in MTons | FALSE | L | Annual | Seasons Included | Seasons | Winter, Spring, Summer, Fall | Winter, Spring, Summer, Fall | Winter, Spring, Summer, Fall | Winter, Spring, Summer, Fall | Winter, Spring, Summer, Fall | Winter, Spring, Summer, Fall | Winter, Spring, Summer, Fall
IL Climate ParentID 1586- CO2 Cap Annual v6.20 | 492 | 7774 | Rate Constraint in MTons | FALSE | L | Annual | Standard CO2 | Thousand Tons | NA | NA | 1517.1052 | 1517.1052 | 1517.1052 | 1517.1052 | 1517.1052
IL Climate ParentID 1586- CO2 Cap Annual v6.20 | 492 | 7774 | Rate Constraint in MTons | FALSE | L | Annual | Emissions at Affected Plants CO2 | Thousand Tons | 0 | 0 | 1272.348 | 785.7545 | 0 | 0 | 0
IL Climate ParentID 1586- CO2 Cap Annual v6.20 | 492 | 7774 | Rate Constraint in MTons | FALSE | L | Annual | Allowances Purchased CO2 | Thousand Tons | 0 | 0 | 0 | 0 | 0 | 0 | 0
IL Climate ParentID 1586- CO2 Cap Annual v6.20 | 492 | 7774 | Rate Constraint in MTons | FALSE | L | Annual | Allowances Sold CO2 | Thousand Tons | 0 | 0 | 0 | 0 | 0 | 0 | 0
IL Climate ParentID 1586- CO2 Cap Annual v6.20 | 492 | 7774 | Rate Constraint in MTons | FALSE | L | Annual | Allowances Banked | Thousand Tons | 0 | 0 | 0 | 0 | 0 | 0 | 0
IL Climate ParentID 1586- CO2 Cap Annual v6.20 | 492 | 7774 | Rate Constraint in MTons | FALSE | L | Annual | Allowances Withdrawn (1:1) | Thousand Tons | 0 | 0 | 0 | 0 | 0 | 0 | 0
IL Climate ParentID 1586- CO2 Cap Annual v6.20 | 492 | 7774 | Rate Constraint in MTons | FALSE | L | Annual | Allowances Withdrawn (n:1) | Thousand Tons | 0 | 0 | 0 | 0 | 0 | 0 | 0
IL Climate ParentID 1586- CO2 Cap Annual v6.20 | 492 | 7774 | Rate Constraint in MTons | FALSE | L | Annual | Net Emissions Allowance Position | Thousand Tons | 0 | 0 | 1272.348 | 785.7545 | 0 | 0 | 0
IL Climate ParentID 1586- CO2 Cap Annual v6.20 | 492 | 7774 | Rate Constraint in MTons | FALSE | L | Annual | Fuel Consumed | TBtu | 0 | 0 | 21.7347 | 13.4225 | 0 | 0 | 0
IL Climate ParentID 1586- CO2 Cap Annual v6.20 | 492 | 7774 | Rate Constraint in MTons | FALSE | L | Annual | Rate | lb/MMBtu | 0 | 0 | 117.08 | 117.08 | 0 | 0 | 0
IL Climate ParentID 1586- CO2 Cap Annual v6.20 | 492 | 7774 | Rate Constraint in MTons | FALSE | L | Annual | Generation | TWh | 0 | 0 | 2.8856 | 1.7821 | 0 | 0 | 0
IL Climate ParentID 1586- CO2 Cap Annual v6.20 | 492 | 7774 | Rate Constraint in MTons | FALSE | L | Annual | Qualifying Generation | TWh | 0 | 0 | 2.8856 | 1.7821 | 0 | 0 | 0
IL Climate ParentID 1586- CO2 Cap Annual v6.20 | 492 | 7774 | Rate Constraint in MTons | FALSE | L | Annual | Rate | lb/MWh | 0 | 0 | 881.8466 | 881.8466 | 0 | 0 | 0
IL Climate ParentID 1586- CO2 Cap Annual v6.20 | 492 | 7774 | Rate Constraint in MTons | FALSE | L | Annual | Constraint Shadow Price | US2022$/Ton | 0 | 0 | 0 | 0 | 0 | 0 | 0
IL Climate ParentID 1706- CO2 Cap Annual v6.20 | 493 | 7775 | Rate Constraint in MTons | FALSE | L | Annual | Seasons Included | Seasons | Winter, Spring, Summer, Fall | Winter, Spring, Summer, Fall | Winter, Spring, Summer, Fall | Winter, Spring, Summer, Fall | Winter, Spring, Summer, Fall | Winter, Spring, Summer, Fall | Winter, Spring, Summer, Fall
IL Climate ParentID 1706- CO2 Cap Annual v6.20 | 493 | 7775 | Rate Constraint in MTons | FALSE | L | Annual | Standard CO2 | Thousand Tons | NA | NA | 336.292 | 336.292 | 336.292 | 336.292 | 336.292
IL Climate ParentID 1706- CO2 Cap Annual v6.20 | 493 | 7775 | Rate Constraint in MTons | FALSE | L | Annual | Emissions at Affected Plants CO2 | Thousand Tons | 0 | 0 | 336.292 | 186.4236 | 0 | 0 | 0
IL Climate ParentID 1706- CO2 Cap Annual v6.20 | 493 | 7775 | Rate Constraint in MTons | FALSE | L | Annual | Allowances Purchased CO2 | Thousand Tons | 0 | 0 | 0 | 0 | 0 | 0 | 0
IL Climate ParentID 1706- CO2 Cap Annual v6.20 | 493 | 7775 | Rate Constraint in MTons | FALSE | L | Annual | Allowances Sold CO2 | Thousand Tons | 0 | 0 | 0 | 0 | 0 | 0 | 0
IL Climate ParentID 1706- CO2 Cap Annual v6.20 | 493 | 7775 | Rate Constraint in MTons | FALSE | L | Annual | Allowances Banked | Thousand Tons | 0 | 0 | 0 | 0 | 0 | 0 | 0
IL Climate ParentID 1706- CO2 Cap Annual v6.20 | 493 | 7775 | Rate Constraint in MTons | FALSE | L | Annual | Allowances Withdrawn (1:1) | Thousand Tons | 0 | 0 | 0 | 0 | 0 | 0 | 0
IL Climate ParentID 1706- CO2 Cap Annual v6.20 | 493 | 7775 | Rate Constraint in MTons | FALSE | L | Annual | Allowances Withdrawn (n:1) | Thousand Tons | 0 | 0 | 0 | 0 | 0 | 0 | 0
IL Climate ParentID 1706- CO2 Cap Annual v6.20 | 493 | 7775 | Rate Constraint in MTons | FALSE | L | Annual | Net Emissions Allowance Position | Thousand Tons | 0 | 0 | 336.292 | 186.4236 | 0 | 0 | 0
IL Climate ParentID 1706- CO2 Cap Annual v6.20 | 493 | 7775 | Rate Constraint in MTons | FALSE | L | Annual | Fuel Consumed | TBtu | 0 | 0 | 5.7447 | 3.1846 | 0 | 0 | 0
IL Climate ParentID 1706- CO2 Cap Annual v6.20 | 493 | 7775 | Rate Constraint in MTons | FALSE | L | Annual | Rate | lb/MMBtu | 0 | 0 | 117.08 | 117.08 | 0 | 0 | 0
IL Climate ParentID 1706- CO2 Cap Annual v6.20 | 493 | 7775 | Rate Constraint in MTons | FALSE | L | Annual | Generation | TWh | 0 | 0 | 0.74761 | 0.41444 | 0 | 0 | 0
IL Climate ParentID 1706- CO2 Cap Annual v6.20 | 493 | 7775 | Rate Constraint in MTons | FALSE | L | Annual | Qualifying Generation | TWh | 0 | 0 | 0.74761 | 0.41444 | 0 | 0 | 0
IL Climate ParentID 1706- CO2 Cap Annual v6.20 | 493 | 7775 | Rate Constraint in MTons | FALSE | L | Annual | Rate | lb/MWh | 0 | 0 | 899.6427 | 899.6427 | 0 | 0 | 0
IL Climate ParentID 1706- CO2 Cap Annual v6.20 | 493 | 7775 | Rate Constraint in MTons | FALSE | L | Annual | Constraint Shadow Price | US2022$/Ton | 0 | 0 | 8.4752 | 0 | 0 | 0 | 0
IL Climate ParentID 1707- CO2 Cap Annual v6.20 | 494 | 7776 | Rate Constraint in MTons | FALSE | L | Annual | Seasons Included | Seasons | Winter, Spring, Summer, Fall | Winter, Spring, Summer, Fall | Winter, Spring, Summer, Fall | Winter, Spring, Summer, Fall | Winter, Spring, Summer, Fall | Winter, Spring, Summer, Fall | Winter, Spring, Summer, Fall
IL Climate ParentID 1707- CO2 Cap Annual v6.20 | 494 | 7776 | Rate Constraint in MTons | FALSE | L | Annual | Standard CO2 | Thousand Tons | NA | NA | 246.9432 | 246.9432 | 246.9432 | 246.9432 | 246.9432
IL Climate ParentID 1707- CO2 Cap Annual v6.20 | 494 | 7776 | Rate Constraint in MTons | FALSE | L | Annual | Emissions at Affected Plants CO2 | Thousand Tons | 0 | 0 | 0 | 0 | 0 | 0 | 0
IL Climate ParentID 1707- CO2 Cap Annual v6.20 | 494 | 7776 | Rate Constraint in MTons | FALSE | L | Annual | Allowances Purchased CO2 | Thousand Tons | 0 | 0 | 0 | 0 | 0 | 0 | 0
IL Climate ParentID 1707- CO2 Cap Annual v6.20 | 494 | 7776 | Rate Constraint in MTons | FALSE | L | Annual | Allowances Sold CO2 | Thousand Tons | 0 | 0 | 0 | 0 | 0 | 0 | 0
IL Climate ParentID 1707- CO2 Cap Annual v6.20 | 494 | 7776 | Rate Constraint in MTons | FALSE | L | Annual | Allowances Banked | Thousand Tons | 0 | 0 | 0 | 0 | 0 | 0 | 0
IL Climate ParentID 1707- CO2 Cap Annual v6.20 | 494 | 7776 | Rate Constraint in MTons | FALSE | L | Annual | Allowances Withdrawn (1:1) | Thousand Tons | 0 | 0 | 0 | 0 | 0 | 0 | 0
IL Climate ParentID 1707- CO2 Cap Annual v6.20 | 494 | 7776 | Rate Constraint in MTons | FALSE | L | Annual | Allowances Withdrawn (n:1) | Thousand Tons | 0 | 0 | 0 | 0 | 0 | 0 | 0
IL Climate ParentID 1707- CO2 Cap Annual v6.20 | 494 | 7776 | Rate Constraint in MTons | FALSE | L | Annual | Net Emissions Allowance Position | Thousand Tons | 0 | 0 | 0 | 0 | 0 | 0 | 0
IL Climate ParentID 1707- CO2 Cap Annual v6.20 | 494 | 7776 | Rate Constraint in MTons | FALSE | L | Annual | Fuel Consumed | TBtu | 0 | 0 | 0 | 0 | 0 | 0 | 0
IL Climate ParentID 1707- CO2 Cap Annual v6.20 | 494 | 7776 | Rate Constraint in MTons | FALSE | L | Annual | Rate | lb/MMBtu | 0 | 0 | 0 | 0 | 0 | 0 | 0
IL Climate ParentID 1707- CO2 Cap Annual v6.20 | 494 | 7776 | Rate Constraint in MTons | FALSE | L | Annual | Generation | TWh | 0 | 0 | 0 | 0 | 0 | 0 | 0
IL Climate ParentID 1707- CO2 Cap Annual v6.20 | 494 | 7776 | Rate Constraint in MTons | FALSE | L | Annual | Qualifying Generation | TWh | 0 | 0 | 0 | 0 | 0 | 0 | 0
IL Climate ParentID 1707- CO2 Cap Annual v6.20 | 494 | 7776 | Rate Constraint in MTons | FALSE | L | Annual | Rate | lb/MWh | 0 | 0 | 0 | 0 | 0 | 0 | 0
IL Climate ParentID 1707- CO2 Cap Annual v6.20 | 494 | 7776 | Rate Constraint in MTons | FALSE | L | Annual | Constraint Shadow Price | US2022$/Ton | 0 | 0 | 0 | 0 | 0 | 0 | 0
IL Climate ParentID 2571- CO2 Cap Annual v6.20 | 495 | 7782 | Rate Constraint in MTons | FALSE | L | Annual | Seasons Included | Seasons | Winter, Spring, Summer, Fall | Winter, Spring, Summer, Fall | Winter, Spring, Summer, Fall | Winter, Spring, Summer, Fall | Winter, Spring, Summer, Fall | Winter, Spring, Summer, Fall | Winter, Spring, Summer, Fall
IL Climate ParentID 2571- CO2 Cap Annual v6.20 | 495 | 7782 | Rate Constraint in MTons | FALSE | L | Annual | Standard CO2 | Thousand Tons | NA | NA | 555.3467 | 555.3467 | 555.3467 | 555.3467 | 555.3467
IL Climate ParentID 2571- CO2 Cap Annual v6.20 | 495 | 7782 | Rate Constraint in MTons | FALSE | L | Annual | Emissions at Affected Plants CO2 | Thousand Tons | 0 | 0 | 159.7145 | 159.7145 | 0 | 0 | 0
IL Climate ParentID 2571- CO2 Cap Annual v6.20 | 495 | 7782 | Rate Constraint in MTons | FALSE | L | Annual | Allowances Purchased CO2 | Thousand Tons | 0 | 0 | 0 | 0 | 0 | 0 | 0
IL Climate ParentID 2571- CO2 Cap Annual v6.20 | 495 | 7782 | Rate Constraint in MTons | FALSE | L | Annual | Allowances Sold CO2 | Thousand Tons | 0 | 0 | 0 | 0 | 0 | 0 | 0
IL Climate ParentID 2571- CO2 Cap Annual v6.20 | 495 | 7782 | Rate Constraint in MTons | FALSE | L | Annual | Allowances Banked | Thousand Tons | 0 | 0 | 0 | 0 | 0 | 0 | 0
IL Climate ParentID 2571- CO2 Cap Annual v6.20 | 495 | 7782 | Rate Constraint in MTons | FALSE | L | Annual | Allowances Withdrawn (1:1) | Thousand Tons | 0 | 0 | 0 | 0 | 0 | 0 | 0
IL Climate ParentID 2571- CO2 Cap Annual v6.20 | 495 | 7782 | Rate Constraint in MTons | FALSE | L | Annual | Allowances Withdrawn (n:1) | Thousand Tons | 0 | 0 | 0 | 0 | 0 | 0 | 0
IL Climate ParentID 2571- CO2 Cap Annual v6.20 | 495 | 7782 | Rate Constraint in MTons | FALSE | L | Annual | Net Emissions Allowance Position | Thousand Tons | 0 | 0 | 159.7145 | 159.7145 | 0 | 0 | 0
IL Climate ParentID 2571- CO2 Cap Annual v6.20 | 495 | 7782 | Rate Constraint in MTons | FALSE | L | Annual | Fuel Consumed | TBtu | 0 | 0 | 15.5013 | 15.5013 | 0 | 0 | 0
IL Climate ParentID 2571- CO2 Cap Annual v6.20 | 495 | 7782 | Rate Constraint in MTons | FALSE | L | Annual | Rate | lb/MMBtu | 0 | 0 | 20.6066 | 20.6066 | 0 | 0 | 0
IL Climate ParentID 2571- CO2 Cap Annual v6.20 | 495 | 7782 | Rate Constraint in MTons | FALSE | L | Annual | Generation | TWh | 0 | 0 | 0.87551 | 0.87551 | 0 | 0 | 0
IL Climate ParentID 2571- CO2 Cap Annual v6.20 | 495 | 7782 | Rate Constraint in MTons | FALSE | L | Annual | Qualifying Generation | TWh | 0 | 0 | 0.87551 | 0.87551 | 0 | 0 | 0
IL Climate ParentID 2571- CO2 Cap Annual v6.20 | 495 | 7782 | Rate Constraint in MTons | FALSE | L | Annual | Rate | lb/MWh | 0 | 0 | 364.8506 | 364.8506 | 0 | 0 | 0
IL Climate ParentID 2571- CO2 Cap Annual v6.20 | 495 | 7782 | Rate Constraint in MTons | FALSE | L | Annual | Constraint Shadow Price | US2022$/Ton | 0 | 0 | 0 | 0 | 0 | 0 | 0
IL Climate ParentID 311- CO2 Cap Annual v6.20 | 496 | 7744 | Rate Constraint in MTons | FALSE | L | Annual | Seasons Included | Seasons | Winter, Spring, Summer, Fall | Winter, Spring, Summer, Fall | Winter, Spring, Summer, Fall | Winter, Spring, Summer, Fall | Winter, Spring, Summer, Fall | Winter, Spring, Summer, Fall | Winter, Spring, Summer, Fall
IL Climate ParentID 311- CO2 Cap Annual v6.20 | 496 | 7744 | Rate Constraint in MTons | FALSE | L | Annual | Standard CO2 | Thousand Tons | NA | NA | 194.7601 | 194.7601 | 194.7601 | 194.7601 | 194.7601
IL Climate ParentID 311- CO2 Cap Annual v6.20 | 496 | 7744 | Rate Constraint in MTons | FALSE | L | Annual | Emissions at Affected Plants CO2 | Thousand Tons | 0 | 0 | 5.6153 | 0 | 0 | 0 | 0
IL Climate ParentID 311- CO2 Cap Annual v6.20 | 496 | 7744 | Rate Constraint in MTons | FALSE | L | Annual | Allowances Purchased CO2 | Thousand Tons | 0 | 0 | 0 | 0 | 0 | 0 | 0
IL Climate ParentID 311- CO2 Cap Annual v6.20 | 496 | 7744 | Rate Constraint in MTons | FALSE | L | Annual | Allowances Sold CO2 | Thousand Tons | 0 | 0 | 0 | 0 | 0 | 0 | 0
IL Climate ParentID 311- CO2 Cap Annual v6.20 | 496 | 7744 | Rate Constraint in MTons | FALSE | L | Annual | Allowances Banked | Thousand Tons | 0 | 0 | 0 | 0 | 0 | 0 | 0
IL Climate ParentID 311- CO2 Cap Annual v6.20 | 496 | 7744 | Rate Constraint in MTons | FALSE | L | Annual | Allowances Withdrawn (1:1) | Thousand Tons | 0 | 0 | 0 | 0 | 0 | 0 | 0
IL Climate ParentID 311- CO2 Cap Annual v6.20 | 496 | 7744 | Rate Constraint in MTons | FALSE | L | Annual | Allowances Withdrawn (n:1) | Thousand Tons | 0 | 0 | 0 | 0 | 0 | 0 | 0
IL Climate ParentID 311- CO2 Cap Annual v6.20 | 496 | 7744 | Rate Constraint in MTons | FALSE | L | Annual | Net Emissions Allowance Position | Thousand Tons | 0 | 0 | 5.6153 | 0 | 0 | 0 | 0
IL Climate ParentID 311- CO2 Cap Annual v6.20 | 496 | 7744 | Rate Constraint in MTons | FALSE | L | Annual | Fuel Consumed | TBtu | 0 | 0 | 0.095922 | 0 | 0 | 0 | 0
IL Climate ParentID 311- CO2 Cap Annual v6.20 | 496 | 7744 | Rate Constraint in MTons | FALSE | L | Annual | Rate | lb/MMBtu | 0 | 0 | 117.08 | 0 | 0 | 0 | 0
IL Climate ParentID 311- CO2 Cap Annual v6.20 | 496 | 7744 | Rate Constraint in MTons | FALSE | L | Annual | Generation | TWh | 0 | 0 | 0.0089271 | 0 | 0 | 0 | 0
IL Climate ParentID 311- CO2 Cap Annual v6.20 | 496 | 7744 | Rate Constraint in MTons | FALSE | L | Annual | Qualifying Generation | TWh | 0 | 0 | 0.0089271 | 0 | 0 | 0 | 0
IL Climate ParentID 311- CO2 Cap Annual v6.20 | 496 | 7744 | Rate Constraint in MTons | FALSE | L | Annual | Rate | lb/MWh | 0 | 0 | 1258.0246 | 0 | 0 | 0 | 0
IL Climate ParentID 311- CO2 Cap Annual v6.20 | 496 | 7744 | Rate Constraint in MTons | FALSE | L | Annual | Constraint Shadow Price | US2022$/Ton | 0 | 0 | 0 | 0 | 0 | 0 | 0
IL Climate ParentID 320- CO2 Cap Annual v6.20 | 497 | 7745 | Rate Constraint in MTons | FALSE | L | Annual | Seasons Included | Seasons | Winter, Spring, Summer, Fall | Winter, Spring, Summer, Fall | Winter, Spring, Summer, Fall | Winter, Spring, Summer, Fall | Winter, Spring, Summer, Fall | Winter, Spring, Summer, Fall | Winter, Spring, Summer, Fall
IL Climate ParentID 320- CO2 Cap Annual v6.20 | 497 | 7745 | Rate Constraint in MTons | FALSE | L | Annual | Standard CO2 | Thousand Tons | NA | NA | 112.2207 | 112.2207 | 112.2207 | 112.2207 | 112.2207
IL Climate ParentID 320- CO2 Cap Annual v6.20 | 497 | 7745 | Rate Constraint in MTons | FALSE | L | Annual | Emissions at Affected Plants CO2 | Thousand Tons | 0 | 0 | 10.4559 | 0 | 0 | 0 | 0
IL Climate ParentID 320- CO2 Cap Annual v6.20 | 497 | 7745 | Rate Constraint in MTons | FALSE | L | Annual | Allowances Purchased CO2 | Thousand Tons | 0 | 0 | 0 | 0 | 0 | 0 | 0
IL Climate ParentID 320- CO2 Cap Annual v6.20 | 497 | 7745 | Rate Constraint in MTons | FALSE | L | Annual | Allowances Sold CO2 | Thousand Tons | 0 | 0 | 0 | 0 | 0 | 0 | 0
IL Climate ParentID 320- CO2 Cap Annual v6.20 | 497 | 7745 | Rate Constraint in MTons | FALSE | L | Annual | Allowances Banked | Thousand Tons | 0 | 0 | 0 | 0 | 0 | 0 | 0
IL Climate ParentID 320- CO2 Cap Annual v6.20 | 497 | 7745 | Rate Constraint in MTons | FALSE | L | Annual | Allowances Withdrawn (1:1) | Thousand Tons | 0 | 0 | 0 | 0 | 0 | 0 | 0
IL Climate ParentID 320- CO2 Cap Annual v6.20 | 497 | 7745 | Rate Constraint in MTons | FALSE | L | Annual | Allowances Withdrawn (n:1) | Thousand Tons | 0 | 0 | 0 | 0 | 0 | 0 | 0
IL Climate ParentID 320- CO2 Cap Annual v6.20 | 497 | 7745 | Rate Constraint in MTons | FALSE | L | Annual | Net Emissions Allowance Position | Thousand Tons | 0 | 0 | 10.4559 | 0 | 0 | 0 | 0
IL Climate ParentID 320- CO2 Cap Annual v6.20 | 497 | 7745 | Rate Constraint in MTons | FALSE | L | Annual | Fuel Consumed | TBtu | 0 | 0 | 0.17861 | 0 | 0 | 0 | 0
IL Climate ParentID 320- CO2 Cap Annual v6.20 | 497 | 7745 | Rate Constraint in MTons | FALSE | L | Annual | Rate | lb/MMBtu | 0 | 0 | 117.08 | 0 | 0 | 0 | 0
IL Climate ParentID 320- CO2 Cap Annual v6.20 | 497 | 7745 | Rate Constraint in MTons | FALSE | L | Annual | Generation | TWh | 0 | 0 | 0.015721 | 0 | 0 | 0 | 0
IL Climate ParentID 320- CO2 Cap Annual v6.20 | 497 | 7745 | Rate Constraint in MTons | FALSE | L | Annual | Qualifying Generation | TWh | 0 | 0 | 0.015721 | 0 | 0 | 0 | 0
IL Climate ParentID 320- CO2 Cap Annual v6.20 | 497 | 7745 | Rate Constraint in MTons | FALSE | L | Annual | Rate | lb/MWh | 0 | 0 | 1330.1459 | 0 | 0 | 0 | 0
IL Climate ParentID 320- CO2 Cap Annual v6.20 | 497 | 7745 | Rate Constraint in MTons | FALSE | L | Annual | Constraint Shadow Price | US2022$/Ton | 0 | 0 | 0 | 0 | 0 | 0 | 0
IL Climate ParentID 321- CO2 Cap Annual v6.20 | 498 | 7746 | Rate Constraint in MTons | FALSE | L | Annual | Seasons Included | Seasons | Winter, Spring, Summer, Fall | Winter, Spring, Summer, Fall | Winter, Spring, Summer, Fall | Winter, Spring, Summer, Fall | Winter, Spring, Summer, Fall | Winter, Spring, Summer, Fall | Winter, Spring, Summer, Fall
IL Climate ParentID 321- CO2 Cap Annual v6.20 | 498 | 7746 | Rate Constraint in MTons | FALSE | L | Annual | Standard CO2 | Thousand Tons | NA | NA | 212.9442 | 212.9442 | 212.9442 | 212.9442 | 212.9442
IL Climate ParentID 321- CO2 Cap Annual v6.20 | 498 | 7746 | Rate Constraint in MTons | FALSE | L | Annual | Emissions at Affected Plants CO2 | Thousand Tons | 0 | 0 | 44.4737 | 0 | 0 | 0 | 0
IL Climate ParentID 321- CO2 Cap Annual v6.20 | 498 | 7746 | Rate Constraint in MTons | FALSE | L | Annual | Allowances Purchased CO2 | Thousand Tons | 0 | 0 | 0 | 0 | 0 | 0 | 0
IL Climate ParentID 321- CO2 Cap Annual v6.20 | 498 | 7746 | Rate Constraint in MTons | FALSE | L | Annual | Allowances Sold CO2 | Thousand Tons | 0 | 0 | 0 | 0 | 0 | 0 | 0
IL Climate ParentID 321- CO2 Cap Annual v6.20 | 498 | 7746 | Rate Constraint in MTons | FALSE | L | Annual | Allowances Banked | Thousand Tons | 0 | 0 | 0 | 0 | 0 | 0 | 0
IL Climate ParentID 321- CO2 Cap Annual v6.20 | 498 | 7746 | Rate Constraint in MTons | FALSE | L | Annual | Allowances Withdrawn (1:1) | Thousand Tons | 0 | 0 | 0 | 0 | 0 | 0 | 0
IL Climate ParentID 321- CO2 Cap Annual v6.20 | 498 | 7746 | Rate Constraint in MTons | FALSE | L | Annual | Allowances Withdrawn (n:1) | Thousand Tons | 0 | 0 | 0 | 0 | 0 | 0 | 0
IL Climate ParentID 321- CO2 Cap Annual v6.20 | 498 | 7746 | Rate Constraint in MTons | FALSE | L | Annual | Net Emissions Allowance Position | Thousand Tons | 0 | 0 | 44.4737 | 0 | 0 | 0 | 0
IL Climate ParentID 321- CO2 Cap Annual v6.20 | 498 | 7746 | Rate Constraint in MTons | FALSE | L | Annual | Fuel Consumed | TBtu | 0 | 0 | 0.75971 | 0 | 0 | 0 | 0
IL Climate ParentID 321- CO2 Cap Annual v6.20 | 498 | 7746 | Rate Constraint in MTons | FALSE | L | Annual | Rate | lb/MMBtu | 0 | 0 | 117.08 | 0 | 0 | 0 | 0
IL Climate ParentID 321- CO2 Cap Annual v6.20 | 498 | 7746 | Rate Constraint in MTons | FALSE | L | Annual | Generation | TWh | 0 | 0 | 0.070427 | 0 | 0 | 0 | 0
IL Climate ParentID 321- CO2 Cap Annual v6.20 | 498 | 7746 | Rate Constraint in MTons | FALSE | L | Annual | Qualifying Generation | TWh | 0 | 0 | 0.070427 | 0 | 0 | 0 | 0
IL Climate ParentID 321- CO2 Cap Annual v6.20 | 498 | 7746 | Rate Constraint in MTons | FALSE | L | Annual | Rate | lb/MWh | 0 | 0 | 1262.9756 | 0 | 0 | 0 | 0
IL Climate ParentID 321- CO2 Cap Annual v6.20 | 498 | 7746 | Rate Constraint in MTons | FALSE | L | Annual | Constraint Shadow Price | US2022$/Ton | 0 | 0 | 0 | 0 | 0 | 0 | 0
IL Climate ParentID 322- CO2 Cap Annual v6.20 | 499 | 7747 | Rate Constraint in MTons | FALSE | L | Annual | Seasons Included | Seasons | Winter, Spring, Summer, Fall | Winter, Spring, Summer, Fall | Winter, Spring, Summer, Fall | Winter, Spring, Summer, Fall | Winter, Spring, Summer, Fall | Winter, Spring, Summer, Fall | Winter, Spring, Summer, Fall
IL Climate ParentID 322- CO2 Cap Annual v6.20 | 499 | 7747 | Rate Constraint in MTons | FALSE | L | Annual | Standard CO2 | Thousand Tons | NA | NA | 4.4657 | 4.4657 | 4.4657 | 4.4657 | 4.4657
IL Climate ParentID 322- CO2 Cap Annual v6.20 | 499 | 7747 | Rate Constraint in MTons | FALSE | L | Annual | Emissions at Affected Plants CO2 | Thousand Tons | 0 | 0 | 4.4657 | 0 | 0 | 0 | 0
IL Climate ParentID 322- CO2 Cap Annual v6.20 | 499 | 7747 | Rate Constraint in MTons | FALSE | L | Annual | Allowances Purchased CO2 | Thousand Tons | 0 | 0 | 0 | 0 | 0 | 0 | 0
IL Climate ParentID 322- CO2 Cap Annual v6.20 | 499 | 7747 | Rate Constraint in MTons | FALSE | L | Annual | Allowances Sold CO2 | Thousand Tons | 0 | 0 | 0 | 0 | 0 | 0 | 0
IL Climate ParentID 322- CO2 Cap Annual v6.20 | 499 | 7747 | Rate Constraint in MTons | FALSE | L | Annual | Allowances Banked | Thousand Tons | 0 | 0 | 0 | 0 | 0 | 0 | 0
IL Climate ParentID 322- CO2 Cap Annual v6.20 | 499 | 7747 | Rate Constraint in MTons | FALSE | L | Annual | Allowances Withdrawn (1:1) | Thousand Tons | 0 | 0 | 0 | 0 | 0 | 0 | 0
IL Climate ParentID 322- CO2 Cap Annual v6.20 | 499 | 7747 | Rate Constraint in MTons | FALSE | L | Annual | Allowances Withdrawn (n:1) | Thousand Tons | 0 | 0 | 0 | 0 | 0 | 0 | 0
IL Climate ParentID 322- CO2 Cap Annual v6.20 | 499 | 7747 | Rate Constraint in MTons | FALSE | L | Annual | Net Emissions Allowance Position | Thousand Tons | 0 | 0 | 4.4657 | 0 | 0 | 0 | 0
IL Climate ParentID 322- CO2 Cap Annual v6.20 | 499 | 7747 | Rate Constraint in MTons | FALSE | L | Annual | Fuel Consumed | TBtu | 0 | 0 | 0.076284 | 0 | 0 | 0 | 0
IL Climate ParentID 322- CO2 Cap Annual v6.20 | 499 | 7747 | Rate Constraint in MTons | FALSE | L | Annual | Rate | lb/MMBtu | 0 | 0 | 117.08 | 0 | 0 | 0 | 0
IL Climate ParentID 322- CO2 Cap Annual v6.20 | 499 | 7747 | Rate Constraint in MTons | FALSE | L | Annual | Generation | TWh | 0 | 0 | 0.0070995 | 0 | 0 | 0 | 0
IL Climate ParentID 322- CO2 Cap Annual v6.20 | 499 | 7747 | Rate Constraint in MTons | FALSE | L | Annual | Qualifying Generation | TWh | 0 | 0 | 0.0070995 | 0 | 0 | 0 | 0
IL Climate ParentID 322- CO2 Cap Annual v6.20 | 499 | 7747 | Rate Constraint in MTons | FALSE | L | Annual | Rate | lb/MWh | 0 | 0 | 1258.0246 | 0 | 0 | 0 | 0
IL Climate ParentID 322- CO2 Cap Annual v6.20 | 499 | 7747 | Rate Constraint in MTons | FALSE | L | Annual | Constraint Shadow Price | US2022$/Ton | 0 | 0 | 0.82143 | 0 | 0 | 0 | 0
IL Climate ParentID 323- CO2 Cap Annual v6.20 | 500 | 7748 | Rate Constraint in MTons | FALSE | L | Annual | Seasons Included | Seasons | Winter, Spring, Summer, Fall | Winter, Spring, Summer, Fall | Winter, Spring, Summer, Fall | Winter, Spring, Summer, Fall | Winter, Spring, Summer, Fall | Winter, Spring, Summer, Fall | Winter, Spring, Summer, Fall
IL Climate ParentID 323- CO2 Cap Annual v6.20 | 500 | 7748 | Rate Constraint in MTons | FALSE | L | Annual | Standard CO2 | Thousand Tons | NA | NA | 48.0539 | 48.0539 | 48.0539 | 48.0539 | 48.0539
IL Climate ParentID 323- CO2 Cap Annual v6.20 | 500 | 7748 | Rate Constraint in MTons | FALSE | L | Annual | Emissions at Affected Plants CO2 | Thousand Tons | 0 | 0 | 3.9174 | 0 | 0 | 0 | 0
IL Climate ParentID 323- CO2 Cap Annual v6.20 | 500 | 7748 | Rate Constraint in MTons | FALSE | L | Annual | Allowances Purchased CO2 | Thousand Tons | 0 | 0 | 0 | 0 | 0 | 0 | 0
IL Climate ParentID 323- CO2 Cap Annual v6.20 | 500 | 7748 | Rate Constraint in MTons | FALSE | L | Annual | Allowances Sold CO2 | Thousand Tons | 0 | 0 | 0 | 0 | 0 | 0 | 0
IL Climate ParentID 323- CO2 Cap Annual v6.20 | 500 | 7748 | Rate Constraint in MTons | FALSE | L | Annual | Allowances Banked | Thousand Tons | 0 | 0 | 0 | 0 | 0 | 0 | 0
IL Climate ParentID 323- CO2 Cap Annual v6.20 | 500 | 7748 | Rate Constraint in MTons | FALSE | L | Annual | Allowances Withdrawn (1:1) | Thousand Tons | 0 | 0 | 0 | 0 | 0 | 0 | 0
IL Climate ParentID 323- CO2 Cap Annual v6.20 | 500 | 7748 | Rate Constraint in MTons | FALSE | L | Annual | Allowances Withdrawn (n:1) | Thousand Tons | 0 | 0 | 0 | 0 | 0 | 0 | 0
IL Climate ParentID 323- CO2 Cap Annual v6.20 | 500 | 7748 | Rate Constraint in MTons | FALSE | L | Annual | Net Emissions Allowance Position | Thousand Tons | 0 | 0 | 3.9174 | 0 | 0 | 0 | 0
IL Climate ParentID 323- CO2 Cap Annual v6.20 | 500 | 7748 | Rate Constraint in MTons | FALSE | L | Annual | Fuel Consumed | TBtu | 0 | 0 | 0.066918 | 0 | 0 | 0 | 0
IL Climate ParentID 323- CO2 Cap Annual v6.20 | 500 | 7748 | Rate Constraint in MTons | FALSE | L | Annual | Rate | lb/MMBtu | 0 | 0 | 117.08 | 0 | 0 | 0 | 0
IL Climate ParentID 323- CO2 Cap Annual v6.20 | 500 | 7748 | Rate Constraint in MTons | FALSE | L | Annual | Generation | TWh | 0 | 0 | 0.006092 | 0 | 0 | 0 | 0
IL Climate ParentID 323- CO2 Cap Annual v6.20 | 500 | 7748 | Rate Constraint in MTons | FALSE | L | Annual | Qualifying Generation | TWh | 0 | 0 | 0.006092 | 0 | 0 | 0 | 0
IL Climate ParentID 323- CO2 Cap Annual v6.20 | 500 | 7748 | Rate Constraint in MTons | FALSE | L | Annual | Rate | lb/MWh | 0 | 0 | 1286.0648 | 0 | 0 | 0 | 0
IL Climate ParentID 323- CO2 Cap Annual v6.20 | 500 | 7748 | Rate Constraint in MTons | FALSE | L | Annual | Constraint Shadow Price | US2022$/Ton | 0 | 0 | 0 | 0 | 0 | 0 | 0
IL Climate ParentID 324- CO2 Cap Annual v6.20 | 501 | 7749 | Rate Constraint in MTons | FALSE | L | Annual | Seasons Included | Seasons | Winter, Spring, Summer, Fall | Winter, Spring, Summer, Fall | Winter, Spring, Summer, Fall | Winter, Spring, Summer, Fall | Winter, Spring, Summer, Fall | Winter, Spring, Summer, Fall | Winter, Spring, Summer, Fall
IL Climate ParentID 324- CO2 Cap Annual v6.20 | 501 | 7749 | Rate Constraint in MTons | FALSE | L | Annual | Standard CO2 | Thousand Tons | NA | NA | 28.5974 | 28.5974 | 28.5974 | 28.5974 | 28.5974
IL Climate ParentID 324- CO2 Cap Annual v6.20 | 501 | 7749 | Rate Constraint in MTons | FALSE | L | Annual | Emissions at Affected Plants CO2 | Thousand Tons | 0 | 0 | 23.5731 | 0 | 0 | 0 | 0
IL Climate ParentID 324- CO2 Cap Annual v6.20 | 501 | 7749 | Rate Constraint in MTons | FALSE | L | Annual | Allowances Purchased CO2 | Thousand Tons | 0 | 0 | 0 | 0 | 0 | 0 | 0
IL Climate ParentID 324- CO2 Cap Annual v6.20 | 501 | 7749 | Rate Constraint in MTons | FALSE | L | Annual | Allowances Sold CO2 | Thousand Tons | 0 | 0 | 0 | 0 | 0 | 0 | 0
IL Climate ParentID 324- CO2 Cap Annual v6.20 | 501 | 7749 | Rate Constraint in MTons | FALSE | L | Annual | Allowances Banked | Thousand Tons | 0 | 0 | 0 | 0 | 0 | 0 | 0
IL Climate ParentID 324- CO2 Cap Annual v6.20 | 501 | 7749 | Rate Constraint in MTons | FALSE | L | Annual | Allowances Withdrawn (1:1) | Thousand Tons | 0 | 0 | 0 | 0 | 0 | 0 | 0
IL Climate ParentID 324- CO2 Cap Annual v6.20 | 501 | 7749 | Rate Constraint in MTons | FALSE | L | Annual | Allowances Withdrawn (n:1) | Thousand Tons | 0 | 0 | 0 | 0 | 0 | 0 | 0
IL Climate ParentID 324- CO2 Cap Annual v6.20 | 501 | 7749 | Rate Constraint in MTons | FALSE | L | Annual | Net Emissions Allowance Position | Thousand Tons | 0 | 0 | 23.5731 | 0 | 0 | 0 | 0
IL Climate ParentID 324- CO2 Cap Annual v6.20 | 501 | 7749 | Rate Constraint in MTons | FALSE | L | Annual | Fuel Consumed | TBtu | 0 | 0 | 0.40268 | 0 | 0 | 0 | 0
IL Climate ParentID 324- CO2 Cap Annual v6.20 | 501 | 7749 | Rate Constraint in MTons | FALSE | L | Annual | Rate | lb/MMBtu | 0 | 0 | 117.08 | 0 | 0 | 0 | 0
IL Climate ParentID 324- CO2 Cap Annual v6.20 | 501 | 7749 | Rate Constraint in MTons | FALSE | L | Annual | Generation | TWh | 0 | 0 | 0.037476 | 0 | 0 | 0 | 0
IL Climate ParentID 324- CO2 Cap Annual v6.20 | 501 | 7749 | Rate Constraint in MTons | FALSE | L | Annual | Qualifying Generation | TWh | 0 | 0 | 0.037476 | 0 | 0 | 0 | 0
IL Climate ParentID 324- CO2 Cap Annual v6.20 | 501 | 7749 | Rate Constraint in MTons | FALSE | L | Annual | Rate | lb/MWh | 0 | 0 | 1258.0246 | 0 | 0 | 0 | 0
IL Climate ParentID 324- CO2 Cap Annual v6.20 | 501 | 7749 | Rate Constraint in MTons | FALSE | L | Annual | Constraint Shadow Price | US2022$/Ton | 0 | 0 | 0 | 0 | 0 | 0 | 0
IL Climate ParentID 325- CO2 Cap Annual v6.20 | 502 | 7750 | Rate Constraint in MTons | FALSE | L | Annual | Seasons Included | Seasons | Winter, Spring, Summer, Fall | Winter, Spring, Summer, Fall | Winter, Spring, Summer, Fall | Winter, Spring, Summer, Fall | Winter, Spring, Summer, Fall | Winter, Spring, Summer, Fall | Winter, Spring, Summer, Fall
IL Climate ParentID 325- CO2 Cap Annual v6.20 | 502 | 7750 | Rate Constraint in MTons | FALSE | L | Annual | Standard CO2 | Thousand Tons | NA | NA | 19.5472 | 19.5472 | 19.5472 | 19.5472 | 19.5472
IL Climate ParentID 325- CO2 Cap Annual v6.20 | 502 | 7750 | Rate Constraint in MTons | FALSE | L | Annual | Emissions at Affected Plants CO2 | Thousand Tons | 0 | 0 | 0 | 0 | 0 | 0 | 0
IL Climate ParentID 325- CO2 Cap Annual v6.20 | 502 | 7750 | Rate Constraint in MTons | FALSE | L | Annual | Allowances Purchased CO2 | Thousand Tons | 0 | 0 | 0 | 0 | 0 | 0 | 0
IL Climate ParentID 325- CO2 Cap Annual v6.20 | 502 | 7750 | Rate Constraint in MTons | FALSE | L | Annual | Allowances Sold CO2 | Thousand Tons | 0 | 0 | 0 | 0 | 0 | 0 | 0
IL Climate ParentID 325- CO2 Cap Annual v6.20 | 502 | 7750 | Rate Constraint in MTons | FALSE | L | Annual | Allowances Banked | Thousand Tons | 0 | 0 | 0 | 0 | 0 | 0 | 0
IL Climate ParentID 325- CO2 Cap Annual v6.20 | 502 | 7750 | Rate Constraint in MTons | FALSE | L | Annual | Allowances Withdrawn (1:1) | Thousand Tons | 0 | 0 | 0 | 0 | 0 | 0 | 0
IL Climate ParentID 325- CO2 Cap Annual v6.20 | 502 | 7750 | Rate Constraint in MTons | FALSE | L | Annual | Allowances Withdrawn (n:1) | Thousand Tons | 0 | 0 | 0 | 0 | 0 | 0 | 0
IL Climate ParentID 325- CO2 Cap Annual v6.20 | 502 | 7750 | Rate Constraint in MTons | FALSE | L | Annual | Net Emissions Allowance Position | Thousand Tons | 0 | 0 | 0 | 0 | 0 | 0 | 0
IL Climate ParentID 325- CO2 Cap Annual v6.20 | 502 | 7750 | Rate Constraint in MTons | FALSE | L | Annual | Fuel Consumed | TBtu | 0 | 0 | 0 | 0 | 0 | 0 | 0
IL Climate ParentID 325- CO2 Cap Annual v6.20 | 502 | 7750 | Rate Constraint in MTons | FALSE | L | Annual | Rate | lb/MMBtu | 0 | 0 | 0 | 0 | 0 | 0 | 0
IL Climate ParentID 325- CO2 Cap Annual v6.20 | 502 | 7750 | Rate Constraint in MTons | FALSE | L | Annual | Generation | TWh | 0 | 0 | 0 | 0 | 0 | 0 | 0
IL Climate ParentID 325- CO2 Cap Annual v6.20 | 502 | 7750 | Rate Constraint in MTons | FALSE | L | Annual | Qualifying Generation | TWh | 0 | 0 | 0 | 0 | 0 | 0 | 0
IL Climate ParentID 325- CO2 Cap Annual v6.20 | 502 | 7750 | Rate Constraint in MTons | FALSE | L | Annual | Rate | lb/MWh | 0 | 0 | 0 | 0 | 0 | 0 | 0
IL Climate ParentID 325- CO2 Cap Annual v6.20 | 502 | 7750 | Rate Constraint in MTons | FALSE | L | Annual | Constraint Shadow Price | US2022$/Ton | 0 | 0 | 0 | 0 | 0 | 0 | 0
IL Climate ParentID 326- CO2 Cap Annual v6.20 | 503 | 7751 | Rate Constraint in MTons | FALSE | L | Annual | Seasons Included | Seasons | Winter, Spring, Summer, Fall | Winter, Spring, Summer, Fall | Winter, Spring, Summer, Fall | Winter, Spring, Summer, Fall | Winter, Spring, Summer, Fall | Winter, Spring, Summer, Fall | Winter, Spring, Summer, Fall
IL Climate ParentID 326- CO2 Cap Annual v6.20 | 503 | 7751 | Rate Constraint in MTons | FALSE | L | Annual | Standard CO2 | Thousand Tons | NA | NA | 63.1947 | 63.1947 | 63.1947 | 63.1947 | 63.1947
IL Climate ParentID 326- CO2 Cap Annual v6.20 | 503 | 7751 | Rate Constraint in MTons | FALSE | L | Annual | Emissions at Affected Plants CO2 | Thousand Tons | 0 | 0 | 0 | 0 | 0 | 0 | 0
IL Climate ParentID 326- CO2 Cap Annual v6.20 | 503 | 7751 | Rate Constraint in MTons | FALSE | L | Annual | Allowances Purchased CO2 | Thousand Tons | 0 | 0 | 0 | 0 | 0 | 0 | 0
IL Climate ParentID 326- CO2 Cap Annual v6.20 | 503 | 7751 | Rate Constraint in MTons | FALSE | L | Annual | Allowances Sold CO2 | Thousand Tons | 0 | 0 | 0 | 0 | 0 | 0 | 0
IL Climate ParentID 326- CO2 Cap Annual v6.20 | 503 | 7751 | Rate Constraint in MTons | FALSE | L | Annual | Allowances Banked | Thousand Tons | 0 | 0 | 0 | 0 | 0 | 0 | 0
IL Climate ParentID 326- CO2 Cap Annual v6.20 | 503 | 7751 | Rate Constraint in MTons | FALSE | L | Annual | Allowances Withdrawn (1:1) | Thousand Tons | 0 | 0 | 0 | 0 | 0 | 0 | 0
IL Climate ParentID 326- CO2 Cap Annual v6.20 | 503 | 7751 | Rate Constraint in MTons | FALSE | L | Annual | Allowances Withdrawn (n:1) | Thousand Tons | 0 | 0 | 0 | 0 | 0 | 0 | 0
IL Climate ParentID 326- CO2 Cap Annual v6.20 | 503 | 7751 | Rate Constraint in MTons | FALSE | L | Annual | Net Emissions Allowance Position | Thousand Tons | 0 | 0 | 0 | 0 | 0 | 0 | 0
IL Climate ParentID 326- CO2 Cap Annual v6.20 | 503 | 7751 | Rate Constraint in MTons | FALSE | L | Annual | Fuel Consumed | TBtu | 0 | 0 | 0 | 0 | 0 | 0 | 0
IL Climate ParentID 326- CO2 Cap Annual v6.20 | 503 | 7751 | Rate Constraint in MTons | FALSE | L | Annual | Rate | lb/MMBtu | 0 | 0 | 0 | 0 | 0 | 0 | 0
IL Climate ParentID 326- CO2 Cap Annual v6.20 | 503 | 7751 | Rate Constraint in MTons | FALSE | L | Annual | Generation | TWh | 0 | 0 | 0 | 0 | 0 | 0 | 0
IL Climate ParentID 326- CO2 Cap Annual v6.20 | 503 | 7751 | Rate Constraint in MTons | FALSE | L | Annual | Qualifying Generation | TWh | 0 | 0 | 0 | 0 | 0 | 0 | 0
IL Climate ParentID 326- CO2 Cap Annual v6.20 | 503 | 7751 | Rate Constraint in MTons | FALSE | L | Annual | Rate | lb/MWh | 0 | 0 | 0 | 0 | 0 | 0 | 0
IL Climate ParentID 326- CO2 Cap Annual v6.20 | 503 | 7751 | Rate Constraint in MTons | FALSE | L | Annual | Constraint Shadow Price | US2022$/Ton | 0 | 0 | 0 | 0 | 0 | 0 | 0
IL Climate ParentID 327- CO2 Cap Annual v6.20 | 504 | 7752 | Rate Constraint in MTons | FALSE | L | Annual | Seasons Included | Seasons | Winter, Spring, Summer, Fall | Winter, Spring, Summer, Fall | Winter, Spring, Summer, Fall | Winter, Spring, Summer, Fall | Winter, Spring, Summer, Fall | Winter, Spring, Summer, Fall | Winter, Spring, Summer, Fall
IL Climate ParentID 327- CO2 Cap Annual v6.20 | 504 | 7752 | Rate Constraint in MTons | FALSE | L | Annual | Standard CO2 | Thousand Tons | NA | NA | 21.1592 | 21.1592 | 21.1592 | 21.1592 | 21.1592
IL Climate ParentID 327- CO2 Cap Annual v6.20 | 504 | 7752 | Rate Constraint in MTons | FALSE | L | Annual | Emissions at Affected Plants CO2 | Thousand Tons | 0 | 0 | 0 | 0 | 0 | 0 | 0
IL Climate ParentID 327- CO2 Cap Annual v6.20 | 504 | 7752 | Rate Constraint in MTons | FALSE | L | Annual | Allowances Purchased CO2 | Thousand Tons | 0 | 0 | 0 | 0 | 0 | 0 | 0
IL Climate ParentID 327- CO2 Cap Annual v6.20 | 504 | 7752 | Rate Constraint in MTons | FALSE | L | Annual | Allowances Sold CO2 | Thousand Tons | 0 | 0 | 0 | 0 | 0 | 0 | 0
IL Climate ParentID 327- CO2 Cap Annual v6.20 | 504 | 7752 | Rate Constraint in MTons | FALSE | L | Annual | Allowances Banked | Thousand Tons | 0 | 0 | 0 | 0 | 0 | 0 | 0
IL Climate ParentID 327- CO2 Cap Annual v6.20 | 504 | 7752 | Rate Constraint in MTons | FALSE | L | Annual | Allowances Withdrawn (1:1) | Thousand Tons | 0 | 0 | 0 | 0 | 0 | 0 | 0
IL Climate ParentID 327- CO2 Cap Annual v6.20 | 504 | 7752 | Rate Constraint in MTons | FALSE | L | Annual | Allowances Withdrawn (n:1) | Thousand Tons | 0 | 0 | 0 | 0 | 0 | 0 | 0
IL Climate ParentID 327- CO2 Cap Annual v6.20 | 504 | 7752 | Rate Constraint in MTons | FALSE | L | Annual | Net Emissions Allowance Position | Thousand Tons | 0 | 0 | 0 | 0 | 0 | 0 | 0
IL Climate ParentID 327- CO2 Cap Annual v6.20 | 504 | 7752 | Rate Constraint in MTons | FALSE | L | Annual | Fuel Consumed | TBtu | 0 | 0 | 0 | 0 | 0 | 0 | 0
IL Climate ParentID 327- CO2 Cap Annual v6.20 | 504 | 7752 | Rate Constraint in MTons | FALSE | L | Annual | Rate | lb/MMBtu | 0 | 0 | 0 | 0 | 0 | 0 | 0
IL Climate ParentID 327- CO2 Cap Annual v6.20 | 504 | 7752 | Rate Constraint in MTons | FALSE | L | Annual | Generation | TWh | 0 | 0 | 0 | 0 | 0 | 0 | 0
IL Climate ParentID 327- CO2 Cap Annual v6.20 | 504 | 7752 | Rate Constraint in MTons | FALSE | L | Annual | Qualifying Generation | TWh | 0 | 0 | 0 | 0 | 0 | 0 | 0
IL Climate ParentID 327- CO2 Cap Annual v6.20 | 504 | 7752 | Rate Constraint in MTons | FALSE | L | Annual | Rate | lb/MWh | 0 | 0 | 0 | 0 | 0 | 0 | 0
IL Climate ParentID 327- CO2 Cap Annual v6.20 | 504 | 7752 | Rate Constraint in MTons | FALSE | L | Annual | Constraint Shadow Price | US2022$/Ton | 0 | 0 | 0 | 0 | 0 | 0 | 0
IL Climate ParentID 328- CO2 Cap Annual v6.20 | 505 | 7753 | Rate Constraint in MTons | FALSE | L | Annual | Seasons Included | Seasons | Winter, Spring, Summer, Fall | Winter, Spring, Summer, Fall | Winter, Spring, Summer, Fall | Winter, Spring, Summer, Fall | Winter, Spring, Summer, Fall | Winter, Spring, Summer, Fall | Winter, Spring, Summer, Fall
IL Climate ParentID 328- CO2 Cap Annual v6.20 | 505 | 7753 | Rate Constraint in MTons | FALSE | L | Annual | Standard CO2 | Thousand Tons | NA | NA | 4.9553 | 4.9553 | 4.9553 | 4.9553 | 4.9553
IL Climate ParentID 328- CO2 Cap Annual v6.20 | 505 | 7753 | Rate Constraint in MTons | FALSE | L | Annual | Emissions at Affected Plants CO2 | Thousand Tons | 0 | 0 | 0 | 0 | 0 | 0 | 0
IL Climate ParentID 328- CO2 Cap Annual v6.20 | 505 | 7753 | Rate Constraint in MTons | FALSE | L | Annual | Allowances Purchased CO2 | Thousand Tons | 0 | 0 | 0 | 0 | 0 | 0 | 0
IL Climate ParentID 328- CO2 Cap Annual v6.20 | 505 | 7753 | Rate Constraint in MTons | FALSE | L | Annual | Allowances Sold CO2 | Thousand Tons | 0 | 0 | 0 | 0 | 0 | 0 | 0
IL Climate ParentID 328- CO2 Cap Annual v6.20 | 505 | 7753 | Rate Constraint in MTons | FALSE | L | Annual | Allowances Banked | Thousand Tons | 0 | 0 | 0 | 0 | 0 | 0 | 0
IL Climate ParentID 328- CO2 Cap Annual v6.20 | 505 | 7753 | Rate Constraint in MTons | FALSE | L | Annual | Allowances Withdrawn (1:1) | Thousand Tons | 0 | 0 | 0 | 0 | 0 | 0 | 0
IL Climate ParentID 328- CO2 Cap Annual v6.20 | 505 | 7753 | Rate Constraint in MTons | FALSE | L | Annual | Allowances Withdrawn (n:1) | Thousand Tons | 0 | 0 | 0 | 0 | 0 | 0 | 0
IL Climate ParentID 328- CO2 Cap Annual v6.20 | 505 | 7753 | Rate Constraint in MTons | FALSE | L | Annual | Net Emissions Allowance Position | Thousand Tons | 0 | 0 | 0 | 0 | 0 | 0 | 0
IL Climate ParentID 328- CO2 Cap Annual v6.20 | 505 | 7753 | Rate Constraint in MTons | FALSE | L | Annual | Fuel Consumed | TBtu | 0 | 0 | 0 | 0 | 0 | 0 | 0
IL Climate ParentID 328- CO2 Cap Annual v6.20 | 505 | 7753 | Rate Constraint in MTons | FALSE | L | Annual | Rate | lb/MMBtu | 0 | 0 | 0 | 0 | 0 | 0 | 0
IL Climate ParentID 328- CO2 Cap Annual v6.20 | 505 | 7753 | Rate Constraint in MTons | FALSE | L | Annual | Generation | TWh | 0 | 0 | 0 | 0 | 0 | 0 | 0
IL Climate ParentID 328- CO2 Cap Annual v6.20 | 505 | 7753 | Rate Constraint in MTons | FALSE | L | Annual | Qualifying Generation | TWh | 0 | 0 | 0 | 0 | 0 | 0 | 0
IL Climate ParentID 328- CO2 Cap Annual v6.20 | 505 | 7753 | Rate Constraint in MTons | FALSE | L | Annual | Rate | lb/MWh | 0 | 0 | 0 | 0 | 0 | 0 | 0
IL Climate ParentID 328- CO2 Cap Annual v6.20 | 505 | 7753 | Rate Constraint in MTons | FALSE | L | Annual | Constraint Shadow Price | US2022$/Ton | 0 | 0 | 0 | 0 | 0 | 0 | 0
IL Climate ParentID 329- CO2 Cap Annual v6.20 | 506 | 7754 | Rate Constraint in MTons | FALSE | L | Annual | Seasons Included | Seasons | Winter, Spring, Summer, Fall | Winter, Spring, Summer, Fall | Winter, Spring, Summer, Fall | Winter, Spring, Summer, Fall | Winter, Spring, Summer, Fall | Winter, Spring, Summer, Fall | Winter, Spring, Summer, Fall
IL Climate ParentID 329- CO2 Cap Annual v6.20 | 506 | 7754 | Rate Constraint in MTons | FALSE | L | Annual | Standard CO2 | Thousand Tons | NA | NA | 24.3959 | 24.3959 | 24.3959 | 24.3959 | 24.3959
IL Climate ParentID 329- CO2 Cap Annual v6.20 | 506 | 7754 | Rate Constraint in MTons | FALSE | L | Annual | Emissions at Affected Plants CO2 | Thousand Tons | 0 | 0 | 0 | 0 | 0 | 0 | 0
IL Climate ParentID 329- CO2 Cap Annual v6.20 | 506 | 7754 | Rate Constraint in MTons | FALSE | L | Annual | Allowances Purchased CO2 | Thousand Tons | 0 | 0 | 0 | 0 | 0 | 0 | 0
IL Climate ParentID 329- CO2 Cap Annual v6.20 | 506 | 7754 | Rate Constraint in MTons | FALSE | L | Annual | Allowances Sold CO2 | Thousand Tons | 0 | 0 | 0 | 0 | 0 | 0 | 0
IL Climate ParentID 329- CO2 Cap Annual v6.20 | 506 | 7754 | Rate Constraint in MTons | FALSE | L | Annual | Allowances Banked | Thousand Tons | 0 | 0 | 0 | 0 | 0 | 0 | 0
IL Climate ParentID 329- CO2 Cap Annual v6.20 | 506 | 7754 | Rate Constraint in MTons | FALSE | L | Annual | Allowances Withdrawn (1:1) | Thousand Tons | 0 | 0 | 0 | 0 | 0 | 0 | 0
IL Climate ParentID 329- CO2 Cap Annual v6.20 | 506 | 7754 | Rate Constraint in MTons | FALSE | L | Annual | Allowances Withdrawn (n:1) | Thousand Tons | 0 | 0 | 0 | 0 | 0 | 0 | 0
IL Climate ParentID 329- CO2 Cap Annual v6.20 | 506 | 7754 | Rate Constraint in MTons | FALSE | L | Annual | Net Emissions Allowance Position | Thousand Tons | 0 | 0 | 0 | 0 | 0 | 0 | 0
IL Climate ParentID 329- CO2 Cap Annual v6.20 | 506 | 7754 | Rate Constraint in MTons | FALSE | L | Annual | Fuel Consumed | TBtu | 0 | 0 | 0 | 0 | 0 | 0 | 0
IL Climate ParentID 329- CO2 Cap Annual v6.20 | 506 | 7754 | Rate Constraint in MTons | FALSE | L | Annual | Rate | lb/MMBtu | 0 | 0 | 0 | 0 | 0 | 0 | 0
IL Climate ParentID 329- CO2 Cap Annual v6.20 | 506 | 7754 | Rate Constraint in MTons | FALSE | L | Annual | Generation | TWh | 0 | 0 | 0 | 0 | 0 | 0 | 0
IL Climate ParentID 329- CO2 Cap Annual v6.20 | 506 | 7754 | Rate Constraint in MTons | FALSE | L | Annual | Qualifying Generation | TWh | 0 | 0 | 0 | 0 | 0 | 0 | 0
IL Climate ParentID 329- CO2 Cap Annual v6.20 | 506 | 7754 | Rate Constraint in MTons | FALSE | L | Annual | Rate | lb/MWh | 0 | 0 | 0 | 0 | 0 | 0 | 0
IL Climate ParentID 329- CO2 Cap Annual v6.20 | 506 | 7754 | Rate Constraint in MTons | FALSE | L | Annual | Constraint Shadow Price | US2022$/Ton | 0 | 0 | 0 | 0 | 0 | 0 | 0
IL Climate ParentID 330- CO2 Cap Annual v6.20 | 507 | 7755 | Rate Constraint in MTons | FALSE | L | Annual | Seasons Included | Seasons | Winter, Spring, Summer, Fall | Winter, Spring, Summer, Fall | Winter, Spring, Summer, Fall | Winter, Spring, Summer, Fall | Winter, Spring, Summer, Fall | Winter, Spring, Summer, Fall | Winter, Spring, Summer, Fall
IL Climate ParentID 330- CO2 Cap Annual v6.20 | 507 | 7755 | Rate Constraint in MTons | FALSE | L | Annual | Standard CO2 | Thousand Tons | NA | NA | 99.3289 | 99.3289 | 99.3289 | 99.3289 | 99.3289
IL Climate ParentID 330- CO2 Cap Annual v6.20 | 507 | 7755 | Rate Constraint in MTons | FALSE | L | Annual | Emissions at Affected Plants CO2 | Thousand Tons | 0 | 0 | 0 | 0 | 0 | 0 | 0
IL Climate ParentID 330- CO2 Cap Annual v6.20 | 507 | 7755 | Rate Constraint in MTons | FALSE | L | Annual | Allowances Purchased CO2 | Thousand Tons | 0 | 0 | 0 | 0 | 0 | 0 | 0
IL Climate ParentID 330- CO2 Cap Annual v6.20 | 507 | 7755 | Rate Constraint in MTons | FALSE | L | Annual | Allowances Sold CO2 | Thousand Tons | 0 | 0 | 0 | 0 | 0 | 0 | 0
IL Climate ParentID 330- CO2 Cap Annual v6.20 | 507 | 7755 | Rate Constraint in MTons | FALSE | L | Annual | Allowances Banked | Thousand Tons | 0 | 0 | 0 | 0 | 0 | 0 | 0
IL Climate ParentID 330- CO2 Cap Annual v6.20 | 507 | 7755 | Rate Constraint in MTons | FALSE | L | Annual | Allowances Withdrawn (1:1) | Thousand Tons | 0 | 0 | 0 | 0 | 0 | 0 | 0
IL Climate ParentID 330- CO2 Cap Annual v6.20 | 507 | 7755 | Rate Constraint in MTons | FALSE | L | Annual | Allowances Withdrawn (n:1) | Thousand Tons | 0 | 0 | 0 | 0 | 0 | 0 | 0
IL Climate ParentID 330- CO2 Cap Annual v6.20 | 507 | 7755 | Rate Constraint in MTons | FALSE | L | Annual | Net Emissions Allowance Position | Thousand Tons | 0 | 0 | 0 | 0 | 0 | 0 | 0
IL Climate ParentID 330- CO2 Cap Annual v6.20 | 507 | 7755 | Rate Constraint in MTons | FALSE | L | Annual | Fuel Consumed | TBtu | 0 | 0 | 0 | 0 | 0 | 0 | 0
IL Climate ParentID 330- CO2 Cap Annual v6.20 | 507 | 7755 | Rate Constraint in MTons | FALSE | L | Annual | Rate | lb/MMBtu | 0 | 0 | 0 | 0 | 0 | 0 | 0
IL Climate ParentID 330- CO2 Cap Annual v6.20 | 507 | 7755 | Rate Constraint in MTons | FALSE | L | Annual | Generation | TWh | 0 | 0 | 0 | 0 | 0 | 0 | 0
IL Climate ParentID 330- CO2 Cap Annual v6.20 | 507 | 7755 | Rate Constraint in MTons | FALSE | L | Annual | Qualifying Generation | TWh | 0 | 0 | 0 | 0 | 0 | 0 | 0
IL Climate ParentID 330- CO2 Cap Annual v6.20 | 507 | 7755 | Rate Constraint in MTons | FALSE | L | Annual | Rate | lb/MWh | 0 | 0 | 0 | 0 | 0 | 0 | 0
IL Climate ParentID 330- CO2 Cap Annual v6.20 | 507 | 7755 | Rate Constraint in MTons | FALSE | L | Annual | Constraint Shadow Price | US2022$/Ton | 0 | 0 | 0 | 0 | 0 | 0 | 0
IL Climate ParentID 331- CO2 Cap Annual v6.20 | 508 | 7756 | Rate Constraint in MTons | FALSE | L | Annual | Seasons Included | Seasons | Winter, Spring, Summer, Fall | Winter, Spring, Summer, Fall | Winter, Spring, Summer, Fall | Winter, Spring, Summer, Fall | Winter, Spring, Summer, Fall | Winter, Spring, Summer, Fall | Winter, Spring, Summer, Fall
IL Climate ParentID 331- CO2 Cap Annual v6.20 | 508 | 7756 | Rate Constraint in MTons | FALSE | L | Annual | Standard CO2 | Thousand Tons | NA | NA | 43.4235 | 43.4235 | 43.4235 | 43.4235 | 43.4235
IL Climate ParentID 331- CO2 Cap Annual v6.20 | 508 | 7756 | Rate Constraint in MTons | FALSE | L | Annual | Emissions at Affected Plants CO2 | Thousand Tons | 0 | 0 | 0 | 0 | 0 | 0 | 0
IL Climate ParentID 331- CO2 Cap Annual v6.20 | 508 | 7756 | Rate Constraint in MTons | FALSE | L | Annual | Allowances Purchased CO2 | Thousand Tons | 0 | 0 | 0 | 0 | 0 | 0 | 0
IL Climate ParentID 331- CO2 Cap Annual v6.20 | 508 | 7756 | Rate Constraint in MTons | FALSE | L | Annual | Allowances Sold CO2 | Thousand Tons | 0 | 0 | 0 | 0 | 0 | 0 | 0
IL Climate ParentID 331- CO2 Cap Annual v6.20 | 508 | 7756 | Rate Constraint in MTons | FALSE | L | Annual | Allowances Banked | Thousand Tons | 0 | 0 | 0 | 0 | 0 | 0 | 0
IL Climate ParentID 331- CO2 Cap Annual v6.20 | 508 | 7756 | Rate Constraint in MTons | FALSE | L | Annual | Allowances Withdrawn (1:1) | Thousand Tons | 0 | 0 | 0 | 0 | 0 | 0 | 0
IL Climate ParentID 331- CO2 Cap Annual v6.20 | 508 | 7756 | Rate Constraint in MTons | FALSE | L | Annual | Allowances Withdrawn (n:1) | Thousand Tons | 0 | 0 | 0 | 0 | 0 | 0 | 0
IL Climate ParentID 331- CO2 Cap Annual v6.20 | 508 | 7756 | Rate Constraint in MTons | FALSE | L | Annual | Net Emissions Allowance Position | Thousand Tons | 0 | 0 | 0 | 0 | 0 | 0 | 0
IL Climate ParentID 331- CO2 Cap Annual v6.20 | 508 | 7756 | Rate Constraint in MTons | FALSE | L | Annual | Fuel Consumed | TBtu | 0 | 0 | 0 | 0 | 0 | 0 | 0
IL Climate ParentID 331- CO2 Cap Annual v6.20 | 508 | 7756 | Rate Constraint in MTons | FALSE | L | Annual | Rate | lb/MMBtu | 0 | 0 | 0 | 0 | 0 | 0 | 0
IL Climate ParentID 331- CO2 Cap Annual v6.20 | 508 | 7756 | Rate Constraint in MTons | FALSE | L | Annual | Generation | TWh | 0 | 0 | 0 | 0 | 0 | 0 | 0
IL Climate ParentID 331- CO2 Cap Annual v6.20 | 508 | 7756 | Rate Constraint in MTons | FALSE | L | Annual | Qualifying Generation | TWh | 0 | 0 | 0 | 0 | 0 | 0 | 0
IL Climate ParentID 331- CO2 Cap Annual v6.20 | 508 | 7756 | Rate Constraint in MTons | FALSE | L | Annual | Rate | lb/MWh | 0 | 0 | 0 | 0 | 0 | 0 | 0
IL Climate ParentID 331- CO2 Cap Annual v6.20 | 508 | 7756 | Rate Constraint in MTons | FALSE | L | Annual | Constraint Shadow Price | US2022$/Ton | 0 | 0 | 0 | 0 | 0 | 0 | 0
IL Climate ParentID 336- CO2 Cap Annual v6.20 | 509 | 7757 | Rate Constraint in MTons | FALSE | L | Annual | Seasons Included | Seasons | Winter, Spring, Summer, Fall | Winter, Spring, Summer, Fall | Winter, Spring, Summer, Fall | Winter, Spring, Summer, Fall | Winter, Spring, Summer, Fall | Winter, Spring, Summer, Fall | Winter, Spring, Summer, Fall
IL Climate ParentID 336- CO2 Cap Annual v6.20 | 509 | 7757 | Rate Constraint in MTons | FALSE | L | Annual | Standard CO2 | Thousand Tons | NA | NA | 190.9653 | 190.9653 | 190.9653 | 190.9653 | 190.9653
IL Climate ParentID 336- CO2 Cap Annual v6.20 | 509 | 7757 | Rate Constraint in MTons | FALSE | L | Annual | Emissions at Affected Plants CO2 | Thousand Tons | 0 | 0 | 4.2324 | 0 | 0 | 0 | 0
IL Climate ParentID 336- CO2 Cap Annual v6.20 | 509 | 7757 | Rate Constraint in MTons | FALSE | L | Annual | Allowances Purchased CO2 | Thousand Tons | 0 | 0 | 0 | 0 | 0 | 0 | 0
IL Climate ParentID 336- CO2 Cap Annual v6.20 | 509 | 7757 | Rate Constraint in MTons | FALSE | L | Annual | Allowances Sold CO2 | Thousand Tons | 0 | 0 | 0 | 0 | 0 | 0 | 0
IL Climate ParentID 336- CO2 Cap Annual v6.20 | 509 | 7757 | Rate Constraint in MTons | FALSE | L | Annual | Allowances Banked | Thousand Tons | 0 | 0 | 0 | 0 | 0 | 0 | 0
IL Climate ParentID 336- CO2 Cap Annual v6.20 | 509 | 7757 | Rate Constraint in MTons | FALSE | L | Annual | Allowances Withdrawn (1:1) | Thousand Tons | 0 | 0 | 0 | 0 | 0 | 0 | 0
IL Climate ParentID 336- CO2 Cap Annual v6.20 | 509 | 7757 | Rate Constraint in MTons | FALSE | L | Annual | Allowances Withdrawn (n:1) | Thousand Tons | 0 | 0 | 0 | 0 | 0 | 0 | 0
IL Climate ParentID 336- CO2 Cap Annual v6.20 | 509 | 7757 | Rate Constraint in MTons | FALSE | L | Annual | Net Emissions Allowance Position | Thousand Tons | 0 | 0 | 4.2324 | 0 | 0 | 0 | 0
IL Climate ParentID 336- CO2 Cap Annual v6.20 | 509 | 7757 | Rate Constraint in MTons | FALSE | L | Annual | Fuel Consumed | TBtu | 0 | 0 | 0.0723 | 0 | 0 | 0 | 0
IL Climate ParentID 336- CO2 Cap Annual v6.20 | 509 | 7757 | Rate Constraint in MTons | FALSE | L | Annual | Rate | lb/MMBtu | 0 | 0 | 117.08 | 0 | 0 | 0 | 0
IL Climate ParentID 336- CO2 Cap Annual v6.20 | 509 | 7757 | Rate Constraint in MTons | FALSE | L | Annual | Generation | TWh | 0 | 0 | 0.0064062 | 0 | 0 | 0 | 0
IL Climate ParentID 336- CO2 Cap Annual v6.20 | 509 | 7757 | Rate Constraint in MTons | FALSE | L | Annual | Qualifying Generation | TWh | 0 | 0 | 0.0064062 | 0 | 0 | 0 | 0
IL Climate ParentID 336- CO2 Cap Annual v6.20 | 509 | 7757 | Rate Constraint in MTons | FALSE | L | Annual | Rate | lb/MWh | 0 | 0 | 1321.3649 | 0 | 0 | 0 | 0
IL Climate ParentID 336- CO2 Cap Annual v6.20 | 509 | 7757 | Rate Constraint in MTons | FALSE | L | Annual | Constraint Shadow Price | US2022$/Ton | 0 | 0 | 0 | 0 | 0 | 0 | 0
IL Climate ParentID 3563- CO2 Cap Annual v6.20 | 510 | 7783 | Rate Constraint in MTons | FALSE | L | Annual | Seasons Included | Seasons | Winter, Spring, Summer, Fall | Winter, Spring, Summer, Fall | Winter, Spring, Summer, Fall | Winter, Spring, Summer, Fall | Winter, Spring, Summer, Fall | Winter, Spring, Summer, Fall | Winter, Spring, Summer, Fall
IL Climate ParentID 3563- CO2 Cap Annual v6.20 | 510 | 7783 | Rate Constraint in MTons | FALSE | L | Annual | Standard CO2 | Thousand Tons | NA | NA | 3726.0581 | 3726.0581 | 3726.0581 | 3726.0581 | 3726.0581
IL Climate ParentID 3563- CO2 Cap Annual v6.20 | 510 | 7783 | Rate Constraint in MTons | FALSE | L | Annual | Emissions at Affected Plants CO2 | Thousand Tons | 0 | 0 | 536.9566 | 536.9566 | 0 | 0 | 0
IL Climate ParentID 3563- CO2 Cap Annual v6.20 | 510 | 7783 | Rate Constraint in MTons | FALSE | L | Annual | Allowances Purchased CO2 | Thousand Tons | 0 | 0 | 0 | 0 | 0 | 0 | 0
IL Climate ParentID 3563- CO2 Cap Annual v6.20 | 510 | 7783 | Rate Constraint in MTons | FALSE | L | Annual | Allowances Sold CO2 | Thousand Tons | 0 | 0 | 0 | 0 | 0 | 0 | 0
IL Climate ParentID 3563- CO2 Cap Annual v6.20 | 510 | 7783 | Rate Constraint in MTons | FALSE | L | Annual | Allowances Banked | Thousand Tons | 0 | 0 | 0 | 0 | 0 | 0 | 0
IL Climate ParentID 3563- CO2 Cap Annual v6.20 | 510 | 7783 | Rate Constraint in MTons | FALSE | L | Annual | Allowances Withdrawn (1:1) | Thousand Tons | 0 | 0 | 0 | 0 | 0 | 0 | 0
IL Climate ParentID 3563- CO2 Cap Annual v6.20 | 510 | 7783 | Rate Constraint in MTons | FALSE | L | Annual | Allowances Withdrawn (n:1) | Thousand Tons | 0 | 0 | 0 | 0 | 0 | 0 | 0
IL Climate ParentID 3563- CO2 Cap Annual v6.20 | 510 | 7783 | Rate Constraint in MTons | FALSE | L | Annual | Net Emissions Allowance Position | Thousand Tons | 0 | 0 | 536.9566 | 536.9566 | 0 | 0 | 0
IL Climate ParentID 3563- CO2 Cap Annual v6.20 | 510 | 7783 | Rate Constraint in MTons | FALSE | L | Annual | Fuel Consumed | TBtu | 0 | 0 | 52.1149 | 52.1149 | 0 | 0 | 0
IL Climate ParentID 3563- CO2 Cap Annual v6.20 | 510 | 7783 | Rate Constraint in MTons | FALSE | L | Annual | Rate | lb/MMBtu | 0 | 0 | 20.6066 | 20.6066 | 0 | 0 | 0
IL Climate ParentID 3563- CO2 Cap Annual v6.20 | 510 | 7783 | Rate Constraint in MTons | FALSE | L | Annual | Generation | TWh | 0 | 0 | 3.9405 | 3.9405 | 0 | 0 | 0
IL Climate ParentID 3563- CO2 Cap Annual v6.20 | 510 | 7783 | Rate Constraint in MTons | FALSE | L | Annual | Qualifying Generation | TWh | 0 | 0 | 3.9405 | 3.9405 | 0 | 0 | 0
IL Climate ParentID 3563- CO2 Cap Annual v6.20 | 510 | 7783 | Rate Constraint in MTons | FALSE | L | Annual | Rate | lb/MWh | 0 | 0 | 272.5334 | 272.5334 | 0 | 0 | 0
IL Climate ParentID 3563- CO2 Cap Annual v6.20 | 510 | 7783 | Rate Constraint in MTons | FALSE | L | Annual | Constraint Shadow Price | US2022$/Ton | 0 | 0 | 0 | 0 | 0 | 0 | 0
IL Climate ParentID 3564- CO2 Cap Annual v6.20 | 511 | 7784 | Rate Constraint in MTons | FALSE | L | Annual | Seasons Included | Seasons | Winter, Spring, Summer, Fall | Winter, Spring, Summer, Fall | Winter, Spring, Summer, Fall | Winter, Spring, Summer, Fall | Winter, Spring, Summer, Fall | Winter, Spring, Summer, Fall | Winter, Spring, Summer, Fall
IL Climate ParentID 3564- CO2 Cap Annual v6.20 | 511 | 7784 | Rate Constraint in MTons | FALSE | L | Annual | Standard CO2 | Thousand Tons | NA | NA | 3621.2811 | 3621.2811 | 3621.2811 | 3621.2811 | 3621.2811
IL Climate ParentID 3564- CO2 Cap Annual v6.20 | 511 | 7784 | Rate Constraint in MTons | FALSE | L | Annual | Emissions at Affected Plants CO2 | Thousand Tons | 0 | 0 | 534.3836 | 534.3836 | 0 | 0 | 0
IL Climate ParentID 3564- CO2 Cap Annual v6.20 | 511 | 7784 | Rate Constraint in MTons | FALSE | L | Annual | Allowances Purchased CO2 | Thousand Tons | 0 | 0 | 0 | 0 | 0 | 0 | 0
IL Climate ParentID 3564- CO2 Cap Annual v6.20 | 511 | 7784 | Rate Constraint in MTons | FALSE | L | Annual | Allowances Sold CO2 | Thousand Tons | 0 | 0 | 0 | 0 | 0 | 0 | 0
IL Climate ParentID 3564- CO2 Cap Annual v6.20 | 511 | 7784 | Rate Constraint in MTons | FALSE | L | Annual | Allowances Banked | Thousand Tons | 0 | 0 | 0 | 0 | 0 | 0 | 0
IL Climate ParentID 3564- CO2 Cap Annual v6.20 | 511 | 7784 | Rate Constraint in MTons | FALSE | L | Annual | Allowances Withdrawn (1:1) | Thousand Tons | 0 | 0 | 0 | 0 | 0 | 0 | 0
IL Climate ParentID 3564- CO2 Cap Annual v6.20 | 511 | 7784 | Rate Constraint in MTons | FALSE | L | Annual | Allowances Withdrawn (n:1) | Thousand Tons | 0 | 0 | 0 | 0 | 0 | 0 | 0
IL Climate ParentID 3564- CO2 Cap Annual v6.20 | 511 | 7784 | Rate Constraint in MTons | FALSE | L | Annual | Net Emissions Allowance Position | Thousand Tons | 0 | 0 | 534.3836 | 534.3836 | 0 | 0 | 0
IL Climate ParentID 3564- CO2 Cap Annual v6.20 | 511 | 7784 | Rate Constraint in MTons | FALSE | L | Annual | Fuel Consumed | TBtu | 0 | 0 | 51.8652 | 51.8652 | 0 | 0 | 0
IL Climate ParentID 3564- CO2 Cap Annual v6.20 | 511 | 7784 | Rate Constraint in MTons | FALSE | L | Annual | Rate | lb/MMBtu | 0 | 0 | 20.6066 | 20.6066 | 0 | 0 | 0
IL Climate ParentID 3564- CO2 Cap Annual v6.20 | 511 | 7784 | Rate Constraint in MTons | FALSE | L | Annual | Generation | TWh | 0 | 0 | 3.9487 | 3.9487 | 0 | 0 | 0
IL Climate ParentID 3564- CO2 Cap Annual v6.20 | 511 | 7784 | Rate Constraint in MTons | FALSE | L | Annual | Qualifying Generation | TWh | 0 | 0 | 3.9487 | 3.9487 | 0 | 0 | 0
IL Climate ParentID 3564- CO2 Cap Annual v6.20 | 511 | 7784 | Rate Constraint in MTons | FALSE | L | Annual | Rate | lb/MWh | 0 | 0 | 270.6638 | 270.6638 | 0 | 0 | 0
IL Climate ParentID 3564- CO2 Cap Annual v6.20 | 511 | 7784 | Rate Constraint in MTons | FALSE | L | Annual | Constraint Shadow Price | US2022$/Ton | 0 | 0 | 0 | 0 | 0 | 0 | 0
IL Climate ParentID 450- CO2 Cap Annual v6.20 | 512 | 7758 | Rate Constraint in MTons | FALSE | L | Annual | Seasons Included | Seasons | Winter, Spring, Summer, Fall | Winter, Spring, Summer, Fall | Winter, Spring, Summer, Fall | Winter, Spring, Summer, Fall | Winter, Spring, Summer, Fall | Winter, Spring, Summer, Fall | Winter, Spring, Summer, Fall
IL Climate ParentID 450- CO2 Cap Annual v6.20 | 512 | 7758 | Rate Constraint in MTons | FALSE | L | Annual | Standard CO2 | Thousand Tons | NA | NA | 29.8709 | 29.8709 | 29.8709 | 29.8709 | 29.8709
IL Climate ParentID 450- CO2 Cap Annual v6.20 | 512 | 7758 | Rate Constraint in MTons | FALSE | L | Annual | Emissions at Affected Plants CO2 | Thousand Tons | 0 | 0 | 2.2493 | 0 | 0 | 0 | 0
IL Climate ParentID 450- CO2 Cap Annual v6.20 | 512 | 7758 | Rate Constraint in MTons | FALSE | L | Annual | Allowances Purchased CO2 | Thousand Tons | 0 | 0 | 0 | 0 | 0 | 0 | 0
IL Climate ParentID 450- CO2 Cap Annual v6.20 | 512 | 7758 | Rate Constraint in MTons | FALSE | L | Annual | Allowances Sold CO2 | Thousand Tons | 0 | 0 | 0 | 0 | 0 | 0 | 0
IL Climate ParentID 450- CO2 Cap Annual v6.20 | 512 | 7758 | Rate Constraint in MTons | FALSE | L | Annual | Allowances Banked | Thousand Tons | 0 | 0 | 0 | 0 | 0 | 0 | 0
IL Climate ParentID 450- CO2 Cap Annual v6.20 | 512 | 7758 | Rate Constraint in MTons | FALSE | L | Annual | Allowances Withdrawn (1:1) | Thousand Tons | 0 | 0 | 0 | 0 | 0 | 0 | 0
IL Climate ParentID 450- CO2 Cap Annual v6.20 | 512 | 7758 | Rate Constraint in MTons | FALSE | L | Annual | Allowances Withdrawn (n:1) | Thousand Tons | 0 | 0 | 0 | 0 | 0 | 0 | 0
IL Climate ParentID 450- CO2 Cap Annual v6.20 | 512 | 7758 | Rate Constraint in MTons | FALSE | L | Annual | Net Emissions Allowance Position | Thousand Tons | 0 | 0 | 2.2493 | 0 | 0 | 0 | 0
IL Climate ParentID 450- CO2 Cap Annual v6.20 | 512 | 7758 | Rate Constraint in MTons | FALSE | L | Annual | Fuel Consumed | TBtu | 0 | 0 | 0.038424 | 0 | 0 | 0 | 0
IL Climate ParentID 450- CO2 Cap Annual v6.20 | 512 | 7758 | Rate Constraint in MTons | FALSE | L | Annual | Rate | lb/MMBtu | 0 | 0 | 117.08 | 0 | 0 | 0 | 0
IL Climate ParentID 450- CO2 Cap Annual v6.20 | 512 | 7758 | Rate Constraint in MTons | FALSE | L | Annual | Generation | TWh | 0 | 0 | 0.003576 | 0 | 0 | 0 | 0
IL Climate ParentID 450- CO2 Cap Annual v6.20 | 512 | 7758 | Rate Constraint in MTons | FALSE | L | Annual | Qualifying Generation | TWh | 0 | 0 | 0.003576 | 0 | 0 | 0 | 0
IL Climate ParentID 450- CO2 Cap Annual v6.20 | 512 | 7758 | Rate Constraint in MTons | FALSE | L | Annual | Rate | lb/MWh | 0 | 0 | 1258.0246 | 0 | 0 | 0 | 0
IL Climate ParentID 450- CO2 Cap Annual v6.20 | 512 | 7758 | Rate Constraint in MTons | FALSE | L | Annual | Constraint Shadow Price | US2022$/Ton | 0 | 0 | 0 | 0 | 0 | 0 | 0
IL Climate ParentID 451- CO2 Cap Annual v6.20 | 513 | 7759 | Rate Constraint in MTons | FALSE | L | Annual | Seasons Included | Seasons | Winter, Spring, Summer, Fall | Winter, Spring, Summer, Fall | Winter, Spring, Summer, Fall | Winter, Spring, Summer, Fall | Winter, Spring, Summer, Fall | Winter, Spring, Summer, Fall | Winter, Spring, Summer, Fall
IL Climate ParentID 451- CO2 Cap Annual v6.20 | 513 | 7759 | Rate Constraint in MTons | FALSE | L | Annual | Standard CO2 | Thousand Tons | NA | NA | 28.5997 | 28.5997 | 28.5997 | 28.5997 | 28.5997
IL Climate ParentID 451- CO2 Cap Annual v6.20 | 513 | 7759 | Rate Constraint in MTons | FALSE | L | Annual | Emissions at Affected Plants CO2 | Thousand Tons | 0 | 0 | 1.3138 | 0 | 0 | 0 | 0
IL Climate ParentID 451- CO2 Cap Annual v6.20 | 513 | 7759 | Rate Constraint in MTons | FALSE | L | Annual | Allowances Purchased CO2 | Thousand Tons | 0 | 0 | 0 | 0 | 0 | 0 | 0
IL Climate ParentID 451- CO2 Cap Annual v6.20 | 513 | 7759 | Rate Constraint in MTons | FALSE | L | Annual | Allowances Sold CO2 | Thousand Tons | 0 | 0 | 0 | 0 | 0 | 0 | 0
IL Climate ParentID 451- CO2 Cap Annual v6.20 | 513 | 7759 | Rate Constraint in MTons | FALSE | L | Annual | Allowances Banked | Thousand Tons | 0 | 0 | 0 | 0 | 0 | 0 | 0
IL Climate ParentID 451- CO2 Cap Annual v6.20 | 513 | 7759 | Rate Constraint in MTons | FALSE | L | Annual | Allowances Withdrawn (1:1) | Thousand Tons | 0 | 0 | 0 | 0 | 0 | 0 | 0
IL Climate ParentID 451- CO2 Cap Annual v6.20 | 513 | 7759 | Rate Constraint in MTons | FALSE | L | Annual | Allowances Withdrawn (n:1) | Thousand Tons | 0 | 0 | 0 | 0 | 0 | 0 | 0
IL Climate ParentID 451- CO2 Cap Annual v6.20 | 513 | 7759 | Rate Constraint in MTons | FALSE | L | Annual | Net Emissions Allowance Position | Thousand Tons | 0 | 0 | 1.3138 | 0 | 0 | 0 | 0
IL Climate ParentID 451- CO2 Cap Annual v6.20 | 513 | 7759 | Rate Constraint in MTons | FALSE | L | Annual | Fuel Consumed | TBtu | 0 | 0 | 0.022443 | 0 | 0 | 0 | 0
IL Climate ParentID 451- CO2 Cap Annual v6.20 | 513 | 7759 | Rate Constraint in MTons | FALSE | L | Annual | Rate | lb/MMBtu | 0 | 0 | 117.08 | 0 | 0 | 0 | 0
IL Climate ParentID 451- CO2 Cap Annual v6.20 | 513 | 7759 | Rate Constraint in MTons | FALSE | L | Annual | Generation | TWh | 0 | 0 | 0.002072 | 0 | 0 | 0 | 0
IL Climate ParentID 451- CO2 Cap Annual v6.20 | 513 | 7759 | Rate Constraint in MTons | FALSE | L | Annual | Qualifying Generation | TWh | 0 | 0 | 0.002072 | 0 | 0 | 0 | 0
IL Climate ParentID 451- CO2 Cap Annual v6.20 | 513 | 7759 | Rate Constraint in MTons | FALSE | L | Annual | Rate | lb/MWh | 0 | 0 | 1268.1524 | 0 | 0 | 0 | 0
IL Climate ParentID 451- CO2 Cap Annual v6.20 | 513 | 7759 | Rate Constraint in MTons | FALSE | L | Annual | Constraint Shadow Price | US2022$/Ton | 0 | 0 | 0 | 0 | 0 | 0 | 0
IL Climate ParentID 452- CO2 Cap Annual v6.20 | 514 | 7760 | Rate Constraint in MTons | FALSE | L | Annual | Seasons Included | Seasons | Winter, Spring, Summer, Fall | Winter, Spring, Summer, Fall | Winter, Spring, Summer, Fall | Winter, Spring, Summer, Fall | Winter, Spring, Summer, Fall | Winter, Spring, Summer, Fall | Winter, Spring, Summer, Fall
IL Climate ParentID 452- CO2 Cap Annual v6.20 | 514 | 7760 | Rate Constraint in MTons | FALSE | L | Annual | Standard CO2 | Thousand Tons | NA | NA | 70.0018 | 70.0018 | 70.0018 | 70.0018 | 70.0018
IL Climate ParentID 452- CO2 Cap Annual v6.20 | 514 | 7760 | Rate Constraint in MTons | FALSE | L | Annual | Emissions at Affected Plants CO2 | Thousand Tons | 0 | 0 | 2.3917 | 0 | 0 | 0 | 0
IL Climate ParentID 452- CO2 Cap Annual v6.20 | 514 | 7760 | Rate Constraint in MTons | FALSE | L | Annual | Allowances Purchased CO2 | Thousand Tons | 0 | 0 | 0 | 0 | 0 | 0 | 0
IL Climate ParentID 452- CO2 Cap Annual v6.20 | 514 | 7760 | Rate Constraint in MTons | FALSE | L | Annual | Allowances Sold CO2 | Thousand Tons | 0 | 0 | 0 | 0 | 0 | 0 | 0
IL Climate ParentID 452- CO2 Cap Annual v6.20 | 514 | 7760 | Rate Constraint in MTons | FALSE | L | Annual | Allowances Banked | Thousand Tons | 0 | 0 | 0 | 0 | 0 | 0 | 0
IL Climate ParentID 452- CO2 Cap Annual v6.20 | 514 | 7760 | Rate Constraint in MTons | FALSE | L | Annual | Allowances Withdrawn (1:1) | Thousand Tons | 0 | 0 | 0 | 0 | 0 | 0 | 0
IL Climate ParentID 452- CO2 Cap Annual v6.20 | 514 | 7760 | Rate Constraint in MTons | FALSE | L | Annual | Allowances Withdrawn (n:1) | Thousand Tons | 0 | 0 | 0 | 0 | 0 | 0 | 0
IL Climate ParentID 452- CO2 Cap Annual v6.20 | 514 | 7760 | Rate Constraint in MTons | FALSE | L | Annual | Net Emissions Allowance Position | Thousand Tons | 0 | 0 | 2.3917 | 0 | 0 | 0 | 0
IL Climate ParentID 452- CO2 Cap Annual v6.20 | 514 | 7760 | Rate Constraint in MTons | FALSE | L | Annual | Fuel Consumed | TBtu | 0 | 0 | 0.040855 | 0 | 0 | 0 | 0
IL Climate ParentID 452- CO2 Cap Annual v6.20 | 514 | 7760 | Rate Constraint in MTons | FALSE | L | Annual | Rate | lb/MMBtu | 0 | 0 | 117.08 | 0 | 0 | 0 | 0
IL Climate ParentID 452- CO2 Cap Annual v6.20 | 514 | 7760 | Rate Constraint in MTons | FALSE | L | Annual | Generation | TWh | 0 | 0 | 0.0038023 | 0 | 0 | 0 | 0
IL Climate ParentID 452- CO2 Cap Annual v6.20 | 514 | 7760 | Rate Constraint in MTons | FALSE | L | Annual | Qualifying Generation | TWh | 0 | 0 | 0.0038023 | 0 | 0 | 0 | 0
IL Climate ParentID 452- CO2 Cap Annual v6.20 | 514 | 7760 | Rate Constraint in MTons | FALSE | L | Annual | Rate | lb/MWh | 0 | 0 | 1258.0246 | 0 | 0 | 0 | 0
IL Climate ParentID 452- CO2 Cap Annual v6.20 | 514 | 7760 | Rate Constraint in MTons | FALSE | L | Annual | Constraint Shadow Price | US2022$/Ton | 0 | 0 | 0 | 0 | 0 | 0 | 0
IL Climate ParentID 453- CO2 Cap Annual v6.20 | 515 | 7761 | Rate Constraint in MTons | FALSE | L | Annual | Seasons Included | Seasons | Winter, Spring, Summer, Fall | Winter, Spring, Summer, Fall | Winter, Spring, Summer, Fall | Winter, Spring, Summer, Fall | Winter, Spring, Summer, Fall | Winter, Spring, Summer, Fall | Winter, Spring, Summer, Fall
IL Climate ParentID 453- CO2 Cap Annual v6.20 | 515 | 7761 | Rate Constraint in MTons | FALSE | L | Annual | Standard CO2 | Thousand Tons | NA | NA | 0.28801 | 0.28801 | 0.28801 | 0.28801 | 0.28801
IL Climate ParentID 453- CO2 Cap Annual v6.20 | 515 | 7761 | Rate Constraint in MTons | FALSE | L | Annual | Emissions at Affected Plants CO2 | Thousand Tons | 0 | 0 | 0.28801 | 0 | 0 | 0 | 0
IL Climate ParentID 453- CO2 Cap Annual v6.20 | 515 | 7761 | Rate Constraint in MTons | FALSE | L | Annual | Allowances Purchased CO2 | Thousand Tons | 0 | 0 | 0 | 0 | 0 | 0 | 0
IL Climate ParentID 453- CO2 Cap Annual v6.20 | 515 | 7761 | Rate Constraint in MTons | FALSE | L | Annual | Allowances Sold CO2 | Thousand Tons | 0 | 0 | 0 | 0 | 0 | 0 | 0
IL Climate ParentID 453- CO2 Cap Annual v6.20 | 515 | 7761 | Rate Constraint in MTons | FALSE | L | Annual | Allowances Banked | Thousand Tons | 0 | 0 | 0 | 0 | 0 | 0 | 0
IL Climate ParentID 453- CO2 Cap Annual v6.20 | 515 | 7761 | Rate Constraint in MTons | FALSE | L | Annual | Allowances Withdrawn (1:1) | Thousand Tons | 0 | 0 | 0 | 0 | 0 | 0 | 0
IL Climate ParentID 453- CO2 Cap Annual v6.20 | 515 | 7761 | Rate Constraint in MTons | FALSE | L | Annual | Allowances Withdrawn (n:1) | Thousand Tons | 0 | 0 | 0 | 0 | 0 | 0 | 0
IL Climate ParentID 453- CO2 Cap Annual v6.20 | 515 | 7761 | Rate Constraint in MTons | FALSE | L | Annual | Net Emissions Allowance Position | Thousand Tons | 0 | 0 | 0.28801 | 0 | 0 | 0 | 0
IL Climate ParentID 453- CO2 Cap Annual v6.20 | 515 | 7761 | Rate Constraint in MTons | FALSE | L | Annual | Fuel Consumed | TBtu | 0 | 0 | 0.0049199 | 0 | 0 | 0 | 0
IL Climate ParentID 453- CO2 Cap Annual v6.20 | 515 | 7761 | Rate Constraint in MTons | FALSE | L | Annual | Rate | lb/MMBtu | 0 | 0 | 117.08 | 0 | 0 | 0 | 0
IL Climate ParentID 453- CO2 Cap Annual v6.20 | 515 | 7761 | Rate Constraint in MTons | FALSE | L | Annual | Generation | TWh | 0 | 0 | 0.00045788 | 0 | 0 | 0 | 0
IL Climate ParentID 453- CO2 Cap Annual v6.20 | 515 | 7761 | Rate Constraint in MTons | FALSE | L | Annual | Qualifying Generation | TWh | 0 | 0 | 0.00045788 | 0 | 0 | 0 | 0
IL Climate ParentID 453- CO2 Cap Annual v6.20 | 515 | 7761 | Rate Constraint in MTons | FALSE | L | Annual | Rate | lb/MWh | 0 | 0 | 1258.0246 | 0 | 0 | 0 | 0
IL Climate ParentID 453- CO2 Cap Annual v6.20 | 515 | 7761 | Rate Constraint in MTons | FALSE | L | Annual | Constraint Shadow Price | US2022$/Ton | 0 | 0 | 3.5431 | 0 | 0 | 0 | 0
IL Climate ParentID 455- CO2 Cap Annual v6.20 | 516 | 7762 | Rate Constraint in MTons | FALSE | L | Annual | Seasons Included | Seasons | Winter, Spring, Summer, Fall | Winter, Spring, Summer, Fall | Winter, Spring, Summer, Fall | Winter, Spring, Summer, Fall | Winter, Spring, Summer, Fall | Winter, Spring, Summer, Fall | Winter, Spring, Summer, Fall
IL Climate ParentID 455- CO2 Cap Annual v6.20 | 516 | 7762 | Rate Constraint in MTons | FALSE | L | Annual | Standard CO2 | Thousand Tons | NA | NA | 6.7789 | 6.7789 | 6.7789 | 6.7789 | 6.7789
IL Climate ParentID 455- CO2 Cap Annual v6.20 | 516 | 7762 | Rate Constraint in MTons | FALSE | L | Annual | Emissions at Affected Plants CO2 | Thousand Tons | 0 | 0 | 0 | 0 | 0 | 0 | 0
IL Climate ParentID 455- CO2 Cap Annual v6.20 | 516 | 7762 | Rate Constraint in MTons | FALSE | L | Annual | Allowances Purchased CO2 | Thousand Tons | 0 | 0 | 0 | 0 | 0 | 0 | 0
IL Climate ParentID 455- CO2 Cap Annual v6.20 | 516 | 7762 | Rate Constraint in MTons | FALSE | L | Annual | Allowances Sold CO2 | Thousand Tons | 0 | 0 | 0 | 0 | 0 | 0 | 0
IL Climate ParentID 455- CO2 Cap Annual v6.20 | 516 | 7762 | Rate Constraint in MTons | FALSE | L | Annual | Allowances Banked | Thousand Tons | 0 | 0 | 0 | 0 | 0 | 0 | 0
IL Climate ParentID 455- CO2 Cap Annual v6.20 | 516 | 7762 | Rate Constraint in MTons | FALSE | L | Annual | Allowances Withdrawn (1:1) | Thousand Tons | 0 | 0 | 0 | 0 | 0 | 0 | 0
IL Climate ParentID 455- CO2 Cap Annual v6.20 | 516 | 7762 | Rate Constraint in MTons | FALSE | L | Annual | Allowances Withdrawn (n:1) | Thousand Tons | 0 | 0 | 0 | 0 | 0 | 0 | 0
IL Climate ParentID 455- CO2 Cap Annual v6.20 | 516 | 7762 | Rate Constraint in MTons | FALSE | L | Annual | Net Emissions Allowance Position | Thousand Tons | 0 | 0 | 0 | 0 | 0 | 0 | 0
IL Climate ParentID 455- CO2 Cap Annual v6.20 | 516 | 7762 | Rate Constraint in MTons | FALSE | L | Annual | Fuel Consumed | TBtu | 0 | 0 | 0 | 0 | 0 | 0 | 0
IL Climate ParentID 455- CO2 Cap Annual v6.20 | 516 | 7762 | Rate Constraint in MTons | FALSE | L | Annual | Rate | lb/MMBtu | 0 | 0 | 0 | 0 | 0 | 0 | 0
IL Climate ParentID 455- CO2 Cap Annual v6.20 | 516 | 7762 | Rate Constraint in MTons | FALSE | L | Annual | Generation | TWh | 0 | 0 | 0 | 0 | 0 | 0 | 0
IL Climate ParentID 455- CO2 Cap Annual v6.20 | 516 | 7762 | Rate Constraint in MTons | FALSE | L | Annual | Qualifying Generation | TWh | 0 | 0 | 0 | 0 | 0 | 0 | 0
IL Climate ParentID 455- CO2 Cap Annual v6.20 | 516 | 7762 | Rate Constraint in MTons | FALSE | L | Annual | Rate | lb/MWh | 0 | 0 | 0 | 0 | 0 | 0 | 0
IL Climate ParentID 455- CO2 Cap Annual v6.20 | 516 | 7762 | Rate Constraint in MTons | FALSE | L | Annual | Constraint Shadow Price | US2022$/Ton | 0 | 0 | 0 | 0 | 0 | 0 | 0
IL Climate ParentID 456- CO2 Cap Annual v6.20 | 517 | 7763 | Rate Constraint in MTons | FALSE | L | Annual | Seasons Included | Seasons | Winter, Spring, Summer, Fall | Winter, Spring, Summer, Fall | Winter, Spring, Summer, Fall | Winter, Spring, Summer, Fall | Winter, Spring, Summer, Fall | Winter, Spring, Summer, Fall | Winter, Spring, Summer, Fall
IL Climate ParentID 456- CO2 Cap Annual v6.20 | 517 | 7763 | Rate Constraint in MTons | FALSE | L | Annual | Standard CO2 | Thousand Tons | NA | NA | 2.0526 | 2.0526 | 2.0526 | 2.0526 | 2.0526
IL Climate ParentID 456- CO2 Cap Annual v6.20 | 517 | 7763 | Rate Constraint in MTons | FALSE | L | Annual | Emissions at Affected Plants CO2 | Thousand Tons | 0 | 0 | 0 | 0 | 0 | 0 | 0
IL Climate ParentID 456- CO2 Cap Annual v6.20 | 517 | 7763 | Rate Constraint in MTons | FALSE | L | Annual | Allowances Purchased CO2 | Thousand Tons | 0 | 0 | 0 | 0 | 0 | 0 | 0
IL Climate ParentID 456- CO2 Cap Annual v6.20 | 517 | 7763 | Rate Constraint in MTons | FALSE | L | Annual | Allowances Sold CO2 | Thousand Tons | 0 | 0 | 0 | 0 | 0 | 0 | 0
IL Climate ParentID 456- CO2 Cap Annual v6.20 | 517 | 7763 | Rate Constraint in MTons | FALSE | L | Annual | Allowances Banked | Thousand Tons | 0 | 0 | 0 | 0 | 0 | 0 | 0
IL Climate ParentID 456- CO2 Cap Annual v6.20 | 517 | 7763 | Rate Constraint in MTons | FALSE | L | Annual | Allowances Withdrawn (1:1) | Thousand Tons | 0 | 0 | 0 | 0 | 0 | 0 | 0
IL Climate ParentID 456- CO2 Cap Annual v6.20 | 517 | 7763 | Rate Constraint in MTons | FALSE | L | Annual | Allowances Withdrawn (n:1) | Thousand Tons | 0 | 0 | 0 | 0 | 0 | 0 | 0
IL Climate ParentID 456- CO2 Cap Annual v6.20 | 517 | 7763 | Rate Constraint in MTons | FALSE | L | Annual | Net Emissions Allowance Position | Thousand Tons | 0 | 0 | 0 | 0 | 0 | 0 | 0
IL Climate ParentID 456- CO2 Cap Annual v6.20 | 517 | 7763 | Rate Constraint in MTons | FALSE | L | Annual | Fuel Consumed | TBtu | 0 | 0 | 0 | 0 | 0 | 0 | 0
IL Climate ParentID 456- CO2 Cap Annual v6.20 | 517 | 7763 | Rate Constraint in MTons | FALSE | L | Annual | Rate | lb/MMBtu | 0 | 0 | 0 | 0 | 0 | 0 | 0
IL Climate ParentID 456- CO2 Cap Annual v6.20 | 517 | 7763 | Rate Constraint in MTons | FALSE | L | Annual | Generation | TWh | 0 | 0 | 0 | 0 | 0 | 0 | 0
IL Climate ParentID 456- CO2 Cap Annual v6.20 | 517 | 7763 | Rate Constraint in MTons | FALSE | L | Annual | Qualifying Generation | TWh | 0 | 0 | 0 | 0 | 0 | 0 | 0
IL Climate ParentID 456- CO2 Cap Annual v6.20 | 517 | 7763 | Rate Constraint in MTons | FALSE | L | Annual | Rate | lb/MWh | 0 | 0 | 0 | 0 | 0 | 0 | 0
IL Climate ParentID 456- CO2 Cap Annual v6.20 | 517 | 7763 | Rate Constraint in MTons | FALSE | L | Annual | Constraint Shadow Price | US2022$/Ton | 0 | 0 | 0 | 0 | 0 | 0 | 0
IL Climate ParentID 463- CO2 Cap Annual v6.20 | 518 | 7764 | Rate Constraint in MTons | FALSE | L | Annual | Seasons Included | Seasons | Winter, Spring, Summer, Fall | Winter, Spring, Summer, Fall | Winter, Spring, Summer, Fall | Winter, Spring, Summer, Fall | Winter, Spring, Summer, Fall | Winter, Spring, Summer, Fall | Winter, Spring, Summer, Fall
IL Climate ParentID 463- CO2 Cap Annual v6.20 | 518 | 7764 | Rate Constraint in MTons | FALSE | L | Annual | Standard CO2 | Thousand Tons | NA | NA | 4.0397 | 4.0397 | 4.0397 | 4.0397 | 4.0397
IL Climate ParentID 463- CO2 Cap Annual v6.20 | 518 | 7764 | Rate Constraint in MTons | FALSE | L | Annual | Emissions at Affected Plants CO2 | Thousand Tons | 0 | 0 | 0.3053 | 0 | 0 | 0 | 0
IL Climate ParentID 463- CO2 Cap Annual v6.20 | 518 | 7764 | Rate Constraint in MTons | FALSE | L | Annual | Allowances Purchased CO2 | Thousand Tons | 0 | 0 | 0 | 0 | 0 | 0 | 0
IL Climate ParentID 463- CO2 Cap Annual v6.20 | 518 | 7764 | Rate Constraint in MTons | FALSE | L | Annual | Allowances Sold CO2 | Thousand Tons | 0 | 0 | 0 | 0 | 0 | 0 | 0
IL Climate ParentID 463- CO2 Cap Annual v6.20 | 518 | 7764 | Rate Constraint in MTons | FALSE | L | Annual | Allowances Banked | Thousand Tons | 0 | 0 | 0 | 0 | 0 | 0 | 0
IL Climate ParentID 463- CO2 Cap Annual v6.20 | 518 | 7764 | Rate Constraint in MTons | FALSE | L | Annual | Allowances Withdrawn (1:1) | Thousand Tons | 0 | 0 | 0 | 0 | 0 | 0 | 0
IL Climate ParentID 463- CO2 Cap Annual v6.20 | 518 | 7764 | Rate Constraint in MTons | FALSE | L | Annual | Allowances Withdrawn (n:1) | Thousand Tons | 0 | 0 | 0 | 0 | 0 | 0 | 0
IL Climate ParentID 463- CO2 Cap Annual v6.20 | 518 | 7764 | Rate Constraint in MTons | FALSE | L | Annual | Net Emissions Allowance Position | Thousand Tons | 0 | 0 | 0.3053 | 0 | 0 | 0 | 0
IL Climate ParentID 463- CO2 Cap Annual v6.20 | 518 | 7764 | Rate Constraint in MTons | FALSE | L | Annual | Fuel Consumed | TBtu | 0 | 0 | 0.0052153 | 0 | 0 | 0 | 0
IL Climate ParentID 463- CO2 Cap Annual v6.20 | 518 | 7764 | Rate Constraint in MTons | FALSE | L | Annual | Rate | lb/MMBtu | 0 | 0 | 117.08 | 0 | 0 | 0 | 0
IL Climate ParentID 463- CO2 Cap Annual v6.20 | 518 | 7764 | Rate Constraint in MTons | FALSE | L | Annual | Generation | TWh | 0 | 0 | 0.00047528 | 0 | 0 | 0 | 0
IL Climate ParentID 463- CO2 Cap Annual v6.20 | 518 | 7764 | Rate Constraint in MTons | FALSE | L | Annual | Qualifying Generation | TWh | 0 | 0 | 0.00047528 | 0 | 0 | 0 | 0
IL Climate ParentID 463- CO2 Cap Annual v6.20 | 518 | 7764 | Rate Constraint in MTons | FALSE | L | Annual | Rate | lb/MWh | 0 | 0 | 1284.7188 | 0 | 0 | 0 | 0
IL Climate ParentID 463- CO2 Cap Annual v6.20 | 518 | 7764 | Rate Constraint in MTons | FALSE | L | Annual | Constraint Shadow Price | US2022$/Ton | 0 | 0 | 0 | 0 | 0 | 0 | 0
IL Climate ParentID 465- CO2 Cap Annual v6.20 | 519 | 7765 | Rate Constraint in MTons | FALSE | L | Annual | Seasons Included | Seasons | Winter, Spring, Summer, Fall | Winter, Spring, Summer, Fall | Winter, Spring, Summer, Fall | Winter, Spring, Summer, Fall | Winter, Spring, Summer, Fall | Winter, Spring, Summer, Fall | Winter, Spring, Summer, Fall
IL Climate ParentID 465- CO2 Cap Annual v6.20 | 519 | 7765 | Rate Constraint in MTons | FALSE | L | Annual | Standard CO2 | Thousand Tons | NA | NA | 3.2636 | 3.2636 | 3.2636 | 3.2636 | 3.2636
IL Climate ParentID 465- CO2 Cap Annual v6.20 | 519 | 7765 | Rate Constraint in MTons | FALSE | L | Annual | Emissions at Affected Plants CO2 | Thousand Tons | 0 | 0 | 0 | 0 | 0 | 0 | 0
IL Climate ParentID 465- CO2 Cap Annual v6.20 | 519 | 7765 | Rate Constraint in MTons | FALSE | L | Annual | Allowances Purchased CO2 | Thousand Tons | 0 | 0 | 0 | 0 | 0 | 0 | 0
IL Climate ParentID 465- CO2 Cap Annual v6.20 | 519 | 7765 | Rate Constraint in MTons | FALSE | L | Annual | Allowances Sold CO2 | Thousand Tons | 0 | 0 | 0 | 0 | 0 | 0 | 0
IL Climate ParentID 465- CO2 Cap Annual v6.20 | 519 | 7765 | Rate Constraint in MTons | FALSE | L | Annual | Allowances Banked | Thousand Tons | 0 | 0 | 0 | 0 | 0 | 0 | 0
IL Climate ParentID 465- CO2 Cap Annual v6.20 | 519 | 7765 | Rate Constraint in MTons | FALSE | L | Annual | Allowances Withdrawn (1:1) | Thousand Tons | 0 | 0 | 0 | 0 | 0 | 0 | 0
IL Climate ParentID 465- CO2 Cap Annual v6.20 | 519 | 7765 | Rate Constraint in MTons | FALSE | L | Annual | Allowances Withdrawn (n:1) | Thousand Tons | 0 | 0 | 0 | 0 | 0 | 0 | 0
IL Climate ParentID 465- CO2 Cap Annual v6.20 | 519 | 7765 | Rate Constraint in MTons | FALSE | L | Annual | Net Emissions Allowance Position | Thousand Tons | 0 | 0 | 0 | 0 | 0 | 0 | 0
IL Climate ParentID 465- CO2 Cap Annual v6.20 | 519 | 7765 | Rate Constraint in MTons | FALSE | L | Annual | Fuel Consumed | TBtu | 0 | 0 | 0 | 0 | 0 | 0 | 0
IL Climate ParentID 465- CO2 Cap Annual v6.20 | 519 | 7765 | Rate Constraint in MTons | FALSE | L | Annual | Rate | lb/MMBtu | 0 | 0 | 0 | 0 | 0 | 0 | 0
IL Climate ParentID 465- CO2 Cap Annual v6.20 | 519 | 7765 | Rate Constraint in MTons | FALSE | L | Annual | Generation | TWh | 0 | 0 | 0 | 0 | 0 | 0 | 0
IL Climate ParentID 465- CO2 Cap Annual v6.20 | 519 | 7765 | Rate Constraint in MTons | FALSE | L | Annual | Qualifying Generation | TWh | 0 | 0 | 0 | 0 | 0 | 0 | 0
IL Climate ParentID 465- CO2 Cap Annual v6.20 | 519 | 7765 | Rate Constraint in MTons | FALSE | L | Annual | Rate | lb/MWh | 0 | 0 | 0 | 0 | 0 | 0 | 0
IL Climate ParentID 465- CO2 Cap Annual v6.20 | 519 | 7765 | Rate Constraint in MTons | FALSE | L | Annual | Constraint Shadow Price | US2022$/Ton | 0 | 0 | 0 | 0 | 0 | 0 | 0
IL Climate ParentID 466- CO2 Cap Annual v6.20 | 520 | 7766 | Rate Constraint in MTons | FALSE | L | Annual | Seasons Included | Seasons | Winter, Spring, Summer, Fall | Winter, Spring, Summer, Fall | Winter, Spring, Summer, Fall | Winter, Spring, Summer, Fall | Winter, Spring, Summer, Fall | Winter, Spring, Summer, Fall | Winter, Spring, Summer, Fall
IL Climate ParentID 466- CO2 Cap Annual v6.20 | 520 | 7766 | Rate Constraint in MTons | FALSE | L | Annual | Standard CO2 | Thousand Tons | NA | NA | 3.9303 | 3.9303 | 3.9303 | 3.9303 | 3.9303
IL Climate ParentID 466- CO2 Cap Annual v6.20 | 520 | 7766 | Rate Constraint in MTons | FALSE | L | Annual | Emissions at Affected Plants CO2 | Thousand Tons | 0 | 0 | 0 | 0 | 0 | 0 | 0
IL Climate ParentID 466- CO2 Cap Annual v6.20 | 520 | 7766 | Rate Constraint in MTons | FALSE | L | Annual | Allowances Purchased CO2 | Thousand Tons | 0 | 0 | 0 | 0 | 0 | 0 | 0
IL Climate ParentID 466- CO2 Cap Annual v6.20 | 520 | 7766 | Rate Constraint in MTons | FALSE | L | Annual | Allowances Sold CO2 | Thousand Tons | 0 | 0 | 0 | 0 | 0 | 0 | 0
IL Climate ParentID 466- CO2 Cap Annual v6.20 | 520 | 7766 | Rate Constraint in MTons | FALSE | L | Annual | Allowances Banked | Thousand Tons | 0 | 0 | 0 | 0 | 0 | 0 | 0
IL Climate ParentID 466- CO2 Cap Annual v6.20 | 520 | 7766 | Rate Constraint in MTons | FALSE | L | Annual | Allowances Withdrawn (1:1) | Thousand Tons | 0 | 0 | 0 | 0 | 0 | 0 | 0
IL Climate ParentID 466- CO2 Cap Annual v6.20 | 520 | 7766 | Rate Constraint in MTons | FALSE | L | Annual | Allowances Withdrawn (n:1) | Thousand Tons | 0 | 0 | 0 | 0 | 0 | 0 | 0
IL Climate ParentID 466- CO2 Cap Annual v6.20 | 520 | 7766 | Rate Constraint in MTons | FALSE | L | Annual | Net Emissions Allowance Position | Thousand Tons | 0 | 0 | 0 | 0 | 0 | 0 | 0
IL Climate ParentID 466- CO2 Cap Annual v6.20 | 520 | 7766 | Rate Constraint in MTons | FALSE | L | Annual | Fuel Consumed | TBtu | 0 | 0 | 0 | 0 | 0 | 0 | 0
IL Climate ParentID 466- CO2 Cap Annual v6.20 | 520 | 7766 | Rate Constraint in MTons | FALSE | L | Annual | Rate | lb/MMBtu | 0 | 0 | 0 | 0 | 0 | 0 | 0
IL Climate ParentID 466- CO2 Cap Annual v6.20 | 520 | 7766 | Rate Constraint in MTons | FALSE | L | Annual | Generation | TWh | 0 | 0 | 0 | 0 | 0 | 0 | 0
IL Climate ParentID 466- CO2 Cap Annual v6.20 | 520 | 7766 | Rate Constraint in MTons | FALSE | L | Annual | Qualifying Generation | TWh | 0 | 0 | 0 | 0 | 0 | 0 | 0
IL Climate ParentID 466- CO2 Cap Annual v6.20 | 520 | 7766 | Rate Constraint in MTons | FALSE | L | Annual | Rate | lb/MWh | 0 | 0 | 0 | 0 | 0 | 0 | 0
IL Climate ParentID 466- CO2 Cap Annual v6.20 | 520 | 7766 | Rate Constraint in MTons | FALSE | L | Annual | Constraint Shadow Price | US2022$/Ton | 0 | 0 | 0 | 0 | 0 | 0 | 0
IL Climate ParentID 467- CO2 Cap Annual v6.20 | 521 | 7767 | Rate Constraint in MTons | FALSE | L | Annual | Seasons Included | Seasons | Winter, Spring, Summer, Fall | Winter, Spring, Summer, Fall | Winter, Spring, Summer, Fall | Winter, Spring, Summer, Fall | Winter, Spring, Summer, Fall | Winter, Spring, Summer, Fall | Winter, Spring, Summer, Fall
IL Climate ParentID 467- CO2 Cap Annual v6.20 | 521 | 7767 | Rate Constraint in MTons | FALSE | L | Annual | Standard CO2 | Thousand Tons | NA | NA | 45.8853 | 45.8853 | 45.8853 | 45.8853 | 45.8853
IL Climate ParentID 467- CO2 Cap Annual v6.20 | 521 | 7767 | Rate Constraint in MTons | FALSE | L | Annual | Emissions at Affected Plants CO2 | Thousand Tons | 0 | 0 | 0 | 0 | 0 | 0 | 0
IL Climate ParentID 467- CO2 Cap Annual v6.20 | 521 | 7767 | Rate Constraint in MTons | FALSE | L | Annual | Allowances Purchased CO2 | Thousand Tons | 0 | 0 | 0 | 0 | 0 | 0 | 0
IL Climate ParentID 467- CO2 Cap Annual v6.20 | 521 | 7767 | Rate Constraint in MTons | FALSE | L | Annual | Allowances Sold CO2 | Thousand Tons | 0 | 0 | 0 | 0 | 0 | 0 | 0
IL Climate ParentID 467- CO2 Cap Annual v6.20 | 521 | 7767 | Rate Constraint in MTons | FALSE | L | Annual | Allowances Banked | Thousand Tons | 0 | 0 | 0 | 0 | 0 | 0 | 0
IL Climate ParentID 467- CO2 Cap Annual v6.20 | 521 | 7767 | Rate Constraint in MTons | FALSE | L | Annual | Allowances Withdrawn (1:1) | Thousand Tons | 0 | 0 | 0 | 0 | 0 | 0 | 0
IL Climate ParentID 467- CO2 Cap Annual v6.20 | 521 | 7767 | Rate Constraint in MTons | FALSE | L | Annual | Allowances Withdrawn (n:1) | Thousand Tons | 0 | 0 | 0 | 0 | 0 | 0 | 0
IL Climate ParentID 467- CO2 Cap Annual v6.20 | 521 | 7767 | Rate Constraint in MTons | FALSE | L | Annual | Net Emissions Allowance Position | Thousand Tons | 0 | 0 | 0 | 0 | 0 | 0 | 0
IL Climate ParentID 467- CO2 Cap Annual v6.20 | 521 | 7767 | Rate Constraint in MTons | FALSE | L | Annual | Fuel Consumed | TBtu | 0 | 0 | 0 | 0 | 0 | 0 | 0
IL Climate ParentID 467- CO2 Cap Annual v6.20 | 521 | 7767 | Rate Constraint in MTons | FALSE | L | Annual | Rate | lb/MMBtu | 0 | 0 | 0 | 0 | 0 | 0 | 0
IL Climate ParentID 467- CO2 Cap Annual v6.20 | 521 | 7767 | Rate Constraint in MTons | FALSE | L | Annual | Generation | TWh | 0 | 0 | 0 | 0 | 0 | 0 | 0
IL Climate ParentID 467- CO2 Cap Annual v6.20 | 521 | 7767 | Rate Constraint in MTons | FALSE | L | Annual | Qualifying Generation | TWh | 0 | 0 | 0 | 0 | 0 | 0 | 0
IL Climate ParentID 467- CO2 Cap Annual v6.20 | 521 | 7767 | Rate Constraint in MTons | FALSE | L | Annual | Rate | lb/MWh | 0 | 0 | 0 | 0 | 0 | 0 | 0
IL Climate ParentID 467- CO2 Cap Annual v6.20 | 521 | 7767 | Rate Constraint in MTons | FALSE | L | Annual | Constraint Shadow Price | US2022$/Ton | 0 | 0 | 0 | 0 | 0 | 0 | 0
IL Fac. Spec. - NOX Rate Summer v3.1, Unit 3458 and retrofits | 522 | 7305 | Rate Constraint in lbs/MMBtu | FALSE | L | Annual | Seasons Included | Seasons | Summer | Summer | Summer | Summer | Summer | Summer | Summer
IL Fac. Spec. - NOX Rate Summer v3.1, Unit 3458 and retrofits | 522 | 7305 | Rate Constraint in lbs/MMBtu | FALSE | L | Annual | Standard NOX | lb/MMBtu | 0.25 | 0.25 | 0.25 | 0.25 | 0.25 | 0.25 | 0.25
IL Fac. Spec. - NOX Rate Summer v3.1, Unit 3458 and retrofits | 522 | 7305 | Rate Constraint in lbs/MMBtu | FALSE | L | Annual | Emissions at Affected Plants NOX | Thousand Tons | 0.16097 | 0 | 0 | 0 | 0 | 0 | 0
IL Fac. Spec. - NOX Rate Summer v3.1, Unit 3458 and retrofits | 522 | 7305 | Rate Constraint in lbs/MMBtu | FALSE | L | Annual | Allowances Purchased NOX | Thousand Tons | 0 | 0 | 0 | 0 | 0 | 0 | 0
IL Fac. Spec. - NOX Rate Summer v3.1, Unit 3458 and retrofits | 522 | 7305 | Rate Constraint in lbs/MMBtu | FALSE | L | Annual | Allowances Sold NOX | Thousand Tons | 0 | 0 | 0 | 0 | 0 | 0 | 0
IL Fac. Spec. - NOX Rate Summer v3.1, Unit 3458 and retrofits | 522 | 7305 | Rate Constraint in lbs/MMBtu | FALSE | L | Annual | Allowances Banked | Thousand Tons | 0 | 0 | 0 | 0 | 0 | 0 | 0
IL Fac. Spec. - NOX Rate Summer v3.1, Unit 3458 and retrofits | 522 | 7305 | Rate Constraint in lbs/MMBtu | FALSE | L | Annual | Allowances Withdrawn (1:1) | Thousand Tons | 0 | 0 | 0 | 0 | 0 | 0 | 0
IL Fac. Spec. - NOX Rate Summer v3.1, Unit 3458 and retrofits | 522 | 7305 | Rate Constraint in lbs/MMBtu | FALSE | L | Annual | Allowances Withdrawn (n:1) | Thousand Tons | 0 | 0 | 0 | 0 | 0 | 0 | 0
IL Fac. Spec. - NOX Rate Summer v3.1, Unit 3458 and retrofits | 522 | 7305 | Rate Constraint in lbs/MMBtu | FALSE | L | Annual | Net Emissions Allowance Position | Thousand Tons | 0.16097 | 0 | 0 | 0 | 0 | 0 | 0
IL Fac. Spec. - NOX Rate Summer v3.1, Unit 3458 and retrofits | 522 | 7305 | Rate Constraint in lbs/MMBtu | FALSE | L | Annual | Fuel Consumed | TBtu | 4.2083 | 0 | 0 | 0 | 0 | 0 | 0
IL Fac. Spec. - NOX Rate Summer v3.1, Unit 3458 and retrofits | 522 | 7305 | Rate Constraint in lbs/MMBtu | FALSE | L | Annual | Rate | lb/MMBtu | 0.0765 | 0 | 0 | 0 | 0 | 0 | 0
IL Fac. Spec. - NOX Rate Summer v3.1, Unit 3458 and retrofits | 522 | 7305 | Rate Constraint in lbs/MMBtu | FALSE | L | Annual | Generation | TWh | 0.36635 | 0 | 0 | 0 | 0 | 0 | 0
IL Fac. Spec. - NOX Rate Summer v3.1, Unit 3458 and retrofits | 522 | 7305 | Rate Constraint in lbs/MMBtu | FALSE | L | Annual | Qualifying Generation | TWh | 0.36635 | 0 | 0 | 0 | 0 | 0 | 0
IL Fac. Spec. - NOX Rate Summer v3.1, Unit 3458 and retrofits | 522 | 7305 | Rate Constraint in lbs/MMBtu | FALSE | L | Annual | Rate | lb/MWh | 0.87876 | 0 | 0 | 0 | 0 | 0 | 0
IL Fac. Spec. - NOX Rate Summer v3.1, Unit 3458 and retrofits | 522 | 7305 | Rate Constraint in lbs/MMBtu | FALSE | L | Annual | Constraint Shadow Price | US2022$/Ton | 0 | 0 | 0 | 0 | 0 | 0 | 0
IL Fac. Spec. - NOX Rate Summer v3.1, Unit 238 and retrofits | 523 | 7305 | Rate Constraint in lbs/MMBtu | FALSE | L | Annual | Seasons Included | Seasons | Summer | Summer | Summer | Summer | Summer | Summer | Summer
IL Fac. Spec. - NOX Rate Summer v3.1, Unit 238 and retrofits | 523 | 7305 | Rate Constraint in lbs/MMBtu | FALSE | L | Annual | Standard NOX | lb/MMBtu | 0.25 | 0.25 | 0.25 | 0.25 | 0.25 | 0.25 | 0.25
IL Fac. Spec. - NOX Rate Summer v3.1, Unit 238 and retrofits | 523 | 7305 | Rate Constraint in lbs/MMBtu | FALSE | L | Annual | Emissions at Affected Plants NOX | Thousand Tons | 0.0018875 | 0.0018875 | 0.00033612 | 0 | 0 | 0 | 0
IL Fac. Spec. - NOX Rate Summer v3.1, Unit 238 and retrofits | 523 | 7305 | Rate Constraint in lbs/MMBtu | FALSE | L | Annual | Allowances Purchased NOX | Thousand Tons | 0 | 0 | 0 | 0 | 0 | 0 | 0
IL Fac. Spec. - NOX Rate Summer v3.1, Unit 238 and retrofits | 523 | 7305 | Rate Constraint in lbs/MMBtu | FALSE | L | Annual | Allowances Sold NOX | Thousand Tons | 0 | 0 | 0 | 0 | 0 | 0 | 0
IL Fac. Spec. - NOX Rate Summer v3.1, Unit 238 and retrofits | 523 | 7305 | Rate Constraint in lbs/MMBtu | FALSE | L | Annual | Allowances Banked | Thousand Tons | 0 | 0 | 0 | 0 | 0 | 0 | 0
IL Fac. Spec. - NOX Rate Summer v3.1, Unit 238 and retrofits | 523 | 7305 | Rate Constraint in lbs/MMBtu | FALSE | L | Annual | Allowances Withdrawn (1:1) | Thousand Tons | 0 | 0 | 0 | 0 | 0 | 0 | 0
IL Fac. Spec. - NOX Rate Summer v3.1, Unit 238 and retrofits | 523 | 7305 | Rate Constraint in lbs/MMBtu | FALSE | L | Annual | Allowances Withdrawn (n:1) | Thousand Tons | 0 | 0 | 0 | 0 | 0 | 0 | 0
IL Fac. Spec. - NOX Rate Summer v3.1, Unit 238 and retrofits | 523 | 7305 | Rate Constraint in lbs/MMBtu | FALSE | L | Annual | Net Emissions Allowance Position | Thousand Tons | 0.0018875 | 0.0018875 | 0.00033612 | 0 | 0 | 0 | 0
IL Fac. Spec. - NOX Rate Summer v3.1, Unit 238 and retrofits | 523 | 7305 | Rate Constraint in lbs/MMBtu | FALSE | L | Annual | Fuel Consumed | TBtu | 0.11218 | 0.11218 | 0.019978 | 0 | 0 | 0 | 0
IL Fac. Spec. - NOX Rate Summer v3.1, Unit 238 and retrofits | 523 | 7305 | Rate Constraint in lbs/MMBtu | FALSE | L | Annual | Rate | lb/MMBtu | 0.03365 | 0.03365 | 0.03365 | 0 | 0 | 0 | 0
IL Fac. Spec. - NOX Rate Summer v3.1, Unit 238 and retrofits | 523 | 7305 | Rate Constraint in lbs/MMBtu | FALSE | L | Annual | Generation | TWh | 0.0099399 | 0.0099399 | 0.0017701 | 0 | 0 | 0 | 0
IL Fac. Spec. - NOX Rate Summer v3.1, Unit 238 and retrofits | 523 | 7305 | Rate Constraint in lbs/MMBtu | FALSE | L | Annual | Qualifying Generation | TWh | 0.0099399 | 0.0099399 | 0.0017701 | 0 | 0 | 0 | 0
IL Fac. Spec. - NOX Rate Summer v3.1, Unit 238 and retrofits | 523 | 7305 | Rate Constraint in lbs/MMBtu | FALSE | L | Annual | Rate | lb/MWh | 0.37977 | 0.37977 | 0.37977 | 0 | 0 | 0 | 0
IL Fac. Spec. - NOX Rate Summer v3.1, Unit 238 and retrofits | 523 | 7305 | Rate Constraint in lbs/MMBtu | FALSE | L | Annual | Constraint Shadow Price | US2022$/Ton | 0 | 0 | 0 | 0 | 0 | 0 | 0
IL Fac. Spec. - NOX Rate Summer v3.1, Unit 239 and retrofits | 524 | 7305 | Rate Constraint in lbs/MMBtu | FALSE | L | Annual | Seasons Included | Seasons | Summer | Summer | Summer | Summer | Summer | Summer | Summer
IL Fac. Spec. - NOX Rate Summer v3.1, Unit 239 and retrofits | 524 | 7305 | Rate Constraint in lbs/MMBtu | FALSE | L | Annual | Standard NOX | lb/MMBtu | 0.25 | 0.25 | 0.25 | 0.25 | 0.25 | 0.25 | 0.25
IL Fac. Spec. - NOX Rate Summer v3.1, Unit 239 and retrofits | 524 | 7305 | Rate Constraint in lbs/MMBtu | FALSE | L | Annual | Emissions at Affected Plants NOX | Thousand Tons | 0.0018297 | 0.0018297 | 0.00032583 | 0 | 0 | 0 | 0
IL Fac. Spec. - NOX Rate Summer v3.1, Unit 239 and retrofits | 524 | 7305 | Rate Constraint in lbs/MMBtu | FALSE | L | Annual | Allowances Purchased NOX | Thousand Tons | 0 | 0 | 0 | 0 | 0 | 0 | 0
IL Fac. Spec. - NOX Rate Summer v3.1, Unit 239 and retrofits | 524 | 7305 | Rate Constraint in lbs/MMBtu | FALSE | L | Annual | Allowances Sold NOX | Thousand Tons | 0 | 0 | 0 | 0 | 0 | 0 | 0
IL Fac. Spec. - NOX Rate Summer v3.1, Unit 239 and retrofits | 524 | 7305 | Rate Constraint in lbs/MMBtu | FALSE | L | Annual | Allowances Banked | Thousand Tons | 0 | 0 | 0 | 0 | 0 | 0 | 0
IL Fac. Spec. - NOX Rate Summer v3.1, Unit 239 and retrofits | 524 | 7305 | Rate Constraint in lbs/MMBtu | FALSE | L | Annual | Allowances Withdrawn (1:1) | Thousand Tons | 0 | 0 | 0 | 0 | 0 | 0 | 0
IL Fac. Spec. - NOX Rate Summer v3.1, Unit 239 and retrofits | 524 | 7305 | Rate Constraint in lbs/MMBtu | FALSE | L | Annual | Allowances Withdrawn (n:1) | Thousand Tons | 0 | 0 | 0 | 0 | 0 | 0 | 0
IL Fac. Spec. - NOX Rate Summer v3.1, Unit 239 and retrofits | 524 | 7305 | Rate Constraint in lbs/MMBtu | FALSE | L | Annual | Net Emissions Allowance Position | Thousand Tons | 0.0018297 | 0.0018297 | 0.00032583 | 0 | 0 | 0 | 0
IL Fac. Spec. - NOX Rate Summer v3.1, Unit 239 and retrofits | 524 | 7305 | Rate Constraint in lbs/MMBtu | FALSE | L | Annual | Fuel Consumed | TBtu | 0.11218 | 0.11218 | 0.019978 | 0 | 0 | 0 | 0
IL Fac. Spec. - NOX Rate Summer v3.1, Unit 239 and retrofits | 524 | 7305 | Rate Constraint in lbs/MMBtu | FALSE | L | Annual | Rate | lb/MMBtu | 0.03262 | 0.03262 | 0.03262 | 0 | 0 | 0 | 0
IL Fac. Spec. - NOX Rate Summer v3.1, Unit 239 and retrofits | 524 | 7305 | Rate Constraint in lbs/MMBtu | FALSE | L | Annual | Generation | TWh | 0.0099399 | 0.0099399 | 0.0017701 | 0 | 0 | 0 | 0
IL Fac. Spec. - NOX Rate Summer v3.1, Unit 239 and retrofits | 524 | 7305 | Rate Constraint in lbs/MMBtu | FALSE | L | Annual | Qualifying Generation | TWh | 0.0099399 | 0.0099399 | 0.0017701 | 0 | 0 | 0 | 0
IL Fac. Spec. - NOX Rate Summer v3.1, Unit 239 and retrofits | 524 | 7305 | Rate Constraint in lbs/MMBtu | FALSE | L | Annual | Rate | lb/MWh | 0.36815 | 0.36815 | 0.36815 | 0 | 0 | 0 | 0
IL Fac. Spec. - NOX Rate Summer v3.1, Unit 239 and retrofits | 524 | 7305 | Rate Constraint in lbs/MMBtu | FALSE | L | Annual | Constraint Shadow Price | US2022$/Ton | 0 | 0 | 0 | 0 | 0 | 0 | 0
IL Fac. Spec. - NOX Rate Summer v3.1, Unit 240 and retrofits | 525 | 7305 | Rate Constraint in lbs/MMBtu | FALSE | L | Annual | Seasons Included | Seasons | Summer | Summer | Summer | Summer | Summer | Summer | Summer
IL Fac. Spec. - NOX Rate Summer v3.1, Unit 240 and retrofits | 525 | 7305 | Rate Constraint in lbs/MMBtu | FALSE | L | Annual | Standard NOX | lb/MMBtu | 0.25 | 0.25 | 0.25 | 0.25 | 0.25 | 0.25 | 0.25
IL Fac. Spec. - NOX Rate Summer v3.1, Unit 240 and retrofits | 525 | 7305 | Rate Constraint in lbs/MMBtu | FALSE | L | Annual | Emissions at Affected Plants NOX | Thousand Tons | 0.001975 | 0.001975 | 0.0003517 | 0 | 0 | 0 | 0
IL Fac. Spec. - NOX Rate Summer v3.1, Unit 240 and retrofits | 525 | 7305 | Rate Constraint in lbs/MMBtu | FALSE | L | Annual | Allowances Purchased NOX | Thousand Tons | 0 | 0 | 0 | 0 | 0 | 0 | 0
IL Fac. Spec. - NOX Rate Summer v3.1, Unit 240 and retrofits | 525 | 7305 | Rate Constraint in lbs/MMBtu | FALSE | L | Annual | Allowances Sold NOX | Thousand Tons | 0 | 0 | 0 | 0 | 0 | 0 | 0
IL Fac. Spec. - NOX Rate Summer v3.1, Unit 240 and retrofits | 525 | 7305 | Rate Constraint in lbs/MMBtu | FALSE | L | Annual | Allowances Banked | Thousand Tons | 0 | 0 | 0 | 0 | 0 | 0 | 0
IL Fac. Spec. - NOX Rate Summer v3.1, Unit 240 and retrofits | 525 | 7305 | Rate Constraint in lbs/MMBtu | FALSE | L | Annual | Allowances Withdrawn (1:1) | Thousand Tons | 0 | 0 | 0 | 0 | 0 | 0 | 0
IL Fac. Spec. - NOX Rate Summer v3.1, Unit 240 and retrofits | 525 | 7305 | Rate Constraint in lbs/MMBtu | FALSE | L | Annual | Allowances Withdrawn (n:1) | Thousand Tons | 0 | 0 | 0 | 0 | 0 | 0 | 0
IL Fac. Spec. - NOX Rate Summer v3.1, Unit 240 and retrofits | 525 | 7305 | Rate Constraint in lbs/MMBtu | FALSE | L | Annual | Net Emissions Allowance Position | Thousand Tons | 0.001975 | 0.001975 | 0.0003517 | 0 | 0 | 0 | 0
IL Fac. Spec. - NOX Rate Summer v3.1, Unit 240 and retrofits | 525 | 7305 | Rate Constraint in lbs/MMBtu | FALSE | L | Annual | Fuel Consumed | TBtu | 0.11218 | 0.11218 | 0.019978 | 0 | 0 | 0 | 0
IL Fac. Spec. - NOX Rate Summer v3.1, Unit 240 and retrofits | 525 | 7305 | Rate Constraint in lbs/MMBtu | FALSE | L | Annual | Rate | lb/MMBtu | 0.03521 | 0.03521 | 0.03521 | 0 | 0 | 0 | 0
IL Fac. Spec. - NOX Rate Summer v3.1, Unit 240 and retrofits | 525 | 7305 | Rate Constraint in lbs/MMBtu | FALSE | L | Annual | Generation | TWh | 0.0099399 | 0.0099399 | 0.0017701 | 0 | 0 | 0 | 0
IL Fac. Spec. - NOX Rate Summer v3.1, Unit 240 and retrofits | 525 | 7305 | Rate Constraint in lbs/MMBtu | FALSE | L | Annual | Qualifying Generation | TWh | 0.0099399 | 0.0099399 | 0.0017701 | 0 | 0 | 0 | 0
IL Fac. Spec. - NOX Rate Summer v3.1, Unit 240 and retrofits | 525 | 7305 | Rate Constraint in lbs/MMBtu | FALSE | L | Annual | Rate | lb/MWh | 0.39738 | 0.39738 | 0.39738 | 0 | 0 | 0 | 0
IL Fac. Spec. - NOX Rate Summer v3.1, Unit 240 and retrofits | 525 | 7305 | Rate Constraint in lbs/MMBtu | FALSE | L | Annual | Constraint Shadow Price | US2022$/Ton | 0 | 0 | 0 | 0 | 0 | 0 | 0
IL Fac. Spec. - NOX Rate Summer v3.1, Unit 247 and retrofits | 526 | 7305 | Rate Constraint in lbs/MMBtu | FALSE | L | Annual | Seasons Included | Seasons | Summer | Summer | Summer | Summer | Summer | Summer | Summer
IL Fac. Spec. - NOX Rate Summer v3.1, Unit 247 and retrofits | 526 | 7305 | Rate Constraint in lbs/MMBtu | FALSE | L | Annual | Standard NOX | lb/MMBtu | 0.25 | 0.25 | 0.25 | 0.25 | 0.25 | 0.25 | 0.25
IL Fac. Spec. - NOX Rate Summer v3.1, Unit 247 and retrofits | 526 | 7305 | Rate Constraint in lbs/MMBtu | FALSE | L | Annual | Emissions at Affected Plants NOX | Thousand Tons | 0.00062216 | 0.00026457 | 4.7114e-05 | 0 | 0 | 0 | 0
IL Fac. Spec. - NOX Rate Summer v3.1, Unit 247 and retrofits | 526 | 7305 | Rate Constraint in lbs/MMBtu | FALSE | L | Annual | Allowances Purchased NOX | Thousand Tons | 0 | 0 | 0 | 0 | 0 | 0 | 0
IL Fac. Spec. - NOX Rate Summer v3.1, Unit 247 and retrofits | 526 | 7305 | Rate Constraint in lbs/MMBtu | FALSE | L | Annual | Allowances Sold NOX | Thousand Tons | 0 | 0 | 0 | 0 | 0 | 0 | 0
IL Fac. Spec. - NOX Rate Summer v3.1, Unit 247 and retrofits | 526 | 7305 | Rate Constraint in lbs/MMBtu | FALSE | L | Annual | Allowances Banked | Thousand Tons | 0 | 0 | 0 | 0 | 0 | 0 | 0
IL Fac. Spec. - NOX Rate Summer v3.1, Unit 247 and retrofits | 526 | 7305 | Rate Constraint in lbs/MMBtu | FALSE | L | Annual | Allowances Withdrawn (1:1) | Thousand Tons | 0 | 0 | 0 | 0 | 0 | 0 | 0
IL Fac. Spec. - NOX Rate Summer v3.1, Unit 247 and retrofits | 526 | 7305 | Rate Constraint in lbs/MMBtu | FALSE | L | Annual | Allowances Withdrawn (n:1) | Thousand Tons | 0 | 0 | 0 | 0 | 0 | 0 | 0
IL Fac. Spec. - NOX Rate Summer v3.1, Unit 247 and retrofits | 526 | 7305 | Rate Constraint in lbs/MMBtu | FALSE | L | Annual | Net Emissions Allowance Position | Thousand Tons | 0.00062216 | 0.00026457 | 4.7114e-05 | 0 | 0 | 0 | 0
IL Fac. Spec. - NOX Rate Summer v3.1, Unit 247 and retrofits | 526 | 7305 | Rate Constraint in lbs/MMBtu | FALSE | L | Annual | Fuel Consumed | TBtu | 0.073498 | 0.031254 | 0.0055658 | 0 | 0 | 0 | 0
IL Fac. Spec. - NOX Rate Summer v3.1, Unit 247 and retrofits | 526 | 7305 | Rate Constraint in lbs/MMBtu | FALSE | L | Annual | Rate | lb/MMBtu | 0.01693 | 0.01693 | 0.01693 | 0 | 0 | 0 | 0
IL Fac. Spec. - NOX Rate Summer v3.1, Unit 247 and retrofits | 526 | 7305 | Rate Constraint in lbs/MMBtu | FALSE | L | Annual | Generation | TWh | 0.0068402 | 0.0029087 | 0.00051799 | 0 | 0 | 0 | 0
IL Fac. Spec. - NOX Rate Summer v3.1, Unit 247 and retrofits | 526 | 7305 | Rate Constraint in lbs/MMBtu | FALSE | L | Annual | Qualifying Generation | TWh | 0.0068402 | 0.0029087 | 0.00051799 | 0 | 0 | 0 | 0
IL Fac. Spec. - NOX Rate Summer v3.1, Unit 247 and retrofits | 526 | 7305 | Rate Constraint in lbs/MMBtu | FALSE | L | Annual | Rate | lb/MWh | 0.18191 | 0.18191 | 0.18191 | 0 | 0 | 0 | 0
IL Fac. Spec. - NOX Rate Summer v3.1, Unit 247 and retrofits | 526 | 7305 | Rate Constraint in lbs/MMBtu | FALSE | L | Annual | Constraint Shadow Price | US2022$/Ton | 0 | 0 | 0 | 0 | 0 | 0 | 0
IL Fac. Spec. - NOX Rate Summer v3.1, Unit 248 and retrofits | 527 | 7305 | Rate Constraint in lbs/MMBtu | FALSE | L | Annual | Seasons Included | Seasons | Summer | Summer | Summer | Summer | Summer | Summer | Summer
IL Fac. Spec. - NOX Rate Summer v3.1, Unit 248 and retrofits | 527 | 7305 | Rate Constraint in lbs/MMBtu | FALSE | L | Annual | Standard NOX | lb/MMBtu | 0.25 | 0.25 | 0.25 | 0.25 | 0.25 | 0.25 | 0.25
IL Fac. Spec. - NOX Rate Summer v3.1, Unit 248 and retrofits | 527 | 7305 | Rate Constraint in lbs/MMBtu | FALSE | L | Annual | Emissions at Affected Plants NOX | Thousand Tons | 0.00060118 | 0.00025222 | 4.4916e-05 | 0 | 0 | 0 | 0
IL Fac. Spec. - NOX Rate Summer v3.1, Unit 248 and retrofits | 527 | 7305 | Rate Constraint in lbs/MMBtu | FALSE | L | Annual | Allowances Purchased NOX | Thousand Tons | 0 | 0 | 0 | 0 | 0 | 0 | 0
IL Fac. Spec. - NOX Rate Summer v3.1, Unit 248 and retrofits | 527 | 7305 | Rate Constraint in lbs/MMBtu | FALSE | L | Annual | Allowances Sold NOX | Thousand Tons | 0 | 0 | 0 | 0 | 0 | 0 | 0
IL Fac. Spec. - NOX Rate Summer v3.1, Unit 248 and retrofits | 527 | 7305 | Rate Constraint in lbs/MMBtu | FALSE | L | Annual | Allowances Banked | Thousand Tons | 0 | 0 | 0 | 0 | 0 | 0 | 0
IL Fac. Spec. - NOX Rate Summer v3.1, Unit 248 and retrofits | 527 | 7305 | Rate Constraint in lbs/MMBtu | FALSE | L | Annual | Allowances Withdrawn (1:1) | Thousand Tons | 0 | 0 | 0 | 0 | 0 | 0 | 0
IL Fac. Spec. - NOX Rate Summer v3.1, Unit 248 and retrofits | 527 | 7305 | Rate Constraint in lbs/MMBtu | FALSE | L | Annual | Allowances Withdrawn (n:1) | Thousand Tons | 0 | 0 | 0 | 0 | 0 | 0 | 0
IL Fac. Spec. - NOX Rate Summer v3.1, Unit 248 and retrofits | 527 | 7305 | Rate Constraint in lbs/MMBtu | FALSE | L | Annual | Net Emissions Allowance Position | Thousand Tons | 0.00060118 | 0.00025222 | 4.4916e-05 | 0 | 0 | 0 | 0
IL Fac. Spec. - NOX Rate Summer v3.1, Unit 248 and retrofits | 527 | 7305 | Rate Constraint in lbs/MMBtu | FALSE | L | Annual | Fuel Consumed | TBtu | 0.074496 | 0.031254 | 0.0055658 | 0 | 0 | 0 | 0
IL Fac. Spec. - NOX Rate Summer v3.1, Unit 248 and retrofits | 527 | 7305 | Rate Constraint in lbs/MMBtu | FALSE | L | Annual | Rate | lb/MMBtu | 0.01614 | 0.01614 | 0.01614 | 0 | 0 | 0 | 0
IL Fac. Spec. - NOX Rate Summer v3.1, Unit 248 and retrofits | 527 | 7305 | Rate Constraint in lbs/MMBtu | FALSE | L | Annual | Generation | TWh | 0.0069331 | 0.0029087 | 0.00051799 | 0 | 0 | 0 | 0
IL Fac. Spec. - NOX Rate Summer v3.1, Unit 248 and retrofits | 527 | 7305 | Rate Constraint in lbs/MMBtu | FALSE | L | Annual | Qualifying Generation | TWh | 0.0069331 | 0.0029087 | 0.00051799 | 0 | 0 | 0 | 0
IL Fac. Spec. - NOX Rate Summer v3.1, Unit 248 and retrofits | 527 | 7305 | Rate Constraint in lbs/MMBtu | FALSE | L | Annual | Rate | lb/MWh | 0.17342 | 0.17342 | 0.17342 | 0 | 0 | 0 | 0
IL Fac. Spec. - NOX Rate Summer v3.1, Unit 248 and retrofits | 527 | 7305 | Rate Constraint in lbs/MMBtu | FALSE | L | Annual | Constraint Shadow Price | US2022$/Ton | 0 | 0 | 0 | 0 | 0 | 0 | 0
IL Fac. Spec. - NOX Rate Summer v3.1, Unit 249 and retrofits | 528 | 7305 | Rate Constraint in lbs/MMBtu | FALSE | L | Annual | Seasons Included | Seasons | Summer | Summer | Summer | Summer | Summer | Summer | Summer
IL Fac. Spec. - NOX Rate Summer v3.1, Unit 249 and retrofits | 528 | 7305 | Rate Constraint in lbs/MMBtu | FALSE | L | Annual | Standard NOX | lb/MMBtu | 0.25 | 0.25 | 0.25 | 0.25 | 0.25 | 0.25 | 0.25
IL Fac. Spec. - NOX Rate Summer v3.1, Unit 249 and retrofits | 528 | 7305 | Rate Constraint in lbs/MMBtu | FALSE | L | Annual | Emissions at Affected Plants NOX | Thousand Tons | 0.00023378 | 0.00023378 | 4.1632e-05 | 0 | 0 | 0 | 0
IL Fac. Spec. - NOX Rate Summer v3.1, Unit 249 and retrofits | 528 | 7305 | Rate Constraint in lbs/MMBtu | FALSE | L | Annual | Allowances Purchased NOX | Thousand Tons | 0 | 0 | 0 | 0 | 0 | 0 | 0
IL Fac. Spec. - NOX Rate Summer v3.1, Unit 249 and retrofits | 528 | 7305 | Rate Constraint in lbs/MMBtu | FALSE | L | Annual | Allowances Sold NOX | Thousand Tons | 0 | 0 | 0 | 0 | 0 | 0 | 0
IL Fac. Spec. - NOX Rate Summer v3.1, Unit 249 and retrofits | 528 | 7305 | Rate Constraint in lbs/MMBtu | FALSE | L | Annual | Allowances Banked | Thousand Tons | 0 | 0 | 0 | 0 | 0 | 0 | 0
IL Fac. Spec. - NOX Rate Summer v3.1, Unit 249 and retrofits | 528 | 7305 | Rate Constraint in lbs/MMBtu | FALSE | L | Annual | Allowances Withdrawn (1:1) | Thousand Tons | 0 | 0 | 0 | 0 | 0 | 0 | 0
IL Fac. Spec. - NOX Rate Summer v3.1, Unit 249 and retrofits | 528 | 7305 | Rate Constraint in lbs/MMBtu | FALSE | L | Annual | Allowances Withdrawn (n:1) | Thousand Tons | 0 | 0 | 0 | 0 | 0 | 0 | 0
IL Fac. Spec. - NOX Rate Summer v3.1, Unit 249 and retrofits | 528 | 7305 | Rate Constraint in lbs/MMBtu | FALSE | L | Annual | Net Emissions Allowance Position | Thousand Tons | 0.00023378 | 0.00023378 | 4.1632e-05 | 0 | 0 | 0 | 0
IL Fac. Spec. - NOX Rate Summer v3.1, Unit 249 and retrofits | 528 | 7305 | Rate Constraint in lbs/MMBtu | FALSE | L | Annual | Fuel Consumed | TBtu | 0.031254 | 0.031254 | 0.0055658 | 0 | 0 | 0 | 0
IL Fac. Spec. - NOX Rate Summer v3.1, Unit 249 and retrofits | 528 | 7305 | Rate Constraint in lbs/MMBtu | FALSE | L | Annual | Rate | lb/MMBtu | 0.01496 | 0.01496 | 0.01496 | 0 | 0 | 0 | 0
IL Fac. Spec. - NOX Rate Summer v3.1, Unit 249 and retrofits | 528 | 7305 | Rate Constraint in lbs/MMBtu | FALSE | L | Annual | Generation | TWh | 0.0029087 | 0.0029087 | 0.00051799 | 0 | 0 | 0 | 0
IL Fac. Spec. - NOX Rate Summer v3.1, Unit 249 and retrofits | 528 | 7305 | Rate Constraint in lbs/MMBtu | FALSE | L | Annual | Qualifying Generation | TWh | 0.0029087 | 0.0029087 | 0.00051799 | 0 | 0 | 0 | 0
IL Fac. Spec. - NOX Rate Summer v3.1, Unit 249 and retrofits | 528 | 7305 | Rate Constraint in lbs/MMBtu | FALSE | L | Annual | Rate | lb/MWh | 0.16075 | 0.16075 | 0.16075 | 0 | 0 | 0 | 0
IL Fac. Spec. - NOX Rate Summer v3.1, Unit 249 and retrofits | 528 | 7305 | Rate Constraint in lbs/MMBtu | FALSE | L | Annual | Constraint Shadow Price | US2022$/Ton | 0 | 0 | 0 | 0 | 0 | 0 | 0
IL Fac. Spec. - NOX Rate Summer v3.1, Unit 250 and retrofits | 529 | 7305 | Rate Constraint in lbs/MMBtu | FALSE | L | Annual | Seasons Included | Seasons | Summer | Summer | Summer | Summer | Summer | Summer | Summer
IL Fac. Spec. - NOX Rate Summer v3.1, Unit 250 and retrofits | 529 | 7305 | Rate Constraint in lbs/MMBtu | FALSE | L | Annual | Standard NOX | lb/MMBtu | 0.25 | 0.25 | 0.25 | 0.25 | 0.25 | 0.25 | 0.25
IL Fac. Spec. - NOX Rate Summer v3.1, Unit 250 and retrofits | 529 | 7305 | Rate Constraint in lbs/MMBtu | FALSE | L | Annual | Emissions at Affected Plants NOX | Thousand Tons | 0.00052371 | 0.00021972 | 3.9127e-05 | 0 | 0 | 0 | 0
IL Fac. Spec. - NOX Rate Summer v3.1, Unit 250 and retrofits | 529 | 7305 | Rate Constraint in lbs/MMBtu | FALSE | L | Annual | Allowances Purchased NOX | Thousand Tons | 0 | 0 | 0 | 0 | 0 | 0 | 0
IL Fac. Spec. - NOX Rate Summer v3.1, Unit 250 and retrofits | 529 | 7305 | Rate Constraint in lbs/MMBtu | FALSE | L | Annual | Allowances Sold NOX | Thousand Tons | 0 | 0 | 0 | 0 | 0 | 0 | 0
IL Fac. Spec. - NOX Rate Summer v3.1, Unit 250 and retrofits | 529 | 7305 | Rate Constraint in lbs/MMBtu | FALSE | L | Annual | Allowances Banked | Thousand Tons | 0 | 0 | 0 | 0 | 0 | 0 | 0
IL Fac. Spec. - NOX Rate Summer v3.1, Unit 250 and retrofits | 529 | 7305 | Rate Constraint in lbs/MMBtu | FALSE | L | Annual | Allowances Withdrawn (1:1) | Thousand Tons | 0 | 0 | 0 | 0 | 0 | 0 | 0
IL Fac. Spec. - NOX Rate Summer v3.1, Unit 250 and retrofits | 529 | 7305 | Rate Constraint in lbs/MMBtu | FALSE | L | Annual | Allowances Withdrawn (n:1) | Thousand Tons | 0 | 0 | 0 | 0 | 0 | 0 | 0
IL Fac. Spec. - NOX Rate Summer v3.1, Unit 250 and retrofits | 529 | 7305 | Rate Constraint in lbs/MMBtu | FALSE | L | Annual | Net Emissions Allowance Position | Thousand Tons | 0.00052371 | 0.00021972 | 3.9127e-05 | 0 | 0 | 0 | 0
IL Fac. Spec. - NOX Rate Summer v3.1, Unit 250 and retrofits | 529 | 7305 | Rate Constraint in lbs/MMBtu | FALSE | L | Annual | Fuel Consumed | TBtu | 0.074496 | 0.031254 | 0.0055658 | 0 | 0 | 0 | 0
IL Fac. Spec. - NOX Rate Summer v3.1, Unit 250 and retrofits | 529 | 7305 | Rate Constraint in lbs/MMBtu | FALSE | L | Annual | Rate | lb/MMBtu | 0.01406 | 0.01406 | 0.01406 | 0 | 0 | 0 | 0
IL Fac. Spec. - NOX Rate Summer v3.1, Unit 250 and retrofits | 529 | 7305 | Rate Constraint in lbs/MMBtu | FALSE | L | Annual | Generation | TWh | 0.0069331 | 0.0029087 | 0.00051799 | 0 | 0 | 0 | 0
IL Fac. Spec. - NOX Rate Summer v3.1, Unit 250 and retrofits | 529 | 7305 | Rate Constraint in lbs/MMBtu | FALSE | L | Annual | Qualifying Generation | TWh | 0.0069331 | 0.0029087 | 0.00051799 | 0 | 0 | 0 | 0
IL Fac. Spec. - NOX Rate Summer v3.1, Unit 250 and retrofits | 529 | 7305 | Rate Constraint in lbs/MMBtu | FALSE | L | Annual | Rate | lb/MWh | 0.15107 | 0.15107 | 0.15107 | 0 | 0 | 0 | 0
IL Fac. Spec. - NOX Rate Summer v3.1, Unit 250 and retrofits | 529 | 7305 | Rate Constraint in lbs/MMBtu | FALSE | L | Annual | Constraint Shadow Price | US2022$/Ton | 0 | 0 | 0 | 0 | 0 | 0 | 0
IL Fac. Spec. - NOX Rate Summer v3.1, Unit 251 and retrofits | 530 | 7305 | Rate Constraint in lbs/MMBtu | FALSE | L | Annual | Seasons Included | Seasons | Summer | Summer | Summer | Summer | Summer | Summer | Summer
IL Fac. Spec. - NOX Rate Summer v3.1, Unit 251 and retrofits | 530 | 7305 | Rate Constraint in lbs/MMBtu | FALSE | L | Annual | Standard NOX | lb/MMBtu | 0.25 | 0.25 | 0.25 | 0.25 | 0.25 | 0.25 | 0.25
IL Fac. Spec. - NOX Rate Summer v3.1, Unit 251 and retrofits | 530 | 7305 | Rate Constraint in lbs/MMBtu | FALSE | L | Annual | Emissions at Affected Plants NOX | Thousand Tons | 0.0002816 | 0.0002816 | 5.0148e-05 | 0 | 0 | 0 | 0
IL Fac. Spec. - NOX Rate Summer v3.1, Unit 251 and retrofits | 530 | 7305 | Rate Constraint in lbs/MMBtu | FALSE | L | Annual | Allowances Purchased NOX | Thousand Tons | 0 | 0 | 0 | 0 | 0 | 0 | 0
IL Fac. Spec. - NOX Rate Summer v3.1, Unit 251 and retrofits | 530 | 7305 | Rate Constraint in lbs/MMBtu | FALSE | L | Annual | Allowances Sold NOX | Thousand Tons | 0 | 0 | 0 | 0 | 0 | 0 | 0
IL Fac. Spec. - NOX Rate Summer v3.1, Unit 251 and retrofits | 530 | 7305 | Rate Constraint in lbs/MMBtu | FALSE | L | Annual | Allowances Banked | Thousand Tons | 0 | 0 | 0 | 0 | 0 | 0 | 0
IL Fac. Spec. - NOX Rate Summer v3.1, Unit 251 and retrofits | 530 | 7305 | Rate Constraint in lbs/MMBtu | FALSE | L | Annual | Allowances Withdrawn (1:1) | Thousand Tons | 0 | 0 | 0 | 0 | 0 | 0 | 0
IL Fac. Spec. - NOX Rate Summer v3.1, Unit 251 and retrofits | 530 | 7305 | Rate Constraint in lbs/MMBtu | FALSE | L | Annual | Allowances Withdrawn (n:1) | Thousand Tons | 0 | 0 | 0 | 0 | 0 | 0 | 0
IL Fac. Spec. - NOX Rate Summer v3.1, Unit 251 and retrofits | 530 | 7305 | Rate Constraint in lbs/MMBtu | FALSE | L | Annual | Net Emissions Allowance Position | Thousand Tons | 0.0002816 | 0.0002816 | 5.0148e-05 | 0 | 0 | 0 | 0
IL Fac. Spec. - NOX Rate Summer v3.1, Unit 251 and retrofits | 530 | 7305 | Rate Constraint in lbs/MMBtu | FALSE | L | Annual | Fuel Consumed | TBtu | 0.031254 | 0.031254 | 0.0055658 | 0 | 0 | 0 | 0
IL Fac. Spec. - NOX Rate Summer v3.1, Unit 251 and retrofits | 530 | 7305 | Rate Constraint in lbs/MMBtu | FALSE | L | Annual | Rate | lb/MMBtu | 0.01802 | 0.01802 | 0.01802 | 0 | 0 | 0 | 0
IL Fac. Spec. - NOX Rate Summer v3.1, Unit 251 and retrofits | 530 | 7305 | Rate Constraint in lbs/MMBtu | FALSE | L | Annual | Generation | TWh | 0.0029087 | 0.0029087 | 0.00051799 | 0 | 0 | 0 | 0
IL Fac. Spec. - NOX Rate Summer v3.1, Unit 251 and retrofits | 530 | 7305 | Rate Constraint in lbs/MMBtu | FALSE | L | Annual | Qualifying Generation | TWh | 0.0029087 | 0.0029087 | 0.00051799 | 0 | 0 | 0 | 0
IL Fac. Spec. - NOX Rate Summer v3.1, Unit 251 and retrofits | 530 | 7305 | Rate Constraint in lbs/MMBtu | FALSE | L | Annual | Rate | lb/MWh | 0.19362 | 0.19362 | 0.19362 | 0 | 0 | 0 | 0
IL Fac. Spec. - NOX Rate Summer v3.1, Unit 251 and retrofits | 530 | 7305 | Rate Constraint in lbs/MMBtu | FALSE | L | Annual | Constraint Shadow Price | US2022$/Ton | 0 | 0 | 0 | 0 | 0 | 0 | 0
IL Fac. Spec. - NOX Rate Summer v3.1, Unit 252 and retrofits | 531 | 7305 | Rate Constraint in lbs/MMBtu | FALSE | L | Annual | Seasons Included | Seasons | Summer | Summer | Summer | Summer | Summer | Summer | Summer
IL Fac. Spec. - NOX Rate Summer v3.1, Unit 252 and retrofits | 531 | 7305 | Rate Constraint in lbs/MMBtu | FALSE | L | Annual | Standard NOX | lb/MMBtu | 0.25 | 0.25 | 0.25 | 0.25 | 0.25 | 0.25 | 0.25
IL Fac. Spec. - NOX Rate Summer v3.1, Unit 252 and retrofits | 531 | 7305 | Rate Constraint in lbs/MMBtu | FALSE | L | Annual | Emissions at Affected Plants NOX | Thousand Tons | 0.00065817 | 0.00027613 | 4.9174e-05 | 0 | 0 | 0 | 0
IL Fac. Spec. - NOX Rate Summer v3.1, Unit 252 and retrofits | 531 | 7305 | Rate Constraint in lbs/MMBtu | FALSE | L | Annual | Allowances Purchased NOX | Thousand Tons | 0 | 0 | 0 | 0 | 0 | 0 | 0
IL Fac. Spec. - NOX Rate Summer v3.1, Unit 252 and retrofits | 531 | 7305 | Rate Constraint in lbs/MMBtu | FALSE | L | Annual | Allowances Sold NOX | Thousand Tons | 0 | 0 | 0 | 0 | 0 | 0 | 0
IL Fac. Spec. - NOX Rate Summer v3.1, Unit 252 and retrofits | 531 | 7305 | Rate Constraint in lbs/MMBtu | FALSE | L | Annual | Allowances Banked | Thousand Tons | 0 | 0 | 0 | 0 | 0 | 0 | 0
IL Fac. Spec. - NOX Rate Summer v3.1, Unit 252 and retrofits | 531 | 7305 | Rate Constraint in lbs/MMBtu | FALSE | L | Annual | Allowances Withdrawn (1:1) | Thousand Tons | 0 | 0 | 0 | 0 | 0 | 0 | 0
IL Fac. Spec. - NOX Rate Summer v3.1, Unit 252 and retrofits | 531 | 7305 | Rate Constraint in lbs/MMBtu | FALSE | L | Annual | Allowances Withdrawn (n:1) | Thousand Tons | 0 | 0 | 0 | 0 | 0 | 0 | 0
IL Fac. Spec. - NOX Rate Summer v3.1, Unit 252 and retrofits | 531 | 7305 | Rate Constraint in lbs/MMBtu | FALSE | L | Annual | Net Emissions Allowance Position | Thousand Tons | 0.00065817 | 0.00027613 | 4.9174e-05 | 0 | 0 | 0 | 0
IL Fac. Spec. - NOX Rate Summer v3.1, Unit 252 and retrofits | 531 | 7305 | Rate Constraint in lbs/MMBtu | FALSE | L | Annual | Fuel Consumed | TBtu | 0.074496 | 0.031254 | 0.0055658 | 0 | 0 | 0 | 0
IL Fac. Spec. - NOX Rate Summer v3.1, Unit 252 and retrofits | 531 | 7305 | Rate Constraint in lbs/MMBtu | FALSE | L | Annual | Rate | lb/MMBtu | 0.01767 | 0.01767 | 0.01767 | 0 | 0 | 0 | 0
IL Fac. Spec. - NOX Rate Summer v3.1, Unit 252 and retrofits | 531 | 7305 | Rate Constraint in lbs/MMBtu | FALSE | L | Annual | Generation | TWh | 0.0069331 | 0.0029087 | 0.00051799 | 0 | 0 | 0 | 0
IL Fac. Spec. - NOX Rate Summer v3.1, Unit 252 and retrofits | 531 | 7305 | Rate Constraint in lbs/MMBtu | FALSE | L | Annual | Qualifying Generation | TWh | 0.0069331 | 0.0029087 | 0.00051799 | 0 | 0 | 0 | 0
IL Fac. Spec. - NOX Rate Summer v3.1, Unit 252 and retrofits | 531 | 7305 | Rate Constraint in lbs/MMBtu | FALSE | L | Annual | Rate | lb/MWh | 0.18986 | 0.18986 | 0.18986 | 0 | 0 | 0 | 0
IL Fac. Spec. - NOX Rate Summer v3.1, Unit 252 and retrofits | 531 | 7305 | Rate Constraint in lbs/MMBtu | FALSE | L | Annual | Constraint Shadow Price | US2022$/Ton | 0 | 0 | 0 | 0 | 0 | 0 | 0
IL Fac. Spec. - NOX Rate Summer v3.1, Unit 253 and retrofits | 532 | 7305 | Rate Constraint in lbs/MMBtu | FALSE | L | Annual | Seasons Included | Seasons | Summer | Summer | Summer | Summer | Summer | Summer | Summer
IL Fac. Spec. - NOX Rate Summer v3.1, Unit 253 and retrofits | 532 | 7305 | Rate Constraint in lbs/MMBtu | FALSE | L | Annual | Standard NOX | lb/MMBtu | 0.25 | 0.25 | 0.25 | 0.25 | 0.25 | 0.25 | 0.25
IL Fac. Spec. - NOX Rate Summer v3.1, Unit 253 and retrofits | 532 | 7305 | Rate Constraint in lbs/MMBtu | FALSE | L | Annual | Emissions at Affected Plants NOX | Thousand Tons | 0.00023065 | 0.00023065 | 4.1076e-05 | 0 | 0 | 0 | 0
IL Fac. Spec. - NOX Rate Summer v3.1, Unit 253 and retrofits | 532 | 7305 | Rate Constraint in lbs/MMBtu | FALSE | L | Annual | Allowances Purchased NOX | Thousand Tons | 0 | 0 | 0 | 0 | 0 | 0 | 0
IL Fac. Spec. - NOX Rate Summer v3.1, Unit 253 and retrofits | 532 | 7305 | Rate Constraint in lbs/MMBtu | FALSE | L | Annual | Allowances Sold NOX | Thousand Tons | 0 | 0 | 0 | 0 | 0 | 0 | 0
IL Fac. Spec. - NOX Rate Summer v3.1, Unit 253 and retrofits | 532 | 7305 | Rate Constraint in lbs/MMBtu | FALSE | L | Annual | Allowances Banked | Thousand Tons | 0 | 0 | 0 | 0 | 0 | 0 | 0
IL Fac. Spec. - NOX Rate Summer v3.1, Unit 253 and retrofits | 532 | 7305 | Rate Constraint in lbs/MMBtu | FALSE | L | Annual | Allowances Withdrawn (1:1) | Thousand Tons | 0 | 0 | 0 | 0 | 0 | 0 | 0
IL Fac. Spec. - NOX Rate Summer v3.1, Unit 253 and retrofits | 532 | 7305 | Rate Constraint in lbs/MMBtu | FALSE | L | Annual | Allowances Withdrawn (n:1) | Thousand Tons | 0 | 0 | 0 | 0 | 0 | 0 | 0
IL Fac. Spec. - NOX Rate Summer v3.1, Unit 253 and retrofits | 532 | 7305 | Rate Constraint in lbs/MMBtu | FALSE | L | Annual | Net Emissions Allowance Position | Thousand Tons | 0.00023065 | 0.00023065 | 4.1076e-05 | 0 | 0 | 0 | 0
IL Fac. Spec. - NOX Rate Summer v3.1, Unit 253 and retrofits | 532 | 7305 | Rate Constraint in lbs/MMBtu | FALSE | L | Annual | Fuel Consumed | TBtu | 0.031254 | 0.031254 | 0.0055658 | 0 | 0 | 0 | 0
IL Fac. Spec. - NOX Rate Summer v3.1, Unit 253 and retrofits | 532 | 7305 | Rate Constraint in lbs/MMBtu | FALSE | L | Annual | Rate | lb/MMBtu | 0.01476 | 0.01476 | 0.01476 | 0 | 0 | 0 | 0
IL Fac. Spec. - NOX Rate Summer v3.1, Unit 253 and retrofits | 532 | 7305 | Rate Constraint in lbs/MMBtu | FALSE | L | Annual | Generation | TWh | 0.0029087 | 0.0029087 | 0.00051799 | 0 | 0 | 0 | 0
IL Fac. Spec. - NOX Rate Summer v3.1, Unit 253 and retrofits | 532 | 7305 | Rate Constraint in lbs/MMBtu | FALSE | L | Annual | Qualifying Generation | TWh | 0.0029087 | 0.0029087 | 0.00051799 | 0 | 0 | 0 | 0
IL Fac. Spec. - NOX Rate Summer v3.1, Unit 253 and retrofits | 532 | 7305 | Rate Constraint in lbs/MMBtu | FALSE | L | Annual | Rate | lb/MWh | 0.1586 | 0.1586 | 0.1586 | 0 | 0 | 0 | 0
IL Fac. Spec. - NOX Rate Summer v3.1, Unit 253 and retrofits | 532 | 7305 | Rate Constraint in lbs/MMBtu | FALSE | L | Annual | Constraint Shadow Price | US2022$/Ton | 0 | 0 | 0 | 0 | 0 | 0 | 0
IL Fac. Spec. - NOX Rate Summer v3.1, Unit 254 and retrofits | 533 | 7305 | Rate Constraint in lbs/MMBtu | FALSE | L | Annual | Seasons Included | Seasons | Summer | Summer | Summer | Summer | Summer | Summer | Summer
IL Fac. Spec. - NOX Rate Summer v3.1, Unit 254 and retrofits | 533 | 7305 | Rate Constraint in lbs/MMBtu | FALSE | L | Annual | Standard NOX | lb/MMBtu | 0.25 | 0.25 | 0.25 | 0.25 | 0.25 | 0.25 | 0.25
IL Fac. Spec. - NOX Rate Summer v3.1, Unit 254 and retrofits | 533 | 7305 | Rate Constraint in lbs/MMBtu | FALSE | L | Annual | Emissions at Affected Plants NOX | Thousand Tons | 0.00051849 | 0.00021753 | 3.8738e-05 | 0 | 0 | 0 | 0
IL Fac. Spec. - NOX Rate Summer v3.1, Unit 254 and retrofits | 533 | 7305 | Rate Constraint in lbs/MMBtu | FALSE | L | Annual | Allowances Purchased NOX | Thousand Tons | 0 | 0 | 0 | 0 | 0 | 0 | 0
IL Fac. Spec. - NOX Rate Summer v3.1, Unit 254 and retrofits | 533 | 7305 | Rate Constraint in lbs/MMBtu | FALSE | L | Annual | Allowances Sold NOX | Thousand Tons | 0 | 0 | 0 | 0 | 0 | 0 | 0
IL Fac. Spec. - NOX Rate Summer v3.1, Unit 254 and retrofits | 533 | 7305 | Rate Constraint in lbs/MMBtu | FALSE | L | Annual | Allowances Banked | Thousand Tons | 0 | 0 | 0 | 0 | 0 | 0 | 0
IL Fac. Spec. - NOX Rate Summer v3.1, Unit 254 and retrofits | 533 | 7305 | Rate Constraint in lbs/MMBtu | FALSE | L | Annual | Allowances Withdrawn (1:1) | Thousand Tons | 0 | 0 | 0 | 0 | 0 | 0 | 0
IL Fac. Spec. - NOX Rate Summer v3.1, Unit 254 and retrofits | 533 | 7305 | Rate Constraint in lbs/MMBtu | FALSE | L | Annual | Allowances Withdrawn (n:1) | Thousand Tons | 0 | 0 | 0 | 0 | 0 | 0 | 0
IL Fac. Spec. - NOX Rate Summer v3.1, Unit 254 and retrofits | 533 | 7305 | Rate Constraint in lbs/MMBtu | FALSE | L | Annual | Net Emissions Allowance Position | Thousand Tons | 0.00051849 | 0.00021753 | 3.8738e-05 | 0 | 0 | 0 | 0
IL Fac. Spec. - NOX Rate Summer v3.1, Unit 254 and retrofits | 533 | 7305 | Rate Constraint in lbs/MMBtu | FALSE | L | Annual | Fuel Consumed | TBtu | 0.074496 | 0.031254 | 0.0055658 | 0 | 0 | 0 | 0
IL Fac. Spec. - NOX Rate Summer v3.1, Unit 254 and retrofits | 533 | 7305 | Rate Constraint in lbs/MMBtu | FALSE | L | Annual | Rate | lb/MMBtu | 0.01392 | 0.01392 | 0.01392 | 0 | 0 | 0 | 0
IL Fac. Spec. - NOX Rate Summer v3.1, Unit 254 and retrofits | 533 | 7305 | Rate Constraint in lbs/MMBtu | FALSE | L | Annual | Generation | TWh | 0.0069331 | 0.0029087 | 0.00051799 | 0 | 0 | 0 | 0
IL Fac. Spec. - NOX Rate Summer v3.1, Unit 254 and retrofits | 533 | 7305 | Rate Constraint in lbs/MMBtu | FALSE | L | Annual | Qualifying Generation | TWh | 0.0069331 | 0.0029087 | 0.00051799 | 0 | 0 | 0 | 0
IL Fac. Spec. - NOX Rate Summer v3.1, Unit 254 and retrofits | 533 | 7305 | Rate Constraint in lbs/MMBtu | FALSE | L | Annual | Rate | lb/MWh | 0.14957 | 0.14957 | 0.14957 | 0 | 0 | 0 | 0
IL Fac. Spec. - NOX Rate Summer v3.1, Unit 254 and retrofits | 533 | 7305 | Rate Constraint in lbs/MMBtu | FALSE | L | Annual | Constraint Shadow Price | US2022$/Ton | 0 | 0 | 0 | 0 | 0 | 0 | 0
IL Fac. Spec. - NOX Rate Summer v3.1, Unit 255 and retrofits | 534 | 7305 | Rate Constraint in lbs/MMBtu | FALSE | L | Annual | Seasons Included | Seasons | Summer | Summer | Summer | Summer | Summer | Summer | Summer
IL Fac. Spec. - NOX Rate Summer v3.1, Unit 255 and retrofits | 534 | 7305 | Rate Constraint in lbs/MMBtu | FALSE | L | Annual | Standard NOX | lb/MMBtu | 0.25 | 0.25 | 0.25 | 0.25 | 0.25 | 0.25 | 0.25
IL Fac. Spec. - NOX Rate Summer v3.1, Unit 255 and retrofits | 534 | 7305 | Rate Constraint in lbs/MMBtu | FALSE | L | Annual | Emissions at Affected Plants NOX | Thousand Tons | 0.00027238 | 0.00027238 | 4.8506e-05 | 0 | 0 | 0 | 0
IL Fac. Spec. - NOX Rate Summer v3.1, Unit 255 and retrofits | 534 | 7305 | Rate Constraint in lbs/MMBtu | FALSE | L | Annual | Allowances Purchased NOX | Thousand Tons | 0 | 0 | 0 | 0 | 0 | 0 | 0
IL Fac. Spec. - NOX Rate Summer v3.1, Unit 255 and retrofits | 534 | 7305 | Rate Constraint in lbs/MMBtu | FALSE | L | Annual | Allowances Sold NOX | Thousand Tons | 0 | 0 | 0 | 0 | 0 | 0 | 0
IL Fac. Spec. - NOX Rate Summer v3.1, Unit 255 and retrofits | 534 | 7305 | Rate Constraint in lbs/MMBtu | FALSE | L | Annual | Allowances Banked | Thousand Tons | 0 | 0 | 0 | 0 | 0 | 0 | 0
IL Fac. Spec. - NOX Rate Summer v3.1, Unit 255 and retrofits | 534 | 7305 | Rate Constraint in lbs/MMBtu | FALSE | L | Annual | Allowances Withdrawn (1:1) | Thousand Tons | 0 | 0 | 0 | 0 | 0 | 0 | 0
IL Fac. Spec. - NOX Rate Summer v3.1, Unit 255 and retrofits | 534 | 7305 | Rate Constraint in lbs/MMBtu | FALSE | L | Annual | Allowances Withdrawn (n:1) | Thousand Tons | 0 | 0 | 0 | 0 | 0 | 0 | 0
IL Fac. Spec. - NOX Rate Summer v3.1, Unit 255 and retrofits | 534 | 7305 | Rate Constraint in lbs/MMBtu | FALSE | L | Annual | Net Emissions Allowance Position | Thousand Tons | 0.00027238 | 0.00027238 | 4.8506e-05 | 0 | 0 | 0 | 0
IL Fac. Spec. - NOX Rate Summer v3.1, Unit 255 and retrofits | 534 | 7305 | Rate Constraint in lbs/MMBtu | FALSE | L | Annual | Fuel Consumed | TBtu | 0.031254 | 0.031254 | 0.0055658 | 0 | 0 | 0 | 0
IL Fac. Spec. - NOX Rate Summer v3.1, Unit 255 and retrofits | 534 | 7305 | Rate Constraint in lbs/MMBtu | FALSE | L | Annual | Rate | lb/MMBtu | 0.01743 | 0.01743 | 0.01743 | 0 | 0 | 0 | 0
IL Fac. Spec. - NOX Rate Summer v3.1, Unit 255 and retrofits | 534 | 7305 | Rate Constraint in lbs/MMBtu | FALSE | L | Annual | Generation | TWh | 0.0029087 | 0.0029087 | 0.00051799 | 0 | 0 | 0 | 0
IL Fac. Spec. - NOX Rate Summer v3.1, Unit 255 and retrofits | 534 | 7305 | Rate Constraint in lbs/MMBtu | FALSE | L | Annual | Qualifying Generation | TWh | 0.0029087 | 0.0029087 | 0.00051799 | 0 | 0 | 0 | 0
IL Fac. Spec. - NOX Rate Summer v3.1, Unit 255 and retrofits | 534 | 7305 | Rate Constraint in lbs/MMBtu | FALSE | L | Annual | Rate | lb/MWh | 0.18729 | 0.18729 | 0.18729 | 0 | 0 | 0 | 0
IL Fac. Spec. - NOX Rate Summer v3.1, Unit 255 and retrofits | 534 | 7305 | Rate Constraint in lbs/MMBtu | FALSE | L | Annual | Constraint Shadow Price | US2022$/Ton | 0 | 0 | 0 | 0 | 0 | 0 | 0
IL Fac. Spec. - NOX Rate Summer v3.1, Unit 256 and retrofits | 535 | 7305 | Rate Constraint in lbs/MMBtu | FALSE | L | Annual | Seasons Included | Seasons | Summer | Summer | Summer | Summer | Summer | Summer | Summer
IL Fac. Spec. - NOX Rate Summer v3.1, Unit 256 and retrofits | 535 | 7305 | Rate Constraint in lbs/MMBtu | FALSE | L | Annual | Standard NOX | lb/MMBtu | 0.25 | 0.25 | 0.25 | 0.25 | 0.25 | 0.25 | 0.25
IL Fac. Spec. - NOX Rate Summer v3.1, Unit 256 and retrofits | 535 | 7305 | Rate Constraint in lbs/MMBtu | FALSE | L | Annual | Emissions at Affected Plants NOX | Thousand Tons | 0.00081312 | 0.00034114 | 6.0751e-05 | 0 | 0 | 0 | 0
IL Fac. Spec. - NOX Rate Summer v3.1, Unit 256 and retrofits | 535 | 7305 | Rate Constraint in lbs/MMBtu | FALSE | L | Annual | Allowances Purchased NOX | Thousand Tons | 0 | 0 | 0 | 0 | 0 | 0 | 0
IL Fac. Spec. - NOX Rate Summer v3.1, Unit 256 and retrofits | 535 | 7305 | Rate Constraint in lbs/MMBtu | FALSE | L | Annual | Allowances Sold NOX | Thousand Tons | 0 | 0 | 0 | 0 | 0 | 0 | 0
IL Fac. Spec. - NOX Rate Summer v3.1, Unit 256 and retrofits | 535 | 7305 | Rate Constraint in lbs/MMBtu | FALSE | L | Annual | Allowances Banked | Thousand Tons | 0 | 0 | 0 | 0 | 0 | 0 | 0
IL Fac. Spec. - NOX Rate Summer v3.1, Unit 256 and retrofits | 535 | 7305 | Rate Constraint in lbs/MMBtu | FALSE | L | Annual | Allowances Withdrawn (1:1) | Thousand Tons | 0 | 0 | 0 | 0 | 0 | 0 | 0
IL Fac. Spec. - NOX Rate Summer v3.1, Unit 256 and retrofits | 535 | 7305 | Rate Constraint in lbs/MMBtu | FALSE | L | Annual | Allowances Withdrawn (n:1) | Thousand Tons | 0 | 0 | 0 | 0 | 0 | 0 | 0
IL Fac. Spec. - NOX Rate Summer v3.1, Unit 256 and retrofits | 535 | 7305 | Rate Constraint in lbs/MMBtu | FALSE | L | Annual | Net Emissions Allowance Position | Thousand Tons | 0.00081312 | 0.00034114 | 6.0751e-05 | 0 | 0 | 0 | 0
IL Fac. Spec. - NOX Rate Summer v3.1, Unit 256 and retrofits | 535 | 7305 | Rate Constraint in lbs/MMBtu | FALSE | L | Annual | Fuel Consumed | TBtu | 0.074496 | 0.031254 | 0.0055658 | 0 | 0 | 0 | 0
IL Fac. Spec. - NOX Rate Summer v3.1, Unit 256 and retrofits | 535 | 7305 | Rate Constraint in lbs/MMBtu | FALSE | L | Annual | Rate | lb/MMBtu | 0.02183 | 0.02183 | 0.02183 | 0 | 0 | 0 | 0
IL Fac. Spec. - NOX Rate Summer v3.1, Unit 256 and retrofits | 535 | 7305 | Rate Constraint in lbs/MMBtu | FALSE | L | Annual | Generation | TWh | 0.0069331 | 0.0029087 | 0.00051799 | 0 | 0 | 0 | 0
IL Fac. Spec. - NOX Rate Summer v3.1, Unit 256 and retrofits | 535 | 7305 | Rate Constraint in lbs/MMBtu | FALSE | L | Annual | Qualifying Generation | TWh | 0.0069331 | 0.0029087 | 0.00051799 | 0 | 0 | 0 | 0
IL Fac. Spec. - NOX Rate Summer v3.1, Unit 256 and retrofits | 535 | 7305 | Rate Constraint in lbs/MMBtu | FALSE | L | Annual | Rate | lb/MWh | 0.23456 | 0.23456 | 0.23456 | 0 | 0 | 0 | 0
IL Fac. Spec. - NOX Rate Summer v3.1, Unit 256 and retrofits | 535 | 7305 | Rate Constraint in lbs/MMBtu | FALSE | L | Annual | Constraint Shadow Price | US2022$/Ton | 0 | 0 | 0 | 0 | 0 | 0 | 0
IL Fac. Spec. - NOX Rate Summer v3.1, Unit 257 and retrofits | 536 | 7305 | Rate Constraint in lbs/MMBtu | FALSE | L | Annual | Seasons Included | Seasons | Summer | Summer | Summer | Summer | Summer | Summer | Summer
IL Fac. Spec. - NOX Rate Summer v3.1, Unit 257 and retrofits | 536 | 7305 | Rate Constraint in lbs/MMBtu | FALSE | L | Annual | Standard NOX | lb/MMBtu | 0.25 | 0.25 | 0.25 | 0.25 | 0.25 | 0.25 | 0.25
IL Fac. Spec. - NOX Rate Summer v3.1, Unit 257 and retrofits | 536 | 7305 | Rate Constraint in lbs/MMBtu | FALSE | L | Annual | Emissions at Affected Plants NOX | Thousand Tons | 0.00033004 | 0.00033004 | 5.8775e-05 | 0 | 0 | 0 | 0
IL Fac. Spec. - NOX Rate Summer v3.1, Unit 257 and retrofits | 536 | 7305 | Rate Constraint in lbs/MMBtu | FALSE | L | Annual | Allowances Purchased NOX | Thousand Tons | 0 | 0 | 0 | 0 | 0 | 0 | 0
IL Fac. Spec. - NOX Rate Summer v3.1, Unit 257 and retrofits | 536 | 7305 | Rate Constraint in lbs/MMBtu | FALSE | L | Annual | Allowances Sold NOX | Thousand Tons | 0 | 0 | 0 | 0 | 0 | 0 | 0
IL Fac. Spec. - NOX Rate Summer v3.1, Unit 257 and retrofits | 536 | 7305 | Rate Constraint in lbs/MMBtu | FALSE | L | Annual | Allowances Banked | Thousand Tons | 0 | 0 | 0 | 0 | 0 | 0 | 0
IL Fac. Spec. - NOX Rate Summer v3.1, Unit 257 and retrofits | 536 | 7305 | Rate Constraint in lbs/MMBtu | FALSE | L | Annual | Allowances Withdrawn (1:1) | Thousand Tons | 0 | 0 | 0 | 0 | 0 | 0 | 0
IL Fac. Spec. - NOX Rate Summer v3.1, Unit 257 and retrofits | 536 | 7305 | Rate Constraint in lbs/MMBtu | FALSE | L | Annual | Allowances Withdrawn (n:1) | Thousand Tons | 0 | 0 | 0 | 0 | 0 | 0 | 0
IL Fac. Spec. - NOX Rate Summer v3.1, Unit 257 and retrofits | 536 | 7305 | Rate Constraint in lbs/MMBtu | FALSE | L | Annual | Net Emissions Allowance Position | Thousand Tons | 0.00033004 | 0.00033004 | 5.8775e-05 | 0 | 0 | 0 | 0
IL Fac. Spec. - NOX Rate Summer v3.1, Unit 257 and retrofits | 536 | 7305 | Rate Constraint in lbs/MMBtu | FALSE | L | Annual | Fuel Consumed | TBtu | 0.031254 | 0.031254 | 0.0055658 | 0 | 0 | 0 | 0
IL Fac. Spec. - NOX Rate Summer v3.1, Unit 257 and retrofits | 536 | 7305 | Rate Constraint in lbs/MMBtu | FALSE | L | Annual | Rate | lb/MMBtu | 0.02112 | 0.02112 | 0.02112 | 0 | 0 | 0 | 0
IL Fac. Spec. - NOX Rate Summer v3.1, Unit 257 and retrofits | 536 | 7305 | Rate Constraint in lbs/MMBtu | FALSE | L | Annual | Generation | TWh | 0.0029087 | 0.0029087 | 0.00051799 | 0 | 0 | 0 | 0
IL Fac. Spec. - NOX Rate Summer v3.1, Unit 257 and retrofits | 536 | 7305 | Rate Constraint in lbs/MMBtu | FALSE | L | Annual | Qualifying Generation | TWh | 0.0029087 | 0.0029087 | 0.00051799 | 0 | 0 | 0 | 0
IL Fac. Spec. - NOX Rate Summer v3.1, Unit 257 and retrofits | 536 | 7305 | Rate Constraint in lbs/MMBtu | FALSE | L | Annual | Rate | lb/MWh | 0.22693 | 0.22693 | 0.22693 | 0 | 0 | 0 | 0
IL Fac. Spec. - NOX Rate Summer v3.1, Unit 257 and retrofits | 536 | 7305 | Rate Constraint in lbs/MMBtu | FALSE | L | Annual | Constraint Shadow Price | US2022$/Ton | 0 | 0 | 0 | 0 | 0 | 0 | 0
IL Fac. Spec. - NOX Rate Summer v3.1, Unit 258 and retrofits | 537 | 7305 | Rate Constraint in lbs/MMBtu | FALSE | L | Annual | Seasons Included | Seasons | Summer | Summer | Summer | Summer | Summer | Summer | Summer
IL Fac. Spec. - NOX Rate Summer v3.1, Unit 258 and retrofits | 537 | 7305 | Rate Constraint in lbs/MMBtu | FALSE | L | Annual | Standard NOX | lb/MMBtu | 0.25 | 0.25 | 0.25 | 0.25 | 0.25 | 0.25 | 0.25
IL Fac. Spec. - NOX Rate Summer v3.1, Unit 258 and retrofits | 537 | 7305 | Rate Constraint in lbs/MMBtu | FALSE | L | Annual | Emissions at Affected Plants NOX | Thousand Tons | 0.00026925 | 0.00026925 | 4.7949e-05 | 0 | 0 | 0 | 0
IL Fac. Spec. - NOX Rate Summer v3.1, Unit 258 and retrofits | 537 | 7305 | Rate Constraint in lbs/MMBtu | FALSE | L | Annual | Allowances Purchased NOX | Thousand Tons | 0 | 0 | 0 | 0 | 0 | 0 | 0
IL Fac. Spec. - NOX Rate Summer v3.1, Unit 258 and retrofits | 537 | 7305 | Rate Constraint in lbs/MMBtu | FALSE | L | Annual | Allowances Sold NOX | Thousand Tons | 0 | 0 | 0 | 0 | 0 | 0 | 0
IL Fac. Spec. - NOX Rate Summer v3.1, Unit 258 and retrofits | 537 | 7305 | Rate Constraint in lbs/MMBtu | FALSE | L | Annual | Allowances Banked | Thousand Tons | 0 | 0 | 0 | 0 | 0 | 0 | 0
IL Fac. Spec. - NOX Rate Summer v3.1, Unit 258 and retrofits | 537 | 7305 | Rate Constraint in lbs/MMBtu | FALSE | L | Annual | Allowances Withdrawn (1:1) | Thousand Tons | 0 | 0 | 0 | 0 | 0 | 0 | 0
IL Fac. Spec. - NOX Rate Summer v3.1, Unit 258 and retrofits | 537 | 7305 | Rate Constraint in lbs/MMBtu | FALSE | L | Annual | Allowances Withdrawn (n:1) | Thousand Tons | 0 | 0 | 0 | 0 | 0 | 0 | 0
IL Fac. Spec. - NOX Rate Summer v3.1, Unit 258 and retrofits | 537 | 7305 | Rate Constraint in lbs/MMBtu | FALSE | L | Annual | Net Emissions Allowance Position | Thousand Tons | 0.00026925 | 0.00026925 | 4.7949e-05 | 0 | 0 | 0 | 0
IL Fac. Spec. - NOX Rate Summer v3.1, Unit 258 and retrofits | 537 | 7305 | Rate Constraint in lbs/MMBtu | FALSE | L | Annual | Fuel Consumed | TBtu | 0.031254 | 0.031254 | 0.0055658 | 0 | 0 | 0 | 0
IL Fac. Spec. - NOX Rate Summer v3.1, Unit 258 and retrofits | 537 | 7305 | Rate Constraint in lbs/MMBtu | FALSE | L | Annual | Rate | lb/MMBtu | 0.01723 | 0.01723 | 0.01723 | 0 | 0 | 0 | 0
IL Fac. Spec. - NOX Rate Summer v3.1, Unit 258 and retrofits | 537 | 7305 | Rate Constraint in lbs/MMBtu | FALSE | L | Annual | Generation | TWh | 0.0029087 | 0.0029087 | 0.00051799 | 0 | 0 | 0 | 0
IL Fac. Spec. - NOX Rate Summer v3.1, Unit 258 and retrofits | 537 | 7305 | Rate Constraint in lbs/MMBtu | FALSE | L | Annual | Qualifying Generation | TWh | 0.0029087 | 0.0029087 | 0.00051799 | 0 | 0 | 0 | 0
IL Fac. Spec. - NOX Rate Summer v3.1, Unit 258 and retrofits | 537 | 7305 | Rate Constraint in lbs/MMBtu | FALSE | L | Annual | Rate | lb/MWh | 0.18514 | 0.18514 | 0.18514 | 0 | 0 | 0 | 0
IL Fac. Spec. - NOX Rate Summer v3.1, Unit 258 and retrofits | 537 | 7305 | Rate Constraint in lbs/MMBtu | FALSE | L | Annual | Constraint Shadow Price | US2022$/Ton | 0 | 0 | 0 | 0 | 0 | 0 | 0
IL Fac. Spec. - NOX Rate Summer v3.1, Unit 261 and retrofits | 538 | 7305 | Rate Constraint in lbs/MMBtu | FALSE | L | Annual | Seasons Included | Seasons | Summer | Summer | Summer | Summer | Summer | Summer | Summer
IL Fac. Spec. - NOX Rate Summer v3.1, Unit 261 and retrofits | 538 | 7305 | Rate Constraint in lbs/MMBtu | FALSE | L | Annual | Standard NOX | lb/MMBtu | 0.25 | 0.25 | 0.25 | 0.25 | 0.25 | 0.25 | 0.25
IL Fac. Spec. - NOX Rate Summer v3.1, Unit 261 and retrofits | 538 | 7305 | Rate Constraint in lbs/MMBtu | FALSE | L | Annual | Emissions at Affected Plants NOX | Thousand Tons | 0.00045158 | 0.0013958 | 0 | 0 | 0 | 0 | 0
IL Fac. Spec. - NOX Rate Summer v3.1, Unit 261 and retrofits | 538 | 7305 | Rate Constraint in lbs/MMBtu | FALSE | L | Annual | Allowances Purchased NOX | Thousand Tons | 0 | 0 | 0 | 0 | 0 | 0 | 0
IL Fac. Spec. - NOX Rate Summer v3.1, Unit 261 and retrofits | 538 | 7305 | Rate Constraint in lbs/MMBtu | FALSE | L | Annual | Allowances Sold NOX | Thousand Tons | 0 | 0 | 0 | 0 | 0 | 0 | 0
IL Fac. Spec. - NOX Rate Summer v3.1, Unit 261 and retrofits | 538 | 7305 | Rate Constraint in lbs/MMBtu | FALSE | L | Annual | Allowances Banked | Thousand Tons | 0 | 0 | 0 | 0 | 0 | 0 | 0
IL Fac. Spec. - NOX Rate Summer v3.1, Unit 261 and retrofits | 538 | 7305 | Rate Constraint in lbs/MMBtu | FALSE | L | Annual | Allowances Withdrawn (1:1) | Thousand Tons | 0 | 0 | 0 | 0 | 0 | 0 | 0
IL Fac. Spec. - NOX Rate Summer v3.1, Unit 261 and retrofits | 538 | 7305 | Rate Constraint in lbs/MMBtu | FALSE | L | Annual | Allowances Withdrawn (n:1) | Thousand Tons | 0 | 0 | 0 | 0 | 0 | 0 | 0
IL Fac. Spec. - NOX Rate Summer v3.1, Unit 261 and retrofits | 538 | 7305 | Rate Constraint in lbs/MMBtu | FALSE | L | Annual | Net Emissions Allowance Position | Thousand Tons | 0.00045158 | 0.0013958 | 0 | 0 | 0 | 0 | 0
IL Fac. Spec. - NOX Rate Summer v3.1, Unit 261 and retrofits | 538 | 7305 | Rate Constraint in lbs/MMBtu | FALSE | L | Annual | Fuel Consumed | TBtu | 0.012497 | 0.038627 | 0 | 0 | 0 | 0 | 0
IL Fac. Spec. - NOX Rate Summer v3.1, Unit 261 and retrofits | 538 | 7305 | Rate Constraint in lbs/MMBtu | FALSE | L | Annual | Rate | lb/MMBtu | 0.07227 | 0.07227 | 0 | 0 | 0 | 0 | 0
IL Fac. Spec. - NOX Rate Summer v3.1, Unit 261 and retrofits | 538 | 7305 | Rate Constraint in lbs/MMBtu | FALSE | L | Annual | Generation | TWh | 0.0010337 | 0.003195 | 0 | 0 | 0 | 0 | 0
IL Fac. Spec. - NOX Rate Summer v3.1, Unit 261 and retrofits | 538 | 7305 | Rate Constraint in lbs/MMBtu | FALSE | L | Annual | Qualifying Generation | TWh | 0.0010337 | 0.003195 | 0 | 0 | 0 | 0 | 0
IL Fac. Spec. - NOX Rate Summer v3.1, Unit 261 and retrofits | 538 | 7305 | Rate Constraint in lbs/MMBtu | FALSE | L | Annual | Rate | lb/MWh | 0.87374 | 0.87374 | 0 | 0 | 0 | 0 | 0
IL Fac. Spec. - NOX Rate Summer v3.1, Unit 261 and retrofits | 538 | 7305 | Rate Constraint in lbs/MMBtu | FALSE | L | Annual | Constraint Shadow Price | US2022$/Ton | 0 | 0 | 0 | 0 | 0 | 0 | 0
IL Fac. Spec. - NOX Rate Summer v3.1, Unit 262 and retrofits | 539 | 7305 | Rate Constraint in lbs/MMBtu | FALSE | L | Annual | Seasons Included | Seasons | Summer | Summer | Summer | Summer | Summer | Summer | Summer
IL Fac. Spec. - NOX Rate Summer v3.1, Unit 262 and retrofits | 539 | 7305 | Rate Constraint in lbs/MMBtu | FALSE | L | Annual | Standard NOX | lb/MMBtu | 0.25 | 0.25 | 0.25 | 0.25 | 0.25 | 0.25 | 0.25
IL Fac. Spec. - NOX Rate Summer v3.1, Unit 262 and retrofits | 539 | 7305 | Rate Constraint in lbs/MMBtu | FALSE | L | Annual | Emissions at Affected Plants NOX | Thousand Tons | 0.00059069 | 0.0018258 | 0 | 0 | 0 | 0 | 0
IL Fac. Spec. - NOX Rate Summer v3.1, Unit 262 and retrofits | 539 | 7305 | Rate Constraint in lbs/MMBtu | FALSE | L | Annual | Allowances Purchased NOX | Thousand Tons | 0 | 0 | 0 | 0 | 0 | 0 | 0
IL Fac. Spec. - NOX Rate Summer v3.1, Unit 262 and retrofits | 539 | 7305 | Rate Constraint in lbs/MMBtu | FALSE | L | Annual | Allowances Sold NOX | Thousand Tons | 0 | 0 | 0 | 0 | 0 | 0 | 0
IL Fac. Spec. - NOX Rate Summer v3.1, Unit 262 and retrofits | 539 | 7305 | Rate Constraint in lbs/MMBtu | FALSE | L | Annual | Allowances Banked | Thousand Tons | 0 | 0 | 0 | 0 | 0 | 0 | 0
IL Fac. Spec. - NOX Rate Summer v3.1, Unit 262 and retrofits | 539 | 7305 | Rate Constraint in lbs/MMBtu | FALSE | L | Annual | Allowances Withdrawn (1:1) | Thousand Tons | 0 | 0 | 0 | 0 | 0 | 0 | 0
IL Fac. Spec. - NOX Rate Summer v3.1, Unit 262 and retrofits | 539 | 7305 | Rate Constraint in lbs/MMBtu | FALSE | L | Annual | Allowances Withdrawn (n:1) | Thousand Tons | 0 | 0 | 0 | 0 | 0 | 0 | 0
IL Fac. Spec. - NOX Rate Summer v3.1, Unit 262 and retrofits | 539 | 7305 | Rate Constraint in lbs/MMBtu | FALSE | L | Annual | Net Emissions Allowance Position | Thousand Tons | 0.00059069 | 0.0018258 | 0 | 0 | 0 | 0 | 0
IL Fac. Spec. - NOX Rate Summer v3.1, Unit 262 and retrofits | 539 | 7305 | Rate Constraint in lbs/MMBtu | FALSE | L | Annual | Fuel Consumed | TBtu | 0.012077 | 0.037329 | 0 | 0 | 0 | 0 | 0
IL Fac. Spec. - NOX Rate Summer v3.1, Unit 262 and retrofits | 539 | 7305 | Rate Constraint in lbs/MMBtu | FALSE | L | Annual | Rate | lb/MMBtu | 0.09782 | 0.09782 | 0 | 0 | 0 | 0 | 0
IL Fac. Spec. - NOX Rate Summer v3.1, Unit 262 and retrofits | 539 | 7305 | Rate Constraint in lbs/MMBtu | FALSE | L | Annual | Generation | TWh | 0.00099918 | 0.0030884 | 0 | 0 | 0 | 0 | 0
IL Fac. Spec. - NOX Rate Summer v3.1, Unit 262 and retrofits | 539 | 7305 | Rate Constraint in lbs/MMBtu | FALSE | L | Annual | Qualifying Generation | TWh | 0.00099918 | 0.0030884 | 0 | 0 | 0 | 0 | 0
IL Fac. Spec. - NOX Rate Summer v3.1, Unit 262 and retrofits | 539 | 7305 | Rate Constraint in lbs/MMBtu | FALSE | L | Annual | Rate | lb/MWh | 1.1824 | 1.1824 | 0 | 0 | 0 | 0 | 0
IL Fac. Spec. - NOX Rate Summer v3.1, Unit 262 and retrofits | 539 | 7305 | Rate Constraint in lbs/MMBtu | FALSE | L | Annual | Constraint Shadow Price | US2022$/Ton | 0 | 0 | 0 | 0 | 0 | 0 | 0
IL Fac. Spec. - NOX Rate Summer v3.1, Unit 263 and retrofits | 540 | 7305 | Rate Constraint in lbs/MMBtu | FALSE | L | Annual | Seasons Included | Seasons | Summer | Summer | Summer | Summer | Summer | Summer | Summer
IL Fac. Spec. - NOX Rate Summer v3.1, Unit 263 and retrofits | 540 | 7305 | Rate Constraint in lbs/MMBtu | FALSE | L | Annual | Standard NOX | lb/MMBtu | 0.25 | 0.25 | 0.25 | 0.25 | 0.25 | 0.25 | 0.25
IL Fac. Spec. - NOX Rate Summer v3.1, Unit 263 and retrofits | 540 | 7305 | Rate Constraint in lbs/MMBtu | FALSE | L | Annual | Emissions at Affected Plants NOX | Thousand Tons | 0.00052423 | 0.0016203 | 0 | 0 | 0 | 0 | 0
IL Fac. Spec. - NOX Rate Summer v3.1, Unit 263 and retrofits | 540 | 7305 | Rate Constraint in lbs/MMBtu | FALSE | L | Annual | Allowances Purchased NOX | Thousand Tons | 0 | 0 | 0 | 0 | 0 | 0 | 0
IL Fac. Spec. - NOX Rate Summer v3.1, Unit 263 and retrofits | 540 | 7305 | Rate Constraint in lbs/MMBtu | FALSE | L | Annual | Allowances Sold NOX | Thousand Tons | 0 | 0 | 0 | 0 | 0 | 0 | 0
IL Fac. Spec. - NOX Rate Summer v3.1, Unit 263 and retrofits | 540 | 7305 | Rate Constraint in lbs/MMBtu | FALSE | L | Annual | Allowances Banked | Thousand Tons | 0 | 0 | 0 | 0 | 0 | 0 | 0
IL Fac. Spec. - NOX Rate Summer v3.1, Unit 263 and retrofits | 540 | 7305 | Rate Constraint in lbs/MMBtu | FALSE | L | Annual | Allowances Withdrawn (1:1) | Thousand Tons | 0 | 0 | 0 | 0 | 0 | 0 | 0
IL Fac. Spec. - NOX Rate Summer v3.1, Unit 263 and retrofits | 540 | 7305 | Rate Constraint in lbs/MMBtu | FALSE | L | Annual | Allowances Withdrawn (n:1) | Thousand Tons | 0 | 0 | 0 | 0 | 0 | 0 | 0
IL Fac. Spec. - NOX Rate Summer v3.1, Unit 263 and retrofits | 540 | 7305 | Rate Constraint in lbs/MMBtu | FALSE | L | Annual | Net Emissions Allowance Position | Thousand Tons | 0.00052423 | 0.0016203 | 0 | 0 | 0 | 0 | 0
IL Fac. Spec. - NOX Rate Summer v3.1, Unit 263 and retrofits | 540 | 7305 | Rate Constraint in lbs/MMBtu | FALSE | L | Annual | Fuel Consumed | TBtu | 0.012339 | 0.038139 | 0 | 0 | 0 | 0 | 0
IL Fac. Spec. - NOX Rate Summer v3.1, Unit 263 and retrofits | 540 | 7305 | Rate Constraint in lbs/MMBtu | FALSE | L | Annual | Rate | lb/MMBtu | 0.08497 | 0.08497 | 0 | 0 | 0 | 0 | 0
IL Fac. Spec. - NOX Rate Summer v3.1, Unit 263 and retrofits | 540 | 7305 | Rate Constraint in lbs/MMBtu | FALSE | L | Annual | Generation | TWh | 0.0010209 | 0.0031554 | 0 | 0 | 0 | 0 | 0
IL Fac. Spec. - NOX Rate Summer v3.1, Unit 263 and retrofits | 540 | 7305 | Rate Constraint in lbs/MMBtu | FALSE | L | Annual | Qualifying Generation | TWh | 0.0010209 | 0.0031554 | 0 | 0 | 0 | 0 | 0
IL Fac. Spec. - NOX Rate Summer v3.1, Unit 263 and retrofits | 540 | 7305 | Rate Constraint in lbs/MMBtu | FALSE | L | Annual | Rate | lb/MWh | 1.027 | 1.027 | 0 | 0 | 0 | 0 | 0
IL Fac. Spec. - NOX Rate Summer v3.1, Unit 263 and retrofits | 540 | 7305 | Rate Constraint in lbs/MMBtu | FALSE | L | Annual | Constraint Shadow Price | US2022$/Ton | 0 | 0 | 0 | 0 | 0 | 0 | 0
IL Fac. Spec. - NOX Rate Summer v3.1, Unit 264 and retrofits | 541 | 7305 | Rate Constraint in lbs/MMBtu | FALSE | L | Annual | Seasons Included | Seasons | Summer | Summer | Summer | Summer | Summer | Summer | Summer
IL Fac. Spec. - NOX Rate Summer v3.1, Unit 264 and retrofits | 541 | 7305 | Rate Constraint in lbs/MMBtu | FALSE | L | Annual | Standard NOX | lb/MMBtu | 0.25 | 0.25 | 0.25 | 0.25 | 0.25 | 0.25 | 0.25
IL Fac. Spec. - NOX Rate Summer v3.1, Unit 264 and retrofits | 541 | 7305 | Rate Constraint in lbs/MMBtu | FALSE | L | Annual | Emissions at Affected Plants NOX | Thousand Tons | 0.00024421 | 0.00075482 | 0 | 0 | 0 | 0 | 0
IL Fac. Spec. - NOX Rate Summer v3.1, Unit 264 and retrofits | 541 | 7305 | Rate Constraint in lbs/MMBtu | FALSE | L | Annual | Allowances Purchased NOX | Thousand Tons | 0 | 0 | 0 | 0 | 0 | 0 | 0
IL Fac. Spec. - NOX Rate Summer v3.1, Unit 264 and retrofits | 541 | 7305 | Rate Constraint in lbs/MMBtu | FALSE | L | Annual | Allowances Sold NOX | Thousand Tons | 0 | 0 | 0 | 0 | 0 | 0 | 0
IL Fac. Spec. - NOX Rate Summer v3.1, Unit 264 and retrofits | 541 | 7305 | Rate Constraint in lbs/MMBtu | FALSE | L | Annual | Allowances Banked | Thousand Tons | 0 | 0 | 0 | 0 | 0 | 0 | 0
IL Fac. Spec. - NOX Rate Summer v3.1, Unit 264 and retrofits | 541 | 7305 | Rate Constraint in lbs/MMBtu | FALSE | L | Annual | Allowances Withdrawn (1:1) | Thousand Tons | 0 | 0 | 0 | 0 | 0 | 0 | 0
IL Fac. Spec. - NOX Rate Summer v3.1, Unit 264 and retrofits | 541 | 7305 | Rate Constraint in lbs/MMBtu | FALSE | L | Annual | Allowances Withdrawn (n:1) | Thousand Tons | 0 | 0 | 0 | 0 | 0 | 0 | 0
IL Fac. Spec. - NOX Rate Summer v3.1, Unit 264 and retrofits | 541 | 7305 | Rate Constraint in lbs/MMBtu | FALSE | L | Annual | Net Emissions Allowance Position | Thousand Tons | 0.00024421 | 0.00075482 | 0 | 0 | 0 | 0 | 0
IL Fac. Spec. - NOX Rate Summer v3.1, Unit 264 and retrofits | 541 | 7305 | Rate Constraint in lbs/MMBtu | FALSE | L | Annual | Fuel Consumed | TBtu | 0.0033779 | 0.010441 | 0 | 0 | 0 | 0 | 0
IL Fac. Spec. - NOX Rate Summer v3.1, Unit 264 and retrofits | 541 | 7305 | Rate Constraint in lbs/MMBtu | FALSE | L | Annual | Rate | lb/MMBtu | 0.14459 | 0.14459 | 0 | 0 | 0 | 0 | 0
IL Fac. Spec. - NOX Rate Summer v3.1, Unit 264 and retrofits | 541 | 7305 | Rate Constraint in lbs/MMBtu | FALSE | L | Annual | Generation | TWh | 0.00027954 | 0.00086402 | 0 | 0 | 0 | 0 | 0
IL Fac. Spec. - NOX Rate Summer v3.1, Unit 264 and retrofits | 541 | 7305 | Rate Constraint in lbs/MMBtu | FALSE | L | Annual | Qualifying Generation | TWh | 0.00027954 | 0.00086402 | 0 | 0 | 0 | 0 | 0
IL Fac. Spec. - NOX Rate Summer v3.1, Unit 264 and retrofits | 541 | 7305 | Rate Constraint in lbs/MMBtu | FALSE | L | Annual | Rate | lb/MWh | 1.7472 | 1.7472 | 0 | 0 | 0 | 0 | 0
IL Fac. Spec. - NOX Rate Summer v3.1, Unit 264 and retrofits | 541 | 7305 | Rate Constraint in lbs/MMBtu | FALSE | L | Annual | Constraint Shadow Price | US2022$/Ton | 0 | 0 | 0 | 0 | 0 | 0 | 0
IL Fac. Spec. - NOX Rate Summer v3.1, Unit 265 and retrofits | 542 | 7305 | Rate Constraint in lbs/MMBtu | FALSE | L | Annual | Seasons Included | Seasons | Summer | Summer | Summer | Summer | Summer | Summer | Summer
IL Fac. Spec. - NOX Rate Summer v3.1, Unit 265 and retrofits | 542 | 7305 | Rate Constraint in lbs/MMBtu | FALSE | L | Annual | Standard NOX | lb/MMBtu | 0.25 | 0.25 | 0.25 | 0.25 | 0.25 | 0.25 | 0.25
IL Fac. Spec. - NOX Rate Summer v3.1, Unit 265 and retrofits | 542 | 7305 | Rate Constraint in lbs/MMBtu | FALSE | L | Annual | Emissions at Affected Plants NOX | Thousand Tons | 0.0029298 | 0.0029298 | 0.00052174 | 0 | 0 | 0 | 0
IL Fac. Spec. - NOX Rate Summer v3.1, Unit 265 and retrofits | 542 | 7305 | Rate Constraint in lbs/MMBtu | FALSE | L | Annual | Allowances Purchased NOX | Thousand Tons | 0 | 0 | 0 | 0 | 0 | 0 | 0
IL Fac. Spec. - NOX Rate Summer v3.1, Unit 265 and retrofits | 542 | 7305 | Rate Constraint in lbs/MMBtu | FALSE | L | Annual | Allowances Sold NOX | Thousand Tons | 0 | 0 | 0 | 0 | 0 | 0 | 0
IL Fac. Spec. - NOX Rate Summer v3.1, Unit 265 and retrofits | 542 | 7305 | Rate Constraint in lbs/MMBtu | FALSE | L | Annual | Allowances Banked | Thousand Tons | 0 | 0 | 0 | 0 | 0 | 0 | 0
IL Fac. Spec. - NOX Rate Summer v3.1, Unit 265 and retrofits | 542 | 7305 | Rate Constraint in lbs/MMBtu | FALSE | L | Annual | Allowances Withdrawn (1:1) | Thousand Tons | 0 | 0 | 0 | 0 | 0 | 0 | 0
IL Fac. Spec. - NOX Rate Summer v3.1, Unit 265 and retrofits | 542 | 7305 | Rate Constraint in lbs/MMBtu | FALSE | L | Annual | Allowances Withdrawn (n:1) | Thousand Tons | 0 | 0 | 0 | 0 | 0 | 0 | 0
IL Fac. Spec. - NOX Rate Summer v3.1, Unit 265 and retrofits | 542 | 7305 | Rate Constraint in lbs/MMBtu | FALSE | L | Annual | Net Emissions Allowance Position | Thousand Tons | 0.0029298 | 0.0029298 | 0.00052174 | 0 | 0 | 0 | 0
IL Fac. Spec. - NOX Rate Summer v3.1, Unit 265 and retrofits | 542 | 7305 | Rate Constraint in lbs/MMBtu | FALSE | L | Annual | Fuel Consumed | TBtu | 0.11144 | 0.11144 | 0.019846 | 0 | 0 | 0 | 0
IL Fac. Spec. - NOX Rate Summer v3.1, Unit 265 and retrofits | 542 | 7305 | Rate Constraint in lbs/MMBtu | FALSE | L | Annual | Rate | lb/MMBtu | 0.05258 | 0.05258 | 0.05258 | 0 | 0 | 0 | 0
IL Fac. Spec. - NOX Rate Summer v3.1, Unit 265 and retrofits | 542 | 7305 | Rate Constraint in lbs/MMBtu | FALSE | L | Annual | Generation | TWh | 0.0098091 | 0.0098091 | 0.0017468 | 0 | 0 | 0 | 0
IL Fac. Spec. - NOX Rate Summer v3.1, Unit 265 and retrofits | 542 | 7305 | Rate Constraint in lbs/MMBtu | FALSE | L | Annual | Qualifying Generation | TWh | 0.0098091 | 0.0098091 | 0.0017468 | 0 | 0 | 0 | 0
IL Fac. Spec. - NOX Rate Summer v3.1, Unit 265 and retrofits | 542 | 7305 | Rate Constraint in lbs/MMBtu | FALSE | L | Annual | Rate | lb/MWh | 0.59736 | 0.59736 | 0.59736 | 0 | 0 | 0 | 0
IL Fac. Spec. - NOX Rate Summer v3.1, Unit 265 and retrofits | 542 | 7305 | Rate Constraint in lbs/MMBtu | FALSE | L | Annual | Constraint Shadow Price | US2022$/Ton | 0 | 0 | 0 | 0 | 0 | 0 | 0
IL Fac. Spec. - NOX Rate Summer v3.1, Unit 266 and retrofits | 543 | 7305 | Rate Constraint in lbs/MMBtu | FALSE | L | Annual | Seasons Included | Seasons | Summer | Summer | Summer | Summer | Summer | Summer | Summer
IL Fac. Spec. - NOX Rate Summer v3.1, Unit 266 and retrofits | 543 | 7305 | Rate Constraint in lbs/MMBtu | FALSE | L | Annual | Standard NOX | lb/MMBtu | 0.25 | 0.25 | 0.25 | 0.25 | 0.25 | 0.25 | 0.25
IL Fac. Spec. - NOX Rate Summer v3.1, Unit 266 and retrofits | 543 | 7305 | Rate Constraint in lbs/MMBtu | FALSE | L | Annual | Emissions at Affected Plants NOX | Thousand Tons | 0.0027504 | 0.0027504 | 0.00048979 | 0 | 0 | 0 | 0
IL Fac. Spec. - NOX Rate Summer v3.1, Unit 266 and retrofits | 543 | 7305 | Rate Constraint in lbs/MMBtu | FALSE | L | Annual | Allowances Purchased NOX | Thousand Tons | 0 | 0 | 0 | 0 | 0 | 0 | 0
IL Fac. Spec. - NOX Rate Summer v3.1, Unit 266 and retrofits | 543 | 7305 | Rate Constraint in lbs/MMBtu | FALSE | L | Annual | Allowances Sold NOX | Thousand Tons | 0 | 0 | 0 | 0 | 0 | 0 | 0
IL Fac. Spec. - NOX Rate Summer v3.1, Unit 266 and retrofits | 543 | 7305 | Rate Constraint in lbs/MMBtu | FALSE | L | Annual | Allowances Banked | Thousand Tons | 0 | 0 | 0 | 0 | 0 | 0 | 0
IL Fac. Spec. - NOX Rate Summer v3.1, Unit 266 and retrofits | 543 | 7305 | Rate Constraint in lbs/MMBtu | FALSE | L | Annual | Allowances Withdrawn (1:1) | Thousand Tons | 0 | 0 | 0 | 0 | 0 | 0 | 0
IL Fac. Spec. - NOX Rate Summer v3.1, Unit 266 and retrofits | 543 | 7305 | Rate Constraint in lbs/MMBtu | FALSE | L | Annual | Allowances Withdrawn (n:1) | Thousand Tons | 0 | 0 | 0 | 0 | 0 | 0 | 0
IL Fac. Spec. - NOX Rate Summer v3.1, Unit 266 and retrofits | 543 | 7305 | Rate Constraint in lbs/MMBtu | FALSE | L | Annual | Net Emissions Allowance Position | Thousand Tons | 0.0027504 | 0.0027504 | 0.00048979 | 0 | 0 | 0 | 0
IL Fac. Spec. - NOX Rate Summer v3.1, Unit 266 and retrofits | 543 | 7305 | Rate Constraint in lbs/MMBtu | FALSE | L | Annual | Fuel Consumed | TBtu | 0.11144 | 0.11144 | 0.019846 | 0 | 0 | 0 | 0
IL Fac. Spec. - NOX Rate Summer v3.1, Unit 266 and retrofits | 543 | 7305 | Rate Constraint in lbs/MMBtu | FALSE | L | Annual | Rate | lb/MMBtu | 0.04936 | 0.04936 | 0.04936 | 0 | 0 | 0 | 0
IL Fac. Spec. - NOX Rate Summer v3.1, Unit 266 and retrofits | 543 | 7305 | Rate Constraint in lbs/MMBtu | FALSE | L | Annual | Generation | TWh | 0.0098091 | 0.0098091 | 0.0017468 | 0 | 0 | 0 | 0
IL Fac. Spec. - NOX Rate Summer v3.1, Unit 266 and retrofits | 543 | 7305 | Rate Constraint in lbs/MMBtu | FALSE | L | Annual | Qualifying Generation | TWh | 0.0098091 | 0.0098091 | 0.0017468 | 0 | 0 | 0 | 0
IL Fac. Spec. - NOX Rate Summer v3.1, Unit 266 and retrofits | 543 | 7305 | Rate Constraint in lbs/MMBtu | FALSE | L | Annual | Rate | lb/MWh | 0.56078 | 0.56078 | 0.56078 | 0 | 0 | 0 | 0
IL Fac. Spec. - NOX Rate Summer v3.1, Unit 266 and retrofits | 543 | 7305 | Rate Constraint in lbs/MMBtu | FALSE | L | Annual | Constraint Shadow Price | US2022$/Ton | 0 | 0 | 0 | 0 | 0 | 0 | 0
IL Fac. Spec. - NOX Rate Summer v3.1, Unit 267 and retrofits | 544 | 7305 | Rate Constraint in lbs/MMBtu | FALSE | L | Annual | Seasons Included | Seasons | Summer | Summer | Summer | Summer | Summer | Summer | Summer
IL Fac. Spec. - NOX Rate Summer v3.1, Unit 267 and retrofits | 544 | 7305 | Rate Constraint in lbs/MMBtu | FALSE | L | Annual | Standard NOX | lb/MMBtu | 0.25 | 0.25 | 0.25 | 0.25 | 0.25 | 0.25 | 0.25
IL Fac. Spec. - NOX Rate Summer v3.1, Unit 267 and retrofits | 544 | 7305 | Rate Constraint in lbs/MMBtu | FALSE | L | Annual | Emissions at Affected Plants NOX | Thousand Tons | 0.0029822 | 0.0029822 | 0.00053107 | 0 | 0 | 0 | 0
IL Fac. Spec. - NOX Rate Summer v3.1, Unit 267 and retrofits | 544 | 7305 | Rate Constraint in lbs/MMBtu | FALSE | L | Annual | Allowances Purchased NOX | Thousand Tons | 0 | 0 | 0 | 0 | 0 | 0 | 0
IL Fac. Spec. - NOX Rate Summer v3.1, Unit 267 and retrofits | 544 | 7305 | Rate Constraint in lbs/MMBtu | FALSE | L | Annual | Allowances Sold NOX | Thousand Tons | 0 | 0 | 0 | 0 | 0 | 0 | 0
IL Fac. Spec. - NOX Rate Summer v3.1, Unit 267 and retrofits | 544 | 7305 | Rate Constraint in lbs/MMBtu | FALSE | L | Annual | Allowances Banked | Thousand Tons | 0 | 0 | 0 | 0 | 0 | 0 | 0
IL Fac. Spec. - NOX Rate Summer v3.1, Unit 267 and retrofits | 544 | 7305 | Rate Constraint in lbs/MMBtu | FALSE | L | Annual | Allowances Withdrawn (1:1) | Thousand Tons | 0 | 0 | 0 | 0 | 0 | 0 | 0
IL Fac. Spec. - NOX Rate Summer v3.1, Unit 267 and retrofits | 544 | 7305 | Rate Constraint in lbs/MMBtu | FALSE | L | Annual | Allowances Withdrawn (n:1) | Thousand Tons | 0 | 0 | 0 | 0 | 0 | 0 | 0
IL Fac. Spec. - NOX Rate Summer v3.1, Unit 267 and retrofits | 544 | 7305 | Rate Constraint in lbs/MMBtu | FALSE | L | Annual | Net Emissions Allowance Position | Thousand Tons | 0.0029822 | 0.0029822 | 0.00053107 | 0 | 0 | 0 | 0
IL Fac. Spec. - NOX Rate Summer v3.1, Unit 267 and retrofits | 544 | 7305 | Rate Constraint in lbs/MMBtu | FALSE | L | Annual | Fuel Consumed | TBtu | 0.11144 | 0.11144 | 0.019846 | 0 | 0 | 0 | 0
IL Fac. Spec. - NOX Rate Summer v3.1, Unit 267 and retrofits | 544 | 7305 | Rate Constraint in lbs/MMBtu | FALSE | L | Annual | Rate | lb/MMBtu | 0.05352 | 0.05352 | 0.05352 | 0 | 0 | 0 | 0
IL Fac. Spec. - NOX Rate Summer v3.1, Unit 267 and retrofits | 544 | 7305 | Rate Constraint in lbs/MMBtu | FALSE | L | Annual | Generation | TWh | 0.0098091 | 0.0098091 | 0.0017468 | 0 | 0 | 0 | 0
IL Fac. Spec. - NOX Rate Summer v3.1, Unit 267 and retrofits | 544 | 7305 | Rate Constraint in lbs/MMBtu | FALSE | L | Annual | Qualifying Generation | TWh | 0.0098091 | 0.0098091 | 0.0017468 | 0 | 0 | 0 | 0
IL Fac. Spec. - NOX Rate Summer v3.1, Unit 267 and retrofits | 544 | 7305 | Rate Constraint in lbs/MMBtu | FALSE | L | Annual | Rate | lb/MWh | 0.60804 | 0.60804 | 0.60804 | 0 | 0 | 0 | 0
IL Fac. Spec. - NOX Rate Summer v3.1, Unit 267 and retrofits | 544 | 7305 | Rate Constraint in lbs/MMBtu | FALSE | L | Annual | Constraint Shadow Price | US2022$/Ton | 0 | 0 | 0 | 0 | 0 | 0 | 0
IL Fac. Spec. - NOX Rate Summer v3.1, Unit 268 and retrofits | 545 | 7305 | Rate Constraint in lbs/MMBtu | FALSE | L | Annual | Seasons Included | Seasons | Summer | Summer | Summer | Summer | Summer | Summer | Summer
IL Fac. Spec. - NOX Rate Summer v3.1, Unit 268 and retrofits | 545 | 7305 | Rate Constraint in lbs/MMBtu | FALSE | L | Annual | Standard NOX | lb/MMBtu | 0.25 | 0.25 | 0.25 | 0.25 | 0.25 | 0.25 | 0.25
IL Fac. Spec. - NOX Rate Summer v3.1, Unit 268 and retrofits | 545 | 7305 | Rate Constraint in lbs/MMBtu | FALSE | L | Annual | Emissions at Affected Plants NOX | Thousand Tons | 0.0023921 | 0.0023921 | 0.00042599 | 0 | 0 | 0 | 0
IL Fac. Spec. - NOX Rate Summer v3.1, Unit 268 and retrofits | 545 | 7305 | Rate Constraint in lbs/MMBtu | FALSE | L | Annual | Allowances Purchased NOX | Thousand Tons | 0 | 0 | 0 | 0 | 0 | 0 | 0
IL Fac. Spec. - NOX Rate Summer v3.1, Unit 268 and retrofits | 545 | 7305 | Rate Constraint in lbs/MMBtu | FALSE | L | Annual | Allowances Sold NOX | Thousand Tons | 0 | 0 | 0 | 0 | 0 | 0 | 0
IL Fac. Spec. - NOX Rate Summer v3.1, Unit 268 and retrofits | 545 | 7305 | Rate Constraint in lbs/MMBtu | FALSE | L | Annual | Allowances Banked | Thousand Tons | 0 | 0 | 0 | 0 | 0 | 0 | 0
IL Fac. Spec. - NOX Rate Summer v3.1, Unit 268 and retrofits | 545 | 7305 | Rate Constraint in lbs/MMBtu | FALSE | L | Annual | Allowances Withdrawn (1:1) | Thousand Tons | 0 | 0 | 0 | 0 | 0 | 0 | 0
IL Fac. Spec. - NOX Rate Summer v3.1, Unit 268 and retrofits | 545 | 7305 | Rate Constraint in lbs/MMBtu | FALSE | L | Annual | Allowances Withdrawn (n:1) | Thousand Tons | 0 | 0 | 0 | 0 | 0 | 0 | 0
IL Fac. Spec. - NOX Rate Summer v3.1, Unit 268 and retrofits | 545 | 7305 | Rate Constraint in lbs/MMBtu | FALSE | L | Annual | Net Emissions Allowance Position | Thousand Tons | 0.0023921 | 0.0023921 | 0.00042599 | 0 | 0 | 0 | 0
IL Fac. Spec. - NOX Rate Summer v3.1, Unit 268 and retrofits | 545 | 7305 | Rate Constraint in lbs/MMBtu | FALSE | L | Annual | Fuel Consumed | TBtu | 0.11144 | 0.11144 | 0.019846 | 0 | 0 | 0 | 0
IL Fac. Spec. - NOX Rate Summer v3.1, Unit 268 and retrofits | 545 | 7305 | Rate Constraint in lbs/MMBtu | FALSE | L | Annual | Rate | lb/MMBtu | 0.04293 | 0.04293 | 0.04293 | 0 | 0 | 0 | 0
IL Fac. Spec. - NOX Rate Summer v3.1, Unit 268 and retrofits | 545 | 7305 | Rate Constraint in lbs/MMBtu | FALSE | L | Annual | Generation | TWh | 0.0098091 | 0.0098091 | 0.0017468 | 0 | 0 | 0 | 0
IL Fac. Spec. - NOX Rate Summer v3.1, Unit 268 and retrofits | 545 | 7305 | Rate Constraint in lbs/MMBtu | FALSE | L | Annual | Qualifying Generation | TWh | 0.0098091 | 0.0098091 | 0.0017468 | 0 | 0 | 0 | 0
IL Fac. Spec. - NOX Rate Summer v3.1, Unit 268 and retrofits | 545 | 7305 | Rate Constraint in lbs/MMBtu | FALSE | L | Annual | Rate | lb/MWh | 0.48773 | 0.48773 | 0.48773 | 0 | 0 | 0 | 0
IL Fac. Spec. - NOX Rate Summer v3.1, Unit 268 and retrofits | 545 | 7305 | Rate Constraint in lbs/MMBtu | FALSE | L | Annual | Constraint Shadow Price | US2022$/Ton | 0 | 0 | 0 | 0 | 0 | 0 | 0
IL Fac. Spec. - NOX Rate Summer v3.1, Unit 269 and retrofits | 546 | 7305 | Rate Constraint in lbs/MMBtu | FALSE | L | Annual | Seasons Included | Seasons | Summer | Summer | Summer | Summer | Summer | Summer | Summer
IL Fac. Spec. - NOX Rate Summer v3.1, Unit 269 and retrofits | 546 | 7305 | Rate Constraint in lbs/MMBtu | FALSE | L | Annual | Standard NOX | lb/MMBtu | 0.25 | 0.25 | 0.25 | 0.25 | 0.25 | 0.25 | 0.25
IL Fac. Spec. - NOX Rate Summer v3.1, Unit 269 and retrofits | 546 | 7305 | Rate Constraint in lbs/MMBtu | FALSE | L | Annual | Emissions at Affected Plants NOX | Thousand Tons | 0.0034783 | 0.0034783 | 0.00061942 | 0 | 0 | 0 | 0
IL Fac. Spec. - NOX Rate Summer v3.1, Unit 269 and retrofits | 546 | 7305 | Rate Constraint in lbs/MMBtu | FALSE | L | Annual | Allowances Purchased NOX | Thousand Tons | 0 | 0 | 0 | 0 | 0 | 0 | 0
IL Fac. Spec. - NOX Rate Summer v3.1, Unit 269 and retrofits | 546 | 7305 | Rate Constraint in lbs/MMBtu | FALSE | L | Annual | Allowances Sold NOX | Thousand Tons | 0 | 0 | 0 | 0 | 0 | 0 | 0
IL Fac. Spec. - NOX Rate Summer v3.1, Unit 269 and retrofits | 546 | 7305 | Rate Constraint in lbs/MMBtu | FALSE | L | Annual | Allowances Banked | Thousand Tons | 0 | 0 | 0 | 0 | 0 | 0 | 0
IL Fac. Spec. - NOX Rate Summer v3.1, Unit 269 and retrofits | 546 | 7305 | Rate Constraint in lbs/MMBtu | FALSE | L | Annual | Allowances Withdrawn (1:1) | Thousand Tons | 0 | 0 | 0 | 0 | 0 | 0 | 0
IL Fac. Spec. - NOX Rate Summer v3.1, Unit 269 and retrofits | 546 | 7305 | Rate Constraint in lbs/MMBtu | FALSE | L | Annual | Allowances Withdrawn (n:1) | Thousand Tons | 0 | 0 | 0 | 0 | 0 | 0 | 0
IL Fac. Spec. - NOX Rate Summer v3.1, Unit 269 and retrofits | 546 | 7305 | Rate Constraint in lbs/MMBtu | FALSE | L | Annual | Net Emissions Allowance Position | Thousand Tons | 0.0034783 | 0.0034783 | 0.00061942 | 0 | 0 | 0 | 0
IL Fac. Spec. - NOX Rate Summer v3.1, Unit 269 and retrofits | 546 | 7305 | Rate Constraint in lbs/MMBtu | FALSE | L | Annual | Fuel Consumed | TBtu | 0.13238 | 0.13238 | 0.023575 | 0 | 0 | 0 | 0
IL Fac. Spec. - NOX Rate Summer v3.1, Unit 269 and retrofits | 546 | 7305 | Rate Constraint in lbs/MMBtu | FALSE | L | Annual | Rate | lb/MMBtu | 0.05255 | 0.05255 | 0.05255 | 0 | 0 | 0 | 0
IL Fac. Spec. - NOX Rate Summer v3.1, Unit 269 and retrofits | 546 | 7305 | Rate Constraint in lbs/MMBtu | FALSE | L | Annual | Generation | TWh | 0.012052 | 0.012052 | 0.0021463 | 0 | 0 | 0 | 0
IL Fac. Spec. - NOX Rate Summer v3.1, Unit 269 and retrofits | 546 | 7305 | Rate Constraint in lbs/MMBtu | FALSE | L | Annual | Qualifying Generation | TWh | 0.012052 | 0.012052 | 0.0021463 | 0 | 0 | 0 | 0
IL Fac. Spec. - NOX Rate Summer v3.1, Unit 269 and retrofits | 546 | 7305 | Rate Constraint in lbs/MMBtu | FALSE | L | Annual | Rate | lb/MWh | 0.57721 | 0.57721 | 0.57721 | 0 | 0 | 0 | 0
IL Fac. Spec. - NOX Rate Summer v3.1, Unit 269 and retrofits | 546 | 7305 | Rate Constraint in lbs/MMBtu | FALSE | L | Annual | Constraint Shadow Price | US2022$/Ton | 0 | 0 | 0 | 0 | 0 | 0 | 0
IL Fac. Spec. - NOX Rate Summer v3.1, Unit 270 and retrofits | 547 | 7305 | Rate Constraint in lbs/MMBtu | FALSE | L | Annual | Seasons Included | Seasons | Summer | Summer | Summer | Summer | Summer | Summer | Summer
IL Fac. Spec. - NOX Rate Summer v3.1, Unit 270 and retrofits | 547 | 7305 | Rate Constraint in lbs/MMBtu | FALSE | L | Annual | Standard NOX | lb/MMBtu | 0.25 | 0.25 | 0.25 | 0.25 | 0.25 | 0.25 | 0.25
IL Fac. Spec. - NOX Rate Summer v3.1, Unit 270 and retrofits | 547 | 7305 | Rate Constraint in lbs/MMBtu | FALSE | L | Annual | Emissions at Affected Plants NOX | Thousand Tons | 0.0032607 | 0.0032607 | 0.00058067 | 0 | 0 | 0 | 0
IL Fac. Spec. - NOX Rate Summer v3.1, Unit 270 and retrofits | 547 | 7305 | Rate Constraint in lbs/MMBtu | FALSE | L | Annual | Allowances Purchased NOX | Thousand Tons | 0 | 0 | 0 | 0 | 0 | 0 | 0
IL Fac. Spec. - NOX Rate Summer v3.1, Unit 270 and retrofits | 547 | 7305 | Rate Constraint in lbs/MMBtu | FALSE | L | Annual | Allowances Sold NOX | Thousand Tons | 0 | 0 | 0 | 0 | 0 | 0 | 0
IL Fac. Spec. - NOX Rate Summer v3.1, Unit 270 and retrofits | 547 | 7305 | Rate Constraint in lbs/MMBtu | FALSE | L | Annual | Allowances Banked | Thousand Tons | 0 | 0 | 0 | 0 | 0 | 0 | 0
IL Fac. Spec. - NOX Rate Summer v3.1, Unit 270 and retrofits | 547 | 7305 | Rate Constraint in lbs/MMBtu | FALSE | L | Annual | Allowances Withdrawn (1:1) | Thousand Tons | 0 | 0 | 0 | 0 | 0 | 0 | 0
IL Fac. Spec. - NOX Rate Summer v3.1, Unit 270 and retrofits | 547 | 7305 | Rate Constraint in lbs/MMBtu | FALSE | L | Annual | Allowances Withdrawn (n:1) | Thousand Tons | 0 | 0 | 0 | 0 | 0 | 0 | 0
IL Fac. Spec. - NOX Rate Summer v3.1, Unit 270 and retrofits | 547 | 7305 | Rate Constraint in lbs/MMBtu | FALSE | L | Annual | Net Emissions Allowance Position | Thousand Tons | 0.0032607 | 0.0032607 | 0.00058067 | 0 | 0 | 0 | 0
IL Fac. Spec. - NOX Rate Summer v3.1, Unit 270 and retrofits | 547 | 7305 | Rate Constraint in lbs/MMBtu | FALSE | L | Annual | Fuel Consumed | TBtu | 0.13045 | 0.13045 | 0.023231 | 0 | 0 | 0 | 0
IL Fac. Spec. - NOX Rate Summer v3.1, Unit 270 and retrofits | 547 | 7305 | Rate Constraint in lbs/MMBtu | FALSE | L | Annual | Rate | lb/MMBtu | 0.04999 | 0.04999 | 0.04999 | 0 | 0 | 0 | 0
IL Fac. Spec. - NOX Rate Summer v3.1, Unit 270 and retrofits | 547 | 7305 | Rate Constraint in lbs/MMBtu | FALSE | L | Annual | Generation | TWh | 0.011876 | 0.011876 | 0.0021148 | 0 | 0 | 0 | 0
IL Fac. Spec. - NOX Rate Summer v3.1, Unit 270 and retrofits | 547 | 7305 | Rate Constraint in lbs/MMBtu | FALSE | L | Annual | Qualifying Generation | TWh | 0.011876 | 0.011876 | 0.0021148 | 0 | 0 | 0 | 0
IL Fac. Spec. - NOX Rate Summer v3.1, Unit 270 and retrofits | 547 | 7305 | Rate Constraint in lbs/MMBtu | FALSE | L | Annual | Rate | lb/MWh | 0.54914 | 0.54914 | 0.54914 | 0 | 0 | 0 | 0
IL Fac. Spec. - NOX Rate Summer v3.1, Unit 270 and retrofits | 547 | 7305 | Rate Constraint in lbs/MMBtu | FALSE | L | Annual | Constraint Shadow Price | US2022$/Ton | 0 | 0 | 0 | 0 | 0 | 0 | 0
IL Fac. Spec. - NOX Rate Summer v3.1, Unit 271 and retrofits | 548 | 7305 | Rate Constraint in lbs/MMBtu | FALSE | L | Annual | Seasons Included | Seasons | Summer | Summer | Summer | Summer | Summer | Summer | Summer
IL Fac. Spec. - NOX Rate Summer v3.1, Unit 271 and retrofits | 548 | 7305 | Rate Constraint in lbs/MMBtu | FALSE | L | Annual | Standard NOX | lb/MMBtu | 0.25 | 0.25 | 0.25 | 0.25 | 0.25 | 0.25 | 0.25
IL Fac. Spec. - NOX Rate Summer v3.1, Unit 271 and retrofits | 548 | 7305 | Rate Constraint in lbs/MMBtu | FALSE | L | Annual | Emissions at Affected Plants NOX | Thousand Tons | 0 | 0 | 0 | 0 | 0 | 0 | 0
IL Fac. Spec. - NOX Rate Summer v3.1, Unit 271 and retrofits | 548 | 7305 | Rate Constraint in lbs/MMBtu | FALSE | L | Annual | Allowances Purchased NOX | Thousand Tons | 0 | 0 | 0 | 0 | 0 | 0 | 0
IL Fac. Spec. - NOX Rate Summer v3.1, Unit 271 and retrofits | 548 | 7305 | Rate Constraint in lbs/MMBtu | FALSE | L | Annual | Allowances Sold NOX | Thousand Tons | 0 | 0 | 0 | 0 | 0 | 0 | 0
IL Fac. Spec. - NOX Rate Summer v3.1, Unit 271 and retrofits | 548 | 7305 | Rate Constraint in lbs/MMBtu | FALSE | L | Annual | Allowances Banked | Thousand Tons | 0 | 0 | 0 | 0 | 0 | 0 | 0
IL Fac. Spec. - NOX Rate Summer v3.1, Unit 271 and retrofits | 548 | 7305 | Rate Constraint in lbs/MMBtu | FALSE | L | Annual | Allowances Withdrawn (1:1) | Thousand Tons | 0 | 0 | 0 | 0 | 0 | 0 | 0
IL Fac. Spec. - NOX Rate Summer v3.1, Unit 271 and retrofits | 548 | 7305 | Rate Constraint in lbs/MMBtu | FALSE | L | Annual | Allowances Withdrawn (n:1) | Thousand Tons | 0 | 0 | 0 | 0 | 0 | 0 | 0
IL Fac. Spec. - NOX Rate Summer v3.1, Unit 271 and retrofits | 548 | 7305 | Rate Constraint in lbs/MMBtu | FALSE | L | Annual | Net Emissions Allowance Position | Thousand Tons | 0 | 0 | 0 | 0 | 0 | 0 | 0
IL Fac. Spec. - NOX Rate Summer v3.1, Unit 271 and retrofits | 548 | 7305 | Rate Constraint in lbs/MMBtu | FALSE | L | Annual | Fuel Consumed | TBtu | 0 | 0 | 0 | 0 | 0 | 0 | 0
IL Fac. Spec. - NOX Rate Summer v3.1, Unit 271 and retrofits | 548 | 7305 | Rate Constraint in lbs/MMBtu | FALSE | L | Annual | Rate | lb/MMBtu | 0 | 0 | 0 | 0 | 0 | 0 | 0
IL Fac. Spec. - NOX Rate Summer v3.1, Unit 271 and retrofits | 548 | 7305 | Rate Constraint in lbs/MMBtu | FALSE | L | Annual | Generation | TWh | 0 | 0 | 0 | 0 | 0 | 0 | 0
IL Fac. Spec. - NOX Rate Summer v3.1, Unit 271 and retrofits | 548 | 7305 | Rate Constraint in lbs/MMBtu | FALSE | L | Annual | Qualifying Generation | TWh | 0 | 0 | 0 | 0 | 0 | 0 | 0
IL Fac. Spec. - NOX Rate Summer v3.1, Unit 271 and retrofits | 548 | 7305 | Rate Constraint in lbs/MMBtu | FALSE | L | Annual | Rate | lb/MWh | 0 | 0 | 0 | 0 | 0 | 0 | 0
IL Fac. Spec. - NOX Rate Summer v3.1, Unit 271 and retrofits | 548 | 7305 | Rate Constraint in lbs/MMBtu | FALSE | L | Annual | Constraint Shadow Price | US2022$/Ton | 0 | 0 | 0 | 0 | 0 | 0 | 0
IL Fac. Spec. - NOX Rate Summer v3.1, Unit 272 and retrofits | 549 | 7305 | Rate Constraint in lbs/MMBtu | FALSE | L | Annual | Seasons Included | Seasons | Summer | Summer | Summer | Summer | Summer | Summer | Summer
IL Fac. Spec. - NOX Rate Summer v3.1, Unit 272 and retrofits | 549 | 7305 | Rate Constraint in lbs/MMBtu | FALSE | L | Annual | Standard NOX | lb/MMBtu | 0.25 | 0.25 | 0.25 | 0.25 | 0.25 | 0.25 | 0.25
IL Fac. Spec. - NOX Rate Summer v3.1, Unit 272 and retrofits | 549 | 7305 | Rate Constraint in lbs/MMBtu | FALSE | L | Annual | Emissions at Affected Plants NOX | Thousand Tons | 0 | 0 | 0 | 0 | 0 | 0 | 0
IL Fac. Spec. - NOX Rate Summer v3.1, Unit 272 and retrofits | 549 | 7305 | Rate Constraint in lbs/MMBtu | FALSE | L | Annual | Allowances Purchased NOX | Thousand Tons | 0 | 0 | 0 | 0 | 0 | 0 | 0
IL Fac. Spec. - NOX Rate Summer v3.1, Unit 272 and retrofits | 549 | 7305 | Rate Constraint in lbs/MMBtu | FALSE | L | Annual | Allowances Sold NOX | Thousand Tons | 0 | 0 | 0 | 0 | 0 | 0 | 0
IL Fac. Spec. - NOX Rate Summer v3.1, Unit 272 and retrofits | 549 | 7305 | Rate Constraint in lbs/MMBtu | FALSE | L | Annual | Allowances Banked | Thousand Tons | 0 | 0 | 0 | 0 | 0 | 0 | 0
IL Fac. Spec. - NOX Rate Summer v3.1, Unit 272 and retrofits | 549 | 7305 | Rate Constraint in lbs/MMBtu | FALSE | L | Annual | Allowances Withdrawn (1:1) | Thousand Tons | 0 | 0 | 0 | 0 | 0 | 0 | 0
IL Fac. Spec. - NOX Rate Summer v3.1, Unit 272 and retrofits | 549 | 7305 | Rate Constraint in lbs/MMBtu | FALSE | L | Annual | Allowances Withdrawn (n:1) | Thousand Tons | 0 | 0 | 0 | 0 | 0 | 0 | 0
IL Fac. Spec. - NOX Rate Summer v3.1, Unit 272 and retrofits | 549 | 7305 | Rate Constraint in lbs/MMBtu | FALSE | L | Annual | Net Emissions Allowance Position | Thousand Tons | 0 | 0 | 0 | 0 | 0 | 0 | 0
IL Fac. Spec. - NOX Rate Summer v3.1, Unit 272 and retrofits | 549 | 7305 | Rate Constraint in lbs/MMBtu | FALSE | L | Annual | Fuel Consumed | TBtu | 0 | 0 | 0 | 0 | 0 | 0 | 0
IL Fac. Spec. - NOX Rate Summer v3.1, Unit 272 and retrofits | 549 | 7305 | Rate Constraint in lbs/MMBtu | FALSE | L | Annual | Rate | lb/MMBtu | 0 | 0 | 0 | 0 | 0 | 0 | 0
IL Fac. Spec. - NOX Rate Summer v3.1, Unit 272 and retrofits | 549 | 7305 | Rate Constraint in lbs/MMBtu | FALSE | L | Annual | Generation | TWh | 0 | 0 | 0 | 0 | 0 | 0 | 0
IL Fac. Spec. - NOX Rate Summer v3.1, Unit 272 and retrofits | 549 | 7305 | Rate Constraint in lbs/MMBtu | FALSE | L | Annual | Qualifying Generation | TWh | 0 | 0 | 0 | 0 | 0 | 0 | 0
IL Fac. Spec. - NOX Rate Summer v3.1, Unit 272 and retrofits | 549 | 7305 | Rate Constraint in lbs/MMBtu | FALSE | L | Annual | Rate | lb/MWh | 0 | 0 | 0 | 0 | 0 | 0 | 0
IL Fac. Spec. - NOX Rate Summer v3.1, Unit 272 and retrofits | 549 | 7305 | Rate Constraint in lbs/MMBtu | FALSE | L | Annual | Constraint Shadow Price | US2022$/Ton | 0 | 0 | 0 | 0 | 0 | 0 | 0
IL Fac. Spec. - NOX Rate Summer v3.1, Unit 273 and retrofits | 550 | 7305 | Rate Constraint in lbs/MMBtu | FALSE | L | Annual | Seasons Included | Seasons | Summer | Summer | Summer | Summer | Summer | Summer | Summer
IL Fac. Spec. - NOX Rate Summer v3.1, Unit 273 and retrofits | 550 | 7305 | Rate Constraint in lbs/MMBtu | FALSE | L | Annual | Standard NOX | lb/MMBtu | 0.25 | 0.25 | 0.25 | 0.25 | 0.25 | 0.25 | 0.25
IL Fac. Spec. - NOX Rate Summer v3.1, Unit 273 and retrofits | 550 | 7305 | Rate Constraint in lbs/MMBtu | FALSE | L | Annual | Emissions at Affected Plants NOX | Thousand Tons | 0 | 0 | 0 | 0 | 0 | 0 | 0
IL Fac. Spec. - NOX Rate Summer v3.1, Unit 273 and retrofits | 550 | 7305 | Rate Constraint in lbs/MMBtu | FALSE | L | Annual | Allowances Purchased NOX | Thousand Tons | 0 | 0 | 0 | 0 | 0 | 0 | 0
IL Fac. Spec. - NOX Rate Summer v3.1, Unit 273 and retrofits | 550 | 7305 | Rate Constraint in lbs/MMBtu | FALSE | L | Annual | Allowances Sold NOX | Thousand Tons | 0 | 0 | 0 | 0 | 0 | 0 | 0
IL Fac. Spec. - NOX Rate Summer v3.1, Unit 273 and retrofits | 550 | 7305 | Rate Constraint in lbs/MMBtu | FALSE | L | Annual | Allowances Banked | Thousand Tons | 0 | 0 | 0 | 0 | 0 | 0 | 0
IL Fac. Spec. - NOX Rate Summer v3.1, Unit 273 and retrofits | 550 | 7305 | Rate Constraint in lbs/MMBtu | FALSE | L | Annual | Allowances Withdrawn (1:1) | Thousand Tons | 0 | 0 | 0 | 0 | 0 | 0 | 0
IL Fac. Spec. - NOX Rate Summer v3.1, Unit 273 and retrofits | 550 | 7305 | Rate Constraint in lbs/MMBtu | FALSE | L | Annual | Allowances Withdrawn (n:1) | Thousand Tons | 0 | 0 | 0 | 0 | 0 | 0 | 0
IL Fac. Spec. - NOX Rate Summer v3.1, Unit 273 and retrofits | 550 | 7305 | Rate Constraint in lbs/MMBtu | FALSE | L | Annual | Net Emissions Allowance Position | Thousand Tons | 0 | 0 | 0 | 0 | 0 | 0 | 0
IL Fac. Spec. - NOX Rate Summer v3.1, Unit 273 and retrofits | 550 | 7305 | Rate Constraint in lbs/MMBtu | FALSE | L | Annual | Fuel Consumed | TBtu | 0 | 0 | 0 | 0 | 0 | 0 | 0
IL Fac. Spec. - NOX Rate Summer v3.1, Unit 273 and retrofits | 550 | 7305 | Rate Constraint in lbs/MMBtu | FALSE | L | Annual | Rate | lb/MMBtu | 0 | 0 | 0 | 0 | 0 | 0 | 0
IL Fac. Spec. - NOX Rate Summer v3.1, Unit 273 and retrofits | 550 | 7305 | Rate Constraint in lbs/MMBtu | FALSE | L | Annual | Generation | TWh | 0 | 0 | 0 | 0 | 0 | 0 | 0
IL Fac. Spec. - NOX Rate Summer v3.1, Unit 273 and retrofits | 550 | 7305 | Rate Constraint in lbs/MMBtu | FALSE | L | Annual | Qualifying Generation | TWh | 0 | 0 | 0 | 0 | 0 | 0 | 0
IL Fac. Spec. - NOX Rate Summer v3.1, Unit 273 and retrofits | 550 | 7305 | Rate Constraint in lbs/MMBtu | FALSE | L | Annual | Rate | lb/MWh | 0 | 0 | 0 | 0 | 0 | 0 | 0
IL Fac. Spec. - NOX Rate Summer v3.1, Unit 273 and retrofits | 550 | 7305 | Rate Constraint in lbs/MMBtu | FALSE | L | Annual | Constraint Shadow Price | US2022$/Ton | 0 | 0 | 0 | 0 | 0 | 0 | 0
IL Fac. Spec. - NOX Rate Summer v3.1, Unit 274 and retrofits | 551 | 7305 | Rate Constraint in lbs/MMBtu | FALSE | L | Annual | Seasons Included | Seasons | Summer | Summer | Summer | Summer | Summer | Summer | Summer
IL Fac. Spec. - NOX Rate Summer v3.1, Unit 274 and retrofits | 551 | 7305 | Rate Constraint in lbs/MMBtu | FALSE | L | Annual | Standard NOX | lb/MMBtu | 0.25 | 0.25 | 0.25 | 0.25 | 0.25 | 0.25 | 0.25
IL Fac. Spec. - NOX Rate Summer v3.1, Unit 274 and retrofits | 551 | 7305 | Rate Constraint in lbs/MMBtu | FALSE | L | Annual | Emissions at Affected Plants NOX | Thousand Tons | 0 | 0 | 0 | 0 | 0 | 0 | 0
IL Fac. Spec. - NOX Rate Summer v3.1, Unit 274 and retrofits | 551 | 7305 | Rate Constraint in lbs/MMBtu | FALSE | L | Annual | Allowances Purchased NOX | Thousand Tons | 0 | 0 | 0 | 0 | 0 | 0 | 0
IL Fac. Spec. - NOX Rate Summer v3.1, Unit 274 and retrofits | 551 | 7305 | Rate Constraint in lbs/MMBtu | FALSE | L | Annual | Allowances Sold NOX | Thousand Tons | 0 | 0 | 0 | 0 | 0 | 0 | 0
IL Fac. Spec. - NOX Rate Summer v3.1, Unit 274 and retrofits | 551 | 7305 | Rate Constraint in lbs/MMBtu | FALSE | L | Annual | Allowances Banked | Thousand Tons | 0 | 0 | 0 | 0 | 0 | 0 | 0
IL Fac. Spec. - NOX Rate Summer v3.1, Unit 274 and retrofits | 551 | 7305 | Rate Constraint in lbs/MMBtu | FALSE | L | Annual | Allowances Withdrawn (1:1) | Thousand Tons | 0 | 0 | 0 | 0 | 0 | 0 | 0
IL Fac. Spec. - NOX Rate Summer v3.1, Unit 274 and retrofits | 551 | 7305 | Rate Constraint in lbs/MMBtu | FALSE | L | Annual | Allowances Withdrawn (n:1) | Thousand Tons | 0 | 0 | 0 | 0 | 0 | 0 | 0
IL Fac. Spec. - NOX Rate Summer v3.1, Unit 274 and retrofits | 551 | 7305 | Rate Constraint in lbs/MMBtu | FALSE | L | Annual | Net Emissions Allowance Position | Thousand Tons | 0 | 0 | 0 | 0 | 0 | 0 | 0
IL Fac. Spec. - NOX Rate Summer v3.1, Unit 274 and retrofits | 551 | 7305 | Rate Constraint in lbs/MMBtu | FALSE | L | Annual | Fuel Consumed | TBtu | 0 | 0 | 0 | 0 | 0 | 0 | 0
IL Fac. Spec. - NOX Rate Summer v3.1, Unit 274 and retrofits | 551 | 7305 | Rate Constraint in lbs/MMBtu | FALSE | L | Annual | Rate | lb/MMBtu | 0 | 0 | 0 | 0 | 0 | 0 | 0
IL Fac. Spec. - NOX Rate Summer v3.1, Unit 274 and retrofits | 551 | 7305 | Rate Constraint in lbs/MMBtu | FALSE | L | Annual | Generation | TWh | 0 | 0 | 0 | 0 | 0 | 0 | 0
IL Fac. Spec. - NOX Rate Summer v3.1, Unit 274 and retrofits | 551 | 7305 | Rate Constraint in lbs/MMBtu | FALSE | L | Annual | Qualifying Generation | TWh | 0 | 0 | 0 | 0 | 0 | 0 | 0
IL Fac. Spec. - NOX Rate Summer v3.1, Unit 274 and retrofits | 551 | 7305 | Rate Constraint in lbs/MMBtu | FALSE | L | Annual | Rate | lb/MWh | 0 | 0 | 0 | 0 | 0 | 0 | 0
IL Fac. Spec. - NOX Rate Summer v3.1, Unit 274 and retrofits | 551 | 7305 | Rate Constraint in lbs/MMBtu | FALSE | L | Annual | Constraint Shadow Price | US2022$/Ton | 0 | 0 | 0 | 0 | 0 | 0 | 0
IL Fac. Spec. - NOX Rate Summer v3.1, Unit 275 and retrofits | 552 | 7305 | Rate Constraint in lbs/MMBtu | FALSE | L | Annual | Seasons Included | Seasons | Summer | Summer | Summer | Summer | Summer | Summer | Summer
IL Fac. Spec. - NOX Rate Summer v3.1, Unit 275 and retrofits | 552 | 7305 | Rate Constraint in lbs/MMBtu | FALSE | L | Annual | Standard NOX | lb/MMBtu | 0.25 | 0.25 | 0.25 | 0.25 | 0.25 | 0.25 | 0.25
IL Fac. Spec. - NOX Rate Summer v3.1, Unit 275 and retrofits | 552 | 7305 | Rate Constraint in lbs/MMBtu | FALSE | L | Annual | Emissions at Affected Plants NOX | Thousand Tons | 0 | 0 | 0 | 0 | 0 | 0 | 0
IL Fac. Spec. - NOX Rate Summer v3.1, Unit 275 and retrofits | 552 | 7305 | Rate Constraint in lbs/MMBtu | FALSE | L | Annual | Allowances Purchased NOX | Thousand Tons | 0 | 0 | 0 | 0 | 0 | 0 | 0
IL Fac. Spec. - NOX Rate Summer v3.1, Unit 275 and retrofits | 552 | 7305 | Rate Constraint in lbs/MMBtu | FALSE | L | Annual | Allowances Sold NOX | Thousand Tons | 0 | 0 | 0 | 0 | 0 | 0 | 0
IL Fac. Spec. - NOX Rate Summer v3.1, Unit 275 and retrofits | 552 | 7305 | Rate Constraint in lbs/MMBtu | FALSE | L | Annual | Allowances Banked | Thousand Tons | 0 | 0 | 0 | 0 | 0 | 0 | 0
IL Fac. Spec. - NOX Rate Summer v3.1, Unit 275 and retrofits | 552 | 7305 | Rate Constraint in lbs/MMBtu | FALSE | L | Annual | Allowances Withdrawn (1:1) | Thousand Tons | 0 | 0 | 0 | 0 | 0 | 0 | 0
IL Fac. Spec. - NOX Rate Summer v3.1, Unit 275 and retrofits | 552 | 7305 | Rate Constraint in lbs/MMBtu | FALSE | L | Annual | Allowances Withdrawn (n:1) | Thousand Tons | 0 | 0 | 0 | 0 | 0 | 0 | 0
IL Fac. Spec. - NOX Rate Summer v3.1, Unit 275 and retrofits | 552 | 7305 | Rate Constraint in lbs/MMBtu | FALSE | L | Annual | Net Emissions Allowance Position | Thousand Tons | 0 | 0 | 0 | 0 | 0 | 0 | 0
IL Fac. Spec. - NOX Rate Summer v3.1, Unit 275 and retrofits | 552 | 7305 | Rate Constraint in lbs/MMBtu | FALSE | L | Annual | Fuel Consumed | TBtu | 0 | 0 | 0 | 0 | 0 | 0 | 0
IL Fac. Spec. - NOX Rate Summer v3.1, Unit 275 and retrofits | 552 | 7305 | Rate Constraint in lbs/MMBtu | FALSE | L | Annual | Rate | lb/MMBtu | 0 | 0 | 0 | 0 | 0 | 0 | 0
IL Fac. Spec. - NOX Rate Summer v3.1, Unit 275 and retrofits | 552 | 7305 | Rate Constraint in lbs/MMBtu | FALSE | L | Annual | Generation | TWh | 0 | 0 | 0 | 0 | 0 | 0 | 0
IL Fac. Spec. - NOX Rate Summer v3.1, Unit 275 and retrofits | 552 | 7305 | Rate Constraint in lbs/MMBtu | FALSE | L | Annual | Qualifying Generation | TWh | 0 | 0 | 0 | 0 | 0 | 0 | 0
IL Fac. Spec. - NOX Rate Summer v3.1, Unit 275 and retrofits | 552 | 7305 | Rate Constraint in lbs/MMBtu | FALSE | L | Annual | Rate | lb/MWh | 0 | 0 | 0 | 0 | 0 | 0 | 0
IL Fac. Spec. - NOX Rate Summer v3.1, Unit 275 and retrofits | 552 | 7305 | Rate Constraint in lbs/MMBtu | FALSE | L | Annual | Constraint Shadow Price | US2022$/Ton | 0 | 0 | 0 | 0 | 0 | 0 | 0
IL Fac. Spec. - NOX Rate Summer v3.1, Unit 276 and retrofits | 553 | 7305 | Rate Constraint in lbs/MMBtu | FALSE | L | Annual | Seasons Included | Seasons | Summer | Summer | Summer | Summer | Summer | Summer | Summer
IL Fac. Spec. - NOX Rate Summer v3.1, Unit 276 and retrofits | 553 | 7305 | Rate Constraint in lbs/MMBtu | FALSE | L | Annual | Standard NOX | lb/MMBtu | 0.25 | 0.25 | 0.25 | 0.25 | 0.25 | 0.25 | 0.25
IL Fac. Spec. - NOX Rate Summer v3.1, Unit 276 and retrofits | 553 | 7305 | Rate Constraint in lbs/MMBtu | FALSE | L | Annual | Emissions at Affected Plants NOX | Thousand Tons | 0 | 0 | 0 | 0 | 0 | 0 | 0
IL Fac. Spec. - NOX Rate Summer v3.1, Unit 276 and retrofits | 553 | 7305 | Rate Constraint in lbs/MMBtu | FALSE | L | Annual | Allowances Purchased NOX | Thousand Tons | 0 | 0 | 0 | 0 | 0 | 0 | 0
IL Fac. Spec. - NOX Rate Summer v3.1, Unit 276 and retrofits | 553 | 7305 | Rate Constraint in lbs/MMBtu | FALSE | L | Annual | Allowances Sold NOX | Thousand Tons | 0 | 0 | 0 | 0 | 0 | 0 | 0
IL Fac. Spec. - NOX Rate Summer v3.1, Unit 276 and retrofits | 553 | 7305 | Rate Constraint in lbs/MMBtu | FALSE | L | Annual | Allowances Banked | Thousand Tons | 0 | 0 | 0 | 0 | 0 | 0 | 0
IL Fac. Spec. - NOX Rate Summer v3.1, Unit 276 and retrofits | 553 | 7305 | Rate Constraint in lbs/MMBtu | FALSE | L | Annual | Allowances Withdrawn (1:1) | Thousand Tons | 0 | 0 | 0 | 0 | 0 | 0 | 0
IL Fac. Spec. - NOX Rate Summer v3.1, Unit 276 and retrofits | 553 | 7305 | Rate Constraint in lbs/MMBtu | FALSE | L | Annual | Allowances Withdrawn (n:1) | Thousand Tons | 0 | 0 | 0 | 0 | 0 | 0 | 0
IL Fac. Spec. - NOX Rate Summer v3.1, Unit 276 and retrofits | 553 | 7305 | Rate Constraint in lbs/MMBtu | FALSE | L | Annual | Net Emissions Allowance Position | Thousand Tons | 0 | 0 | 0 | 0 | 0 | 0 | 0
IL Fac. Spec. - NOX Rate Summer v3.1, Unit 276 and retrofits | 553 | 7305 | Rate Constraint in lbs/MMBtu | FALSE | L | Annual | Fuel Consumed | TBtu | 0 | 0 | 0 | 0 | 0 | 0 | 0
IL Fac. Spec. - NOX Rate Summer v3.1, Unit 276 and retrofits | 553 | 7305 | Rate Constraint in lbs/MMBtu | FALSE | L | Annual | Rate | lb/MMBtu | 0 | 0 | 0 | 0 | 0 | 0 | 0
IL Fac. Spec. - NOX Rate Summer v3.1, Unit 276 and retrofits | 553 | 7305 | Rate Constraint in lbs/MMBtu | FALSE | L | Annual | Generation | TWh | 0 | 0 | 0 | 0 | 0 | 0 | 0
IL Fac. Spec. - NOX Rate Summer v3.1, Unit 276 and retrofits | 553 | 7305 | Rate Constraint in lbs/MMBtu | FALSE | L | Annual | Qualifying Generation | TWh | 0 | 0 | 0 | 0 | 0 | 0 | 0
IL Fac. Spec. - NOX Rate Summer v3.1, Unit 276 and retrofits | 553 | 7305 | Rate Constraint in lbs/MMBtu | FALSE | L | Annual | Rate | lb/MWh | 0 | 0 | 0 | 0 | 0 | 0 | 0
IL Fac. Spec. - NOX Rate Summer v3.1, Unit 276 and retrofits | 553 | 7305 | Rate Constraint in lbs/MMBtu | FALSE | L | Annual | Constraint Shadow Price | US2022$/Ton | 0 | 0 | 0 | 0 | 0 | 0 | 0
IL Fac. Spec. - NOX Rate Summer v3.1, Unit 277 and retrofits | 554 | 7305 | Rate Constraint in lbs/MMBtu | FALSE | L | Annual | Seasons Included | Seasons | Summer | Summer | Summer | Summer | Summer | Summer | Summer
IL Fac. Spec. - NOX Rate Summer v3.1, Unit 277 and retrofits | 554 | 7305 | Rate Constraint in lbs/MMBtu | FALSE | L | Annual | Standard NOX | lb/MMBtu | 0.25 | 0.25 | 0.25 | 0.25 | 0.25 | 0.25 | 0.25
IL Fac. Spec. - NOX Rate Summer v3.1, Unit 277 and retrofits | 554 | 7305 | Rate Constraint in lbs/MMBtu | FALSE | L | Annual | Emissions at Affected Plants NOX | Thousand Tons | 0 | 0 | 0 | 0 | 0 | 0 | 0
IL Fac. Spec. - NOX Rate Summer v3.1, Unit 277 and retrofits | 554 | 7305 | Rate Constraint in lbs/MMBtu | FALSE | L | Annual | Allowances Purchased NOX | Thousand Tons | 0 | 0 | 0 | 0 | 0 | 0 | 0
IL Fac. Spec. - NOX Rate Summer v3.1, Unit 277 and retrofits | 554 | 7305 | Rate Constraint in lbs/MMBtu | FALSE | L | Annual | Allowances Sold NOX | Thousand Tons | 0 | 0 | 0 | 0 | 0 | 0 | 0
IL Fac. Spec. - NOX Rate Summer v3.1, Unit 277 and retrofits | 554 | 7305 | Rate Constraint in lbs/MMBtu | FALSE | L | Annual | Allowances Banked | Thousand Tons | 0 | 0 | 0 | 0 | 0 | 0 | 0
IL Fac. Spec. - NOX Rate Summer v3.1, Unit 277 and retrofits | 554 | 7305 | Rate Constraint in lbs/MMBtu | FALSE | L | Annual | Allowances Withdrawn (1:1) | Thousand Tons | 0 | 0 | 0 | 0 | 0 | 0 | 0
IL Fac. Spec. - NOX Rate Summer v3.1, Unit 277 and retrofits | 554 | 7305 | Rate Constraint in lbs/MMBtu | FALSE | L | Annual | Allowances Withdrawn (n:1) | Thousand Tons | 0 | 0 | 0 | 0 | 0 | 0 | 0
IL Fac. Spec. - NOX Rate Summer v3.1, Unit 277 and retrofits | 554 | 7305 | Rate Constraint in lbs/MMBtu | FALSE | L | Annual | Net Emissions Allowance Position | Thousand Tons | 0 | 0 | 0 | 0 | 0 | 0 | 0
IL Fac. Spec. - NOX Rate Summer v3.1, Unit 277 and retrofits | 554 | 7305 | Rate Constraint in lbs/MMBtu | FALSE | L | Annual | Fuel Consumed | TBtu | 0 | 0 | 0 | 0 | 0 | 0 | 0
IL Fac. Spec. - NOX Rate Summer v3.1, Unit 277 and retrofits | 554 | 7305 | Rate Constraint in lbs/MMBtu | FALSE | L | Annual | Rate | lb/MMBtu | 0 | 0 | 0 | 0 | 0 | 0 | 0
IL Fac. Spec. - NOX Rate Summer v3.1, Unit 277 and retrofits | 554 | 7305 | Rate Constraint in lbs/MMBtu | FALSE | L | Annual | Generation | TWh | 0 | 0 | 0 | 0 | 0 | 0 | 0
IL Fac. Spec. - NOX Rate Summer v3.1, Unit 277 and retrofits | 554 | 7305 | Rate Constraint in lbs/MMBtu | FALSE | L | Annual | Qualifying Generation | TWh | 0 | 0 | 0 | 0 | 0 | 0 | 0
IL Fac. Spec. - NOX Rate Summer v3.1, Unit 277 and retrofits | 554 | 7305 | Rate Constraint in lbs/MMBtu | FALSE | L | Annual | Rate | lb/MWh | 0 | 0 | 0 | 0 | 0 | 0 | 0
IL Fac. Spec. - NOX Rate Summer v3.1, Unit 277 and retrofits | 554 | 7305 | Rate Constraint in lbs/MMBtu | FALSE | L | Annual | Constraint Shadow Price | US2022$/Ton | 0 | 0 | 0 | 0 | 0 | 0 | 0
IL Fac. Spec. - NOX Rate Summer v3.1, Unit 278 and retrofits | 555 | 7305 | Rate Constraint in lbs/MMBtu | FALSE | L | Annual | Seasons Included | Seasons | Summer | Summer | Summer | Summer | Summer | Summer | Summer
IL Fac. Spec. - NOX Rate Summer v3.1, Unit 278 and retrofits | 555 | 7305 | Rate Constraint in lbs/MMBtu | FALSE | L | Annual | Standard NOX | lb/MMBtu | 0.25 | 0.25 | 0.25 | 0.25 | 0.25 | 0.25 | 0.25
IL Fac. Spec. - NOX Rate Summer v3.1, Unit 278 and retrofits | 555 | 7305 | Rate Constraint in lbs/MMBtu | FALSE | L | Annual | Emissions at Affected Plants NOX | Thousand Tons | 0 | 0 | 0 | 0 | 0 | 0 | 0
IL Fac. Spec. - NOX Rate Summer v3.1, Unit 278 and retrofits | 555 | 7305 | Rate Constraint in lbs/MMBtu | FALSE | L | Annual | Allowances Purchased NOX | Thousand Tons | 0 | 0 | 0 | 0 | 0 | 0 | 0
IL Fac. Spec. - NOX Rate Summer v3.1, Unit 278 and retrofits | 555 | 7305 | Rate Constraint in lbs/MMBtu | FALSE | L | Annual | Allowances Sold NOX | Thousand Tons | 0 | 0 | 0 | 0 | 0 | 0 | 0
IL Fac. Spec. - NOX Rate Summer v3.1, Unit 278 and retrofits | 555 | 7305 | Rate Constraint in lbs/MMBtu | FALSE | L | Annual | Allowances Banked | Thousand Tons | 0 | 0 | 0 | 0 | 0 | 0 | 0
IL Fac. Spec. - NOX Rate Summer v3.1, Unit 278 and retrofits | 555 | 7305 | Rate Constraint in lbs/MMBtu | FALSE | L | Annual | Allowances Withdrawn (1:1) | Thousand Tons | 0 | 0 | 0 | 0 | 0 | 0 | 0
IL Fac. Spec. - NOX Rate Summer v3.1, Unit 278 and retrofits | 555 | 7305 | Rate Constraint in lbs/MMBtu | FALSE | L | Annual | Allowances Withdrawn (n:1) | Thousand Tons | 0 | 0 | 0 | 0 | 0 | 0 | 0
IL Fac. Spec. - NOX Rate Summer v3.1, Unit 278 and retrofits | 555 | 7305 | Rate Constraint in lbs/MMBtu | FALSE | L | Annual | Net Emissions Allowance Position | Thousand Tons | 0 | 0 | 0 | 0 | 0 | 0 | 0
IL Fac. Spec. - NOX Rate Summer v3.1, Unit 278 and retrofits | 555 | 7305 | Rate Constraint in lbs/MMBtu | FALSE | L | Annual | Fuel Consumed | TBtu | 0 | 0 | 0 | 0 | 0 | 0 | 0
IL Fac. Spec. - NOX Rate Summer v3.1, Unit 278 and retrofits | 555 | 7305 | Rate Constraint in lbs/MMBtu | FALSE | L | Annual | Rate | lb/MMBtu | 0 | 0 | 0 | 0 | 0 | 0 | 0
IL Fac. Spec. - NOX Rate Summer v3.1, Unit 278 and retrofits | 555 | 7305 | Rate Constraint in lbs/MMBtu | FALSE | L | Annual | Generation | TWh | 0 | 0 | 0 | 0 | 0 | 0 | 0
IL Fac. Spec. - NOX Rate Summer v3.1, Unit 278 and retrofits | 555 | 7305 | Rate Constraint in lbs/MMBtu | FALSE | L | Annual | Qualifying Generation | TWh | 0 | 0 | 0 | 0 | 0 | 0 | 0
IL Fac. Spec. - NOX Rate Summer v3.1, Unit 278 and retrofits | 555 | 7305 | Rate Constraint in lbs/MMBtu | FALSE | L | Annual | Rate | lb/MWh | 0 | 0 | 0 | 0 | 0 | 0 | 0
IL Fac. Spec. - NOX Rate Summer v3.1, Unit 278 and retrofits | 555 | 7305 | Rate Constraint in lbs/MMBtu | FALSE | L | Annual | Constraint Shadow Price | US2022$/Ton | 0 | 0 | 0 | 0 | 0 | 0 | 0
IL Fac. Spec. - NOX Rate Summer v3.1, Unit 279 and retrofits | 556 | 7305 | Rate Constraint in lbs/MMBtu | FALSE | L | Annual | Seasons Included | Seasons | Summer | Summer | Summer | Summer | Summer | Summer | Summer
IL Fac. Spec. - NOX Rate Summer v3.1, Unit 279 and retrofits | 556 | 7305 | Rate Constraint in lbs/MMBtu | FALSE | L | Annual | Standard NOX | lb/MMBtu | 0.25 | 0.25 | 0.25 | 0.25 | 0.25 | 0.25 | 0.25
IL Fac. Spec. - NOX Rate Summer v3.1, Unit 279 and retrofits | 556 | 7305 | Rate Constraint in lbs/MMBtu | FALSE | L | Annual | Emissions at Affected Plants NOX | Thousand Tons | 0.002177 | 0.002177 | 0.00038769 | 0 | 0 | 0 | 0
IL Fac. Spec. - NOX Rate Summer v3.1, Unit 279 and retrofits | 556 | 7305 | Rate Constraint in lbs/MMBtu | FALSE | L | Annual | Allowances Purchased NOX | Thousand Tons | 0 | 0 | 0 | 0 | 0 | 0 | 0
IL Fac. Spec. - NOX Rate Summer v3.1, Unit 279 and retrofits | 556 | 7305 | Rate Constraint in lbs/MMBtu | FALSE | L | Annual | Allowances Sold NOX | Thousand Tons | 0 | 0 | 0 | 0 | 0 | 0 | 0
IL Fac. Spec. - NOX Rate Summer v3.1, Unit 279 and retrofits | 556 | 7305 | Rate Constraint in lbs/MMBtu | FALSE | L | Annual | Allowances Banked | Thousand Tons | 0 | 0 | 0 | 0 | 0 | 0 | 0
IL Fac. Spec. - NOX Rate Summer v3.1, Unit 279 and retrofits | 556 | 7305 | Rate Constraint in lbs/MMBtu | FALSE | L | Annual | Allowances Withdrawn (1:1) | Thousand Tons | 0 | 0 | 0 | 0 | 0 | 0 | 0
IL Fac. Spec. - NOX Rate Summer v3.1, Unit 279 and retrofits | 556 | 7305 | Rate Constraint in lbs/MMBtu | FALSE | L | Annual | Allowances Withdrawn (n:1) | Thousand Tons | 0 | 0 | 0 | 0 | 0 | 0 | 0
IL Fac. Spec. - NOX Rate Summer v3.1, Unit 279 and retrofits | 556 | 7305 | Rate Constraint in lbs/MMBtu | FALSE | L | Annual | Net Emissions Allowance Position | Thousand Tons | 0.002177 | 0.002177 | 0.00038769 | 0 | 0 | 0 | 0
IL Fac. Spec. - NOX Rate Summer v3.1, Unit 279 and retrofits | 556 | 7305 | Rate Constraint in lbs/MMBtu | FALSE | L | Annual | Fuel Consumed | TBtu | 0.11144 | 0.11144 | 0.019846 | 0 | 0 | 0 | 0
IL Fac. Spec. - NOX Rate Summer v3.1, Unit 279 and retrofits | 556 | 7305 | Rate Constraint in lbs/MMBtu | FALSE | L | Annual | Rate | lb/MMBtu | 0.03907 | 0.03907 | 0.03907 | 0 | 0 | 0 | 0
IL Fac. Spec. - NOX Rate Summer v3.1, Unit 279 and retrofits | 556 | 7305 | Rate Constraint in lbs/MMBtu | FALSE | L | Annual | Generation | TWh | 0.0098091 | 0.0098091 | 0.0017468 | 0 | 0 | 0 | 0
IL Fac. Spec. - NOX Rate Summer v3.1, Unit 279 and retrofits | 556 | 7305 | Rate Constraint in lbs/MMBtu | FALSE | L | Annual | Qualifying Generation | TWh | 0.0098091 | 0.0098091 | 0.0017468 | 0 | 0 | 0 | 0
IL Fac. Spec. - NOX Rate Summer v3.1, Unit 279 and retrofits | 556 | 7305 | Rate Constraint in lbs/MMBtu | FALSE | L | Annual | Rate | lb/MWh | 0.44387 | 0.44387 | 0.44387 | 0 | 0 | 0 | 0
IL Fac. Spec. - NOX Rate Summer v3.1, Unit 279 and retrofits | 556 | 7305 | Rate Constraint in lbs/MMBtu | FALSE | L | Annual | Constraint Shadow Price | US2022$/Ton | 0 | 0 | 0 | 0 | 0 | 0 | 0
IL Fac. Spec. - NOX Rate Summer v3.1, Unit 280 and retrofits | 557 | 7305 | Rate Constraint in lbs/MMBtu | FALSE | L | Annual | Seasons Included | Seasons | Summer | Summer | Summer | Summer | Summer | Summer | Summer
IL Fac. Spec. - NOX Rate Summer v3.1, Unit 280 and retrofits | 557 | 7305 | Rate Constraint in lbs/MMBtu | FALSE | L | Annual | Standard NOX | lb/MMBtu | 0.25 | 0.25 | 0.25 | 0.25 | 0.25 | 0.25 | 0.25
IL Fac. Spec. - NOX Rate Summer v3.1, Unit 280 and retrofits | 557 | 7305 | Rate Constraint in lbs/MMBtu | FALSE | L | Annual | Emissions at Affected Plants NOX | Thousand Tons | 0.0020527 | 0.0020527 | 0.00036556 | 0 | 0 | 0 | 0
IL Fac. Spec. - NOX Rate Summer v3.1, Unit 280 and retrofits | 557 | 7305 | Rate Constraint in lbs/MMBtu | FALSE | L | Annual | Allowances Purchased NOX | Thousand Tons | 0 | 0 | 0 | 0 | 0 | 0 | 0
IL Fac. Spec. - NOX Rate Summer v3.1, Unit 280 and retrofits | 557 | 7305 | Rate Constraint in lbs/MMBtu | FALSE | L | Annual | Allowances Sold NOX | Thousand Tons | 0 | 0 | 0 | 0 | 0 | 0 | 0
IL Fac. Spec. - NOX Rate Summer v3.1, Unit 280 and retrofits | 557 | 7305 | Rate Constraint in lbs/MMBtu | FALSE | L | Annual | Allowances Banked | Thousand Tons | 0 | 0 | 0 | 0 | 0 | 0 | 0
IL Fac. Spec. - NOX Rate Summer v3.1, Unit 280 and retrofits | 557 | 7305 | Rate Constraint in lbs/MMBtu | FALSE | L | Annual | Allowances Withdrawn (1:1) | Thousand Tons | 0 | 0 | 0 | 0 | 0 | 0 | 0
IL Fac. Spec. - NOX Rate Summer v3.1, Unit 280 and retrofits | 557 | 7305 | Rate Constraint in lbs/MMBtu | FALSE | L | Annual | Allowances Withdrawn (n:1) | Thousand Tons | 0 | 0 | 0 | 0 | 0 | 0 | 0
IL Fac. Spec. - NOX Rate Summer v3.1, Unit 280 and retrofits | 557 | 7305 | Rate Constraint in lbs/MMBtu | FALSE | L | Annual | Net Emissions Allowance Position | Thousand Tons | 0.0020527 | 0.0020527 | 0.00036556 | 0 | 0 | 0 | 0
IL Fac. Spec. - NOX Rate Summer v3.1, Unit 280 and retrofits | 557 | 7305 | Rate Constraint in lbs/MMBtu | FALSE | L | Annual | Fuel Consumed | TBtu | 0.11144 | 0.11144 | 0.019846 | 0 | 0 | 0 | 0
IL Fac. Spec. - NOX Rate Summer v3.1, Unit 280 and retrofits | 557 | 7305 | Rate Constraint in lbs/MMBtu | FALSE | L | Annual | Rate | lb/MMBtu | 0.03684 | 0.03684 | 0.03684 | 0 | 0 | 0 | 0
IL Fac. Spec. - NOX Rate Summer v3.1, Unit 280 and retrofits | 557 | 7305 | Rate Constraint in lbs/MMBtu | FALSE | L | Annual | Generation | TWh | 0.0098091 | 0.0098091 | 0.0017468 | 0 | 0 | 0 | 0
IL Fac. Spec. - NOX Rate Summer v3.1, Unit 280 and retrofits | 557 | 7305 | Rate Constraint in lbs/MMBtu | FALSE | L | Annual | Qualifying Generation | TWh | 0.0098091 | 0.0098091 | 0.0017468 | 0 | 0 | 0 | 0
IL Fac. Spec. - NOX Rate Summer v3.1, Unit 280 and retrofits | 557 | 7305 | Rate Constraint in lbs/MMBtu | FALSE | L | Annual | Rate | lb/MWh | 0.41854 | 0.41854 | 0.41854 | 0 | 0 | 0 | 0
IL Fac. Spec. - NOX Rate Summer v3.1, Unit 280 and retrofits | 557 | 7305 | Rate Constraint in lbs/MMBtu | FALSE | L | Annual | Constraint Shadow Price | US2022$/Ton | 0 | 0 | 0 | 0 | 0 | 0 | 0
IL Fac. Spec. - NOX Rate Summer v3.1, Unit 281 and retrofits | 558 | 7305 | Rate Constraint in lbs/MMBtu | FALSE | L | Annual | Seasons Included | Seasons | Summer | Summer | Summer | Summer | Summer | Summer | Summer
IL Fac. Spec. - NOX Rate Summer v3.1, Unit 281 and retrofits | 558 | 7305 | Rate Constraint in lbs/MMBtu | FALSE | L | Annual | Standard NOX | lb/MMBtu | 0.25 | 0.25 | 0.25 | 0.25 | 0.25 | 0.25 | 0.25
IL Fac. Spec. - NOX Rate Summer v3.1, Unit 281 and retrofits | 558 | 7305 | Rate Constraint in lbs/MMBtu | FALSE | L | Annual | Emissions at Affected Plants NOX | Thousand Tons | 0.0021742 | 0.0021742 | 0.00038719 | 0 | 0 | 0 | 0
IL Fac. Spec. - NOX Rate Summer v3.1, Unit 281 and retrofits | 558 | 7305 | Rate Constraint in lbs/MMBtu | FALSE | L | Annual | Allowances Purchased NOX | Thousand Tons | 0 | 0 | 0 | 0 | 0 | 0 | 0
IL Fac. Spec. - NOX Rate Summer v3.1, Unit 281 and retrofits | 558 | 7305 | Rate Constraint in lbs/MMBtu | FALSE | L | Annual | Allowances Sold NOX | Thousand Tons | 0 | 0 | 0 | 0 | 0 | 0 | 0
IL Fac. Spec. - NOX Rate Summer v3.1, Unit 281 and retrofits | 558 | 7305 | Rate Constraint in lbs/MMBtu | FALSE | L | Annual | Allowances Banked | Thousand Tons | 0 | 0 | 0 | 0 | 0 | 0 | 0
IL Fac. Spec. - NOX Rate Summer v3.1, Unit 281 and retrofits | 558 | 7305 | Rate Constraint in lbs/MMBtu | FALSE | L | Annual | Allowances Withdrawn (1:1) | Thousand Tons | 0 | 0 | 0 | 0 | 0 | 0 | 0
IL Fac. Spec. - NOX Rate Summer v3.1, Unit 281 and retrofits | 558 | 7305 | Rate Constraint in lbs/MMBtu | FALSE | L | Annual | Allowances Withdrawn (n:1) | Thousand Tons | 0 | 0 | 0 | 0 | 0 | 0 | 0
IL Fac. Spec. - NOX Rate Summer v3.1, Unit 281 and retrofits | 558 | 7305 | Rate Constraint in lbs/MMBtu | FALSE | L | Annual | Net Emissions Allowance Position | Thousand Tons | 0.0021742 | 0.0021742 | 0.00038719 | 0 | 0 | 0 | 0
IL Fac. Spec. - NOX Rate Summer v3.1, Unit 281 and retrofits | 558 | 7305 | Rate Constraint in lbs/MMBtu | FALSE | L | Annual | Fuel Consumed | TBtu | 0.11144 | 0.11144 | 0.019846 | 0 | 0 | 0 | 0
IL Fac. Spec. - NOX Rate Summer v3.1, Unit 281 and retrofits | 558 | 7305 | Rate Constraint in lbs/MMBtu | FALSE | L | Annual | Rate | lb/MMBtu | 0.03902 | 0.03902 | 0.03902 | 0 | 0 | 0 | 0
IL Fac. Spec. - NOX Rate Summer v3.1, Unit 281 and retrofits | 558 | 7305 | Rate Constraint in lbs/MMBtu | FALSE | L | Annual | Generation | TWh | 0.0098091 | 0.0098091 | 0.0017468 | 0 | 0 | 0 | 0
IL Fac. Spec. - NOX Rate Summer v3.1, Unit 281 and retrofits | 558 | 7305 | Rate Constraint in lbs/MMBtu | FALSE | L | Annual | Qualifying Generation | TWh | 0.0098091 | 0.0098091 | 0.0017468 | 0 | 0 | 0 | 0
IL Fac. Spec. - NOX Rate Summer v3.1, Unit 281 and retrofits | 558 | 7305 | Rate Constraint in lbs/MMBtu | FALSE | L | Annual | Rate | lb/MWh | 0.44331 | 0.44331 | 0.44331 | 0 | 0 | 0 | 0
IL Fac. Spec. - NOX Rate Summer v3.1, Unit 281 and retrofits | 558 | 7305 | Rate Constraint in lbs/MMBtu | FALSE | L | Annual | Constraint Shadow Price | US2022$/Ton | 0 | 0 | 0 | 0 | 0 | 0 | 0
IL Fac. Spec. - NOX Rate Summer v3.1, Unit 282 and retrofits | 559 | 7305 | Rate Constraint in lbs/MMBtu | FALSE | L | Annual | Seasons Included | Seasons | Summer | Summer | Summer | Summer | Summer | Summer | Summer
IL Fac. Spec. - NOX Rate Summer v3.1, Unit 282 and retrofits | 559 | 7305 | Rate Constraint in lbs/MMBtu | FALSE | L | Annual | Standard NOX | lb/MMBtu | 0.25 | 0.25 | 0.25 | 0.25 | 0.25 | 0.25 | 0.25
IL Fac. Spec. - NOX Rate Summer v3.1, Unit 282 and retrofits | 559 | 7305 | Rate Constraint in lbs/MMBtu | FALSE | L | Annual | Emissions at Affected Plants NOX | Thousand Tons | 0.0020461 | 0.0020461 | 0.00036437 | 0 | 0 | 0 | 0
IL Fac. Spec. - NOX Rate Summer v3.1, Unit 282 and retrofits | 559 | 7305 | Rate Constraint in lbs/MMBtu | FALSE | L | Annual | Allowances Purchased NOX | Thousand Tons | 0 | 0 | 0 | 0 | 0 | 0 | 0
IL Fac. Spec. - NOX Rate Summer v3.1, Unit 282 and retrofits | 559 | 7305 | Rate Constraint in lbs/MMBtu | FALSE | L | Annual | Allowances Sold NOX | Thousand Tons | 0 | 0 | 0 | 0 | 0 | 0 | 0
IL Fac. Spec. - NOX Rate Summer v3.1, Unit 282 and retrofits | 559 | 7305 | Rate Constraint in lbs/MMBtu | FALSE | L | Annual | Allowances Banked | Thousand Tons | 0 | 0 | 0 | 0 | 0 | 0 | 0
IL Fac. Spec. - NOX Rate Summer v3.1, Unit 282 and retrofits | 559 | 7305 | Rate Constraint in lbs/MMBtu | FALSE | L | Annual | Allowances Withdrawn (1:1) | Thousand Tons | 0 | 0 | 0 | 0 | 0 | 0 | 0
IL Fac. Spec. - NOX Rate Summer v3.1, Unit 282 and retrofits | 559 | 7305 | Rate Constraint in lbs/MMBtu | FALSE | L | Annual | Allowances Withdrawn (n:1) | Thousand Tons | 0 | 0 | 0 | 0 | 0 | 0 | 0
IL Fac. Spec. - NOX Rate Summer v3.1, Unit 282 and retrofits | 559 | 7305 | Rate Constraint in lbs/MMBtu | FALSE | L | Annual | Net Emissions Allowance Position | Thousand Tons | 0.0020461 | 0.0020461 | 0.00036437 | 0 | 0 | 0 | 0
IL Fac. Spec. - NOX Rate Summer v3.1, Unit 282 and retrofits | 559 | 7305 | Rate Constraint in lbs/MMBtu | FALSE | L | Annual | Fuel Consumed | TBtu | 0.11144 | 0.11144 | 0.019846 | 0 | 0 | 0 | 0
IL Fac. Spec. - NOX Rate Summer v3.1, Unit 282 and retrofits | 559 | 7305 | Rate Constraint in lbs/MMBtu | FALSE | L | Annual | Rate | lb/MMBtu | 0.03672 | 0.03672 | 0.03672 | 0 | 0 | 0 | 0
IL Fac. Spec. - NOX Rate Summer v3.1, Unit 282 and retrofits | 559 | 7305 | Rate Constraint in lbs/MMBtu | FALSE | L | Annual | Generation | TWh | 0.0098091 | 0.0098091 | 0.0017468 | 0 | 0 | 0 | 0
IL Fac. Spec. - NOX Rate Summer v3.1, Unit 282 and retrofits | 559 | 7305 | Rate Constraint in lbs/MMBtu | FALSE | L | Annual | Qualifying Generation | TWh | 0.0098091 | 0.0098091 | 0.0017468 | 0 | 0 | 0 | 0
IL Fac. Spec. - NOX Rate Summer v3.1, Unit 282 and retrofits | 559 | 7305 | Rate Constraint in lbs/MMBtu | FALSE | L | Annual | Rate | lb/MWh | 0.41718 | 0.41718 | 0.41718 | 0 | 0 | 0 | 0
IL Fac. Spec. - NOX Rate Summer v3.1, Unit 282 and retrofits | 559 | 7305 | Rate Constraint in lbs/MMBtu | FALSE | L | Annual | Constraint Shadow Price | US2022$/Ton | 0 | 0 | 0 | 0 | 0 | 0 | 0
IL Fac. Spec. - NOX Rate Summer v3.1, Unit 283 and retrofits | 560 | 7305 | Rate Constraint in lbs/MMBtu | FALSE | L | Annual | Seasons Included | Seasons | Summer | Summer | Summer | Summer | Summer | Summer | Summer
IL Fac. Spec. - NOX Rate Summer v3.1, Unit 283 and retrofits | 560 | 7305 | Rate Constraint in lbs/MMBtu | FALSE | L | Annual | Standard NOX | lb/MMBtu | 0.25 | 0.25 | 0.25 | 0.25 | 0.25 | 0.25 | 0.25
IL Fac. Spec. - NOX Rate Summer v3.1, Unit 283 and retrofits | 560 | 7305 | Rate Constraint in lbs/MMBtu | FALSE | L | Annual | Emissions at Affected Plants NOX | Thousand Tons | 0.0020962 | 0.0020962 | 0.0003733 | 0 | 0 | 0 | 0
IL Fac. Spec. - NOX Rate Summer v3.1, Unit 283 and retrofits | 560 | 7305 | Rate Constraint in lbs/MMBtu | FALSE | L | Annual | Allowances Purchased NOX | Thousand Tons | 0 | 0 | 0 | 0 | 0 | 0 | 0
IL Fac. Spec. - NOX Rate Summer v3.1, Unit 283 and retrofits | 560 | 7305 | Rate Constraint in lbs/MMBtu | FALSE | L | Annual | Allowances Sold NOX | Thousand Tons | 0 | 0 | 0 | 0 | 0 | 0 | 0
IL Fac. Spec. - NOX Rate Summer v3.1, Unit 283 and retrofits | 560 | 7305 | Rate Constraint in lbs/MMBtu | FALSE | L | Annual | Allowances Banked | Thousand Tons | 0 | 0 | 0 | 0 | 0 | 0 | 0
IL Fac. Spec. - NOX Rate Summer v3.1, Unit 283 and retrofits | 560 | 7305 | Rate Constraint in lbs/MMBtu | FALSE | L | Annual | Allowances Withdrawn (1:1) | Thousand Tons | 0 | 0 | 0 | 0 | 0 | 0 | 0
IL Fac. Spec. - NOX Rate Summer v3.1, Unit 283 and retrofits | 560 | 7305 | Rate Constraint in lbs/MMBtu | FALSE | L | Annual | Allowances Withdrawn (n:1) | Thousand Tons | 0 | 0 | 0 | 0 | 0 | 0 | 0
IL Fac. Spec. - NOX Rate Summer v3.1, Unit 283 and retrofits | 560 | 7305 | Rate Constraint in lbs/MMBtu | FALSE | L | Annual | Net Emissions Allowance Position | Thousand Tons | 0.0020962 | 0.0020962 | 0.0003733 | 0 | 0 | 0 | 0
IL Fac. Spec. - NOX Rate Summer v3.1, Unit 283 and retrofits | 560 | 7305 | Rate Constraint in lbs/MMBtu | FALSE | L | Annual | Fuel Consumed | TBtu | 0.11144 | 0.11144 | 0.019846 | 0 | 0 | 0 | 0
IL Fac. Spec. - NOX Rate Summer v3.1, Unit 283 and retrofits | 560 | 7305 | Rate Constraint in lbs/MMBtu | FALSE | L | Annual | Rate | lb/MMBtu | 0.03762 | 0.03762 | 0.03762 | 0 | 0 | 0 | 0
IL Fac. Spec. - NOX Rate Summer v3.1, Unit 283 and retrofits | 560 | 7305 | Rate Constraint in lbs/MMBtu | FALSE | L | Annual | Generation | TWh | 0.0098091 | 0.0098091 | 0.0017468 | 0 | 0 | 0 | 0
IL Fac. Spec. - NOX Rate Summer v3.1, Unit 283 and retrofits | 560 | 7305 | Rate Constraint in lbs/MMBtu | FALSE | L | Annual | Qualifying Generation | TWh | 0.0098091 | 0.0098091 | 0.0017468 | 0 | 0 | 0 | 0
IL Fac. Spec. - NOX Rate Summer v3.1, Unit 283 and retrofits | 560 | 7305 | Rate Constraint in lbs/MMBtu | FALSE | L | Annual | Rate | lb/MWh | 0.4274 | 0.4274 | 0.4274 | 0 | 0 | 0 | 0
IL Fac. Spec. - NOX Rate Summer v3.1, Unit 283 and retrofits | 560 | 7305 | Rate Constraint in lbs/MMBtu | FALSE | L | Annual | Constraint Shadow Price | US2022$/Ton | 0 | 0 | 0 | 0 | 0 | 0 | 0
IL Fac. Spec. - NOX Rate Summer v3.1, Unit 284 and retrofits | 561 | 7305 | Rate Constraint in lbs/MMBtu | FALSE | L | Annual | Seasons Included | Seasons | Summer | Summer | Summer | Summer | Summer | Summer | Summer
IL Fac. Spec. - NOX Rate Summer v3.1, Unit 284 and retrofits | 561 | 7305 | Rate Constraint in lbs/MMBtu | FALSE | L | Annual | Standard NOX | lb/MMBtu | 0.25 | 0.25 | 0.25 | 0.25 | 0.25 | 0.25 | 0.25
IL Fac. Spec. - NOX Rate Summer v3.1, Unit 284 and retrofits | 561 | 7305 | Rate Constraint in lbs/MMBtu | FALSE | L | Annual | Emissions at Affected Plants NOX | Thousand Tons | 0.00016265 | 0 | 0 | 0 | 0 | 0 | 0
IL Fac. Spec. - NOX Rate Summer v3.1, Unit 284 and retrofits | 561 | 7305 | Rate Constraint in lbs/MMBtu | FALSE | L | Annual | Allowances Purchased NOX | Thousand Tons | 0 | 0 | 0 | 0 | 0 | 0 | 0
IL Fac. Spec. - NOX Rate Summer v3.1, Unit 284 and retrofits | 561 | 7305 | Rate Constraint in lbs/MMBtu | FALSE | L | Annual | Allowances Sold NOX | Thousand Tons | 0 | 0 | 0 | 0 | 0 | 0 | 0
IL Fac. Spec. - NOX Rate Summer v3.1, Unit 284 and retrofits | 561 | 7305 | Rate Constraint in lbs/MMBtu | FALSE | L | Annual | Allowances Banked | Thousand Tons | 0 | 0 | 0 | 0 | 0 | 0 | 0
IL Fac. Spec. - NOX Rate Summer v3.1, Unit 284 and retrofits | 561 | 7305 | Rate Constraint in lbs/MMBtu | FALSE | L | Annual | Allowances Withdrawn (1:1) | Thousand Tons | 0 | 0 | 0 | 0 | 0 | 0 | 0
IL Fac. Spec. - NOX Rate Summer v3.1, Unit 284 and retrofits | 561 | 7305 | Rate Constraint in lbs/MMBtu | FALSE | L | Annual | Allowances Withdrawn (n:1) | Thousand Tons | 0 | 0 | 0 | 0 | 0 | 0 | 0
IL Fac. Spec. - NOX Rate Summer v3.1, Unit 284 and retrofits | 561 | 7305 | Rate Constraint in lbs/MMBtu | FALSE | L | Annual | Net Emissions Allowance Position | Thousand Tons | 0.00016265 | 0 | 0 | 0 | 0 | 0 | 0
IL Fac. Spec. - NOX Rate Summer v3.1, Unit 284 and retrofits | 561 | 7305 | Rate Constraint in lbs/MMBtu | FALSE | L | Annual | Fuel Consumed | TBtu | 0.010624 | 0 | 0 | 0 | 0 | 0 | 0
IL Fac. Spec. - NOX Rate Summer v3.1, Unit 284 and retrofits | 561 | 7305 | Rate Constraint in lbs/MMBtu | FALSE | L | Annual | Rate | lb/MMBtu | 0.03062 | 0 | 0 | 0 | 0 | 0 | 0
IL Fac. Spec. - NOX Rate Summer v3.1, Unit 284 and retrofits | 561 | 7305 | Rate Constraint in lbs/MMBtu | FALSE | L | Annual | Generation | TWh | 0.0008366 | 0 | 0 | 0 | 0 | 0 | 0
IL Fac. Spec. - NOX Rate Summer v3.1, Unit 284 and retrofits | 561 | 7305 | Rate Constraint in lbs/MMBtu | FALSE | L | Annual | Qualifying Generation | TWh | 0.0008366 | 0 | 0 | 0 | 0 | 0 | 0
IL Fac. Spec. - NOX Rate Summer v3.1, Unit 284 and retrofits | 561 | 7305 | Rate Constraint in lbs/MMBtu | FALSE | L | Annual | Rate | lb/MWh | 0.38884 | 0 | 0 | 0 | 0 | 0 | 0
IL Fac. Spec. - NOX Rate Summer v3.1, Unit 284 and retrofits | 561 | 7305 | Rate Constraint in lbs/MMBtu | FALSE | L | Annual | Constraint Shadow Price | US2022$/Ton | 0 | 0 | 0 | 0 | 0 | 0 | 0
IL Fac. Spec. - NOX Rate Summer v3.1, Unit 285 and retrofits | 562 | 7305 | Rate Constraint in lbs/MMBtu | FALSE | L | Annual | Seasons Included | Seasons | Summer | Summer | Summer | Summer | Summer | Summer | Summer
IL Fac. Spec. - NOX Rate Summer v3.1, Unit 285 and retrofits | 562 | 7305 | Rate Constraint in lbs/MMBtu | FALSE | L | Annual | Standard NOX | lb/MMBtu | 0.25 | 0.25 | 0.25 | 0.25 | 0.25 | 0.25 | 0.25
IL Fac. Spec. - NOX Rate Summer v3.1, Unit 285 and retrofits | 562 | 7305 | Rate Constraint in lbs/MMBtu | FALSE | L | Annual | Emissions at Affected Plants NOX | Thousand Tons | 0.00016223 | 0 | 0 | 0 | 0 | 0 | 0
IL Fac. Spec. - NOX Rate Summer v3.1, Unit 285 and retrofits | 562 | 7305 | Rate Constraint in lbs/MMBtu | FALSE | L | Annual | Allowances Purchased NOX | Thousand Tons | 0 | 0 | 0 | 0 | 0 | 0 | 0
IL Fac. Spec. - NOX Rate Summer v3.1, Unit 285 and retrofits | 562 | 7305 | Rate Constraint in lbs/MMBtu | FALSE | L | Annual | Allowances Sold NOX | Thousand Tons | 0 | 0 | 0 | 0 | 0 | 0 | 0
IL Fac. Spec. - NOX Rate Summer v3.1, Unit 285 and retrofits | 562 | 7305 | Rate Constraint in lbs/MMBtu | FALSE | L | Annual | Allowances Banked | Thousand Tons | 0 | 0 | 0 | 0 | 0 | 0 | 0
IL Fac. Spec. - NOX Rate Summer v3.1, Unit 285 and retrofits | 562 | 7305 | Rate Constraint in lbs/MMBtu | FALSE | L | Annual | Allowances Withdrawn (1:1) | Thousand Tons | 0 | 0 | 0 | 0 | 0 | 0 | 0
IL Fac. Spec. - NOX Rate Summer v3.1, Unit 285 and retrofits | 562 | 7305 | Rate Constraint in lbs/MMBtu | FALSE | L | Annual | Allowances Withdrawn (n:1) | Thousand Tons | 0 | 0 | 0 | 0 | 0 | 0 | 0
IL Fac. Spec. - NOX Rate Summer v3.1, Unit 285 and retrofits | 562 | 7305 | Rate Constraint in lbs/MMBtu | FALSE | L | Annual | Net Emissions Allowance Position | Thousand Tons | 0.00016223 | 0 | 0 | 0 | 0 | 0 | 0
IL Fac. Spec. - NOX Rate Summer v3.1, Unit 285 and retrofits | 562 | 7305 | Rate Constraint in lbs/MMBtu | FALSE | L | Annual | Fuel Consumed | TBtu | 0.010624 | 0 | 0 | 0 | 0 | 0 | 0
IL Fac. Spec. - NOX Rate Summer v3.1, Unit 285 and retrofits | 562 | 7305 | Rate Constraint in lbs/MMBtu | FALSE | L | Annual | Rate | lb/MMBtu | 0.03054 | 0 | 0 | 0 | 0 | 0 | 0
IL Fac. Spec. - NOX Rate Summer v3.1, Unit 285 and retrofits | 562 | 7305 | Rate Constraint in lbs/MMBtu | FALSE | L | Annual | Generation | TWh | 0.0008366 | 0 | 0 | 0 | 0 | 0 | 0
IL Fac. Spec. - NOX Rate Summer v3.1, Unit 285 and retrofits | 562 | 7305 | Rate Constraint in lbs/MMBtu | FALSE | L | Annual | Qualifying Generation | TWh | 0.0008366 | 0 | 0 | 0 | 0 | 0 | 0
IL Fac. Spec. - NOX Rate Summer v3.1, Unit 285 and retrofits | 562 | 7305 | Rate Constraint in lbs/MMBtu | FALSE | L | Annual | Rate | lb/MWh | 0.38783 | 0 | 0 | 0 | 0 | 0 | 0
IL Fac. Spec. - NOX Rate Summer v3.1, Unit 285 and retrofits | 562 | 7305 | Rate Constraint in lbs/MMBtu | FALSE | L | Annual | Constraint Shadow Price | US2022$/Ton | 0 | 0 | 0 | 0 | 0 | 0 | 0
IL Fac. Spec. - NOX Rate Summer v3.1, Unit 286 and retrofits | 563 | 7305 | Rate Constraint in lbs/MMBtu | FALSE | L | Annual | Seasons Included | Seasons | Summer | Summer | Summer | Summer | Summer | Summer | Summer
IL Fac. Spec. - NOX Rate Summer v3.1, Unit 286 and retrofits | 563 | 7305 | Rate Constraint in lbs/MMBtu | FALSE | L | Annual | Standard NOX | lb/MMBtu | 0.25 | 0.25 | 0.25 | 0.25 | 0.25 | 0.25 | 0.25
IL Fac. Spec. - NOX Rate Summer v3.1, Unit 286 and retrofits | 563 | 7305 | Rate Constraint in lbs/MMBtu | FALSE | L | Annual | Emissions at Affected Plants NOX | Thousand Tons | 0.000172 | 0 | 0 | 0 | 0 | 0 | 0
IL Fac. Spec. - NOX Rate Summer v3.1, Unit 286 and retrofits | 563 | 7305 | Rate Constraint in lbs/MMBtu | FALSE | L | Annual | Allowances Purchased NOX | Thousand Tons | 0 | 0 | 0 | 0 | 0 | 0 | 0
IL Fac. Spec. - NOX Rate Summer v3.1, Unit 286 and retrofits | 563 | 7305 | Rate Constraint in lbs/MMBtu | FALSE | L | Annual | Allowances Sold NOX | Thousand Tons | 0 | 0 | 0 | 0 | 0 | 0 | 0
IL Fac. Spec. - NOX Rate Summer v3.1, Unit 286 and retrofits | 563 | 7305 | Rate Constraint in lbs/MMBtu | FALSE | L | Annual | Allowances Banked | Thousand Tons | 0 | 0 | 0 | 0 | 0 | 0 | 0
IL Fac. Spec. - NOX Rate Summer v3.1, Unit 286 and retrofits | 563 | 7305 | Rate Constraint in lbs/MMBtu | FALSE | L | Annual | Allowances Withdrawn (1:1) | Thousand Tons | 0 | 0 | 0 | 0 | 0 | 0 | 0
IL Fac. Spec. - NOX Rate Summer v3.1, Unit 286 and retrofits | 563 | 7305 | Rate Constraint in lbs/MMBtu | FALSE | L | Annual | Allowances Withdrawn (n:1) | Thousand Tons | 0 | 0 | 0 | 0 | 0 | 0 | 0
IL Fac. Spec. - NOX Rate Summer v3.1, Unit 286 and retrofits | 563 | 7305 | Rate Constraint in lbs/MMBtu | FALSE | L | Annual | Net Emissions Allowance Position | Thousand Tons | 0.000172 | 0 | 0 | 0 | 0 | 0 | 0
IL Fac. Spec. - NOX Rate Summer v3.1, Unit 286 and retrofits | 563 | 7305 | Rate Constraint in lbs/MMBtu | FALSE | L | Annual | Fuel Consumed | TBtu | 0.010624 | 0 | 0 | 0 | 0 | 0 | 0
IL Fac. Spec. - NOX Rate Summer v3.1, Unit 286 and retrofits | 563 | 7305 | Rate Constraint in lbs/MMBtu | FALSE | L | Annual | Rate | lb/MMBtu | 0.03238 | 0 | 0 | 0 | 0 | 0 | 0
IL Fac. Spec. - NOX Rate Summer v3.1, Unit 286 and retrofits | 563 | 7305 | Rate Constraint in lbs/MMBtu | FALSE | L | Annual | Generation | TWh | 0.0008366 | 0 | 0 | 0 | 0 | 0 | 0
IL Fac. Spec. - NOX Rate Summer v3.1, Unit 286 and retrofits | 563 | 7305 | Rate Constraint in lbs/MMBtu | FALSE | L | Annual | Qualifying Generation | TWh | 0.0008366 | 0 | 0 | 0 | 0 | 0 | 0
IL Fac. Spec. - NOX Rate Summer v3.1, Unit 286 and retrofits | 563 | 7305 | Rate Constraint in lbs/MMBtu | FALSE | L | Annual | Rate | lb/MWh | 0.41119 | 0 | 0 | 0 | 0 | 0 | 0
IL Fac. Spec. - NOX Rate Summer v3.1, Unit 286 and retrofits | 563 | 7305 | Rate Constraint in lbs/MMBtu | FALSE | L | Annual | Constraint Shadow Price | US2022$/Ton | 0 | 0 | 0 | 0 | 0 | 0 | 0
IL Fac. Spec. - NOX Rate Summer v3.1, Unit 287 and retrofits | 564 | 7305 | Rate Constraint in lbs/MMBtu | FALSE | L | Annual | Seasons Included | Seasons | Summer | Summer | Summer | Summer | Summer | Summer | Summer
IL Fac. Spec. - NOX Rate Summer v3.1, Unit 287 and retrofits | 564 | 7305 | Rate Constraint in lbs/MMBtu | FALSE | L | Annual | Standard NOX | lb/MMBtu | 0.25 | 0.25 | 0.25 | 0.25 | 0.25 | 0.25 | 0.25
IL Fac. Spec. - NOX Rate Summer v3.1, Unit 287 and retrofits | 564 | 7305 | Rate Constraint in lbs/MMBtu | FALSE | L | Annual | Emissions at Affected Plants NOX | Thousand Tons | 0.000173 | 0 | 0 | 0 | 0 | 0 | 0
IL Fac. Spec. - NOX Rate Summer v3.1, Unit 287 and retrofits | 564 | 7305 | Rate Constraint in lbs/MMBtu | FALSE | L | Annual | Allowances Purchased NOX | Thousand Tons | 0 | 0 | 0 | 0 | 0 | 0 | 0
IL Fac. Spec. - NOX Rate Summer v3.1, Unit 287 and retrofits | 564 | 7305 | Rate Constraint in lbs/MMBtu | FALSE | L | Annual | Allowances Sold NOX | Thousand Tons | 0 | 0 | 0 | 0 | 0 | 0 | 0
IL Fac. Spec. - NOX Rate Summer v3.1, Unit 287 and retrofits | 564 | 7305 | Rate Constraint in lbs/MMBtu | FALSE | L | Annual | Allowances Banked | Thousand Tons | 0 | 0 | 0 | 0 | 0 | 0 | 0
IL Fac. Spec. - NOX Rate Summer v3.1, Unit 287 and retrofits | 564 | 7305 | Rate Constraint in lbs/MMBtu | FALSE | L | Annual | Allowances Withdrawn (1:1) | Thousand Tons | 0 | 0 | 0 | 0 | 0 | 0 | 0
IL Fac. Spec. - NOX Rate Summer v3.1, Unit 287 and retrofits | 564 | 7305 | Rate Constraint in lbs/MMBtu | FALSE | L | Annual | Allowances Withdrawn (n:1) | Thousand Tons | 0 | 0 | 0 | 0 | 0 | 0 | 0
IL Fac. Spec. - NOX Rate Summer v3.1, Unit 287 and retrofits | 564 | 7305 | Rate Constraint in lbs/MMBtu | FALSE | L | Annual | Net Emissions Allowance Position | Thousand Tons | 0.000173 | 0 | 0 | 0 | 0 | 0 | 0
IL Fac. Spec. - NOX Rate Summer v3.1, Unit 287 and retrofits | 564 | 7305 | Rate Constraint in lbs/MMBtu | FALSE | L | Annual | Fuel Consumed | TBtu | 0.010523 | 0 | 0 | 0 | 0 | 0 | 0
IL Fac. Spec. - NOX Rate Summer v3.1, Unit 287 and retrofits | 564 | 7305 | Rate Constraint in lbs/MMBtu | FALSE | L | Annual | Rate | lb/MMBtu | 0.03288 | 0 | 0 | 0 | 0 | 0 | 0
IL Fac. Spec. - NOX Rate Summer v3.1, Unit 287 and retrofits | 564 | 7305 | Rate Constraint in lbs/MMBtu | FALSE | L | Annual | Generation | TWh | 0.00082871 | 0 | 0 | 0 | 0 | 0 | 0
IL Fac. Spec. - NOX Rate Summer v3.1, Unit 287 and retrofits | 564 | 7305 | Rate Constraint in lbs/MMBtu | FALSE | L | Annual | Qualifying Generation | TWh | 0.00082871 | 0 | 0 | 0 | 0 | 0 | 0
IL Fac. Spec. - NOX Rate Summer v3.1, Unit 287 and retrofits | 564 | 7305 | Rate Constraint in lbs/MMBtu | FALSE | L | Annual | Rate | lb/MWh | 0.41751 | 0 | 0 | 0 | 0 | 0 | 0
IL Fac. Spec. - NOX Rate Summer v3.1, Unit 287 and retrofits | 564 | 7305 | Rate Constraint in lbs/MMBtu | FALSE | L | Annual | Constraint Shadow Price | US2022$/Ton | 0 | 0 | 0 | 0 | 0 | 0 | 0
IL Fac. Spec. - NOX Rate Summer v3.1, Unit 288 and retrofits | 565 | 7305 | Rate Constraint in lbs/MMBtu | FALSE | L | Annual | Seasons Included | Seasons | Summer | Summer | Summer | Summer | Summer | Summer | Summer
IL Fac. Spec. - NOX Rate Summer v3.1, Unit 288 and retrofits | 565 | 7305 | Rate Constraint in lbs/MMBtu | FALSE | L | Annual | Standard NOX | lb/MMBtu | 0.25 | 0.25 | 0.25 | 0.25 | 0.25 | 0.25 | 0.25
IL Fac. Spec. - NOX Rate Summer v3.1, Unit 288 and retrofits | 565 | 7305 | Rate Constraint in lbs/MMBtu | FALSE | L | Annual | Emissions at Affected Plants NOX | Thousand Tons | 0.00014349 | 0 | 0 | 0 | 0 | 0 | 0
IL Fac. Spec. - NOX Rate Summer v3.1, Unit 288 and retrofits | 565 | 7305 | Rate Constraint in lbs/MMBtu | FALSE | L | Annual | Allowances Purchased NOX | Thousand Tons | 0 | 0 | 0 | 0 | 0 | 0 | 0
IL Fac. Spec. - NOX Rate Summer v3.1, Unit 288 and retrofits | 565 | 7305 | Rate Constraint in lbs/MMBtu | FALSE | L | Annual | Allowances Sold NOX | Thousand Tons | 0 | 0 | 0 | 0 | 0 | 0 | 0
IL Fac. Spec. - NOX Rate Summer v3.1, Unit 288 and retrofits | 565 | 7305 | Rate Constraint in lbs/MMBtu | FALSE | L | Annual | Allowances Banked | Thousand Tons | 0 | 0 | 0 | 0 | 0 | 0 | 0
IL Fac. Spec. - NOX Rate Summer v3.1, Unit 288 and retrofits | 565 | 7305 | Rate Constraint in lbs/MMBtu | FALSE | L | Annual | Allowances Withdrawn (1:1) | Thousand Tons | 0 | 0 | 0 | 0 | 0 | 0 | 0
IL Fac. Spec. - NOX Rate Summer v3.1, Unit 288 and retrofits | 565 | 7305 | Rate Constraint in lbs/MMBtu | FALSE | L | Annual | Allowances Withdrawn (n:1) | Thousand Tons | 0 | 0 | 0 | 0 | 0 | 0 | 0
IL Fac. Spec. - NOX Rate Summer v3.1, Unit 288 and retrofits | 565 | 7305 | Rate Constraint in lbs/MMBtu | FALSE | L | Annual | Net Emissions Allowance Position | Thousand Tons | 0.00014349 | 0 | 0 | 0 | 0 | 0 | 0
IL Fac. Spec. - NOX Rate Summer v3.1, Unit 288 and retrofits | 565 | 7305 | Rate Constraint in lbs/MMBtu | FALSE | L | Annual | Fuel Consumed | TBtu | 0.010649 | 0 | 0 | 0 | 0 | 0 | 0
IL Fac. Spec. - NOX Rate Summer v3.1, Unit 288 and retrofits | 565 | 7305 | Rate Constraint in lbs/MMBtu | FALSE | L | Annual | Rate | lb/MMBtu | 0.02695 | 0 | 0 | 0 | 0 | 0 | 0
IL Fac. Spec. - NOX Rate Summer v3.1, Unit 288 and retrofits | 565 | 7305 | Rate Constraint in lbs/MMBtu | FALSE | L | Annual | Generation | TWh | 0.00083857 | 0 | 0 | 0 | 0 | 0 | 0
IL Fac. Spec. - NOX Rate Summer v3.1, Unit 288 and retrofits | 565 | 7305 | Rate Constraint in lbs/MMBtu | FALSE | L | Annual | Qualifying Generation | TWh | 0.00083857 | 0 | 0 | 0 | 0 | 0 | 0
IL Fac. Spec. - NOX Rate Summer v3.1, Unit 288 and retrofits | 565 | 7305 | Rate Constraint in lbs/MMBtu | FALSE | L | Annual | Rate | lb/MWh | 0.34224 | 0 | 0 | 0 | 0 | 0 | 0
IL Fac. Spec. - NOX Rate Summer v3.1, Unit 288 and retrofits | 565 | 7305 | Rate Constraint in lbs/MMBtu | FALSE | L | Annual | Constraint Shadow Price | US2022$/Ton | 0 | 0 | 0 | 0 | 0 | 0 | 0
IL Fac. Spec. - NOX Rate Summer v3.1, Unit 289 and retrofits | 566 | 7305 | Rate Constraint in lbs/MMBtu | FALSE | L | Annual | Seasons Included | Seasons | Summer | Summer | Summer | Summer | Summer | Summer | Summer
IL Fac. Spec. - NOX Rate Summer v3.1, Unit 289 and retrofits | 566 | 7305 | Rate Constraint in lbs/MMBtu | FALSE | L | Annual | Standard NOX | lb/MMBtu | 0.25 | 0.25 | 0.25 | 0.25 | 0.25 | 0.25 | 0.25
IL Fac. Spec. - NOX Rate Summer v3.1, Unit 289 and retrofits | 566 | 7305 | Rate Constraint in lbs/MMBtu | FALSE | L | Annual | Emissions at Affected Plants NOX | Thousand Tons | 0.00014573 | 0 | 0 | 0 | 0 | 0 | 0
IL Fac. Spec. - NOX Rate Summer v3.1, Unit 289 and retrofits | 566 | 7305 | Rate Constraint in lbs/MMBtu | FALSE | L | Annual | Allowances Purchased NOX | Thousand Tons | 0 | 0 | 0 | 0 | 0 | 0 | 0
IL Fac. Spec. - NOX Rate Summer v3.1, Unit 289 and retrofits | 566 | 7305 | Rate Constraint in lbs/MMBtu | FALSE | L | Annual | Allowances Sold NOX | Thousand Tons | 0 | 0 | 0 | 0 | 0 | 0 | 0
IL Fac. Spec. - NOX Rate Summer v3.1, Unit 289 and retrofits | 566 | 7305 | Rate Constraint in lbs/MMBtu | FALSE | L | Annual | Allowances Banked | Thousand Tons | 0 | 0 | 0 | 0 | 0 | 0 | 0
IL Fac. Spec. - NOX Rate Summer v3.1, Unit 289 and retrofits | 566 | 7305 | Rate Constraint in lbs/MMBtu | FALSE | L | Annual | Allowances Withdrawn (1:1) | Thousand Tons | 0 | 0 | 0 | 0 | 0 | 0 | 0
IL Fac. Spec. - NOX Rate Summer v3.1, Unit 289 and retrofits | 566 | 7305 | Rate Constraint in lbs/MMBtu | FALSE | L | Annual | Allowances Withdrawn (n:1) | Thousand Tons | 0 | 0 | 0 | 0 | 0 | 0 | 0
IL Fac. Spec. - NOX Rate Summer v3.1, Unit 289 and retrofits | 566 | 7305 | Rate Constraint in lbs/MMBtu | FALSE | L | Annual | Net Emissions Allowance Position | Thousand Tons | 0.00014573 | 0 | 0 | 0 | 0 | 0 | 0
IL Fac. Spec. - NOX Rate Summer v3.1, Unit 289 and retrofits | 566 | 7305 | Rate Constraint in lbs/MMBtu | FALSE | L | Annual | Fuel Consumed | TBtu | 0.010649 | 0 | 0 | 0 | 0 | 0 | 0
IL Fac. Spec. - NOX Rate Summer v3.1, Unit 289 and retrofits | 566 | 7305 | Rate Constraint in lbs/MMBtu | FALSE | L | Annual | Rate | lb/MMBtu | 0.02737 | 0 | 0 | 0 | 0 | 0 | 0
IL Fac. Spec. - NOX Rate Summer v3.1, Unit 289 and retrofits | 566 | 7305 | Rate Constraint in lbs/MMBtu | FALSE | L | Annual | Generation | TWh | 0.00083857 | 0 | 0 | 0 | 0 | 0 | 0
IL Fac. Spec. - NOX Rate Summer v3.1, Unit 289 and retrofits | 566 | 7305 | Rate Constraint in lbs/MMBtu | FALSE | L | Annual | Qualifying Generation | TWh | 0.00083857 | 0 | 0 | 0 | 0 | 0 | 0
IL Fac. Spec. - NOX Rate Summer v3.1, Unit 289 and retrofits | 566 | 7305 | Rate Constraint in lbs/MMBtu | FALSE | L | Annual | Rate | lb/MWh | 0.34757 | 0 | 0 | 0 | 0 | 0 | 0
IL Fac. Spec. - NOX Rate Summer v3.1, Unit 289 and retrofits | 566 | 7305 | Rate Constraint in lbs/MMBtu | FALSE | L | Annual | Constraint Shadow Price | US2022$/Ton | 0 | 0 | 0 | 0 | 0 | 0 | 0
IL Fac. Spec. - NOX Rate Summer v3.1, Unit 290 and retrofits | 567 | 7305 | Rate Constraint in lbs/MMBtu | FALSE | L | Annual | Seasons Included | Seasons | Summer | Summer | Summer | Summer | Summer | Summer | Summer
IL Fac. Spec. - NOX Rate Summer v3.1, Unit 290 and retrofits | 567 | 7305 | Rate Constraint in lbs/MMBtu | FALSE | L | Annual | Standard NOX | lb/MMBtu | 0.25 | 0.25 | 0.25 | 0.25 | 0.25 | 0.25 | 0.25
IL Fac. Spec. - NOX Rate Summer v3.1, Unit 290 and retrofits | 567 | 7305 | Rate Constraint in lbs/MMBtu | FALSE | L | Annual | Emissions at Affected Plants NOX | Thousand Tons | 0.00016324 | 0 | 0 | 0 | 0 | 0 | 0
IL Fac. Spec. - NOX Rate Summer v3.1, Unit 290 and retrofits | 567 | 7305 | Rate Constraint in lbs/MMBtu | FALSE | L | Annual | Allowances Purchased NOX | Thousand Tons | 0 | 0 | 0 | 0 | 0 | 0 | 0
IL Fac. Spec. - NOX Rate Summer v3.1, Unit 290 and retrofits | 567 | 7305 | Rate Constraint in lbs/MMBtu | FALSE | L | Annual | Allowances Sold NOX | Thousand Tons | 0 | 0 | 0 | 0 | 0 | 0 | 0
IL Fac. Spec. - NOX Rate Summer v3.1, Unit 290 and retrofits | 567 | 7305 | Rate Constraint in lbs/MMBtu | FALSE | L | Annual | Allowances Banked | Thousand Tons | 0 | 0 | 0 | 0 | 0 | 0 | 0
IL Fac. Spec. - NOX Rate Summer v3.1, Unit 290 and retrofits | 567 | 7305 | Rate Constraint in lbs/MMBtu | FALSE | L | Annual | Allowances Withdrawn (1:1) | Thousand Tons | 0 | 0 | 0 | 0 | 0 | 0 | 0
IL Fac. Spec. - NOX Rate Summer v3.1, Unit 290 and retrofits | 567 | 7305 | Rate Constraint in lbs/MMBtu | FALSE | L | Annual | Allowances Withdrawn (n:1) | Thousand Tons | 0 | 0 | 0 | 0 | 0 | 0 | 0
IL Fac. Spec. - NOX Rate Summer v3.1, Unit 290 and retrofits | 567 | 7305 | Rate Constraint in lbs/MMBtu | FALSE | L | Annual | Net Emissions Allowance Position | Thousand Tons | 0.00016324 | 0 | 0 | 0 | 0 | 0 | 0
IL Fac. Spec. - NOX Rate Summer v3.1, Unit 290 and retrofits | 567 | 7305 | Rate Constraint in lbs/MMBtu | FALSE | L | Annual | Fuel Consumed | TBtu | 0.010498 | 0 | 0 | 0 | 0 | 0 | 0
IL Fac. Spec. - NOX Rate Summer v3.1, Unit 290 and retrofits | 567 | 7305 | Rate Constraint in lbs/MMBtu | FALSE | L | Annual | Rate | lb/MMBtu | 0.0311 | 0 | 0 | 0 | 0 | 0 | 0
IL Fac. Spec. - NOX Rate Summer v3.1, Unit 290 and retrofits | 567 | 7305 | Rate Constraint in lbs/MMBtu | FALSE | L | Annual | Generation | TWh | 0.00082674 | 0 | 0 | 0 | 0 | 0 | 0
IL Fac. Spec. - NOX Rate Summer v3.1, Unit 290 and retrofits | 567 | 7305 | Rate Constraint in lbs/MMBtu | FALSE | L | Annual | Qualifying Generation | TWh | 0.00082674 | 0 | 0 | 0 | 0 | 0 | 0
IL Fac. Spec. - NOX Rate Summer v3.1, Unit 290 and retrofits | 567 | 7305 | Rate Constraint in lbs/MMBtu | FALSE | L | Annual | Rate | lb/MWh | 0.39491 | 0 | 0 | 0 | 0 | 0 | 0
IL Fac. Spec. - NOX Rate Summer v3.1, Unit 290 and retrofits | 567 | 7305 | Rate Constraint in lbs/MMBtu | FALSE | L | Annual | Constraint Shadow Price | US2022$/Ton | 0 | 0 | 0 | 0 | 0 | 0 | 0
IL Fac. Spec. - NOX Rate Summer v3.1, Unit 291 and retrofits | 568 | 7305 | Rate Constraint in lbs/MMBtu | FALSE | L | Annual | Seasons Included | Seasons | Summer | Summer | Summer | Summer | Summer | Summer | Summer
IL Fac. Spec. - NOX Rate Summer v3.1, Unit 291 and retrofits | 568 | 7305 | Rate Constraint in lbs/MMBtu | FALSE | L | Annual | Standard NOX | lb/MMBtu | 0.25 | 0.25 | 0.25 | 0.25 | 0.25 | 0.25 | 0.25
IL Fac. Spec. - NOX Rate Summer v3.1, Unit 291 and retrofits | 568 | 7305 | Rate Constraint in lbs/MMBtu | FALSE | L | Annual | Emissions at Affected Plants NOX | Thousand Tons | 0.000156 | 0 | 0 | 0 | 0 | 0 | 0
IL Fac. Spec. - NOX Rate Summer v3.1, Unit 291 and retrofits | 568 | 7305 | Rate Constraint in lbs/MMBtu | FALSE | L | Annual | Allowances Purchased NOX | Thousand Tons | 0 | 0 | 0 | 0 | 0 | 0 | 0
IL Fac. Spec. - NOX Rate Summer v3.1, Unit 291 and retrofits | 568 | 7305 | Rate Constraint in lbs/MMBtu | FALSE | L | Annual | Allowances Sold NOX | Thousand Tons | 0 | 0 | 0 | 0 | 0 | 0 | 0
IL Fac. Spec. - NOX Rate Summer v3.1, Unit 291 and retrofits | 568 | 7305 | Rate Constraint in lbs/MMBtu | FALSE | L | Annual | Allowances Banked | Thousand Tons | 0 | 0 | 0 | 0 | 0 | 0 | 0
IL Fac. Spec. - NOX Rate Summer v3.1, Unit 291 and retrofits | 568 | 7305 | Rate Constraint in lbs/MMBtu | FALSE | L | Annual | Allowances Withdrawn (1:1) | Thousand Tons | 0 | 0 | 0 | 0 | 0 | 0 | 0
IL Fac. Spec. - NOX Rate Summer v3.1, Unit 291 and retrofits | 568 | 7305 | Rate Constraint in lbs/MMBtu | FALSE | L | Annual | Allowances Withdrawn (n:1) | Thousand Tons | 0 | 0 | 0 | 0 | 0 | 0 | 0
IL Fac. Spec. - NOX Rate Summer v3.1, Unit 291 and retrofits | 568 | 7305 | Rate Constraint in lbs/MMBtu | FALSE | L | Annual | Net Emissions Allowance Position | Thousand Tons | 0.000156 | 0 | 0 | 0 | 0 | 0 | 0
IL Fac. Spec. - NOX Rate Summer v3.1, Unit 291 and retrofits | 568 | 7305 | Rate Constraint in lbs/MMBtu | FALSE | L | Annual | Fuel Consumed | TBtu | 0.010498 | 0 | 0 | 0 | 0 | 0 | 0
IL Fac. Spec. - NOX Rate Summer v3.1, Unit 291 and retrofits | 568 | 7305 | Rate Constraint in lbs/MMBtu | FALSE | L | Annual | Rate | lb/MMBtu | 0.02972 | 0 | 0 | 0 | 0 | 0 | 0
IL Fac. Spec. - NOX Rate Summer v3.1, Unit 291 and retrofits | 568 | 7305 | Rate Constraint in lbs/MMBtu | FALSE | L | Annual | Generation | TWh | 0.00082674 | 0 | 0 | 0 | 0 | 0 | 0
IL Fac. Spec. - NOX Rate Summer v3.1, Unit 291 and retrofits | 568 | 7305 | Rate Constraint in lbs/MMBtu | FALSE | L | Annual | Qualifying Generation | TWh | 0.00082674 | 0 | 0 | 0 | 0 | 0 | 0
IL Fac. Spec. - NOX Rate Summer v3.1, Unit 291 and retrofits | 568 | 7305 | Rate Constraint in lbs/MMBtu | FALSE | L | Annual | Rate | lb/MWh | 0.37738 | 0 | 0 | 0 | 0 | 0 | 0
IL Fac. Spec. - NOX Rate Summer v3.1, Unit 291 and retrofits | 568 | 7305 | Rate Constraint in lbs/MMBtu | FALSE | L | Annual | Constraint Shadow Price | US2022$/Ton | 0 | 0 | 0 | 0 | 0 | 0 | 0
IL Fac. Spec. - NOX Rate Summer v3.1, Unit 292 and retrofits | 569 | 7305 | Rate Constraint in lbs/MMBtu | FALSE | L | Annual | Seasons Included | Seasons | Summer | Summer | Summer | Summer | Summer | Summer | Summer
IL Fac. Spec. - NOX Rate Summer v3.1, Unit 292 and retrofits | 569 | 7305 | Rate Constraint in lbs/MMBtu | FALSE | L | Annual | Standard NOX | lb/MMBtu | 0.25 | 0.25 | 0.25 | 0.25 | 0.25 | 0.25 | 0.25
IL Fac. Spec. - NOX Rate Summer v3.1, Unit 292 and retrofits | 569 | 7305 | Rate Constraint in lbs/MMBtu | FALSE | L | Annual | Emissions at Affected Plants NOX | Thousand Tons | 0.00414 | 0.0019282 | 0 | 0 | 0 | 0 | 0
IL Fac. Spec. - NOX Rate Summer v3.1, Unit 292 and retrofits | 569 | 7305 | Rate Constraint in lbs/MMBtu | FALSE | L | Annual | Allowances Purchased NOX | Thousand Tons | 0 | 0 | 0 | 0 | 0 | 0 | 0
IL Fac. Spec. - NOX Rate Summer v3.1, Unit 292 and retrofits | 569 | 7305 | Rate Constraint in lbs/MMBtu | FALSE | L | Annual | Allowances Sold NOX | Thousand Tons | 0 | 0 | 0 | 0 | 0 | 0 | 0
IL Fac. Spec. - NOX Rate Summer v3.1, Unit 292 and retrofits | 569 | 7305 | Rate Constraint in lbs/MMBtu | FALSE | L | Annual | Allowances Banked | Thousand Tons | 0 | 0 | 0 | 0 | 0 | 0 | 0
IL Fac. Spec. - NOX Rate Summer v3.1, Unit 292 and retrofits | 569 | 7305 | Rate Constraint in lbs/MMBtu | FALSE | L | Annual | Allowances Withdrawn (1:1) | Thousand Tons | 0 | 0 | 0 | 0 | 0 | 0 | 0
IL Fac. Spec. - NOX Rate Summer v3.1, Unit 292 and retrofits | 569 | 7305 | Rate Constraint in lbs/MMBtu | FALSE | L | Annual | Allowances Withdrawn (n:1) | Thousand Tons | 0 | 0 | 0 | 0 | 0 | 0 | 0
IL Fac. Spec. - NOX Rate Summer v3.1, Unit 292 and retrofits | 569 | 7305 | Rate Constraint in lbs/MMBtu | FALSE | L | Annual | Net Emissions Allowance Position | Thousand Tons | 0.00414 | 0.0019282 | 0 | 0 | 0 | 0 | 0
IL Fac. Spec. - NOX Rate Summer v3.1, Unit 292 and retrofits | 569 | 7305 | Rate Constraint in lbs/MMBtu | FALSE | L | Annual | Fuel Consumed | TBtu | 0.038658 | 0.018005 | 0 | 0 | 0 | 0 | 0
IL Fac. Spec. - NOX Rate Summer v3.1, Unit 292 and retrofits | 569 | 7305 | Rate Constraint in lbs/MMBtu | FALSE | L | Annual | Rate | lb/MMBtu | 0.21419 | 0.21419 | 0 | 0 | 0 | 0 | 0
IL Fac. Spec. - NOX Rate Summer v3.1, Unit 292 and retrofits | 569 | 7305 | Rate Constraint in lbs/MMBtu | FALSE | L | Annual | Generation | TWh | 0.0032697 | 0.0015229 | 0 | 0 | 0 | 0 | 0
IL Fac. Spec. - NOX Rate Summer v3.1, Unit 292 and retrofits | 569 | 7305 | Rate Constraint in lbs/MMBtu | FALSE | L | Annual | Qualifying Generation | TWh | 0.0032697 | 0.0015229 | 0 | 0 | 0 | 0 | 0
IL Fac. Spec. - NOX Rate Summer v3.1, Unit 292 and retrofits | 569 | 7305 | Rate Constraint in lbs/MMBtu | FALSE | L | Annual | Rate | lb/MWh | 2.5324 | 2.5324 | 0 | 0 | 0 | 0 | 0
IL Fac. Spec. - NOX Rate Summer v3.1, Unit 292 and retrofits | 569 | 7305 | Rate Constraint in lbs/MMBtu | FALSE | L | Annual | Constraint Shadow Price | US2022$/Ton | 0 | 0 | 0 | 0 | 0 | 0 | 0
IL Fac. Spec. - NOX Rate Summer v3.1, Unit 293 and retrofits | 570 | 7305 | Rate Constraint in lbs/MMBtu | FALSE | L | Annual | Seasons Included | Seasons | Summer | Summer | Summer | Summer | Summer | Summer | Summer
IL Fac. Spec. - NOX Rate Summer v3.1, Unit 293 and retrofits | 570 | 7305 | Rate Constraint in lbs/MMBtu | FALSE | L | Annual | Standard NOX | lb/MMBtu | 0.25 | 0.25 | 0.25 | 0.25 | 0.25 | 0.25 | 0.25
IL Fac. Spec. - NOX Rate Summer v3.1, Unit 293 and retrofits | 570 | 7305 | Rate Constraint in lbs/MMBtu | FALSE | L | Annual | Emissions at Affected Plants NOX | Thousand Tons | 0.0033463 | 0.0015585 | 0 | 0 | 0 | 0 | 0
IL Fac. Spec. - NOX Rate Summer v3.1, Unit 293 and retrofits | 570 | 7305 | Rate Constraint in lbs/MMBtu | FALSE | L | Annual | Allowances Purchased NOX | Thousand Tons | 0 | 0 | 0 | 0 | 0 | 0 | 0
IL Fac. Spec. - NOX Rate Summer v3.1, Unit 293 and retrofits | 570 | 7305 | Rate Constraint in lbs/MMBtu | FALSE | L | Annual | Allowances Sold NOX | Thousand Tons | 0 | 0 | 0 | 0 | 0 | 0 | 0
IL Fac. Spec. - NOX Rate Summer v3.1, Unit 293 and retrofits | 570 | 7305 | Rate Constraint in lbs/MMBtu | FALSE | L | Annual | Allowances Banked | Thousand Tons | 0 | 0 | 0 | 0 | 0 | 0 | 0
IL Fac. Spec. - NOX Rate Summer v3.1, Unit 293 and retrofits | 570 | 7305 | Rate Constraint in lbs/MMBtu | FALSE | L | Annual | Allowances Withdrawn (1:1) | Thousand Tons | 0 | 0 | 0 | 0 | 0 | 0 | 0
IL Fac. Spec. - NOX Rate Summer v3.1, Unit 293 and retrofits | 570 | 7305 | Rate Constraint in lbs/MMBtu | FALSE | L | Annual | Allowances Withdrawn (n:1) | Thousand Tons | 0 | 0 | 0 | 0 | 0 | 0 | 0
IL Fac. Spec. - NOX Rate Summer v3.1, Unit 293 and retrofits | 570 | 7305 | Rate Constraint in lbs/MMBtu | FALSE | L | Annual | Net Emissions Allowance Position | Thousand Tons | 0.0033463 | 0.0015585 | 0 | 0 | 0 | 0 | 0
IL Fac. Spec. - NOX Rate Summer v3.1, Unit 293 and retrofits | 570 | 7305 | Rate Constraint in lbs/MMBtu | FALSE | L | Annual | Fuel Consumed | TBtu | 0.038661 | 0.018006 | 0 | 0 | 0 | 0 | 0
IL Fac. Spec. - NOX Rate Summer v3.1, Unit 293 and retrofits | 570 | 7305 | Rate Constraint in lbs/MMBtu | FALSE | L | Annual | Rate | lb/MMBtu | 0.17311 | 0.17311 | 0 | 0 | 0 | 0 | 0
IL Fac. Spec. - NOX Rate Summer v3.1, Unit 293 and retrofits | 570 | 7305 | Rate Constraint in lbs/MMBtu | FALSE | L | Annual | Generation | TWh | 0.0032697 | 0.0015229 | 0 | 0 | 0 | 0 | 0
IL Fac. Spec. - NOX Rate Summer v3.1, Unit 293 and retrofits | 570 | 7305 | Rate Constraint in lbs/MMBtu | FALSE | L | Annual | Qualifying Generation | TWh | 0.0032697 | 0.0015229 | 0 | 0 | 0 | 0 | 0
IL Fac. Spec. - NOX Rate Summer v3.1, Unit 293 and retrofits | 570 | 7305 | Rate Constraint in lbs/MMBtu | FALSE | L | Annual | Rate | lb/MWh | 2.0469 | 2.0469 | 0 | 0 | 0 | 0 | 0
IL Fac. Spec. - NOX Rate Summer v3.1, Unit 293 and retrofits | 570 | 7305 | Rate Constraint in lbs/MMBtu | FALSE | L | Annual | Constraint Shadow Price | US2022$/Ton | 0 | 0 | 0 | 0 | 0 | 0 | 0
IL Fac. Spec. - NOX Rate Summer v3.1, Unit 294 and retrofits | 571 | 7305 | Rate Constraint in lbs/MMBtu | FALSE | L | Annual | Seasons Included | Seasons | Summer | Summer | Summer | Summer | Summer | Summer | Summer
IL Fac. Spec. - NOX Rate Summer v3.1, Unit 294 and retrofits | 571 | 7305 | Rate Constraint in lbs/MMBtu | FALSE | L | Annual | Standard NOX | lb/MMBtu | 0.25 | 0.25 | 0.25 | 0.25 | 0.25 | 0.25 | 0.25
IL Fac. Spec. - NOX Rate Summer v3.1, Unit 294 and retrofits | 571 | 7305 | Rate Constraint in lbs/MMBtu | FALSE | L | Annual | Emissions at Affected Plants NOX | Thousand Tons | 0.0032825 | 0.0015288 | 0 | 0 | 0 | 0 | 0
IL Fac. Spec. - NOX Rate Summer v3.1, Unit 294 and retrofits | 571 | 7305 | Rate Constraint in lbs/MMBtu | FALSE | L | Annual | Allowances Purchased NOX | Thousand Tons | 0 | 0 | 0 | 0 | 0 | 0 | 0
IL Fac. Spec. - NOX Rate Summer v3.1, Unit 294 and retrofits | 571 | 7305 | Rate Constraint in lbs/MMBtu | FALSE | L | Annual | Allowances Sold NOX | Thousand Tons | 0 | 0 | 0 | 0 | 0 | 0 | 0
IL Fac. Spec. - NOX Rate Summer v3.1, Unit 294 and retrofits | 571 | 7305 | Rate Constraint in lbs/MMBtu | FALSE | L | Annual | Allowances Banked | Thousand Tons | 0 | 0 | 0 | 0 | 0 | 0 | 0
IL Fac. Spec. - NOX Rate Summer v3.1, Unit 294 and retrofits | 571 | 7305 | Rate Constraint in lbs/MMBtu | FALSE | L | Annual | Allowances Withdrawn (1:1) | Thousand Tons | 0 | 0 | 0 | 0 | 0 | 0 | 0
IL Fac. Spec. - NOX Rate Summer v3.1, Unit 294 and retrofits | 571 | 7305 | Rate Constraint in lbs/MMBtu | FALSE | L | Annual | Allowances Withdrawn (n:1) | Thousand Tons | 0 | 0 | 0 | 0 | 0 | 0 | 0
IL Fac. Spec. - NOX Rate Summer v3.1, Unit 294 and retrofits | 571 | 7305 | Rate Constraint in lbs/MMBtu | FALSE | L | Annual | Net Emissions Allowance Position | Thousand Tons | 0.0032825 | 0.0015288 | 0 | 0 | 0 | 0 | 0
IL Fac. Spec. - NOX Rate Summer v3.1, Unit 294 and retrofits | 571 | 7305 | Rate Constraint in lbs/MMBtu | FALSE | L | Annual | Fuel Consumed | TBtu | 0.038661 | 0.018006 | 0 | 0 | 0 | 0 | 0
IL Fac. Spec. - NOX Rate Summer v3.1, Unit 294 and retrofits | 571 | 7305 | Rate Constraint in lbs/MMBtu | FALSE | L | Annual | Rate | lb/MMBtu | 0.16981 | 0.16981 | 0 | 0 | 0 | 0 | 0
IL Fac. Spec. - NOX Rate Summer v3.1, Unit 294 and retrofits | 571 | 7305 | Rate Constraint in lbs/MMBtu | FALSE | L | Annual | Generation | TWh | 0.0032697 | 0.0015229 | 0 | 0 | 0 | 0 | 0
IL Fac. Spec. - NOX Rate Summer v3.1, Unit 294 and retrofits | 571 | 7305 | Rate Constraint in lbs/MMBtu | FALSE | L | Annual | Qualifying Generation | TWh | 0.0032697 | 0.0015229 | 0 | 0 | 0 | 0 | 0
IL Fac. Spec. - NOX Rate Summer v3.1, Unit 294 and retrofits | 571 | 7305 | Rate Constraint in lbs/MMBtu | FALSE | L | Annual | Rate | lb/MWh | 2.0078 | 2.0078 | 0 | 0 | 0 | 0 | 0
IL Fac. Spec. - NOX Rate Summer v3.1, Unit 294 and retrofits | 571 | 7305 | Rate Constraint in lbs/MMBtu | FALSE | L | Annual | Constraint Shadow Price | US2022$/Ton | 0 | 0 | 0 | 0 | 0 | 0 | 0
IL Fac. Spec. - NOX Rate Summer v3.1, Unit 295 and retrofits | 572 | 7305 | Rate Constraint in lbs/MMBtu | FALSE | L | Annual | Seasons Included | Seasons | Summer | Summer | Summer | Summer | Summer | Summer | Summer
IL Fac. Spec. - NOX Rate Summer v3.1, Unit 295 and retrofits | 572 | 7305 | Rate Constraint in lbs/MMBtu | FALSE | L | Annual | Standard NOX | lb/MMBtu | 0.25 | 0.25 | 0.25 | 0.25 | 0.25 | 0.25 | 0.25
IL Fac. Spec. - NOX Rate Summer v3.1, Unit 295 and retrofits | 572 | 7305 | Rate Constraint in lbs/MMBtu | FALSE | L | Annual | Emissions at Affected Plants NOX | Thousand Tons | 0.0031706 | 0.0014767 | 0 | 0 | 0 | 0 | 0
IL Fac. Spec. - NOX Rate Summer v3.1, Unit 295 and retrofits | 572 | 7305 | Rate Constraint in lbs/MMBtu | FALSE | L | Annual | Allowances Purchased NOX | Thousand Tons | 0 | 0 | 0 | 0 | 0 | 0 | 0
IL Fac. Spec. - NOX Rate Summer v3.1, Unit 295 and retrofits | 572 | 7305 | Rate Constraint in lbs/MMBtu | FALSE | L | Annual | Allowances Sold NOX | Thousand Tons | 0 | 0 | 0 | 0 | 0 | 0 | 0
IL Fac. Spec. - NOX Rate Summer v3.1, Unit 295 and retrofits | 572 | 7305 | Rate Constraint in lbs/MMBtu | FALSE | L | Annual | Allowances Banked | Thousand Tons | 0 | 0 | 0 | 0 | 0 | 0 | 0
IL Fac. Spec. - NOX Rate Summer v3.1, Unit 295 and retrofits | 572 | 7305 | Rate Constraint in lbs/MMBtu | FALSE | L | Annual | Allowances Withdrawn (1:1) | Thousand Tons | 0 | 0 | 0 | 0 | 0 | 0 | 0
IL Fac. Spec. - NOX Rate Summer v3.1, Unit 295 and retrofits | 572 | 7305 | Rate Constraint in lbs/MMBtu | FALSE | L | Annual | Allowances Withdrawn (n:1) | Thousand Tons | 0 | 0 | 0 | 0 | 0 | 0 | 0
IL Fac. Spec. - NOX Rate Summer v3.1, Unit 295 and retrofits | 572 | 7305 | Rate Constraint in lbs/MMBtu | FALSE | L | Annual | Net Emissions Allowance Position | Thousand Tons | 0.0031706 | 0.0014767 | 0 | 0 | 0 | 0 | 0
IL Fac. Spec. - NOX Rate Summer v3.1, Unit 295 and retrofits | 572 | 7305 | Rate Constraint in lbs/MMBtu | FALSE | L | Annual | Fuel Consumed | TBtu | 0.038661 | 0.018006 | 0 | 0 | 0 | 0 | 0
IL Fac. Spec. - NOX Rate Summer v3.1, Unit 295 and retrofits | 572 | 7305 | Rate Constraint in lbs/MMBtu | FALSE | L | Annual | Rate | lb/MMBtu | 0.16402 | 0.16402 | 0 | 0 | 0 | 0 | 0
IL Fac. Spec. - NOX Rate Summer v3.1, Unit 295 and retrofits | 572 | 7305 | Rate Constraint in lbs/MMBtu | FALSE | L | Annual | Generation | TWh | 0.0032697 | 0.0015229 | 0 | 0 | 0 | 0 | 0
IL Fac. Spec. - NOX Rate Summer v3.1, Unit 295 and retrofits | 572 | 7305 | Rate Constraint in lbs/MMBtu | FALSE | L | Annual | Qualifying Generation | TWh | 0.0032697 | 0.0015229 | 0 | 0 | 0 | 0 | 0
IL Fac. Spec. - NOX Rate Summer v3.1, Unit 295 and retrofits | 572 | 7305 | Rate Constraint in lbs/MMBtu | FALSE | L | Annual | Rate | lb/MWh | 1.9394 | 1.9394 | 0 | 0 | 0 | 0 | 0
IL Fac. Spec. - NOX Rate Summer v3.1, Unit 295 and retrofits | 572 | 7305 | Rate Constraint in lbs/MMBtu | FALSE | L | Annual | Constraint Shadow Price | US2022$/Ton | 0 | 0 | 0 | 0 | 0 | 0 | 0
IL Fac. Spec. - NOX Rate Summer v3.1, Unit 296 and retrofits | 573 | 7305 | Rate Constraint in lbs/MMBtu | FALSE | L | Annual | Seasons Included | Seasons | Summer | Summer | Summer | Summer | Summer | Summer | Summer
IL Fac. Spec. - NOX Rate Summer v3.1, Unit 296 and retrofits | 573 | 7305 | Rate Constraint in lbs/MMBtu | FALSE | L | Annual | Standard NOX | lb/MMBtu | 0.25 | 0.25 | 0.25 | 0.25 | 0.25 | 0.25 | 0.25
IL Fac. Spec. - NOX Rate Summer v3.1, Unit 296 and retrofits | 573 | 7305 | Rate Constraint in lbs/MMBtu | FALSE | L | Annual | Emissions at Affected Plants NOX | Thousand Tons | 0.0032046 | 0.0014926 | 0 | 0 | 0 | 0 | 0
IL Fac. Spec. - NOX Rate Summer v3.1, Unit 296 and retrofits | 573 | 7305 | Rate Constraint in lbs/MMBtu | FALSE | L | Annual | Allowances Purchased NOX | Thousand Tons | 0 | 0 | 0 | 0 | 0 | 0 | 0
IL Fac. Spec. - NOX Rate Summer v3.1, Unit 296 and retrofits | 573 | 7305 | Rate Constraint in lbs/MMBtu | FALSE | L | Annual | Allowances Sold NOX | Thousand Tons | 0 | 0 | 0 | 0 | 0 | 0 | 0
IL Fac. Spec. - NOX Rate Summer v3.1, Unit 296 and retrofits | 573 | 7305 | Rate Constraint in lbs/MMBtu | FALSE | L | Annual | Allowances Banked | Thousand Tons | 0 | 0 | 0 | 0 | 0 | 0 | 0
IL Fac. Spec. - NOX Rate Summer v3.1, Unit 296 and retrofits | 573 | 7305 | Rate Constraint in lbs/MMBtu | FALSE | L | Annual | Allowances Withdrawn (1:1) | Thousand Tons | 0 | 0 | 0 | 0 | 0 | 0 | 0
IL Fac. Spec. - NOX Rate Summer v3.1, Unit 296 and retrofits | 573 | 7305 | Rate Constraint in lbs/MMBtu | FALSE | L | Annual | Allowances Withdrawn (n:1) | Thousand Tons | 0 | 0 | 0 | 0 | 0 | 0 | 0
IL Fac. Spec. - NOX Rate Summer v3.1, Unit 296 and retrofits | 573 | 7305 | Rate Constraint in lbs/MMBtu | FALSE | L | Annual | Net Emissions Allowance Position | Thousand Tons | 0.0032046 | 0.0014926 | 0 | 0 | 0 | 0 | 0
IL Fac. Spec. - NOX Rate Summer v3.1, Unit 296 and retrofits | 573 | 7305 | Rate Constraint in lbs/MMBtu | FALSE | L | Annual | Fuel Consumed | TBtu | 0.038661 | 0.018006 | 0 | 0 | 0 | 0 | 0
IL Fac. Spec. - NOX Rate Summer v3.1, Unit 296 and retrofits | 573 | 7305 | Rate Constraint in lbs/MMBtu | FALSE | L | Annual | Rate | lb/MMBtu | 0.16578 | 0.16578 | 0 | 0 | 0 | 0 | 0
IL Fac. Spec. - NOX Rate Summer v3.1, Unit 296 and retrofits | 573 | 7305 | Rate Constraint in lbs/MMBtu | FALSE | L | Annual | Generation | TWh | 0.0032697 | 0.0015229 | 0 | 0 | 0 | 0 | 0
IL Fac. Spec. - NOX Rate Summer v3.1, Unit 296 and retrofits | 573 | 7305 | Rate Constraint in lbs/MMBtu | FALSE | L | Annual | Qualifying Generation | TWh | 0.0032697 | 0.0015229 | 0 | 0 | 0 | 0 | 0
IL Fac. Spec. - NOX Rate Summer v3.1, Unit 296 and retrofits | 573 | 7305 | Rate Constraint in lbs/MMBtu | FALSE | L | Annual | Rate | lb/MWh | 1.9602 | 1.9602 | 0 | 0 | 0 | 0 | 0
IL Fac. Spec. - NOX Rate Summer v3.1, Unit 296 and retrofits | 573 | 7305 | Rate Constraint in lbs/MMBtu | FALSE | L | Annual | Constraint Shadow Price | US2022$/Ton | 0 | 0 | 0 | 0 | 0 | 0 | 0
IL Fac. Spec. - NOX Rate Summer v3.1, Unit 297 and retrofits | 574 | 7305 | Rate Constraint in lbs/MMBtu | FALSE | L | Annual | Seasons Included | Seasons | Summer | Summer | Summer | Summer | Summer | Summer | Summer
IL Fac. Spec. - NOX Rate Summer v3.1, Unit 297 and retrofits | 574 | 7305 | Rate Constraint in lbs/MMBtu | FALSE | L | Annual | Standard NOX | lb/MMBtu | 0.25 | 0.25 | 0.25 | 0.25 | 0.25 | 0.25 | 0.25
IL Fac. Spec. - NOX Rate Summer v3.1, Unit 297 and retrofits | 574 | 7305 | Rate Constraint in lbs/MMBtu | FALSE | L | Annual | Emissions at Affected Plants NOX | Thousand Tons | 0.004064 | 0.0018928 | 0 | 0 | 0 | 0 | 0
IL Fac. Spec. - NOX Rate Summer v3.1, Unit 297 and retrofits | 574 | 7305 | Rate Constraint in lbs/MMBtu | FALSE | L | Annual | Allowances Purchased NOX | Thousand Tons | 0 | 0 | 0 | 0 | 0 | 0 | 0
IL Fac. Spec. - NOX Rate Summer v3.1, Unit 297 and retrofits | 574 | 7305 | Rate Constraint in lbs/MMBtu | FALSE | L | Annual | Allowances Sold NOX | Thousand Tons | 0 | 0 | 0 | 0 | 0 | 0 | 0
IL Fac. Spec. - NOX Rate Summer v3.1, Unit 297 and retrofits | 574 | 7305 | Rate Constraint in lbs/MMBtu | FALSE | L | Annual | Allowances Banked | Thousand Tons | 0 | 0 | 0 | 0 | 0 | 0 | 0
IL Fac. Spec. - NOX Rate Summer v3.1, Unit 297 and retrofits | 574 | 7305 | Rate Constraint in lbs/MMBtu | FALSE | L | Annual | Allowances Withdrawn (1:1) | Thousand Tons | 0 | 0 | 0 | 0 | 0 | 0 | 0
IL Fac. Spec. - NOX Rate Summer v3.1, Unit 297 and retrofits | 574 | 7305 | Rate Constraint in lbs/MMBtu | FALSE | L | Annual | Allowances Withdrawn (n:1) | Thousand Tons | 0 | 0 | 0 | 0 | 0 | 0 | 0
IL Fac. Spec. - NOX Rate Summer v3.1, Unit 297 and retrofits | 574 | 7305 | Rate Constraint in lbs/MMBtu | FALSE | L | Annual | Net Emissions Allowance Position | Thousand Tons | 0.004064 | 0.0018928 | 0 | 0 | 0 | 0 | 0
IL Fac. Spec. - NOX Rate Summer v3.1, Unit 297 and retrofits | 574 | 7305 | Rate Constraint in lbs/MMBtu | FALSE | L | Annual | Fuel Consumed | TBtu | 0.038661 | 0.018006 | 0 | 0 | 0 | 0 | 0
IL Fac. Spec. - NOX Rate Summer v3.1, Unit 297 and retrofits | 574 | 7305 | Rate Constraint in lbs/MMBtu | FALSE | L | Annual | Rate | lb/MMBtu | 0.21024 | 0.21024 | 0 | 0 | 0 | 0 | 0
IL Fac. Spec. - NOX Rate Summer v3.1, Unit 297 and retrofits | 574 | 7305 | Rate Constraint in lbs/MMBtu | FALSE | L | Annual | Generation | TWh | 0.0032697 | 0.0015229 | 0 | 0 | 0 | 0 | 0
IL Fac. Spec. - NOX Rate Summer v3.1, Unit 297 and retrofits | 574 | 7305 | Rate Constraint in lbs/MMBtu | FALSE | L | Annual | Qualifying Generation | TWh | 0.0032697 | 0.0015229 | 0 | 0 | 0 | 0 | 0
IL Fac. Spec. - NOX Rate Summer v3.1, Unit 297 and retrofits | 574 | 7305 | Rate Constraint in lbs/MMBtu | FALSE | L | Annual | Rate | lb/MWh | 2.4859 | 2.4859 | 0 | 0 | 0 | 0 | 0
IL Fac. Spec. - NOX Rate Summer v3.1, Unit 297 and retrofits | 574 | 7305 | Rate Constraint in lbs/MMBtu | FALSE | L | Annual | Constraint Shadow Price | US2022$/Ton | 0 | 0 | 0 | 0 | 0 | 0 | 0
IL Fac. Spec. - NOX Rate Summer v3.1, Unit 298 and retrofits | 575 | 7305 | Rate Constraint in lbs/MMBtu | FALSE | L | Annual | Seasons Included | Seasons | Summer | Summer | Summer | Summer | Summer | Summer | Summer
IL Fac. Spec. - NOX Rate Summer v3.1, Unit 298 and retrofits | 575 | 7305 | Rate Constraint in lbs/MMBtu | FALSE | L | Annual | Standard NOX | lb/MMBtu | 0.25 | 0.25 | 0.25 | 0.25 | 0.25 | 0.25 | 0.25
IL Fac. Spec. - NOX Rate Summer v3.1, Unit 298 and retrofits | 575 | 7305 | Rate Constraint in lbs/MMBtu | FALSE | L | Annual | Emissions at Affected Plants NOX | Thousand Tons | 0.00040761 | 0.0012599 | 0 | 0 | 0 | 0 | 0
IL Fac. Spec. - NOX Rate Summer v3.1, Unit 298 and retrofits | 575 | 7305 | Rate Constraint in lbs/MMBtu | FALSE | L | Annual | Allowances Purchased NOX | Thousand Tons | 0 | 0 | 0 | 0 | 0 | 0 | 0
IL Fac. Spec. - NOX Rate Summer v3.1, Unit 298 and retrofits | 575 | 7305 | Rate Constraint in lbs/MMBtu | FALSE | L | Annual | Allowances Sold NOX | Thousand Tons | 0 | 0 | 0 | 0 | 0 | 0 | 0
IL Fac. Spec. - NOX Rate Summer v3.1, Unit 298 and retrofits | 575 | 7305 | Rate Constraint in lbs/MMBtu | FALSE | L | Annual | Allowances Banked | Thousand Tons | 0 | 0 | 0 | 0 | 0 | 0 | 0
IL Fac. Spec. - NOX Rate Summer v3.1, Unit 298 and retrofits | 575 | 7305 | Rate Constraint in lbs/MMBtu | FALSE | L | Annual | Allowances Withdrawn (1:1) | Thousand Tons | 0 | 0 | 0 | 0 | 0 | 0 | 0
IL Fac. Spec. - NOX Rate Summer v3.1, Unit 298 and retrofits | 575 | 7305 | Rate Constraint in lbs/MMBtu | FALSE | L | Annual | Allowances Withdrawn (n:1) | Thousand Tons | 0 | 0 | 0 | 0 | 0 | 0 | 0
IL Fac. Spec. - NOX Rate Summer v3.1, Unit 298 and retrofits | 575 | 7305 | Rate Constraint in lbs/MMBtu | FALSE | L | Annual | Net Emissions Allowance Position | Thousand Tons | 0.00040761 | 0.0012599 | 0 | 0 | 0 | 0 | 0
IL Fac. Spec. - NOX Rate Summer v3.1, Unit 298 and retrofits | 575 | 7305 | Rate Constraint in lbs/MMBtu | FALSE | L | Annual | Fuel Consumed | TBtu | 0.014295 | 0.044183 | 0 | 0 | 0 | 0 | 0
IL Fac. Spec. - NOX Rate Summer v3.1, Unit 298 and retrofits | 575 | 7305 | Rate Constraint in lbs/MMBtu | FALSE | L | Annual | Rate | lb/MMBtu | 0.05703 | 0.05703 | 0 | 0 | 0 | 0 | 0
IL Fac. Spec. - NOX Rate Summer v3.1, Unit 298 and retrofits | 575 | 7305 | Rate Constraint in lbs/MMBtu | FALSE | L | Annual | Generation | TWh | 0.0011933 | 0.0036884 | 0 | 0 | 0 | 0 | 0
IL Fac. Spec. - NOX Rate Summer v3.1, Unit 298 and retrofits | 575 | 7305 | Rate Constraint in lbs/MMBtu | FALSE | L | Annual | Qualifying Generation | TWh | 0.0011933 | 0.0036884 | 0 | 0 | 0 | 0 | 0
IL Fac. Spec. - NOX Rate Summer v3.1, Unit 298 and retrofits | 575 | 7305 | Rate Constraint in lbs/MMBtu | FALSE | L | Annual | Rate | lb/MWh | 0.68316 | 0.68316 | 0 | 0 | 0 | 0 | 0
IL Fac. Spec. - NOX Rate Summer v3.1, Unit 298 and retrofits | 575 | 7305 | Rate Constraint in lbs/MMBtu | FALSE | L | Annual | Constraint Shadow Price | US2022$/Ton | 0 | 0 | 0 | 0 | 0 | 0 | 0
IL Fac. Spec. - NOX Rate Summer v3.1, Unit 299 and retrofits | 576 | 7305 | Rate Constraint in lbs/MMBtu | FALSE | L | Annual | Seasons Included | Seasons | Summer | Summer | Summer | Summer | Summer | Summer | Summer
IL Fac. Spec. - NOX Rate Summer v3.1, Unit 299 and retrofits | 576 | 7305 | Rate Constraint in lbs/MMBtu | FALSE | L | Annual | Standard NOX | lb/MMBtu | 0.25 | 0.25 | 0.25 | 0.25 | 0.25 | 0.25 | 0.25
IL Fac. Spec. - NOX Rate Summer v3.1, Unit 299 and retrofits | 576 | 7305 | Rate Constraint in lbs/MMBtu | FALSE | L | Annual | Emissions at Affected Plants NOX | Thousand Tons | 0.00040498 | 0.0012517 | 0 | 0 | 0 | 0 | 0
IL Fac. Spec. - NOX Rate Summer v3.1, Unit 299 and retrofits | 576 | 7305 | Rate Constraint in lbs/MMBtu | FALSE | L | Annual | Allowances Purchased NOX | Thousand Tons | 0 | 0 | 0 | 0 | 0 | 0 | 0
IL Fac. Spec. - NOX Rate Summer v3.1, Unit 299 and retrofits | 576 | 7305 | Rate Constraint in lbs/MMBtu | FALSE | L | Annual | Allowances Sold NOX | Thousand Tons | 0 | 0 | 0 | 0 | 0 | 0 | 0
IL Fac. Spec. - NOX Rate Summer v3.1, Unit 299 and retrofits | 576 | 7305 | Rate Constraint in lbs/MMBtu | FALSE | L | Annual | Allowances Banked | Thousand Tons | 0 | 0 | 0 | 0 | 0 | 0 | 0
IL Fac. Spec. - NOX Rate Summer v3.1, Unit 299 and retrofits | 576 | 7305 | Rate Constraint in lbs/MMBtu | FALSE | L | Annual | Allowances Withdrawn (1:1) | Thousand Tons | 0 | 0 | 0 | 0 | 0 | 0 | 0
IL Fac. Spec. - NOX Rate Summer v3.1, Unit 299 and retrofits | 576 | 7305 | Rate Constraint in lbs/MMBtu | FALSE | L | Annual | Allowances Withdrawn (n:1) | Thousand Tons | 0 | 0 | 0 | 0 | 0 | 0 | 0
IL Fac. Spec. - NOX Rate Summer v3.1, Unit 299 and retrofits | 576 | 7305 | Rate Constraint in lbs/MMBtu | FALSE | L | Annual | Net Emissions Allowance Position | Thousand Tons | 0.00040498 | 0.0012517 | 0 | 0 | 0 | 0 | 0
IL Fac. Spec. - NOX Rate Summer v3.1, Unit 299 and retrofits | 576 | 7305 | Rate Constraint in lbs/MMBtu | FALSE | L | Annual | Fuel Consumed | TBtu | 0.014343 | 0.044333 | 0 | 0 | 0 | 0 | 0
IL Fac. Spec. - NOX Rate Summer v3.1, Unit 299 and retrofits | 576 | 7305 | Rate Constraint in lbs/MMBtu | FALSE | L | Annual | Rate | lb/MMBtu | 0.05647 | 0.05647 | 0 | 0 | 0 | 0 | 0
IL Fac. Spec. - NOX Rate Summer v3.1, Unit 299 and retrofits | 576 | 7305 | Rate Constraint in lbs/MMBtu | FALSE | L | Annual | Generation | TWh | 0.0011972 | 0.0037006 | 0 | 0 | 0 | 0 | 0
IL Fac. Spec. - NOX Rate Summer v3.1, Unit 299 and retrofits | 576 | 7305 | Rate Constraint in lbs/MMBtu | FALSE | L | Annual | Qualifying Generation | TWh | 0.0011972 | 0.0037006 | 0 | 0 | 0 | 0 | 0
IL Fac. Spec. - NOX Rate Summer v3.1, Unit 299 and retrofits | 576 | 7305 | Rate Constraint in lbs/MMBtu | FALSE | L | Annual | Rate | lb/MWh | 0.67651 | 0.67651 | 0 | 0 | 0 | 0 | 0
IL Fac. Spec. - NOX Rate Summer v3.1, Unit 299 and retrofits | 576 | 7305 | Rate Constraint in lbs/MMBtu | FALSE | L | Annual | Constraint Shadow Price | US2022$/Ton | 0 | 0 | 0 | 0 | 0 | 0 | 0
IL Fac. Spec. - NOX Rate Summer v3.1, Unit 300 and retrofits | 577 | 7305 | Rate Constraint in lbs/MMBtu | FALSE | L | Annual | Seasons Included | Seasons | Summer | Summer | Summer | Summer | Summer | Summer | Summer
IL Fac. Spec. - NOX Rate Summer v3.1, Unit 300 and retrofits | 577 | 7305 | Rate Constraint in lbs/MMBtu | FALSE | L | Annual | Standard NOX | lb/MMBtu | 0.25 | 0.25 | 0.25 | 0.25 | 0.25 | 0.25 | 0.25
IL Fac. Spec. - NOX Rate Summer v3.1, Unit 300 and retrofits | 577 | 7305 | Rate Constraint in lbs/MMBtu | FALSE | L | Annual | Emissions at Affected Plants NOX | Thousand Tons | 0.0004171 | 0.0012892 | 0 | 0 | 0 | 0 | 0
IL Fac. Spec. - NOX Rate Summer v3.1, Unit 300 and retrofits | 577 | 7305 | Rate Constraint in lbs/MMBtu | FALSE | L | Annual | Allowances Purchased NOX | Thousand Tons | 0 | 0 | 0 | 0 | 0 | 0 | 0
IL Fac. Spec. - NOX Rate Summer v3.1, Unit 300 and retrofits | 577 | 7305 | Rate Constraint in lbs/MMBtu | FALSE | L | Annual | Allowances Sold NOX | Thousand Tons | 0 | 0 | 0 | 0 | 0 | 0 | 0
IL Fac. Spec. - NOX Rate Summer v3.1, Unit 300 and retrofits | 577 | 7305 | Rate Constraint in lbs/MMBtu | FALSE | L | Annual | Allowances Banked | Thousand Tons | 0 | 0 | 0 | 0 | 0 | 0 | 0
IL Fac. Spec. - NOX Rate Summer v3.1, Unit 300 and retrofits | 577 | 7305 | Rate Constraint in lbs/MMBtu | FALSE | L | Annual | Allowances Withdrawn (1:1) | Thousand Tons | 0 | 0 | 0 | 0 | 0 | 0 | 0
IL Fac. Spec. - NOX Rate Summer v3.1, Unit 300 and retrofits | 577 | 7305 | Rate Constraint in lbs/MMBtu | FALSE | L | Annual | Allowances Withdrawn (n:1) | Thousand Tons | 0 | 0 | 0 | 0 | 0 | 0 | 0
IL Fac. Spec. - NOX Rate Summer v3.1, Unit 300 and retrofits | 577 | 7305 | Rate Constraint in lbs/MMBtu | FALSE | L | Annual | Net Emissions Allowance Position | Thousand Tons | 0.0004171 | 0.0012892 | 0 | 0 | 0 | 0 | 0
IL Fac. Spec. - NOX Rate Summer v3.1, Unit 300 and retrofits | 577 | 7305 | Rate Constraint in lbs/MMBtu | FALSE | L | Annual | Fuel Consumed | TBtu | 0.014343 | 0.044333 | 0 | 0 | 0 | 0 | 0
IL Fac. Spec. - NOX Rate Summer v3.1, Unit 300 and retrofits | 577 | 7305 | Rate Constraint in lbs/MMBtu | FALSE | L | Annual | Rate | lb/MMBtu | 0.05816 | 0.05816 | 0 | 0 | 0 | 0 | 0
IL Fac. Spec. - NOX Rate Summer v3.1, Unit 300 and retrofits | 577 | 7305 | Rate Constraint in lbs/MMBtu | FALSE | L | Annual | Generation | TWh | 0.0011972 | 0.0037006 | 0 | 0 | 0 | 0 | 0
IL Fac. Spec. - NOX Rate Summer v3.1, Unit 300 and retrofits | 577 | 7305 | Rate Constraint in lbs/MMBtu | FALSE | L | Annual | Qualifying Generation | TWh | 0.0011972 | 0.0037006 | 0 | 0 | 0 | 0 | 0
IL Fac. Spec. - NOX Rate Summer v3.1, Unit 300 and retrofits | 577 | 7305 | Rate Constraint in lbs/MMBtu | FALSE | L | Annual | Rate | lb/MWh | 0.69676 | 0.69676 | 0 | 0 | 0 | 0 | 0
IL Fac. Spec. - NOX Rate Summer v3.1, Unit 300 and retrofits | 577 | 7305 | Rate Constraint in lbs/MMBtu | FALSE | L | Annual | Constraint Shadow Price | US2022$/Ton | 0 | 0 | 0 | 0 | 0 | 0 | 0
IL Fac. Spec. - NOX Rate Summer v3.1, Unit 301 and retrofits | 578 | 7305 | Rate Constraint in lbs/MMBtu | FALSE | L | Annual | Seasons Included | Seasons | Summer | Summer | Summer | Summer | Summer | Summer | Summer
IL Fac. Spec. - NOX Rate Summer v3.1, Unit 301 and retrofits | 578 | 7305 | Rate Constraint in lbs/MMBtu | FALSE | L | Annual | Standard NOX | lb/MMBtu | 0.25 | 0.25 | 0.25 | 0.25 | 0.25 | 0.25 | 0.25
IL Fac. Spec. - NOX Rate Summer v3.1, Unit 301 and retrofits | 578 | 7305 | Rate Constraint in lbs/MMBtu | FALSE | L | Annual | Emissions at Affected Plants NOX | Thousand Tons | 0.00042892 | 0.0013257 | 0 | 0 | 0 | 0 | 0
IL Fac. Spec. - NOX Rate Summer v3.1, Unit 301 and retrofits | 578 | 7305 | Rate Constraint in lbs/MMBtu | FALSE | L | Annual | Allowances Purchased NOX | Thousand Tons | 0 | 0 | 0 | 0 | 0 | 0 | 0
IL Fac. Spec. - NOX Rate Summer v3.1, Unit 301 and retrofits | 578 | 7305 | Rate Constraint in lbs/MMBtu | FALSE | L | Annual | Allowances Sold NOX | Thousand Tons | 0 | 0 | 0 | 0 | 0 | 0 | 0
IL Fac. Spec. - NOX Rate Summer v3.1, Unit 301 and retrofits | 578 | 7305 | Rate Constraint in lbs/MMBtu | FALSE | L | Annual | Allowances Banked | Thousand Tons | 0 | 0 | 0 | 0 | 0 | 0 | 0
IL Fac. Spec. - NOX Rate Summer v3.1, Unit 301 and retrofits | 578 | 7305 | Rate Constraint in lbs/MMBtu | FALSE | L | Annual | Allowances Withdrawn (1:1) | Thousand Tons | 0 | 0 | 0 | 0 | 0 | 0 | 0
IL Fac. Spec. - NOX Rate Summer v3.1, Unit 301 and retrofits | 578 | 7305 | Rate Constraint in lbs/MMBtu | FALSE | L | Annual | Allowances Withdrawn (n:1) | Thousand Tons | 0 | 0 | 0 | 0 | 0 | 0 | 0
IL Fac. Spec. - NOX Rate Summer v3.1, Unit 301 and retrofits | 578 | 7305 | Rate Constraint in lbs/MMBtu | FALSE | L | Annual | Net Emissions Allowance Position | Thousand Tons | 0.00042892 | 0.0013257 | 0 | 0 | 0 | 0 | 0
IL Fac. Spec. - NOX Rate Summer v3.1, Unit 301 and retrofits | 578 | 7305 | Rate Constraint in lbs/MMBtu | FALSE | L | Annual | Fuel Consumed | TBtu | 0.014554 | 0.044986 | 0 | 0 | 0 | 0 | 0
IL Fac. Spec. - NOX Rate Summer v3.1, Unit 301 and retrofits | 578 | 7305 | Rate Constraint in lbs/MMBtu | FALSE | L | Annual | Rate | lb/MMBtu | 0.05894 | 0.05894 | 0 | 0 | 0 | 0 | 0
IL Fac. Spec. - NOX Rate Summer v3.1, Unit 301 and retrofits | 578 | 7305 | Rate Constraint in lbs/MMBtu | FALSE | L | Annual | Generation | TWh | 0.001215 | 0.0037554 | 0 | 0 | 0 | 0 | 0
IL Fac. Spec. - NOX Rate Summer v3.1, Unit 301 and retrofits | 578 | 7305 | Rate Constraint in lbs/MMBtu | FALSE | L | Annual | Qualifying Generation | TWh | 0.001215 | 0.0037554 | 0 | 0 | 0 | 0 | 0
IL Fac. Spec. - NOX Rate Summer v3.1, Unit 301 and retrofits | 578 | 7305 | Rate Constraint in lbs/MMBtu | FALSE | L | Annual | Rate | lb/MWh | 0.70604 | 0.70604 | 0 | 0 | 0 | 0 | 0
IL Fac. Spec. - NOX Rate Summer v3.1, Unit 301 and retrofits | 578 | 7305 | Rate Constraint in lbs/MMBtu | FALSE | L | Annual | Constraint Shadow Price | US2022$/Ton | 0 | 0 | 0 | 0 | 0 | 0 | 0
IL Fac. Spec. - NOX Rate Summer v3.1, Unit 302 and retrofits | 579 | 7305 | Rate Constraint in lbs/MMBtu | FALSE | L | Annual | Seasons Included | Seasons | Summer | Summer | Summer | Summer | Summer | Summer | Summer
IL Fac. Spec. - NOX Rate Summer v3.1, Unit 302 and retrofits | 579 | 7305 | Rate Constraint in lbs/MMBtu | FALSE | L | Annual | Standard NOX | lb/MMBtu | 0.25 | 0.25 | 0.25 | 0.25 | 0.25 | 0.25 | 0.25
IL Fac. Spec. - NOX Rate Summer v3.1, Unit 302 and retrofits | 579 | 7305 | Rate Constraint in lbs/MMBtu | FALSE | L | Annual | Emissions at Affected Plants NOX | Thousand Tons | 0 | 0 | 0 | 0 | 0 | 0 | 0
IL Fac. Spec. - NOX Rate Summer v3.1, Unit 302 and retrofits | 579 | 7305 | Rate Constraint in lbs/MMBtu | FALSE | L | Annual | Allowances Purchased NOX | Thousand Tons | 0 | 0 | 0 | 0 | 0 | 0 | 0
IL Fac. Spec. - NOX Rate Summer v3.1, Unit 302 and retrofits | 579 | 7305 | Rate Constraint in lbs/MMBtu | FALSE | L | Annual | Allowances Sold NOX | Thousand Tons | 0 | 0 | 0 | 0 | 0 | 0 | 0
IL Fac. Spec. - NOX Rate Summer v3.1, Unit 302 and retrofits | 579 | 7305 | Rate Constraint in lbs/MMBtu | FALSE | L | Annual | Allowances Banked | Thousand Tons | 0 | 0 | 0 | 0 | 0 | 0 | 0
IL Fac. Spec. - NOX Rate Summer v3.1, Unit 302 and retrofits | 579 | 7305 | Rate Constraint in lbs/MMBtu | FALSE | L | Annual | Allowances Withdrawn (1:1) | Thousand Tons | 0 | 0 | 0 | 0 | 0 | 0 | 0
IL Fac. Spec. - NOX Rate Summer v3.1, Unit 302 and retrofits | 579 | 7305 | Rate Constraint in lbs/MMBtu | FALSE | L | Annual | Allowances Withdrawn (n:1) | Thousand Tons | 0 | 0 | 0 | 0 | 0 | 0 | 0
IL Fac. Spec. - NOX Rate Summer v3.1, Unit 302 and retrofits | 579 | 7305 | Rate Constraint in lbs/MMBtu | FALSE | L | Annual | Net Emissions Allowance Position | Thousand Tons | 0 | 0 | 0 | 0 | 0 | 0 | 0
IL Fac. Spec. - NOX Rate Summer v3.1, Unit 302 and retrofits | 579 | 7305 | Rate Constraint in lbs/MMBtu | FALSE | L | Annual | Fuel Consumed | TBtu | 0 | 0 | 0 | 0 | 0 | 0 | 0
IL Fac. Spec. - NOX Rate Summer v3.1, Unit 302 and retrofits | 579 | 7305 | Rate Constraint in lbs/MMBtu | FALSE | L | Annual | Rate | lb/MMBtu | 0 | 0 | 0 | 0 | 0 | 0 | 0
IL Fac. Spec. - NOX Rate Summer v3.1, Unit 302 and retrofits | 579 | 7305 | Rate Constraint in lbs/MMBtu | FALSE | L | Annual | Generation | TWh | 0 | 0 | 0 | 0 | 0 | 0 | 0
IL Fac. Spec. - NOX Rate Summer v3.1, Unit 302 and retrofits | 579 | 7305 | Rate Constraint in lbs/MMBtu | FALSE | L | Annual | Qualifying Generation | TWh | 0 | 0 | 0 | 0 | 0 | 0 | 0
IL Fac. Spec. - NOX Rate Summer v3.1, Unit 302 and retrofits | 579 | 7305 | Rate Constraint in lbs/MMBtu | FALSE | L | Annual | Rate | lb/MWh | 0 | 0 | 0 | 0 | 0 | 0 | 0
IL Fac. Spec. - NOX Rate Summer v3.1, Unit 302 and retrofits | 579 | 7305 | Rate Constraint in lbs/MMBtu | FALSE | L | Annual | Constraint Shadow Price | US2022$/Ton | 0 | 0 | 0 | 0 | 0 | 0 | 0
IL Fac. Spec. - NOX Rate Summer v3.1, Unit 303 and retrofits | 580 | 7305 | Rate Constraint in lbs/MMBtu | FALSE | L | Annual | Seasons Included | Seasons | Summer | Summer | Summer | Summer | Summer | Summer | Summer
IL Fac. Spec. - NOX Rate Summer v3.1, Unit 303 and retrofits | 580 | 7305 | Rate Constraint in lbs/MMBtu | FALSE | L | Annual | Standard NOX | lb/MMBtu | 0.25 | 0.25 | 0.25 | 0.25 | 0.25 | 0.25 | 0.25
IL Fac. Spec. - NOX Rate Summer v3.1, Unit 303 and retrofits | 580 | 7305 | Rate Constraint in lbs/MMBtu | FALSE | L | Annual | Emissions at Affected Plants NOX | Thousand Tons | 0 | 0 | 0 | 0 | 0 | 0 | 0
IL Fac. Spec. - NOX Rate Summer v3.1, Unit 303 and retrofits | 580 | 7305 | Rate Constraint in lbs/MMBtu | FALSE | L | Annual | Allowances Purchased NOX | Thousand Tons | 0 | 0 | 0 | 0 | 0 | 0 | 0
IL Fac. Spec. - NOX Rate Summer v3.1, Unit 303 and retrofits | 580 | 7305 | Rate Constraint in lbs/MMBtu | FALSE | L | Annual | Allowances Sold NOX | Thousand Tons | 0 | 0 | 0 | 0 | 0 | 0 | 0
IL Fac. Spec. - NOX Rate Summer v3.1, Unit 303 and retrofits | 580 | 7305 | Rate Constraint in lbs/MMBtu | FALSE | L | Annual | Allowances Banked | Thousand Tons | 0 | 0 | 0 | 0 | 0 | 0 | 0
IL Fac. Spec. - NOX Rate Summer v3.1, Unit 303 and retrofits | 580 | 7305 | Rate Constraint in lbs/MMBtu | FALSE | L | Annual | Allowances Withdrawn (1:1) | Thousand Tons | 0 | 0 | 0 | 0 | 0 | 0 | 0
IL Fac. Spec. - NOX Rate Summer v3.1, Unit 303 and retrofits | 580 | 7305 | Rate Constraint in lbs/MMBtu | FALSE | L | Annual | Allowances Withdrawn (n:1) | Thousand Tons | 0 | 0 | 0 | 0 | 0 | 0 | 0
IL Fac. Spec. - NOX Rate Summer v3.1, Unit 303 and retrofits | 580 | 7305 | Rate Constraint in lbs/MMBtu | FALSE | L | Annual | Net Emissions Allowance Position | Thousand Tons | 0 | 0 | 0 | 0 | 0 | 0 | 0
IL Fac. Spec. - NOX Rate Summer v3.1, Unit 303 and retrofits | 580 | 7305 | Rate Constraint in lbs/MMBtu | FALSE | L | Annual | Fuel Consumed | TBtu | 0 | 0 | 0 | 0 | 0 | 0 | 0
IL Fac. Spec. - NOX Rate Summer v3.1, Unit 303 and retrofits | 580 | 7305 | Rate Constraint in lbs/MMBtu | FALSE | L | Annual | Rate | lb/MMBtu | 0 | 0 | 0 | 0 | 0 | 0 | 0
IL Fac. Spec. - NOX Rate Summer v3.1, Unit 303 and retrofits | 580 | 7305 | Rate Constraint in lbs/MMBtu | FALSE | L | Annual | Generation | TWh | 0 | 0 | 0 | 0 | 0 | 0 | 0
IL Fac. Spec. - NOX Rate Summer v3.1, Unit 303 and retrofits | 580 | 7305 | Rate Constraint in lbs/MMBtu | FALSE | L | Annual | Qualifying Generation | TWh | 0 | 0 | 0 | 0 | 0 | 0 | 0
IL Fac. Spec. - NOX Rate Summer v3.1, Unit 303 and retrofits | 580 | 7305 | Rate Constraint in lbs/MMBtu | FALSE | L | Annual | Rate | lb/MWh | 0 | 0 | 0 | 0 | 0 | 0 | 0
IL Fac. Spec. - NOX Rate Summer v3.1, Unit 303 and retrofits | 580 | 7305 | Rate Constraint in lbs/MMBtu | FALSE | L | Annual | Constraint Shadow Price | US2022$/Ton | 0 | 0 | 0 | 0 | 0 | 0 | 0
IL Fac. Spec. - NOX Rate Summer v3.1, Unit 304 and retrofits | 581 | 7305 | Rate Constraint in lbs/MMBtu | FALSE | L | Annual | Seasons Included | Seasons | Summer | Summer | Summer | Summer | Summer | Summer | Summer
IL Fac. Spec. - NOX Rate Summer v3.1, Unit 304 and retrofits | 581 | 7305 | Rate Constraint in lbs/MMBtu | FALSE | L | Annual | Standard NOX | lb/MMBtu | 0.25 | 0.25 | 0.25 | 0.25 | 0.25 | 0.25 | 0.25
IL Fac. Spec. - NOX Rate Summer v3.1, Unit 304 and retrofits | 581 | 7305 | Rate Constraint in lbs/MMBtu | FALSE | L | Annual | Emissions at Affected Plants NOX | Thousand Tons | 0 | 0 | 0 | 0 | 0 | 0 | 0
IL Fac. Spec. - NOX Rate Summer v3.1, Unit 304 and retrofits | 581 | 7305 | Rate Constraint in lbs/MMBtu | FALSE | L | Annual | Allowances Purchased NOX | Thousand Tons | 0 | 0 | 0 | 0 | 0 | 0 | 0
IL Fac. Spec. - NOX Rate Summer v3.1, Unit 304 and retrofits | 581 | 7305 | Rate Constraint in lbs/MMBtu | FALSE | L | Annual | Allowances Sold NOX | Thousand Tons | 0 | 0 | 0 | 0 | 0 | 0 | 0
IL Fac. Spec. - NOX Rate Summer v3.1, Unit 304 and retrofits | 581 | 7305 | Rate Constraint in lbs/MMBtu | FALSE | L | Annual | Allowances Banked | Thousand Tons | 0 | 0 | 0 | 0 | 0 | 0 | 0
IL Fac. Spec. - NOX Rate Summer v3.1, Unit 304 and retrofits | 581 | 7305 | Rate Constraint in lbs/MMBtu | FALSE | L | Annual | Allowances Withdrawn (1:1) | Thousand Tons | 0 | 0 | 0 | 0 | 0 | 0 | 0
IL Fac. Spec. - NOX Rate Summer v3.1, Unit 304 and retrofits | 581 | 7305 | Rate Constraint in lbs/MMBtu | FALSE | L | Annual | Allowances Withdrawn (n:1) | Thousand Tons | 0 | 0 | 0 | 0 | 0 | 0 | 0
IL Fac. Spec. - NOX Rate Summer v3.1, Unit 304 and retrofits | 581 | 7305 | Rate Constraint in lbs/MMBtu | FALSE | L | Annual | Net Emissions Allowance Position | Thousand Tons | 0 | 0 | 0 | 0 | 0 | 0 | 0
IL Fac. Spec. - NOX Rate Summer v3.1, Unit 304 and retrofits | 581 | 7305 | Rate Constraint in lbs/MMBtu | FALSE | L | Annual | Fuel Consumed | TBtu | 0 | 0 | 0 | 0 | 0 | 0 | 0
IL Fac. Spec. - NOX Rate Summer v3.1, Unit 304 and retrofits | 581 | 7305 | Rate Constraint in lbs/MMBtu | FALSE | L | Annual | Rate | lb/MMBtu | 0 | 0 | 0 | 0 | 0 | 0 | 0
IL Fac. Spec. - NOX Rate Summer v3.1, Unit 304 and retrofits | 581 | 7305 | Rate Constraint in lbs/MMBtu | FALSE | L | Annual | Generation | TWh | 0 | 0 | 0 | 0 | 0 | 0 | 0
IL Fac. Spec. - NOX Rate Summer v3.1, Unit 304 and retrofits | 581 | 7305 | Rate Constraint in lbs/MMBtu | FALSE | L | Annual | Qualifying Generation | TWh | 0 | 0 | 0 | 0 | 0 | 0 | 0
IL Fac. Spec. - NOX Rate Summer v3.1, Unit 304 and retrofits | 581 | 7305 | Rate Constraint in lbs/MMBtu | FALSE | L | Annual | Rate | lb/MWh | 0 | 0 | 0 | 0 | 0 | 0 | 0
IL Fac. Spec. - NOX Rate Summer v3.1, Unit 304 and retrofits | 581 | 7305 | Rate Constraint in lbs/MMBtu | FALSE | L | Annual | Constraint Shadow Price | US2022$/Ton | 0 | 0 | 0 | 0 | 0 | 0 | 0
IL Fac. Spec. - NOX Rate Summer v3.1, Unit 305 and retrofits | 582 | 7305 | Rate Constraint in lbs/MMBtu | FALSE | L | Annual | Seasons Included | Seasons | Summer | Summer | Summer | Summer | Summer | Summer | Summer
IL Fac. Spec. - NOX Rate Summer v3.1, Unit 305 and retrofits | 582 | 7305 | Rate Constraint in lbs/MMBtu | FALSE | L | Annual | Standard NOX | lb/MMBtu | 0.25 | 0.25 | 0.25 | 0.25 | 0.25 | 0.25 | 0.25
IL Fac. Spec. - NOX Rate Summer v3.1, Unit 305 and retrofits | 582 | 7305 | Rate Constraint in lbs/MMBtu | FALSE | L | Annual | Emissions at Affected Plants NOX | Thousand Tons | 0 | 0 | 0 | 0 | 0 | 0 | 0
IL Fac. Spec. - NOX Rate Summer v3.1, Unit 305 and retrofits | 582 | 7305 | Rate Constraint in lbs/MMBtu | FALSE | L | Annual | Allowances Purchased NOX | Thousand Tons | 0 | 0 | 0 | 0 | 0 | 0 | 0
IL Fac. Spec. - NOX Rate Summer v3.1, Unit 305 and retrofits | 582 | 7305 | Rate Constraint in lbs/MMBtu | FALSE | L | Annual | Allowances Sold NOX | Thousand Tons | 0 | 0 | 0 | 0 | 0 | 0 | 0
IL Fac. Spec. - NOX Rate Summer v3.1, Unit 305 and retrofits | 582 | 7305 | Rate Constraint in lbs/MMBtu | FALSE | L | Annual | Allowances Banked | Thousand Tons | 0 | 0 | 0 | 0 | 0 | 0 | 0
IL Fac. Spec. - NOX Rate Summer v3.1, Unit 305 and retrofits | 582 | 7305 | Rate Constraint in lbs/MMBtu | FALSE | L | Annual | Allowances Withdrawn (1:1) | Thousand Tons | 0 | 0 | 0 | 0 | 0 | 0 | 0
IL Fac. Spec. - NOX Rate Summer v3.1, Unit 305 and retrofits | 582 | 7305 | Rate Constraint in lbs/MMBtu | FALSE | L | Annual | Allowances Withdrawn (n:1) | Thousand Tons | 0 | 0 | 0 | 0 | 0 | 0 | 0
IL Fac. Spec. - NOX Rate Summer v3.1, Unit 305 and retrofits | 582 | 7305 | Rate Constraint in lbs/MMBtu | FALSE | L | Annual | Net Emissions Allowance Position | Thousand Tons | 0 | 0 | 0 | 0 | 0 | 0 | 0
IL Fac. Spec. - NOX Rate Summer v3.1, Unit 305 and retrofits | 582 | 7305 | Rate Constraint in lbs/MMBtu | FALSE | L | Annual | Fuel Consumed | TBtu | 0 | 0 | 0 | 0 | 0 | 0 | 0
IL Fac. Spec. - NOX Rate Summer v3.1, Unit 305 and retrofits | 582 | 7305 | Rate Constraint in lbs/MMBtu | FALSE | L | Annual | Rate | lb/MMBtu | 0 | 0 | 0 | 0 | 0 | 0 | 0
IL Fac. Spec. - NOX Rate Summer v3.1, Unit 305 and retrofits | 582 | 7305 | Rate Constraint in lbs/MMBtu | FALSE | L | Annual | Generation | TWh | 0 | 0 | 0 | 0 | 0 | 0 | 0
IL Fac. Spec. - NOX Rate Summer v3.1, Unit 305 and retrofits | 582 | 7305 | Rate Constraint in lbs/MMBtu | FALSE | L | Annual | Qualifying Generation | TWh | 0 | 0 | 0 | 0 | 0 | 0 | 0
IL Fac. Spec. - NOX Rate Summer v3.1, Unit 305 and retrofits | 582 | 7305 | Rate Constraint in lbs/MMBtu | FALSE | L | Annual | Rate | lb/MWh | 0 | 0 | 0 | 0 | 0 | 0 | 0
IL Fac. Spec. - NOX Rate Summer v3.1, Unit 305 and retrofits | 582 | 7305 | Rate Constraint in lbs/MMBtu | FALSE | L | Annual | Constraint Shadow Price | US2022$/Ton | 0 | 0 | 0 | 0 | 0 | 0 | 0
IL Fac. Spec. - NOX Rate Summer v3.1, Unit 306 and retrofits | 583 | 7305 | Rate Constraint in lbs/MMBtu | FALSE | L | Annual | Seasons Included | Seasons | Summer | Summer | Summer | Summer | Summer | Summer | Summer
IL Fac. Spec. - NOX Rate Summer v3.1, Unit 306 and retrofits | 583 | 7305 | Rate Constraint in lbs/MMBtu | FALSE | L | Annual | Standard NOX | lb/MMBtu | 0.25 | 0.25 | 0.25 | 0.25 | 0.25 | 0.25 | 0.25
IL Fac. Spec. - NOX Rate Summer v3.1, Unit 306 and retrofits | 583 | 7305 | Rate Constraint in lbs/MMBtu | FALSE | L | Annual | Emissions at Affected Plants NOX | Thousand Tons | 0.00031672 | 0.00097896 | 0 | 0 | 0 | 0 | 0
IL Fac. Spec. - NOX Rate Summer v3.1, Unit 306 and retrofits | 583 | 7305 | Rate Constraint in lbs/MMBtu | FALSE | L | Annual | Allowances Purchased NOX | Thousand Tons | 0 | 0 | 0 | 0 | 0 | 0 | 0
IL Fac. Spec. - NOX Rate Summer v3.1, Unit 306 and retrofits | 583 | 7305 | Rate Constraint in lbs/MMBtu | FALSE | L | Annual | Allowances Sold NOX | Thousand Tons | 0 | 0 | 0 | 0 | 0 | 0 | 0
IL Fac. Spec. - NOX Rate Summer v3.1, Unit 306 and retrofits | 583 | 7305 | Rate Constraint in lbs/MMBtu | FALSE | L | Annual | Allowances Banked | Thousand Tons | 0 | 0 | 0 | 0 | 0 | 0 | 0
IL Fac. Spec. - NOX Rate Summer v3.1, Unit 306 and retrofits | 583 | 7305 | Rate Constraint in lbs/MMBtu | FALSE | L | Annual | Allowances Withdrawn (1:1) | Thousand Tons | 0 | 0 | 0 | 0 | 0 | 0 | 0
IL Fac. Spec. - NOX Rate Summer v3.1, Unit 306 and retrofits | 583 | 7305 | Rate Constraint in lbs/MMBtu | FALSE | L | Annual | Allowances Withdrawn (n:1) | Thousand Tons | 0 | 0 | 0 | 0 | 0 | 0 | 0
IL Fac. Spec. - NOX Rate Summer v3.1, Unit 306 and retrofits | 583 | 7305 | Rate Constraint in lbs/MMBtu | FALSE | L | Annual | Net Emissions Allowance Position | Thousand Tons | 0.00031672 | 0.00097896 | 0 | 0 | 0 | 0 | 0
IL Fac. Spec. - NOX Rate Summer v3.1, Unit 306 and retrofits | 583 | 7305 | Rate Constraint in lbs/MMBtu | FALSE | L | Annual | Fuel Consumed | TBtu | 0.0044874 | 0.01387 | 0 | 0 | 0 | 0 | 0
IL Fac. Spec. - NOX Rate Summer v3.1, Unit 306 and retrofits | 583 | 7305 | Rate Constraint in lbs/MMBtu | FALSE | L | Annual | Rate | lb/MMBtu | 0.14116 | 0.14116 | 0 | 0 | 0 | 0 | 0
IL Fac. Spec. - NOX Rate Summer v3.1, Unit 306 and retrofits | 583 | 7305 | Rate Constraint in lbs/MMBtu | FALSE | L | Annual | Generation | TWh | 0.00036038 | 0.0011139 | 0 | 0 | 0 | 0 | 0
IL Fac. Spec. - NOX Rate Summer v3.1, Unit 306 and retrofits | 583 | 7305 | Rate Constraint in lbs/MMBtu | FALSE | L | Annual | Qualifying Generation | TWh | 0.00036038 | 0.0011139 | 0 | 0 | 0 | 0 | 0
IL Fac. Spec. - NOX Rate Summer v3.1, Unit 306 and retrofits | 583 | 7305 | Rate Constraint in lbs/MMBtu | FALSE | L | Annual | Rate | lb/MWh | 1.7577 | 1.7577 | 0 | 0 | 0 | 0 | 0
IL Fac. Spec. - NOX Rate Summer v3.1, Unit 306 and retrofits | 583 | 7305 | Rate Constraint in lbs/MMBtu | FALSE | L | Annual | Constraint Shadow Price | US2022$/Ton | 0 | 0 | 0 | 0 | 0 | 0 | 0
IL Fac. Spec. - NOX Rate Summer v3.1, Unit 307 and retrofits | 584 | 7305 | Rate Constraint in lbs/MMBtu | FALSE | L | Annual | Seasons Included | Seasons | Summer | Summer | Summer | Summer | Summer | Summer | Summer
IL Fac. Spec. - NOX Rate Summer v3.1, Unit 307 and retrofits | 584 | 7305 | Rate Constraint in lbs/MMBtu | FALSE | L | Annual | Standard NOX | lb/MMBtu | 0.25 | 0.25 | 0.25 | 0.25 | 0.25 | 0.25 | 0.25
IL Fac. Spec. - NOX Rate Summer v3.1, Unit 307 and retrofits | 584 | 7305 | Rate Constraint in lbs/MMBtu | FALSE | L | Annual | Emissions at Affected Plants NOX | Thousand Tons | 0.00038246 | 0.0011821 | 0 | 0 | 0 | 0 | 0
IL Fac. Spec. - NOX Rate Summer v3.1, Unit 307 and retrofits | 584 | 7305 | Rate Constraint in lbs/MMBtu | FALSE | L | Annual | Allowances Purchased NOX | Thousand Tons | 0 | 0 | 0 | 0 | 0 | 0 | 0
IL Fac. Spec. - NOX Rate Summer v3.1, Unit 307 and retrofits | 584 | 7305 | Rate Constraint in lbs/MMBtu | FALSE | L | Annual | Allowances Sold NOX | Thousand Tons | 0 | 0 | 0 | 0 | 0 | 0 | 0
IL Fac. Spec. - NOX Rate Summer v3.1, Unit 307 and retrofits | 584 | 7305 | Rate Constraint in lbs/MMBtu | FALSE | L | Annual | Allowances Banked | Thousand Tons | 0 | 0 | 0 | 0 | 0 | 0 | 0
IL Fac. Spec. - NOX Rate Summer v3.1, Unit 307 and retrofits | 584 | 7305 | Rate Constraint in lbs/MMBtu | FALSE | L | Annual | Allowances Withdrawn (1:1) | Thousand Tons | 0 | 0 | 0 | 0 | 0 | 0 | 0
IL Fac. Spec. - NOX Rate Summer v3.1, Unit 307 and retrofits | 584 | 7305 | Rate Constraint in lbs/MMBtu | FALSE | L | Annual | Allowances Withdrawn (n:1) | Thousand Tons | 0 | 0 | 0 | 0 | 0 | 0 | 0
IL Fac. Spec. - NOX Rate Summer v3.1, Unit 307 and retrofits | 584 | 7305 | Rate Constraint in lbs/MMBtu | FALSE | L | Annual | Net Emissions Allowance Position | Thousand Tons | 0.00038246 | 0.0011821 | 0 | 0 | 0 | 0 | 0
IL Fac. Spec. - NOX Rate Summer v3.1, Unit 307 and retrofits | 584 | 7305 | Rate Constraint in lbs/MMBtu | FALSE | L | Annual | Fuel Consumed | TBtu | 0.0044882 | 0.013872 | 0 | 0 | 0 | 0 | 0
IL Fac. Spec. - NOX Rate Summer v3.1, Unit 307 and retrofits | 584 | 7305 | Rate Constraint in lbs/MMBtu | FALSE | L | Annual | Rate | lb/MMBtu | 0.17043 | 0.17043 | 0 | 0 | 0 | 0 | 0
IL Fac. Spec. - NOX Rate Summer v3.1, Unit 307 and retrofits | 584 | 7305 | Rate Constraint in lbs/MMBtu | FALSE | L | Annual | Generation | TWh | 0.00036038 | 0.0011139 | 0 | 0 | 0 | 0 | 0
IL Fac. Spec. - NOX Rate Summer v3.1, Unit 307 and retrofits | 584 | 7305 | Rate Constraint in lbs/MMBtu | FALSE | L | Annual | Qualifying Generation | TWh | 0.00036038 | 0.0011139 | 0 | 0 | 0 | 0 | 0
IL Fac. Spec. - NOX Rate Summer v3.1, Unit 307 and retrofits | 584 | 7305 | Rate Constraint in lbs/MMBtu | FALSE | L | Annual | Rate | lb/MWh | 2.1225 | 2.1225 | 0 | 0 | 0 | 0 | 0
IL Fac. Spec. - NOX Rate Summer v3.1, Unit 307 and retrofits | 584 | 7305 | Rate Constraint in lbs/MMBtu | FALSE | L | Annual | Constraint Shadow Price | US2022$/Ton | 0 | 0 | 0 | 0 | 0 | 0 | 0
IL Fac. Spec. - NOX Rate Summer v3.1, Unit 308 and retrofits | 585 | 7305 | Rate Constraint in lbs/MMBtu | FALSE | L | Annual | Seasons Included | Seasons | Summer | Summer | Summer | Summer | Summer | Summer | Summer
IL Fac. Spec. - NOX Rate Summer v3.1, Unit 308 and retrofits | 585 | 7305 | Rate Constraint in lbs/MMBtu | FALSE | L | Annual | Standard NOX | lb/MMBtu | 0.25 | 0.25 | 0.25 | 0.25 | 0.25 | 0.25 | 0.25
IL Fac. Spec. - NOX Rate Summer v3.1, Unit 308 and retrofits | 585 | 7305 | Rate Constraint in lbs/MMBtu | FALSE | L | Annual | Emissions at Affected Plants NOX | Thousand Tons | 0.0003122 | 0.00096497 | 0 | 0 | 0 | 0 | 0
IL Fac. Spec. - NOX Rate Summer v3.1, Unit 308 and retrofits | 585 | 7305 | Rate Constraint in lbs/MMBtu | FALSE | L | Annual | Allowances Purchased NOX | Thousand Tons | 0 | 0 | 0 | 0 | 0 | 0 | 0
IL Fac. Spec. - NOX Rate Summer v3.1, Unit 308 and retrofits | 585 | 7305 | Rate Constraint in lbs/MMBtu | FALSE | L | Annual | Allowances Sold NOX | Thousand Tons | 0 | 0 | 0 | 0 | 0 | 0 | 0
IL Fac. Spec. - NOX Rate Summer v3.1, Unit 308 and retrofits | 585 | 7305 | Rate Constraint in lbs/MMBtu | FALSE | L | Annual | Allowances Banked | Thousand Tons | 0 | 0 | 0 | 0 | 0 | 0 | 0
IL Fac. Spec. - NOX Rate Summer v3.1, Unit 308 and retrofits | 585 | 7305 | Rate Constraint in lbs/MMBtu | FALSE | L | Annual | Allowances Withdrawn (1:1) | Thousand Tons | 0 | 0 | 0 | 0 | 0 | 0 | 0
IL Fac. Spec. - NOX Rate Summer v3.1, Unit 308 and retrofits | 585 | 7305 | Rate Constraint in lbs/MMBtu | FALSE | L | Annual | Allowances Withdrawn (n:1) | Thousand Tons | 0 | 0 | 0 | 0 | 0 | 0 | 0
IL Fac. Spec. - NOX Rate Summer v3.1, Unit 308 and retrofits | 585 | 7305 | Rate Constraint in lbs/MMBtu | FALSE | L | Annual | Net Emissions Allowance Position | Thousand Tons | 0.0003122 | 0.00096497 | 0 | 0 | 0 | 0 | 0
IL Fac. Spec. - NOX Rate Summer v3.1, Unit 308 and retrofits | 585 | 7305 | Rate Constraint in lbs/MMBtu | FALSE | L | Annual | Fuel Consumed | TBtu | 0.0044882 | 0.013872 | 0 | 0 | 0 | 0 | 0
IL Fac. Spec. - NOX Rate Summer v3.1, Unit 308 and retrofits | 585 | 7305 | Rate Constraint in lbs/MMBtu | FALSE | L | Annual | Rate | lb/MMBtu | 0.13912 | 0.13912 | 0 | 0 | 0 | 0 | 0
IL Fac. Spec. - NOX Rate Summer v3.1, Unit 308 and retrofits | 585 | 7305 | Rate Constraint in lbs/MMBtu | FALSE | L | Annual | Generation | TWh | 0.00036038 | 0.0011139 | 0 | 0 | 0 | 0 | 0
IL Fac. Spec. - NOX Rate Summer v3.1, Unit 308 and retrofits | 585 | 7305 | Rate Constraint in lbs/MMBtu | FALSE | L | Annual | Qualifying Generation | TWh | 0.00036038 | 0.0011139 | 0 | 0 | 0 | 0 | 0
IL Fac. Spec. - NOX Rate Summer v3.1, Unit 308 and retrofits | 585 | 7305 | Rate Constraint in lbs/MMBtu | FALSE | L | Annual | Rate | lb/MWh | 1.7326 | 1.7326 | 0 | 0 | 0 | 0 | 0
IL Fac. Spec. - NOX Rate Summer v3.1, Unit 308 and retrofits | 585 | 7305 | Rate Constraint in lbs/MMBtu | FALSE | L | Annual | Constraint Shadow Price | US2022$/Ton | 0 | 0 | 0 | 0 | 0 | 0 | 0
IL Fac. Spec. - NOX Rate Summer v3.1, Unit 309 and retrofits | 586 | 7305 | Rate Constraint in lbs/MMBtu | FALSE | L | Annual | Seasons Included | Seasons | Summer | Summer | Summer | Summer | Summer | Summer | Summer
IL Fac. Spec. - NOX Rate Summer v3.1, Unit 309 and retrofits | 586 | 7305 | Rate Constraint in lbs/MMBtu | FALSE | L | Annual | Standard NOX | lb/MMBtu | 0.25 | 0.25 | 0.25 | 0.25 | 0.25 | 0.25 | 0.25
IL Fac. Spec. - NOX Rate Summer v3.1, Unit 309 and retrofits | 586 | 7305 | Rate Constraint in lbs/MMBtu | FALSE | L | Annual | Emissions at Affected Plants NOX | Thousand Tons | 0.00034797 | 0.0010755 | 0 | 0 | 0 | 0 | 0
IL Fac. Spec. - NOX Rate Summer v3.1, Unit 309 and retrofits | 586 | 7305 | Rate Constraint in lbs/MMBtu | FALSE | L | Annual | Allowances Purchased NOX | Thousand Tons | 0 | 0 | 0 | 0 | 0 | 0 | 0
IL Fac. Spec. - NOX Rate Summer v3.1, Unit 309 and retrofits | 586 | 7305 | Rate Constraint in lbs/MMBtu | FALSE | L | Annual | Allowances Sold NOX | Thousand Tons | 0 | 0 | 0 | 0 | 0 | 0 | 0
IL Fac. Spec. - NOX Rate Summer v3.1, Unit 309 and retrofits | 586 | 7305 | Rate Constraint in lbs/MMBtu | FALSE | L | Annual | Allowances Banked | Thousand Tons | 0 | 0 | 0 | 0 | 0 | 0 | 0
IL Fac. Spec. - NOX Rate Summer v3.1, Unit 309 and retrofits | 586 | 7305 | Rate Constraint in lbs/MMBtu | FALSE | L | Annual | Allowances Withdrawn (1:1) | Thousand Tons | 0 | 0 | 0 | 0 | 0 | 0 | 0
IL Fac. Spec. - NOX Rate Summer v3.1, Unit 309 and retrofits | 586 | 7305 | Rate Constraint in lbs/MMBtu | FALSE | L | Annual | Allowances Withdrawn (n:1) | Thousand Tons | 0 | 0 | 0 | 0 | 0 | 0 | 0
IL Fac. Spec. - NOX Rate Summer v3.1, Unit 309 and retrofits | 586 | 7305 | Rate Constraint in lbs/MMBtu | FALSE | L | Annual | Net Emissions Allowance Position | Thousand Tons | 0.00034797 | 0.0010755 | 0 | 0 | 0 | 0 | 0
IL Fac. Spec. - NOX Rate Summer v3.1, Unit 309 and retrofits | 586 | 7305 | Rate Constraint in lbs/MMBtu | FALSE | L | Annual | Fuel Consumed | TBtu | 0.0044882 | 0.013872 | 0 | 0 | 0 | 0 | 0
IL Fac. Spec. - NOX Rate Summer v3.1, Unit 309 and retrofits | 586 | 7305 | Rate Constraint in lbs/MMBtu | FALSE | L | Annual | Rate | lb/MMBtu | 0.15506 | 0.15506 | 0 | 0 | 0 | 0 | 0
IL Fac. Spec. - NOX Rate Summer v3.1, Unit 309 and retrofits | 586 | 7305 | Rate Constraint in lbs/MMBtu | FALSE | L | Annual | Generation | TWh | 0.00036038 | 0.0011139 | 0 | 0 | 0 | 0 | 0
IL Fac. Spec. - NOX Rate Summer v3.1, Unit 309 and retrofits | 586 | 7305 | Rate Constraint in lbs/MMBtu | FALSE | L | Annual | Qualifying Generation | TWh | 0.00036038 | 0.0011139 | 0 | 0 | 0 | 0 | 0
IL Fac. Spec. - NOX Rate Summer v3.1, Unit 309 and retrofits | 586 | 7305 | Rate Constraint in lbs/MMBtu | FALSE | L | Annual | Rate | lb/MWh | 1.9311 | 1.9311 | 0 | 0 | 0 | 0 | 0
IL Fac. Spec. - NOX Rate Summer v3.1, Unit 309 and retrofits | 586 | 7305 | Rate Constraint in lbs/MMBtu | FALSE | L | Annual | Constraint Shadow Price | US2022$/Ton | 0 | 0 | 0 | 0 | 0 | 0 | 0
IL Fac. Spec. - NOX Rate Summer v3.1, Unit 310 and retrofits | 587 | 7305 | Rate Constraint in lbs/MMBtu | FALSE | L | Annual | Seasons Included | Seasons | Summer | Summer | Summer | Summer | Summer | Summer | Summer
IL Fac. Spec. - NOX Rate Summer v3.1, Unit 310 and retrofits | 587 | 7305 | Rate Constraint in lbs/MMBtu | FALSE | L | Annual | Standard NOX | lb/MMBtu | 0.25 | 0.25 | 0.25 | 0.25 | 0.25 | 0.25 | 0.25
IL Fac. Spec. - NOX Rate Summer v3.1, Unit 310 and retrofits | 587 | 7305 | Rate Constraint in lbs/MMBtu | FALSE | L | Annual | Emissions at Affected Plants NOX | Thousand Tons | 0.00031994 | 0.0009889 | 0 | 0 | 0 | 0 | 0
IL Fac. Spec. - NOX Rate Summer v3.1, Unit 310 and retrofits | 587 | 7305 | Rate Constraint in lbs/MMBtu | FALSE | L | Annual | Allowances Purchased NOX | Thousand Tons | 0 | 0 | 0 | 0 | 0 | 0 | 0
IL Fac. Spec. - NOX Rate Summer v3.1, Unit 310 and retrofits | 587 | 7305 | Rate Constraint in lbs/MMBtu | FALSE | L | Annual | Allowances Sold NOX | Thousand Tons | 0 | 0 | 0 | 0 | 0 | 0 | 0
IL Fac. Spec. - NOX Rate Summer v3.1, Unit 310 and retrofits | 587 | 7305 | Rate Constraint in lbs/MMBtu | FALSE | L | Annual | Allowances Banked | Thousand Tons | 0 | 0 | 0 | 0 | 0 | 0 | 0
IL Fac. Spec. - NOX Rate Summer v3.1, Unit 310 and retrofits | 587 | 7305 | Rate Constraint in lbs/MMBtu | FALSE | L | Annual | Allowances Withdrawn (1:1) | Thousand Tons | 0 | 0 | 0 | 0 | 0 | 0 | 0
IL Fac. Spec. - NOX Rate Summer v3.1, Unit 310 and retrofits | 587 | 7305 | Rate Constraint in lbs/MMBtu | FALSE | L | Annual | Allowances Withdrawn (n:1) | Thousand Tons | 0 | 0 | 0 | 0 | 0 | 0 | 0
IL Fac. Spec. - NOX Rate Summer v3.1, Unit 310 and retrofits | 587 | 7305 | Rate Constraint in lbs/MMBtu | FALSE | L | Annual | Net Emissions Allowance Position | Thousand Tons | 0.00031994 | 0.0009889 | 0 | 0 | 0 | 0 | 0
IL Fac. Spec. - NOX Rate Summer v3.1, Unit 310 and retrofits | 587 | 7305 | Rate Constraint in lbs/MMBtu | FALSE | L | Annual | Fuel Consumed | TBtu | 0.0044882 | 0.013872 | 0 | 0 | 0 | 0 | 0
IL Fac. Spec. - NOX Rate Summer v3.1, Unit 310 and retrofits | 587 | 7305 | Rate Constraint in lbs/MMBtu | FALSE | L | Annual | Rate | lb/MMBtu | 0.14257 | 0.14257 | 0 | 0 | 0 | 0 | 0
IL Fac. Spec. - NOX Rate Summer v3.1, Unit 310 and retrofits | 587 | 7305 | Rate Constraint in lbs/MMBtu | FALSE | L | Annual | Generation | TWh | 0.00036038 | 0.0011139 | 0 | 0 | 0 | 0 | 0
IL Fac. Spec. - NOX Rate Summer v3.1, Unit 310 and retrofits | 587 | 7305 | Rate Constraint in lbs/MMBtu | FALSE | L | Annual | Qualifying Generation | TWh | 0.00036038 | 0.0011139 | 0 | 0 | 0 | 0 | 0
IL Fac. Spec. - NOX Rate Summer v3.1, Unit 310 and retrofits | 587 | 7305 | Rate Constraint in lbs/MMBtu | FALSE | L | Annual | Rate | lb/MWh | 1.7756 | 1.7756 | 0 | 0 | 0 | 0 | 0
IL Fac. Spec. - NOX Rate Summer v3.1, Unit 310 and retrofits | 587 | 7305 | Rate Constraint in lbs/MMBtu | FALSE | L | Annual | Constraint Shadow Price | US2022$/Ton | 0 | 0 | 0 | 0 | 0 | 0 | 0
IL Fac. Spec. - NOX Rate Summer v3.1, Unit 311 and retrofits | 588 | 7305 | Rate Constraint in lbs/MMBtu | FALSE | L | Annual | Seasons Included | Seasons | Summer | Summer | Summer | Summer | Summer | Summer | Summer
IL Fac. Spec. - NOX Rate Summer v3.1, Unit 311 and retrofits | 588 | 7305 | Rate Constraint in lbs/MMBtu | FALSE | L | Annual | Standard NOX | lb/MMBtu | 0.25 | 0.25 | 0.25 | 0.25 | 0.25 | 0.25 | 0.25
IL Fac. Spec. - NOX Rate Summer v3.1, Unit 311 and retrofits | 588 | 7305 | Rate Constraint in lbs/MMBtu | FALSE | L | Annual | Emissions at Affected Plants NOX | Thousand Tons | 0.00032564 | 0.0010065 | 0 | 0 | 0 | 0 | 0
IL Fac. Spec. - NOX Rate Summer v3.1, Unit 311 and retrofits | 588 | 7305 | Rate Constraint in lbs/MMBtu | FALSE | L | Annual | Allowances Purchased NOX | Thousand Tons | 0 | 0 | 0 | 0 | 0 | 0 | 0
IL Fac. Spec. - NOX Rate Summer v3.1, Unit 311 and retrofits | 588 | 7305 | Rate Constraint in lbs/MMBtu | FALSE | L | Annual | Allowances Sold NOX | Thousand Tons | 0 | 0 | 0 | 0 | 0 | 0 | 0
IL Fac. Spec. - NOX Rate Summer v3.1, Unit 311 and retrofits | 588 | 7305 | Rate Constraint in lbs/MMBtu | FALSE | L | Annual | Allowances Banked | Thousand Tons | 0 | 0 | 0 | 0 | 0 | 0 | 0
IL Fac. Spec. - NOX Rate Summer v3.1, Unit 311 and retrofits | 588 | 7305 | Rate Constraint in lbs/MMBtu | FALSE | L | Annual | Allowances Withdrawn (1:1) | Thousand Tons | 0 | 0 | 0 | 0 | 0 | 0 | 0
IL Fac. Spec. - NOX Rate Summer v3.1, Unit 311 and retrofits | 588 | 7305 | Rate Constraint in lbs/MMBtu | FALSE | L | Annual | Allowances Withdrawn (n:1) | Thousand Tons | 0 | 0 | 0 | 0 | 0 | 0 | 0
IL Fac. Spec. - NOX Rate Summer v3.1, Unit 311 and retrofits | 588 | 7305 | Rate Constraint in lbs/MMBtu | FALSE | L | Annual | Net Emissions Allowance Position | Thousand Tons | 0.00032564 | 0.0010065 | 0 | 0 | 0 | 0 | 0
IL Fac. Spec. - NOX Rate Summer v3.1, Unit 311 and retrofits | 588 | 7305 | Rate Constraint in lbs/MMBtu | FALSE | L | Annual | Fuel Consumed | TBtu | 0.0044882 | 0.013872 | 0 | 0 | 0 | 0 | 0
IL Fac. Spec. - NOX Rate Summer v3.1, Unit 311 and retrofits | 588 | 7305 | Rate Constraint in lbs/MMBtu | FALSE | L | Annual | Rate | lb/MMBtu | 0.14511 | 0.14511 | 0 | 0 | 0 | 0 | 0
IL Fac. Spec. - NOX Rate Summer v3.1, Unit 311 and retrofits | 588 | 7305 | Rate Constraint in lbs/MMBtu | FALSE | L | Annual | Generation | TWh | 0.00036038 | 0.0011139 | 0 | 0 | 0 | 0 | 0
IL Fac. Spec. - NOX Rate Summer v3.1, Unit 311 and retrofits | 588 | 7305 | Rate Constraint in lbs/MMBtu | FALSE | L | Annual | Qualifying Generation | TWh | 0.00036038 | 0.0011139 | 0 | 0 | 0 | 0 | 0
IL Fac. Spec. - NOX Rate Summer v3.1, Unit 311 and retrofits | 588 | 7305 | Rate Constraint in lbs/MMBtu | FALSE | L | Annual | Rate | lb/MWh | 1.8072 | 1.8072 | 0 | 0 | 0 | 0 | 0
IL Fac. Spec. - NOX Rate Summer v3.1, Unit 311 and retrofits | 588 | 7305 | Rate Constraint in lbs/MMBtu | FALSE | L | Annual | Constraint Shadow Price | US2022$/Ton | 0 | 0 | 0 | 0 | 0 | 0 | 0
IL Fac. Spec. - NOX Rate Summer v3.1, Unit 312 and retrofits | 589 | 7305 | Rate Constraint in lbs/MMBtu | FALSE | L | Annual | Seasons Included | Seasons | Summer | Summer | Summer | Summer | Summer | Summer | Summer
IL Fac. Spec. - NOX Rate Summer v3.1, Unit 312 and retrofits | 589 | 7305 | Rate Constraint in lbs/MMBtu | FALSE | L | Annual | Standard NOX | lb/MMBtu | 0.25 | 0.25 | 0.25 | 0.25 | 0.25 | 0.25 | 0.25
IL Fac. Spec. - NOX Rate Summer v3.1, Unit 312 and retrofits | 589 | 7305 | Rate Constraint in lbs/MMBtu | FALSE | L | Annual | Emissions at Affected Plants NOX | Thousand Tons | 0.00033717 | 0.0010422 | 0 | 0 | 0 | 0 | 0
IL Fac. Spec. - NOX Rate Summer v3.1, Unit 312 and retrofits | 589 | 7305 | Rate Constraint in lbs/MMBtu | FALSE | L | Annual | Allowances Purchased NOX | Thousand Tons | 0 | 0 | 0 | 0 | 0 | 0 | 0
IL Fac. Spec. - NOX Rate Summer v3.1, Unit 312 and retrofits | 589 | 7305 | Rate Constraint in lbs/MMBtu | FALSE | L | Annual | Allowances Sold NOX | Thousand Tons | 0 | 0 | 0 | 0 | 0 | 0 | 0
IL Fac. Spec. - NOX Rate Summer v3.1, Unit 312 and retrofits | 589 | 7305 | Rate Constraint in lbs/MMBtu | FALSE | L | Annual | Allowances Banked | Thousand Tons | 0 | 0 | 0 | 0 | 0 | 0 | 0
IL Fac. Spec. - NOX Rate Summer v3.1, Unit 312 and retrofits | 589 | 7305 | Rate Constraint in lbs/MMBtu | FALSE | L | Annual | Allowances Withdrawn (1:1) | Thousand Tons | 0 | 0 | 0 | 0 | 0 | 0 | 0
IL Fac. Spec. - NOX Rate Summer v3.1, Unit 312 and retrofits | 589 | 7305 | Rate Constraint in lbs/MMBtu | FALSE | L | Annual | Allowances Withdrawn (n:1) | Thousand Tons | 0 | 0 | 0 | 0 | 0 | 0 | 0
IL Fac. Spec. - NOX Rate Summer v3.1, Unit 312 and retrofits | 589 | 7305 | Rate Constraint in lbs/MMBtu | FALSE | L | Annual | Net Emissions Allowance Position | Thousand Tons | 0.00033717 | 0.0010422 | 0 | 0 | 0 | 0 | 0
IL Fac. Spec. - NOX Rate Summer v3.1, Unit 312 and retrofits | 589 | 7305 | Rate Constraint in lbs/MMBtu | FALSE | L | Annual | Fuel Consumed | TBtu | 0.0044882 | 0.013872 | 0 | 0 | 0 | 0 | 0
IL Fac. Spec. - NOX Rate Summer v3.1, Unit 312 and retrofits | 589 | 7305 | Rate Constraint in lbs/MMBtu | FALSE | L | Annual | Rate | lb/MMBtu | 0.15025 | 0.15025 | 0 | 0 | 0 | 0 | 0
IL Fac. Spec. - NOX Rate Summer v3.1, Unit 312 and retrofits | 589 | 7305 | Rate Constraint in lbs/MMBtu | FALSE | L | Annual | Generation | TWh | 0.00036038 | 0.0011139 | 0 | 0 | 0 | 0 | 0
IL Fac. Spec. - NOX Rate Summer v3.1, Unit 312 and retrofits | 589 | 7305 | Rate Constraint in lbs/MMBtu | FALSE | L | Annual | Qualifying Generation | TWh | 0.00036038 | 0.0011139 | 0 | 0 | 0 | 0 | 0
IL Fac. Spec. - NOX Rate Summer v3.1, Unit 312 and retrofits | 589 | 7305 | Rate Constraint in lbs/MMBtu | FALSE | L | Annual | Rate | lb/MWh | 1.8712 | 1.8712 | 0 | 0 | 0 | 0 | 0
IL Fac. Spec. - NOX Rate Summer v3.1, Unit 312 and retrofits | 589 | 7305 | Rate Constraint in lbs/MMBtu | FALSE | L | Annual | Constraint Shadow Price | US2022$/Ton | 0 | 0 | 0 | 0 | 0 | 0 | 0
IL Fac. Spec. - NOX Rate Summer v3.1, Unit 313 and retrofits | 590 | 7305 | Rate Constraint in lbs/MMBtu | FALSE | L | Annual | Seasons Included | Seasons | Summer | Summer | Summer | Summer | Summer | Summer | Summer
IL Fac. Spec. - NOX Rate Summer v3.1, Unit 313 and retrofits | 590 | 7305 | Rate Constraint in lbs/MMBtu | FALSE | L | Annual | Standard NOX | lb/MMBtu | 0.25 | 0.25 | 0.25 | 0.25 | 0.25 | 0.25 | 0.25
IL Fac. Spec. - NOX Rate Summer v3.1, Unit 313 and retrofits | 590 | 7305 | Rate Constraint in lbs/MMBtu | FALSE | L | Annual | Emissions at Affected Plants NOX | Thousand Tons | 0.00032636 | 0.0010087 | 0 | 0 | 0 | 0 | 0
IL Fac. Spec. - NOX Rate Summer v3.1, Unit 313 and retrofits | 590 | 7305 | Rate Constraint in lbs/MMBtu | FALSE | L | Annual | Allowances Purchased NOX | Thousand Tons | 0 | 0 | 0 | 0 | 0 | 0 | 0
IL Fac. Spec. - NOX Rate Summer v3.1, Unit 313 and retrofits | 590 | 7305 | Rate Constraint in lbs/MMBtu | FALSE | L | Annual | Allowances Sold NOX | Thousand Tons | 0 | 0 | 0 | 0 | 0 | 0 | 0
IL Fac. Spec. - NOX Rate Summer v3.1, Unit 313 and retrofits | 590 | 7305 | Rate Constraint in lbs/MMBtu | FALSE | L | Annual | Allowances Banked | Thousand Tons | 0 | 0 | 0 | 0 | 0 | 0 | 0
IL Fac. Spec. - NOX Rate Summer v3.1, Unit 313 and retrofits | 590 | 7305 | Rate Constraint in lbs/MMBtu | FALSE | L | Annual | Allowances Withdrawn (1:1) | Thousand Tons | 0 | 0 | 0 | 0 | 0 | 0 | 0
IL Fac. Spec. - NOX Rate Summer v3.1, Unit 313 and retrofits | 590 | 7305 | Rate Constraint in lbs/MMBtu | FALSE | L | Annual | Allowances Withdrawn (n:1) | Thousand Tons | 0 | 0 | 0 | 0 | 0 | 0 | 0
IL Fac. Spec. - NOX Rate Summer v3.1, Unit 313 and retrofits | 590 | 7305 | Rate Constraint in lbs/MMBtu | FALSE | L | Annual | Net Emissions Allowance Position | Thousand Tons | 0.00032636 | 0.0010087 | 0 | 0 | 0 | 0 | 0
IL Fac. Spec. - NOX Rate Summer v3.1, Unit 313 and retrofits | 590 | 7305 | Rate Constraint in lbs/MMBtu | FALSE | L | Annual | Fuel Consumed | TBtu | 0.0044882 | 0.013872 | 0 | 0 | 0 | 0 | 0
IL Fac. Spec. - NOX Rate Summer v3.1, Unit 313 and retrofits | 590 | 7305 | Rate Constraint in lbs/MMBtu | FALSE | L | Annual | Rate | lb/MMBtu | 0.14543 | 0.14543 | 0 | 0 | 0 | 0 | 0
IL Fac. Spec. - NOX Rate Summer v3.1, Unit 313 and retrofits | 590 | 7305 | Rate Constraint in lbs/MMBtu | FALSE | L | Annual | Generation | TWh | 0.00036038 | 0.0011139 | 0 | 0 | 0 | 0 | 0
IL Fac. Spec. - NOX Rate Summer v3.1, Unit 313 and retrofits | 590 | 7305 | Rate Constraint in lbs/MMBtu | FALSE | L | Annual | Qualifying Generation | TWh | 0.00036038 | 0.0011139 | 0 | 0 | 0 | 0 | 0
IL Fac. Spec. - NOX Rate Summer v3.1, Unit 313 and retrofits | 590 | 7305 | Rate Constraint in lbs/MMBtu | FALSE | L | Annual | Rate | lb/MWh | 1.8112 | 1.8112 | 0 | 0 | 0 | 0 | 0
IL Fac. Spec. - NOX Rate Summer v3.1, Unit 313 and retrofits | 590 | 7305 | Rate Constraint in lbs/MMBtu | FALSE | L | Annual | Constraint Shadow Price | US2022$/Ton | 0 | 0 | 0 | 0 | 0 | 0 | 0
IL Fac. Spec. - NOX Rate Summer v3.1, Unit 314 and retrofits | 591 | 7305 | Rate Constraint in lbs/MMBtu | FALSE | L | Annual | Seasons Included | Seasons | Summer | Summer | Summer | Summer | Summer | Summer | Summer
IL Fac. Spec. - NOX Rate Summer v3.1, Unit 314 and retrofits | 591 | 7305 | Rate Constraint in lbs/MMBtu | FALSE | L | Annual | Standard NOX | lb/MMBtu | 0.25 | 0.25 | 0.25 | 0.25 | 0.25 | 0.25 | 0.25
IL Fac. Spec. - NOX Rate Summer v3.1, Unit 314 and retrofits | 591 | 7305 | Rate Constraint in lbs/MMBtu | FALSE | L | Annual | Emissions at Affected Plants NOX | Thousand Tons | 0.0088337 | 0.0035432 | 0.011066 | 0 | 0 | 0 | 0
IL Fac. Spec. - NOX Rate Summer v3.1, Unit 314 and retrofits | 591 | 7305 | Rate Constraint in lbs/MMBtu | FALSE | L | Annual | Allowances Purchased NOX | Thousand Tons | 0 | 0 | 0 | 0 | 0 | 0 | 0
IL Fac. Spec. - NOX Rate Summer v3.1, Unit 314 and retrofits | 591 | 7305 | Rate Constraint in lbs/MMBtu | FALSE | L | Annual | Allowances Sold NOX | Thousand Tons | 0 | 0 | 0 | 0 | 0 | 0 | 0
IL Fac. Spec. - NOX Rate Summer v3.1, Unit 314 and retrofits | 591 | 7305 | Rate Constraint in lbs/MMBtu | FALSE | L | Annual | Allowances Banked | Thousand Tons | 0 | 0 | 0 | 0 | 0 | 0 | 0
IL Fac. Spec. - NOX Rate Summer v3.1, Unit 314 and retrofits | 591 | 7305 | Rate Constraint in lbs/MMBtu | FALSE | L | Annual | Allowances Withdrawn (1:1) | Thousand Tons | 0 | 0 | 0 | 0 | 0 | 0 | 0
IL Fac. Spec. - NOX Rate Summer v3.1, Unit 314 and retrofits | 591 | 7305 | Rate Constraint in lbs/MMBtu | FALSE | L | Annual | Allowances Withdrawn (n:1) | Thousand Tons | 0 | 0 | 0 | 0 | 0 | 0 | 0
IL Fac. Spec. - NOX Rate Summer v3.1, Unit 314 and retrofits | 591 | 7305 | Rate Constraint in lbs/MMBtu | FALSE | L | Annual | Net Emissions Allowance Position | Thousand Tons | 0.0088337 | 0.0035432 | 0.011066 | 0 | 0 | 0 | 0
IL Fac. Spec. - NOX Rate Summer v3.1, Unit 314 and retrofits | 591 | 7305 | Rate Constraint in lbs/MMBtu | FALSE | L | Annual | Fuel Consumed | TBtu | 0.31375 | 0.12585 | 0.39305 | 0 | 0 | 0 | 0
IL Fac. Spec. - NOX Rate Summer v3.1, Unit 314 and retrofits | 591 | 7305 | Rate Constraint in lbs/MMBtu | FALSE | L | Annual | Rate | lb/MMBtu | 0.05631 | 0.05631 | 0.05631 | 0 | 0 | 0 | 0
IL Fac. Spec. - NOX Rate Summer v3.1, Unit 314 and retrofits | 591 | 7305 | Rate Constraint in lbs/MMBtu | FALSE | L | Annual | Generation | TWh | 0.0292 | 0.011712 | 0.03658 | 0 | 0 | 0 | 0
IL Fac. Spec. - NOX Rate Summer v3.1, Unit 314 and retrofits | 591 | 7305 | Rate Constraint in lbs/MMBtu | FALSE | L | Annual | Qualifying Generation | TWh | 0.0292 | 0.011712 | 0.03658 | 0 | 0 | 0 | 0
IL Fac. Spec. - NOX Rate Summer v3.1, Unit 314 and retrofits | 591 | 7305 | Rate Constraint in lbs/MMBtu | FALSE | L | Annual | Rate | lb/MWh | 0.60505 | 0.60505 | 0.60505 | 0 | 0 | 0 | 0
IL Fac. Spec. - NOX Rate Summer v3.1, Unit 314 and retrofits | 591 | 7305 | Rate Constraint in lbs/MMBtu | FALSE | L | Annual | Constraint Shadow Price | US2022$/Ton | 0 | 0 | 0 | 0 | 0 | 0 | 0
IL Fac. Spec. - NOX Rate Summer v3.1, Unit 315 and retrofits | 592 | 7305 | Rate Constraint in lbs/MMBtu | FALSE | L | Annual | Seasons Included | Seasons | Summer | Summer | Summer | Summer | Summer | Summer | Summer
IL Fac. Spec. - NOX Rate Summer v3.1, Unit 315 and retrofits | 592 | 7305 | Rate Constraint in lbs/MMBtu | FALSE | L | Annual | Standard NOX | lb/MMBtu | 0.25 | 0.25 | 0.25 | 0.25 | 0.25 | 0.25 | 0.25
IL Fac. Spec. - NOX Rate Summer v3.1, Unit 315 and retrofits | 592 | 7305 | Rate Constraint in lbs/MMBtu | FALSE | L | Annual | Emissions at Affected Plants NOX | Thousand Tons | 0.013347 | 0.0053535 | 0.0017973 | 0 | 0 | 0 | 0
IL Fac. Spec. - NOX Rate Summer v3.1, Unit 315 and retrofits | 592 | 7305 | Rate Constraint in lbs/MMBtu | FALSE | L | Annual | Allowances Purchased NOX | Thousand Tons | 0 | 0 | 0 | 0 | 0 | 0 | 0
IL Fac. Spec. - NOX Rate Summer v3.1, Unit 315 and retrofits | 592 | 7305 | Rate Constraint in lbs/MMBtu | FALSE | L | Annual | Allowances Sold NOX | Thousand Tons | 0 | 0 | 0 | 0 | 0 | 0 | 0
IL Fac. Spec. - NOX Rate Summer v3.1, Unit 315 and retrofits | 592 | 7305 | Rate Constraint in lbs/MMBtu | FALSE | L | Annual | Allowances Banked | Thousand Tons | 0 | 0 | 0 | 0 | 0 | 0 | 0
IL Fac. Spec. - NOX Rate Summer v3.1, Unit 315 and retrofits | 592 | 7305 | Rate Constraint in lbs/MMBtu | FALSE | L | Annual | Allowances Withdrawn (1:1) | Thousand Tons | 0 | 0 | 0 | 0 | 0 | 0 | 0
IL Fac. Spec. - NOX Rate Summer v3.1, Unit 315 and retrofits | 592 | 7305 | Rate Constraint in lbs/MMBtu | FALSE | L | Annual | Allowances Withdrawn (n:1) | Thousand Tons | 0 | 0 | 0 | 0 | 0 | 0 | 0
IL Fac. Spec. - NOX Rate Summer v3.1, Unit 315 and retrofits | 592 | 7305 | Rate Constraint in lbs/MMBtu | FALSE | L | Annual | Net Emissions Allowance Position | Thousand Tons | 0.013347 | 0.0053535 | 0.0017973 | 0 | 0 | 0 | 0
IL Fac. Spec. - NOX Rate Summer v3.1, Unit 315 and retrofits | 592 | 7305 | Rate Constraint in lbs/MMBtu | FALSE | L | Annual | Fuel Consumed | TBtu | 0.2838 | 0.11383 | 0.038217 | 0 | 0 | 0 | 0
IL Fac. Spec. - NOX Rate Summer v3.1, Unit 315 and retrofits | 592 | 7305 | Rate Constraint in lbs/MMBtu | FALSE | L | Annual | Rate | lb/MMBtu | 0.09406 | 0.09406 | 0.09406 | 0 | 0 | 0 | 0
IL Fac. Spec. - NOX Rate Summer v3.1, Unit 315 and retrofits | 592 | 7305 | Rate Constraint in lbs/MMBtu | FALSE | L | Annual | Generation | TWh | 0.026412 | 0.010594 | 0.0035567 | 0 | 0 | 0 | 0
IL Fac. Spec. - NOX Rate Summer v3.1, Unit 315 and retrofits | 592 | 7305 | Rate Constraint in lbs/MMBtu | FALSE | L | Annual | Qualifying Generation | TWh | 0.026412 | 0.010594 | 0.0035567 | 0 | 0 | 0 | 0
IL Fac. Spec. - NOX Rate Summer v3.1, Unit 315 and retrofits | 592 | 7305 | Rate Constraint in lbs/MMBtu | FALSE | L | Annual | Rate | lb/MWh | 1.0107 | 1.0107 | 1.0107 | 0 | 0 | 0 | 0
IL Fac. Spec. - NOX Rate Summer v3.1, Unit 315 and retrofits | 592 | 7305 | Rate Constraint in lbs/MMBtu | FALSE | L | Annual | Constraint Shadow Price | US2022$/Ton | 0 | 0 | 0 | 0 | 0 | 0 | 0
IL Fac. Spec. - NOX Rate Summer v3.1, Unit 316 and retrofits | 593 | 7305 | Rate Constraint in lbs/MMBtu | FALSE | L | Annual | Seasons Included | Seasons | Summer | Summer | Summer | Summer | Summer | Summer | Summer
IL Fac. Spec. - NOX Rate Summer v3.1, Unit 316 and retrofits | 593 | 7305 | Rate Constraint in lbs/MMBtu | FALSE | L | Annual | Standard NOX | lb/MMBtu | 0.25 | 0.25 | 0.25 | 0.25 | 0.25 | 0.25 | 0.25
IL Fac. Spec. - NOX Rate Summer v3.1, Unit 316 and retrofits | 593 | 7305 | Rate Constraint in lbs/MMBtu | FALSE | L | Annual | Emissions at Affected Plants NOX | Thousand Tons | 0.011638 | 0.0046682 | 0.00083132 | 0 | 0 | 0 | 0
IL Fac. Spec. - NOX Rate Summer v3.1, Unit 316 and retrofits | 593 | 7305 | Rate Constraint in lbs/MMBtu | FALSE | L | Annual | Allowances Purchased NOX | Thousand Tons | 0 | 0 | 0 | 0 | 0 | 0 | 0
IL Fac. Spec. - NOX Rate Summer v3.1, Unit 316 and retrofits | 593 | 7305 | Rate Constraint in lbs/MMBtu | FALSE | L | Annual | Allowances Sold NOX | Thousand Tons | 0 | 0 | 0 | 0 | 0 | 0 | 0
IL Fac. Spec. - NOX Rate Summer v3.1, Unit 316 and retrofits | 593 | 7305 | Rate Constraint in lbs/MMBtu | FALSE | L | Annual | Allowances Banked | Thousand Tons | 0 | 0 | 0 | 0 | 0 | 0 | 0
IL Fac. Spec. - NOX Rate Summer v3.1, Unit 316 and retrofits | 593 | 7305 | Rate Constraint in lbs/MMBtu | FALSE | L | Annual | Allowances Withdrawn (1:1) | Thousand Tons | 0 | 0 | 0 | 0 | 0 | 0 | 0
IL Fac. Spec. - NOX Rate Summer v3.1, Unit 316 and retrofits | 593 | 7305 | Rate Constraint in lbs/MMBtu | FALSE | L | Annual | Allowances Withdrawn (n:1) | Thousand Tons | 0 | 0 | 0 | 0 | 0 | 0 | 0
IL Fac. Spec. - NOX Rate Summer v3.1, Unit 316 and retrofits | 593 | 7305 | Rate Constraint in lbs/MMBtu | FALSE | L | Annual | Net Emissions Allowance Position | Thousand Tons | 0.011638 | 0.0046682 | 0.00083132 | 0 | 0 | 0 | 0
IL Fac. Spec. - NOX Rate Summer v3.1, Unit 316 and retrofits | 593 | 7305 | Rate Constraint in lbs/MMBtu | FALSE | L | Annual | Fuel Consumed | TBtu | 0.28748 | 0.11531 | 0.020534 | 0 | 0 | 0 | 0
IL Fac. Spec. - NOX Rate Summer v3.1, Unit 316 and retrofits | 593 | 7305 | Rate Constraint in lbs/MMBtu | FALSE | L | Annual | Rate | lb/MMBtu | 0.08097 | 0.08097 | 0.08097 | 0 | 0 | 0 | 0
IL Fac. Spec. - NOX Rate Summer v3.1, Unit 316 and retrofits | 593 | 7305 | Rate Constraint in lbs/MMBtu | FALSE | L | Annual | Generation | TWh | 0.026754 | 0.010731 | 0.001911 | 0 | 0 | 0 | 0
IL Fac. Spec. - NOX Rate Summer v3.1, Unit 316 and retrofits | 593 | 7305 | Rate Constraint in lbs/MMBtu | FALSE | L | Annual | Qualifying Generation | TWh | 0.026754 | 0.010731 | 0.001911 | 0 | 0 | 0 | 0
IL Fac. Spec. - NOX Rate Summer v3.1, Unit 316 and retrofits | 593 | 7305 | Rate Constraint in lbs/MMBtu | FALSE | L | Annual | Rate | lb/MWh | 0.87002 | 0.87002 | 0.87002 | 0 | 0 | 0 | 0
IL Fac. Spec. - NOX Rate Summer v3.1, Unit 316 and retrofits | 593 | 7305 | Rate Constraint in lbs/MMBtu | FALSE | L | Annual | Constraint Shadow Price | US2022$/Ton | 0 | 0 | 0 | 0 | 0 | 0 | 0
IL Fac. Spec. - NOX Rate Summer v3.1, Unit 317 and retrofits | 594 | 7305 | Rate Constraint in lbs/MMBtu | FALSE | L | Annual | Seasons Included | Seasons | Summer | Summer | Summer | Summer | Summer | Summer | Summer
IL Fac. Spec. - NOX Rate Summer v3.1, Unit 317 and retrofits | 594 | 7305 | Rate Constraint in lbs/MMBtu | FALSE | L | Annual | Standard NOX | lb/MMBtu | 0.25 | 0.25 | 0.25 | 0.25 | 0.25 | 0.25 | 0.25
IL Fac. Spec. - NOX Rate Summer v3.1, Unit 317 and retrofits | 594 | 7305 | Rate Constraint in lbs/MMBtu | FALSE | L | Annual | Emissions at Affected Plants NOX | Thousand Tons | 0.0065225 | 0.0026162 | 0.0052663 | 0 | 0 | 0 | 0
IL Fac. Spec. - NOX Rate Summer v3.1, Unit 317 and retrofits | 594 | 7305 | Rate Constraint in lbs/MMBtu | FALSE | L | Annual | Allowances Purchased NOX | Thousand Tons | 0 | 0 | 0 | 0 | 0 | 0 | 0
IL Fac. Spec. - NOX Rate Summer v3.1, Unit 317 and retrofits | 594 | 7305 | Rate Constraint in lbs/MMBtu | FALSE | L | Annual | Allowances Sold NOX | Thousand Tons | 0 | 0 | 0 | 0 | 0 | 0 | 0
IL Fac. Spec. - NOX Rate Summer v3.1, Unit 317 and retrofits | 594 | 7305 | Rate Constraint in lbs/MMBtu | FALSE | L | Annual | Allowances Banked | Thousand Tons | 0 | 0 | 0 | 0 | 0 | 0 | 0
IL Fac. Spec. - NOX Rate Summer v3.1, Unit 317 and retrofits | 594 | 7305 | Rate Constraint in lbs/MMBtu | FALSE | L | Annual | Allowances Withdrawn (1:1) | Thousand Tons | 0 | 0 | 0 | 0 | 0 | 0 | 0
IL Fac. Spec. - NOX Rate Summer v3.1, Unit 317 and retrofits | 594 | 7305 | Rate Constraint in lbs/MMBtu | FALSE | L | Annual | Allowances Withdrawn (n:1) | Thousand Tons | 0 | 0 | 0 | 0 | 0 | 0 | 0
IL Fac. Spec. - NOX Rate Summer v3.1, Unit 317 and retrofits | 594 | 7305 | Rate Constraint in lbs/MMBtu | FALSE | L | Annual | Net Emissions Allowance Position | Thousand Tons | 0.0065225 | 0.0026162 | 0.0052663 | 0 | 0 | 0 | 0
IL Fac. Spec. - NOX Rate Summer v3.1, Unit 317 and retrofits | 594 | 7305 | Rate Constraint in lbs/MMBtu | FALSE | L | Annual | Fuel Consumed | TBtu | 0.30169 | 0.12101 | 0.24359 | 0 | 0 | 0 | 0
IL Fac. Spec. - NOX Rate Summer v3.1, Unit 317 and retrofits | 594 | 7305 | Rate Constraint in lbs/MMBtu | FALSE | L | Annual | Rate | lb/MMBtu | 0.04324 | 0.04324 | 0.04324 | 0 | 0 | 0 | 0
IL Fac. Spec. - NOX Rate Summer v3.1, Unit 317 and retrofits | 594 | 7305 | Rate Constraint in lbs/MMBtu | FALSE | L | Annual | Generation | TWh | 0.027945 | 0.011209 | 0.022563 | 0 | 0 | 0 | 0
IL Fac. Spec. - NOX Rate Summer v3.1, Unit 317 and retrofits | 594 | 7305 | Rate Constraint in lbs/MMBtu | FALSE | L | Annual | Qualifying Generation | TWh | 0.027945 | 0.011209 | 0.022563 | 0 | 0 | 0 | 0
IL Fac. Spec. - NOX Rate Summer v3.1, Unit 317 and retrofits | 594 | 7305 | Rate Constraint in lbs/MMBtu | FALSE | L | Annual | Rate | lb/MWh | 0.46682 | 0.46682 | 0.46682 | 0 | 0 | 0 | 0
IL Fac. Spec. - NOX Rate Summer v3.1, Unit 317 and retrofits | 594 | 7305 | Rate Constraint in lbs/MMBtu | FALSE | L | Annual | Constraint Shadow Price | US2022$/Ton | 0 | 0 | 0 | 0 | 0 | 0 | 0
IL Fac. Spec. - NOX Rate Summer v3.1, Unit 318 and retrofits | 595 | 7305 | Rate Constraint in lbs/MMBtu | FALSE | L | Annual | Seasons Included | Seasons | Summer | Summer | Summer | Summer | Summer | Summer | Summer
IL Fac. Spec. - NOX Rate Summer v3.1, Unit 318 and retrofits | 595 | 7305 | Rate Constraint in lbs/MMBtu | FALSE | L | Annual | Standard NOX | lb/MMBtu | 0.25 | 0.25 | 0.25 | 0.25 | 0.25 | 0.25 | 0.25
IL Fac. Spec. - NOX Rate Summer v3.1, Unit 318 and retrofits | 595 | 7305 | Rate Constraint in lbs/MMBtu | FALSE | L | Annual | Emissions at Affected Plants NOX | Thousand Tons | 0.0036105 | 0.0014482 | 0.0045231 | 0 | 0 | 0 | 0
IL Fac. Spec. - NOX Rate Summer v3.1, Unit 318 and retrofits | 595 | 7305 | Rate Constraint in lbs/MMBtu | FALSE | L | Annual | Allowances Purchased NOX | Thousand Tons | 0 | 0 | 0 | 0 | 0 | 0 | 0
IL Fac. Spec. - NOX Rate Summer v3.1, Unit 318 and retrofits | 595 | 7305 | Rate Constraint in lbs/MMBtu | FALSE | L | Annual | Allowances Sold NOX | Thousand Tons | 0 | 0 | 0 | 0 | 0 | 0 | 0
IL Fac. Spec. - NOX Rate Summer v3.1, Unit 318 and retrofits | 595 | 7305 | Rate Constraint in lbs/MMBtu | FALSE | L | Annual | Allowances Banked | Thousand Tons | 0 | 0 | 0 | 0 | 0 | 0 | 0
IL Fac. Spec. - NOX Rate Summer v3.1, Unit 318 and retrofits | 595 | 7305 | Rate Constraint in lbs/MMBtu | FALSE | L | Annual | Allowances Withdrawn (1:1) | Thousand Tons | 0 | 0 | 0 | 0 | 0 | 0 | 0
IL Fac. Spec. - NOX Rate Summer v3.1, Unit 318 and retrofits | 595 | 7305 | Rate Constraint in lbs/MMBtu | FALSE | L | Annual | Allowances Withdrawn (n:1) | Thousand Tons | 0 | 0 | 0 | 0 | 0 | 0 | 0
IL Fac. Spec. - NOX Rate Summer v3.1, Unit 318 and retrofits | 595 | 7305 | Rate Constraint in lbs/MMBtu | FALSE | L | Annual | Net Emissions Allowance Position | Thousand Tons | 0.0036105 | 0.0014482 | 0.0045231 | 0 | 0 | 0 | 0
IL Fac. Spec. - NOX Rate Summer v3.1, Unit 318 and retrofits | 595 | 7305 | Rate Constraint in lbs/MMBtu | FALSE | L | Annual | Fuel Consumed | TBtu | 0.087412 | 0.035061 | 0.1095 | 0 | 0 | 0 | 0
IL Fac. Spec. - NOX Rate Summer v3.1, Unit 318 and retrofits | 595 | 7305 | Rate Constraint in lbs/MMBtu | FALSE | L | Annual | Rate | lb/MMBtu | 0.08261 | 0.08261 | 0.08261 | 0 | 0 | 0 | 0
IL Fac. Spec. - NOX Rate Summer v3.1, Unit 318 and retrofits | 595 | 7305 | Rate Constraint in lbs/MMBtu | FALSE | L | Annual | Generation | TWh | 0.0081192 | 0.0032566 | 0.010171 | 0 | 0 | 0 | 0
IL Fac. Spec. - NOX Rate Summer v3.1, Unit 318 and retrofits | 595 | 7305 | Rate Constraint in lbs/MMBtu | FALSE | L | Annual | Qualifying Generation | TWh | 0.0081192 | 0.0032566 | 0.010171 | 0 | 0 | 0 | 0
IL Fac. Spec. - NOX Rate Summer v3.1, Unit 318 and retrofits | 595 | 7305 | Rate Constraint in lbs/MMBtu | FALSE | L | Annual | Rate | lb/MWh | 0.88938 | 0.88938 | 0.88938 | 0 | 0 | 0 | 0
IL Fac. Spec. - NOX Rate Summer v3.1, Unit 318 and retrofits | 595 | 7305 | Rate Constraint in lbs/MMBtu | FALSE | L | Annual | Constraint Shadow Price | US2022$/Ton | 0 | 0 | 0 | 0 | 0 | 0 | 0
IL Fac. Spec. - NOX Rate Summer v3.1, Unit 319 and retrofits | 596 | 7305 | Rate Constraint in lbs/MMBtu | FALSE | L | Annual | Seasons Included | Seasons | Summer | Summer | Summer | Summer | Summer | Summer | Summer
IL Fac. Spec. - NOX Rate Summer v3.1, Unit 319 and retrofits | 596 | 7305 | Rate Constraint in lbs/MMBtu | FALSE | L | Annual | Standard NOX | lb/MMBtu | 0.25 | 0.25 | 0.25 | 0.25 | 0.25 | 0.25 | 0.25
IL Fac. Spec. - NOX Rate Summer v3.1, Unit 319 and retrofits | 596 | 7305 | Rate Constraint in lbs/MMBtu | FALSE | L | Annual | Emissions at Affected Plants NOX | Thousand Tons | 0.0056032 | 0.0022475 | 0.0011391 | 0 | 0 | 0 | 0
IL Fac. Spec. - NOX Rate Summer v3.1, Unit 319 and retrofits | 596 | 7305 | Rate Constraint in lbs/MMBtu | FALSE | L | Annual | Allowances Purchased NOX | Thousand Tons | 0 | 0 | 0 | 0 | 0 | 0 | 0
IL Fac. Spec. - NOX Rate Summer v3.1, Unit 319 and retrofits | 596 | 7305 | Rate Constraint in lbs/MMBtu | FALSE | L | Annual | Allowances Sold NOX | Thousand Tons | 0 | 0 | 0 | 0 | 0 | 0 | 0
IL Fac. Spec. - NOX Rate Summer v3.1, Unit 319 and retrofits | 596 | 7305 | Rate Constraint in lbs/MMBtu | FALSE | L | Annual | Allowances Banked | Thousand Tons | 0 | 0 | 0 | 0 | 0 | 0 | 0
IL Fac. Spec. - NOX Rate Summer v3.1, Unit 319 and retrofits | 596 | 7305 | Rate Constraint in lbs/MMBtu | FALSE | L | Annual | Allowances Withdrawn (1:1) | Thousand Tons | 0 | 0 | 0 | 0 | 0 | 0 | 0
IL Fac. Spec. - NOX Rate Summer v3.1, Unit 319 and retrofits | 596 | 7305 | Rate Constraint in lbs/MMBtu | FALSE | L | Annual | Allowances Withdrawn (n:1) | Thousand Tons | 0 | 0 | 0 | 0 | 0 | 0 | 0
IL Fac. Spec. - NOX Rate Summer v3.1, Unit 319 and retrofits | 596 | 7305 | Rate Constraint in lbs/MMBtu | FALSE | L | Annual | Net Emissions Allowance Position | Thousand Tons | 0.0056032 | 0.0022475 | 0.0011391 | 0 | 0 | 0 | 0
IL Fac. Spec. - NOX Rate Summer v3.1, Unit 319 and retrofits | 596 | 7305 | Rate Constraint in lbs/MMBtu | FALSE | L | Annual | Fuel Consumed | TBtu | 0.29623 | 0.11882 | 0.060223 | 0 | 0 | 0 | 0
IL Fac. Spec. - NOX Rate Summer v3.1, Unit 319 and retrofits | 596 | 7305 | Rate Constraint in lbs/MMBtu | FALSE | L | Annual | Rate | lb/MMBtu | 0.03783 | 0.03783 | 0.03783 | 0 | 0 | 0 | 0
IL Fac. Spec. - NOX Rate Summer v3.1, Unit 319 and retrofits | 596 | 7305 | Rate Constraint in lbs/MMBtu | FALSE | L | Annual | Generation | TWh | 0.027439 | 0.011006 | 0.0055783 | 0 | 0 | 0 | 0
IL Fac. Spec. - NOX Rate Summer v3.1, Unit 319 and retrofits | 596 | 7305 | Rate Constraint in lbs/MMBtu | FALSE | L | Annual | Qualifying Generation | TWh | 0.027439 | 0.011006 | 0.0055783 | 0 | 0 | 0 | 0
IL Fac. Spec. - NOX Rate Summer v3.1, Unit 319 and retrofits | 596 | 7305 | Rate Constraint in lbs/MMBtu | FALSE | L | Annual | Rate | lb/MWh | 0.40841 | 0.40841 | 0.40841 | 0 | 0 | 0 | 0
IL Fac. Spec. - NOX Rate Summer v3.1, Unit 319 and retrofits | 596 | 7305 | Rate Constraint in lbs/MMBtu | FALSE | L | Annual | Constraint Shadow Price | US2022$/Ton | 0 | 0 | 0 | 0 | 0 | 0 | 0
IL Fac. Spec. - NOX Rate Summer v3.1, Unit 320 and retrofits | 597 | 7305 | Rate Constraint in lbs/MMBtu | FALSE | L | Annual | Seasons Included | Seasons | Summer | Summer | Summer | Summer | Summer | Summer | Summer
IL Fac. Spec. - NOX Rate Summer v3.1, Unit 320 and retrofits | 597 | 7305 | Rate Constraint in lbs/MMBtu | FALSE | L | Annual | Standard NOX | lb/MMBtu | 0.25 | 0.25 | 0.25 | 0.25 | 0.25 | 0.25 | 0.25
IL Fac. Spec. - NOX Rate Summer v3.1, Unit 320 and retrofits | 597 | 7305 | Rate Constraint in lbs/MMBtu | FALSE | L | Annual | Emissions at Affected Plants NOX | Thousand Tons | 0.0056832 | 0.0022795 | 0.0011554 | 0 | 0 | 0 | 0
IL Fac. Spec. - NOX Rate Summer v3.1, Unit 320 and retrofits | 597 | 7305 | Rate Constraint in lbs/MMBtu | FALSE | L | Annual | Allowances Purchased NOX | Thousand Tons | 0 | 0 | 0 | 0 | 0 | 0 | 0
IL Fac. Spec. - NOX Rate Summer v3.1, Unit 320 and retrofits | 597 | 7305 | Rate Constraint in lbs/MMBtu | FALSE | L | Annual | Allowances Sold NOX | Thousand Tons | 0 | 0 | 0 | 0 | 0 | 0 | 0
IL Fac. Spec. - NOX Rate Summer v3.1, Unit 320 and retrofits | 597 | 7305 | Rate Constraint in lbs/MMBtu | FALSE | L | Annual | Allowances Banked | Thousand Tons | 0 | 0 | 0 | 0 | 0 | 0 | 0
IL Fac. Spec. - NOX Rate Summer v3.1, Unit 320 and retrofits | 597 | 7305 | Rate Constraint in lbs/MMBtu | FALSE | L | Annual | Allowances Withdrawn (1:1) | Thousand Tons | 0 | 0 | 0 | 0 | 0 | 0 | 0
IL Fac. Spec. - NOX Rate Summer v3.1, Unit 320 and retrofits | 597 | 7305 | Rate Constraint in lbs/MMBtu | FALSE | L | Annual | Allowances Withdrawn (n:1) | Thousand Tons | 0 | 0 | 0 | 0 | 0 | 0 | 0
IL Fac. Spec. - NOX Rate Summer v3.1, Unit 320 and retrofits | 597 | 7305 | Rate Constraint in lbs/MMBtu | FALSE | L | Annual | Net Emissions Allowance Position | Thousand Tons | 0.0056832 | 0.0022795 | 0.0011554 | 0 | 0 | 0 | 0
IL Fac. Spec. - NOX Rate Summer v3.1, Unit 320 and retrofits | 597 | 7305 | Rate Constraint in lbs/MMBtu | FALSE | L | Annual | Fuel Consumed | TBtu | 0.29048 | 0.11651 | 0.059053 | 0 | 0 | 0 | 0
IL Fac. Spec. - NOX Rate Summer v3.1, Unit 320 and retrofits | 597 | 7305 | Rate Constraint in lbs/MMBtu | FALSE | L | Annual | Rate | lb/MMBtu | 0.03913 | 0.03913 | 0.03913 | 0 | 0 | 0 | 0
IL Fac. Spec. - NOX Rate Summer v3.1, Unit 320 and retrofits | 597 | 7305 | Rate Constraint in lbs/MMBtu | FALSE | L | Annual | Generation | TWh | 0.026901 | 0.01079 | 0.0054689 | 0 | 0 | 0 | 0
IL Fac. Spec. - NOX Rate Summer v3.1, Unit 320 and retrofits | 597 | 7305 | Rate Constraint in lbs/MMBtu | FALSE | L | Annual | Qualifying Generation | TWh | 0.026901 | 0.01079 | 0.0054689 | 0 | 0 | 0 | 0
IL Fac. Spec. - NOX Rate Summer v3.1, Unit 320 and retrofits | 597 | 7305 | Rate Constraint in lbs/MMBtu | FALSE | L | Annual | Rate | lb/MWh | 0.42253 | 0.42253 | 0.42253 | 0 | 0 | 0 | 0
IL Fac. Spec. - NOX Rate Summer v3.1, Unit 320 and retrofits | 597 | 7305 | Rate Constraint in lbs/MMBtu | FALSE | L | Annual | Constraint Shadow Price | US2022$/Ton | 0 | 0 | 0 | 0 | 0 | 0 | 0
IL Fac. Spec. - NOX Rate Summer v3.1, Unit 321 and retrofits | 598 | 7305 | Rate Constraint in lbs/MMBtu | FALSE | L | Annual | Seasons Included | Seasons | Summer | Summer | Summer | Summer | Summer | Summer | Summer
IL Fac. Spec. - NOX Rate Summer v3.1, Unit 321 and retrofits | 598 | 7305 | Rate Constraint in lbs/MMBtu | FALSE | L | Annual | Standard NOX | lb/MMBtu | 0.25 | 0.25 | 0.25 | 0.25 | 0.25 | 0.25 | 0.25
IL Fac. Spec. - NOX Rate Summer v3.1, Unit 321 and retrofits | 598 | 7305 | Rate Constraint in lbs/MMBtu | FALSE | L | Annual | Emissions at Affected Plants NOX | Thousand Tons | 0.0050401 | 0.0020216 | 0.0010231 | 0 | 0 | 0 | 0
IL Fac. Spec. - NOX Rate Summer v3.1, Unit 321 and retrofits | 598 | 7305 | Rate Constraint in lbs/MMBtu | FALSE | L | Annual | Allowances Purchased NOX | Thousand Tons | 0 | 0 | 0 | 0 | 0 | 0 | 0
IL Fac. Spec. - NOX Rate Summer v3.1, Unit 321 and retrofits | 598 | 7305 | Rate Constraint in lbs/MMBtu | FALSE | L | Annual | Allowances Sold NOX | Thousand Tons | 0 | 0 | 0 | 0 | 0 | 0 | 0
IL Fac. Spec. - NOX Rate Summer v3.1, Unit 321 and retrofits | 598 | 7305 | Rate Constraint in lbs/MMBtu | FALSE | L | Annual | Allowances Banked | Thousand Tons | 0 | 0 | 0 | 0 | 0 | 0 | 0
IL Fac. Spec. - NOX Rate Summer v3.1, Unit 321 and retrofits | 598 | 7305 | Rate Constraint in lbs/MMBtu | FALSE | L | Annual | Allowances Withdrawn (1:1) | Thousand Tons | 0 | 0 | 0 | 0 | 0 | 0 | 0
IL Fac. Spec. - NOX Rate Summer v3.1, Unit 321 and retrofits | 598 | 7305 | Rate Constraint in lbs/MMBtu | FALSE | L | Annual | Allowances Withdrawn (n:1) | Thousand Tons | 0 | 0 | 0 | 0 | 0 | 0 | 0
IL Fac. Spec. - NOX Rate Summer v3.1, Unit 321 and retrofits | 598 | 7305 | Rate Constraint in lbs/MMBtu | FALSE | L | Annual | Net Emissions Allowance Position | Thousand Tons | 0.0050401 | 0.0020216 | 0.0010231 | 0 | 0 | 0 | 0
IL Fac. Spec. - NOX Rate Summer v3.1, Unit 321 and retrofits | 598 | 7305 | Rate Constraint in lbs/MMBtu | FALSE | L | Annual | Fuel Consumed | TBtu | 0.28925 | 0.11602 | 0.058712 | 0 | 0 | 0 | 0
IL Fac. Spec. - NOX Rate Summer v3.1, Unit 321 and retrofits | 598 | 7305 | Rate Constraint in lbs/MMBtu | FALSE | L | Annual | Rate | lb/MMBtu | 0.03485 | 0.03485 | 0.03485 | 0 | 0 | 0 | 0
IL Fac. Spec. - NOX Rate Summer v3.1, Unit 321 and retrofits | 598 | 7305 | Rate Constraint in lbs/MMBtu | FALSE | L | Annual | Generation | TWh | 0.026787 | 0.010744 | 0.0054373 | 0 | 0 | 0 | 0
IL Fac. Spec. - NOX Rate Summer v3.1, Unit 321 and retrofits | 598 | 7305 | Rate Constraint in lbs/MMBtu | FALSE | L | Annual | Qualifying Generation | TWh | 0.026787 | 0.010744 | 0.0054373 | 0 | 0 | 0 | 0
IL Fac. Spec. - NOX Rate Summer v3.1, Unit 321 and retrofits | 598 | 7305 | Rate Constraint in lbs/MMBtu | FALSE | L | Annual | Rate | lb/MWh | 0.37631 | 0.37631 | 0.37631 | 0 | 0 | 0 | 0
IL Fac. Spec. - NOX Rate Summer v3.1, Unit 321 and retrofits | 598 | 7305 | Rate Constraint in lbs/MMBtu | FALSE | L | Annual | Constraint Shadow Price | US2022$/Ton | 0 | 0 | 0 | 0 | 0 | 0 | 0
IL Fac. Spec. - NOX Rate Summer v3.1, Unit 322 and retrofits | 599 | 7305 | Rate Constraint in lbs/MMBtu | FALSE | L | Annual | Seasons Included | Seasons | Summer | Summer | Summer | Summer | Summer | Summer | Summer
IL Fac. Spec. - NOX Rate Summer v3.1, Unit 322 and retrofits | 599 | 7305 | Rate Constraint in lbs/MMBtu | FALSE | L | Annual | Standard NOX | lb/MMBtu | 0.25 | 0.25 | 0.25 | 0.25 | 0.25 | 0.25 | 0.25
IL Fac. Spec. - NOX Rate Summer v3.1, Unit 322 and retrofits | 599 | 7305 | Rate Constraint in lbs/MMBtu | FALSE | L | Annual | Emissions at Affected Plants NOX | Thousand Tons | 0.003799 | 0.0015238 | 0.00068882 | 0 | 0 | 0 | 0
IL Fac. Spec. - NOX Rate Summer v3.1, Unit 322 and retrofits | 599 | 7305 | Rate Constraint in lbs/MMBtu | FALSE | L | Annual | Allowances Purchased NOX | Thousand Tons | 0 | 0 | 0 | 0 | 0 | 0 | 0
IL Fac. Spec. - NOX Rate Summer v3.1, Unit 322 and retrofits | 599 | 7305 | Rate Constraint in lbs/MMBtu | FALSE | L | Annual | Allowances Sold NOX | Thousand Tons | 0 | 0 | 0 | 0 | 0 | 0 | 0
IL Fac. Spec. - NOX Rate Summer v3.1, Unit 322 and retrofits | 599 | 7305 | Rate Constraint in lbs/MMBtu | FALSE | L | Annual | Allowances Banked | Thousand Tons | 0 | 0 | 0 | 0 | 0 | 0 | 0
IL Fac. Spec. - NOX Rate Summer v3.1, Unit 322 and retrofits | 599 | 7305 | Rate Constraint in lbs/MMBtu | FALSE | L | Annual | Allowances Withdrawn (1:1) | Thousand Tons | 0 | 0 | 0 | 0 | 0 | 0 | 0
IL Fac. Spec. - NOX Rate Summer v3.1, Unit 322 and retrofits | 599 | 7305 | Rate Constraint in lbs/MMBtu | FALSE | L | Annual | Allowances Withdrawn (n:1) | Thousand Tons | 0 | 0 | 0 | 0 | 0 | 0 | 0
IL Fac. Spec. - NOX Rate Summer v3.1, Unit 322 and retrofits | 599 | 7305 | Rate Constraint in lbs/MMBtu | FALSE | L | Annual | Net Emissions Allowance Position | Thousand Tons | 0.003799 | 0.0015238 | 0.00068882 | 0 | 0 | 0 | 0
IL Fac. Spec. - NOX Rate Summer v3.1, Unit 322 and retrofits | 599 | 7305 | Rate Constraint in lbs/MMBtu | FALSE | L | Annual | Fuel Consumed | TBtu | 0.083549 | 0.033511 | 0.015149 | 0 | 0 | 0 | 0
IL Fac. Spec. - NOX Rate Summer v3.1, Unit 322 and retrofits | 599 | 7305 | Rate Constraint in lbs/MMBtu | FALSE | L | Annual | Rate | lb/MMBtu | 0.09094 | 0.09094 | 0.09094 | 0 | 0 | 0 | 0
IL Fac. Spec. - NOX Rate Summer v3.1, Unit 322 and retrofits | 599 | 7305 | Rate Constraint in lbs/MMBtu | FALSE | L | Annual | Generation | TWh | 0.0077353 | 0.0031026 | 0.0014026 | 0 | 0 | 0 | 0
IL Fac. Spec. - NOX Rate Summer v3.1, Unit 322 and retrofits | 599 | 7305 | Rate Constraint in lbs/MMBtu | FALSE | L | Annual | Qualifying Generation | TWh | 0.0077353 | 0.0031026 | 0.0014026 | 0 | 0 | 0 | 0
IL Fac. Spec. - NOX Rate Summer v3.1, Unit 322 and retrofits | 599 | 7305 | Rate Constraint in lbs/MMBtu | FALSE | L | Annual | Rate | lb/MWh | 0.98224 | 0.98224 | 0.98224 | 0 | 0 | 0 | 0
IL Fac. Spec. - NOX Rate Summer v3.1, Unit 322 and retrofits | 599 | 7305 | Rate Constraint in lbs/MMBtu | FALSE | L | Annual | Constraint Shadow Price | US2022$/Ton | 0 | 0 | 0 | 0 | 0 | 0 | 0
IL Fac. Spec. - NOX Rate Summer v3.1, Unit 323 and retrofits | 600 | 7305 | Rate Constraint in lbs/MMBtu | FALSE | L | Annual | Seasons Included | Seasons | Summer | Summer | Summer | Summer | Summer | Summer | Summer
IL Fac. Spec. - NOX Rate Summer v3.1, Unit 323 and retrofits | 600 | 7305 | Rate Constraint in lbs/MMBtu | FALSE | L | Annual | Standard NOX | lb/MMBtu | 0.25 | 0.25 | 0.25 | 0.25 | 0.25 | 0.25 | 0.25
IL Fac. Spec. - NOX Rate Summer v3.1, Unit 323 and retrofits | 600 | 7305 | Rate Constraint in lbs/MMBtu | FALSE | L | Annual | Emissions at Affected Plants NOX | Thousand Tons | 0.0039356 | 0.0015786 | 0.00080009 | 0 | 0 | 0 | 0
IL Fac. Spec. - NOX Rate Summer v3.1, Unit 323 and retrofits | 600 | 7305 | Rate Constraint in lbs/MMBtu | FALSE | L | Annual | Allowances Purchased NOX | Thousand Tons | 0 | 0 | 0 | 0 | 0 | 0 | 0
IL Fac. Spec. - NOX Rate Summer v3.1, Unit 323 and retrofits | 600 | 7305 | Rate Constraint in lbs/MMBtu | FALSE | L | Annual | Allowances Sold NOX | Thousand Tons | 0 | 0 | 0 | 0 | 0 | 0 | 0
IL Fac. Spec. - NOX Rate Summer v3.1, Unit 323 and retrofits | 600 | 7305 | Rate Constraint in lbs/MMBtu | FALSE | L | Annual | Allowances Banked | Thousand Tons | 0 | 0 | 0 | 0 | 0 | 0 | 0
IL Fac. Spec. - NOX Rate Summer v3.1, Unit 323 and retrofits | 600 | 7305 | Rate Constraint in lbs/MMBtu | FALSE | L | Annual | Allowances Withdrawn (1:1) | Thousand Tons | 0 | 0 | 0 | 0 | 0 | 0 | 0
IL Fac. Spec. - NOX Rate Summer v3.1, Unit 323 and retrofits | 600 | 7305 | Rate Constraint in lbs/MMBtu | FALSE | L | Annual | Allowances Withdrawn (n:1) | Thousand Tons | 0 | 0 | 0 | 0 | 0 | 0 | 0
IL Fac. Spec. - NOX Rate Summer v3.1, Unit 323 and retrofits | 600 | 7305 | Rate Constraint in lbs/MMBtu | FALSE | L | Annual | Net Emissions Allowance Position | Thousand Tons | 0.0039356 | 0.0015786 | 0.00080009 | 0 | 0 | 0 | 0
IL Fac. Spec. - NOX Rate Summer v3.1, Unit 323 and retrofits | 600 | 7305 | Rate Constraint in lbs/MMBtu | FALSE | L | Annual | Fuel Consumed | TBtu | 0.087311 | 0.035021 | 0.01775 | 0 | 0 | 0 | 0
IL Fac. Spec. - NOX Rate Summer v3.1, Unit 323 and retrofits | 600 | 7305 | Rate Constraint in lbs/MMBtu | FALSE | L | Annual | Rate | lb/MMBtu | 0.09015 | 0.09015 | 0.09015 | 0 | 0 | 0 | 0
IL Fac. Spec. - NOX Rate Summer v3.1, Unit 323 and retrofits | 600 | 7305 | Rate Constraint in lbs/MMBtu | FALSE | L | Annual | Generation | TWh | 0.0080866 | 0.0032435 | 0.001644 | 0 | 0 | 0 | 0
IL Fac. Spec. - NOX Rate Summer v3.1, Unit 323 and retrofits | 600 | 7305 | Rate Constraint in lbs/MMBtu | FALSE | L | Annual | Qualifying Generation | TWh | 0.0080866 | 0.0032435 | 0.001644 | 0 | 0 | 0 | 0
IL Fac. Spec. - NOX Rate Summer v3.1, Unit 323 and retrofits | 600 | 7305 | Rate Constraint in lbs/MMBtu | FALSE | L | Annual | Rate | lb/MWh | 0.97335 | 0.97335 | 0.97335 | 0 | 0 | 0 | 0
IL Fac. Spec. - NOX Rate Summer v3.1, Unit 323 and retrofits | 600 | 7305 | Rate Constraint in lbs/MMBtu | FALSE | L | Annual | Constraint Shadow Price | US2022$/Ton | 0 | 0 | 0 | 0 | 0 | 0 | 0
IL Fac. Spec. - NOX Rate Summer v3.1, Unit 324 and retrofits | 601 | 7305 | Rate Constraint in lbs/MMBtu | FALSE | L | Annual | Seasons Included | Seasons | Summer | Summer | Summer | Summer | Summer | Summer | Summer
IL Fac. Spec. - NOX Rate Summer v3.1, Unit 324 and retrofits | 601 | 7305 | Rate Constraint in lbs/MMBtu | FALSE | L | Annual | Standard NOX | lb/MMBtu | 0.25 | 0.25 | 0.25 | 0.25 | 0.25 | 0.25 | 0.25
IL Fac. Spec. - NOX Rate Summer v3.1, Unit 324 and retrofits | 601 | 7305 | Rate Constraint in lbs/MMBtu | FALSE | L | Annual | Emissions at Affected Plants NOX | Thousand Tons | 0.0039213 | 0.0015728 | 0.000711 | 0 | 0 | 0 | 0
IL Fac. Spec. - NOX Rate Summer v3.1, Unit 324 and retrofits | 601 | 7305 | Rate Constraint in lbs/MMBtu | FALSE | L | Annual | Allowances Purchased NOX | Thousand Tons | 0 | 0 | 0 | 0 | 0 | 0 | 0
IL Fac. Spec. - NOX Rate Summer v3.1, Unit 324 and retrofits | 601 | 7305 | Rate Constraint in lbs/MMBtu | FALSE | L | Annual | Allowances Sold NOX | Thousand Tons | 0 | 0 | 0 | 0 | 0 | 0 | 0
IL Fac. Spec. - NOX Rate Summer v3.1, Unit 324 and retrofits | 601 | 7305 | Rate Constraint in lbs/MMBtu | FALSE | L | Annual | Allowances Banked | Thousand Tons | 0 | 0 | 0 | 0 | 0 | 0 | 0
IL Fac. Spec. - NOX Rate Summer v3.1, Unit 324 and retrofits | 601 | 7305 | Rate Constraint in lbs/MMBtu | FALSE | L | Annual | Allowances Withdrawn (1:1) | Thousand Tons | 0 | 0 | 0 | 0 | 0 | 0 | 0
IL Fac. Spec. - NOX Rate Summer v3.1, Unit 324 and retrofits | 601 | 7305 | Rate Constraint in lbs/MMBtu | FALSE | L | Annual | Allowances Withdrawn (n:1) | Thousand Tons | 0 | 0 | 0 | 0 | 0 | 0 | 0
IL Fac. Spec. - NOX Rate Summer v3.1, Unit 324 and retrofits | 601 | 7305 | Rate Constraint in lbs/MMBtu | FALSE | L | Annual | Net Emissions Allowance Position | Thousand Tons | 0.0039213 | 0.0015728 | 0.000711 | 0 | 0 | 0 | 0
IL Fac. Spec. - NOX Rate Summer v3.1, Unit 324 and retrofits | 601 | 7305 | Rate Constraint in lbs/MMBtu | FALSE | L | Annual | Fuel Consumed | TBtu | 0.088208 | 0.03538 | 0.015994 | 0 | 0 | 0 | 0
IL Fac. Spec. - NOX Rate Summer v3.1, Unit 324 and retrofits | 601 | 7305 | Rate Constraint in lbs/MMBtu | FALSE | L | Annual | Rate | lb/MMBtu | 0.08891 | 0.08891 | 0.08891 | 0 | 0 | 0 | 0
IL Fac. Spec. - NOX Rate Summer v3.1, Unit 324 and retrofits | 601 | 7305 | Rate Constraint in lbs/MMBtu | FALSE | L | Annual | Generation | TWh | 0.0081682 | 0.0032762 | 0.001481 | 0 | 0 | 0 | 0
IL Fac. Spec. - NOX Rate Summer v3.1, Unit 324 and retrofits | 601 | 7305 | Rate Constraint in lbs/MMBtu | FALSE | L | Annual | Qualifying Generation | TWh | 0.0081682 | 0.0032762 | 0.001481 | 0 | 0 | 0 | 0
IL Fac. Spec. - NOX Rate Summer v3.1, Unit 324 and retrofits | 601 | 7305 | Rate Constraint in lbs/MMBtu | FALSE | L | Annual | Rate | lb/MWh | 0.96014 | 0.96014 | 0.96014 | 0 | 0 | 0 | 0
IL Fac. Spec. - NOX Rate Summer v3.1, Unit 324 and retrofits | 601 | 7305 | Rate Constraint in lbs/MMBtu | FALSE | L | Annual | Constraint Shadow Price | US2022$/Ton | 0 | 0 | 0 | 0 | 0 | 0 | 0
IL Fac. Spec. - NOX Rate Summer v3.1, Unit 325 and retrofits | 602 | 7305 | Rate Constraint in lbs/MMBtu | FALSE | L | Annual | Seasons Included | Seasons | Summer | Summer | Summer | Summer | Summer | Summer | Summer
IL Fac. Spec. - NOX Rate Summer v3.1, Unit 325 and retrofits | 602 | 7305 | Rate Constraint in lbs/MMBtu | FALSE | L | Annual | Standard NOX | lb/MMBtu | 0.25 | 0.25 | 0.25 | 0.25 | 0.25 | 0.25 | 0.25
IL Fac. Spec. - NOX Rate Summer v3.1, Unit 325 and retrofits | 602 | 7305 | Rate Constraint in lbs/MMBtu | FALSE | L | Annual | Emissions at Affected Plants NOX | Thousand Tons | 0.004054 | 0.0016261 | 0.00073507 | 0 | 0 | 0 | 0
IL Fac. Spec. - NOX Rate Summer v3.1, Unit 325 and retrofits | 602 | 7305 | Rate Constraint in lbs/MMBtu | FALSE | L | Annual | Allowances Purchased NOX | Thousand Tons | 0 | 0 | 0 | 0 | 0 | 0 | 0
IL Fac. Spec. - NOX Rate Summer v3.1, Unit 325 and retrofits | 602 | 7305 | Rate Constraint in lbs/MMBtu | FALSE | L | Annual | Allowances Sold NOX | Thousand Tons | 0 | 0 | 0 | 0 | 0 | 0 | 0
IL Fac. Spec. - NOX Rate Summer v3.1, Unit 325 and retrofits | 602 | 7305 | Rate Constraint in lbs/MMBtu | FALSE | L | Annual | Allowances Banked | Thousand Tons | 0 | 0 | 0 | 0 | 0 | 0 | 0
IL Fac. Spec. - NOX Rate Summer v3.1, Unit 325 and retrofits | 602 | 7305 | Rate Constraint in lbs/MMBtu | FALSE | L | Annual | Allowances Withdrawn (1:1) | Thousand Tons | 0 | 0 | 0 | 0 | 0 | 0 | 0
IL Fac. Spec. - NOX Rate Summer v3.1, Unit 325 and retrofits | 602 | 7305 | Rate Constraint in lbs/MMBtu | FALSE | L | Annual | Allowances Withdrawn (n:1) | Thousand Tons | 0 | 0 | 0 | 0 | 0 | 0 | 0
IL Fac. Spec. - NOX Rate Summer v3.1, Unit 325 and retrofits | 602 | 7305 | Rate Constraint in lbs/MMBtu | FALSE | L | Annual | Net Emissions Allowance Position | Thousand Tons | 0.004054 | 0.0016261 | 0.00073507 | 0 | 0 | 0 | 0
IL Fac. Spec. - NOX Rate Summer v3.1, Unit 325 and retrofits | 602 | 7305 | Rate Constraint in lbs/MMBtu | FALSE | L | Annual | Fuel Consumed | TBtu | 0.0884 | 0.035457 | 0.016029 | 0 | 0 | 0 | 0
IL Fac. Spec. - NOX Rate Summer v3.1, Unit 325 and retrofits | 602 | 7305 | Rate Constraint in lbs/MMBtu | FALSE | L | Annual | Rate | lb/MMBtu | 0.09172 | 0.09172 | 0.09172 | 0 | 0 | 0 | 0
IL Fac. Spec. - NOX Rate Summer v3.1, Unit 325 and retrofits | 602 | 7305 | Rate Constraint in lbs/MMBtu | FALSE | L | Annual | Generation | TWh | 0.0081845 | 0.0032828 | 0.001484 | 0 | 0 | 0 | 0
IL Fac. Spec. - NOX Rate Summer v3.1, Unit 325 and retrofits | 602 | 7305 | Rate Constraint in lbs/MMBtu | FALSE | L | Annual | Qualifying Generation | TWh | 0.0081845 | 0.0032828 | 0.001484 | 0 | 0 | 0 | 0
IL Fac. Spec. - NOX Rate Summer v3.1, Unit 325 and retrofits | 602 | 7305 | Rate Constraint in lbs/MMBtu | FALSE | L | Annual | Rate | lb/MWh | 0.99067 | 0.99067 | 0.99067 | 0 | 0 | 0 | 0
IL Fac. Spec. - NOX Rate Summer v3.1, Unit 325 and retrofits | 602 | 7305 | Rate Constraint in lbs/MMBtu | FALSE | L | Annual | Constraint Shadow Price | US2022$/Ton | 0 | 0 | 0 | 0 | 0 | 0 | 0
IL Fac. Spec. - NOX Rate Summer v3.1, Unit 326 and retrofits | 603 | 7305 | Rate Constraint in lbs/MMBtu | FALSE | L | Annual | Seasons Included | Seasons | Summer | Summer | Summer | Summer | Summer | Summer | Summer
IL Fac. Spec. - NOX Rate Summer v3.1, Unit 326 and retrofits | 603 | 7305 | Rate Constraint in lbs/MMBtu | FALSE | L | Annual | Standard NOX | lb/MMBtu | 0.25 | 0.25 | 0.25 | 0.25 | 0.25 | 0.25 | 0.25
IL Fac. Spec. - NOX Rate Summer v3.1, Unit 326 and retrofits | 603 | 7305 | Rate Constraint in lbs/MMBtu | FALSE | L | Annual | Emissions at Affected Plants NOX | Thousand Tons | 0.0038153 | 0.0015303 | 0.0047797 | 0 | 0 | 0 | 0
IL Fac. Spec. - NOX Rate Summer v3.1, Unit 326 and retrofits | 603 | 7305 | Rate Constraint in lbs/MMBtu | FALSE | L | Annual | Allowances Purchased NOX | Thousand Tons | 0 | 0 | 0 | 0 | 0 | 0 | 0
IL Fac. Spec. - NOX Rate Summer v3.1, Unit 326 and retrofits | 603 | 7305 | Rate Constraint in lbs/MMBtu | FALSE | L | Annual | Allowances Sold NOX | Thousand Tons | 0 | 0 | 0 | 0 | 0 | 0 | 0
IL Fac. Spec. - NOX Rate Summer v3.1, Unit 326 and retrofits | 603 | 7305 | Rate Constraint in lbs/MMBtu | FALSE | L | Annual | Allowances Banked | Thousand Tons | 0 | 0 | 0 | 0 | 0 | 0 | 0
IL Fac. Spec. - NOX Rate Summer v3.1, Unit 326 and retrofits | 603 | 7305 | Rate Constraint in lbs/MMBtu | FALSE | L | Annual | Allowances Withdrawn (1:1) | Thousand Tons | 0 | 0 | 0 | 0 | 0 | 0 | 0
IL Fac. Spec. - NOX Rate Summer v3.1, Unit 326 and retrofits | 603 | 7305 | Rate Constraint in lbs/MMBtu | FALSE | L | Annual | Allowances Withdrawn (n:1) | Thousand Tons | 0 | 0 | 0 | 0 | 0 | 0 | 0
IL Fac. Spec. - NOX Rate Summer v3.1, Unit 326 and retrofits | 603 | 7305 | Rate Constraint in lbs/MMBtu | FALSE | L | Annual | Net Emissions Allowance Position | Thousand Tons | 0.0038153 | 0.0015303 | 0.0047797 | 0 | 0 | 0 | 0
IL Fac. Spec. - NOX Rate Summer v3.1, Unit 326 and retrofits | 603 | 7305 | Rate Constraint in lbs/MMBtu | FALSE | L | Annual | Fuel Consumed | TBtu | 0.088967 | 0.035684 | 0.11145 | 0 | 0 | 0 | 0
IL Fac. Spec. - NOX Rate Summer v3.1, Unit 326 and retrofits | 603 | 7305 | Rate Constraint in lbs/MMBtu | FALSE | L | Annual | Rate | lb/MMBtu | 0.08577 | 0.08577 | 0.08577 | 0 | 0 | 0 | 0
IL Fac. Spec. - NOX Rate Summer v3.1, Unit 326 and retrofits | 603 | 7305 | Rate Constraint in lbs/MMBtu | FALSE | L | Annual | Generation | TWh | 0.008266 | 0.0033155 | 0.010355 | 0 | 0 | 0 | 0
IL Fac. Spec. - NOX Rate Summer v3.1, Unit 326 and retrofits | 603 | 7305 | Rate Constraint in lbs/MMBtu | FALSE | L | Annual | Qualifying Generation | TWh | 0.008266 | 0.0033155 | 0.010355 | 0 | 0 | 0 | 0
IL Fac. Spec. - NOX Rate Summer v3.1, Unit 326 and retrofits | 603 | 7305 | Rate Constraint in lbs/MMBtu | FALSE | L | Annual | Rate | lb/MWh | 0.92314 | 0.92314 | 0.92314 | 0 | 0 | 0 | 0
IL Fac. Spec. - NOX Rate Summer v3.1, Unit 326 and retrofits | 603 | 7305 | Rate Constraint in lbs/MMBtu | FALSE | L | Annual | Constraint Shadow Price | US2022$/Ton | 0 | 0 | 0 | 0 | 0 | 0 | 0
IL Fac. Spec. - NOX Rate Summer v3.1, Unit 327 and retrofits | 604 | 7305 | Rate Constraint in lbs/MMBtu | FALSE | L | Annual | Seasons Included | Seasons | Summer | Summer | Summer | Summer | Summer | Summer | Summer
IL Fac. Spec. - NOX Rate Summer v3.1, Unit 327 and retrofits | 604 | 7305 | Rate Constraint in lbs/MMBtu | FALSE | L | Annual | Standard NOX | lb/MMBtu | 0.25 | 0.25 | 0.25 | 0.25 | 0.25 | 0.25 | 0.25
IL Fac. Spec. - NOX Rate Summer v3.1, Unit 327 and retrofits | 604 | 7305 | Rate Constraint in lbs/MMBtu | FALSE | L | Annual | Emissions at Affected Plants NOX | Thousand Tons | 0.002107 | 0.002107 | 0.002061 | 3.0647e-05 | 0 | 0.0016166 | 0.0016243
IL Fac. Spec. - NOX Rate Summer v3.1, Unit 327 and retrofits | 604 | 7305 | Rate Constraint in lbs/MMBtu | FALSE | L | Annual | Allowances Purchased NOX | Thousand Tons | 0 | 0 | 0 | 0 | 0 | 0 | 0
IL Fac. Spec. - NOX Rate Summer v3.1, Unit 327 and retrofits | 604 | 7305 | Rate Constraint in lbs/MMBtu | FALSE | L | Annual | Allowances Sold NOX | Thousand Tons | 0 | 0 | 0 | 0 | 0 | 0 | 0
IL Fac. Spec. - NOX Rate Summer v3.1, Unit 327 and retrofits | 604 | 7305 | Rate Constraint in lbs/MMBtu | FALSE | L | Annual | Allowances Banked | Thousand Tons | 0 | 0 | 0 | 0 | 0 | 0 | 0
IL Fac. Spec. - NOX Rate Summer v3.1, Unit 327 and retrofits | 604 | 7305 | Rate Constraint in lbs/MMBtu | FALSE | L | Annual | Allowances Withdrawn (1:1) | Thousand Tons | 0 | 0 | 0 | 0 | 0 | 0 | 0
IL Fac. Spec. - NOX Rate Summer v3.1, Unit 327 and retrofits | 604 | 7305 | Rate Constraint in lbs/MMBtu | FALSE | L | Annual | Allowances Withdrawn (n:1) | Thousand Tons | 0 | 0 | 0 | 0 | 0 | 0 | 0
IL Fac. Spec. - NOX Rate Summer v3.1, Unit 327 and retrofits | 604 | 7305 | Rate Constraint in lbs/MMBtu | FALSE | L | Annual | Net Emissions Allowance Position | Thousand Tons | 0.002107 | 0.002107 | 0.002061 | 3.0647e-05 | 0 | 0.0016166 | 0.0016243
IL Fac. Spec. - NOX Rate Summer v3.1, Unit 327 and retrofits | 604 | 7305 | Rate Constraint in lbs/MMBtu | FALSE | L | Annual | Fuel Consumed | TBtu | 0.38309 | 0.38309 | 0.37473 | 0.0055722 | 0 | 0.29394 | 0.29533
IL Fac. Spec. - NOX Rate Summer v3.1, Unit 327 and retrofits | 604 | 7305 | Rate Constraint in lbs/MMBtu | FALSE | L | Annual | Rate | lb/MMBtu | 0.011 | 0.011 | 0.011 | 0.011 | 0 | 0.011 | 0.011
IL Fac. Spec. - NOX Rate Summer v3.1, Unit 327 and retrofits | 604 | 7305 | Rate Constraint in lbs/MMBtu | FALSE | L | Annual | Generation | TWh | 0.038677 | 0.038677 | 0.037833 | 0.00056257 | 0 | 0.029675 | 0.029816
IL Fac. Spec. - NOX Rate Summer v3.1, Unit 327 and retrofits | 604 | 7305 | Rate Constraint in lbs/MMBtu | FALSE | L | Annual | Qualifying Generation | TWh | 0.038677 | 0.038677 | 0.037833 | 0.00056257 | 0 | 0.029675 | 0.029816
IL Fac. Spec. - NOX Rate Summer v3.1, Unit 327 and retrofits | 604 | 7305 | Rate Constraint in lbs/MMBtu | FALSE | L | Annual | Rate | lb/MWh | 0.10895 | 0.10895 | 0.10895 | 0.10895 | 0 | 0.10895 | 0.10895
IL Fac. Spec. - NOX Rate Summer v3.1, Unit 327 and retrofits | 604 | 7305 | Rate Constraint in lbs/MMBtu | FALSE | L | Annual | Constraint Shadow Price | US2022$/Ton | 0 | 0 | 0 | 0 | 0 | 0 | 0
IL Fac. Spec. - NOX Rate Summer v3.1, Unit 328 and retrofits | 605 | 7305 | Rate Constraint in lbs/MMBtu | FALSE | L | Annual | Seasons Included | Seasons | Summer | Summer | Summer | Summer | Summer | Summer | Summer
IL Fac. Spec. - NOX Rate Summer v3.1, Unit 328 and retrofits | 605 | 7305 | Rate Constraint in lbs/MMBtu | FALSE | L | Annual | Standard NOX | lb/MMBtu | 0.25 | 0.25 | 0.25 | 0.25 | 0.25 | 0.25 | 0.25
IL Fac. Spec. - NOX Rate Summer v3.1, Unit 328 and retrofits | 605 | 7305 | Rate Constraint in lbs/MMBtu | FALSE | L | Annual | Emissions at Affected Plants NOX | Thousand Tons | 0.002107 | 0.002107 | 0.002061 | 1.1245e-05 | 0 | 0.0016166 | 0.0016243
IL Fac. Spec. - NOX Rate Summer v3.1, Unit 328 and retrofits | 605 | 7305 | Rate Constraint in lbs/MMBtu | FALSE | L | Annual | Allowances Purchased NOX | Thousand Tons | 0 | 0 | 0 | 0 | 0 | 0 | 0
IL Fac. Spec. - NOX Rate Summer v3.1, Unit 328 and retrofits | 605 | 7305 | Rate Constraint in lbs/MMBtu | FALSE | L | Annual | Allowances Sold NOX | Thousand Tons | 0 | 0 | 0 | 0 | 0 | 0 | 0
IL Fac. Spec. - NOX Rate Summer v3.1, Unit 328 and retrofits | 605 | 7305 | Rate Constraint in lbs/MMBtu | FALSE | L | Annual | Allowances Banked | Thousand Tons | 0 | 0 | 0 | 0 | 0 | 0 | 0
IL Fac. Spec. - NOX Rate Summer v3.1, Unit 328 and retrofits | 605 | 7305 | Rate Constraint in lbs/MMBtu | FALSE | L | Annual | Allowances Withdrawn (1:1) | Thousand Tons | 0 | 0 | 0 | 0 | 0 | 0 | 0
IL Fac. Spec. - NOX Rate Summer v3.1, Unit 328 and retrofits | 605 | 7305 | Rate Constraint in lbs/MMBtu | FALSE | L | Annual | Allowances Withdrawn (n:1) | Thousand Tons | 0 | 0 | 0 | 0 | 0 | 0 | 0
IL Fac. Spec. - NOX Rate Summer v3.1, Unit 328 and retrofits | 605 | 7305 | Rate Constraint in lbs/MMBtu | FALSE | L | Annual | Net Emissions Allowance Position | Thousand Tons | 0.002107 | 0.002107 | 0.002061 | 1.1245e-05 | 0 | 0.0016166 | 0.0016243
IL Fac. Spec. - NOX Rate Summer v3.1, Unit 328 and retrofits | 605 | 7305 | Rate Constraint in lbs/MMBtu | FALSE | L | Annual | Fuel Consumed | TBtu | 0.38309 | 0.38309 | 0.37473 | 0.0020445 | 0 | 0.29394 | 0.29533
IL Fac. Spec. - NOX Rate Summer v3.1, Unit 328 and retrofits | 605 | 7305 | Rate Constraint in lbs/MMBtu | FALSE | L | Annual | Rate | lb/MMBtu | 0.011 | 0.011 | 0.011 | 0.011 | 0 | 0.011 | 0.011
IL Fac. Spec. - NOX Rate Summer v3.1, Unit 328 and retrofits | 605 | 7305 | Rate Constraint in lbs/MMBtu | FALSE | L | Annual | Generation | TWh | 0.038677 | 0.038677 | 0.037833 | 0.00020641 | 0 | 0.029675 | 0.029816
IL Fac. Spec. - NOX Rate Summer v3.1, Unit 328 and retrofits | 605 | 7305 | Rate Constraint in lbs/MMBtu | FALSE | L | Annual | Qualifying Generation | TWh | 0.038677 | 0.038677 | 0.037833 | 0.00020641 | 0 | 0.029675 | 0.029816
IL Fac. Spec. - NOX Rate Summer v3.1, Unit 328 and retrofits | 605 | 7305 | Rate Constraint in lbs/MMBtu | FALSE | L | Annual | Rate | lb/MWh | 0.10895 | 0.10895 | 0.10895 | 0.10895 | 0 | 0.10895 | 0.10895
IL Fac. Spec. - NOX Rate Summer v3.1, Unit 328 and retrofits | 605 | 7305 | Rate Constraint in lbs/MMBtu | FALSE | L | Annual | Constraint Shadow Price | US2022$/Ton | 0 | 0 | 0 | 0 | 0 | 0 | 0
IL Fac. Spec. - NOX Rate Summer v3.1, Unit 438 and retrofits | 606 | 7305 | Rate Constraint in lbs/MMBtu | FALSE | L | Annual | Seasons Included | Seasons | Summer | Summer | Summer | Summer | Summer | Summer | Summer
IL Fac. Spec. - NOX Rate Summer v3.1, Unit 438 and retrofits | 606 | 7305 | Rate Constraint in lbs/MMBtu | FALSE | L | Annual | Standard NOX | lb/MMBtu | 0.25 | 0.25 | 0.25 | 0.25 | 0.25 | 0.25 | 0.25
IL Fac. Spec. - NOX Rate Summer v3.1, Unit 438 and retrofits | 606 | 7305 | Rate Constraint in lbs/MMBtu | FALSE | L | Annual | Emissions at Affected Plants NOX | Thousand Tons | 0.012998 | 0.0069718 | 0.0002127 | 0 | 0 | 0 | 0
IL Fac. Spec. - NOX Rate Summer v3.1, Unit 438 and retrofits | 606 | 7305 | Rate Constraint in lbs/MMBtu | FALSE | L | Annual | Allowances Purchased NOX | Thousand Tons | 0 | 0 | 0 | 0 | 0 | 0 | 0
IL Fac. Spec. - NOX Rate Summer v3.1, Unit 438 and retrofits | 606 | 7305 | Rate Constraint in lbs/MMBtu | FALSE | L | Annual | Allowances Sold NOX | Thousand Tons | 0 | 0 | 0 | 0 | 0 | 0 | 0
IL Fac. Spec. - NOX Rate Summer v3.1, Unit 438 and retrofits | 606 | 7305 | Rate Constraint in lbs/MMBtu | FALSE | L | Annual | Allowances Banked | Thousand Tons | 0 | 0 | 0 | 0 | 0 | 0 | 0
IL Fac. Spec. - NOX Rate Summer v3.1, Unit 438 and retrofits | 606 | 7305 | Rate Constraint in lbs/MMBtu | FALSE | L | Annual | Allowances Withdrawn (1:1) | Thousand Tons | 0 | 0 | 0 | 0 | 0 | 0 | 0
IL Fac. Spec. - NOX Rate Summer v3.1, Unit 438 and retrofits | 606 | 7305 | Rate Constraint in lbs/MMBtu | FALSE | L | Annual | Allowances Withdrawn (n:1) | Thousand Tons | 0 | 0 | 0 | 0 | 0 | 0 | 0
IL Fac. Spec. - NOX Rate Summer v3.1, Unit 438 and retrofits | 606 | 7305 | Rate Constraint in lbs/MMBtu | FALSE | L | Annual | Net Emissions Allowance Position | Thousand Tons | 0.012998 | 0.0069718 | 0.0002127 | 0 | 0 | 0 | 0
IL Fac. Spec. - NOX Rate Summer v3.1, Unit 438 and retrofits | 606 | 7305 | Rate Constraint in lbs/MMBtu | FALSE | L | Annual | Fuel Consumed | TBtu | 0.24 | 0.12873 | 0.0039272 | 0 | 0 | 0 | 0
IL Fac. Spec. - NOX Rate Summer v3.1, Unit 438 and retrofits | 606 | 7305 | Rate Constraint in lbs/MMBtu | FALSE | L | Annual | Rate | lb/MMBtu | 0.10832 | 0.10832 | 0.10832 | 0 | 0 | 0 | 0
IL Fac. Spec. - NOX Rate Summer v3.1, Unit 438 and retrofits | 606 | 7305 | Rate Constraint in lbs/MMBtu | FALSE | L | Annual | Generation | TWh | 0.022158 | 0.011885 | 0.00036259 | 0 | 0 | 0 | 0
IL Fac. Spec. - NOX Rate Summer v3.1, Unit 438 and retrofits | 606 | 7305 | Rate Constraint in lbs/MMBtu | FALSE | L | Annual | Qualifying Generation | TWh | 0.022158 | 0.011885 | 0.00036259 | 0 | 0 | 0 | 0
IL Fac. Spec. - NOX Rate Summer v3.1, Unit 438 and retrofits | 606 | 7305 | Rate Constraint in lbs/MMBtu | FALSE | L | Annual | Rate | lb/MWh | 1.1732 | 1.1732 | 1.1732 | 0 | 0 | 0 | 0
IL Fac. Spec. - NOX Rate Summer v3.1, Unit 438 and retrofits | 606 | 7305 | Rate Constraint in lbs/MMBtu | FALSE | L | Annual | Constraint Shadow Price | US2022$/Ton | 0 | 0 | 0 | 0 | 0 | 0 | 0
IL Fac. Spec. - NOX Rate Summer v3.1, Unit 439 and retrofits | 607 | 7305 | Rate Constraint in lbs/MMBtu | FALSE | L | Annual | Seasons Included | Seasons | Summer | Summer | Summer | Summer | Summer | Summer | Summer
IL Fac. Spec. - NOX Rate Summer v3.1, Unit 439 and retrofits | 607 | 7305 | Rate Constraint in lbs/MMBtu | FALSE | L | Annual | Standard NOX | lb/MMBtu | 0.25 | 0.25 | 0.25 | 0.25 | 0.25 | 0.25 | 0.25
IL Fac. Spec. - NOX Rate Summer v3.1, Unit 439 and retrofits | 607 | 7305 | Rate Constraint in lbs/MMBtu | FALSE | L | Annual | Emissions at Affected Plants NOX | Thousand Tons | 0.013608 | 0.0072988 | 0.00022267 | 0 | 0 | 0 | 0
IL Fac. Spec. - NOX Rate Summer v3.1, Unit 439 and retrofits | 607 | 7305 | Rate Constraint in lbs/MMBtu | FALSE | L | Annual | Allowances Purchased NOX | Thousand Tons | 0 | 0 | 0 | 0 | 0 | 0 | 0
IL Fac. Spec. - NOX Rate Summer v3.1, Unit 439 and retrofits | 607 | 7305 | Rate Constraint in lbs/MMBtu | FALSE | L | Annual | Allowances Sold NOX | Thousand Tons | 0 | 0 | 0 | 0 | 0 | 0 | 0
IL Fac. Spec. - NOX Rate Summer v3.1, Unit 439 and retrofits | 607 | 7305 | Rate Constraint in lbs/MMBtu | FALSE | L | Annual | Allowances Banked | Thousand Tons | 0 | 0 | 0 | 0 | 0 | 0 | 0
IL Fac. Spec. - NOX Rate Summer v3.1, Unit 439 and retrofits | 607 | 7305 | Rate Constraint in lbs/MMBtu | FALSE | L | Annual | Allowances Withdrawn (1:1) | Thousand Tons | 0 | 0 | 0 | 0 | 0 | 0 | 0
IL Fac. Spec. - NOX Rate Summer v3.1, Unit 439 and retrofits | 607 | 7305 | Rate Constraint in lbs/MMBtu | FALSE | L | Annual | Allowances Withdrawn (n:1) | Thousand Tons | 0 | 0 | 0 | 0 | 0 | 0 | 0
IL Fac. Spec. - NOX Rate Summer v3.1, Unit 439 and retrofits | 607 | 7305 | Rate Constraint in lbs/MMBtu | FALSE | L | Annual | Net Emissions Allowance Position | Thousand Tons | 0.013608 | 0.0072988 | 0.00022267 | 0 | 0 | 0 | 0
IL Fac. Spec. - NOX Rate Summer v3.1, Unit 439 and retrofits | 607 | 7305 | Rate Constraint in lbs/MMBtu | FALSE | L | Annual | Fuel Consumed | TBtu | 0.24 | 0.12873 | 0.0039272 | 0 | 0 | 0 | 0
IL Fac. Spec. - NOX Rate Summer v3.1, Unit 439 and retrofits | 607 | 7305 | Rate Constraint in lbs/MMBtu | FALSE | L | Annual | Rate | lb/MMBtu | 0.1134 | 0.1134 | 0.1134 | 0 | 0 | 0 | 0
IL Fac. Spec. - NOX Rate Summer v3.1, Unit 439 and retrofits | 607 | 7305 | Rate Constraint in lbs/MMBtu | FALSE | L | Annual | Generation | TWh | 0.022158 | 0.011885 | 0.00036259 | 0 | 0 | 0 | 0
IL Fac. Spec. - NOX Rate Summer v3.1, Unit 439 and retrofits | 607 | 7305 | Rate Constraint in lbs/MMBtu | FALSE | L | Annual | Qualifying Generation | TWh | 0.022158 | 0.011885 | 0.00036259 | 0 | 0 | 0 | 0
IL Fac. Spec. - NOX Rate Summer v3.1, Unit 439 and retrofits | 607 | 7305 | Rate Constraint in lbs/MMBtu | FALSE | L | Annual | Rate | lb/MWh | 1.2282 | 1.2282 | 1.2282 | 0 | 0 | 0 | 0
IL Fac. Spec. - NOX Rate Summer v3.1, Unit 439 and retrofits | 607 | 7305 | Rate Constraint in lbs/MMBtu | FALSE | L | Annual | Constraint Shadow Price | US2022$/Ton | 0 | 0 | 0 | 0 | 0 | 0 | 0
IL Fac. Spec. - NOX Rate Summer v3.1, Unit 440 and retrofits | 608 | 7305 | Rate Constraint in lbs/MMBtu | FALSE | L | Annual | Seasons Included | Seasons | Summer | Summer | Summer | Summer | Summer | Summer | Summer
IL Fac. Spec. - NOX Rate Summer v3.1, Unit 440 and retrofits | 608 | 7305 | Rate Constraint in lbs/MMBtu | FALSE | L | Annual | Standard NOX | lb/MMBtu | 0.25 | 0.25 | 0.25 | 0.25 | 0.25 | 0.25 | 0.25
IL Fac. Spec. - NOX Rate Summer v3.1, Unit 440 and retrofits | 608 | 7305 | Rate Constraint in lbs/MMBtu | FALSE | L | Annual | Emissions at Affected Plants NOX | Thousand Tons | 0.014517 | 0.0077864 | 0.00023755 | 0 | 0 | 0 | 0
IL Fac. Spec. - NOX Rate Summer v3.1, Unit 440 and retrofits | 608 | 7305 | Rate Constraint in lbs/MMBtu | FALSE | L | Annual | Allowances Purchased NOX | Thousand Tons | 0 | 0 | 0 | 0 | 0 | 0 | 0
IL Fac. Spec. - NOX Rate Summer v3.1, Unit 440 and retrofits | 608 | 7305 | Rate Constraint in lbs/MMBtu | FALSE | L | Annual | Allowances Sold NOX | Thousand Tons | 0 | 0 | 0 | 0 | 0 | 0 | 0
IL Fac. Spec. - NOX Rate Summer v3.1, Unit 440 and retrofits | 608 | 7305 | Rate Constraint in lbs/MMBtu | FALSE | L | Annual | Allowances Banked | Thousand Tons | 0 | 0 | 0 | 0 | 0 | 0 | 0
IL Fac. Spec. - NOX Rate Summer v3.1, Unit 440 and retrofits | 608 | 7305 | Rate Constraint in lbs/MMBtu | FALSE | L | Annual | Allowances Withdrawn (1:1) | Thousand Tons | 0 | 0 | 0 | 0 | 0 | 0 | 0
IL Fac. Spec. - NOX Rate Summer v3.1, Unit 440 and retrofits | 608 | 7305 | Rate Constraint in lbs/MMBtu | FALSE | L | Annual | Allowances Withdrawn (n:1) | Thousand Tons | 0 | 0 | 0 | 0 | 0 | 0 | 0
IL Fac. Spec. - NOX Rate Summer v3.1, Unit 440 and retrofits | 608 | 7305 | Rate Constraint in lbs/MMBtu | FALSE | L | Annual | Net Emissions Allowance Position | Thousand Tons | 0.014517 | 0.0077864 | 0.00023755 | 0 | 0 | 0 | 0
IL Fac. Spec. - NOX Rate Summer v3.1, Unit 440 and retrofits | 608 | 7305 | Rate Constraint in lbs/MMBtu | FALSE | L | Annual | Fuel Consumed | TBtu | 0.24266 | 0.13015 | 0.0039708 | 0 | 0 | 0 | 0
IL Fac. Spec. - NOX Rate Summer v3.1, Unit 440 and retrofits | 608 | 7305 | Rate Constraint in lbs/MMBtu | FALSE | L | Annual | Rate | lb/MMBtu | 0.11965 | 0.11965 | 0.11965 | 0 | 0 | 0 | 0
IL Fac. Spec. - NOX Rate Summer v3.1, Unit 440 and retrofits | 608 | 7305 | Rate Constraint in lbs/MMBtu | FALSE | L | Annual | Generation | TWh | 0.022402 | 0.012016 | 0.00036658 | 0 | 0 | 0 | 0
IL Fac. Spec. - NOX Rate Summer v3.1, Unit 440 and retrofits | 608 | 7305 | Rate Constraint in lbs/MMBtu | FALSE | L | Annual | Qualifying Generation | TWh | 0.022402 | 0.012016 | 0.00036658 | 0 | 0 | 0 | 0
IL Fac. Spec. - NOX Rate Summer v3.1, Unit 440 and retrofits | 608 | 7305 | Rate Constraint in lbs/MMBtu | FALSE | L | Annual | Rate | lb/MWh | 1.296 | 1.296 | 1.296 | 0 | 0 | 0 | 0
IL Fac. Spec. - NOX Rate Summer v3.1, Unit 440 and retrofits | 608 | 7305 | Rate Constraint in lbs/MMBtu | FALSE | L | Annual | Constraint Shadow Price | US2022$/Ton | 0 | 0 | 0 | 0 | 0 | 0 | 0
IL Fac. Spec. - NOX Rate Summer v3.1, Unit 441 and retrofits | 609 | 7305 | Rate Constraint in lbs/MMBtu | FALSE | L | Annual | Seasons Included | Seasons | Summer | Summer | Summer | Summer | Summer | Summer | Summer
IL Fac. Spec. - NOX Rate Summer v3.1, Unit 441 and retrofits | 609 | 7305 | Rate Constraint in lbs/MMBtu | FALSE | L | Annual | Standard NOX | lb/MMBtu | 0.25 | 0.25 | 0.25 | 0.25 | 0.25 | 0.25 | 0.25
IL Fac. Spec. - NOX Rate Summer v3.1, Unit 441 and retrofits | 609 | 7305 | Rate Constraint in lbs/MMBtu | FALSE | L | Annual | Emissions at Affected Plants NOX | Thousand Tons | 0.013727 | 0.0073624 | 0.00022462 | 0 | 0 | 0 | 0
IL Fac. Spec. - NOX Rate Summer v3.1, Unit 441 and retrofits | 609 | 7305 | Rate Constraint in lbs/MMBtu | FALSE | L | Annual | Allowances Purchased NOX | Thousand Tons | 0 | 0 | 0 | 0 | 0 | 0 | 0
IL Fac. Spec. - NOX Rate Summer v3.1, Unit 441 and retrofits | 609 | 7305 | Rate Constraint in lbs/MMBtu | FALSE | L | Annual | Allowances Sold NOX | Thousand Tons | 0 | 0 | 0 | 0 | 0 | 0 | 0
IL Fac. Spec. - NOX Rate Summer v3.1, Unit 441 and retrofits | 609 | 7305 | Rate Constraint in lbs/MMBtu | FALSE | L | Annual | Allowances Banked | Thousand Tons | 0 | 0 | 0 | 0 | 0 | 0 | 0
IL Fac. Spec. - NOX Rate Summer v3.1, Unit 441 and retrofits | 609 | 7305 | Rate Constraint in lbs/MMBtu | FALSE | L | Annual | Allowances Withdrawn (1:1) | Thousand Tons | 0 | 0 | 0 | 0 | 0 | 0 | 0
IL Fac. Spec. - NOX Rate Summer v3.1, Unit 441 and retrofits | 609 | 7305 | Rate Constraint in lbs/MMBtu | FALSE | L | Annual | Allowances Withdrawn (n:1) | Thousand Tons | 0 | 0 | 0 | 0 | 0 | 0 | 0
IL Fac. Spec. - NOX Rate Summer v3.1, Unit 441 and retrofits | 609 | 7305 | Rate Constraint in lbs/MMBtu | FALSE | L | Annual | Net Emissions Allowance Position | Thousand Tons | 0.013727 | 0.0073624 | 0.00022462 | 0 | 0 | 0 | 0
IL Fac. Spec. - NOX Rate Summer v3.1, Unit 441 and retrofits | 609 | 7305 | Rate Constraint in lbs/MMBtu | FALSE | L | Annual | Fuel Consumed | TBtu | 0.24318 | 0.13044 | 0.0039794 | 0 | 0 | 0 | 0
IL Fac. Spec. - NOX Rate Summer v3.1, Unit 441 and retrofits | 609 | 7305 | Rate Constraint in lbs/MMBtu | FALSE | L | Annual | Rate | lb/MMBtu | 0.11289 | 0.11289 | 0.11289 | 0 | 0 | 0 | 0
IL Fac. Spec. - NOX Rate Summer v3.1, Unit 441 and retrofits | 609 | 7305 | Rate Constraint in lbs/MMBtu | FALSE | L | Annual | Generation | TWh | 0.022451 | 0.012042 | 0.00036737 | 0 | 0 | 0 | 0
IL Fac. Spec. - NOX Rate Summer v3.1, Unit 441 and retrofits | 609 | 7305 | Rate Constraint in lbs/MMBtu | FALSE | L | Annual | Qualifying Generation | TWh | 0.022451 | 0.012042 | 0.00036737 | 0 | 0 | 0 | 0
IL Fac. Spec. - NOX Rate Summer v3.1, Unit 441 and retrofits | 609 | 7305 | Rate Constraint in lbs/MMBtu | FALSE | L | Annual | Rate | lb/MWh | 1.2228 | 1.2228 | 1.2228 | 0 | 0 | 0 | 0
IL Fac. Spec. - NOX Rate Summer v3.1, Unit 441 and retrofits | 609 | 7305 | Rate Constraint in lbs/MMBtu | FALSE | L | Annual | Constraint Shadow Price | US2022$/Ton | 0 | 0 | 0 | 0 | 0 | 0 | 0
IL Fac. Spec. - NOX Rate Summer v3.1, Unit 442 and retrofits | 610 | 7305 | Rate Constraint in lbs/MMBtu | FALSE | L | Annual | Seasons Included | Seasons | Summer | Summer | Summer | Summer | Summer | Summer | Summer
IL Fac. Spec. - NOX Rate Summer v3.1, Unit 442 and retrofits | 610 | 7305 | Rate Constraint in lbs/MMBtu | FALSE | L | Annual | Standard NOX | lb/MMBtu | 0.25 | 0.25 | 0.25 | 0.25 | 0.25 | 0.25 | 0.25
IL Fac. Spec. - NOX Rate Summer v3.1, Unit 442 and retrofits | 610 | 7305 | Rate Constraint in lbs/MMBtu | FALSE | L | Annual | Emissions at Affected Plants NOX | Thousand Tons | 0.0015996 | 0.00032812 | 0 | 0 | 0 | 0 | 0
IL Fac. Spec. - NOX Rate Summer v3.1, Unit 442 and retrofits | 610 | 7305 | Rate Constraint in lbs/MMBtu | FALSE | L | Annual | Allowances Purchased NOX | Thousand Tons | 0 | 0 | 0 | 0 | 0 | 0 | 0
IL Fac. Spec. - NOX Rate Summer v3.1, Unit 442 and retrofits | 610 | 7305 | Rate Constraint in lbs/MMBtu | FALSE | L | Annual | Allowances Sold NOX | Thousand Tons | 0 | 0 | 0 | 0 | 0 | 0 | 0
IL Fac. Spec. - NOX Rate Summer v3.1, Unit 442 and retrofits | 610 | 7305 | Rate Constraint in lbs/MMBtu | FALSE | L | Annual | Allowances Banked | Thousand Tons | 0 | 0 | 0 | 0 | 0 | 0 | 0
IL Fac. Spec. - NOX Rate Summer v3.1, Unit 442 and retrofits | 610 | 7305 | Rate Constraint in lbs/MMBtu | FALSE | L | Annual | Allowances Withdrawn (1:1) | Thousand Tons | 0 | 0 | 0 | 0 | 0 | 0 | 0
IL Fac. Spec. - NOX Rate Summer v3.1, Unit 442 and retrofits | 610 | 7305 | Rate Constraint in lbs/MMBtu | FALSE | L | Annual | Allowances Withdrawn (n:1) | Thousand Tons | 0 | 0 | 0 | 0 | 0 | 0 | 0
IL Fac. Spec. - NOX Rate Summer v3.1, Unit 442 and retrofits | 610 | 7305 | Rate Constraint in lbs/MMBtu | FALSE | L | Annual | Net Emissions Allowance Position | Thousand Tons | 0.0015996 | 0.00032812 | 0 | 0 | 0 | 0 | 0
IL Fac. Spec. - NOX Rate Summer v3.1, Unit 442 and retrofits | 610 | 7305 | Rate Constraint in lbs/MMBtu | FALSE | L | Annual | Fuel Consumed | TBtu | 0.013892 | 0.0028497 | 0 | 0 | 0 | 0 | 0
IL Fac. Spec. - NOX Rate Summer v3.1, Unit 442 and retrofits | 610 | 7305 | Rate Constraint in lbs/MMBtu | FALSE | L | Annual | Rate | lb/MMBtu | 0.23028 | 0.23028 | 0 | 0 | 0 | 0 | 0
IL Fac. Spec. - NOX Rate Summer v3.1, Unit 442 and retrofits | 610 | 7305 | Rate Constraint in lbs/MMBtu | FALSE | L | Annual | Generation | TWh | 0.001036 | 0.00021251 | 0 | 0 | 0 | 0 | 0
IL Fac. Spec. - NOX Rate Summer v3.1, Unit 442 and retrofits | 610 | 7305 | Rate Constraint in lbs/MMBtu | FALSE | L | Annual | Qualifying Generation | TWh | 0.001036 | 0.00021251 | 0 | 0 | 0 | 0 | 0
IL Fac. Spec. - NOX Rate Summer v3.1, Unit 442 and retrofits | 610 | 7305 | Rate Constraint in lbs/MMBtu | FALSE | L | Annual | Rate | lb/MWh | 3.0881 | 3.0881 | 0 | 0 | 0 | 0 | 0
IL Fac. Spec. - NOX Rate Summer v3.1, Unit 442 and retrofits | 610 | 7305 | Rate Constraint in lbs/MMBtu | FALSE | L | Annual | Constraint Shadow Price | US2022$/Ton | 0 | 0 | 0 | 0 | 0 | 0 | 0
IL Fac. Spec. - NOX Rate Summer v3.1, Unit 443 and retrofits | 611 | 7305 | Rate Constraint in lbs/MMBtu | FALSE | L | Annual | Seasons Included | Seasons | Summer | Summer | Summer | Summer | Summer | Summer | Summer
IL Fac. Spec. - NOX Rate Summer v3.1, Unit 443 and retrofits | 611 | 7305 | Rate Constraint in lbs/MMBtu | FALSE | L | Annual | Standard NOX | lb/MMBtu | 0.25 | 0.25 | 0.25 | 0.25 | 0.25 | 0.25 | 0.25
IL Fac. Spec. - NOX Rate Summer v3.1, Unit 443 and retrofits | 611 | 7305 | Rate Constraint in lbs/MMBtu | FALSE | L | Annual | Emissions at Affected Plants NOX | Thousand Tons | 0.0015704 | 0.00032213 | 0 | 0 | 0 | 0 | 0
IL Fac. Spec. - NOX Rate Summer v3.1, Unit 443 and retrofits | 611 | 7305 | Rate Constraint in lbs/MMBtu | FALSE | L | Annual | Allowances Purchased NOX | Thousand Tons | 0 | 0 | 0 | 0 | 0 | 0 | 0
IL Fac. Spec. - NOX Rate Summer v3.1, Unit 443 and retrofits | 611 | 7305 | Rate Constraint in lbs/MMBtu | FALSE | L | Annual | Allowances Sold NOX | Thousand Tons | 0 | 0 | 0 | 0 | 0 | 0 | 0
IL Fac. Spec. - NOX Rate Summer v3.1, Unit 443 and retrofits | 611 | 7305 | Rate Constraint in lbs/MMBtu | FALSE | L | Annual | Allowances Banked | Thousand Tons | 0 | 0 | 0 | 0 | 0 | 0 | 0
IL Fac. Spec. - NOX Rate Summer v3.1, Unit 443 and retrofits | 611 | 7305 | Rate Constraint in lbs/MMBtu | FALSE | L | Annual | Allowances Withdrawn (1:1) | Thousand Tons | 0 | 0 | 0 | 0 | 0 | 0 | 0
IL Fac. Spec. - NOX Rate Summer v3.1, Unit 443 and retrofits | 611 | 7305 | Rate Constraint in lbs/MMBtu | FALSE | L | Annual | Allowances Withdrawn (n:1) | Thousand Tons | 0 | 0 | 0 | 0 | 0 | 0 | 0
IL Fac. Spec. - NOX Rate Summer v3.1, Unit 443 and retrofits | 611 | 7305 | Rate Constraint in lbs/MMBtu | FALSE | L | Annual | Net Emissions Allowance Position | Thousand Tons | 0.0015704 | 0.00032213 | 0 | 0 | 0 | 0 | 0
IL Fac. Spec. - NOX Rate Summer v3.1, Unit 443 and retrofits | 611 | 7305 | Rate Constraint in lbs/MMBtu | FALSE | L | Annual | Fuel Consumed | TBtu | 0.013893 | 0.0028499 | 0 | 0 | 0 | 0 | 0
IL Fac. Spec. - NOX Rate Summer v3.1, Unit 443 and retrofits | 611 | 7305 | Rate Constraint in lbs/MMBtu | FALSE | L | Annual | Rate | lb/MMBtu | 0.22606 | 0.22606 | 0 | 0 | 0 | 0 | 0
IL Fac. Spec. - NOX Rate Summer v3.1, Unit 443 and retrofits | 611 | 7305 | Rate Constraint in lbs/MMBtu | FALSE | L | Annual | Generation | TWh | 0.001036 | 0.00021251 | 0 | 0 | 0 | 0 | 0
IL Fac. Spec. - NOX Rate Summer v3.1, Unit 443 and retrofits | 611 | 7305 | Rate Constraint in lbs/MMBtu | FALSE | L | Annual | Qualifying Generation | TWh | 0.001036 | 0.00021251 | 0 | 0 | 0 | 0 | 0
IL Fac. Spec. - NOX Rate Summer v3.1, Unit 443 and retrofits | 611 | 7305 | Rate Constraint in lbs/MMBtu | FALSE | L | Annual | Rate | lb/MWh | 3.0317 | 3.0317 | 0 | 0 | 0 | 0 | 0
IL Fac. Spec. - NOX Rate Summer v3.1, Unit 443 and retrofits | 611 | 7305 | Rate Constraint in lbs/MMBtu | FALSE | L | Annual | Constraint Shadow Price | US2022$/Ton | 0 | 0 | 0 | 0 | 0 | 0 | 0
IL Fac. Spec. - NOX Rate Summer v3.1, Unit 444 and retrofits | 612 | 7305 | Rate Constraint in lbs/MMBtu | FALSE | L | Annual | Seasons Included | Seasons | Summer | Summer | Summer | Summer | Summer | Summer | Summer
IL Fac. Spec. - NOX Rate Summer v3.1, Unit 444 and retrofits | 612 | 7305 | Rate Constraint in lbs/MMBtu | FALSE | L | Annual | Standard NOX | lb/MMBtu | 0.25 | 0.25 | 0.25 | 0.25 | 0.25 | 0.25 | 0.25
IL Fac. Spec. - NOX Rate Summer v3.1, Unit 444 and retrofits | 612 | 7305 | Rate Constraint in lbs/MMBtu | FALSE | L | Annual | Emissions at Affected Plants NOX | Thousand Tons | 0.011203 | 0.0068439 | 0.00018332 | 0 | 0 | 0 | 0
IL Fac. Spec. - NOX Rate Summer v3.1, Unit 444 and retrofits | 612 | 7305 | Rate Constraint in lbs/MMBtu | FALSE | L | Annual | Allowances Purchased NOX | Thousand Tons | 0 | 0 | 0 | 0 | 0 | 0 | 0
IL Fac. Spec. - NOX Rate Summer v3.1, Unit 444 and retrofits | 612 | 7305 | Rate Constraint in lbs/MMBtu | FALSE | L | Annual | Allowances Sold NOX | Thousand Tons | 0 | 0 | 0 | 0 | 0 | 0 | 0
IL Fac. Spec. - NOX Rate Summer v3.1, Unit 444 and retrofits | 612 | 7305 | Rate Constraint in lbs/MMBtu | FALSE | L | Annual | Allowances Banked | Thousand Tons | 0 | 0 | 0 | 0 | 0 | 0 | 0
IL Fac. Spec. - NOX Rate Summer v3.1, Unit 444 and retrofits | 612 | 7305 | Rate Constraint in lbs/MMBtu | FALSE | L | Annual | Allowances Withdrawn (1:1) | Thousand Tons | 0 | 0 | 0 | 0 | 0 | 0 | 0
IL Fac. Spec. - NOX Rate Summer v3.1, Unit 444 and retrofits | 612 | 7305 | Rate Constraint in lbs/MMBtu | FALSE | L | Annual | Allowances Withdrawn (n:1) | Thousand Tons | 0 | 0 | 0 | 0 | 0 | 0 | 0
IL Fac. Spec. - NOX Rate Summer v3.1, Unit 444 and retrofits | 612 | 7305 | Rate Constraint in lbs/MMBtu | FALSE | L | Annual | Net Emissions Allowance Position | Thousand Tons | 0.011203 | 0.0068439 | 0.00018332 | 0 | 0 | 0 | 0
IL Fac. Spec. - NOX Rate Summer v3.1, Unit 444 and retrofits | 612 | 7305 | Rate Constraint in lbs/MMBtu | FALSE | L | Annual | Fuel Consumed | TBtu | 0.23548 | 0.14385 | 0.0038532 | 0 | 0 | 0 | 0
IL Fac. Spec. - NOX Rate Summer v3.1, Unit 444 and retrofits | 612 | 7305 | Rate Constraint in lbs/MMBtu | FALSE | L | Annual | Rate | lb/MMBtu | 0.09515 | 0.09515 | 0.09515 | 0 | 0 | 0 | 0
IL Fac. Spec. - NOX Rate Summer v3.1, Unit 444 and retrofits | 612 | 7305 | Rate Constraint in lbs/MMBtu | FALSE | L | Annual | Generation | TWh | 0.021915 | 0.013388 | 0.00035861 | 0 | 0 | 0 | 0
IL Fac. Spec. - NOX Rate Summer v3.1, Unit 444 and retrofits | 612 | 7305 | Rate Constraint in lbs/MMBtu | FALSE | L | Annual | Qualifying Generation | TWh | 0.021915 | 0.013388 | 0.00035861 | 0 | 0 | 0 | 0
IL Fac. Spec. - NOX Rate Summer v3.1, Unit 444 and retrofits | 612 | 7305 | Rate Constraint in lbs/MMBtu | FALSE | L | Annual | Rate | lb/MWh | 1.0224 | 1.0224 | 1.0224 | 0 | 0 | 0 | 0
IL Fac. Spec. - NOX Rate Summer v3.1, Unit 444 and retrofits | 612 | 7305 | Rate Constraint in lbs/MMBtu | FALSE | L | Annual | Constraint Shadow Price | US2022$/Ton | 0 | 0 | 0 | 0 | 0 | 0 | 0
IL Fac. Spec. - NOX Rate Summer v3.1, Unit 445 and retrofits | 613 | 7305 | Rate Constraint in lbs/MMBtu | FALSE | L | Annual | Seasons Included | Seasons | Summer | Summer | Summer | Summer | Summer | Summer | Summer
IL Fac. Spec. - NOX Rate Summer v3.1, Unit 445 and retrofits | 613 | 7305 | Rate Constraint in lbs/MMBtu | FALSE | L | Annual | Standard NOX | lb/MMBtu | 0.25 | 0.25 | 0.25 | 0.25 | 0.25 | 0.25 | 0.25
IL Fac. Spec. - NOX Rate Summer v3.1, Unit 445 and retrofits | 613 | 7305 | Rate Constraint in lbs/MMBtu | FALSE | L | Annual | Emissions at Affected Plants NOX | Thousand Tons | 0.010953 | 0.0058746 | 0.00017923 | 0 | 0 | 0 | 0
IL Fac. Spec. - NOX Rate Summer v3.1, Unit 445 and retrofits | 613 | 7305 | Rate Constraint in lbs/MMBtu | FALSE | L | Annual | Allowances Purchased NOX | Thousand Tons | 0 | 0 | 0 | 0 | 0 | 0 | 0
IL Fac. Spec. - NOX Rate Summer v3.1, Unit 445 and retrofits | 613 | 7305 | Rate Constraint in lbs/MMBtu | FALSE | L | Annual | Allowances Sold NOX | Thousand Tons | 0 | 0 | 0 | 0 | 0 | 0 | 0
IL Fac. Spec. - NOX Rate Summer v3.1, Unit 445 and retrofits | 613 | 7305 | Rate Constraint in lbs/MMBtu | FALSE | L | Annual | Allowances Banked | Thousand Tons | 0 | 0 | 0 | 0 | 0 | 0 | 0
IL Fac. Spec. - NOX Rate Summer v3.1, Unit 445 and retrofits | 613 | 7305 | Rate Constraint in lbs/MMBtu | FALSE | L | Annual | Allowances Withdrawn (1:1) | Thousand Tons | 0 | 0 | 0 | 0 | 0 | 0 | 0
IL Fac. Spec. - NOX Rate Summer v3.1, Unit 445 and retrofits | 613 | 7305 | Rate Constraint in lbs/MMBtu | FALSE | L | Annual | Allowances Withdrawn (n:1) | Thousand Tons | 0 | 0 | 0 | 0 | 0 | 0 | 0
IL Fac. Spec. - NOX Rate Summer v3.1, Unit 445 and retrofits | 613 | 7305 | Rate Constraint in lbs/MMBtu | FALSE | L | Annual | Net Emissions Allowance Position | Thousand Tons | 0.010953 | 0.0058746 | 0.00017923 | 0 | 0 | 0 | 0
IL Fac. Spec. - NOX Rate Summer v3.1, Unit 445 and retrofits | 613 | 7305 | Rate Constraint in lbs/MMBtu | FALSE | L | Annual | Fuel Consumed | TBtu | 0.23024 | 0.12349 | 0.0037676 | 0 | 0 | 0 | 0
IL Fac. Spec. - NOX Rate Summer v3.1, Unit 445 and retrofits | 613 | 7305 | Rate Constraint in lbs/MMBtu | FALSE | L | Annual | Rate | lb/MMBtu | 0.09514 | 0.09514 | 0.09514 | 0 | 0 | 0 | 0
IL Fac. Spec. - NOX Rate Summer v3.1, Unit 445 and retrofits | 613 | 7305 | Rate Constraint in lbs/MMBtu | FALSE | L | Annual | Generation | TWh | 0.021428 | 0.011493 | 0.00035064 | 0 | 0 | 0 | 0
IL Fac. Spec. - NOX Rate Summer v3.1, Unit 445 and retrofits | 613 | 7305 | Rate Constraint in lbs/MMBtu | FALSE | L | Annual | Qualifying Generation | TWh | 0.021428 | 0.011493 | 0.00035064 | 0 | 0 | 0 | 0
IL Fac. Spec. - NOX Rate Summer v3.1, Unit 445 and retrofits | 613 | 7305 | Rate Constraint in lbs/MMBtu | FALSE | L | Annual | Rate | lb/MWh | 1.0223 | 1.0223 | 1.0223 | 0 | 0 | 0 | 0
IL Fac. Spec. - NOX Rate Summer v3.1, Unit 445 and retrofits | 613 | 7305 | Rate Constraint in lbs/MMBtu | FALSE | L | Annual | Constraint Shadow Price | US2022$/Ton | 0 | 0 | 0 | 0 | 0 | 0 | 0
IL Fac. Spec. - NOX Rate Summer v3.1, Unit 446 and retrofits | 614 | 7305 | Rate Constraint in lbs/MMBtu | FALSE | L | Annual | Seasons Included | Seasons | Summer | Summer | Summer | Summer | Summer | Summer | Summer
IL Fac. Spec. - NOX Rate Summer v3.1, Unit 446 and retrofits | 614 | 7305 | Rate Constraint in lbs/MMBtu | FALSE | L | Annual | Standard NOX | lb/MMBtu | 0.25 | 0.25 | 0.25 | 0.25 | 0.25 | 0.25 | 0.25
IL Fac. Spec. - NOX Rate Summer v3.1, Unit 446 and retrofits | 614 | 7305 | Rate Constraint in lbs/MMBtu | FALSE | L | Annual | Emissions at Affected Plants NOX | Thousand Tons | 0.011118 | 0.0067923 | 0.00018194 | 0 | 0 | 0 | 0
IL Fac. Spec. - NOX Rate Summer v3.1, Unit 446 and retrofits | 614 | 7305 | Rate Constraint in lbs/MMBtu | FALSE | L | Annual | Allowances Purchased NOX | Thousand Tons | 0 | 0 | 0 | 0 | 0 | 0 | 0
IL Fac. Spec. - NOX Rate Summer v3.1, Unit 446 and retrofits | 614 | 7305 | Rate Constraint in lbs/MMBtu | FALSE | L | Annual | Allowances Sold NOX | Thousand Tons | 0 | 0 | 0 | 0 | 0 | 0 | 0
IL Fac. Spec. - NOX Rate Summer v3.1, Unit 446 and retrofits | 614 | 7305 | Rate Constraint in lbs/MMBtu | FALSE | L | Annual | Allowances Banked | Thousand Tons | 0 | 0 | 0 | 0 | 0 | 0 | 0
IL Fac. Spec. - NOX Rate Summer v3.1, Unit 446 and retrofits | 614 | 7305 | Rate Constraint in lbs/MMBtu | FALSE | L | Annual | Allowances Withdrawn (1:1) | Thousand Tons | 0 | 0 | 0 | 0 | 0 | 0 | 0
IL Fac. Spec. - NOX Rate Summer v3.1, Unit 446 and retrofits | 614 | 7305 | Rate Constraint in lbs/MMBtu | FALSE | L | Annual | Allowances Withdrawn (n:1) | Thousand Tons | 0 | 0 | 0 | 0 | 0 | 0 | 0
IL Fac. Spec. - NOX Rate Summer v3.1, Unit 446 and retrofits | 614 | 7305 | Rate Constraint in lbs/MMBtu | FALSE | L | Annual | Net Emissions Allowance Position | Thousand Tons | 0.011118 | 0.0067923 | 0.00018194 | 0 | 0 | 0 | 0
IL Fac. Spec. - NOX Rate Summer v3.1, Unit 446 and retrofits | 614 | 7305 | Rate Constraint in lbs/MMBtu | FALSE | L | Annual | Fuel Consumed | TBtu | 0.23024 | 0.14066 | 0.0037676 | 0 | 0 | 0 | 0
IL Fac. Spec. - NOX Rate Summer v3.1, Unit 446 and retrofits | 614 | 7305 | Rate Constraint in lbs/MMBtu | FALSE | L | Annual | Rate | lb/MMBtu | 0.09658 | 0.09658 | 0.09658 | 0 | 0 | 0 | 0
IL Fac. Spec. - NOX Rate Summer v3.1, Unit 446 and retrofits | 614 | 7305 | Rate Constraint in lbs/MMBtu | FALSE | L | Annual | Generation | TWh | 0.021428 | 0.01309 | 0.00035064 | 0 | 0 | 0 | 0
IL Fac. Spec. - NOX Rate Summer v3.1, Unit 446 and retrofits | 614 | 7305 | Rate Constraint in lbs/MMBtu | FALSE | L | Annual | Qualifying Generation | TWh | 0.021428 | 0.01309 | 0.00035064 | 0 | 0 | 0 | 0
IL Fac. Spec. - NOX Rate Summer v3.1, Unit 446 and retrofits | 614 | 7305 | Rate Constraint in lbs/MMBtu | FALSE | L | Annual | Rate | lb/MWh | 1.0378 | 1.0378 | 1.0378 | 0 | 0 | 0 | 0
IL Fac. Spec. - NOX Rate Summer v3.1, Unit 446 and retrofits | 614 | 7305 | Rate Constraint in lbs/MMBtu | FALSE | L | Annual | Constraint Shadow Price | US2022$/Ton | 0 | 0 | 0 | 0 | 0 | 0 | 0
IL Fac. Spec. - NOX Rate Summer v3.1, Unit 447 and retrofits | 615 | 7305 | Rate Constraint in lbs/MMBtu | FALSE | L | Annual | Seasons Included | Seasons | Summer | Summer | Summer | Summer | Summer | Summer | Summer
IL Fac. Spec. - NOX Rate Summer v3.1, Unit 447 and retrofits | 615 | 7305 | Rate Constraint in lbs/MMBtu | FALSE | L | Annual | Standard NOX | lb/MMBtu | 0.25 | 0.25 | 0.25 | 0.25 | 0.25 | 0.25 | 0.25
IL Fac. Spec. - NOX Rate Summer v3.1, Unit 447 and retrofits | 615 | 7305 | Rate Constraint in lbs/MMBtu | FALSE | L | Annual | Emissions at Affected Plants NOX | Thousand Tons | 0.010939 | 0.0058672 | 0.000179 | 0 | 0 | 0 | 0
IL Fac. Spec. - NOX Rate Summer v3.1, Unit 447 and retrofits | 615 | 7305 | Rate Constraint in lbs/MMBtu | FALSE | L | Annual | Allowances Purchased NOX | Thousand Tons | 0 | 0 | 0 | 0 | 0 | 0 | 0
IL Fac. Spec. - NOX Rate Summer v3.1, Unit 447 and retrofits | 615 | 7305 | Rate Constraint in lbs/MMBtu | FALSE | L | Annual | Allowances Sold NOX | Thousand Tons | 0 | 0 | 0 | 0 | 0 | 0 | 0
IL Fac. Spec. - NOX Rate Summer v3.1, Unit 447 and retrofits | 615 | 7305 | Rate Constraint in lbs/MMBtu | FALSE | L | Annual | Allowances Banked | Thousand Tons | 0 | 0 | 0 | 0 | 0 | 0 | 0
IL Fac. Spec. - NOX Rate Summer v3.1, Unit 447 and retrofits | 615 | 7305 | Rate Constraint in lbs/MMBtu | FALSE | L | Annual | Allowances Withdrawn (1:1) | Thousand Tons | 0 | 0 | 0 | 0 | 0 | 0 | 0
IL Fac. Spec. - NOX Rate Summer v3.1, Unit 447 and retrofits | 615 | 7305 | Rate Constraint in lbs/MMBtu | FALSE | L | Annual | Allowances Withdrawn (n:1) | Thousand Tons | 0 | 0 | 0 | 0 | 0 | 0 | 0
IL Fac. Spec. - NOX Rate Summer v3.1, Unit 447 and retrofits | 615 | 7305 | Rate Constraint in lbs/MMBtu | FALSE | L | Annual | Net Emissions Allowance Position | Thousand Tons | 0.010939 | 0.0058672 | 0.000179 | 0 | 0 | 0 | 0
IL Fac. Spec. - NOX Rate Summer v3.1, Unit 447 and retrofits | 615 | 7305 | Rate Constraint in lbs/MMBtu | FALSE | L | Annual | Fuel Consumed | TBtu | 0.23024 | 0.12349 | 0.0037676 | 0 | 0 | 0 | 0
IL Fac. Spec. - NOX Rate Summer v3.1, Unit 447 and retrofits | 615 | 7305 | Rate Constraint in lbs/MMBtu | FALSE | L | Annual | Rate | lb/MMBtu | 0.09502 | 0.09502 | 0.09502 | 0 | 0 | 0 | 0
IL Fac. Spec. - NOX Rate Summer v3.1, Unit 447 and retrofits | 615 | 7305 | Rate Constraint in lbs/MMBtu | FALSE | L | Annual | Generation | TWh | 0.021428 | 0.011493 | 0.00035064 | 0 | 0 | 0 | 0
IL Fac. Spec. - NOX Rate Summer v3.1, Unit 447 and retrofits | 615 | 7305 | Rate Constraint in lbs/MMBtu | FALSE | L | Annual | Qualifying Generation | TWh | 0.021428 | 0.011493 | 0.00035064 | 0 | 0 | 0 | 0
IL Fac. Spec. - NOX Rate Summer v3.1, Unit 447 and retrofits | 615 | 7305 | Rate Constraint in lbs/MMBtu | FALSE | L | Annual | Rate | lb/MWh | 1.021 | 1.021 | 1.021 | 0 | 0 | 0 | 0
IL Fac. Spec. - NOX Rate Summer v3.1, Unit 447 and retrofits | 615 | 7305 | Rate Constraint in lbs/MMBtu | FALSE | L | Annual | Constraint Shadow Price | US2022$/Ton | 0 | 0 | 0 | 0 | 0 | 0 | 0
IL Fac. Spec. - NOX Rate Summer v3.1, Unit 448 and retrofits | 616 | 7305 | Rate Constraint in lbs/MMBtu | FALSE | L | Annual | Seasons Included | Seasons | Summer | Summer | Summer | Summer | Summer | Summer | Summer
IL Fac. Spec. - NOX Rate Summer v3.1, Unit 448 and retrofits | 616 | 7305 | Rate Constraint in lbs/MMBtu | FALSE | L | Annual | Standard NOX | lb/MMBtu | 0.25 | 0.25 | 0.25 | 0.25 | 0.25 | 0.25 | 0.25
IL Fac. Spec. - NOX Rate Summer v3.1, Unit 448 and retrofits | 616 | 7305 | Rate Constraint in lbs/MMBtu | FALSE | L | Annual | Emissions at Affected Plants NOX | Thousand Tons | 0.010725 | 0.0065518 | 0.0001755 | 0 | 0 | 0 | 0
IL Fac. Spec. - NOX Rate Summer v3.1, Unit 448 and retrofits | 616 | 7305 | Rate Constraint in lbs/MMBtu | FALSE | L | Annual | Allowances Purchased NOX | Thousand Tons | 0 | 0 | 0 | 0 | 0 | 0 | 0
IL Fac. Spec. - NOX Rate Summer v3.1, Unit 448 and retrofits | 616 | 7305 | Rate Constraint in lbs/MMBtu | FALSE | L | Annual | Allowances Sold NOX | Thousand Tons | 0 | 0 | 0 | 0 | 0 | 0 | 0
IL Fac. Spec. - NOX Rate Summer v3.1, Unit 448 and retrofits | 616 | 7305 | Rate Constraint in lbs/MMBtu | FALSE | L | Annual | Allowances Banked | Thousand Tons | 0 | 0 | 0 | 0 | 0 | 0 | 0
IL Fac. Spec. - NOX Rate Summer v3.1, Unit 448 and retrofits | 616 | 7305 | Rate Constraint in lbs/MMBtu | FALSE | L | Annual | Allowances Withdrawn (1:1) | Thousand Tons | 0 | 0 | 0 | 0 | 0 | 0 | 0
IL Fac. Spec. - NOX Rate Summer v3.1, Unit 448 and retrofits | 616 | 7305 | Rate Constraint in lbs/MMBtu | FALSE | L | Annual | Allowances Withdrawn (n:1) | Thousand Tons | 0 | 0 | 0 | 0 | 0 | 0 | 0
IL Fac. Spec. - NOX Rate Summer v3.1, Unit 448 and retrofits | 616 | 7305 | Rate Constraint in lbs/MMBtu | FALSE | L | Annual | Net Emissions Allowance Position | Thousand Tons | 0.010725 | 0.0065518 | 0.0001755 | 0 | 0 | 0 | 0
IL Fac. Spec. - NOX Rate Summer v3.1, Unit 448 and retrofits | 616 | 7305 | Rate Constraint in lbs/MMBtu | FALSE | L | Annual | Fuel Consumed | TBtu | 0.23024 | 0.14066 | 0.0037676 | 0 | 0 | 0 | 0
IL Fac. Spec. - NOX Rate Summer v3.1, Unit 448 and retrofits | 616 | 7305 | Rate Constraint in lbs/MMBtu | FALSE | L | Annual | Rate | lb/MMBtu | 0.09316 | 0.09316 | 0.09316 | 0 | 0 | 0 | 0
IL Fac. Spec. - NOX Rate Summer v3.1, Unit 448 and retrofits | 616 | 7305 | Rate Constraint in lbs/MMBtu | FALSE | L | Annual | Generation | TWh | 0.021428 | 0.01309 | 0.00035064 | 0 | 0 | 0 | 0
IL Fac. Spec. - NOX Rate Summer v3.1, Unit 448 and retrofits | 616 | 7305 | Rate Constraint in lbs/MMBtu | FALSE | L | Annual | Qualifying Generation | TWh | 0.021428 | 0.01309 | 0.00035064 | 0 | 0 | 0 | 0
IL Fac. Spec. - NOX Rate Summer v3.1, Unit 448 and retrofits | 616 | 7305 | Rate Constraint in lbs/MMBtu | FALSE | L | Annual | Rate | lb/MWh | 1.001 | 1.001 | 1.001 | 0 | 0 | 0 | 0
IL Fac. Spec. - NOX Rate Summer v3.1, Unit 448 and retrofits | 616 | 7305 | Rate Constraint in lbs/MMBtu | FALSE | L | Annual | Constraint Shadow Price | US2022$/Ton | 0 | 0 | 0 | 0 | 0 | 0 | 0
IL Fac. Spec. - NOX Rate Summer v3.1, Unit 449 and retrofits | 617 | 7305 | Rate Constraint in lbs/MMBtu | FALSE | L | Annual | Seasons Included | Seasons | Summer | Summer | Summer | Summer | Summer | Summer | Summer
IL Fac. Spec. - NOX Rate Summer v3.1, Unit 449 and retrofits | 617 | 7305 | Rate Constraint in lbs/MMBtu | FALSE | L | Annual | Standard NOX | lb/MMBtu | 0.25 | 0.25 | 0.25 | 0.25 | 0.25 | 0.25 | 0.25
IL Fac. Spec. - NOX Rate Summer v3.1, Unit 449 and retrofits | 617 | 7305 | Rate Constraint in lbs/MMBtu | FALSE | L | Annual | Emissions at Affected Plants NOX | Thousand Tons | 0.0020036 | 0.0010747 | 3.2787e-05 | 0 | 0 | 0 | 0
IL Fac. Spec. - NOX Rate Summer v3.1, Unit 449 and retrofits | 617 | 7305 | Rate Constraint in lbs/MMBtu | FALSE | L | Annual | Allowances Purchased NOX | Thousand Tons | 0 | 0 | 0 | 0 | 0 | 0 | 0
IL Fac. Spec. - NOX Rate Summer v3.1, Unit 449 and retrofits | 617 | 7305 | Rate Constraint in lbs/MMBtu | FALSE | L | Annual | Allowances Sold NOX | Thousand Tons | 0 | 0 | 0 | 0 | 0 | 0 | 0
IL Fac. Spec. - NOX Rate Summer v3.1, Unit 449 and retrofits | 617 | 7305 | Rate Constraint in lbs/MMBtu | FALSE | L | Annual | Allowances Banked | Thousand Tons | 0 | 0 | 0 | 0 | 0 | 0 | 0
IL Fac. Spec. - NOX Rate Summer v3.1, Unit 449 and retrofits | 617 | 7305 | Rate Constraint in lbs/MMBtu | FALSE | L | Annual | Allowances Withdrawn (1:1) | Thousand Tons | 0 | 0 | 0 | 0 | 0 | 0 | 0
IL Fac. Spec. - NOX Rate Summer v3.1, Unit 449 and retrofits | 617 | 7305 | Rate Constraint in lbs/MMBtu | FALSE | L | Annual | Allowances Withdrawn (n:1) | Thousand Tons | 0 | 0 | 0 | 0 | 0 | 0 | 0
IL Fac. Spec. - NOX Rate Summer v3.1, Unit 449 and retrofits | 617 | 7305 | Rate Constraint in lbs/MMBtu | FALSE | L | Annual | Net Emissions Allowance Position | Thousand Tons | 0.0020036 | 0.0010747 | 3.2787e-05 | 0 | 0 | 0 | 0
IL Fac. Spec. - NOX Rate Summer v3.1, Unit 449 and retrofits | 617 | 7305 | Rate Constraint in lbs/MMBtu | FALSE | L | Annual | Fuel Consumed | TBtu | 0.18315 | 0.098234 | 0.002997 | 0 | 0 | 0 | 0
IL Fac. Spec. - NOX Rate Summer v3.1, Unit 449 and retrofits | 617 | 7305 | Rate Constraint in lbs/MMBtu | FALSE | L | Annual | Rate | lb/MMBtu | 0.02188 | 0.02188 | 0.02188 | 0 | 0 | 0 | 0
IL Fac. Spec. - NOX Rate Summer v3.1, Unit 449 and retrofits | 617 | 7305 | Rate Constraint in lbs/MMBtu | FALSE | L | Annual | Generation | TWh | 0.017045 | 0.0091423 | 0.00027892 | 0 | 0 | 0 | 0
IL Fac. Spec. - NOX Rate Summer v3.1, Unit 449 and retrofits | 617 | 7305 | Rate Constraint in lbs/MMBtu | FALSE | L | Annual | Qualifying Generation | TWh | 0.017045 | 0.0091423 | 0.00027892 | 0 | 0 | 0 | 0
IL Fac. Spec. - NOX Rate Summer v3.1, Unit 449 and retrofits | 617 | 7305 | Rate Constraint in lbs/MMBtu | FALSE | L | Annual | Rate | lb/MWh | 0.2351 | 0.2351 | 0.2351 | 0 | 0 | 0 | 0
IL Fac. Spec. - NOX Rate Summer v3.1, Unit 449 and retrofits | 617 | 7305 | Rate Constraint in lbs/MMBtu | FALSE | L | Annual | Constraint Shadow Price | US2022$/Ton | 0 | 0 | 0 | 0 | 0 | 0 | 0
IL Fac. Spec. - NOX Rate Summer v3.1, Unit 450 and retrofits | 618 | 7305 | Rate Constraint in lbs/MMBtu | FALSE | L | Annual | Seasons Included | Seasons | Summer | Summer | Summer | Summer | Summer | Summer | Summer
IL Fac. Spec. - NOX Rate Summer v3.1, Unit 450 and retrofits | 618 | 7305 | Rate Constraint in lbs/MMBtu | FALSE | L | Annual | Standard NOX | lb/MMBtu | 0.25 | 0.25 | 0.25 | 0.25 | 0.25 | 0.25 | 0.25
IL Fac. Spec. - NOX Rate Summer v3.1, Unit 450 and retrofits | 618 | 7305 | Rate Constraint in lbs/MMBtu | FALSE | L | Annual | Emissions at Affected Plants NOX | Thousand Tons | 0.0031318 | 0.0016798 | 5.1248e-05 | 0 | 0 | 0 | 0
IL Fac. Spec. - NOX Rate Summer v3.1, Unit 450 and retrofits | 618 | 7305 | Rate Constraint in lbs/MMBtu | FALSE | L | Annual | Allowances Purchased NOX | Thousand Tons | 0 | 0 | 0 | 0 | 0 | 0 | 0
IL Fac. Spec. - NOX Rate Summer v3.1, Unit 450 and retrofits | 618 | 7305 | Rate Constraint in lbs/MMBtu | FALSE | L | Annual | Allowances Sold NOX | Thousand Tons | 0 | 0 | 0 | 0 | 0 | 0 | 0
IL Fac. Spec. - NOX Rate Summer v3.1, Unit 450 and retrofits | 618 | 7305 | Rate Constraint in lbs/MMBtu | FALSE | L | Annual | Allowances Banked | Thousand Tons | 0 | 0 | 0 | 0 | 0 | 0 | 0
IL Fac. Spec. - NOX Rate Summer v3.1, Unit 450 and retrofits | 618 | 7305 | Rate Constraint in lbs/MMBtu | FALSE | L | Annual | Allowances Withdrawn (1:1) | Thousand Tons | 0 | 0 | 0 | 0 | 0 | 0 | 0
IL Fac. Spec. - NOX Rate Summer v3.1, Unit 450 and retrofits | 618 | 7305 | Rate Constraint in lbs/MMBtu | FALSE | L | Annual | Allowances Withdrawn (n:1) | Thousand Tons | 0 | 0 | 0 | 0 | 0 | 0 | 0
IL Fac. Spec. - NOX Rate Summer v3.1, Unit 450 and retrofits | 618 | 7305 | Rate Constraint in lbs/MMBtu | FALSE | L | Annual | Net Emissions Allowance Position | Thousand Tons | 0.0031318 | 0.0016798 | 5.1248e-05 | 0 | 0 | 0 | 0
IL Fac. Spec. - NOX Rate Summer v3.1, Unit 450 and retrofits | 618 | 7305 | Rate Constraint in lbs/MMBtu | FALSE | L | Annual | Fuel Consumed | TBtu | 0.18315 | 0.098234 | 0.002997 | 0 | 0 | 0 | 0
IL Fac. Spec. - NOX Rate Summer v3.1, Unit 450 and retrofits | 618 | 7305 | Rate Constraint in lbs/MMBtu | FALSE | L | Annual | Rate | lb/MMBtu | 0.0342 | 0.0342 | 0.0342 | 0 | 0 | 0 | 0
IL Fac. Spec. - NOX Rate Summer v3.1, Unit 450 and retrofits | 618 | 7305 | Rate Constraint in lbs/MMBtu | FALSE | L | Annual | Generation | TWh | 0.017045 | 0.0091423 | 0.00027892 | 0 | 0 | 0 | 0
IL Fac. Spec. - NOX Rate Summer v3.1, Unit 450 and retrofits | 618 | 7305 | Rate Constraint in lbs/MMBtu | FALSE | L | Annual | Qualifying Generation | TWh | 0.017045 | 0.0091423 | 0.00027892 | 0 | 0 | 0 | 0
IL Fac. Spec. - NOX Rate Summer v3.1, Unit 450 and retrofits | 618 | 7305 | Rate Constraint in lbs/MMBtu | FALSE | L | Annual | Rate | lb/MWh | 0.36748 | 0.36748 | 0.36748 | 0 | 0 | 0 | 0
IL Fac. Spec. - NOX Rate Summer v3.1, Unit 450 and retrofits | 618 | 7305 | Rate Constraint in lbs/MMBtu | FALSE | L | Annual | Constraint Shadow Price | US2022$/Ton | 0 | 0 | 0 | 0 | 0 | 0 | 0
IL Fac. Spec. - NOX Rate Summer v3.1, Unit 451 and retrofits | 619 | 7305 | Rate Constraint in lbs/MMBtu | FALSE | L | Annual | Seasons Included | Seasons | Summer | Summer | Summer | Summer | Summer | Summer | Summer
IL Fac. Spec. - NOX Rate Summer v3.1, Unit 451 and retrofits | 619 | 7305 | Rate Constraint in lbs/MMBtu | FALSE | L | Annual | Standard NOX | lb/MMBtu | 0.25 | 0.25 | 0.25 | 0.25 | 0.25 | 0.25 | 0.25
IL Fac. Spec. - NOX Rate Summer v3.1, Unit 451 and retrofits | 619 | 7305 | Rate Constraint in lbs/MMBtu | FALSE | L | Annual | Emissions at Affected Plants NOX | Thousand Tons | 0.0026172 | 0.0015989 | 4.2827e-05 | 0 | 0 | 0 | 0
IL Fac. Spec. - NOX Rate Summer v3.1, Unit 451 and retrofits | 619 | 7305 | Rate Constraint in lbs/MMBtu | FALSE | L | Annual | Allowances Purchased NOX | Thousand Tons | 0 | 0 | 0 | 0 | 0 | 0 | 0
IL Fac. Spec. - NOX Rate Summer v3.1, Unit 451 and retrofits | 619 | 7305 | Rate Constraint in lbs/MMBtu | FALSE | L | Annual | Allowances Sold NOX | Thousand Tons | 0 | 0 | 0 | 0 | 0 | 0 | 0
IL Fac. Spec. - NOX Rate Summer v3.1, Unit 451 and retrofits | 619 | 7305 | Rate Constraint in lbs/MMBtu | FALSE | L | Annual | Allowances Banked | Thousand Tons | 0 | 0 | 0 | 0 | 0 | 0 | 0
IL Fac. Spec. - NOX Rate Summer v3.1, Unit 451 and retrofits | 619 | 7305 | Rate Constraint in lbs/MMBtu | FALSE | L | Annual | Allowances Withdrawn (1:1) | Thousand Tons | 0 | 0 | 0 | 0 | 0 | 0 | 0
IL Fac. Spec. - NOX Rate Summer v3.1, Unit 451 and retrofits | 619 | 7305 | Rate Constraint in lbs/MMBtu | FALSE | L | Annual | Allowances Withdrawn (n:1) | Thousand Tons | 0 | 0 | 0 | 0 | 0 | 0 | 0
IL Fac. Spec. - NOX Rate Summer v3.1, Unit 451 and retrofits | 619 | 7305 | Rate Constraint in lbs/MMBtu | FALSE | L | Annual | Net Emissions Allowance Position | Thousand Tons | 0.0026172 | 0.0015989 | 4.2827e-05 | 0 | 0 | 0 | 0
IL Fac. Spec. - NOX Rate Summer v3.1, Unit 451 and retrofits | 619 | 7305 | Rate Constraint in lbs/MMBtu | FALSE | L | Annual | Fuel Consumed | TBtu | 0.18315 | 0.11189 | 0.002997 | 0 | 0 | 0 | 0
IL Fac. Spec. - NOX Rate Summer v3.1, Unit 451 and retrofits | 619 | 7305 | Rate Constraint in lbs/MMBtu | FALSE | L | Annual | Rate | lb/MMBtu | 0.02858 | 0.02858 | 0.02858 | 0 | 0 | 0 | 0
IL Fac. Spec. - NOX Rate Summer v3.1, Unit 451 and retrofits | 619 | 7305 | Rate Constraint in lbs/MMBtu | FALSE | L | Annual | Generation | TWh | 0.017045 | 0.010413 | 0.00027892 | 0 | 0 | 0 | 0
IL Fac. Spec. - NOX Rate Summer v3.1, Unit 451 and retrofits | 619 | 7305 | Rate Constraint in lbs/MMBtu | FALSE | L | Annual | Qualifying Generation | TWh | 0.017045 | 0.010413 | 0.00027892 | 0 | 0 | 0 | 0
IL Fac. Spec. - NOX Rate Summer v3.1, Unit 451 and retrofits | 619 | 7305 | Rate Constraint in lbs/MMBtu | FALSE | L | Annual | Rate | lb/MWh | 0.30709 | 0.30709 | 0.30709 | 0 | 0 | 0 | 0
IL Fac. Spec. - NOX Rate Summer v3.1, Unit 451 and retrofits | 619 | 7305 | Rate Constraint in lbs/MMBtu | FALSE | L | Annual | Constraint Shadow Price | US2022$/Ton | 0 | 0 | 0 | 0 | 0 | 0 | 0
IL Fac. Spec. - NOX Rate Summer v3.1, Unit 452 and retrofits | 620 | 7305 | Rate Constraint in lbs/MMBtu | FALSE | L | Annual | Seasons Included | Seasons | Summer | Summer | Summer | Summer | Summer | Summer | Summer
IL Fac. Spec. - NOX Rate Summer v3.1, Unit 452 and retrofits | 620 | 7305 | Rate Constraint in lbs/MMBtu | FALSE | L | Annual | Standard NOX | lb/MMBtu | 0.25 | 0.25 | 0.25 | 0.25 | 0.25 | 0.25 | 0.25
IL Fac. Spec. - NOX Rate Summer v3.1, Unit 452 and retrofits | 620 | 7305 | Rate Constraint in lbs/MMBtu | FALSE | L | Annual | Emissions at Affected Plants NOX | Thousand Tons | 0.0031575 | 0.0016935 | 5.1668e-05 | 0 | 0 | 0 | 0
IL Fac. Spec. - NOX Rate Summer v3.1, Unit 452 and retrofits | 620 | 7305 | Rate Constraint in lbs/MMBtu | FALSE | L | Annual | Allowances Purchased NOX | Thousand Tons | 0 | 0 | 0 | 0 | 0 | 0 | 0
IL Fac. Spec. - NOX Rate Summer v3.1, Unit 452 and retrofits | 620 | 7305 | Rate Constraint in lbs/MMBtu | FALSE | L | Annual | Allowances Sold NOX | Thousand Tons | 0 | 0 | 0 | 0 | 0 | 0 | 0
IL Fac. Spec. - NOX Rate Summer v3.1, Unit 452 and retrofits | 620 | 7305 | Rate Constraint in lbs/MMBtu | FALSE | L | Annual | Allowances Banked | Thousand Tons | 0 | 0 | 0 | 0 | 0 | 0 | 0
IL Fac. Spec. - NOX Rate Summer v3.1, Unit 452 and retrofits | 620 | 7305 | Rate Constraint in lbs/MMBtu | FALSE | L | Annual | Allowances Withdrawn (1:1) | Thousand Tons | 0 | 0 | 0 | 0 | 0 | 0 | 0
IL Fac. Spec. - NOX Rate Summer v3.1, Unit 452 and retrofits | 620 | 7305 | Rate Constraint in lbs/MMBtu | FALSE | L | Annual | Allowances Withdrawn (n:1) | Thousand Tons | 0 | 0 | 0 | 0 | 0 | 0 | 0
IL Fac. Spec. - NOX Rate Summer v3.1, Unit 452 and retrofits | 620 | 7305 | Rate Constraint in lbs/MMBtu | FALSE | L | Annual | Net Emissions Allowance Position | Thousand Tons | 0.0031575 | 0.0016935 | 5.1668e-05 | 0 | 0 | 0 | 0
IL Fac. Spec. - NOX Rate Summer v3.1, Unit 452 and retrofits | 620 | 7305 | Rate Constraint in lbs/MMBtu | FALSE | L | Annual | Fuel Consumed | TBtu | 0.18315 | 0.098234 | 0.002997 | 0 | 0 | 0 | 0
IL Fac. Spec. - NOX Rate Summer v3.1, Unit 452 and retrofits | 620 | 7305 | Rate Constraint in lbs/MMBtu | FALSE | L | Annual | Rate | lb/MMBtu | 0.03448 | 0.03448 | 0.03448 | 0 | 0 | 0 | 0
IL Fac. Spec. - NOX Rate Summer v3.1, Unit 452 and retrofits | 620 | 7305 | Rate Constraint in lbs/MMBtu | FALSE | L | Annual | Generation | TWh | 0.017045 | 0.0091423 | 0.00027892 | 0 | 0 | 0 | 0
IL Fac. Spec. - NOX Rate Summer v3.1, Unit 452 and retrofits | 620 | 7305 | Rate Constraint in lbs/MMBtu | FALSE | L | Annual | Qualifying Generation | TWh | 0.017045 | 0.0091423 | 0.00027892 | 0 | 0 | 0 | 0
IL Fac. Spec. - NOX Rate Summer v3.1, Unit 452 and retrofits | 620 | 7305 | Rate Constraint in lbs/MMBtu | FALSE | L | Annual | Rate | lb/MWh | 0.37049 | 0.37049 | 0.37049 | 0 | 0 | 0 | 0
IL Fac. Spec. - NOX Rate Summer v3.1, Unit 452 and retrofits | 620 | 7305 | Rate Constraint in lbs/MMBtu | FALSE | L | Annual | Constraint Shadow Price | US2022$/Ton | 0 | 0 | 0 | 0 | 0 | 0 | 0
IL Fac. Spec. - NOX Rate Summer v3.1, Unit 453 and retrofits | 621 | 7305 | Rate Constraint in lbs/MMBtu | FALSE | L | Annual | Seasons Included | Seasons | Summer | Summer | Summer | Summer | Summer | Summer | Summer
IL Fac. Spec. - NOX Rate Summer v3.1, Unit 453 and retrofits | 621 | 7305 | Rate Constraint in lbs/MMBtu | FALSE | L | Annual | Standard NOX | lb/MMBtu | 0.25 | 0.25 | 0.25 | 0.25 | 0.25 | 0.25 | 0.25
IL Fac. Spec. - NOX Rate Summer v3.1, Unit 453 and retrofits | 621 | 7305 | Rate Constraint in lbs/MMBtu | FALSE | L | Annual | Emissions at Affected Plants NOX | Thousand Tons | 0.00010166 | 8.1328e-05 | 0 | 0 | 0 | 0 | 0
IL Fac. Spec. - NOX Rate Summer v3.1, Unit 453 and retrofits | 621 | 7305 | Rate Constraint in lbs/MMBtu | FALSE | L | Annual | Allowances Purchased NOX | Thousand Tons | 0 | 0 | 0 | 0 | 0 | 0 | 0
IL Fac. Spec. - NOX Rate Summer v3.1, Unit 453 and retrofits | 621 | 7305 | Rate Constraint in lbs/MMBtu | FALSE | L | Annual | Allowances Sold NOX | Thousand Tons | 0 | 0 | 0 | 0 | 0 | 0 | 0
IL Fac. Spec. - NOX Rate Summer v3.1, Unit 453 and retrofits | 621 | 7305 | Rate Constraint in lbs/MMBtu | FALSE | L | Annual | Allowances Banked | Thousand Tons | 0 | 0 | 0 | 0 | 0 | 0 | 0
IL Fac. Spec. - NOX Rate Summer v3.1, Unit 453 and retrofits | 621 | 7305 | Rate Constraint in lbs/MMBtu | FALSE | L | Annual | Allowances Withdrawn (1:1) | Thousand Tons | 0 | 0 | 0 | 0 | 0 | 0 | 0
IL Fac. Spec. - NOX Rate Summer v3.1, Unit 453 and retrofits | 621 | 7305 | Rate Constraint in lbs/MMBtu | FALSE | L | Annual | Allowances Withdrawn (n:1) | Thousand Tons | 0 | 0 | 0 | 0 | 0 | 0 | 0
IL Fac. Spec. - NOX Rate Summer v3.1, Unit 453 and retrofits | 621 | 7305 | Rate Constraint in lbs/MMBtu | FALSE | L | Annual | Net Emissions Allowance Position | Thousand Tons | 0.00010166 | 8.1328e-05 | 0 | 0 | 0 | 0 | 0
IL Fac. Spec. - NOX Rate Summer v3.1, Unit 453 and retrofits | 621 | 7305 | Rate Constraint in lbs/MMBtu | FALSE | L | Annual | Fuel Consumed | TBtu | 0.0086963 | 0.006957 | 0 | 0 | 0 | 0 | 0
IL Fac. Spec. - NOX Rate Summer v3.1, Unit 453 and retrofits | 621 | 7305 | Rate Constraint in lbs/MMBtu | FALSE | L | Annual | Rate | lb/MMBtu | 0.02338 | 0.02338 | 0 | 0 | 0 | 0 | 0
IL Fac. Spec. - NOX Rate Summer v3.1, Unit 453 and retrofits | 621 | 7305 | Rate Constraint in lbs/MMBtu | FALSE | L | Annual | Generation | TWh | 0.00064498 | 0.00051599 | 0 | 0 | 0 | 0 | 0
IL Fac. Spec. - NOX Rate Summer v3.1, Unit 453 and retrofits | 621 | 7305 | Rate Constraint in lbs/MMBtu | FALSE | L | Annual | Qualifying Generation | TWh | 0.00064498 | 0.00051599 | 0 | 0 | 0 | 0 | 0
IL Fac. Spec. - NOX Rate Summer v3.1, Unit 453 and retrofits | 621 | 7305 | Rate Constraint in lbs/MMBtu | FALSE | L | Annual | Rate | lb/MWh | 0.31523 | 0.31523 | 0 | 0 | 0 | 0 | 0
IL Fac. Spec. - NOX Rate Summer v3.1, Unit 453 and retrofits | 621 | 7305 | Rate Constraint in lbs/MMBtu | FALSE | L | Annual | Constraint Shadow Price | US2022$/Ton | 0 | 0 | 0 | 0 | 0 | 0 | 0
IL Fac. Spec. - NOX Rate Summer v3.1, Unit 454 and retrofits | 622 | 7305 | Rate Constraint in lbs/MMBtu | FALSE | L | Annual | Seasons Included | Seasons | Summer | Summer | Summer | Summer | Summer | Summer | Summer
IL Fac. Spec. - NOX Rate Summer v3.1, Unit 454 and retrofits | 622 | 7305 | Rate Constraint in lbs/MMBtu | FALSE | L | Annual | Standard NOX | lb/MMBtu | 0.25 | 0.25 | 0.25 | 0.25 | 0.25 | 0.25 | 0.25
IL Fac. Spec. - NOX Rate Summer v3.1, Unit 454 and retrofits | 622 | 7305 | Rate Constraint in lbs/MMBtu | FALSE | L | Annual | Emissions at Affected Plants NOX | Thousand Tons | 7.7713e-05 | 6.217e-05 | 0 | 0 | 0 | 0 | 0
IL Fac. Spec. - NOX Rate Summer v3.1, Unit 454 and retrofits | 622 | 7305 | Rate Constraint in lbs/MMBtu | FALSE | L | Annual | Allowances Purchased NOX | Thousand Tons | 0 | 0 | 0 | 0 | 0 | 0 | 0
IL Fac. Spec. - NOX Rate Summer v3.1, Unit 454 and retrofits | 622 | 7305 | Rate Constraint in lbs/MMBtu | FALSE | L | Annual | Allowances Sold NOX | Thousand Tons | 0 | 0 | 0 | 0 | 0 | 0 | 0
IL Fac. Spec. - NOX Rate Summer v3.1, Unit 454 and retrofits | 622 | 7305 | Rate Constraint in lbs/MMBtu | FALSE | L | Annual | Allowances Banked | Thousand Tons | 0 | 0 | 0 | 0 | 0 | 0 | 0
IL Fac. Spec. - NOX Rate Summer v3.1, Unit 454 and retrofits | 622 | 7305 | Rate Constraint in lbs/MMBtu | FALSE | L | Annual | Allowances Withdrawn (1:1) | Thousand Tons | 0 | 0 | 0 | 0 | 0 | 0 | 0
IL Fac. Spec. - NOX Rate Summer v3.1, Unit 454 and retrofits | 622 | 7305 | Rate Constraint in lbs/MMBtu | FALSE | L | Annual | Allowances Withdrawn (n:1) | Thousand Tons | 0 | 0 | 0 | 0 | 0 | 0 | 0
IL Fac. Spec. - NOX Rate Summer v3.1, Unit 454 and retrofits | 622 | 7305 | Rate Constraint in lbs/MMBtu | FALSE | L | Annual | Net Emissions Allowance Position | Thousand Tons | 7.7713e-05 | 6.217e-05 | 0 | 0 | 0 | 0 | 0
IL Fac. Spec. - NOX Rate Summer v3.1, Unit 454 and retrofits | 622 | 7305 | Rate Constraint in lbs/MMBtu | FALSE | L | Annual | Fuel Consumed | TBtu | 0.0086976 | 0.0069581 | 0 | 0 | 0 | 0 | 0
IL Fac. Spec. - NOX Rate Summer v3.1, Unit 454 and retrofits | 622 | 7305 | Rate Constraint in lbs/MMBtu | FALSE | L | Annual | Rate | lb/MMBtu | 0.01787 | 0.01787 | 0 | 0 | 0 | 0 | 0
IL Fac. Spec. - NOX Rate Summer v3.1, Unit 454 and retrofits | 622 | 7305 | Rate Constraint in lbs/MMBtu | FALSE | L | Annual | Generation | TWh | 0.00064498 | 0.00051599 | 0 | 0 | 0 | 0 | 0
IL Fac. Spec. - NOX Rate Summer v3.1, Unit 454 and retrofits | 622 | 7305 | Rate Constraint in lbs/MMBtu | FALSE | L | Annual | Qualifying Generation | TWh | 0.00064498 | 0.00051599 | 0 | 0 | 0 | 0 | 0
IL Fac. Spec. - NOX Rate Summer v3.1, Unit 454 and retrofits | 622 | 7305 | Rate Constraint in lbs/MMBtu | FALSE | L | Annual | Rate | lb/MWh | 0.24098 | 0.24098 | 0 | 0 | 0 | 0 | 0
IL Fac. Spec. - NOX Rate Summer v3.1, Unit 454 and retrofits | 622 | 7305 | Rate Constraint in lbs/MMBtu | FALSE | L | Annual | Constraint Shadow Price | US2022$/Ton | 0 | 0 | 0 | 0 | 0 | 0 | 0
IL Fac. Spec. - NOX Rate Summer v3.1, Unit 455 and retrofits | 623 | 7305 | Rate Constraint in lbs/MMBtu | FALSE | L | Annual | Seasons Included | Seasons | Summer | Summer | Summer | Summer | Summer | Summer | Summer
IL Fac. Spec. - NOX Rate Summer v3.1, Unit 455 and retrofits | 623 | 7305 | Rate Constraint in lbs/MMBtu | FALSE | L | Annual | Standard NOX | lb/MMBtu | 0.25 | 0.25 | 0.25 | 0.25 | 0.25 | 0.25 | 0.25
IL Fac. Spec. - NOX Rate Summer v3.1, Unit 455 and retrofits | 623 | 7305 | Rate Constraint in lbs/MMBtu | FALSE | L | Annual | Emissions at Affected Plants NOX | Thousand Tons | 7.9713e-05 | 6.3771e-05 | 0 | 0 | 0 | 0 | 0
IL Fac. Spec. - NOX Rate Summer v3.1, Unit 455 and retrofits | 623 | 7305 | Rate Constraint in lbs/MMBtu | FALSE | L | Annual | Allowances Purchased NOX | Thousand Tons | 0 | 0 | 0 | 0 | 0 | 0 | 0
IL Fac. Spec. - NOX Rate Summer v3.1, Unit 455 and retrofits | 623 | 7305 | Rate Constraint in lbs/MMBtu | FALSE | L | Annual | Allowances Sold NOX | Thousand Tons | 0 | 0 | 0 | 0 | 0 | 0 | 0
IL Fac. Spec. - NOX Rate Summer v3.1, Unit 455 and retrofits | 623 | 7305 | Rate Constraint in lbs/MMBtu | FALSE | L | Annual | Allowances Banked | Thousand Tons | 0 | 0 | 0 | 0 | 0 | 0 | 0
IL Fac. Spec. - NOX Rate Summer v3.1, Unit 455 and retrofits | 623 | 7305 | Rate Constraint in lbs/MMBtu | FALSE | L | Annual | Allowances Withdrawn (1:1) | Thousand Tons | 0 | 0 | 0 | 0 | 0 | 0 | 0
IL Fac. Spec. - NOX Rate Summer v3.1, Unit 455 and retrofits | 623 | 7305 | Rate Constraint in lbs/MMBtu | FALSE | L | Annual | Allowances Withdrawn (n:1) | Thousand Tons | 0 | 0 | 0 | 0 | 0 | 0 | 0
IL Fac. Spec. - NOX Rate Summer v3.1, Unit 455 and retrofits | 623 | 7305 | Rate Constraint in lbs/MMBtu | FALSE | L | Annual | Net Emissions Allowance Position | Thousand Tons | 7.9713e-05 | 6.3771e-05 | 0 | 0 | 0 | 0 | 0
IL Fac. Spec. - NOX Rate Summer v3.1, Unit 455 and retrofits | 623 | 7305 | Rate Constraint in lbs/MMBtu | FALSE | L | Annual | Fuel Consumed | TBtu | 0.0086976 | 0.0069581 | 0 | 0 | 0 | 0 | 0
IL Fac. Spec. - NOX Rate Summer v3.1, Unit 455 and retrofits | 623 | 7305 | Rate Constraint in lbs/MMBtu | FALSE | L | Annual | Rate | lb/MMBtu | 0.01833 | 0.01833 | 0 | 0 | 0 | 0 | 0
IL Fac. Spec. - NOX Rate Summer v3.1, Unit 455 and retrofits | 623 | 7305 | Rate Constraint in lbs/MMBtu | FALSE | L | Annual | Generation | TWh | 0.00064498 | 0.00051599 | 0 | 0 | 0 | 0 | 0
IL Fac. Spec. - NOX Rate Summer v3.1, Unit 455 and retrofits | 623 | 7305 | Rate Constraint in lbs/MMBtu | FALSE | L | Annual | Qualifying Generation | TWh | 0.00064498 | 0.00051599 | 0 | 0 | 0 | 0 | 0
IL Fac. Spec. - NOX Rate Summer v3.1, Unit 455 and retrofits | 623 | 7305 | Rate Constraint in lbs/MMBtu | FALSE | L | Annual | Rate | lb/MWh | 0.24718 | 0.24718 | 0 | 0 | 0 | 0 | 0
IL Fac. Spec. - NOX Rate Summer v3.1, Unit 455 and retrofits | 623 | 7305 | Rate Constraint in lbs/MMBtu | FALSE | L | Annual | Constraint Shadow Price | US2022$/Ton | 0 | 0 | 0 | 0 | 0 | 0 | 0
IL Fac. Spec. - NOX Rate Summer v3.1, Unit 456 and retrofits | 624 | 7305 | Rate Constraint in lbs/MMBtu | FALSE | L | Annual | Seasons Included | Seasons | Summer | Summer | Summer | Summer | Summer | Summer | Summer
IL Fac. Spec. - NOX Rate Summer v3.1, Unit 456 and retrofits | 624 | 7305 | Rate Constraint in lbs/MMBtu | FALSE | L | Annual | Standard NOX | lb/MMBtu | 0.25 | 0.25 | 0.25 | 0.25 | 0.25 | 0.25 | 0.25
IL Fac. Spec. - NOX Rate Summer v3.1, Unit 456 and retrofits | 624 | 7305 | Rate Constraint in lbs/MMBtu | FALSE | L | Annual | Emissions at Affected Plants NOX | Thousand Tons | 0.00010067 | 8.054e-05 | 0 | 0 | 0 | 0 | 0
IL Fac. Spec. - NOX Rate Summer v3.1, Unit 456 and retrofits | 624 | 7305 | Rate Constraint in lbs/MMBtu | FALSE | L | Annual | Allowances Purchased NOX | Thousand Tons | 0 | 0 | 0 | 0 | 0 | 0 | 0
IL Fac. Spec. - NOX Rate Summer v3.1, Unit 456 and retrofits | 624 | 7305 | Rate Constraint in lbs/MMBtu | FALSE | L | Annual | Allowances Sold NOX | Thousand Tons | 0 | 0 | 0 | 0 | 0 | 0 | 0
IL Fac. Spec. - NOX Rate Summer v3.1, Unit 456 and retrofits | 624 | 7305 | Rate Constraint in lbs/MMBtu | FALSE | L | Annual | Allowances Banked | Thousand Tons | 0 | 0 | 0 | 0 | 0 | 0 | 0
IL Fac. Spec. - NOX Rate Summer v3.1, Unit 456 and retrofits | 624 | 7305 | Rate Constraint in lbs/MMBtu | FALSE | L | Annual | Allowances Withdrawn (1:1) | Thousand Tons | 0 | 0 | 0 | 0 | 0 | 0 | 0
IL Fac. Spec. - NOX Rate Summer v3.1, Unit 456 and retrofits | 624 | 7305 | Rate Constraint in lbs/MMBtu | FALSE | L | Annual | Allowances Withdrawn (n:1) | Thousand Tons | 0 | 0 | 0 | 0 | 0 | 0 | 0
IL Fac. Spec. - NOX Rate Summer v3.1, Unit 456 and retrofits | 624 | 7305 | Rate Constraint in lbs/MMBtu | FALSE | L | Annual | Net Emissions Allowance Position | Thousand Tons | 0.00010067 | 8.054e-05 | 0 | 0 | 0 | 0 | 0
IL Fac. Spec. - NOX Rate Summer v3.1, Unit 456 and retrofits | 624 | 7305 | Rate Constraint in lbs/MMBtu | FALSE | L | Annual | Fuel Consumed | TBtu | 0.0086976 | 0.0069581 | 0 | 0 | 0 | 0 | 0
IL Fac. Spec. - NOX Rate Summer v3.1, Unit 456 and retrofits | 624 | 7305 | Rate Constraint in lbs/MMBtu | FALSE | L | Annual | Rate | lb/MMBtu | 0.02315 | 0.02315 | 0 | 0 | 0 | 0 | 0
IL Fac. Spec. - NOX Rate Summer v3.1, Unit 456 and retrofits | 624 | 7305 | Rate Constraint in lbs/MMBtu | FALSE | L | Annual | Generation | TWh | 0.00064498 | 0.00051599 | 0 | 0 | 0 | 0 | 0
IL Fac. Spec. - NOX Rate Summer v3.1, Unit 456 and retrofits | 624 | 7305 | Rate Constraint in lbs/MMBtu | FALSE | L | Annual | Qualifying Generation | TWh | 0.00064498 | 0.00051599 | 0 | 0 | 0 | 0 | 0
IL Fac. Spec. - NOX Rate Summer v3.1, Unit 456 and retrofits | 624 | 7305 | Rate Constraint in lbs/MMBtu | FALSE | L | Annual | Rate | lb/MWh | 0.31218 | 0.31218 | 0 | 0 | 0 | 0 | 0
IL Fac. Spec. - NOX Rate Summer v3.1, Unit 456 and retrofits | 624 | 7305 | Rate Constraint in lbs/MMBtu | FALSE | L | Annual | Constraint Shadow Price | US2022$/Ton | 0 | 0 | 0 | 0 | 0 | 0 | 0
IL Fac. Spec. - NOX Rate Summer v3.1, Unit 457 and retrofits | 625 | 7305 | Rate Constraint in lbs/MMBtu | FALSE | L | Annual | Seasons Included | Seasons | Summer | Summer | Summer | Summer | Summer | Summer | Summer
IL Fac. Spec. - NOX Rate Summer v3.1, Unit 457 and retrofits | 625 | 7305 | Rate Constraint in lbs/MMBtu | FALSE | L | Annual | Standard NOX | lb/MMBtu | 0.25 | 0.25 | 0.25 | 0.25 | 0.25 | 0.25 | 0.25
IL Fac. Spec. - NOX Rate Summer v3.1, Unit 457 and retrofits | 625 | 7305 | Rate Constraint in lbs/MMBtu | FALSE | L | Annual | Emissions at Affected Plants NOX | Thousand Tons | 9.5847e-05 | 7.6678e-05 | 0 | 0 | 0 | 0 | 0
IL Fac. Spec. - NOX Rate Summer v3.1, Unit 457 and retrofits | 625 | 7305 | Rate Constraint in lbs/MMBtu | FALSE | L | Annual | Allowances Purchased NOX | Thousand Tons | 0 | 0 | 0 | 0 | 0 | 0 | 0
IL Fac. Spec. - NOX Rate Summer v3.1, Unit 457 and retrofits | 625 | 7305 | Rate Constraint in lbs/MMBtu | FALSE | L | Annual | Allowances Sold NOX | Thousand Tons | 0 | 0 | 0 | 0 | 0 | 0 | 0
IL Fac. Spec. - NOX Rate Summer v3.1, Unit 457 and retrofits | 625 | 7305 | Rate Constraint in lbs/MMBtu | FALSE | L | Annual | Allowances Banked | Thousand Tons | 0 | 0 | 0 | 0 | 0 | 0 | 0
IL Fac. Spec. - NOX Rate Summer v3.1, Unit 457 and retrofits | 625 | 7305 | Rate Constraint in lbs/MMBtu | FALSE | L | Annual | Allowances Withdrawn (1:1) | Thousand Tons | 0 | 0 | 0 | 0 | 0 | 0 | 0
IL Fac. Spec. - NOX Rate Summer v3.1, Unit 457 and retrofits | 625 | 7305 | Rate Constraint in lbs/MMBtu | FALSE | L | Annual | Allowances Withdrawn (n:1) | Thousand Tons | 0 | 0 | 0 | 0 | 0 | 0 | 0
IL Fac. Spec. - NOX Rate Summer v3.1, Unit 457 and retrofits | 625 | 7305 | Rate Constraint in lbs/MMBtu | FALSE | L | Annual | Net Emissions Allowance Position | Thousand Tons | 9.5847e-05 | 7.6678e-05 | 0 | 0 | 0 | 0 | 0
IL Fac. Spec. - NOX Rate Summer v3.1, Unit 457 and retrofits | 625 | 7305 | Rate Constraint in lbs/MMBtu | FALSE | L | Annual | Fuel Consumed | TBtu | 0.0086976 | 0.0069581 | 0 | 0 | 0 | 0 | 0
IL Fac. Spec. - NOX Rate Summer v3.1, Unit 457 and retrofits | 625 | 7305 | Rate Constraint in lbs/MMBtu | FALSE | L | Annual | Rate | lb/MMBtu | 0.02204 | 0.02204 | 0 | 0 | 0 | 0 | 0
IL Fac. Spec. - NOX Rate Summer v3.1, Unit 457 and retrofits | 625 | 7305 | Rate Constraint in lbs/MMBtu | FALSE | L | Annual | Generation | TWh | 0.00064498 | 0.00051599 | 0 | 0 | 0 | 0 | 0
IL Fac. Spec. - NOX Rate Summer v3.1, Unit 457 and retrofits | 625 | 7305 | Rate Constraint in lbs/MMBtu | FALSE | L | Annual | Qualifying Generation | TWh | 0.00064498 | 0.00051599 | 0 | 0 | 0 | 0 | 0
IL Fac. Spec. - NOX Rate Summer v3.1, Unit 457 and retrofits | 625 | 7305 | Rate Constraint in lbs/MMBtu | FALSE | L | Annual | Rate | lb/MWh | 0.29721 | 0.29721 | 0 | 0 | 0 | 0 | 0
IL Fac. Spec. - NOX Rate Summer v3.1, Unit 457 and retrofits | 625 | 7305 | Rate Constraint in lbs/MMBtu | FALSE | L | Annual | Constraint Shadow Price | US2022$/Ton | 0 | 0 | 0 | 0 | 0 | 0 | 0
IL Fac. Spec. - NOX Rate Summer v3.1, Unit 458 and retrofits | 626 | 7305 | Rate Constraint in lbs/MMBtu | FALSE | L | Annual | Seasons Included | Seasons | Summer | Summer | Summer | Summer | Summer | Summer | Summer
IL Fac. Spec. - NOX Rate Summer v3.1, Unit 458 and retrofits | 626 | 7305 | Rate Constraint in lbs/MMBtu | FALSE | L | Annual | Standard NOX | lb/MMBtu | 0.25 | 0.25 | 0.25 | 0.25 | 0.25 | 0.25 | 0.25
IL Fac. Spec. - NOX Rate Summer v3.1, Unit 458 and retrofits | 626 | 7305 | Rate Constraint in lbs/MMBtu | FALSE | L | Annual | Emissions at Affected Plants NOX | Thousand Tons | 9.7543e-05 | 7.8035e-05 | 0 | 0 | 0 | 0 | 0
IL Fac. Spec. - NOX Rate Summer v3.1, Unit 458 and retrofits | 626 | 7305 | Rate Constraint in lbs/MMBtu | FALSE | L | Annual | Allowances Purchased NOX | Thousand Tons | 0 | 0 | 0 | 0 | 0 | 0 | 0
IL Fac. Spec. - NOX Rate Summer v3.1, Unit 458 and retrofits | 626 | 7305 | Rate Constraint in lbs/MMBtu | FALSE | L | Annual | Allowances Sold NOX | Thousand Tons | 0 | 0 | 0 | 0 | 0 | 0 | 0
IL Fac. Spec. - NOX Rate Summer v3.1, Unit 458 and retrofits | 626 | 7305 | Rate Constraint in lbs/MMBtu | FALSE | L | Annual | Allowances Banked | Thousand Tons | 0 | 0 | 0 | 0 | 0 | 0 | 0
IL Fac. Spec. - NOX Rate Summer v3.1, Unit 458 and retrofits | 626 | 7305 | Rate Constraint in lbs/MMBtu | FALSE | L | Annual | Allowances Withdrawn (1:1) | Thousand Tons | 0 | 0 | 0 | 0 | 0 | 0 | 0
IL Fac. Spec. - NOX Rate Summer v3.1, Unit 458 and retrofits | 626 | 7305 | Rate Constraint in lbs/MMBtu | FALSE | L | Annual | Allowances Withdrawn (n:1) | Thousand Tons | 0 | 0 | 0 | 0 | 0 | 0 | 0
IL Fac. Spec. - NOX Rate Summer v3.1, Unit 458 and retrofits | 626 | 7305 | Rate Constraint in lbs/MMBtu | FALSE | L | Annual | Net Emissions Allowance Position | Thousand Tons | 9.7543e-05 | 7.8035e-05 | 0 | 0 | 0 | 0 | 0
IL Fac. Spec. - NOX Rate Summer v3.1, Unit 458 and retrofits | 626 | 7305 | Rate Constraint in lbs/MMBtu | FALSE | L | Annual | Fuel Consumed | TBtu | 0.0086976 | 0.0069581 | 0 | 0 | 0 | 0 | 0
IL Fac. Spec. - NOX Rate Summer v3.1, Unit 458 and retrofits | 626 | 7305 | Rate Constraint in lbs/MMBtu | FALSE | L | Annual | Rate | lb/MMBtu | 0.02243 | 0.02243 | 0 | 0 | 0 | 0 | 0
IL Fac. Spec. - NOX Rate Summer v3.1, Unit 458 and retrofits | 626 | 7305 | Rate Constraint in lbs/MMBtu | FALSE | L | Annual | Generation | TWh | 0.00064498 | 0.00051599 | 0 | 0 | 0 | 0 | 0
IL Fac. Spec. - NOX Rate Summer v3.1, Unit 458 and retrofits | 626 | 7305 | Rate Constraint in lbs/MMBtu | FALSE | L | Annual | Qualifying Generation | TWh | 0.00064498 | 0.00051599 | 0 | 0 | 0 | 0 | 0
IL Fac. Spec. - NOX Rate Summer v3.1, Unit 458 and retrofits | 626 | 7305 | Rate Constraint in lbs/MMBtu | FALSE | L | Annual | Rate | lb/MWh | 0.30247 | 0.30247 | 0 | 0 | 0 | 0 | 0
IL Fac. Spec. - NOX Rate Summer v3.1, Unit 458 and retrofits | 626 | 7305 | Rate Constraint in lbs/MMBtu | FALSE | L | Annual | Constraint Shadow Price | US2022$/Ton | 0 | 0 | 0 | 0 | 0 | 0 | 0
IL Fac. Spec. - NOX Rate Summer v3.1, Unit 459 and retrofits | 627 | 7305 | Rate Constraint in lbs/MMBtu | FALSE | L | Annual | Seasons Included | Seasons | Summer | Summer | Summer | Summer | Summer | Summer | Summer
IL Fac. Spec. - NOX Rate Summer v3.1, Unit 459 and retrofits | 627 | 7305 | Rate Constraint in lbs/MMBtu | FALSE | L | Annual | Standard NOX | lb/MMBtu | 0.25 | 0.25 | 0.25 | 0.25 | 0.25 | 0.25 | 0.25
IL Fac. Spec. - NOX Rate Summer v3.1, Unit 459 and retrofits | 627 | 7305 | Rate Constraint in lbs/MMBtu | FALSE | L | Annual | Emissions at Affected Plants NOX | Thousand Tons | 0.00010971 | 8.7766e-05 | 0 | 0 | 0 | 0 | 0
IL Fac. Spec. - NOX Rate Summer v3.1, Unit 459 and retrofits | 627 | 7305 | Rate Constraint in lbs/MMBtu | FALSE | L | Annual | Allowances Purchased NOX | Thousand Tons | 0 | 0 | 0 | 0 | 0 | 0 | 0
IL Fac. Spec. - NOX Rate Summer v3.1, Unit 459 and retrofits | 627 | 7305 | Rate Constraint in lbs/MMBtu | FALSE | L | Annual | Allowances Sold NOX | Thousand Tons | 0 | 0 | 0 | 0 | 0 | 0 | 0
IL Fac. Spec. - NOX Rate Summer v3.1, Unit 459 and retrofits | 627 | 7305 | Rate Constraint in lbs/MMBtu | FALSE | L | Annual | Allowances Banked | Thousand Tons | 0 | 0 | 0 | 0 | 0 | 0 | 0
IL Fac. Spec. - NOX Rate Summer v3.1, Unit 459 and retrofits | 627 | 7305 | Rate Constraint in lbs/MMBtu | FALSE | L | Annual | Allowances Withdrawn (1:1) | Thousand Tons | 0 | 0 | 0 | 0 | 0 | 0 | 0
IL Fac. Spec. - NOX Rate Summer v3.1, Unit 459 and retrofits | 627 | 7305 | Rate Constraint in lbs/MMBtu | FALSE | L | Annual | Allowances Withdrawn (n:1) | Thousand Tons | 0 | 0 | 0 | 0 | 0 | 0 | 0
IL Fac. Spec. - NOX Rate Summer v3.1, Unit 459 and retrofits | 627 | 7305 | Rate Constraint in lbs/MMBtu | FALSE | L | Annual | Net Emissions Allowance Position | Thousand Tons | 0.00010971 | 8.7766e-05 | 0 | 0 | 0 | 0 | 0
IL Fac. Spec. - NOX Rate Summer v3.1, Unit 459 and retrofits | 627 | 7305 | Rate Constraint in lbs/MMBtu | FALSE | L | Annual | Fuel Consumed | TBtu | 0.0091043 | 0.0072835 | 0 | 0 | 0 | 0 | 0
IL Fac. Spec. - NOX Rate Summer v3.1, Unit 459 and retrofits | 627 | 7305 | Rate Constraint in lbs/MMBtu | FALSE | L | Annual | Rate | lb/MMBtu | 0.0241 | 0.0241 | 0 | 0 | 0 | 0 | 0
IL Fac. Spec. - NOX Rate Summer v3.1, Unit 459 and retrofits | 627 | 7305 | Rate Constraint in lbs/MMBtu | FALSE | L | Annual | Generation | TWh | 0.00067186 | 0.00053749 | 0 | 0 | 0 | 0 | 0
IL Fac. Spec. - NOX Rate Summer v3.1, Unit 459 and retrofits | 627 | 7305 | Rate Constraint in lbs/MMBtu | FALSE | L | Annual | Qualifying Generation | TWh | 0.00067186 | 0.00053749 | 0 | 0 | 0 | 0 | 0
IL Fac. Spec. - NOX Rate Summer v3.1, Unit 459 and retrofits | 627 | 7305 | Rate Constraint in lbs/MMBtu | FALSE | L | Annual | Rate | lb/MWh | 0.32658 | 0.32658 | 0 | 0 | 0 | 0 | 0
IL Fac. Spec. - NOX Rate Summer v3.1, Unit 459 and retrofits | 627 | 7305 | Rate Constraint in lbs/MMBtu | FALSE | L | Annual | Constraint Shadow Price | US2022$/Ton | 0 | 0 | 0 | 0 | 0 | 0 | 0
IL Fac. Spec. - NOX Rate Summer v3.1, Unit 460 and retrofits | 628 | 7305 | Rate Constraint in lbs/MMBtu | FALSE | L | Annual | Seasons Included | Seasons | Summer | Summer | Summer | Summer | Summer | Summer | Summer
IL Fac. Spec. - NOX Rate Summer v3.1, Unit 460 and retrofits | 628 | 7305 | Rate Constraint in lbs/MMBtu | FALSE | L | Annual | Standard NOX | lb/MMBtu | 0.25 | 0.25 | 0.25 | 0.25 | 0.25 | 0.25 | 0.25
IL Fac. Spec. - NOX Rate Summer v3.1, Unit 460 and retrofits | 628 | 7305 | Rate Constraint in lbs/MMBtu | FALSE | L | Annual | Emissions at Affected Plants NOX | Thousand Tons | 7.49e-05 | 8.56e-05 | 0 | 0 | 0 | 0 | 0
IL Fac. Spec. - NOX Rate Summer v3.1, Unit 460 and retrofits | 628 | 7305 | Rate Constraint in lbs/MMBtu | FALSE | L | Annual | Allowances Purchased NOX | Thousand Tons | 0 | 0 | 0 | 0 | 0 | 0 | 0
IL Fac. Spec. - NOX Rate Summer v3.1, Unit 460 and retrofits | 628 | 7305 | Rate Constraint in lbs/MMBtu | FALSE | L | Annual | Allowances Sold NOX | Thousand Tons | 0 | 0 | 0 | 0 | 0 | 0 | 0
IL Fac. Spec. - NOX Rate Summer v3.1, Unit 460 and retrofits | 628 | 7305 | Rate Constraint in lbs/MMBtu | FALSE | L | Annual | Allowances Banked | Thousand Tons | 0 | 0 | 0 | 0 | 0 | 0 | 0
IL Fac. Spec. - NOX Rate Summer v3.1, Unit 460 and retrofits | 628 | 7305 | Rate Constraint in lbs/MMBtu | FALSE | L | Annual | Allowances Withdrawn (1:1) | Thousand Tons | 0 | 0 | 0 | 0 | 0 | 0 | 0
IL Fac. Spec. - NOX Rate Summer v3.1, Unit 460 and retrofits | 628 | 7305 | Rate Constraint in lbs/MMBtu | FALSE | L | Annual | Allowances Withdrawn (n:1) | Thousand Tons | 0 | 0 | 0 | 0 | 0 | 0 | 0
IL Fac. Spec. - NOX Rate Summer v3.1, Unit 460 and retrofits | 628 | 7305 | Rate Constraint in lbs/MMBtu | FALSE | L | Annual | Net Emissions Allowance Position | Thousand Tons | 7.49e-05 | 8.56e-05 | 0 | 0 | 0 | 0 | 0
IL Fac. Spec. - NOX Rate Summer v3.1, Unit 460 and retrofits | 628 | 7305 | Rate Constraint in lbs/MMBtu | FALSE | L | Annual | Fuel Consumed | TBtu | 0.0063744 | 0.0072851 | 0 | 0 | 0 | 0 | 0
IL Fac. Spec. - NOX Rate Summer v3.1, Unit 460 and retrofits | 628 | 7305 | Rate Constraint in lbs/MMBtu | FALSE | L | Annual | Rate | lb/MMBtu | 0.0235 | 0.0235 | 0 | 0 | 0 | 0 | 0
IL Fac. Spec. - NOX Rate Summer v3.1, Unit 460 and retrofits | 628 | 7305 | Rate Constraint in lbs/MMBtu | FALSE | L | Annual | Generation | TWh | 0.0004703 | 0.00053749 | 0 | 0 | 0 | 0 | 0
IL Fac. Spec. - NOX Rate Summer v3.1, Unit 460 and retrofits | 628 | 7305 | Rate Constraint in lbs/MMBtu | FALSE | L | Annual | Qualifying Generation | TWh | 0.0004703 | 0.00053749 | 0 | 0 | 0 | 0 | 0
IL Fac. Spec. - NOX Rate Summer v3.1, Unit 460 and retrofits | 628 | 7305 | Rate Constraint in lbs/MMBtu | FALSE | L | Annual | Rate | lb/MWh | 0.31852 | 0.31852 | 0 | 0 | 0 | 0 | 0
IL Fac. Spec. - NOX Rate Summer v3.1, Unit 460 and retrofits | 628 | 7305 | Rate Constraint in lbs/MMBtu | FALSE | L | Annual | Constraint Shadow Price | US2022$/Ton | 0 | 0 | 0 | 0 | 0 | 0 | 0
IL Fac. Spec. - NOX Rate Summer v3.1, Unit 461 and retrofits | 629 | 7305 | Rate Constraint in lbs/MMBtu | FALSE | L | Annual | Seasons Included | Seasons | Summer | Summer | Summer | Summer | Summer | Summer | Summer
IL Fac. Spec. - NOX Rate Summer v3.1, Unit 461 and retrofits | 629 | 7305 | Rate Constraint in lbs/MMBtu | FALSE | L | Annual | Standard NOX | lb/MMBtu | 0.25 | 0.25 | 0.25 | 0.25 | 0.25 | 0.25 | 0.25
IL Fac. Spec. - NOX Rate Summer v3.1, Unit 461 and retrofits | 629 | 7305 | Rate Constraint in lbs/MMBtu | FALSE | L | Annual | Emissions at Affected Plants NOX | Thousand Tons | 6.9195e-05 | 7.9079e-05 | 0 | 0 | 0 | 0 | 0
IL Fac. Spec. - NOX Rate Summer v3.1, Unit 461 and retrofits | 629 | 7305 | Rate Constraint in lbs/MMBtu | FALSE | L | Annual | Allowances Purchased NOX | Thousand Tons | 0 | 0 | 0 | 0 | 0 | 0 | 0
IL Fac. Spec. - NOX Rate Summer v3.1, Unit 461 and retrofits | 629 | 7305 | Rate Constraint in lbs/MMBtu | FALSE | L | Annual | Allowances Sold NOX | Thousand Tons | 0 | 0 | 0 | 0 | 0 | 0 | 0
IL Fac. Spec. - NOX Rate Summer v3.1, Unit 461 and retrofits | 629 | 7305 | Rate Constraint in lbs/MMBtu | FALSE | L | Annual | Allowances Banked | Thousand Tons | 0 | 0 | 0 | 0 | 0 | 0 | 0
IL Fac. Spec. - NOX Rate Summer v3.1, Unit 461 and retrofits | 629 | 7305 | Rate Constraint in lbs/MMBtu | FALSE | L | Annual | Allowances Withdrawn (1:1) | Thousand Tons | 0 | 0 | 0 | 0 | 0 | 0 | 0
IL Fac. Spec. - NOX Rate Summer v3.1, Unit 461 and retrofits | 629 | 7305 | Rate Constraint in lbs/MMBtu | FALSE | L | Annual | Allowances Withdrawn (n:1) | Thousand Tons | 0 | 0 | 0 | 0 | 0 | 0 | 0
IL Fac. Spec. - NOX Rate Summer v3.1, Unit 461 and retrofits | 629 | 7305 | Rate Constraint in lbs/MMBtu | FALSE | L | Annual | Net Emissions Allowance Position | Thousand Tons | 6.9195e-05 | 7.9079e-05 | 0 | 0 | 0 | 0 | 0
IL Fac. Spec. - NOX Rate Summer v3.1, Unit 461 and retrofits | 629 | 7305 | Rate Constraint in lbs/MMBtu | FALSE | L | Annual | Fuel Consumed | TBtu | 0.0063744 | 0.0072851 | 0 | 0 | 0 | 0 | 0
IL Fac. Spec. - NOX Rate Summer v3.1, Unit 461 and retrofits | 629 | 7305 | Rate Constraint in lbs/MMBtu | FALSE | L | Annual | Rate | lb/MMBtu | 0.02171 | 0.02171 | 0 | 0 | 0 | 0 | 0
IL Fac. Spec. - NOX Rate Summer v3.1, Unit 461 and retrofits | 629 | 7305 | Rate Constraint in lbs/MMBtu | FALSE | L | Annual | Generation | TWh | 0.0004703 | 0.00053749 | 0 | 0 | 0 | 0 | 0
IL Fac. Spec. - NOX Rate Summer v3.1, Unit 461 and retrofits | 629 | 7305 | Rate Constraint in lbs/MMBtu | FALSE | L | Annual | Qualifying Generation | TWh | 0.0004703 | 0.00053749 | 0 | 0 | 0 | 0 | 0
IL Fac. Spec. - NOX Rate Summer v3.1, Unit 461 and retrofits | 629 | 7305 | Rate Constraint in lbs/MMBtu | FALSE | L | Annual | Rate | lb/MWh | 0.29426 | 0.29426 | 0 | 0 | 0 | 0 | 0
IL Fac. Spec. - NOX Rate Summer v3.1, Unit 461 and retrofits | 629 | 7305 | Rate Constraint in lbs/MMBtu | FALSE | L | Annual | Constraint Shadow Price | US2022$/Ton | 0 | 0 | 0 | 0 | 0 | 0 | 0
IL Fac. Spec. - NOX Rate Summer v3.1, Unit 462 and retrofits | 630 | 7305 | Rate Constraint in lbs/MMBtu | FALSE | L | Annual | Seasons Included | Seasons | Summer | Summer | Summer | Summer | Summer | Summer | Summer
IL Fac. Spec. - NOX Rate Summer v3.1, Unit 462 and retrofits | 630 | 7305 | Rate Constraint in lbs/MMBtu | FALSE | L | Annual | Standard NOX | lb/MMBtu | 0.25 | 0.25 | 0.25 | 0.25 | 0.25 | 0.25 | 0.25
IL Fac. Spec. - NOX Rate Summer v3.1, Unit 462 and retrofits | 630 | 7305 | Rate Constraint in lbs/MMBtu | FALSE | L | Annual | Emissions at Affected Plants NOX | Thousand Tons | 9.9827e-05 | 8.1702e-05 | 0 | 0 | 0 | 0 | 0
IL Fac. Spec. - NOX Rate Summer v3.1, Unit 462 and retrofits | 630 | 7305 | Rate Constraint in lbs/MMBtu | FALSE | L | Annual | Allowances Purchased NOX | Thousand Tons | 0 | 0 | 0 | 0 | 0 | 0 | 0
IL Fac. Spec. - NOX Rate Summer v3.1, Unit 462 and retrofits | 630 | 7305 | Rate Constraint in lbs/MMBtu | FALSE | L | Annual | Allowances Sold NOX | Thousand Tons | 0 | 0 | 0 | 0 | 0 | 0 | 0
IL Fac. Spec. - NOX Rate Summer v3.1, Unit 462 and retrofits | 630 | 7305 | Rate Constraint in lbs/MMBtu | FALSE | L | Annual | Allowances Banked | Thousand Tons | 0 | 0 | 0 | 0 | 0 | 0 | 0
IL Fac. Spec. - NOX Rate Summer v3.1, Unit 462 and retrofits | 630 | 7305 | Rate Constraint in lbs/MMBtu | FALSE | L | Annual | Allowances Withdrawn (1:1) | Thousand Tons | 0 | 0 | 0 | 0 | 0 | 0 | 0
IL Fac. Spec. - NOX Rate Summer v3.1, Unit 462 and retrofits | 630 | 7305 | Rate Constraint in lbs/MMBtu | FALSE | L | Annual | Allowances Withdrawn (n:1) | Thousand Tons | 0 | 0 | 0 | 0 | 0 | 0 | 0
IL Fac. Spec. - NOX Rate Summer v3.1, Unit 462 and retrofits | 630 | 7305 | Rate Constraint in lbs/MMBtu | FALSE | L | Annual | Net Emissions Allowance Position | Thousand Tons | 9.9827e-05 | 8.1702e-05 | 0 | 0 | 0 | 0 | 0
IL Fac. Spec. - NOX Rate Summer v3.1, Unit 462 and retrofits | 630 | 7305 | Rate Constraint in lbs/MMBtu | FALSE | L | Annual | Fuel Consumed | TBtu | 0.0089012 | 0.0072851 | 0 | 0 | 0 | 0 | 0
IL Fac. Spec. - NOX Rate Summer v3.1, Unit 462 and retrofits | 630 | 7305 | Rate Constraint in lbs/MMBtu | FALSE | L | Annual | Rate | lb/MMBtu | 0.02243 | 0.02243 | 0 | 0 | 0 | 0 | 0
IL Fac. Spec. - NOX Rate Summer v3.1, Unit 462 and retrofits | 630 | 7305 | Rate Constraint in lbs/MMBtu | FALSE | L | Annual | Generation | TWh | 0.00065672 | 0.00053749 | 0 | 0 | 0 | 0 | 0
IL Fac. Spec. - NOX Rate Summer v3.1, Unit 462 and retrofits | 630 | 7305 | Rate Constraint in lbs/MMBtu | FALSE | L | Annual | Qualifying Generation | TWh | 0.00065672 | 0.00053749 | 0 | 0 | 0 | 0 | 0
IL Fac. Spec. - NOX Rate Summer v3.1, Unit 462 and retrofits | 630 | 7305 | Rate Constraint in lbs/MMBtu | FALSE | L | Annual | Rate | lb/MWh | 0.30402 | 0.30402 | 0 | 0 | 0 | 0 | 0
IL Fac. Spec. - NOX Rate Summer v3.1, Unit 462 and retrofits | 630 | 7305 | Rate Constraint in lbs/MMBtu | FALSE | L | Annual | Constraint Shadow Price | US2022$/Ton | 0 | 0 | 0 | 0 | 0 | 0 | 0
IL Fac. Spec. - NOX Rate Summer v3.1, Unit 463 and retrofits | 631 | 7305 | Rate Constraint in lbs/MMBtu | FALSE | L | Annual | Seasons Included | Seasons | Summer | Summer | Summer | Summer | Summer | Summer | Summer
IL Fac. Spec. - NOX Rate Summer v3.1, Unit 463 and retrofits | 631 | 7305 | Rate Constraint in lbs/MMBtu | FALSE | L | Annual | Standard NOX | lb/MMBtu | 0.25 | 0.25 | 0.25 | 0.25 | 0.25 | 0.25 | 0.25
IL Fac. Spec. - NOX Rate Summer v3.1, Unit 463 and retrofits | 631 | 7305 | Rate Constraint in lbs/MMBtu | FALSE | L | Annual | Emissions at Affected Plants NOX | Thousand Tons | 0.0088911 | 0.0054316 | 0.00014549 | 0 | 0 | 0 | 0
IL Fac. Spec. - NOX Rate Summer v3.1, Unit 463 and retrofits | 631 | 7305 | Rate Constraint in lbs/MMBtu | FALSE | L | Annual | Allowances Purchased NOX | Thousand Tons | 0 | 0 | 0 | 0 | 0 | 0 | 0
IL Fac. Spec. - NOX Rate Summer v3.1, Unit 463 and retrofits | 631 | 7305 | Rate Constraint in lbs/MMBtu | FALSE | L | Annual | Allowances Sold NOX | Thousand Tons | 0 | 0 | 0 | 0 | 0 | 0 | 0
IL Fac. Spec. - NOX Rate Summer v3.1, Unit 463 and retrofits | 631 | 7305 | Rate Constraint in lbs/MMBtu | FALSE | L | Annual | Allowances Banked | Thousand Tons | 0 | 0 | 0 | 0 | 0 | 0 | 0
IL Fac. Spec. - NOX Rate Summer v3.1, Unit 463 and retrofits | 631 | 7305 | Rate Constraint in lbs/MMBtu | FALSE | L | Annual | Allowances Withdrawn (1:1) | Thousand Tons | 0 | 0 | 0 | 0 | 0 | 0 | 0
IL Fac. Spec. - NOX Rate Summer v3.1, Unit 463 and retrofits | 631 | 7305 | Rate Constraint in lbs/MMBtu | FALSE | L | Annual | Allowances Withdrawn (n:1) | Thousand Tons | 0 | 0 | 0 | 0 | 0 | 0 | 0
IL Fac. Spec. - NOX Rate Summer v3.1, Unit 463 and retrofits | 631 | 7305 | Rate Constraint in lbs/MMBtu | FALSE | L | Annual | Net Emissions Allowance Position | Thousand Tons | 0.0088911 | 0.0054316 | 0.00014549 | 0 | 0 | 0 | 0
IL Fac. Spec. - NOX Rate Summer v3.1, Unit 463 and retrofits | 631 | 7305 | Rate Constraint in lbs/MMBtu | FALSE | L | Annual | Fuel Consumed | TBtu | 0.21978 | 0.13426 | 0.0035964 | 0 | 0 | 0 | 0
IL Fac. Spec. - NOX Rate Summer v3.1, Unit 463 and retrofits | 631 | 7305 | Rate Constraint in lbs/MMBtu | FALSE | L | Annual | Rate | lb/MMBtu | 0.08091 | 0.08091 | 0.08091 | 0 | 0 | 0 | 0
IL Fac. Spec. - NOX Rate Summer v3.1, Unit 463 and retrofits | 631 | 7305 | Rate Constraint in lbs/MMBtu | FALSE | L | Annual | Generation | TWh | 0.020454 | 0.012495 | 0.0003347 | 0 | 0 | 0 | 0
IL Fac. Spec. - NOX Rate Summer v3.1, Unit 463 and retrofits | 631 | 7305 | Rate Constraint in lbs/MMBtu | FALSE | L | Annual | Qualifying Generation | TWh | 0.020454 | 0.012495 | 0.0003347 | 0 | 0 | 0 | 0
IL Fac. Spec. - NOX Rate Summer v3.1, Unit 463 and retrofits | 631 | 7305 | Rate Constraint in lbs/MMBtu | FALSE | L | Annual | Rate | lb/MWh | 0.86938 | 0.86938 | 0.86938 | 0 | 0 | 0 | 0
IL Fac. Spec. - NOX Rate Summer v3.1, Unit 463 and retrofits | 631 | 7305 | Rate Constraint in lbs/MMBtu | FALSE | L | Annual | Constraint Shadow Price | US2022$/Ton | 0 | 0 | 0 | 0 | 0 | 0 | 0
IL Fac. Spec. - NOX Rate Summer v3.1, Unit 464 and retrofits | 632 | 7305 | Rate Constraint in lbs/MMBtu | FALSE | L | Annual | Seasons Included | Seasons | Summer | Summer | Summer | Summer | Summer | Summer | Summer
IL Fac. Spec. - NOX Rate Summer v3.1, Unit 464 and retrofits | 632 | 7305 | Rate Constraint in lbs/MMBtu | FALSE | L | Annual | Standard NOX | lb/MMBtu | 0.25 | 0.25 | 0.25 | 0.25 | 0.25 | 0.25 | 0.25
IL Fac. Spec. - NOX Rate Summer v3.1, Unit 464 and retrofits | 632 | 7305 | Rate Constraint in lbs/MMBtu | FALSE | L | Annual | Emissions at Affected Plants NOX | Thousand Tons | 0.0092197 | 0.0049451 | 0.00015087 | 0 | 0 | 0 | 0
IL Fac. Spec. - NOX Rate Summer v3.1, Unit 464 and retrofits | 632 | 7305 | Rate Constraint in lbs/MMBtu | FALSE | L | Annual | Allowances Purchased NOX | Thousand Tons | 0 | 0 | 0 | 0 | 0 | 0 | 0
IL Fac. Spec. - NOX Rate Summer v3.1, Unit 464 and retrofits | 632 | 7305 | Rate Constraint in lbs/MMBtu | FALSE | L | Annual | Allowances Sold NOX | Thousand Tons | 0 | 0 | 0 | 0 | 0 | 0 | 0
IL Fac. Spec. - NOX Rate Summer v3.1, Unit 464 and retrofits | 632 | 7305 | Rate Constraint in lbs/MMBtu | FALSE | L | Annual | Allowances Banked | Thousand Tons | 0 | 0 | 0 | 0 | 0 | 0 | 0
IL Fac. Spec. - NOX Rate Summer v3.1, Unit 464 and retrofits | 632 | 7305 | Rate Constraint in lbs/MMBtu | FALSE | L | Annual | Allowances Withdrawn (1:1) | Thousand Tons | 0 | 0 | 0 | 0 | 0 | 0 | 0
IL Fac. Spec. - NOX Rate Summer v3.1, Unit 464 and retrofits | 632 | 7305 | Rate Constraint in lbs/MMBtu | FALSE | L | Annual | Allowances Withdrawn (n:1) | Thousand Tons | 0 | 0 | 0 | 0 | 0 | 0 | 0
IL Fac. Spec. - NOX Rate Summer v3.1, Unit 464 and retrofits | 632 | 7305 | Rate Constraint in lbs/MMBtu | FALSE | L | Annual | Net Emissions Allowance Position | Thousand Tons | 0.0092197 | 0.0049451 | 0.00015087 | 0 | 0 | 0 | 0
IL Fac. Spec. - NOX Rate Summer v3.1, Unit 464 and retrofits | 632 | 7305 | Rate Constraint in lbs/MMBtu | FALSE | L | Annual | Fuel Consumed | TBtu | 0.21978 | 0.11788 | 0.0035964 | 0 | 0 | 0 | 0
IL Fac. Spec. - NOX Rate Summer v3.1, Unit 464 and retrofits | 632 | 7305 | Rate Constraint in lbs/MMBtu | FALSE | L | Annual | Rate | lb/MMBtu | 0.0839 | 0.0839 | 0.0839 | 0 | 0 | 0 | 0
IL Fac. Spec. - NOX Rate Summer v3.1, Unit 464 and retrofits | 632 | 7305 | Rate Constraint in lbs/MMBtu | FALSE | L | Annual | Generation | TWh | 0.020454 | 0.010971 | 0.0003347 | 0 | 0 | 0 | 0
IL Fac. Spec. - NOX Rate Summer v3.1, Unit 464 and retrofits | 632 | 7305 | Rate Constraint in lbs/MMBtu | FALSE | L | Annual | Qualifying Generation | TWh | 0.020454 | 0.010971 | 0.0003347 | 0 | 0 | 0 | 0
IL Fac. Spec. - NOX Rate Summer v3.1, Unit 464 and retrofits | 632 | 7305 | Rate Constraint in lbs/MMBtu | FALSE | L | Annual | Rate | lb/MWh | 0.90151 | 0.90151 | 0.90151 | 0 | 0 | 0 | 0
IL Fac. Spec. - NOX Rate Summer v3.1, Unit 464 and retrofits | 632 | 7305 | Rate Constraint in lbs/MMBtu | FALSE | L | Annual | Constraint Shadow Price | US2022$/Ton | 0 | 0 | 0 | 0 | 0 | 0 | 0
IL Fac. Spec. - NOX Rate Summer v3.1, Unit 465 and retrofits | 633 | 7305 | Rate Constraint in lbs/MMBtu | FALSE | L | Annual | Seasons Included | Seasons | Summer | Summer | Summer | Summer | Summer | Summer | Summer
IL Fac. Spec. - NOX Rate Summer v3.1, Unit 465 and retrofits | 633 | 7305 | Rate Constraint in lbs/MMBtu | FALSE | L | Annual | Standard NOX | lb/MMBtu | 0.25 | 0.25 | 0.25 | 0.25 | 0.25 | 0.25 | 0.25
IL Fac. Spec. - NOX Rate Summer v3.1, Unit 465 and retrofits | 633 | 7305 | Rate Constraint in lbs/MMBtu | FALSE | L | Annual | Emissions at Affected Plants NOX | Thousand Tons | 0.0089394 | 0.0054612 | 0.00014628 | 0 | 0 | 0 | 0
IL Fac. Spec. - NOX Rate Summer v3.1, Unit 465 and retrofits | 633 | 7305 | Rate Constraint in lbs/MMBtu | FALSE | L | Annual | Allowances Purchased NOX | Thousand Tons | 0 | 0 | 0 | 0 | 0 | 0 | 0
IL Fac. Spec. - NOX Rate Summer v3.1, Unit 465 and retrofits | 633 | 7305 | Rate Constraint in lbs/MMBtu | FALSE | L | Annual | Allowances Sold NOX | Thousand Tons | 0 | 0 | 0 | 0 | 0 | 0 | 0
IL Fac. Spec. - NOX Rate Summer v3.1, Unit 465 and retrofits | 633 | 7305 | Rate Constraint in lbs/MMBtu | FALSE | L | Annual | Allowances Banked | Thousand Tons | 0 | 0 | 0 | 0 | 0 | 0 | 0
IL Fac. Spec. - NOX Rate Summer v3.1, Unit 465 and retrofits | 633 | 7305 | Rate Constraint in lbs/MMBtu | FALSE | L | Annual | Allowances Withdrawn (1:1) | Thousand Tons | 0 | 0 | 0 | 0 | 0 | 0 | 0
IL Fac. Spec. - NOX Rate Summer v3.1, Unit 465 and retrofits | 633 | 7305 | Rate Constraint in lbs/MMBtu | FALSE | L | Annual | Allowances Withdrawn (n:1) | Thousand Tons | 0 | 0 | 0 | 0 | 0 | 0 | 0
IL Fac. Spec. - NOX Rate Summer v3.1, Unit 465 and retrofits | 633 | 7305 | Rate Constraint in lbs/MMBtu | FALSE | L | Annual | Net Emissions Allowance Position | Thousand Tons | 0.0089394 | 0.0054612 | 0.00014628 | 0 | 0 | 0 | 0
IL Fac. Spec. - NOX Rate Summer v3.1, Unit 465 and retrofits | 633 | 7305 | Rate Constraint in lbs/MMBtu | FALSE | L | Annual | Fuel Consumed | TBtu | 0.21978 | 0.13426 | 0.0035964 | 0 | 0 | 0 | 0
IL Fac. Spec. - NOX Rate Summer v3.1, Unit 465 and retrofits | 633 | 7305 | Rate Constraint in lbs/MMBtu | FALSE | L | Annual | Rate | lb/MMBtu | 0.08135 | 0.08135 | 0.08135 | 0 | 0 | 0 | 0
IL Fac. Spec. - NOX Rate Summer v3.1, Unit 465 and retrofits | 633 | 7305 | Rate Constraint in lbs/MMBtu | FALSE | L | Annual | Generation | TWh | 0.020454 | 0.012495 | 0.0003347 | 0 | 0 | 0 | 0
IL Fac. Spec. - NOX Rate Summer v3.1, Unit 465 and retrofits | 633 | 7305 | Rate Constraint in lbs/MMBtu | FALSE | L | Annual | Qualifying Generation | TWh | 0.020454 | 0.012495 | 0.0003347 | 0 | 0 | 0 | 0
IL Fac. Spec. - NOX Rate Summer v3.1, Unit 465 and retrofits | 633 | 7305 | Rate Constraint in lbs/MMBtu | FALSE | L | Annual | Rate | lb/MWh | 0.87411 | 0.87411 | 0.87411 | 0 | 0 | 0 | 0
IL Fac. Spec. - NOX Rate Summer v3.1, Unit 465 and retrofits | 633 | 7305 | Rate Constraint in lbs/MMBtu | FALSE | L | Annual | Constraint Shadow Price | US2022$/Ton | 0 | 0 | 0 | 0 | 0 | 0 | 0
IL Fac. Spec. - NOX Rate Summer v3.1, Unit 466 and retrofits | 634 | 7305 | Rate Constraint in lbs/MMBtu | FALSE | L | Annual | Seasons Included | Seasons | Summer | Summer | Summer | Summer | Summer | Summer | Summer
IL Fac. Spec. - NOX Rate Summer v3.1, Unit 466 and retrofits | 634 | 7305 | Rate Constraint in lbs/MMBtu | FALSE | L | Annual | Standard NOX | lb/MMBtu | 0.25 | 0.25 | 0.25 | 0.25 | 0.25 | 0.25 | 0.25
IL Fac. Spec. - NOX Rate Summer v3.1, Unit 466 and retrofits | 634 | 7305 | Rate Constraint in lbs/MMBtu | FALSE | L | Annual | Emissions at Affected Plants NOX | Thousand Tons | 0.0090603 | 0.0048596 | 0.00014826 | 0 | 0 | 0 | 0
IL Fac. Spec. - NOX Rate Summer v3.1, Unit 466 and retrofits | 634 | 7305 | Rate Constraint in lbs/MMBtu | FALSE | L | Annual | Allowances Purchased NOX | Thousand Tons | 0 | 0 | 0 | 0 | 0 | 0 | 0
IL Fac. Spec. - NOX Rate Summer v3.1, Unit 466 and retrofits | 634 | 7305 | Rate Constraint in lbs/MMBtu | FALSE | L | Annual | Allowances Sold NOX | Thousand Tons | 0 | 0 | 0 | 0 | 0 | 0 | 0
IL Fac. Spec. - NOX Rate Summer v3.1, Unit 466 and retrofits | 634 | 7305 | Rate Constraint in lbs/MMBtu | FALSE | L | Annual | Allowances Banked | Thousand Tons | 0 | 0 | 0 | 0 | 0 | 0 | 0
IL Fac. Spec. - NOX Rate Summer v3.1, Unit 466 and retrofits | 634 | 7305 | Rate Constraint in lbs/MMBtu | FALSE | L | Annual | Allowances Withdrawn (1:1) | Thousand Tons | 0 | 0 | 0 | 0 | 0 | 0 | 0
IL Fac. Spec. - NOX Rate Summer v3.1, Unit 466 and retrofits | 634 | 7305 | Rate Constraint in lbs/MMBtu | FALSE | L | Annual | Allowances Withdrawn (n:1) | Thousand Tons | 0 | 0 | 0 | 0 | 0 | 0 | 0
IL Fac. Spec. - NOX Rate Summer v3.1, Unit 466 and retrofits | 634 | 7305 | Rate Constraint in lbs/MMBtu | FALSE | L | Annual | Net Emissions Allowance Position | Thousand Tons | 0.0090603 | 0.0048596 | 0.00014826 | 0 | 0 | 0 | 0
IL Fac. Spec. - NOX Rate Summer v3.1, Unit 466 and retrofits | 634 | 7305 | Rate Constraint in lbs/MMBtu | FALSE | L | Annual | Fuel Consumed | TBtu | 0.21978 | 0.11788 | 0.0035964 | 0 | 0 | 0 | 0
IL Fac. Spec. - NOX Rate Summer v3.1, Unit 466 and retrofits | 634 | 7305 | Rate Constraint in lbs/MMBtu | FALSE | L | Annual | Rate | lb/MMBtu | 0.08245 | 0.08245 | 0.08245 | 0 | 0 | 0 | 0
IL Fac. Spec. - NOX Rate Summer v3.1, Unit 466 and retrofits | 634 | 7305 | Rate Constraint in lbs/MMBtu | FALSE | L | Annual | Generation | TWh | 0.020454 | 0.010971 | 0.0003347 | 0 | 0 | 0 | 0
IL Fac. Spec. - NOX Rate Summer v3.1, Unit 466 and retrofits | 634 | 7305 | Rate Constraint in lbs/MMBtu | FALSE | L | Annual | Qualifying Generation | TWh | 0.020454 | 0.010971 | 0.0003347 | 0 | 0 | 0 | 0
IL Fac. Spec. - NOX Rate Summer v3.1, Unit 466 and retrofits | 634 | 7305 | Rate Constraint in lbs/MMBtu | FALSE | L | Annual | Rate | lb/MWh | 0.88593 | 0.88593 | 0.88593 | 0 | 0 | 0 | 0
IL Fac. Spec. - NOX Rate Summer v3.1, Unit 466 and retrofits | 634 | 7305 | Rate Constraint in lbs/MMBtu | FALSE | L | Annual | Constraint Shadow Price | US2022$/Ton | 0 | 0 | 0 | 0 | 0 | 0 | 0
IL Fac. Spec. - NOX Rate Summer v3.1, Unit 467 and retrofits | 635 | 7305 | Rate Constraint in lbs/MMBtu | FALSE | L | Annual | Seasons Included | Seasons | Summer | Summer | Summer | Summer | Summer | Summer | Summer
IL Fac. Spec. - NOX Rate Summer v3.1, Unit 467 and retrofits | 635 | 7305 | Rate Constraint in lbs/MMBtu | FALSE | L | Annual | Standard NOX | lb/MMBtu | 0.25 | 0.25 | 0.25 | 0.25 | 0.25 | 0.25 | 0.25
IL Fac. Spec. - NOX Rate Summer v3.1, Unit 467 and retrofits | 635 | 7305 | Rate Constraint in lbs/MMBtu | FALSE | L | Annual | Emissions at Affected Plants NOX | Thousand Tons | 0.0091109 | 0.0055659 | 0.00014909 | 0 | 0 | 0 | 0
IL Fac. Spec. - NOX Rate Summer v3.1, Unit 467 and retrofits | 635 | 7305 | Rate Constraint in lbs/MMBtu | FALSE | L | Annual | Allowances Purchased NOX | Thousand Tons | 0 | 0 | 0 | 0 | 0 | 0 | 0
IL Fac. Spec. - NOX Rate Summer v3.1, Unit 467 and retrofits | 635 | 7305 | Rate Constraint in lbs/MMBtu | FALSE | L | Annual | Allowances Sold NOX | Thousand Tons | 0 | 0 | 0 | 0 | 0 | 0 | 0
IL Fac. Spec. - NOX Rate Summer v3.1, Unit 467 and retrofits | 635 | 7305 | Rate Constraint in lbs/MMBtu | FALSE | L | Annual | Allowances Banked | Thousand Tons | 0 | 0 | 0 | 0 | 0 | 0 | 0
IL Fac. Spec. - NOX Rate Summer v3.1, Unit 467 and retrofits | 635 | 7305 | Rate Constraint in lbs/MMBtu | FALSE | L | Annual | Allowances Withdrawn (1:1) | Thousand Tons | 0 | 0 | 0 | 0 | 0 | 0 | 0
IL Fac. Spec. - NOX Rate Summer v3.1, Unit 467 and retrofits | 635 | 7305 | Rate Constraint in lbs/MMBtu | FALSE | L | Annual | Allowances Withdrawn (n:1) | Thousand Tons | 0 | 0 | 0 | 0 | 0 | 0 | 0
IL Fac. Spec. - NOX Rate Summer v3.1, Unit 467 and retrofits | 635 | 7305 | Rate Constraint in lbs/MMBtu | FALSE | L | Annual | Net Emissions Allowance Position | Thousand Tons | 0.0091109 | 0.0055659 | 0.00014909 | 0 | 0 | 0 | 0
IL Fac. Spec. - NOX Rate Summer v3.1, Unit 467 and retrofits | 635 | 7305 | Rate Constraint in lbs/MMBtu | FALSE | L | Annual | Fuel Consumed | TBtu | 0.21978 | 0.13426 | 0.0035964 | 0 | 0 | 0 | 0
IL Fac. Spec. - NOX Rate Summer v3.1, Unit 467 and retrofits | 635 | 7305 | Rate Constraint in lbs/MMBtu | FALSE | L | Annual | Rate | lb/MMBtu | 0.08291 | 0.08291 | 0.08291 | 0 | 0 | 0 | 0
IL Fac. Spec. - NOX Rate Summer v3.1, Unit 467 and retrofits | 635 | 7305 | Rate Constraint in lbs/MMBtu | FALSE | L | Annual | Generation | TWh | 0.020454 | 0.012495 | 0.0003347 | 0 | 0 | 0 | 0
IL Fac. Spec. - NOX Rate Summer v3.1, Unit 467 and retrofits | 635 | 7305 | Rate Constraint in lbs/MMBtu | FALSE | L | Annual | Qualifying Generation | TWh | 0.020454 | 0.012495 | 0.0003347 | 0 | 0 | 0 | 0
IL Fac. Spec. - NOX Rate Summer v3.1, Unit 467 and retrofits | 635 | 7305 | Rate Constraint in lbs/MMBtu | FALSE | L | Annual | Rate | lb/MWh | 0.89087 | 0.89087 | 0.89087 | 0 | 0 | 0 | 0
IL Fac. Spec. - NOX Rate Summer v3.1, Unit 467 and retrofits | 635 | 7305 | Rate Constraint in lbs/MMBtu | FALSE | L | Annual | Constraint Shadow Price | US2022$/Ton | 0 | 0 | 0 | 0 | 0 | 0 | 0
IL Fac. Spec. - NOX Rate Summer v3.1, Unit 468 and retrofits | 636 | 7305 | Rate Constraint in lbs/MMBtu | FALSE | L | Annual | Seasons Included | Seasons | Summer | Summer | Summer | Summer | Summer | Summer | Summer
IL Fac. Spec. - NOX Rate Summer v3.1, Unit 468 and retrofits | 636 | 7305 | Rate Constraint in lbs/MMBtu | FALSE | L | Annual | Standard NOX | lb/MMBtu | 0.25 | 0.25 | 0.25 | 0.25 | 0.25 | 0.25 | 0.25
IL Fac. Spec. - NOX Rate Summer v3.1, Unit 468 and retrofits | 636 | 7305 | Rate Constraint in lbs/MMBtu | FALSE | L | Annual | Emissions at Affected Plants NOX | Thousand Tons | 0.0092713 | 0.0049728 | 0.00015171 | 0 | 0 | 0 | 0
IL Fac. Spec. - NOX Rate Summer v3.1, Unit 468 and retrofits | 636 | 7305 | Rate Constraint in lbs/MMBtu | FALSE | L | Annual | Allowances Purchased NOX | Thousand Tons | 0 | 0 | 0 | 0 | 0 | 0 | 0
IL Fac. Spec. - NOX Rate Summer v3.1, Unit 468 and retrofits | 636 | 7305 | Rate Constraint in lbs/MMBtu | FALSE | L | Annual | Allowances Sold NOX | Thousand Tons | 0 | 0 | 0 | 0 | 0 | 0 | 0
IL Fac. Spec. - NOX Rate Summer v3.1, Unit 468 and retrofits | 636 | 7305 | Rate Constraint in lbs/MMBtu | FALSE | L | Annual | Allowances Banked | Thousand Tons | 0 | 0 | 0 | 0 | 0 | 0 | 0
IL Fac. Spec. - NOX Rate Summer v3.1, Unit 468 and retrofits | 636 | 7305 | Rate Constraint in lbs/MMBtu | FALSE | L | Annual | Allowances Withdrawn (1:1) | Thousand Tons | 0 | 0 | 0 | 0 | 0 | 0 | 0
IL Fac. Spec. - NOX Rate Summer v3.1, Unit 468 and retrofits | 636 | 7305 | Rate Constraint in lbs/MMBtu | FALSE | L | Annual | Allowances Withdrawn (n:1) | Thousand Tons | 0 | 0 | 0 | 0 | 0 | 0 | 0
IL Fac. Spec. - NOX Rate Summer v3.1, Unit 468 and retrofits | 636 | 7305 | Rate Constraint in lbs/MMBtu | FALSE | L | Annual | Net Emissions Allowance Position | Thousand Tons | 0.0092713 | 0.0049728 | 0.00015171 | 0 | 0 | 0 | 0
IL Fac. Spec. - NOX Rate Summer v3.1, Unit 468 and retrofits | 636 | 7305 | Rate Constraint in lbs/MMBtu | FALSE | L | Annual | Fuel Consumed | TBtu | 0.21978 | 0.11788 | 0.0035964 | 0 | 0 | 0 | 0
IL Fac. Spec. - NOX Rate Summer v3.1, Unit 468 and retrofits | 636 | 7305 | Rate Constraint in lbs/MMBtu | FALSE | L | Annual | Rate | lb/MMBtu | 0.08437 | 0.08437 | 0.08437 | 0 | 0 | 0 | 0
IL Fac. Spec. - NOX Rate Summer v3.1, Unit 468 and retrofits | 636 | 7305 | Rate Constraint in lbs/MMBtu | FALSE | L | Annual | Generation | TWh | 0.020454 | 0.010971 | 0.0003347 | 0 | 0 | 0 | 0
IL Fac. Spec. - NOX Rate Summer v3.1, Unit 468 and retrofits | 636 | 7305 | Rate Constraint in lbs/MMBtu | FALSE | L | Annual | Qualifying Generation | TWh | 0.020454 | 0.010971 | 0.0003347 | 0 | 0 | 0 | 0
IL Fac. Spec. - NOX Rate Summer v3.1, Unit 468 and retrofits | 636 | 7305 | Rate Constraint in lbs/MMBtu | FALSE | L | Annual | Rate | lb/MWh | 0.90656 | 0.90656 | 0.90656 | 0 | 0 | 0 | 0
IL Fac. Spec. - NOX Rate Summer v3.1, Unit 468 and retrofits | 636 | 7305 | Rate Constraint in lbs/MMBtu | FALSE | L | Annual | Constraint Shadow Price | US2022$/Ton | 0 | 0 | 0 | 0 | 0 | 0 | 0
IL Fac. Spec. - NOX Rate Summer v3.1, Unit 469 and retrofits | 637 | 7305 | Rate Constraint in lbs/MMBtu | FALSE | L | Annual | Seasons Included | Seasons | Summer | Summer | Summer | Summer | Summer | Summer | Summer
IL Fac. Spec. - NOX Rate Summer v3.1, Unit 469 and retrofits | 637 | 7305 | Rate Constraint in lbs/MMBtu | FALSE | L | Annual | Standard NOX | lb/MMBtu | 0.25 | 0.25 | 0.25 | 0.25 | 0.25 | 0.25 | 0.25
IL Fac. Spec. - NOX Rate Summer v3.1, Unit 469 and retrofits | 637 | 7305 | Rate Constraint in lbs/MMBtu | FALSE | L | Annual | Emissions at Affected Plants NOX | Thousand Tons | 0.0092098 | 0.0052654 | 0.00015071 | 0 | 0 | 0 | 0
IL Fac. Spec. - NOX Rate Summer v3.1, Unit 469 and retrofits | 637 | 7305 | Rate Constraint in lbs/MMBtu | FALSE | L | Annual | Allowances Purchased NOX | Thousand Tons | 0 | 0 | 0 | 0 | 0 | 0 | 0
IL Fac. Spec. - NOX Rate Summer v3.1, Unit 469 and retrofits | 637 | 7305 | Rate Constraint in lbs/MMBtu | FALSE | L | Annual | Allowances Sold NOX | Thousand Tons | 0 | 0 | 0 | 0 | 0 | 0 | 0
IL Fac. Spec. - NOX Rate Summer v3.1, Unit 469 and retrofits | 637 | 7305 | Rate Constraint in lbs/MMBtu | FALSE | L | Annual | Allowances Banked | Thousand Tons | 0 | 0 | 0 | 0 | 0 | 0 | 0
IL Fac. Spec. - NOX Rate Summer v3.1, Unit 469 and retrofits | 637 | 7305 | Rate Constraint in lbs/MMBtu | FALSE | L | Annual | Allowances Withdrawn (1:1) | Thousand Tons | 0 | 0 | 0 | 0 | 0 | 0 | 0
IL Fac. Spec. - NOX Rate Summer v3.1, Unit 469 and retrofits | 637 | 7305 | Rate Constraint in lbs/MMBtu | FALSE | L | Annual | Allowances Withdrawn (n:1) | Thousand Tons | 0 | 0 | 0 | 0 | 0 | 0 | 0
IL Fac. Spec. - NOX Rate Summer v3.1, Unit 469 and retrofits | 637 | 7305 | Rate Constraint in lbs/MMBtu | FALSE | L | Annual | Net Emissions Allowance Position | Thousand Tons | 0.0092098 | 0.0052654 | 0.00015071 | 0 | 0 | 0 | 0
IL Fac. Spec. - NOX Rate Summer v3.1, Unit 469 and retrofits | 637 | 7305 | Rate Constraint in lbs/MMBtu | FALSE | L | Annual | Fuel Consumed | TBtu | 0.21978 | 0.12565 | 0.0035964 | 0 | 0 | 0 | 0
IL Fac. Spec. - NOX Rate Summer v3.1, Unit 469 and retrofits | 637 | 7305 | Rate Constraint in lbs/MMBtu | FALSE | L | Annual | Rate | lb/MMBtu | 0.08381 | 0.08381 | 0.08381 | 0 | 0 | 0 | 0
IL Fac. Spec. - NOX Rate Summer v3.1, Unit 469 and retrofits | 637 | 7305 | Rate Constraint in lbs/MMBtu | FALSE | L | Annual | Generation | TWh | 0.020454 | 0.011694 | 0.0003347 | 0 | 0 | 0 | 0
IL Fac. Spec. - NOX Rate Summer v3.1, Unit 469 and retrofits | 637 | 7305 | Rate Constraint in lbs/MMBtu | FALSE | L | Annual | Qualifying Generation | TWh | 0.020454 | 0.011694 | 0.0003347 | 0 | 0 | 0 | 0
IL Fac. Spec. - NOX Rate Summer v3.1, Unit 469 and retrofits | 637 | 7305 | Rate Constraint in lbs/MMBtu | FALSE | L | Annual | Rate | lb/MWh | 0.90054 | 0.90054 | 0.90054 | 0 | 0 | 0 | 0
IL Fac. Spec. - NOX Rate Summer v3.1, Unit 469 and retrofits | 637 | 7305 | Rate Constraint in lbs/MMBtu | FALSE | L | Annual | Constraint Shadow Price | US2022$/Ton | 0 | 0 | 0 | 0 | 0 | 0 | 0
IL Fac. Spec. - NOX Rate Summer v3.1, Unit 470 and retrofits | 638 | 7305 | Rate Constraint in lbs/MMBtu | FALSE | L | Annual | Seasons Included | Seasons | Summer | Summer | Summer | Summer | Summer | Summer | Summer
IL Fac. Spec. - NOX Rate Summer v3.1, Unit 470 and retrofits | 638 | 7305 | Rate Constraint in lbs/MMBtu | FALSE | L | Annual | Standard NOX | lb/MMBtu | 0.25 | 0.25 | 0.25 | 0.25 | 0.25 | 0.25 | 0.25
IL Fac. Spec. - NOX Rate Summer v3.1, Unit 470 and retrofits | 638 | 7305 | Rate Constraint in lbs/MMBtu | FALSE | L | Annual | Emissions at Affected Plants NOX | Thousand Tons | 0.0092955 | 0.0049858 | 0.00015211 | 0 | 0 | 0 | 0
IL Fac. Spec. - NOX Rate Summer v3.1, Unit 470 and retrofits | 638 | 7305 | Rate Constraint in lbs/MMBtu | FALSE | L | Annual | Allowances Purchased NOX | Thousand Tons | 0 | 0 | 0 | 0 | 0 | 0 | 0
IL Fac. Spec. - NOX Rate Summer v3.1, Unit 470 and retrofits | 638 | 7305 | Rate Constraint in lbs/MMBtu | FALSE | L | Annual | Allowances Sold NOX | Thousand Tons | 0 | 0 | 0 | 0 | 0 | 0 | 0
IL Fac. Spec. - NOX Rate Summer v3.1, Unit 470 and retrofits | 638 | 7305 | Rate Constraint in lbs/MMBtu | FALSE | L | Annual | Allowances Banked | Thousand Tons | 0 | 0 | 0 | 0 | 0 | 0 | 0
IL Fac. Spec. - NOX Rate Summer v3.1, Unit 470 and retrofits | 638 | 7305 | Rate Constraint in lbs/MMBtu | FALSE | L | Annual | Allowances Withdrawn (1:1) | Thousand Tons | 0 | 0 | 0 | 0 | 0 | 0 | 0
IL Fac. Spec. - NOX Rate Summer v3.1, Unit 470 and retrofits | 638 | 7305 | Rate Constraint in lbs/MMBtu | FALSE | L | Annual | Allowances Withdrawn (n:1) | Thousand Tons | 0 | 0 | 0 | 0 | 0 | 0 | 0
IL Fac. Spec. - NOX Rate Summer v3.1, Unit 470 and retrofits | 638 | 7305 | Rate Constraint in lbs/MMBtu | FALSE | L | Annual | Net Emissions Allowance Position | Thousand Tons | 0.0092955 | 0.0049858 | 0.00015211 | 0 | 0 | 0 | 0
IL Fac. Spec. - NOX Rate Summer v3.1, Unit 470 and retrofits | 638 | 7305 | Rate Constraint in lbs/MMBtu | FALSE | L | Annual | Fuel Consumed | TBtu | 0.21978 | 0.11788 | 0.0035964 | 0 | 0 | 0 | 0
IL Fac. Spec. - NOX Rate Summer v3.1, Unit 470 and retrofits | 638 | 7305 | Rate Constraint in lbs/MMBtu | FALSE | L | Annual | Rate | lb/MMBtu | 0.08459 | 0.08459 | 0.08459 | 0 | 0 | 0 | 0
IL Fac. Spec. - NOX Rate Summer v3.1, Unit 470 and retrofits | 638 | 7305 | Rate Constraint in lbs/MMBtu | FALSE | L | Annual | Generation | TWh | 0.020454 | 0.010971 | 0.0003347 | 0 | 0 | 0 | 0
IL Fac. Spec. - NOX Rate Summer v3.1, Unit 470 and retrofits | 638 | 7305 | Rate Constraint in lbs/MMBtu | FALSE | L | Annual | Qualifying Generation | TWh | 0.020454 | 0.010971 | 0.0003347 | 0 | 0 | 0 | 0
IL Fac. Spec. - NOX Rate Summer v3.1, Unit 470 and retrofits | 638 | 7305 | Rate Constraint in lbs/MMBtu | FALSE | L | Annual | Rate | lb/MWh | 0.90892 | 0.90892 | 0.90892 | 0 | 0 | 0 | 0
IL Fac. Spec. - NOX Rate Summer v3.1, Unit 470 and retrofits | 638 | 7305 | Rate Constraint in lbs/MMBtu | FALSE | L | Annual | Constraint Shadow Price | US2022$/Ton | 0 | 0 | 0 | 0 | 0 | 0 | 0
IL Fac. Spec. - NOX Rate Summer v3.1, Unit 474 and retrofits | 639 | 7305 | Rate Constraint in lbs/MMBtu | FALSE | L | Annual | Seasons Included | Seasons | Summer | Summer | Summer | Summer | Summer | Summer | Summer
IL Fac. Spec. - NOX Rate Summer v3.1, Unit 474 and retrofits | 639 | 7305 | Rate Constraint in lbs/MMBtu | FALSE | L | Annual | Standard NOX | lb/MMBtu | 0.25 | 0.25 | 0.25 | 0.25 | 0.25 | 0.25 | 0.25
IL Fac. Spec. - NOX Rate Summer v3.1, Unit 474 and retrofits | 639 | 7305 | Rate Constraint in lbs/MMBtu | FALSE | L | Annual | Emissions at Affected Plants NOX | Thousand Tons | 0.0050529 | 0.002826 | 0 | 0 | 0 | 0 | 0
IL Fac. Spec. - NOX Rate Summer v3.1, Unit 474 and retrofits | 639 | 7305 | Rate Constraint in lbs/MMBtu | FALSE | L | Annual | Allowances Purchased NOX | Thousand Tons | 0 | 0 | 0 | 0 | 0 | 0 | 0
IL Fac. Spec. - NOX Rate Summer v3.1, Unit 474 and retrofits | 639 | 7305 | Rate Constraint in lbs/MMBtu | FALSE | L | Annual | Allowances Sold NOX | Thousand Tons | 0 | 0 | 0 | 0 | 0 | 0 | 0
IL Fac. Spec. - NOX Rate Summer v3.1, Unit 474 and retrofits | 639 | 7305 | Rate Constraint in lbs/MMBtu | FALSE | L | Annual | Allowances Banked | Thousand Tons | 0 | 0 | 0 | 0 | 0 | 0 | 0
IL Fac. Spec. - NOX Rate Summer v3.1, Unit 474 and retrofits | 639 | 7305 | Rate Constraint in lbs/MMBtu | FALSE | L | Annual | Allowances Withdrawn (1:1) | Thousand Tons | 0 | 0 | 0 | 0 | 0 | 0 | 0
IL Fac. Spec. - NOX Rate Summer v3.1, Unit 474 and retrofits | 639 | 7305 | Rate Constraint in lbs/MMBtu | FALSE | L | Annual | Allowances Withdrawn (n:1) | Thousand Tons | 0 | 0 | 0 | 0 | 0 | 0 | 0
IL Fac. Spec. - NOX Rate Summer v3.1, Unit 474 and retrofits | 639 | 7305 | Rate Constraint in lbs/MMBtu | FALSE | L | Annual | Net Emissions Allowance Position | Thousand Tons | 0.0050529 | 0.002826 | 0 | 0 | 0 | 0 | 0
IL Fac. Spec. - NOX Rate Summer v3.1, Unit 474 and retrofits | 639 | 7305 | Rate Constraint in lbs/MMBtu | FALSE | L | Annual | Fuel Consumed | TBtu | 0.081381 | 0.045514 | 0 | 0 | 0 | 0 | 0
IL Fac. Spec. - NOX Rate Summer v3.1, Unit 474 and retrofits | 639 | 7305 | Rate Constraint in lbs/MMBtu | FALSE | L | Annual | Rate | lb/MMBtu | 0.12418 | 0.12418 | 0 | 0 | 0 | 0 | 0
IL Fac. Spec. - NOX Rate Summer v3.1, Unit 474 and retrofits | 639 | 7305 | Rate Constraint in lbs/MMBtu | FALSE | L | Annual | Generation | TWh | 0.0062852 | 0.0035152 | 0 | 0 | 0 | 0 | 0
IL Fac. Spec. - NOX Rate Summer v3.1, Unit 474 and retrofits | 639 | 7305 | Rate Constraint in lbs/MMBtu | FALSE | L | Annual | Qualifying Generation | TWh | 0.0062852 | 0.0035152 | 0 | 0 | 0 | 0 | 0
IL Fac. Spec. - NOX Rate Summer v3.1, Unit 474 and retrofits | 639 | 7305 | Rate Constraint in lbs/MMBtu | FALSE | L | Annual | Rate | lb/MWh | 1.6079 | 1.6079 | 0 | 0 | 0 | 0 | 0
IL Fac. Spec. - NOX Rate Summer v3.1, Unit 474 and retrofits | 639 | 7305 | Rate Constraint in lbs/MMBtu | FALSE | L | Annual | Constraint Shadow Price | US2022$/Ton | 0 | 0 | 0 | 0 | 0 | 0 | 0
IL Fac. Spec. - NOX Rate Summer v3.1, Unit 475 and retrofits | 640 | 7305 | Rate Constraint in lbs/MMBtu | FALSE | L | Annual | Seasons Included | Seasons | Summer | Summer | Summer | Summer | Summer | Summer | Summer
IL Fac. Spec. - NOX Rate Summer v3.1, Unit 475 and retrofits | 640 | 7305 | Rate Constraint in lbs/MMBtu | FALSE | L | Annual | Standard NOX | lb/MMBtu | 0.25 | 0.25 | 0.25 | 0.25 | 0.25 | 0.25 | 0.25
IL Fac. Spec. - NOX Rate Summer v3.1, Unit 475 and retrofits | 640 | 7305 | Rate Constraint in lbs/MMBtu | FALSE | L | Annual | Emissions at Affected Plants NOX | Thousand Tons | 0.0080821 | 0.0038423 | 0 | 0 | 0 | 0 | 0
IL Fac. Spec. - NOX Rate Summer v3.1, Unit 475 and retrofits | 640 | 7305 | Rate Constraint in lbs/MMBtu | FALSE | L | Annual | Allowances Purchased NOX | Thousand Tons | 0 | 0 | 0 | 0 | 0 | 0 | 0
IL Fac. Spec. - NOX Rate Summer v3.1, Unit 475 and retrofits | 640 | 7305 | Rate Constraint in lbs/MMBtu | FALSE | L | Annual | Allowances Sold NOX | Thousand Tons | 0 | 0 | 0 | 0 | 0 | 0 | 0
IL Fac. Spec. - NOX Rate Summer v3.1, Unit 475 and retrofits | 640 | 7305 | Rate Constraint in lbs/MMBtu | FALSE | L | Annual | Allowances Banked | Thousand Tons | 0 | 0 | 0 | 0 | 0 | 0 | 0
IL Fac. Spec. - NOX Rate Summer v3.1, Unit 475 and retrofits | 640 | 7305 | Rate Constraint in lbs/MMBtu | FALSE | L | Annual | Allowances Withdrawn (1:1) | Thousand Tons | 0 | 0 | 0 | 0 | 0 | 0 | 0
IL Fac. Spec. - NOX Rate Summer v3.1, Unit 475 and retrofits | 640 | 7305 | Rate Constraint in lbs/MMBtu | FALSE | L | Annual | Allowances Withdrawn (n:1) | Thousand Tons | 0 | 0 | 0 | 0 | 0 | 0 | 0
IL Fac. Spec. - NOX Rate Summer v3.1, Unit 475 and retrofits | 640 | 7305 | Rate Constraint in lbs/MMBtu | FALSE | L | Annual | Net Emissions Allowance Position | Thousand Tons | 0.0080821 | 0.0038423 | 0 | 0 | 0 | 0 | 0
IL Fac. Spec. - NOX Rate Summer v3.1, Unit 475 and retrofits | 640 | 7305 | Rate Constraint in lbs/MMBtu | FALSE | L | Annual | Fuel Consumed | TBtu | 0.23158 | 0.1101 | 0 | 0 | 0 | 0 | 0
IL Fac. Spec. - NOX Rate Summer v3.1, Unit 475 and retrofits | 640 | 7305 | Rate Constraint in lbs/MMBtu | FALSE | L | Annual | Rate | lb/MMBtu | 0.0698 | 0.0698 | 0 | 0 | 0 | 0 | 0
IL Fac. Spec. - NOX Rate Summer v3.1, Unit 475 and retrofits | 640 | 7305 | Rate Constraint in lbs/MMBtu | FALSE | L | Annual | Generation | TWh | 0.019016 | 0.0090405 | 0 | 0 | 0 | 0 | 0
IL Fac. Spec. - NOX Rate Summer v3.1, Unit 475 and retrofits | 640 | 7305 | Rate Constraint in lbs/MMBtu | FALSE | L | Annual | Qualifying Generation | TWh | 0.019016 | 0.0090405 | 0 | 0 | 0 | 0 | 0
IL Fac. Spec. - NOX Rate Summer v3.1, Unit 475 and retrofits | 640 | 7305 | Rate Constraint in lbs/MMBtu | FALSE | L | Annual | Rate | lb/MWh | 0.85002 | 0.85002 | 0 | 0 | 0 | 0 | 0
IL Fac. Spec. - NOX Rate Summer v3.1, Unit 475 and retrofits | 640 | 7305 | Rate Constraint in lbs/MMBtu | FALSE | L | Annual | Constraint Shadow Price | US2022$/Ton | 0 | 0 | 0 | 0 | 0 | 0 | 0
IL Fac. Spec. - NOX Rate Summer v3.1, Unit 476 and retrofits | 641 | 7305 | Rate Constraint in lbs/MMBtu | FALSE | L | Annual | Seasons Included | Seasons | Summer | Summer | Summer | Summer | Summer | Summer | Summer
IL Fac. Spec. - NOX Rate Summer v3.1, Unit 476 and retrofits | 641 | 7305 | Rate Constraint in lbs/MMBtu | FALSE | L | Annual | Standard NOX | lb/MMBtu | 0.25 | 0.25 | 0.25 | 0.25 | 0.25 | 0.25 | 0.25
IL Fac. Spec. - NOX Rate Summer v3.1, Unit 476 and retrofits | 641 | 7305 | Rate Constraint in lbs/MMBtu | FALSE | L | Annual | Emissions at Affected Plants NOX | Thousand Tons | 0.0091481 | 0.0043491 | 0 | 0 | 0 | 0 | 0
IL Fac. Spec. - NOX Rate Summer v3.1, Unit 476 and retrofits | 641 | 7305 | Rate Constraint in lbs/MMBtu | FALSE | L | Annual | Allowances Purchased NOX | Thousand Tons | 0 | 0 | 0 | 0 | 0 | 0 | 0
IL Fac. Spec. - NOX Rate Summer v3.1, Unit 476 and retrofits | 641 | 7305 | Rate Constraint in lbs/MMBtu | FALSE | L | Annual | Allowances Sold NOX | Thousand Tons | 0 | 0 | 0 | 0 | 0 | 0 | 0
IL Fac. Spec. - NOX Rate Summer v3.1, Unit 476 and retrofits | 641 | 7305 | Rate Constraint in lbs/MMBtu | FALSE | L | Annual | Allowances Banked | Thousand Tons | 0 | 0 | 0 | 0 | 0 | 0 | 0
IL Fac. Spec. - NOX Rate Summer v3.1, Unit 476 and retrofits | 641 | 7305 | Rate Constraint in lbs/MMBtu | FALSE | L | Annual | Allowances Withdrawn (1:1) | Thousand Tons | 0 | 0 | 0 | 0 | 0 | 0 | 0
IL Fac. Spec. - NOX Rate Summer v3.1, Unit 476 and retrofits | 641 | 7305 | Rate Constraint in lbs/MMBtu | FALSE | L | Annual | Allowances Withdrawn (n:1) | Thousand Tons | 0 | 0 | 0 | 0 | 0 | 0 | 0
IL Fac. Spec. - NOX Rate Summer v3.1, Unit 476 and retrofits | 641 | 7305 | Rate Constraint in lbs/MMBtu | FALSE | L | Annual | Net Emissions Allowance Position | Thousand Tons | 0.0091481 | 0.0043491 | 0 | 0 | 0 | 0 | 0
IL Fac. Spec. - NOX Rate Summer v3.1, Unit 476 and retrofits | 641 | 7305 | Rate Constraint in lbs/MMBtu | FALSE | L | Annual | Fuel Consumed | TBtu | 0.2316 | 0.1101 | 0 | 0 | 0 | 0 | 0
IL Fac. Spec. - NOX Rate Summer v3.1, Unit 476 and retrofits | 641 | 7305 | Rate Constraint in lbs/MMBtu | FALSE | L | Annual | Rate | lb/MMBtu | 0.079 | 0.079 | 0 | 0 | 0 | 0 | 0
IL Fac. Spec. - NOX Rate Summer v3.1, Unit 476 and retrofits | 641 | 7305 | Rate Constraint in lbs/MMBtu | FALSE | L | Annual | Generation | TWh | 0.019016 | 0.0090405 | 0 | 0 | 0 | 0 | 0
IL Fac. Spec. - NOX Rate Summer v3.1, Unit 476 and retrofits | 641 | 7305 | Rate Constraint in lbs/MMBtu | FALSE | L | Annual | Qualifying Generation | TWh | 0.019016 | 0.0090405 | 0 | 0 | 0 | 0 | 0
IL Fac. Spec. - NOX Rate Summer v3.1, Unit 476 and retrofits | 641 | 7305 | Rate Constraint in lbs/MMBtu | FALSE | L | Annual | Rate | lb/MWh | 0.96214 | 0.96214 | 0 | 0 | 0 | 0 | 0
IL Fac. Spec. - NOX Rate Summer v3.1, Unit 476 and retrofits | 641 | 7305 | Rate Constraint in lbs/MMBtu | FALSE | L | Annual | Constraint Shadow Price | US2022$/Ton | 0 | 0 | 0 | 0 | 0 | 0 | 0
IL Fac. Spec. - NOX Rate Summer v3.1, Unit 477 and retrofits | 642 | 7305 | Rate Constraint in lbs/MMBtu | FALSE | L | Annual | Seasons Included | Seasons | Summer | Summer | Summer | Summer | Summer | Summer | Summer
IL Fac. Spec. - NOX Rate Summer v3.1, Unit 477 and retrofits | 642 | 7305 | Rate Constraint in lbs/MMBtu | FALSE | L | Annual | Standard NOX | lb/MMBtu | 0.25 | 0.25 | 0.25 | 0.25 | 0.25 | 0.25 | 0.25
IL Fac. Spec. - NOX Rate Summer v3.1, Unit 477 and retrofits | 642 | 7305 | Rate Constraint in lbs/MMBtu | FALSE | L | Annual | Emissions at Affected Plants NOX | Thousand Tons | 0.00034158 | 0 | 0 | 0 | 0 | 0 | 0
IL Fac. Spec. - NOX Rate Summer v3.1, Unit 477 and retrofits | 642 | 7305 | Rate Constraint in lbs/MMBtu | FALSE | L | Annual | Allowances Purchased NOX | Thousand Tons | 0 | 0 | 0 | 0 | 0 | 0 | 0
IL Fac. Spec. - NOX Rate Summer v3.1, Unit 477 and retrofits | 642 | 7305 | Rate Constraint in lbs/MMBtu | FALSE | L | Annual | Allowances Sold NOX | Thousand Tons | 0 | 0 | 0 | 0 | 0 | 0 | 0
IL Fac. Spec. - NOX Rate Summer v3.1, Unit 477 and retrofits | 642 | 7305 | Rate Constraint in lbs/MMBtu | FALSE | L | Annual | Allowances Banked | Thousand Tons | 0 | 0 | 0 | 0 | 0 | 0 | 0
IL Fac. Spec. - NOX Rate Summer v3.1, Unit 477 and retrofits | 642 | 7305 | Rate Constraint in lbs/MMBtu | FALSE | L | Annual | Allowances Withdrawn (1:1) | Thousand Tons | 0 | 0 | 0 | 0 | 0 | 0 | 0
IL Fac. Spec. - NOX Rate Summer v3.1, Unit 477 and retrofits | 642 | 7305 | Rate Constraint in lbs/MMBtu | FALSE | L | Annual | Allowances Withdrawn (n:1) | Thousand Tons | 0 | 0 | 0 | 0 | 0 | 0 | 0
IL Fac. Spec. - NOX Rate Summer v3.1, Unit 477 and retrofits | 642 | 7305 | Rate Constraint in lbs/MMBtu | FALSE | L | Annual | Net Emissions Allowance Position | Thousand Tons | 0.00034158 | 0 | 0 | 0 | 0 | 0 | 0
IL Fac. Spec. - NOX Rate Summer v3.1, Unit 477 and retrofits | 642 | 7305 | Rate Constraint in lbs/MMBtu | FALSE | L | Annual | Fuel Consumed | TBtu | 0.0096003 | 0 | 0 | 0 | 0 | 0 | 0
IL Fac. Spec. - NOX Rate Summer v3.1, Unit 477 and retrofits | 642 | 7305 | Rate Constraint in lbs/MMBtu | FALSE | L | Annual | Rate | lb/MMBtu | 0.07116 | 0 | 0 | 0 | 0 | 0 | 0
IL Fac. Spec. - NOX Rate Summer v3.1, Unit 477 and retrofits | 642 | 7305 | Rate Constraint in lbs/MMBtu | FALSE | L | Annual | Generation | TWh | 0.00065215 | 0 | 0 | 0 | 0 | 0 | 0
IL Fac. Spec. - NOX Rate Summer v3.1, Unit 477 and retrofits | 642 | 7305 | Rate Constraint in lbs/MMBtu | FALSE | L | Annual | Qualifying Generation | TWh | 0.00065215 | 0 | 0 | 0 | 0 | 0 | 0
IL Fac. Spec. - NOX Rate Summer v3.1, Unit 477 and retrofits | 642 | 7305 | Rate Constraint in lbs/MMBtu | FALSE | L | Annual | Rate | lb/MWh | 1.0475 | 0 | 0 | 0 | 0 | 0 | 0
IL Fac. Spec. - NOX Rate Summer v3.1, Unit 477 and retrofits | 642 | 7305 | Rate Constraint in lbs/MMBtu | FALSE | L | Annual | Constraint Shadow Price | US2022$/Ton | 0 | 0 | 0 | 0 | 0 | 0 | 0
IL Fac. Spec. - NOX Rate Summer v3.1, Unit 478 and retrofits | 643 | 7305 | Rate Constraint in lbs/MMBtu | FALSE | L | Annual | Seasons Included | Seasons | Summer | Summer | Summer | Summer | Summer | Summer | Summer
IL Fac. Spec. - NOX Rate Summer v3.1, Unit 478 and retrofits | 643 | 7305 | Rate Constraint in lbs/MMBtu | FALSE | L | Annual | Standard NOX | lb/MMBtu | 0.25 | 0.25 | 0.25 | 0.25 | 0.25 | 0.25 | 0.25
IL Fac. Spec. - NOX Rate Summer v3.1, Unit 478 and retrofits | 643 | 7305 | Rate Constraint in lbs/MMBtu | FALSE | L | Annual | Emissions at Affected Plants NOX | Thousand Tons | 0.00032763 | 0 | 0 | 0 | 0 | 0 | 0
IL Fac. Spec. - NOX Rate Summer v3.1, Unit 478 and retrofits | 643 | 7305 | Rate Constraint in lbs/MMBtu | FALSE | L | Annual | Allowances Purchased NOX | Thousand Tons | 0 | 0 | 0 | 0 | 0 | 0 | 0
IL Fac. Spec. - NOX Rate Summer v3.1, Unit 478 and retrofits | 643 | 7305 | Rate Constraint in lbs/MMBtu | FALSE | L | Annual | Allowances Sold NOX | Thousand Tons | 0 | 0 | 0 | 0 | 0 | 0 | 0
IL Fac. Spec. - NOX Rate Summer v3.1, Unit 478 and retrofits | 643 | 7305 | Rate Constraint in lbs/MMBtu | FALSE | L | Annual | Allowances Banked | Thousand Tons | 0 | 0 | 0 | 0 | 0 | 0 | 0
IL Fac. Spec. - NOX Rate Summer v3.1, Unit 478 and retrofits | 643 | 7305 | Rate Constraint in lbs/MMBtu | FALSE | L | Annual | Allowances Withdrawn (1:1) | Thousand Tons | 0 | 0 | 0 | 0 | 0 | 0 | 0
IL Fac. Spec. - NOX Rate Summer v3.1, Unit 478 and retrofits | 643 | 7305 | Rate Constraint in lbs/MMBtu | FALSE | L | Annual | Allowances Withdrawn (n:1) | Thousand Tons | 0 | 0 | 0 | 0 | 0 | 0 | 0
IL Fac. Spec. - NOX Rate Summer v3.1, Unit 478 and retrofits | 643 | 7305 | Rate Constraint in lbs/MMBtu | FALSE | L | Annual | Net Emissions Allowance Position | Thousand Tons | 0.00032763 | 0 | 0 | 0 | 0 | 0 | 0
IL Fac. Spec. - NOX Rate Summer v3.1, Unit 478 and retrofits | 643 | 7305 | Rate Constraint in lbs/MMBtu | FALSE | L | Annual | Fuel Consumed | TBtu | 0.0096022 | 0 | 0 | 0 | 0 | 0 | 0
IL Fac. Spec. - NOX Rate Summer v3.1, Unit 478 and retrofits | 643 | 7305 | Rate Constraint in lbs/MMBtu | FALSE | L | Annual | Rate | lb/MMBtu | 0.06824 | 0 | 0 | 0 | 0 | 0 | 0
IL Fac. Spec. - NOX Rate Summer v3.1, Unit 478 and retrofits | 643 | 7305 | Rate Constraint in lbs/MMBtu | FALSE | L | Annual | Generation | TWh | 0.00065215 | 0 | 0 | 0 | 0 | 0 | 0
IL Fac. Spec. - NOX Rate Summer v3.1, Unit 478 and retrofits | 643 | 7305 | Rate Constraint in lbs/MMBtu | FALSE | L | Annual | Qualifying Generation | TWh | 0.00065215 | 0 | 0 | 0 | 0 | 0 | 0
IL Fac. Spec. - NOX Rate Summer v3.1, Unit 478 and retrofits | 643 | 7305 | Rate Constraint in lbs/MMBtu | FALSE | L | Annual | Rate | lb/MWh | 1.0048 | 0 | 0 | 0 | 0 | 0 | 0
IL Fac. Spec. - NOX Rate Summer v3.1, Unit 478 and retrofits | 643 | 7305 | Rate Constraint in lbs/MMBtu | FALSE | L | Annual | Constraint Shadow Price | US2022$/Ton | 0 | 0 | 0 | 0 | 0 | 0 | 0
IL Fac. Spec. - NOX Rate Summer v3.1, Unit 480 and retrofits | 644 | 7305 | Rate Constraint in lbs/MMBtu | FALSE | L | Annual | Seasons Included | Seasons | Summer | Summer | Summer | Summer | Summer | Summer | Summer
IL Fac. Spec. - NOX Rate Summer v3.1, Unit 480 and retrofits | 644 | 7305 | Rate Constraint in lbs/MMBtu | FALSE | L | Annual | Standard NOX | lb/MMBtu | 0.25 | 0.25 | 0.25 | 0.25 | 0.25 | 0.25 | 0.25
IL Fac. Spec. - NOX Rate Summer v3.1, Unit 480 and retrofits | 644 | 7305 | Rate Constraint in lbs/MMBtu | FALSE | L | Annual | Emissions at Affected Plants NOX | Thousand Tons | 0.0079103 | 0.0045239 | 0.00013802 | 0 | 0 | 0 | 0
IL Fac. Spec. - NOX Rate Summer v3.1, Unit 480 and retrofits | 644 | 7305 | Rate Constraint in lbs/MMBtu | FALSE | L | Annual | Allowances Purchased NOX | Thousand Tons | 0 | 0 | 0 | 0 | 0 | 0 | 0
IL Fac. Spec. - NOX Rate Summer v3.1, Unit 480 and retrofits | 644 | 7305 | Rate Constraint in lbs/MMBtu | FALSE | L | Annual | Allowances Sold NOX | Thousand Tons | 0 | 0 | 0 | 0 | 0 | 0 | 0
IL Fac. Spec. - NOX Rate Summer v3.1, Unit 480 and retrofits | 644 | 7305 | Rate Constraint in lbs/MMBtu | FALSE | L | Annual | Allowances Banked | Thousand Tons | 0 | 0 | 0 | 0 | 0 | 0 | 0
IL Fac. Spec. - NOX Rate Summer v3.1, Unit 480 and retrofits | 644 | 7305 | Rate Constraint in lbs/MMBtu | FALSE | L | Annual | Allowances Withdrawn (1:1) | Thousand Tons | 0 | 0 | 0 | 0 | 0 | 0 | 0
IL Fac. Spec. - NOX Rate Summer v3.1, Unit 480 and retrofits | 644 | 7305 | Rate Constraint in lbs/MMBtu | FALSE | L | Annual | Allowances Withdrawn (n:1) | Thousand Tons | 0 | 0 | 0 | 0 | 0 | 0 | 0
IL Fac. Spec. - NOX Rate Summer v3.1, Unit 480 and retrofits | 644 | 7305 | Rate Constraint in lbs/MMBtu | FALSE | L | Annual | Net Emissions Allowance Position | Thousand Tons | 0.0079103 | 0.0045239 | 0.00013802 | 0 | 0 | 0 | 0
IL Fac. Spec. - NOX Rate Summer v3.1, Unit 480 and retrofits | 644 | 7305 | Rate Constraint in lbs/MMBtu | FALSE | L | Annual | Fuel Consumed | TBtu | 0.21049 | 0.12038 | 0.0036727 | 0 | 0 | 0 | 0
IL Fac. Spec. - NOX Rate Summer v3.1, Unit 480 and retrofits | 644 | 7305 | Rate Constraint in lbs/MMBtu | FALSE | L | Annual | Rate | lb/MMBtu | 0.07516 | 0.07516 | 0.07516 | 0 | 0 | 0 | 0
IL Fac. Spec. - NOX Rate Summer v3.1, Unit 480 and retrofits | 644 | 7305 | Rate Constraint in lbs/MMBtu | FALSE | L | Annual | Generation | TWh | 0.019183 | 0.010971 | 0.0003347 | 0 | 0 | 0 | 0
IL Fac. Spec. - NOX Rate Summer v3.1, Unit 480 and retrofits | 644 | 7305 | Rate Constraint in lbs/MMBtu | FALSE | L | Annual | Qualifying Generation | TWh | 0.019183 | 0.010971 | 0.0003347 | 0 | 0 | 0 | 0
IL Fac. Spec. - NOX Rate Summer v3.1, Unit 480 and retrofits | 644 | 7305 | Rate Constraint in lbs/MMBtu | FALSE | L | Annual | Rate | lb/MWh | 0.82473 | 0.82473 | 0.82473 | 0 | 0 | 0 | 0
IL Fac. Spec. - NOX Rate Summer v3.1, Unit 480 and retrofits | 644 | 7305 | Rate Constraint in lbs/MMBtu | FALSE | L | Annual | Constraint Shadow Price | US2022$/Ton | 0 | 0 | 0 | 0 | 0 | 0 | 0
IL Fac. Spec. - NOX Rate Summer v3.1, Unit 1476 and retrofits | 645 | 7305 | Rate Constraint in lbs/MMBtu | FALSE | L | Annual | Seasons Included | Seasons | Summer | Summer | Summer | Summer | Summer | Summer | Summer
IL Fac. Spec. - NOX Rate Summer v3.1, Unit 1476 and retrofits | 645 | 7305 | Rate Constraint in lbs/MMBtu | FALSE | L | Annual | Standard NOX | lb/MMBtu | 0.25 | 0.25 | 0.25 | 0.25 | 0.25 | 0.25 | 0.25
IL Fac. Spec. - NOX Rate Summer v3.1, Unit 1476 and retrofits | 645 | 7305 | Rate Constraint in lbs/MMBtu | FALSE | L | Annual | Emissions at Affected Plants NOX | Thousand Tons | 0.014651 | 0.014657 | 0.0057114 | 0.0057487 | 0 | 0 | 0
IL Fac. Spec. - NOX Rate Summer v3.1, Unit 1476 and retrofits | 645 | 7305 | Rate Constraint in lbs/MMBtu | FALSE | L | Annual | Allowances Purchased NOX | Thousand Tons | 0 | 0 | 0 | 0 | 0 | 0 | 0
IL Fac. Spec. - NOX Rate Summer v3.1, Unit 1476 and retrofits | 645 | 7305 | Rate Constraint in lbs/MMBtu | FALSE | L | Annual | Allowances Sold NOX | Thousand Tons | 0 | 0 | 0 | 0 | 0 | 0 | 0
IL Fac. Spec. - NOX Rate Summer v3.1, Unit 1476 and retrofits | 645 | 7305 | Rate Constraint in lbs/MMBtu | FALSE | L | Annual | Allowances Banked | Thousand Tons | 0 | 0 | 0 | 0 | 0 | 0 | 0
IL Fac. Spec. - NOX Rate Summer v3.1, Unit 1476 and retrofits | 645 | 7305 | Rate Constraint in lbs/MMBtu | FALSE | L | Annual | Allowances Withdrawn (1:1) | Thousand Tons | 0 | 0 | 0 | 0 | 0 | 0 | 0
IL Fac. Spec. - NOX Rate Summer v3.1, Unit 1476 and retrofits | 645 | 7305 | Rate Constraint in lbs/MMBtu | FALSE | L | Annual | Allowances Withdrawn (n:1) | Thousand Tons | 0 | 0 | 0 | 0 | 0 | 0 | 0
IL Fac. Spec. - NOX Rate Summer v3.1, Unit 1476 and retrofits | 645 | 7305 | Rate Constraint in lbs/MMBtu | FALSE | L | Annual | Net Emissions Allowance Position | Thousand Tons | 0.014651 | 0.014657 | 0.0057114 | 0.0057487 | 0 | 0 | 0
IL Fac. Spec. - NOX Rate Summer v3.1, Unit 1476 and retrofits | 645 | 7305 | Rate Constraint in lbs/MMBtu | FALSE | L | Annual | Fuel Consumed | TBtu | 3.0178 | 3.0189 | 1.1764 | 1.1841 | 0 | 0 | 0
IL Fac. Spec. - NOX Rate Summer v3.1, Unit 1476 and retrofits | 645 | 7305 | Rate Constraint in lbs/MMBtu | FALSE | L | Annual | Rate | lb/MMBtu | 0.00971 | 0.00971 | 0.00971 | 0.00971 | 0 | 0 | 0
IL Fac. Spec. - NOX Rate Summer v3.1, Unit 1476 and retrofits | 645 | 7305 | Rate Constraint in lbs/MMBtu | FALSE | L | Annual | Generation | TWh | 0.41142 | 0.41157 | 0.16038 | 0.16143 | 0 | 0 | 0
IL Fac. Spec. - NOX Rate Summer v3.1, Unit 1476 and retrofits | 645 | 7305 | Rate Constraint in lbs/MMBtu | FALSE | L | Annual | Qualifying Generation | TWh | 0.41142 | 0.41157 | 0.16038 | 0.16143 | 0 | 0 | 0
IL Fac. Spec. - NOX Rate Summer v3.1, Unit 1476 and retrofits | 645 | 7305 | Rate Constraint in lbs/MMBtu | FALSE | L | Annual | Rate | lb/MWh | 0.071223 | 0.071223 | 0.071223 | 0.071223 | 0 | 0 | 0
IL Fac. Spec. - NOX Rate Summer v3.1, Unit 1476 and retrofits | 645 | 7305 | Rate Constraint in lbs/MMBtu | FALSE | L | Annual | Constraint Shadow Price | US2022$/Ton | 0 | 0 | 0 | 0 | 0 | 0 | 0
IL Fac. Spec. - NOX Rate Summer v3.1, Unit 1477 and retrofits | 646 | 7305 | Rate Constraint in lbs/MMBtu | FALSE | L | Annual | Seasons Included | Seasons | Summer | Summer | Summer | Summer | Summer | Summer | Summer
IL Fac. Spec. - NOX Rate Summer v3.1, Unit 1477 and retrofits | 646 | 7305 | Rate Constraint in lbs/MMBtu | FALSE | L | Annual | Standard NOX | lb/MMBtu | 0.25 | 0.25 | 0.25 | 0.25 | 0.25 | 0.25 | 0.25
IL Fac. Spec. - NOX Rate Summer v3.1, Unit 1477 and retrofits | 646 | 7305 | Rate Constraint in lbs/MMBtu | FALSE | L | Annual | Emissions at Affected Plants NOX | Thousand Tons | 0.016978 | 0.016984 | 0.0043827 | 0.0044071 | 0 | 0 | 0
IL Fac. Spec. - NOX Rate Summer v3.1, Unit 1477 and retrofits | 646 | 7305 | Rate Constraint in lbs/MMBtu | FALSE | L | Annual | Allowances Purchased NOX | Thousand Tons | 0 | 0 | 0 | 0 | 0 | 0 | 0
IL Fac. Spec. - NOX Rate Summer v3.1, Unit 1477 and retrofits | 646 | 7305 | Rate Constraint in lbs/MMBtu | FALSE | L | Annual | Allowances Sold NOX | Thousand Tons | 0 | 0 | 0 | 0 | 0 | 0 | 0
IL Fac. Spec. - NOX Rate Summer v3.1, Unit 1477 and retrofits | 646 | 7305 | Rate Constraint in lbs/MMBtu | FALSE | L | Annual | Allowances Banked | Thousand Tons | 0 | 0 | 0 | 0 | 0 | 0 | 0
IL Fac. Spec. - NOX Rate Summer v3.1, Unit 1477 and retrofits | 646 | 7305 | Rate Constraint in lbs/MMBtu | FALSE | L | Annual | Allowances Withdrawn (1:1) | Thousand Tons | 0 | 0 | 0 | 0 | 0 | 0 | 0
IL Fac. Spec. - NOX Rate Summer v3.1, Unit 1477 and retrofits | 646 | 7305 | Rate Constraint in lbs/MMBtu | FALSE | L | Annual | Allowances Withdrawn (n:1) | Thousand Tons | 0 | 0 | 0 | 0 | 0 | 0 | 0
IL Fac. Spec. - NOX Rate Summer v3.1, Unit 1477 and retrofits | 646 | 7305 | Rate Constraint in lbs/MMBtu | FALSE | L | Annual | Net Emissions Allowance Position | Thousand Tons | 0.016978 | 0.016984 | 0.0043827 | 0.0044071 | 0 | 0 | 0
IL Fac. Spec. - NOX Rate Summer v3.1, Unit 1477 and retrofits | 646 | 7305 | Rate Constraint in lbs/MMBtu | FALSE | L | Annual | Fuel Consumed | TBtu | 3.497 | 3.4982 | 0.90273 | 0.90773 | 0 | 0 | 0
IL Fac. Spec. - NOX Rate Summer v3.1, Unit 1477 and retrofits | 646 | 7305 | Rate Constraint in lbs/MMBtu | FALSE | L | Annual | Rate | lb/MMBtu | 0.00971 | 0.00971 | 0.00971 | 0.00971 | 0 | 0 | 0
IL Fac. Spec. - NOX Rate Summer v3.1, Unit 1477 and retrofits | 646 | 7305 | Rate Constraint in lbs/MMBtu | FALSE | L | Annual | Generation | TWh | 0.47675 | 0.47692 | 0.12307 | 0.12375 | 0 | 0 | 0
IL Fac. Spec. - NOX Rate Summer v3.1, Unit 1477 and retrofits | 646 | 7305 | Rate Constraint in lbs/MMBtu | FALSE | L | Annual | Qualifying Generation | TWh | 0.47675 | 0.47692 | 0.12307 | 0.12375 | 0 | 0 | 0
IL Fac. Spec. - NOX Rate Summer v3.1, Unit 1477 and retrofits | 646 | 7305 | Rate Constraint in lbs/MMBtu | FALSE | L | Annual | Rate | lb/MWh | 0.071223 | 0.071223 | 0.071223 | 0.071223 | 0 | 0 | 0
IL Fac. Spec. - NOX Rate Summer v3.1, Unit 1477 and retrofits | 646 | 7305 | Rate Constraint in lbs/MMBtu | FALSE | L | Annual | Constraint Shadow Price | US2022$/Ton | 0 | 0 | 0 | 0 | 0 | 0 | 0
IL Fac. Spec. - NOX Rate Summer v3.1, Unit 1478 and retrofits | 647 | 7305 | Rate Constraint in lbs/MMBtu | FALSE | L | Annual | Seasons Included | Seasons | Summer | Summer | Summer | Summer | Summer | Summer | Summer
IL Fac. Spec. - NOX Rate Summer v3.1, Unit 1478 and retrofits | 647 | 7305 | Rate Constraint in lbs/MMBtu | FALSE | L | Annual | Standard NOX | lb/MMBtu | 0.25 | 0.25 | 0.25 | 0.25 | 0.25 | 0.25 | 0.25
IL Fac. Spec. - NOX Rate Summer v3.1, Unit 1478 and retrofits | 647 | 7305 | Rate Constraint in lbs/MMBtu | FALSE | L | Annual | Emissions at Affected Plants NOX | Thousand Tons | 0.017684 | 0.01769 | 0.017728 | 0.011087 | 0 | 0 | 0
IL Fac. Spec. - NOX Rate Summer v3.1, Unit 1478 and retrofits | 647 | 7305 | Rate Constraint in lbs/MMBtu | FALSE | L | Annual | Allowances Purchased NOX | Thousand Tons | 0 | 0 | 0 | 0 | 0 | 0 | 0
IL Fac. Spec. - NOX Rate Summer v3.1, Unit 1478 and retrofits | 647 | 7305 | Rate Constraint in lbs/MMBtu | FALSE | L | Annual | Allowances Sold NOX | Thousand Tons | 0 | 0 | 0 | 0 | 0 | 0 | 0
IL Fac. Spec. - NOX Rate Summer v3.1, Unit 1478 and retrofits | 647 | 7305 | Rate Constraint in lbs/MMBtu | FALSE | L | Annual | Allowances Banked | Thousand Tons | 0 | 0 | 0 | 0 | 0 | 0 | 0
IL Fac. Spec. - NOX Rate Summer v3.1, Unit 1478 and retrofits | 647 | 7305 | Rate Constraint in lbs/MMBtu | FALSE | L | Annual | Allowances Withdrawn (1:1) | Thousand Tons | 0 | 0 | 0 | 0 | 0 | 0 | 0
IL Fac. Spec. - NOX Rate Summer v3.1, Unit 1478 and retrofits | 647 | 7305 | Rate Constraint in lbs/MMBtu | FALSE | L | Annual | Allowances Withdrawn (n:1) | Thousand Tons | 0 | 0 | 0 | 0 | 0 | 0 | 0
IL Fac. Spec. - NOX Rate Summer v3.1, Unit 1478 and retrofits | 647 | 7305 | Rate Constraint in lbs/MMBtu | FALSE | L | Annual | Net Emissions Allowance Position | Thousand Tons | 0.017684 | 0.01769 | 0.017728 | 0.011087 | 0 | 0 | 0
IL Fac. Spec. - NOX Rate Summer v3.1, Unit 1478 and retrofits | 647 | 7305 | Rate Constraint in lbs/MMBtu | FALSE | L | Annual | Fuel Consumed | TBtu | 3.0049 | 3.006 | 3.0125 | 1.8839 | 0 | 0 | 0
IL Fac. Spec. - NOX Rate Summer v3.1, Unit 1478 and retrofits | 647 | 7305 | Rate Constraint in lbs/MMBtu | FALSE | L | Annual | Rate | lb/MMBtu | 0.01177 | 0.01177 | 0.01177 | 0.01177 | 0 | 0 | 0
IL Fac. Spec. - NOX Rate Summer v3.1, Unit 1478 and retrofits | 647 | 7305 | Rate Constraint in lbs/MMBtu | FALSE | L | Annual | Generation | TWh | 0.39895 | 0.3991 | 0.39995 | 0.25011 | 0 | 0 | 0
IL Fac. Spec. - NOX Rate Summer v3.1, Unit 1478 and retrofits | 647 | 7305 | Rate Constraint in lbs/MMBtu | FALSE | L | Annual | Qualifying Generation | TWh | 0.39895 | 0.3991 | 0.39995 | 0.25011 | 0 | 0 | 0
IL Fac. Spec. - NOX Rate Summer v3.1, Unit 1478 and retrofits | 647 | 7305 | Rate Constraint in lbs/MMBtu | FALSE | L | Annual | Rate | lb/MWh | 0.088652 | 0.088652 | 0.088652 | 0.088652 | 0 | 0 | 0
IL Fac. Spec. - NOX Rate Summer v3.1, Unit 1478 and retrofits | 647 | 7305 | Rate Constraint in lbs/MMBtu | FALSE | L | Annual | Constraint Shadow Price | US2022$/Ton | 0 | 0 | 0 | 0 | 0 | 0 | 0
IL Fac. Spec. - NOX Rate Summer v3.1, Unit 1479 and retrofits | 648 | 7305 | Rate Constraint in lbs/MMBtu | FALSE | L | Annual | Seasons Included | Seasons | Summer | Summer | Summer | Summer | Summer | Summer | Summer
IL Fac. Spec. - NOX Rate Summer v3.1, Unit 1479 and retrofits | 648 | 7305 | Rate Constraint in lbs/MMBtu | FALSE | L | Annual | Standard NOX | lb/MMBtu | 0.25 | 0.25 | 0.25 | 0.25 | 0.25 | 0.25 | 0.25
IL Fac. Spec. - NOX Rate Summer v3.1, Unit 1479 and retrofits | 648 | 7305 | Rate Constraint in lbs/MMBtu | FALSE | L | Annual | Emissions at Affected Plants NOX | Thousand Tons | 0.01803 | 0.011329 | 0.018075 | 0.011303 | 0 | 0 | 0
IL Fac. Spec. - NOX Rate Summer v3.1, Unit 1479 and retrofits | 648 | 7305 | Rate Constraint in lbs/MMBtu | FALSE | L | Annual | Allowances Purchased NOX | Thousand Tons | 0 | 0 | 0 | 0 | 0 | 0 | 0
IL Fac. Spec. - NOX Rate Summer v3.1, Unit 1479 and retrofits | 648 | 7305 | Rate Constraint in lbs/MMBtu | FALSE | L | Annual | Allowances Sold NOX | Thousand Tons | 0 | 0 | 0 | 0 | 0 | 0 | 0
IL Fac. Spec. - NOX Rate Summer v3.1, Unit 1479 and retrofits | 648 | 7305 | Rate Constraint in lbs/MMBtu | FALSE | L | Annual | Allowances Banked | Thousand Tons | 0 | 0 | 0 | 0 | 0 | 0 | 0
IL Fac. Spec. - NOX Rate Summer v3.1, Unit 1479 and retrofits | 648 | 7305 | Rate Constraint in lbs/MMBtu | FALSE | L | Annual | Allowances Withdrawn (1:1) | Thousand Tons | 0 | 0 | 0 | 0 | 0 | 0 | 0
IL Fac. Spec. - NOX Rate Summer v3.1, Unit 1479 and retrofits | 648 | 7305 | Rate Constraint in lbs/MMBtu | FALSE | L | Annual | Allowances Withdrawn (n:1) | Thousand Tons | 0 | 0 | 0 | 0 | 0 | 0 | 0
IL Fac. Spec. - NOX Rate Summer v3.1, Unit 1479 and retrofits | 648 | 7305 | Rate Constraint in lbs/MMBtu | FALSE | L | Annual | Net Emissions Allowance Position | Thousand Tons | 0.01803 | 0.011329 | 0.018075 | 0.011303 | 0 | 0 | 0
IL Fac. Spec. - NOX Rate Summer v3.1, Unit 1479 and retrofits | 648 | 7305 | Rate Constraint in lbs/MMBtu | FALSE | L | Annual | Fuel Consumed | TBtu | 3.0049 | 1.8882 | 3.0125 | 1.8839 | 0 | 0 | 0
IL Fac. Spec. - NOX Rate Summer v3.1, Unit 1479 and retrofits | 648 | 7305 | Rate Constraint in lbs/MMBtu | FALSE | L | Annual | Rate | lb/MMBtu | 0.012 | 0.012 | 0.012 | 0.012 | 0 | 0 | 0
IL Fac. Spec. - NOX Rate Summer v3.1, Unit 1479 and retrofits | 648 | 7305 | Rate Constraint in lbs/MMBtu | FALSE | L | Annual | Generation | TWh | 0.39895 | 0.25069 | 0.39995 | 0.25011 | 0 | 0 | 0
IL Fac. Spec. - NOX Rate Summer v3.1, Unit 1479 and retrofits | 648 | 7305 | Rate Constraint in lbs/MMBtu | FALSE | L | Annual | Qualifying Generation | TWh | 0.39895 | 0.25069 | 0.39995 | 0.25011 | 0 | 0 | 0
IL Fac. Spec. - NOX Rate Summer v3.1, Unit 1479 and retrofits | 648 | 7305 | Rate Constraint in lbs/MMBtu | FALSE | L | Annual | Rate | lb/MWh | 0.090384 | 0.090384 | 0.090384 | 0.090384 | 0 | 0 | 0
IL Fac. Spec. - NOX Rate Summer v3.1, Unit 1479 and retrofits | 648 | 7305 | Rate Constraint in lbs/MMBtu | FALSE | L | Annual | Constraint Shadow Price | US2022$/Ton | 0 | 0 | 0 | 0 | 0 | 0 | 0
IL Fac. Spec. - NOX Rate Summer v3.1, Unit 1480 and retrofits | 649 | 7305 | Rate Constraint in lbs/MMBtu | FALSE | L | Annual | Seasons Included | Seasons | Summer | Summer | Summer | Summer | Summer | Summer | Summer
IL Fac. Spec. - NOX Rate Summer v3.1, Unit 1480 and retrofits | 649 | 7305 | Rate Constraint in lbs/MMBtu | FALSE | L | Annual | Standard NOX | lb/MMBtu | 0.25 | 0.25 | 0.25 | 0.25 | 0.25 | 0.25 | 0.25
IL Fac. Spec. - NOX Rate Summer v3.1, Unit 1480 and retrofits | 649 | 7305 | Rate Constraint in lbs/MMBtu | FALSE | L | Annual | Emissions at Affected Plants NOX | Thousand Tons | 0.01803 | 0.011329 | 0.018075 | 0.011303 | 0 | 0 | 0
IL Fac. Spec. - NOX Rate Summer v3.1, Unit 1480 and retrofits | 649 | 7305 | Rate Constraint in lbs/MMBtu | FALSE | L | Annual | Allowances Purchased NOX | Thousand Tons | 0 | 0 | 0 | 0 | 0 | 0 | 0
IL Fac. Spec. - NOX Rate Summer v3.1, Unit 1480 and retrofits | 649 | 7305 | Rate Constraint in lbs/MMBtu | FALSE | L | Annual | Allowances Sold NOX | Thousand Tons | 0 | 0 | 0 | 0 | 0 | 0 | 0
IL Fac. Spec. - NOX Rate Summer v3.1, Unit 1480 and retrofits | 649 | 7305 | Rate Constraint in lbs/MMBtu | FALSE | L | Annual | Allowances Banked | Thousand Tons | 0 | 0 | 0 | 0 | 0 | 0 | 0
IL Fac. Spec. - NOX Rate Summer v3.1, Unit 1480 and retrofits | 649 | 7305 | Rate Constraint in lbs/MMBtu | FALSE | L | Annual | Allowances Withdrawn (1:1) | Thousand Tons | 0 | 0 | 0 | 0 | 0 | 0 | 0
IL Fac. Spec. - NOX Rate Summer v3.1, Unit 1480 and retrofits | 649 | 7305 | Rate Constraint in lbs/MMBtu | FALSE | L | Annual | Allowances Withdrawn (n:1) | Thousand Tons | 0 | 0 | 0 | 0 | 0 | 0 | 0
IL Fac. Spec. - NOX Rate Summer v3.1, Unit 1480 and retrofits | 649 | 7305 | Rate Constraint in lbs/MMBtu | FALSE | L | Annual | Net Emissions Allowance Position | Thousand Tons | 0.01803 | 0.011329 | 0.018075 | 0.011303 | 0 | 0 | 0
IL Fac. Spec. - NOX Rate Summer v3.1, Unit 1480 and retrofits | 649 | 7305 | Rate Constraint in lbs/MMBtu | FALSE | L | Annual | Fuel Consumed | TBtu | 3.0049 | 1.8882 | 3.0125 | 1.8839 | 0 | 0 | 0
IL Fac. Spec. - NOX Rate Summer v3.1, Unit 1480 and retrofits | 649 | 7305 | Rate Constraint in lbs/MMBtu | FALSE | L | Annual | Rate | lb/MMBtu | 0.012 | 0.012 | 0.012 | 0.012 | 0 | 0 | 0
IL Fac. Spec. - NOX Rate Summer v3.1, Unit 1480 and retrofits | 649 | 7305 | Rate Constraint in lbs/MMBtu | FALSE | L | Annual | Generation | TWh | 0.39895 | 0.25069 | 0.39995 | 0.25011 | 0 | 0 | 0
IL Fac. Spec. - NOX Rate Summer v3.1, Unit 1480 and retrofits | 649 | 7305 | Rate Constraint in lbs/MMBtu | FALSE | L | Annual | Qualifying Generation | TWh | 0.39895 | 0.25069 | 0.39995 | 0.25011 | 0 | 0 | 0
IL Fac. Spec. - NOX Rate Summer v3.1, Unit 1480 and retrofits | 649 | 7305 | Rate Constraint in lbs/MMBtu | FALSE | L | Annual | Rate | lb/MWh | 0.090384 | 0.090384 | 0.090384 | 0.090384 | 0 | 0 | 0
IL Fac. Spec. - NOX Rate Summer v3.1, Unit 1480 and retrofits | 649 | 7305 | Rate Constraint in lbs/MMBtu | FALSE | L | Annual | Constraint Shadow Price | US2022$/Ton | 0 | 0 | 0 | 0 | 0 | 0 | 0
IL Fac. Spec. - NOX Rate Summer v3.1, Unit 1481 and retrofits | 650 | 7305 | Rate Constraint in lbs/MMBtu | FALSE | L | Annual | Seasons Included | Seasons | Summer | Summer | Summer | Summer | Summer | Summer | Summer
IL Fac. Spec. - NOX Rate Summer v3.1, Unit 1481 and retrofits | 650 | 7305 | Rate Constraint in lbs/MMBtu | FALSE | L | Annual | Standard NOX | lb/MMBtu | 0.25 | 0.25 | 0.25 | 0.25 | 0.25 | 0.25 | 0.25
IL Fac. Spec. - NOX Rate Summer v3.1, Unit 1481 and retrofits | 650 | 7305 | Rate Constraint in lbs/MMBtu | FALSE | L | Annual | Emissions at Affected Plants NOX | Thousand Tons | 0.01803 | 0.011329 | 0.018075 | 0.011303 | 0 | 0 | 0
IL Fac. Spec. - NOX Rate Summer v3.1, Unit 1481 and retrofits | 650 | 7305 | Rate Constraint in lbs/MMBtu | FALSE | L | Annual | Allowances Purchased NOX | Thousand Tons | 0 | 0 | 0 | 0 | 0 | 0 | 0
IL Fac. Spec. - NOX Rate Summer v3.1, Unit 1481 and retrofits | 650 | 7305 | Rate Constraint in lbs/MMBtu | FALSE | L | Annual | Allowances Sold NOX | Thousand Tons | 0 | 0 | 0 | 0 | 0 | 0 | 0
IL Fac. Spec. - NOX Rate Summer v3.1, Unit 1481 and retrofits | 650 | 7305 | Rate Constraint in lbs/MMBtu | FALSE | L | Annual | Allowances Banked | Thousand Tons | 0 | 0 | 0 | 0 | 0 | 0 | 0
IL Fac. Spec. - NOX Rate Summer v3.1, Unit 1481 and retrofits | 650 | 7305 | Rate Constraint in lbs/MMBtu | FALSE | L | Annual | Allowances Withdrawn (1:1) | Thousand Tons | 0 | 0 | 0 | 0 | 0 | 0 | 0
IL Fac. Spec. - NOX Rate Summer v3.1, Unit 1481 and retrofits | 650 | 7305 | Rate Constraint in lbs/MMBtu | FALSE | L | Annual | Allowances Withdrawn (n:1) | Thousand Tons | 0 | 0 | 0 | 0 | 0 | 0 | 0
IL Fac. Spec. - NOX Rate Summer v3.1, Unit 1481 and retrofits | 650 | 7305 | Rate Constraint in lbs/MMBtu | FALSE | L | Annual | Net Emissions Allowance Position | Thousand Tons | 0.01803 | 0.011329 | 0.018075 | 0.011303 | 0 | 0 | 0
IL Fac. Spec. - NOX Rate Summer v3.1, Unit 1481 and retrofits | 650 | 7305 | Rate Constraint in lbs/MMBtu | FALSE | L | Annual | Fuel Consumed | TBtu | 3.0049 | 1.8882 | 3.0125 | 1.8839 | 0 | 0 | 0
IL Fac. Spec. - NOX Rate Summer v3.1, Unit 1481 and retrofits | 650 | 7305 | Rate Constraint in lbs/MMBtu | FALSE | L | Annual | Rate | lb/MMBtu | 0.012 | 0.012 | 0.012 | 0.012 | 0 | 0 | 0
IL Fac. Spec. - NOX Rate Summer v3.1, Unit 1481 and retrofits | 650 | 7305 | Rate Constraint in lbs/MMBtu | FALSE | L | Annual | Generation | TWh | 0.39895 | 0.25069 | 0.39995 | 0.25011 | 0 | 0 | 0
IL Fac. Spec. - NOX Rate Summer v3.1, Unit 1481 and retrofits | 650 | 7305 | Rate Constraint in lbs/MMBtu | FALSE | L | Annual | Qualifying Generation | TWh | 0.39895 | 0.25069 | 0.39995 | 0.25011 | 0 | 0 | 0
IL Fac. Spec. - NOX Rate Summer v3.1, Unit 1481 and retrofits | 650 | 7305 | Rate Constraint in lbs/MMBtu | FALSE | L | Annual | Rate | lb/MWh | 0.090384 | 0.090384 | 0.090384 | 0.090384 | 0 | 0 | 0
IL Fac. Spec. - NOX Rate Summer v3.1, Unit 1481 and retrofits | 650 | 7305 | Rate Constraint in lbs/MMBtu | FALSE | L | Annual | Constraint Shadow Price | US2022$/Ton | 0 | 0 | 0 | 0 | 0 | 0 | 0
IL Fac. Spec. - NOX Rate Summer v3.1, Unit 1482 and retrofits | 651 | 7305 | Rate Constraint in lbs/MMBtu | FALSE | L | Annual | Seasons Included | Seasons | Summer | Summer | Summer | Summer | Summer | Summer | Summer
IL Fac. Spec. - NOX Rate Summer v3.1, Unit 1482 and retrofits | 651 | 7305 | Rate Constraint in lbs/MMBtu | FALSE | L | Annual | Standard NOX | lb/MMBtu | 0.25 | 0.25 | 0.25 | 0.25 | 0.25 | 0.25 | 0.25
IL Fac. Spec. - NOX Rate Summer v3.1, Unit 1482 and retrofits | 651 | 7305 | Rate Constraint in lbs/MMBtu | FALSE | L | Annual | Emissions at Affected Plants NOX | Thousand Tons | 0.013816 | 0.0095038 | 0.01385 | 0.0086614 | 0 | 0 | 0
IL Fac. Spec. - NOX Rate Summer v3.1, Unit 1482 and retrofits | 651 | 7305 | Rate Constraint in lbs/MMBtu | FALSE | L | Annual | Allowances Purchased NOX | Thousand Tons | 0 | 0 | 0 | 0 | 0 | 0 | 0
IL Fac. Spec. - NOX Rate Summer v3.1, Unit 1482 and retrofits | 651 | 7305 | Rate Constraint in lbs/MMBtu | FALSE | L | Annual | Allowances Sold NOX | Thousand Tons | 0 | 0 | 0 | 0 | 0 | 0 | 0
IL Fac. Spec. - NOX Rate Summer v3.1, Unit 1482 and retrofits | 651 | 7305 | Rate Constraint in lbs/MMBtu | FALSE | L | Annual | Allowances Banked | Thousand Tons | 0 | 0 | 0 | 0 | 0 | 0 | 0
IL Fac. Spec. - NOX Rate Summer v3.1, Unit 1482 and retrofits | 651 | 7305 | Rate Constraint in lbs/MMBtu | FALSE | L | Annual | Allowances Withdrawn (1:1) | Thousand Tons | 0 | 0 | 0 | 0 | 0 | 0 | 0
IL Fac. Spec. - NOX Rate Summer v3.1, Unit 1482 and retrofits | 651 | 7305 | Rate Constraint in lbs/MMBtu | FALSE | L | Annual | Allowances Withdrawn (n:1) | Thousand Tons | 0 | 0 | 0 | 0 | 0 | 0 | 0
IL Fac. Spec. - NOX Rate Summer v3.1, Unit 1482 and retrofits | 651 | 7305 | Rate Constraint in lbs/MMBtu | FALSE | L | Annual | Net Emissions Allowance Position | Thousand Tons | 0.013816 | 0.0095038 | 0.01385 | 0.0086614 | 0 | 0 | 0
IL Fac. Spec. - NOX Rate Summer v3.1, Unit 1482 and retrofits | 651 | 7305 | Rate Constraint in lbs/MMBtu | FALSE | L | Annual | Fuel Consumed | TBtu | 2.3476 | 1.6149 | 2.3535 | 1.4718 | 0 | 0 | 0
IL Fac. Spec. - NOX Rate Summer v3.1, Unit 1482 and retrofits | 651 | 7305 | Rate Constraint in lbs/MMBtu | FALSE | L | Annual | Rate | lb/MMBtu | 0.01177 | 0.01177 | 0.01177 | 0.01177 | 0 | 0 | 0
IL Fac. Spec. - NOX Rate Summer v3.1, Unit 1482 and retrofits | 651 | 7305 | Rate Constraint in lbs/MMBtu | FALSE | L | Annual | Generation | TWh | 0.31168 | 0.21441 | 0.31246 | 0.1954 | 0 | 0 | 0
IL Fac. Spec. - NOX Rate Summer v3.1, Unit 1482 and retrofits | 651 | 7305 | Rate Constraint in lbs/MMBtu | FALSE | L | Annual | Qualifying Generation | TWh | 0.31168 | 0.21441 | 0.31246 | 0.1954 | 0 | 0 | 0
IL Fac. Spec. - NOX Rate Summer v3.1, Unit 1482 and retrofits | 651 | 7305 | Rate Constraint in lbs/MMBtu | FALSE | L | Annual | Rate | lb/MWh | 0.088652 | 0.088652 | 0.088652 | 0.088652 | 0 | 0 | 0
IL Fac. Spec. - NOX Rate Summer v3.1, Unit 1482 and retrofits | 651 | 7305 | Rate Constraint in lbs/MMBtu | FALSE | L | Annual | Constraint Shadow Price | US2022$/Ton | 0 | 0 | 0 | 0 | 0 | 0 | 0
IL Fac. Spec. - NOX Rate Summer v3.1, Unit 1483 and retrofits | 652 | 7305 | Rate Constraint in lbs/MMBtu | FALSE | L | Annual | Seasons Included | Seasons | Summer | Summer | Summer | Summer | Summer | Summer | Summer
IL Fac. Spec. - NOX Rate Summer v3.1, Unit 1483 and retrofits | 652 | 7305 | Rate Constraint in lbs/MMBtu | FALSE | L | Annual | Standard NOX | lb/MMBtu | 0.25 | 0.25 | 0.25 | 0.25 | 0.25 | 0.25 | 0.25
IL Fac. Spec. - NOX Rate Summer v3.1, Unit 1483 and retrofits | 652 | 7305 | Rate Constraint in lbs/MMBtu | FALSE | L | Annual | Emissions at Affected Plants NOX | Thousand Tons | 0.014086 | 0.0088508 | 0.014121 | 0.0088306 | 0 | 0 | 0
IL Fac. Spec. - NOX Rate Summer v3.1, Unit 1483 and retrofits | 652 | 7305 | Rate Constraint in lbs/MMBtu | FALSE | L | Annual | Allowances Purchased NOX | Thousand Tons | 0 | 0 | 0 | 0 | 0 | 0 | 0
IL Fac. Spec. - NOX Rate Summer v3.1, Unit 1483 and retrofits | 652 | 7305 | Rate Constraint in lbs/MMBtu | FALSE | L | Annual | Allowances Sold NOX | Thousand Tons | 0 | 0 | 0 | 0 | 0 | 0 | 0
IL Fac. Spec. - NOX Rate Summer v3.1, Unit 1483 and retrofits | 652 | 7305 | Rate Constraint in lbs/MMBtu | FALSE | L | Annual | Allowances Banked | Thousand Tons | 0 | 0 | 0 | 0 | 0 | 0 | 0
IL Fac. Spec. - NOX Rate Summer v3.1, Unit 1483 and retrofits | 652 | 7305 | Rate Constraint in lbs/MMBtu | FALSE | L | Annual | Allowances Withdrawn (1:1) | Thousand Tons | 0 | 0 | 0 | 0 | 0 | 0 | 0
IL Fac. Spec. - NOX Rate Summer v3.1, Unit 1483 and retrofits | 652 | 7305 | Rate Constraint in lbs/MMBtu | FALSE | L | Annual | Allowances Withdrawn (n:1) | Thousand Tons | 0 | 0 | 0 | 0 | 0 | 0 | 0
IL Fac. Spec. - NOX Rate Summer v3.1, Unit 1483 and retrofits | 652 | 7305 | Rate Constraint in lbs/MMBtu | FALSE | L | Annual | Net Emissions Allowance Position | Thousand Tons | 0.014086 | 0.0088508 | 0.014121 | 0.0088306 | 0 | 0 | 0
IL Fac. Spec. - NOX Rate Summer v3.1, Unit 1483 and retrofits | 652 | 7305 | Rate Constraint in lbs/MMBtu | FALSE | L | Annual | Fuel Consumed | TBtu | 2.3476 | 1.4751 | 2.3535 | 1.4718 | 0 | 0 | 0
IL Fac. Spec. - NOX Rate Summer v3.1, Unit 1483 and retrofits | 652 | 7305 | Rate Constraint in lbs/MMBtu | FALSE | L | Annual | Rate | lb/MMBtu | 0.012 | 0.012 | 0.012 | 0.012 | 0 | 0 | 0
IL Fac. Spec. - NOX Rate Summer v3.1, Unit 1483 and retrofits | 652 | 7305 | Rate Constraint in lbs/MMBtu | FALSE | L | Annual | Generation | TWh | 0.31168 | 0.19585 | 0.31246 | 0.1954 | 0 | 0 | 0
IL Fac. Spec. - NOX Rate Summer v3.1, Unit 1483 and retrofits | 652 | 7305 | Rate Constraint in lbs/MMBtu | FALSE | L | Annual | Qualifying Generation | TWh | 0.31168 | 0.19585 | 0.31246 | 0.1954 | 0 | 0 | 0
IL Fac. Spec. - NOX Rate Summer v3.1, Unit 1483 and retrofits | 652 | 7305 | Rate Constraint in lbs/MMBtu | FALSE | L | Annual | Rate | lb/MWh | 0.090384 | 0.090384 | 0.090384 | 0.090384 | 0 | 0 | 0
IL Fac. Spec. - NOX Rate Summer v3.1, Unit 1483 and retrofits | 652 | 7305 | Rate Constraint in lbs/MMBtu | FALSE | L | Annual | Constraint Shadow Price | US2022$/Ton | 0 | 0 | 0 | 0 | 0 | 0 | 0
IL Fac. Spec. - NOX Rate Summer v3.1, Unit 1484 and retrofits | 653 | 7305 | Rate Constraint in lbs/MMBtu | FALSE | L | Annual | Seasons Included | Seasons | Summer | Summer | Summer | Summer | Summer | Summer | Summer
IL Fac. Spec. - NOX Rate Summer v3.1, Unit 1484 and retrofits | 653 | 7305 | Rate Constraint in lbs/MMBtu | FALSE | L | Annual | Standard NOX | lb/MMBtu | 0.25 | 0.25 | 0.25 | 0.25 | 0.25 | 0.25 | 0.25
IL Fac. Spec. - NOX Rate Summer v3.1, Unit 1484 and retrofits | 653 | 7305 | Rate Constraint in lbs/MMBtu | FALSE | L | Annual | Emissions at Affected Plants NOX | Thousand Tons | 0.014086 | 0.0088508 | 0.014121 | 0.0088306 | 0 | 0 | 0
IL Fac. Spec. - NOX Rate Summer v3.1, Unit 1484 and retrofits | 653 | 7305 | Rate Constraint in lbs/MMBtu | FALSE | L | Annual | Allowances Purchased NOX | Thousand Tons | 0 | 0 | 0 | 0 | 0 | 0 | 0
IL Fac. Spec. - NOX Rate Summer v3.1, Unit 1484 and retrofits | 653 | 7305 | Rate Constraint in lbs/MMBtu | FALSE | L | Annual | Allowances Sold NOX | Thousand Tons | 0 | 0 | 0 | 0 | 0 | 0 | 0
IL Fac. Spec. - NOX Rate Summer v3.1, Unit 1484 and retrofits | 653 | 7305 | Rate Constraint in lbs/MMBtu | FALSE | L | Annual | Allowances Banked | Thousand Tons | 0 | 0 | 0 | 0 | 0 | 0 | 0
IL Fac. Spec. - NOX Rate Summer v3.1, Unit 1484 and retrofits | 653 | 7305 | Rate Constraint in lbs/MMBtu | FALSE | L | Annual | Allowances Withdrawn (1:1) | Thousand Tons | 0 | 0 | 0 | 0 | 0 | 0 | 0
IL Fac. Spec. - NOX Rate Summer v3.1, Unit 1484 and retrofits | 653 | 7305 | Rate Constraint in lbs/MMBtu | FALSE | L | Annual | Allowances Withdrawn (n:1) | Thousand Tons | 0 | 0 | 0 | 0 | 0 | 0 | 0
IL Fac. Spec. - NOX Rate Summer v3.1, Unit 1484 and retrofits | 653 | 7305 | Rate Constraint in lbs/MMBtu | FALSE | L | Annual | Net Emissions Allowance Position | Thousand Tons | 0.014086 | 0.0088508 | 0.014121 | 0.0088306 | 0 | 0 | 0
IL Fac. Spec. - NOX Rate Summer v3.1, Unit 1484 and retrofits | 653 | 7305 | Rate Constraint in lbs/MMBtu | FALSE | L | Annual | Fuel Consumed | TBtu | 2.3476 | 1.4751 | 2.3535 | 1.4718 | 0 | 0 | 0
IL Fac. Spec. - NOX Rate Summer v3.1, Unit 1484 and retrofits | 653 | 7305 | Rate Constraint in lbs/MMBtu | FALSE | L | Annual | Rate | lb/MMBtu | 0.012 | 0.012 | 0.012 | 0.012 | 0 | 0 | 0
IL Fac. Spec. - NOX Rate Summer v3.1, Unit 1484 and retrofits | 653 | 7305 | Rate Constraint in lbs/MMBtu | FALSE | L | Annual | Generation | TWh | 0.31168 | 0.19585 | 0.31246 | 0.1954 | 0 | 0 | 0
IL Fac. Spec. - NOX Rate Summer v3.1, Unit 1484 and retrofits | 653 | 7305 | Rate Constraint in lbs/MMBtu | FALSE | L | Annual | Qualifying Generation | TWh | 0.31168 | 0.19585 | 0.31246 | 0.1954 | 0 | 0 | 0
IL Fac. Spec. - NOX Rate Summer v3.1, Unit 1484 and retrofits | 653 | 7305 | Rate Constraint in lbs/MMBtu | FALSE | L | Annual | Rate | lb/MWh | 0.090384 | 0.090384 | 0.090384 | 0.090384 | 0 | 0 | 0
IL Fac. Spec. - NOX Rate Summer v3.1, Unit 1484 and retrofits | 653 | 7305 | Rate Constraint in lbs/MMBtu | FALSE | L | Annual | Constraint Shadow Price | US2022$/Ton | 0 | 0 | 0 | 0 | 0 | 0 | 0
IL Fac. Spec. - NOX Rate Summer v3.1, Unit 1485 and retrofits | 654 | 7305 | Rate Constraint in lbs/MMBtu | FALSE | L | Annual | Seasons Included | Seasons | Summer | Summer | Summer | Summer | Summer | Summer | Summer
IL Fac. Spec. - NOX Rate Summer v3.1, Unit 1485 and retrofits | 654 | 7305 | Rate Constraint in lbs/MMBtu | FALSE | L | Annual | Standard NOX | lb/MMBtu | 0.25 | 0.25 | 0.25 | 0.25 | 0.25 | 0.25 | 0.25
IL Fac. Spec. - NOX Rate Summer v3.1, Unit 1485 and retrofits | 654 | 7305 | Rate Constraint in lbs/MMBtu | FALSE | L | Annual | Emissions at Affected Plants NOX | Thousand Tons | 0.014086 | 0.0088508 | 0.014121 | 0.0088306 | 0 | 0 | 0
IL Fac. Spec. - NOX Rate Summer v3.1, Unit 1485 and retrofits | 654 | 7305 | Rate Constraint in lbs/MMBtu | FALSE | L | Annual | Allowances Purchased NOX | Thousand Tons | 0 | 0 | 0 | 0 | 0 | 0 | 0
IL Fac. Spec. - NOX Rate Summer v3.1, Unit 1485 and retrofits | 654 | 7305 | Rate Constraint in lbs/MMBtu | FALSE | L | Annual | Allowances Sold NOX | Thousand Tons | 0 | 0 | 0 | 0 | 0 | 0 | 0
IL Fac. Spec. - NOX Rate Summer v3.1, Unit 1485 and retrofits | 654 | 7305 | Rate Constraint in lbs/MMBtu | FALSE | L | Annual | Allowances Banked | Thousand Tons | 0 | 0 | 0 | 0 | 0 | 0 | 0
IL Fac. Spec. - NOX Rate Summer v3.1, Unit 1485 and retrofits | 654 | 7305 | Rate Constraint in lbs/MMBtu | FALSE | L | Annual | Allowances Withdrawn (1:1) | Thousand Tons | 0 | 0 | 0 | 0 | 0 | 0 | 0
IL Fac. Spec. - NOX Rate Summer v3.1, Unit 1485 and retrofits | 654 | 7305 | Rate Constraint in lbs/MMBtu | FALSE | L | Annual | Allowances Withdrawn (n:1) | Thousand Tons | 0 | 0 | 0 | 0 | 0 | 0 | 0
IL Fac. Spec. - NOX Rate Summer v3.1, Unit 1485 and retrofits | 654 | 7305 | Rate Constraint in lbs/MMBtu | FALSE | L | Annual | Net Emissions Allowance Position | Thousand Tons | 0.014086 | 0.0088508 | 0.014121 | 0.0088306 | 0 | 0 | 0
IL Fac. Spec. - NOX Rate Summer v3.1, Unit 1485 and retrofits | 654 | 7305 | Rate Constraint in lbs/MMBtu | FALSE | L | Annual | Fuel Consumed | TBtu | 2.3476 | 1.4751 | 2.3535 | 1.4718 | 0 | 0 | 0
IL Fac. Spec. - NOX Rate Summer v3.1, Unit 1485 and retrofits | 654 | 7305 | Rate Constraint in lbs/MMBtu | FALSE | L | Annual | Rate | lb/MMBtu | 0.012 | 0.012 | 0.012 | 0.012 | 0 | 0 | 0
IL Fac. Spec. - NOX Rate Summer v3.1, Unit 1485 and retrofits | 654 | 7305 | Rate Constraint in lbs/MMBtu | FALSE | L | Annual | Generation | TWh | 0.31168 | 0.19585 | 0.31246 | 0.1954 | 0 | 0 | 0
IL Fac. Spec. - NOX Rate Summer v3.1, Unit 1485 and retrofits | 654 | 7305 | Rate Constraint in lbs/MMBtu | FALSE | L | Annual | Qualifying Generation | TWh | 0.31168 | 0.19585 | 0.31246 | 0.1954 | 0 | 0 | 0
IL Fac. Spec. - NOX Rate Summer v3.1, Unit 1485 and retrofits | 654 | 7305 | Rate Constraint in lbs/MMBtu | FALSE | L | Annual | Rate | lb/MWh | 0.090384 | 0.090384 | 0.090384 | 0.090384 | 0 | 0 | 0
IL Fac. Spec. - NOX Rate Summer v3.1, Unit 1485 and retrofits | 654 | 7305 | Rate Constraint in lbs/MMBtu | FALSE | L | Annual | Constraint Shadow Price | US2022$/Ton | 0 | 0 | 0 | 0 | 0 | 0 | 0
IL Fac. Spec. - NOX Rate Summer v3.1, Unit 1486 and retrofits | 655 | 7305 | Rate Constraint in lbs/MMBtu | FALSE | L | Annual | Seasons Included | Seasons | Summer | Summer | Summer | Summer | Summer | Summer | Summer
IL Fac. Spec. - NOX Rate Summer v3.1, Unit 1486 and retrofits | 655 | 7305 | Rate Constraint in lbs/MMBtu | FALSE | L | Annual | Standard NOX | lb/MMBtu | 0.25 | 0.25 | 0.25 | 0.25 | 0.25 | 0.25 | 0.25
IL Fac. Spec. - NOX Rate Summer v3.1, Unit 1486 and retrofits | 655 | 7305 | Rate Constraint in lbs/MMBtu | FALSE | L | Annual | Emissions at Affected Plants NOX | Thousand Tons | 0.014651 | 0.014657 | 0.010574 | 0.0091853 | 0 | 0 | 0
IL Fac. Spec. - NOX Rate Summer v3.1, Unit 1486 and retrofits | 655 | 7305 | Rate Constraint in lbs/MMBtu | FALSE | L | Annual | Allowances Purchased NOX | Thousand Tons | 0 | 0 | 0 | 0 | 0 | 0 | 0
IL Fac. Spec. - NOX Rate Summer v3.1, Unit 1486 and retrofits | 655 | 7305 | Rate Constraint in lbs/MMBtu | FALSE | L | Annual | Allowances Sold NOX | Thousand Tons | 0 | 0 | 0 | 0 | 0 | 0 | 0
IL Fac. Spec. - NOX Rate Summer v3.1, Unit 1486 and retrofits | 655 | 7305 | Rate Constraint in lbs/MMBtu | FALSE | L | Annual | Allowances Banked | Thousand Tons | 0 | 0 | 0 | 0 | 0 | 0 | 0
IL Fac. Spec. - NOX Rate Summer v3.1, Unit 1486 and retrofits | 655 | 7305 | Rate Constraint in lbs/MMBtu | FALSE | L | Annual | Allowances Withdrawn (1:1) | Thousand Tons | 0 | 0 | 0 | 0 | 0 | 0 | 0
IL Fac. Spec. - NOX Rate Summer v3.1, Unit 1486 and retrofits | 655 | 7305 | Rate Constraint in lbs/MMBtu | FALSE | L | Annual | Allowances Withdrawn (n:1) | Thousand Tons | 0 | 0 | 0 | 0 | 0 | 0 | 0
IL Fac. Spec. - NOX Rate Summer v3.1, Unit 1486 and retrofits | 655 | 7305 | Rate Constraint in lbs/MMBtu | FALSE | L | Annual | Net Emissions Allowance Position | Thousand Tons | 0.014651 | 0.014657 | 0.010574 | 0.0091853 | 0 | 0 | 0
IL Fac. Spec. - NOX Rate Summer v3.1, Unit 1486 and retrofits | 655 | 7305 | Rate Constraint in lbs/MMBtu | FALSE | L | Annual | Fuel Consumed | TBtu | 3.0178 | 3.0189 | 2.178 | 1.8919 | 0 | 0 | 0
IL Fac. Spec. - NOX Rate Summer v3.1, Unit 1486 and retrofits | 655 | 7305 | Rate Constraint in lbs/MMBtu | FALSE | L | Annual | Rate | lb/MMBtu | 0.00971 | 0.00971 | 0.00971 | 0.00971 | 0 | 0 | 0
IL Fac. Spec. - NOX Rate Summer v3.1, Unit 1486 and retrofits | 655 | 7305 | Rate Constraint in lbs/MMBtu | FALSE | L | Annual | Generation | TWh | 0.41142 | 0.41157 | 0.29694 | 0.25793 | 0 | 0 | 0
IL Fac. Spec. - NOX Rate Summer v3.1, Unit 1486 and retrofits | 655 | 7305 | Rate Constraint in lbs/MMBtu | FALSE | L | Annual | Qualifying Generation | TWh | 0.41142 | 0.41157 | 0.29694 | 0.25793 | 0 | 0 | 0
IL Fac. Spec. - NOX Rate Summer v3.1, Unit 1486 and retrofits | 655 | 7305 | Rate Constraint in lbs/MMBtu | FALSE | L | Annual | Rate | lb/MWh | 0.071223 | 0.071223 | 0.071223 | 0.071223 | 0 | 0 | 0
IL Fac. Spec. - NOX Rate Summer v3.1, Unit 1486 and retrofits | 655 | 7305 | Rate Constraint in lbs/MMBtu | FALSE | L | Annual | Constraint Shadow Price | US2022$/Ton | 0 | 0 | 0 | 0 | 0 | 0 | 0
IL Fac. Spec. - NOX Rate Summer v3.1, Unit 1487 and retrofits | 656 | 7305 | Rate Constraint in lbs/MMBtu | FALSE | L | Annual | Seasons Included | Seasons | Summer | Summer | Summer | Summer | Summer | Summer | Summer
IL Fac. Spec. - NOX Rate Summer v3.1, Unit 1487 and retrofits | 656 | 7305 | Rate Constraint in lbs/MMBtu | FALSE | L | Annual | Standard NOX | lb/MMBtu | 0.25 | 0.25 | 0.25 | 0.25 | 0.25 | 0.25 | 0.25
IL Fac. Spec. - NOX Rate Summer v3.1, Unit 1487 and retrofits | 656 | 7305 | Rate Constraint in lbs/MMBtu | FALSE | L | Annual | Emissions at Affected Plants NOX | Thousand Tons | 0.013712 | 0.013716 | 0.013746 | 0.0085961 | 0 | 0 | 0
IL Fac. Spec. - NOX Rate Summer v3.1, Unit 1487 and retrofits | 656 | 7305 | Rate Constraint in lbs/MMBtu | FALSE | L | Annual | Allowances Purchased NOX | Thousand Tons | 0 | 0 | 0 | 0 | 0 | 0 | 0
IL Fac. Spec. - NOX Rate Summer v3.1, Unit 1487 and retrofits | 656 | 7305 | Rate Constraint in lbs/MMBtu | FALSE | L | Annual | Allowances Sold NOX | Thousand Tons | 0 | 0 | 0 | 0 | 0 | 0 | 0
IL Fac. Spec. - NOX Rate Summer v3.1, Unit 1487 and retrofits | 656 | 7305 | Rate Constraint in lbs/MMBtu | FALSE | L | Annual | Allowances Banked | Thousand Tons | 0 | 0 | 0 | 0 | 0 | 0 | 0
IL Fac. Spec. - NOX Rate Summer v3.1, Unit 1487 and retrofits | 656 | 7305 | Rate Constraint in lbs/MMBtu | FALSE | L | Annual | Allowances Withdrawn (1:1) | Thousand Tons | 0 | 0 | 0 | 0 | 0 | 0 | 0
IL Fac. Spec. - NOX Rate Summer v3.1, Unit 1487 and retrofits | 656 | 7305 | Rate Constraint in lbs/MMBtu | FALSE | L | Annual | Allowances Withdrawn (n:1) | Thousand Tons | 0 | 0 | 0 | 0 | 0 | 0 | 0
IL Fac. Spec. - NOX Rate Summer v3.1, Unit 1487 and retrofits | 656 | 7305 | Rate Constraint in lbs/MMBtu | FALSE | L | Annual | Net Emissions Allowance Position | Thousand Tons | 0.013712 | 0.013716 | 0.013746 | 0.0085961 | 0 | 0 | 0
IL Fac. Spec. - NOX Rate Summer v3.1, Unit 1487 and retrofits | 656 | 7305 | Rate Constraint in lbs/MMBtu | FALSE | L | Annual | Fuel Consumed | TBtu | 2.2853 | 2.2861 | 2.291 | 1.4327 | 0 | 0 | 0
IL Fac. Spec. - NOX Rate Summer v3.1, Unit 1487 and retrofits | 656 | 7305 | Rate Constraint in lbs/MMBtu | FALSE | L | Annual | Rate | lb/MMBtu | 0.012 | 0.012 | 0.012 | 0.012 | 0 | 0 | 0
IL Fac. Spec. - NOX Rate Summer v3.1, Unit 1487 and retrofits | 656 | 7305 | Rate Constraint in lbs/MMBtu | FALSE | L | Annual | Generation | TWh | 0.31168 | 0.3118 | 0.31246 | 0.1954 | 0 | 0 | 0
IL Fac. Spec. - NOX Rate Summer v3.1, Unit 1487 and retrofits | 656 | 7305 | Rate Constraint in lbs/MMBtu | FALSE | L | Annual | Qualifying Generation | TWh | 0.31168 | 0.3118 | 0.31246 | 0.1954 | 0 | 0 | 0
IL Fac. Spec. - NOX Rate Summer v3.1, Unit 1487 and retrofits | 656 | 7305 | Rate Constraint in lbs/MMBtu | FALSE | L | Annual | Rate | lb/MWh | 0.087984 | 0.087984 | 0.087984 | 0.087984 | 0 | 0 | 0
IL Fac. Spec. - NOX Rate Summer v3.1, Unit 1487 and retrofits | 656 | 7305 | Rate Constraint in lbs/MMBtu | FALSE | L | Annual | Constraint Shadow Price | US2022$/Ton | 0 | 0 | 0 | 0 | 0 | 0 | 0
IL Fac. Spec. - NOX Rate Summer v3.1, Unit 1488 and retrofits | 657 | 7305 | Rate Constraint in lbs/MMBtu | FALSE | L | Annual | Seasons Included | Seasons | Summer | Summer | Summer | Summer | Summer | Summer | Summer
IL Fac. Spec. - NOX Rate Summer v3.1, Unit 1488 and retrofits | 657 | 7305 | Rate Constraint in lbs/MMBtu | FALSE | L | Annual | Standard NOX | lb/MMBtu | 0.25 | 0.25 | 0.25 | 0.25 | 0.25 | 0.25 | 0.25
IL Fac. Spec. - NOX Rate Summer v3.1, Unit 1488 and retrofits | 657 | 7305 | Rate Constraint in lbs/MMBtu | FALSE | L | Annual | Emissions at Affected Plants NOX | Thousand Tons | 0.013712 | 0.013716 | 0.013746 | 0.0085961 | 0 | 0 | 0
IL Fac. Spec. - NOX Rate Summer v3.1, Unit 1488 and retrofits | 657 | 7305 | Rate Constraint in lbs/MMBtu | FALSE | L | Annual | Allowances Purchased NOX | Thousand Tons | 0 | 0 | 0 | 0 | 0 | 0 | 0
IL Fac. Spec. - NOX Rate Summer v3.1, Unit 1488 and retrofits | 657 | 7305 | Rate Constraint in lbs/MMBtu | FALSE | L | Annual | Allowances Sold NOX | Thousand Tons | 0 | 0 | 0 | 0 | 0 | 0 | 0
IL Fac. Spec. - NOX Rate Summer v3.1, Unit 1488 and retrofits | 657 | 7305 | Rate Constraint in lbs/MMBtu | FALSE | L | Annual | Allowances Banked | Thousand Tons | 0 | 0 | 0 | 0 | 0 | 0 | 0
IL Fac. Spec. - NOX Rate Summer v3.1, Unit 1488 and retrofits | 657 | 7305 | Rate Constraint in lbs/MMBtu | FALSE | L | Annual | Allowances Withdrawn (1:1) | Thousand Tons | 0 | 0 | 0 | 0 | 0 | 0 | 0
IL Fac. Spec. - NOX Rate Summer v3.1, Unit 1488 and retrofits | 657 | 7305 | Rate Constraint in lbs/MMBtu | FALSE | L | Annual | Allowances Withdrawn (n:1) | Thousand Tons | 0 | 0 | 0 | 0 | 0 | 0 | 0
IL Fac. Spec. - NOX Rate Summer v3.1, Unit 1488 and retrofits | 657 | 7305 | Rate Constraint in lbs/MMBtu | FALSE | L | Annual | Net Emissions Allowance Position | Thousand Tons | 0.013712 | 0.013716 | 0.013746 | 0.0085961 | 0 | 0 | 0
IL Fac. Spec. - NOX Rate Summer v3.1, Unit 1488 and retrofits | 657 | 7305 | Rate Constraint in lbs/MMBtu | FALSE | L | Annual | Fuel Consumed | TBtu | 2.2853 | 2.2861 | 2.291 | 1.4327 | 0 | 0 | 0
IL Fac. Spec. - NOX Rate Summer v3.1, Unit 1488 and retrofits | 657 | 7305 | Rate Constraint in lbs/MMBtu | FALSE | L | Annual | Rate | lb/MMBtu | 0.012 | 0.012 | 0.012 | 0.012 | 0 | 0 | 0
IL Fac. Spec. - NOX Rate Summer v3.1, Unit 1488 and retrofits | 657 | 7305 | Rate Constraint in lbs/MMBtu | FALSE | L | Annual | Generation | TWh | 0.31168 | 0.3118 | 0.31246 | 0.1954 | 0 | 0 | 0
IL Fac. Spec. - NOX Rate Summer v3.1, Unit 1488 and retrofits | 657 | 7305 | Rate Constraint in lbs/MMBtu | FALSE | L | Annual | Qualifying Generation | TWh | 0.31168 | 0.3118 | 0.31246 | 0.1954 | 0 | 0 | 0
IL Fac. Spec. - NOX Rate Summer v3.1, Unit 1488 and retrofits | 657 | 7305 | Rate Constraint in lbs/MMBtu | FALSE | L | Annual | Rate | lb/MWh | 0.087984 | 0.087984 | 0.087984 | 0.087984 | 0 | 0 | 0
IL Fac. Spec. - NOX Rate Summer v3.1, Unit 1488 and retrofits | 657 | 7305 | Rate Constraint in lbs/MMBtu | FALSE | L | Annual | Constraint Shadow Price | US2022$/Ton | 0 | 0 | 0 | 0 | 0 | 0 | 0
IL Fac. Spec. - NOX Rate Summer v3.1, Unit 1489 and retrofits | 658 | 7305 | Rate Constraint in lbs/MMBtu | FALSE | L | Annual | Seasons Included | Seasons | Summer | Summer | Summer | Summer | Summer | Summer | Summer
IL Fac. Spec. - NOX Rate Summer v3.1, Unit 1489 and retrofits | 658 | 7305 | Rate Constraint in lbs/MMBtu | FALSE | L | Annual | Standard NOX | lb/MMBtu | 0.25 | 0.25 | 0.25 | 0.25 | 0.25 | 0.25 | 0.25
IL Fac. Spec. - NOX Rate Summer v3.1, Unit 1489 and retrofits | 658 | 7305 | Rate Constraint in lbs/MMBtu | FALSE | L | Annual | Emissions at Affected Plants NOX | Thousand Tons | 0.018428 | 0.018435 | 0.018475 | 0.011553 | 0 | 0 | 0
IL Fac. Spec. - NOX Rate Summer v3.1, Unit 1489 and retrofits | 658 | 7305 | Rate Constraint in lbs/MMBtu | FALSE | L | Annual | Allowances Purchased NOX | Thousand Tons | 0 | 0 | 0 | 0 | 0 | 0 | 0
IL Fac. Spec. - NOX Rate Summer v3.1, Unit 1489 and retrofits | 658 | 7305 | Rate Constraint in lbs/MMBtu | FALSE | L | Annual | Allowances Sold NOX | Thousand Tons | 0 | 0 | 0 | 0 | 0 | 0 | 0
IL Fac. Spec. - NOX Rate Summer v3.1, Unit 1489 and retrofits | 658 | 7305 | Rate Constraint in lbs/MMBtu | FALSE | L | Annual | Allowances Banked | Thousand Tons | 0 | 0 | 0 | 0 | 0 | 0 | 0
IL Fac. Spec. - NOX Rate Summer v3.1, Unit 1489 and retrofits | 658 | 7305 | Rate Constraint in lbs/MMBtu | FALSE | L | Annual | Allowances Withdrawn (1:1) | Thousand Tons | 0 | 0 | 0 | 0 | 0 | 0 | 0
IL Fac. Spec. - NOX Rate Summer v3.1, Unit 1489 and retrofits | 658 | 7305 | Rate Constraint in lbs/MMBtu | FALSE | L | Annual | Allowances Withdrawn (n:1) | Thousand Tons | 0 | 0 | 0 | 0 | 0 | 0 | 0
IL Fac. Spec. - NOX Rate Summer v3.1, Unit 1489 and retrofits | 658 | 7305 | Rate Constraint in lbs/MMBtu | FALSE | L | Annual | Net Emissions Allowance Position | Thousand Tons | 0.018428 | 0.018435 | 0.018475 | 0.011553 | 0 | 0 | 0
IL Fac. Spec. - NOX Rate Summer v3.1, Unit 1489 and retrofits | 658 | 7305 | Rate Constraint in lbs/MMBtu | FALSE | L | Annual | Fuel Consumed | TBtu | 3.0714 | 3.0725 | 3.0791 | 1.9255 | 0 | 0 | 0
IL Fac. Spec. - NOX Rate Summer v3.1, Unit 1489 and retrofits | 658 | 7305 | Rate Constraint in lbs/MMBtu | FALSE | L | Annual | Rate | lb/MMBtu | 0.012 | 0.012 | 0.012 | 0.012 | 0 | 0 | 0
IL Fac. Spec. - NOX Rate Summer v3.1, Unit 1489 and retrofits | 658 | 7305 | Rate Constraint in lbs/MMBtu | FALSE | L | Annual | Generation | TWh | 0.4189 | 0.41905 | 0.41995 | 0.26262 | 0 | 0 | 0
IL Fac. Spec. - NOX Rate Summer v3.1, Unit 1489 and retrofits | 658 | 7305 | Rate Constraint in lbs/MMBtu | FALSE | L | Annual | Qualifying Generation | TWh | 0.4189 | 0.41905 | 0.41995 | 0.26262 | 0 | 0 | 0
IL Fac. Spec. - NOX Rate Summer v3.1, Unit 1489 and retrofits | 658 | 7305 | Rate Constraint in lbs/MMBtu | FALSE | L | Annual | Rate | lb/MWh | 0.087984 | 0.087984 | 0.087984 | 0.087984 | 0 | 0 | 0
IL Fac. Spec. - NOX Rate Summer v3.1, Unit 1489 and retrofits | 658 | 7305 | Rate Constraint in lbs/MMBtu | FALSE | L | Annual | Constraint Shadow Price | US2022$/Ton | 0 | 0 | 0 | 0 | 0 | 0 | 0
IL Fac. Spec. - NOX Rate Summer v3.1, Unit 1490 and retrofits | 659 | 7305 | Rate Constraint in lbs/MMBtu | FALSE | L | Annual | Seasons Included | Seasons | Summer | Summer | Summer | Summer | Summer | Summer | Summer
IL Fac. Spec. - NOX Rate Summer v3.1, Unit 1490 and retrofits | 659 | 7305 | Rate Constraint in lbs/MMBtu | FALSE | L | Annual | Standard NOX | lb/MMBtu | 0.25 | 0.25 | 0.25 | 0.25 | 0.25 | 0.25 | 0.25
IL Fac. Spec. - NOX Rate Summer v3.1, Unit 1490 and retrofits | 659 | 7305 | Rate Constraint in lbs/MMBtu | FALSE | L | Annual | Emissions at Affected Plants NOX | Thousand Tons | 0.018428 | 0.018435 | 0.018475 | 0.011553 | 0 | 0 | 0
IL Fac. Spec. - NOX Rate Summer v3.1, Unit 1490 and retrofits | 659 | 7305 | Rate Constraint in lbs/MMBtu | FALSE | L | Annual | Allowances Purchased NOX | Thousand Tons | 0 | 0 | 0 | 0 | 0 | 0 | 0
IL Fac. Spec. - NOX Rate Summer v3.1, Unit 1490 and retrofits | 659 | 7305 | Rate Constraint in lbs/MMBtu | FALSE | L | Annual | Allowances Sold NOX | Thousand Tons | 0 | 0 | 0 | 0 | 0 | 0 | 0
IL Fac. Spec. - NOX Rate Summer v3.1, Unit 1490 and retrofits | 659 | 7305 | Rate Constraint in lbs/MMBtu | FALSE | L | Annual | Allowances Banked | Thousand Tons | 0 | 0 | 0 | 0 | 0 | 0 | 0
IL Fac. Spec. - NOX Rate Summer v3.1, Unit 1490 and retrofits | 659 | 7305 | Rate Constraint in lbs/MMBtu | FALSE | L | Annual | Allowances Withdrawn (1:1) | Thousand Tons | 0 | 0 | 0 | 0 | 0 | 0 | 0
IL Fac. Spec. - NOX Rate Summer v3.1, Unit 1490 and retrofits | 659 | 7305 | Rate Constraint in lbs/MMBtu | FALSE | L | Annual | Allowances Withdrawn (n:1) | Thousand Tons | 0 | 0 | 0 | 0 | 0 | 0 | 0
IL Fac. Spec. - NOX Rate Summer v3.1, Unit 1490 and retrofits | 659 | 7305 | Rate Constraint in lbs/MMBtu | FALSE | L | Annual | Net Emissions Allowance Position | Thousand Tons | 0.018428 | 0.018435 | 0.018475 | 0.011553 | 0 | 0 | 0
IL Fac. Spec. - NOX Rate Summer v3.1, Unit 1490 and retrofits | 659 | 7305 | Rate Constraint in lbs/MMBtu | FALSE | L | Annual | Fuel Consumed | TBtu | 3.0714 | 3.0725 | 3.0791 | 1.9255 | 0 | 0 | 0
IL Fac. Spec. - NOX Rate Summer v3.1, Unit 1490 and retrofits | 659 | 7305 | Rate Constraint in lbs/MMBtu | FALSE | L | Annual | Rate | lb/MMBtu | 0.012 | 0.012 | 0.012 | 0.012 | 0 | 0 | 0
IL Fac. Spec. - NOX Rate Summer v3.1, Unit 1490 and retrofits | 659 | 7305 | Rate Constraint in lbs/MMBtu | FALSE | L | Annual | Generation | TWh | 0.4189 | 0.41905 | 0.41995 | 0.26262 | 0 | 0 | 0
IL Fac. Spec. - NOX Rate Summer v3.1, Unit 1490 and retrofits | 659 | 7305 | Rate Constraint in lbs/MMBtu | FALSE | L | Annual | Qualifying Generation | TWh | 0.4189 | 0.41905 | 0.41995 | 0.26262 | 0 | 0 | 0
IL Fac. Spec. - NOX Rate Summer v3.1, Unit 1490 and retrofits | 659 | 7305 | Rate Constraint in lbs/MMBtu | FALSE | L | Annual | Rate | lb/MWh | 0.087984 | 0.087984 | 0.087984 | 0.087984 | 0 | 0 | 0
IL Fac. Spec. - NOX Rate Summer v3.1, Unit 1490 and retrofits | 659 | 7305 | Rate Constraint in lbs/MMBtu | FALSE | L | Annual | Constraint Shadow Price | US2022$/Ton | 0 | 0 | 0 | 0 | 0 | 0 | 0
IL Fac. Spec. - NOX Rate Summer v3.1, Unit 1491 and retrofits | 660 | 7305 | Rate Constraint in lbs/MMBtu | FALSE | L | Annual | Seasons Included | Seasons | Summer | Summer | Summer | Summer | Summer | Summer | Summer
IL Fac. Spec. - NOX Rate Summer v3.1, Unit 1491 and retrofits | 660 | 7305 | Rate Constraint in lbs/MMBtu | FALSE | L | Annual | Standard NOX | lb/MMBtu | 0.25 | 0.25 | 0.25 | 0.25 | 0.25 | 0.25 | 0.25
IL Fac. Spec. - NOX Rate Summer v3.1, Unit 1491 and retrofits | 660 | 7305 | Rate Constraint in lbs/MMBtu | FALSE | L | Annual | Emissions at Affected Plants NOX | Thousand Tons | 0.059815 | 0.068911 | 0.068911 | 0.052509 | 0 | 0 | 0
IL Fac. Spec. - NOX Rate Summer v3.1, Unit 1491 and retrofits | 660 | 7305 | Rate Constraint in lbs/MMBtu | FALSE | L | Annual | Allowances Purchased NOX | Thousand Tons | 0 | 0 | 0 | 0 | 0 | 0 | 0
IL Fac. Spec. - NOX Rate Summer v3.1, Unit 1491 and retrofits | 660 | 7305 | Rate Constraint in lbs/MMBtu | FALSE | L | Annual | Allowances Sold NOX | Thousand Tons | 0 | 0 | 0 | 0 | 0 | 0 | 0
IL Fac. Spec. - NOX Rate Summer v3.1, Unit 1491 and retrofits | 660 | 7305 | Rate Constraint in lbs/MMBtu | FALSE | L | Annual | Allowances Banked | Thousand Tons | 0 | 0 | 0 | 0 | 0 | 0 | 0
IL Fac. Spec. - NOX Rate Summer v3.1, Unit 1491 and retrofits | 660 | 7305 | Rate Constraint in lbs/MMBtu | FALSE | L | Annual | Allowances Withdrawn (1:1) | Thousand Tons | 0 | 0 | 0 | 0 | 0 | 0 | 0
IL Fac. Spec. - NOX Rate Summer v3.1, Unit 1491 and retrofits | 660 | 7305 | Rate Constraint in lbs/MMBtu | FALSE | L | Annual | Allowances Withdrawn (n:1) | Thousand Tons | 0 | 0 | 0 | 0 | 0 | 0 | 0
IL Fac. Spec. - NOX Rate Summer v3.1, Unit 1491 and retrofits | 660 | 7305 | Rate Constraint in lbs/MMBtu | FALSE | L | Annual | Net Emissions Allowance Position | Thousand Tons | 0.059815 | 0.068911 | 0.068911 | 0.052509 | 0 | 0 | 0
IL Fac. Spec. - NOX Rate Summer v3.1, Unit 1491 and retrofits | 660 | 7305 | Rate Constraint in lbs/MMBtu | FALSE | L | Annual | Fuel Consumed | TBtu | 10.8755 | 12.5293 | 12.5293 | 9.5471 | 0 | 0 | 0
IL Fac. Spec. - NOX Rate Summer v3.1, Unit 1491 and retrofits | 660 | 7305 | Rate Constraint in lbs/MMBtu | FALSE | L | Annual | Rate | lb/MMBtu | 0.011 | 0.011 | 0.011 | 0.011 | 0 | 0 | 0
IL Fac. Spec. - NOX Rate Summer v3.1, Unit 1491 and retrofits | 660 | 7305 | Rate Constraint in lbs/MMBtu | FALSE | L | Annual | Generation | TWh | 1.7073 | 1.9669 | 1.9669 | 1.4988 | 0 | 0 | 0
IL Fac. Spec. - NOX Rate Summer v3.1, Unit 1491 and retrofits | 660 | 7305 | Rate Constraint in lbs/MMBtu | FALSE | L | Annual | Qualifying Generation | TWh | 1.7073 | 1.9669 | 1.9669 | 1.4988 | 0 | 0 | 0
IL Fac. Spec. - NOX Rate Summer v3.1, Unit 1491 and retrofits | 660 | 7305 | Rate Constraint in lbs/MMBtu | FALSE | L | Annual | Rate | lb/MWh | 0.07007 | 0.07007 | 0.07007 | 0.07007 | 0 | 0 | 0
IL Fac. Spec. - NOX Rate Summer v3.1, Unit 1491 and retrofits | 660 | 7305 | Rate Constraint in lbs/MMBtu | FALSE | L | Annual | Constraint Shadow Price | US2022$/Ton | 0 | 0 | 0 | 0 | 0 | 0 | 0
IL Fac. Spec. - NOX Rate Summer v3.1, Unit 1492 and retrofits | 661 | 7305 | Rate Constraint in lbs/MMBtu | FALSE | L | Annual | Seasons Included | Seasons | Summer | Summer | Summer | Summer | Summer | Summer | Summer
IL Fac. Spec. - NOX Rate Summer v3.1, Unit 1492 and retrofits | 661 | 7305 | Rate Constraint in lbs/MMBtu | FALSE | L | Annual | Standard NOX | lb/MMBtu | 0.25 | 0.25 | 0.25 | 0.25 | 0.25 | 0.25 | 0.25
IL Fac. Spec. - NOX Rate Summer v3.1, Unit 1492 and retrofits | 661 | 7305 | Rate Constraint in lbs/MMBtu | FALSE | L | Annual | Emissions at Affected Plants NOX | Thousand Tons | 0.068911 | 0.068911 | 0.068911 | 0.052509 | 0 | 0 | 0
IL Fac. Spec. - NOX Rate Summer v3.1, Unit 1492 and retrofits | 661 | 7305 | Rate Constraint in lbs/MMBtu | FALSE | L | Annual | Allowances Purchased NOX | Thousand Tons | 0 | 0 | 0 | 0 | 0 | 0 | 0
IL Fac. Spec. - NOX Rate Summer v3.1, Unit 1492 and retrofits | 661 | 7305 | Rate Constraint in lbs/MMBtu | FALSE | L | Annual | Allowances Sold NOX | Thousand Tons | 0 | 0 | 0 | 0 | 0 | 0 | 0
IL Fac. Spec. - NOX Rate Summer v3.1, Unit 1492 and retrofits | 661 | 7305 | Rate Constraint in lbs/MMBtu | FALSE | L | Annual | Allowances Banked | Thousand Tons | 0 | 0 | 0 | 0 | 0 | 0 | 0
IL Fac. Spec. - NOX Rate Summer v3.1, Unit 1492 and retrofits | 661 | 7305 | Rate Constraint in lbs/MMBtu | FALSE | L | Annual | Allowances Withdrawn (1:1) | Thousand Tons | 0 | 0 | 0 | 0 | 0 | 0 | 0
IL Fac. Spec. - NOX Rate Summer v3.1, Unit 1492 and retrofits | 661 | 7305 | Rate Constraint in lbs/MMBtu | FALSE | L | Annual | Allowances Withdrawn (n:1) | Thousand Tons | 0 | 0 | 0 | 0 | 0 | 0 | 0
IL Fac. Spec. - NOX Rate Summer v3.1, Unit 1492 and retrofits | 661 | 7305 | Rate Constraint in lbs/MMBtu | FALSE | L | Annual | Net Emissions Allowance Position | Thousand Tons | 0.068911 | 0.068911 | 0.068911 | 0.052509 | 0 | 0 | 0
IL Fac. Spec. - NOX Rate Summer v3.1, Unit 1492 and retrofits | 661 | 7305 | Rate Constraint in lbs/MMBtu | FALSE | L | Annual | Fuel Consumed | TBtu | 12.5293 | 12.5293 | 12.5293 | 9.5471 | 0 | 0 | 0
IL Fac. Spec. - NOX Rate Summer v3.1, Unit 1492 and retrofits | 661 | 7305 | Rate Constraint in lbs/MMBtu | FALSE | L | Annual | Rate | lb/MMBtu | 0.011 | 0.011 | 0.011 | 0.011 | 0 | 0 | 0
IL Fac. Spec. - NOX Rate Summer v3.1, Unit 1492 and retrofits | 661 | 7305 | Rate Constraint in lbs/MMBtu | FALSE | L | Annual | Generation | TWh | 1.9669 | 1.9669 | 1.9669 | 1.4988 | 0 | 0 | 0
IL Fac. Spec. - NOX Rate Summer v3.1, Unit 1492 and retrofits | 661 | 7305 | Rate Constraint in lbs/MMBtu | FALSE | L | Annual | Qualifying Generation | TWh | 1.9669 | 1.9669 | 1.9669 | 1.4988 | 0 | 0 | 0
IL Fac. Spec. - NOX Rate Summer v3.1, Unit 1492 and retrofits | 661 | 7305 | Rate Constraint in lbs/MMBtu | FALSE | L | Annual | Rate | lb/MWh | 0.07007 | 0.07007 | 0.07007 | 0.07007 | 0 | 0 | 0
IL Fac. Spec. - NOX Rate Summer v3.1, Unit 1492 and retrofits | 661 | 7305 | Rate Constraint in lbs/MMBtu | FALSE | L | Annual | Constraint Shadow Price | US2022$/Ton | 0 | 0 | 0 | 0 | 0 | 0 | 0
IL Fac. Spec. - NOX Rate Summer v3.1, Unit 1494 and retrofits | 662 | 7305 | Rate Constraint in lbs/MMBtu | FALSE | L | Annual | Seasons Included | Seasons | Summer | Summer | Summer | Summer | Summer | Summer | Summer
IL Fac. Spec. - NOX Rate Summer v3.1, Unit 1494 and retrofits | 662 | 7305 | Rate Constraint in lbs/MMBtu | FALSE | L | Annual | Standard NOX | lb/MMBtu | 0.25 | 0.25 | 0.25 | 0.25 | 0.25 | 0.25 | 0.25
IL Fac. Spec. - NOX Rate Summer v3.1, Unit 1494 and retrofits | 662 | 7305 | Rate Constraint in lbs/MMBtu | FALSE | L | Annual | Emissions at Affected Plants NOX | Thousand Tons | 0.032968 | 0.032979 | 0.043343 | 0.020668 | 0 | 0 | 0
IL Fac. Spec. - NOX Rate Summer v3.1, Unit 1494 and retrofits | 662 | 7305 | Rate Constraint in lbs/MMBtu | FALSE | L | Annual | Allowances Purchased NOX | Thousand Tons | 0 | 0 | 0 | 0 | 0 | 0 | 0
IL Fac. Spec. - NOX Rate Summer v3.1, Unit 1494 and retrofits | 662 | 7305 | Rate Constraint in lbs/MMBtu | FALSE | L | Annual | Allowances Sold NOX | Thousand Tons | 0 | 0 | 0 | 0 | 0 | 0 | 0
IL Fac. Spec. - NOX Rate Summer v3.1, Unit 1494 and retrofits | 662 | 7305 | Rate Constraint in lbs/MMBtu | FALSE | L | Annual | Allowances Banked | Thousand Tons | 0 | 0 | 0 | 0 | 0 | 0 | 0
IL Fac. Spec. - NOX Rate Summer v3.1, Unit 1494 and retrofits | 662 | 7305 | Rate Constraint in lbs/MMBtu | FALSE | L | Annual | Allowances Withdrawn (1:1) | Thousand Tons | 0 | 0 | 0 | 0 | 0 | 0 | 0
IL Fac. Spec. - NOX Rate Summer v3.1, Unit 1494 and retrofits | 662 | 7305 | Rate Constraint in lbs/MMBtu | FALSE | L | Annual | Allowances Withdrawn (n:1) | Thousand Tons | 0 | 0 | 0 | 0 | 0 | 0 | 0
IL Fac. Spec. - NOX Rate Summer v3.1, Unit 1494 and retrofits | 662 | 7305 | Rate Constraint in lbs/MMBtu | FALSE | L | Annual | Net Emissions Allowance Position | Thousand Tons | 0.032968 | 0.032979 | 0.043343 | 0.020668 | 0 | 0 | 0
IL Fac. Spec. - NOX Rate Summer v3.1, Unit 1494 and retrofits | 662 | 7305 | Rate Constraint in lbs/MMBtu | FALSE | L | Annual | Fuel Consumed | TBtu | 0.77709 | 0.77737 | 1.0217 | 0.48718 | 0 | 0 | 0
IL Fac. Spec. - NOX Rate Summer v3.1, Unit 1494 and retrofits | 662 | 7305 | Rate Constraint in lbs/MMBtu | FALSE | L | Annual | Rate | lb/MMBtu | 0.084848 | 0.084848 | 0.084848 | 0.084848 | 0 | 0 | 0
IL Fac. Spec. - NOX Rate Summer v3.1, Unit 1494 and retrofits | 662 | 7305 | Rate Constraint in lbs/MMBtu | FALSE | L | Annual | Generation | TWh | 0.10971 | 0.10975 | 0.14424 | 0.068782 | 0 | 0 | 0
IL Fac. Spec. - NOX Rate Summer v3.1, Unit 1494 and retrofits | 662 | 7305 | Rate Constraint in lbs/MMBtu | FALSE | L | Annual | Qualifying Generation | TWh | 0.10971 | 0.10975 | 0.14424 | 0.068782 | 0 | 0 | 0
IL Fac. Spec. - NOX Rate Summer v3.1, Unit 1494 and retrofits | 662 | 7305 | Rate Constraint in lbs/MMBtu | FALSE | L | Annual | Rate | lb/MWh | 0.60098 | 0.60098 | 0.60098 | 0.60098 | 0 | 0 | 0
IL Fac. Spec. - NOX Rate Summer v3.1, Unit 1494 and retrofits | 662 | 7305 | Rate Constraint in lbs/MMBtu | FALSE | L | Annual | Constraint Shadow Price | US2022$/Ton | 0 | 0 | 0 | 0 | 0 | 0 | 0
IL Fac. Spec. - NOX Rate Summer v3.1, Unit 1495 and retrofits | 663 | 7305 | Rate Constraint in lbs/MMBtu | FALSE | L | Annual | Seasons Included | Seasons | Summer | Summer | Summer | Summer | Summer | Summer | Summer
IL Fac. Spec. - NOX Rate Summer v3.1, Unit 1495 and retrofits | 663 | 7305 | Rate Constraint in lbs/MMBtu | FALSE | L | Annual | Standard NOX | lb/MMBtu | 0.25 | 0.25 | 0.25 | 0.25 | 0.25 | 0.25 | 0.25
IL Fac. Spec. - NOX Rate Summer v3.1, Unit 1495 and retrofits | 663 | 7305 | Rate Constraint in lbs/MMBtu | FALSE | L | Annual | Emissions at Affected Plants NOX | Thousand Tons | 0.032968 | 0.032979 | 0.043343 | 0.020668 | 0 | 0 | 0
IL Fac. Spec. - NOX Rate Summer v3.1, Unit 1495 and retrofits | 663 | 7305 | Rate Constraint in lbs/MMBtu | FALSE | L | Annual | Allowances Purchased NOX | Thousand Tons | 0 | 0 | 0 | 0 | 0 | 0 | 0
IL Fac. Spec. - NOX Rate Summer v3.1, Unit 1495 and retrofits | 663 | 7305 | Rate Constraint in lbs/MMBtu | FALSE | L | Annual | Allowances Sold NOX | Thousand Tons | 0 | 0 | 0 | 0 | 0 | 0 | 0
IL Fac. Spec. - NOX Rate Summer v3.1, Unit 1495 and retrofits | 663 | 7305 | Rate Constraint in lbs/MMBtu | FALSE | L | Annual | Allowances Banked | Thousand Tons | 0 | 0 | 0 | 0 | 0 | 0 | 0
IL Fac. Spec. - NOX Rate Summer v3.1, Unit 1495 and retrofits | 663 | 7305 | Rate Constraint in lbs/MMBtu | FALSE | L | Annual | Allowances Withdrawn (1:1) | Thousand Tons | 0 | 0 | 0 | 0 | 0 | 0 | 0
IL Fac. Spec. - NOX Rate Summer v3.1, Unit 1495 and retrofits | 663 | 7305 | Rate Constraint in lbs/MMBtu | FALSE | L | Annual | Allowances Withdrawn (n:1) | Thousand Tons | 0 | 0 | 0 | 0 | 0 | 0 | 0
IL Fac. Spec. - NOX Rate Summer v3.1, Unit 1495 and retrofits | 663 | 7305 | Rate Constraint in lbs/MMBtu | FALSE | L | Annual | Net Emissions Allowance Position | Thousand Tons | 0.032968 | 0.032979 | 0.043343 | 0.020668 | 0 | 0 | 0
IL Fac. Spec. - NOX Rate Summer v3.1, Unit 1495 and retrofits | 663 | 7305 | Rate Constraint in lbs/MMBtu | FALSE | L | Annual | Fuel Consumed | TBtu | 0.77709 | 0.77737 | 1.0217 | 0.48718 | 0 | 0 | 0
IL Fac. Spec. - NOX Rate Summer v3.1, Unit 1495 and retrofits | 663 | 7305 | Rate Constraint in lbs/MMBtu | FALSE | L | Annual | Rate | lb/MMBtu | 0.084848 | 0.084848 | 0.084848 | 0.084848 | 0 | 0 | 0
IL Fac. Spec. - NOX Rate Summer v3.1, Unit 1495 and retrofits | 663 | 7305 | Rate Constraint in lbs/MMBtu | FALSE | L | Annual | Generation | TWh | 0.10971 | 0.10975 | 0.14424 | 0.068782 | 0 | 0 | 0
IL Fac. Spec. - NOX Rate Summer v3.1, Unit 1495 and retrofits | 663 | 7305 | Rate Constraint in lbs/MMBtu | FALSE | L | Annual | Qualifying Generation | TWh | 0.10971 | 0.10975 | 0.14424 | 0.068782 | 0 | 0 | 0
IL Fac. Spec. - NOX Rate Summer v3.1, Unit 1495 and retrofits | 663 | 7305 | Rate Constraint in lbs/MMBtu | FALSE | L | Annual | Rate | lb/MWh | 0.60098 | 0.60098 | 0.60098 | 0.60098 | 0 | 0 | 0
IL Fac. Spec. - NOX Rate Summer v3.1, Unit 1495 and retrofits | 663 | 7305 | Rate Constraint in lbs/MMBtu | FALSE | L | Annual | Constraint Shadow Price | US2022$/Ton | 0 | 0 | 0 | 0 | 0 | 0 | 0
IL Fac. Spec. - NOX Rate Summer v3.1, Unit 1496 and retrofits | 664 | 7305 | Rate Constraint in lbs/MMBtu | FALSE | L | Annual | Seasons Included | Seasons | Summer | Summer | Summer | Summer | Summer | Summer | Summer
IL Fac. Spec. - NOX Rate Summer v3.1, Unit 1496 and retrofits | 664 | 7305 | Rate Constraint in lbs/MMBtu | FALSE | L | Annual | Standard NOX | lb/MMBtu | 0.25 | 0.25 | 0.25 | 0.25 | 0.25 | 0.25 | 0.25
IL Fac. Spec. - NOX Rate Summer v3.1, Unit 1496 and retrofits | 664 | 7305 | Rate Constraint in lbs/MMBtu | FALSE | L | Annual | Emissions at Affected Plants NOX | Thousand Tons | 0.032968 | 0.032979 | 0.043343 | 0.020668 | 0 | 0 | 0
IL Fac. Spec. - NOX Rate Summer v3.1, Unit 1496 and retrofits | 664 | 7305 | Rate Constraint in lbs/MMBtu | FALSE | L | Annual | Allowances Purchased NOX | Thousand Tons | 0 | 0 | 0 | 0 | 0 | 0 | 0
IL Fac. Spec. - NOX Rate Summer v3.1, Unit 1496 and retrofits | 664 | 7305 | Rate Constraint in lbs/MMBtu | FALSE | L | Annual | Allowances Sold NOX | Thousand Tons | 0 | 0 | 0 | 0 | 0 | 0 | 0
IL Fac. Spec. - NOX Rate Summer v3.1, Unit 1496 and retrofits | 664 | 7305 | Rate Constraint in lbs/MMBtu | FALSE | L | Annual | Allowances Banked | Thousand Tons | 0 | 0 | 0 | 0 | 0 | 0 | 0
IL Fac. Spec. - NOX Rate Summer v3.1, Unit 1496 and retrofits | 664 | 7305 | Rate Constraint in lbs/MMBtu | FALSE | L | Annual | Allowances Withdrawn (1:1) | Thousand Tons | 0 | 0 | 0 | 0 | 0 | 0 | 0
IL Fac. Spec. - NOX Rate Summer v3.1, Unit 1496 and retrofits | 664 | 7305 | Rate Constraint in lbs/MMBtu | FALSE | L | Annual | Allowances Withdrawn (n:1) | Thousand Tons | 0 | 0 | 0 | 0 | 0 | 0 | 0
IL Fac. Spec. - NOX Rate Summer v3.1, Unit 1496 and retrofits | 664 | 7305 | Rate Constraint in lbs/MMBtu | FALSE | L | Annual | Net Emissions Allowance Position | Thousand Tons | 0.032968 | 0.032979 | 0.043343 | 0.020668 | 0 | 0 | 0
IL Fac. Spec. - NOX Rate Summer v3.1, Unit 1496 and retrofits | 664 | 7305 | Rate Constraint in lbs/MMBtu | FALSE | L | Annual | Fuel Consumed | TBtu | 0.77709 | 0.77737 | 1.0217 | 0.48718 | 0 | 0 | 0
IL Fac. Spec. - NOX Rate Summer v3.1, Unit 1496 and retrofits | 664 | 7305 | Rate Constraint in lbs/MMBtu | FALSE | L | Annual | Rate | lb/MMBtu | 0.084848 | 0.084848 | 0.084848 | 0.084848 | 0 | 0 | 0
IL Fac. Spec. - NOX Rate Summer v3.1, Unit 1496 and retrofits | 664 | 7305 | Rate Constraint in lbs/MMBtu | FALSE | L | Annual | Generation | TWh | 0.10971 | 0.10975 | 0.14424 | 0.068782 | 0 | 0 | 0
IL Fac. Spec. - NOX Rate Summer v3.1, Unit 1496 and retrofits | 664 | 7305 | Rate Constraint in lbs/MMBtu | FALSE | L | Annual | Qualifying Generation | TWh | 0.10971 | 0.10975 | 0.14424 | 0.068782 | 0 | 0 | 0
IL Fac. Spec. - NOX Rate Summer v3.1, Unit 1496 and retrofits | 664 | 7305 | Rate Constraint in lbs/MMBtu | FALSE | L | Annual | Rate | lb/MWh | 0.60098 | 0.60098 | 0.60098 | 0.60098 | 0 | 0 | 0
IL Fac. Spec. - NOX Rate Summer v3.1, Unit 1496 and retrofits | 664 | 7305 | Rate Constraint in lbs/MMBtu | FALSE | L | Annual | Constraint Shadow Price | US2022$/Ton | 0 | 0 | 0 | 0 | 0 | 0 | 0
IL Fac. Spec. - NOX Rate Summer v3.1, Unit 1497 and retrofits | 665 | 7305 | Rate Constraint in lbs/MMBtu | FALSE | L | Annual | Seasons Included | Seasons | Summer | Summer | Summer | Summer | Summer | Summer | Summer
IL Fac. Spec. - NOX Rate Summer v3.1, Unit 1497 and retrofits | 665 | 7305 | Rate Constraint in lbs/MMBtu | FALSE | L | Annual | Standard NOX | lb/MMBtu | 0.25 | 0.25 | 0.25 | 0.25 | 0.25 | 0.25 | 0.25
IL Fac. Spec. - NOX Rate Summer v3.1, Unit 1497 and retrofits | 665 | 7305 | Rate Constraint in lbs/MMBtu | FALSE | L | Annual | Emissions at Affected Plants NOX | Thousand Tons | 0.046454 | 0.046471 | 0.061074 | 0.029123 | 0.0046946 | 0.0074926 | 0.0094617
IL Fac. Spec. - NOX Rate Summer v3.1, Unit 1497 and retrofits | 665 | 7305 | Rate Constraint in lbs/MMBtu | FALSE | L | Annual | Allowances Purchased NOX | Thousand Tons | 0 | 0 | 0 | 0 | 0 | 0 | 0
IL Fac. Spec. - NOX Rate Summer v3.1, Unit 1497 and retrofits | 665 | 7305 | Rate Constraint in lbs/MMBtu | FALSE | L | Annual | Allowances Sold NOX | Thousand Tons | 0 | 0 | 0 | 0 | 0 | 0 | 0
IL Fac. Spec. - NOX Rate Summer v3.1, Unit 1497 and retrofits | 665 | 7305 | Rate Constraint in lbs/MMBtu | FALSE | L | Annual | Allowances Banked | Thousand Tons | 0 | 0 | 0 | 0 | 0 | 0 | 0
IL Fac. Spec. - NOX Rate Summer v3.1, Unit 1497 and retrofits | 665 | 7305 | Rate Constraint in lbs/MMBtu | FALSE | L | Annual | Allowances Withdrawn (1:1) | Thousand Tons | 0 | 0 | 0 | 0 | 0 | 0 | 0
IL Fac. Spec. - NOX Rate Summer v3.1, Unit 1497 and retrofits | 665 | 7305 | Rate Constraint in lbs/MMBtu | FALSE | L | Annual | Allowances Withdrawn (n:1) | Thousand Tons | 0 | 0 | 0 | 0 | 0 | 0 | 0
IL Fac. Spec. - NOX Rate Summer v3.1, Unit 1497 and retrofits | 665 | 7305 | Rate Constraint in lbs/MMBtu | FALSE | L | Annual | Net Emissions Allowance Position | Thousand Tons | 0.046454 | 0.046471 | 0.061074 | 0.029123 | 0.0046946 | 0.0074926 | 0.0094617
IL Fac. Spec. - NOX Rate Summer v3.1, Unit 1497 and retrofits | 665 | 7305 | Rate Constraint in lbs/MMBtu | FALSE | L | Annual | Fuel Consumed | TBtu | 1.095 | 1.0954 | 1.4396 | 0.68648 | 0.11066 | 0.17661 | 0.22303
IL Fac. Spec. - NOX Rate Summer v3.1, Unit 1497 and retrofits | 665 | 7305 | Rate Constraint in lbs/MMBtu | FALSE | L | Annual | Rate | lb/MMBtu | 0.084848 | 0.084848 | 0.084848 | 0.084848 | 0.084848 | 0.084848 | 0.084848
IL Fac. Spec. - NOX Rate Summer v3.1, Unit 1497 and retrofits | 665 | 7305 | Rate Constraint in lbs/MMBtu | FALSE | L | Annual | Generation | TWh | 0.1546 | 0.15465 | 0.20325 | 0.096919 | 0.015623 | 0.024935 | 0.031488
IL Fac. Spec. - NOX Rate Summer v3.1, Unit 1497 and retrofits | 665 | 7305 | Rate Constraint in lbs/MMBtu | FALSE | L | Annual | Qualifying Generation | TWh | 0.1546 | 0.15465 | 0.20325 | 0.096919 | 0.015623 | 0.024935 | 0.031488
IL Fac. Spec. - NOX Rate Summer v3.1, Unit 1497 and retrofits | 665 | 7305 | Rate Constraint in lbs/MMBtu | FALSE | L | Annual | Rate | lb/MWh | 0.60098 | 0.60098 | 0.60098 | 0.60098 | 0.60098 | 0.60098 | 0.60098
IL Fac. Spec. - NOX Rate Summer v3.1, Unit 1497 and retrofits | 665 | 7305 | Rate Constraint in lbs/MMBtu | FALSE | L | Annual | Constraint Shadow Price | US2022$/Ton | 0 | 0 | 0 | 0 | 0 | 0 | 0
IL Fac. Spec. - NOX Rate Summer v3.1, Unit 1498 and retrofits | 666 | 7305 | Rate Constraint in lbs/MMBtu | FALSE | L | Annual | Seasons Included | Seasons | Summer | Summer | Summer | Summer | Summer | Summer | Summer
IL Fac. Spec. - NOX Rate Summer v3.1, Unit 1498 and retrofits | 666 | 7305 | Rate Constraint in lbs/MMBtu | FALSE | L | Annual | Standard NOX | lb/MMBtu | 0.25 | 0.25 | 0.25 | 0.25 | 0.25 | 0.25 | 0.25
IL Fac. Spec. - NOX Rate Summer v3.1, Unit 1498 and retrofits | 666 | 7305 | Rate Constraint in lbs/MMBtu | FALSE | L | Annual | Emissions at Affected Plants NOX | Thousand Tons | 0.069715 | 0.069715 | 0.069715 | 0.053122 | 0.0010566 | 0.0011038 | 0.0011032
IL Fac. Spec. - NOX Rate Summer v3.1, Unit 1498 and retrofits | 666 | 7305 | Rate Constraint in lbs/MMBtu | FALSE | L | Annual | Allowances Purchased NOX | Thousand Tons | 0 | 0 | 0 | 0 | 0 | 0 | 0
IL Fac. Spec. - NOX Rate Summer v3.1, Unit 1498 and retrofits | 666 | 7305 | Rate Constraint in lbs/MMBtu | FALSE | L | Annual | Allowances Sold NOX | Thousand Tons | 0 | 0 | 0 | 0 | 0 | 0 | 0
IL Fac. Spec. - NOX Rate Summer v3.1, Unit 1498 and retrofits | 666 | 7305 | Rate Constraint in lbs/MMBtu | FALSE | L | Annual | Allowances Banked | Thousand Tons | 0 | 0 | 0 | 0 | 0 | 0 | 0
IL Fac. Spec. - NOX Rate Summer v3.1, Unit 1498 and retrofits | 666 | 7305 | Rate Constraint in lbs/MMBtu | FALSE | L | Annual | Allowances Withdrawn (1:1) | Thousand Tons | 0 | 0 | 0 | 0 | 0 | 0 | 0
IL Fac. Spec. - NOX Rate Summer v3.1, Unit 1498 and retrofits | 666 | 7305 | Rate Constraint in lbs/MMBtu | FALSE | L | Annual | Allowances Withdrawn (n:1) | Thousand Tons | 0 | 0 | 0 | 0 | 0 | 0 | 0
IL Fac. Spec. - NOX Rate Summer v3.1, Unit 1498 and retrofits | 666 | 7305 | Rate Constraint in lbs/MMBtu | FALSE | L | Annual | Net Emissions Allowance Position | Thousand Tons | 0.069715 | 0.069715 | 0.069715 | 0.053122 | 0.0010566 | 0.0011038 | 0.0011032
IL Fac. Spec. - NOX Rate Summer v3.1, Unit 1498 and retrofits | 666 | 7305 | Rate Constraint in lbs/MMBtu | FALSE | L | Annual | Fuel Consumed | TBtu | 12.6755 | 12.6755 | 12.6755 | 9.6585 | 0.1921 | 0.20069 | 0.20058
IL Fac. Spec. - NOX Rate Summer v3.1, Unit 1498 and retrofits | 666 | 7305 | Rate Constraint in lbs/MMBtu | FALSE | L | Annual | Rate | lb/MMBtu | 0.011 | 0.011 | 0.011 | 0.011 | 0.011 | 0.011 | 0.011
IL Fac. Spec. - NOX Rate Summer v3.1, Unit 1498 and retrofits | 666 | 7305 | Rate Constraint in lbs/MMBtu | FALSE | L | Annual | Generation | TWh | 1.9899 | 1.9899 | 1.9899 | 1.5162 | 0.030157 | 0.031505 | 0.031488
IL Fac. Spec. - NOX Rate Summer v3.1, Unit 1498 and retrofits | 666 | 7305 | Rate Constraint in lbs/MMBtu | FALSE | L | Annual | Qualifying Generation | TWh | 1.9899 | 1.9899 | 1.9899 | 1.5162 | 0.030157 | 0.031505 | 0.031488
IL Fac. Spec. - NOX Rate Summer v3.1, Unit 1498 and retrofits | 666 | 7305 | Rate Constraint in lbs/MMBtu | FALSE | L | Annual | Rate | lb/MWh | 0.07007 | 0.07007 | 0.07007 | 0.07007 | 0.07007 | 0.07007 | 0.07007
IL Fac. Spec. - NOX Rate Summer v3.1, Unit 1498 and retrofits | 666 | 7305 | Rate Constraint in lbs/MMBtu | FALSE | L | Annual | Constraint Shadow Price | US2022$/Ton | 0 | 0 | 0 | 0 | 0 | 0 | 0
IL Fac. Spec. - NOX Rate Summer v3.1, Unit 1499 and retrofits | 667 | 7305 | Rate Constraint in lbs/MMBtu | FALSE | L | Annual | Seasons Included | Seasons | Summer | Summer | Summer | Summer | Summer | Summer | Summer
IL Fac. Spec. - NOX Rate Summer v3.1, Unit 1499 and retrofits | 667 | 7305 | Rate Constraint in lbs/MMBtu | FALSE | L | Annual | Standard NOX | lb/MMBtu | 0.25 | 0.25 | 0.25 | 0.25 | 0.25 | 0.25 | 0.25
IL Fac. Spec. - NOX Rate Summer v3.1, Unit 1499 and retrofits | 667 | 7305 | Rate Constraint in lbs/MMBtu | FALSE | L | Annual | Emissions at Affected Plants NOX | Thousand Tons | 0.069715 | 0.069715 | 0.069715 | 0.053122 | 0 | 0 | 0
IL Fac. Spec. - NOX Rate Summer v3.1, Unit 1499 and retrofits | 667 | 7305 | Rate Constraint in lbs/MMBtu | FALSE | L | Annual | Allowances Purchased NOX | Thousand Tons | 0 | 0 | 0 | 0 | 0 | 0 | 0
IL Fac. Spec. - NOX Rate Summer v3.1, Unit 1499 and retrofits | 667 | 7305 | Rate Constraint in lbs/MMBtu | FALSE | L | Annual | Allowances Sold NOX | Thousand Tons | 0 | 0 | 0 | 0 | 0 | 0 | 0
IL Fac. Spec. - NOX Rate Summer v3.1, Unit 1499 and retrofits | 667 | 7305 | Rate Constraint in lbs/MMBtu | FALSE | L | Annual | Allowances Banked | Thousand Tons | 0 | 0 | 0 | 0 | 0 | 0 | 0
IL Fac. Spec. - NOX Rate Summer v3.1, Unit 1499 and retrofits | 667 | 7305 | Rate Constraint in lbs/MMBtu | FALSE | L | Annual | Allowances Withdrawn (1:1) | Thousand Tons | 0 | 0 | 0 | 0 | 0 | 0 | 0
IL Fac. Spec. - NOX Rate Summer v3.1, Unit 1499 and retrofits | 667 | 7305 | Rate Constraint in lbs/MMBtu | FALSE | L | Annual | Allowances Withdrawn (n:1) | Thousand Tons | 0 | 0 | 0 | 0 | 0 | 0 | 0
IL Fac. Spec. - NOX Rate Summer v3.1, Unit 1499 and retrofits | 667 | 7305 | Rate Constraint in lbs/MMBtu | FALSE | L | Annual | Net Emissions Allowance Position | Thousand Tons | 0.069715 | 0.069715 | 0.069715 | 0.053122 | 0 | 0 | 0
IL Fac. Spec. - NOX Rate Summer v3.1, Unit 1499 and retrofits | 667 | 7305 | Rate Constraint in lbs/MMBtu | FALSE | L | Annual | Fuel Consumed | TBtu | 12.6755 | 12.6755 | 12.6755 | 9.6585 | 0 | 0 | 0
IL Fac. Spec. - NOX Rate Summer v3.1, Unit 1499 and retrofits | 667 | 7305 | Rate Constraint in lbs/MMBtu | FALSE | L | Annual | Rate | lb/MMBtu | 0.011 | 0.011 | 0.011 | 0.011 | 0 | 0 | 0
IL Fac. Spec. - NOX Rate Summer v3.1, Unit 1499 and retrofits | 667 | 7305 | Rate Constraint in lbs/MMBtu | FALSE | L | Annual | Generation | TWh | 1.9899 | 1.9899 | 1.9899 | 1.5162 | 0 | 0 | 0
IL Fac. Spec. - NOX Rate Summer v3.1, Unit 1499 and retrofits | 667 | 7305 | Rate Constraint in lbs/MMBtu | FALSE | L | Annual | Qualifying Generation | TWh | 1.9899 | 1.9899 | 1.9899 | 1.5162 | 0 | 0 | 0
IL Fac. Spec. - NOX Rate Summer v3.1, Unit 1499 and retrofits | 667 | 7305 | Rate Constraint in lbs/MMBtu | FALSE | L | Annual | Rate | lb/MWh | 0.07007 | 0.07007 | 0.07007 | 0.07007 | 0 | 0 | 0
IL Fac. Spec. - NOX Rate Summer v3.1, Unit 1499 and retrofits | 667 | 7305 | Rate Constraint in lbs/MMBtu | FALSE | L | Annual | Constraint Shadow Price | US2022$/Ton | 0 | 0 | 0 | 0 | 0 | 0 | 0
IL Fac. Spec. - NOX Rate Summer v3.1, Unit 1637 and retrofits | 668 | 7305 | Rate Constraint in lbs/MMBtu | FALSE | L | Annual | Seasons Included | Seasons | Summer | Summer | Summer | Summer | Summer | Summer | Summer
IL Fac. Spec. - NOX Rate Summer v3.1, Unit 1637 and retrofits | 668 | 7305 | Rate Constraint in lbs/MMBtu | FALSE | L | Annual | Standard NOX | lb/MMBtu | 0.25 | 0.25 | 0.25 | 0.25 | 0.25 | 0.25 | 0.25
IL Fac. Spec. - NOX Rate Summer v3.1, Unit 1637 and retrofits | 668 | 7305 | Rate Constraint in lbs/MMBtu | FALSE | L | Annual | Emissions at Affected Plants NOX | Thousand Tons | 0.017142 | 0.017155 | 0.015878 | 0.0046769 | 0 | 0 | 0
IL Fac. Spec. - NOX Rate Summer v3.1, Unit 1637 and retrofits | 668 | 7305 | Rate Constraint in lbs/MMBtu | FALSE | L | Annual | Allowances Purchased NOX | Thousand Tons | 0 | 0 | 0 | 0 | 0 | 0 | 0
IL Fac. Spec. - NOX Rate Summer v3.1, Unit 1637 and retrofits | 668 | 7305 | Rate Constraint in lbs/MMBtu | FALSE | L | Annual | Allowances Sold NOX | Thousand Tons | 0 | 0 | 0 | 0 | 0 | 0 | 0
IL Fac. Spec. - NOX Rate Summer v3.1, Unit 1637 and retrofits | 668 | 7305 | Rate Constraint in lbs/MMBtu | FALSE | L | Annual | Allowances Banked | Thousand Tons | 0 | 0 | 0 | 0 | 0 | 0 | 0
IL Fac. Spec. - NOX Rate Summer v3.1, Unit 1637 and retrofits | 668 | 7305 | Rate Constraint in lbs/MMBtu | FALSE | L | Annual | Allowances Withdrawn (1:1) | Thousand Tons | 0 | 0 | 0 | 0 | 0 | 0 | 0
IL Fac. Spec. - NOX Rate Summer v3.1, Unit 1637 and retrofits | 668 | 7305 | Rate Constraint in lbs/MMBtu | FALSE | L | Annual | Allowances Withdrawn (n:1) | Thousand Tons | 0 | 0 | 0 | 0 | 0 | 0 | 0
IL Fac. Spec. - NOX Rate Summer v3.1, Unit 1637 and retrofits | 668 | 7305 | Rate Constraint in lbs/MMBtu | FALSE | L | Annual | Net Emissions Allowance Position | Thousand Tons | 0.017142 | 0.017155 | 0.015878 | 0.0046769 | 0 | 0 | 0
IL Fac. Spec. - NOX Rate Summer v3.1, Unit 1637 and retrofits | 668 | 7305 | Rate Constraint in lbs/MMBtu | FALSE | L | Annual | Fuel Consumed | TBtu | 2.8571 | 2.8591 | 2.6463 | 0.77948 | 0 | 0 | 0
IL Fac. Spec. - NOX Rate Summer v3.1, Unit 1637 and retrofits | 668 | 7305 | Rate Constraint in lbs/MMBtu | FALSE | L | Annual | Rate | lb/MMBtu | 0.012 | 0.012 | 0.012 | 0.012 | 0 | 0 | 0
IL Fac. Spec. - NOX Rate Summer v3.1, Unit 1637 and retrofits | 668 | 7305 | Rate Constraint in lbs/MMBtu | FALSE | L | Annual | Generation | TWh | 0.37182 | 0.37209 | 0.34439 | 0.10144 | 0 | 0 | 0
IL Fac. Spec. - NOX Rate Summer v3.1, Unit 1637 and retrofits | 668 | 7305 | Rate Constraint in lbs/MMBtu | FALSE | L | Annual | Qualifying Generation | TWh | 0.37182 | 0.37209 | 0.34439 | 0.10144 | 0 | 0 | 0
IL Fac. Spec. - NOX Rate Summer v3.1, Unit 1637 and retrofits | 668 | 7305 | Rate Constraint in lbs/MMBtu | FALSE | L | Annual | Rate | lb/MWh | 0.092208 | 0.092208 | 0.092208 | 0.092208 | 0 | 0 | 0
IL Fac. Spec. - NOX Rate Summer v3.1, Unit 1637 and retrofits | 668 | 7305 | Rate Constraint in lbs/MMBtu | FALSE | L | Annual | Constraint Shadow Price | US2022$/Ton | 0 | 0 | 0 | 0 | 0 | 0 | 0
IL Fac. Spec. - NOX Rate Summer v3.1, Unit 1638 and retrofits | 669 | 7305 | Rate Constraint in lbs/MMBtu | FALSE | L | Annual | Seasons Included | Seasons | Summer | Summer | Summer | Summer | Summer | Summer | Summer
IL Fac. Spec. - NOX Rate Summer v3.1, Unit 1638 and retrofits | 669 | 7305 | Rate Constraint in lbs/MMBtu | FALSE | L | Annual | Standard NOX | lb/MMBtu | 0.25 | 0.25 | 0.25 | 0.25 | 0.25 | 0.25 | 0.25
IL Fac. Spec. - NOX Rate Summer v3.1, Unit 1638 and retrofits | 669 | 7305 | Rate Constraint in lbs/MMBtu | FALSE | L | Annual | Emissions at Affected Plants NOX | Thousand Tons | 0.016529 | 0.016541 | 0.0045155 | 0.0045095 | 0 | 0 | 0
IL Fac. Spec. - NOX Rate Summer v3.1, Unit 1638 and retrofits | 669 | 7305 | Rate Constraint in lbs/MMBtu | FALSE | L | Annual | Allowances Purchased NOX | Thousand Tons | 0 | 0 | 0 | 0 | 0 | 0 | 0
IL Fac. Spec. - NOX Rate Summer v3.1, Unit 1638 and retrofits | 669 | 7305 | Rate Constraint in lbs/MMBtu | FALSE | L | Annual | Allowances Sold NOX | Thousand Tons | 0 | 0 | 0 | 0 | 0 | 0 | 0
IL Fac. Spec. - NOX Rate Summer v3.1, Unit 1638 and retrofits | 669 | 7305 | Rate Constraint in lbs/MMBtu | FALSE | L | Annual | Allowances Banked | Thousand Tons | 0 | 0 | 0 | 0 | 0 | 0 | 0
IL Fac. Spec. - NOX Rate Summer v3.1, Unit 1638 and retrofits | 669 | 7305 | Rate Constraint in lbs/MMBtu | FALSE | L | Annual | Allowances Withdrawn (1:1) | Thousand Tons | 0 | 0 | 0 | 0 | 0 | 0 | 0
IL Fac. Spec. - NOX Rate Summer v3.1, Unit 1638 and retrofits | 669 | 7305 | Rate Constraint in lbs/MMBtu | FALSE | L | Annual | Allowances Withdrawn (n:1) | Thousand Tons | 0 | 0 | 0 | 0 | 0 | 0 | 0
IL Fac. Spec. - NOX Rate Summer v3.1, Unit 1638 and retrofits | 669 | 7305 | Rate Constraint in lbs/MMBtu | FALSE | L | Annual | Net Emissions Allowance Position | Thousand Tons | 0.016529 | 0.016541 | 0.0045155 | 0.0045095 | 0 | 0 | 0
IL Fac. Spec. - NOX Rate Summer v3.1, Unit 1638 and retrofits | 669 | 7305 | Rate Constraint in lbs/MMBtu | FALSE | L | Annual | Fuel Consumed | TBtu | 2.7548 | 2.7568 | 0.75258 | 0.75159 | 0 | 0 | 0
IL Fac. Spec. - NOX Rate Summer v3.1, Unit 1638 and retrofits | 669 | 7305 | Rate Constraint in lbs/MMBtu | FALSE | L | Annual | Rate | lb/MMBtu | 0.012 | 0.012 | 0.012 | 0.012 | 0 | 0 | 0
IL Fac. Spec. - NOX Rate Summer v3.1, Unit 1638 and retrofits | 669 | 7305 | Rate Constraint in lbs/MMBtu | FALSE | L | Annual | Generation | TWh | 0.35851 | 0.35877 | 0.097942 | 0.097812 | 0 | 0 | 0
IL Fac. Spec. - NOX Rate Summer v3.1, Unit 1638 and retrofits | 669 | 7305 | Rate Constraint in lbs/MMBtu | FALSE | L | Annual | Qualifying Generation | TWh | 0.35851 | 0.35877 | 0.097942 | 0.097812 | 0 | 0 | 0
IL Fac. Spec. - NOX Rate Summer v3.1, Unit 1638 and retrofits | 669 | 7305 | Rate Constraint in lbs/MMBtu | FALSE | L | Annual | Rate | lb/MWh | 0.092208 | 0.092208 | 0.092208 | 0.092208 | 0 | 0 | 0
IL Fac. Spec. - NOX Rate Summer v3.1, Unit 1638 and retrofits | 669 | 7305 | Rate Constraint in lbs/MMBtu | FALSE | L | Annual | Constraint Shadow Price | US2022$/Ton | 0 | 0 | 0 | 0 | 0 | 0 | 0
IL Fac. Spec. - NOX Rate Summer v3.1, Unit 1639 and retrofits | 670 | 7305 | Rate Constraint in lbs/MMBtu | FALSE | L | Annual | Seasons Included | Seasons | Summer | Summer | Summer | Summer | Summer | Summer | Summer
IL Fac. Spec. - NOX Rate Summer v3.1, Unit 1639 and retrofits | 670 | 7305 | Rate Constraint in lbs/MMBtu | FALSE | L | Annual | Standard NOX | lb/MMBtu | 0.25 | 0.25 | 0.25 | 0.25 | 0.25 | 0.25 | 0.25
IL Fac. Spec. - NOX Rate Summer v3.1, Unit 1639 and retrofits | 670 | 7305 | Rate Constraint in lbs/MMBtu | FALSE | L | Annual | Emissions at Affected Plants NOX | Thousand Tons | 0.036364 | 0.03639 | 0.013431 | 0.0099209 | 0 | 0 | 0
IL Fac. Spec. - NOX Rate Summer v3.1, Unit 1639 and retrofits | 670 | 7305 | Rate Constraint in lbs/MMBtu | FALSE | L | Annual | Allowances Purchased NOX | Thousand Tons | 0 | 0 | 0 | 0 | 0 | 0 | 0
IL Fac. Spec. - NOX Rate Summer v3.1, Unit 1639 and retrofits | 670 | 7305 | Rate Constraint in lbs/MMBtu | FALSE | L | Annual | Allowances Sold NOX | Thousand Tons | 0 | 0 | 0 | 0 | 0 | 0 | 0
IL Fac. Spec. - NOX Rate Summer v3.1, Unit 1639 and retrofits | 670 | 7305 | Rate Constraint in lbs/MMBtu | FALSE | L | Annual | Allowances Banked | Thousand Tons | 0 | 0 | 0 | 0 | 0 | 0 | 0
IL Fac. Spec. - NOX Rate Summer v3.1, Unit 1639 and retrofits | 670 | 7305 | Rate Constraint in lbs/MMBtu | FALSE | L | Annual | Allowances Withdrawn (1:1) | Thousand Tons | 0 | 0 | 0 | 0 | 0 | 0 | 0
IL Fac. Spec. - NOX Rate Summer v3.1, Unit 1639 and retrofits | 670 | 7305 | Rate Constraint in lbs/MMBtu | FALSE | L | Annual | Allowances Withdrawn (n:1) | Thousand Tons | 0 | 0 | 0 | 0 | 0 | 0 | 0
IL Fac. Spec. - NOX Rate Summer v3.1, Unit 1639 and retrofits | 670 | 7305 | Rate Constraint in lbs/MMBtu | FALSE | L | Annual | Net Emissions Allowance Position | Thousand Tons | 0.036364 | 0.03639 | 0.013431 | 0.0099209 | 0 | 0 | 0
IL Fac. Spec. - NOX Rate Summer v3.1, Unit 1639 and retrofits | 670 | 7305 | Rate Constraint in lbs/MMBtu | FALSE | L | Annual | Fuel Consumed | TBtu | 6.0606 | 6.065 | 2.2385 | 1.6535 | 0 | 0 | 0
IL Fac. Spec. - NOX Rate Summer v3.1, Unit 1639 and retrofits | 670 | 7305 | Rate Constraint in lbs/MMBtu | FALSE | L | Annual | Rate | lb/MMBtu | 0.012 | 0.012 | 0.012 | 0.012 | 0 | 0 | 0
IL Fac. Spec. - NOX Rate Summer v3.1, Unit 1639 and retrofits | 670 | 7305 | Rate Constraint in lbs/MMBtu | FALSE | L | Annual | Generation | TWh | 0.78873 | 0.7893 | 0.29131 | 0.21519 | 0 | 0 | 0
IL Fac. Spec. - NOX Rate Summer v3.1, Unit 1639 and retrofits | 670 | 7305 | Rate Constraint in lbs/MMBtu | FALSE | L | Annual | Qualifying Generation | TWh | 0.78873 | 0.7893 | 0.29131 | 0.21519 | 0 | 0 | 0
IL Fac. Spec. - NOX Rate Summer v3.1, Unit 1639 and retrofits | 670 | 7305 | Rate Constraint in lbs/MMBtu | FALSE | L | Annual | Rate | lb/MWh | 0.092208 | 0.092208 | 0.092208 | 0.092208 | 0 | 0 | 0
IL Fac. Spec. - NOX Rate Summer v3.1, Unit 1639 and retrofits | 670 | 7305 | Rate Constraint in lbs/MMBtu | FALSE | L | Annual | Constraint Shadow Price | US2022$/Ton | 0 | 0 | 0 | 0 | 0 | 0 | 0
IL Fac. Spec. - NOX Rate Summer v3.1, Unit 1642 and retrofits | 671 | 7305 | Rate Constraint in lbs/MMBtu | FALSE | L | Annual | Seasons Included | Seasons | Summer | Summer | Summer | Summer | Summer | Summer | Summer
IL Fac. Spec. - NOX Rate Summer v3.1, Unit 1642 and retrofits | 671 | 7305 | Rate Constraint in lbs/MMBtu | FALSE | L | Annual | Standard NOX | lb/MMBtu | 0.25 | 0.25 | 0.25 | 0.25 | 0.25 | 0.25 | 0.25
IL Fac. Spec. - NOX Rate Summer v3.1, Unit 1642 and retrofits | 671 | 7305 | Rate Constraint in lbs/MMBtu | FALSE | L | Annual | Emissions at Affected Plants NOX | Thousand Tons | 0.0028078 | 0 | 0 | 0 | 0 | 0 | 0
IL Fac. Spec. - NOX Rate Summer v3.1, Unit 1642 and retrofits | 671 | 7305 | Rate Constraint in lbs/MMBtu | FALSE | L | Annual | Allowances Purchased NOX | Thousand Tons | 0 | 0 | 0 | 0 | 0 | 0 | 0
IL Fac. Spec. - NOX Rate Summer v3.1, Unit 1642 and retrofits | 671 | 7305 | Rate Constraint in lbs/MMBtu | FALSE | L | Annual | Allowances Sold NOX | Thousand Tons | 0 | 0 | 0 | 0 | 0 | 0 | 0
IL Fac. Spec. - NOX Rate Summer v3.1, Unit 1642 and retrofits | 671 | 7305 | Rate Constraint in lbs/MMBtu | FALSE | L | Annual | Allowances Banked | Thousand Tons | 0 | 0 | 0 | 0 | 0 | 0 | 0
IL Fac. Spec. - NOX Rate Summer v3.1, Unit 1642 and retrofits | 671 | 7305 | Rate Constraint in lbs/MMBtu | FALSE | L | Annual | Allowances Withdrawn (1:1) | Thousand Tons | 0 | 0 | 0 | 0 | 0 | 0 | 0
IL Fac. Spec. - NOX Rate Summer v3.1, Unit 1642 and retrofits | 671 | 7305 | Rate Constraint in lbs/MMBtu | FALSE | L | Annual | Allowances Withdrawn (n:1) | Thousand Tons | 0 | 0 | 0 | 0 | 0 | 0 | 0
IL Fac. Spec. - NOX Rate Summer v3.1, Unit 1642 and retrofits | 671 | 7305 | Rate Constraint in lbs/MMBtu | FALSE | L | Annual | Net Emissions Allowance Position | Thousand Tons | 0.0028078 | 0 | 0 | 0 | 0 | 0 | 0
IL Fac. Spec. - NOX Rate Summer v3.1, Unit 1642 and retrofits | 671 | 7305 | Rate Constraint in lbs/MMBtu | FALSE | L | Annual | Fuel Consumed | TBtu | 0.077616 | 0 | 0 | 0 | 0 | 0 | 0
IL Fac. Spec. - NOX Rate Summer v3.1, Unit 1642 and retrofits | 671 | 7305 | Rate Constraint in lbs/MMBtu | FALSE | L | Annual | Rate | lb/MMBtu | 0.07235 | 0 | 0 | 0 | 0 | 0 | 0
IL Fac. Spec. - NOX Rate Summer v3.1, Unit 1642 and retrofits | 671 | 7305 | Rate Constraint in lbs/MMBtu | FALSE | L | Annual | Generation | TWh | 0.0051744 | 0 | 0 | 0 | 0 | 0 | 0
IL Fac. Spec. - NOX Rate Summer v3.1, Unit 1642 and retrofits | 671 | 7305 | Rate Constraint in lbs/MMBtu | FALSE | L | Annual | Qualifying Generation | TWh | 0.0051744 | 0 | 0 | 0 | 0 | 0 | 0
IL Fac. Spec. - NOX Rate Summer v3.1, Unit 1642 and retrofits | 671 | 7305 | Rate Constraint in lbs/MMBtu | FALSE | L | Annual | Rate | lb/MWh | 1.0853 | 0 | 0 | 0 | 0 | 0 | 0
IL Fac. Spec. - NOX Rate Summer v3.1, Unit 1642 and retrofits | 671 | 7305 | Rate Constraint in lbs/MMBtu | FALSE | L | Annual | Constraint Shadow Price | US2022$/Ton | 0 | 0 | 0 | 0 | 0 | 0 | 0
IL Fac. Spec. - NOX Rate Summer v3.1, Unit 1643 and retrofits | 672 | 7305 | Rate Constraint in lbs/MMBtu | FALSE | L | Annual | Seasons Included | Seasons | Summer | Summer | Summer | Summer | Summer | Summer | Summer
IL Fac. Spec. - NOX Rate Summer v3.1, Unit 1643 and retrofits | 672 | 7305 | Rate Constraint in lbs/MMBtu | FALSE | L | Annual | Standard NOX | lb/MMBtu | 0.25 | 0.25 | 0.25 | 0.25 | 0.25 | 0.25 | 0.25
IL Fac. Spec. - NOX Rate Summer v3.1, Unit 1643 and retrofits | 672 | 7305 | Rate Constraint in lbs/MMBtu | FALSE | L | Annual | Emissions at Affected Plants NOX | Thousand Tons | 0.0027806 | 0 | 0 | 0 | 0 | 0 | 0
IL Fac. Spec. - NOX Rate Summer v3.1, Unit 1643 and retrofits | 672 | 7305 | Rate Constraint in lbs/MMBtu | FALSE | L | Annual | Allowances Purchased NOX | Thousand Tons | 0 | 0 | 0 | 0 | 0 | 0 | 0
IL Fac. Spec. - NOX Rate Summer v3.1, Unit 1643 and retrofits | 672 | 7305 | Rate Constraint in lbs/MMBtu | FALSE | L | Annual | Allowances Sold NOX | Thousand Tons | 0 | 0 | 0 | 0 | 0 | 0 | 0
IL Fac. Spec. - NOX Rate Summer v3.1, Unit 1643 and retrofits | 672 | 7305 | Rate Constraint in lbs/MMBtu | FALSE | L | Annual | Allowances Banked | Thousand Tons | 0 | 0 | 0 | 0 | 0 | 0 | 0
IL Fac. Spec. - NOX Rate Summer v3.1, Unit 1643 and retrofits | 672 | 7305 | Rate Constraint in lbs/MMBtu | FALSE | L | Annual | Allowances Withdrawn (1:1) | Thousand Tons | 0 | 0 | 0 | 0 | 0 | 0 | 0
IL Fac. Spec. - NOX Rate Summer v3.1, Unit 1643 and retrofits | 672 | 7305 | Rate Constraint in lbs/MMBtu | FALSE | L | Annual | Allowances Withdrawn (n:1) | Thousand Tons | 0 | 0 | 0 | 0 | 0 | 0 | 0
IL Fac. Spec. - NOX Rate Summer v3.1, Unit 1643 and retrofits | 672 | 7305 | Rate Constraint in lbs/MMBtu | FALSE | L | Annual | Net Emissions Allowance Position | Thousand Tons | 0.0027806 | 0 | 0 | 0 | 0 | 0 | 0
IL Fac. Spec. - NOX Rate Summer v3.1, Unit 1643 and retrofits | 672 | 7305 | Rate Constraint in lbs/MMBtu | FALSE | L | Annual | Fuel Consumed | TBtu | 0.076652 | 0 | 0 | 0 | 0 | 0 | 0
IL Fac. Spec. - NOX Rate Summer v3.1, Unit 1643 and retrofits | 672 | 7305 | Rate Constraint in lbs/MMBtu | FALSE | L | Annual | Rate | lb/MMBtu | 0.07255 | 0 | 0 | 0 | 0 | 0 | 0
IL Fac. Spec. - NOX Rate Summer v3.1, Unit 1643 and retrofits | 672 | 7305 | Rate Constraint in lbs/MMBtu | FALSE | L | Annual | Generation | TWh | 0.0051101 | 0 | 0 | 0 | 0 | 0 | 0
IL Fac. Spec. - NOX Rate Summer v3.1, Unit 1643 and retrofits | 672 | 7305 | Rate Constraint in lbs/MMBtu | FALSE | L | Annual | Qualifying Generation | TWh | 0.0051101 | 0 | 0 | 0 | 0 | 0 | 0
IL Fac. Spec. - NOX Rate Summer v3.1, Unit 1643 and retrofits | 672 | 7305 | Rate Constraint in lbs/MMBtu | FALSE | L | Annual | Rate | lb/MWh | 1.0882 | 0 | 0 | 0 | 0 | 0 | 0
IL Fac. Spec. - NOX Rate Summer v3.1, Unit 1643 and retrofits | 672 | 7305 | Rate Constraint in lbs/MMBtu | FALSE | L | Annual | Constraint Shadow Price | US2022$/Ton | 0 | 0 | 0 | 0 | 0 | 0 | 0
IL Fac. Spec. - NOX Rate Summer v3.1, Unit 2497 and retrofits | 673 | 7305 | Rate Constraint in lbs/MMBtu | FALSE | L | Annual | Seasons Included | Seasons | Summer | Summer | Summer | Summer | Summer | Summer | Summer
IL Fac. Spec. - NOX Rate Summer v3.1, Unit 2497 and retrofits | 673 | 7305 | Rate Constraint in lbs/MMBtu | FALSE | L | Annual | Standard NOX | lb/MMBtu | 0.25 | 0.25 | 0.25 | 0.25 | 0.25 | 0.25 | 0.25
IL Fac. Spec. - NOX Rate Summer v3.1, Unit 2497 and retrofits | 673 | 7305 | Rate Constraint in lbs/MMBtu | FALSE | L | Annual | Emissions at Affected Plants NOX | Thousand Tons | 0.15813 | 0.19657 | 0.22699 | 0.22699 | 0 | 0 | 0
IL Fac. Spec. - NOX Rate Summer v3.1, Unit 2497 and retrofits | 673 | 7305 | Rate Constraint in lbs/MMBtu | FALSE | L | Annual | Allowances Purchased NOX | Thousand Tons | 0 | 0 | 0 | 0 | 0 | 0 | 0
IL Fac. Spec. - NOX Rate Summer v3.1, Unit 2497 and retrofits | 673 | 7305 | Rate Constraint in lbs/MMBtu | FALSE | L | Annual | Allowances Sold NOX | Thousand Tons | 0 | 0 | 0 | 0 | 0 | 0 | 0
IL Fac. Spec. - NOX Rate Summer v3.1, Unit 2497 and retrofits | 673 | 7305 | Rate Constraint in lbs/MMBtu | FALSE | L | Annual | Allowances Banked | Thousand Tons | 0 | 0 | 0 | 0 | 0 | 0 | 0
IL Fac. Spec. - NOX Rate Summer v3.1, Unit 2497 and retrofits | 673 | 7305 | Rate Constraint in lbs/MMBtu | FALSE | L | Annual | Allowances Withdrawn (1:1) | Thousand Tons | 0 | 0 | 0 | 0 | 0 | 0 | 0
IL Fac. Spec. - NOX Rate Summer v3.1, Unit 2497 and retrofits | 673 | 7305 | Rate Constraint in lbs/MMBtu | FALSE | L | Annual | Allowances Withdrawn (n:1) | Thousand Tons | 0 | 0 | 0 | 0 | 0 | 0 | 0
IL Fac. Spec. - NOX Rate Summer v3.1, Unit 2497 and retrofits | 673 | 7305 | Rate Constraint in lbs/MMBtu | FALSE | L | Annual | Net Emissions Allowance Position | Thousand Tons | 0.15813 | 0.19657 | 0.22699 | 0.22699 | 0 | 0 | 0
IL Fac. Spec. - NOX Rate Summer v3.1, Unit 2497 and retrofits | 673 | 7305 | Rate Constraint in lbs/MMBtu | FALSE | L | Annual | Fuel Consumed | TBtu | 4.773 | 5.9332 | 6.8514 | 6.8514 | 0 | 0 | 0
IL Fac. Spec. - NOX Rate Summer v3.1, Unit 2497 and retrofits | 673 | 7305 | Rate Constraint in lbs/MMBtu | FALSE | L | Annual | Rate | lb/MMBtu | 0.06626 | 0.06626 | 0.06626 | 0.06626 | 0 | 0 | 0
IL Fac. Spec. - NOX Rate Summer v3.1, Unit 2497 and retrofits | 673 | 7305 | Rate Constraint in lbs/MMBtu | FALSE | L | Annual | Generation | TWh | 0.41686 | 0.51819 | 0.38697 | 0.38697 | 0 | 0 | 0
IL Fac. Spec. - NOX Rate Summer v3.1, Unit 2497 and retrofits | 673 | 7305 | Rate Constraint in lbs/MMBtu | FALSE | L | Annual | Qualifying Generation | TWh | 0.41686 | 0.51819 | 0.38697 | 0.38697 | 0 | 0 | 0
IL Fac. Spec. - NOX Rate Summer v3.1, Unit 2497 and retrofits | 673 | 7305 | Rate Constraint in lbs/MMBtu | FALSE | L | Annual | Rate | lb/MWh | 0.75868 | 0.75868 | 1.1732 | 1.1732 | 0 | 0 | 0
IL Fac. Spec. - NOX Rate Summer v3.1, Unit 2497 and retrofits | 673 | 7305 | Rate Constraint in lbs/MMBtu | FALSE | L | Annual | Constraint Shadow Price | US2022$/Ton | 0 | 0 | 0 | 0 | 0 | 0 | 0
IL Fac. Spec. - NOX Rate Summer v3.1, Unit 3423 and retrofits | 674 | 7305 | Rate Constraint in lbs/MMBtu | FALSE | L | Annual | Seasons Included | Seasons | Summer | Summer | Summer | Summer | Summer | Summer | Summer
IL Fac. Spec. - NOX Rate Summer v3.1, Unit 3423 and retrofits | 674 | 7305 | Rate Constraint in lbs/MMBtu | FALSE | L | Annual | Standard NOX | lb/MMBtu | 0.25 | 0.25 | 0.25 | 0.25 | 0.25 | 0.25 | 0.25
IL Fac. Spec. - NOX Rate Summer v3.1, Unit 3423 and retrofits | 674 | 7305 | Rate Constraint in lbs/MMBtu | FALSE | L | Annual | Emissions at Affected Plants NOX | Thousand Tons | 0.6387 | 0.70966 | 0.70966 | 0.70966 | 0 | 0 | 0
IL Fac. Spec. - NOX Rate Summer v3.1, Unit 3423 and retrofits | 674 | 7305 | Rate Constraint in lbs/MMBtu | FALSE | L | Annual | Allowances Purchased NOX | Thousand Tons | 0 | 0 | 0 | 0 | 0 | 0 | 0
IL Fac. Spec. - NOX Rate Summer v3.1, Unit 3423 and retrofits | 674 | 7305 | Rate Constraint in lbs/MMBtu | FALSE | L | Annual | Allowances Sold NOX | Thousand Tons | 0 | 0 | 0 | 0 | 0 | 0 | 0
IL Fac. Spec. - NOX Rate Summer v3.1, Unit 3423 and retrofits | 674 | 7305 | Rate Constraint in lbs/MMBtu | FALSE | L | Annual | Allowances Banked | Thousand Tons | 0 | 0 | 0 | 0 | 0 | 0 | 0
IL Fac. Spec. - NOX Rate Summer v3.1, Unit 3423 and retrofits | 674 | 7305 | Rate Constraint in lbs/MMBtu | FALSE | L | Annual | Allowances Withdrawn (1:1) | Thousand Tons | 0 | 0 | 0 | 0 | 0 | 0 | 0
IL Fac. Spec. - NOX Rate Summer v3.1, Unit 3423 and retrofits | 674 | 7305 | Rate Constraint in lbs/MMBtu | FALSE | L | Annual | Allowances Withdrawn (n:1) | Thousand Tons | 0 | 0 | 0 | 0 | 0 | 0 | 0
IL Fac. Spec. - NOX Rate Summer v3.1, Unit 3423 and retrofits | 674 | 7305 | Rate Constraint in lbs/MMBtu | FALSE | L | Annual | Net Emissions Allowance Position | Thousand Tons | 0.6387 | 0.70966 | 0.70966 | 0.70966 | 0 | 0 | 0
IL Fac. Spec. - NOX Rate Summer v3.1, Unit 3423 and retrofits | 674 | 7305 | Rate Constraint in lbs/MMBtu | FALSE | L | Annual | Fuel Consumed | TBtu | 20.8656 | 23.184 | 23.184 | 23.184 | 0 | 0 | 0
IL Fac. Spec. - NOX Rate Summer v3.1, Unit 3423 and retrofits | 674 | 7305 | Rate Constraint in lbs/MMBtu | FALSE | L | Annual | Rate | lb/MMBtu | 0.06122 | 0.06122 | 0.06122 | 0.06122 | 0 | 0 | 0
IL Fac. Spec. - NOX Rate Summer v3.1, Unit 3423 and retrofits | 674 | 7305 | Rate Constraint in lbs/MMBtu | FALSE | L | Annual | Generation | TWh | 2.2219 | 2.4687 | 1.753 | 1.753 | 0 | 0 | 0
IL Fac. Spec. - NOX Rate Summer v3.1, Unit 3423 and retrofits | 674 | 7305 | Rate Constraint in lbs/MMBtu | FALSE | L | Annual | Qualifying Generation | TWh | 2.2219 | 2.4687 | 1.753 | 1.753 | 0 | 0 | 0
IL Fac. Spec. - NOX Rate Summer v3.1, Unit 3423 and retrofits | 674 | 7305 | Rate Constraint in lbs/MMBtu | FALSE | L | Annual | Rate | lb/MWh | 0.57492 | 0.57492 | 0.80967 | 0.80967 | 0 | 0 | 0
IL Fac. Spec. - NOX Rate Summer v3.1, Unit 3423 and retrofits | 674 | 7305 | Rate Constraint in lbs/MMBtu | FALSE | L | Annual | Constraint Shadow Price | US2022$/Ton | 0 | 0 | 0 | 0 | 0 | 0 | 0
IL Fac. Spec. - NOX Rate Summer v3.1, Unit 3424 and retrofits | 675 | 7305 | Rate Constraint in lbs/MMBtu | FALSE | L | Annual | Seasons Included | Seasons | Summer | Summer | Summer | Summer | Summer | Summer | Summer
IL Fac. Spec. - NOX Rate Summer v3.1, Unit 3424 and retrofits | 675 | 7305 | Rate Constraint in lbs/MMBtu | FALSE | L | Annual | Standard NOX | lb/MMBtu | 0.25 | 0.25 | 0.25 | 0.25 | 0.25 | 0.25 | 0.25
IL Fac. Spec. - NOX Rate Summer v3.1, Unit 3424 and retrofits | 675 | 7305 | Rate Constraint in lbs/MMBtu | FALSE | L | Annual | Emissions at Affected Plants NOX | Thousand Tons | 0.63294 | 0.70326 | 0.70326 | 0.70326 | 0 | 0 | 0
IL Fac. Spec. - NOX Rate Summer v3.1, Unit 3424 and retrofits | 675 | 7305 | Rate Constraint in lbs/MMBtu | FALSE | L | Annual | Allowances Purchased NOX | Thousand Tons | 0 | 0 | 0 | 0 | 0 | 0 | 0
IL Fac. Spec. - NOX Rate Summer v3.1, Unit 3424 and retrofits | 675 | 7305 | Rate Constraint in lbs/MMBtu | FALSE | L | Annual | Allowances Sold NOX | Thousand Tons | 0 | 0 | 0 | 0 | 0 | 0 | 0
IL Fac. Spec. - NOX Rate Summer v3.1, Unit 3424 and retrofits | 675 | 7305 | Rate Constraint in lbs/MMBtu | FALSE | L | Annual | Allowances Banked | Thousand Tons | 0 | 0 | 0 | 0 | 0 | 0 | 0
IL Fac. Spec. - NOX Rate Summer v3.1, Unit 3424 and retrofits | 675 | 7305 | Rate Constraint in lbs/MMBtu | FALSE | L | Annual | Allowances Withdrawn (1:1) | Thousand Tons | 0 | 0 | 0 | 0 | 0 | 0 | 0
IL Fac. Spec. - NOX Rate Summer v3.1, Unit 3424 and retrofits | 675 | 7305 | Rate Constraint in lbs/MMBtu | FALSE | L | Annual | Allowances Withdrawn (n:1) | Thousand Tons | 0 | 0 | 0 | 0 | 0 | 0 | 0
IL Fac. Spec. - NOX Rate Summer v3.1, Unit 3424 and retrofits | 675 | 7305 | Rate Constraint in lbs/MMBtu | FALSE | L | Annual | Net Emissions Allowance Position | Thousand Tons | 0.63294 | 0.70326 | 0.70326 | 0.70326 | 0 | 0 | 0
IL Fac. Spec. - NOX Rate Summer v3.1, Unit 3424 and retrofits | 675 | 7305 | Rate Constraint in lbs/MMBtu | FALSE | L | Annual | Fuel Consumed | TBtu | 20.7656 | 23.0729 | 23.0729 | 23.0729 | 0 | 0 | 0
IL Fac. Spec. - NOX Rate Summer v3.1, Unit 3424 and retrofits | 675 | 7305 | Rate Constraint in lbs/MMBtu | FALSE | L | Annual | Rate | lb/MMBtu | 0.06096 | 0.06096 | 0.06096 | 0.06096 | 0 | 0 | 0
IL Fac. Spec. - NOX Rate Summer v3.1, Unit 3424 and retrofits | 675 | 7305 | Rate Constraint in lbs/MMBtu | FALSE | L | Annual | Generation | TWh | 2.2219 | 2.4687 | 1.7566 | 1.7566 | 0 | 0 | 0
IL Fac. Spec. - NOX Rate Summer v3.1, Unit 3424 and retrofits | 675 | 7305 | Rate Constraint in lbs/MMBtu | FALSE | L | Annual | Qualifying Generation | TWh | 2.2219 | 2.4687 | 1.7566 | 1.7566 | 0 | 0 | 0
IL Fac. Spec. - NOX Rate Summer v3.1, Unit 3424 and retrofits | 675 | 7305 | Rate Constraint in lbs/MMBtu | FALSE | L | Annual | Rate | lb/MWh | 0.56973 | 0.56973 | 0.8007 | 0.8007 | 0 | 0 | 0
IL Fac. Spec. - NOX Rate Summer v3.1, Unit 3424 and retrofits | 675 | 7305 | Rate Constraint in lbs/MMBtu | FALSE | L | Annual | Constraint Shadow Price | US2022$/Ton | 0 | 0 | 0 | 0 | 0 | 0 | 0
IL Facility Average - NOX Rate Summer v3.1 | 676 | 7306 | Rate Constraint in lbs/MMBtu | FALSE | L | Annual | Seasons Included | Seasons | Summer | Summer | Summer | Summer | Summer | Summer | Summer
IL Facility Average - NOX Rate Summer v3.1 | 676 | 7306 | Rate Constraint in lbs/MMBtu | FALSE | L | Annual | Standard NOX | lb/MMBtu | 0.25 | 0.25 | 0.25 | 0.25 | 0.25 | 0.25 | 0.25
IL Facility Average - NOX Rate Summer v3.1 | 676 | 7306 | Rate Constraint in lbs/MMBtu | FALSE | L | Annual | Emissions at Affected Plants NOX | Thousand Tons | 0.20268 | 0.03112 | 0 | 0 | 0 | 0 | 0
IL Facility Average - NOX Rate Summer v3.1 | 676 | 7306 | Rate Constraint in lbs/MMBtu | FALSE | L | Annual | Allowances Purchased NOX | Thousand Tons | 0 | 0 | 0 | 0 | 0 | 0 | 0
IL Facility Average - NOX Rate Summer v3.1 | 676 | 7306 | Rate Constraint in lbs/MMBtu | FALSE | L | Annual | Allowances Sold NOX | Thousand Tons | 0 | 0 | 0 | 0 | 0 | 0 | 0
IL Facility Average - NOX Rate Summer v3.1 | 676 | 7306 | Rate Constraint in lbs/MMBtu | FALSE | L | Annual | Allowances Banked | Thousand Tons | 0 | 0 | 0 | 0 | 0 | 0 | 0
IL Facility Average - NOX Rate Summer v3.1 | 676 | 7306 | Rate Constraint in lbs/MMBtu | FALSE | L | Annual | Allowances Withdrawn (1:1) | Thousand Tons | 0 | 0 | 0 | 0 | 0 | 0 | 0
IL Facility Average - NOX Rate Summer v3.1 | 676 | 7306 | Rate Constraint in lbs/MMBtu | FALSE | L | Annual | Allowances Withdrawn (n:1) | Thousand Tons | 0 | 0 | 0 | 0 | 0 | 0 | 0
IL Facility Average - NOX Rate Summer v3.1 | 676 | 7306 | Rate Constraint in lbs/MMBtu | FALSE | L | Annual | Net Emissions Allowance Position | Thousand Tons | 0.20268 | 0.03112 | 0 | 0 | 0 | 0 | 0
IL Facility Average - NOX Rate Summer v3.1 | 676 | 7306 | Rate Constraint in lbs/MMBtu | FALSE | L | Annual | Fuel Consumed | TBtu | 5.459 | 0.9309 | 0 | 0 | 0 | 0 | 0
IL Facility Average - NOX Rate Summer v3.1 | 676 | 7306 | Rate Constraint in lbs/MMBtu | FALSE | L | Annual | Rate | lb/MMBtu | 0.074257 | 0.066859 | 0 | 0 | 0 | 0 | 0
IL Facility Average - NOX Rate Summer v3.1 | 676 | 7306 | Rate Constraint in lbs/MMBtu | FALSE | L | Annual | Generation | TWh | 0.47316 | 0.081401 | 0 | 0 | 0 | 0 | 0
IL Facility Average - NOX Rate Summer v3.1 | 676 | 7306 | Rate Constraint in lbs/MMBtu | FALSE | L | Annual | Qualifying Generation | TWh | 0.47316 | 0.081401 | 0 | 0 | 0 | 0 | 0
IL Facility Average - NOX Rate Summer v3.1 | 676 | 7306 | Rate Constraint in lbs/MMBtu | FALSE | L | Annual | Rate | lb/MWh | 0.85673 | 0.7646 | 0 | 0 | 0 | 0 | 0
IL Facility Average - NOX Rate Summer v3.1 | 676 | 7306 | Rate Constraint in lbs/MMBtu | FALSE | L | Annual | Constraint Shadow Price | US2022$/Ton | 0 | 0 | 0 | 0 | 0 | 0 | 0
Jim Bridger 1,2- NOX Cap Annual v7.23 | 677 | 7971 | Rate Constraint in MTons | FALSE | L | Annual | Seasons Included | Seasons | Winter, Spring, Summer, Fall | Winter, Spring, Summer, Fall | Winter, Spring, Summer, Fall | Winter, Spring, Summer, Fall | Winter, Spring, Summer, Fall | Winter, Spring, Summer, Fall | Winter, Spring, Summer, Fall
Jim Bridger 1,2- NOX Cap Annual v7.23 | 677 | 7971 | Rate Constraint in MTons | FALSE | L | Annual | Standard NOX | Thousand Tons | 1314 | 1314 | 1314 | 1314 | 1314 | 1314 | 1314
Jim Bridger 1,2- NOX Cap Annual v7.23 | 677 | 7971 | Rate Constraint in MTons | FALSE | L | Annual | Emissions at Affected Plants NOX | Thousand Tons | 0.49031 | 0.99149 | 1.0595 | 0 | 0 | 0 | 0
Jim Bridger 1,2- NOX Cap Annual v7.23 | 677 | 7971 | Rate Constraint in MTons | FALSE | L | Annual | Allowances Purchased NOX | Thousand Tons | 0 | 0 | 0 | 0 | 0 | 0 | 0
Jim Bridger 1,2- NOX Cap Annual v7.23 | 677 | 7971 | Rate Constraint in MTons | FALSE | L | Annual | Allowances Sold NOX | Thousand Tons | 0 | 0 | 0 | 0 | 0 | 0 | 0
Jim Bridger 1,2- NOX Cap Annual v7.23 | 677 | 7971 | Rate Constraint in MTons | FALSE | L | Annual | Allowances Banked | Thousand Tons | 0 | 0 | 0 | 0 | 0 | 0 | 0
Jim Bridger 1,2- NOX Cap Annual v7.23 | 677 | 7971 | Rate Constraint in MTons | FALSE | L | Annual | Allowances Withdrawn (1:1) | Thousand Tons | 0 | 0 | 0 | 0 | 0 | 0 | 0
Jim Bridger 1,2- NOX Cap Annual v7.23 | 677 | 7971 | Rate Constraint in MTons | FALSE | L | Annual | Allowances Withdrawn (n:1) | Thousand Tons | 0 | 0 | 0 | 0 | 0 | 0 | 0
Jim Bridger 1,2- NOX Cap Annual v7.23 | 677 | 7971 | Rate Constraint in MTons | FALSE | L | Annual | Net Emissions Allowance Position | Thousand Tons | 0.49031 | 0.99149 | 1.0595 | 0 | 0 | 0 | 0
Jim Bridger 1,2- NOX Cap Annual v7.23 | 677 | 7971 | Rate Constraint in MTons | FALSE | L | Annual | Fuel Consumed | TBtu | 17.6255 | 36.0074 | 38.5027 | 0 | 0 | 0 | 0
Jim Bridger 1,2- NOX Cap Annual v7.23 | 677 | 7971 | Rate Constraint in MTons | FALSE | L | Annual | Rate | lb/MMBtu | 0.055637 | 0.055072 | 0.055037 | 0 | 0 | 0 | 0
Jim Bridger 1,2- NOX Cap Annual v7.23 | 677 | 7971 | Rate Constraint in MTons | FALSE | L | Annual | Generation | TWh | 1.6802 | 3.4367 | 2.4793 | 0 | 0 | 0 | 0
Jim Bridger 1,2- NOX Cap Annual v7.23 | 677 | 7971 | Rate Constraint in MTons | FALSE | L | Annual | Qualifying Generation | TWh | 1.6802 | 3.4367 | 2.4793 | 0 | 0 | 0 | 0
Jim Bridger 1,2- NOX Cap Annual v7.23 | 677 | 7971 | Rate Constraint in MTons | FALSE | L | Annual | Rate | lb/MWh | 0.58365 | 0.57701 | 0.8547 | 0 | 0 | 0 | 0
Jim Bridger 1,2- NOX Cap Annual v7.23 | 677 | 7971 | Rate Constraint in MTons | FALSE | L | Annual | Constraint Shadow Price | US2022$/Ton | 0 | 0 | 0 | 0 | 0 | 0 | 0
Kansas Nearman Unit 1NOx Rate Annual v4.10 | 678 | 7320 | Rate Constraint in lbs/MMBtu | FALSE | L | Annual | Seasons Included | Seasons | Winter, Spring, Summer, Fall | Winter, Spring, Summer, Fall | Winter, Spring, Summer, Fall | Winter, Spring, Summer, Fall | Winter, Spring, Summer, Fall | Winter, Spring, Summer, Fall | Winter, Spring, Summer, Fall
Kansas Nearman Unit 1NOx Rate Annual v4.10 | 678 | 7320 | Rate Constraint in lbs/MMBtu | FALSE | L | Annual | Standard NOX | lb/MMBtu | 0.26 | 0.26 | 0.26 | 0.26 | 0.26 | 0.26 | 0.26
Kansas Nearman Unit 1NOx Rate Annual v4.10 | 678 | 7320 | Rate Constraint in lbs/MMBtu | FALSE | L | Annual | Emissions at Affected Plants NOX | Thousand Tons | 0 | 0 | 0 | 0 | 0 | 0 | 0
Kansas Nearman Unit 1NOx Rate Annual v4.10 | 678 | 7320 | Rate Constraint in lbs/MMBtu | FALSE | L | Annual | Allowances Purchased NOX | Thousand Tons | 0 | 0 | 0 | 0 | 0 | 0 | 0
Kansas Nearman Unit 1NOx Rate Annual v4.10 | 678 | 7320 | Rate Constraint in lbs/MMBtu | FALSE | L | Annual | Allowances Sold NOX | Thousand Tons | 0 | 0 | 0 | 0 | 0 | 0 | 0
Kansas Nearman Unit 1NOx Rate Annual v4.10 | 678 | 7320 | Rate Constraint in lbs/MMBtu | FALSE | L | Annual | Allowances Banked | Thousand Tons | 0 | 0 | 0 | 0 | 0 | 0 | 0
Kansas Nearman Unit 1NOx Rate Annual v4.10 | 678 | 7320 | Rate Constraint in lbs/MMBtu | FALSE | L | Annual | Allowances Withdrawn (1:1) | Thousand Tons | 0 | 0 | 0 | 0 | 0 | 0 | 0
Kansas Nearman Unit 1NOx Rate Annual v4.10 | 678 | 7320 | Rate Constraint in lbs/MMBtu | FALSE | L | Annual | Allowances Withdrawn (n:1) | Thousand Tons | 0 | 0 | 0 | 0 | 0 | 0 | 0
Kansas Nearman Unit 1NOx Rate Annual v4.10 | 678 | 7320 | Rate Constraint in lbs/MMBtu | FALSE | L | Annual | Net Emissions Allowance Position | Thousand Tons | 0 | 0 | 0 | 0 | 0 | 0 | 0
Kansas Nearman Unit 1NOx Rate Annual v4.10 | 678 | 7320 | Rate Constraint in lbs/MMBtu | FALSE | L | Annual | Fuel Consumed | TBtu | 0 | 0 | 0 | 0 | 0 | 0 | 0
Kansas Nearman Unit 1NOx Rate Annual v4.10 | 678 | 7320 | Rate Constraint in lbs/MMBtu | FALSE | L | Annual | Rate | lb/MMBtu | 0 | 0 | 0 | 0 | 0 | 0 | 0
Kansas Nearman Unit 1NOx Rate Annual v4.10 | 678 | 7320 | Rate Constraint in lbs/MMBtu | FALSE | L | Annual | Generation | TWh | 0 | 0 | 0 | 0 | 0 | 0 | 0
Kansas Nearman Unit 1NOx Rate Annual v4.10 | 678 | 7320 | Rate Constraint in lbs/MMBtu | FALSE | L | Annual | Qualifying Generation | TWh | 0 | 0 | 0 | 0 | 0 | 0 | 0
Kansas Nearman Unit 1NOx Rate Annual v4.10 | 678 | 7320 | Rate Constraint in lbs/MMBtu | FALSE | L | Annual | Rate | lb/MWh | 0 | 0 | 0 | 0 | 0 | 0 | 0
Kansas Nearman Unit 1NOx Rate Annual v4.10 | 678 | 7320 | Rate Constraint in lbs/MMBtu | FALSE | L | Annual | Constraint Shadow Price | US2022$/Ton | 0 | 0 | 0 | 0 | 0 | 0 | 0
KS La Cygne NOX Rate Annual v5.14 | 679 | 7274 | Rate Constraint in lbs/MMBtu | FALSE | L | Annual | Seasons Included | Seasons | Winter, Spring, Summer, Fall | Winter, Spring, Summer, Fall | Winter, Spring, Summer, Fall | Winter, Spring, Summer, Fall | Winter, Spring, Summer, Fall | Winter, Spring, Summer, Fall | Winter, Spring, Summer, Fall
KS La Cygne NOX Rate Annual v5.14 | 679 | 7274 | Rate Constraint in lbs/MMBtu | FALSE | L | Annual | Standard NOX | lb/MMBtu | 0.13 | 0.13 | 0.13 | 0.13 | 0.13 | 0.13 | 0.13
KS La Cygne NOX Rate Annual v5.14 | 679 | 7274 | Rate Constraint in lbs/MMBtu | FALSE | L | Annual | Emissions at Affected Plants NOX | Thousand Tons | 0 | 0 | 0 | 0 | 0 | 0 | 0
KS La Cygne NOX Rate Annual v5.14 | 679 | 7274 | Rate Constraint in lbs/MMBtu | FALSE | L | Annual | Allowances Purchased NOX | Thousand Tons | 0 | 0 | 0 | 0 | 0 | 0 | 0
KS La Cygne NOX Rate Annual v5.14 | 679 | 7274 | Rate Constraint in lbs/MMBtu | FALSE | L | Annual | Allowances Sold NOX | Thousand Tons | 0 | 0 | 0 | 0 | 0 | 0 | 0
KS La Cygne NOX Rate Annual v5.14 | 679 | 7274 | Rate Constraint in lbs/MMBtu | FALSE | L | Annual | Allowances Banked | Thousand Tons | 0 | 0 | 0 | 0 | 0 | 0 | 0
KS La Cygne NOX Rate Annual v5.14 | 679 | 7274 | Rate Constraint in lbs/MMBtu | FALSE | L | Annual | Allowances Withdrawn (1:1) | Thousand Tons | 0 | 0 | 0 | 0 | 0 | 0 | 0
KS La Cygne NOX Rate Annual v5.14 | 679 | 7274 | Rate Constraint in lbs/MMBtu | FALSE | L | Annual | Allowances Withdrawn (n:1) | Thousand Tons | 0 | 0 | 0 | 0 | 0 | 0 | 0
KS La Cygne NOX Rate Annual v5.14 | 679 | 7274 | Rate Constraint in lbs/MMBtu | FALSE | L | Annual | Net Emissions Allowance Position | Thousand Tons | 0 | 0 | 0 | 0 | 0 | 0 | 0
KS La Cygne NOX Rate Annual v5.14 | 679 | 7274 | Rate Constraint in lbs/MMBtu | FALSE | L | Annual | Fuel Consumed | TBtu | 0 | 0 | 0 | 0 | 0 | 0 | 0
KS La Cygne NOX Rate Annual v5.14 | 679 | 7274 | Rate Constraint in lbs/MMBtu | FALSE | L | Annual | Rate | lb/MMBtu | 0 | 0 | 0 | 0 | 0 | 0 | 0
KS La Cygne NOX Rate Annual v5.14 | 679 | 7274 | Rate Constraint in lbs/MMBtu | FALSE | L | Annual | Generation | TWh | 0 | 0 | 0 | 0 | 0 | 0 | 0
KS La Cygne NOX Rate Annual v5.14 | 679 | 7274 | Rate Constraint in lbs/MMBtu | FALSE | L | Annual | Qualifying Generation | TWh | 0 | 0 | 0 | 0 | 0 | 0 | 0
KS La Cygne NOX Rate Annual v5.14 | 679 | 7274 | Rate Constraint in lbs/MMBtu | FALSE | L | Annual | Rate | lb/MWh | 0 | 0 | 0 | 0 | 0 | 0 | 0
KS La Cygne NOX Rate Annual v5.14 | 679 | 7274 | Rate Constraint in lbs/MMBtu | FALSE | L | Annual | Constraint Shadow Price | US2022$/Ton | 0 | 0 | 0 | 0 | 0 | 0 | 0
KS La Cygne SO2 Rate Annual v5.14 | 680 | 7275 | Rate Constraint in lbs/MMBtu | FALSE | L | Annual | Seasons Included | Seasons | Winter, Spring, Summer, Fall | Winter, Spring, Summer, Fall | Winter, Spring, Summer, Fall | Winter, Spring, Summer, Fall | Winter, Spring, Summer, Fall | Winter, Spring, Summer, Fall | Winter, Spring, Summer, Fall
KS La Cygne SO2 Rate Annual v5.14 | 680 | 7275 | Rate Constraint in lbs/MMBtu | FALSE | L | Annual | Standard SO2 | lb/MMBtu | 0.1 | 0.1 | 0.1 | 0.1 | 0.1 | 0.1 | 0.1
KS La Cygne SO2 Rate Annual v5.14 | 680 | 7275 | Rate Constraint in lbs/MMBtu | FALSE | L | Annual | Emissions at Affected Plants SO2 | Thousand Tons | 0 | 0 | 0 | 0 | 0 | 0 | 0
KS La Cygne SO2 Rate Annual v5.14 | 680 | 7275 | Rate Constraint in lbs/MMBtu | FALSE | L | Annual | Allowances Purchased SO2 | Thousand Tons | 0 | 0 | 0 | 0 | 0 | 0 | 0
KS La Cygne SO2 Rate Annual v5.14 | 680 | 7275 | Rate Constraint in lbs/MMBtu | FALSE | L | Annual | Allowances Sold SO2 | Thousand Tons | 0 | 0 | 0 | 0 | 0 | 0 | 0
KS La Cygne SO2 Rate Annual v5.14 | 680 | 7275 | Rate Constraint in lbs/MMBtu | FALSE | L | Annual | Allowances Banked | Thousand Tons | 0 | 0 | 0 | 0 | 0 | 0 | 0
KS La Cygne SO2 Rate Annual v5.14 | 680 | 7275 | Rate Constraint in lbs/MMBtu | FALSE | L | Annual | Allowances Withdrawn (1:1) | Thousand Tons | 0 | 0 | 0 | 0 | 0 | 0 | 0
KS La Cygne SO2 Rate Annual v5.14 | 680 | 7275 | Rate Constraint in lbs/MMBtu | FALSE | L | Annual | Allowances Withdrawn (n:1) | Thousand Tons | 0 | 0 | 0 | 0 | 0 | 0 | 0
KS La Cygne SO2 Rate Annual v5.14 | 680 | 7275 | Rate Constraint in lbs/MMBtu | FALSE | L | Annual | Net Emissions Allowance Position | Thousand Tons | 0 | 0 | 0 | 0 | 0 | 0 | 0
KS La Cygne SO2 Rate Annual v5.14 | 680 | 7275 | Rate Constraint in lbs/MMBtu | FALSE | L | Annual | Fuel Consumed | TBtu | 0 | 0 | 0 | 0 | 0 | 0 | 0
KS La Cygne SO2 Rate Annual v5.14 | 680 | 7275 | Rate Constraint in lbs/MMBtu | FALSE | L | Annual | Rate | lb/MMBtu | 0 | 0 | 0 | 0 | 0 | 0 | 0
KS La Cygne SO2 Rate Annual v5.14 | 680 | 7275 | Rate Constraint in lbs/MMBtu | FALSE | L | Annual | Generation | TWh | 0 | 0 | 0 | 0 | 0 | 0 | 0
KS La Cygne SO2 Rate Annual v5.14 | 680 | 7275 | Rate Constraint in lbs/MMBtu | FALSE | L | Annual | Qualifying Generation | TWh | 0 | 0 | 0 | 0 | 0 | 0 | 0
KS La Cygne SO2 Rate Annual v5.14 | 680 | 7275 | Rate Constraint in lbs/MMBtu | FALSE | L | Annual | Rate | lb/MWh | 0 | 0 | 0 | 0 | 0 | 0 | 0
KS La Cygne SO2 Rate Annual v5.14 | 680 | 7275 | Rate Constraint in lbs/MMBtu | FALSE | L | Annual | Constraint Shadow Price | US2022$/Ton | 0 | 0 | 0 | 0 | 0 | 0 | 0
KY Bluegrass - NOX Cap Annual v6.21 | 681 | 7743 | Rate Constraint in MTons | FALSE | L | Annual | Seasons Included | Seasons | Winter, Spring, Summer, Fall | Winter, Spring, Summer, Fall | Winter, Spring, Summer, Fall | Winter, Spring, Summer, Fall | Winter, Spring, Summer, Fall | Winter, Spring, Summer, Fall | Winter, Spring, Summer, Fall
KY Bluegrass - NOX Cap Annual v6.21 | 681 | 7743 | Rate Constraint in MTons | FALSE | L | Annual | Standard NOX | Thousand Tons | 0.095 | 0.095 | 0.095 | 0.095 | 0.095 | 0.095 | 0.095
KY Bluegrass - NOX Cap Annual v6.21 | 681 | 7743 | Rate Constraint in MTons | FALSE | L | Annual | Emissions at Affected Plants NOX | Thousand Tons | 0.063267 | 0.05169 | 0.0085082 | 0.00051289 | 0 | 0.0033851 | 0.0034877
KY Bluegrass - NOX Cap Annual v6.21 | 681 | 7743 | Rate Constraint in MTons | FALSE | L | Annual | Allowances Purchased NOX | Thousand Tons | 0 | 0 | 0 | 0 | 0 | 0 | 0
KY Bluegrass - NOX Cap Annual v6.21 | 681 | 7743 | Rate Constraint in MTons | FALSE | L | Annual | Allowances Sold NOX | Thousand Tons | 0 | 0 | 0 | 0 | 0 | 0 | 0
KY Bluegrass - NOX Cap Annual v6.21 | 681 | 7743 | Rate Constraint in MTons | FALSE | L | Annual | Allowances Banked | Thousand Tons | 0 | 0 | 0 | 0 | 0 | 0 | 0
KY Bluegrass - NOX Cap Annual v6.21 | 681 | 7743 | Rate Constraint in MTons | FALSE | L | Annual | Allowances Withdrawn (1:1) | Thousand Tons | 0 | 0 | 0 | 0 | 0 | 0 | 0
KY Bluegrass - NOX Cap Annual v6.21 | 681 | 7743 | Rate Constraint in MTons | FALSE | L | Annual | Allowances Withdrawn (n:1) | Thousand Tons | 0 | 0 | 0 | 0 | 0 | 0 | 0
KY Bluegrass - NOX Cap Annual v6.21 | 681 | 7743 | Rate Constraint in MTons | FALSE | L | Annual | Net Emissions Allowance Position | Thousand Tons | 0.063267 | 0.05169 | 0.0085082 | 0.00051289 | 0 | 0.0033851 | 0.0034877
KY Bluegrass - NOX Cap Annual v6.21 | 681 | 7743 | Rate Constraint in MTons | FALSE | L | Annual | Fuel Consumed | TBtu | 2.3656 | 2.0355 | 0.37399 | 0.023196 | 0 | 0.15309 | 0.15773
KY Bluegrass - NOX Cap Annual v6.21 | 681 | 7743 | Rate Constraint in MTons | FALSE | L | Annual | Rate | lb/MMBtu | 0.05349 | 0.050787 | 0.0455 | 0.044223 | 0 | 0.044223 | 0.044223
KY Bluegrass - NOX Cap Annual v6.21 | 681 | 7743 | Rate Constraint in MTons | FALSE | L | Annual | Generation | TWh | 0.21325 | 0.1835 | 0.033714 | 0.002091 | 0 | 0.013801 | 0.014219
KY Bluegrass - NOX Cap Annual v6.21 | 681 | 7743 | Rate Constraint in MTons | FALSE | L | Annual | Qualifying Generation | TWh | 0.21325 | 0.1835 | 0.033714 | 0.002091 | 0 | 0.013801 | 0.014219
KY Bluegrass - NOX Cap Annual v6.21 | 681 | 7743 | Rate Constraint in MTons | FALSE | L | Annual | Rate | lb/MWh | 0.59337 | 0.56339 | 0.50473 | 0.49057 | 0 | 0.49057 | 0.49057
KY Bluegrass - NOX Cap Annual v6.21 | 681 | 7743 | Rate Constraint in MTons | FALSE | L | Annual | Constraint Shadow Price | US2022$/Ton | 0 | 0 | 0 | 0 | 0 | 0 | 0
KY Paddys Run - NOX Cap Annual v6.21 | 682 | 7741 | Rate Constraint in MTons | FALSE | L | Annual | Seasons Included | Seasons | Winter, Spring, Summer, Fall | Winter, Spring, Summer, Fall | Winter, Spring, Summer, Fall | Winter, Spring, Summer, Fall | Winter, Spring, Summer, Fall | Winter, Spring, Summer, Fall | Winter, Spring, Summer, Fall
KY Paddys Run - NOX Cap Annual v6.21 | 682 | 7741 | Rate Constraint in MTons | FALSE | L | Annual | Standard NOX | Thousand Tons | 0.1 | 0.1 | 0.1 | 0.1 | 0.1 | 0.1 | 0.1
KY Paddys Run - NOX Cap Annual v6.21 | 682 | 7741 | Rate Constraint in MTons | FALSE | L | Annual | Emissions at Affected Plants NOX | Thousand Tons | 0.1 | 0.057195 | 0.016231 | 0.0028727 | 0 | 0.00089204 | 0.00089204
KY Paddys Run - NOX Cap Annual v6.21 | 682 | 7741 | Rate Constraint in MTons | FALSE | L | Annual | Allowances Purchased NOX | Thousand Tons | 0 | 0 | 0 | 0 | 0 | 0 | 0
KY Paddys Run - NOX Cap Annual v6.21 | 682 | 7741 | Rate Constraint in MTons | FALSE | L | Annual | Allowances Sold NOX | Thousand Tons | 0 | 0 | 0 | 0 | 0 | 0 | 0
KY Paddys Run - NOX Cap Annual v6.21 | 682 | 7741 | Rate Constraint in MTons | FALSE | L | Annual | Allowances Banked | Thousand Tons | 0 | 0 | 0 | 0 | 0 | 0 | 0
KY Paddys Run - NOX Cap Annual v6.21 | 682 | 7741 | Rate Constraint in MTons | FALSE | L | Annual | Allowances Withdrawn (1:1) | Thousand Tons | 0 | 0 | 0 | 0 | 0 | 0 | 0
KY Paddys Run - NOX Cap Annual v6.21 | 682 | 7741 | Rate Constraint in MTons | FALSE | L | Annual | Allowances Withdrawn (n:1) | Thousand Tons | 0 | 0 | 0 | 0 | 0 | 0 | 0
KY Paddys Run - NOX Cap Annual v6.21 | 682 | 7741 | Rate Constraint in MTons | FALSE | L | Annual | Net Emissions Allowance Position | Thousand Tons | 0.1 | 0.057195 | 0.016231 | 0.0028727 | 0 | 0.00089204 | 0.00089204
KY Paddys Run - NOX Cap Annual v6.21 | 682 | 7741 | Rate Constraint in MTons | FALSE | L | Annual | Fuel Consumed | TBtu | 1.4697 | 0.56067 | 0.15875 | 0.0082093 | 0 | 0.010142 | 0.010142
KY Paddys Run - NOX Cap Annual v6.21 | 682 | 7741 | Rate Constraint in MTons | FALSE | L | Annual | Rate | lb/MMBtu | 0.13608 | 0.20402 | 0.20448 | 0.69986 | 0 | 0.17591 | 0.17591
KY Paddys Run - NOX Cap Annual v6.21 | 682 | 7741 | Rate Constraint in MTons | FALSE | L | Annual | Generation | TWh | 0.13221 | 0.050433 | 0.01428 | 0.00073844 | 0 | 0.0009123 | 0.0009123
KY Paddys Run - NOX Cap Annual v6.21 | 682 | 7741 | Rate Constraint in MTons | FALSE | L | Annual | Qualifying Generation | TWh | 0.13221 | 0.050433 | 0.01428 | 0.00073844 | 0 | 0.0009123 | 0.0009123
KY Paddys Run - NOX Cap Annual v6.21 | 682 | 7741 | Rate Constraint in MTons | FALSE | L | Annual | Rate | lb/MWh | 1.5128 | 2.2681 | 2.2732 | 7.7803 | 0 | 1.9556 | 1.9556
KY Paddys Run - NOX Cap Annual v6.21 | 682 | 7741 | Rate Constraint in MTons | FALSE | L | Annual | Constraint Shadow Price | US2022$/Ton | 258.5756 | 0 | 0 | 0 | 0 | 0 | 0
LA Big Cajun 1 CT- NOx Summer v4.10 | 683 | 7519 | Rate Constraint in lbs/MMBtu | FALSE | L | Annual | Seasons Included | Seasons | Summer | Summer | Summer | Summer | Summer | Summer | Summer
LA Big Cajun 1 CT- NOx Summer v4.10 | 683 | 7519 | Rate Constraint in lbs/MMBtu | FALSE | L | Annual | Standard NOX | lb/MMBtu | 0.2 | 0.2 | 0.2 | 0.2 | 0.2 | 0.2 | 0.2
LA Big Cajun 1 CT- NOx Summer v4.10 | 683 | 7519 | Rate Constraint in lbs/MMBtu | FALSE | L | Annual | Emissions at Affected Plants NOX | Thousand Tons | 0.00086415 | 0.00095057 | 0.0040615 | 0.00025925 | 0 | 0 | 0
LA Big Cajun 1 CT- NOx Summer v4.10 | 683 | 7519 | Rate Constraint in lbs/MMBtu | FALSE | L | Annual | Allowances Purchased NOX | Thousand Tons | 0 | 0 | 0 | 0 | 0 | 0 | 0
LA Big Cajun 1 CT- NOx Summer v4.10 | 683 | 7519 | Rate Constraint in lbs/MMBtu | FALSE | L | Annual | Allowances Sold NOX | Thousand Tons | 0 | 0 | 0 | 0 | 0 | 0 | 0
LA Big Cajun 1 CT- NOx Summer v4.10 | 683 | 7519 | Rate Constraint in lbs/MMBtu | FALSE | L | Annual | Allowances Banked | Thousand Tons | 0 | 0 | 0 | 0 | 0 | 0 | 0
LA Big Cajun 1 CT- NOx Summer v4.10 | 683 | 7519 | Rate Constraint in lbs/MMBtu | FALSE | L | Annual | Allowances Withdrawn (1:1) | Thousand Tons | 0 | 0 | 0 | 0 | 0 | 0 | 0
LA Big Cajun 1 CT- NOx Summer v4.10 | 683 | 7519 | Rate Constraint in lbs/MMBtu | FALSE | L | Annual | Allowances Withdrawn (n:1) | Thousand Tons | 0 | 0 | 0 | 0 | 0 | 0 | 0
LA Big Cajun 1 CT- NOx Summer v4.10 | 683 | 7519 | Rate Constraint in lbs/MMBtu | FALSE | L | Annual | Net Emissions Allowance Position | Thousand Tons | 0.00086415 | 0.00095057 | 0.0040615 | 0.00025925 | 0 | 0 | 0
LA Big Cajun 1 CT- NOx Summer v4.10 | 683 | 7519 | Rate Constraint in lbs/MMBtu | FALSE | L | Annual | Fuel Consumed | TBtu | 0.023794 | 0.026174 | 0.11183 | 0.0071383 | 0 | 0 | 0
LA Big Cajun 1 CT- NOx Summer v4.10 | 683 | 7519 | Rate Constraint in lbs/MMBtu | FALSE | L | Annual | Rate | lb/MMBtu | 0.072635 | 0.072635 | 0.072635 | 0.072635 | 0 | 0 | 0
LA Big Cajun 1 CT- NOx Summer v4.10 | 683 | 7519 | Rate Constraint in lbs/MMBtu | FALSE | L | Annual | Generation | TWh | 0.0018812 | 0.0020693 | 0.0088416 | 0.00056436 | 0 | 0 | 0
LA Big Cajun 1 CT- NOx Summer v4.10 | 683 | 7519 | Rate Constraint in lbs/MMBtu | FALSE | L | Annual | Qualifying Generation | TWh | 0.0018812 | 0.0020693 | 0.0088416 | 0.00056436 | 0 | 0 | 0
LA Big Cajun 1 CT- NOx Summer v4.10 | 683 | 7519 | Rate Constraint in lbs/MMBtu | FALSE | L | Annual | Rate | lb/MWh | 0.91872 | 0.91872 | 0.91872 | 0.91872 | 0 | 0 | 0
LA Big Cajun 1 CT- NOx Summer v4.10 | 683 | 7519 | Rate Constraint in lbs/MMBtu | FALSE | L | Annual | Constraint Shadow Price | US2022$/Ton | 0 | 0 | 0 | 0 | 0 | 0 | 0
LA Big Cajun 1 OGS- NOx Summer v4.10 | 684 | 7520 | Rate Constraint in lbs/MMBtu | FALSE | L | Annual | Seasons Included | Seasons | Summer | Summer | Summer | Summer | Summer | Summer | Summer
LA Big Cajun 1 OGS- NOx Summer v4.10 | 684 | 7520 | Rate Constraint in lbs/MMBtu | FALSE | L | Annual | Standard NOX | lb/MMBtu | 0.1 | 0.1 | 0.1 | 0.1 | 0.1 | 0.1 | 0.1
LA Big Cajun 1 OGS- NOx Summer v4.10 | 684 | 7520 | Rate Constraint in lbs/MMBtu | FALSE | L | Annual | Emissions at Affected Plants NOX | Thousand Tons | 0 | 0 | 0 | 0 | 0 | 0 | 0
LA Big Cajun 1 OGS- NOx Summer v4.10 | 684 | 7520 | Rate Constraint in lbs/MMBtu | FALSE | L | Annual | Allowances Purchased NOX | Thousand Tons | 0 | 0 | 0 | 0 | 0 | 0 | 0
LA Big Cajun 1 OGS- NOx Summer v4.10 | 684 | 7520 | Rate Constraint in lbs/MMBtu | FALSE | L | Annual | Allowances Sold NOX | Thousand Tons | 0 | 0 | 0 | 0 | 0 | 0 | 0
LA Big Cajun 1 OGS- NOx Summer v4.10 | 684 | 7520 | Rate Constraint in lbs/MMBtu | FALSE | L | Annual | Allowances Banked | Thousand Tons | 0 | 0 | 0 | 0 | 0 | 0 | 0
LA Big Cajun 1 OGS- NOx Summer v4.10 | 684 | 7520 | Rate Constraint in lbs/MMBtu | FALSE | L | Annual | Allowances Withdrawn (1:1) | Thousand Tons | 0 | 0 | 0 | 0 | 0 | 0 | 0
LA Big Cajun 1 OGS- NOx Summer v4.10 | 684 | 7520 | Rate Constraint in lbs/MMBtu | FALSE | L | Annual | Allowances Withdrawn (n:1) | Thousand Tons | 0 | 0 | 0 | 0 | 0 | 0 | 0
LA Big Cajun 1 OGS- NOx Summer v4.10 | 684 | 7520 | Rate Constraint in lbs/MMBtu | FALSE | L | Annual | Net Emissions Allowance Position | Thousand Tons | 0 | 0 | 0 | 0 | 0 | 0 | 0
LA Big Cajun 1 OGS- NOx Summer v4.10 | 684 | 7520 | Rate Constraint in lbs/MMBtu | FALSE | L | Annual | Fuel Consumed | TBtu | 0 | 0 | 0 | 0 | 0 | 0 | 0
LA Big Cajun 1 OGS- NOx Summer v4.10 | 684 | 7520 | Rate Constraint in lbs/MMBtu | FALSE | L | Annual | Rate | lb/MMBtu | 0 | 0 | 0 | 0 | 0 | 0 | 0
LA Big Cajun 1 OGS- NOx Summer v4.10 | 684 | 7520 | Rate Constraint in lbs/MMBtu | FALSE | L | Annual | Generation | TWh | 0 | 0 | 0 | 0 | 0 | 0 | 0
LA Big Cajun 1 OGS- NOx Summer v4.10 | 684 | 7520 | Rate Constraint in lbs/MMBtu | FALSE | L | Annual | Qualifying Generation | TWh | 0 | 0 | 0 | 0 | 0 | 0 | 0
LA Big Cajun 1 OGS- NOx Summer v4.10 | 684 | 7520 | Rate Constraint in lbs/MMBtu | FALSE | L | Annual | Rate | lb/MWh | 0 | 0 | 0 | 0 | 0 | 0 | 0
LA Big Cajun 1 OGS- NOx Summer v4.10 | 684 | 7520 | Rate Constraint in lbs/MMBtu | FALSE | L | Annual | Constraint Shadow Price | US2022$/Ton | 0 | 0 | 0 | 0 | 0 | 0 | 0
LA Big Cajun 2- NOx Summer v4.10 | 685 | 7521 | Rate Constraint in lbs/MMBtu | FALSE | L | Annual | Seasons Included | Seasons | Summer | Summer | Summer | Summer | Summer | Summer | Summer
LA Big Cajun 2- NOx Summer v4.10 | 685 | 7521 | Rate Constraint in lbs/MMBtu | FALSE | L | Annual | Standard NOX | lb/MMBtu | 0.21 | 0.21 | 0.21 | 0.21 | 0.21 | 0.21 | 0.21
LA Big Cajun 2- NOx Summer v4.10 | 685 | 7521 | Rate Constraint in lbs/MMBtu | FALSE | L | Annual | Emissions at Affected Plants NOX | Thousand Tons | 0 | 0 | 0 | 0 | 0 | 0 | 0
LA Big Cajun 2- NOx Summer v4.10 | 685 | 7521 | Rate Constraint in lbs/MMBtu | FALSE | L | Annual | Allowances Purchased NOX | Thousand Tons | 0 | 0 | 0 | 0 | 0 | 0 | 0
LA Big Cajun 2- NOx Summer v4.10 | 685 | 7521 | Rate Constraint in lbs/MMBtu | FALSE | L | Annual | Allowances Sold NOX | Thousand Tons | 0 | 0 | 0 | 0 | 0 | 0 | 0
LA Big Cajun 2- NOx Summer v4.10 | 685 | 7521 | Rate Constraint in lbs/MMBtu | FALSE | L | Annual | Allowances Banked | Thousand Tons | 0 | 0 | 0 | 0 | 0 | 0 | 0
LA Big Cajun 2- NOx Summer v4.10 | 685 | 7521 | Rate Constraint in lbs/MMBtu | FALSE | L | Annual | Allowances Withdrawn (1:1) | Thousand Tons | 0 | 0 | 0 | 0 | 0 | 0 | 0
LA Big Cajun 2- NOx Summer v4.10 | 685 | 7521 | Rate Constraint in lbs/MMBtu | FALSE | L | Annual | Allowances Withdrawn (n:1) | Thousand Tons | 0 | 0 | 0 | 0 | 0 | 0 | 0
LA Big Cajun 2- NOx Summer v4.10 | 685 | 7521 | Rate Constraint in lbs/MMBtu | FALSE | L | Annual | Net Emissions Allowance Position | Thousand Tons | 0 | 0 | 0 | 0 | 0 | 0 | 0
LA Big Cajun 2- NOx Summer v4.10 | 685 | 7521 | Rate Constraint in lbs/MMBtu | FALSE | L | Annual | Fuel Consumed | TBtu | 0 | 0 | 0 | 0 | 0 | 0 | 0
LA Big Cajun 2- NOx Summer v4.10 | 685 | 7521 | Rate Constraint in lbs/MMBtu | FALSE | L | Annual | Rate | lb/MMBtu | 0 | 0 | 0 | 0 | 0 | 0 | 0
LA Big Cajun 2- NOx Summer v4.10 | 685 | 7521 | Rate Constraint in lbs/MMBtu | FALSE | L | Annual | Generation | TWh | 0 | 0 | 0 | 0 | 0 | 0 | 0
LA Big Cajun 2- NOx Summer v4.10 | 685 | 7521 | Rate Constraint in lbs/MMBtu | FALSE | L | Annual | Qualifying Generation | TWh | 0 | 0 | 0 | 0 | 0 | 0 | 0
LA Big Cajun 2- NOx Summer v4.10 | 685 | 7521 | Rate Constraint in lbs/MMBtu | FALSE | L | Annual | Rate | lb/MWh | 0 | 0 | 0 | 0 | 0 | 0 | 0
LA Big Cajun 2- NOx Summer v4.10 | 685 | 7521 | Rate Constraint in lbs/MMBtu | FALSE | L | Annual | Constraint Shadow Price | US2022$/Ton | 0 | 0 | 0 | 0 | 0 | 0 | 0
LA Carville Energy LLC -Nox Summer v5.12 | 686 | 7522 | Rate Constraint in lbs/MMBtu | FALSE | L | Annual | Seasons Included | Seasons | Summer | Summer | Summer | Summer | Summer | Summer | Summer
LA Carville Energy LLC -Nox Summer v5.12 | 686 | 7522 | Rate Constraint in lbs/MMBtu | FALSE | L | Annual | Standard NOX | lb/MMBtu | 0.2 | 0.2 | 0.2 | 0.2 | 0.2 | 0.2 | 0.2
LA Carville Energy LLC -Nox Summer v5.12 | 686 | 7522 | Rate Constraint in lbs/MMBtu | FALSE | L | Annual | Emissions at Affected Plants NOX | Thousand Tons | 0.12259 | 0.10923 | 0.23677 | 0.23677 | 0.23677 | 0.23677 | 0.23677
LA Carville Energy LLC -Nox Summer v5.12 | 686 | 7522 | Rate Constraint in lbs/MMBtu | FALSE | L | Annual | Allowances Purchased NOX | Thousand Tons | 0 | 0 | 0 | 0 | 0 | 0 | 0
LA Carville Energy LLC -Nox Summer v5.12 | 686 | 7522 | Rate Constraint in lbs/MMBtu | FALSE | L | Annual | Allowances Sold NOX | Thousand Tons | 0 | 0 | 0 | 0 | 0 | 0 | 0
LA Carville Energy LLC -Nox Summer v5.12 | 686 | 7522 | Rate Constraint in lbs/MMBtu | FALSE | L | Annual | Allowances Banked | Thousand Tons | 0 | 0 | 0 | 0 | 0 | 0 | 0
LA Carville Energy LLC -Nox Summer v5.12 | 686 | 7522 | Rate Constraint in lbs/MMBtu | FALSE | L | Annual | Allowances Withdrawn (1:1) | Thousand Tons | 0 | 0 | 0 | 0 | 0 | 0 | 0
LA Carville Energy LLC -Nox Summer v5.12 | 686 | 7522 | Rate Constraint in lbs/MMBtu | FALSE | L | Annual | Allowances Withdrawn (n:1) | Thousand Tons | 0 | 0 | 0 | 0 | 0 | 0 | 0
LA Carville Energy LLC -Nox Summer v5.12 | 686 | 7522 | Rate Constraint in lbs/MMBtu | FALSE | L | Annual | Net Emissions Allowance Position | Thousand Tons | 0.12259 | 0.10923 | 0.23677 | 0.23677 | 0.23677 | 0.23677 | 0.23677
LA Carville Energy LLC -Nox Summer v5.12 | 686 | 7522 | Rate Constraint in lbs/MMBtu | FALSE | L | Annual | Fuel Consumed | TBtu | 5.7948 | 5.1633 | 11.1921 | 11.1921 | 11.1921 | 11.1921 | 11.1921
LA Carville Energy LLC -Nox Summer v5.12 | 686 | 7522 | Rate Constraint in lbs/MMBtu | FALSE | L | Annual | Rate | lb/MMBtu | 0.04231 | 0.04231 | 0.04231 | 0.04231 | 0.04231 | 0.04231 | 0.04231
LA Carville Energy LLC -Nox Summer v5.12 | 686 | 7522 | Rate Constraint in lbs/MMBtu | FALSE | L | Annual | Generation | TWh | 0.8843 | 0.78792 | 1.7079 | 1.7079 | 1.7079 | 1.7079 | 1.7079
LA Carville Energy LLC -Nox Summer v5.12 | 686 | 7522 | Rate Constraint in lbs/MMBtu | FALSE | L | Annual | Qualifying Generation | TWh | 0.8843 | 0.78792 | 1.7079 | 1.7079 | 1.7079 | 1.7079 | 1.7079
LA Carville Energy LLC -Nox Summer v5.12 | 686 | 7522 | Rate Constraint in lbs/MMBtu | FALSE | L | Annual | Rate | lb/MWh | 0.27725 | 0.27725 | 0.27725 | 0.27725 | 0.27725 | 0.27725 | 0.27725
LA Carville Energy LLC -Nox Summer v5.12 | 686 | 7522 | Rate Constraint in lbs/MMBtu | FALSE | L | Annual | Constraint Shadow Price | US2022$/Ton | 0 | 0 | 0 | 0 | 0 | 0 | 0
LA Formosa Plastics High - NOx Summer v4.10 | 687 | 7523 | Rate Constraint in lbs/MMBtu | FALSE | L | Annual | Seasons Included | Seasons | Summer | Summer | Summer | Summer | Summer | Summer | Summer
LA Formosa Plastics High - NOx Summer v4.10 | 687 | 7523 | Rate Constraint in lbs/MMBtu | FALSE | L | Annual | Standard NOX | lb/MMBtu | 0.52663 | 0.52663 | 0.52663 | 0.52663 | 0.52663 | 0.52663 | 0.52663
LA Formosa Plastics High - NOx Summer v4.10 | 687 | 7523 | Rate Constraint in lbs/MMBtu | FALSE | L | Annual | Emissions at Affected Plants NOX | Thousand Tons | 0.035731 | 0.052399 | 0.036117 | 0.011359 | 0 | 0.011359 | 0.011359
LA Formosa Plastics High - NOx Summer v4.10 | 687 | 7523 | Rate Constraint in lbs/MMBtu | FALSE | L | Annual | Allowances Purchased NOX | Thousand Tons | 0 | 0 | 0 | 0 | 0 | 0 | 0
LA Formosa Plastics High - NOx Summer v4.10 | 687 | 7523 | Rate Constraint in lbs/MMBtu | FALSE | L | Annual | Allowances Sold NOX | Thousand Tons | 0 | 0 | 0 | 0 | 0 | 0 | 0
LA Formosa Plastics High - NOx Summer v4.10 | 687 | 7523 | Rate Constraint in lbs/MMBtu | FALSE | L | Annual | Allowances Banked | Thousand Tons | 0 | 0 | 0 | 0 | 0 | 0 | 0
LA Formosa Plastics High - NOx Summer v4.10 | 687 | 7523 | Rate Constraint in lbs/MMBtu | FALSE | L | Annual | Allowances Withdrawn (1:1) | Thousand Tons | 0 | 0 | 0 | 0 | 0 | 0 | 0
LA Formosa Plastics High - NOx Summer v4.10 | 687 | 7523 | Rate Constraint in lbs/MMBtu | FALSE | L | Annual | Allowances Withdrawn (n:1) | Thousand Tons | 0 | 0 | 0 | 0 | 0 | 0 | 0
LA Formosa Plastics High - NOx Summer v4.10 | 687 | 7523 | Rate Constraint in lbs/MMBtu | FALSE | L | Annual | Net Emissions Allowance Position | Thousand Tons | 0.035731 | 0.052399 | 0.036117 | 0.011359 | 0 | 0.011359 | 0.011359
LA Formosa Plastics High - NOx Summer v4.10 | 687 | 7523 | Rate Constraint in lbs/MMBtu | FALSE | L | Annual | Fuel Consumed | TBtu | 0.27026 | 0.39633 | 0.27318 | 0.085915 | 0 | 0.085915 | 0.085915
LA Formosa Plastics High - NOx Summer v4.10 | 687 | 7523 | Rate Constraint in lbs/MMBtu | FALSE | L | Annual | Rate | lb/MMBtu | 0.26442 | 0.26442 | 0.26442 | 0.26442 | 0 | 0.26442 | 0.26442
LA Formosa Plastics High - NOx Summer v4.10 | 687 | 7523 | Rate Constraint in lbs/MMBtu | FALSE | L | Annual | Generation | TWh | 0.032562 | 0.047751 | 0.032913 | 0.010351 | 0 | 0.010351 | 0.010351
LA Formosa Plastics High - NOx Summer v4.10 | 687 | 7523 | Rate Constraint in lbs/MMBtu | FALSE | L | Annual | Qualifying Generation | TWh | 0.032562 | 0.047751 | 0.032913 | 0.010351 | 0 | 0.010351 | 0.010351
LA Formosa Plastics High - NOx Summer v4.10 | 687 | 7523 | Rate Constraint in lbs/MMBtu | FALSE | L | Annual | Rate | lb/MWh | 2.1947 | 2.1947 | 2.1947 | 2.1947 | 0 | 2.1947 | 2.1947
LA Formosa Plastics High - NOx Summer v4.10 | 687 | 7523 | Rate Constraint in lbs/MMBtu | FALSE | L | Annual | Constraint Shadow Price | US2022$/Ton | 0 | 0 | 0 | 0 | 0 | 0 | 0
LA Formosa Plastics Low - NOx Summer v4.10 | 688 | 7524 | Rate Constraint in lbs/MMBtu | FALSE | L | Annual | Seasons Included | Seasons | Summer | Summer | Summer | Summer | Summer | Summer | Summer
LA Formosa Plastics Low - NOx Summer v4.10 | 688 | 7524 | Rate Constraint in lbs/MMBtu | FALSE | L | Annual | Standard NOX | lb/MMBtu | 0.28506 | 0.28506 | 0.28506 | 0.28506 | 0.28506 | 0.28506 | 0.28506
LA Formosa Plastics Low - NOx Summer v4.10 | 688 | 7524 | Rate Constraint in lbs/MMBtu | FALSE | L | Annual | Emissions at Affected Plants NOX | Thousand Tons | 0.0039396 | 0.00071454 | 0.021243 | 0.0040362 | 0.006006 | 0.0098298 | 0.0098684
LA Formosa Plastics Low - NOx Summer v4.10 | 688 | 7524 | Rate Constraint in lbs/MMBtu | FALSE | L | Annual | Allowances Purchased NOX | Thousand Tons | 0 | 0 | 0 | 0 | 0 | 0 | 0
LA Formosa Plastics Low - NOx Summer v4.10 | 688 | 7524 | Rate Constraint in lbs/MMBtu | FALSE | L | Annual | Allowances Sold NOX | Thousand Tons | 0 | 0 | 0 | 0 | 0 | 0 | 0
LA Formosa Plastics Low - NOx Summer v4.10 | 688 | 7524 | Rate Constraint in lbs/MMBtu | FALSE | L | Annual | Allowances Banked | Thousand Tons | 0 | 0 | 0 | 0 | 0 | 0 | 0
LA Formosa Plastics Low - NOx Summer v4.10 | 688 | 7524 | Rate Constraint in lbs/MMBtu | FALSE | L | Annual | Allowances Withdrawn (1:1) | Thousand Tons | 0 | 0 | 0 | 0 | 0 | 0 | 0
LA Formosa Plastics Low - NOx Summer v4.10 | 688 | 7524 | Rate Constraint in lbs/MMBtu | FALSE | L | Annual | Allowances Withdrawn (n:1) | Thousand Tons | 0 | 0 | 0 | 0 | 0 | 0 | 0
LA Formosa Plastics Low - NOx Summer v4.10 | 688 | 7524 | Rate Constraint in lbs/MMBtu | FALSE | L | Annual | Net Emissions Allowance Position | Thousand Tons | 0.0039396 | 0.00071454 | 0.021243 | 0.0040362 | 0.006006 | 0.0098298 | 0.0098684
LA Formosa Plastics Low - NOx Summer v4.10 | 688 | 7524 | Rate Constraint in lbs/MMBtu | FALSE | L | Annual | Fuel Consumed | TBtu | 0.10372 | 0.018812 | 0.55927 | 0.10626 | 0.15812 | 0.25879 | 0.25981
LA Formosa Plastics Low - NOx Summer v4.10 | 688 | 7524 | Rate Constraint in lbs/MMBtu | FALSE | L | Annual | Rate | lb/MMBtu | 0.075968 | 0.075968 | 0.075968 | 0.075968 | 0.075968 | 0.075968 | 0.075968
LA Formosa Plastics Low - NOx Summer v4.10 | 688 | 7524 | Rate Constraint in lbs/MMBtu | FALSE | L | Annual | Generation | TWh | 0.011922 | 0.0021623 | 0.064284 | 0.012214 | 0.018175 | 0.029746 | 0.029863
LA Formosa Plastics Low - NOx Summer v4.10 | 688 | 7524 | Rate Constraint in lbs/MMBtu | FALSE | L | Annual | Qualifying Generation | TWh | 0.011922 | 0.0021623 | 0.064284 | 0.012214 | 0.018175 | 0.029746 | 0.029863
LA Formosa Plastics Low - NOx Summer v4.10 | 688 | 7524 | Rate Constraint in lbs/MMBtu | FALSE | L | Annual | Rate | lb/MWh | 0.66092 | 0.66092 | 0.66092 | 0.66092 | 0.66092 | 0.66092 | 0.66092
LA Formosa Plastics Low - NOx Summer v4.10 | 688 | 7524 | Rate Constraint in lbs/MMBtu | FALSE | L | Annual | Constraint Shadow Price | US2022$/Ton | 0 | 0 | 0 | 0 | 0 | 0 | 0
LA Geismar Cogen -Nox Summer v5.12 | 689 | 7525 | Rate Constraint in lbs/MMBtu | FALSE | L | Annual | Seasons Included | Seasons | Summer | Summer | Summer | Summer | Summer | Summer | Summer
LA Geismar Cogen -Nox Summer v5.12 | 689 | 7525 | Rate Constraint in lbs/MMBtu | FALSE | L | Annual | Standard NOX | lb/MMBtu | 0.2 | 0.2 | 0.2 | 0.2 | 0.2 | 0.2 | 0.2
LA Geismar Cogen -Nox Summer v5.12 | 689 | 7525 | Rate Constraint in lbs/MMBtu | FALSE | L | Annual | Emissions at Affected Plants NOX | Thousand Tons | 0.0041927 | 0.00076043 | 0.018065 | 0.0042954 | 0.0063918 | 0.010461 | 0.010502
LA Geismar Cogen -Nox Summer v5.12 | 689 | 7525 | Rate Constraint in lbs/MMBtu | FALSE | L | Annual | Allowances Purchased NOX | Thousand Tons | 0 | 0 | 0 | 0 | 0 | 0 | 0
LA Geismar Cogen -Nox Summer v5.12 | 689 | 7525 | Rate Constraint in lbs/MMBtu | FALSE | L | Annual | Allowances Sold NOX | Thousand Tons | 0 | 0 | 0 | 0 | 0 | 0 | 0
LA Geismar Cogen -Nox Summer v5.12 | 689 | 7525 | Rate Constraint in lbs/MMBtu | FALSE | L | Annual | Allowances Banked | Thousand Tons | 0 | 0 | 0 | 0 | 0 | 0 | 0
LA Geismar Cogen -Nox Summer v5.12 | 689 | 7525 | Rate Constraint in lbs/MMBtu | FALSE | L | Annual | Allowances Withdrawn (1:1) | Thousand Tons | 0 | 0 | 0 | 0 | 0 | 0 | 0
LA Geismar Cogen -Nox Summer v5.12 | 689 | 7525 | Rate Constraint in lbs/MMBtu | FALSE | L | Annual | Allowances Withdrawn (n:1) | Thousand Tons | 0 | 0 | 0 | 0 | 0 | 0 | 0
LA Geismar Cogen -Nox Summer v5.12 | 689 | 7525 | Rate Constraint in lbs/MMBtu | FALSE | L | Annual | Net Emissions Allowance Position | Thousand Tons | 0.0041927 | 0.00076043 | 0.018065 | 0.0042954 | 0.0063918 | 0.010461 | 0.010502
LA Geismar Cogen -Nox Summer v5.12 | 689 | 7525 | Rate Constraint in lbs/MMBtu | FALSE | L | Annual | Fuel Consumed | TBtu | 0.11527 | 0.020906 | 0.49666 | 0.11809 | 0.17572 | 0.2876 | 0.28873
LA Geismar Cogen -Nox Summer v5.12 | 689 | 7525 | Rate Constraint in lbs/MMBtu | FALSE | L | Annual | Rate | lb/MMBtu | 0.072747 | 0.072747 | 0.072747 | 0.072747 | 0.072747 | 0.072747 | 0.072747
LA Geismar Cogen -Nox Summer v5.12 | 689 | 7525 | Rate Constraint in lbs/MMBtu | FALSE | L | Annual | Generation | TWh | 0.013249 | 0.002403 | 0.057088 | 0.013574 | 0.020198 | 0.033058 | 0.033187
LA Geismar Cogen -Nox Summer v5.12 | 689 | 7525 | Rate Constraint in lbs/MMBtu | FALSE | L | Annual | Qualifying Generation | TWh | 0.013249 | 0.002403 | 0.057088 | 0.013574 | 0.020198 | 0.033058 | 0.033187
LA Geismar Cogen -Nox Summer v5.12 | 689 | 7525 | Rate Constraint in lbs/MMBtu | FALSE | L | Annual | Rate | lb/MWh | 0.6329 | 0.6329 | 0.6329 | 0.6329 | 0.6329 | 0.6329 | 0.6329
LA Geismar Cogen -Nox Summer v5.12 | 689 | 7525 | Rate Constraint in lbs/MMBtu | FALSE | L | Annual | Constraint Shadow Price | US2022$/Ton | 0 | 0 | 0 | 0 | 0 | 0 | 0
LA Georgia Gulf Plaquemine -Nox Summer v5.12 | 690 | 7526 | Rate Constraint in lbs/MMBtu | FALSE | L | Annual | Seasons Included | Seasons | Summer | Summer | Summer | Summer | Summer | Summer | Summer
LA Georgia Gulf Plaquemine -Nox Summer v5.12 | 690 | 7526 | Rate Constraint in lbs/MMBtu | FALSE | L | Annual | Standard NOX | lb/MMBtu | 0.2 | 0.2 | 0.2 | 0.2 | 0.2 | 0.2 | 0.2
LA Georgia Gulf Plaquemine -Nox Summer v5.12 | 690 | 7526 | Rate Constraint in lbs/MMBtu | FALSE | L | Annual | Emissions at Affected Plants NOX | Thousand Tons | 0.0046674 | 0.0013876 | 0.097763 | 0.027121 | 0.043142 | 0.064587 | 0.064587
LA Georgia Gulf Plaquemine -Nox Summer v5.12 | 690 | 7526 | Rate Constraint in lbs/MMBtu | FALSE | L | Annual | Allowances Purchased NOX | Thousand Tons | 0 | 0 | 0 | 0 | 0 | 0 | 0
LA Georgia Gulf Plaquemine -Nox Summer v5.12 | 690 | 7526 | Rate Constraint in lbs/MMBtu | FALSE | L | Annual | Allowances Sold NOX | Thousand Tons | 0 | 0 | 0 | 0 | 0 | 0 | 0
LA Georgia Gulf Plaquemine -Nox Summer v5.12 | 690 | 7526 | Rate Constraint in lbs/MMBtu | FALSE | L | Annual | Allowances Banked | Thousand Tons | 0 | 0 | 0 | 0 | 0 | 0 | 0
LA Georgia Gulf Plaquemine -Nox Summer v5.12 | 690 | 7526 | Rate Constraint in lbs/MMBtu | FALSE | L | Annual | Allowances Withdrawn (1:1) | Thousand Tons | 0 | 0 | 0 | 0 | 0 | 0 | 0
LA Georgia Gulf Plaquemine -Nox Summer v5.12 | 690 | 7526 | Rate Constraint in lbs/MMBtu | FALSE | L | Annual | Allowances Withdrawn (n:1) | Thousand Tons | 0 | 0 | 0 | 0 | 0 | 0 | 0
LA Georgia Gulf Plaquemine -Nox Summer v5.12 | 690 | 7526 | Rate Constraint in lbs/MMBtu | FALSE | L | Annual | Net Emissions Allowance Position | Thousand Tons | 0.0046674 | 0.0013876 | 0.097763 | 0.027121 | 0.043142 | 0.064587 | 0.064587
LA Georgia Gulf Plaquemine -Nox Summer v5.12 | 690 | 7526 | Rate Constraint in lbs/MMBtu | FALSE | L | Annual | Fuel Consumed | TBtu | 0.064881 | 0.019289 | 1.359 | 0.37701 | 0.59971 | 0.89782 | 0.89782
LA Georgia Gulf Plaquemine -Nox Summer v5.12 | 690 | 7526 | Rate Constraint in lbs/MMBtu | FALSE | L | Annual | Rate | lb/MMBtu | 0.14388 | 0.14388 | 0.14388 | 0.14388 | 0.14388 | 0.14388 | 0.14388
LA Georgia Gulf Plaquemine -Nox Summer v5.12 | 690 | 7526 | Rate Constraint in lbs/MMBtu | FALSE | L | Annual | Generation | TWh | 0.0074576 | 0.0022171 | 0.15621 | 0.043335 | 0.068932 | 0.1032 | 0.1032
LA Georgia Gulf Plaquemine -Nox Summer v5.12 | 690 | 7526 | Rate Constraint in lbs/MMBtu | FALSE | L | Annual | Qualifying Generation | TWh | 0.0074576 | 0.0022171 | 0.15621 | 0.043335 | 0.068932 | 0.1032 | 0.1032
LA Georgia Gulf Plaquemine -Nox Summer v5.12 | 690 | 7526 | Rate Constraint in lbs/MMBtu | FALSE | L | Annual | Rate | lb/MWh | 1.2517 | 1.2517 | 1.2517 | 1.2517 | 1.2517 | 1.2517 | 1.2517
LA Georgia Gulf Plaquemine -Nox Summer v5.12 | 690 | 7526 | Rate Constraint in lbs/MMBtu | FALSE | L | Annual | Constraint Shadow Price | US2022$/Ton | 0 | 0 | 0 | 0 | 0 | 0 | 0
LA Louisiana 1 - NOx Summer v4.10 | 691 | 7527 | Rate Constraint in lbs/MMBtu | FALSE | L | Annual | Seasons Included | Seasons | Summer | Summer | Summer | Summer | Summer | Summer | Summer
LA Louisiana 1 - NOx Summer v4.10 | 691 | 7527 | Rate Constraint in lbs/MMBtu | FALSE | L | Annual | Standard NOX | lb/MMBtu | 0.24144 | 0.24144 | 0.24144 | 0.24144 | 0.24144 | 0.24144 | 0.24144
LA Louisiana 1 - NOx Summer v4.10 | 691 | 7527 | Rate Constraint in lbs/MMBtu | FALSE | L | Annual | Emissions at Affected Plants NOX | Thousand Tons | 0.22508 | 0.1966 | 0.56444 | 0.56444 | 0.43104 | 0.53423 | 0.50912
LA Louisiana 1 - NOx Summer v4.10 | 691 | 7527 | Rate Constraint in lbs/MMBtu | FALSE | L | Annual | Allowances Purchased NOX | Thousand Tons | 0 | 0 | 0 | 0 | 0 | 0 | 0
LA Louisiana 1 - NOx Summer v4.10 | 691 | 7527 | Rate Constraint in lbs/MMBtu | FALSE | L | Annual | Allowances Sold NOX | Thousand Tons | 0 | 0 | 0 | 0 | 0 | 0 | 0
LA Louisiana 1 - NOx Summer v4.10 | 691 | 7527 | Rate Constraint in lbs/MMBtu | FALSE | L | Annual | Allowances Banked | Thousand Tons | 0 | 0 | 0 | 0 | 0 | 0 | 0
LA Louisiana 1 - NOx Summer v4.10 | 691 | 7527 | Rate Constraint in lbs/MMBtu | FALSE | L | Annual | Allowances Withdrawn (1:1) | Thousand Tons | 0 | 0 | 0 | 0 | 0 | 0 | 0
LA Louisiana 1 - NOx Summer v4.10 | 691 | 7527 | Rate Constraint in lbs/MMBtu | FALSE | L | Annual | Allowances Withdrawn (n:1) | Thousand Tons | 0 | 0 | 0 | 0 | 0 | 0 | 0
LA Louisiana 1 - NOx Summer v4.10 | 691 | 7527 | Rate Constraint in lbs/MMBtu | FALSE | L | Annual | Net Emissions Allowance Position | Thousand Tons | 0.22508 | 0.1966 | 0.56444 | 0.56444 | 0.43104 | 0.53423 | 0.50912
LA Louisiana 1 - NOx Summer v4.10 | 691 | 7527 | Rate Constraint in lbs/MMBtu | FALSE | L | Annual | Fuel Consumed | TBtu | 2.1827 | 1.8935 | 5.6297 | 5.6297 | 4.2748 | 5.3229 | 5.0678
LA Louisiana 1 - NOx Summer v4.10 | 691 | 7527 | Rate Constraint in lbs/MMBtu | FALSE | L | Annual | Rate | lb/MMBtu | 0.20624 | 0.20766 | 0.20052 | 0.20052 | 0.20167 | 0.20073 | 0.20092
LA Louisiana 1 - NOx Summer v4.10 | 691 | 7527 | Rate Constraint in lbs/MMBtu | FALSE | L | Annual | Generation | TWh | 0.47983 | 0.41624 | 1.2376 | 1.2376 | 0.93972 | 1.1701 | 1.1141
LA Louisiana 1 - NOx Summer v4.10 | 691 | 7527 | Rate Constraint in lbs/MMBtu | FALSE | L | Annual | Qualifying Generation | TWh | 0.47983 | 0.41624 | 1.2376 | 1.2376 | 0.93972 | 1.1701 | 1.1141
LA Louisiana 1 - NOx Summer v4.10 | 691 | 7527 | Rate Constraint in lbs/MMBtu | FALSE | L | Annual | Rate | lb/MWh | 0.93816 | 0.94465 | 0.91217 | 0.91217 | 0.91738 | 0.91312 | 0.91399
LA Louisiana 1 - NOx Summer v4.10 | 691 | 7527 | Rate Constraint in lbs/MMBtu | FALSE | L | Annual | Constraint Shadow Price | US2022$/Ton | 0 | 0 | 0 | 0 | 0 | 0 | 0
LA New Roads - NOx Summer v4.10 | 692 | 7528 | Rate Constraint in lbs/MMBtu | FALSE | L | Annual | Seasons Included | Seasons | Summer | Summer | Summer | Summer | Summer | Summer | Summer
LA New Roads - NOx Summer v4.10 | 692 | 7528 | Rate Constraint in lbs/MMBtu | FALSE | L | Annual | Standard NOX | lb/MMBtu | 0.2 | 0.2 | 0.2 | 0.2 | 0.2 | 0.2 | 0.2
LA New Roads - NOx Summer v4.10 | 692 | 7528 | Rate Constraint in lbs/MMBtu | FALSE | L | Annual | Emissions at Affected Plants NOX | Thousand Tons | 0.0017816 | 0.0017903 | 0.00041046 | 2.6199e-05 | 0 | 0 | 0
LA New Roads - NOx Summer v4.10 | 692 | 7528 | Rate Constraint in lbs/MMBtu | FALSE | L | Annual | Allowances Purchased NOX | Thousand Tons | 0 | 0 | 0 | 0 | 0 | 0 | 0
LA New Roads - NOx Summer v4.10 | 692 | 7528 | Rate Constraint in lbs/MMBtu | FALSE | L | Annual | Allowances Sold NOX | Thousand Tons | 0 | 0 | 0 | 0 | 0 | 0 | 0
LA New Roads - NOx Summer v4.10 | 692 | 7528 | Rate Constraint in lbs/MMBtu | FALSE | L | Annual | Allowances Banked | Thousand Tons | 0 | 0 | 0 | 0 | 0 | 0 | 0
LA New Roads - NOx Summer v4.10 | 692 | 7528 | Rate Constraint in lbs/MMBtu | FALSE | L | Annual | Allowances Withdrawn (1:1) | Thousand Tons | 0 | 0 | 0 | 0 | 0 | 0 | 0
LA New Roads - NOx Summer v4.10 | 692 | 7528 | Rate Constraint in lbs/MMBtu | FALSE | L | Annual | Allowances Withdrawn (n:1) | Thousand Tons | 0 | 0 | 0 | 0 | 0 | 0 | 0
LA New Roads - NOx Summer v4.10 | 692 | 7528 | Rate Constraint in lbs/MMBtu | FALSE | L | Annual | Net Emissions Allowance Position | Thousand Tons | 0.0017816 | 0.0017903 | 0.00041046 | 2.6199e-05 | 0 | 0 | 0
LA New Roads - NOx Summer v4.10 | 692 | 7528 | Rate Constraint in lbs/MMBtu | FALSE | L | Annual | Fuel Consumed | TBtu | 0.017816 | 0.017904 | 0.0041048 | 0.00026201 | 0 | 0 | 0
LA New Roads - NOx Summer v4.10 | 692 | 7528 | Rate Constraint in lbs/MMBtu | FALSE | L | Annual | Rate | lb/MMBtu | 0.19999 | 0.19999 | 0.19999 | 0.19999 | 0 | 0 | 0
LA New Roads - NOx Summer v4.10 | 692 | 7528 | Rate Constraint in lbs/MMBtu | FALSE | L | Annual | Generation | TWh | 0.0013482 | 0.0013548 | 0.00031062 | 1.9827e-05 | 0 | 0 | 0
LA New Roads - NOx Summer v4.10 | 692 | 7528 | Rate Constraint in lbs/MMBtu | FALSE | L | Annual | Qualifying Generation | TWh | 0.0013482 | 0.0013548 | 0.00031062 | 1.9827e-05 | 0 | 0 | 0
LA New Roads - NOx Summer v4.10 | 692 | 7528 | Rate Constraint in lbs/MMBtu | FALSE | L | Annual | Rate | lb/MWh | 2.6428 | 2.6428 | 2.6428 | 2.6428 | 0 | 0 | 0
LA New Roads - NOx Summer v4.10 | 692 | 7528 | Rate Constraint in lbs/MMBtu | FALSE | L | Annual | Constraint Shadow Price | US2022$/Ton | 0 | 0 | 0 | 0 | 0 | 0 | 0
LA Plaquemine Cogeneration Plant -Nox Summer v5.12 | 693 | 7529 | Rate Constraint in lbs/MMBtu | FALSE | L | Annual | Seasons Included | Seasons | Summer | Summer | Summer | Summer | Summer | Summer | Summer
LA Plaquemine Cogeneration Plant -Nox Summer v5.12 | 693 | 7529 | Rate Constraint in lbs/MMBtu | FALSE | L | Annual | Standard NOX | lb/MMBtu | 0.2 | 0.2 | 0.2 | 0.2 | 0.2 | 0.2 | 0.2
LA Plaquemine Cogeneration Plant -Nox Summer v5.12 | 693 | 7529 | Rate Constraint in lbs/MMBtu | FALSE | L | Annual | Emissions at Affected Plants NOX | Thousand Tons | 0.063048 | 0.063011 | 0.098749 | 0.029589 | 0 | 0.029626 | 0.029626
LA Plaquemine Cogeneration Plant -Nox Summer v5.12 | 693 | 7529 | Rate Constraint in lbs/MMBtu | FALSE | L | Annual | Allowances Purchased NOX | Thousand Tons | 0 | 0 | 0 | 0 | 0 | 0 | 0
LA Plaquemine Cogeneration Plant -Nox Summer v5.12 | 693 | 7529 | Rate Constraint in lbs/MMBtu | FALSE | L | Annual | Allowances Sold NOX | Thousand Tons | 0 | 0 | 0 | 0 | 0 | 0 | 0
LA Plaquemine Cogeneration Plant -Nox Summer v5.12 | 693 | 7529 | Rate Constraint in lbs/MMBtu | FALSE | L | Annual | Allowances Banked | Thousand Tons | 0 | 0 | 0 | 0 | 0 | 0 | 0
LA Plaquemine Cogeneration Plant -Nox Summer v5.12 | 693 | 7529 | Rate Constraint in lbs/MMBtu | FALSE | L | Annual | Allowances Withdrawn (1:1) | Thousand Tons | 0 | 0 | 0 | 0 | 0 | 0 | 0
LA Plaquemine Cogeneration Plant -Nox Summer v5.12 | 693 | 7529 | Rate Constraint in lbs/MMBtu | FALSE | L | Annual | Allowances Withdrawn (n:1) | Thousand Tons | 0 | 0 | 0 | 0 | 0 | 0 | 0
LA Plaquemine Cogeneration Plant -Nox Summer v5.12 | 693 | 7529 | Rate Constraint in lbs/MMBtu | FALSE | L | Annual | Net Emissions Allowance Position | Thousand Tons | 0.063048 | 0.063011 | 0.098749 | 0.029589 | 0 | 0.029626 | 0.029626
LA Plaquemine Cogeneration Plant -Nox Summer v5.12 | 693 | 7529 | Rate Constraint in lbs/MMBtu | FALSE | L | Annual | Fuel Consumed | TBtu | 9.3436 | 9.338 | 14.6342 | 4.385 | 0 | 4.3905 | 4.3905
LA Plaquemine Cogeneration Plant -Nox Summer v5.12 | 693 | 7529 | Rate Constraint in lbs/MMBtu | FALSE | L | Annual | Rate | lb/MMBtu | 0.013496 | 0.013496 | 0.013496 | 0.013496 | 0 | 0.013496 | 0.013496
LA Plaquemine Cogeneration Plant -Nox Summer v5.12 | 693 | 7529 | Rate Constraint in lbs/MMBtu | FALSE | L | Annual | Generation | TWh | 1.1993 | 1.1986 | 1.8784 | 0.56282 | 0 | 0.56353 | 0.56353
LA Plaquemine Cogeneration Plant -Nox Summer v5.12 | 693 | 7529 | Rate Constraint in lbs/MMBtu | FALSE | L | Annual | Qualifying Generation | TWh | 1.1993 | 1.1986 | 1.8784 | 0.56282 | 0 | 0.56353 | 0.56353
LA Plaquemine Cogeneration Plant -Nox Summer v5.12 | 693 | 7529 | Rate Constraint in lbs/MMBtu | FALSE | L | Annual | Rate | lb/MWh | 0.10514 | 0.10514 | 0.10514 | 0.10514 | 0 | 0.10514 | 0.10514
LA Plaquemine Cogeneration Plant -Nox Summer v5.12 | 693 | 7529 | Rate Constraint in lbs/MMBtu | FALSE | L | Annual | Constraint Shadow Price | US2022$/Ton | 0 | 0 | 0 | 0 | 0 | 0 | 0
LA Shell Chemical - NOx Summer v4.10 | 694 | 7530 | Rate Constraint in lbs/MMBtu | FALSE | L | Annual | Seasons Included | Seasons | Summer | Summer | Summer | Summer | Summer | Summer | Summer
LA Shell Chemical - NOx Summer v4.10 | 694 | 7530 | Rate Constraint in lbs/MMBtu | FALSE | L | Annual | Standard NOX | lb/MMBtu | 0.29434 | 0.29434 | 0.29434 | 0.29434 | 0.29434 | 0.29434 | 0.29434
LA Shell Chemical - NOx Summer v4.10 | 694 | 7530 | Rate Constraint in lbs/MMBtu | FALSE | L | Annual | Emissions at Affected Plants NOX | Thousand Tons | 0 | 0 | 0.084576 | 0.016349 | 0.024328 | 0.039816 | 0.039972
LA Shell Chemical - NOx Summer v4.10 | 694 | 7530 | Rate Constraint in lbs/MMBtu | FALSE | L | Annual | Allowances Purchased NOX | Thousand Tons | 0 | 0 | 0 | 0 | 0 | 0 | 0
LA Shell Chemical - NOx Summer v4.10 | 694 | 7530 | Rate Constraint in lbs/MMBtu | FALSE | L | Annual | Allowances Sold NOX | Thousand Tons | 0 | 0 | 0 | 0 | 0 | 0 | 0
LA Shell Chemical - NOx Summer v4.10 | 694 | 7530 | Rate Constraint in lbs/MMBtu | FALSE | L | Annual | Allowances Banked | Thousand Tons | 0 | 0 | 0 | 0 | 0 | 0 | 0
LA Shell Chemical - NOx Summer v4.10 | 694 | 7530 | Rate Constraint in lbs/MMBtu | FALSE | L | Annual | Allowances Withdrawn (1:1) | Thousand Tons | 0 | 0 | 0 | 0 | 0 | 0 | 0
LA Shell Chemical - NOx Summer v4.10 | 694 | 7530 | Rate Constraint in lbs/MMBtu | FALSE | L | Annual | Allowances Withdrawn (n:1) | Thousand Tons | 0 | 0 | 0 | 0 | 0 | 0 | 0
LA Shell Chemical - NOx Summer v4.10 | 694 | 7530 | Rate Constraint in lbs/MMBtu | FALSE | L | Annual | Net Emissions Allowance Position | Thousand Tons | 0 | 0 | 0.084576 | 0.016349 | 0.024328 | 0.039816 | 0.039972
LA Shell Chemical - NOx Summer v4.10 | 694 | 7530 | Rate Constraint in lbs/MMBtu | FALSE | L | Annual | Fuel Consumed | TBtu | 0 | 0 | 0.5747 | 0.11109 | 0.16531 | 0.27055 | 0.27161
LA Shell Chemical - NOx Summer v4.10 | 694 | 7530 | Rate Constraint in lbs/MMBtu | FALSE | L | Annual | Rate | lb/MMBtu | 0 | 0 | 0.29433 | 0.29433 | 0.29433 | 0.29433 | 0.29433
LA Shell Chemical - NOx Summer v4.10 | 694 | 7530 | Rate Constraint in lbs/MMBtu | FALSE | L | Annual | Generation | TWh | 0 | 0 | 0.066057 | 0.012769 | 0.019001 | 0.031098 | 0.03122
LA Shell Chemical - NOx Summer v4.10 | 694 | 7530 | Rate Constraint in lbs/MMBtu | FALSE | L | Annual | Qualifying Generation | TWh | 0 | 0 | 0.066057 | 0.012769 | 0.019001 | 0.031098 | 0.03122
LA Shell Chemical - NOx Summer v4.10 | 694 | 7530 | Rate Constraint in lbs/MMBtu | FALSE | L | Annual | Rate | lb/MWh | 0 | 0 | 2.5607 | 2.5607 | 2.5607 | 2.5607 | 2.5607
LA Shell Chemical - NOx Summer v4.10 | 694 | 7530 | Rate Constraint in lbs/MMBtu | FALSE | L | Annual | Constraint Shadow Price | US2022$/Ton | 0 | 0 | 0 | 0 | 0 | 0 | 0
Louisiana Coal Units - SO2 Rate Annual v3.1, Unit 2604 and retrofits | 695 | 7321 | Rate Constraint in lbs/MMBtu | FALSE | L | Annual | Seasons Included | Seasons | Winter, Spring, Summer, Fall | Winter, Spring, Summer, Fall | Winter, Spring, Summer, Fall | Winter, Spring, Summer, Fall | Winter, Spring, Summer, Fall | Winter, Spring, Summer, Fall | Winter, Spring, Summer, Fall
Louisiana Coal Units - SO2 Rate Annual v3.1, Unit 2604 and retrofits | 695 | 7321 | Rate Constraint in lbs/MMBtu | FALSE | L | Annual | Standard SO2 | lb/MMBtu | 1.2 | 1.2 | 1.2 | 1.2 | 1.2 | 1.2 | 1.2
Louisiana Coal Units - SO2 Rate Annual v3.1, Unit 2604 and retrofits | 695 | 7321 | Rate Constraint in lbs/MMBtu | FALSE | L | Annual | Emissions at Affected Plants SO2 | Thousand Tons | 1.2968 | 0 | 0 | 0 | 0 | 0 | 0
Louisiana Coal Units - SO2 Rate Annual v3.1, Unit 2604 and retrofits | 695 | 7321 | Rate Constraint in lbs/MMBtu | FALSE | L | Annual | Allowances Purchased SO2 | Thousand Tons | 0 | 0 | 0 | 0 | 0 | 0 | 0
Louisiana Coal Units - SO2 Rate Annual v3.1, Unit 2604 and retrofits | 695 | 7321 | Rate Constraint in lbs/MMBtu | FALSE | L | Annual | Allowances Sold SO2 | Thousand Tons | 0 | 0 | 0 | 0 | 0 | 0 | 0
Louisiana Coal Units - SO2 Rate Annual v3.1, Unit 2604 and retrofits | 695 | 7321 | Rate Constraint in lbs/MMBtu | FALSE | L | Annual | Allowances Banked | Thousand Tons | 0 | 0 | 0 | 0 | 0 | 0 | 0
Louisiana Coal Units - SO2 Rate Annual v3.1, Unit 2604 and retrofits | 695 | 7321 | Rate Constraint in lbs/MMBtu | FALSE | L | Annual | Allowances Withdrawn (1:1) | Thousand Tons | 0 | 0 | 0 | 0 | 0 | 0 | 0
Louisiana Coal Units - SO2 Rate Annual v3.1, Unit 2604 and retrofits | 695 | 7321 | Rate Constraint in lbs/MMBtu | FALSE | L | Annual | Allowances Withdrawn (n:1) | Thousand Tons | 0 | 0 | 0 | 0 | 0 | 0 | 0
Louisiana Coal Units - SO2 Rate Annual v3.1, Unit 2604 and retrofits | 695 | 7321 | Rate Constraint in lbs/MMBtu | FALSE | L | Annual | Net Emissions Allowance Position | Thousand Tons | 1.2968 | 0 | 0 | 0 | 0 | 0 | 0
Louisiana Coal Units - SO2 Rate Annual v3.1, Unit 2604 and retrofits | 695 | 7321 | Rate Constraint in lbs/MMBtu | FALSE | L | Annual | Fuel Consumed | TBtu | 5.7739 | 0 | 0 | 0 | 0 | 0 | 0
Louisiana Coal Units - SO2 Rate Annual v3.1, Unit 2604 and retrofits | 695 | 7321 | Rate Constraint in lbs/MMBtu | FALSE | L | Annual | Rate | lb/MMBtu | 0.44919 | 0 | 0 | 0 | 0 | 0 | 0
Louisiana Coal Units - SO2 Rate Annual v3.1, Unit 2604 and retrofits | 695 | 7321 | Rate Constraint in lbs/MMBtu | FALSE | L | Annual | Generation | TWh | 0.55317 | 0 | 0 | 0 | 0 | 0 | 0
Louisiana Coal Units - SO2 Rate Annual v3.1, Unit 2604 and retrofits | 695 | 7321 | Rate Constraint in lbs/MMBtu | FALSE | L | Annual | Qualifying Generation | TWh | 0.55317 | 0 | 0 | 0 | 0 | 0 | 0
Louisiana Coal Units - SO2 Rate Annual v3.1, Unit 2604 and retrofits | 695 | 7321 | Rate Constraint in lbs/MMBtu | FALSE | L | Annual | Rate | lb/MWh | 4.6887 | 0 | 0 | 0 | 0 | 0 | 0
Louisiana Coal Units - SO2 Rate Annual v3.1, Unit 2604 and retrofits | 695 | 7321 | Rate Constraint in lbs/MMBtu | FALSE | L | Annual | Constraint Shadow Price | US2022$/Ton | 0 | 0 | 0 | 0 | 0 | 0 | 0
Louisiana Coal Units - SO2 Rate Annual v3.1, Unit 2621 and retrofits | 696 | 7321 | Rate Constraint in lbs/MMBtu | FALSE | L | Annual | Seasons Included | Seasons | Winter, Spring, Summer, Fall | Winter, Spring, Summer, Fall | Winter, Spring, Summer, Fall | Winter, Spring, Summer, Fall | Winter, Spring, Summer, Fall | Winter, Spring, Summer, Fall | Winter, Spring, Summer, Fall
Louisiana Coal Units - SO2 Rate Annual v3.1, Unit 2621 and retrofits | 696 | 7321 | Rate Constraint in lbs/MMBtu | FALSE | L | Annual | Standard SO2 | lb/MMBtu | 1.2 | 1.2 | 1.2 | 1.2 | 1.2 | 1.2 | 1.2
Louisiana Coal Units - SO2 Rate Annual v3.1, Unit 2621 and retrofits | 696 | 7321 | Rate Constraint in lbs/MMBtu | FALSE | L | Annual | Emissions at Affected Plants SO2 | Thousand Tons | 0 | 0 | 0 | 0 | 0 | 0 | 0
Louisiana Coal Units - SO2 Rate Annual v3.1, Unit 2621 and retrofits | 696 | 7321 | Rate Constraint in lbs/MMBtu | FALSE | L | Annual | Allowances Purchased SO2 | Thousand Tons | 0 | 0 | 0 | 0 | 0 | 0 | 0
Louisiana Coal Units - SO2 Rate Annual v3.1, Unit 2621 and retrofits | 696 | 7321 | Rate Constraint in lbs/MMBtu | FALSE | L | Annual | Allowances Sold SO2 | Thousand Tons | 0 | 0 | 0 | 0 | 0 | 0 | 0
Louisiana Coal Units - SO2 Rate Annual v3.1, Unit 2621 and retrofits | 696 | 7321 | Rate Constraint in lbs/MMBtu | FALSE | L | Annual | Allowances Banked | Thousand Tons | 0 | 0 | 0 | 0 | 0 | 0 | 0
Louisiana Coal Units - SO2 Rate Annual v3.1, Unit 2621 and retrofits | 696 | 7321 | Rate Constraint in lbs/MMBtu | FALSE | L | Annual | Allowances Withdrawn (1:1) | Thousand Tons | 0 | 0 | 0 | 0 | 0 | 0 | 0
Louisiana Coal Units - SO2 Rate Annual v3.1, Unit 2621 and retrofits | 696 | 7321 | Rate Constraint in lbs/MMBtu | FALSE | L | Annual | Allowances Withdrawn (n:1) | Thousand Tons | 0 | 0 | 0 | 0 | 0 | 0 | 0
Louisiana Coal Units - SO2 Rate Annual v3.1, Unit 2621 and retrofits | 696 | 7321 | Rate Constraint in lbs/MMBtu | FALSE | L | Annual | Net Emissions Allowance Position | Thousand Tons | 0 | 0 | 0 | 0 | 0 | 0 | 0
Louisiana Coal Units - SO2 Rate Annual v3.1, Unit 2621 and retrofits | 696 | 7321 | Rate Constraint in lbs/MMBtu | FALSE | L | Annual | Fuel Consumed | TBtu | 0 | 0 | 0 | 0 | 0 | 0 | 0
Louisiana Coal Units - SO2 Rate Annual v3.1, Unit 2621 and retrofits | 696 | 7321 | Rate Constraint in lbs/MMBtu | FALSE | L | Annual | Rate | lb/MMBtu | 0 | 0 | 0 | 0 | 0 | 0 | 0
Louisiana Coal Units - SO2 Rate Annual v3.1, Unit 2621 and retrofits | 696 | 7321 | Rate Constraint in lbs/MMBtu | FALSE | L | Annual | Generation | TWh | 0 | 0 | 0 | 0 | 0 | 0 | 0
Louisiana Coal Units - SO2 Rate Annual v3.1, Unit 2621 and retrofits | 696 | 7321 | Rate Constraint in lbs/MMBtu | FALSE | L | Annual | Qualifying Generation | TWh | 0 | 0 | 0 | 0 | 0 | 0 | 0
Louisiana Coal Units - SO2 Rate Annual v3.1, Unit 2621 and retrofits | 696 | 7321 | Rate Constraint in lbs/MMBtu | FALSE | L | Annual | Rate | lb/MWh | 0 | 0 | 0 | 0 | 0 | 0 | 0
Louisiana Coal Units - SO2 Rate Annual v3.1, Unit 2621 and retrofits | 696 | 7321 | Rate Constraint in lbs/MMBtu | FALSE | L | Annual | Constraint Shadow Price | US2022$/Ton | 0 | 0 | 0 | 0 | 0 | 0 | 0
Louisiana Coal Units - SO2 Rate Annual v3.1, Unit 3152 and retrofits | 697 | 7321 | Rate Constraint in lbs/MMBtu | FALSE | L | Annual | Seasons Included | Seasons | Winter, Spring, Summer, Fall | Winter, Spring, Summer, Fall | Winter, Spring, Summer, Fall | Winter, Spring, Summer, Fall | Winter, Spring, Summer, Fall | Winter, Spring, Summer, Fall | Winter, Spring, Summer, Fall
Louisiana Coal Units - SO2 Rate Annual v3.1, Unit 3152 and retrofits | 697 | 7321 | Rate Constraint in lbs/MMBtu | FALSE | L | Annual | Standard SO2 | lb/MMBtu | 1.2 | 1.2 | 1.2 | 1.2 | 1.2 | 1.2 | 1.2
Louisiana Coal Units - SO2 Rate Annual v3.1, Unit 3152 and retrofits | 697 | 7321 | Rate Constraint in lbs/MMBtu | FALSE | L | Annual | Emissions at Affected Plants SO2 | Thousand Tons | 0 | 0 | 0 | 0 | 0 | 0 | 0
Louisiana Coal Units - SO2 Rate Annual v3.1, Unit 3152 and retrofits | 697 | 7321 | Rate Constraint in lbs/MMBtu | FALSE | L | Annual | Allowances Purchased SO2 | Thousand Tons | 0 | 0 | 0 | 0 | 0 | 0 | 0
Louisiana Coal Units - SO2 Rate Annual v3.1, Unit 3152 and retrofits | 697 | 7321 | Rate Constraint in lbs/MMBtu | FALSE | L | Annual | Allowances Sold SO2 | Thousand Tons | 0 | 0 | 0 | 0 | 0 | 0 | 0
Louisiana Coal Units - SO2 Rate Annual v3.1, Unit 3152 and retrofits | 697 | 7321 | Rate Constraint in lbs/MMBtu | FALSE | L | Annual | Allowances Banked | Thousand Tons | 0 | 0 | 0 | 0 | 0 | 0 | 0
Louisiana Coal Units - SO2 Rate Annual v3.1, Unit 3152 and retrofits | 697 | 7321 | Rate Constraint in lbs/MMBtu | FALSE | L | Annual | Allowances Withdrawn (1:1) | Thousand Tons | 0 | 0 | 0 | 0 | 0 | 0 | 0
Louisiana Coal Units - SO2 Rate Annual v3.1, Unit 3152 and retrofits | 697 | 7321 | Rate Constraint in lbs/MMBtu | FALSE | L | Annual | Allowances Withdrawn (n:1) | Thousand Tons | 0 | 0 | 0 | 0 | 0 | 0 | 0
Louisiana Coal Units - SO2 Rate Annual v3.1, Unit 3152 and retrofits | 697 | 7321 | Rate Constraint in lbs/MMBtu | FALSE | L | Annual | Net Emissions Allowance Position | Thousand Tons | 0 | 0 | 0 | 0 | 0 | 0 | 0
Louisiana Coal Units - SO2 Rate Annual v3.1, Unit 3152 and retrofits | 697 | 7321 | Rate Constraint in lbs/MMBtu | FALSE | L | Annual | Fuel Consumed | TBtu | 0 | 0 | 0 | 0 | 0 | 0 | 0
Louisiana Coal Units - SO2 Rate Annual v3.1, Unit 3152 and retrofits | 697 | 7321 | Rate Constraint in lbs/MMBtu | FALSE | L | Annual | Rate | lb/MMBtu | 0 | 0 | 0 | 0 | 0 | 0 | 0
Louisiana Coal Units - SO2 Rate Annual v3.1, Unit 3152 and retrofits | 697 | 7321 | Rate Constraint in lbs/MMBtu | FALSE | L | Annual | Generation | TWh | 0 | 0 | 0 | 0 | 0 | 0 | 0
Louisiana Coal Units - SO2 Rate Annual v3.1, Unit 3152 and retrofits | 697 | 7321 | Rate Constraint in lbs/MMBtu | FALSE | L | Annual | Qualifying Generation | TWh | 0 | 0 | 0 | 0 | 0 | 0 | 0
Louisiana Coal Units - SO2 Rate Annual v3.1, Unit 3152 and retrofits | 697 | 7321 | Rate Constraint in lbs/MMBtu | FALSE | L | Annual | Rate | lb/MWh | 0 | 0 | 0 | 0 | 0 | 0 | 0
Louisiana Coal Units - SO2 Rate Annual v3.1, Unit 3152 and retrofits | 697 | 7321 | Rate Constraint in lbs/MMBtu | FALSE | L | Annual | Constraint Shadow Price | US2022$/Ton | 0 | 0 | 0 | 0 | 0 | 0 | 0
Louisiana Coal Units - SO2 Rate Annual v3.1, Unit 3153 and retrofits | 698 | 7321 | Rate Constraint in lbs/MMBtu | FALSE | L | Annual | Seasons Included | Seasons | Winter, Spring, Summer, Fall | Winter, Spring, Summer, Fall | Winter, Spring, Summer, Fall | Winter, Spring, Summer, Fall | Winter, Spring, Summer, Fall | Winter, Spring, Summer, Fall | Winter, Spring, Summer, Fall
Louisiana Coal Units - SO2 Rate Annual v3.1, Unit 3153 and retrofits | 698 | 7321 | Rate Constraint in lbs/MMBtu | FALSE | L | Annual | Standard SO2 | lb/MMBtu | 1.2 | 1.2 | 1.2 | 1.2 | 1.2 | 1.2 | 1.2
Louisiana Coal Units - SO2 Rate Annual v3.1, Unit 3153 and retrofits | 698 | 7321 | Rate Constraint in lbs/MMBtu | FALSE | L | Annual | Emissions at Affected Plants SO2 | Thousand Tons | 0 | 0 | 0 | 0 | 0 | 0 | 0
Louisiana Coal Units - SO2 Rate Annual v3.1, Unit 3153 and retrofits | 698 | 7321 | Rate Constraint in lbs/MMBtu | FALSE | L | Annual | Allowances Purchased SO2 | Thousand Tons | 0 | 0 | 0 | 0 | 0 | 0 | 0
Louisiana Coal Units - SO2 Rate Annual v3.1, Unit 3153 and retrofits | 698 | 7321 | Rate Constraint in lbs/MMBtu | FALSE | L | Annual | Allowances Sold SO2 | Thousand Tons | 0 | 0 | 0 | 0 | 0 | 0 | 0
Louisiana Coal Units - SO2 Rate Annual v3.1, Unit 3153 and retrofits | 698 | 7321 | Rate Constraint in lbs/MMBtu | FALSE | L | Annual | Allowances Banked | Thousand Tons | 0 | 0 | 0 | 0 | 0 | 0 | 0
Louisiana Coal Units - SO2 Rate Annual v3.1, Unit 3153 and retrofits | 698 | 7321 | Rate Constraint in lbs/MMBtu | FALSE | L | Annual | Allowances Withdrawn (1:1) | Thousand Tons | 0 | 0 | 0 | 0 | 0 | 0 | 0
Louisiana Coal Units - SO2 Rate Annual v3.1, Unit 3153 and retrofits | 698 | 7321 | Rate Constraint in lbs/MMBtu | FALSE | L | Annual | Allowances Withdrawn (n:1) | Thousand Tons | 0 | 0 | 0 | 0 | 0 | 0 | 0
Louisiana Coal Units - SO2 Rate Annual v3.1, Unit 3153 and retrofits | 698 | 7321 | Rate Constraint in lbs/MMBtu | FALSE | L | Annual | Net Emissions Allowance Position | Thousand Tons | 0 | 0 | 0 | 0 | 0 | 0 | 0
Louisiana Coal Units - SO2 Rate Annual v3.1, Unit 3153 and retrofits | 698 | 7321 | Rate Constraint in lbs/MMBtu | FALSE | L | Annual | Fuel Consumed | TBtu | 0 | 0 | 0 | 0 | 0 | 0 | 0
Louisiana Coal Units - SO2 Rate Annual v3.1, Unit 3153 and retrofits | 698 | 7321 | Rate Constraint in lbs/MMBtu | FALSE | L | Annual | Rate | lb/MMBtu | 0 | 0 | 0 | 0 | 0 | 0 | 0
Louisiana Coal Units - SO2 Rate Annual v3.1, Unit 3153 and retrofits | 698 | 7321 | Rate Constraint in lbs/MMBtu | FALSE | L | Annual | Generation | TWh | 0 | 0 | 0 | 0 | 0 | 0 | 0
Louisiana Coal Units - SO2 Rate Annual v3.1, Unit 3153 and retrofits | 698 | 7321 | Rate Constraint in lbs/MMBtu | FALSE | L | Annual | Qualifying Generation | TWh | 0 | 0 | 0 | 0 | 0 | 0 | 0
Louisiana Coal Units - SO2 Rate Annual v3.1, Unit 3153 and retrofits | 698 | 7321 | Rate Constraint in lbs/MMBtu | FALSE | L | Annual | Rate | lb/MWh | 0 | 0 | 0 | 0 | 0 | 0 | 0
Louisiana Coal Units - SO2 Rate Annual v3.1, Unit 3153 and retrofits | 698 | 7321 | Rate Constraint in lbs/MMBtu | FALSE | L | Annual | Constraint Shadow Price | US2022$/Ton | 0 | 0 | 0 | 0 | 0 | 0 | 0
Louisiana Coal Units - SO2 Rate Annual v3.1, Unit 3448 and retrofits | 699 | 7321 | Rate Constraint in lbs/MMBtu | FALSE | L | Annual | Seasons Included | Seasons | Winter, Spring, Summer, Fall | Winter, Spring, Summer, Fall | Winter, Spring, Summer, Fall | Winter, Spring, Summer, Fall | Winter, Spring, Summer, Fall | Winter, Spring, Summer, Fall | Winter, Spring, Summer, Fall
Louisiana Coal Units - SO2 Rate Annual v3.1, Unit 3448 and retrofits | 699 | 7321 | Rate Constraint in lbs/MMBtu | FALSE | L | Annual | Standard SO2 | lb/MMBtu | 1.2 | 1.2 | 1.2 | 1.2 | 1.2 | 1.2 | 1.2
Louisiana Coal Units - SO2 Rate Annual v3.1, Unit 3448 and retrofits | 699 | 7321 | Rate Constraint in lbs/MMBtu | FALSE | L | Annual | Emissions at Affected Plants SO2 | Thousand Tons | 1.5576 | 6.4186 | 6.5975 | 6.5975 | 0 | 0 | 0
Louisiana Coal Units - SO2 Rate Annual v3.1, Unit 3448 and retrofits | 699 | 7321 | Rate Constraint in lbs/MMBtu | FALSE | L | Annual | Allowances Purchased SO2 | Thousand Tons | 0 | 0 | 0 | 0 | 0 | 0 | 0
Louisiana Coal Units - SO2 Rate Annual v3.1, Unit 3448 and retrofits | 699 | 7321 | Rate Constraint in lbs/MMBtu | FALSE | L | Annual | Allowances Sold SO2 | Thousand Tons | 0 | 0 | 0 | 0 | 0 | 0 | 0
Louisiana Coal Units - SO2 Rate Annual v3.1, Unit 3448 and retrofits | 699 | 7321 | Rate Constraint in lbs/MMBtu | FALSE | L | Annual | Allowances Banked | Thousand Tons | 0 | 0 | 0 | 0 | 0 | 0 | 0
Louisiana Coal Units - SO2 Rate Annual v3.1, Unit 3448 and retrofits | 699 | 7321 | Rate Constraint in lbs/MMBtu | FALSE | L | Annual | Allowances Withdrawn (1:1) | Thousand Tons | 0 | 0 | 0 | 0 | 0 | 0 | 0
Louisiana Coal Units - SO2 Rate Annual v3.1, Unit 3448 and retrofits | 699 | 7321 | Rate Constraint in lbs/MMBtu | FALSE | L | Annual | Allowances Withdrawn (n:1) | Thousand Tons | 0 | 0 | 0 | 0 | 0 | 0 | 0
Louisiana Coal Units - SO2 Rate Annual v3.1, Unit 3448 and retrofits | 699 | 7321 | Rate Constraint in lbs/MMBtu | FALSE | L | Annual | Net Emissions Allowance Position | Thousand Tons | 1.5576 | 6.4186 | 6.5975 | 6.5975 | 0 | 0 | 0
Louisiana Coal Units - SO2 Rate Annual v3.1, Unit 3448 and retrofits | 699 | 7321 | Rate Constraint in lbs/MMBtu | FALSE | L | Annual | Fuel Consumed | TBtu | 5.0571 | 20.8396 | 21.4203 | 21.4203 | 0 | 0 | 0
Louisiana Coal Units - SO2 Rate Annual v3.1, Unit 3448 and retrofits | 699 | 7321 | Rate Constraint in lbs/MMBtu | FALSE | L | Annual | Rate | lb/MMBtu | 0.616 | 0.616 | 0.616 | 0.616 | 0 | 0 | 0
Louisiana Coal Units - SO2 Rate Annual v3.1, Unit 3448 and retrofits | 699 | 7321 | Rate Constraint in lbs/MMBtu | FALSE | L | Annual | Generation | TWh | 0.49691 | 1.4183 | 1.4474 | 1.4474 | 0 | 0 | 0
Louisiana Coal Units - SO2 Rate Annual v3.1, Unit 3448 and retrofits | 699 | 7321 | Rate Constraint in lbs/MMBtu | FALSE | L | Annual | Qualifying Generation | TWh | 0.49691 | 1.4183 | 1.4474 | 1.4474 | 0 | 0 | 0
Louisiana Coal Units - SO2 Rate Annual v3.1, Unit 3448 and retrofits | 699 | 7321 | Rate Constraint in lbs/MMBtu | FALSE | L | Annual | Rate | lb/MWh | 6.269 | 9.0509 | 9.1165 | 9.1165 | 0 | 0 | 0
Louisiana Coal Units - SO2 Rate Annual v3.1, Unit 3448 and retrofits | 699 | 7321 | Rate Constraint in lbs/MMBtu | FALSE | L | Annual | Constraint Shadow Price | US2022$/Ton | 0 | 0 | 0 | 0 | 0 | 0 | 0
Louisiana Coal Units - SO2 Rate Annual v3.1, Unit 3449 and retrofits | 700 | 7321 | Rate Constraint in lbs/MMBtu | FALSE | L | Annual | Seasons Included | Seasons | Winter, Spring, Summer, Fall | Winter, Spring, Summer, Fall | Winter, Spring, Summer, Fall | Winter, Spring, Summer, Fall | Winter, Spring, Summer, Fall | Winter, Spring, Summer, Fall | Winter, Spring, Summer, Fall
Louisiana Coal Units - SO2 Rate Annual v3.1, Unit 3449 and retrofits | 700 | 7321 | Rate Constraint in lbs/MMBtu | FALSE | L | Annual | Standard SO2 | lb/MMBtu | 1.2 | 1.2 | 1.2 | 1.2 | 1.2 | 1.2 | 1.2
Louisiana Coal Units - SO2 Rate Annual v3.1, Unit 3449 and retrofits | 700 | 7321 | Rate Constraint in lbs/MMBtu | FALSE | L | Annual | Emissions at Affected Plants SO2 | Thousand Tons | 1.5576 | 6.5975 | 6.5975 | 6.5975 | 2.392 | 2.6948 | 2.6948
Louisiana Coal Units - SO2 Rate Annual v3.1, Unit 3449 and retrofits | 700 | 7321 | Rate Constraint in lbs/MMBtu | FALSE | L | Annual | Allowances Purchased SO2 | Thousand Tons | 0 | 0 | 0 | 0 | 0 | 0 | 0
Louisiana Coal Units - SO2 Rate Annual v3.1, Unit 3449 and retrofits | 700 | 7321 | Rate Constraint in lbs/MMBtu | FALSE | L | Annual | Allowances Sold SO2 | Thousand Tons | 0 | 0 | 0 | 0 | 0 | 0 | 0
Louisiana Coal Units - SO2 Rate Annual v3.1, Unit 3449 and retrofits | 700 | 7321 | Rate Constraint in lbs/MMBtu | FALSE | L | Annual | Allowances Banked | Thousand Tons | 0 | 0 | 0 | 0 | 0 | 0 | 0
Louisiana Coal Units - SO2 Rate Annual v3.1, Unit 3449 and retrofits | 700 | 7321 | Rate Constraint in lbs/MMBtu | FALSE | L | Annual | Allowances Withdrawn (1:1) | Thousand Tons | 0 | 0 | 0 | 0 | 0 | 0 | 0
Louisiana Coal Units - SO2 Rate Annual v3.1, Unit 3449 and retrofits | 700 | 7321 | Rate Constraint in lbs/MMBtu | FALSE | L | Annual | Allowances Withdrawn (n:1) | Thousand Tons | 0 | 0 | 0 | 0 | 0 | 0 | 0
Louisiana Coal Units - SO2 Rate Annual v3.1, Unit 3449 and retrofits | 700 | 7321 | Rate Constraint in lbs/MMBtu | FALSE | L | Annual | Net Emissions Allowance Position | Thousand Tons | 1.5576 | 6.5975 | 6.5975 | 6.5975 | 2.392 | 2.6948 | 2.6948
Louisiana Coal Units - SO2 Rate Annual v3.1, Unit 3449 and retrofits | 700 | 7321 | Rate Constraint in lbs/MMBtu | FALSE | L | Annual | Fuel Consumed | TBtu | 5.0571 | 21.4203 | 21.4203 | 21.4203 | 7.7662 | 8.7494 | 8.7494
Louisiana Coal Units - SO2 Rate Annual v3.1, Unit 3449 and retrofits | 700 | 7321 | Rate Constraint in lbs/MMBtu | FALSE | L | Annual | Rate | lb/MMBtu | 0.616 | 0.616 | 0.616 | 0.616 | 0.616 | 0.616 | 0.616
Louisiana Coal Units - SO2 Rate Annual v3.1, Unit 3449 and retrofits | 700 | 7321 | Rate Constraint in lbs/MMBtu | FALSE | L | Annual | Generation | TWh | 0.49691 | 1.4475 | 1.4475 | 1.4475 | 0.52482 | 0.59127 | 0.59127
Louisiana Coal Units - SO2 Rate Annual v3.1, Unit 3449 and retrofits | 700 | 7321 | Rate Constraint in lbs/MMBtu | FALSE | L | Annual | Qualifying Generation | TWh | 0.49691 | 1.4475 | 1.4475 | 1.4475 | 0.52482 | 0.59127 | 0.59127
Louisiana Coal Units - SO2 Rate Annual v3.1, Unit 3449 and retrofits | 700 | 7321 | Rate Constraint in lbs/MMBtu | FALSE | L | Annual | Rate | lb/MWh | 6.269 | 9.1154 | 9.1154 | 9.1154 | 9.1154 | 9.1154 | 9.1154
Louisiana Coal Units - SO2 Rate Annual v3.1, Unit 3449 and retrofits | 700 | 7321 | Rate Constraint in lbs/MMBtu | FALSE | L | Annual | Constraint Shadow Price | US2022$/Ton | 0 | 0 | 0 | 0 | 0 | 0 | 0
Louisiana Coal Units - SO2 Rate Annual v3.1, Unit 3456 and retrofits | 701 | 7321 | Rate Constraint in lbs/MMBtu | FALSE | L | Annual | Seasons Included | Seasons | Winter, Spring, Summer, Fall | Winter, Spring, Summer, Fall | Winter, Spring, Summer, Fall | Winter, Spring, Summer, Fall | Winter, Spring, Summer, Fall | Winter, Spring, Summer, Fall | Winter, Spring, Summer, Fall
Louisiana Coal Units - SO2 Rate Annual v3.1, Unit 3456 and retrofits | 701 | 7321 | Rate Constraint in lbs/MMBtu | FALSE | L | Annual | Standard SO2 | lb/MMBtu | 1.2 | 1.2 | 1.2 | 1.2 | 1.2 | 1.2 | 1.2
Louisiana Coal Units - SO2 Rate Annual v3.1, Unit 3456 and retrofits | 701 | 7321 | Rate Constraint in lbs/MMBtu | FALSE | L | Annual | Emissions at Affected Plants SO2 | Thousand Tons | 0 | 0 | 0 | 0 | 0 | 0 | 0
Louisiana Coal Units - SO2 Rate Annual v3.1, Unit 3456 and retrofits | 701 | 7321 | Rate Constraint in lbs/MMBtu | FALSE | L | Annual | Allowances Purchased SO2 | Thousand Tons | 0 | 0 | 0 | 0 | 0 | 0 | 0
Louisiana Coal Units - SO2 Rate Annual v3.1, Unit 3456 and retrofits | 701 | 7321 | Rate Constraint in lbs/MMBtu | FALSE | L | Annual | Allowances Sold SO2 | Thousand Tons | 0 | 0 | 0 | 0 | 0 | 0 | 0
Louisiana Coal Units - SO2 Rate Annual v3.1, Unit 3456 and retrofits | 701 | 7321 | Rate Constraint in lbs/MMBtu | FALSE | L | Annual | Allowances Banked | Thousand Tons | 0 | 0 | 0 | 0 | 0 | 0 | 0
Louisiana Coal Units - SO2 Rate Annual v3.1, Unit 3456 and retrofits | 701 | 7321 | Rate Constraint in lbs/MMBtu | FALSE | L | Annual | Allowances Withdrawn (1:1) | Thousand Tons | 0 | 0 | 0 | 0 | 0 | 0 | 0
Louisiana Coal Units - SO2 Rate Annual v3.1, Unit 3456 and retrofits | 701 | 7321 | Rate Constraint in lbs/MMBtu | FALSE | L | Annual | Allowances Withdrawn (n:1) | Thousand Tons | 0 | 0 | 0 | 0 | 0 | 0 | 0
Louisiana Coal Units - SO2 Rate Annual v3.1, Unit 3456 and retrofits | 701 | 7321 | Rate Constraint in lbs/MMBtu | FALSE | L | Annual | Net Emissions Allowance Position | Thousand Tons | 0 | 0 | 0 | 0 | 0 | 0 | 0
Louisiana Coal Units - SO2 Rate Annual v3.1, Unit 3456 and retrofits | 701 | 7321 | Rate Constraint in lbs/MMBtu | FALSE | L | Annual | Fuel Consumed | TBtu | 0 | 0 | 0 | 0 | 0 | 0 | 0
Louisiana Coal Units - SO2 Rate Annual v3.1, Unit 3456 and retrofits | 701 | 7321 | Rate Constraint in lbs/MMBtu | FALSE | L | Annual | Rate | lb/MMBtu | 0 | 0 | 0 | 0 | 0 | 0 | 0
Louisiana Coal Units - SO2 Rate Annual v3.1, Unit 3456 and retrofits | 701 | 7321 | Rate Constraint in lbs/MMBtu | FALSE | L | Annual | Generation | TWh | 0 | 0 | 0 | 0 | 0 | 0 | 0
Louisiana Coal Units - SO2 Rate Annual v3.1, Unit 3456 and retrofits | 701 | 7321 | Rate Constraint in lbs/MMBtu | FALSE | L | Annual | Qualifying Generation | TWh | 0 | 0 | 0 | 0 | 0 | 0 | 0
Louisiana Coal Units - SO2 Rate Annual v3.1, Unit 3456 and retrofits | 701 | 7321 | Rate Constraint in lbs/MMBtu | FALSE | L | Annual | Rate | lb/MWh | 0 | 0 | 0 | 0 | 0 | 0 | 0
Louisiana Coal Units - SO2 Rate Annual v3.1, Unit 3456 and retrofits | 701 | 7321 | Rate Constraint in lbs/MMBtu | FALSE | L | Annual | Constraint Shadow Price | US2022$/Ton | 0 | 0 | 0 | 0 | 0 | 0 | 0
Louisiana Coal Units - SO2 Rate Annual v3.1, Unit 3457 and retrofits | 702 | 7321 | Rate Constraint in lbs/MMBtu | FALSE | L | Annual | Seasons Included | Seasons | Winter, Spring, Summer, Fall | Winter, Spring, Summer, Fall | Winter, Spring, Summer, Fall | Winter, Spring, Summer, Fall | Winter, Spring, Summer, Fall | Winter, Spring, Summer, Fall | Winter, Spring, Summer, Fall
Louisiana Coal Units - SO2 Rate Annual v3.1, Unit 3457 and retrofits | 702 | 7321 | Rate Constraint in lbs/MMBtu | FALSE | L | Annual | Standard SO2 | lb/MMBtu | 1.2 | 1.2 | 1.2 | 1.2 | 1.2 | 1.2 | 1.2
Louisiana Coal Units - SO2 Rate Annual v3.1, Unit 3457 and retrofits | 702 | 7321 | Rate Constraint in lbs/MMBtu | FALSE | L | Annual | Emissions at Affected Plants SO2 | Thousand Tons | 0 | 0 | 0 | 0 | 0 | 0 | 0
Louisiana Coal Units - SO2 Rate Annual v3.1, Unit 3457 and retrofits | 702 | 7321 | Rate Constraint in lbs/MMBtu | FALSE | L | Annual | Allowances Purchased SO2 | Thousand Tons | 0 | 0 | 0 | 0 | 0 | 0 | 0
Louisiana Coal Units - SO2 Rate Annual v3.1, Unit 3457 and retrofits | 702 | 7321 | Rate Constraint in lbs/MMBtu | FALSE | L | Annual | Allowances Sold SO2 | Thousand Tons | 0 | 0 | 0 | 0 | 0 | 0 | 0
Louisiana Coal Units - SO2 Rate Annual v3.1, Unit 3457 and retrofits | 702 | 7321 | Rate Constraint in lbs/MMBtu | FALSE | L | Annual | Allowances Banked | Thousand Tons | 0 | 0 | 0 | 0 | 0 | 0 | 0
Louisiana Coal Units - SO2 Rate Annual v3.1, Unit 3457 and retrofits | 702 | 7321 | Rate Constraint in lbs/MMBtu | FALSE | L | Annual | Allowances Withdrawn (1:1) | Thousand Tons | 0 | 0 | 0 | 0 | 0 | 0 | 0
Louisiana Coal Units - SO2 Rate Annual v3.1, Unit 3457 and retrofits | 702 | 7321 | Rate Constraint in lbs/MMBtu | FALSE | L | Annual | Allowances Withdrawn (n:1) | Thousand Tons | 0 | 0 | 0 | 0 | 0 | 0 | 0
Louisiana Coal Units - SO2 Rate Annual v3.1, Unit 3457 and retrofits | 702 | 7321 | Rate Constraint in lbs/MMBtu | FALSE | L | Annual | Net Emissions Allowance Position | Thousand Tons | 0 | 0 | 0 | 0 | 0 | 0 | 0
Louisiana Coal Units - SO2 Rate Annual v3.1, Unit 3457 and retrofits | 702 | 7321 | Rate Constraint in lbs/MMBtu | FALSE | L | Annual | Fuel Consumed | TBtu | 0 | 0 | 0 | 0 | 0 | 0 | 0
Louisiana Coal Units - SO2 Rate Annual v3.1, Unit 3457 and retrofits | 702 | 7321 | Rate Constraint in lbs/MMBtu | FALSE | L | Annual | Rate | lb/MMBtu | 0 | 0 | 0 | 0 | 0 | 0 | 0
Louisiana Coal Units - SO2 Rate Annual v3.1, Unit 3457 and retrofits | 702 | 7321 | Rate Constraint in lbs/MMBtu | FALSE | L | Annual | Generation | TWh | 0 | 0 | 0 | 0 | 0 | 0 | 0
Louisiana Coal Units - SO2 Rate Annual v3.1, Unit 3457 and retrofits | 702 | 7321 | Rate Constraint in lbs/MMBtu | FALSE | L | Annual | Qualifying Generation | TWh | 0 | 0 | 0 | 0 | 0 | 0 | 0
Louisiana Coal Units - SO2 Rate Annual v3.1, Unit 3457 and retrofits | 702 | 7321 | Rate Constraint in lbs/MMBtu | FALSE | L | Annual | Rate | lb/MWh | 0 | 0 | 0 | 0 | 0 | 0 | 0
Louisiana Coal Units - SO2 Rate Annual v3.1, Unit 3457 and retrofits | 702 | 7321 | Rate Constraint in lbs/MMBtu | FALSE | L | Annual | Constraint Shadow Price | US2022$/Ton | 0 | 0 | 0 | 0 | 0 | 0 | 0
MA - CO2 Cap Annual v6.21 | 703 | 7738 | Rate Constraint in MTons | FALSE | L | Annual | Seasons Included | Seasons | Winter, Spring, Summer, Fall | Winter, Spring, Summer, Fall | Winter, Spring, Summer, Fall | Winter, Spring, Summer, Fall | Winter, Spring, Summer, Fall | Winter, Spring, Summer, Fall | Winter, Spring, Summer, Fall
MA - CO2 Cap Annual v6.21 | 703 | 7738 | Rate Constraint in MTons | FALSE | L | Annual | Standard CO2 | Thousand Tons | NA | 14228.6304 | 10671.4728 | 7114.3152 | 5691.4522 | 4268.5891 | 4268.5891
MA - CO2 Cap Annual v6.21 | 703 | 7738 | Rate Constraint in MTons | FALSE | L | Annual | Emissions at Affected Plants CO2 | Thousand Tons | 0 | 6105.9777 | 5337.0492 | 5145.2877 | 3999.6756 | 3869.9362 | 3711.155
MA - CO2 Cap Annual v6.21 | 703 | 7738 | Rate Constraint in MTons | FALSE | L | Annual | Allowances Purchased CO2 | Thousand Tons | 0 | 0 | 0 | 0 | 0 | 0 | 0
MA - CO2 Cap Annual v6.21 | 703 | 7738 | Rate Constraint in MTons | FALSE | L | Annual | Allowances Sold CO2 | Thousand Tons | 0 | 0 | 0 | 0 | 0 | 0 | 0
MA - CO2 Cap Annual v6.21 | 703 | 7738 | Rate Constraint in MTons | FALSE | L | Annual | Allowances Banked | Thousand Tons | 0 | 0 | 0 | 0 | 0 | 0 | 0
MA - CO2 Cap Annual v6.21 | 703 | 7738 | Rate Constraint in MTons | FALSE | L | Annual | Allowances Withdrawn (1:1) | Thousand Tons | 0 | 0 | 0 | 0 | 0 | 0 | 0
MA - CO2 Cap Annual v6.21 | 703 | 7738 | Rate Constraint in MTons | FALSE | L | Annual | Allowances Withdrawn (n:1) | Thousand Tons | 0 | 0 | 0 | 0 | 0 | 0 | 0
MA - CO2 Cap Annual v6.21 | 703 | 7738 | Rate Constraint in MTons | FALSE | L | Annual | Net Emissions Allowance Position | Thousand Tons | 0 | 6105.9777 | 5337.0492 | 5145.2877 | 3999.6756 | 3869.9362 | 3711.155
MA - CO2 Cap Annual v6.21 | 703 | 7738 | Rate Constraint in MTons | FALSE | L | Annual | Fuel Consumed | TBtu | 0 | 104.2511 | 93.118 | 90.2638 | 70.4096 | 66.7977 | 64.8135
MA - CO2 Cap Annual v6.21 | 703 | 7738 | Rate Constraint in MTons | FALSE | L | Annual | Rate | lb/MMBtu | 0 | 117.1398 | 114.6298 | 114.0056 | 113.6117 | 115.8704 | 114.518
MA - CO2 Cap Annual v6.21 | 703 | 7738 | Rate Constraint in MTons | FALSE | L | Annual | Generation | TWh | 0 | 12.0488 | 10.431 | 9.9154 | 7.563 | 7.0753 | 6.2096
MA - CO2 Cap Annual v6.21 | 703 | 7738 | Rate Constraint in MTons | FALSE | L | Annual | Qualifying Generation | TWh | 0 | 12.0488 | 10.431 | 9.9154 | 7.563 | 7.0753 | 6.2096
MA - CO2 Cap Annual v6.21 | 703 | 7738 | Rate Constraint in MTons | FALSE | L | Annual | Rate | lb/MWh | 0 | 1013.5422 | 1023.3084 | 1037.8353 | 1057.7016 | 1093.9213 | 1195.2879
MA - CO2 Cap Annual v6.21 | 703 | 7738 | Rate Constraint in MTons | FALSE | L | Annual | Constraint Shadow Price | US2022$/Ton | 0 | 0 | 0 | 0 | 0 | 0 | 0
MA- CO2 Cap Annual v6.20 | 704 | 7665 | Rate Constraint in MTons | FALSE | L | Annual | Seasons Included | Seasons | Winter, Spring, Summer, Fall | Winter, Spring, Summer, Fall | Winter, Spring, Summer, Fall | Winter, Spring, Summer, Fall | Winter, Spring, Summer, Fall | Winter, Spring, Summer, Fall | Winter, Spring, Summer, Fall
MA- CO2 Cap Annual v6.20 | 704 | 7665 | Rate Constraint in MTons | FALSE | L | Annual | Standard CO2 | Thousand Tons | 7280.0444 | 6786.4828 | 5799.3598 | 4565.4561 | 3331.5523 | 2122.3266 | 1974.2582
MA- CO2 Cap Annual v6.20 | 704 | 7665 | Rate Constraint in MTons | FALSE | L | Annual | Emissions at Affected Plants CO2 | Thousand Tons | 3210.6429 | 3157.8072 | 2575.8432 | 2600.4635 | 1749.3004 | 1499.925 | 1690.8092
MA- CO2 Cap Annual v6.20 | 704 | 7665 | Rate Constraint in MTons | FALSE | L | Annual | Allowances Purchased CO2 | Thousand Tons | 0 | 0 | 0 | 0 | 0 | 0 | 0
MA- CO2 Cap Annual v6.20 | 704 | 7665 | Rate Constraint in MTons | FALSE | L | Annual | Allowances Sold CO2 | Thousand Tons | 0 | 0 | 0 | 0 | 0 | 0 | 0
MA- CO2 Cap Annual v6.20 | 704 | 7665 | Rate Constraint in MTons | FALSE | L | Annual | Allowances Banked | Thousand Tons | 0 | 0 | 0 | 0 | 0 | 0 | 0
MA- CO2 Cap Annual v6.20 | 704 | 7665 | Rate Constraint in MTons | FALSE | L | Annual | Allowances Withdrawn (1:1) | Thousand Tons | 0 | 0 | 0 | 0 | 0 | 0 | 0
MA- CO2 Cap Annual v6.20 | 704 | 7665 | Rate Constraint in MTons | FALSE | L | Annual | Allowances Withdrawn (n:1) | Thousand Tons | 0 | 0 | 0 | 0 | 0 | 0 | 0
MA- CO2 Cap Annual v6.20 | 704 | 7665 | Rate Constraint in MTons | FALSE | L | Annual | Net Emissions Allowance Position | Thousand Tons | 3210.6429 | 3157.8072 | 2575.8432 | 2600.4635 | 1749.3004 | 1499.925 | 1690.8092
MA- CO2 Cap Annual v6.20 | 704 | 7665 | Rate Constraint in MTons | FALSE | L | Annual | Fuel Consumed | TBtu | 49.2249 | 48.3221 | 39.8239 | 40.9412 | 26.4973 | 20.9858 | 24.2396
MA- CO2 Cap Annual v6.20 | 704 | 7665 | Rate Constraint in MTons | FALSE | L | Annual | Rate | lb/MMBtu | 130.448 | 130.6982 | 129.3616 | 127.034 | 132.0361 | 142.9466 | 139.5081
MA- CO2 Cap Annual v6.20 | 704 | 7665 | Rate Constraint in MTons | FALSE | L | Annual | Generation | TWh | 6.9337 | 6.8059 | 5.5578 | 5.6217 | 3.7274 | 3.0097 | 3.3164
MA- CO2 Cap Annual v6.20 | 704 | 7665 | Rate Constraint in MTons | FALSE | L | Annual | Qualifying Generation | TWh | 6.9337 | 6.8059 | 5.5578 | 5.6217 | 3.7274 | 3.0097 | 3.3164
MA- CO2 Cap Annual v6.20 | 704 | 7665 | Rate Constraint in MTons | FALSE | L | Annual | Rate | lb/MWh | 926.0989 | 927.9682 | 926.9344 | 925.1508 | 938.6212 | 996.713 | 1019.6645
MA- CO2 Cap Annual v6.20 | 704 | 7665 | Rate Constraint in MTons | FALSE | L | Annual | Constraint Shadow Price | US2022$/Ton | 0 | 0 | 0 | 0 | 0 | 0 | 0
MA Fac. Spec. - Canal NOx v3.1 | 705 | 7531 | Rate Constraint in lbs/MWh | FALSE | L | Annual | Seasons Included | Seasons | Winter, Spring, Summer, Fall | Winter, Spring, Summer, Fall | Winter, Spring, Summer, Fall | Winter, Spring, Summer, Fall | Winter, Spring, Summer, Fall | Winter, Spring, Summer, Fall | Winter, Spring, Summer, Fall
MA Fac. Spec. - Canal NOx v3.1 | 705 | 7531 | Rate Constraint in lbs/MWh | FALSE | L | Annual | Standard NOX | lb/MWh | 1.5 | 1.5 | 1.5 | 1.5 | 1.5 | 1.5 | 1.5
MA Fac. Spec. - Canal NOx v3.1 | 705 | 7531 | Rate Constraint in lbs/MWh | FALSE | L | Annual | Emissions at Affected Plants NOX | Thousand Tons | 2.7515e-05 | 4.4683e-05 | 0.0011039 | 0 | 0 | 0.0012479 | 0.04646
MA Fac. Spec. - Canal NOx v3.1 | 705 | 7531 | Rate Constraint in lbs/MWh | FALSE | L | Annual | Allowances Purchased NOX | Thousand Tons | 0 | 0 | 0 | 0 | 0 | 0 | 0
MA Fac. Spec. - Canal NOx v3.1 | 705 | 7531 | Rate Constraint in lbs/MWh | FALSE | L | Annual | Allowances Sold NOX | Thousand Tons | 0 | 0 | 0 | 0 | 0 | 0 | 0
MA Fac. Spec. - Canal NOx v3.1 | 705 | 7531 | Rate Constraint in lbs/MWh | FALSE | L | Annual | Allowances Banked | Thousand Tons | 0 | 0 | 0 | 0 | 0 | 0 | 0
MA Fac. Spec. - Canal NOx v3.1 | 705 | 7531 | Rate Constraint in lbs/MWh | FALSE | L | Annual | Allowances Withdrawn (1:1) | Thousand Tons | 0 | 0 | 0 | 0 | 0 | 0 | 0
MA Fac. Spec. - Canal NOx v3.1 | 705 | 7531 | Rate Constraint in lbs/MWh | FALSE | L | Annual | Allowances Withdrawn (n:1) | Thousand Tons | 0 | 0 | 0 | 0 | 0 | 0 | 0
MA Fac. Spec. - Canal NOx v3.1 | 705 | 7531 | Rate Constraint in lbs/MWh | FALSE | L | Annual | Net Emissions Allowance Position | Thousand Tons | 2.7515e-05 | 4.4683e-05 | 0.0011039 | 0 | 0 | 0.0012479 | 0.04646
MA Fac. Spec. - Canal NOx v3.1 | 705 | 7531 | Rate Constraint in lbs/MWh | FALSE | L | Annual | Fuel Consumed | TBtu | 0.001821 | 0.0029572 | 0.073057 | 0 | 0 | 0.082586 | 3.0748
MA Fac. Spec. - Canal NOx v3.1 | 705 | 7531 | Rate Constraint in lbs/MWh | FALSE | L | Annual | Rate | lb/MMBtu | 0.03022 | 0.03022 | 0.03022 | 0 | 0 | 0.03022 | 0.03022
MA Fac. Spec. - Canal NOx v3.1 | 705 | 7531 | Rate Constraint in lbs/MWh | FALSE | L | Annual | Generation | TWh | 0.00016947 | 0.00027522 | 0.0067992 | 0 | 0 | 0.007686 | 0.28616
MA Fac. Spec. - Canal NOx v3.1 | 705 | 7531 | Rate Constraint in lbs/MWh | FALSE | L | Annual | Qualifying Generation | TWh | 0.00016947 | 0.00027522 | 0.0067992 | 0 | 0 | 0.007686 | 0.28616
MA Fac. Spec. - Canal NOx v3.1 | 705 | 7531 | Rate Constraint in lbs/MWh | FALSE | L | Annual | Constraint Shadow Price | US2022$/Ton | 0 | 0 | 0 | 0 | 0 | 0 | 0
MA Fac. Spec. - Canal SO2 Annual v3.1 | 706 | 7532 | Rate Constraint in lbs/MWh | FALSE | L | Annual | Seasons Included | Seasons | Winter, Spring, Summer, Fall | Winter, Spring, Summer, Fall | Winter, Spring, Summer, Fall | Winter, Spring, Summer, Fall | Winter, Spring, Summer, Fall | Winter, Spring, Summer, Fall | Winter, Spring, Summer, Fall
MA Fac. Spec. - Canal SO2 Annual v3.1 | 706 | 7532 | Rate Constraint in lbs/MWh | FALSE | L | Annual | Standard SO2 | lb/MWh | 3 | 3 | 3 | 3 | 3 | 3 | 3
MA Fac. Spec. - Canal SO2 Annual v3.1 | 706 | 7532 | Rate Constraint in lbs/MWh | FALSE | L | Annual | Emissions at Affected Plants SO2 | Thousand Tons | 0 | 0 | 0 | 0 | 0 | 0 | 0
MA Fac. Spec. - Canal SO2 Annual v3.1 | 706 | 7532 | Rate Constraint in lbs/MWh | FALSE | L | Annual | Allowances Purchased SO2 | Thousand Tons | 0 | 0 | 0 | 0 | 0 | 0 | 0
MA Fac. Spec. - Canal SO2 Annual v3.1 | 706 | 7532 | Rate Constraint in lbs/MWh | FALSE | L | Annual | Allowances Sold SO2 | Thousand Tons | 0 | 0 | 0 | 0 | 0 | 0 | 0
MA Fac. Spec. - Canal SO2 Annual v3.1 | 706 | 7532 | Rate Constraint in lbs/MWh | FALSE | L | Annual | Allowances Banked | Thousand Tons | 0 | 0 | 0 | 0 | 0 | 0 | 0
MA Fac. Spec. - Canal SO2 Annual v3.1 | 706 | 7532 | Rate Constraint in lbs/MWh | FALSE | L | Annual | Allowances Withdrawn (1:1) | Thousand Tons | 0 | 0 | 0 | 0 | 0 | 0 | 0
MA Fac. Spec. - Canal SO2 Annual v3.1 | 706 | 7532 | Rate Constraint in lbs/MWh | FALSE | L | Annual | Allowances Withdrawn (n:1) | Thousand Tons | 0 | 0 | 0 | 0 | 0 | 0 | 0
MA Fac. Spec. - Canal SO2 Annual v3.1 | 706 | 7532 | Rate Constraint in lbs/MWh | FALSE | L | Annual | Net Emissions Allowance Position | Thousand Tons | 0 | 0 | 0 | 0 | 0 | 0 | 0
MA Fac. Spec. - Canal SO2 Annual v3.1 | 706 | 7532 | Rate Constraint in lbs/MWh | FALSE | L | Annual | Fuel Consumed | TBtu | 0 | 0 | 0 | 0 | 0 | 0 | 0
MA Fac. Spec. - Canal SO2 Annual v3.1 | 706 | 7532 | Rate Constraint in lbs/MWh | FALSE | L | Annual | Rate | lb/MMBtu | 0 | 0 | 0 | 0 | 0 | 0 | 0
MA Fac. Spec. - Canal SO2 Annual v3.1 | 706 | 7532 | Rate Constraint in lbs/MWh | FALSE | L | Annual | Generation | TWh | 0 | 0 | 0 | 0 | 0 | 0 | 0
MA Fac. Spec. - Canal SO2 Annual v3.1 | 706 | 7532 | Rate Constraint in lbs/MWh | FALSE | L | Annual | Qualifying Generation | TWh | 0 | 0 | 0 | 0 | 0 | 0 | 0
MA Fac. Spec. - Canal SO2 Annual v3.1 | 706 | 7532 | Rate Constraint in lbs/MWh | FALSE | L | Annual | Constraint Shadow Price | US2022$/Ton | 0 | 0 | 0 | 297.314 | 0 | 0 | 0
MA Fac. Spec. - MER Output Annual v3.1 | 707 | 7335 | Rate Constraint in lbs/MWh | FALSE | L | Annual | Seasons Included | Seasons | Winter, Spring, Summer, Fall | Winter, Spring, Summer, Fall | Winter, Spring, Summer, Fall | Winter, Spring, Summer, Fall | Winter, Spring, Summer, Fall | Winter, Spring, Summer, Fall | Winter, Spring, Summer, Fall
MA Fac. Spec. - MER Output Annual v3.1 | 707 | 7335 | Rate Constraint in lbs/MWh | FALSE | L | Annual | Standard MER | lb/MWh | 2.5e-06 | 2.5e-06 | 2.5e-06 | 2.5e-06 | 2.5e-06 | 2.5e-06 | 2.5e-06
MA Fac. Spec. - MER Output Annual v3.1 | 707 | 7335 | Rate Constraint in lbs/MWh | FALSE | L | Annual | Emissions at Affected Plants MER | lbs | 0 | 0 | 0 | 0 | 0 | 0 | 0
MA Fac. Spec. - MER Output Annual v3.1 | 707 | 7335 | Rate Constraint in lbs/MWh | FALSE | L | Annual | Allowances Purchased MER | lbs | 0 | 0 | 0 | 0 | 0 | 0 | 0
MA Fac. Spec. - MER Output Annual v3.1 | 707 | 7335 | Rate Constraint in lbs/MWh | FALSE | L | Annual | Allowances Sold MER | lbs | 0 | 0 | 0 | 0 | 0 | 0 | 0
MA Fac. Spec. - MER Output Annual v3.1 | 707 | 7335 | Rate Constraint in lbs/MWh | FALSE | L | Annual | Allowances Banked | lbs | 0 | 0 | 0 | 0 | 0 | 0 | 0
MA Fac. Spec. - MER Output Annual v3.1 | 707 | 7335 | Rate Constraint in lbs/MWh | FALSE | L | Annual | Allowances Withdrawn (1:1) | lbs | 0 | 0 | 0 | 0 | 0 | 0 | 0
MA Fac. Spec. - MER Output Annual v3.1 | 707 | 7335 | Rate Constraint in lbs/MWh | FALSE | L | Annual | Allowances Withdrawn (n:1) | lbs | 0 | 0 | 0 | 0 | 0 | 0 | 0
MA Fac. Spec. - MER Output Annual v3.1 | 707 | 7335 | Rate Constraint in lbs/MWh | FALSE | L | Annual | Net Emissions Allowance Position | lbs | 0 | 0 | 0 | 0 | 0 | 0 | 0
MA Fac. Spec. - MER Output Annual v3.1 | 707 | 7335 | Rate Constraint in lbs/MWh | FALSE | L | Annual | Fuel Consumed | TBtu | 0 | 0 | 0 | 0 | 0 | 0 | 0
MA Fac. Spec. - MER Output Annual v3.1 | 707 | 7335 | Rate Constraint in lbs/MWh | FALSE | L | Annual | Rate | lb/MMBtu | 0 | 0 | 0 | 0 | 0 | 0 | 0
MA Fac. Spec. - MER Output Annual v3.1 | 707 | 7335 | Rate Constraint in lbs/MWh | FALSE | L | Annual | Generation | TWh | 0 | 0 | 0 | 0 | 0 | 0 | 0
MA Fac. Spec. - MER Output Annual v3.1 | 707 | 7335 | Rate Constraint in lbs/MWh | FALSE | L | Annual | Qualifying Generation | TWh | 0 | 0 | 0 | 0 | 0 | 0 | 0
MA Fac. Spec. - MER Output Annual v3.1 | 707 | 7335 | Rate Constraint in lbs/MWh | FALSE | L | Annual | Constraint Shadow Price | US2022$/Lb | 0 | 0 | 0 | 0 | 0 | 0 | 0
MD Coal-fired EGUs NOx rate - Raven v5.16 | 708 | 7333 | Rate Constraint in lbs/MMBtu | FALSE | L | Annual | Seasons Included | Seasons | Summer | Summer | Summer | Summer | Summer | Summer | Summer
MD Coal-fired EGUs NOx rate - Raven v5.16 | 708 | 7333 | Rate Constraint in lbs/MMBtu | FALSE | L | Annual | Standard NOX | lb/MMBtu | 0.15 | 0.15 | 0.15 | 0.15 | 0.15 | 0.15 | 0.15
MD Coal-fired EGUs NOx rate - Raven v5.16 | 708 | 7333 | Rate Constraint in lbs/MMBtu | FALSE | L | Annual | Emissions at Affected Plants NOX | Thousand Tons | 0 | 0 | 0 | 0 | 0 | 0 | 0
MD Coal-fired EGUs NOx rate - Raven v5.16 | 708 | 7333 | Rate Constraint in lbs/MMBtu | FALSE | L | Annual | Allowances Purchased NOX | Thousand Tons | 0 | 0 | 0 | 0 | 0 | 0 | 0
MD Coal-fired EGUs NOx rate - Raven v5.16 | 708 | 7333 | Rate Constraint in lbs/MMBtu | FALSE | L | Annual | Allowances Sold NOX | Thousand Tons | 0 | 0 | 0 | 0 | 0 | 0 | 0
MD Coal-fired EGUs NOx rate - Raven v5.16 | 708 | 7333 | Rate Constraint in lbs/MMBtu | FALSE | L | Annual | Allowances Banked | Thousand Tons | 0 | 0 | 0 | 0 | 0 | 0 | 0
MD Coal-fired EGUs NOx rate - Raven v5.16 | 708 | 7333 | Rate Constraint in lbs/MMBtu | FALSE | L | Annual | Allowances Withdrawn (1:1) | Thousand Tons | 0 | 0 | 0 | 0 | 0 | 0 | 0
MD Coal-fired EGUs NOx rate - Raven v5.16 | 708 | 7333 | Rate Constraint in lbs/MMBtu | FALSE | L | Annual | Allowances Withdrawn (n:1) | Thousand Tons | 0 | 0 | 0 | 0 | 0 | 0 | 0
MD Coal-fired EGUs NOx rate - Raven v5.16 | 708 | 7333 | Rate Constraint in lbs/MMBtu | FALSE | L | Annual | Net Emissions Allowance Position | Thousand Tons | 0 | 0 | 0 | 0 | 0 | 0 | 0
MD Coal-fired EGUs NOx rate - Raven v5.16 | 708 | 7333 | Rate Constraint in lbs/MMBtu | FALSE | L | Annual | Fuel Consumed | TBtu | 0 | 0 | 0 | 0 | 0 | 0 | 0
MD Coal-fired EGUs NOx rate - Raven v5.16 | 708 | 7333 | Rate Constraint in lbs/MMBtu | FALSE | L | Annual | Rate | lb/MMBtu | 0 | 0 | 0 | 0 | 0 | 0 | 0
MD Coal-fired EGUs NOx rate - Raven v5.16 | 708 | 7333 | Rate Constraint in lbs/MMBtu | FALSE | L | Annual | Generation | TWh | 0 | 0 | 0 | 0 | 0 | 0 | 0
MD Coal-fired EGUs NOx rate - Raven v5.16 | 708 | 7333 | Rate Constraint in lbs/MMBtu | FALSE | L | Annual | Qualifying Generation | TWh | 0 | 0 | 0 | 0 | 0 | 0 | 0
MD Coal-fired EGUs NOx rate - Raven v5.16 | 708 | 7333 | Rate Constraint in lbs/MMBtu | FALSE | L | Annual | Rate | lb/MWh | 0 | 0 | 0 | 0 | 0 | 0 | 0
MD Coal-fired EGUs NOx rate - Raven v5.16 | 708 | 7333 | Rate Constraint in lbs/MMBtu | FALSE | L | Annual | Constraint Shadow Price | US2022$/Ton | 0 | 0 | 0 | 0 | 0 | 0 | 0
MD Healthy Air Act - Constellation NOx Cap Ann 4.1 | 709 | 7330 | Rate Constraint in MTons | FALSE | L | Annual | Seasons Included | Seasons | Winter, Spring, Summer, Fall | Winter, Spring, Summer, Fall | Winter, Spring, Summer, Fall | Winter, Spring, Summer, Fall | Winter, Spring, Summer, Fall | Winter, Spring, Summer, Fall | Winter, Spring, Summer, Fall
MD Healthy Air Act - Constellation NOx Cap Ann 4.1 | 709 | 7330 | Rate Constraint in MTons | FALSE | L | Annual | Standard NOX | Thousand Tons | 8.026 | 8.026 | 8.026 | 8.026 | 8.026 | 8.026 | 8.026
MD Healthy Air Act - Constellation NOx Cap Ann 4.1 | 709 | 7330 | Rate Constraint in MTons | FALSE | L | Annual | Emissions at Affected Plants NOX | Thousand Tons | 0 | 0 | 0 | 0 | 0 | 0 | 0
MD Healthy Air Act - Constellation NOx Cap Ann 4.1 | 709 | 7330 | Rate Constraint in MTons | FALSE | L | Annual | Allowances Purchased NOX | Thousand Tons | 0 | 0 | 0 | 0 | 0 | 0 | 0
MD Healthy Air Act - Constellation NOx Cap Ann 4.1 | 709 | 7330 | Rate Constraint in MTons | FALSE | L | Annual | Allowances Sold NOX | Thousand Tons | 0 | 0 | 0 | 0 | 0 | 0 | 0
MD Healthy Air Act - Constellation NOx Cap Ann 4.1 | 709 | 7330 | Rate Constraint in MTons | FALSE | L | Annual | Allowances Banked | Thousand Tons | 0 | 0 | 0 | 0 | 0 | 0 | 0
MD Healthy Air Act - Constellation NOx Cap Ann 4.1 | 709 | 7330 | Rate Constraint in MTons | FALSE | L | Annual | Allowances Withdrawn (1:1) | Thousand Tons | 0 | 0 | 0 | 0 | 0 | 0 | 0
MD Healthy Air Act - Constellation NOx Cap Ann 4.1 | 709 | 7330 | Rate Constraint in MTons | FALSE | L | Annual | Allowances Withdrawn (n:1) | Thousand Tons | 0 | 0 | 0 | 0 | 0 | 0 | 0
MD Healthy Air Act - Constellation NOx Cap Ann 4.1 | 709 | 7330 | Rate Constraint in MTons | FALSE | L | Annual | Net Emissions Allowance Position | Thousand Tons | 0 | 0 | 0 | 0 | 0 | 0 | 0
MD Healthy Air Act - Constellation NOx Cap Ann 4.1 | 709 | 7330 | Rate Constraint in MTons | FALSE | L | Annual | Fuel Consumed | TBtu | 0 | 0 | 0 | 0 | 0 | 0 | 0
MD Healthy Air Act - Constellation NOx Cap Ann 4.1 | 709 | 7330 | Rate Constraint in MTons | FALSE | L | Annual | Rate | lb/MMBtu | 0 | 0 | 0 | 0 | 0 | 0 | 0
MD Healthy Air Act - Constellation NOx Cap Ann 4.1 | 709 | 7330 | Rate Constraint in MTons | FALSE | L | Annual | Generation | TWh | 0 | 0 | 0 | 0 | 0 | 0 | 0
MD Healthy Air Act - Constellation NOx Cap Ann 4.1 | 709 | 7330 | Rate Constraint in MTons | FALSE | L | Annual | Qualifying Generation | TWh | 0 | 0 | 0 | 0 | 0 | 0 | 0
MD Healthy Air Act - Constellation NOx Cap Ann 4.1 | 709 | 7330 | Rate Constraint in MTons | FALSE | L | Annual | Rate | lb/MWh | 0 | 0 | 0 | 0 | 0 | 0 | 0
MD Healthy Air Act - Constellation NOx Cap Ann 4.1 | 709 | 7330 | Rate Constraint in MTons | FALSE | L | Annual | Constraint Shadow Price | US2022$/Ton | 0 | 0 | 0 | 0 | 0 | 0 | 0
MD Healthy Air Act - Constellation NOx Cap Sum 4.1 | 710 | 7328 | Rate Constraint in MTons | FALSE | L | Annual | Seasons Included | Seasons | Summer | Summer | Summer | Summer | Summer | Summer | Summer
MD Healthy Air Act - Constellation NOx Cap Sum 4.1 | 710 | 7328 | Rate Constraint in MTons | FALSE | L | Annual | Standard NOX | Thousand Tons | 3.63 | 3.63 | 3.63 | 3.63 | 3.63 | 3.63 | 3.63
MD Healthy Air Act - Constellation NOx Cap Sum 4.1 | 710 | 7328 | Rate Constraint in MTons | FALSE | L | Annual | Emissions at Affected Plants NOX | Thousand Tons | 0 | 0 | 0 | 0 | 0 | 0 | 0
MD Healthy Air Act - Constellation NOx Cap Sum 4.1 | 710 | 7328 | Rate Constraint in MTons | FALSE | L | Annual | Allowances Purchased NOX | Thousand Tons | 0 | 0 | 0 | 0 | 0 | 0 | 0
MD Healthy Air Act - Constellation NOx Cap Sum 4.1 | 710 | 7328 | Rate Constraint in MTons | FALSE | L | Annual | Allowances Sold NOX | Thousand Tons | 0 | 0 | 0 | 0 | 0 | 0 | 0
MD Healthy Air Act - Constellation NOx Cap Sum 4.1 | 710 | 7328 | Rate Constraint in MTons | FALSE | L | Annual | Allowances Banked | Thousand Tons | 0 | 0 | 0 | 0 | 0 | 0 | 0
MD Healthy Air Act - Constellation NOx Cap Sum 4.1 | 710 | 7328 | Rate Constraint in MTons | FALSE | L | Annual | Allowances Withdrawn (1:1) | Thousand Tons | 0 | 0 | 0 | 0 | 0 | 0 | 0
MD Healthy Air Act - Constellation NOx Cap Sum 4.1 | 710 | 7328 | Rate Constraint in MTons | FALSE | L | Annual | Allowances Withdrawn (n:1) | Thousand Tons | 0 | 0 | 0 | 0 | 0 | 0 | 0
MD Healthy Air Act - Constellation NOx Cap Sum 4.1 | 710 | 7328 | Rate Constraint in MTons | FALSE | L | Annual | Net Emissions Allowance Position | Thousand Tons | 0 | 0 | 0 | 0 | 0 | 0 | 0
MD Healthy Air Act - Constellation NOx Cap Sum 4.1 | 710 | 7328 | Rate Constraint in MTons | FALSE | L | Annual | Fuel Consumed | TBtu | 0 | 0 | 0 | 0 | 0 | 0 | 0
MD Healthy Air Act - Constellation NOx Cap Sum 4.1 | 710 | 7328 | Rate Constraint in MTons | FALSE | L | Annual | Rate | lb/MMBtu | 0 | 0 | 0 | 0 | 0 | 0 | 0
MD Healthy Air Act - Constellation NOx Cap Sum 4.1 | 710 | 7328 | Rate Constraint in MTons | FALSE | L | Annual | Generation | TWh | 0 | 0 | 0 | 0 | 0 | 0 | 0
MD Healthy Air Act - Constellation NOx Cap Sum 4.1 | 710 | 7328 | Rate Constraint in MTons | FALSE | L | Annual | Qualifying Generation | TWh | 0 | 0 | 0 | 0 | 0 | 0 | 0
MD Healthy Air Act - Constellation NOx Cap Sum 4.1 | 710 | 7328 | Rate Constraint in MTons | FALSE | L | Annual | Rate | lb/MWh | 0 | 0 | 0 | 0 | 0 | 0 | 0
MD Healthy Air Act - Constellation NOx Cap Sum 4.1 | 710 | 7328 | Rate Constraint in MTons | FALSE | L | Annual | Constraint Shadow Price | US2022$/Ton | 0 | 0 | 0 | 0 | 0 | 0 | 0
MD Healthy Air Act - Constellation SO2 Cap Ann 4.1 | 711 | 7326 | Rate Constraint in MTons | FALSE | L | Annual | Seasons Included | Seasons | Winter, Spring, Summer, Fall | Winter, Spring, Summer, Fall | Winter, Spring, Summer, Fall | Winter, Spring, Summer, Fall | Winter, Spring, Summer, Fall | Winter, Spring, Summer, Fall | Winter, Spring, Summer, Fall
MD Healthy Air Act - Constellation SO2 Cap Ann 4.1 | 711 | 7326 | Rate Constraint in MTons | FALSE | L | Annual | Standard SO2 | Thousand Tons | 17.926 | 17.926 | 17.926 | 17.926 | 17.926 | 17.926 | 17.926
MD Healthy Air Act - Constellation SO2 Cap Ann 4.1 | 711 | 7326 | Rate Constraint in MTons | FALSE | L | Annual | Emissions at Affected Plants SO2 | Thousand Tons | 0 | 0 | 0 | 0 | 0 | 0 | 0
MD Healthy Air Act - Constellation SO2 Cap Ann 4.1 | 711 | 7326 | Rate Constraint in MTons | FALSE | L | Annual | Allowances Purchased SO2 | Thousand Tons | 0 | 0 | 0 | 0 | 0 | 0 | 0
MD Healthy Air Act - Constellation SO2 Cap Ann 4.1 | 711 | 7326 | Rate Constraint in MTons | FALSE | L | Annual | Allowances Sold SO2 | Thousand Tons | 0 | 0 | 0 | 0 | 0 | 0 | 0
MD Healthy Air Act - Constellation SO2 Cap Ann 4.1 | 711 | 7326 | Rate Constraint in MTons | FALSE | L | Annual | Allowances Banked | Thousand Tons | 0 | 0 | 0 | 0 | 0 | 0 | 0
MD Healthy Air Act - Constellation SO2 Cap Ann 4.1 | 711 | 7326 | Rate Constraint in MTons | FALSE | L | Annual | Allowances Withdrawn (1:1) | Thousand Tons | 0 | 0 | 0 | 0 | 0 | 0 | 0
MD Healthy Air Act - Constellation SO2 Cap Ann 4.1 | 711 | 7326 | Rate Constraint in MTons | FALSE | L | Annual | Allowances Withdrawn (n:1) | Thousand Tons | 0 | 0 | 0 | 0 | 0 | 0 | 0
MD Healthy Air Act - Constellation SO2 Cap Ann 4.1 | 711 | 7326 | Rate Constraint in MTons | FALSE | L | Annual | Net Emissions Allowance Position | Thousand Tons | 0 | 0 | 0 | 0 | 0 | 0 | 0
MD Healthy Air Act - Constellation SO2 Cap Ann 4.1 | 711 | 7326 | Rate Constraint in MTons | FALSE | L | Annual | Fuel Consumed | TBtu | 0 | 0 | 0 | 0 | 0 | 0 | 0
MD Healthy Air Act - Constellation SO2 Cap Ann 4.1 | 711 | 7326 | Rate Constraint in MTons | FALSE | L | Annual | Rate | lb/MMBtu | 0 | 0 | 0 | 0 | 0 | 0 | 0
MD Healthy Air Act - Constellation SO2 Cap Ann 4.1 | 711 | 7326 | Rate Constraint in MTons | FALSE | L | Annual | Generation | TWh | 0 | 0 | 0 | 0 | 0 | 0 | 0
MD Healthy Air Act - Constellation SO2 Cap Ann 4.1 | 711 | 7326 | Rate Constraint in MTons | FALSE | L | Annual | Qualifying Generation | TWh | 0 | 0 | 0 | 0 | 0 | 0 | 0
MD Healthy Air Act - Constellation SO2 Cap Ann 4.1 | 711 | 7326 | Rate Constraint in MTons | FALSE | L | Annual | Rate | lb/MWh | 0 | 0 | 0 | 0 | 0 | 0 | 0
MD Healthy Air Act - Constellation SO2 Cap Ann 4.1 | 711 | 7326 | Rate Constraint in MTons | FALSE | L | Annual | Constraint Shadow Price | US2022$/Ton | 0 | 0 | 0 | 0 | 0 | 0 | 0
MD Healthy Air Act - MER Removal Annual v3.1 | 712 | 7332 | MACT Fuel Choice Floor in lbs/MMBtu | FALSE | L | Annual | Seasons Included | Seasons | Winter, Spring, Summer, Fall | Winter, Spring, Summer, Fall | Winter, Spring, Summer, Fall | Winter, Spring, Summer, Fall | Winter, Spring, Summer, Fall | Winter, Spring, Summer, Fall | Winter, Spring, Summer, Fall
MD Healthy Air Act - MER Removal Annual v3.1 | 712 | 7332 | MACT Fuel Choice Floor in lbs/MMBtu | FALSE | L | Annual | Emission Floor | lbs/MMBtu | 0 | 0 | 0 | 0 | 0 | 0 | 0
MD Healthy Air Act - MER Removal Annual v3.1 | 712 | 7332 | MACT Fuel Choice Floor in lbs/MMBtu | FALSE | L | Annual | Emissions at Affected Plants MER | lbs | 0 | 0 | 0 | 0 | 0 | 0 | 0
MD Healthy Air Act - MER Removal Annual v3.1 | 712 | 7332 | MACT Fuel Choice Floor in lbs/MMBtu | FALSE | L | Annual | Allowances Purchased MER | lbs | 0 | 0 | 0 | 0 | 0 | 0 | 0
MD Healthy Air Act - MER Removal Annual v3.1 | 712 | 7332 | MACT Fuel Choice Floor in lbs/MMBtu | FALSE | L | Annual | Allowances Sold MER | lbs | 0 | 0 | 0 | 0 | 0 | 0 | 0
MD Healthy Air Act - MER Removal Annual v3.1 | 712 | 7332 | MACT Fuel Choice Floor in lbs/MMBtu | FALSE | L | Annual | Allowances Banked | lbs | 0 | 0 | 0 | 0 | 0 | 0 | 0
MD Healthy Air Act - MER Removal Annual v3.1 | 712 | 7332 | MACT Fuel Choice Floor in lbs/MMBtu | FALSE | L | Annual | Allowances Withdrawn (1:1) | lbs | 0 | 0 | 0 | 0 | 0 | 0 | 0
MD Healthy Air Act - MER Removal Annual v3.1 | 712 | 7332 | MACT Fuel Choice Floor in lbs/MMBtu | FALSE | L | Annual | Allowances Withdrawn (n:1) | lbs | 0 | 0 | 0 | 0 | 0 | 0 | 0
MD Healthy Air Act - MER Removal Annual v3.1 | 712 | 7332 | MACT Fuel Choice Floor in lbs/MMBtu | FALSE | L | Annual | Net Emissions Allowance Position | lbs | 0 | 0 | 0 | 0 | 0 | 0 | 0
MD Healthy Air Act - MER Removal Annual v3.1 | 712 | 7332 | MACT Fuel Choice Floor in lbs/MMBtu | FALSE | L | Annual | Fuel Consumed | TBtu | 0 | 0 | 0 | 0 | 0 | 0 | 0
MD Healthy Air Act - MER Removal Annual v3.1 | 712 | 7332 | MACT Fuel Choice Floor in lbs/MMBtu | FALSE | L | Annual | Rate | lb/MMBtu | 0 | 0 | 0 | 0 | 0 | 0 | 0
MD Healthy Air Act - MER Removal Annual v3.1 | 712 | 7332 | MACT Fuel Choice Floor in lbs/MMBtu | FALSE | L | Annual | Generation | TWh | 0 | 0 | 0 | 0 | 0 | 0 | 0
MD Healthy Air Act - MER Removal Annual v3.1 | 712 | 7332 | MACT Fuel Choice Floor in lbs/MMBtu | FALSE | L | Annual | Qualifying Generation | TWh | 0 | 0 | 0 | 0 | 0 | 0 | 0
MD Healthy Air Act - MER Removal Annual v3.1 | 712 | 7332 | MACT Fuel Choice Floor in lbs/MMBtu | FALSE | L | Annual | Constraint Shadow Price | US2022$/Lb | 0 | 0 | 0 | 0 | 0 | 0 | 0
ME Fac. Spec. - NOX 0.15 Rate Annual v3.1, Unit 2403 and retrofits | 713 | 7323 | Rate Constraint in lbs/MMBtu | FALSE | L | Annual | Seasons Included | Seasons | Winter, Spring, Summer, Fall | Winter, Spring, Summer, Fall | Winter, Spring, Summer, Fall | Winter, Spring, Summer, Fall | Winter, Spring, Summer, Fall | Winter, Spring, Summer, Fall | Winter, Spring, Summer, Fall
ME Fac. Spec. - NOX 0.15 Rate Annual v3.1, Unit 2403 and retrofits | 713 | 7323 | Rate Constraint in lbs/MMBtu | FALSE | L | Annual | Standard NOX | lb/MMBtu | 0.15 | 0.15 | 0.15 | 0.15 | 0.15 | 0.15 | 0.15
ME Fac. Spec. - NOX 0.15 Rate Annual v3.1, Unit 2403 and retrofits | 713 | 7323 | Rate Constraint in lbs/MMBtu | FALSE | L | Annual | Emissions at Affected Plants NOX | Thousand Tons | 0 | 0 | 0 | 0 | 0 | 0 | 0
ME Fac. Spec. - NOX 0.15 Rate Annual v3.1, Unit 2403 and retrofits | 713 | 7323 | Rate Constraint in lbs/MMBtu | FALSE | L | Annual | Allowances Purchased NOX | Thousand Tons | 0 | 0 | 0 | 0 | 0 | 0 | 0
ME Fac. Spec. - NOX 0.15 Rate Annual v3.1, Unit 2403 and retrofits | 713 | 7323 | Rate Constraint in lbs/MMBtu | FALSE | L | Annual | Allowances Sold NOX | Thousand Tons | 0 | 0 | 0 | 0 | 0 | 0 | 0
ME Fac. Spec. - NOX 0.15 Rate Annual v3.1, Unit 2403 and retrofits | 713 | 7323 | Rate Constraint in lbs/MMBtu | FALSE | L | Annual | Allowances Banked | Thousand Tons | 0 | 0 | 0 | 0 | 0 | 0 | 0
ME Fac. Spec. - NOX 0.15 Rate Annual v3.1, Unit 2403 and retrofits | 713 | 7323 | Rate Constraint in lbs/MMBtu | FALSE | L | Annual | Allowances Withdrawn (1:1) | Thousand Tons | 0 | 0 | 0 | 0 | 0 | 0 | 0
ME Fac. Spec. - NOX 0.15 Rate Annual v3.1, Unit 2403 and retrofits | 713 | 7323 | Rate Constraint in lbs/MMBtu | FALSE | L | Annual | Allowances Withdrawn (n:1) | Thousand Tons | 0 | 0 | 0 | 0 | 0 | 0 | 0
ME Fac. Spec. - NOX 0.15 Rate Annual v3.1, Unit 2403 and retrofits | 713 | 7323 | Rate Constraint in lbs/MMBtu | FALSE | L | Annual | Net Emissions Allowance Position | Thousand Tons | 0 | 0 | 0 | 0 | 0 | 0 | 0
ME Fac. Spec. - NOX 0.15 Rate Annual v3.1, Unit 2403 and retrofits | 713 | 7323 | Rate Constraint in lbs/MMBtu | FALSE | L | Annual | Fuel Consumed | TBtu | 0 | 0 | 0 | 0 | 0 | 0 | 0
ME Fac. Spec. - NOX 0.15 Rate Annual v3.1, Unit 2403 and retrofits | 713 | 7323 | Rate Constraint in lbs/MMBtu | FALSE | L | Annual | Rate | lb/MMBtu | 0 | 0 | 0 | 0 | 0 | 0 | 0
ME Fac. Spec. - NOX 0.15 Rate Annual v3.1, Unit 2403 and retrofits | 713 | 7323 | Rate Constraint in lbs/MMBtu | FALSE | L | Annual | Generation | TWh | 0 | 0 | 0 | 0 | 0 | 0 | 0
ME Fac. Spec. - NOX 0.15 Rate Annual v3.1, Unit 2403 and retrofits | 713 | 7323 | Rate Constraint in lbs/MMBtu | FALSE | L | Annual | Qualifying Generation | TWh | 0 | 0 | 0 | 0 | 0 | 0 | 0
ME Fac. Spec. - NOX 0.15 Rate Annual v3.1, Unit 2403 and retrofits | 713 | 7323 | Rate Constraint in lbs/MMBtu | FALSE | L | Annual | Rate | lb/MWh | 0 | 0 | 0 | 0 | 0 | 0 | 0
ME Fac. Spec. - NOX 0.15 Rate Annual v3.1, Unit 2403 and retrofits | 713 | 7323 | Rate Constraint in lbs/MMBtu | FALSE | L | Annual | Constraint Shadow Price | US2022$/Ton | 0 | 0 | 0 | 0 | 0 | 0 | 0
ME Fac. Spec. - NOX 0.15 Rate Annual v3.1, Unit 2404 and retrofits | 714 | 7323 | Rate Constraint in lbs/MMBtu | FALSE | L | Annual | Seasons Included | Seasons | Winter, Spring, Summer, Fall | Winter, Spring, Summer, Fall | Winter, Spring, Summer, Fall | Winter, Spring, Summer, Fall | Winter, Spring, Summer, Fall | Winter, Spring, Summer, Fall | Winter, Spring, Summer, Fall
ME Fac. Spec. - NOX 0.15 Rate Annual v3.1, Unit 2404 and retrofits | 714 | 7323 | Rate Constraint in lbs/MMBtu | FALSE | L | Annual | Standard NOX | lb/MMBtu | 0.15 | 0.15 | 0.15 | 0.15 | 0.15 | 0.15 | 0.15
ME Fac. Spec. - NOX 0.15 Rate Annual v3.1, Unit 2404 and retrofits | 714 | 7323 | Rate Constraint in lbs/MMBtu | FALSE | L | Annual | Emissions at Affected Plants NOX | Thousand Tons | 0 | 0 | 0 | 0 | 0 | 0 | 0
ME Fac. Spec. - NOX 0.15 Rate Annual v3.1, Unit 2404 and retrofits | 714 | 7323 | Rate Constraint in lbs/MMBtu | FALSE | L | Annual | Allowances Purchased NOX | Thousand Tons | 0 | 0 | 0 | 0 | 0 | 0 | 0
ME Fac. Spec. - NOX 0.15 Rate Annual v3.1, Unit 2404 and retrofits | 714 | 7323 | Rate Constraint in lbs/MMBtu | FALSE | L | Annual | Allowances Sold NOX | Thousand Tons | 0 | 0 | 0 | 0 | 0 | 0 | 0
ME Fac. Spec. - NOX 0.15 Rate Annual v3.1, Unit 2404 and retrofits | 714 | 7323 | Rate Constraint in lbs/MMBtu | FALSE | L | Annual | Allowances Banked | Thousand Tons | 0 | 0 | 0 | 0 | 0 | 0 | 0
ME Fac. Spec. - NOX 0.15 Rate Annual v3.1, Unit 2404 and retrofits | 714 | 7323 | Rate Constraint in lbs/MMBtu | FALSE | L | Annual | Allowances Withdrawn (1:1) | Thousand Tons | 0 | 0 | 0 | 0 | 0 | 0 | 0
ME Fac. Spec. - NOX 0.15 Rate Annual v3.1, Unit 2404 and retrofits | 714 | 7323 | Rate Constraint in lbs/MMBtu | FALSE | L | Annual | Allowances Withdrawn (n:1) | Thousand Tons | 0 | 0 | 0 | 0 | 0 | 0 | 0
ME Fac. Spec. - NOX 0.15 Rate Annual v3.1, Unit 2404 and retrofits | 714 | 7323 | Rate Constraint in lbs/MMBtu | FALSE | L | Annual | Net Emissions Allowance Position | Thousand Tons | 0 | 0 | 0 | 0 | 0 | 0 | 0
ME Fac. Spec. - NOX 0.15 Rate Annual v3.1, Unit 2404 and retrofits | 714 | 7323 | Rate Constraint in lbs/MMBtu | FALSE | L | Annual | Fuel Consumed | TBtu | 0 | 0 | 0 | 0 | 0 | 0 | 0
ME Fac. Spec. - NOX 0.15 Rate Annual v3.1, Unit 2404 and retrofits | 714 | 7323 | Rate Constraint in lbs/MMBtu | FALSE | L | Annual | Rate | lb/MMBtu | 0 | 0 | 0 | 0 | 0 | 0 | 0
ME Fac. Spec. - NOX 0.15 Rate Annual v3.1, Unit 2404 and retrofits | 714 | 7323 | Rate Constraint in lbs/MMBtu | FALSE | L | Annual | Generation | TWh | 0 | 0 | 0 | 0 | 0 | 0 | 0
ME Fac. Spec. - NOX 0.15 Rate Annual v3.1, Unit 2404 and retrofits | 714 | 7323 | Rate Constraint in lbs/MMBtu | FALSE | L | Annual | Qualifying Generation | TWh | 0 | 0 | 0 | 0 | 0 | 0 | 0
ME Fac. Spec. - NOX 0.15 Rate Annual v3.1, Unit 2404 and retrofits | 714 | 7323 | Rate Constraint in lbs/MMBtu | FALSE | L | Annual | Rate | lb/MWh | 0 | 0 | 0 | 0 | 0 | 0 | 0
ME Fac. Spec. - NOX 0.15 Rate Annual v3.1, Unit 2404 and retrofits | 714 | 7323 | Rate Constraint in lbs/MMBtu | FALSE | L | Annual | Constraint Shadow Price | US2022$/Ton | 0 | 0 | 0 | 0 | 0 | 0 | 0
ME Fac. Spec. - NOx 0.20 Rate Annual v3.1, Unit 1135 and retrofits | 715 | 7324 | Rate Constraint in lbs/MMBtu | FALSE | L | Annual | Seasons Included | Seasons | Winter, Spring, Summer, Fall | Winter, Spring, Summer, Fall | Winter, Spring, Summer, Fall | Winter, Spring, Summer, Fall | Winter, Spring, Summer, Fall | Winter, Spring, Summer, Fall | Winter, Spring, Summer, Fall
ME Fac. Spec. - NOx 0.20 Rate Annual v3.1, Unit 1135 and retrofits | 715 | 7324 | Rate Constraint in lbs/MMBtu | FALSE | L | Annual | Standard NOX | lb/MMBtu | 0.2 | 0.2 | 0.2 | 0.2 | 0.2 | 0.2 | 0.2
ME Fac. Spec. - NOx 0.20 Rate Annual v3.1, Unit 1135 and retrofits | 715 | 7324 | Rate Constraint in lbs/MMBtu | FALSE | L | Annual | Emissions at Affected Plants NOX | Thousand Tons | 0 | 0 | 0 | 0 | 0 | 0 | 0
ME Fac. Spec. - NOx 0.20 Rate Annual v3.1, Unit 1135 and retrofits | 715 | 7324 | Rate Constraint in lbs/MMBtu | FALSE | L | Annual | Allowances Purchased NOX | Thousand Tons | 0 | 0 | 0 | 0 | 0 | 0 | 0
ME Fac. Spec. - NOx 0.20 Rate Annual v3.1, Unit 1135 and retrofits | 715 | 7324 | Rate Constraint in lbs/MMBtu | FALSE | L | Annual | Allowances Sold NOX | Thousand Tons | 0 | 0 | 0 | 0 | 0 | 0 | 0
ME Fac. Spec. - NOx 0.20 Rate Annual v3.1, Unit 1135 and retrofits | 715 | 7324 | Rate Constraint in lbs/MMBtu | FALSE | L | Annual | Allowances Banked | Thousand Tons | 0 | 0 | 0 | 0 | 0 | 0 | 0
ME Fac. Spec. - NOx 0.20 Rate Annual v3.1, Unit 1135 and retrofits | 715 | 7324 | Rate Constraint in lbs/MMBtu | FALSE | L | Annual | Allowances Withdrawn (1:1) | Thousand Tons | 0 | 0 | 0 | 0 | 0 | 0 | 0
ME Fac. Spec. - NOx 0.20 Rate Annual v3.1, Unit 1135 and retrofits | 715 | 7324 | Rate Constraint in lbs/MMBtu | FALSE | L | Annual | Allowances Withdrawn (n:1) | Thousand Tons | 0 | 0 | 0 | 0 | 0 | 0 | 0
ME Fac. Spec. - NOx 0.20 Rate Annual v3.1, Unit 1135 and retrofits | 715 | 7324 | Rate Constraint in lbs/MMBtu | FALSE | L | Annual | Net Emissions Allowance Position | Thousand Tons | 0 | 0 | 0 | 0 | 0 | 0 | 0
ME Fac. Spec. - NOx 0.20 Rate Annual v3.1, Unit 1135 and retrofits | 715 | 7324 | Rate Constraint in lbs/MMBtu | FALSE | L | Annual | Fuel Consumed | TBtu | 0 | 0 | 0 | 0 | 0 | 0 | 0
ME Fac. Spec. - NOx 0.20 Rate Annual v3.1, Unit 1135 and retrofits | 715 | 7324 | Rate Constraint in lbs/MMBtu | FALSE | L | Annual | Rate | lb/MMBtu | 0 | 0 | 0 | 0 | 0 | 0 | 0
ME Fac. Spec. - NOx 0.20 Rate Annual v3.1, Unit 1135 and retrofits | 715 | 7324 | Rate Constraint in lbs/MMBtu | FALSE | L | Annual | Generation | TWh | 0 | 0 | 0 | 0 | 0 | 0 | 0
ME Fac. Spec. - NOx 0.20 Rate Annual v3.1, Unit 1135 and retrofits | 715 | 7324 | Rate Constraint in lbs/MMBtu | FALSE | L | Annual | Qualifying Generation | TWh | 0 | 0 | 0 | 0 | 0 | 0 | 0
ME Fac. Spec. - NOx 0.20 Rate Annual v3.1, Unit 1135 and retrofits | 715 | 7324 | Rate Constraint in lbs/MMBtu | FALSE | L | Annual | Rate | lb/MWh | 0 | 0 | 0 | 0 | 0 | 0 | 0
ME Fac. Spec. - NOx 0.20 Rate Annual v3.1, Unit 1135 and retrofits | 715 | 7324 | Rate Constraint in lbs/MMBtu | FALSE | L | Annual | Constraint Shadow Price | US2022$/Ton | 0 | 0 | 0 | 0 | 0 | 0 | 0
ME Fac. Spec. - NOx 0.20 Rate Annual v3.1, Unit 1136 and retrofits | 716 | 7324 | Rate Constraint in lbs/MMBtu | FALSE | L | Annual | Seasons Included | Seasons | Winter, Spring, Summer, Fall | Winter, Spring, Summer, Fall | Winter, Spring, Summer, Fall | Winter, Spring, Summer, Fall | Winter, Spring, Summer, Fall | Winter, Spring, Summer, Fall | Winter, Spring, Summer, Fall
ME Fac. Spec. - NOx 0.20 Rate Annual v3.1, Unit 1136 and retrofits | 716 | 7324 | Rate Constraint in lbs/MMBtu | FALSE | L | Annual | Standard NOX | lb/MMBtu | 0.2 | 0.2 | 0.2 | 0.2 | 0.2 | 0.2 | 0.2
ME Fac. Spec. - NOx 0.20 Rate Annual v3.1, Unit 1136 and retrofits | 716 | 7324 | Rate Constraint in lbs/MMBtu | FALSE | L | Annual | Emissions at Affected Plants NOX | Thousand Tons | 0 | 0 | 0 | 0 | 0 | 0 | 0
ME Fac. Spec. - NOx 0.20 Rate Annual v3.1, Unit 1136 and retrofits | 716 | 7324 | Rate Constraint in lbs/MMBtu | FALSE | L | Annual | Allowances Purchased NOX | Thousand Tons | 0 | 0 | 0 | 0 | 0 | 0 | 0
ME Fac. Spec. - NOx 0.20 Rate Annual v3.1, Unit 1136 and retrofits | 716 | 7324 | Rate Constraint in lbs/MMBtu | FALSE | L | Annual | Allowances Sold NOX | Thousand Tons | 0 | 0 | 0 | 0 | 0 | 0 | 0
ME Fac. Spec. - NOx 0.20 Rate Annual v3.1, Unit 1136 and retrofits | 716 | 7324 | Rate Constraint in lbs/MMBtu | FALSE | L | Annual | Allowances Banked | Thousand Tons | 0 | 0 | 0 | 0 | 0 | 0 | 0
ME Fac. Spec. - NOx 0.20 Rate Annual v3.1, Unit 1136 and retrofits | 716 | 7324 | Rate Constraint in lbs/MMBtu | FALSE | L | Annual | Allowances Withdrawn (1:1) | Thousand Tons | 0 | 0 | 0 | 0 | 0 | 0 | 0
ME Fac. Spec. - NOx 0.20 Rate Annual v3.1, Unit 1136 and retrofits | 716 | 7324 | Rate Constraint in lbs/MMBtu | FALSE | L | Annual | Allowances Withdrawn (n:1) | Thousand Tons | 0 | 0 | 0 | 0 | 0 | 0 | 0
ME Fac. Spec. - NOx 0.20 Rate Annual v3.1, Unit 1136 and retrofits | 716 | 7324 | Rate Constraint in lbs/MMBtu | FALSE | L | Annual | Net Emissions Allowance Position | Thousand Tons | 0 | 0 | 0 | 0 | 0 | 0 | 0
ME Fac. Spec. - NOx 0.20 Rate Annual v3.1, Unit 1136 and retrofits | 716 | 7324 | Rate Constraint in lbs/MMBtu | FALSE | L | Annual | Fuel Consumed | TBtu | 0 | 0 | 0 | 0 | 0 | 0 | 0
ME Fac. Spec. - NOx 0.20 Rate Annual v3.1, Unit 1136 and retrofits | 716 | 7324 | Rate Constraint in lbs/MMBtu | FALSE | L | Annual | Rate | lb/MMBtu | 0 | 0 | 0 | 0 | 0 | 0 | 0
ME Fac. Spec. - NOx 0.20 Rate Annual v3.1, Unit 1136 and retrofits | 716 | 7324 | Rate Constraint in lbs/MMBtu | FALSE | L | Annual | Generation | TWh | 0 | 0 | 0 | 0 | 0 | 0 | 0
ME Fac. Spec. - NOx 0.20 Rate Annual v3.1, Unit 1136 and retrofits | 716 | 7324 | Rate Constraint in lbs/MMBtu | FALSE | L | Annual | Qualifying Generation | TWh | 0 | 0 | 0 | 0 | 0 | 0 | 0
ME Fac. Spec. - NOx 0.20 Rate Annual v3.1, Unit 1136 and retrofits | 716 | 7324 | Rate Constraint in lbs/MMBtu | FALSE | L | Annual | Rate | lb/MWh | 0 | 0 | 0 | 0 | 0 | 0 | 0
ME Fac. Spec. - NOx 0.20 Rate Annual v3.1, Unit 1136 and retrofits | 716 | 7324 | Rate Constraint in lbs/MMBtu | FALSE | L | Annual | Constraint Shadow Price | US2022$/Ton | 0 | 0 | 0 | 0 | 0 | 0 | 0
ME Mercury Cap Annual v3.1 | 717 | 7325 | Rate Constraint in MTons | FALSE | L | Annual | Seasons Included | Seasons | Winter, Spring, Summer, Fall | Winter, Spring, Summer, Fall | Winter, Spring, Summer, Fall | Winter, Spring, Summer, Fall | Winter, Spring, Summer, Fall | Winter, Spring, Summer, Fall | Winter, Spring, Summer, Fall
ME Mercury Cap Annual v3.1 | 717 | 7325 | Rate Constraint in MTons | FALSE | L | Annual | Standard MER | lbs | 26 | 26 | 26 | 26 | 26 | 26 | 26
ME Mercury Cap Annual v3.1 | 717 | 7325 | Rate Constraint in MTons | FALSE | L | Annual | Emissions at Affected Plants MER | lbs | 0 | 0 | 0 | 0 | 0 | 0 | 0
ME Mercury Cap Annual v3.1 | 717 | 7325 | Rate Constraint in MTons | FALSE | L | Annual | Allowances Purchased MER | lbs | 0 | 0 | 0 | 0 | 0 | 0 | 0
ME Mercury Cap Annual v3.1 | 717 | 7325 | Rate Constraint in MTons | FALSE | L | Annual | Allowances Sold MER | lbs | 0 | 0 | 0 | 0 | 0 | 0 | 0
ME Mercury Cap Annual v3.1 | 717 | 7325 | Rate Constraint in MTons | FALSE | L | Annual | Allowances Banked | lbs | 0 | 0 | 0 | 0 | 0 | 0 | 0
ME Mercury Cap Annual v3.1 | 717 | 7325 | Rate Constraint in MTons | FALSE | L | Annual | Allowances Withdrawn (1:1) | lbs | 0 | 0 | 0 | 0 | 0 | 0 | 0
ME Mercury Cap Annual v3.1 | 717 | 7325 | Rate Constraint in MTons | FALSE | L | Annual | Allowances Withdrawn (n:1) | lbs | 0 | 0 | 0 | 0 | 0 | 0 | 0
ME Mercury Cap Annual v3.1 | 717 | 7325 | Rate Constraint in MTons | FALSE | L | Annual | Net Emissions Allowance Position | lbs | 0 | 0 | 0 | 0 | 0 | 0 | 0
ME Mercury Cap Annual v3.1 | 717 | 7325 | Rate Constraint in MTons | FALSE | L | Annual | Fuel Consumed | TBtu | 0 | 0 | 0 | 0 | 0 | 0 | 0
ME Mercury Cap Annual v3.1 | 717 | 7325 | Rate Constraint in MTons | FALSE | L | Annual | Rate | lb/MMBtu | 0 | 0 | 0 | 0 | 0 | 0 | 0
ME Mercury Cap Annual v3.1 | 717 | 7325 | Rate Constraint in MTons | FALSE | L | Annual | Generation | TWh | 0 | 0 | 0 | 0 | 0 | 0 | 0
ME Mercury Cap Annual v3.1 | 717 | 7325 | Rate Constraint in MTons | FALSE | L | Annual | Qualifying Generation | TWh | 0 | 0 | 0 | 0 | 0 | 0 | 0
ME Mercury Cap Annual v3.1 | 717 | 7325 | Rate Constraint in MTons | FALSE | L | Annual | Rate | lb/MWh | 0 | 0 | 0 | 0 | 0 | 0 | 0
ME Mercury Cap Annual v3.1 | 717 | 7325 | Rate Constraint in MTons | FALSE | L | Annual | Constraint Shadow Price | US2022$/Lb | 0 | 0 | 0 | 0 | 0 | 0 | 0
MI Hg Rule - MER Annual Reduction v4.10 | 718 | 7336 | MACT Fuel Choice Floor in lbs/MMBtu | FALSE | L | Annual | Seasons Included | Seasons | Winter, Spring, Summer, Fall | Winter, Spring, Summer, Fall | Winter, Spring, Summer, Fall | Winter, Spring, Summer, Fall | Winter, Spring, Summer, Fall | Winter, Spring, Summer, Fall | Winter, Spring, Summer, Fall
MI Hg Rule - MER Annual Reduction v4.10 | 718 | 7336 | MACT Fuel Choice Floor in lbs/MMBtu | FALSE | L | Annual | Emission Floor | lbs/MMBtu | 8.07e-07 | 8.07e-07 | 8.07e-07 | 8.07e-07 | 8.07e-07 | 8.07e-07 | 8.07e-07
MI Hg Rule - MER Annual Reduction v4.10 | 718 | 7336 | MACT Fuel Choice Floor in lbs/MMBtu | FALSE | L | Annual | Emissions at Affected Plants MER | lbs | 17.2036 | 0 | 0 | 0 | 0 | 0 | 0
MI Hg Rule - MER Annual Reduction v4.10 | 718 | 7336 | MACT Fuel Choice Floor in lbs/MMBtu | FALSE | L | Annual | Allowances Purchased MER | lbs | 0 | 0 | 0 | 0 | 0 | 0 | 0
MI Hg Rule - MER Annual Reduction v4.10 | 718 | 7336 | MACT Fuel Choice Floor in lbs/MMBtu | FALSE | L | Annual | Allowances Sold MER | lbs | 0 | 0 | 0 | 0 | 0 | 0 | 0
MI Hg Rule - MER Annual Reduction v4.10 | 718 | 7336 | MACT Fuel Choice Floor in lbs/MMBtu | FALSE | L | Annual | Allowances Banked | lbs | 0 | 0 | 0 | 0 | 0 | 0 | 0
MI Hg Rule - MER Annual Reduction v4.10 | 718 | 7336 | MACT Fuel Choice Floor in lbs/MMBtu | FALSE | L | Annual | Allowances Withdrawn (1:1) | lbs | 0 | 0 | 0 | 0 | 0 | 0 | 0
MI Hg Rule - MER Annual Reduction v4.10 | 718 | 7336 | MACT Fuel Choice Floor in lbs/MMBtu | FALSE | L | Annual | Allowances Withdrawn (n:1) | lbs | 0 | 0 | 0 | 0 | 0 | 0 | 0
MI Hg Rule - MER Annual Reduction v4.10 | 718 | 7336 | MACT Fuel Choice Floor in lbs/MMBtu | FALSE | L | Annual | Net Emissions Allowance Position | lbs | 17.2036 | 0 | 0 | 0 | 0 | 0 | 0
MI Hg Rule - MER Annual Reduction v4.10 | 718 | 7336 | MACT Fuel Choice Floor in lbs/MMBtu | FALSE | L | Annual | Fuel Consumed | TBtu | 92.2541 | 0 | 0 | 0 | 0 | 0 | 0
MI Hg Rule - MER Annual Reduction v4.10 | 718 | 7336 | MACT Fuel Choice Floor in lbs/MMBtu | FALSE | L | Annual | Rate | lb/MMBtu | 1.8648e-07 | 0 | 0 | 0 | 0 | 0 | 0
MI Hg Rule - MER Annual Reduction v4.10 | 718 | 7336 | MACT Fuel Choice Floor in lbs/MMBtu | FALSE | L | Annual | Generation | TWh | 9.0738 | 0 | 0 | 0 | 0 | 0 | 0
MI Hg Rule - MER Annual Reduction v4.10 | 718 | 7336 | MACT Fuel Choice Floor in lbs/MMBtu | FALSE | L | Annual | Qualifying Generation | TWh | 9.0738 | 0 | 0 | 0 | 0 | 0 | 0
MI Hg Rule - MER Annual Reduction v4.10 | 718 | 7336 | MACT Fuel Choice Floor in lbs/MMBtu | FALSE | L | Annual | Constraint Shadow Price | US2022$/Lb | 0 | 0 | 0 | 0 | 0 | 0 | 0
MN Hg Emis Red Act - MER Removal Annual v3.1 | 719 | 7337 | MACT Fuel Choice Floor in lbs/MMBtu | FALSE | L | Annual | Seasons Included | Seasons | Winter, Spring, Summer, Fall | Winter, Spring, Summer, Fall | Winter, Spring, Summer, Fall | Winter, Spring, Summer, Fall | Winter, Spring, Summer, Fall | Winter, Spring, Summer, Fall | Winter, Spring, Summer, Fall
MN Hg Emis Red Act - MER Removal Annual v3.1 | 719 | 7337 | MACT Fuel Choice Floor in lbs/MMBtu | FALSE | L | Annual | Emission Floor | lbs/MMBtu | 0 | 0 | 0 | 0 | 0 | 0 | 0
MN Hg Emis Red Act - MER Removal Annual v3.1 | 719 | 7337 | MACT Fuel Choice Floor in lbs/MMBtu | FALSE | L | Annual | Emissions at Affected Plants MER | lbs | 41.0636 | 27.5432 | 0 | 0 | 0 | 0 | 0
MN Hg Emis Red Act - MER Removal Annual v3.1 | 719 | 7337 | MACT Fuel Choice Floor in lbs/MMBtu | FALSE | L | Annual | Allowances Purchased MER | lbs | 0 | 0 | 0 | 0 | 0 | 0 | 0
MN Hg Emis Red Act - MER Removal Annual v3.1 | 719 | 7337 | MACT Fuel Choice Floor in lbs/MMBtu | FALSE | L | Annual | Allowances Sold MER | lbs | 0 | 0 | 0 | 0 | 0 | 0 | 0
MN Hg Emis Red Act - MER Removal Annual v3.1 | 719 | 7337 | MACT Fuel Choice Floor in lbs/MMBtu | FALSE | L | Annual | Allowances Banked | lbs | 0 | 0 | 0 | 0 | 0 | 0 | 0
MN Hg Emis Red Act - MER Removal Annual v3.1 | 719 | 7337 | MACT Fuel Choice Floor in lbs/MMBtu | FALSE | L | Annual | Allowances Withdrawn (1:1) | lbs | 0 | 0 | 0 | 0 | 0 | 0 | 0
MN Hg Emis Red Act - MER Removal Annual v3.1 | 719 | 7337 | MACT Fuel Choice Floor in lbs/MMBtu | FALSE | L | Annual | Allowances Withdrawn (n:1) | lbs | 0 | 0 | 0 | 0 | 0 | 0 | 0
MN Hg Emis Red Act - MER Removal Annual v3.1 | 719 | 7337 | MACT Fuel Choice Floor in lbs/MMBtu | FALSE | L | Annual | Net Emissions Allowance Position | lbs | 41.0636 | 27.5432 | 0 | 0 | 0 | 0 | 0
MN Hg Emis Red Act - MER Removal Annual v3.1 | 719 | 7337 | MACT Fuel Choice Floor in lbs/MMBtu | FALSE | L | Annual | Fuel Consumed | TBtu | 78.5212 | 55.7178 | 0 | 0 | 0 | 0 | 0
MN Hg Emis Red Act - MER Removal Annual v3.1 | 719 | 7337 | MACT Fuel Choice Floor in lbs/MMBtu | FALSE | L | Annual | Rate | lb/MMBtu | 5.2296e-07 | 4.9433e-07 | 0 | 0 | 0 | 0 | 0
MN Hg Emis Red Act - MER Removal Annual v3.1 | 719 | 7337 | MACT Fuel Choice Floor in lbs/MMBtu | FALSE | L | Annual | Generation | TWh | 7.9156 | 5.5618 | 0 | 0 | 0 | 0 | 0
MN Hg Emis Red Act - MER Removal Annual v3.1 | 719 | 7337 | MACT Fuel Choice Floor in lbs/MMBtu | FALSE | L | Annual | Qualifying Generation | TWh | 7.9156 | 5.5618 | 0 | 0 | 0 | 0 | 0
MN Hg Emis Red Act - MER Removal Annual v3.1 | 719 | 7337 | MACT Fuel Choice Floor in lbs/MMBtu | FALSE | L | Annual | Constraint Shadow Price | US2022$/Lb | 0 | 0 | 0 | 0 | 0 | 0 | 0
MT Hg Rate Lignite Annual v3.1 | 720 | 7342 | Rate Constraint in lbs/MMBtu | FALSE | L | Annual | Seasons Included | Seasons | Winter, Spring, Summer, Fall | Winter, Spring, Summer, Fall | Winter, Spring, Summer, Fall | Winter, Spring, Summer, Fall | Winter, Spring, Summer, Fall | Winter, Spring, Summer, Fall | Winter, Spring, Summer, Fall
MT Hg Rate Lignite Annual v3.1 | 720 | 7342 | Rate Constraint in lbs/MMBtu | FALSE | L | Annual | Standard MER | lb/MMBtu | 1.5e-06 | 1.5e-06 | 1.5e-06 | 1.5e-06 | 1.5e-06 | 1.5e-06 | 1.5e-06
MT Hg Rate Lignite Annual v3.1 | 720 | 7342 | Rate Constraint in lbs/MMBtu | FALSE | L | Annual | Emissions at Affected Plants MER | lbs | 0 | 0 | 0 | 0 | 0 | 0 | 0
MT Hg Rate Lignite Annual v3.1 | 720 | 7342 | Rate Constraint in lbs/MMBtu | FALSE | L | Annual | Allowances Purchased MER | lbs | 0 | 0 | 0 | 0 | 0 | 0 | 0
MT Hg Rate Lignite Annual v3.1 | 720 | 7342 | Rate Constraint in lbs/MMBtu | FALSE | L | Annual | Allowances Sold MER | lbs | 0 | 0 | 0 | 0 | 0 | 0 | 0
MT Hg Rate Lignite Annual v3.1 | 720 | 7342 | Rate Constraint in lbs/MMBtu | FALSE | L | Annual | Allowances Banked | lbs | 0 | 0 | 0 | 0 | 0 | 0 | 0
MT Hg Rate Lignite Annual v3.1 | 720 | 7342 | Rate Constraint in lbs/MMBtu | FALSE | L | Annual | Allowances Withdrawn (1:1) | lbs | 0 | 0 | 0 | 0 | 0 | 0 | 0
MT Hg Rate Lignite Annual v3.1 | 720 | 7342 | Rate Constraint in lbs/MMBtu | FALSE | L | Annual | Allowances Withdrawn (n:1) | lbs | 0 | 0 | 0 | 0 | 0 | 0 | 0
MT Hg Rate Lignite Annual v3.1 | 720 | 7342 | Rate Constraint in lbs/MMBtu | FALSE | L | Annual | Net Emissions Allowance Position | lbs | 0 | 0 | 0 | 0 | 0 | 0 | 0
MT Hg Rate Lignite Annual v3.1 | 720 | 7342 | Rate Constraint in lbs/MMBtu | FALSE | L | Annual | Fuel Consumed | TBtu | 0 | 0 | 0 | 0 | 0 | 0 | 0
MT Hg Rate Lignite Annual v3.1 | 720 | 7342 | Rate Constraint in lbs/MMBtu | FALSE | L | Annual | Rate | lb/MMBtu | 0 | 0 | 0 | 0 | 0 | 0 | 0
MT Hg Rate Lignite Annual v3.1 | 720 | 7342 | Rate Constraint in lbs/MMBtu | FALSE | L | Annual | Generation | TWh | 0 | 0 | 0 | 0 | 0 | 0 | 0
MT Hg Rate Lignite Annual v3.1 | 720 | 7342 | Rate Constraint in lbs/MMBtu | FALSE | L | Annual | Qualifying Generation | TWh | 0 | 0 | 0 | 0 | 0 | 0 | 0
MT Hg Rate Lignite Annual v3.1 | 720 | 7342 | Rate Constraint in lbs/MMBtu | FALSE | L | Annual | Rate | lb/MWh | 0 | 0 | 0 | 0 | 0 | 0 | 0
MT Hg Rate Lignite Annual v3.1 | 720 | 7342 | Rate Constraint in lbs/MMBtu | FALSE | L | Annual | Constraint Shadow Price | US2022$/Lb | 0 | 0 | 0 | 0 | 0 | 0 | 0
MT Hg Rate Non Lignite Annual v3.1 | 721 | 7341 | Rate Constraint in lbs/MMBtu | FALSE | L | Annual | Seasons Included | Seasons | Winter, Spring, Summer, Fall | Winter, Spring, Summer, Fall | Winter, Spring, Summer, Fall | Winter, Spring, Summer, Fall | Winter, Spring, Summer, Fall | Winter, Spring, Summer, Fall | Winter, Spring, Summer, Fall
MT Hg Rate Non Lignite Annual v3.1 | 721 | 7341 | Rate Constraint in lbs/MMBtu | FALSE | L | Annual | Standard MER | lb/MMBtu | 9e-07 | 9e-07 | 9e-07 | 9e-07 | 9e-07 | 9e-07 | 9e-07
MT Hg Rate Non Lignite Annual v3.1 | 721 | 7341 | Rate Constraint in lbs/MMBtu | FALSE | L | Annual | Emissions at Affected Plants MER | lbs | 56.7028 | 59.0218 | 57.3509 | 59.2273 | 0.14302 | 0.14302 | 0.15466
MT Hg Rate Non Lignite Annual v3.1 | 721 | 7341 | Rate Constraint in lbs/MMBtu | FALSE | L | Annual | Allowances Purchased MER | lbs | 0 | 0 | 0 | 0 | 0 | 0 | 0
MT Hg Rate Non Lignite Annual v3.1 | 721 | 7341 | Rate Constraint in lbs/MMBtu | FALSE | L | Annual | Allowances Sold MER | lbs | 0 | 0 | 0 | 0 | 0 | 0 | 0
MT Hg Rate Non Lignite Annual v3.1 | 721 | 7341 | Rate Constraint in lbs/MMBtu | FALSE | L | Annual | Allowances Banked | lbs | 51.489 | 53.36 | 53.5037 | 48.6035 | 0.11737 | 0.37776 | 0
MT Hg Rate Non Lignite Annual v3.1 | 721 | 7341 | Rate Constraint in lbs/MMBtu | FALSE | L | Annual | Allowances Withdrawn (1:1) | lbs | 0 | 0 | 0 | 0 | 0 | -0.26039 | 0
MT Hg Rate Non Lignite Annual v3.1 | 721 | 7341 | Rate Constraint in lbs/MMBtu | FALSE | L | Annual | Allowances Withdrawn (n:1) | lbs | 0 | 0 | 0 | 0 | 0 | 0 | 0
MT Hg Rate Non Lignite Annual v3.1 | 721 | 7341 | Rate Constraint in lbs/MMBtu | FALSE | L | Annual | Net Emissions Allowance Position | lbs | 108.1918 | 112.3818 | 110.8546 | 107.8308 | 0.26039 | 0.26039 | 0.15466
MT Hg Rate Non Lignite Annual v3.1 | 721 | 7341 | Rate Constraint in lbs/MMBtu | FALSE | L | Annual | Fuel Consumed | TBtu | 120.2133 | 124.8686 | 123.1719 | 119.8123 | 0.28933 | 0.28933 | 0.31287
MT Hg Rate Non Lignite Annual v3.1 | 721 | 7341 | Rate Constraint in lbs/MMBtu | FALSE | L | Annual | Rate | lb/MMBtu | 4.7168e-07 | 4.7267e-07 | 4.6562e-07 | 4.9433e-07 | 4.9433e-07 | 4.9433e-07 | 4.9433e-07
MT Hg Rate Non Lignite Annual v3.1 | 721 | 7341 | Rate Constraint in lbs/MMBtu | FALSE | L | Annual | Generation | TWh | 11.0143 | 11.3788 | 7.4375 | 7.1191 | 0.017459 | 0.017459 | 0.01888
MT Hg Rate Non Lignite Annual v3.1 | 721 | 7341 | Rate Constraint in lbs/MMBtu | FALSE | L | Annual | Qualifying Generation | TWh | 11.0143 | 11.3788 | 7.4375 | 7.1191 | 0.017459 | 0.017459 | 0.01888
MT Hg Rate Non Lignite Annual v3.1 | 721 | 7341 | Rate Constraint in lbs/MMBtu | FALSE | L | Annual | Rate | lb/MWh | 5.1481e-06 | 5.187e-06 | 7.7111e-06 | 8.3195e-06 | 8.1919e-06 | 8.1919e-06 | 8.1919e-06
MT Hg Rate Non Lignite Annual v3.1 | 721 | 7341 | Rate Constraint in lbs/MMBtu | FALSE | L | Annual | Constraint Shadow Price | US2022$/Lb | 0 | 0 | 0 | 0 | 0 | 0 | 0
NC - CO2 Cap Annual v6.21 | 722 | 7737 | Rate Constraint in MTons | FALSE | L | Annual | Seasons Included | Seasons | Winter, Spring, Summer, Fall | Winter, Spring, Summer, Fall | Winter, Spring, Summer, Fall | Winter, Spring, Summer, Fall | Winter, Spring, Summer, Fall | Winter, Spring, Summer, Fall | Winter, Spring, Summer, Fall
NC - CO2 Cap Annual v6.21 | 722 | 7737 | Rate Constraint in MTons | FALSE | L | Annual | Standard CO2 | Thousand Tons | NA | 24956.762 | 24956.762 | 24956.762 | 24956.762 | 24956.762 | 24956.762
NC - CO2 Cap Annual v6.21 | 722 | 7737 | Rate Constraint in MTons | FALSE | L | Annual | Emissions at Affected Plants CO2 | Thousand Tons | 0 | 24956.762 | 22267.5059 | 20743.5633 | 18796.9704 | 24956.762 | 24956.762
NC - CO2 Cap Annual v6.21 | 722 | 7737 | Rate Constraint in MTons | FALSE | L | Annual | Allowances Purchased CO2 | Thousand Tons | 0 | 0 | 0 | 0 | 0 | 0 | 0
NC - CO2 Cap Annual v6.21 | 722 | 7737 | Rate Constraint in MTons | FALSE | L | Annual | Allowances Sold CO2 | Thousand Tons | 0 | 0 | 0 | 0 | 0 | 0 | 0
NC - CO2 Cap Annual v6.21 | 722 | 7737 | Rate Constraint in MTons | FALSE | L | Annual | Allowances Banked | Thousand Tons | 0 | 0 | 0 | 0 | 0 | 0 | 0
NC - CO2 Cap Annual v6.21 | 722 | 7737 | Rate Constraint in MTons | FALSE | L | Annual | Allowances Withdrawn (1:1) | Thousand Tons | 0 | 0 | 0 | 0 | 0 | 0 | 0
NC - CO2 Cap Annual v6.21 | 722 | 7737 | Rate Constraint in MTons | FALSE | L | Annual | Allowances Withdrawn (n:1) | Thousand Tons | 0 | 0 | 0 | 0 | 0 | 0 | 0
NC - CO2 Cap Annual v6.21 | 722 | 7737 | Rate Constraint in MTons | FALSE | L | Annual | Net Emissions Allowance Position | Thousand Tons | 0 | 24956.762 | 22267.5059 | 20743.5633 | 18796.9704 | 24956.762 | 24956.762
NC - CO2 Cap Annual v6.21 | 722 | 7737 | Rate Constraint in MTons | FALSE | L | Annual | Fuel Consumed | TBtu | 0 | 412.4388 | 381.223 | 355.251 | 322.0108 | 427.2441 | 427.2432
NC - CO2 Cap Annual v6.21 | 722 | 7737 | Rate Constraint in MTons | FALSE | L | Annual | Rate | lb/MMBtu | 0 | 121.0204 | 116.8214 | 116.7826 | 116.7475 | 116.8267 | 116.8269
NC - CO2 Cap Annual v6.21 | 722 | 7737 | Rate Constraint in MTons | FALSE | L | Annual | Generation | TWh | 0 | 88.9316 | 68.3468 | 64.2761 | 60.1986 | 86.9203 | 102.464
NC - CO2 Cap Annual v6.21 | 722 | 7737 | Rate Constraint in MTons | FALSE | L | Annual | Qualifying Generation | TWh | 0 | 59.7824 | 54.6196 | 50.9869 | 45.7109 | 62.1508 | 63.1551
NC - CO2 Cap Annual v6.21 | 722 | 7737 | Rate Constraint in MTons | FALSE | L | Annual | Rate | lb/MWh | 0 | 834.9206 | 815.3665 | 813.6813 | 822.4276 | 803.1034 | 790.3331
NC - CO2 Cap Annual v6.21 | 722 | 7737 | Rate Constraint in MTons | FALSE | L | Annual | Constraint Shadow Price | US2022$/Ton | 0 | 3.0027 | 0 | 0 | 0 | 3.5388 | 11.377
New Hampshire MER Removal Annual v3.1 | 723 | 7346 | MACT Fuel Choice Floor in lbs/MMBtu | FALSE | L | Annual | Seasons Included | Seasons | Winter, Spring, Summer, Fall | Winter, Spring, Summer, Fall | Winter, Spring, Summer, Fall | Winter, Spring, Summer, Fall | Winter, Spring, Summer, Fall | Winter, Spring, Summer, Fall | Winter, Spring, Summer, Fall
New Hampshire MER Removal Annual v3.1 | 723 | 7346 | MACT Fuel Choice Floor in lbs/MMBtu | FALSE | L | Annual | Emission Floor | lbs/MMBtu | 0 | 0 | 0 | 0 | 0 | 0 | 0
New Hampshire MER Removal Annual v3.1 | 723 | 7346 | MACT Fuel Choice Floor in lbs/MMBtu | FALSE | L | Annual | Emissions at Affected Plants MER | lbs | 0 | 0 | 0 | 0 | 0 | 0 | 0
New Hampshire MER Removal Annual v3.1 | 723 | 7346 | MACT Fuel Choice Floor in lbs/MMBtu | FALSE | L | Annual | Allowances Purchased MER | lbs | 0 | 0 | 0 | 0 | 0 | 0 | 0
New Hampshire MER Removal Annual v3.1 | 723 | 7346 | MACT Fuel Choice Floor in lbs/MMBtu | FALSE | L | Annual | Allowances Sold MER | lbs | 0 | 0 | 0 | 0 | 0 | 0 | 0
New Hampshire MER Removal Annual v3.1 | 723 | 7346 | MACT Fuel Choice Floor in lbs/MMBtu | FALSE | L | Annual | Allowances Banked | lbs | 0 | 0 | 0 | 0 | 0 | 0 | 0
New Hampshire MER Removal Annual v3.1 | 723 | 7346 | MACT Fuel Choice Floor in lbs/MMBtu | FALSE | L | Annual | Allowances Withdrawn (1:1) | lbs | 0 | 0 | 0 | 0 | 0 | 0 | 0
New Hampshire MER Removal Annual v3.1 | 723 | 7346 | MACT Fuel Choice Floor in lbs/MMBtu | FALSE | L | Annual | Allowances Withdrawn (n:1) | lbs | 0 | 0 | 0 | 0 | 0 | 0 | 0
New Hampshire MER Removal Annual v3.1 | 723 | 7346 | MACT Fuel Choice Floor in lbs/MMBtu | FALSE | L | Annual | Net Emissions Allowance Position | lbs | 0 | 0 | 0 | 0 | 0 | 0 | 0
New Hampshire MER Removal Annual v3.1 | 723 | 7346 | MACT Fuel Choice Floor in lbs/MMBtu | FALSE | L | Annual | Fuel Consumed | TBtu | 0 | 0 | 0 | 0 | 0 | 0 | 0
New Hampshire MER Removal Annual v3.1 | 723 | 7346 | MACT Fuel Choice Floor in lbs/MMBtu | FALSE | L | Annual | Rate | lb/MMBtu | 0 | 0 | 0 | 0 | 0 | 0 | 0
New Hampshire MER Removal Annual v3.1 | 723 | 7346 | MACT Fuel Choice Floor in lbs/MMBtu | FALSE | L | Annual | Generation | TWh | 0 | 0 | 0 | 0 | 0 | 0 | 0
New Hampshire MER Removal Annual v3.1 | 723 | 7346 | MACT Fuel Choice Floor in lbs/MMBtu | FALSE | L | Annual | Qualifying Generation | TWh | 0 | 0 | 0 | 0 | 0 | 0 | 0
New Hampshire MER Removal Annual v3.1 | 723 | 7346 | MACT Fuel Choice Floor in lbs/MMBtu | FALSE | L | Annual | Constraint Shadow Price | US2022$/Lb | 0 | 0 | 0 | 0 | 0 | 0 | 0
New Hampshire 6 Unit - NOX Cap Annual v3.1 | 724 | 7343 | Rate Constraint in MTons | FALSE | L | Annual | Seasons Included | Seasons | Winter, Spring, Summer, Fall | Winter, Spring, Summer, Fall | Winter, Spring, Summer, Fall | Winter, Spring, Summer, Fall | Winter, Spring, Summer, Fall | Winter, Spring, Summer, Fall | Winter, Spring, Summer, Fall
New Hampshire 6 Unit - NOX Cap Annual v3.1 | 724 | 7343 | Rate Constraint in MTons | FALSE | L | Annual | Standard NOX | Thousand Tons | 3.64 | 3.64 | 3.64 | 3.64 | 3.64 | 3.64 | 3.64
New Hampshire 6 Unit - NOX Cap Annual v3.1 | 724 | 7343 | Rate Constraint in MTons | FALSE | L | Annual | Emissions at Affected Plants NOX | Thousand Tons | 0 | 0 | 0 | 0 | 0 | 0 | 0
New Hampshire 6 Unit - NOX Cap Annual v3.1 | 724 | 7343 | Rate Constraint in MTons | FALSE | L | Annual | Allowances Purchased NOX | Thousand Tons | 0 | 0 | 0 | 0 | 0 | 0 | 0
New Hampshire 6 Unit - NOX Cap Annual v3.1 | 724 | 7343 | Rate Constraint in MTons | FALSE | L | Annual | Allowances Sold NOX | Thousand Tons | 0 | 0 | 0 | 0 | 0 | 0 | 0
New Hampshire 6 Unit - NOX Cap Annual v3.1 | 724 | 7343 | Rate Constraint in MTons | FALSE | L | Annual | Allowances Banked | Thousand Tons | 0 | 0 | 3.64 | 0 | 0 | 0 | 0
New Hampshire 6 Unit - NOX Cap Annual v3.1 | 724 | 7343 | Rate Constraint in MTons | FALSE | L | Annual | Allowances Withdrawn (1:1) | Thousand Tons | 0 | 0 | 0 | 0 | -3.64 | 0 | 0
New Hampshire 6 Unit - NOX Cap Annual v3.1 | 724 | 7343 | Rate Constraint in MTons | FALSE | L | Annual | Allowances Withdrawn (n:1) | Thousand Tons | 0 | 0 | 0 | 0 | 0 | 0 | 0
New Hampshire 6 Unit - NOX Cap Annual v3.1 | 724 | 7343 | Rate Constraint in MTons | FALSE | L | Annual | Net Emissions Allowance Position | Thousand Tons | 0 | 0 | 3.64 | 0 | -3.64 | 0 | 0
New Hampshire 6 Unit - NOX Cap Annual v3.1 | 724 | 7343 | Rate Constraint in MTons | FALSE | L | Annual | Fuel Consumed | TBtu | 0 | 0 | 0 | 0 | 0 | 0 | 0
New Hampshire 6 Unit - NOX Cap Annual v3.1 | 724 | 7343 | Rate Constraint in MTons | FALSE | L | Annual | Rate | lb/MMBtu | 0 | 0 | 0 | 0 | 0 | 0 | 0
New Hampshire 6 Unit - NOX Cap Annual v3.1 | 724 | 7343 | Rate Constraint in MTons | FALSE | L | Annual | Generation | TWh | 0 | 0 | 0 | 0 | 0 | 0 | 0
New Hampshire 6 Unit - NOX Cap Annual v3.1 | 724 | 7343 | Rate Constraint in MTons | FALSE | L | Annual | Qualifying Generation | TWh | 0 | 0 | 0 | 0 | 0 | 0 | 0
New Hampshire 6 Unit - NOX Cap Annual v3.1 | 724 | 7343 | Rate Constraint in MTons | FALSE | L | Annual | Rate | lb/MWh | 0 | 0 | 0 | 0 | 0 | 0 | 0
New Hampshire 6 Unit - NOX Cap Annual v3.1 | 724 | 7343 | Rate Constraint in MTons | FALSE | L | Annual | Constraint Shadow Price | US2022$/Ton | 0 | 0 | 0 | 0 | 0 | 0 | 0
New Hampshire 6 Unit - SO2 Cap Annual v3.1 | 725 | 7344 | Rate Constraint in MTons | FALSE | L | Annual | Seasons Included | Seasons | Winter, Spring, Summer, Fall | Winter, Spring, Summer, Fall | Winter, Spring, Summer, Fall | Winter, Spring, Summer, Fall | Winter, Spring, Summer, Fall | Winter, Spring, Summer, Fall | Winter, Spring, Summer, Fall
New Hampshire 6 Unit - SO2 Cap Annual v3.1 | 725 | 7344 | Rate Constraint in MTons | FALSE | L | Annual | Standard SO2 | Thousand Tons | 7.29 | 7.29 | 7.29 | 7.29 | 7.29 | 7.29 | 7.29
New Hampshire 6 Unit - SO2 Cap Annual v3.1 | 725 | 7344 | Rate Constraint in MTons | FALSE | L | Annual | Emissions at Affected Plants SO2 | Thousand Tons | 0 | 0 | 0 | 0 | 0 | 0 | 0
New Hampshire 6 Unit - SO2 Cap Annual v3.1 | 725 | 7344 | Rate Constraint in MTons | FALSE | L | Annual | Allowances Purchased SO2 | Thousand Tons | 0 | 0 | 0 | 0 | 0 | 0 | 0
New Hampshire 6 Unit - SO2 Cap Annual v3.1 | 725 | 7344 | Rate Constraint in MTons | FALSE | L | Annual | Allowances Sold SO2 | Thousand Tons | 0 | 0 | 0 | 0 | 0 | 0 | 0
New Hampshire 6 Unit - SO2 Cap Annual v3.1 | 725 | 7344 | Rate Constraint in MTons | FALSE | L | Annual | Allowances Banked | Thousand Tons | 0 | 0 | 7.29 | 0 | 0 | 0 | 0
New Hampshire 6 Unit - SO2 Cap Annual v3.1 | 725 | 7344 | Rate Constraint in MTons | FALSE | L | Annual | Allowances Withdrawn (1:1) | Thousand Tons | 0 | 0 | 0 | 0 | -7.29 | 0 | 0
New Hampshire 6 Unit - SO2 Cap Annual v3.1 | 725 | 7344 | Rate Constraint in MTons | FALSE | L | Annual | Allowances Withdrawn (n:1) | Thousand Tons | 0 | 0 | 0 | 0 | 0 | 0 | 0
New Hampshire 6 Unit - SO2 Cap Annual v3.1 | 725 | 7344 | Rate Constraint in MTons | FALSE | L | Annual | Net Emissions Allowance Position | Thousand Tons | 0 | 0 | 7.29 | 0 | -7.29 | 0 | 0
New Hampshire 6 Unit - SO2 Cap Annual v3.1 | 725 | 7344 | Rate Constraint in MTons | FALSE | L | Annual | Fuel Consumed | TBtu | 0 | 0 | 0 | 0 | 0 | 0 | 0
New Hampshire 6 Unit - SO2 Cap Annual v3.1 | 725 | 7344 | Rate Constraint in MTons | FALSE | L | Annual | Rate | lb/MMBtu | 0 | 0 | 0 | 0 | 0 | 0 | 0
New Hampshire 6 Unit - SO2 Cap Annual v3.1 | 725 | 7344 | Rate Constraint in MTons | FALSE | L | Annual | Generation | TWh | 0 | 0 | 0 | 0 | 0 | 0 | 0
New Hampshire 6 Unit - SO2 Cap Annual v3.1 | 725 | 7344 | Rate Constraint in MTons | FALSE | L | Annual | Qualifying Generation | TWh | 0 | 0 | 0 | 0 | 0 | 0 | 0
New Hampshire 6 Unit - SO2 Cap Annual v3.1 | 725 | 7344 | Rate Constraint in MTons | FALSE | L | Annual | Rate | lb/MWh | 0 | 0 | 0 | 0 | 0 | 0 | 0
New Hampshire 6 Unit - SO2 Cap Annual v3.1 | 725 | 7344 | Rate Constraint in MTons | FALSE | L | Annual | Constraint Shadow Price | US2022$/Ton | 0 | 0 | 0 | 0 | 0 | 0 | 0
New Hampshire State - NOX Cap Summer v3.1 | 726 | 7345 | Rate Constraint in MTons | FALSE | L | Annual | Seasons Included | Seasons | Summer | Summer | Summer | Summer | Summer | Summer | Summer
New Hampshire State - NOX Cap Summer v3.1 | 726 | 7345 | Rate Constraint in MTons | FALSE | L | Annual | Standard NOX | Thousand Tons | 2.4 | 2.4 | 2.4 | 2.4 | 2.4 | 2.4 | 2.4
New Hampshire State - NOX Cap Summer v3.1 | 726 | 7345 | Rate Constraint in MTons | FALSE | L | Annual | Emissions at Affected Plants NOX | Thousand Tons | 0.10937 | 0.097094 | 0.054447 | 0.05436 | 0.022554 | 0.032059 | 0.028094
New Hampshire State - NOX Cap Summer v3.1 | 726 | 7345 | Rate Constraint in MTons | FALSE | L | Annual | Allowances Purchased NOX | Thousand Tons | 0 | 0 | 0 | 0 | 0 | 0 | 0
New Hampshire State - NOX Cap Summer v3.1 | 726 | 7345 | Rate Constraint in MTons | FALSE | L | Annual | Allowances Sold NOX | Thousand Tons | 0 | 0 | 0 | 0 | 0 | 0 | 0
New Hampshire State - NOX Cap Summer v3.1 | 726 | 7345 | Rate Constraint in MTons | FALSE | L | Annual | Allowances Banked | Thousand Tons | 0 | 0 | 1.6 | 0 | 0 | 0 | 0
New Hampshire State - NOX Cap Summer v3.1 | 726 | 7345 | Rate Constraint in MTons | FALSE | L | Annual | Allowances Withdrawn (1:1) | Thousand Tons | 0 | 0 | 0 | -2.4 | 0 | 0 | 0
New Hampshire State - NOX Cap Summer v3.1 | 726 | 7345 | Rate Constraint in MTons | FALSE | L | Annual | Allowances Withdrawn (n:1) | Thousand Tons | 0 | 0 | 0 | 0 | 0 | 0 | 0
New Hampshire State - NOX Cap Summer v3.1 | 726 | 7345 | Rate Constraint in MTons | FALSE | L | Annual | Net Emissions Allowance Position | Thousand Tons | 0.10937 | 0.097094 | 1.6544 | -2.3456 | 0.022554 | 0.032059 | 0.028094
New Hampshire State - NOX Cap Summer v3.1 | 726 | 7345 | Rate Constraint in MTons | FALSE | L | Annual | Fuel Consumed | TBtu | 21.8905 | 19.1291 | 11.2833 | 10.5728 | 4.7977 | 6.2353 | 5.5822
New Hampshire State - NOX Cap Summer v3.1 | 726 | 7345 | Rate Constraint in MTons | FALSE | L | Annual | Rate | lb/MMBtu | 0.0099928 | 0.010151 | 0.009651 | 0.010283 | 0.0094022 | 0.010283 | 0.010066
New Hampshire State - NOX Cap Summer v3.1 | 726 | 7345 | Rate Constraint in MTons | FALSE | L | Annual | Generation | TWh | 2.9523 | 2.577 | 1.5254 | 1.423 | 0.64975 | 0.83921 | 0.75247
New Hampshire State - NOX Cap Summer v3.1 | 726 | 7345 | Rate Constraint in MTons | FALSE | L | Annual | Qualifying Generation | TWh | 2.9523 | 2.577 | 1.5254 | 1.423 | 0.64975 | 0.83921 | 0.75247
New Hampshire State - NOX Cap Summer v3.1 | 726 | 7345 | Rate Constraint in MTons | FALSE | L | Annual | Rate | lb/MWh | 0.074093 | 0.075354 | 0.071386 | 0.076402 | 0.069424 | 0.076402 | 0.074673
New Hampshire State - NOX Cap Summer v3.1 | 726 | 7345 | Rate Constraint in MTons | FALSE | L | Annual | Constraint Shadow Price | US2022$/Ton | 0 | 0 | 0 | 0 | 0 | 0 | 0
New Jersey - MER Removal Annual v3.1 | 727 | 7348 | MACT Fuel Choice Floor in lbs/MMBtu | FALSE | L | Annual | Seasons Included | Seasons | Winter, Spring, Summer, Fall | Winter, Spring, Summer, Fall | Winter, Spring, Summer, Fall | Winter, Spring, Summer, Fall | Winter, Spring, Summer, Fall | Winter, Spring, Summer, Fall | Winter, Spring, Summer, Fall
New Jersey - MER Removal Annual v3.1 | 727 | 7348 | MACT Fuel Choice Floor in lbs/MMBtu | FALSE | L | Annual | Emission Floor | lbs/MMBtu | 0 | 0 | 0 | 0 | 0 | 0 | 0
New Jersey - MER Removal Annual v3.1 | 727 | 7348 | MACT Fuel Choice Floor in lbs/MMBtu | FALSE | L | Annual | Emissions at Affected Plants MER | lbs | 0 | 0 | 0 | 0 | 0 | 0 | 0
New Jersey - MER Removal Annual v3.1 | 727 | 7348 | MACT Fuel Choice Floor in lbs/MMBtu | FALSE | L | Annual | Allowances Purchased MER | lbs | 0 | 0 | 0 | 0 | 0 | 0 | 0
New Jersey - MER Removal Annual v3.1 | 727 | 7348 | MACT Fuel Choice Floor in lbs/MMBtu | FALSE | L | Annual | Allowances Sold MER | lbs | 0 | 0 | 0 | 0 | 0 | 0 | 0
New Jersey - MER Removal Annual v3.1 | 727 | 7348 | MACT Fuel Choice Floor in lbs/MMBtu | FALSE | L | Annual | Allowances Banked | lbs | 0 | 0 | 0 | 0 | 0 | 0 | 0
New Jersey - MER Removal Annual v3.1 | 727 | 7348 | MACT Fuel Choice Floor in lbs/MMBtu | FALSE | L | Annual | Allowances Withdrawn (1:1) | lbs | 0 | 0 | 0 | 0 | 0 | 0 | 0
New Jersey - MER Removal Annual v3.1 | 727 | 7348 | MACT Fuel Choice Floor in lbs/MMBtu | FALSE | L | Annual | Allowances Withdrawn (n:1) | lbs | 0 | 0 | 0 | 0 | 0 | 0 | 0
New Jersey - MER Removal Annual v3.1 | 727 | 7348 | MACT Fuel Choice Floor in lbs/MMBtu | FALSE | L | Annual | Net Emissions Allowance Position | lbs | 0 | 0 | 0 | 0 | 0 | 0 | 0
New Jersey - MER Removal Annual v3.1 | 727 | 7348 | MACT Fuel Choice Floor in lbs/MMBtu | FALSE | L | Annual | Fuel Consumed | TBtu | 0 | 0 | 0 | 0 | 0 | 0 | 0
New Jersey - MER Removal Annual v3.1 | 727 | 7348 | MACT Fuel Choice Floor in lbs/MMBtu | FALSE | L | Annual | Rate | lb/MMBtu | 0 | 0 | 0 | 0 | 0 | 0 | 0
New Jersey - MER Removal Annual v3.1 | 727 | 7348 | MACT Fuel Choice Floor in lbs/MMBtu | FALSE | L | Annual | Generation | TWh | 0 | 0 | 0 | 0 | 0 | 0 | 0
New Jersey - MER Removal Annual v3.1 | 727 | 7348 | MACT Fuel Choice Floor in lbs/MMBtu | FALSE | L | Annual | Qualifying Generation | TWh | 0 | 0 | 0 | 0 | 0 | 0 | 0
New Jersey - MER Removal Annual v3.1 | 727 | 7348 | MACT Fuel Choice Floor in lbs/MMBtu | FALSE | L | Annual | Constraint Shadow Price | US2022$/Lb | 0 | 0 | 0 | 0 | 0 | 0 | 0
Newington Station 1 - SO2 Rate v5.12 | 728 | 7347 | Rate Constraint in lbs/MMBtu | FALSE | L | Annual | Seasons Included | Seasons | Winter, Spring, Summer, Fall | Winter, Spring, Summer, Fall | Winter, Spring, Summer, Fall | Winter, Spring, Summer, Fall | Winter, Spring, Summer, Fall | Winter, Spring, Summer, Fall | Winter, Spring, Summer, Fall
Newington Station 1 - SO2 Rate v5.12 | 728 | 7347 | Rate Constraint in lbs/MMBtu | FALSE | L | Annual | Standard SO2 | lb/MMBtu | 0.5 | 0.5 | 0.5 | 0.5 | 0.5 | 0.5 | 0.5
Newington Station 1 - SO2 Rate v5.12 | 728 | 7347 | Rate Constraint in lbs/MMBtu | FALSE | L | Annual | Emissions at Affected Plants SO2 | Thousand Tons | 0 | 0 | 0 | 0 | 0 | 0 | 0
Newington Station 1 - SO2 Rate v5.12 | 728 | 7347 | Rate Constraint in lbs/MMBtu | FALSE | L | Annual | Allowances Purchased SO2 | Thousand Tons | 0 | 0 | 0 | 0 | 0 | 0 | 0
Newington Station 1 - SO2 Rate v5.12 | 728 | 7347 | Rate Constraint in lbs/MMBtu | FALSE | L | Annual | Allowances Sold SO2 | Thousand Tons | 0 | 0 | 0 | 0 | 0 | 0 | 0
Newington Station 1 - SO2 Rate v5.12 | 728 | 7347 | Rate Constraint in lbs/MMBtu | FALSE | L | Annual | Allowances Banked | Thousand Tons | 0 | 0 | 0 | 0 | 0 | 0 | 0
Newington Station 1 - SO2 Rate v5.12 | 728 | 7347 | Rate Constraint in lbs/MMBtu | FALSE | L | Annual | Allowances Withdrawn (1:1) | Thousand Tons | 0 | 0 | 0 | 0 | 0 | 0 | 0
Newington Station 1 - SO2 Rate v5.12 | 728 | 7347 | Rate Constraint in lbs/MMBtu | FALSE | L | Annual | Allowances Withdrawn (n:1) | Thousand Tons | 0 | 0 | 0 | 0 | 0 | 0 | 0
Newington Station 1 - SO2 Rate v5.12 | 728 | 7347 | Rate Constraint in lbs/MMBtu | FALSE | L | Annual | Net Emissions Allowance Position | Thousand Tons | 0 | 0 | 0 | 0 | 0 | 0 | 0
Newington Station 1 - SO2 Rate v5.12 | 728 | 7347 | Rate Constraint in lbs/MMBtu | FALSE | L | Annual | Fuel Consumed | TBtu | 0 | 0 | 0 | 0 | 0 | 0 | 0
Newington Station 1 - SO2 Rate v5.12 | 728 | 7347 | Rate Constraint in lbs/MMBtu | FALSE | L | Annual | Rate | lb/MMBtu | 0 | 0 | 0 | 0 | 0 | 0 | 0
Newington Station 1 - SO2 Rate v5.12 | 728 | 7347 | Rate Constraint in lbs/MMBtu | FALSE | L | Annual | Generation | TWh | 0 | 0 | 0 | 0 | 0 | 0 | 0
Newington Station 1 - SO2 Rate v5.12 | 728 | 7347 | Rate Constraint in lbs/MMBtu | FALSE | L | Annual | Qualifying Generation | TWh | 0 | 0 | 0 | 0 | 0 | 0 | 0
Newington Station 1 - SO2 Rate v5.12 | 728 | 7347 | Rate Constraint in lbs/MMBtu | FALSE | L | Annual | Rate | lb/MWh | 0 | 0 | 0 | 0 | 0 | 0 | 0
Newington Station 1 - SO2 Rate v5.12 | 728 | 7347 | Rate Constraint in lbs/MMBtu | FALSE | L | Annual | Constraint Shadow Price | US2022$/Ton | 0 | 0 | 0 | 0 | 0 | 0 | 0
NJ SO2 Constraint v5.14 | 729 | 7349 | Rate Constraint in lbs/MMBtu | FALSE | L | Annual | Seasons Included | Seasons | Winter, Spring, Summer, Fall | Winter, Spring, Summer, Fall | Winter, Spring, Summer, Fall | Winter, Spring, Summer, Fall | Winter, Spring, Summer, Fall | Winter, Spring, Summer, Fall | Winter, Spring, Summer, Fall
NJ SO2 Constraint v5.14 | 729 | 7349 | Rate Constraint in lbs/MMBtu | FALSE | L | Annual | Standard SO2 | lb/MMBtu | 0.15 | 0.15 | 0.15 | 0.15 | 0.15 | 0.15 | 0.15
NJ SO2 Constraint v5.14 | 729 | 7349 | Rate Constraint in lbs/MMBtu | FALSE | L | Annual | Emissions at Affected Plants SO2 | Thousand Tons | 0 | 0 | 0 | 0 | 0 | 0 | 0
NJ SO2 Constraint v5.14 | 729 | 7349 | Rate Constraint in lbs/MMBtu | FALSE | L | Annual | Allowances Purchased SO2 | Thousand Tons | 0 | 0 | 0 | 0 | 0 | 0 | 0
NJ SO2 Constraint v5.14 | 729 | 7349 | Rate Constraint in lbs/MMBtu | FALSE | L | Annual | Allowances Sold SO2 | Thousand Tons | 0 | 0 | 0 | 0 | 0 | 0 | 0
NJ SO2 Constraint v5.14 | 729 | 7349 | Rate Constraint in lbs/MMBtu | FALSE | L | Annual | Allowances Banked | Thousand Tons | 0 | 0 | 0 | 0 | 0 | 0 | 0
NJ SO2 Constraint v5.14 | 729 | 7349 | Rate Constraint in lbs/MMBtu | FALSE | L | Annual | Allowances Withdrawn (1:1) | Thousand Tons | 0 | 0 | 0 | 0 | 0 | 0 | 0
NJ SO2 Constraint v5.14 | 729 | 7349 | Rate Constraint in lbs/MMBtu | FALSE | L | Annual | Allowances Withdrawn (n:1) | Thousand Tons | 0 | 0 | 0 | 0 | 0 | 0 | 0
NJ SO2 Constraint v5.14 | 729 | 7349 | Rate Constraint in lbs/MMBtu | FALSE | L | Annual | Net Emissions Allowance Position | Thousand Tons | 0 | 0 | 0 | 0 | 0 | 0 | 0
NJ SO2 Constraint v5.14 | 729 | 7349 | Rate Constraint in lbs/MMBtu | FALSE | L | Annual | Fuel Consumed | TBtu | 0 | 0 | 0 | 0 | 0 | 0 | 0
NJ SO2 Constraint v5.14 | 729 | 7349 | Rate Constraint in lbs/MMBtu | FALSE | L | Annual | Rate | lb/MMBtu | 0 | 0 | 0 | 0 | 0 | 0 | 0
NJ SO2 Constraint v5.14 | 729 | 7349 | Rate Constraint in lbs/MMBtu | FALSE | L | Annual | Generation | TWh | 0 | 0 | 0 | 0 | 0 | 0 | 0
NJ SO2 Constraint v5.14 | 729 | 7349 | Rate Constraint in lbs/MMBtu | FALSE | L | Annual | Qualifying Generation | TWh | 0 | 0 | 0 | 0 | 0 | 0 | 0
NJ SO2 Constraint v5.14 | 729 | 7349 | Rate Constraint in lbs/MMBtu | FALSE | L | Annual | Rate | lb/MWh | 0 | 0 | 0 | 0 | 0 | 0 | 0
NJ SO2 Constraint v5.14 | 729 | 7349 | Rate Constraint in lbs/MMBtu | FALSE | L | Annual | Constraint Shadow Price | US2022$/Ton | 16400.5996 | 15670.8054 | 14831.7215 | 9638.7912 | 9947.5242 | 13423.7577 | 14807.2281
NODA Covanta Bristol 1 NOX Cap Annual v5.15 | 730 | 7255 | Rate Constraint in MTons | FALSE | L | Annual | Seasons Included | Seasons | Winter, Spring, Summer, Fall | Winter, Spring, Summer, Fall | Winter, Spring, Summer, Fall | Winter, Spring, Summer, Fall | Winter, Spring, Summer, Fall | Winter, Spring, Summer, Fall | Winter, Spring, Summer, Fall
NODA Covanta Bristol 1 NOX Cap Annual v5.15 | 730 | 7255 | Rate Constraint in MTons | FALSE | L | Annual | Standard NOX | Thousand Tons | 0.112 | 0.112 | 0.112 | 0.112 | 0.112 | 0.112 | 0.112
NODA Covanta Bristol 1 NOX Cap Annual v5.15 | 730 | 7255 | Rate Constraint in MTons | FALSE | L | Annual | Emissions at Affected Plants NOX | Thousand Tons | 0.10182 | 0.10182 | 0.10182 | 0 | 0 | 0 | 0
NODA Covanta Bristol 1 NOX Cap Annual v5.15 | 730 | 7255 | Rate Constraint in MTons | FALSE | L | Annual | Allowances Purchased NOX | Thousand Tons | 0 | 0 | 0 | 0 | 0 | 0 | 0
NODA Covanta Bristol 1 NOX Cap Annual v5.15 | 730 | 7255 | Rate Constraint in MTons | FALSE | L | Annual | Allowances Sold NOX | Thousand Tons | 0 | 0 | 0 | 0 | 0 | 0 | 0
NODA Covanta Bristol 1 NOX Cap Annual v5.15 | 730 | 7255 | Rate Constraint in MTons | FALSE | L | Annual | Allowances Banked | Thousand Tons | 0 | 0 | 0 | 0 | 0 | 0 | 0
NODA Covanta Bristol 1 NOX Cap Annual v5.15 | 730 | 7255 | Rate Constraint in MTons | FALSE | L | Annual | Allowances Withdrawn (1:1) | Thousand Tons | 0 | 0 | 0 | 0 | 0 | 0 | 0
NODA Covanta Bristol 1 NOX Cap Annual v5.15 | 730 | 7255 | Rate Constraint in MTons | FALSE | L | Annual | Allowances Withdrawn (n:1) | Thousand Tons | 0 | 0 | 0 | 0 | 0 | 0 | 0
NODA Covanta Bristol 1 NOX Cap Annual v5.15 | 730 | 7255 | Rate Constraint in MTons | FALSE | L | Annual | Net Emissions Allowance Position | Thousand Tons | 0.10182 | 0.10182 | 0.10182 | 0 | 0 | 0 | 0
NODA Covanta Bristol 1 NOX Cap Annual v5.15 | 730 | 7255 | Rate Constraint in MTons | FALSE | L | Annual | Fuel Consumed | TBtu | 0.93936 | 0.93936 | 0.93936 | 0 | 0 | 0 | 0
NODA Covanta Bristol 1 NOX Cap Annual v5.15 | 730 | 7255 | Rate Constraint in MTons | FALSE | L | Annual | Rate | lb/MMBtu | 0.21679 | 0.21679 | 0.21679 | 0 | 0 | 0 | 0
NODA Covanta Bristol 1 NOX Cap Annual v5.15 | 730 | 7255 | Rate Constraint in MTons | FALSE | L | Annual | Generation | TWh | 0.050699 | 0.050699 | 0.050699 | 0 | 0 | 0 | 0
NODA Covanta Bristol 1 NOX Cap Annual v5.15 | 730 | 7255 | Rate Constraint in MTons | FALSE | L | Annual | Qualifying Generation | TWh | 0.050699 | 0.050699 | 0.050699 | 0 | 0 | 0 | 0
NODA Covanta Bristol 1 NOX Cap Annual v5.15 | 730 | 7255 | Rate Constraint in MTons | FALSE | L | Annual | Rate | lb/MWh | 4.0167 | 4.0167 | 4.0167 | 0 | 0 | 0 | 0
NODA Covanta Bristol 1 NOX Cap Annual v5.15 | 730 | 7255 | Rate Constraint in MTons | FALSE | L | Annual | Constraint Shadow Price | US2022$/Ton | 0 | 0 | 0 | 0 | 0 | 0 | 0
NODA Covanta Bristol 2 NOX Cap Annual v5.15 | 731 | 7256 | Rate Constraint in MTons | FALSE | L | Annual | Seasons Included | Seasons | Winter, Spring, Summer, Fall | Winter, Spring, Summer, Fall | Winter, Spring, Summer, Fall | Winter, Spring, Summer, Fall | Winter, Spring, Summer, Fall | Winter, Spring, Summer, Fall | Winter, Spring, Summer, Fall
NODA Covanta Bristol 2 NOX Cap Annual v5.15 | 731 | 7256 | Rate Constraint in MTons | FALSE | L | Annual | Standard NOX | Thousand Tons | 0.1917 | 0.1917 | 0.1917 | 0.1917 | 0.1917 | 0.1917 | 0.1917
NODA Covanta Bristol 2 NOX Cap Annual v5.15 | 731 | 7256 | Rate Constraint in MTons | FALSE | L | Annual | Emissions at Affected Plants NOX | Thousand Tons | 0.12298 | 0.12298 | 0.12298 | 0 | 0 | 0 | 0
NODA Covanta Bristol 2 NOX Cap Annual v5.15 | 731 | 7256 | Rate Constraint in MTons | FALSE | L | Annual | Allowances Purchased NOX | Thousand Tons | 0 | 0 | 0 | 0 | 0 | 0 | 0
NODA Covanta Bristol 2 NOX Cap Annual v5.15 | 731 | 7256 | Rate Constraint in MTons | FALSE | L | Annual | Allowances Sold NOX | Thousand Tons | 0 | 0 | 0 | 0 | 0 | 0 | 0
NODA Covanta Bristol 2 NOX Cap Annual v5.15 | 731 | 7256 | Rate Constraint in MTons | FALSE | L | Annual | Allowances Banked | Thousand Tons | 0 | 0 | 0 | 0 | 0 | 0 | 0
NODA Covanta Bristol 2 NOX Cap Annual v5.15 | 731 | 7256 | Rate Constraint in MTons | FALSE | L | Annual | Allowances Withdrawn (1:1) | Thousand Tons | 0 | 0 | 0 | 0 | 0 | 0 | 0
NODA Covanta Bristol 2 NOX Cap Annual v5.15 | 731 | 7256 | Rate Constraint in MTons | FALSE | L | Annual | Allowances Withdrawn (n:1) | Thousand Tons | 0 | 0 | 0 | 0 | 0 | 0 | 0
NODA Covanta Bristol 2 NOX Cap Annual v5.15 | 731 | 7256 | Rate Constraint in MTons | FALSE | L | Annual | Net Emissions Allowance Position | Thousand Tons | 0.12298 | 0.12298 | 0.12298 | 0 | 0 | 0 | 0
NODA Covanta Bristol 2 NOX Cap Annual v5.15 | 731 | 7256 | Rate Constraint in MTons | FALSE | L | Annual | Fuel Consumed | TBtu | 0.93936 | 0.93936 | 0.93936 | 0 | 0 | 0 | 0
NODA Covanta Bristol 2 NOX Cap Annual v5.15 | 731 | 7256 | Rate Constraint in MTons | FALSE | L | Annual | Rate | lb/MMBtu | 0.26183 | 0.26183 | 0.26183 | 0 | 0 | 0 | 0
NODA Covanta Bristol 2 NOX Cap Annual v5.15 | 731 | 7256 | Rate Constraint in MTons | FALSE | L | Annual | Generation | TWh | 0.050699 | 0.050699 | 0.050699 | 0 | 0 | 0 | 0
NODA Covanta Bristol 2 NOX Cap Annual v5.15 | 731 | 7256 | Rate Constraint in MTons | FALSE | L | Annual | Qualifying Generation | TWh | 0.050699 | 0.050699 | 0.050699 | 0 | 0 | 0 | 0
NODA Covanta Bristol 2 NOX Cap Annual v5.15 | 731 | 7256 | Rate Constraint in MTons | FALSE | L | Annual | Rate | lb/MWh | 4.8512 | 4.8512 | 4.8512 | 0 | 0 | 0 | 0
NODA Covanta Bristol 2 NOX Cap Annual v5.15 | 731 | 7256 | Rate Constraint in MTons | FALSE | L | Annual | Constraint Shadow Price | US2022$/Ton | 0 | 0 | 0 | 0 | 0 | 0 | 0
NODA Kemper County IGCC SO2 Cap Annual v5.15 | 732 | 7262 | Rate Constraint in MTons | FALSE | L | Annual | Seasons Included | Seasons | Winter, Spring, Summer, Fall | Winter, Spring, Summer, Fall | Winter, Spring, Summer, Fall | Winter, Spring, Summer, Fall | Winter, Spring, Summer, Fall | Winter, Spring, Summer, Fall | Winter, Spring, Summer, Fall
NODA Kemper County IGCC SO2 Cap Annual v5.15 | 732 | 7262 | Rate Constraint in MTons | FALSE | L | Annual | Standard SO2 | Thousand Tons | 0.116 | 0.116 | 0.116 | 0.116 | 0.116 | 0.116 | 0.116
NODA Kemper County IGCC SO2 Cap Annual v5.15 | 732 | 7262 | Rate Constraint in MTons | FALSE | L | Annual | Emissions at Affected Plants SO2 | Thousand Tons | 0 | 0 | 0 | 0 | 0 | 0 | 0
NODA Kemper County IGCC SO2 Cap Annual v5.15 | 732 | 7262 | Rate Constraint in MTons | FALSE | L | Annual | Allowances Purchased SO2 | Thousand Tons | 0 | 0 | 0 | 0 | 0 | 0 | 0
NODA Kemper County IGCC SO2 Cap Annual v5.15 | 732 | 7262 | Rate Constraint in MTons | FALSE | L | Annual | Allowances Sold SO2 | Thousand Tons | 0 | 0 | 0 | 0 | 0 | 0 | 0
NODA Kemper County IGCC SO2 Cap Annual v5.15 | 732 | 7262 | Rate Constraint in MTons | FALSE | L | Annual | Allowances Banked | Thousand Tons | 0 | 0 | 0 | 0 | 0 | 0 | 0
NODA Kemper County IGCC SO2 Cap Annual v5.15 | 732 | 7262 | Rate Constraint in MTons | FALSE | L | Annual | Allowances Withdrawn (1:1) | Thousand Tons | 0 | 0 | 0 | 0 | 0 | 0 | 0
NODA Kemper County IGCC SO2 Cap Annual v5.15 | 732 | 7262 | Rate Constraint in MTons | FALSE | L | Annual | Allowances Withdrawn (n:1) | Thousand Tons | 0 | 0 | 0 | 0 | 0 | 0 | 0
NODA Kemper County IGCC SO2 Cap Annual v5.15 | 732 | 7262 | Rate Constraint in MTons | FALSE | L | Annual | Net Emissions Allowance Position | Thousand Tons | 0 | 0 | 0 | 0 | 0 | 0 | 0
NODA Kemper County IGCC SO2 Cap Annual v5.15 | 732 | 7262 | Rate Constraint in MTons | FALSE | L | Annual | Fuel Consumed | TBtu | 10.3123 | 8.8352 | 9.8444 | 1.4143 | 0 | 0.68916 | 0.69687
NODA Kemper County IGCC SO2 Cap Annual v5.15 | 732 | 7262 | Rate Constraint in MTons | FALSE | L | Annual | Rate | lb/MMBtu | 0 | 0 | 0 | 0 | 0 | 0 | 0
NODA Kemper County IGCC SO2 Cap Annual v5.15 | 732 | 7262 | Rate Constraint in MTons | FALSE | L | Annual | Generation | TWh | 1.3562 | 1.1619 | 1.2946 | 0.186 | 0 | 0.090631 | 0.091646
NODA Kemper County IGCC SO2 Cap Annual v5.15 | 732 | 7262 | Rate Constraint in MTons | FALSE | L | Annual | Qualifying Generation | TWh | 1.3562 | 1.1619 | 1.2946 | 0.186 | 0 | 0.090631 | 0.091646
NODA Kemper County IGCC SO2 Cap Annual v5.15 | 732 | 7262 | Rate Constraint in MTons | FALSE | L | Annual | Rate | lb/MWh | 0 | 0 | 0 | 0 | 0 | 0 | 0
NODA Kemper County IGCC SO2 Cap Annual v5.15 | 732 | 7262 | Rate Constraint in MTons | FALSE | L | Annual | Constraint Shadow Price | US2022$/Ton | 0 | 0 | 0 | 0 | 0 | 0 | 0
NODA Marshalltown NOx Cap Annual v5.15 | 733 | 7252 | Rate Constraint in MTons | FALSE | L | Annual | Seasons Included | Seasons | Winter, Spring, Summer, Fall | Winter, Spring, Summer, Fall | Winter, Spring, Summer, Fall | Winter, Spring, Summer, Fall | Winter, Spring, Summer, Fall | Winter, Spring, Summer, Fall | Winter, Spring, Summer, Fall
NODA Marshalltown NOx Cap Annual v5.15 | 733 | 7252 | Rate Constraint in MTons | FALSE | L | Annual | Standard NOX | Thousand Tons | 0.229 | 0.229 | 0.229 | 0.229 | 0.229 | 0.229 | 0.229
NODA Marshalltown NOx Cap Annual v5.15 | 733 | 7252 | Rate Constraint in MTons | FALSE | L | Annual | Emissions at Affected Plants NOX | Thousand Tons | 0.042756 | 0.055221 | 0.050834 | 0.0076299 | 0 | 0.0077227 | 0.0077124
NODA Marshalltown NOx Cap Annual v5.15 | 733 | 7252 | Rate Constraint in MTons | FALSE | L | Annual | Allowances Purchased NOX | Thousand Tons | 0 | 0 | 0 | 0 | 0 | 0 | 0
NODA Marshalltown NOx Cap Annual v5.15 | 733 | 7252 | Rate Constraint in MTons | FALSE | L | Annual | Allowances Sold NOX | Thousand Tons | 0 | 0 | 0 | 0 | 0 | 0 | 0
NODA Marshalltown NOx Cap Annual v5.15 | 733 | 7252 | Rate Constraint in MTons | FALSE | L | Annual | Allowances Banked | Thousand Tons | 0 | 0 | 0 | 0 | 0 | 0 | 0
NODA Marshalltown NOx Cap Annual v5.15 | 733 | 7252 | Rate Constraint in MTons | FALSE | L | Annual | Allowances Withdrawn (1:1) | Thousand Tons | 0 | 0 | 0 | 0 | 0 | 0 | 0
NODA Marshalltown NOx Cap Annual v5.15 | 733 | 7252 | Rate Constraint in MTons | FALSE | L | Annual | Allowances Withdrawn (n:1) | Thousand Tons | 0 | 0 | 0 | 0 | 0 | 0 | 0
NODA Marshalltown NOx Cap Annual v5.15 | 733 | 7252 | Rate Constraint in MTons | FALSE | L | Annual | Net Emissions Allowance Position | Thousand Tons | 0.042756 | 0.055221 | 0.050834 | 0.0076299 | 0 | 0.0077227 | 0.0077124
NODA Marshalltown NOx Cap Annual v5.15 | 733 | 7252 | Rate Constraint in MTons | FALSE | L | Annual | Fuel Consumed | TBtu | 17.4158 | 22.4934 | 20.7063 | 3.1079 | 0 | 3.1457 | 3.1415
NODA Marshalltown NOx Cap Annual v5.15 | 733 | 7252 | Rate Constraint in MTons | FALSE | L | Annual | Rate | lb/MMBtu | 0.00491 | 0.00491 | 0.00491 | 0.00491 | 0 | 0.00491 | 0.00491
NODA Marshalltown NOx Cap Annual v5.15 | 733 | 7252 | Rate Constraint in MTons | FALSE | L | Annual | Generation | TWh | 2.4526 | 3.1676 | 2.916 | 0.43767 | 0 | 0.443 | 0.44241
NODA Marshalltown NOx Cap Annual v5.15 | 733 | 7252 | Rate Constraint in MTons | FALSE | L | Annual | Qualifying Generation | TWh | 2.4526 | 3.1676 | 2.916 | 0.43767 | 0 | 0.443 | 0.44241
NODA Marshalltown NOx Cap Annual v5.15 | 733 | 7252 | Rate Constraint in MTons | FALSE | L | Annual | Rate | lb/MWh | 0.034866 | 0.034866 | 0.034866 | 0.034866 | 0 | 0.034866 | 0.034866
NODA Marshalltown NOx Cap Annual v5.15 | 733 | 7252 | Rate Constraint in MTons | FALSE | L | Annual | Constraint Shadow Price | US2022$/Ton | 0 | 0 | 0 | 0 | 0 | 0 | 0
NODA Nacogdoches SO2 Cap Annual v5.15 | 734 | 7253 | Rate Constraint in MTons | FALSE | L | Annual | Seasons Included | Seasons | Winter, Spring, Summer, Fall | Winter, Spring, Summer, Fall | Winter, Spring, Summer, Fall | Winter, Spring, Summer, Fall | Winter, Spring, Summer, Fall | Winter, Spring, Summer, Fall | Winter, Spring, Summer, Fall
NODA Nacogdoches SO2 Cap Annual v5.15 | 734 | 7253 | Rate Constraint in MTons | FALSE | L | Annual | Standard SO2 | Thousand Tons | 0.277 | 0.277 | 0.277 | 0.277 | 0.277 | 0.277 | 0.277
NODA Nacogdoches SO2 Cap Annual v5.15 | 734 | 7253 | Rate Constraint in MTons | FALSE | L | Annual | Emissions at Affected Plants SO2 | Thousand Tons | 0 | 0 | 0 | 0 | 0 | 0 | 0
NODA Nacogdoches SO2 Cap Annual v5.15 | 734 | 7253 | Rate Constraint in MTons | FALSE | L | Annual | Allowances Purchased SO2 | Thousand Tons | 0 | 0 | 0 | 0 | 0 | 0 | 0
NODA Nacogdoches SO2 Cap Annual v5.15 | 734 | 7253 | Rate Constraint in MTons | FALSE | L | Annual | Allowances Sold SO2 | Thousand Tons | 0 | 0 | 0 | 0 | 0 | 0 | 0
NODA Nacogdoches SO2 Cap Annual v5.15 | 734 | 7253 | Rate Constraint in MTons | FALSE | L | Annual | Allowances Banked | Thousand Tons | 0 | 0 | 0 | 0 | 0 | 0 | 0
NODA Nacogdoches SO2 Cap Annual v5.15 | 734 | 7253 | Rate Constraint in MTons | FALSE | L | Annual | Allowances Withdrawn (1:1) | Thousand Tons | 0 | 0 | 0 | 0 | 0 | 0 | 0
NODA Nacogdoches SO2 Cap Annual v5.15 | 734 | 7253 | Rate Constraint in MTons | FALSE | L | Annual | Allowances Withdrawn (n:1) | Thousand Tons | 0 | 0 | 0 | 0 | 0 | 0 | 0
NODA Nacogdoches SO2 Cap Annual v5.15 | 734 | 7253 | Rate Constraint in MTons | FALSE | L | Annual | Net Emissions Allowance Position | Thousand Tons | 0 | 0 | 0 | 0 | 0 | 0 | 0
NODA Nacogdoches SO2 Cap Annual v5.15 | 734 | 7253 | Rate Constraint in MTons | FALSE | L | Annual | Fuel Consumed | TBtu | 0 | 0 | 0 | 0 | 0 | 0 | 0
NODA Nacogdoches SO2 Cap Annual v5.15 | 734 | 7253 | Rate Constraint in MTons | FALSE | L | Annual | Rate | lb/MMBtu | 0 | 0 | 0 | 0 | 0 | 0 | 0
NODA Nacogdoches SO2 Cap Annual v5.15 | 734 | 7253 | Rate Constraint in MTons | FALSE | L | Annual | Generation | TWh | 0 | 0 | 0 | 0 | 0 | 0 | 0
NODA Nacogdoches SO2 Cap Annual v5.15 | 734 | 7253 | Rate Constraint in MTons | FALSE | L | Annual | Qualifying Generation | TWh | 0 | 0 | 0 | 0 | 0 | 0 | 0
NODA Nacogdoches SO2 Cap Annual v5.15 | 734 | 7253 | Rate Constraint in MTons | FALSE | L | Annual | Rate | lb/MWh | 0 | 0 | 0 | 0 | 0 | 0 | 0
NODA Nacogdoches SO2 Cap Annual v5.15 | 734 | 7253 | Rate Constraint in MTons | FALSE | L | Annual | Constraint Shadow Price | US2022$/Ton | 0 | 0 | 0 | 0 | 0 | 0 | 0
NODA Newark NOx Cap Annual v5.15 | 735 | 7249 | Rate Constraint in MTons | FALSE | L | Annual | Seasons Included | Seasons | Winter, Spring, Summer, Fall | Winter, Spring, Summer, Fall | Winter, Spring, Summer, Fall | Winter, Spring, Summer, Fall | Winter, Spring, Summer, Fall | Winter, Spring, Summer, Fall | Winter, Spring, Summer, Fall
NODA Newark NOx Cap Annual v5.15 | 735 | 7249 | Rate Constraint in MTons | FALSE | L | Annual | Standard NOX | Thousand Tons | 0.278 | 0.278 | 0.278 | 0.278 | 0.278 | 0.278 | 0.278
NODA Newark NOx Cap Annual v5.15 | 735 | 7249 | Rate Constraint in MTons | FALSE | L | Annual | Emissions at Affected Plants NOX | Thousand Tons | 0.069048 | 0.073895 | 0.085127 | 0.066803 | 0.052821 | 0.096816 | 0.10381
NODA Newark NOx Cap Annual v5.15 | 735 | 7249 | Rate Constraint in MTons | FALSE | L | Annual | Allowances Purchased NOX | Thousand Tons | 0 | 0 | 0 | 0 | 0 | 0 | 0
NODA Newark NOx Cap Annual v5.15 | 735 | 7249 | Rate Constraint in MTons | FALSE | L | Annual | Allowances Sold NOX | Thousand Tons | 0 | 0 | 0 | 0 | 0 | 0 | 0
NODA Newark NOx Cap Annual v5.15 | 735 | 7249 | Rate Constraint in MTons | FALSE | L | Annual | Allowances Banked | Thousand Tons | 0 | 0 | 0 | 0 | 0 | 0 | 0
NODA Newark NOx Cap Annual v5.15 | 735 | 7249 | Rate Constraint in MTons | FALSE | L | Annual | Allowances Withdrawn (1:1) | Thousand Tons | 0 | 0 | 0 | 0 | 0 | 0 | 0
NODA Newark NOx Cap Annual v5.15 | 735 | 7249 | Rate Constraint in MTons | FALSE | L | Annual | Allowances Withdrawn (n:1) | Thousand Tons | 0 | 0 | 0 | 0 | 0 | 0 | 0
NODA Newark NOx Cap Annual v5.15 | 735 | 7249 | Rate Constraint in MTons | FALSE | L | Annual | Net Emissions Allowance Position | Thousand Tons | 0.069048 | 0.073895 | 0.085127 | 0.066803 | 0.052821 | 0.096816 | 0.10381
NODA Newark NOx Cap Annual v5.15 | 735 | 7249 | Rate Constraint in MTons | FALSE | L | Annual | Fuel Consumed | TBtu | 22.9015 | 24.509 | 28.2344 | 22.1567 | 17.5195 | 32.1115 | 34.4316
NODA Newark NOx Cap Annual v5.15 | 735 | 7249 | Rate Constraint in MTons | FALSE | L | Annual | Rate | lb/MMBtu | 0.00603 | 0.00603 | 0.00603 | 0.00603 | 0.00603 | 0.00603 | 0.00603
NODA Newark NOx Cap Annual v5.15 | 735 | 7249 | Rate Constraint in MTons | FALSE | L | Annual | Generation | TWh | 3.2484 | 3.4764 | 4.0049 | 3.1428 | 2.485 | 4.5548 | 4.8839
NODA Newark NOx Cap Annual v5.15 | 735 | 7249 | Rate Constraint in MTons | FALSE | L | Annual | Qualifying Generation | TWh | 3.2484 | 3.4764 | 4.0049 | 3.1428 | 2.485 | 4.5548 | 4.8839
NODA Newark NOx Cap Annual v5.15 | 735 | 7249 | Rate Constraint in MTons | FALSE | L | Annual | Rate | lb/MWh | 0.042511 | 0.042511 | 0.042511 | 0.042511 | 0.042511 | 0.042511 | 0.042511
NODA Newark NOx Cap Annual v5.15 | 735 | 7249 | Rate Constraint in MTons | FALSE | L | Annual | Constraint Shadow Price | US2022$/Ton | 0 | 0 | 0 | 0 | 0 | 0 | 0
NODA West Deptford NOx Cap Annual v5.15 | 736 | 7250 | Rate Constraint in MTons | FALSE | L | Annual | Seasons Included | Seasons | Winter, Spring, Summer, Fall | Winter, Spring, Summer, Fall | Winter, Spring, Summer, Fall | Winter, Spring, Summer, Fall | Winter, Spring, Summer, Fall | Winter, Spring, Summer, Fall | Winter, Spring, Summer, Fall
NODA West Deptford NOx Cap Annual v5.15 | 736 | 7250 | Rate Constraint in MTons | FALSE | L | Annual | Standard NOX | Thousand Tons | 0.717 | 0.717 | 0.717 | 0.717 | 0.717 | 0.717 | 0.717
NODA West Deptford NOx Cap Annual v5.15 | 736 | 7250 | Rate Constraint in MTons | FALSE | L | Annual | Emissions at Affected Plants NOX | Thousand Tons | 0.070389 | 0.062764 | 0.087208 | 0.053616 | 0.052633 | 0.098913 | 0.10983
NODA West Deptford NOx Cap Annual v5.15 | 736 | 7250 | Rate Constraint in MTons | FALSE | L | Annual | Allowances Purchased NOX | Thousand Tons | 0 | 0 | 0 | 0 | 0 | 0 | 0
NODA West Deptford NOx Cap Annual v5.15 | 736 | 7250 | Rate Constraint in MTons | FALSE | L | Annual | Allowances Sold NOX | Thousand Tons | 0 | 0 | 0 | 0 | 0 | 0 | 0
NODA West Deptford NOx Cap Annual v5.15 | 736 | 7250 | Rate Constraint in MTons | FALSE | L | Annual | Allowances Banked | Thousand Tons | 0 | 0 | 0 | 0 | 0 | 0 | 0
NODA West Deptford NOx Cap Annual v5.15 | 736 | 7250 | Rate Constraint in MTons | FALSE | L | Annual | Allowances Withdrawn (1:1) | Thousand Tons | 0 | 0 | 0 | 0 | 0 | 0 | 0
NODA West Deptford NOx Cap Annual v5.15 | 736 | 7250 | Rate Constraint in MTons | FALSE | L | Annual | Allowances Withdrawn (n:1) | Thousand Tons | 0 | 0 | 0 | 0 | 0 | 0 | 0
NODA West Deptford NOx Cap Annual v5.15 | 736 | 7250 | Rate Constraint in MTons | FALSE | L | Annual | Net Emissions Allowance Position | Thousand Tons | 0.070389 | 0.062764 | 0.087208 | 0.053616 | 0.052633 | 0.098913 | 0.10983
NODA West Deptford NOx Cap Annual v5.15 | 736 | 7250 | Rate Constraint in MTons | FALSE | L | Annual | Fuel Consumed | TBtu | 22.9656 | 20.4778 | 28.4529 | 17.4931 | 17.1723 | 32.2717 | 35.8338
NODA West Deptford NOx Cap Annual v5.15 | 736 | 7250 | Rate Constraint in MTons | FALSE | L | Annual | Rate | lb/MMBtu | 0.00613 | 0.00613 | 0.00613 | 0.00613 | 0.00613 | 0.00613 | 0.00613
NODA West Deptford NOx Cap Annual v5.15 | 736 | 7250 | Rate Constraint in MTons | FALSE | L | Annual | Generation | TWh | 3.2465 | 2.8948 | 4.0222 | 2.4729 | 2.4275 | 4.562 | 5.0656
NODA West Deptford NOx Cap Annual v5.15 | 736 | 7250 | Rate Constraint in MTons | FALSE | L | Annual | Qualifying Generation | TWh | 3.2465 | 2.8948 | 4.0222 | 2.4729 | 2.4275 | 4.562 | 5.0656
NODA West Deptford NOx Cap Annual v5.15 | 736 | 7250 | Rate Constraint in MTons | FALSE | L | Annual | Rate | lb/MWh | 0.043364 | 0.043364 | 0.043364 | 0.043364 | 0.043364 | 0.043364 | 0.043364
NODA West Deptford NOx Cap Annual v5.15 | 736 | 7250 | Rate Constraint in MTons | FALSE | L | Annual | Constraint Shadow Price | US2022$/Ton | 0 | 0 | 0 | 0 | 0 | 0 | 0
NODA Wheelabrator Lisbon 1 NOX Cap Annual v5.15 | 737 | 7260 | Rate Constraint in MTons | FALSE | L | Annual | Seasons Included | Seasons | Winter, Spring, Summer, Fall | Winter, Spring, Summer, Fall | Winter, Spring, Summer, Fall | Winter, Spring, Summer, Fall | Winter, Spring, Summer, Fall | Winter, Spring, Summer, Fall | Winter, Spring, Summer, Fall
NODA Wheelabrator Lisbon 1 NOX Cap Annual v5.15 | 737 | 7260 | Rate Constraint in MTons | FALSE | L | Annual | Standard NOX | Thousand Tons | 0.148 | 0.148 | 0.148 | 0.148 | 0.148 | 0.148 | 0.148
NODA Wheelabrator Lisbon 1 NOX Cap Annual v5.15 | 737 | 7260 | Rate Constraint in MTons | FALSE | L | Annual | Emissions at Affected Plants NOX | Thousand Tons | 0.1311 | 0.1311 | 0.1311 | 0 | 0 | 0 | 0
NODA Wheelabrator Lisbon 1 NOX Cap Annual v5.15 | 737 | 7260 | Rate Constraint in MTons | FALSE | L | Annual | Allowances Purchased NOX | Thousand Tons | 0 | 0 | 0 | 0 | 0 | 0 | 0
NODA Wheelabrator Lisbon 1 NOX Cap Annual v5.15 | 737 | 7260 | Rate Constraint in MTons | FALSE | L | Annual | Allowances Sold NOX | Thousand Tons | 0 | 0 | 0 | 0 | 0 | 0 | 0
NODA Wheelabrator Lisbon 1 NOX Cap Annual v5.15 | 737 | 7260 | Rate Constraint in MTons | FALSE | L | Annual | Allowances Banked | Thousand Tons | 0 | 0 | 0 | 0 | 0 | 0 | 0
NODA Wheelabrator Lisbon 1 NOX Cap Annual v5.15 | 737 | 7260 | Rate Constraint in MTons | FALSE | L | Annual | Allowances Withdrawn (1:1) | Thousand Tons | 0 | 0 | 0 | 0 | 0 | 0 | 0
NODA Wheelabrator Lisbon 1 NOX Cap Annual v5.15 | 737 | 7260 | Rate Constraint in MTons | FALSE | L | Annual | Allowances Withdrawn (n:1) | Thousand Tons | 0 | 0 | 0 | 0 | 0 | 0 | 0
NODA Wheelabrator Lisbon 1 NOX Cap Annual v5.15 | 737 | 7260 | Rate Constraint in MTons | FALSE | L | Annual | Net Emissions Allowance Position | Thousand Tons | 0.1311 | 0.1311 | 0.1311 | 0 | 0 | 0 | 0
NODA Wheelabrator Lisbon 1 NOX Cap Annual v5.15 | 737 | 7260 | Rate Constraint in MTons | FALSE | L | Annual | Fuel Consumed | TBtu | 0.98736 | 0.98736 | 0.98736 | 0 | 0 | 0 | 0
NODA Wheelabrator Lisbon 1 NOX Cap Annual v5.15 | 737 | 7260 | Rate Constraint in MTons | FALSE | L | Annual | Rate | lb/MMBtu | 0.26556 | 0.26556 | 0.26556 | 0 | 0 | 0 | 0
NODA Wheelabrator Lisbon 1 NOX Cap Annual v5.15 | 737 | 7260 | Rate Constraint in MTons | FALSE | L | Annual | Generation | TWh | 0.053772 | 0.053772 | 0.053772 | 0 | 0 | 0 | 0
NODA Wheelabrator Lisbon 1 NOX Cap Annual v5.15 | 737 | 7260 | Rate Constraint in MTons | FALSE | L | Annual | Qualifying Generation | TWh | 0.053772 | 0.053772 | 0.053772 | 0 | 0 | 0 | 0
NODA Wheelabrator Lisbon 1 NOX Cap Annual v5.15 | 737 | 7260 | Rate Constraint in MTons | FALSE | L | Annual | Rate | lb/MWh | 4.8762 | 4.8762 | 4.8762 | 0 | 0 | 0 | 0
NODA Wheelabrator Lisbon 1 NOX Cap Annual v5.15 | 737 | 7260 | Rate Constraint in MTons | FALSE | L | Annual | Constraint Shadow Price | US2022$/Ton | 0 | 0 | 0 | 0 | 0 | 0 | 0
NODA WheelabratorBridgeport 1 NOX Cap Annual v5.15 | 738 | 7257 | Rate Constraint in MTons | FALSE | L | Annual | Seasons Included | Seasons | Winter, Spring, Summer, Fall | Winter, Spring, Summer, Fall | Winter, Spring, Summer, Fall | Winter, Spring, Summer, Fall | Winter, Spring, Summer, Fall | Winter, Spring, Summer, Fall | Winter, Spring, Summer, Fall
NODA WheelabratorBridgeport 1 NOX Cap Annual v5.15 | 738 | 7257 | Rate Constraint in MTons | FALSE | L | Annual | Standard NOX | Thousand Tons | 0.501 | 0.501 | 0.501 | 0.501 | 0.501 | 0.501 | 0.501
NODA WheelabratorBridgeport 1 NOX Cap Annual v5.15 | 738 | 7257 | Rate Constraint in MTons | FALSE | L | Annual | Emissions at Affected Plants NOX | Thousand Tons | 0.30164 | 0.30164 | 0.30164 | 0 | 0 | 0 | 0
NODA WheelabratorBridgeport 1 NOX Cap Annual v5.15 | 738 | 7257 | Rate Constraint in MTons | FALSE | L | Annual | Allowances Purchased NOX | Thousand Tons | 0 | 0 | 0 | 0 | 0 | 0 | 0
NODA WheelabratorBridgeport 1 NOX Cap Annual v5.15 | 738 | 7257 | Rate Constraint in MTons | FALSE | L | Annual | Allowances Sold NOX | Thousand Tons | 0 | 0 | 0 | 0 | 0 | 0 | 0
NODA WheelabratorBridgeport 1 NOX Cap Annual v5.15 | 738 | 7257 | Rate Constraint in MTons | FALSE | L | Annual | Allowances Banked | Thousand Tons | 0 | 0 | 0 | 0 | 0 | 0 | 0
NODA WheelabratorBridgeport 1 NOX Cap Annual v5.15 | 738 | 7257 | Rate Constraint in MTons | FALSE | L | Annual | Allowances Withdrawn (1:1) | Thousand Tons | 0 | 0 | 0 | 0 | 0 | 0 | 0
NODA WheelabratorBridgeport 1 NOX Cap Annual v5.15 | 738 | 7257 | Rate Constraint in MTons | FALSE | L | Annual | Allowances Withdrawn (n:1) | Thousand Tons | 0 | 0 | 0 | 0 | 0 | 0 | 0
NODA WheelabratorBridgeport 1 NOX Cap Annual v5.15 | 738 | 7257 | Rate Constraint in MTons | FALSE | L | Annual | Net Emissions Allowance Position | Thousand Tons | 0.30164 | 0.30164 | 0.30164 | 0 | 0 | 0 | 0
NODA WheelabratorBridgeport 1 NOX Cap Annual v5.15 | 738 | 7257 | Rate Constraint in MTons | FALSE | L | Annual | Fuel Consumed | TBtu | 2.4858 | 2.4858 | 2.4858 | 0 | 0 | 0 | 0
NODA WheelabratorBridgeport 1 NOX Cap Annual v5.15 | 738 | 7257 | Rate Constraint in MTons | FALSE | L | Annual | Rate | lb/MMBtu | 0.24269 | 0.24269 | 0.24269 | 0 | 0 | 0 | 0
NODA WheelabratorBridgeport 1 NOX Cap Annual v5.15 | 738 | 7257 | Rate Constraint in MTons | FALSE | L | Annual | Generation | TWh | 0.14826 | 0.14826 | 0.14826 | 0 | 0 | 0 | 0
NODA WheelabratorBridgeport 1 NOX Cap Annual v5.15 | 738 | 7257 | Rate Constraint in MTons | FALSE | L | Annual | Qualifying Generation | TWh | 0.14826 | 0.14826 | 0.14826 | 0 | 0 | 0 | 0
NODA WheelabratorBridgeport 1 NOX Cap Annual v5.15 | 738 | 7257 | Rate Constraint in MTons | FALSE | L | Annual | Rate | lb/MWh | 4.0692 | 4.0692 | 4.0692 | 0 | 0 | 0 | 0
NODA WheelabratorBridgeport 1 NOX Cap Annual v5.15 | 738 | 7257 | Rate Constraint in MTons | FALSE | L | Annual | Constraint Shadow Price | US2022$/Ton | 0 | 0 | 0 | 0 | 0 | 0 | 0
NODA WheelabratorBridgeport 2 NOX Cap Annual v5.15 | 739 | 7258 | Rate Constraint in MTons | FALSE | L | Annual | Seasons Included | Seasons | Winter, Spring, Summer, Fall | Winter, Spring, Summer, Fall | Winter, Spring, Summer, Fall | Winter, Spring, Summer, Fall | Winter, Spring, Summer, Fall | Winter, Spring, Summer, Fall | Winter, Spring, Summer, Fall
NODA WheelabratorBridgeport 2 NOX Cap Annual v5.15 | 739 | 7258 | Rate Constraint in MTons | FALSE | L | Annual | Standard NOX | Thousand Tons | 0.501 | 0.501 | 0.501 | 0.501 | 0.501 | 0.501 | 0.501
NODA WheelabratorBridgeport 2 NOX Cap Annual v5.15 | 739 | 7258 | Rate Constraint in MTons | FALSE | L | Annual | Emissions at Affected Plants NOX | Thousand Tons | 0.30952 | 0.30952 | 0.30952 | 0 | 0 | 0 | 0
NODA WheelabratorBridgeport 2 NOX Cap Annual v5.15 | 739 | 7258 | Rate Constraint in MTons | FALSE | L | Annual | Allowances Purchased NOX | Thousand Tons | 0 | 0 | 0 | 0 | 0 | 0 | 0
NODA WheelabratorBridgeport 2 NOX Cap Annual v5.15 | 739 | 7258 | Rate Constraint in MTons | FALSE | L | Annual | Allowances Sold NOX | Thousand Tons | 0 | 0 | 0 | 0 | 0 | 0 | 0
NODA WheelabratorBridgeport 2 NOX Cap Annual v5.15 | 739 | 7258 | Rate Constraint in MTons | FALSE | L | Annual | Allowances Banked | Thousand Tons | 0 | 0 | 0 | 0 | 0 | 0 | 0
NODA WheelabratorBridgeport 2 NOX Cap Annual v5.15 | 739 | 7258 | Rate Constraint in MTons | FALSE | L | Annual | Allowances Withdrawn (1:1) | Thousand Tons | 0 | 0 | 0 | 0 | 0 | 0 | 0
NODA WheelabratorBridgeport 2 NOX Cap Annual v5.15 | 739 | 7258 | Rate Constraint in MTons | FALSE | L | Annual | Allowances Withdrawn (n:1) | Thousand Tons | 0 | 0 | 0 | 0 | 0 | 0 | 0
NODA WheelabratorBridgeport 2 NOX Cap Annual v5.15 | 739 | 7258 | Rate Constraint in MTons | FALSE | L | Annual | Net Emissions Allowance Position | Thousand Tons | 0.30952 | 0.30952 | 0.30952 | 0 | 0 | 0 | 0
NODA WheelabratorBridgeport 2 NOX Cap Annual v5.15 | 739 | 7258 | Rate Constraint in MTons | FALSE | L | Annual | Fuel Consumed | TBtu | 2.4858 | 2.4858 | 2.4858 | 0 | 0 | 0 | 0
NODA WheelabratorBridgeport 2 NOX Cap Annual v5.15 | 739 | 7258 | Rate Constraint in MTons | FALSE | L | Annual | Rate | lb/MMBtu | 0.24903 | 0.24903 | 0.24903 | 0 | 0 | 0 | 0
NODA WheelabratorBridgeport 2 NOX Cap Annual v5.15 | 739 | 7258 | Rate Constraint in MTons | FALSE | L | Annual | Generation | TWh | 0.14826 | 0.14826 | 0.14826 | 0 | 0 | 0 | 0
NODA WheelabratorBridgeport 2 NOX Cap Annual v5.15 | 739 | 7258 | Rate Constraint in MTons | FALSE | L | Annual | Qualifying Generation | TWh | 0.14826 | 0.14826 | 0.14826 | 0 | 0 | 0 | 0
NODA WheelabratorBridgeport 2 NOX Cap Annual v5.15 | 739 | 7258 | Rate Constraint in MTons | FALSE | L | Annual | Rate | lb/MWh | 4.1755 | 4.1755 | 4.1755 | 0 | 0 | 0 | 0
NODA WheelabratorBridgeport 2 NOX Cap Annual v5.15 | 739 | 7258 | Rate Constraint in MTons | FALSE | L | Annual | Constraint Shadow Price | US2022$/Ton | 0 | 0 | 0 | 0 | 0 | 0 | 0
NODA WheelabratorBridgeport 3 NOX Cap Annual v5.15 | 740 | 7259 | Rate Constraint in MTons | FALSE | L | Annual | Seasons Included | Seasons | Winter, Spring, Summer, Fall | Winter, Spring, Summer, Fall | Winter, Spring, Summer, Fall | Winter, Spring, Summer, Fall | Winter, Spring, Summer, Fall | Winter, Spring, Summer, Fall | Winter, Spring, Summer, Fall
NODA WheelabratorBridgeport 3 NOX Cap Annual v5.15 | 740 | 7259 | Rate Constraint in MTons | FALSE | L | Annual | Standard NOX | Thousand Tons | 0.501 | 0.501 | 0.501 | 0.501 | 0.501 | 0.501 | 0.501
NODA WheelabratorBridgeport 3 NOX Cap Annual v5.15 | 740 | 7259 | Rate Constraint in MTons | FALSE | L | Annual | Emissions at Affected Plants NOX | Thousand Tons | 0.29852 | 0.29852 | 0.29852 | 0 | 0 | 0 | 0
NODA WheelabratorBridgeport 3 NOX Cap Annual v5.15 | 740 | 7259 | Rate Constraint in MTons | FALSE | L | Annual | Allowances Purchased NOX | Thousand Tons | 0 | 0 | 0 | 0 | 0 | 0 | 0
NODA WheelabratorBridgeport 3 NOX Cap Annual v5.15 | 740 | 7259 | Rate Constraint in MTons | FALSE | L | Annual | Allowances Sold NOX | Thousand Tons | 0 | 0 | 0 | 0 | 0 | 0 | 0
NODA WheelabratorBridgeport 3 NOX Cap Annual v5.15 | 740 | 7259 | Rate Constraint in MTons | FALSE | L | Annual | Allowances Banked | Thousand Tons | 0 | 0 | 0 | 0 | 0 | 0 | 0
NODA WheelabratorBridgeport 3 NOX Cap Annual v5.15 | 740 | 7259 | Rate Constraint in MTons | FALSE | L | Annual | Allowances Withdrawn (1:1) | Thousand Tons | 0 | 0 | 0 | 0 | 0 | 0 | 0
NODA WheelabratorBridgeport 3 NOX Cap Annual v5.15 | 740 | 7259 | Rate Constraint in MTons | FALSE | L | Annual | Allowances Withdrawn (n:1) | Thousand Tons | 0 | 0 | 0 | 0 | 0 | 0 | 0
NODA WheelabratorBridgeport 3 NOX Cap Annual v5.15 | 740 | 7259 | Rate Constraint in MTons | FALSE | L | Annual | Net Emissions Allowance Position | Thousand Tons | 0.29852 | 0.29852 | 0.29852 | 0 | 0 | 0 | 0
NODA WheelabratorBridgeport 3 NOX Cap Annual v5.15 | 740 | 7259 | Rate Constraint in MTons | FALSE | L | Annual | Fuel Consumed | TBtu | 2.4858 | 2.4858 | 2.4858 | 0 | 0 | 0 | 0
NODA WheelabratorBridgeport 3 NOX Cap Annual v5.15 | 740 | 7259 | Rate Constraint in MTons | FALSE | L | Annual | Rate | lb/MMBtu | 0.24018 | 0.24018 | 0.24018 | 0 | 0 | 0 | 0
NODA WheelabratorBridgeport 3 NOX Cap Annual v5.15 | 740 | 7259 | Rate Constraint in MTons | FALSE | L | Annual | Generation | TWh | 0.14826 | 0.14826 | 0.14826 | 0 | 0 | 0 | 0
NODA WheelabratorBridgeport 3 NOX Cap Annual v5.15 | 740 | 7259 | Rate Constraint in MTons | FALSE | L | Annual | Qualifying Generation | TWh | 0.14826 | 0.14826 | 0.14826 | 0 | 0 | 0 | 0
NODA WheelabratorBridgeport 3 NOX Cap Annual v5.15 | 740 | 7259 | Rate Constraint in MTons | FALSE | L | Annual | Rate | lb/MWh | 4.0271 | 4.0271 | 4.0271 | 0 | 0 | 0 | 0
NODA WheelabratorBridgeport 3 NOX Cap Annual v5.15 | 740 | 7259 | Rate Constraint in MTons | FALSE | L | Annual | Constraint Shadow Price | US2022$/Ton | 0 | 0 | 0 | 0 | 0 | 0 | 0
NODA Woodbridge NOx Cap Annual v5.15 | 741 | 7251 | Rate Constraint in MTons | FALSE | L | Annual | Seasons Included | Seasons | Winter, Spring, Summer, Fall | Winter, Spring, Summer, Fall | Winter, Spring, Summer, Fall | Winter, Spring, Summer, Fall | Winter, Spring, Summer, Fall | Winter, Spring, Summer, Fall | Winter, Spring, Summer, Fall
NODA Woodbridge NOx Cap Annual v5.15 | 741 | 7251 | Rate Constraint in MTons | FALSE | L | Annual | Standard NOX | Thousand Tons | 0.297 | 0.297 | 0.297 | 0.297 | 0.297 | 0.297 | 0.297
NODA Woodbridge NOx Cap Annual v5.15 | 741 | 7251 | Rate Constraint in MTons | FALSE | L | Annual | Emissions at Affected Plants NOX | Thousand Tons | 0.037128 | 0.04139 | 0.047887 | 0.038456 | 0.036119 | 0.052373 | 0.055821
NODA Woodbridge NOx Cap Annual v5.15 | 741 | 7251 | Rate Constraint in MTons | FALSE | L | Annual | Allowances Purchased NOX | Thousand Tons | 0 | 0 | 0 | 0 | 0 | 0 | 0
NODA Woodbridge NOx Cap Annual v5.15 | 741 | 7251 | Rate Constraint in MTons | FALSE | L | Annual | Allowances Sold NOX | Thousand Tons | 0 | 0 | 0 | 0 | 0 | 0 | 0
NODA Woodbridge NOx Cap Annual v5.15 | 741 | 7251 | Rate Constraint in MTons | FALSE | L | Annual | Allowances Banked | Thousand Tons | 0 | 0 | 0 | 0 | 0 | 0 | 0
NODA Woodbridge NOx Cap Annual v5.15 | 741 | 7251 | Rate Constraint in MTons | FALSE | L | Annual | Allowances Withdrawn (1:1) | Thousand Tons | 0 | 0 | 0 | 0 | 0 | 0 | 0
NODA Woodbridge NOx Cap Annual v5.15 | 741 | 7251 | Rate Constraint in MTons | FALSE | L | Annual | Allowances Withdrawn (n:1) | Thousand Tons | 0 | 0 | 0 | 0 | 0 | 0 | 0
NODA Woodbridge NOx Cap Annual v5.15 | 741 | 7251 | Rate Constraint in MTons | FALSE | L | Annual | Net Emissions Allowance Position | Thousand Tons | 0.037128 | 0.04139 | 0.047887 | 0.038456 | 0.036119 | 0.052373 | 0.055821
NODA Woodbridge NOx Cap Annual v5.15 | 741 | 7251 | Rate Constraint in MTons | FALSE | L | Annual | Fuel Consumed | TBtu | 13.3316 | 14.8616 | 17.1947 | 13.8083 | 12.969 | 18.8054 | 20.0436
NODA Woodbridge NOx Cap Annual v5.15 | 741 | 7251 | Rate Constraint in MTons | FALSE | L | Annual | Rate | lb/MMBtu | 0.00557 | 0.00557 | 0.00557 | 0.00557 | 0.00557 | 0.00557 | 0.00557
NODA Woodbridge NOx Cap Annual v5.15 | 741 | 7251 | Rate Constraint in MTons | FALSE | L | Annual | Generation | TWh | 1.891 | 2.108 | 2.439 | 1.9586 | 1.8396 | 2.6674 | 2.8431
NODA Woodbridge NOx Cap Annual v5.15 | 741 | 7251 | Rate Constraint in MTons | FALSE | L | Annual | Qualifying Generation | TWh | 1.891 | 2.108 | 2.439 | 1.9586 | 1.8396 | 2.6674 | 2.8431
NODA Woodbridge NOx Cap Annual v5.15 | 741 | 7251 | Rate Constraint in MTons | FALSE | L | Annual | Rate | lb/MWh | 0.039268 | 0.039268 | 0.039268 | 0.039268 | 0.039268 | 0.039268 | 0.039268
NODA Woodbridge NOx Cap Annual v5.15 | 741 | 7251 | Rate Constraint in MTons | FALSE | L | Annual | Constraint Shadow Price | US2022$/Ton | 0 | 0 | 0 | 0 | 0 | 0 | 0
North Carolina Duke - NOX Cap Annual v3.1 | 742 | 7354 | Rate Constraint in MTons | FALSE | L | Annual | Seasons Included | Seasons | Winter, Spring, Summer, Fall | Winter, Spring, Summer, Fall | Winter, Spring, Summer, Fall | Winter, Spring, Summer, Fall | Winter, Spring, Summer, Fall | Winter, Spring, Summer, Fall | Winter, Spring, Summer, Fall
North Carolina Duke - NOX Cap Annual v3.1 | 742 | 7354 | Rate Constraint in MTons | FALSE | L | Annual | Standard NOX | Thousand Tons | 31 | 31 | 31 | 31 | 31 | 31 | 31
North Carolina Duke - NOX Cap Annual v3.1 | 742 | 7354 | Rate Constraint in MTons | FALSE | L | Annual | Emissions at Affected Plants NOX | Thousand Tons | 2.7246 | 2.7751 | 0.035283 | 0.035283 | 0.035283 | 0.00041805 | 0.00041805
North Carolina Duke - NOX Cap Annual v3.1 | 742 | 7354 | Rate Constraint in MTons | FALSE | L | Annual | Allowances Purchased NOX | Thousand Tons | 0 | 0 | 0 | 0 | 0 | 0 | 0
North Carolina Duke - NOX Cap Annual v3.1 | 742 | 7354 | Rate Constraint in MTons | FALSE | L | Annual | Allowances Sold NOX | Thousand Tons | 0 | 0 | 0 | 0 | 0 | 0 | 0
North Carolina Duke - NOX Cap Annual v3.1 | 742 | 7354 | Rate Constraint in MTons | FALSE | L | Annual | Allowances Banked | Thousand Tons | 0 | 0 | 0 | 0 | 0 | 0 | 0
North Carolina Duke - NOX Cap Annual v3.1 | 742 | 7354 | Rate Constraint in MTons | FALSE | L | Annual | Allowances Withdrawn (1:1) | Thousand Tons | 0 | 0 | 0 | 0 | 0 | 0 | 0
North Carolina Duke - NOX Cap Annual v3.1 | 742 | 7354 | Rate Constraint in MTons | FALSE | L | Annual | Allowances Withdrawn (n:1) | Thousand Tons | 0 | 0 | 0 | 0 | 0 | 0 | 0
North Carolina Duke - NOX Cap Annual v3.1 | 742 | 7354 | Rate Constraint in MTons | FALSE | L | Annual | Net Emissions Allowance Position | Thousand Tons | 2.7246 | 2.7751 | 0.035283 | 0.035283 | 0.035283 | 0.00041805 | 0.00041805
North Carolina Duke - NOX Cap Annual v3.1 | 742 | 7354 | Rate Constraint in MTons | FALSE | L | Annual | Fuel Consumed | TBtu | 59.0487 | 38.2265 | 1.4113 | 1.4113 | 1.4113 | 0.016722 | 0.016722
North Carolina Duke - NOX Cap Annual v3.1 | 742 | 7354 | Rate Constraint in MTons | FALSE | L | Annual | Rate | lb/MMBtu | 0.092282 | 0.14519 | 0.05 | 0.05 | 0.05 | 0.05 | 0.05
North Carolina Duke - NOX Cap Annual v3.1 | 742 | 7354 | Rate Constraint in MTons | FALSE | L | Annual | Generation | TWh | 6.4231 | 4.0777 | 0.14787 | 0.14787 | 0.14787 | 0.001752 | 0.001752
North Carolina Duke - NOX Cap Annual v3.1 | 742 | 7354 | Rate Constraint in MTons | FALSE | L | Annual | Qualifying Generation | TWh | 6.4231 | 4.0777 | 0.14787 | 0.14787 | 0.14787 | 0.001752 | 0.001752
North Carolina Duke - NOX Cap Annual v3.1 | 742 | 7354 | Rate Constraint in MTons | FALSE | L | Annual | Rate | lb/MWh | 0.84836 | 1.3611 | 0.47722 | 0.47723 | 0.47723 | 0.47723 | 0.47723
North Carolina Duke - NOX Cap Annual v3.1 | 742 | 7354 | Rate Constraint in MTons | FALSE | L | Annual | Constraint Shadow Price | US2022$/Ton | 0 | 0 | 0 | 0 | 0 | 0 | 0
North Carolina Duke - SO2 Cap Annual v3.1 | 743 | 7356 | Rate Constraint in MTons | FALSE | L | Annual | Seasons Included | Seasons | Winter, Spring, Summer, Fall | Winter, Spring, Summer, Fall | Winter, Spring, Summer, Fall | Winter, Spring, Summer, Fall | Winter, Spring, Summer, Fall | Winter, Spring, Summer, Fall | Winter, Spring, Summer, Fall
North Carolina Duke - SO2 Cap Annual v3.1 | 743 | 7356 | Rate Constraint in MTons | FALSE | L | Annual | Standard SO2 | Thousand Tons | 80 | 80 | 80 | 80 | 80 | 80 | 80
North Carolina Duke - SO2 Cap Annual v3.1 | 743 | 7356 | Rate Constraint in MTons | FALSE | L | Annual | Emissions at Affected Plants SO2 | Thousand Tons | 1.7822 | 1.3668 | 0 | 0 | 0 | 0 | 0
North Carolina Duke - SO2 Cap Annual v3.1 | 743 | 7356 | Rate Constraint in MTons | FALSE | L | Annual | Allowances Purchased SO2 | Thousand Tons | 0 | 0 | 0 | 0 | 0 | 0 | 0
North Carolina Duke - SO2 Cap Annual v3.1 | 743 | 7356 | Rate Constraint in MTons | FALSE | L | Annual | Allowances Sold SO2 | Thousand Tons | 0 | 0 | 0 | 0 | 0 | 0 | 0
North Carolina Duke - SO2 Cap Annual v3.1 | 743 | 7356 | Rate Constraint in MTons | FALSE | L | Annual | Allowances Banked | Thousand Tons | 0 | 0 | 0 | 0 | 0 | 0 | 0
North Carolina Duke - SO2 Cap Annual v3.1 | 743 | 7356 | Rate Constraint in MTons | FALSE | L | Annual | Allowances Withdrawn (1:1) | Thousand Tons | 0 | 0 | 0 | 0 | 0 | 0 | 0
North Carolina Duke - SO2 Cap Annual v3.1 | 743 | 7356 | Rate Constraint in MTons | FALSE | L | Annual | Allowances Withdrawn (n:1) | Thousand Tons | 0 | 0 | 0 | 0 | 0 | 0 | 0
North Carolina Duke - SO2 Cap Annual v3.1 | 743 | 7356 | Rate Constraint in MTons | FALSE | L | Annual | Net Emissions Allowance Position | Thousand Tons | 1.7822 | 1.3668 | 0 | 0 | 0 | 0 | 0
North Carolina Duke - SO2 Cap Annual v3.1 | 743 | 7356 | Rate Constraint in MTons | FALSE | L | Annual | Fuel Consumed | TBtu | 59.0487 | 38.2265 | 1.4113 | 1.4113 | 1.4113 | 0.016722 | 0.016722
North Carolina Duke - SO2 Cap Annual v3.1 | 743 | 7356 | Rate Constraint in MTons | FALSE | L | Annual | Rate | lb/MMBtu | 0.060364 | 0.071509 | 0 | 0 | 0 | 0 | 0
North Carolina Duke - SO2 Cap Annual v3.1 | 743 | 7356 | Rate Constraint in MTons | FALSE | L | Annual | Generation | TWh | 6.4231 | 4.0777 | 0.14787 | 0.14787 | 0.14787 | 0.001752 | 0.001752
North Carolina Duke - SO2 Cap Annual v3.1 | 743 | 7356 | Rate Constraint in MTons | FALSE | L | Annual | Qualifying Generation | TWh | 6.4231 | 4.0777 | 0.14787 | 0.14787 | 0.14787 | 0.001752 | 0.001752
North Carolina Duke - SO2 Cap Annual v3.1 | 743 | 7356 | Rate Constraint in MTons | FALSE | L | Annual | Rate | lb/MWh | 0.55493 | 0.67036 | 0 | 0 | 0 | 0 | 0
North Carolina Duke - SO2 Cap Annual v3.1 | 743 | 7356 | Rate Constraint in MTons | FALSE | L | Annual | Constraint Shadow Price | US2022$/Ton | 0 | 0 | 0 | 0 | 0 | 0 | 0
North Carolina Progress - NOX Cap Annual v3.1 | 744 | 7353 | Rate Constraint in MTons | FALSE | L | Annual | Seasons Included | Seasons | Winter, Spring, Summer, Fall | Winter, Spring, Summer, Fall | Winter, Spring, Summer, Fall | Winter, Spring, Summer, Fall | Winter, Spring, Summer, Fall | Winter, Spring, Summer, Fall | Winter, Spring, Summer, Fall
North Carolina Progress - NOX Cap Annual v3.1 | 744 | 7353 | Rate Constraint in MTons | FALSE | L | Annual | Standard NOX | Thousand Tons | 25 | 25 | 25 | 25 | 25 | 25 | 25
North Carolina Progress - NOX Cap Annual v3.1 | 744 | 7353 | Rate Constraint in MTons | FALSE | L | Annual | Emissions at Affected Plants NOX | Thousand Tons | 1.7749 | 0.91203 | 0 | 0 | 0 | 0 | 0
North Carolina Progress - NOX Cap Annual v3.1 | 744 | 7353 | Rate Constraint in MTons | FALSE | L | Annual | Allowances Purchased NOX | Thousand Tons | 0 | 0 | 0 | 0 | 0 | 0 | 0
North Carolina Progress - NOX Cap Annual v3.1 | 744 | 7353 | Rate Constraint in MTons | FALSE | L | Annual | Allowances Sold NOX | Thousand Tons | 0 | 0 | 0 | 0 | 0 | 0 | 0
North Carolina Progress - NOX Cap Annual v3.1 | 744 | 7353 | Rate Constraint in MTons | FALSE | L | Annual | Allowances Banked | Thousand Tons | 0 | 0 | 0 | 0 | 0 | 0 | 0
North Carolina Progress - NOX Cap Annual v3.1 | 744 | 7353 | Rate Constraint in MTons | FALSE | L | Annual | Allowances Withdrawn (1:1) | Thousand Tons | 0 | 0 | 0 | 0 | 0 | 0 | 0
North Carolina Progress - NOX Cap Annual v3.1 | 744 | 7353 | Rate Constraint in MTons | FALSE | L | Annual | Allowances Withdrawn (n:1) | Thousand Tons | 0 | 0 | 0 | 0 | 0 | 0 | 0
North Carolina Progress - NOX Cap Annual v3.1 | 744 | 7353 | Rate Constraint in MTons | FALSE | L | Annual | Net Emissions Allowance Position | Thousand Tons | 1.7749 | 0.91203 | 0 | 0 | 0 | 0 | 0
North Carolina Progress - NOX Cap Annual v3.1 | 744 | 7353 | Rate Constraint in MTons | FALSE | L | Annual | Fuel Consumed | TBtu | 27.7676 | 14.1258 | 0 | 0 | 0 | 0 | 0
North Carolina Progress - NOX Cap Annual v3.1 | 744 | 7353 | Rate Constraint in MTons | FALSE | L | Annual | Rate | lb/MMBtu | 0.12784 | 0.12913 | 0 | 0 | 0 | 0 | 0
North Carolina Progress - NOX Cap Annual v3.1 | 744 | 7353 | Rate Constraint in MTons | FALSE | L | Annual | Generation | TWh | 2.6749 | 1.363 | 0 | 0 | 0 | 0 | 0
North Carolina Progress - NOX Cap Annual v3.1 | 744 | 7353 | Rate Constraint in MTons | FALSE | L | Annual | Qualifying Generation | TWh | 2.6749 | 1.363 | 0 | 0 | 0 | 0 | 0
North Carolina Progress - NOX Cap Annual v3.1 | 744 | 7353 | Rate Constraint in MTons | FALSE | L | Annual | Rate | lb/MWh | 1.3271 | 1.3383 | 0 | 0 | 0 | 0 | 0
North Carolina Progress - NOX Cap Annual v3.1 | 744 | 7353 | Rate Constraint in MTons | FALSE | L | Annual | Constraint Shadow Price | US2022$/Ton | 0 | 0 | 0 | 0 | 0 | 0 | 0
North Carolina Progress - SO2 Cap Annual v3.1 | 745 | 7355 | Rate Constraint in MTons | FALSE | L | Annual | Seasons Included | Seasons | Winter, Spring, Summer, Fall | Winter, Spring, Summer, Fall | Winter, Spring, Summer, Fall | Winter, Spring, Summer, Fall | Winter, Spring, Summer, Fall | Winter, Spring, Summer, Fall | Winter, Spring, Summer, Fall
North Carolina Progress - SO2 Cap Annual v3.1 | 745 | 7355 | Rate Constraint in MTons | FALSE | L | Annual | Standard SO2 | Thousand Tons | 50 | 50 | 50 | 50 | 50 | 50 | 50
North Carolina Progress - SO2 Cap Annual v3.1 | 745 | 7355 | Rate Constraint in MTons | FALSE | L | Annual | Emissions at Affected Plants SO2 | Thousand Tons | 0.91133 | 0.46361 | 0 | 0 | 0 | 0 | 0
North Carolina Progress - SO2 Cap Annual v3.1 | 745 | 7355 | Rate Constraint in MTons | FALSE | L | Annual | Allowances Purchased SO2 | Thousand Tons | 0 | 0 | 0 | 0 | 0 | 0 | 0
North Carolina Progress - SO2 Cap Annual v3.1 | 745 | 7355 | Rate Constraint in MTons | FALSE | L | Annual | Allowances Sold SO2 | Thousand Tons | 0 | 0 | 0 | 0 | 0 | 0 | 0
North Carolina Progress - SO2 Cap Annual v3.1 | 745 | 7355 | Rate Constraint in MTons | FALSE | L | Annual | Allowances Banked | Thousand Tons | 0 | 0 | 0 | 0 | 0 | 0 | 0
North Carolina Progress - SO2 Cap Annual v3.1 | 745 | 7355 | Rate Constraint in MTons | FALSE | L | Annual | Allowances Withdrawn (1:1) | Thousand Tons | 0 | 0 | 0 | 0 | 0 | 0 | 0
North Carolina Progress - SO2 Cap Annual v3.1 | 745 | 7355 | Rate Constraint in MTons | FALSE | L | Annual | Allowances Withdrawn (n:1) | Thousand Tons | 0 | 0 | 0 | 0 | 0 | 0 | 0
North Carolina Progress - SO2 Cap Annual v3.1 | 745 | 7355 | Rate Constraint in MTons | FALSE | L | Annual | Net Emissions Allowance Position | Thousand Tons | 0.91133 | 0.46361 | 0 | 0 | 0 | 0 | 0
North Carolina Progress - SO2 Cap Annual v3.1 | 745 | 7355 | Rate Constraint in MTons | FALSE | L | Annual | Fuel Consumed | TBtu | 27.7676 | 14.1258 | 0 | 0 | 0 | 0 | 0
North Carolina Progress - SO2 Cap Annual v3.1 | 745 | 7355 | Rate Constraint in MTons | FALSE | L | Annual | Rate | lb/MMBtu | 0.06564 | 0.06564 | 0 | 0 | 0 | 0 | 0
North Carolina Progress - SO2 Cap Annual v3.1 | 745 | 7355 | Rate Constraint in MTons | FALSE | L | Annual | Generation | TWh | 2.6749 | 1.363 | 0 | 0 | 0 | 0 | 0
North Carolina Progress - SO2 Cap Annual v3.1 | 745 | 7355 | Rate Constraint in MTons | FALSE | L | Annual | Qualifying Generation | TWh | 2.6749 | 1.363 | 0 | 0 | 0 | 0 | 0
North Carolina Progress - SO2 Cap Annual v3.1 | 745 | 7355 | Rate Constraint in MTons | FALSE | L | Annual | Rate | lb/MWh | 0.6814 | 0.68029 | 0 | 0 | 0 | 0 | 0
North Carolina Progress - SO2 Cap Annual v3.1 | 745 | 7355 | Rate Constraint in MTons | FALSE | L | Annual | Constraint Shadow Price | US2022$/Ton | 0 | 0 | 0 | 0 | 0 | 0 | 0
NSR AEP Consent - NOX Cap Annual v3.1 | 746 | 7372 | Rate Constraint in MTons | FALSE | L | Annual | Seasons Included | Seasons | Winter, Spring, Summer, Fall | Winter, Spring, Summer, Fall | Winter, Spring, Summer, Fall | Winter, Spring, Summer, Fall | Winter, Spring, Summer, Fall | Winter, Spring, Summer, Fall | Winter, Spring, Summer, Fall
NSR AEP Consent - NOX Cap Annual v3.1 | 746 | 7372 | Rate Constraint in MTons | FALSE | L | Annual | Standard NOX | Thousand Tons | 52 | 44 | 44 | 44 | 44 | 44 | 44
NSR AEP Consent - NOX Cap Annual v3.1 | 746 | 7372 | Rate Constraint in MTons | FALSE | L | Annual | Emissions at Affected Plants NOX | Thousand Tons | 15.6514 | 20.4752 | 0.014851 | 0.014851 | 0 | 0 | 0
NSR AEP Consent - NOX Cap Annual v3.1 | 746 | 7372 | Rate Constraint in MTons | FALSE | L | Annual | Allowances Purchased NOX | Thousand Tons | 0 | 0 | 0 | 0 | 0 | 0 | 0
NSR AEP Consent - NOX Cap Annual v3.1 | 746 | 7372 | Rate Constraint in MTons | FALSE | L | Annual | Allowances Sold NOX | Thousand Tons | 0 | 0 | 0 | 0 | 0 | 0 | 0
NSR AEP Consent - NOX Cap Annual v3.1 | 746 | 7372 | Rate Constraint in MTons | FALSE | L | Annual | Allowances Banked | Thousand Tons | 0 | 0 | 0 | 0 | 0 | 0 | 0
NSR AEP Consent - NOX Cap Annual v3.1 | 746 | 7372 | Rate Constraint in MTons | FALSE | L | Annual | Allowances Withdrawn (1:1) | Thousand Tons | 0 | 0 | 0 | 0 | 0 | 0 | 0
NSR AEP Consent - NOX Cap Annual v3.1 | 746 | 7372 | Rate Constraint in MTons | FALSE | L | Annual | Allowances Withdrawn (n:1) | Thousand Tons | 0 | 0 | 0 | 0 | 0 | 0 | 0
NSR AEP Consent - NOX Cap Annual v3.1 | 746 | 7372 | Rate Constraint in MTons | FALSE | L | Annual | Net Emissions Allowance Position | Thousand Tons | 15.6514 | 20.4752 | 0.014851 | 0.014851 | 0 | 0 | 0
NSR AEP Consent - NOX Cap Annual v3.1 | 746 | 7372 | Rate Constraint in MTons | FALSE | L | Annual | Fuel Consumed | TBtu | 365.5275 | 479.4623 | 0.39446 | 0.39446 | 0 | 0 | 0
NSR AEP Consent - NOX Cap Annual v3.1 | 746 | 7372 | Rate Constraint in MTons | FALSE | L | Annual | Rate | lb/MMBtu | 0.085637 | 0.085409 | 0.0753 | 0.0753 | 0 | 0 | 0
NSR AEP Consent - NOX Cap Annual v3.1 | 746 | 7372 | Rate Constraint in MTons | FALSE | L | Annual | Generation | TWh | 36.6472 | 48.1266 | 0.027658 | 0.027658 | 0 | 0 | 0
NSR AEP Consent - NOX Cap Annual v3.1 | 746 | 7372 | Rate Constraint in MTons | FALSE | L | Annual | Qualifying Generation | TWh | 36.6472 | 48.1266 | 0.027658 | 0.027658 | 0 | 0 | 0
NSR AEP Consent - NOX Cap Annual v3.1 | 746 | 7372 | Rate Constraint in MTons | FALSE | L | Annual | Rate | lb/MWh | 0.85417 | 0.85089 | 1.0739 | 1.0739 | 0 | 0 | 0
NSR AEP Consent - NOX Cap Annual v3.1 | 746 | 7372 | Rate Constraint in MTons | FALSE | L | Annual | Constraint Shadow Price | US2022$/Ton | 0 | 0 | 0 | 0 | 0 | 0 | 0
NSR AEP Consent - SO2 Cap Annual v5.13 | 747 | 7371 | Rate Constraint in MTons | FALSE | L | Annual | Seasons Included | Seasons | Winter, Spring, Summer, Fall | Winter, Spring, Summer, Fall | Winter, Spring, Summer, Fall | Winter, Spring, Summer, Fall | Winter, Spring, Summer, Fall | Winter, Spring, Summer, Fall | Winter, Spring, Summer, Fall
NSR AEP Consent - SO2 Cap Annual v5.13 | 747 | 7371 | Rate Constraint in MTons | FALSE | L | Annual | Standard SO2 | Thousand Tons | 94 | 89 | 89 | 89 | 89 | 89 | 89
NSR AEP Consent - SO2 Cap Annual v5.13 | 747 | 7371 | Rate Constraint in MTons | FALSE | L | Annual | Emissions at Affected Plants SO2 | Thousand Tons | 16.3105 | 25.3036 | 0.011834 | 0.011834 | 0 | 0 | 0
NSR AEP Consent - SO2 Cap Annual v5.13 | 747 | 7371 | Rate Constraint in MTons | FALSE | L | Annual | Allowances Purchased SO2 | Thousand Tons | 0 | 0 | 0 | 0 | 0 | 0 | 0
NSR AEP Consent - SO2 Cap Annual v5.13 | 747 | 7371 | Rate Constraint in MTons | FALSE | L | Annual | Allowances Sold SO2 | Thousand Tons | 0 | 0 | 0 | 0 | 0 | 0 | 0
NSR AEP Consent - SO2 Cap Annual v5.13 | 747 | 7371 | Rate Constraint in MTons | FALSE | L | Annual | Allowances Banked | Thousand Tons | 0 | 0 | 0 | 0 | 0 | 0 | 0
NSR AEP Consent - SO2 Cap Annual v5.13 | 747 | 7371 | Rate Constraint in MTons | FALSE | L | Annual | Allowances Withdrawn (1:1) | Thousand Tons | 0 | 0 | 0 | 0 | 0 | 0 | 0
NSR AEP Consent - SO2 Cap Annual v5.13 | 747 | 7371 | Rate Constraint in MTons | FALSE | L | Annual | Allowances Withdrawn (n:1) | Thousand Tons | 0 | 0 | 0 | 0 | 0 | 0 | 0
NSR AEP Consent - SO2 Cap Annual v5.13 | 747 | 7371 | Rate Constraint in MTons | FALSE | L | Annual | Net Emissions Allowance Position | Thousand Tons | 16.3105 | 25.3036 | 0.011834 | 0.011834 | 0 | 0 | 0
NSR AEP Consent - SO2 Cap Annual v5.13 | 747 | 7371 | Rate Constraint in MTons | FALSE | L | Annual | Fuel Consumed | TBtu | 365.5275 | 479.4623 | 0.39446 | 0.39446 | 0 | 0 | 0
NSR AEP Consent - SO2 Cap Annual v5.13 | 747 | 7371 | Rate Constraint in MTons | FALSE | L | Annual | Rate | lb/MMBtu | 0.089244 | 0.10555 | 0.06 | 0.06 | 0 | 0 | 0
NSR AEP Consent - SO2 Cap Annual v5.13 | 747 | 7371 | Rate Constraint in MTons | FALSE | L | Annual | Generation | TWh | 36.6472 | 48.1266 | 0.027658 | 0.027658 | 0 | 0 | 0
NSR AEP Consent - SO2 Cap Annual v5.13 | 747 | 7371 | Rate Constraint in MTons | FALSE | L | Annual | Qualifying Generation | TWh | 36.6472 | 48.1266 | 0.027658 | 0.027658 | 0 | 0 | 0
NSR AEP Consent - SO2 Cap Annual v5.13 | 747 | 7371 | Rate Constraint in MTons | FALSE | L | Annual | Rate | lb/MWh | 0.89014 | 1.0515 | 0.85573 | 0.85573 | 0 | 0 | 0
NSR AEP Consent - SO2 Cap Annual v5.13 | 747 | 7371 | Rate Constraint in MTons | FALSE | L | Annual | Constraint Shadow Price | US2022$/Ton | 0 | 0 | 0 | 0 | 0 | 0 | 0
NSR Big Cajun 2- NOx Cap Annual v5.13 | 748 | 7460 | Rate Constraint in MTons | FALSE | L | Annual | Seasons Included | Seasons | Winter, Spring, Summer, Fall | Winter, Spring, Summer, Fall | Winter, Spring, Summer, Fall | Winter, Spring, Summer, Fall | Winter, Spring, Summer, Fall | Winter, Spring, Summer, Fall | Winter, Spring, Summer, Fall
NSR Big Cajun 2- NOx Cap Annual v5.13 | 748 | 7460 | Rate Constraint in MTons | FALSE | L | Annual | Standard NOX | Thousand Tons | 8.95 | 8.95 | 8.95 | 8.95 | 8.95 | 8.95 | 8.95
NSR Big Cajun 2- NOx Cap Annual v5.13 | 748 | 7460 | Rate Constraint in MTons | FALSE | L | Annual | Emissions at Affected Plants NOX | Thousand Tons | 0.35264 | 0 | 0 | 0 | 0 | 0 | 0
NSR Big Cajun 2- NOx Cap Annual v5.13 | 748 | 7460 | Rate Constraint in MTons | FALSE | L | Annual | Allowances Purchased NOX | Thousand Tons | 0 | 0 | 0 | 0 | 0 | 0 | 0
NSR Big Cajun 2- NOx Cap Annual v5.13 | 748 | 7460 | Rate Constraint in MTons | FALSE | L | Annual | Allowances Sold NOX | Thousand Tons | 0 | 0 | 0 | 0 | 0 | 0 | 0
NSR Big Cajun 2- NOx Cap Annual v5.13 | 748 | 7460 | Rate Constraint in MTons | FALSE | L | Annual | Allowances Banked | Thousand Tons | 0 | 0 | 0 | 0 | 0 | 0 | 0
NSR Big Cajun 2- NOx Cap Annual v5.13 | 748 | 7460 | Rate Constraint in MTons | FALSE | L | Annual | Allowances Withdrawn (1:1) | Thousand Tons | 0 | 0 | 0 | 0 | 0 | 0 | 0
NSR Big Cajun 2- NOx Cap Annual v5.13 | 748 | 7460 | Rate Constraint in MTons | FALSE | L | Annual | Allowances Withdrawn (n:1) | Thousand Tons | 0 | 0 | 0 | 0 | 0 | 0 | 0
NSR Big Cajun 2- NOx Cap Annual v5.13 | 748 | 7460 | Rate Constraint in MTons | FALSE | L | Annual | Net Emissions Allowance Position | Thousand Tons | 0.35264 | 0 | 0 | 0 | 0 | 0 | 0
NSR Big Cajun 2- NOx Cap Annual v5.13 | 748 | 7460 | Rate Constraint in MTons | FALSE | L | Annual | Fuel Consumed | TBtu | 5.7739 | 0 | 0 | 0 | 0 | 0 | 0
NSR Big Cajun 2- NOx Cap Annual v5.13 | 748 | 7460 | Rate Constraint in MTons | FALSE | L | Annual | Rate | lb/MMBtu | 0.12215 | 0 | 0 | 0 | 0 | 0 | 0
NSR Big Cajun 2- NOx Cap Annual v5.13 | 748 | 7460 | Rate Constraint in MTons | FALSE | L | Annual | Generation | TWh | 0.55317 | 0 | 0 | 0 | 0 | 0 | 0
NSR Big Cajun 2- NOx Cap Annual v5.13 | 748 | 7460 | Rate Constraint in MTons | FALSE | L | Annual | Qualifying Generation | TWh | 0.55317 | 0 | 0 | 0 | 0 | 0 | 0
NSR Big Cajun 2- NOx Cap Annual v5.13 | 748 | 7460 | Rate Constraint in MTons | FALSE | L | Annual | Rate | lb/MWh | 1.275 | 0 | 0 | 0 | 0 | 0 | 0
NSR Big Cajun 2- NOx Cap Annual v5.13 | 748 | 7460 | Rate Constraint in MTons | FALSE | L | Annual | Constraint Shadow Price | US2022$/Ton | 0 | 0 | 0 | 0 | 0 | 0 | 0
NSR Big Cajun 2- SO2 Cap Annual v5.13 | 749 | 7458 | Rate Constraint in MTons | FALSE | L | Annual | Seasons Included | Seasons | Winter, Spring, Summer, Fall | Winter, Spring, Summer, Fall | Winter, Spring, Summer, Fall | Winter, Spring, Summer, Fall | Winter, Spring, Summer, Fall | Winter, Spring, Summer, Fall | Winter, Spring, Summer, Fall
NSR Big Cajun 2- SO2 Cap Annual v5.13 | 749 | 7458 | Rate Constraint in MTons | FALSE | L | Annual | Standard SO2 | Thousand Tons | 18.95 | 18.95 | 18.95 | 18.95 | 18.95 | 18.95 | 18.95
NSR Big Cajun 2- SO2 Cap Annual v5.13 | 749 | 7458 | Rate Constraint in MTons | FALSE | L | Annual | Emissions at Affected Plants SO2 | Thousand Tons | 1.2968 | 0 | 0 | 0 | 0 | 0 | 0
NSR Big Cajun 2- SO2 Cap Annual v5.13 | 749 | 7458 | Rate Constraint in MTons | FALSE | L | Annual | Allowances Purchased SO2 | Thousand Tons | 0 | 0 | 0 | 0 | 0 | 0 | 0
NSR Big Cajun 2- SO2 Cap Annual v5.13 | 749 | 7458 | Rate Constraint in MTons | FALSE | L | Annual | Allowances Sold SO2 | Thousand Tons | 0 | 0 | 0 | 0 | 0 | 0 | 0
NSR Big Cajun 2- SO2 Cap Annual v5.13 | 749 | 7458 | Rate Constraint in MTons | FALSE | L | Annual | Allowances Banked | Thousand Tons | 0 | 0 | 0 | 0 | 0 | 0 | 0
NSR Big Cajun 2- SO2 Cap Annual v5.13 | 749 | 7458 | Rate Constraint in MTons | FALSE | L | Annual | Allowances Withdrawn (1:1) | Thousand Tons | 0 | 0 | 0 | 0 | 0 | 0 | 0
NSR Big Cajun 2- SO2 Cap Annual v5.13 | 749 | 7458 | Rate Constraint in MTons | FALSE | L | Annual | Allowances Withdrawn (n:1) | Thousand Tons | 0 | 0 | 0 | 0 | 0 | 0 | 0
NSR Big Cajun 2- SO2 Cap Annual v5.13 | 749 | 7458 | Rate Constraint in MTons | FALSE | L | Annual | Net Emissions Allowance Position | Thousand Tons | 1.2968 | 0 | 0 | 0 | 0 | 0 | 0
NSR Big Cajun 2- SO2 Cap Annual v5.13 | 749 | 7458 | Rate Constraint in MTons | FALSE | L | Annual | Fuel Consumed | TBtu | 5.7739 | 0 | 0 | 0 | 0 | 0 | 0
NSR Big Cajun 2- SO2 Cap Annual v5.13 | 749 | 7458 | Rate Constraint in MTons | FALSE | L | Annual | Rate | lb/MMBtu | 0.44919 | 0 | 0 | 0 | 0 | 0 | 0
NSR Big Cajun 2- SO2 Cap Annual v5.13 | 749 | 7458 | Rate Constraint in MTons | FALSE | L | Annual | Generation | TWh | 0.55317 | 0 | 0 | 0 | 0 | 0 | 0
NSR Big Cajun 2- SO2 Cap Annual v5.13 | 749 | 7458 | Rate Constraint in MTons | FALSE | L | Annual | Qualifying Generation | TWh | 0.55317 | 0 | 0 | 0 | 0 | 0 | 0
NSR Big Cajun 2- SO2 Cap Annual v5.13 | 749 | 7458 | Rate Constraint in MTons | FALSE | L | Annual | Rate | lb/MWh | 4.6887 | 0 | 0 | 0 | 0 | 0 | 0
NSR Big Cajun 2- SO2 Cap Annual v5.13 | 749 | 7458 | Rate Constraint in MTons | FALSE | L | Annual | Constraint Shadow Price | US2022$/Ton | 0 | 0 | 0 | 0 | 0 | 0 | 0
NSR Big Cajun 2- Unit 1 - NOx Rate Annual v5.13 | 751 | 7459 | Rate Constraint in lbs/MMBtu | FALSE | L | Annual | Seasons Included | Seasons | Winter, Spring, Summer, Fall | Winter, Spring, Summer, Fall | Winter, Spring, Summer, Fall | Winter, Spring, Summer, Fall | Winter, Spring, Summer, Fall | Winter, Spring, Summer, Fall | Winter, Spring, Summer, Fall
NSR Big Cajun 2- Unit 1 - NOx Rate Annual v5.13 | 751 | 7459 | Rate Constraint in lbs/MMBtu | FALSE | L | Annual | Standard NOX | lb/MMBtu | 0.15 | 0.15 | 0.15 | 0.15 | 0.15 | 0.15 | 0.15
NSR Big Cajun 2- Unit 1 - NOx Rate Annual v5.13 | 751 | 7459 | Rate Constraint in lbs/MMBtu | FALSE | L | Annual | Emissions at Affected Plants NOX | Thousand Tons | 0 | 0 | 0 | 0 | 0 | 0 | 0
NSR Big Cajun 2- Unit 1 - NOx Rate Annual v5.13 | 751 | 7459 | Rate Constraint in lbs/MMBtu | FALSE | L | Annual | Allowances Purchased NOX | Thousand Tons | 0 | 0 | 0 | 0 | 0 | 0 | 0
NSR Big Cajun 2- Unit 1 - NOx Rate Annual v5.13 | 751 | 7459 | Rate Constraint in lbs/MMBtu | FALSE | L | Annual | Allowances Sold NOX | Thousand Tons | 0 | 0 | 0 | 0 | 0 | 0 | 0
NSR Big Cajun 2- Unit 1 - NOx Rate Annual v5.13 | 751 | 7459 | Rate Constraint in lbs/MMBtu | FALSE | L | Annual | Allowances Banked | Thousand Tons | 0 | 0 | 0 | 0 | 0 | 0 | 0
NSR Big Cajun 2- Unit 1 - NOx Rate Annual v5.13 | 751 | 7459 | Rate Constraint in lbs/MMBtu | FALSE | L | Annual | Allowances Withdrawn (1:1) | Thousand Tons | 0 | 0 | 0 | 0 | 0 | 0 | 0
NSR Big Cajun 2- Unit 1 - NOx Rate Annual v5.13 | 751 | 7459 | Rate Constraint in lbs/MMBtu | FALSE | L | Annual | Allowances Withdrawn (n:1) | Thousand Tons | 0 | 0 | 0 | 0 | 0 | 0 | 0
NSR Big Cajun 2- Unit 1 - NOx Rate Annual v5.13 | 751 | 7459 | Rate Constraint in lbs/MMBtu | FALSE | L | Annual | Net Emissions Allowance Position | Thousand Tons | 0 | 0 | 0 | 0 | 0 | 0 | 0
NSR Big Cajun 2- Unit 1 - NOx Rate Annual v5.13 | 751 | 7459 | Rate Constraint in lbs/MMBtu | FALSE | L | Annual | Fuel Consumed | TBtu | 0 | 0 | 0 | 0 | 0 | 0 | 0
NSR Big Cajun 2- Unit 1 - NOx Rate Annual v5.13 | 751 | 7459 | Rate Constraint in lbs/MMBtu | FALSE | L | Annual | Rate | lb/MMBtu | 0 | 0 | 0 | 0 | 0 | 0 | 0
NSR Big Cajun 2- Unit 1 - NOx Rate Annual v5.13 | 751 | 7459 | Rate Constraint in lbs/MMBtu | FALSE | L | Annual | Generation | TWh | 0 | 0 | 0 | 0 | 0 | 0 | 0
NSR Big Cajun 2- Unit 1 - NOx Rate Annual v5.13 | 751 | 7459 | Rate Constraint in lbs/MMBtu | FALSE | L | Annual | Qualifying Generation | TWh | 0 | 0 | 0 | 0 | 0 | 0 | 0
NSR Big Cajun 2- Unit 1 - NOx Rate Annual v5.13 | 751 | 7459 | Rate Constraint in lbs/MMBtu | FALSE | L | Annual | Rate | lb/MWh | 0 | 0 | 0 | 0 | 0 | 0 | 0
NSR Big Cajun 2- Unit 1 - NOx Rate Annual v5.13 | 751 | 7459 | Rate Constraint in lbs/MMBtu | FALSE | L | Annual | Constraint Shadow Price | US2022$/Ton | 0 | 0 | 0 | 0 | 0 | 0 | 0
NSR Big Cajun 2- Unit 1 - SO2 Rate Annual v5.13 | 752 | 7457 | Rate Constraint in lbs/MMBtu | FALSE | L | Annual | Seasons Included | Seasons | Winter, Spring, Summer, Fall | Winter, Spring, Summer, Fall | Winter, Spring, Summer, Fall | Winter, Spring, Summer, Fall | Winter, Spring, Summer, Fall | Winter, Spring, Summer, Fall | Winter, Spring, Summer, Fall
NSR Big Cajun 2- Unit 1 - SO2 Rate Annual v5.13 | 752 | 7457 | Rate Constraint in lbs/MMBtu | FALSE | L | Annual | Standard SO2 | lb/MMBtu | 0.07 | 0.07 | 0.07 | 0.07 | 0.07 | 0.07 | 0.07
NSR Big Cajun 2- Unit 1 - SO2 Rate Annual v5.13 | 752 | 7457 | Rate Constraint in lbs/MMBtu | FALSE | L | Annual | Emissions at Affected Plants SO2 | Thousand Tons | 0 | 0 | 0 | 0 | 0 | 0 | 0
NSR Big Cajun 2- Unit 1 - SO2 Rate Annual v5.13 | 752 | 7457 | Rate Constraint in lbs/MMBtu | FALSE | L | Annual | Allowances Purchased SO2 | Thousand Tons | 0 | 0 | 0 | 0 | 0 | 0 | 0
NSR Big Cajun 2- Unit 1 - SO2 Rate Annual v5.13 | 752 | 7457 | Rate Constraint in lbs/MMBtu | FALSE | L | Annual | Allowances Sold SO2 | Thousand Tons | 0 | 0 | 0 | 0 | 0 | 0 | 0
NSR Big Cajun 2- Unit 1 - SO2 Rate Annual v5.13 | 752 | 7457 | Rate Constraint in lbs/MMBtu | FALSE | L | Annual | Allowances Banked | Thousand Tons | 0 | 0 | 0 | 0 | 0 | 0 | 0
NSR Big Cajun 2- Unit 1 - SO2 Rate Annual v5.13 | 752 | 7457 | Rate Constraint in lbs/MMBtu | FALSE | L | Annual | Allowances Withdrawn (1:1) | Thousand Tons | 0 | 0 | 0 | 0 | 0 | 0 | 0
NSR Big Cajun 2- Unit 1 - SO2 Rate Annual v5.13 | 752 | 7457 | Rate Constraint in lbs/MMBtu | FALSE | L | Annual | Allowances Withdrawn (n:1) | Thousand Tons | 0 | 0 | 0 | 0 | 0 | 0 | 0
NSR Big Cajun 2- Unit 1 - SO2 Rate Annual v5.13 | 752 | 7457 | Rate Constraint in lbs/MMBtu | FALSE | L | Annual | Net Emissions Allowance Position | Thousand Tons | 0 | 0 | 0 | 0 | 0 | 0 | 0
NSR Big Cajun 2- Unit 1 - SO2 Rate Annual v5.13 | 752 | 7457 | Rate Constraint in lbs/MMBtu | FALSE | L | Annual | Fuel Consumed | TBtu | 0 | 0 | 0 | 0 | 0 | 0 | 0
NSR Big Cajun 2- Unit 1 - SO2 Rate Annual v5.13 | 752 | 7457 | Rate Constraint in lbs/MMBtu | FALSE | L | Annual | Rate | lb/MMBtu | 0 | 0 | 0 | 0 | 0 | 0 | 0
NSR Big Cajun 2- Unit 1 - SO2 Rate Annual v5.13 | 752 | 7457 | Rate Constraint in lbs/MMBtu | FALSE | L | Annual | Generation | TWh | 0 | 0 | 0 | 0 | 0 | 0 | 0
NSR Big Cajun 2- Unit 1 - SO2 Rate Annual v5.13 | 752 | 7457 | Rate Constraint in lbs/MMBtu | FALSE | L | Annual | Qualifying Generation | TWh | 0 | 0 | 0 | 0 | 0 | 0 | 0
NSR Big Cajun 2- Unit 1 - SO2 Rate Annual v5.13 | 752 | 7457 | Rate Constraint in lbs/MMBtu | FALSE | L | Annual | Rate | lb/MWh | 0 | 0 | 0 | 0 | 0 | 0 | 0
NSR Big Cajun 2- Unit 1 - SO2 Rate Annual v5.13 | 752 | 7457 | Rate Constraint in lbs/MMBtu | FALSE | L | Annual | Constraint Shadow Price | US2022$/Ton | 490.0262 | 2426.954 | 6680.1749 | 0 | 2058.556 | 1841.0396 | 4546.1171
NSR Big Cajun 2- Unit 3 - NOx Rate Annual v5.13 | 754 | 7461 | Rate Constraint in lbs/MMBtu | FALSE | L | Annual | Seasons Included | Seasons | Winter, Spring, Summer, Fall | Winter, Spring, Summer, Fall | Winter, Spring, Summer, Fall | Winter, Spring, Summer, Fall | Winter, Spring, Summer, Fall | Winter, Spring, Summer, Fall | Winter, Spring, Summer, Fall
NSR Big Cajun 2- Unit 3 - NOx Rate Annual v5.13 | 754 | 7461 | Rate Constraint in lbs/MMBtu | FALSE | L | Annual | Standard NOX | lb/MMBtu | 0.135 | 0.135 | 0.135 | 0.135 | 0.135 | 0.135 | 0.135
NSR Big Cajun 2- Unit 3 - NOx Rate Annual v5.13 | 754 | 7461 | Rate Constraint in lbs/MMBtu | FALSE | L | Annual | Emissions at Affected Plants NOX | Thousand Tons | 0.35264 | 0 | 0 | 0 | 0 | 0 | 0
NSR Big Cajun 2- Unit 3 - NOx Rate Annual v5.13 | 754 | 7461 | Rate Constraint in lbs/MMBtu | FALSE | L | Annual | Allowances Purchased NOX | Thousand Tons | 0 | 0 | 0 | 0 | 0 | 0 | 0
NSR Big Cajun 2- Unit 3 - NOx Rate Annual v5.13 | 754 | 7461 | Rate Constraint in lbs/MMBtu | FALSE | L | Annual | Allowances Sold NOX | Thousand Tons | 0 | 0 | 0 | 0 | 0 | 0 | 0
NSR Big Cajun 2- Unit 3 - NOx Rate Annual v5.13 | 754 | 7461 | Rate Constraint in lbs/MMBtu | FALSE | L | Annual | Allowances Banked | Thousand Tons | 0 | 0 | 0 | 0 | 0 | 0 | 0
NSR Big Cajun 2- Unit 3 - NOx Rate Annual v5.13 | 754 | 7461 | Rate Constraint in lbs/MMBtu | FALSE | L | Annual | Allowances Withdrawn (1:1) | Thousand Tons | 0 | 0 | 0 | 0 | 0 | 0 | 0
NSR Big Cajun 2- Unit 3 - NOx Rate Annual v5.13 | 754 | 7461 | Rate Constraint in lbs/MMBtu | FALSE | L | Annual | Allowances Withdrawn (n:1) | Thousand Tons | 0 | 0 | 0 | 0 | 0 | 0 | 0
NSR Big Cajun 2- Unit 3 - NOx Rate Annual v5.13 | 754 | 7461 | Rate Constraint in lbs/MMBtu | FALSE | L | Annual | Net Emissions Allowance Position | Thousand Tons | 0.35264 | 0 | 0 | 0 | 0 | 0 | 0
NSR Big Cajun 2- Unit 3 - NOx Rate Annual v5.13 | 754 | 7461 | Rate Constraint in lbs/MMBtu | FALSE | L | Annual | Fuel Consumed | TBtu | 5.7739 | 0 | 0 | 0 | 0 | 0 | 0
NSR Big Cajun 2- Unit 3 - NOx Rate Annual v5.13 | 754 | 7461 | Rate Constraint in lbs/MMBtu | FALSE | L | Annual | Rate | lb/MMBtu | 0.12215 | 0 | 0 | 0 | 0 | 0 | 0
NSR Big Cajun 2- Unit 3 - NOx Rate Annual v5.13 | 754 | 7461 | Rate Constraint in lbs/MMBtu | FALSE | L | Annual | Generation | TWh | 0.55317 | 0 | 0 | 0 | 0 | 0 | 0
NSR Big Cajun 2- Unit 3 - NOx Rate Annual v5.13 | 754 | 7461 | Rate Constraint in lbs/MMBtu | FALSE | L | Annual | Qualifying Generation | TWh | 0.55317 | 0 | 0 | 0 | 0 | 0 | 0
NSR Big Cajun 2- Unit 3 - NOx Rate Annual v5.13 | 754 | 7461 | Rate Constraint in lbs/MMBtu | FALSE | L | Annual | Rate | lb/MWh | 1.275 | 0 | 0 | 0 | 0 | 0 | 0
NSR Big Cajun 2- Unit 3 - NOx Rate Annual v5.13 | 754 | 7461 | Rate Constraint in lbs/MMBtu | FALSE | L | Annual | Constraint Shadow Price | US2022$/Ton | 0 | 0 | 0 | 0 | 0 | 0 | 0
NSR Boswell 1-3 - SO2 Rate Annual v5.14 | 756 | 7484 | Rate Constraint in lbs/MMBtu | FALSE | L | Annual | Seasons Included | Seasons | Winter, Spring, Summer, Fall | Winter, Spring, Summer, Fall | Winter, Spring, Summer, Fall | Winter, Spring, Summer, Fall | Winter, Spring, Summer, Fall | Winter, Spring, Summer, Fall | Winter, Spring, Summer, Fall
NSR Boswell 1-3 - SO2 Rate Annual v5.14 | 756 | 7484 | Rate Constraint in lbs/MMBtu | FALSE | L | Annual | Standard SO2 | lb/MMBtu | 0.03 | 0.03 | 0.03 | 0.03 | 0.03 | 0.03 | 0.03
NSR Boswell 1-3 - SO2 Rate Annual v5.14 | 756 | 7484 | Rate Constraint in lbs/MMBtu | FALSE | L | Annual | Emissions at Affected Plants SO2 | Thousand Tons | 0 | 0 | 0 | 0 | 0 | 0 | 0
NSR Boswell 1-3 - SO2 Rate Annual v5.14 | 756 | 7484 | Rate Constraint in lbs/MMBtu | FALSE | L | Annual | Allowances Purchased SO2 | Thousand Tons | 0 | 0 | 0 | 0 | 0 | 0 | 0
NSR Boswell 1-3 - SO2 Rate Annual v5.14 | 756 | 7484 | Rate Constraint in lbs/MMBtu | FALSE | L | Annual | Allowances Sold SO2 | Thousand Tons | 0 | 0 | 0 | 0 | 0 | 0 | 0
NSR Boswell 1-3 - SO2 Rate Annual v5.14 | 756 | 7484 | Rate Constraint in lbs/MMBtu | FALSE | L | Annual | Allowances Banked | Thousand Tons | 0 | 0 | 0 | 0 | 0 | 0 | 0
NSR Boswell 1-3 - SO2 Rate Annual v5.14 | 756 | 7484 | Rate Constraint in lbs/MMBtu | FALSE | L | Annual | Allowances Withdrawn (1:1) | Thousand Tons | 0 | 0 | 0 | 0 | 0 | 0 | 0
NSR Boswell 1-3 - SO2 Rate Annual v5.14 | 756 | 7484 | Rate Constraint in lbs/MMBtu | FALSE | L | Annual | Allowances Withdrawn (n:1) | Thousand Tons | 0 | 0 | 0 | 0 | 0 | 0 | 0
NSR Boswell 1-3 - SO2 Rate Annual v5.14 | 756 | 7484 | Rate Constraint in lbs/MMBtu | FALSE | L | Annual | Net Emissions Allowance Position | Thousand Tons | 0 | 0 | 0 | 0 | 0 | 0 | 0
NSR Boswell 1-3 - SO2 Rate Annual v5.14 | 756 | 7484 | Rate Constraint in lbs/MMBtu | FALSE | L | Annual | Fuel Consumed | TBtu | 0 | 0 | 0 | 0 | 0 | 0 | 0
NSR Boswell 1-3 - SO2 Rate Annual v5.14 | 756 | 7484 | Rate Constraint in lbs/MMBtu | FALSE | L | Annual | Rate | lb/MMBtu | 0 | 0 | 0 | 0 | 0 | 0 | 0
NSR Boswell 1-3 - SO2 Rate Annual v5.14 | 756 | 7484 | Rate Constraint in lbs/MMBtu | FALSE | L | Annual | Generation | TWh | 0 | 0 | 0 | 0 | 0 | 0 | 0
NSR Boswell 1-3 - SO2 Rate Annual v5.14 | 756 | 7484 | Rate Constraint in lbs/MMBtu | FALSE | L | Annual | Qualifying Generation | TWh | 0 | 0 | 0 | 0 | 0 | 0 | 0
NSR Boswell 1-3 - SO2 Rate Annual v5.14 | 756 | 7484 | Rate Constraint in lbs/MMBtu | FALSE | L | Annual | Rate | lb/MWh | 0 | 0 | 0 | 0 | 0 | 0 | 0
NSR Boswell 1-3 - SO2 Rate Annual v5.14 | 756 | 7484 | Rate Constraint in lbs/MMBtu | FALSE | L | Annual | Constraint Shadow Price | US2022$/Ton | 151816.4908 | 123997.3992 | 0 | 0 | 0 | 0 | 0
NSR Boswell 3 - NOX Rate Annual v5.14 | 757 | 7485 | Rate Constraint in lbs/MMBtu | FALSE | L | Annual | Seasons Included | Seasons | Winter, Spring, Summer, Fall | Winter, Spring, Summer, Fall | Winter, Spring, Summer, Fall | Winter, Spring, Summer, Fall | Winter, Spring, Summer, Fall | Winter, Spring, Summer, Fall | Winter, Spring, Summer, Fall
NSR Boswell 3 - NOX Rate Annual v5.14 | 757 | 7485 | Rate Constraint in lbs/MMBtu | FALSE | L | Annual | Standard NOX | lb/MMBtu | 0.06 | 0.06 | 0.06 | 0.06 | 0.06 | 0.06 | 0.06
NSR Boswell 3 - NOX Rate Annual v5.14 | 757 | 7485 | Rate Constraint in lbs/MMBtu | FALSE | L | Annual | Emissions at Affected Plants NOX | Thousand Tons | 0 | 0 | 0 | 0 | 0 | 0 | 0
NSR Boswell 3 - NOX Rate Annual v5.14 | 757 | 7485 | Rate Constraint in lbs/MMBtu | FALSE | L | Annual | Allowances Purchased NOX | Thousand Tons | 0 | 0 | 0 | 0 | 0 | 0 | 0
NSR Boswell 3 - NOX Rate Annual v5.14 | 757 | 7485 | Rate Constraint in lbs/MMBtu | FALSE | L | Annual | Allowances Sold NOX | Thousand Tons | 0 | 0 | 0 | 0 | 0 | 0 | 0
NSR Boswell 3 - NOX Rate Annual v5.14 | 757 | 7485 | Rate Constraint in lbs/MMBtu | FALSE | L | Annual | Allowances Banked | Thousand Tons | 0 | 0 | 0 | 0 | 0 | 0 | 0
NSR Boswell 3 - NOX Rate Annual v5.14 | 757 | 7485 | Rate Constraint in lbs/MMBtu | FALSE | L | Annual | Allowances Withdrawn (1:1) | Thousand Tons | 0 | 0 | 0 | 0 | 0 | 0 | 0
NSR Boswell 3 - NOX Rate Annual v5.14 | 757 | 7485 | Rate Constraint in lbs/MMBtu | FALSE | L | Annual | Allowances Withdrawn (n:1) | Thousand Tons | 0 | 0 | 0 | 0 | 0 | 0 | 0
NSR Boswell 3 - NOX Rate Annual v5.14 | 757 | 7485 | Rate Constraint in lbs/MMBtu | FALSE | L | Annual | Net Emissions Allowance Position | Thousand Tons | 0 | 0 | 0 | 0 | 0 | 0 | 0
NSR Boswell 3 - NOX Rate Annual v5.14 | 757 | 7485 | Rate Constraint in lbs/MMBtu | FALSE | L | Annual | Fuel Consumed | TBtu | 0 | 0 | 0 | 0 | 0 | 0 | 0
NSR Boswell 3 - NOX Rate Annual v5.14 | 757 | 7485 | Rate Constraint in lbs/MMBtu | FALSE | L | Annual | Rate | lb/MMBtu | 0 | 0 | 0 | 0 | 0 | 0 | 0
NSR Boswell 3 - NOX Rate Annual v5.14 | 757 | 7485 | Rate Constraint in lbs/MMBtu | FALSE | L | Annual | Generation | TWh | 0 | 0 | 0 | 0 | 0 | 0 | 0
NSR Boswell 3 - NOX Rate Annual v5.14 | 757 | 7485 | Rate Constraint in lbs/MMBtu | FALSE | L | Annual | Qualifying Generation | TWh | 0 | 0 | 0 | 0 | 0 | 0 | 0
NSR Boswell 3 - NOX Rate Annual v5.14 | 757 | 7485 | Rate Constraint in lbs/MMBtu | FALSE | L | Annual | Rate | lb/MWh | 0 | 0 | 0 | 0 | 0 | 0 | 0
NSR Boswell 3 - NOX Rate Annual v5.14 | 757 | 7485 | Rate Constraint in lbs/MMBtu | FALSE | L | Annual | Constraint Shadow Price | US2022$/Ton | 0 | 0 | 0 | 0 | 0 | 0 | 0
NSR Boswell 4 - NOX Rate Annual v5.14 | 758 | 7487 | Rate Constraint in lbs/MMBtu | FALSE | L | Annual | Seasons Included | Seasons | Winter, Spring, Summer, Fall | Winter, Spring, Summer, Fall | Winter, Spring, Summer, Fall | Winter, Spring, Summer, Fall | Winter, Spring, Summer, Fall | Winter, Spring, Summer, Fall | Winter, Spring, Summer, Fall
NSR Boswell 4 - NOX Rate Annual v5.14 | 758 | 7487 | Rate Constraint in lbs/MMBtu | FALSE | L | Annual | Standard NOX | lb/MMBtu | 0.12 | 0.12 | 0.12 | 0.12 | 0.12 | 0.12 | 0.12
NSR Boswell 4 - NOX Rate Annual v5.14 | 758 | 7487 | Rate Constraint in lbs/MMBtu | FALSE | L | Annual | Emissions at Affected Plants NOX | Thousand Tons | 0 | 0 | 0 | 0 | 0 | 0 | 0
NSR Boswell 4 - NOX Rate Annual v5.14 | 758 | 7487 | Rate Constraint in lbs/MMBtu | FALSE | L | Annual | Allowances Purchased NOX | Thousand Tons | 0 | 0 | 0 | 0 | 0 | 0 | 0
NSR Boswell 4 - NOX Rate Annual v5.14 | 758 | 7487 | Rate Constraint in lbs/MMBtu | FALSE | L | Annual | Allowances Sold NOX | Thousand Tons | 0 | 0 | 0 | 0 | 0 | 0 | 0
NSR Boswell 4 - NOX Rate Annual v5.14 | 758 | 7487 | Rate Constraint in lbs/MMBtu | FALSE | L | Annual | Allowances Banked | Thousand Tons | 0 | 0 | 0 | 0 | 0 | 0 | 0
NSR Boswell 4 - NOX Rate Annual v5.14 | 758 | 7487 | Rate Constraint in lbs/MMBtu | FALSE | L | Annual | Allowances Withdrawn (1:1) | Thousand Tons | 0 | 0 | 0 | 0 | 0 | 0 | 0
NSR Boswell 4 - NOX Rate Annual v5.14 | 758 | 7487 | Rate Constraint in lbs/MMBtu | FALSE | L | Annual | Allowances Withdrawn (n:1) | Thousand Tons | 0 | 0 | 0 | 0 | 0 | 0 | 0
NSR Boswell 4 - NOX Rate Annual v5.14 | 758 | 7487 | Rate Constraint in lbs/MMBtu | FALSE | L | Annual | Net Emissions Allowance Position | Thousand Tons | 0 | 0 | 0 | 0 | 0 | 0 | 0
NSR Boswell 4 - NOX Rate Annual v5.14 | 758 | 7487 | Rate Constraint in lbs/MMBtu | FALSE | L | Annual | Fuel Consumed | TBtu | 0 | 0 | 0 | 0 | 0 | 0 | 0
NSR Boswell 4 - NOX Rate Annual v5.14 | 758 | 7487 | Rate Constraint in lbs/MMBtu | FALSE | L | Annual | Rate | lb/MMBtu | 0 | 0 | 0 | 0 | 0 | 0 | 0
NSR Boswell 4 - NOX Rate Annual v5.14 | 758 | 7487 | Rate Constraint in lbs/MMBtu | FALSE | L | Annual | Generation | TWh | 0 | 0 | 0 | 0 | 0 | 0 | 0
NSR Boswell 4 - NOX Rate Annual v5.14 | 758 | 7487 | Rate Constraint in lbs/MMBtu | FALSE | L | Annual | Qualifying Generation | TWh | 0 | 0 | 0 | 0 | 0 | 0 | 0
NSR Boswell 4 - NOX Rate Annual v5.14 | 758 | 7487 | Rate Constraint in lbs/MMBtu | FALSE | L | Annual | Rate | lb/MWh | 0 | 0 | 0 | 0 | 0 | 0 | 0
NSR Boswell 4 - NOX Rate Annual v5.14 | 758 | 7487 | Rate Constraint in lbs/MMBtu | FALSE | L | Annual | Constraint Shadow Price | US2022$/Ton | 0 | 0 | 0 | 0 | 0 | 0 | 0
NSR Boswell 4 - SO2 Rate Annual v5.14 | 759 | 7486 | Rate Constraint in lbs/MMBtu | FALSE | L | Annual | Seasons Included | Seasons | Winter, Spring, Summer, Fall | Winter, Spring, Summer, Fall | Winter, Spring, Summer, Fall | Winter, Spring, Summer, Fall | Winter, Spring, Summer, Fall | Winter, Spring, Summer, Fall | Winter, Spring, Summer, Fall
NSR Boswell 4 - SO2 Rate Annual v5.14 | 759 | 7486 | Rate Constraint in lbs/MMBtu | FALSE | L | Annual | Standard SO2 | lb/MMBtu | 0.03 | 0.03 | 0.03 | 0.03 | 0.03 | 0.03 | 0.03
NSR Boswell 4 - SO2 Rate Annual v5.14 | 759 | 7486 | Rate Constraint in lbs/MMBtu | FALSE | L | Annual | Emissions at Affected Plants SO2 | Thousand Tons | 0 | 0 | 0 | 0 | 0 | 0 | 0
NSR Boswell 4 - SO2 Rate Annual v5.14 | 759 | 7486 | Rate Constraint in lbs/MMBtu | FALSE | L | Annual | Allowances Purchased SO2 | Thousand Tons | 0 | 0 | 0 | 0 | 0 | 0 | 0
NSR Boswell 4 - SO2 Rate Annual v5.14 | 759 | 7486 | Rate Constraint in lbs/MMBtu | FALSE | L | Annual | Allowances Sold SO2 | Thousand Tons | 0 | 0 | 0 | 0 | 0 | 0 | 0
NSR Boswell 4 - SO2 Rate Annual v5.14 | 759 | 7486 | Rate Constraint in lbs/MMBtu | FALSE | L | Annual | Allowances Banked | Thousand Tons | 0 | 0 | 0 | 0 | 0 | 0 | 0
NSR Boswell 4 - SO2 Rate Annual v5.14 | 759 | 7486 | Rate Constraint in lbs/MMBtu | FALSE | L | Annual | Allowances Withdrawn (1:1) | Thousand Tons | 0 | 0 | 0 | 0 | 0 | 0 | 0
NSR Boswell 4 - SO2 Rate Annual v5.14 | 759 | 7486 | Rate Constraint in lbs/MMBtu | FALSE | L | Annual | Allowances Withdrawn (n:1) | Thousand Tons | 0 | 0 | 0 | 0 | 0 | 0 | 0
NSR Boswell 4 - SO2 Rate Annual v5.14 | 759 | 7486 | Rate Constraint in lbs/MMBtu | FALSE | L | Annual | Net Emissions Allowance Position | Thousand Tons | 0 | 0 | 0 | 0 | 0 | 0 | 0
NSR Boswell 4 - SO2 Rate Annual v5.14 | 759 | 7486 | Rate Constraint in lbs/MMBtu | FALSE | L | Annual | Fuel Consumed | TBtu | 0 | 0 | 0 | 0 | 0 | 0 | 0
NSR Boswell 4 - SO2 Rate Annual v5.14 | 759 | 7486 | Rate Constraint in lbs/MMBtu | FALSE | L | Annual | Rate | lb/MMBtu | 0 | 0 | 0 | 0 | 0 | 0 | 0
NSR Boswell 4 - SO2 Rate Annual v5.14 | 759 | 7486 | Rate Constraint in lbs/MMBtu | FALSE | L | Annual | Generation | TWh | 0 | 0 | 0 | 0 | 0 | 0 | 0
NSR Boswell 4 - SO2 Rate Annual v5.14 | 759 | 7486 | Rate Constraint in lbs/MMBtu | FALSE | L | Annual | Qualifying Generation | TWh | 0 | 0 | 0 | 0 | 0 | 0 | 0
NSR Boswell 4 - SO2 Rate Annual v5.14 | 759 | 7486 | Rate Constraint in lbs/MMBtu | FALSE | L | Annual | Rate | lb/MWh | 0 | 0 | 0 | 0 | 0 | 0 | 0
NSR Boswell 4 - SO2 Rate Annual v5.14 | 759 | 7486 | Rate Constraint in lbs/MMBtu | FALSE | L | Annual | Constraint Shadow Price | US2022$/Ton | 106154.0166 | 125009.2452 | 23234.1335 | 0 | 0 | 0 | 0
NSR Burlington Unit 1 SO2 Rate v5.16 | 760 | 7672 | Rate Constraint in lbs/MMBtu | FALSE | L | Annual | Seasons Included | Seasons | Winter, Spring, Summer, Fall | Winter, Spring, Summer, Fall | Winter, Spring, Summer, Fall | Winter, Spring, Summer, Fall | Winter, Spring, Summer, Fall | Winter, Spring, Summer, Fall | Winter, Spring, Summer, Fall
NSR Burlington Unit 1 SO2 Rate v5.16 | 760 | 7672 | Rate Constraint in lbs/MMBtu | FALSE | L | Annual | Standard SO2 | lb/MMBtu | 0.75 | 0.75 | 0.75 | 0.75 | 0.75 | 0.75 | 0.75
NSR Burlington Unit 1 SO2 Rate v5.16 | 760 | 7672 | Rate Constraint in lbs/MMBtu | FALSE | L | Annual | Emissions at Affected Plants SO2 | Thousand Tons | 0 | 0 | 0 | 0 | 0 | 0 | 0
NSR Burlington Unit 1 SO2 Rate v5.16 | 760 | 7672 | Rate Constraint in lbs/MMBtu | FALSE | L | Annual | Allowances Purchased SO2 | Thousand Tons | 0 | 0 | 0 | 0 | 0 | 0 | 0
NSR Burlington Unit 1 SO2 Rate v5.16 | 760 | 7672 | Rate Constraint in lbs/MMBtu | FALSE | L | Annual | Allowances Sold SO2 | Thousand Tons | 0 | 0 | 0 | 0 | 0 | 0 | 0
NSR Burlington Unit 1 SO2 Rate v5.16 | 760 | 7672 | Rate Constraint in lbs/MMBtu | FALSE | L | Annual | Allowances Banked | Thousand Tons | 0 | 0 | 0 | 0 | 0 | 0 | 0
NSR Burlington Unit 1 SO2 Rate v5.16 | 760 | 7672 | Rate Constraint in lbs/MMBtu | FALSE | L | Annual | Allowances Withdrawn (1:1) | Thousand Tons | 0 | 0 | 0 | 0 | 0 | 0 | 0
NSR Burlington Unit 1 SO2 Rate v5.16 | 760 | 7672 | Rate Constraint in lbs/MMBtu | FALSE | L | Annual | Allowances Withdrawn (n:1) | Thousand Tons | 0 | 0 | 0 | 0 | 0 | 0 | 0
NSR Burlington Unit 1 SO2 Rate v5.16 | 760 | 7672 | Rate Constraint in lbs/MMBtu | FALSE | L | Annual | Net Emissions Allowance Position | Thousand Tons | 0 | 0 | 0 | 0 | 0 | 0 | 0
NSR Burlington Unit 1 SO2 Rate v5.16 | 760 | 7672 | Rate Constraint in lbs/MMBtu | FALSE | L | Annual | Fuel Consumed | TBtu | 0 | 0 | 0 | 0 | 0 | 0 | 0
NSR Burlington Unit 1 SO2 Rate v5.16 | 760 | 7672 | Rate Constraint in lbs/MMBtu | FALSE | L | Annual | Rate | lb/MMBtu | 0 | 0 | 0 | 0 | 0 | 0 | 0
NSR Burlington Unit 1 SO2 Rate v5.16 | 760 | 7672 | Rate Constraint in lbs/MMBtu | FALSE | L | Annual | Generation | TWh | 0 | 0 | 0 | 0 | 0 | 0 | 0
NSR Burlington Unit 1 SO2 Rate v5.16 | 760 | 7672 | Rate Constraint in lbs/MMBtu | FALSE | L | Annual | Qualifying Generation | TWh | 0 | 0 | 0 | 0 | 0 | 0 | 0
NSR Burlington Unit 1 SO2 Rate v5.16 | 760 | 7672 | Rate Constraint in lbs/MMBtu | FALSE | L | Annual | Rate | lb/MWh | 0 | 0 | 0 | 0 | 0 | 0 | 0
NSR Burlington Unit 1 SO2 Rate v5.16 | 760 | 7672 | Rate Constraint in lbs/MMBtu | FALSE | L | Annual | Constraint Shadow Price | US2022$/Ton | 0 | 0 | 0 | 0 | 0 | 0 | 0
NSR Clifty Creek 1-6 - SO2 Cap Annual v5.16 | 761 | 7502 | Rate Constraint in MTons | FALSE | L | Annual | Seasons Included | Seasons | Winter, Spring, Summer, Fall | Winter, Spring, Summer, Fall | Winter, Spring, Summer, Fall | Winter, Spring, Summer, Fall | Winter, Spring, Summer, Fall | Winter, Spring, Summer, Fall | Winter, Spring, Summer, Fall
NSR Clifty Creek 1-6 - SO2 Cap Annual v5.16 | 761 | 7502 | Rate Constraint in MTons | FALSE | L | Annual | Standard SO2 | Thousand Tons | 11.503 | 11.503 | 11.503 | 11.503 | 11.503 | 11.503 | 11.503
NSR Clifty Creek 1-6 - SO2 Cap Annual v5.16 | 761 | 7502 | Rate Constraint in MTons | FALSE | L | Annual | Emissions at Affected Plants SO2 | Thousand Tons | 1.2309 | 1.2919 | 0.32772 | 0.32772 | 0 | 0 | 0
NSR Clifty Creek 1-6 - SO2 Cap Annual v5.16 | 761 | 7502 | Rate Constraint in MTons | FALSE | L | Annual | Allowances Purchased SO2 | Thousand Tons | 0 | 0 | 0 | 0 | 0 | 0 | 0
NSR Clifty Creek 1-6 - SO2 Cap Annual v5.16 | 761 | 7502 | Rate Constraint in MTons | FALSE | L | Annual | Allowances Sold SO2 | Thousand Tons | 0 | 0 | 0 | 0 | 0 | 0 | 0
NSR Clifty Creek 1-6 - SO2 Cap Annual v5.16 | 761 | 7502 | Rate Constraint in MTons | FALSE | L | Annual | Allowances Banked | Thousand Tons | 0 | 0 | 0 | 0 | 0 | 0 | 0
NSR Clifty Creek 1-6 - SO2 Cap Annual v5.16 | 761 | 7502 | Rate Constraint in MTons | FALSE | L | Annual | Allowances Withdrawn (1:1) | Thousand Tons | 0 | 0 | 0 | 0 | 0 | 0 | 0
NSR Clifty Creek 1-6 - SO2 Cap Annual v5.16 | 761 | 7502 | Rate Constraint in MTons | FALSE | L | Annual | Allowances Withdrawn (n:1) | Thousand Tons | 0 | 0 | 0 | 0 | 0 | 0 | 0
NSR Clifty Creek 1-6 - SO2 Cap Annual v5.16 | 761 | 7502 | Rate Constraint in MTons | FALSE | L | Annual | Net Emissions Allowance Position | Thousand Tons | 1.2309 | 1.2919 | 0.32772 | 0.32772 | 0 | 0 | 0
NSR Clifty Creek 1-6 - SO2 Cap Annual v5.16 | 761 | 7502 | Rate Constraint in MTons | FALSE | L | Annual | Fuel Consumed | TBtu | 41.0314 | 43.064 | 10.924 | 10.924 | 0 | 0 | 0
NSR Clifty Creek 1-6 - SO2 Cap Annual v5.16 | 761 | 7502 | Rate Constraint in MTons | FALSE | L | Annual | Rate | lb/MMBtu | 0.06 | 0.06 | 0.06 | 0.06 | 0 | 0 | 0
NSR Clifty Creek 1-6 - SO2 Cap Annual v5.16 | 761 | 7502 | Rate Constraint in MTons | FALSE | L | Annual | Generation | TWh | 3.8167 | 3.9986 | 0.66912 | 0.66912 | 0 | 0 | 0
NSR Clifty Creek 1-6 - SO2 Cap Annual v5.16 | 761 | 7502 | Rate Constraint in MTons | FALSE | L | Annual | Qualifying Generation | TWh | 3.8167 | 3.9986 | 0.66912 | 0.66912 | 0 | 0 | 0
NSR Clifty Creek 1-6 - SO2 Cap Annual v5.16 | 761 | 7502 | Rate Constraint in MTons | FALSE | L | Annual | Rate | lb/MWh | 0.64503 | 0.64619 | 0.97956 | 0.97956 | 0 | 0 | 0
NSR Clifty Creek 1-6 - SO2 Cap Annual v5.16 | 761 | 7502 | Rate Constraint in MTons | FALSE | L | Annual | Constraint Shadow Price | US2022$/Ton | 0 | 0 | 0 | 0 | 0 | 0 | 0
NSR ClinchRiver 1-3 - SO2 Cap Annual v3.1 | 762 | 7373 | Rate Constraint in MTons | FALSE | L | Annual | Seasons Included | Seasons | Winter, Spring, Summer, Fall | Winter, Spring, Summer, Fall | Winter, Spring, Summer, Fall | Winter, Spring, Summer, Fall | Winter, Spring, Summer, Fall | Winter, Spring, Summer, Fall | Winter, Spring, Summer, Fall
NSR ClinchRiver 1-3 - SO2 Cap Annual v3.1 | 762 | 7373 | Rate Constraint in MTons | FALSE | L | Annual | Standard SO2 | Thousand Tons | 16.3 | 16.3 | 16.3 | 16.3 | 16.3 | 16.3 | 16.3
NSR ClinchRiver 1-3 - SO2 Cap Annual v3.1 | 762 | 7373 | Rate Constraint in MTons | FALSE | L | Annual | Emissions at Affected Plants SO2 | Thousand Tons | 0 | 0 | 0 | 0 | 0 | 0 | 0
NSR ClinchRiver 1-3 - SO2 Cap Annual v3.1 | 762 | 7373 | Rate Constraint in MTons | FALSE | L | Annual | Allowances Purchased SO2 | Thousand Tons | 0 | 0 | 0 | 0 | 0 | 0 | 0
NSR ClinchRiver 1-3 - SO2 Cap Annual v3.1 | 762 | 7373 | Rate Constraint in MTons | FALSE | L | Annual | Allowances Sold SO2 | Thousand Tons | 0 | 0 | 0 | 0 | 0 | 0 | 0
NSR ClinchRiver 1-3 - SO2 Cap Annual v3.1 | 762 | 7373 | Rate Constraint in MTons | FALSE | L | Annual | Allowances Banked | Thousand Tons | 0 | 0 | 0 | 0 | 0 | 0 | 0
NSR ClinchRiver 1-3 - SO2 Cap Annual v3.1 | 762 | 7373 | Rate Constraint in MTons | FALSE | L | Annual | Allowances Withdrawn (1:1) | Thousand Tons | 0 | 0 | 0 | 0 | 0 | 0 | 0
NSR ClinchRiver 1-3 - SO2 Cap Annual v3.1 | 762 | 7373 | Rate Constraint in MTons | FALSE | L | Annual | Allowances Withdrawn (n:1) | Thousand Tons | 0 | 0 | 0 | 0 | 0 | 0 | 0
NSR ClinchRiver 1-3 - SO2 Cap Annual v3.1 | 762 | 7373 | Rate Constraint in MTons | FALSE | L | Annual | Net Emissions Allowance Position | Thousand Tons | 0 | 0 | 0 | 0 | 0 | 0 | 0
NSR ClinchRiver 1-3 - SO2 Cap Annual v3.1 | 762 | 7373 | Rate Constraint in MTons | FALSE | L | Annual | Fuel Consumed | TBtu | 0 | 0 | 0 | 0 | 0 | 0 | 0
NSR ClinchRiver 1-3 - SO2 Cap Annual v3.1 | 762 | 7373 | Rate Constraint in MTons | FALSE | L | Annual | Rate | lb/MMBtu | 0 | 0 | 0 | 0 | 0 | 0 | 0
NSR ClinchRiver 1-3 - SO2 Cap Annual v3.1 | 762 | 7373 | Rate Constraint in MTons | FALSE | L | Annual | Generation | TWh | 0 | 0 | 0 | 0 | 0 | 0 | 0
NSR ClinchRiver 1-3 - SO2 Cap Annual v3.1 | 762 | 7373 | Rate Constraint in MTons | FALSE | L | Annual | Qualifying Generation | TWh | 0 | 0 | 0 | 0 | 0 | 0 | 0
NSR ClinchRiver 1-3 - SO2 Cap Annual v3.1 | 762 | 7373 | Rate Constraint in MTons | FALSE | L | Annual | Rate | lb/MWh | 0 | 0 | 0 | 0 | 0 | 0 | 0
NSR ClinchRiver 1-3 - SO2 Cap Annual v3.1 | 762 | 7373 | Rate Constraint in MTons | FALSE | L | Annual | Constraint Shadow Price | US2022$/Ton | 0 | 0 | 0 | 0 | 0 | 0 | 0
NSR Cooper 2 - NOX Rate Annual v3.1, Unit 2557 and retrofits | 763 | 7447 | Rate Constraint in lbs/MMBtu | FALSE | L | Annual | Seasons Included | Seasons | Winter, Spring, Summer, Fall | Winter, Spring, Summer, Fall | Winter, Spring, Summer, Fall | Winter, Spring, Summer, Fall | Winter, Spring, Summer, Fall | Winter, Spring, Summer, Fall | Winter, Spring, Summer, Fall
NSR Cooper 2 - NOX Rate Annual v3.1, Unit 2557 and retrofits | 763 | 7447 | Rate Constraint in lbs/MMBtu | FALSE | L | Annual | Standard NOX | lb/MMBtu | 0.08 | 0.08 | 0.08 | 0.08 | 0.08 | 0.08 | 0.08
NSR Cooper 2 - NOX Rate Annual v3.1, Unit 2557 and retrofits | 763 | 7447 | Rate Constraint in lbs/MMBtu | FALSE | L | Annual | Emissions at Affected Plants NOX | Thousand Tons | 0 | 0 | 0 | 0 | 0 | 0 | 0
NSR Cooper 2 - NOX Rate Annual v3.1, Unit 2557 and retrofits | 763 | 7447 | Rate Constraint in lbs/MMBtu | FALSE | L | Annual | Allowances Purchased NOX | Thousand Tons | 0 | 0 | 0 | 0 | 0 | 0 | 0
NSR Cooper 2 - NOX Rate Annual v3.1, Unit 2557 and retrofits | 763 | 7447 | Rate Constraint in lbs/MMBtu | FALSE | L | Annual | Allowances Sold NOX | Thousand Tons | 0 | 0 | 0 | 0 | 0 | 0 | 0
NSR Cooper 2 - NOX Rate Annual v3.1, Unit 2557 and retrofits | 763 | 7447 | Rate Constraint in lbs/MMBtu | FALSE | L | Annual | Allowances Banked | Thousand Tons | 0 | 0 | 0 | 0 | 0 | 0 | 0
NSR Cooper 2 - NOX Rate Annual v3.1, Unit 2557 and retrofits | 763 | 7447 | Rate Constraint in lbs/MMBtu | FALSE | L | Annual | Allowances Withdrawn (1:1) | Thousand Tons | 0 | 0 | 0 | 0 | 0 | 0 | 0
NSR Cooper 2 - NOX Rate Annual v3.1, Unit 2557 and retrofits | 763 | 7447 | Rate Constraint in lbs/MMBtu | FALSE | L | Annual | Allowances Withdrawn (n:1) | Thousand Tons | 0 | 0 | 0 | 0 | 0 | 0 | 0
NSR Cooper 2 - NOX Rate Annual v3.1, Unit 2557 and retrofits | 763 | 7447 | Rate Constraint in lbs/MMBtu | FALSE | L | Annual | Net Emissions Allowance Position | Thousand Tons | 0 | 0 | 0 | 0 | 0 | 0 | 0
NSR Cooper 2 - NOX Rate Annual v3.1, Unit 2557 and retrofits | 763 | 7447 | Rate Constraint in lbs/MMBtu | FALSE | L | Annual | Fuel Consumed | TBtu | 0 | 0 | 0 | 0 | 0 | 0 | 0
NSR Cooper 2 - NOX Rate Annual v3.1, Unit 2557 and retrofits | 763 | 7447 | Rate Constraint in lbs/MMBtu | FALSE | L | Annual | Rate | lb/MMBtu | 0 | 0 | 0 | 0 | 0 | 0 | 0
NSR Cooper 2 - NOX Rate Annual v3.1, Unit 2557 and retrofits | 763 | 7447 | Rate Constraint in lbs/MMBtu | FALSE | L | Annual | Generation | TWh | 0 | 0 | 0 | 0 | 0 | 0 | 0
NSR Cooper 2 - NOX Rate Annual v3.1, Unit 2557 and retrofits | 763 | 7447 | Rate Constraint in lbs/MMBtu | FALSE | L | Annual | Qualifying Generation | TWh | 0 | 0 | 0 | 0 | 0 | 0 | 0
NSR Cooper 2 - NOX Rate Annual v3.1, Unit 2557 and retrofits | 763 | 7447 | Rate Constraint in lbs/MMBtu | FALSE | L | Annual | Rate | lb/MWh | 0 | 0 | 0 | 0 | 0 | 0 | 0
NSR Cooper 2 - NOX Rate Annual v3.1, Unit 2557 and retrofits | 763 | 7447 | Rate Constraint in lbs/MMBtu | FALSE | L | Annual | Constraint Shadow Price | US2022$/Ton | 0 | 0 | 0 | 0 | 0 | 0 | 0
NSR Cooper 2 - SO2 Rate Annual v3.1, Unit 2557 and retrofits | 764 | 7446 | Rate Constraint in lbs/MMBtu | FALSE | L | Annual | Seasons Included | Seasons | Winter, Spring, Summer, Fall | Winter, Spring, Summer, Fall | Winter, Spring, Summer, Fall | Winter, Spring, Summer, Fall | Winter, Spring, Summer, Fall | Winter, Spring, Summer, Fall | Winter, Spring, Summer, Fall
NSR Cooper 2 - SO2 Rate Annual v3.1, Unit 2557 and retrofits | 764 | 7446 | Rate Constraint in lbs/MMBtu | FALSE | L | Annual | Standard SO2 | lb/MMBtu | 0.1 | 0.1 | 0.1 | 0.1 | 0.1 | 0.1 | 0.1
NSR Cooper 2 - SO2 Rate Annual v3.1, Unit 2557 and retrofits | 764 | 7446 | Rate Constraint in lbs/MMBtu | FALSE | L | Annual | Emissions at Affected Plants SO2 | Thousand Tons | 0 | 0 | 0 | 0 | 0 | 0 | 0
NSR Cooper 2 - SO2 Rate Annual v3.1, Unit 2557 and retrofits | 764 | 7446 | Rate Constraint in lbs/MMBtu | FALSE | L | Annual | Allowances Purchased SO2 | Thousand Tons | 0 | 0 | 0 | 0 | 0 | 0 | 0
NSR Cooper 2 - SO2 Rate Annual v3.1, Unit 2557 and retrofits | 764 | 7446 | Rate Constraint in lbs/MMBtu | FALSE | L | Annual | Allowances Sold SO2 | Thousand Tons | 0 | 0 | 0 | 0 | 0 | 0 | 0
NSR Cooper 2 - SO2 Rate Annual v3.1, Unit 2557 and retrofits | 764 | 7446 | Rate Constraint in lbs/MMBtu | FALSE | L | Annual | Allowances Banked | Thousand Tons | 0 | 0 | 0 | 0 | 0 | 0 | 0
NSR Cooper 2 - SO2 Rate Annual v3.1, Unit 2557 and retrofits | 764 | 7446 | Rate Constraint in lbs/MMBtu | FALSE | L | Annual | Allowances Withdrawn (1:1) | Thousand Tons | 0 | 0 | 0 | 0 | 0 | 0 | 0
NSR Cooper 2 - SO2 Rate Annual v3.1, Unit 2557 and retrofits | 764 | 7446 | Rate Constraint in lbs/MMBtu | FALSE | L | Annual | Allowances Withdrawn (n:1) | Thousand Tons | 0 | 0 | 0 | 0 | 0 | 0 | 0
NSR Cooper 2 - SO2 Rate Annual v3.1, Unit 2557 and retrofits | 764 | 7446 | Rate Constraint in lbs/MMBtu | FALSE | L | Annual | Net Emissions Allowance Position | Thousand Tons | 0 | 0 | 0 | 0 | 0 | 0 | 0
NSR Cooper 2 - SO2 Rate Annual v3.1, Unit 2557 and retrofits | 764 | 7446 | Rate Constraint in lbs/MMBtu | FALSE | L | Annual | Fuel Consumed | TBtu | 0 | 0 | 0 | 0 | 0 | 0 | 0
NSR Cooper 2 - SO2 Rate Annual v3.1, Unit 2557 and retrofits | 764 | 7446 | Rate Constraint in lbs/MMBtu | FALSE | L | Annual | Rate | lb/MMBtu | 0 | 0 | 0 | 0 | 0 | 0 | 0
NSR Cooper 2 - SO2 Rate Annual v3.1, Unit 2557 and retrofits | 764 | 7446 | Rate Constraint in lbs/MMBtu | FALSE | L | Annual | Generation | TWh | 0 | 0 | 0 | 0 | 0 | 0 | 0
NSR Cooper 2 - SO2 Rate Annual v3.1, Unit 2557 and retrofits | 764 | 7446 | Rate Constraint in lbs/MMBtu | FALSE | L | Annual | Qualifying Generation | TWh | 0 | 0 | 0 | 0 | 0 | 0 | 0
NSR Cooper 2 - SO2 Rate Annual v3.1, Unit 2557 and retrofits | 764 | 7446 | Rate Constraint in lbs/MMBtu | FALSE | L | Annual | Rate | lb/MWh | 0 | 0 | 0 | 0 | 0 | 0 | 0
NSR Cooper 2 - SO2 Rate Annual v3.1, Unit 2557 and retrofits | 764 | 7446 | Rate Constraint in lbs/MMBtu | FALSE | L | Annual | Constraint Shadow Price | US2022$/Ton | 0 | 0 | 0 | 0 | 0 | 0 | 0
NSR Coronado 1,2 - NOX Cap Annual v6.17 | 765 | 7394 | Rate Constraint in MTons | FALSE | L | Annual | Seasons Included | Seasons | Winter, Spring, Summer, Fall | Winter, Spring, Summer, Fall | Winter, Spring, Summer, Fall | Winter, Spring, Summer, Fall | Winter, Spring, Summer, Fall | Winter, Spring, Summer, Fall | Winter, Spring, Summer, Fall
NSR Coronado 1,2 - NOX Cap Annual v6.17 | 765 | 7394 | Rate Constraint in MTons | FALSE | L | Annual | Standard NOX | Thousand Tons | 7.3 | 7.3 | 7.3 | 7.3 | 7.3 | 7.3 | 7.3
NSR Coronado 1,2 - NOX Cap Annual v6.17 | 765 | 7394 | Rate Constraint in MTons | FALSE | L | Annual | Emissions at Affected Plants NOX | Thousand Tons | 0.19216 | 0.66682 | 0 | 0 | 0 | 0 | 0
NSR Coronado 1,2 - NOX Cap Annual v6.17 | 765 | 7394 | Rate Constraint in MTons | FALSE | L | Annual | Allowances Purchased NOX | Thousand Tons | 0 | 0 | 0 | 0 | 0 | 0 | 0
NSR Coronado 1,2 - NOX Cap Annual v6.17 | 765 | 7394 | Rate Constraint in MTons | FALSE | L | Annual | Allowances Sold NOX | Thousand Tons | 0 | 0 | 0 | 0 | 0 | 0 | 0
NSR Coronado 1,2 - NOX Cap Annual v6.17 | 765 | 7394 | Rate Constraint in MTons | FALSE | L | Annual | Allowances Banked | Thousand Tons | 0 | 0 | 0 | 0 | 0 | 0 | 0
NSR Coronado 1,2 - NOX Cap Annual v6.17 | 765 | 7394 | Rate Constraint in MTons | FALSE | L | Annual | Allowances Withdrawn (1:1) | Thousand Tons | 0 | 0 | 0 | 0 | 0 | 0 | 0
NSR Coronado 1,2 - NOX Cap Annual v6.17 | 765 | 7394 | Rate Constraint in MTons | FALSE | L | Annual | Allowances Withdrawn (n:1) | Thousand Tons | 0 | 0 | 0 | 0 | 0 | 0 | 0
NSR Coronado 1,2 - NOX Cap Annual v6.17 | 765 | 7394 | Rate Constraint in MTons | FALSE | L | Annual | Net Emissions Allowance Position | Thousand Tons | 0.19216 | 0.66682 | 0 | 0 | 0 | 0 | 0
NSR Coronado 1,2 - NOX Cap Annual v6.17 | 765 | 7394 | Rate Constraint in MTons | FALSE | L | Annual | Fuel Consumed | TBtu | 6.5551 | 22.7171 | 0 | 0 | 0 | 0 | 0
NSR Coronado 1,2 - NOX Cap Annual v6.17 | 765 | 7394 | Rate Constraint in MTons | FALSE | L | Annual | Rate | lb/MMBtu | 0.05863 | 0.058706 | 0 | 0 | 0 | 0 | 0
NSR Coronado 1,2 - NOX Cap Annual v6.17 | 765 | 7394 | Rate Constraint in MTons | FALSE | L | Annual | Generation | TWh | 0.61318 | 2.125 | 0 | 0 | 0 | 0 | 0
NSR Coronado 1,2 - NOX Cap Annual v6.17 | 765 | 7394 | Rate Constraint in MTons | FALSE | L | Annual | Qualifying Generation | TWh | 0.61318 | 2.125 | 0 | 0 | 0 | 0 | 0
NSR Coronado 1,2 - NOX Cap Annual v6.17 | 765 | 7394 | Rate Constraint in MTons | FALSE | L | Annual | Rate | lb/MWh | 0.62678 | 0.62759 | 0 | 0 | 0 | 0 | 0
NSR Coronado 1,2 - NOX Cap Annual v6.17 | 765 | 7394 | Rate Constraint in MTons | FALSE | L | Annual | Constraint Shadow Price | US2022$/Ton | 0 | 0 | 0 | 0 | 0 | 0 | 0
NSR Cross 1,2 - NOX Rate Annual v3.1, Unit 4700 and retrofits | 766 | 7432 | Rate Constraint in lbs/MMBtu | FALSE | L | Annual | Seasons Included | Seasons | Winter, Spring, Summer, Fall | Winter, Spring, Summer, Fall | Winter, Spring, Summer, Fall | Winter, Spring, Summer, Fall | Winter, Spring, Summer, Fall | Winter, Spring, Summer, Fall | Winter, Spring, Summer, Fall
NSR Cross 1,2 - NOX Rate Annual v3.1, Unit 4700 and retrofits | 766 | 7432 | Rate Constraint in lbs/MMBtu | FALSE | L | Annual | Standard NOX | lb/MMBtu | 0.1 | 0.1 | 0.1 | 0.1 | 0.1 | 0.1 | 0.1
NSR Cross 1,2 - NOX Rate Annual v3.1, Unit 4700 and retrofits | 766 | 7432 | Rate Constraint in lbs/MMBtu | FALSE | L | Annual | Emissions at Affected Plants NOX | Thousand Tons | 0.26427 | 0.26508 | 1.7177 | 1.7177 | 0 | 0 | 0
NSR Cross 1,2 - NOX Rate Annual v3.1, Unit 4700 and retrofits | 766 | 7432 | Rate Constraint in lbs/MMBtu | FALSE | L | Annual | Allowances Purchased NOX | Thousand Tons | 0 | 0 | 0 | 0 | 0 | 0 | 0
NSR Cross 1,2 - NOX Rate Annual v3.1, Unit 4700 and retrofits | 766 | 7432 | Rate Constraint in lbs/MMBtu | FALSE | L | Annual | Allowances Sold NOX | Thousand Tons | 0 | 0 | 0 | 0 | 0 | 0 | 0
NSR Cross 1,2 - NOX Rate Annual v3.1, Unit 4700 and retrofits | 766 | 7432 | Rate Constraint in lbs/MMBtu | FALSE | L | Annual | Allowances Banked | Thousand Tons | 0 | 0 | 0 | 0 | 0 | 0 | 0
NSR Cross 1,2 - NOX Rate Annual v3.1, Unit 4700 and retrofits | 766 | 7432 | Rate Constraint in lbs/MMBtu | FALSE | L | Annual | Allowances Withdrawn (1:1) | Thousand Tons | 0 | 0 | 0 | 0 | 0 | 0 | 0
NSR Cross 1,2 - NOX Rate Annual v3.1, Unit 4700 and retrofits | 766 | 7432 | Rate Constraint in lbs/MMBtu | FALSE | L | Annual | Allowances Withdrawn (n:1) | Thousand Tons | 0 | 0 | 0 | 0 | 0 | 0 | 0
NSR Cross 1,2 - NOX Rate Annual v3.1, Unit 4700 and retrofits | 766 | 7432 | Rate Constraint in lbs/MMBtu | FALSE | L | Annual | Net Emissions Allowance Position | Thousand Tons | 0.26427 | 0.26508 | 1.7177 | 1.7177 | 0 | 0 | 0
NSR Cross 1,2 - NOX Rate Annual v3.1, Unit 4700 and retrofits | 766 | 7432 | Rate Constraint in lbs/MMBtu | FALSE | L | Annual | Fuel Consumed | TBtu | 6.4206 | 6.4403 | 41.7334 | 41.7334 | 0 | 0 | 0
NSR Cross 1,2 - NOX Rate Annual v3.1, Unit 4700 and retrofits | 766 | 7432 | Rate Constraint in lbs/MMBtu | FALSE | L | Annual | Rate | lb/MMBtu | 0.08232 | 0.08232 | 0.08232 | 0.08232 | 0 | 0 | 0
NSR Cross 1,2 - NOX Rate Annual v3.1, Unit 4700 and retrofits | 766 | 7432 | Rate Constraint in lbs/MMBtu | FALSE | L | Annual | Generation | TWh | 0.60744 | 0.6093 | 2.6599 | 2.6599 | 0 | 0 | 0
NSR Cross 1,2 - NOX Rate Annual v3.1, Unit 4700 and retrofits | 766 | 7432 | Rate Constraint in lbs/MMBtu | FALSE | L | Annual | Qualifying Generation | TWh | 0.60744 | 0.6093 | 2.6599 | 2.6599 | 0 | 0 | 0
NSR Cross 1,2 - NOX Rate Annual v3.1, Unit 4700 and retrofits | 766 | 7432 | Rate Constraint in lbs/MMBtu | FALSE | L | Annual | Rate | lb/MWh | 0.87012 | 0.87012 | 1.2916 | 1.2916 | 0 | 0 | 0
NSR Cross 1,2 - NOX Rate Annual v3.1, Unit 4700 and retrofits | 766 | 7432 | Rate Constraint in lbs/MMBtu | FALSE | L | Annual | Constraint Shadow Price | US2022$/Ton | 0 | 0 | 0 | 0 | 0 | 0 | 0
NSR Cross 1,2 - NOX Rate Annual v3.1, Unit 4701 and retrofits | 767 | 7432 | Rate Constraint in lbs/MMBtu | FALSE | L | Annual | Seasons Included | Seasons | Winter, Spring, Summer, Fall | Winter, Spring, Summer, Fall | Winter, Spring, Summer, Fall | Winter, Spring, Summer, Fall | Winter, Spring, Summer, Fall | Winter, Spring, Summer, Fall | Winter, Spring, Summer, Fall
NSR Cross 1,2 - NOX Rate Annual v3.1, Unit 4701 and retrofits | 767 | 7432 | Rate Constraint in lbs/MMBtu | FALSE | L | Annual | Standard NOX | lb/MMBtu | 0.1 | 0.1 | 0.1 | 0.1 | 0.1 | 0.1 | 0.1
NSR Cross 1,2 - NOX Rate Annual v3.1, Unit 4701 and retrofits | 767 | 7432 | Rate Constraint in lbs/MMBtu | FALSE | L | Annual | Emissions at Affected Plants NOX | Thousand Tons | 0.22295 | 0.59856 | 1.394 | 1.394 | 0 | 0 | 0
NSR Cross 1,2 - NOX Rate Annual v3.1, Unit 4701 and retrofits | 767 | 7432 | Rate Constraint in lbs/MMBtu | FALSE | L | Annual | Allowances Purchased NOX | Thousand Tons | 0 | 0 | 0 | 0 | 0 | 0 | 0
NSR Cross 1,2 - NOX Rate Annual v3.1, Unit 4701 and retrofits | 767 | 7432 | Rate Constraint in lbs/MMBtu | FALSE | L | Annual | Allowances Sold NOX | Thousand Tons | 0 | 0 | 0 | 0 | 0 | 0 | 0
NSR Cross 1,2 - NOX Rate Annual v3.1, Unit 4701 and retrofits | 767 | 7432 | Rate Constraint in lbs/MMBtu | FALSE | L | Annual | Allowances Banked | Thousand Tons | 0 | 0 | 0 | 0 | 0 | 0 | 0
NSR Cross 1,2 - NOX Rate Annual v3.1, Unit 4701 and retrofits | 767 | 7432 | Rate Constraint in lbs/MMBtu | FALSE | L | Annual | Allowances Withdrawn (1:1) | Thousand Tons | 0 | 0 | 0 | 0 | 0 | 0 | 0
NSR Cross 1,2 - NOX Rate Annual v3.1, Unit 4701 and retrofits | 767 | 7432 | Rate Constraint in lbs/MMBtu | FALSE | L | Annual | Allowances Withdrawn (n:1) | Thousand Tons | 0 | 0 | 0 | 0 | 0 | 0 | 0
NSR Cross 1,2 - NOX Rate Annual v3.1, Unit 4701 and retrofits | 767 | 7432 | Rate Constraint in lbs/MMBtu | FALSE | L | Annual | Net Emissions Allowance Position | Thousand Tons | 0.22295 | 0.59856 | 1.394 | 1.394 | 0 | 0 | 0
NSR Cross 1,2 - NOX Rate Annual v3.1, Unit 4701 and retrofits | 767 | 7432 | Rate Constraint in lbs/MMBtu | FALSE | L | Annual | Fuel Consumed | TBtu | 6.4437 | 17.2995 | 40.2887 | 40.2887 | 0 | 0 | 0
NSR Cross 1,2 - NOX Rate Annual v3.1, Unit 4701 and retrofits | 767 | 7432 | Rate Constraint in lbs/MMBtu | FALSE | L | Annual | Rate | lb/MMBtu | 0.0692 | 0.0692 | 0.0692 | 0.0692 | 0 | 0 | 0
NSR Cross 1,2 - NOX Rate Annual v3.1, Unit 4701 and retrofits | 767 | 7432 | Rate Constraint in lbs/MMBtu | FALSE | L | Annual | Generation | TWh | 0.61515 | 1.6515 | 2.6025 | 2.6025 | 0 | 0 | 0
NSR Cross 1,2 - NOX Rate Annual v3.1, Unit 4701 and retrofits | 767 | 7432 | Rate Constraint in lbs/MMBtu | FALSE | L | Annual | Qualifying Generation | TWh | 0.61515 | 1.6515 | 2.6025 | 2.6025 | 0 | 0 | 0
NSR Cross 1,2 - NOX Rate Annual v3.1, Unit 4701 and retrofits | 767 | 7432 | Rate Constraint in lbs/MMBtu | FALSE | L | Annual | Rate | lb/MWh | 0.72487 | 0.72487 | 1.0713 | 1.0713 | 0 | 0 | 0
NSR Cross 1,2 - NOX Rate Annual v3.1, Unit 4701 and retrofits | 767 | 7432 | Rate Constraint in lbs/MMBtu | FALSE | L | Annual | Constraint Shadow Price | US2022$/Ton | 0 | 0 | 0 | 0 | 0 | 0 | 0
NSR Dairyland- NOx Cap Annual v5.13 | 768 | 7414 | Rate Constraint in MTons | FALSE | L | Annual | Seasons Included | Seasons | Winter, Spring, Summer, Fall | Winter, Spring, Summer, Fall | Winter, Spring, Summer, Fall | Winter, Spring, Summer, Fall | Winter, Spring, Summer, Fall | Winter, Spring, Summer, Fall | Winter, Spring, Summer, Fall
NSR Dairyland- NOx Cap Annual v5.13 | 768 | 7414 | Rate Constraint in MTons | FALSE | L | Annual | Standard NOX | Thousand Tons | 3.236 | 3.236 | 3.236 | 3.236 | 3.236 | 3.236 | 3.236
NSR Dairyland- NOx Cap Annual v5.13 | 768 | 7414 | Rate Constraint in MTons | FALSE | L | Annual | Emissions at Affected Plants NOX | Thousand Tons | 0.22016 | 0.67895 | 0 | 0 | 0 | 0 | 0
NSR Dairyland- NOx Cap Annual v5.13 | 768 | 7414 | Rate Constraint in MTons | FALSE | L | Annual | Allowances Purchased NOX | Thousand Tons | 0 | 0 | 0 | 0 | 0 | 0 | 0
NSR Dairyland- NOx Cap Annual v5.13 | 768 | 7414 | Rate Constraint in MTons | FALSE | L | Annual | Allowances Sold NOX | Thousand Tons | 0 | 0 | 0 | 0 | 0 | 0 | 0
NSR Dairyland- NOx Cap Annual v5.13 | 768 | 7414 | Rate Constraint in MTons | FALSE | L | Annual | Allowances Banked | Thousand Tons | 0 | 0 | 0 | 0 | 0 | 0 | 0
NSR Dairyland- NOx Cap Annual v5.13 | 768 | 7414 | Rate Constraint in MTons | FALSE | L | Annual | Allowances Withdrawn (1:1) | Thousand Tons | 0 | 0 | 0 | 0 | 0 | 0 | 0
NSR Dairyland- NOx Cap Annual v5.13 | 768 | 7414 | Rate Constraint in MTons | FALSE | L | Annual | Allowances Withdrawn (n:1) | Thousand Tons | 0 | 0 | 0 | 0 | 0 | 0 | 0
NSR Dairyland- NOx Cap Annual v5.13 | 768 | 7414 | Rate Constraint in MTons | FALSE | L | Annual | Net Emissions Allowance Position | Thousand Tons | 0.22016 | 0.67895 | 0 | 0 | 0 | 0 | 0
NSR Dairyland- NOx Cap Annual v5.13 | 768 | 7414 | Rate Constraint in MTons | FALSE | L | Annual | Fuel Consumed | TBtu | 5.7952 | 17.8719 | 0 | 0 | 0 | 0 | 0
NSR Dairyland- NOx Cap Annual v5.13 | 768 | 7414 | Rate Constraint in MTons | FALSE | L | Annual | Rate | lb/MMBtu | 0.07598 | 0.07598 | 0 | 0 | 0 | 0 | 0
NSR Dairyland- NOx Cap Annual v5.13 | 768 | 7414 | Rate Constraint in MTons | FALSE | L | Annual | Generation | TWh | 0.51554 | 1.5899 | 0 | 0 | 0 | 0 | 0
NSR Dairyland- NOx Cap Annual v5.13 | 768 | 7414 | Rate Constraint in MTons | FALSE | L | Annual | Qualifying Generation | TWh | 0.51554 | 1.5899 | 0 | 0 | 0 | 0 | 0
NSR Dairyland- NOx Cap Annual v5.13 | 768 | 7414 | Rate Constraint in MTons | FALSE | L | Annual | Rate | lb/MWh | 0.85409 | 0.85409 | 0 | 0 | 0 | 0 | 0
NSR Dairyland- NOx Cap Annual v5.13 | 768 | 7414 | Rate Constraint in MTons | FALSE | L | Annual | Constraint Shadow Price | US2022$/Ton | 0 | 0 | 0 | 0 | 0 | 0 | 0
NSR Dairyland- SO2 Cap Annual v5.13 | 769 | 7415 | Rate Constraint in MTons | FALSE | L | Annual | Seasons Included | Seasons | Winter, Spring, Summer, Fall | Winter, Spring, Summer, Fall | Winter, Spring, Summer, Fall | Winter, Spring, Summer, Fall | Winter, Spring, Summer, Fall | Winter, Spring, Summer, Fall | Winter, Spring, Summer, Fall
NSR Dairyland- SO2 Cap Annual v5.13 | 769 | 7415 | Rate Constraint in MTons | FALSE | L | Annual | Standard SO2 | Thousand Tons | 4.578 | 4.578 | 4.578 | 4.578 | 4.578 | 4.578 | 4.578
NSR Dairyland- SO2 Cap Annual v5.13 | 769 | 7415 | Rate Constraint in MTons | FALSE | L | Annual | Emissions at Affected Plants SO2 | Thousand Tons | 0.19675 | 0.60676 | 0 | 0 | 0 | 0 | 0
NSR Dairyland- SO2 Cap Annual v5.13 | 769 | 7415 | Rate Constraint in MTons | FALSE | L | Annual | Allowances Purchased SO2 | Thousand Tons | 0 | 0 | 0 | 0 | 0 | 0 | 0
NSR Dairyland- SO2 Cap Annual v5.13 | 769 | 7415 | Rate Constraint in MTons | FALSE | L | Annual | Allowances Sold SO2 | Thousand Tons | 0 | 0 | 0 | 0 | 0 | 0 | 0
NSR Dairyland- SO2 Cap Annual v5.13 | 769 | 7415 | Rate Constraint in MTons | FALSE | L | Annual | Allowances Banked | Thousand Tons | 0 | 0 | 0 | 0 | 0 | 0 | 0
NSR Dairyland- SO2 Cap Annual v5.13 | 769 | 7415 | Rate Constraint in MTons | FALSE | L | Annual | Allowances Withdrawn (1:1) | Thousand Tons | 0 | 0 | 0 | 0 | 0 | 0 | 0
NSR Dairyland- SO2 Cap Annual v5.13 | 769 | 7415 | Rate Constraint in MTons | FALSE | L | Annual | Allowances Withdrawn (n:1) | Thousand Tons | 0 | 0 | 0 | 0 | 0 | 0 | 0
NSR Dairyland- SO2 Cap Annual v5.13 | 769 | 7415 | Rate Constraint in MTons | FALSE | L | Annual | Net Emissions Allowance Position | Thousand Tons | 0.19675 | 0.60676 | 0 | 0 | 0 | 0 | 0
NSR Dairyland- SO2 Cap Annual v5.13 | 769 | 7415 | Rate Constraint in MTons | FALSE | L | Annual | Fuel Consumed | TBtu | 5.7952 | 17.8719 | 0 | 0 | 0 | 0 | 0
NSR Dairyland- SO2 Cap Annual v5.13 | 769 | 7415 | Rate Constraint in MTons | FALSE | L | Annual | Rate | lb/MMBtu | 0.067901 | 0.067901 | 0 | 0 | 0 | 0 | 0
NSR Dairyland- SO2 Cap Annual v5.13 | 769 | 7415 | Rate Constraint in MTons | FALSE | L | Annual | Generation | TWh | 0.51554 | 1.5899 | 0 | 0 | 0 | 0 | 0
NSR Dairyland- SO2 Cap Annual v5.13 | 769 | 7415 | Rate Constraint in MTons | FALSE | L | Annual | Qualifying Generation | TWh | 0.51554 | 1.5899 | 0 | 0 | 0 | 0 | 0
NSR Dairyland- SO2 Cap Annual v5.13 | 769 | 7415 | Rate Constraint in MTons | FALSE | L | Annual | Rate | lb/MWh | 0.76328 | 0.76328 | 0 | 0 | 0 | 0 | 0
NSR Dairyland- SO2 Cap Annual v5.13 | 769 | 7415 | Rate Constraint in MTons | FALSE | L | Annual | Constraint Shadow Price | US2022$/Ton | 0 | 0 | 0 | 0 | 0 | 0 | 0
NSR Dominion Consent - NOX Cap Annual v3.1 | 770 | 7375 | Rate Constraint in MTons | FALSE | L | Annual | Seasons Included | Seasons | Winter, Spring, Summer, Fall | Winter, Spring, Summer, Fall | Winter, Spring, Summer, Fall | Winter, Spring, Summer, Fall | Winter, Spring, Summer, Fall | Winter, Spring, Summer, Fall | Winter, Spring, Summer, Fall
NSR Dominion Consent - NOX Cap Annual v3.1 | 770 | 7375 | Rate Constraint in MTons | FALSE | L | Annual | Standard NOX | Thousand Tons | 30.25 | 30.25 | 30.25 | 30.25 | 30.25 | 30.25 | 30.25
NSR Dominion Consent - NOX Cap Annual v3.1 | 770 | 7375 | Rate Constraint in MTons | FALSE | L | Annual | Emissions at Affected Plants NOX | Thousand Tons | 1.1336 | 2.1347 | 3.0554 | 2.9887 | 0.04883 | 0 | 0
NSR Dominion Consent - NOX Cap Annual v3.1 | 770 | 7375 | Rate Constraint in MTons | FALSE | L | Annual | Allowances Purchased NOX | Thousand Tons | 0 | 0 | 0 | 0 | 0 | 0 | 0
NSR Dominion Consent - NOX Cap Annual v3.1 | 770 | 7375 | Rate Constraint in MTons | FALSE | L | Annual | Allowances Sold NOX | Thousand Tons | 0 | 0 | 0 | 0 | 0 | 0 | 0
NSR Dominion Consent - NOX Cap Annual v3.1 | 770 | 7375 | Rate Constraint in MTons | FALSE | L | Annual | Allowances Banked | Thousand Tons | 0 | 0 | 0 | 0 | 0 | 0 | 0
NSR Dominion Consent - NOX Cap Annual v3.1 | 770 | 7375 | Rate Constraint in MTons | FALSE | L | Annual | Allowances Withdrawn (1:1) | Thousand Tons | 0 | 0 | 0 | 0 | 0 | 0 | 0
NSR Dominion Consent - NOX Cap Annual v3.1 | 770 | 7375 | Rate Constraint in MTons | FALSE | L | Annual | Allowances Withdrawn (n:1) | Thousand Tons | 0 | 0 | 0 | 0 | 0 | 0 | 0
NSR Dominion Consent - NOX Cap Annual v3.1 | 770 | 7375 | Rate Constraint in MTons | FALSE | L | Annual | Net Emissions Allowance Position | Thousand Tons | 1.1336 | 2.1347 | 3.0554 | 2.9887 | 0.04883 | 0 | 0
NSR Dominion Consent - NOX Cap Annual v3.1 | 770 | 7375 | Rate Constraint in MTons | FALSE | L | Annual | Fuel Consumed | TBtu | 48.7798 | 77.7547 | 101.9648 | 89.22 | 9.3364 | 0 | 0
NSR Dominion Consent - NOX Cap Annual v3.1 | 770 | 7375 | Rate Constraint in MTons | FALSE | L | Annual | Rate | lb/MMBtu | 0.046478 | 0.054908 | 0.05993 | 0.066997 | 0.01046 | 0 | 0
NSR Dominion Consent - NOX Cap Annual v3.1 | 770 | 7375 | Rate Constraint in MTons | FALSE | L | Annual | Generation | TWh | 5.7049 | 8.6982 | 8.7295 | 6.9651 | 1.2926 | 0 | 0
NSR Dominion Consent - NOX Cap Annual v3.1 | 770 | 7375 | Rate Constraint in MTons | FALSE | L | Annual | Qualifying Generation | TWh | 5.7049 | 8.6982 | 8.7295 | 6.9651 | 1.2926 | 0 | 0
NSR Dominion Consent - NOX Cap Annual v3.1 | 770 | 7375 | Rate Constraint in MTons | FALSE | L | Annual | Rate | lb/MWh | 0.39741 | 0.49084 | 0.70001 | 0.8582 | 0.075553 | 0 | 0
NSR Dominion Consent - NOX Cap Annual v3.1 | 770 | 7375 | Rate Constraint in MTons | FALSE | L | Annual | Constraint Shadow Price | US2022$/Ton | 0 | 0 | 0 | 0 | 0 | 0 | 0
NSR Dominion Consent - NOX Rate Annual v3.1 | 771 | 7376 | Rate Constraint in lbs/MMBtu | FALSE | L | Annual | Seasons Included | Seasons | Winter, Spring, Summer, Fall | Winter, Spring, Summer, Fall | Winter, Spring, Summer, Fall | Winter, Spring, Summer, Fall | Winter, Spring, Summer, Fall | Winter, Spring, Summer, Fall | Winter, Spring, Summer, Fall
NSR Dominion Consent - NOX Rate Annual v3.1 | 771 | 7376 | Rate Constraint in lbs/MMBtu | FALSE | L | Annual | Standard NOX | lb/MMBtu | 0.15 | 0.15 | 0.15 | 0.15 | 0.15 | 0.15 | 0.15
NSR Dominion Consent - NOX Rate Annual v3.1 | 771 | 7376 | Rate Constraint in lbs/MMBtu | FALSE | L | Annual | Emissions at Affected Plants NOX | Thousand Tons | 1.1336 | 2.1347 | 3.0554 | 2.9887 | 0.04883 | 0 | 0
NSR Dominion Consent - NOX Rate Annual v3.1 | 771 | 7376 | Rate Constraint in lbs/MMBtu | FALSE | L | Annual | Allowances Purchased NOX | Thousand Tons | 0 | 0 | 0 | 0 | 0 | 0 | 0
NSR Dominion Consent - NOX Rate Annual v3.1 | 771 | 7376 | Rate Constraint in lbs/MMBtu | FALSE | L | Annual | Allowances Sold NOX | Thousand Tons | 0 | 0 | 0 | 0 | 0 | 0 | 0
NSR Dominion Consent - NOX Rate Annual v3.1 | 771 | 7376 | Rate Constraint in lbs/MMBtu | FALSE | L | Annual | Allowances Banked | Thousand Tons | 0 | 0 | 0 | 0 | 0 | 0 | 0
NSR Dominion Consent - NOX Rate Annual v3.1 | 771 | 7376 | Rate Constraint in lbs/MMBtu | FALSE | L | Annual | Allowances Withdrawn (1:1) | Thousand Tons | 0 | 0 | 0 | 0 | 0 | 0 | 0
NSR Dominion Consent - NOX Rate Annual v3.1 | 771 | 7376 | Rate Constraint in lbs/MMBtu | FALSE | L | Annual | Allowances Withdrawn (n:1) | Thousand Tons | 0 | 0 | 0 | 0 | 0 | 0 | 0
NSR Dominion Consent - NOX Rate Annual v3.1 | 771 | 7376 | Rate Constraint in lbs/MMBtu | FALSE | L | Annual | Net Emissions Allowance Position | Thousand Tons | 1.1336 | 2.1347 | 3.0554 | 2.9887 | 0.04883 | 0 | 0
NSR Dominion Consent - NOX Rate Annual v3.1 | 771 | 7376 | Rate Constraint in lbs/MMBtu | FALSE | L | Annual | Fuel Consumed | TBtu | 48.7798 | 77.7547 | 101.9648 | 89.22 | 9.3364 | 0 | 0
NSR Dominion Consent - NOX Rate Annual v3.1 | 771 | 7376 | Rate Constraint in lbs/MMBtu | FALSE | L | Annual | Rate | lb/MMBtu | 0.046478 | 0.054908 | 0.05993 | 0.066997 | 0.01046 | 0 | 0
NSR Dominion Consent - NOX Rate Annual v3.1 | 771 | 7376 | Rate Constraint in lbs/MMBtu | FALSE | L | Annual | Generation | TWh | 5.7049 | 8.6982 | 8.7295 | 6.9651 | 1.2926 | 0 | 0
NSR Dominion Consent - NOX Rate Annual v3.1 | 771 | 7376 | Rate Constraint in lbs/MMBtu | FALSE | L | Annual | Qualifying Generation | TWh | 5.7049 | 8.6982 | 8.7295 | 6.9651 | 1.2926 | 0 | 0
NSR Dominion Consent - NOX Rate Annual v3.1 | 771 | 7376 | Rate Constraint in lbs/MMBtu | FALSE | L | Annual | Rate | lb/MWh | 0.39741 | 0.49084 | 0.70001 | 0.8582 | 0.075553 | 0 | 0
NSR Dominion Consent - NOX Rate Annual v3.1 | 771 | 7376 | Rate Constraint in lbs/MMBtu | FALSE | L | Annual | Constraint Shadow Price | US2022$/Ton | 0 | 0 | 0 | 0 | 0 | 0 | 0
NSR EKPC Consent - NOX Cap Annual v3.1 | 772 | 7378 | Rate Constraint in MTons | FALSE | L | Annual | Seasons Included | Seasons | Winter, Spring, Summer, Fall | Winter, Spring, Summer, Fall | Winter, Spring, Summer, Fall | Winter, Spring, Summer, Fall | Winter, Spring, Summer, Fall | Winter, Spring, Summer, Fall | Winter, Spring, Summer, Fall
NSR EKPC Consent - NOX Cap Annual v3.1 | 772 | 7378 | Rate Constraint in MTons | FALSE | L | Annual | Standard NOX | Thousand Tons | 8 | 8 | 8 | 8 | 8 | 8 | 8
NSR EKPC Consent - NOX Cap Annual v3.1 | 772 | 7378 | Rate Constraint in MTons | FALSE | L | Annual | Emissions at Affected Plants NOX | Thousand Tons | 2.0759 | 2.3476 | 2.3476 | 2.3476 | 0 | 0 | 0
NSR EKPC Consent - NOX Cap Annual v3.1 | 772 | 7378 | Rate Constraint in MTons | FALSE | L | Annual | Allowances Purchased NOX | Thousand Tons | 0 | 0 | 0 | 0 | 0 | 0 | 0
NSR EKPC Consent - NOX Cap Annual v3.1 | 772 | 7378 | Rate Constraint in MTons | FALSE | L | Annual | Allowances Sold NOX | Thousand Tons | 0 | 0 | 0 | 0 | 0 | 0 | 0
NSR EKPC Consent - NOX Cap Annual v3.1 | 772 | 7378 | Rate Constraint in MTons | FALSE | L | Annual | Allowances Banked | Thousand Tons | 0 | 0 | 0 | 0 | 0 | 0 | 0
NSR EKPC Consent - NOX Cap Annual v3.1 | 772 | 7378 | Rate Constraint in MTons | FALSE | L | Annual | Allowances Withdrawn (1:1) | Thousand Tons | 0 | 0 | 0 | 0 | 0 | 0 | 0
NSR EKPC Consent - NOX Cap Annual v3.1 | 772 | 7378 | Rate Constraint in MTons | FALSE | L | Annual | Allowances Withdrawn (n:1) | Thousand Tons | 0 | 0 | 0 | 0 | 0 | 0 | 0
NSR EKPC Consent - NOX Cap Annual v3.1 | 772 | 7378 | Rate Constraint in MTons | FALSE | L | Annual | Net Emissions Allowance Position | Thousand Tons | 2.0759 | 2.3476 | 2.3476 | 2.3476 | 0 | 0 | 0
NSR EKPC Consent - NOX Cap Annual v3.1 | 772 | 7378 | Rate Constraint in MTons | FALSE | L | Annual | Fuel Consumed | TBtu | 49.3376 | 56.0081 | 56.0081 | 56.0081 | 0 | 0 | 0
NSR EKPC Consent - NOX Cap Annual v3.1 | 772 | 7378 | Rate Constraint in MTons | FALSE | L | Annual | Rate | lb/MMBtu | 0.08415 | 0.083831 | 0.083831 | 0.083831 | 0 | 0 | 0
NSR EKPC Consent - NOX Cap Annual v3.1 | 772 | 7378 | Rate Constraint in MTons | FALSE | L | Annual | Generation | TWh | 4.8842 | 5.5448 | 3.9097 | 3.9097 | 0 | 0 | 0
NSR EKPC Consent - NOX Cap Annual v3.1 | 772 | 7378 | Rate Constraint in MTons | FALSE | L | Annual | Qualifying Generation | TWh | 4.8842 | 5.5448 | 3.9097 | 3.9097 | 0 | 0 | 0
NSR EKPC Consent - NOX Cap Annual v3.1 | 772 | 7378 | Rate Constraint in MTons | FALSE | L | Annual | Rate | lb/MWh | 0.85004 | 0.84677 | 1.2009 | 1.2009 | 0 | 0 | 0
NSR EKPC Consent - NOX Cap Annual v3.1 | 772 | 7378 | Rate Constraint in MTons | FALSE | L | Annual | Constraint Shadow Price | US2022$/Ton | 0 | 0 | 0 | 0 | 0 | 0 | 0
NSR EKPC Consent - SO2 Cap Annual v3.1 | 773 | 7377 | Rate Constraint in MTons | FALSE | L | Annual | Seasons Included | Seasons | Winter, Spring, Summer, Fall | Winter, Spring, Summer, Fall | Winter, Spring, Summer, Fall | Winter, Spring, Summer, Fall | Winter, Spring, Summer, Fall | Winter, Spring, Summer, Fall | Winter, Spring, Summer, Fall
NSR EKPC Consent - SO2 Cap Annual v3.1 | 773 | 7377 | Rate Constraint in MTons | FALSE | L | Annual | Standard SO2 | Thousand Tons | 28 | 28 | 28 | 28 | 28 | 28 | 28
NSR EKPC Consent - SO2 Cap Annual v3.1 | 773 | 7377 | Rate Constraint in MTons | FALSE | L | Annual | Emissions at Affected Plants SO2 | Thousand Tons | 2.2235 | 2.5347 | 2.3948 | 2.3869 | 0 | 0 | 0
NSR EKPC Consent - SO2 Cap Annual v3.1 | 773 | 7377 | Rate Constraint in MTons | FALSE | L | Annual | Allowances Purchased SO2 | Thousand Tons | 0 | 0 | 0 | 0 | 0 | 0 | 0
NSR EKPC Consent - SO2 Cap Annual v3.1 | 773 | 7377 | Rate Constraint in MTons | FALSE | L | Annual | Allowances Sold SO2 | Thousand Tons | 0 | 0 | 0 | 0 | 0 | 0 | 0
NSR EKPC Consent - SO2 Cap Annual v3.1 | 773 | 7377 | Rate Constraint in MTons | FALSE | L | Annual | Allowances Banked | Thousand Tons | 0 | 0 | 0 | 0 | 0 | 0 | 0
NSR EKPC Consent - SO2 Cap Annual v3.1 | 773 | 7377 | Rate Constraint in MTons | FALSE | L | Annual | Allowances Withdrawn (1:1) | Thousand Tons | 0 | 0 | 0 | 0 | 0 | 0 | 0
NSR EKPC Consent - SO2 Cap Annual v3.1 | 773 | 7377 | Rate Constraint in MTons | FALSE | L | Annual | Allowances Withdrawn (n:1) | Thousand Tons | 0 | 0 | 0 | 0 | 0 | 0 | 0
NSR EKPC Consent - SO2 Cap Annual v3.1 | 773 | 7377 | Rate Constraint in MTons | FALSE | L | Annual | Net Emissions Allowance Position | Thousand Tons | 2.2235 | 2.5347 | 2.3948 | 2.3869 | 0 | 0 | 0
NSR EKPC Consent - SO2 Cap Annual v3.1 | 773 | 7377 | Rate Constraint in MTons | FALSE | L | Annual | Fuel Consumed | TBtu | 49.3376 | 56.0081 | 56.0081 | 56.0081 | 0 | 0 | 0
NSR EKPC Consent - SO2 Cap Annual v3.1 | 773 | 7377 | Rate Constraint in MTons | FALSE | L | Annual | Rate | lb/MMBtu | 0.090136 | 0.090513 | 0.085518 | 0.085233 | 0 | 0 | 0
NSR EKPC Consent - SO2 Cap Annual v3.1 | 773 | 7377 | Rate Constraint in MTons | FALSE | L | Annual | Generation | TWh | 4.8842 | 5.5448 | 3.9097 | 3.9097 | 0 | 0 | 0
NSR EKPC Consent - SO2 Cap Annual v3.1 | 773 | 7377 | Rate Constraint in MTons | FALSE | L | Annual | Qualifying Generation | TWh | 4.8842 | 5.5448 | 3.9097 | 3.9097 | 0 | 0 | 0
NSR EKPC Consent - SO2 Cap Annual v3.1 | 773 | 7377 | Rate Constraint in MTons | FALSE | L | Annual | Rate | lb/MWh | 0.9105 | 0.91427 | 1.2251 | 1.221 | 0 | 0 | 0
NSR EKPC Consent - SO2 Cap Annual v3.1 | 773 | 7377 | Rate Constraint in MTons | FALSE | L | Annual | Constraint Shadow Price | US2022$/Ton | 0 | 0 | 0 | 0 | 0 | 0 | 0
NSR FB Culley 3 - NOX Rate Annual v3.1, Unit 3428 and retrofits | 774 | 7424 | Rate Constraint in lbs/MMBtu | FALSE | L | Annual | Seasons Included | Seasons | Winter, Spring, Summer, Fall | Winter, Spring, Summer, Fall | Winter, Spring, Summer, Fall | Winter, Spring, Summer, Fall | Winter, Spring, Summer, Fall | Winter, Spring, Summer, Fall | Winter, Spring, Summer, Fall
NSR FB Culley 3 - NOX Rate Annual v3.1, Unit 3428 and retrofits | 774 | 7424 | Rate Constraint in lbs/MMBtu | FALSE | L | Annual | Standard NOX | lb/MMBtu | 0.121 | 0.121 | 0.121 | 0.121 | 0.121 | 0.121 | 0.121
NSR FB Culley 3 - NOX Rate Annual v3.1, Unit 3428 and retrofits | 774 | 7424 | Rate Constraint in lbs/MMBtu | FALSE | L | Annual | Emissions at Affected Plants NOX | Thousand Tons | 0 | 0 | 0 | 0 | 0 | 0 | 0
NSR FB Culley 3 - NOX Rate Annual v3.1, Unit 3428 and retrofits | 774 | 7424 | Rate Constraint in lbs/MMBtu | FALSE | L | Annual | Allowances Purchased NOX | Thousand Tons | 0 | 0 | 0 | 0 | 0 | 0 | 0
NSR FB Culley 3 - NOX Rate Annual v3.1, Unit 3428 and retrofits | 774 | 7424 | Rate Constraint in lbs/MMBtu | FALSE | L | Annual | Allowances Sold NOX | Thousand Tons | 0 | 0 | 0 | 0 | 0 | 0 | 0
NSR FB Culley 3 - NOX Rate Annual v3.1, Unit 3428 and retrofits | 774 | 7424 | Rate Constraint in lbs/MMBtu | FALSE | L | Annual | Allowances Banked | Thousand Tons | 0 | 0 | 0 | 0 | 0 | 0 | 0
NSR FB Culley 3 - NOX Rate Annual v3.1, Unit 3428 and retrofits | 774 | 7424 | Rate Constraint in lbs/MMBtu | FALSE | L | Annual | Allowances Withdrawn (1:1) | Thousand Tons | 0 | 0 | 0 | 0 | 0 | 0 | 0
NSR FB Culley 3 - NOX Rate Annual v3.1, Unit 3428 and retrofits | 774 | 7424 | Rate Constraint in lbs/MMBtu | FALSE | L | Annual | Allowances Withdrawn (n:1) | Thousand Tons | 0 | 0 | 0 | 0 | 0 | 0 | 0
NSR FB Culley 3 - NOX Rate Annual v3.1, Unit 3428 and retrofits | 774 | 7424 | Rate Constraint in lbs/MMBtu | FALSE | L | Annual | Net Emissions Allowance Position | Thousand Tons | 0 | 0 | 0 | 0 | 0 | 0 | 0
NSR FB Culley 3 - NOX Rate Annual v3.1, Unit 3428 and retrofits | 774 | 7424 | Rate Constraint in lbs/MMBtu | FALSE | L | Annual | Fuel Consumed | TBtu | 0 | 0 | 0 | 0 | 0 | 0 | 0
NSR FB Culley 3 - NOX Rate Annual v3.1, Unit 3428 and retrofits | 774 | 7424 | Rate Constraint in lbs/MMBtu | FALSE | L | Annual | Rate | lb/MMBtu | 0 | 0 | 0 | 0 | 0 | 0 | 0
NSR FB Culley 3 - NOX Rate Annual v3.1, Unit 3428 and retrofits | 774 | 7424 | Rate Constraint in lbs/MMBtu | FALSE | L | Annual | Generation | TWh | 0 | 0 | 0 | 0 | 0 | 0 | 0
NSR FB Culley 3 - NOX Rate Annual v3.1, Unit 3428 and retrofits | 774 | 7424 | Rate Constraint in lbs/MMBtu | FALSE | L | Annual | Qualifying Generation | TWh | 0 | 0 | 0 | 0 | 0 | 0 | 0
NSR FB Culley 3 - NOX Rate Annual v3.1, Unit 3428 and retrofits | 774 | 7424 | Rate Constraint in lbs/MMBtu | FALSE | L | Annual | Rate | lb/MWh | 0 | 0 | 0 | 0 | 0 | 0 | 0
NSR FB Culley 3 - NOX Rate Annual v3.1, Unit 3428 and retrofits | 774 | 7424 | Rate Constraint in lbs/MMBtu | FALSE | L | Annual | Constraint Shadow Price | US2022$/Ton | 0 | 0 | 0 | 0 | 0 | 0 | 0
NSR Four Corners 4,5 - NOX Cap Annual v5.16 | 775 | 7501 | Rate Constraint in MTons | FALSE | L | Annual | Seasons Included | Seasons | Winter, Spring, Summer, Fall | Winter, Spring, Summer, Fall | Winter, Spring, Summer, Fall | Winter, Spring, Summer, Fall | Winter, Spring, Summer, Fall | Winter, Spring, Summer, Fall | Winter, Spring, Summer, Fall
NSR Four Corners 4,5 - NOX Cap Annual v5.16 | 775 | 7501 | Rate Constraint in MTons | FALSE | L | Annual | Standard NOX | Thousand Tons | 4.968 | 4.968 | 4.968 | 4.968 | 4.968 | 4.968 | 4.968
NSR Four Corners 4,5 - NOX Cap Annual v5.16 | 775 | 7501 | Rate Constraint in MTons | FALSE | L | Annual | Emissions at Affected Plants NOX | Thousand Tons | 2.7351 | 2.7443 | 0.023612 | 0.023612 | 0.023612 | 0.023612 | 0.023612
NSR Four Corners 4,5 - NOX Cap Annual v5.16 | 775 | 7501 | Rate Constraint in MTons | FALSE | L | Annual | Allowances Purchased NOX | Thousand Tons | 0 | 0 | 0 | 0 | 0 | 0 | 0
NSR Four Corners 4,5 - NOX Cap Annual v5.16 | 775 | 7501 | Rate Constraint in MTons | FALSE | L | Annual | Allowances Sold NOX | Thousand Tons | 0 | 0 | 0 | 0 | 0 | 0 | 0
NSR Four Corners 4,5 - NOX Cap Annual v5.16 | 775 | 7501 | Rate Constraint in MTons | FALSE | L | Annual | Allowances Banked | Thousand Tons | 0 | 0 | 0 | 0 | 0 | 0 | 0
NSR Four Corners 4,5 - NOX Cap Annual v5.16 | 775 | 7501 | Rate Constraint in MTons | FALSE | L | Annual | Allowances Withdrawn (1:1) | Thousand Tons | 0 | 0 | 0 | 0 | 0 | 0 | 0
NSR Four Corners 4,5 - NOX Cap Annual v5.16 | 775 | 7501 | Rate Constraint in MTons | FALSE | L | Annual | Allowances Withdrawn (n:1) | Thousand Tons | 0 | 0 | 0 | 0 | 0 | 0 | 0
NSR Four Corners 4,5 - NOX Cap Annual v5.16 | 775 | 7501 | Rate Constraint in MTons | FALSE | L | Annual | Net Emissions Allowance Position | Thousand Tons | 2.7351 | 2.7443 | 0.023612 | 0.023612 | 0.023612 | 0.023612 | 0.023612
NSR Four Corners 4,5 - NOX Cap Annual v5.16 | 775 | 7501 | Rate Constraint in MTons | FALSE | L | Annual | Fuel Consumed | TBtu | 89.4286 | 89.4286 | 0.81153 | 0.81153 | 0.81153 | 0.81153 | 0.81153
NSR Four Corners 4,5 - NOX Cap Annual v5.16 | 775 | 7501 | Rate Constraint in MTons | FALSE | L | Annual | Rate | lb/MMBtu | 0.061168 | 0.061373 | 0.05819 | 0.05819 | 0.05819 | 0.05819 | 0.05819
NSR Four Corners 4,5 - NOX Cap Annual v5.16 | 775 | 7501 | Rate Constraint in MTons | FALSE | L | Annual | Generation | TWh | 9.1546 | 9.129 | 0.057312 | 0.057312 | 0.057312 | 0.057312 | 0.057312
NSR Four Corners 4,5 - NOX Cap Annual v5.16 | 775 | 7501 | Rate Constraint in MTons | FALSE | L | Annual | Qualifying Generation | TWh | 9.1546 | 9.129 | 0.057312 | 0.057312 | 0.057312 | 0.057312 | 0.057312
NSR Four Corners 4,5 - NOX Cap Annual v5.16 | 775 | 7501 | Rate Constraint in MTons | FALSE | L | Annual | Rate | lb/MWh | 0.59753 | 0.60122 | 0.82397 | 0.82397 | 0.82397 | 0.82397 | 0.82397
NSR Four Corners 4,5 - NOX Cap Annual v5.16 | 775 | 7501 | Rate Constraint in MTons | FALSE | L | Annual | Constraint Shadow Price | US2022$/Ton | 0 | 0 | 0 | 0 | 0 | 0 | 0
NSR Four Corners 4,5 - NOX Rate Annual v5.16 | 776 | 7500 | Rate Constraint in lbs/MMBtu | FALSE | L | Annual | Seasons Included | Seasons | Winter, Spring, Summer, Fall | Winter, Spring, Summer, Fall | Winter, Spring, Summer, Fall | Winter, Spring, Summer, Fall | Winter, Spring, Summer, Fall | Winter, Spring, Summer, Fall | Winter, Spring, Summer, Fall
NSR Four Corners 4,5 - NOX Rate Annual v5.16 | 776 | 7500 | Rate Constraint in lbs/MMBtu | FALSE | L | Annual | Standard NOX | lb/MMBtu | 0.08 | 0.08 | 0.08 | 0.08 | 0.08 | 0.08 | 0.08
NSR Four Corners 4,5 - NOX Rate Annual v5.16 | 776 | 7500 | Rate Constraint in lbs/MMBtu | FALSE | L | Annual | Emissions at Affected Plants NOX | Thousand Tons | 2.7351 | 2.7443 | 0.023612 | 0.023612 | 0.023612 | 0.023612 | 0.023612
NSR Four Corners 4,5 - NOX Rate Annual v5.16 | 776 | 7500 | Rate Constraint in lbs/MMBtu | FALSE | L | Annual | Allowances Purchased NOX | Thousand Tons | 0 | 0 | 0 | 0 | 0 | 0 | 0
NSR Four Corners 4,5 - NOX Rate Annual v5.16 | 776 | 7500 | Rate Constraint in lbs/MMBtu | FALSE | L | Annual | Allowances Sold NOX | Thousand Tons | 0 | 0 | 0 | 0 | 0 | 0 | 0
NSR Four Corners 4,5 - NOX Rate Annual v5.16 | 776 | 7500 | Rate Constraint in lbs/MMBtu | FALSE | L | Annual | Allowances Banked | Thousand Tons | 0 | 0 | 0 | 0 | 0 | 0 | 0
NSR Four Corners 4,5 - NOX Rate Annual v5.16 | 776 | 7500 | Rate Constraint in lbs/MMBtu | FALSE | L | Annual | Allowances Withdrawn (1:1) | Thousand Tons | 0 | 0 | 0 | 0 | 0 | 0 | 0
NSR Four Corners 4,5 - NOX Rate Annual v5.16 | 776 | 7500 | Rate Constraint in lbs/MMBtu | FALSE | L | Annual | Allowances Withdrawn (n:1) | Thousand Tons | 0 | 0 | 0 | 0 | 0 | 0 | 0
NSR Four Corners 4,5 - NOX Rate Annual v5.16 | 776 | 7500 | Rate Constraint in lbs/MMBtu | FALSE | L | Annual | Net Emissions Allowance Position | Thousand Tons | 2.7351 | 2.7443 | 0.023612 | 0.023612 | 0.023612 | 0.023612 | 0.023612
NSR Four Corners 4,5 - NOX Rate Annual v5.16 | 776 | 7500 | Rate Constraint in lbs/MMBtu | FALSE | L | Annual | Fuel Consumed | TBtu | 89.4286 | 89.4286 | 0.81153 | 0.81153 | 0.81153 | 0.81153 | 0.81153
NSR Four Corners 4,5 - NOX Rate Annual v5.16 | 776 | 7500 | Rate Constraint in lbs/MMBtu | FALSE | L | Annual | Rate | lb/MMBtu | 0.061168 | 0.061373 | 0.05819 | 0.05819 | 0.05819 | 0.05819 | 0.05819
NSR Four Corners 4,5 - NOX Rate Annual v5.16 | 776 | 7500 | Rate Constraint in lbs/MMBtu | FALSE | L | Annual | Generation | TWh | 9.1546 | 9.129 | 0.057312 | 0.057312 | 0.057312 | 0.057312 | 0.057312
NSR Four Corners 4,5 - NOX Rate Annual v5.16 | 776 | 7500 | Rate Constraint in lbs/MMBtu | FALSE | L | Annual | Qualifying Generation | TWh | 9.1546 | 9.129 | 0.057312 | 0.057312 | 0.057312 | 0.057312 | 0.057312
NSR Four Corners 4,5 - NOX Rate Annual v5.16 | 776 | 7500 | Rate Constraint in lbs/MMBtu | FALSE | L | Annual | Rate | lb/MWh | 0.59753 | 0.60122 | 0.82397 | 0.82397 | 0.82397 | 0.82397 | 0.82397
NSR Four Corners 4,5 - NOX Rate Annual v5.16 | 776 | 7500 | Rate Constraint in lbs/MMBtu | FALSE | L | Annual | Constraint Shadow Price | US2022$/Ton | 0 | 0 | 0 | 0 | 0 | 0 | 0
NSR Four Corners 4,5 - SO2 Cap Annual v5.16 | 777 | 7499 | Rate Constraint in MTons | FALSE | L | Annual | Seasons Included | Seasons | Winter, Spring, Summer, Fall | Winter, Spring, Summer, Fall | Winter, Spring, Summer, Fall | Winter, Spring, Summer, Fall | Winter, Spring, Summer, Fall | Winter, Spring, Summer, Fall | Winter, Spring, Summer, Fall
NSR Four Corners 4,5 - SO2 Cap Annual v5.16 | 777 | 7499 | Rate Constraint in MTons | FALSE | L | Annual | Standard SO2 | Thousand Tons | 6.8 | 6.8 | 6.8 | 6.8 | 6.8 | 6.8 | 6.8
NSR Four Corners 4,5 - SO2 Cap Annual v5.16 | 777 | 7499 | Rate Constraint in MTons | FALSE | L | Annual | Emissions at Affected Plants SO2 | Thousand Tons | 6.8 | 6.8 | 0.061708 | 0.061708 | 0.061708 | 0.061708 | 0.061708
NSR Four Corners 4,5 - SO2 Cap Annual v5.16 | 777 | 7499 | Rate Constraint in MTons | FALSE | L | Annual | Allowances Purchased SO2 | Thousand Tons | 0 | 0 | 0 | 0 | 0 | 0 | 0
NSR Four Corners 4,5 - SO2 Cap Annual v5.16 | 777 | 7499 | Rate Constraint in MTons | FALSE | L | Annual | Allowances Sold SO2 | Thousand Tons | 0 | 0 | 0 | 0 | 0 | 0 | 0
NSR Four Corners 4,5 - SO2 Cap Annual v5.16 | 777 | 7499 | Rate Constraint in MTons | FALSE | L | Annual | Allowances Banked | Thousand Tons | 0 | 0 | 0 | 0 | 0 | 0 | 0
NSR Four Corners 4,5 - SO2 Cap Annual v5.16 | 777 | 7499 | Rate Constraint in MTons | FALSE | L | Annual | Allowances Withdrawn (1:1) | Thousand Tons | 0 | 0 | 0 | 0 | 0 | 0 | 0
NSR Four Corners 4,5 - SO2 Cap Annual v5.16 | 777 | 7499 | Rate Constraint in MTons | FALSE | L | Annual | Allowances Withdrawn (n:1) | Thousand Tons | 0 | 0 | 0 | 0 | 0 | 0 | 0
NSR Four Corners 4,5 - SO2 Cap Annual v5.16 | 777 | 7499 | Rate Constraint in MTons | FALSE | L | Annual | Net Emissions Allowance Position | Thousand Tons | 6.8 | 6.8 | 0.061708 | 0.061708 | 0.061708 | 0.061708 | 0.061708
NSR Four Corners 4,5 - SO2 Cap Annual v5.16 | 777 | 7499 | Rate Constraint in MTons | FALSE | L | Annual | Fuel Consumed | TBtu | 89.4286 | 89.4286 | 0.81153 | 0.81153 | 0.81153 | 0.81153 | 0.81153
NSR Four Corners 4,5 - SO2 Cap Annual v5.16 | 777 | 7499 | Rate Constraint in MTons | FALSE | L | Annual | Rate | lb/MMBtu | 0.15208 | 0.15208 | 0.15208 | 0.15208 | 0.15208 | 0.15208 | 0.15208
NSR Four Corners 4,5 - SO2 Cap Annual v5.16 | 777 | 7499 | Rate Constraint in MTons | FALSE | L | Annual | Generation | TWh | 9.1546 | 9.129 | 0.057312 | 0.057312 | 0.057312 | 0.057312 | 0.057312
NSR Four Corners 4,5 - SO2 Cap Annual v5.16 | 777 | 7499 | Rate Constraint in MTons | FALSE | L | Annual | Qualifying Generation | TWh | 9.1546 | 9.129 | 0.057312 | 0.057312 | 0.057312 | 0.057312 | 0.057312
NSR Four Corners 4,5 - SO2 Cap Annual v5.16 | 777 | 7499 | Rate Constraint in MTons | FALSE | L | Annual | Rate | lb/MWh | 1.4856 | 1.4898 | 2.1534 | 2.1534 | 2.1534 | 2.1534 | 2.1534
NSR Four Corners 4,5 - SO2 Cap Annual v5.16 | 777 | 7499 | Rate Constraint in MTons | FALSE | L | Annual | Constraint Shadow Price | US2022$/Ton | 1838.0507 | 5662.0372 | 0 | 0 | 0 | 0 | 0
NSR Harrison 1-3 - NOX Rate Annual v5.16 | 778 | 7268 | Rate Constraint in lbs/MMBtu | FALSE | L | Annual | Seasons Included | Seasons | Winter, Spring, Summer, Fall | Winter, Spring, Summer, Fall | Winter, Spring, Summer, Fall | Winter, Spring, Summer, Fall | Winter, Spring, Summer, Fall | Winter, Spring, Summer, Fall | Winter, Spring, Summer, Fall
NSR Harrison 1-3 - NOX Rate Annual v5.16 | 778 | 7268 | Rate Constraint in lbs/MMBtu | FALSE | L | Annual | Standard NOX | lb/MMBtu | 0.25 | 0.25 | 0.25 | 0.25 | 0.25 | 0.25 | 0.25
NSR Harrison 1-3 - NOX Rate Annual v5.16 | 778 | 7268 | Rate Constraint in lbs/MMBtu | FALSE | L | Annual | Emissions at Affected Plants NOX | Thousand Tons | 5.1005 | 5.7764 | 0 | 0 | 0 | 0 | 0
NSR Harrison 1-3 - NOX Rate Annual v5.16 | 778 | 7268 | Rate Constraint in lbs/MMBtu | FALSE | L | Annual | Allowances Purchased NOX | Thousand Tons | 0 | 0 | 0 | 0 | 0 | 0 | 0
NSR Harrison 1-3 - NOX Rate Annual v5.16 | 778 | 7268 | Rate Constraint in lbs/MMBtu | FALSE | L | Annual | Allowances Sold NOX | Thousand Tons | 0 | 0 | 0 | 0 | 0 | 0 | 0
NSR Harrison 1-3 - NOX Rate Annual v5.16 | 778 | 7268 | Rate Constraint in lbs/MMBtu | FALSE | L | Annual | Allowances Banked | Thousand Tons | 0 | 0 | 0 | 0 | 0 | 0 | 0
NSR Harrison 1-3 - NOX Rate Annual v5.16 | 778 | 7268 | Rate Constraint in lbs/MMBtu | FALSE | L | Annual | Allowances Withdrawn (1:1) | Thousand Tons | 0 | 0 | 0 | 0 | 0 | 0 | 0
NSR Harrison 1-3 - NOX Rate Annual v5.16 | 778 | 7268 | Rate Constraint in lbs/MMBtu | FALSE | L | Annual | Allowances Withdrawn (n:1) | Thousand Tons | 0 | 0 | 0 | 0 | 0 | 0 | 0
NSR Harrison 1-3 - NOX Rate Annual v5.16 | 778 | 7268 | Rate Constraint in lbs/MMBtu | FALSE | L | Annual | Net Emissions Allowance Position | Thousand Tons | 5.1005 | 5.7764 | 0 | 0 | 0 | 0 | 0
NSR Harrison 1-3 - NOX Rate Annual v5.16 | 778 | 7268 | Rate Constraint in lbs/MMBtu | FALSE | L | Annual | Fuel Consumed | TBtu | 120.1934 | 137.1354 | 0 | 0 | 0 | 0 | 0
NSR Harrison 1-3 - NOX Rate Annual v5.16 | 778 | 7268 | Rate Constraint in lbs/MMBtu | FALSE | L | Annual | Rate | lb/MMBtu | 0.084871 | 0.084244 | 0 | 0 | 0 | 0 | 0
NSR Harrison 1-3 - NOX Rate Annual v5.16 | 778 | 7268 | Rate Constraint in lbs/MMBtu | FALSE | L | Annual | Generation | TWh | 11.8534 | 13.5242 | 0 | 0 | 0 | 0 | 0
NSR Harrison 1-3 - NOX Rate Annual v5.16 | 778 | 7268 | Rate Constraint in lbs/MMBtu | FALSE | L | Annual | Qualifying Generation | TWh | 11.8534 | 13.5242 | 0 | 0 | 0 | 0 | 0
NSR Harrison 1-3 - NOX Rate Annual v5.16 | 778 | 7268 | Rate Constraint in lbs/MMBtu | FALSE | L | Annual | Rate | lb/MWh | 0.8606 | 0.85423 | 0 | 0 | 0 | 0 | 0
NSR Harrison 1-3 - NOX Rate Annual v5.16 | 778 | 7268 | Rate Constraint in lbs/MMBtu | FALSE | L | Annual | Constraint Shadow Price | US2022$/Ton | 0 | 0 | 0 | 0 | 0 | 0 | 0
NSR Harrison 1-3 - NOX Rate Summer v5.16 | 779 | 7269 | Rate Constraint in lbs/MMBtu | FALSE | L | Annual | Seasons Included | Seasons | Summer | Summer | Summer | Summer | Summer | Summer | Summer
NSR Harrison 1-3 - NOX Rate Summer v5.16 | 779 | 7269 | Rate Constraint in lbs/MMBtu | FALSE | L | Annual | Standard NOX | lb/MMBtu | 0.2 | 0.2 | 0.2 | 0.2 | 0.2 | 0.2 | 0.2
NSR Harrison 1-3 - NOX Rate Summer v5.16 | 779 | 7269 | Rate Constraint in lbs/MMBtu | FALSE | L | Annual | Emissions at Affected Plants NOX | Thousand Tons | 1.6139 | 2.1367 | 0 | 0 | 0 | 0 | 0
NSR Harrison 1-3 - NOX Rate Summer v5.16 | 779 | 7269 | Rate Constraint in lbs/MMBtu | FALSE | L | Annual | Allowances Purchased NOX | Thousand Tons | 0 | 0 | 0 | 0 | 0 | 0 | 0
NSR Harrison 1-3 - NOX Rate Summer v5.16 | 779 | 7269 | Rate Constraint in lbs/MMBtu | FALSE | L | Annual | Allowances Sold NOX | Thousand Tons | 0 | 0 | 0 | 0 | 0 | 0 | 0
NSR Harrison 1-3 - NOX Rate Summer v5.16 | 779 | 7269 | Rate Constraint in lbs/MMBtu | FALSE | L | Annual | Allowances Banked | Thousand Tons | 0 | 0 | 0 | 0 | 0 | 0 | 0
NSR Harrison 1-3 - NOX Rate Summer v5.16 | 779 | 7269 | Rate Constraint in lbs/MMBtu | FALSE | L | Annual | Allowances Withdrawn (1:1) | Thousand Tons | 0 | 0 | 0 | 0 | 0 | 0 | 0
NSR Harrison 1-3 - NOX Rate Summer v5.16 | 779 | 7269 | Rate Constraint in lbs/MMBtu | FALSE | L | Annual | Allowances Withdrawn (n:1) | Thousand Tons | 0 | 0 | 0 | 0 | 0 | 0 | 0
NSR Harrison 1-3 - NOX Rate Summer v5.16 | 779 | 7269 | Rate Constraint in lbs/MMBtu | FALSE | L | Annual | Net Emissions Allowance Position | Thousand Tons | 1.6139 | 2.1367 | 0 | 0 | 0 | 0 | 0
NSR Harrison 1-3 - NOX Rate Summer v5.16 | 779 | 7269 | Rate Constraint in lbs/MMBtu | FALSE | L | Annual | Fuel Consumed | TBtu | 41.6541 | 55.1459 | 0 | 0 | 0 | 0 | 0
NSR Harrison 1-3 - NOX Rate Summer v5.16 | 779 | 7269 | Rate Constraint in lbs/MMBtu | FALSE | L | Annual | Rate | lb/MMBtu | 0.077491 | 0.077491 | 0 | 0 | 0 | 0 | 0
NSR Harrison 1-3 - NOX Rate Summer v5.16 | 779 | 7269 | Rate Constraint in lbs/MMBtu | FALSE | L | Annual | Generation | TWh | 4.1079 | 5.4384 | 0 | 0 | 0 | 0 | 0
NSR Harrison 1-3 - NOX Rate Summer v5.16 | 779 | 7269 | Rate Constraint in lbs/MMBtu | FALSE | L | Annual | Qualifying Generation | TWh | 4.1079 | 5.4384 | 0 | 0 | 0 | 0 | 0
NSR Harrison 1-3 - NOX Rate Summer v5.16 | 779 | 7269 | Rate Constraint in lbs/MMBtu | FALSE | L | Annual | Rate | lb/MWh | 0.78576 | 0.78576 | 0 | 0 | 0 | 0 | 0
NSR Harrison 1-3 - NOX Rate Summer v5.16 | 779 | 7269 | Rate Constraint in lbs/MMBtu | FALSE | L | Annual | Constraint Shadow Price | US2022$/Ton | 0 | 0 | 0 | 0 | 0 | 0 | 0
NSR HL Spurlock 1 - NOX Rate Annual v3.1, Unit 4695 and retrofits | 780 | 7444 | Rate Constraint in lbs/MMBtu | FALSE | L | Annual | Seasons Included | Seasons | Winter, Spring, Summer, Fall | Winter, Spring, Summer, Fall | Winter, Spring, Summer, Fall | Winter, Spring, Summer, Fall | Winter, Spring, Summer, Fall | Winter, Spring, Summer, Fall | Winter, Spring, Summer, Fall
NSR HL Spurlock 1 - NOX Rate Annual v3.1, Unit 4695 and retrofits | 780 | 7444 | Rate Constraint in lbs/MMBtu | FALSE | L | Annual | Standard NOX | lb/MMBtu | 0.1 | 0.1 | 0.1 | 0.1 | 0.1 | 0.1 | 0.1
NSR HL Spurlock 1 - NOX Rate Annual v3.1, Unit 4695 and retrofits | 780 | 7444 | Rate Constraint in lbs/MMBtu | FALSE | L | Annual | Emissions at Affected Plants NOX | Thousand Tons | 0.81878 | 0.89176 | 0.89176 | 0.89176 | 0 | 0 | 0
NSR HL Spurlock 1 - NOX Rate Annual v3.1, Unit 4695 and retrofits | 780 | 7444 | Rate Constraint in lbs/MMBtu | FALSE | L | Annual | Allowances Purchased NOX | Thousand Tons | 0 | 0 | 0 | 0 | 0 | 0 | 0
NSR HL Spurlock 1 - NOX Rate Annual v3.1, Unit 4695 and retrofits | 780 | 7444 | Rate Constraint in lbs/MMBtu | FALSE | L | Annual | Allowances Sold NOX | Thousand Tons | 0 | 0 | 0 | 0 | 0 | 0 | 0
NSR HL Spurlock 1 - NOX Rate Annual v3.1, Unit 4695 and retrofits | 780 | 7444 | Rate Constraint in lbs/MMBtu | FALSE | L | Annual | Allowances Banked | Thousand Tons | 0 | 0 | 0 | 0 | 0 | 0 | 0
NSR HL Spurlock 1 - NOX Rate Annual v3.1, Unit 4695 and retrofits | 780 | 7444 | Rate Constraint in lbs/MMBtu | FALSE | L | Annual | Allowances Withdrawn (1:1) | Thousand Tons | 0 | 0 | 0 | 0 | 0 | 0 | 0
NSR HL Spurlock 1 - NOX Rate Annual v3.1, Unit 4695 and retrofits | 780 | 7444 | Rate Constraint in lbs/MMBtu | FALSE | L | Annual | Allowances Withdrawn (n:1) | Thousand Tons | 0 | 0 | 0 | 0 | 0 | 0 | 0
NSR HL Spurlock 1 - NOX Rate Annual v3.1, Unit 4695 and retrofits | 780 | 7444 | Rate Constraint in lbs/MMBtu | FALSE | L | Annual | Net Emissions Allowance Position | Thousand Tons | 0.81878 | 0.89176 | 0.89176 | 0.89176 | 0 | 0 | 0
NSR HL Spurlock 1 - NOX Rate Annual v3.1, Unit 4695 and retrofits | 780 | 7444 | Rate Constraint in lbs/MMBtu | FALSE | L | Annual | Fuel Consumed | TBtu | 18.9373 | 20.6763 | 20.6763 | 20.6763 | 0 | 0 | 0
NSR HL Spurlock 1 - NOX Rate Annual v3.1, Unit 4695 and retrofits | 780 | 7444 | Rate Constraint in lbs/MMBtu | FALSE | L | Annual | Rate | lb/MMBtu | 0.086473 | 0.086259 | 0.086259 | 0.086259 | 0 | 0 | 0
NSR HL Spurlock 1 - NOX Rate Annual v3.1, Unit 4695 and retrofits | 780 | 7444 | Rate Constraint in lbs/MMBtu | FALSE | L | Annual | Generation | TWh | 1.8711 | 2.0429 | 1.4049 | 1.4049 | 0 | 0 | 0
NSR HL Spurlock 1 - NOX Rate Annual v3.1, Unit 4695 and retrofits | 780 | 7444 | Rate Constraint in lbs/MMBtu | FALSE | L | Annual | Qualifying Generation | TWh | 1.8711 | 2.0429 | 1.4049 | 1.4049 | 0 | 0 | 0
NSR HL Spurlock 1 - NOX Rate Annual v3.1, Unit 4695 and retrofits | 780 | 7444 | Rate Constraint in lbs/MMBtu | FALSE | L | Annual | Rate | lb/MWh | 0.87519 | 0.87303 | 1.2695 | 1.2695 | 0 | 0 | 0
NSR HL Spurlock 1 - NOX Rate Annual v3.1, Unit 4695 and retrofits | 780 | 7444 | Rate Constraint in lbs/MMBtu | FALSE | L | Annual | Constraint Shadow Price | US2022$/Ton | 0 | 0 | 0 | 0 | 0 | 0 | 0
NSR HL Spurlock 2 - NOX Rate Annual v3.1, Unit 4694 and retrofits | 781 | 7445 | Rate Constraint in lbs/MMBtu | FALSE | L | Annual | Seasons Included | Seasons | Winter, Spring, Summer, Fall | Winter, Spring, Summer, Fall | Winter, Spring, Summer, Fall | Winter, Spring, Summer, Fall | Winter, Spring, Summer, Fall | Winter, Spring, Summer, Fall | Winter, Spring, Summer, Fall
NSR HL Spurlock 2 - NOX Rate Annual v3.1, Unit 4694 and retrofits | 781 | 7445 | Rate Constraint in lbs/MMBtu | FALSE | L | Annual | Standard NOX | lb/MMBtu | 0.1 | 0.1 | 0.1 | 0.1 | 0.1 | 0.1 | 0.1
NSR HL Spurlock 2 - NOX Rate Annual v3.1, Unit 4694 and retrofits | 781 | 7445 | Rate Constraint in lbs/MMBtu | FALSE | L | Annual | Emissions at Affected Plants NOX | Thousand Tons | 1.2571 | 1.4558 | 1.4558 | 1.4558 | 0 | 0 | 0
NSR HL Spurlock 2 - NOX Rate Annual v3.1, Unit 4694 and retrofits | 781 | 7445 | Rate Constraint in lbs/MMBtu | FALSE | L | Annual | Allowances Purchased NOX | Thousand Tons | 0 | 0 | 0 | 0 | 0 | 0 | 0
NSR HL Spurlock 2 - NOX Rate Annual v3.1, Unit 4694 and retrofits | 781 | 7445 | Rate Constraint in lbs/MMBtu | FALSE | L | Annual | Allowances Sold NOX | Thousand Tons | 0 | 0 | 0 | 0 | 0 | 0 | 0
NSR HL Spurlock 2 - NOX Rate Annual v3.1, Unit 4694 and retrofits | 781 | 7445 | Rate Constraint in lbs/MMBtu | FALSE | L | Annual | Allowances Banked | Thousand Tons | 0 | 0 | 0 | 0 | 0 | 0 | 0
NSR HL Spurlock 2 - NOX Rate Annual v3.1, Unit 4694 and retrofits | 781 | 7445 | Rate Constraint in lbs/MMBtu | FALSE | L | Annual | Allowances Withdrawn (1:1) | Thousand Tons | 0 | 0 | 0 | 0 | 0 | 0 | 0
NSR HL Spurlock 2 - NOX Rate Annual v3.1, Unit 4694 and retrofits | 781 | 7445 | Rate Constraint in lbs/MMBtu | FALSE | L | Annual | Allowances Withdrawn (n:1) | Thousand Tons | 0 | 0 | 0 | 0 | 0 | 0 | 0
NSR HL Spurlock 2 - NOX Rate Annual v3.1, Unit 4694 and retrofits | 781 | 7445 | Rate Constraint in lbs/MMBtu | FALSE | L | Annual | Net Emissions Allowance Position | Thousand Tons | 1.2571 | 1.4558 | 1.4558 | 1.4558 | 0 | 0 | 0
NSR HL Spurlock 2 - NOX Rate Annual v3.1, Unit 4694 and retrofits | 781 | 7445 | Rate Constraint in lbs/MMBtu | FALSE | L | Annual | Fuel Consumed | TBtu | 30.4003 | 35.3317 | 35.3317 | 35.3317 | 0 | 0 | 0
NSR HL Spurlock 2 - NOX Rate Annual v3.1, Unit 4694 and retrofits | 781 | 7445 | Rate Constraint in lbs/MMBtu | FALSE | L | Annual | Rate | lb/MMBtu | 0.082704 | 0.08241 | 0.08241 | 0.08241 | 0 | 0 | 0
NSR HL Spurlock 2 - NOX Rate Annual v3.1, Unit 4694 and retrofits | 781 | 7445 | Rate Constraint in lbs/MMBtu | FALSE | L | Annual | Generation | TWh | 3.0131 | 3.5019 | 2.5047 | 2.5047 | 0 | 0 | 0
NSR HL Spurlock 2 - NOX Rate Annual v3.1, Unit 4694 and retrofits | 781 | 7445 | Rate Constraint in lbs/MMBtu | FALSE | L | Annual | Qualifying Generation | TWh | 3.0131 | 3.5019 | 2.5047 | 2.5047 | 0 | 0 | 0
NSR HL Spurlock 2 - NOX Rate Annual v3.1, Unit 4694 and retrofits | 781 | 7445 | Rate Constraint in lbs/MMBtu | FALSE | L | Annual | Rate | lb/MWh | 0.83442 | 0.83146 | 1.1625 | 1.1625 | 0 | 0 | 0
NSR HL Spurlock 2 - NOX Rate Annual v3.1, Unit 4694 and retrofits | 781 | 7445 | Rate Constraint in lbs/MMBtu | FALSE | L | Annual | Constraint Shadow Price | US2022$/Ton | 0 | 0 | 0 | 0 | 0 | 0 | 0
NSR HL Spurlock 2 - SO2 Rate Annual v3.1, Unit 4694 and retrofits | 782 | 7443 | Rate Constraint in lbs/MMBtu | FALSE | L | Annual | Seasons Included | Seasons | Winter, Spring, Summer, Fall | Winter, Spring, Summer, Fall | Winter, Spring, Summer, Fall | Winter, Spring, Summer, Fall | Winter, Spring, Summer, Fall | Winter, Spring, Summer, Fall | Winter, Spring, Summer, Fall
NSR HL Spurlock 2 - SO2 Rate Annual v3.1, Unit 4694 and retrofits | 782 | 7443 | Rate Constraint in lbs/MMBtu | FALSE | L | Annual | Standard SO2 | lb/MMBtu | 0.1 | 0.1 | 0.1 | 0.1 | 0.1 | 0.1 | 0.1
NSR HL Spurlock 2 - SO2 Rate Annual v3.1, Unit 4694 and retrofits | 782 | 7443 | Rate Constraint in lbs/MMBtu | FALSE | L | Annual | Emissions at Affected Plants SO2 | Thousand Tons | 1.52 | 1.7666 | 1.7666 | 1.7666 | 0 | 0 | 0
NSR HL Spurlock 2 - SO2 Rate Annual v3.1, Unit 4694 and retrofits | 782 | 7443 | Rate Constraint in lbs/MMBtu | FALSE | L | Annual | Allowances Purchased SO2 | Thousand Tons | 0 | 0 | 0 | 0 | 0 | 0 | 0
NSR HL Spurlock 2 - SO2 Rate Annual v3.1, Unit 4694 and retrofits | 782 | 7443 | Rate Constraint in lbs/MMBtu | FALSE | L | Annual | Allowances Sold SO2 | Thousand Tons | 0 | 0 | 0 | 0 | 0 | 0 | 0
NSR HL Spurlock 2 - SO2 Rate Annual v3.1, Unit 4694 and retrofits | 782 | 7443 | Rate Constraint in lbs/MMBtu | FALSE | L | Annual | Allowances Banked | Thousand Tons | 0 | 0 | 0 | 0 | 0 | 0 | 0
NSR HL Spurlock 2 - SO2 Rate Annual v3.1, Unit 4694 and retrofits | 782 | 7443 | Rate Constraint in lbs/MMBtu | FALSE | L | Annual | Allowances Withdrawn (1:1) | Thousand Tons | 0 | 0 | 0 | 0 | 0 | 0 | 0
NSR HL Spurlock 2 - SO2 Rate Annual v3.1, Unit 4694 and retrofits | 782 | 7443 | Rate Constraint in lbs/MMBtu | FALSE | L | Annual | Allowances Withdrawn (n:1) | Thousand Tons | 0 | 0 | 0 | 0 | 0 | 0 | 0
NSR HL Spurlock 2 - SO2 Rate Annual v3.1, Unit 4694 and retrofits | 782 | 7443 | Rate Constraint in lbs/MMBtu | FALSE | L | Annual | Net Emissions Allowance Position | Thousand Tons | 1.52 | 1.7666 | 1.7666 | 1.7666 | 0 | 0 | 0
NSR HL Spurlock 2 - SO2 Rate Annual v3.1, Unit 4694 and retrofits | 782 | 7443 | Rate Constraint in lbs/MMBtu | FALSE | L | Annual | Fuel Consumed | TBtu | 30.4003 | 35.3317 | 35.3317 | 35.3317 | 0 | 0 | 0
NSR HL Spurlock 2 - SO2 Rate Annual v3.1, Unit 4694 and retrofits | 782 | 7443 | Rate Constraint in lbs/MMBtu | FALSE | L | Annual | Rate | lb/MMBtu | 0.1 | 0.1 | 0.1 | 0.1 | 0 | 0 | 0
NSR HL Spurlock 2 - SO2 Rate Annual v3.1, Unit 4694 and retrofits | 782 | 7443 | Rate Constraint in lbs/MMBtu | FALSE | L | Annual | Generation | TWh | 3.0131 | 3.5019 | 2.5047 | 2.5047 | 0 | 0 | 0
NSR HL Spurlock 2 - SO2 Rate Annual v3.1, Unit 4694 and retrofits | 782 | 7443 | Rate Constraint in lbs/MMBtu | FALSE | L | Annual | Qualifying Generation | TWh | 3.0131 | 3.5019 | 2.5047 | 2.5047 | 0 | 0 | 0
NSR HL Spurlock 2 - SO2 Rate Annual v3.1, Unit 4694 and retrofits | 782 | 7443 | Rate Constraint in lbs/MMBtu | FALSE | L | Annual | Rate | lb/MWh | 1.0089 | 1.0089 | 1.4106 | 1.4106 | 0 | 0 | 0
NSR HL Spurlock 2 - SO2 Rate Annual v3.1, Unit 4694 and retrofits | 782 | 7443 | Rate Constraint in lbs/MMBtu | FALSE | L | Annual | Constraint Shadow Price | US2022$/Ton | 19813.8382 | 20362.9611 | 22107.7961 | 35367.5292 | 14774.26 | 11085.0822 | 1675.9677
NSR Hoosier - NOX Cap Annual v4.10 Final | 783 | 7379 | Rate Constraint in MTons | FALSE | L | Annual | Seasons Included | Seasons | Winter, Spring, Summer, Fall | Winter, Spring, Summer, Fall | Winter, Spring, Summer, Fall | Winter, Spring, Summer, Fall | Winter, Spring, Summer, Fall | Winter, Spring, Summer, Fall | Winter, Spring, Summer, Fall
NSR Hoosier - NOX Cap Annual v4.10 Final | 783 | 7379 | Rate Constraint in MTons | FALSE | L | Annual | Standard NOX | Thousand Tons | 4.8 | 4.8 | 4.8 | 4.8 | 4.8 | 4.8 | 4.8
NSR Hoosier - NOX Cap Annual v4.10 Final | 783 | 7379 | Rate Constraint in MTons | FALSE | L | Annual | Emissions at Affected Plants NOX | Thousand Tons | 0.43633 | 1.3969 | 2.0664 | 2.0664 | 0 | 0 | 0
NSR Hoosier - NOX Cap Annual v4.10 Final | 783 | 7379 | Rate Constraint in MTons | FALSE | L | Annual | Allowances Purchased NOX | Thousand Tons | 0 | 0 | 0 | 0 | 0 | 0 | 0
NSR Hoosier - NOX Cap Annual v4.10 Final | 783 | 7379 | Rate Constraint in MTons | FALSE | L | Annual | Allowances Sold NOX | Thousand Tons | 0 | 0 | 0 | 0 | 0 | 0 | 0
NSR Hoosier - NOX Cap Annual v4.10 Final | 783 | 7379 | Rate Constraint in MTons | FALSE | L | Annual | Allowances Banked | Thousand Tons | 0 | 0 | 0 | 0 | 0 | 0 | 0
NSR Hoosier - NOX Cap Annual v4.10 Final | 783 | 7379 | Rate Constraint in MTons | FALSE | L | Annual | Allowances Withdrawn (1:1) | Thousand Tons | 0 | 0 | 0 | 0 | 0 | 0 | 0
NSR Hoosier - NOX Cap Annual v4.10 Final | 783 | 7379 | Rate Constraint in MTons | FALSE | L | Annual | Allowances Withdrawn (n:1) | Thousand Tons | 0 | 0 | 0 | 0 | 0 | 0 | 0
NSR Hoosier - NOX Cap Annual v4.10 Final | 783 | 7379 | Rate Constraint in MTons | FALSE | L | Annual | Net Emissions Allowance Position | Thousand Tons | 0.43633 | 1.3969 | 2.0664 | 2.0664 | 0 | 0 | 0
NSR Hoosier - NOX Cap Annual v4.10 Final | 783 | 7379 | Rate Constraint in MTons | FALSE | L | Annual | Fuel Consumed | TBtu | 14.5771 | 46.6692 | 69.0359 | 69.0359 | 0 | 0 | 0
NSR Hoosier - NOX Cap Annual v4.10 Final | 783 | 7379 | Rate Constraint in MTons | FALSE | L | Annual | Rate | lb/MMBtu | 0.059865 | 0.059865 | 0.059865 | 0.059865 | 0 | 0 | 0
NSR Hoosier - NOX Cap Annual v4.10 Final | 783 | 7379 | Rate Constraint in MTons | FALSE | L | Annual | Generation | TWh | 1.4043 | 4.4961 | 4.5195 | 4.5195 | 0 | 0 | 0
NSR Hoosier - NOX Cap Annual v4.10 Final | 783 | 7379 | Rate Constraint in MTons | FALSE | L | Annual | Qualifying Generation | TWh | 1.4043 | 4.4961 | 4.5195 | 4.5195 | 0 | 0 | 0
NSR Hoosier - NOX Cap Annual v4.10 Final | 783 | 7379 | Rate Constraint in MTons | FALSE | L | Annual | Rate | lb/MWh | 0.6214 | 0.6214 | 0.91445 | 0.91445 | 0 | 0 | 0
NSR Hoosier - NOX Cap Annual v4.10 Final | 783 | 7379 | Rate Constraint in MTons | FALSE | L | Annual | Constraint Shadow Price | US2022$/Ton | 0 | 0 | 0 | 0 | 0 | 0 | 0
NSR Hoosier System - SO2 Cap Annual v4.10 Final | 784 | 7380 | Rate Constraint in MTons | FALSE | L | Annual | Seasons Included | Seasons | Winter, Spring, Summer, Fall | Winter, Spring, Summer, Fall | Winter, Spring, Summer, Fall | Winter, Spring, Summer, Fall | Winter, Spring, Summer, Fall | Winter, Spring, Summer, Fall | Winter, Spring, Summer, Fall
NSR Hoosier System - SO2 Cap Annual v4.10 Final | 784 | 7380 | Rate Constraint in MTons | FALSE | L | Annual | Standard SO2 | Thousand Tons | 18.75 | 18.75 | 18.75 | 18.75 | 18.75 | 18.75 | 18.75
NSR Hoosier System - SO2 Cap Annual v4.10 Final | 784 | 7380 | Rate Constraint in MTons | FALSE | L | Annual | Emissions at Affected Plants SO2 | Thousand Tons | 0.64575 | 2.3867 | 3.3053 | 3.6695 | 0 | 0 | 0
NSR Hoosier System - SO2 Cap Annual v4.10 Final | 784 | 7380 | Rate Constraint in MTons | FALSE | L | Annual | Allowances Purchased SO2 | Thousand Tons | 0 | 0 | 0 | 0 | 0 | 0 | 0
NSR Hoosier System - SO2 Cap Annual v4.10 Final | 784 | 7380 | Rate Constraint in MTons | FALSE | L | Annual | Allowances Sold SO2 | Thousand Tons | 0 | 0 | 0 | 0 | 0 | 0 | 0
NSR Hoosier System - SO2 Cap Annual v4.10 Final | 784 | 7380 | Rate Constraint in MTons | FALSE | L | Annual | Allowances Banked | Thousand Tons | 0 | 0 | 0 | 0 | 0 | 0 | 0
NSR Hoosier System - SO2 Cap Annual v4.10 Final | 784 | 7380 | Rate Constraint in MTons | FALSE | L | Annual | Allowances Withdrawn (1:1) | Thousand Tons | 0 | 0 | 0 | 0 | 0 | 0 | 0
NSR Hoosier System - SO2 Cap Annual v4.10 Final | 784 | 7380 | Rate Constraint in MTons | FALSE | L | Annual | Allowances Withdrawn (n:1) | Thousand Tons | 0 | 0 | 0 | 0 | 0 | 0 | 0
NSR Hoosier System - SO2 Cap Annual v4.10 Final | 784 | 7380 | Rate Constraint in MTons | FALSE | L | Annual | Net Emissions Allowance Position | Thousand Tons | 0.64575 | 2.3867 | 3.3053 | 3.6695 | 0 | 0 | 0
NSR Hoosier System - SO2 Cap Annual v4.10 Final | 784 | 7380 | Rate Constraint in MTons | FALSE | L | Annual | Fuel Consumed | TBtu | 14.5771 | 46.6692 | 69.0359 | 69.0359 | 0 | 0 | 0
NSR Hoosier System - SO2 Cap Annual v4.10 Final | 784 | 7380 | Rate Constraint in MTons | FALSE | L | Annual | Rate | lb/MMBtu | 0.088598 | 0.10228 | 0.095756 | 0.10631 | 0 | 0 | 0
NSR Hoosier System - SO2 Cap Annual v4.10 Final | 784 | 7380 | Rate Constraint in MTons | FALSE | L | Annual | Generation | TWh | 1.4043 | 4.4961 | 4.5195 | 4.5195 | 0 | 0 | 0
NSR Hoosier System - SO2 Cap Annual v4.10 Final | 784 | 7380 | Rate Constraint in MTons | FALSE | L | Annual | Qualifying Generation | TWh | 1.4043 | 4.4961 | 4.5195 | 4.5195 | 0 | 0 | 0
NSR Hoosier System - SO2 Cap Annual v4.10 Final | 784 | 7380 | Rate Constraint in MTons | FALSE | L | Annual | Rate | lb/MWh | 0.91965 | 1.0617 | 1.4627 | 1.6238 | 0 | 0 | 0
NSR Hoosier System - SO2 Cap Annual v4.10 Final | 784 | 7380 | Rate Constraint in MTons | FALSE | L | Annual | Constraint Shadow Price | US2022$/Ton | 0 | 0 | 0 | 0 | 0 | 0 | 0
NSR Interstate System-Wide NOX Cap v5.16 | 785 | 7515 | Rate Constraint in MTons | FALSE | L | Annual | Seasons Included | Seasons | Winter, Spring, Summer, Fall | Winter, Spring, Summer, Fall | Winter, Spring, Summer, Fall | Winter, Spring, Summer, Fall | Winter, Spring, Summer, Fall | Winter, Spring, Summer, Fall | Winter, Spring, Summer, Fall
NSR Interstate System-Wide NOX Cap v5.16 | 785 | 7515 | Rate Constraint in MTons | FALSE | L | Annual | Standard NOX | Thousand Tons | 6.8 | 6.8 | 6.8 | 6.8 | 6.8 | 6.8 | 6.8
NSR Interstate System-Wide NOX Cap v5.16 | 785 | 7515 | Rate Constraint in MTons | FALSE | L | Annual | Emissions at Affected Plants NOX | Thousand Tons | 1.7863 | 2.232 | 0 | 0 | 0 | 0 | 0
NSR Interstate System-Wide NOX Cap v5.16 | 785 | 7515 | Rate Constraint in MTons | FALSE | L | Annual | Allowances Purchased NOX | Thousand Tons | 0 | 0 | 0 | 0 | 0 | 0 | 0
NSR Interstate System-Wide NOX Cap v5.16 | 785 | 7515 | Rate Constraint in MTons | FALSE | L | Annual | Allowances Sold NOX | Thousand Tons | 0 | 0 | 0 | 0 | 0 | 0 | 0
NSR Interstate System-Wide NOX Cap v5.16 | 785 | 7515 | Rate Constraint in MTons | FALSE | L | Annual | Allowances Banked | Thousand Tons | 0 | 0 | 0 | 0 | 0 | 0 | 0
NSR Interstate System-Wide NOX Cap v5.16 | 785 | 7515 | Rate Constraint in MTons | FALSE | L | Annual | Allowances Withdrawn (1:1) | Thousand Tons | 0 | 0 | 0 | 0 | 0 | 0 | 0
NSR Interstate System-Wide NOX Cap v5.16 | 785 | 7515 | Rate Constraint in MTons | FALSE | L | Annual | Allowances Withdrawn (n:1) | Thousand Tons | 0 | 0 | 0 | 0 | 0 | 0 | 0
NSR Interstate System-Wide NOX Cap v5.16 | 785 | 7515 | Rate Constraint in MTons | FALSE | L | Annual | Net Emissions Allowance Position | Thousand Tons | 1.7863 | 2.232 | 0 | 0 | 0 | 0 | 0
NSR Interstate System-Wide NOX Cap v5.16 | 785 | 7515 | Rate Constraint in MTons | FALSE | L | Annual | Fuel Consumed | TBtu | 42.8002 | 53.1554 | 0 | 0 | 0 | 0 | 0
NSR Interstate System-Wide NOX Cap v5.16 | 785 | 7515 | Rate Constraint in MTons | FALSE | L | Annual | Rate | lb/MMBtu | 0.08347 | 0.083979 | 0 | 0 | 0 | 0 | 0
NSR Interstate System-Wide NOX Cap v5.16 | 785 | 7515 | Rate Constraint in MTons | FALSE | L | Annual | Generation | TWh | 4.1355 | 5.1374 | 0 | 0 | 0 | 0 | 0
NSR Interstate System-Wide NOX Cap v5.16 | 785 | 7515 | Rate Constraint in MTons | FALSE | L | Annual | Qualifying Generation | TWh | 4.1355 | 5.1374 | 0 | 0 | 0 | 0 | 0
NSR Interstate System-Wide NOX Cap v5.16 | 785 | 7515 | Rate Constraint in MTons | FALSE | L | Annual | Rate | lb/MWh | 0.86388 | 0.86891 | 0 | 0 | 0 | 0 | 0
NSR Interstate System-Wide NOX Cap v5.16 | 785 | 7515 | Rate Constraint in MTons | FALSE | L | Annual | Constraint Shadow Price | US2022$/Ton | 0 | 0 | 0 | 0 | 0 | 0 | 0
NSR Interstate System-Wide SO2 Cap v5.16 | 786 | 7514 | Rate Constraint in MTons | FALSE | L | Annual | Seasons Included | Seasons | Winter, Spring, Summer, Fall | Winter, Spring, Summer, Fall | Winter, Spring, Summer, Fall | Winter, Spring, Summer, Fall | Winter, Spring, Summer, Fall | Winter, Spring, Summer, Fall | Winter, Spring, Summer, Fall
NSR Interstate System-Wide SO2 Cap v5.16 | 786 | 7514 | Rate Constraint in MTons | FALSE | L | Annual | Standard SO2 | Thousand Tons | 3.25 | 3.25 | 3.25 | 3.25 | 3.25 | 3.25 | 3.25
NSR Interstate System-Wide SO2 Cap v5.16 | 786 | 7514 | Rate Constraint in MTons | FALSE | L | Annual | Emissions at Affected Plants SO2 | Thousand Tons | 1.5508 | 1.9162 | 0 | 0 | 0 | 0 | 0
NSR Interstate System-Wide SO2 Cap v5.16 | 786 | 7514 | Rate Constraint in MTons | FALSE | L | Annual | Allowances Purchased SO2 | Thousand Tons | 0 | 0 | 0 | 0 | 0 | 0 | 0
NSR Interstate System-Wide SO2 Cap v5.16 | 786 | 7514 | Rate Constraint in MTons | FALSE | L | Annual | Allowances Sold SO2 | Thousand Tons | 0 | 0 | 0 | 0 | 0 | 0 | 0
NSR Interstate System-Wide SO2 Cap v5.16 | 786 | 7514 | Rate Constraint in MTons | FALSE | L | Annual | Allowances Banked | Thousand Tons | 0 | 0 | 0 | 0 | 0 | 0 | 0
NSR Interstate System-Wide SO2 Cap v5.16 | 786 | 7514 | Rate Constraint in MTons | FALSE | L | Annual | Allowances Withdrawn (1:1) | Thousand Tons | 0 | 0 | 0 | 0 | 0 | 0 | 0
NSR Interstate System-Wide SO2 Cap v5.16 | 786 | 7514 | Rate Constraint in MTons | FALSE | L | Annual | Allowances Withdrawn (n:1) | Thousand Tons | 0 | 0 | 0 | 0 | 0 | 0 | 0
NSR Interstate System-Wide SO2 Cap v5.16 | 786 | 7514 | Rate Constraint in MTons | FALSE | L | Annual | Net Emissions Allowance Position | Thousand Tons | 1.5508 | 1.9162 | 0 | 0 | 0 | 0 | 0
NSR Interstate System-Wide SO2 Cap v5.16 | 786 | 7514 | Rate Constraint in MTons | FALSE | L | Annual | Fuel Consumed | TBtu | 42.8002 | 53.1554 | 0 | 0 | 0 | 0 | 0
NSR Interstate System-Wide SO2 Cap v5.16 | 786 | 7514 | Rate Constraint in MTons | FALSE | L | Annual | Rate | lb/MMBtu | 0.072467 | 0.072097 | 0 | 0 | 0 | 0 | 0
NSR Interstate System-Wide SO2 Cap v5.16 | 786 | 7514 | Rate Constraint in MTons | FALSE | L | Annual | Generation | TWh | 4.1355 | 5.1374 | 0 | 0 | 0 | 0 | 0
NSR Interstate System-Wide SO2 Cap v5.16 | 786 | 7514 | Rate Constraint in MTons | FALSE | L | Annual | Qualifying Generation | TWh | 4.1355 | 5.1374 | 0 | 0 | 0 | 0 | 0
NSR Interstate System-Wide SO2 Cap v5.16 | 786 | 7514 | Rate Constraint in MTons | FALSE | L | Annual | Rate | lb/MWh | 0.75 | 0.74597 | 0 | 0 | 0 | 0 | 0
NSR Interstate System-Wide SO2 Cap v5.16 | 786 | 7514 | Rate Constraint in MTons | FALSE | L | Annual | Constraint Shadow Price | US2022$/Ton | 0 | 0 | 0 | 0 | 0 | 0 | 0
NSR J P Madgett 1 - NOx Rate Annual v5.13 | 788 | 7466 | Rate Constraint in lbs/MMBtu | FALSE | L | Annual | Seasons Included | Seasons | Winter, Spring, Summer, Fall | Winter, Spring, Summer, Fall | Winter, Spring, Summer, Fall | Winter, Spring, Summer, Fall | Winter, Spring, Summer, Fall | Winter, Spring, Summer, Fall | Winter, Spring, Summer, Fall
NSR J P Madgett 1 - NOx Rate Annual v5.13 | 788 | 7466 | Rate Constraint in lbs/MMBtu | FALSE | L | Annual | Standard NOX | lb/MMBtu | 0.08 | 0.08 | 0.08 | 0.08 | 0.08 | 0.08 | 0.08
NSR J P Madgett 1 - NOx Rate Annual v5.13 | 788 | 7466 | Rate Constraint in lbs/MMBtu | FALSE | L | Annual | Emissions at Affected Plants NOX | Thousand Tons | 0.22016 | 0.67895 | 0 | 0 | 0 | 0 | 0
NSR J P Madgett 1 - NOx Rate Annual v5.13 | 788 | 7466 | Rate Constraint in lbs/MMBtu | FALSE | L | Annual | Allowances Purchased NOX | Thousand Tons | 0 | 0 | 0 | 0 | 0 | 0 | 0
NSR J P Madgett 1 - NOx Rate Annual v5.13 | 788 | 7466 | Rate Constraint in lbs/MMBtu | FALSE | L | Annual | Allowances Sold NOX | Thousand Tons | 0 | 0 | 0 | 0 | 0 | 0 | 0
NSR J P Madgett 1 - NOx Rate Annual v5.13 | 788 | 7466 | Rate Constraint in lbs/MMBtu | FALSE | L | Annual | Allowances Banked | Thousand Tons | 0 | 0 | 0 | 0 | 0 | 0 | 0
NSR J P Madgett 1 - NOx Rate Annual v5.13 | 788 | 7466 | Rate Constraint in lbs/MMBtu | FALSE | L | Annual | Allowances Withdrawn (1:1) | Thousand Tons | 0 | 0 | 0 | 0 | 0 | 0 | 0
NSR J P Madgett 1 - NOx Rate Annual v5.13 | 788 | 7466 | Rate Constraint in lbs/MMBtu | FALSE | L | Annual | Allowances Withdrawn (n:1) | Thousand Tons | 0 | 0 | 0 | 0 | 0 | 0 | 0
NSR J P Madgett 1 - NOx Rate Annual v5.13 | 788 | 7466 | Rate Constraint in lbs/MMBtu | FALSE | L | Annual | Net Emissions Allowance Position | Thousand Tons | 0.22016 | 0.67895 | 0 | 0 | 0 | 0 | 0
NSR J P Madgett 1 - NOx Rate Annual v5.13 | 788 | 7466 | Rate Constraint in lbs/MMBtu | FALSE | L | Annual | Fuel Consumed | TBtu | 5.7952 | 17.8719 | 0 | 0 | 0 | 0 | 0
NSR J P Madgett 1 - NOx Rate Annual v5.13 | 788 | 7466 | Rate Constraint in lbs/MMBtu | FALSE | L | Annual | Rate | lb/MMBtu | 0.07598 | 0.07598 | 0 | 0 | 0 | 0 | 0
NSR J P Madgett 1 - NOx Rate Annual v5.13 | 788 | 7466 | Rate Constraint in lbs/MMBtu | FALSE | L | Annual | Generation | TWh | 0.51554 | 1.5899 | 0 | 0 | 0 | 0 | 0
NSR J P Madgett 1 - NOx Rate Annual v5.13 | 788 | 7466 | Rate Constraint in lbs/MMBtu | FALSE | L | Annual | Qualifying Generation | TWh | 0.51554 | 1.5899 | 0 | 0 | 0 | 0 | 0
NSR J P Madgett 1 - NOx Rate Annual v5.13 | 788 | 7466 | Rate Constraint in lbs/MMBtu | FALSE | L | Annual | Rate | lb/MWh | 0.85409 | 0.85409 | 0 | 0 | 0 | 0 | 0
NSR J P Madgett 1 - NOx Rate Annual v5.13 | 788 | 7466 | Rate Constraint in lbs/MMBtu | FALSE | L | Annual | Constraint Shadow Price | US2022$/Ton | 0 | 0 | 0 | 0 | 0 | 0 | 0
NSR J P Madgett 1 - SO2 Rate Annual v5.13 | 789 | 7464 | Rate Constraint in lbs/MMBtu | FALSE | L | Annual | Seasons Included | Seasons | Winter, Spring, Summer, Fall | Winter, Spring, Summer, Fall | Winter, Spring, Summer, Fall | Winter, Spring, Summer, Fall | Winter, Spring, Summer, Fall | Winter, Spring, Summer, Fall | Winter, Spring, Summer, Fall
NSR J P Madgett 1 - SO2 Rate Annual v5.13 | 789 | 7464 | Rate Constraint in lbs/MMBtu | FALSE | L | Annual | Standard SO2 | lb/MMBtu | 0.09 | 0.09 | 0.09 | 0.09 | 0.09 | 0.09 | 0.09
NSR J P Madgett 1 - SO2 Rate Annual v5.13 | 789 | 7464 | Rate Constraint in lbs/MMBtu | FALSE | L | Annual | Emissions at Affected Plants SO2 | Thousand Tons | 0.19675 | 0.60676 | 0 | 0 | 0 | 0 | 0
NSR J P Madgett 1 - SO2 Rate Annual v5.13 | 789 | 7464 | Rate Constraint in lbs/MMBtu | FALSE | L | Annual | Allowances Purchased SO2 | Thousand Tons | 0 | 0 | 0 | 0 | 0 | 0 | 0
NSR J P Madgett 1 - SO2 Rate Annual v5.13 | 789 | 7464 | Rate Constraint in lbs/MMBtu | FALSE | L | Annual | Allowances Sold SO2 | Thousand Tons | 0 | 0 | 0 | 0 | 0 | 0 | 0
NSR J P Madgett 1 - SO2 Rate Annual v5.13 | 789 | 7464 | Rate Constraint in lbs/MMBtu | FALSE | L | Annual | Allowances Banked | Thousand Tons | 0 | 0 | 0 | 0 | 0 | 0 | 0
NSR J P Madgett 1 - SO2 Rate Annual v5.13 | 789 | 7464 | Rate Constraint in lbs/MMBtu | FALSE | L | Annual | Allowances Withdrawn (1:1) | Thousand Tons | 0 | 0 | 0 | 0 | 0 | 0 | 0
NSR J P Madgett 1 - SO2 Rate Annual v5.13 | 789 | 7464 | Rate Constraint in lbs/MMBtu | FALSE | L | Annual | Allowances Withdrawn (n:1) | Thousand Tons | 0 | 0 | 0 | 0 | 0 | 0 | 0
NSR J P Madgett 1 - SO2 Rate Annual v5.13 | 789 | 7464 | Rate Constraint in lbs/MMBtu | FALSE | L | Annual | Net Emissions Allowance Position | Thousand Tons | 0.19675 | 0.60676 | 0 | 0 | 0 | 0 | 0
NSR J P Madgett 1 - SO2 Rate Annual v5.13 | 789 | 7464 | Rate Constraint in lbs/MMBtu | FALSE | L | Annual | Fuel Consumed | TBtu | 5.7952 | 17.8719 | 0 | 0 | 0 | 0 | 0
NSR J P Madgett 1 - SO2 Rate Annual v5.13 | 789 | 7464 | Rate Constraint in lbs/MMBtu | FALSE | L | Annual | Rate | lb/MMBtu | 0.067901 | 0.067901 | 0 | 0 | 0 | 0 | 0
NSR J P Madgett 1 - SO2 Rate Annual v5.13 | 789 | 7464 | Rate Constraint in lbs/MMBtu | FALSE | L | Annual | Generation | TWh | 0.51554 | 1.5899 | 0 | 0 | 0 | 0 | 0
NSR J P Madgett 1 - SO2 Rate Annual v5.13 | 789 | 7464 | Rate Constraint in lbs/MMBtu | FALSE | L | Annual | Qualifying Generation | TWh | 0.51554 | 1.5899 | 0 | 0 | 0 | 0 | 0
NSR J P Madgett 1 - SO2 Rate Annual v5.13 | 789 | 7464 | Rate Constraint in lbs/MMBtu | FALSE | L | Annual | Rate | lb/MWh | 0.76328 | 0.76328 | 0 | 0 | 0 | 0 | 0
NSR J P Madgett 1 - SO2 Rate Annual v5.13 | 789 | 7464 | Rate Constraint in lbs/MMBtu | FALSE | L | Annual | Constraint Shadow Price | US2022$/Ton | 0 | 0 | 0 | 0 | 0 | 0 | 410.2092
NSR James Miller 3,4 - NOX Rate Annual v3.1, Unit 2509 and retrofits | 790 | 7422 | Rate Constraint in lbs/MMBtu | FALSE | L | Annual | Seasons Included | Seasons | Winter, Spring, Summer, Fall | Winter, Spring, Summer, Fall | Winter, Spring, Summer, Fall | Winter, Spring, Summer, Fall | Winter, Spring, Summer, Fall | Winter, Spring, Summer, Fall | Winter, Spring, Summer, Fall
NSR James Miller 3,4 - NOX Rate Annual v3.1, Unit 2509 and retrofits | 790 | 7422 | Rate Constraint in lbs/MMBtu | FALSE | L | Annual | Standard NOX | lb/MMBtu | 0.1 | 0.1 | 0.1 | 0.1 | 0.1 | 0.1 | 0.1
NSR James Miller 3,4 - NOX Rate Annual v3.1, Unit 2509 and retrofits | 790 | 7422 | Rate Constraint in lbs/MMBtu | FALSE | L | Annual | Emissions at Affected Plants NOX | Thousand Tons | 1.6068 | 1.8468 | 1.8595 | 1.8595 | 0 | 0 | 0
NSR James Miller 3,4 - NOX Rate Annual v3.1, Unit 2509 and retrofits | 790 | 7422 | Rate Constraint in lbs/MMBtu | FALSE | L | Annual | Allowances Purchased NOX | Thousand Tons | 0 | 0 | 0 | 0 | 0 | 0 | 0
NSR James Miller 3,4 - NOX Rate Annual v3.1, Unit 2509 and retrofits | 790 | 7422 | Rate Constraint in lbs/MMBtu | FALSE | L | Annual | Allowances Sold NOX | Thousand Tons | 0 | 0 | 0 | 0 | 0 | 0 | 0
NSR James Miller 3,4 - NOX Rate Annual v3.1, Unit 2509 and retrofits | 790 | 7422 | Rate Constraint in lbs/MMBtu | FALSE | L | Annual | Allowances Banked | Thousand Tons | 0 | 0 | 0 | 0 | 0 | 0 | 0
NSR James Miller 3,4 - NOX Rate Annual v3.1, Unit 2509 and retrofits | 790 | 7422 | Rate Constraint in lbs/MMBtu | FALSE | L | Annual | Allowances Withdrawn (1:1) | Thousand Tons | 0 | 0 | 0 | 0 | 0 | 0 | 0
NSR James Miller 3,4 - NOX Rate Annual v3.1, Unit 2509 and retrofits | 790 | 7422 | Rate Constraint in lbs/MMBtu | FALSE | L | Annual | Allowances Withdrawn (n:1) | Thousand Tons | 0 | 0 | 0 | 0 | 0 | 0 | 0
NSR James Miller 3,4 - NOX Rate Annual v3.1, Unit 2509 and retrofits | 790 | 7422 | Rate Constraint in lbs/MMBtu | FALSE | L | Annual | Net Emissions Allowance Position | Thousand Tons | 1.6068 | 1.8468 | 1.8595 | 1.8595 | 0 | 0 | 0
NSR James Miller 3,4 - NOX Rate Annual v3.1, Unit 2509 and retrofits | 790 | 7422 | Rate Constraint in lbs/MMBtu | FALSE | L | Annual | Fuel Consumed | TBtu | 41.4507 | 47.6405 | 47.9692 | 47.9692 | 0 | 0 | 0
NSR James Miller 3,4 - NOX Rate Annual v3.1, Unit 2509 and retrofits | 790 | 7422 | Rate Constraint in lbs/MMBtu | FALSE | L | Annual | Rate | lb/MMBtu | 0.07753 | 0.07753 | 0.07753 | 0.07753 | 0 | 0 | 0
NSR James Miller 3,4 - NOX Rate Annual v3.1, Unit 2509 and retrofits | 790 | 7422 | Rate Constraint in lbs/MMBtu | FALSE | L | Annual | Generation | TWh | 4.1447 | 4.7636 | 3.2657 | 3.2657 | 0 | 0 | 0
NSR James Miller 3,4 - NOX Rate Annual v3.1, Unit 2509 and retrofits | 790 | 7422 | Rate Constraint in lbs/MMBtu | FALSE | L | Annual | Qualifying Generation | TWh | 4.1447 | 4.7636 | 3.2657 | 3.2657 | 0 | 0 | 0
NSR James Miller 3,4 - NOX Rate Annual v3.1, Unit 2509 and retrofits | 790 | 7422 | Rate Constraint in lbs/MMBtu | FALSE | L | Annual | Rate | lb/MWh | 0.77538 | 0.77538 | 1.1388 | 1.1388 | 0 | 0 | 0
NSR James Miller 3,4 - NOX Rate Annual v3.1, Unit 2509 and retrofits | 790 | 7422 | Rate Constraint in lbs/MMBtu | FALSE | L | Annual | Constraint Shadow Price | US2022$/Ton | 0 | 0 | 0 | 0 | 0 | 0 | 0
NSR James Miller 3,4 - NOX Rate Annual v3.1, Unit 2510 and retrofits | 791 | 7422 | Rate Constraint in lbs/MMBtu | FALSE | L | Annual | Seasons Included | Seasons | Winter, Spring, Summer, Fall | Winter, Spring, Summer, Fall | Winter, Spring, Summer, Fall | Winter, Spring, Summer, Fall | Winter, Spring, Summer, Fall | Winter, Spring, Summer, Fall | Winter, Spring, Summer, Fall
NSR James Miller 3,4 - NOX Rate Annual v3.1, Unit 2510 and retrofits | 791 | 7422 | Rate Constraint in lbs/MMBtu | FALSE | L | Annual | Standard NOX | lb/MMBtu | 0.1 | 0.1 | 0.1 | 0.1 | 0.1 | 0.1 | 0.1
NSR James Miller 3,4 - NOX Rate Annual v3.1, Unit 2510 and retrofits | 791 | 7422 | Rate Constraint in lbs/MMBtu | FALSE | L | Annual | Emissions at Affected Plants NOX | Thousand Tons | 1.3876 | 1.6009 | 1.6009 | 1.6009 | 0 | 0 | 0
NSR James Miller 3,4 - NOX Rate Annual v3.1, Unit 2510 and retrofits | 791 | 7422 | Rate Constraint in lbs/MMBtu | FALSE | L | Annual | Allowances Purchased NOX | Thousand Tons | 0 | 0 | 0 | 0 | 0 | 0 | 0
NSR James Miller 3,4 - NOX Rate Annual v3.1, Unit 2510 and retrofits | 791 | 7422 | Rate Constraint in lbs/MMBtu | FALSE | L | Annual | Allowances Sold NOX | Thousand Tons | 0 | 0 | 0 | 0 | 0 | 0 | 0
NSR James Miller 3,4 - NOX Rate Annual v3.1, Unit 2510 and retrofits | 791 | 7422 | Rate Constraint in lbs/MMBtu | FALSE | L | Annual | Allowances Banked | Thousand Tons | 0 | 0 | 0 | 0 | 0 | 0 | 0
NSR James Miller 3,4 - NOX Rate Annual v3.1, Unit 2510 and retrofits | 791 | 7422 | Rate Constraint in lbs/MMBtu | FALSE | L | Annual | Allowances Withdrawn (1:1) | Thousand Tons | 0 | 0 | 0 | 0 | 0 | 0 | 0
NSR James Miller 3,4 - NOX Rate Annual v3.1, Unit 2510 and retrofits | 791 | 7422 | Rate Constraint in lbs/MMBtu | FALSE | L | Annual | Allowances Withdrawn (n:1) | Thousand Tons | 0 | 0 | 0 | 0 | 0 | 0 | 0
NSR James Miller 3,4 - NOX Rate Annual v3.1, Unit 2510 and retrofits | 791 | 7422 | Rate Constraint in lbs/MMBtu | FALSE | L | Annual | Net Emissions Allowance Position | Thousand Tons | 1.3876 | 1.6009 | 1.6009 | 1.6009 | 0 | 0 | 0
NSR James Miller 3,4 - NOX Rate Annual v3.1, Unit 2510 and retrofits | 791 | 7422 | Rate Constraint in lbs/MMBtu | FALSE | L | Annual | Fuel Consumed | TBtu | 42.2785 | 48.7794 | 48.7794 | 48.7794 | 0 | 0 | 0
NSR James Miller 3,4 - NOX Rate Annual v3.1, Unit 2510 and retrofits | 791 | 7422 | Rate Constraint in lbs/MMBtu | FALSE | L | Annual | Rate | lb/MMBtu | 0.06564 | 0.06564 | 0.06564 | 0.06564 | 0 | 0 | 0
NSR James Miller 3,4 - NOX Rate Annual v3.1, Unit 2510 and retrofits | 791 | 7422 | Rate Constraint in lbs/MMBtu | FALSE | L | Annual | Generation | TWh | 4.2232 | 4.8726 | 3.3157 | 3.3157 | 0 | 0 | 0
NSR James Miller 3,4 - NOX Rate Annual v3.1, Unit 2510 and retrofits | 791 | 7422 | Rate Constraint in lbs/MMBtu | FALSE | L | Annual | Qualifying Generation | TWh | 4.2232 | 4.8726 | 3.3157 | 3.3157 | 0 | 0 | 0
NSR James Miller 3,4 - NOX Rate Annual v3.1, Unit 2510 and retrofits | 791 | 7422 | Rate Constraint in lbs/MMBtu | FALSE | L | Annual | Rate | lb/MWh | 0.65712 | 0.65712 | 0.96566 | 0.96566 | 0 | 0 | 0
NSR James Miller 3,4 - NOX Rate Annual v3.1, Unit 2510 and retrofits | 791 | 7422 | Rate Constraint in lbs/MMBtu | FALSE | L | Annual | Constraint Shadow Price | US2022$/Ton | 0 | 0 | 0 | 0 | 0 | 0 | 0
NSR KU Brown Unit 3 - SO2 Cap Annual v3.1 | 792 | 7383 | Rate Constraint in MTons | FALSE | L | Annual | Seasons Included | Seasons | Winter, Spring, Summer, Fall | Winter, Spring, Summer, Fall | Winter, Spring, Summer, Fall | Winter, Spring, Summer, Fall | Winter, Spring, Summer, Fall | Winter, Spring, Summer, Fall | Winter, Spring, Summer, Fall
NSR KU Brown Unit 3 - SO2 Cap Annual v3.1 | 792 | 7383 | Rate Constraint in MTons | FALSE | L | Annual | Standard SO2 | Thousand Tons | 2.3 | 2.3 | 2.3 | 2.3 | 2.3 | 2.3 | 2.3
NSR KU Brown Unit 3 - SO2 Cap Annual v3.1 | 792 | 7383 | Rate Constraint in MTons | FALSE | L | Annual | Emissions at Affected Plants SO2 | Thousand Tons | 0 | 0 | 0 | 0 | 0 | 0 | 0
NSR KU Brown Unit 3 - SO2 Cap Annual v3.1 | 792 | 7383 | Rate Constraint in MTons | FALSE | L | Annual | Allowances Purchased SO2 | Thousand Tons | 0 | 0 | 0 | 0 | 0 | 0 | 0
NSR KU Brown Unit 3 - SO2 Cap Annual v3.1 | 792 | 7383 | Rate Constraint in MTons | FALSE | L | Annual | Allowances Sold SO2 | Thousand Tons | 0 | 0 | 0 | 0 | 0 | 0 | 0
NSR KU Brown Unit 3 - SO2 Cap Annual v3.1 | 792 | 7383 | Rate Constraint in MTons | FALSE | L | Annual | Allowances Banked | Thousand Tons | 0 | 0 | 0 | 0 | 0 | 0 | 0
NSR KU Brown Unit 3 - SO2 Cap Annual v3.1 | 792 | 7383 | Rate Constraint in MTons | FALSE | L | Annual | Allowances Withdrawn (1:1) | Thousand Tons | 0 | 0 | 0 | 0 | 0 | 0 | 0
NSR KU Brown Unit 3 - SO2 Cap Annual v3.1 | 792 | 7383 | Rate Constraint in MTons | FALSE | L | Annual | Allowances Withdrawn (n:1) | Thousand Tons | 0 | 0 | 0 | 0 | 0 | 0 | 0
NSR KU Brown Unit 3 - SO2 Cap Annual v3.1 | 792 | 7383 | Rate Constraint in MTons | FALSE | L | Annual | Net Emissions Allowance Position | Thousand Tons | 0 | 0 | 0 | 0 | 0 | 0 | 0
NSR KU Brown Unit 3 - SO2 Cap Annual v3.1 | 792 | 7383 | Rate Constraint in MTons | FALSE | L | Annual | Fuel Consumed | TBtu | 0 | 0 | 0 | 0 | 0 | 0 | 0
NSR KU Brown Unit 3 - SO2 Cap Annual v3.1 | 792 | 7383 | Rate Constraint in MTons | FALSE | L | Annual | Rate | lb/MMBtu | 0 | 0 | 0 | 0 | 0 | 0 | 0
NSR KU Brown Unit 3 - SO2 Cap Annual v3.1 | 792 | 7383 | Rate Constraint in MTons | FALSE | L | Annual | Generation | TWh | 0 | 0 | 0 | 0 | 0 | 0 | 0
NSR KU Brown Unit 3 - SO2 Cap Annual v3.1 | 792 | 7383 | Rate Constraint in MTons | FALSE | L | Annual | Qualifying Generation | TWh | 0 | 0 | 0 | 0 | 0 | 0 | 0
NSR KU Brown Unit 3 - SO2 Cap Annual v3.1 | 792 | 7383 | Rate Constraint in MTons | FALSE | L | Annual | Rate | lb/MWh | 0 | 0 | 0 | 0 | 0 | 0 | 0
NSR KU Brown Unit 3 - SO2 Cap Annual v3.1 | 792 | 7383 | Rate Constraint in MTons | FALSE | L | Annual | Constraint Shadow Price | US2022$/Ton | 0 | 0 | 0 | 0 | 0 | 0 | 0
NSR KU Brown Unit 3 - SO2 Rate Annual v3.1 | 793 | 7384 | Rate Constraint in lbs/MMBtu | FALSE | L | Annual | Seasons Included | Seasons | Winter, Spring, Summer, Fall | Winter, Spring, Summer, Fall | Winter, Spring, Summer, Fall | Winter, Spring, Summer, Fall | Winter, Spring, Summer, Fall | Winter, Spring, Summer, Fall | Winter, Spring, Summer, Fall
NSR KU Brown Unit 3 - SO2 Rate Annual v3.1 | 793 | 7384 | Rate Constraint in lbs/MMBtu | FALSE | L | Annual | Standard SO2 | lb/MMBtu | 0.1 | 0.1 | 0.1 | 0.1 | 0.1 | 0.1 | 0.1
NSR KU Brown Unit 3 - SO2 Rate Annual v3.1 | 793 | 7384 | Rate Constraint in lbs/MMBtu | FALSE | L | Annual | Emissions at Affected Plants SO2 | Thousand Tons | 0 | 0 | 0 | 0 | 0 | 0 | 0
NSR KU Brown Unit 3 - SO2 Rate Annual v3.1 | 793 | 7384 | Rate Constraint in lbs/MMBtu | FALSE | L | Annual | Allowances Purchased SO2 | Thousand Tons | 0 | 0 | 0 | 0 | 0 | 0 | 0
NSR KU Brown Unit 3 - SO2 Rate Annual v3.1 | 793 | 7384 | Rate Constraint in lbs/MMBtu | FALSE | L | Annual | Allowances Sold SO2 | Thousand Tons | 0 | 0 | 0 | 0 | 0 | 0 | 0
NSR KU Brown Unit 3 - SO2 Rate Annual v3.1 | 793 | 7384 | Rate Constraint in lbs/MMBtu | FALSE | L | Annual | Allowances Banked | Thousand Tons | 0 | 0 | 0 | 0 | 0 | 0 | 0
NSR KU Brown Unit 3 - SO2 Rate Annual v3.1 | 793 | 7384 | Rate Constraint in lbs/MMBtu | FALSE | L | Annual | Allowances Withdrawn (1:1) | Thousand Tons | 0 | 0 | 0 | 0 | 0 | 0 | 0
NSR KU Brown Unit 3 - SO2 Rate Annual v3.1 | 793 | 7384 | Rate Constraint in lbs/MMBtu | FALSE | L | Annual | Allowances Withdrawn (n:1) | Thousand Tons | 0 | 0 | 0 | 0 | 0 | 0 | 0
NSR KU Brown Unit 3 - SO2 Rate Annual v3.1 | 793 | 7384 | Rate Constraint in lbs/MMBtu | FALSE | L | Annual | Net Emissions Allowance Position | Thousand Tons | 0 | 0 | 0 | 0 | 0 | 0 | 0
NSR KU Brown Unit 3 - SO2 Rate Annual v3.1 | 793 | 7384 | Rate Constraint in lbs/MMBtu | FALSE | L | Annual | Fuel Consumed | TBtu | 0 | 0 | 0 | 0 | 0 | 0 | 0
NSR KU Brown Unit 3 - SO2 Rate Annual v3.1 | 793 | 7384 | Rate Constraint in lbs/MMBtu | FALSE | L | Annual | Rate | lb/MMBtu | 0 | 0 | 0 | 0 | 0 | 0 | 0
NSR KU Brown Unit 3 - SO2 Rate Annual v3.1 | 793 | 7384 | Rate Constraint in lbs/MMBtu | FALSE | L | Annual | Generation | TWh | 0 | 0 | 0 | 0 | 0 | 0 | 0
NSR KU Brown Unit 3 - SO2 Rate Annual v3.1 | 793 | 7384 | Rate Constraint in lbs/MMBtu | FALSE | L | Annual | Qualifying Generation | TWh | 0 | 0 | 0 | 0 | 0 | 0 | 0
NSR KU Brown Unit 3 - SO2 Rate Annual v3.1 | 793 | 7384 | Rate Constraint in lbs/MMBtu | FALSE | L | Annual | Rate | lb/MWh | 0 | 0 | 0 | 0 | 0 | 0 | 0
NSR KU Brown Unit 3 - SO2 Rate Annual v3.1 | 793 | 7384 | Rate Constraint in lbs/MMBtu | FALSE | L | Annual | Constraint Shadow Price | US2022$/Ton | 0 | 0 | 0 | 0 | 0 | 0 | 0
NSR Laskin 1,2 - NOX Rate Annual v5.14 | 794 | 7491 | Rate Constraint in lbs/MMBtu | FALSE | L | Annual | Seasons Included | Seasons | Winter, Spring, Summer, Fall | Winter, Spring, Summer, Fall | Winter, Spring, Summer, Fall | Winter, Spring, Summer, Fall | Winter, Spring, Summer, Fall | Winter, Spring, Summer, Fall | Winter, Spring, Summer, Fall
NSR Laskin 1,2 - NOX Rate Annual v5.14 | 794 | 7491 | Rate Constraint in lbs/MMBtu | FALSE | L | Annual | Standard NOX | lb/MMBtu | 0.19 | 0.19 | 0.19 | 0.19 | 0.19 | 0.19 | 0.19
NSR Laskin 1,2 - NOX Rate Annual v5.14 | 794 | 7491 | Rate Constraint in lbs/MMBtu | FALSE | L | Annual | Emissions at Affected Plants NOX | Thousand Tons | 0 | 0 | 0 | 0 | 0 | 0 | 0
NSR Laskin 1,2 - NOX Rate Annual v5.14 | 794 | 7491 | Rate Constraint in lbs/MMBtu | FALSE | L | Annual | Allowances Purchased NOX | Thousand Tons | 0 | 0 | 0 | 0 | 0 | 0 | 0
NSR Laskin 1,2 - NOX Rate Annual v5.14 | 794 | 7491 | Rate Constraint in lbs/MMBtu | FALSE | L | Annual | Allowances Sold NOX | Thousand Tons | 0 | 0 | 0 | 0 | 0 | 0 | 0
NSR Laskin 1,2 - NOX Rate Annual v5.14 | 794 | 7491 | Rate Constraint in lbs/MMBtu | FALSE | L | Annual | Allowances Banked | Thousand Tons | 0 | 0 | 0 | 0 | 0 | 0 | 0
NSR Laskin 1,2 - NOX Rate Annual v5.14 | 794 | 7491 | Rate Constraint in lbs/MMBtu | FALSE | L | Annual | Allowances Withdrawn (1:1) | Thousand Tons | 0 | 0 | 0 | 0 | 0 | 0 | 0
NSR Laskin 1,2 - NOX Rate Annual v5.14 | 794 | 7491 | Rate Constraint in lbs/MMBtu | FALSE | L | Annual | Allowances Withdrawn (n:1) | Thousand Tons | 0 | 0 | 0 | 0 | 0 | 0 | 0
NSR Laskin 1,2 - NOX Rate Annual v5.14 | 794 | 7491 | Rate Constraint in lbs/MMBtu | FALSE | L | Annual | Net Emissions Allowance Position | Thousand Tons | 0 | 0 | 0 | 0 | 0 | 0 | 0
NSR Laskin 1,2 - NOX Rate Annual v5.14 | 794 | 7491 | Rate Constraint in lbs/MMBtu | FALSE | L | Annual | Fuel Consumed | TBtu | 0 | 0 | 0 | 0 | 0 | 0 | 0
NSR Laskin 1,2 - NOX Rate Annual v5.14 | 794 | 7491 | Rate Constraint in lbs/MMBtu | FALSE | L | Annual | Rate | lb/MMBtu | 0 | 0 | 0 | 0 | 0 | 0 | 0
NSR Laskin 1,2 - NOX Rate Annual v5.14 | 794 | 7491 | Rate Constraint in lbs/MMBtu | FALSE | L | Annual | Generation | TWh | 0 | 0 | 0 | 0 | 0 | 0 | 0
NSR Laskin 1,2 - NOX Rate Annual v5.14 | 794 | 7491 | Rate Constraint in lbs/MMBtu | FALSE | L | Annual | Qualifying Generation | TWh | 0 | 0 | 0 | 0 | 0 | 0 | 0
NSR Laskin 1,2 - NOX Rate Annual v5.14 | 794 | 7491 | Rate Constraint in lbs/MMBtu | FALSE | L | Annual | Rate | lb/MWh | 0 | 0 | 0 | 0 | 0 | 0 | 0
NSR Laskin 1,2 - NOX Rate Annual v5.14 | 794 | 7491 | Rate Constraint in lbs/MMBtu | FALSE | L | Annual | Constraint Shadow Price | US2022$/Ton | 0 | 0 | 0 | 0 | 0 | 0 | 0
NSR Laskin 1,2 - SO2 Rate Annual v5.14 | 795 | 7490 | Rate Constraint in lbs/MMBtu | FALSE | L | Annual | Seasons Included | Seasons | Winter, Spring, Summer, Fall | Winter, Spring, Summer, Fall | Winter, Spring, Summer, Fall | Winter, Spring, Summer, Fall | Winter, Spring, Summer, Fall | Winter, Spring, Summer, Fall | Winter, Spring, Summer, Fall
NSR Laskin 1,2 - SO2 Rate Annual v5.14 | 795 | 7490 | Rate Constraint in lbs/MMBtu | FALSE | L | Annual | Standard SO2 | lb/MMBtu | 0.2 | 0.2 | 0.2 | 0.2 | 0.2 | 0.2 | 0.2
NSR Laskin 1,2 - SO2 Rate Annual v5.14 | 795 | 7490 | Rate Constraint in lbs/MMBtu | FALSE | L | Annual | Emissions at Affected Plants SO2 | Thousand Tons | 0 | 0 | 0 | 0 | 0 | 0 | 0
NSR Laskin 1,2 - SO2 Rate Annual v5.14 | 795 | 7490 | Rate Constraint in lbs/MMBtu | FALSE | L | Annual | Allowances Purchased SO2 | Thousand Tons | 0 | 0 | 0 | 0 | 0 | 0 | 0
NSR Laskin 1,2 - SO2 Rate Annual v5.14 | 795 | 7490 | Rate Constraint in lbs/MMBtu | FALSE | L | Annual | Allowances Sold SO2 | Thousand Tons | 0 | 0 | 0 | 0 | 0 | 0 | 0
NSR Laskin 1,2 - SO2 Rate Annual v5.14 | 795 | 7490 | Rate Constraint in lbs/MMBtu | FALSE | L | Annual | Allowances Banked | Thousand Tons | 0 | 0 | 0 | 0 | 0 | 0 | 0
NSR Laskin 1,2 - SO2 Rate Annual v5.14 | 795 | 7490 | Rate Constraint in lbs/MMBtu | FALSE | L | Annual | Allowances Withdrawn (1:1) | Thousand Tons | 0 | 0 | 0 | 0 | 0 | 0 | 0
NSR Laskin 1,2 - SO2 Rate Annual v5.14 | 795 | 7490 | Rate Constraint in lbs/MMBtu | FALSE | L | Annual | Allowances Withdrawn (n:1) | Thousand Tons | 0 | 0 | 0 | 0 | 0 | 0 | 0
NSR Laskin 1,2 - SO2 Rate Annual v5.14 | 795 | 7490 | Rate Constraint in lbs/MMBtu | FALSE | L | Annual | Net Emissions Allowance Position | Thousand Tons | 0 | 0 | 0 | 0 | 0 | 0 | 0
NSR Laskin 1,2 - SO2 Rate Annual v5.14 | 795 | 7490 | Rate Constraint in lbs/MMBtu | FALSE | L | Annual | Fuel Consumed | TBtu | 0 | 0 | 0 | 0 | 0 | 0 | 0
NSR Laskin 1,2 - SO2 Rate Annual v5.14 | 795 | 7490 | Rate Constraint in lbs/MMBtu | FALSE | L | Annual | Rate | lb/MMBtu | 0 | 0 | 0 | 0 | 0 | 0 | 0
NSR Laskin 1,2 - SO2 Rate Annual v5.14 | 795 | 7490 | Rate Constraint in lbs/MMBtu | FALSE | L | Annual | Generation | TWh | 0 | 0 | 0 | 0 | 0 | 0 | 0
NSR Laskin 1,2 - SO2 Rate Annual v5.14 | 795 | 7490 | Rate Constraint in lbs/MMBtu | FALSE | L | Annual | Qualifying Generation | TWh | 0 | 0 | 0 | 0 | 0 | 0 | 0
NSR Laskin 1,2 - SO2 Rate Annual v5.14 | 795 | 7490 | Rate Constraint in lbs/MMBtu | FALSE | L | Annual | Rate | lb/MWh | 0 | 0 | 0 | 0 | 0 | 0 | 0
NSR Laskin 1,2 - SO2 Rate Annual v5.14 | 795 | 7490 | Rate Constraint in lbs/MMBtu | FALSE | L | Annual | Constraint Shadow Price | US2022$/Ton | 0 | 0 | 0 | 0 | 0 | 0 | 0
NSR Milton Young 1 - NOX Rate Annual v3.1 | 796 | 7423 | Rate Constraint in lbs/MMBtu | FALSE | L | Annual | Seasons Included | Seasons | Winter, Spring, Summer, Fall | Winter, Spring, Summer, Fall | Winter, Spring, Summer, Fall | Winter, Spring, Summer, Fall | Winter, Spring, Summer, Fall | Winter, Spring, Summer, Fall | Winter, Spring, Summer, Fall
NSR Milton Young 1 - NOX Rate Annual v3.1 | 796 | 7423 | Rate Constraint in lbs/MMBtu | FALSE | L | Annual | Standard NOX | lb/MMBtu | 0.36 | 0.36 | 0.36 | 0.36 | 0.36 | 0.36 | 0.36
NSR Milton Young 1 - NOX Rate Annual v3.1 | 796 | 7423 | Rate Constraint in lbs/MMBtu | FALSE | L | Annual | Emissions at Affected Plants NOX | Thousand Tons | 2.3187 | 2.54 | 0.49218 | 0.49218 | 0 | 0 | 0
NSR Milton Young 1 - NOX Rate Annual v3.1 | 796 | 7423 | Rate Constraint in lbs/MMBtu | FALSE | L | Annual | Allowances Purchased NOX | Thousand Tons | 0 | 0 | 0 | 0 | 0 | 0 | 0
NSR Milton Young 1 - NOX Rate Annual v3.1 | 796 | 7423 | Rate Constraint in lbs/MMBtu | FALSE | L | Annual | Allowances Sold NOX | Thousand Tons | 0 | 0 | 0 | 0 | 0 | 0 | 0
NSR Milton Young 1 - NOX Rate Annual v3.1 | 796 | 7423 | Rate Constraint in lbs/MMBtu | FALSE | L | Annual | Allowances Banked | Thousand Tons | 0 | 0 | 0 | 0 | 0 | 0 | 0
NSR Milton Young 1 - NOX Rate Annual v3.1 | 796 | 7423 | Rate Constraint in lbs/MMBtu | FALSE | L | Annual | Allowances Withdrawn (1:1) | Thousand Tons | 0 | 0 | 0 | 0 | 0 | 0 | 0
NSR Milton Young 1 - NOX Rate Annual v3.1 | 796 | 7423 | Rate Constraint in lbs/MMBtu | FALSE | L | Annual | Allowances Withdrawn (n:1) | Thousand Tons | 0 | 0 | 0 | 0 | 0 | 0 | 0
NSR Milton Young 1 - NOX Rate Annual v3.1 | 796 | 7423 | Rate Constraint in lbs/MMBtu | FALSE | L | Annual | Net Emissions Allowance Position | Thousand Tons | 2.3187 | 2.54 | 0.49218 | 0.49218 | 0 | 0 | 0
NSR Milton Young 1 - NOX Rate Annual v3.1 | 796 | 7423 | Rate Constraint in lbs/MMBtu | FALSE | L | Annual | Fuel Consumed | TBtu | 17.3536 | 19.0101 | 19.6873 | 19.6873 | 0 | 0 | 0
NSR Milton Young 1 - NOX Rate Annual v3.1 | 796 | 7423 | Rate Constraint in lbs/MMBtu | FALSE | L | Annual | Rate | lb/MMBtu | 0.26723 | 0.26723 | 0.05 | 0.05 | 0 | 0 | 0
NSR Milton Young 1 - NOX Rate Annual v3.1 | 796 | 7423 | Rate Constraint in lbs/MMBtu | FALSE | L | Annual | Generation | TWh | 1.492 | 1.6344 | 1.0581 | 1.0581 | 0 | 0 | 0
NSR Milton Young 1 - NOX Rate Annual v3.1 | 796 | 7423 | Rate Constraint in lbs/MMBtu | FALSE | L | Annual | Qualifying Generation | TWh | 1.492 | 1.6344 | 1.0581 | 1.0581 | 0 | 0 | 0
NSR Milton Young 1 - NOX Rate Annual v3.1 | 796 | 7423 | Rate Constraint in lbs/MMBtu | FALSE | L | Annual | Rate | lb/MWh | 3.1082 | 3.1082 | 0.93033 | 0.93033 | 0 | 0 | 0
NSR Milton Young 1 - NOX Rate Annual v3.1 | 796 | 7423 | Rate Constraint in lbs/MMBtu | FALSE | L | Annual | Constraint Shadow Price | US2022$/Ton | 0 | 0 | 0 | 0 | 0 | 0 | 0
NSR Milton Young 2 - NOX Rate Annual v3.1 | 797 | 7974 | Rate Constraint in lbs/MMBtu | FALSE | L | Annual | Seasons Included | Seasons | Winter, Spring, Summer, Fall | Winter, Spring, Summer, Fall | Winter, Spring, Summer, Fall | Winter, Spring, Summer, Fall | Winter, Spring, Summer, Fall | Winter, Spring, Summer, Fall | Winter, Spring, Summer, Fall
NSR Milton Young 2 - NOX Rate Annual v3.1 | 797 | 7974 | Rate Constraint in lbs/MMBtu | FALSE | L | Annual | Standard NOX | lb/MMBtu | 0.35 | 0.35 | 0.35 | 0.35 | 0.35 | 0.35 | 0.35
NSR Milton Young 2 - NOX Rate Annual v3.1 | 797 | 7974 | Rate Constraint in lbs/MMBtu | FALSE | L | Annual | Emissions at Affected Plants NOX | Thousand Tons | 4.2291 | 3.9972 | 0.90914 | 0.90914 | 0 | 0 | 0
NSR Milton Young 2 - NOX Rate Annual v3.1 | 797 | 7974 | Rate Constraint in lbs/MMBtu | FALSE | L | Annual | Allowances Purchased NOX | Thousand Tons | 0 | 0 | 0 | 0 | 0 | 0 | 0
NSR Milton Young 2 - NOX Rate Annual v3.1 | 797 | 7974 | Rate Constraint in lbs/MMBtu | FALSE | L | Annual | Allowances Sold NOX | Thousand Tons | 0 | 0 | 0 | 0 | 0 | 0 | 0
NSR Milton Young 2 - NOX Rate Annual v3.1 | 797 | 7974 | Rate Constraint in lbs/MMBtu | FALSE | L | Annual | Allowances Banked | Thousand Tons | 0 | 0 | 0 | 0 | 0 | 0 | 0
NSR Milton Young 2 - NOX Rate Annual v3.1 | 797 | 7974 | Rate Constraint in lbs/MMBtu | FALSE | L | Annual | Allowances Withdrawn (1:1) | Thousand Tons | 0 | 0 | 0 | 0 | 0 | 0 | 0
NSR Milton Young 2 - NOX Rate Annual v3.1 | 797 | 7974 | Rate Constraint in lbs/MMBtu | FALSE | L | Annual | Allowances Withdrawn (n:1) | Thousand Tons | 0 | 0 | 0 | 0 | 0 | 0 | 0
NSR Milton Young 2 - NOX Rate Annual v3.1 | 797 | 7974 | Rate Constraint in lbs/MMBtu | FALSE | L | Annual | Net Emissions Allowance Position | Thousand Tons | 4.2291 | 3.9972 | 0.90914 | 0.90914 | 0 | 0 | 0
NSR Milton Young 2 - NOX Rate Annual v3.1 | 797 | 7974 | Rate Constraint in lbs/MMBtu | FALSE | L | Annual | Fuel Consumed | TBtu | 29.8317 | 35.8759 | 36.3656 | 36.3656 | 0 | 0 | 0
NSR Milton Young 2 - NOX Rate Annual v3.1 | 797 | 7974 | Rate Constraint in lbs/MMBtu | FALSE | L | Annual | Rate | lb/MMBtu | 0.28353 | 0.22284 | 0.05 | 0.05 | 0 | 0 | 0
NSR Milton Young 2 - NOX Rate Annual v3.1 | 797 | 7974 | Rate Constraint in lbs/MMBtu | FALSE | L | Annual | Generation | TWh | 2.6189 | 2.8488 | 2.0196 | 2.0196 | 0 | 0 | 0
NSR Milton Young 2 - NOX Rate Annual v3.1 | 797 | 7974 | Rate Constraint in lbs/MMBtu | FALSE | L | Annual | Qualifying Generation | TWh | 2.6189 | 2.8488 | 2.0196 | 2.0196 | 0 | 0 | 0
NSR Milton Young 2 - NOX Rate Annual v3.1 | 797 | 7974 | Rate Constraint in lbs/MMBtu | FALSE | L | Annual | Rate | lb/MWh | 3.2297 | 2.8063 | 0.9003 | 0.9003 | 0 | 0 | 0
NSR Milton Young 2 - NOX Rate Annual v3.1 | 797 | 7974 | Rate Constraint in lbs/MMBtu | FALSE | L | Annual | Constraint Shadow Price | US2022$/Ton | 0 | 0 | 0 | 0 | 0 | 0 | 0
NSR Minnkota Power - SO2 Cap Annual v3.1 | 798 | 7385 | Rate Constraint in MTons | FALSE | L | Annual | Seasons Included | Seasons | Winter, Spring, Summer, Fall | Winter, Spring, Summer, Fall | Winter, Spring, Summer, Fall | Winter, Spring, Summer, Fall | Winter, Spring, Summer, Fall | Winter, Spring, Summer, Fall | Winter, Spring, Summer, Fall
NSR Minnkota Power - SO2 Cap Annual v3.1 | 798 | 7385 | Rate Constraint in MTons | FALSE | L | Annual | Standard SO2 | Thousand Tons | 8.5 | 8.5 | 8.5 | 8.5 | 8.5 | 8.5 | 8.5
NSR Minnkota Power - SO2 Cap Annual v3.1 | 798 | 7385 | Rate Constraint in MTons | FALSE | L | Annual | Emissions at Affected Plants SO2 | Thousand Tons | 1.6998 | 1.98 | 2.0214 | 2.0214 | 0 | 0 | 0
NSR Minnkota Power - SO2 Cap Annual v3.1 | 798 | 7385 | Rate Constraint in MTons | FALSE | L | Annual | Allowances Purchased SO2 | Thousand Tons | 0 | 0 | 0 | 0 | 0 | 0 | 0
NSR Minnkota Power - SO2 Cap Annual v3.1 | 798 | 7385 | Rate Constraint in MTons | FALSE | L | Annual | Allowances Sold SO2 | Thousand Tons | 0 | 0 | 0 | 0 | 0 | 0 | 0
NSR Minnkota Power - SO2 Cap Annual v3.1 | 798 | 7385 | Rate Constraint in MTons | FALSE | L | Annual | Allowances Banked | Thousand Tons | 0 | 0 | 0 | 0 | 0 | 0 | 0
NSR Minnkota Power - SO2 Cap Annual v3.1 | 798 | 7385 | Rate Constraint in MTons | FALSE | L | Annual | Allowances Withdrawn (1:1) | Thousand Tons | 0 | 0 | 0 | 0 | 0 | 0 | 0
NSR Minnkota Power - SO2 Cap Annual v3.1 | 798 | 7385 | Rate Constraint in MTons | FALSE | L | Annual | Allowances Withdrawn (n:1) | Thousand Tons | 0 | 0 | 0 | 0 | 0 | 0 | 0
NSR Minnkota Power - SO2 Cap Annual v3.1 | 798 | 7385 | Rate Constraint in MTons | FALSE | L | Annual | Net Emissions Allowance Position | Thousand Tons | 1.6998 | 1.98 | 2.0214 | 2.0214 | 0 | 0 | 0
NSR Minnkota Power - SO2 Cap Annual v3.1 | 798 | 7385 | Rate Constraint in MTons | FALSE | L | Annual | Fuel Consumed | TBtu | 47.1853 | 54.886 | 56.0529 | 56.0529 | 0 | 0 | 0
NSR Minnkota Power - SO2 Cap Annual v3.1 | 798 | 7385 | Rate Constraint in MTons | FALSE | L | Annual | Rate | lb/MMBtu | 0.072046 | 0.072148 | 0.072125 | 0.072125 | 0 | 0 | 0
NSR Minnkota Power - SO2 Cap Annual v3.1 | 798 | 7385 | Rate Constraint in MTons | FALSE | L | Annual | Generation | TWh | 4.1109 | 4.4832 | 3.0777 | 3.0777 | 0 | 0 | 0
NSR Minnkota Power - SO2 Cap Annual v3.1 | 798 | 7385 | Rate Constraint in MTons | FALSE | L | Annual | Qualifying Generation | TWh | 4.1109 | 4.4832 | 3.0777 | 3.0777 | 0 | 0 | 0
NSR Minnkota Power - SO2 Cap Annual v3.1 | 798 | 7385 | Rate Constraint in MTons | FALSE | L | Annual | Rate | lb/MWh | 0.82695 | 0.88328 | 1.3136 | 1.3136 | 0 | 0 | 0
NSR Minnkota Power - SO2 Cap Annual v3.1 | 798 | 7385 | Rate Constraint in MTons | FALSE | L | Annual | Constraint Shadow Price | US2022$/Ton | 0 | 0 | 0 | 0 | 0 | 0 | 0
NSR Mt Storm 1-3 - NOX Rate Annual v3.1, Unit 4722 and retrofits | 799 | 7430 | Rate Constraint in lbs/MMBtu | FALSE | L | Annual | Seasons Included | Seasons | Winter, Spring, Summer, Fall | Winter, Spring, Summer, Fall | Winter, Spring, Summer, Fall | Winter, Spring, Summer, Fall | Winter, Spring, Summer, Fall | Winter, Spring, Summer, Fall | Winter, Spring, Summer, Fall
NSR Mt Storm 1-3 - NOX Rate Annual v3.1, Unit 4722 and retrofits | 799 | 7430 | Rate Constraint in lbs/MMBtu | FALSE | L | Annual | Standard NOX | lb/MMBtu | 0.11 | 0.11 | 0.11 | 0.11 | 0.11 | 0.11 | 0.11
NSR Mt Storm 1-3 - NOX Rate Annual v3.1, Unit 4722 and retrofits | 799 | 7430 | Rate Constraint in lbs/MMBtu | FALSE | L | Annual | Emissions at Affected Plants NOX | Thousand Tons | 0.46787 | 0.97898 | 1.422 | 1.422 | 0 | 0 | 0
NSR Mt Storm 1-3 - NOX Rate Annual v3.1, Unit 4722 and retrofits | 799 | 7430 | Rate Constraint in lbs/MMBtu | FALSE | L | Annual | Allowances Purchased NOX | Thousand Tons | 0 | 0 | 0 | 0 | 0 | 0 | 0
NSR Mt Storm 1-3 - NOX Rate Annual v3.1, Unit 4722 and retrofits | 799 | 7430 | Rate Constraint in lbs/MMBtu | FALSE | L | Annual | Allowances Sold NOX | Thousand Tons | 0 | 0 | 0 | 0 | 0 | 0 | 0
NSR Mt Storm 1-3 - NOX Rate Annual v3.1, Unit 4722 and retrofits | 799 | 7430 | Rate Constraint in lbs/MMBtu | FALSE | L | Annual | Allowances Banked | Thousand Tons | 0 | 0 | 0 | 0 | 0 | 0 | 0
NSR Mt Storm 1-3 - NOX Rate Annual v3.1, Unit 4722 and retrofits | 799 | 7430 | Rate Constraint in lbs/MMBtu | FALSE | L | Annual | Allowances Withdrawn (1:1) | Thousand Tons | 0 | 0 | 0 | 0 | 0 | 0 | 0
NSR Mt Storm 1-3 - NOX Rate Annual v3.1, Unit 4722 and retrofits | 799 | 7430 | Rate Constraint in lbs/MMBtu | FALSE | L | Annual | Allowances Withdrawn (n:1) | Thousand Tons | 0 | 0 | 0 | 0 | 0 | 0 | 0
NSR Mt Storm 1-3 - NOX Rate Annual v3.1, Unit 4722 and retrofits | 799 | 7430 | Rate Constraint in lbs/MMBtu | FALSE | L | Annual | Net Emissions Allowance Position | Thousand Tons | 0.46787 | 0.97898 | 1.422 | 1.422 | 0 | 0 | 0
NSR Mt Storm 1-3 - NOX Rate Annual v3.1, Unit 4722 and retrofits | 799 | 7430 | Rate Constraint in lbs/MMBtu | FALSE | L | Annual | Fuel Consumed | TBtu | 12.6435 | 26.4553 | 38.4278 | 38.4278 | 0 | 0 | 0
NSR Mt Storm 1-3 - NOX Rate Annual v3.1, Unit 4722 and retrofits | 799 | 7430 | Rate Constraint in lbs/MMBtu | FALSE | L | Annual | Rate | lb/MMBtu | 0.07401 | 0.07401 | 0.07401 | 0.07401 | 0 | 0 | 0
NSR Mt Storm 1-3 - NOX Rate Annual v3.1, Unit 4722 and retrofits | 799 | 7430 | Rate Constraint in lbs/MMBtu | FALSE | L | Annual | Generation | TWh | 1.2526 | 2.6209 | 2.6209 | 2.6209 | 0 | 0 | 0
NSR Mt Storm 1-3 - NOX Rate Annual v3.1, Unit 4722 and retrofits | 799 | 7430 | Rate Constraint in lbs/MMBtu | FALSE | L | Annual | Qualifying Generation | TWh | 1.2526 | 2.6209 | 2.6209 | 2.6209 | 0 | 0 | 0
NSR Mt Storm 1-3 - NOX Rate Annual v3.1, Unit 4722 and retrofits | 799 | 7430 | Rate Constraint in lbs/MMBtu | FALSE | L | Annual | Rate | lb/MWh | 0.74706 | 0.74706 | 1.0851 | 1.0851 | 0 | 0 | 0
NSR Mt Storm 1-3 - NOX Rate Annual v3.1, Unit 4722 and retrofits | 799 | 7430 | Rate Constraint in lbs/MMBtu | FALSE | L | Annual | Constraint Shadow Price | US2022$/Ton | 0 | 0 | 0 | 0 | 0 | 0 | 0
NSR Mt Storm 1-3 - NOX Rate Annual v3.1, Unit 4723 and retrofits | 800 | 7430 | Rate Constraint in lbs/MMBtu | FALSE | L | Annual | Seasons Included | Seasons | Winter, Spring, Summer, Fall | Winter, Spring, Summer, Fall | Winter, Spring, Summer, Fall | Winter, Spring, Summer, Fall | Winter, Spring, Summer, Fall | Winter, Spring, Summer, Fall | Winter, Spring, Summer, Fall
NSR Mt Storm 1-3 - NOX Rate Annual v3.1, Unit 4723 and retrofits | 800 | 7430 | Rate Constraint in lbs/MMBtu | FALSE | L | Annual | Standard NOX | lb/MMBtu | 0.11 | 0.11 | 0.11 | 0.11 | 0.11 | 0.11 | 0.11
NSR Mt Storm 1-3 - NOX Rate Annual v3.1, Unit 4723 and retrofits | 800 | 7430 | Rate Constraint in lbs/MMBtu | FALSE | L | Annual | Emissions at Affected Plants NOX | Thousand Tons | 0.55031 | 1.0244 | 1.5019 | 1.5019 | 0 | 0 | 0
NSR Mt Storm 1-3 - NOX Rate Annual v3.1, Unit 4723 and retrofits | 800 | 7430 | Rate Constraint in lbs/MMBtu | FALSE | L | Annual | Allowances Purchased NOX | Thousand Tons | 0 | 0 | 0 | 0 | 0 | 0 | 0
NSR Mt Storm 1-3 - NOX Rate Annual v3.1, Unit 4723 and retrofits | 800 | 7430 | Rate Constraint in lbs/MMBtu | FALSE | L | Annual | Allowances Sold NOX | Thousand Tons | 0 | 0 | 0 | 0 | 0 | 0 | 0
NSR Mt Storm 1-3 - NOX Rate Annual v3.1, Unit 4723 and retrofits | 800 | 7430 | Rate Constraint in lbs/MMBtu | FALSE | L | Annual | Allowances Banked | Thousand Tons | 0 | 0 | 0 | 0 | 0 | 0 | 0
NSR Mt Storm 1-3 - NOX Rate Annual v3.1, Unit 4723 and retrofits | 800 | 7430 | Rate Constraint in lbs/MMBtu | FALSE | L | Annual | Allowances Withdrawn (1:1) | Thousand Tons | 0 | 0 | 0 | 0 | 0 | 0 | 0
NSR Mt Storm 1-3 - NOX Rate Annual v3.1, Unit 4723 and retrofits | 800 | 7430 | Rate Constraint in lbs/MMBtu | FALSE | L | Annual | Allowances Withdrawn (n:1) | Thousand Tons | 0 | 0 | 0 | 0 | 0 | 0 | 0
NSR Mt Storm 1-3 - NOX Rate Annual v3.1, Unit 4723 and retrofits | 800 | 7430 | Rate Constraint in lbs/MMBtu | FALSE | L | Annual | Net Emissions Allowance Position | Thousand Tons | 0.55031 | 1.0244 | 1.5019 | 1.5019 | 0 | 0 | 0
NSR Mt Storm 1-3 - NOX Rate Annual v3.1, Unit 4723 and retrofits | 800 | 7430 | Rate Constraint in lbs/MMBtu | FALSE | L | Annual | Fuel Consumed | TBtu | 14.0708 | 26.1928 | 38.4018 | 38.4018 | 0 | 0 | 0
NSR Mt Storm 1-3 - NOX Rate Annual v3.1, Unit 4723 and retrofits | 800 | 7430 | Rate Constraint in lbs/MMBtu | FALSE | L | Annual | Rate | lb/MMBtu | 0.07822 | 0.07822 | 0.07822 | 0.07822 | 0 | 0 | 0
NSR Mt Storm 1-3 - NOX Rate Annual v3.1, Unit 4723 and retrofits | 800 | 7430 | Rate Constraint in lbs/MMBtu | FALSE | L | Annual | Generation | TWh | 1.3974 | 2.6013 | 2.6287 | 2.6287 | 0 | 0 | 0
NSR Mt Storm 1-3 - NOX Rate Annual v3.1, Unit 4723 and retrofits | 800 | 7430 | Rate Constraint in lbs/MMBtu | FALSE | L | Annual | Qualifying Generation | TWh | 1.3974 | 2.6013 | 2.6287 | 2.6287 | 0 | 0 | 0
NSR Mt Storm 1-3 - NOX Rate Annual v3.1, Unit 4723 and retrofits | 800 | 7430 | Rate Constraint in lbs/MMBtu | FALSE | L | Annual | Rate | lb/MWh | 0.7876 | 0.7876 | 1.1427 | 1.1427 | 0 | 0 | 0
NSR Mt Storm 1-3 - NOX Rate Annual v3.1, Unit 4723 and retrofits | 800 | 7430 | Rate Constraint in lbs/MMBtu | FALSE | L | Annual | Constraint Shadow Price | US2022$/Ton | 0 | 0 | 0 | 0 | 0 | 0 | 0
NSR Mt Storm 1-3 - NOX Rate Annual v3.1, Unit 4724 and retrofits | 801 | 7430 | Rate Constraint in lbs/MMBtu | FALSE | L | Annual | Seasons Included | Seasons | Winter, Spring, Summer, Fall | Winter, Spring, Summer, Fall | Winter, Spring, Summer, Fall | Winter, Spring, Summer, Fall | Winter, Spring, Summer, Fall | Winter, Spring, Summer, Fall | Winter, Spring, Summer, Fall
NSR Mt Storm 1-3 - NOX Rate Annual v3.1, Unit 4724 and retrofits | 801 | 7430 | Rate Constraint in lbs/MMBtu | FALSE | L | Annual | Standard NOX | lb/MMBtu | 0.11 | 0.11 | 0.11 | 0.11 | 0.11 | 0.11 | 0.11
NSR Mt Storm 1-3 - NOX Rate Annual v3.1, Unit 4724 and retrofits | 801 | 7430 | Rate Constraint in lbs/MMBtu | FALSE | L | Annual | Emissions at Affected Plants NOX | Thousand Tons | 0 | 0 | 0 | 0 | 0 | 0 | 0
NSR Mt Storm 1-3 - NOX Rate Annual v3.1, Unit 4724 and retrofits | 801 | 7430 | Rate Constraint in lbs/MMBtu | FALSE | L | Annual | Allowances Purchased NOX | Thousand Tons | 0 | 0 | 0 | 0 | 0 | 0 | 0
NSR Mt Storm 1-3 - NOX Rate Annual v3.1, Unit 4724 and retrofits | 801 | 7430 | Rate Constraint in lbs/MMBtu | FALSE | L | Annual | Allowances Sold NOX | Thousand Tons | 0 | 0 | 0 | 0 | 0 | 0 | 0
NSR Mt Storm 1-3 - NOX Rate Annual v3.1, Unit 4724 and retrofits | 801 | 7430 | Rate Constraint in lbs/MMBtu | FALSE | L | Annual | Allowances Banked | Thousand Tons | 0 | 0 | 0 | 0 | 0 | 0 | 0
NSR Mt Storm 1-3 - NOX Rate Annual v3.1, Unit 4724 and retrofits | 801 | 7430 | Rate Constraint in lbs/MMBtu | FALSE | L | Annual | Allowances Withdrawn (1:1) | Thousand Tons | 0 | 0 | 0 | 0 | 0 | 0 | 0
NSR Mt Storm 1-3 - NOX Rate Annual v3.1, Unit 4724 and retrofits | 801 | 7430 | Rate Constraint in lbs/MMBtu | FALSE | L | Annual | Allowances Withdrawn (n:1) | Thousand Tons | 0 | 0 | 0 | 0 | 0 | 0 | 0
NSR Mt Storm 1-3 - NOX Rate Annual v3.1, Unit 4724 and retrofits | 801 | 7430 | Rate Constraint in lbs/MMBtu | FALSE | L | Annual | Net Emissions Allowance Position | Thousand Tons | 0 | 0 | 0 | 0 | 0 | 0 | 0
NSR Mt Storm 1-3 - NOX Rate Annual v3.1, Unit 4724 and retrofits | 801 | 7430 | Rate Constraint in lbs/MMBtu | FALSE | L | Annual | Fuel Consumed | TBtu | 0 | 0 | 0 | 0 | 0 | 0 | 0
NSR Mt Storm 1-3 - NOX Rate Annual v3.1, Unit 4724 and retrofits | 801 | 7430 | Rate Constraint in lbs/MMBtu | FALSE | L | Annual | Rate | lb/MMBtu | 0 | 0 | 0 | 0 | 0 | 0 | 0
NSR Mt Storm 1-3 - NOX Rate Annual v3.1, Unit 4724 and retrofits | 801 | 7430 | Rate Constraint in lbs/MMBtu | FALSE | L | Annual | Generation | TWh | 0 | 0 | 0 | 0 | 0 | 0 | 0
NSR Mt Storm 1-3 - NOX Rate Annual v3.1, Unit 4724 and retrofits | 801 | 7430 | Rate Constraint in lbs/MMBtu | FALSE | L | Annual | Qualifying Generation | TWh | 0 | 0 | 0 | 0 | 0 | 0 | 0
NSR Mt Storm 1-3 - NOX Rate Annual v3.1, Unit 4724 and retrofits | 801 | 7430 | Rate Constraint in lbs/MMBtu | FALSE | L | Annual | Rate | lb/MWh | 0 | 0 | 0 | 0 | 0 | 0 | 0
NSR Mt Storm 1-3 - NOX Rate Annual v3.1, Unit 4724 and retrofits | 801 | 7430 | Rate Constraint in lbs/MMBtu | FALSE | L | Annual | Constraint Shadow Price | US2022$/Ton | 0 | 0 | 0 | 0 | 0 | 0 | 0
NSR NV Power Consent - NOX Cap Annual v3.1 | 802 | 7389 | Rate Constraint in MTons | FALSE | L | Annual | Seasons Included | Seasons | Winter, Spring, Summer, Fall | Winter, Spring, Summer, Fall | Winter, Spring, Summer, Fall | Winter, Spring, Summer, Fall | Winter, Spring, Summer, Fall | Winter, Spring, Summer, Fall | Winter, Spring, Summer, Fall
NSR NV Power Consent - NOX Cap Annual v3.1 | 802 | 7389 | Rate Constraint in MTons | FALSE | L | Annual | Standard NOX | Thousand Tons | 0.36 | 0.36 | 0.36 | 0.36 | 0.36 | 0.36 | 0.36
NSR NV Power Consent - NOX Cap Annual v3.1 | 802 | 7389 | Rate Constraint in MTons | FALSE | L | Annual | Emissions at Affected Plants NOX | Thousand Tons | 0.0036371 | 0.0016694 | 0.15614 | 0.10583 | 0.038575 | 0.0036138 | 0.0036138
NSR NV Power Consent - NOX Cap Annual v3.1 | 802 | 7389 | Rate Constraint in MTons | FALSE | L | Annual | Allowances Purchased NOX | Thousand Tons | 0 | 0 | 0 | 0 | 0 | 0 | 0
NSR NV Power Consent - NOX Cap Annual v3.1 | 802 | 7389 | Rate Constraint in MTons | FALSE | L | Annual | Allowances Sold NOX | Thousand Tons | 0 | 0 | 0 | 0 | 0 | 0 | 0
NSR NV Power Consent - NOX Cap Annual v3.1 | 802 | 7389 | Rate Constraint in MTons | FALSE | L | Annual | Allowances Banked | Thousand Tons | 0 | 0 | 0 | 0 | 0 | 0 | 0
NSR NV Power Consent - NOX Cap Annual v3.1 | 802 | 7389 | Rate Constraint in MTons | FALSE | L | Annual | Allowances Withdrawn (1:1) | Thousand Tons | 0 | 0 | 0 | 0 | 0 | 0 | 0
NSR NV Power Consent - NOX Cap Annual v3.1 | 802 | 7389 | Rate Constraint in MTons | FALSE | L | Annual | Allowances Withdrawn (n:1) | Thousand Tons | 0 | 0 | 0 | 0 | 0 | 0 | 0
NSR NV Power Consent - NOX Cap Annual v3.1 | 802 | 7389 | Rate Constraint in MTons | FALSE | L | Annual | Net Emissions Allowance Position | Thousand Tons | 0.0036371 | 0.0016694 | 0.15614 | 0.10583 | 0.038575 | 0.0036138 | 0.0036138
NSR NV Power Consent - NOX Cap Annual v3.1 | 802 | 7389 | Rate Constraint in MTons | FALSE | L | Annual | Fuel Consumed | TBtu | 0.096018 | 0.04407 | 4.1219 | 2.7939 | 1.0183 | 0.0954 | 0.0954
NSR NV Power Consent - NOX Cap Annual v3.1 | 802 | 7389 | Rate Constraint in MTons | FALSE | L | Annual | Rate | lb/MMBtu | 0.07576 | 0.07576 | 0.07576 | 0.07576 | 0.07576 | 0.07576 | 0.07576
NSR NV Power Consent - NOX Cap Annual v3.1 | 802 | 7389 | Rate Constraint in MTons | FALSE | L | Annual | Generation | TWh | 0.010223 | 0.0046923 | 0.43887 | 0.29747 | 0.10843 | 0.010158 | 0.010158
NSR NV Power Consent - NOX Cap Annual v3.1 | 802 | 7389 | Rate Constraint in MTons | FALSE | L | Annual | Qualifying Generation | TWh | 0.010223 | 0.0046923 | 0.43887 | 0.29747 | 0.10843 | 0.010158 | 0.010158
NSR NV Power Consent - NOX Cap Annual v3.1 | 802 | 7389 | Rate Constraint in MTons | FALSE | L | Annual | Rate | lb/MWh | 0.71154 | 0.71154 | 0.71154 | 0.71154 | 0.71154 | 0.71154 | 0.71154
NSR NV Power Consent - NOX Cap Annual v3.1 | 802 | 7389 | Rate Constraint in MTons | FALSE | L | Annual | Constraint Shadow Price | US2022$/Ton | 0 | 0 | 0 | 0 | 0 | 0 | 0
NSR Ottumwa Unit 1 NOX Rate v5.16 | 803 | 7510 | Rate Constraint in lbs/MMBtu | FALSE | L | Annual | Seasons Included | Seasons | Winter, Spring, Summer, Fall | Winter, Spring, Summer, Fall | Winter, Spring, Summer, Fall | Winter, Spring, Summer, Fall | Winter, Spring, Summer, Fall | Winter, Spring, Summer, Fall | Winter, Spring, Summer, Fall
NSR Ottumwa Unit 1 NOX Rate v5.16 | 803 | 7510 | Rate Constraint in lbs/MMBtu | FALSE | L | Annual | Standard NOX | lb/MMBtu | 0.08 | 0.08 | 0.08 | 0.08 | 0.08 | 0.08 | 0.08
NSR Ottumwa Unit 1 NOX Rate v5.16 | 803 | 7510 | Rate Constraint in lbs/MMBtu | FALSE | L | Annual | Emissions at Affected Plants NOX | Thousand Tons | 1.654 | 2.0437 | 0 | 0 | 0 | 0 | 0
NSR Ottumwa Unit 1 NOX Rate v5.16 | 803 | 7510 | Rate Constraint in lbs/MMBtu | FALSE | L | Annual | Allowances Purchased NOX | Thousand Tons | 0 | 0 | 0 | 0 | 0 | 0 | 0
NSR Ottumwa Unit 1 NOX Rate v5.16 | 803 | 7510 | Rate Constraint in lbs/MMBtu | FALSE | L | Annual | Allowances Sold NOX | Thousand Tons | 0 | 0 | 0 | 0 | 0 | 0 | 0
NSR Ottumwa Unit 1 NOX Rate v5.16 | 803 | 7510 | Rate Constraint in lbs/MMBtu | FALSE | L | Annual | Allowances Banked | Thousand Tons | 0 | 0 | 0 | 0 | 0 | 0 | 0
NSR Ottumwa Unit 1 NOX Rate v5.16 | 803 | 7510 | Rate Constraint in lbs/MMBtu | FALSE | L | Annual | Allowances Withdrawn (1:1) | Thousand Tons | 0 | 0 | 0 | 0 | 0 | 0 | 0
NSR Ottumwa Unit 1 NOX Rate v5.16 | 803 | 7510 | Rate Constraint in lbs/MMBtu | FALSE | L | Annual | Allowances Withdrawn (n:1) | Thousand Tons | 0 | 0 | 0 | 0 | 0 | 0 | 0
NSR Ottumwa Unit 1 NOX Rate v5.16 | 803 | 7510 | Rate Constraint in lbs/MMBtu | FALSE | L | Annual | Net Emissions Allowance Position | Thousand Tons | 1.654 | 2.0437 | 0 | 0 | 0 | 0 | 0
NSR Ottumwa Unit 1 NOX Rate v5.16 | 803 | 7510 | Rate Constraint in lbs/MMBtu | FALSE | L | Annual | Fuel Consumed | TBtu | 41.355 | 51.0979 | 0 | 0 | 0 | 0 | 0
NSR Ottumwa Unit 1 NOX Rate v5.16 | 803 | 7510 | Rate Constraint in lbs/MMBtu | FALSE | L | Annual | Rate | lb/MMBtu | 0.07999 | 0.07999 | 0 | 0 | 0 | 0 | 0
NSR Ottumwa Unit 1 NOX Rate v5.16 | 803 | 7510 | Rate Constraint in lbs/MMBtu | FALSE | L | Annual | Generation | TWh | 3.9883 | 4.9279 | 0 | 0 | 0 | 0 | 0
NSR Ottumwa Unit 1 NOX Rate v5.16 | 803 | 7510 | Rate Constraint in lbs/MMBtu | FALSE | L | Annual | Qualifying Generation | TWh | 3.9883 | 4.9279 | 0 | 0 | 0 | 0 | 0
NSR Ottumwa Unit 1 NOX Rate v5.16 | 803 | 7510 | Rate Constraint in lbs/MMBtu | FALSE | L | Annual | Rate | lb/MWh | 0.82942 | 0.82942 | 0 | 0 | 0 | 0 | 0
NSR Ottumwa Unit 1 NOX Rate v5.16 | 803 | 7510 | Rate Constraint in lbs/MMBtu | FALSE | L | Annual | Constraint Shadow Price | US2022$/Ton | 0 | 0 | 0 | 0 | 0 | 0 | 0
NSR Ottumwa Unit 1 SO2 Rate v5.16 | 804 | 7509 | Rate Constraint in lbs/MMBtu | FALSE | L | Annual | Seasons Included | Seasons | Winter, Spring, Summer, Fall | Winter, Spring, Summer, Fall | Winter, Spring, Summer, Fall | Winter, Spring, Summer, Fall | Winter, Spring, Summer, Fall | Winter, Spring, Summer, Fall | Winter, Spring, Summer, Fall
NSR Ottumwa Unit 1 SO2 Rate v5.16 | 804 | 7509 | Rate Constraint in lbs/MMBtu | FALSE | L | Annual | Standard SO2 | lb/MMBtu | 0.075 | 0.075 | 0.075 | 0.075 | 0.075 | 0.075 | 0.075
NSR Ottumwa Unit 1 SO2 Rate v5.16 | 804 | 7509 | Rate Constraint in lbs/MMBtu | FALSE | L | Annual | Emissions at Affected Plants SO2 | Thousand Tons | 1.5508 | 1.9162 | 0 | 0 | 0 | 0 | 0
NSR Ottumwa Unit 1 SO2 Rate v5.16 | 804 | 7509 | Rate Constraint in lbs/MMBtu | FALSE | L | Annual | Allowances Purchased SO2 | Thousand Tons | 0 | 0 | 0 | 0 | 0 | 0 | 0
NSR Ottumwa Unit 1 SO2 Rate v5.16 | 804 | 7509 | Rate Constraint in lbs/MMBtu | FALSE | L | Annual | Allowances Sold SO2 | Thousand Tons | 0 | 0 | 0 | 0 | 0 | 0 | 0
NSR Ottumwa Unit 1 SO2 Rate v5.16 | 804 | 7509 | Rate Constraint in lbs/MMBtu | FALSE | L | Annual | Allowances Banked | Thousand Tons | 0 | 0 | 0 | 0 | 0 | 0 | 0
NSR Ottumwa Unit 1 SO2 Rate v5.16 | 804 | 7509 | Rate Constraint in lbs/MMBtu | FALSE | L | Annual | Allowances Withdrawn (1:1) | Thousand Tons | 0 | 0 | 0 | 0 | 0 | 0 | 0
NSR Ottumwa Unit 1 SO2 Rate v5.16 | 804 | 7509 | Rate Constraint in lbs/MMBtu | FALSE | L | Annual | Allowances Withdrawn (n:1) | Thousand Tons | 0 | 0 | 0 | 0 | 0 | 0 | 0
NSR Ottumwa Unit 1 SO2 Rate v5.16 | 804 | 7509 | Rate Constraint in lbs/MMBtu | FALSE | L | Annual | Net Emissions Allowance Position | Thousand Tons | 1.5508 | 1.9162 | 0 | 0 | 0 | 0 | 0
NSR Ottumwa Unit 1 SO2 Rate v5.16 | 804 | 7509 | Rate Constraint in lbs/MMBtu | FALSE | L | Annual | Fuel Consumed | TBtu | 41.355 | 51.0979 | 0 | 0 | 0 | 0 | 0
NSR Ottumwa Unit 1 SO2 Rate v5.16 | 804 | 7509 | Rate Constraint in lbs/MMBtu | FALSE | L | Annual | Rate | lb/MMBtu | 0.075 | 0.075 | 0 | 0 | 0 | 0 | 0
NSR Ottumwa Unit 1 SO2 Rate v5.16 | 804 | 7509 | Rate Constraint in lbs/MMBtu | FALSE | L | Annual | Generation | TWh | 3.9883 | 4.9279 | 0 | 0 | 0 | 0 | 0
NSR Ottumwa Unit 1 SO2 Rate v5.16 | 804 | 7509 | Rate Constraint in lbs/MMBtu | FALSE | L | Annual | Qualifying Generation | TWh | 3.9883 | 4.9279 | 0 | 0 | 0 | 0 | 0
NSR Ottumwa Unit 1 SO2 Rate v5.16 | 804 | 7509 | Rate Constraint in lbs/MMBtu | FALSE | L | Annual | Rate | lb/MWh | 0.77768 | 0.77768 | 0 | 0 | 0 | 0 | 0
NSR Ottumwa Unit 1 SO2 Rate v5.16 | 804 | 7509 | Rate Constraint in lbs/MMBtu | FALSE | L | Annual | Constraint Shadow Price | US2022$/Ton | 0 | 0 | 0 | 0 | 0 | 0 | 0
NSR Prairie Creek 1,2 - SO2 Rate v5.16 | 805 | 7506 | Rate Constraint in lbs/MMBtu | FALSE | L | Annual | Seasons Included | Seasons | Winter, Spring, Summer, Fall | Winter, Spring, Summer, Fall | Winter, Spring, Summer, Fall | Winter, Spring, Summer, Fall | Winter, Spring, Summer, Fall | Winter, Spring, Summer, Fall | Winter, Spring, Summer, Fall
NSR Prairie Creek 1,2 - SO2 Rate v5.16 | 805 | 7506 | Rate Constraint in lbs/MMBtu | FALSE | L | Annual | Standard SO2 | lb/MMBtu | 0.9 | 0.9 | 0.9 | 0.9 | 0.9 | 0.9 | 0.9
NSR Prairie Creek 1,2 - SO2 Rate v5.16 | 805 | 7506 | Rate Constraint in lbs/MMBtu | FALSE | L | Annual | Emissions at Affected Plants SO2 | Thousand Tons | 0.034453 | 0.042515 | 0.037375 | 0.013996 | 0 | 0.029622 | 0.037042
NSR Prairie Creek 1,2 - SO2 Rate v5.16 | 805 | 7506 | Rate Constraint in lbs/MMBtu | FALSE | L | Annual | Allowances Purchased SO2 | Thousand Tons | 0 | 0 | 0 | 0 | 0 | 0 | 0
NSR Prairie Creek 1,2 - SO2 Rate v5.16 | 805 | 7506 | Rate Constraint in lbs/MMBtu | FALSE | L | Annual | Allowances Sold SO2 | Thousand Tons | 0 | 0 | 0 | 0 | 0 | 0 | 0
NSR Prairie Creek 1,2 - SO2 Rate v5.16 | 805 | 7506 | Rate Constraint in lbs/MMBtu | FALSE | L | Annual | Allowances Banked | Thousand Tons | 0 | 0 | 0 | 0 | 0 | 0 | 0
NSR Prairie Creek 1,2 - SO2 Rate v5.16 | 805 | 7506 | Rate Constraint in lbs/MMBtu | FALSE | L | Annual | Allowances Withdrawn (1:1) | Thousand Tons | 0 | 0 | 0 | 0 | 0 | 0 | 0
NSR Prairie Creek 1,2 - SO2 Rate v5.16 | 805 | 7506 | Rate Constraint in lbs/MMBtu | FALSE | L | Annual | Allowances Withdrawn (n:1) | Thousand Tons | 0 | 0 | 0 | 0 | 0 | 0 | 0
NSR Prairie Creek 1,2 - SO2 Rate v5.16 | 805 | 7506 | Rate Constraint in lbs/MMBtu | FALSE | L | Annual | Net Emissions Allowance Position | Thousand Tons | 0.034453 | 0.042515 | 0.037375 | 0.013996 | 0 | 0.029622 | 0.037042
NSR Prairie Creek 1,2 - SO2 Rate v5.16 | 805 | 7506 | Rate Constraint in lbs/MMBtu | FALSE | L | Annual | Fuel Consumed | TBtu | 0.13192 | 0.16279 | 0.14311 | 0.053592 | 0 | 0.11342 | 0.14183
NSR Prairie Creek 1,2 - SO2 Rate v5.16 | 805 | 7506 | Rate Constraint in lbs/MMBtu | FALSE | L | Annual | Rate | lb/MMBtu | 0.52232 | 0.52232 | 0.52232 | 0.52232 | 0 | 0.52232 | 0.52232
NSR Prairie Creek 1,2 - SO2 Rate v5.16 | 805 | 7506 | Rate Constraint in lbs/MMBtu | FALSE | L | Annual | Generation | TWh | 0.012094 | 0.014924 | 0.01312 | 0.0049131 | 0 | 0.010398 | 0.013003
NSR Prairie Creek 1,2 - SO2 Rate v5.16 | 805 | 7506 | Rate Constraint in lbs/MMBtu | FALSE | L | Annual | Qualifying Generation | TWh | 0.012094 | 0.014924 | 0.01312 | 0.0049131 | 0 | 0.010398 | 0.013003
NSR Prairie Creek 1,2 - SO2 Rate v5.16 | 805 | 7506 | Rate Constraint in lbs/MMBtu | FALSE | L | Annual | Rate | lb/MWh | 5.6974 | 5.6974 | 5.6974 | 5.6974 | 0 | 5.6974 | 5.6974
NSR Prairie Creek 1,2 - SO2 Rate v5.16 | 805 | 7506 | Rate Constraint in lbs/MMBtu | FALSE | L | Annual | Constraint Shadow Price | US2022$/Ton | 0 | 0 | 0 | 0 | 0 | 0 | 0
NSR Prairie Creek NOX Cap v5.16 | 806 | 7513 | Rate Constraint in MTons | FALSE | L | Annual | Seasons Included | Seasons | Winter, Spring, Summer, Fall | Winter, Spring, Summer, Fall | Winter, Spring, Summer, Fall | Winter, Spring, Summer, Fall | Winter, Spring, Summer, Fall | Winter, Spring, Summer, Fall | Winter, Spring, Summer, Fall
NSR Prairie Creek NOX Cap v5.16 | 806 | 7513 | Rate Constraint in MTons | FALSE | L | Annual | Standard NOX | Thousand Tons | 1.5 | 1.5 | 1.5 | 1.5 | 1.5 | 1.5 | 1.5
NSR Prairie Creek NOX Cap v5.16 | 806 | 7513 | Rate Constraint in MTons | FALSE | L | Annual | Emissions at Affected Plants NOX | Thousand Tons | 0.1922 | 0.26226 | 0.065006 | 0.024343 | 0 | 0.051521 | 0.064426
NSR Prairie Creek NOX Cap v5.16 | 806 | 7513 | Rate Constraint in MTons | FALSE | L | Annual | Allowances Purchased NOX | Thousand Tons | 0 | 0 | 0 | 0 | 0 | 0 | 0
NSR Prairie Creek NOX Cap v5.16 | 806 | 7513 | Rate Constraint in MTons | FALSE | L | Annual | Allowances Sold NOX | Thousand Tons | 0 | 0 | 0 | 0 | 0 | 0 | 0
NSR Prairie Creek NOX Cap v5.16 | 806 | 7513 | Rate Constraint in MTons | FALSE | L | Annual | Allowances Banked | Thousand Tons | 0 | 0 | 0 | 0 | 0 | 0 | 0
NSR Prairie Creek NOX Cap v5.16 | 806 | 7513 | Rate Constraint in MTons | FALSE | L | Annual | Allowances Withdrawn (1:1) | Thousand Tons | 0 | 0 | 0 | 0 | 0 | 0 | 0
NSR Prairie Creek NOX Cap v5.16 | 806 | 7513 | Rate Constraint in MTons | FALSE | L | Annual | Allowances Withdrawn (n:1) | Thousand Tons | 0 | 0 | 0 | 0 | 0 | 0 | 0
NSR Prairie Creek NOX Cap v5.16 | 806 | 7513 | Rate Constraint in MTons | FALSE | L | Annual | Net Emissions Allowance Position | Thousand Tons | 0.1922 | 0.26226 | 0.065006 | 0.024343 | 0 | 0.051521 | 0.064426
NSR Prairie Creek NOX Cap v5.16 | 806 | 7513 | Rate Constraint in MTons | FALSE | L | Annual | Fuel Consumed | TBtu | 1.5772 | 2.2203 | 0.14311 | 0.053592 | 0 | 0.11342 | 0.14183
NSR Prairie Creek NOX Cap v5.16 | 806 | 7513 | Rate Constraint in MTons | FALSE | L | Annual | Rate | lb/MMBtu | 0.24373 | 0.23624 | 0.90846 | 0.90846 | 0 | 0.90846 | 0.90846
NSR Prairie Creek NOX Cap v5.16 | 806 | 7513 | Rate Constraint in MTons | FALSE | L | Annual | Generation | TWh | 0.15924 | 0.2244 | 0.01312 | 0.0049131 | 0 | 0.010398 | 0.013003
NSR Prairie Creek NOX Cap v5.16 | 806 | 7513 | Rate Constraint in MTons | FALSE | L | Annual | Qualifying Generation | TWh | 0.15924 | 0.2244 | 0.01312 | 0.0049131 | 0 | 0.010398 | 0.013003
NSR Prairie Creek NOX Cap v5.16 | 806 | 7513 | Rate Constraint in MTons | FALSE | L | Annual | Rate | lb/MWh | 2.414 | 2.3374 | 9.9095 | 9.9095 | 0 | 9.9095 | 9.9095
NSR Prairie Creek NOX Cap v5.16 | 806 | 7513 | Rate Constraint in MTons | FALSE | L | Annual | Constraint Shadow Price | US2022$/Ton | 0 | 0 | 0 | 0 | 0 | 0 | 0
NSR Prairie Creek SO2 Cap v5.16 | 807 | 7505 | Rate Constraint in MTons | FALSE | L | Annual | Seasons Included | Seasons | Winter, Spring, Summer, Fall | Winter, Spring, Summer, Fall | Winter, Spring, Summer, Fall | Winter, Spring, Summer, Fall | Winter, Spring, Summer, Fall | Winter, Spring, Summer, Fall | Winter, Spring, Summer, Fall
NSR Prairie Creek SO2 Cap v5.16 | 807 | 7505 | Rate Constraint in MTons | FALSE | L | Annual | Standard SO2 | Thousand Tons | 0.1 | 0.1 | 0.1 | 0.1 | 0.1 | 0.1 | 0.1
NSR Prairie Creek SO2 Cap v5.16 | 807 | 7505 | Rate Constraint in MTons | FALSE | L | Annual | Emissions at Affected Plants SO2 | Thousand Tons | 0.034453 | 0.042515 | 0.037375 | 0.013996 | 0 | 0.029622 | 0.037042
NSR Prairie Creek SO2 Cap v5.16 | 807 | 7505 | Rate Constraint in MTons | FALSE | L | Annual | Allowances Purchased SO2 | Thousand Tons | 0 | 0 | 0 | 0 | 0 | 0 | 0
NSR Prairie Creek SO2 Cap v5.16 | 807 | 7505 | Rate Constraint in MTons | FALSE | L | Annual | Allowances Sold SO2 | Thousand Tons | 0 | 0 | 0 | 0 | 0 | 0 | 0
NSR Prairie Creek SO2 Cap v5.16 | 807 | 7505 | Rate Constraint in MTons | FALSE | L | Annual | Allowances Banked | Thousand Tons | 0 | 0 | 0 | 0 | 0 | 0 | 0
NSR Prairie Creek SO2 Cap v5.16 | 807 | 7505 | Rate Constraint in MTons | FALSE | L | Annual | Allowances Withdrawn (1:1) | Thousand Tons | 0 | 0 | 0 | 0 | 0 | 0 | 0
NSR Prairie Creek SO2 Cap v5.16 | 807 | 7505 | Rate Constraint in MTons | FALSE | L | Annual | Allowances Withdrawn (n:1) | Thousand Tons | 0 | 0 | 0 | 0 | 0 | 0 | 0
NSR Prairie Creek SO2 Cap v5.16 | 807 | 7505 | Rate Constraint in MTons | FALSE | L | Annual | Net Emissions Allowance Position | Thousand Tons | 0.034453 | 0.042515 | 0.037375 | 0.013996 | 0 | 0.029622 | 0.037042
NSR Prairie Creek SO2 Cap v5.16 | 807 | 7505 | Rate Constraint in MTons | FALSE | L | Annual | Fuel Consumed | TBtu | 1.5772 | 2.2203 | 0.14311 | 0.053592 | 0 | 0.11342 | 0.14183
NSR Prairie Creek SO2 Cap v5.16 | 807 | 7505 | Rate Constraint in MTons | FALSE | L | Annual | Rate | lb/MMBtu | 0.04369 | 0.038296 | 0.52232 | 0.52232 | 0 | 0.52232 | 0.52232
NSR Prairie Creek SO2 Cap v5.16 | 807 | 7505 | Rate Constraint in MTons | FALSE | L | Annual | Generation | TWh | 0.15924 | 0.2244 | 0.01312 | 0.0049131 | 0 | 0.010398 | 0.013003
NSR Prairie Creek SO2 Cap v5.16 | 807 | 7505 | Rate Constraint in MTons | FALSE | L | Annual | Qualifying Generation | TWh | 0.15924 | 0.2244 | 0.01312 | 0.0049131 | 0 | 0.010398 | 0.013003
NSR Prairie Creek SO2 Cap v5.16 | 807 | 7505 | Rate Constraint in MTons | FALSE | L | Annual | Rate | lb/MWh | 0.43273 | 0.37891 | 5.6974 | 5.6974 | 0 | 5.6974 | 5.6974
NSR Prairie Creek SO2 Cap v5.16 | 807 | 7505 | Rate Constraint in MTons | FALSE | L | Annual | Constraint Shadow Price | US2022$/Ton | 0 | 0 | 0 | 0 | 0 | 0 | 0
NSR Prairie Creek Unit 3 SO2 Rate v5.16 | 808 | 7507 | Rate Constraint in lbs/MMBtu | FALSE | L | Annual | Seasons Included | Seasons | Winter, Spring, Summer, Fall | Winter, Spring, Summer, Fall | Winter, Spring, Summer, Fall | Winter, Spring, Summer, Fall | Winter, Spring, Summer, Fall | Winter, Spring, Summer, Fall | Winter, Spring, Summer, Fall
NSR Prairie Creek Unit 3 SO2 Rate v5.16 | 808 | 7507 | Rate Constraint in lbs/MMBtu | FALSE | L | Annual | Standard SO2 | lb/MMBtu | 0.7 | 0.7 | 0.7 | 0.7 | 0.7 | 0.7 | 0.7
NSR Prairie Creek Unit 3 SO2 Rate v5.16 | 808 | 7507 | Rate Constraint in lbs/MMBtu | FALSE | L | Annual | Emissions at Affected Plants SO2 | Thousand Tons | 0 | 0 | 0 | 0 | 0 | 0 | 0
NSR Prairie Creek Unit 3 SO2 Rate v5.16 | 808 | 7507 | Rate Constraint in lbs/MMBtu | FALSE | L | Annual | Allowances Purchased SO2 | Thousand Tons | 0 | 0 | 0 | 0 | 0 | 0 | 0
NSR Prairie Creek Unit 3 SO2 Rate v5.16 | 808 | 7507 | Rate Constraint in lbs/MMBtu | FALSE | L | Annual | Allowances Sold SO2 | Thousand Tons | 0 | 0 | 0 | 0 | 0 | 0 | 0
NSR Prairie Creek Unit 3 SO2 Rate v5.16 | 808 | 7507 | Rate Constraint in lbs/MMBtu | FALSE | L | Annual | Allowances Banked | Thousand Tons | 0 | 0 | 0 | 0 | 0 | 0 | 0
NSR Prairie Creek Unit 3 SO2 Rate v5.16 | 808 | 7507 | Rate Constraint in lbs/MMBtu | FALSE | L | Annual | Allowances Withdrawn (1:1) | Thousand Tons | 0 | 0 | 0 | 0 | 0 | 0 | 0
NSR Prairie Creek Unit 3 SO2 Rate v5.16 | 808 | 7507 | Rate Constraint in lbs/MMBtu | FALSE | L | Annual | Allowances Withdrawn (n:1) | Thousand Tons | 0 | 0 | 0 | 0 | 0 | 0 | 0
NSR Prairie Creek Unit 3 SO2 Rate v5.16 | 808 | 7507 | Rate Constraint in lbs/MMBtu | FALSE | L | Annual | Net Emissions Allowance Position | Thousand Tons | 0 | 0 | 0 | 0 | 0 | 0 | 0
NSR Prairie Creek Unit 3 SO2 Rate v5.16 | 808 | 7507 | Rate Constraint in lbs/MMBtu | FALSE | L | Annual | Fuel Consumed | TBtu | 0 | 0 | 0 | 0 | 0 | 0 | 0
NSR Prairie Creek Unit 3 SO2 Rate v5.16 | 808 | 7507 | Rate Constraint in lbs/MMBtu | FALSE | L | Annual | Rate | lb/MMBtu | 0 | 0 | 0 | 0 | 0 | 0 | 0
NSR Prairie Creek Unit 3 SO2 Rate v5.16 | 808 | 7507 | Rate Constraint in lbs/MMBtu | FALSE | L | Annual | Generation | TWh | 0 | 0 | 0 | 0 | 0 | 0 | 0
NSR Prairie Creek Unit 3 SO2 Rate v5.16 | 808 | 7507 | Rate Constraint in lbs/MMBtu | FALSE | L | Annual | Qualifying Generation | TWh | 0 | 0 | 0 | 0 | 0 | 0 | 0
NSR Prairie Creek Unit 3 SO2 Rate v5.16 | 808 | 7507 | Rate Constraint in lbs/MMBtu | FALSE | L | Annual | Rate | lb/MWh | 0 | 0 | 0 | 0 | 0 | 0 | 0
NSR Prairie Creek Unit 3 SO2 Rate v5.16 | 808 | 7507 | Rate Constraint in lbs/MMBtu | FALSE | L | Annual | Constraint Shadow Price | US2022$/Ton | 0 | 0 | 0 | 0 | 0 | 0 | 0
NSR Prairie Creek Unit 4 SO2 Rate v5.16 | 809 | 7508 | Rate Constraint in lbs/MMBtu | FALSE | L | Annual | Seasons Included | Seasons | Winter, Spring, Summer, Fall | Winter, Spring, Summer, Fall | Winter, Spring, Summer, Fall | Winter, Spring, Summer, Fall | Winter, Spring, Summer, Fall | Winter, Spring, Summer, Fall | Winter, Spring, Summer, Fall
NSR Prairie Creek Unit 4 SO2 Rate v5.16 | 809 | 7508 | Rate Constraint in lbs/MMBtu | FALSE | L | Annual | Standard SO2 | lb/MMBtu | 0.7 | 0.7 | 0.7 | 0.7 | 0.7 | 0.7 | 0.7
NSR Prairie Creek Unit 4 SO2 Rate v5.16 | 809 | 7508 | Rate Constraint in lbs/MMBtu | FALSE | L | Annual | Emissions at Affected Plants SO2 | Thousand Tons | 0 | 0 | 0 | 0 | 0 | 0 | 0
NSR Prairie Creek Unit 4 SO2 Rate v5.16 | 809 | 7508 | Rate Constraint in lbs/MMBtu | FALSE | L | Annual | Allowances Purchased SO2 | Thousand Tons | 0 | 0 | 0 | 0 | 0 | 0 | 0
NSR Prairie Creek Unit 4 SO2 Rate v5.16 | 809 | 7508 | Rate Constraint in lbs/MMBtu | FALSE | L | Annual | Allowances Sold SO2 | Thousand Tons | 0 | 0 | 0 | 0 | 0 | 0 | 0
NSR Prairie Creek Unit 4 SO2 Rate v5.16 | 809 | 7508 | Rate Constraint in lbs/MMBtu | FALSE | L | Annual | Allowances Banked | Thousand Tons | 0 | 0 | 0 | 0 | 0 | 0 | 0
NSR Prairie Creek Unit 4 SO2 Rate v5.16 | 809 | 7508 | Rate Constraint in lbs/MMBtu | FALSE | L | Annual | Allowances Withdrawn (1:1) | Thousand Tons | 0 | 0 | 0 | 0 | 0 | 0 | 0
NSR Prairie Creek Unit 4 SO2 Rate v5.16 | 809 | 7508 | Rate Constraint in lbs/MMBtu | FALSE | L | Annual | Allowances Withdrawn (n:1) | Thousand Tons | 0 | 0 | 0 | 0 | 0 | 0 | 0
NSR Prairie Creek Unit 4 SO2 Rate v5.16 | 809 | 7508 | Rate Constraint in lbs/MMBtu | FALSE | L | Annual | Net Emissions Allowance Position | Thousand Tons | 0 | 0 | 0 | 0 | 0 | 0 | 0
NSR Prairie Creek Unit 4 SO2 Rate v5.16 | 809 | 7508 | Rate Constraint in lbs/MMBtu | FALSE | L | Annual | Fuel Consumed | TBtu | 1.4452 | 2.0575 | 0 | 0 | 0 | 0 | 0
NSR Prairie Creek Unit 4 SO2 Rate v5.16 | 809 | 7508 | Rate Constraint in lbs/MMBtu | FALSE | L | Annual | Rate | lb/MMBtu | 0 | 0 | 0 | 0 | 0 | 0 | 0
NSR Prairie Creek Unit 4 SO2 Rate v5.16 | 809 | 7508 | Rate Constraint in lbs/MMBtu | FALSE | L | Annual | Generation | TWh | 0.14714 | 0.20948 | 0 | 0 | 0 | 0 | 0
NSR Prairie Creek Unit 4 SO2 Rate v5.16 | 809 | 7508 | Rate Constraint in lbs/MMBtu | FALSE | L | Annual | Qualifying Generation | TWh | 0.14714 | 0.20948 | 0 | 0 | 0 | 0 | 0
NSR Prairie Creek Unit 4 SO2 Rate v5.16 | 809 | 7508 | Rate Constraint in lbs/MMBtu | FALSE | L | Annual | Rate | lb/MWh | 0 | 0 | 0 | 0 | 0 | 0 | 0
NSR Prairie Creek Unit 4 SO2 Rate v5.16 | 809 | 7508 | Rate Constraint in lbs/MMBtu | FALSE | L | Annual | Constraint Shadow Price | US2022$/Ton | 0 | 0 | 0 | 0 | 0 | 0 | 0
NSR Rockport 1 & 2 - SO2 Cap Annual v5.13 | 812 | 7374 | Rate Constraint in MTons | FALSE | L | Annual | Seasons Included | Seasons | Winter, Spring, Summer, Fall | Winter, Spring, Summer, Fall | Winter, Spring, Summer, Fall | Winter, Spring, Summer, Fall | Winter, Spring, Summer, Fall | Winter, Spring, Summer, Fall | Winter, Spring, Summer, Fall
NSR Rockport 1 & 2 - SO2 Cap Annual v5.13 | 812 | 7374 | Rate Constraint in MTons | FALSE | L | Annual | Standard SO2 | Thousand Tons | 10 | 5 | 5 | 5 | 5 | 5 | 5
NSR Rockport 1 & 2 - SO2 Cap Annual v5.13 | 812 | 7374 | Rate Constraint in MTons | FALSE | L | Annual | Emissions at Affected Plants SO2 | Thousand Tons | 0 | 0 | 0 | 0 | 0 | 0 | 0
NSR Rockport 1 & 2 - SO2 Cap Annual v5.13 | 812 | 7374 | Rate Constraint in MTons | FALSE | L | Annual | Allowances Purchased SO2 | Thousand Tons | 0 | 0 | 0 | 0 | 0 | 0 | 0
NSR Rockport 1 & 2 - SO2 Cap Annual v5.13 | 812 | 7374 | Rate Constraint in MTons | FALSE | L | Annual | Allowances Sold SO2 | Thousand Tons | 0 | 0 | 0 | 0 | 0 | 0 | 0
NSR Rockport 1 & 2 - SO2 Cap Annual v5.13 | 812 | 7374 | Rate Constraint in MTons | FALSE | L | Annual | Allowances Banked | Thousand Tons | 0 | 0 | 0 | 0 | 0 | 0 | 0
NSR Rockport 1 & 2 - SO2 Cap Annual v5.13 | 812 | 7374 | Rate Constraint in MTons | FALSE | L | Annual | Allowances Withdrawn (1:1) | Thousand Tons | 0 | 0 | 0 | 0 | 0 | 0 | 0
NSR Rockport 1 & 2 - SO2 Cap Annual v5.13 | 812 | 7374 | Rate Constraint in MTons | FALSE | L | Annual | Allowances Withdrawn (n:1) | Thousand Tons | 0 | 0 | 0 | 0 | 0 | 0 | 0
NSR Rockport 1 & 2 - SO2 Cap Annual v5.13 | 812 | 7374 | Rate Constraint in MTons | FALSE | L | Annual | Net Emissions Allowance Position | Thousand Tons | 0 | 0 | 0 | 0 | 0 | 0 | 0
NSR Rockport 1 & 2 - SO2 Cap Annual v5.13 | 812 | 7374 | Rate Constraint in MTons | FALSE | L | Annual | Fuel Consumed | TBtu | 0 | 0 | 0 | 0 | 0 | 0 | 0
NSR Rockport 1 & 2 - SO2 Cap Annual v5.13 | 812 | 7374 | Rate Constraint in MTons | FALSE | L | Annual | Rate | lb/MMBtu | 0 | 0 | 0 | 0 | 0 | 0 | 0
NSR Rockport 1 & 2 - SO2 Cap Annual v5.13 | 812 | 7374 | Rate Constraint in MTons | FALSE | L | Annual | Generation | TWh | 0 | 0 | 0 | 0 | 0 | 0 | 0
NSR Rockport 1 & 2 - SO2 Cap Annual v5.13 | 812 | 7374 | Rate Constraint in MTons | FALSE | L | Annual | Qualifying Generation | TWh | 0 | 0 | 0 | 0 | 0 | 0 | 0
NSR Rockport 1 & 2 - SO2 Cap Annual v5.13 | 812 | 7374 | Rate Constraint in MTons | FALSE | L | Annual | Rate | lb/MWh | 0 | 0 | 0 | 0 | 0 | 0 | 0
NSR Rockport 1 & 2 - SO2 Cap Annual v5.13 | 812 | 7374 | Rate Constraint in MTons | FALSE | L | Annual | Constraint Shadow Price | US2022$/Ton | 0 | 0 | 0 | 0 | 0 | 0 | 0
NSR Santee Cooper - NOX Cap Annual v3.1 | 813 | 7395 | Rate Constraint in MTons | FALSE | L | Annual | Seasons Included | Seasons | Winter, Spring, Summer, Fall | Winter, Spring, Summer, Fall | Winter, Spring, Summer, Fall | Winter, Spring, Summer, Fall | Winter, Spring, Summer, Fall | Winter, Spring, Summer, Fall | Winter, Spring, Summer, Fall
NSR Santee Cooper - NOX Cap Annual v3.1 | 813 | 7395 | Rate Constraint in MTons | FALSE | L | Annual | Standard NOX | Thousand Tons | 20 | 20 | 20 | 20 | 20 | 20 | 20
NSR Santee Cooper - NOX Cap Annual v3.1 | 813 | 7395 | Rate Constraint in MTons | FALSE | L | Annual | Emissions at Affected Plants NOX | Thousand Tons | 1.3082 | 2.7056 | 5.7775 | 5.7775 | 0 | 0 | 0
NSR Santee Cooper - NOX Cap Annual v3.1 | 813 | 7395 | Rate Constraint in MTons | FALSE | L | Annual | Allowances Purchased NOX | Thousand Tons | 0 | 0 | 0 | 0 | 0 | 0 | 0
NSR Santee Cooper - NOX Cap Annual v3.1 | 813 | 7395 | Rate Constraint in MTons | FALSE | L | Annual | Allowances Sold NOX | Thousand Tons | 0 | 0 | 0 | 0 | 0 | 0 | 0
NSR Santee Cooper - NOX Cap Annual v3.1 | 813 | 7395 | Rate Constraint in MTons | FALSE | L | Annual | Allowances Banked | Thousand Tons | 0 | 0 | 0 | 0 | 0 | 0 | 0
NSR Santee Cooper - NOX Cap Annual v3.1 | 813 | 7395 | Rate Constraint in MTons | FALSE | L | Annual | Allowances Withdrawn (1:1) | Thousand Tons | 0 | 0 | 0 | 0 | 0 | 0 | 0
NSR Santee Cooper - NOX Cap Annual v3.1 | 813 | 7395 | Rate Constraint in MTons | FALSE | L | Annual | Allowances Withdrawn (n:1) | Thousand Tons | 0 | 0 | 0 | 0 | 0 | 0 | 0
NSR Santee Cooper - NOX Cap Annual v3.1 | 813 | 7395 | Rate Constraint in MTons | FALSE | L | Annual | Net Emissions Allowance Position | Thousand Tons | 1.3082 | 2.7056 | 5.7775 | 5.7775 | 0 | 0 | 0
NSR Santee Cooper - NOX Cap Annual v3.1 | 813 | 7395 | Rate Constraint in MTons | FALSE | L | Annual | Fuel Consumed | TBtu | 35.2899 | 76.2474 | 164.9981 | 164.9981 | 0 | 0 | 0
NSR Santee Cooper - NOX Cap Annual v3.1 | 813 | 7395 | Rate Constraint in MTons | FALSE | L | Annual | Rate | lb/MMBtu | 0.074139 | 0.07097 | 0.070031 | 0.070031 | 0 | 0 | 0
NSR Santee Cooper - NOX Cap Annual v3.1 | 813 | 7395 | Rate Constraint in MTons | FALSE | L | Annual | Generation | TWh | 3.4462 | 7.5211 | 11.1799 | 11.1799 | 0 | 0 | 0
NSR Santee Cooper - NOX Cap Annual v3.1 | 813 | 7395 | Rate Constraint in MTons | FALSE | L | Annual | Qualifying Generation | TWh | 3.4462 | 7.5211 | 11.1799 | 11.1799 | 0 | 0 | 0
NSR Santee Cooper - NOX Cap Annual v3.1 | 813 | 7395 | Rate Constraint in MTons | FALSE | L | Annual | Rate | lb/MWh | 0.75919 | 0.71948 | 1.0336 | 1.0336 | 0 | 0 | 0
NSR Santee Cooper - NOX Cap Annual v3.1 | 813 | 7395 | Rate Constraint in MTons | FALSE | L | Annual | Constraint Shadow Price | US2022$/Ton | 0 | 0 | 0 | 0 | 0 | 0 | 0
NSR Santee Cooper - NOX Rate Annual v3.1 | 814 | 7396 | Rate Constraint in lbs/MMBtu | FALSE | L | Annual | Seasons Included | Seasons | Winter, Spring, Summer, Fall | Winter, Spring, Summer, Fall | Winter, Spring, Summer, Fall | Winter, Spring, Summer, Fall | Winter, Spring, Summer, Fall | Winter, Spring, Summer, Fall | Winter, Spring, Summer, Fall
NSR Santee Cooper - NOX Rate Annual v3.1 | 814 | 7396 | Rate Constraint in lbs/MMBtu | FALSE | L | Annual | Standard NOX | lb/MMBtu | 0.15 | 0.15 | 0.15 | 0.15 | 0.15 | 0.15 | 0.15
NSR Santee Cooper - NOX Rate Annual v3.1 | 814 | 7396 | Rate Constraint in lbs/MMBtu | FALSE | L | Annual | Emissions at Affected Plants NOX | Thousand Tons | 1.3082 | 2.7056 | 5.7775 | 5.7775 | 0 | 0 | 0
NSR Santee Cooper - NOX Rate Annual v3.1 | 814 | 7396 | Rate Constraint in lbs/MMBtu | FALSE | L | Annual | Allowances Purchased NOX | Thousand Tons | 0 | 0 | 0 | 0 | 0 | 0 | 0
NSR Santee Cooper - NOX Rate Annual v3.1 | 814 | 7396 | Rate Constraint in lbs/MMBtu | FALSE | L | Annual | Allowances Sold NOX | Thousand Tons | 0 | 0 | 0 | 0 | 0 | 0 | 0
NSR Santee Cooper - NOX Rate Annual v3.1 | 814 | 7396 | Rate Constraint in lbs/MMBtu | FALSE | L | Annual | Allowances Banked | Thousand Tons | 0 | 0 | 0 | 0 | 0 | 0 | 0
NSR Santee Cooper - NOX Rate Annual v3.1 | 814 | 7396 | Rate Constraint in lbs/MMBtu | FALSE | L | Annual | Allowances Withdrawn (1:1) | Thousand Tons | 0 | 0 | 0 | 0 | 0 | 0 | 0
NSR Santee Cooper - NOX Rate Annual v3.1 | 814 | 7396 | Rate Constraint in lbs/MMBtu | FALSE | L | Annual | Allowances Withdrawn (n:1) | Thousand Tons | 0 | 0 | 0 | 0 | 0 | 0 | 0
NSR Santee Cooper - NOX Rate Annual v3.1 | 814 | 7396 | Rate Constraint in lbs/MMBtu | FALSE | L | Annual | Net Emissions Allowance Position | Thousand Tons | 1.3082 | 2.7056 | 5.7775 | 5.7775 | 0 | 0 | 0
NSR Santee Cooper - NOX Rate Annual v3.1 | 814 | 7396 | Rate Constraint in lbs/MMBtu | FALSE | L | Annual | Fuel Consumed | TBtu | 35.2899 | 76.2474 | 164.9981 | 164.9981 | 0 | 0 | 0
NSR Santee Cooper - NOX Rate Annual v3.1 | 814 | 7396 | Rate Constraint in lbs/MMBtu | FALSE | L | Annual | Rate | lb/MMBtu | 0.074139 | 0.07097 | 0.070031 | 0.070031 | 0 | 0 | 0
NSR Santee Cooper - NOX Rate Annual v3.1 | 814 | 7396 | Rate Constraint in lbs/MMBtu | FALSE | L | Annual | Generation | TWh | 3.4462 | 7.5211 | 11.1799 | 11.1799 | 0 | 0 | 0
NSR Santee Cooper - NOX Rate Annual v3.1 | 814 | 7396 | Rate Constraint in lbs/MMBtu | FALSE | L | Annual | Qualifying Generation | TWh | 3.4462 | 7.5211 | 11.1799 | 11.1799 | 0 | 0 | 0
NSR Santee Cooper - NOX Rate Annual v3.1 | 814 | 7396 | Rate Constraint in lbs/MMBtu | FALSE | L | Annual | Rate | lb/MWh | 0.75919 | 0.71948 | 1.0336 | 1.0336 | 0 | 0 | 0
NSR Santee Cooper - NOX Rate Annual v3.1 | 814 | 7396 | Rate Constraint in lbs/MMBtu | FALSE | L | Annual | Constraint Shadow Price | US2022$/Ton | 0 | 0 | 0 | 0 | 0 | 0 | 0
NSR Santee Cooper - SO2 Cap Annual v3.1 | 815 | 7397 | Rate Constraint in MTons | FALSE | L | Annual | Seasons Included | Seasons | Winter, Spring, Summer, Fall | Winter, Spring, Summer, Fall | Winter, Spring, Summer, Fall | Winter, Spring, Summer, Fall | Winter, Spring, Summer, Fall | Winter, Spring, Summer, Fall | Winter, Spring, Summer, Fall
NSR Santee Cooper - SO2 Cap Annual v3.1 | 815 | 7397 | Rate Constraint in MTons | FALSE | L | Annual | Standard SO2 | Thousand Tons | 65 | 65 | 65 | 65 | 65 | 65 | 65
NSR Santee Cooper - SO2 Cap Annual v3.1 | 815 | 7397 | Rate Constraint in MTons | FALSE | L | Annual | Emissions at Affected Plants SO2 | Thousand Tons | 1.6051 | 3.3316 | 6.0332 | 6.0332 | 0 | 0 | 0
NSR Santee Cooper - SO2 Cap Annual v3.1 | 815 | 7397 | Rate Constraint in MTons | FALSE | L | Annual | Allowances Purchased SO2 | Thousand Tons | 0 | 0 | 0 | 0 | 0 | 0 | 0
NSR Santee Cooper - SO2 Cap Annual v3.1 | 815 | 7397 | Rate Constraint in MTons | FALSE | L | Annual | Allowances Sold SO2 | Thousand Tons | 0 | 0 | 0 | 0 | 0 | 0 | 0
NSR Santee Cooper - SO2 Cap Annual v3.1 | 815 | 7397 | Rate Constraint in MTons | FALSE | L | Annual | Allowances Banked | Thousand Tons | 0 | 0 | 0 | 0 | 0 | 0 | 0
NSR Santee Cooper - SO2 Cap Annual v3.1 | 815 | 7397 | Rate Constraint in MTons | FALSE | L | Annual | Allowances Withdrawn (1:1) | Thousand Tons | 0 | 0 | 0 | 0 | 0 | 0 | 0
NSR Santee Cooper - SO2 Cap Annual v3.1 | 815 | 7397 | Rate Constraint in MTons | FALSE | L | Annual | Allowances Withdrawn (n:1) | Thousand Tons | 0 | 0 | 0 | 0 | 0 | 0 | 0
NSR Santee Cooper - SO2 Cap Annual v3.1 | 815 | 7397 | Rate Constraint in MTons | FALSE | L | Annual | Net Emissions Allowance Position | Thousand Tons | 1.6051 | 3.3316 | 6.0332 | 6.0332 | 0 | 0 | 0
NSR Santee Cooper - SO2 Cap Annual v3.1 | 815 | 7397 | Rate Constraint in MTons | FALSE | L | Annual | Fuel Consumed | TBtu | 35.2899 | 76.2474 | 164.9981 | 164.9981 | 0 | 0 | 0
NSR Santee Cooper - SO2 Cap Annual v3.1 | 815 | 7397 | Rate Constraint in MTons | FALSE | L | Annual | Rate | lb/MMBtu | 0.090965 | 0.087389 | 0.073131 | 0.073131 | 0 | 0 | 0
NSR Santee Cooper - SO2 Cap Annual v3.1 | 815 | 7397 | Rate Constraint in MTons | FALSE | L | Annual | Generation | TWh | 3.4462 | 7.5211 | 11.1799 | 11.1799 | 0 | 0 | 0
NSR Santee Cooper - SO2 Cap Annual v3.1 | 815 | 7397 | Rate Constraint in MTons | FALSE | L | Annual | Qualifying Generation | TWh | 3.4462 | 7.5211 | 11.1799 | 11.1799 | 0 | 0 | 0
NSR Santee Cooper - SO2 Cap Annual v3.1 | 815 | 7397 | Rate Constraint in MTons | FALSE | L | Annual | Rate | lb/MWh | 0.9315 | 0.88593 | 1.0793 | 1.0793 | 0 | 0 | 0
NSR Santee Cooper - SO2 Cap Annual v3.1 | 815 | 7397 | Rate Constraint in MTons | FALSE | L | Annual | Constraint Shadow Price | US2022$/Ton | 0 | 0 | 0 | 0 | 0 | 0 | 0
NSR Santee Cooper - SO2 Rate Annual v3.1 | 816 | 7398 | Rate Constraint in lbs/MMBtu | FALSE | L | Annual | Seasons Included | Seasons | Winter, Spring, Summer, Fall | Winter, Spring, Summer, Fall | Winter, Spring, Summer, Fall | Winter, Spring, Summer, Fall | Winter, Spring, Summer, Fall | Winter, Spring, Summer, Fall | Winter, Spring, Summer, Fall
NSR Santee Cooper - SO2 Rate Annual v3.1 | 816 | 7398 | Rate Constraint in lbs/MMBtu | FALSE | L | Annual | Standard SO2 | lb/MMBtu | 0.5 | 0.5 | 0.5 | 0.5 | 0.5 | 0.5 | 0.5
NSR Santee Cooper - SO2 Rate Annual v3.1 | 816 | 7398 | Rate Constraint in lbs/MMBtu | FALSE | L | Annual | Emissions at Affected Plants SO2 | Thousand Tons | 1.6051 | 3.3316 | 6.0332 | 6.0332 | 0 | 0 | 0
NSR Santee Cooper - SO2 Rate Annual v3.1 | 816 | 7398 | Rate Constraint in lbs/MMBtu | FALSE | L | Annual | Allowances Purchased SO2 | Thousand Tons | 0 | 0 | 0 | 0 | 0 | 0 | 0
NSR Santee Cooper - SO2 Rate Annual v3.1 | 816 | 7398 | Rate Constraint in lbs/MMBtu | FALSE | L | Annual | Allowances Sold SO2 | Thousand Tons | 0 | 0 | 0 | 0 | 0 | 0 | 0
NSR Santee Cooper - SO2 Rate Annual v3.1 | 816 | 7398 | Rate Constraint in lbs/MMBtu | FALSE | L | Annual | Allowances Banked | Thousand Tons | 0 | 0 | 0 | 0 | 0 | 0 | 0
NSR Santee Cooper - SO2 Rate Annual v3.1 | 816 | 7398 | Rate Constraint in lbs/MMBtu | FALSE | L | Annual | Allowances Withdrawn (1:1) | Thousand Tons | 0 | 0 | 0 | 0 | 0 | 0 | 0
NSR Santee Cooper - SO2 Rate Annual v3.1 | 816 | 7398 | Rate Constraint in lbs/MMBtu | FALSE | L | Annual | Allowances Withdrawn (n:1) | Thousand Tons | 0 | 0 | 0 | 0 | 0 | 0 | 0
NSR Santee Cooper - SO2 Rate Annual v3.1 | 816 | 7398 | Rate Constraint in lbs/MMBtu | FALSE | L | Annual | Net Emissions Allowance Position | Thousand Tons | 1.6051 | 3.3316 | 6.0332 | 6.0332 | 0 | 0 | 0
NSR Santee Cooper - SO2 Rate Annual v3.1 | 816 | 7398 | Rate Constraint in lbs/MMBtu | FALSE | L | Annual | Fuel Consumed | TBtu | 35.2899 | 76.2474 | 164.9981 | 164.9981 | 0 | 0 | 0
NSR Santee Cooper - SO2 Rate Annual v3.1 | 816 | 7398 | Rate Constraint in lbs/MMBtu | FALSE | L | Annual | Rate | lb/MMBtu | 0.090965 | 0.087389 | 0.073131 | 0.073131 | 0 | 0 | 0
NSR Santee Cooper - SO2 Rate Annual v3.1 | 816 | 7398 | Rate Constraint in lbs/MMBtu | FALSE | L | Annual | Generation | TWh | 3.4462 | 7.5211 | 11.1799 | 11.1799 | 0 | 0 | 0
NSR Santee Cooper - SO2 Rate Annual v3.1 | 816 | 7398 | Rate Constraint in lbs/MMBtu | FALSE | L | Annual | Qualifying Generation | TWh | 3.4462 | 7.5211 | 11.1799 | 11.1799 | 0 | 0 | 0
NSR Santee Cooper - SO2 Rate Annual v3.1 | 816 | 7398 | Rate Constraint in lbs/MMBtu | FALSE | L | Annual | Rate | lb/MWh | 0.9315 | 0.88593 | 1.0793 | 1.0793 | 0 | 0 | 0
NSR Santee Cooper - SO2 Rate Annual v3.1 | 816 | 7398 | Rate Constraint in lbs/MMBtu | FALSE | L | Annual | Constraint Shadow Price | US2022$/Ton | 0 | 0 | 0 | 0 | 0 | 0 | 0
NSR Shawnee 1& 4 - SO2 Rate Annual v4.11 | 817 | 7455 | Rate Constraint in lbs/MMBtu | FALSE | L | Annual | Seasons Included | Seasons | Winter, Spring, Summer, Fall | Winter, Spring, Summer, Fall | Winter, Spring, Summer, Fall | Winter, Spring, Summer, Fall | Winter, Spring, Summer, Fall | Winter, Spring, Summer, Fall | Winter, Spring, Summer, Fall
NSR Shawnee 1& 4 - SO2 Rate Annual v4.11 | 817 | 7455 | Rate Constraint in lbs/MMBtu | FALSE | L | Annual | Standard SO2 | lb/MMBtu | 1.2 | 1.2 | 1.2 | 1.2 | 1.2 | 1.2 | 1.2
NSR Shawnee 1& 4 - SO2 Rate Annual v4.11 | 817 | 7455 | Rate Constraint in lbs/MMBtu | FALSE | L | Annual | Emissions at Affected Plants SO2 | Thousand Tons | 0.43118 | 0.51322 | 0 | 0 | 0 | 0 | 0
NSR Shawnee 1& 4 - SO2 Rate Annual v4.11 | 817 | 7455 | Rate Constraint in lbs/MMBtu | FALSE | L | Annual | Allowances Purchased SO2 | Thousand Tons | 0 | 0 | 0 | 0 | 0 | 0 | 0
NSR Shawnee 1& 4 - SO2 Rate Annual v4.11 | 817 | 7455 | Rate Constraint in lbs/MMBtu | FALSE | L | Annual | Allowances Sold SO2 | Thousand Tons | 0 | 0 | 0 | 0 | 0 | 0 | 0
NSR Shawnee 1& 4 - SO2 Rate Annual v4.11 | 817 | 7455 | Rate Constraint in lbs/MMBtu | FALSE | L | Annual | Allowances Banked | Thousand Tons | 0 | 0 | 0 | 0 | 0 | 0 | 0
NSR Shawnee 1& 4 - SO2 Rate Annual v4.11 | 817 | 7455 | Rate Constraint in lbs/MMBtu | FALSE | L | Annual | Allowances Withdrawn (1:1) | Thousand Tons | 0 | 0 | 0 | 0 | 0 | 0 | 0
NSR Shawnee 1& 4 - SO2 Rate Annual v4.11 | 817 | 7455 | Rate Constraint in lbs/MMBtu | FALSE | L | Annual | Allowances Withdrawn (n:1) | Thousand Tons | 0 | 0 | 0 | 0 | 0 | 0 | 0
NSR Shawnee 1& 4 - SO2 Rate Annual v4.11 | 817 | 7455 | Rate Constraint in lbs/MMBtu | FALSE | L | Annual | Net Emissions Allowance Position | Thousand Tons | 0.43118 | 0.51322 | 0 | 0 | 0 | 0 | 0
NSR Shawnee 1& 4 - SO2 Rate Annual v4.11 | 817 | 7455 | Rate Constraint in lbs/MMBtu | FALSE | L | Annual | Fuel Consumed | TBtu | 11.3185 | 13.4721 | 0 | 0 | 0 | 0 | 0
NSR Shawnee 1& 4 - SO2 Rate Annual v4.11 | 817 | 7455 | Rate Constraint in lbs/MMBtu | FALSE | L | Annual | Rate | lb/MMBtu | 0.07619 | 0.07619 | 0 | 0 | 0 | 0 | 0
NSR Shawnee 1& 4 - SO2 Rate Annual v4.11 | 817 | 7455 | Rate Constraint in lbs/MMBtu | FALSE | L | Annual | Generation | TWh | 0.96608 | 1.1499 | 0 | 0 | 0 | 0 | 0
NSR Shawnee 1& 4 - SO2 Rate Annual v4.11 | 817 | 7455 | Rate Constraint in lbs/MMBtu | FALSE | L | Annual | Qualifying Generation | TWh | 0.96608 | 1.1499 | 0 | 0 | 0 | 0 | 0
NSR Shawnee 1& 4 - SO2 Rate Annual v4.11 | 817 | 7455 | Rate Constraint in lbs/MMBtu | FALSE | L | Annual | Rate | lb/MWh | 0.89264 | 0.89264 | 0 | 0 | 0 | 0 | 0
NSR Shawnee 1& 4 - SO2 Rate Annual v4.11 | 817 | 7455 | Rate Constraint in lbs/MMBtu | FALSE | L | Annual | Constraint Shadow Price | US2022$/Ton | 0 | 0 | 0 | 0 | 0 | 0 | 0
NSR Shawnee 5-10 - SO2 Rate Annual v4.11 | 818 | 7456 | Rate Constraint in lbs/MMBtu | FALSE | L | Annual | Seasons Included | Seasons | Winter, Spring, Summer, Fall | Winter, Spring, Summer, Fall | Winter, Spring, Summer, Fall | Winter, Spring, Summer, Fall | Winter, Spring, Summer, Fall | Winter, Spring, Summer, Fall | Winter, Spring, Summer, Fall
NSR Shawnee 5-10 - SO2 Rate Annual v4.11 | 818 | 7456 | Rate Constraint in lbs/MMBtu | FALSE | L | Annual | Standard SO2 | lb/MMBtu | 1.2 | 1.2 | 1.2 | 1.2 | 1.2 | 1.2 | 1.2
NSR Shawnee 5-10 - SO2 Rate Annual v4.11 | 818 | 7456 | Rate Constraint in lbs/MMBtu | FALSE | L | Annual | Emissions at Affected Plants SO2 | Thousand Tons | 1.8655 | 0 | 0 | 0 | 0 | 0 | 0
NSR Shawnee 5-10 - SO2 Rate Annual v4.11 | 818 | 7456 | Rate Constraint in lbs/MMBtu | FALSE | L | Annual | Allowances Purchased SO2 | Thousand Tons | 0 | 0 | 0 | 0 | 0 | 0 | 0
NSR Shawnee 5-10 - SO2 Rate Annual v4.11 | 818 | 7456 | Rate Constraint in lbs/MMBtu | FALSE | L | Annual | Allowances Sold SO2 | Thousand Tons | 0 | 0 | 0 | 0 | 0 | 0 | 0
NSR Shawnee 5-10 - SO2 Rate Annual v4.11 | 818 | 7456 | Rate Constraint in lbs/MMBtu | FALSE | L | Annual | Allowances Banked | Thousand Tons | 0 | 0 | 0 | 0 | 0 | 0 | 0
NSR Shawnee 5-10 - SO2 Rate Annual v4.11 | 818 | 7456 | Rate Constraint in lbs/MMBtu | FALSE | L | Annual | Allowances Withdrawn (1:1) | Thousand Tons | 0 | 0 | 0 | 0 | 0 | 0 | 0
NSR Shawnee 5-10 - SO2 Rate Annual v4.11 | 818 | 7456 | Rate Constraint in lbs/MMBtu | FALSE | L | Annual | Allowances Withdrawn (n:1) | Thousand Tons | 0 | 0 | 0 | 0 | 0 | 0 | 0
NSR Shawnee 5-10 - SO2 Rate Annual v4.11 | 818 | 7456 | Rate Constraint in lbs/MMBtu | FALSE | L | Annual | Net Emissions Allowance Position | Thousand Tons | 1.8655 | 0 | 0 | 0 | 0 | 0 | 0
NSR Shawnee 5-10 - SO2 Rate Annual v4.11 | 818 | 7456 | Rate Constraint in lbs/MMBtu | FALSE | L | Annual | Fuel Consumed | TBtu | 8.3797 | 0 | 0 | 0 | 0 | 0 | 0
NSR Shawnee 5-10 - SO2 Rate Annual v4.11 | 818 | 7456 | Rate Constraint in lbs/MMBtu | FALSE | L | Annual | Rate | lb/MMBtu | 0.44525 | 0 | 0 | 0 | 0 | 0 | 0
NSR Shawnee 5-10 - SO2 Rate Annual v4.11 | 818 | 7456 | Rate Constraint in lbs/MMBtu | FALSE | L | Annual | Generation | TWh | 0.71281 | 0 | 0 | 0 | 0 | 0 | 0
NSR Shawnee 5-10 - SO2 Rate Annual v4.11 | 818 | 7456 | Rate Constraint in lbs/MMBtu | FALSE | L | Annual | Qualifying Generation | TWh | 0.71281 | 0 | 0 | 0 | 0 | 0 | 0
NSR Shawnee 5-10 - SO2 Rate Annual v4.11 | 818 | 7456 | Rate Constraint in lbs/MMBtu | FALSE | L | Annual | Rate | lb/MWh | 5.2343 | 0 | 0 | 0 | 0 | 0 | 0
NSR Shawnee 5-10 - SO2 Rate Annual v4.11 | 818 | 7456 | Rate Constraint in lbs/MMBtu | FALSE | L | Annual | Constraint Shadow Price | US2022$/Ton | 0 | 0 | 0 | 0 | 0 | 0 | 0
NSR Tucson Electric - SO2 Cap Annual v4.0 | 819 | 7276 | Rate Constraint in MTons | FALSE | L | Annual | Seasons Included | Seasons | Winter, Spring, Summer, Fall | Winter, Spring, Summer, Fall | Winter, Spring, Summer, Fall | Winter, Spring, Summer, Fall | Winter, Spring, Summer, Fall | Winter, Spring, Summer, Fall | Winter, Spring, Summer, Fall
NSR Tucson Electric - SO2 Cap Annual v4.0 | 819 | 7276 | Rate Constraint in MTons | FALSE | L | Annual | Standard SO2 | Thousand Tons | 10.66 | 10.66 | 10.66 | 10.66 | 10.66 | 10.66 | 10.66
NSR Tucson Electric - SO2 Cap Annual v4.0 | 819 | 7276 | Rate Constraint in MTons | FALSE | L | Annual | Emissions at Affected Plants SO2 | Thousand Tons | 2.2298 | 7.6968 | 4.4862 | 2.0241 | 0 | 0 | 0
NSR Tucson Electric - SO2 Cap Annual v4.0 | 819 | 7276 | Rate Constraint in MTons | FALSE | L | Annual | Allowances Purchased SO2 | Thousand Tons | 0 | 0 | 0 | 0 | 0 | 0 | 0
NSR Tucson Electric - SO2 Cap Annual v4.0 | 819 | 7276 | Rate Constraint in MTons | FALSE | L | Annual | Allowances Sold SO2 | Thousand Tons | 0 | 0 | 0 | 0 | 0 | 0 | 0
NSR Tucson Electric - SO2 Cap Annual v4.0 | 819 | 7276 | Rate Constraint in MTons | FALSE | L | Annual | Allowances Banked | Thousand Tons | 0 | 0 | 0 | 0 | 0 | 0 | 0
NSR Tucson Electric - SO2 Cap Annual v4.0 | 819 | 7276 | Rate Constraint in MTons | FALSE | L | Annual | Allowances Withdrawn (1:1) | Thousand Tons | 0 | 0 | 0 | 0 | 0 | 0 | 0
NSR Tucson Electric - SO2 Cap Annual v4.0 | 819 | 7276 | Rate Constraint in MTons | FALSE | L | Annual | Allowances Withdrawn (n:1) | Thousand Tons | 0 | 0 | 0 | 0 | 0 | 0 | 0
NSR Tucson Electric - SO2 Cap Annual v4.0 | 819 | 7276 | Rate Constraint in MTons | FALSE | L | Annual | Net Emissions Allowance Position | Thousand Tons | 2.2298 | 7.6968 | 4.4862 | 2.0241 | 0 | 0 | 0
NSR Tucson Electric - SO2 Cap Annual v4.0 | 819 | 7276 | Rate Constraint in MTons | FALSE | L | Annual | Fuel Consumed | TBtu | 19.1012 | 57.0012 | 50.6032 | 50.6032 | 0 | 0 | 0
NSR Tucson Electric - SO2 Cap Annual v4.0 | 819 | 7276 | Rate Constraint in MTons | FALSE | L | Annual | Rate | lb/MMBtu | 0.23347 | 0.27006 | 0.17731 | 0.08 | 0 | 0 | 0
NSR Tucson Electric - SO2 Cap Annual v4.0 | 819 | 7276 | Rate Constraint in MTons | FALSE | L | Annual | Generation | TWh | 1.8645 | 5.5652 | 3.3336 | 3.3336 | 0 | 0 | 0
NSR Tucson Electric - SO2 Cap Annual v4.0 | 819 | 7276 | Rate Constraint in MTons | FALSE | L | Annual | Qualifying Generation | TWh | 1.8645 | 5.5652 | 3.3336 | 3.3336 | 0 | 0 | 0
NSR Tucson Electric - SO2 Cap Annual v4.0 | 819 | 7276 | Rate Constraint in MTons | FALSE | L | Annual | Rate | lb/MWh | 2.3918 | 2.7661 | 2.6915 | 1.2144 | 0 | 0 | 0
NSR Tucson Electric - SO2 Cap Annual v4.0 | 819 | 7276 | Rate Constraint in MTons | FALSE | L | Annual | Constraint Shadow Price | US2022$/Ton | 0 | 0 | 0 | 0 | 0 | 0 | 0
NSR Tucson Electric NOx Cap Annual - v4.0 | 820 | 7277 | Rate Constraint in MTons | FALSE | L | Annual | Seasons Included | Seasons | Winter, Spring, Summer, Fall | Winter, Spring, Summer, Fall | Winter, Spring, Summer, Fall | Winter, Spring, Summer, Fall | Winter, Spring, Summer, Fall | Winter, Spring, Summer, Fall | Winter, Spring, Summer, Fall
NSR Tucson Electric NOx Cap Annual - v4.0 | 820 | 7277 | Rate Constraint in MTons | FALSE | L | Annual | Standard NOX | Thousand Tons | 8.94 | 8.94 | 8.94 | 8.94 | 8.94 | 8.94 | 8.94
NSR Tucson Electric NOx Cap Annual - v4.0 | 820 | 7277 | Rate Constraint in MTons | FALSE | L | Annual | Emissions at Affected Plants NOX | Thousand Tons | 0.92088 | 2.6878 | 1.9323 | 1.9323 | 0 | 0 | 0
NSR Tucson Electric NOx Cap Annual - v4.0 | 820 | 7277 | Rate Constraint in MTons | FALSE | L | Annual | Allowances Purchased NOX | Thousand Tons | 0 | 0 | 0 | 0 | 0 | 0 | 0
NSR Tucson Electric NOx Cap Annual - v4.0 | 820 | 7277 | Rate Constraint in MTons | FALSE | L | Annual | Allowances Sold NOX | Thousand Tons | 0 | 0 | 0 | 0 | 0 | 0 | 0
NSR Tucson Electric NOx Cap Annual - v4.0 | 820 | 7277 | Rate Constraint in MTons | FALSE | L | Annual | Allowances Banked | Thousand Tons | 0 | 0 | 0 | 0 | 0 | 0 | 0
NSR Tucson Electric NOx Cap Annual - v4.0 | 820 | 7277 | Rate Constraint in MTons | FALSE | L | Annual | Allowances Withdrawn (1:1) | Thousand Tons | 0 | 0 | 0 | 0 | 0 | 0 | 0
NSR Tucson Electric NOx Cap Annual - v4.0 | 820 | 7277 | Rate Constraint in MTons | FALSE | L | Annual | Allowances Withdrawn (n:1) | Thousand Tons | 0 | 0 | 0 | 0 | 0 | 0 | 0
NSR Tucson Electric NOx Cap Annual - v4.0 | 820 | 7277 | Rate Constraint in MTons | FALSE | L | Annual | Net Emissions Allowance Position | Thousand Tons | 0.92088 | 2.6878 | 1.9323 | 1.9323 | 0 | 0 | 0
NSR Tucson Electric NOx Cap Annual - v4.0 | 820 | 7277 | Rate Constraint in MTons | FALSE | L | Annual | Fuel Consumed | TBtu | 19.1012 | 57.0012 | 50.6032 | 50.6032 | 0 | 0 | 0
NSR Tucson Electric NOx Cap Annual - v4.0 | 820 | 7277 | Rate Constraint in MTons | FALSE | L | Annual | Rate | lb/MMBtu | 0.096421 | 0.094306 | 0.076369 | 0.076369 | 0 | 0 | 0
NSR Tucson Electric NOx Cap Annual - v4.0 | 820 | 7277 | Rate Constraint in MTons | FALSE | L | Annual | Generation | TWh | 1.8645 | 5.5652 | 3.3336 | 3.3336 | 0 | 0 | 0
NSR Tucson Electric NOx Cap Annual - v4.0 | 820 | 7277 | Rate Constraint in MTons | FALSE | L | Annual | Qualifying Generation | TWh | 1.8645 | 5.5652 | 3.3336 | 3.3336 | 0 | 0 | 0
NSR Tucson Electric NOx Cap Annual - v4.0 | 820 | 7277 | Rate Constraint in MTons | FALSE | L | Annual | Rate | lb/MWh | 0.98779 | 0.96593 | 1.1593 | 1.1593 | 0 | 0 | 0
NSR Tucson Electric NOx Cap Annual - v4.0 | 820 | 7277 | Rate Constraint in MTons | FALSE | L | Annual | Constraint Shadow Price | US2022$/Ton | 0 | 0 | 0 | 0 | 0 | 0 | 0
NSR TVA System - NOX Cap Annual v4.11 | 821 | 7400 | Rate Constraint in MTons | FALSE | L | Annual | Seasons Included | Seasons | Winter, Spring, Summer, Fall | Winter, Spring, Summer, Fall | Winter, Spring, Summer, Fall | Winter, Spring, Summer, Fall | Winter, Spring, Summer, Fall | Winter, Spring, Summer, Fall | Winter, Spring, Summer, Fall
NSR TVA System - NOX Cap Annual v4.11 | 821 | 7400 | Rate Constraint in MTons | FALSE | L | Annual | Standard NOX | Thousand Tons | 52 | 52 | 52 | 52 | 52 | 52 | 52
NSR TVA System - NOX Cap Annual v4.11 | 821 | 7400 | Rate Constraint in MTons | FALSE | L | Annual | Emissions at Affected Plants NOX | Thousand Tons | 1.9524 | 0.91362 | 0 | 0 | 0 | 0 | 0
NSR TVA System - NOX Cap Annual v4.11 | 821 | 7400 | Rate Constraint in MTons | FALSE | L | Annual | Allowances Purchased NOX | Thousand Tons | 0 | 0 | 0 | 0 | 0 | 0 | 0
NSR TVA System - NOX Cap Annual v4.11 | 821 | 7400 | Rate Constraint in MTons | FALSE | L | Annual | Allowances Sold NOX | Thousand Tons | 0 | 0 | 0 | 0 | 0 | 0 | 0
NSR TVA System - NOX Cap Annual v4.11 | 821 | 7400 | Rate Constraint in MTons | FALSE | L | Annual | Allowances Banked | Thousand Tons | 0 | 0 | 0 | 0 | 0 | 0 | 0
NSR TVA System - NOX Cap Annual v4.11 | 821 | 7400 | Rate Constraint in MTons | FALSE | L | Annual | Allowances Withdrawn (1:1) | Thousand Tons | 0 | 0 | 0 | 0 | 0 | 0 | 0
NSR TVA System - NOX Cap Annual v4.11 | 821 | 7400 | Rate Constraint in MTons | FALSE | L | Annual | Allowances Withdrawn (n:1) | Thousand Tons | 0 | 0 | 0 | 0 | 0 | 0 | 0
NSR TVA System - NOX Cap Annual v4.11 | 821 | 7400 | Rate Constraint in MTons | FALSE | L | Annual | Net Emissions Allowance Position | Thousand Tons | 1.9524 | 0.91362 | 0 | 0 | 0 | 0 | 0
NSR TVA System - NOX Cap Annual v4.11 | 821 | 7400 | Rate Constraint in MTons | FALSE | L | Annual | Fuel Consumed | TBtu | 24.8203 | 13.4721 | 0 | 0 | 0 | 0 | 0
NSR TVA System - NOX Cap Annual v4.11 | 821 | 7400 | Rate Constraint in MTons | FALSE | L | Annual | Rate | lb/MMBtu | 0.15732 | 0.13563 | 0 | 0 | 0 | 0 | 0
NSR TVA System - NOX Cap Annual v4.11 | 821 | 7400 | Rate Constraint in MTons | FALSE | L | Annual | Generation | TWh | 2.1383 | 1.1499 | 0 | 0 | 0 | 0 | 0
NSR TVA System - NOX Cap Annual v4.11 | 821 | 7400 | Rate Constraint in MTons | FALSE | L | Annual | Qualifying Generation | TWh | 2.1383 | 1.1499 | 0 | 0 | 0 | 0 | 0
NSR TVA System - NOX Cap Annual v4.11 | 821 | 7400 | Rate Constraint in MTons | FALSE | L | Annual | Rate | lb/MWh | 1.8261 | 1.589 | 0 | 0 | 0 | 0 | 0
NSR TVA System - NOX Cap Annual v4.11 | 821 | 7400 | Rate Constraint in MTons | FALSE | L | Annual | Constraint Shadow Price | US2022$/Ton | 0 | 0 | 0 | 0 | 0 | 0 | 0
NSR TVA System - SO2 Cap Annual v4.11 | 822 | 7399 | Rate Constraint in MTons | FALSE | L | Annual | Seasons Included | Seasons | Winter, Spring, Summer, Fall | Winter, Spring, Summer, Fall | Winter, Spring, Summer, Fall | Winter, Spring, Summer, Fall | Winter, Spring, Summer, Fall | Winter, Spring, Summer, Fall | Winter, Spring, Summer, Fall
NSR TVA System - SO2 Cap Annual v4.11 | 822 | 7399 | Rate Constraint in MTons | FALSE | L | Annual | Standard SO2 | Thousand Tons | 100 | 100 | 100 | 100 | 100 | 100 | 100
NSR TVA System - SO2 Cap Annual v4.11 | 822 | 7399 | Rate Constraint in MTons | FALSE | L | Annual | Emissions at Affected Plants SO2 | Thousand Tons | 3.1025 | 0.51322 | 0 | 0 | 0 | 0 | 0
NSR TVA System - SO2 Cap Annual v4.11 | 822 | 7399 | Rate Constraint in MTons | FALSE | L | Annual | Allowances Purchased SO2 | Thousand Tons | 0 | 0 | 0 | 0 | 0 | 0 | 0
NSR TVA System - SO2 Cap Annual v4.11 | 822 | 7399 | Rate Constraint in MTons | FALSE | L | Annual | Allowances Sold SO2 | Thousand Tons | 0 | 0 | 0 | 0 | 0 | 0 | 0
NSR TVA System - SO2 Cap Annual v4.11 | 822 | 7399 | Rate Constraint in MTons | FALSE | L | Annual | Allowances Banked | Thousand Tons | 0 | 0 | 0 | 0 | 0 | 0 | 0
NSR TVA System - SO2 Cap Annual v4.11 | 822 | 7399 | Rate Constraint in MTons | FALSE | L | Annual | Allowances Withdrawn (1:1) | Thousand Tons | 0 | 0 | 0 | 0 | 0 | 0 | 0
NSR TVA System - SO2 Cap Annual v4.11 | 822 | 7399 | Rate Constraint in MTons | FALSE | L | Annual | Allowances Withdrawn (n:1) | Thousand Tons | 0 | 0 | 0 | 0 | 0 | 0 | 0
NSR TVA System - SO2 Cap Annual v4.11 | 822 | 7399 | Rate Constraint in MTons | FALSE | L | Annual | Net Emissions Allowance Position | Thousand Tons | 3.1025 | 0.51322 | 0 | 0 | 0 | 0 | 0
NSR TVA System - SO2 Cap Annual v4.11 | 822 | 7399 | Rate Constraint in MTons | FALSE | L | Annual | Fuel Consumed | TBtu | 24.8203 | 13.4721 | 0 | 0 | 0 | 0 | 0
NSR TVA System - SO2 Cap Annual v4.11 | 822 | 7399 | Rate Constraint in MTons | FALSE | L | Annual | Rate | lb/MMBtu | 0.25 | 0.07619 | 0 | 0 | 0 | 0 | 0
NSR TVA System - SO2 Cap Annual v4.11 | 822 | 7399 | Rate Constraint in MTons | FALSE | L | Annual | Generation | TWh | 2.1383 | 1.1499 | 0 | 0 | 0 | 0 | 0
NSR TVA System - SO2 Cap Annual v4.11 | 822 | 7399 | Rate Constraint in MTons | FALSE | L | Annual | Qualifying Generation | TWh | 2.1383 | 1.1499 | 0 | 0 | 0 | 0 | 0
NSR TVA System - SO2 Cap Annual v4.11 | 822 | 7399 | Rate Constraint in MTons | FALSE | L | Annual | Rate | lb/MWh | 2.9019 | 0.89264 | 0 | 0 | 0 | 0 | 0
NSR TVA System - SO2 Cap Annual v4.11 | 822 | 7399 | Rate Constraint in MTons | FALSE | L | Annual | Constraint Shadow Price | US2022$/Ton | 0 | 0 | 0 | 0 | 0 | 0 | 0
NSR Valley 1-4 - NOX Rate Annual v5.16 | 823 | 7429 | Rate Constraint in lbs/MMBtu | FALSE | L | Annual | Seasons Included | Seasons | Winter, Spring, Summer, Fall | Winter, Spring, Summer, Fall | Winter, Spring, Summer, Fall | Winter, Spring, Summer, Fall | Winter, Spring, Summer, Fall | Winter, Spring, Summer, Fall | Winter, Spring, Summer, Fall
NSR Valley 1-4 - NOX Rate Annual v5.16 | 823 | 7429 | Rate Constraint in lbs/MMBtu | FALSE | L | Annual | Standard NOX | lb/MMBtu | 0.08 | 0.08 | 0.08 | 0.08 | 0.08 | 0.08 | 0.08
NSR Valley 1-4 - NOX Rate Annual v5.16 | 823 | 7429 | Rate Constraint in lbs/MMBtu | FALSE | L | Annual | Emissions at Affected Plants NOX | Thousand Tons | 0.11312 | 0.15682 | 0.16581 | 0 | 0 | 0 | 0
NSR Valley 1-4 - NOX Rate Annual v5.16 | 823 | 7429 | Rate Constraint in lbs/MMBtu | FALSE | L | Annual | Allowances Purchased NOX | Thousand Tons | 0 | 0 | 0 | 0 | 0 | 0 | 0
NSR Valley 1-4 - NOX Rate Annual v5.16 | 823 | 7429 | Rate Constraint in lbs/MMBtu | FALSE | L | Annual | Allowances Sold NOX | Thousand Tons | 0 | 0 | 0 | 0 | 0 | 0 | 0
NSR Valley 1-4 - NOX Rate Annual v5.16 | 823 | 7429 | Rate Constraint in lbs/MMBtu | FALSE | L | Annual | Allowances Banked | Thousand Tons | 0 | 0 | 0 | 0 | 0 | 0 | 0
NSR Valley 1-4 - NOX Rate Annual v5.16 | 823 | 7429 | Rate Constraint in lbs/MMBtu | FALSE | L | Annual | Allowances Withdrawn (1:1) | Thousand Tons | 0 | 0 | 0 | 0 | 0 | 0 | 0
NSR Valley 1-4 - NOX Rate Annual v5.16 | 823 | 7429 | Rate Constraint in lbs/MMBtu | FALSE | L | Annual | Allowances Withdrawn (n:1) | Thousand Tons | 0 | 0 | 0 | 0 | 0 | 0 | 0
NSR Valley 1-4 - NOX Rate Annual v5.16 | 823 | 7429 | Rate Constraint in lbs/MMBtu | FALSE | L | Annual | Net Emissions Allowance Position | Thousand Tons | 0.11312 | 0.15682 | 0.16581 | 0 | 0 | 0 | 0
NSR Valley 1-4 - NOX Rate Annual v5.16 | 823 | 7429 | Rate Constraint in lbs/MMBtu | FALSE | L | Annual | Fuel Consumed | TBtu | 3.0642 | 4.248 | 4.4916 | 0 | 0 | 0 | 0
NSR Valley 1-4 - NOX Rate Annual v5.16 | 823 | 7429 | Rate Constraint in lbs/MMBtu | FALSE | L | Annual | Rate | lb/MMBtu | 0.073832 | 0.073832 | 0.073832 | 0 | 0 | 0 | 0
NSR Valley 1-4 - NOX Rate Annual v5.16 | 823 | 7429 | Rate Constraint in lbs/MMBtu | FALSE | L | Annual | Generation | TWh | 0.31812 | 0.44103 | 0.46632 | 0 | 0 | 0 | 0
NSR Valley 1-4 - NOX Rate Annual v5.16 | 823 | 7429 | Rate Constraint in lbs/MMBtu | FALSE | L | Annual | Qualifying Generation | TWh | 0.31812 | 0.44103 | 0.46632 | 0 | 0 | 0 | 0
NSR Valley 1-4 - NOX Rate Annual v5.16 | 823 | 7429 | Rate Constraint in lbs/MMBtu | FALSE | L | Annual | Rate | lb/MWh | 0.71115 | 0.71115 | 0.71115 | 0 | 0 | 0 | 0
NSR Valley 1-4 - NOX Rate Annual v5.16 | 823 | 7429 | Rate Constraint in lbs/MMBtu | FALSE | L | Annual | Constraint Shadow Price | US2022$/Ton | 0 | 0 | 0 | 0 | 0 | 0 | 0
NSR Valley 1-4 - SO2 Cap Annual v5.16 | 824 | 7428 | Rate Constraint in MTons | FALSE | L | Annual | Seasons Included | Seasons | Winter, Spring, Summer, Fall | Winter, Spring, Summer, Fall | Winter, Spring, Summer, Fall | Winter, Spring, Summer, Fall | Winter, Spring, Summer, Fall | Winter, Spring, Summer, Fall | Winter, Spring, Summer, Fall
NSR Valley 1-4 - SO2 Cap Annual v5.16 | 824 | 7428 | Rate Constraint in MTons | FALSE | L | Annual | Standard SO2 | Thousand Tons | 0.0095 | 0.0095 | 0.0095 | 0.0095 | 0.0095 | 0.0095 | 0.0095
NSR Valley 1-4 - SO2 Cap Annual v5.16 | 824 | 7428 | Rate Constraint in MTons | FALSE | L | Annual | Emissions at Affected Plants SO2 | Thousand Tons | 0 | 0 | 0 | 0 | 0 | 0 | 0
NSR Valley 1-4 - SO2 Cap Annual v5.16 | 824 | 7428 | Rate Constraint in MTons | FALSE | L | Annual | Allowances Purchased SO2 | Thousand Tons | 0 | 0 | 0 | 0 | 0 | 0 | 0
NSR Valley 1-4 - SO2 Cap Annual v5.16 | 824 | 7428 | Rate Constraint in MTons | FALSE | L | Annual | Allowances Sold SO2 | Thousand Tons | 0 | 0 | 0 | 0 | 0 | 0 | 0
NSR Valley 1-4 - SO2 Cap Annual v5.16 | 824 | 7428 | Rate Constraint in MTons | FALSE | L | Annual | Allowances Banked | Thousand Tons | 0 | 0 | 0 | 0 | 0 | 0 | 0
NSR Valley 1-4 - SO2 Cap Annual v5.16 | 824 | 7428 | Rate Constraint in MTons | FALSE | L | Annual | Allowances Withdrawn (1:1) | Thousand Tons | 0 | 0 | 0 | 0 | 0 | 0 | 0
NSR Valley 1-4 - SO2 Cap Annual v5.16 | 824 | 7428 | Rate Constraint in MTons | FALSE | L | Annual | Allowances Withdrawn (n:1) | Thousand Tons | 0 | 0 | 0 | 0 | 0 | 0 | 0
NSR Valley 1-4 - SO2 Cap Annual v5.16 | 824 | 7428 | Rate Constraint in MTons | FALSE | L | Annual | Net Emissions Allowance Position | Thousand Tons | 0 | 0 | 0 | 0 | 0 | 0 | 0
NSR Valley 1-4 - SO2 Cap Annual v5.16 | 824 | 7428 | Rate Constraint in MTons | FALSE | L | Annual | Fuel Consumed | TBtu | 3.0642 | 4.248 | 4.4916 | 0 | 0 | 0 | 0
NSR Valley 1-4 - SO2 Cap Annual v5.16 | 824 | 7428 | Rate Constraint in MTons | FALSE | L | Annual | Rate | lb/MMBtu | 0 | 0 | 0 | 0 | 0 | 0 | 0
NSR Valley 1-4 - SO2 Cap Annual v5.16 | 824 | 7428 | Rate Constraint in MTons | FALSE | L | Annual | Generation | TWh | 0.31812 | 0.44103 | 0.46632 | 0 | 0 | 0 | 0
NSR Valley 1-4 - SO2 Cap Annual v5.16 | 824 | 7428 | Rate Constraint in MTons | FALSE | L | Annual | Qualifying Generation | TWh | 0.31812 | 0.44103 | 0.46632 | 0 | 0 | 0 | 0
NSR Valley 1-4 - SO2 Cap Annual v5.16 | 824 | 7428 | Rate Constraint in MTons | FALSE | L | Annual | Rate | lb/MWh | 0 | 0 | 0 | 0 | 0 | 0 | 0
NSR Valley 1-4 - SO2 Cap Annual v5.16 | 824 | 7428 | Rate Constraint in MTons | FALSE | L | Annual | Constraint Shadow Price | US2022$/Ton | 0 | 0 | 0 | 0 | 0 | 0 | 0
NSR WEPCO Settlement - NOX Cap Annual v3.1 | 825 | 7401 | Rate Constraint in MTons | FALSE | L | Annual | Seasons Included | Seasons | Winter, Spring, Summer, Fall | Winter, Spring, Summer, Fall | Winter, Spring, Summer, Fall | Winter, Spring, Summer, Fall | Winter, Spring, Summer, Fall | Winter, Spring, Summer, Fall | Winter, Spring, Summer, Fall
NSR WEPCO Settlement - NOX Cap Annual v3.1 | 825 | 7401 | Rate Constraint in MTons | FALSE | L | Annual | Standard NOX | Thousand Tons | 17.4 | 17.4 | 17.4 | 17.4 | 17.4 | 17.4 | 17.4
NSR WEPCO Settlement - NOX Cap Annual v3.1 | 825 | 7401 | Rate Constraint in MTons | FALSE | L | Annual | Emissions at Affected Plants NOX | Thousand Tons | 0.11312 | 0.15682 | 0.16581 | 0 | 0 | 0 | 0
NSR WEPCO Settlement - NOX Cap Annual v3.1 | 825 | 7401 | Rate Constraint in MTons | FALSE | L | Annual | Allowances Purchased NOX | Thousand Tons | 0 | 0 | 0 | 0 | 0 | 0 | 0
NSR WEPCO Settlement - NOX Cap Annual v3.1 | 825 | 7401 | Rate Constraint in MTons | FALSE | L | Annual | Allowances Sold NOX | Thousand Tons | 0 | 0 | 0 | 0 | 0 | 0 | 0
NSR WEPCO Settlement - NOX Cap Annual v3.1 | 825 | 7401 | Rate Constraint in MTons | FALSE | L | Annual | Allowances Banked | Thousand Tons | 0 | 0 | 0 | 0 | 0 | 0 | 0
NSR WEPCO Settlement - NOX Cap Annual v3.1 | 825 | 7401 | Rate Constraint in MTons | FALSE | L | Annual | Allowances Withdrawn (1:1) | Thousand Tons | 0 | 0 | 0 | 0 | 0 | 0 | 0
NSR WEPCO Settlement - NOX Cap Annual v3.1 | 825 | 7401 | Rate Constraint in MTons | FALSE | L | Annual | Allowances Withdrawn (n:1) | Thousand Tons | 0 | 0 | 0 | 0 | 0 | 0 | 0
NSR WEPCO Settlement - NOX Cap Annual v3.1 | 825 | 7401 | Rate Constraint in MTons | FALSE | L | Annual | Net Emissions Allowance Position | Thousand Tons | 0.11312 | 0.15682 | 0.16581 | 0 | 0 | 0 | 0
NSR WEPCO Settlement - NOX Cap Annual v3.1 | 825 | 7401 | Rate Constraint in MTons | FALSE | L | Annual | Fuel Consumed | TBtu | 3.0642 | 4.248 | 4.4916 | 0 | 0 | 0 | 0
NSR WEPCO Settlement - NOX Cap Annual v3.1 | 825 | 7401 | Rate Constraint in MTons | FALSE | L | Annual | Rate | lb/MMBtu | 0.073832 | 0.073832 | 0.073832 | 0 | 0 | 0 | 0
NSR WEPCO Settlement - NOX Cap Annual v3.1 | 825 | 7401 | Rate Constraint in MTons | FALSE | L | Annual | Generation | TWh | 0.31812 | 0.44103 | 0.46632 | 0 | 0 | 0 | 0
NSR WEPCO Settlement - NOX Cap Annual v3.1 | 825 | 7401 | Rate Constraint in MTons | FALSE | L | Annual | Qualifying Generation | TWh | 0.31812 | 0.44103 | 0.46632 | 0 | 0 | 0 | 0
NSR WEPCO Settlement - NOX Cap Annual v3.1 | 825 | 7401 | Rate Constraint in MTons | FALSE | L | Annual | Rate | lb/MWh | 0.71115 | 0.71115 | 0.71115 | 0 | 0 | 0 | 0
NSR WEPCO Settlement - NOX Cap Annual v3.1 | 825 | 7401 | Rate Constraint in MTons | FALSE | L | Annual | Constraint Shadow Price | US2022$/Ton | 0 | 0 | 0 | 0 | 0 | 0 | 0
NSR WEPCO Settlement - NOX Rate Annual v3.1 | 826 | 7402 | Rate Constraint in lbs/MMBtu | FALSE | L | Annual | Seasons Included | Seasons | Winter, Spring, Summer, Fall | Winter, Spring, Summer, Fall | Winter, Spring, Summer, Fall | Winter, Spring, Summer, Fall | Winter, Spring, Summer, Fall | Winter, Spring, Summer, Fall | Winter, Spring, Summer, Fall
NSR WEPCO Settlement - NOX Rate Annual v3.1 | 826 | 7402 | Rate Constraint in lbs/MMBtu | FALSE | L | Annual | Standard NOX | lb/MMBtu | 0.17 | 0.17 | 0.17 | 0.17 | 0.17 | 0.17 | 0.17
NSR WEPCO Settlement - NOX Rate Annual v3.1 | 826 | 7402 | Rate Constraint in lbs/MMBtu | FALSE | L | Annual | Emissions at Affected Plants NOX | Thousand Tons | 0.11312 | 0.15682 | 0.16581 | 0 | 0 | 0 | 0
NSR WEPCO Settlement - NOX Rate Annual v3.1 | 826 | 7402 | Rate Constraint in lbs/MMBtu | FALSE | L | Annual | Allowances Purchased NOX | Thousand Tons | 0 | 0 | 0 | 0 | 0 | 0 | 0
NSR WEPCO Settlement - NOX Rate Annual v3.1 | 826 | 7402 | Rate Constraint in lbs/MMBtu | FALSE | L | Annual | Allowances Sold NOX | Thousand Tons | 0 | 0 | 0 | 0 | 0 | 0 | 0
NSR WEPCO Settlement - NOX Rate Annual v3.1 | 826 | 7402 | Rate Constraint in lbs/MMBtu | FALSE | L | Annual | Allowances Banked | Thousand Tons | 0 | 0 | 0 | 0 | 0 | 0 | 0
NSR WEPCO Settlement - NOX Rate Annual v3.1 | 826 | 7402 | Rate Constraint in lbs/MMBtu | FALSE | L | Annual | Allowances Withdrawn (1:1) | Thousand Tons | 0 | 0 | 0 | 0 | 0 | 0 | 0
NSR WEPCO Settlement - NOX Rate Annual v3.1 | 826 | 7402 | Rate Constraint in lbs/MMBtu | FALSE | L | Annual | Allowances Withdrawn (n:1) | Thousand Tons | 0 | 0 | 0 | 0 | 0 | 0 | 0
NSR WEPCO Settlement - NOX Rate Annual v3.1 | 826 | 7402 | Rate Constraint in lbs/MMBtu | FALSE | L | Annual | Net Emissions Allowance Position | Thousand Tons | 0.11312 | 0.15682 | 0.16581 | 0 | 0 | 0 | 0
NSR WEPCO Settlement - NOX Rate Annual v3.1 | 826 | 7402 | Rate Constraint in lbs/MMBtu | FALSE | L | Annual | Fuel Consumed | TBtu | 3.0642 | 4.248 | 4.4916 | 0 | 0 | 0 | 0
NSR WEPCO Settlement - NOX Rate Annual v3.1 | 826 | 7402 | Rate Constraint in lbs/MMBtu | FALSE | L | Annual | Rate | lb/MMBtu | 0.073832 | 0.073832 | 0.073832 | 0 | 0 | 0 | 0
NSR WEPCO Settlement - NOX Rate Annual v3.1 | 826 | 7402 | Rate Constraint in lbs/MMBtu | FALSE | L | Annual | Generation | TWh | 0.31812 | 0.44103 | 0.46632 | 0 | 0 | 0 | 0
NSR WEPCO Settlement - NOX Rate Annual v3.1 | 826 | 7402 | Rate Constraint in lbs/MMBtu | FALSE | L | Annual | Qualifying Generation | TWh | 0.31812 | 0.44103 | 0.46632 | 0 | 0 | 0 | 0
NSR WEPCO Settlement - NOX Rate Annual v3.1 | 826 | 7402 | Rate Constraint in lbs/MMBtu | FALSE | L | Annual | Rate | lb/MWh | 0.71115 | 0.71115 | 0.71115 | 0 | 0 | 0 | 0
NSR WEPCO Settlement - NOX Rate Annual v3.1 | 826 | 7402 | Rate Constraint in lbs/MMBtu | FALSE | L | Annual | Constraint Shadow Price | US2022$/Ton | 0 | 0 | 0 | 0 | 0 | 0 | 0
NSR WEPCO Settlement - SO2 Cap Annual v3.1 | 827 | 7403 | Rate Constraint in MTons | FALSE | L | Annual | Seasons Included | Seasons | Winter, Spring, Summer, Fall | Winter, Spring, Summer, Fall | Winter, Spring, Summer, Fall | Winter, Spring, Summer, Fall | Winter, Spring, Summer, Fall | Winter, Spring, Summer, Fall | Winter, Spring, Summer, Fall
NSR WEPCO Settlement - SO2 Cap Annual v3.1 | 827 | 7403 | Rate Constraint in MTons | FALSE | L | Annual | Standard SO2 | Thousand Tons | 33.3 | 33.3 | 33.3 | 33.3 | 33.3 | 33.3 | 33.3
NSR WEPCO Settlement - SO2 Cap Annual v3.1 | 827 | 7403 | Rate Constraint in MTons | FALSE | L | Annual | Emissions at Affected Plants SO2 | Thousand Tons | 0 | 0 | 0 | 0 | 0 | 0 | 0
NSR WEPCO Settlement - SO2 Cap Annual v3.1 | 827 | 7403 | Rate Constraint in MTons | FALSE | L | Annual | Allowances Purchased SO2 | Thousand Tons | 0 | 0 | 0 | 0 | 0 | 0 | 0
NSR WEPCO Settlement - SO2 Cap Annual v3.1 | 827 | 7403 | Rate Constraint in MTons | FALSE | L | Annual | Allowances Sold SO2 | Thousand Tons | 0 | 0 | 0 | 0 | 0 | 0 | 0
NSR WEPCO Settlement - SO2 Cap Annual v3.1 | 827 | 7403 | Rate Constraint in MTons | FALSE | L | Annual | Allowances Banked | Thousand Tons | 0 | 0 | 0 | 0 | 0 | 0 | 0
NSR WEPCO Settlement - SO2 Cap Annual v3.1 | 827 | 7403 | Rate Constraint in MTons | FALSE | L | Annual | Allowances Withdrawn (1:1) | Thousand Tons | 0 | 0 | 0 | 0 | 0 | 0 | 0
NSR WEPCO Settlement - SO2 Cap Annual v3.1 | 827 | 7403 | Rate Constraint in MTons | FALSE | L | Annual | Allowances Withdrawn (n:1) | Thousand Tons | 0 | 0 | 0 | 0 | 0 | 0 | 0
NSR WEPCO Settlement - SO2 Cap Annual v3.1 | 827 | 7403 | Rate Constraint in MTons | FALSE | L | Annual | Net Emissions Allowance Position | Thousand Tons | 0 | 0 | 0 | 0 | 0 | 0 | 0
NSR WEPCO Settlement - SO2 Cap Annual v3.1 | 827 | 7403 | Rate Constraint in MTons | FALSE | L | Annual | Fuel Consumed | TBtu | 3.0642 | 4.248 | 4.4916 | 0 | 0 | 0 | 0
NSR WEPCO Settlement - SO2 Cap Annual v3.1 | 827 | 7403 | Rate Constraint in MTons | FALSE | L | Annual | Rate | lb/MMBtu | 0 | 0 | 0 | 0 | 0 | 0 | 0
NSR WEPCO Settlement - SO2 Cap Annual v3.1 | 827 | 7403 | Rate Constraint in MTons | FALSE | L | Annual | Generation | TWh | 0.31812 | 0.44103 | 0.46632 | 0 | 0 | 0 | 0
NSR WEPCO Settlement - SO2 Cap Annual v3.1 | 827 | 7403 | Rate Constraint in MTons | FALSE | L | Annual | Qualifying Generation | TWh | 0.31812 | 0.44103 | 0.46632 | 0 | 0 | 0 | 0
NSR WEPCO Settlement - SO2 Cap Annual v3.1 | 827 | 7403 | Rate Constraint in MTons | FALSE | L | Annual | Rate | lb/MWh | 0 | 0 | 0 | 0 | 0 | 0 | 0
NSR WEPCO Settlement - SO2 Cap Annual v3.1 | 827 | 7403 | Rate Constraint in MTons | FALSE | L | Annual | Constraint Shadow Price | US2022$/Ton | 0 | 0 | 0 | 0 | 0 | 0 | 0
NSR WEPCO Settlement - SO2 Rate Annual v3.1 | 828 | 7404 | Rate Constraint in lbs/MMBtu | FALSE | L | Annual | Seasons Included | Seasons | Winter, Spring, Summer, Fall | Winter, Spring, Summer, Fall | Winter, Spring, Summer, Fall | Winter, Spring, Summer, Fall | Winter, Spring, Summer, Fall | Winter, Spring, Summer, Fall | Winter, Spring, Summer, Fall
NSR WEPCO Settlement - SO2 Rate Annual v3.1 | 828 | 7404 | Rate Constraint in lbs/MMBtu | FALSE | L | Annual | Standard SO2 | lb/MMBtu | 0.32 | 0.32 | 0.32 | 0.32 | 0.32 | 0.32 | 0.32
NSR WEPCO Settlement - SO2 Rate Annual v3.1 | 828 | 7404 | Rate Constraint in lbs/MMBtu | FALSE | L | Annual | Emissions at Affected Plants SO2 | Thousand Tons | 0 | 0 | 0 | 0 | 0 | 0 | 0
NSR WEPCO Settlement - SO2 Rate Annual v3.1 | 828 | 7404 | Rate Constraint in lbs/MMBtu | FALSE | L | Annual | Allowances Purchased SO2 | Thousand Tons | 0 | 0 | 0 | 0 | 0 | 0 | 0
NSR WEPCO Settlement - SO2 Rate Annual v3.1 | 828 | 7404 | Rate Constraint in lbs/MMBtu | FALSE | L | Annual | Allowances Sold SO2 | Thousand Tons | 0 | 0 | 0 | 0 | 0 | 0 | 0
NSR WEPCO Settlement - SO2 Rate Annual v3.1 | 828 | 7404 | Rate Constraint in lbs/MMBtu | FALSE | L | Annual | Allowances Banked | Thousand Tons | 0 | 0 | 0 | 0 | 0 | 0 | 0
NSR WEPCO Settlement - SO2 Rate Annual v3.1 | 828 | 7404 | Rate Constraint in lbs/MMBtu | FALSE | L | Annual | Allowances Withdrawn (1:1) | Thousand Tons | 0 | 0 | 0 | 0 | 0 | 0 | 0
NSR WEPCO Settlement - SO2 Rate Annual v3.1 | 828 | 7404 | Rate Constraint in lbs/MMBtu | FALSE | L | Annual | Allowances Withdrawn (n:1) | Thousand Tons | 0 | 0 | 0 | 0 | 0 | 0 | 0
NSR WEPCO Settlement - SO2 Rate Annual v3.1 | 828 | 7404 | Rate Constraint in lbs/MMBtu | FALSE | L | Annual | Net Emissions Allowance Position | Thousand Tons | 0 | 0 | 0 | 0 | 0 | 0 | 0
NSR WEPCO Settlement - SO2 Rate Annual v3.1 | 828 | 7404 | Rate Constraint in lbs/MMBtu | FALSE | L | Annual | Fuel Consumed | TBtu | 3.0642 | 4.248 | 4.4916 | 0 | 0 | 0 | 0
NSR WEPCO Settlement - SO2 Rate Annual v3.1 | 828 | 7404 | Rate Constraint in lbs/MMBtu | FALSE | L | Annual | Rate | lb/MMBtu | 0 | 0 | 0 | 0 | 0 | 0 | 0
NSR WEPCO Settlement - SO2 Rate Annual v3.1 | 828 | 7404 | Rate Constraint in lbs/MMBtu | FALSE | L | Annual | Generation | TWh | 0.31812 | 0.44103 | 0.46632 | 0 | 0 | 0 | 0
NSR WEPCO Settlement - SO2 Rate Annual v3.1 | 828 | 7404 | Rate Constraint in lbs/MMBtu | FALSE | L | Annual | Qualifying Generation | TWh | 0.31812 | 0.44103 | 0.46632 | 0 | 0 | 0 | 0
NSR WEPCO Settlement - SO2 Rate Annual v3.1 | 828 | 7404 | Rate Constraint in lbs/MMBtu | FALSE | L | Annual | Rate | lb/MWh | 0 | 0 | 0 | 0 | 0 | 0 | 0
NSR WEPCO Settlement - SO2 Rate Annual v3.1 | 828 | 7404 | Rate Constraint in lbs/MMBtu | FALSE | L | Annual | Constraint Shadow Price | US2022$/Ton | 0 | 0 | 0 | 0 | 0 | 0 | 0
NSR Westar Consent - NOX Cap Annual v4.10 | 829 | 7405 | Rate Constraint in MTons | FALSE | L | Annual | Seasons Included | Seasons | Winter, Spring, Summer, Fall | Winter, Spring, Summer, Fall | Winter, Spring, Summer, Fall | Winter, Spring, Summer, Fall | Winter, Spring, Summer, Fall | Winter, Spring, Summer, Fall | Winter, Spring, Summer, Fall
NSR Westar Consent - NOX Cap Annual v4.10 | 829 | 7405 | Rate Constraint in MTons | FALSE | L | Annual | Standard NOX | Thousand Tons | 9.6 | 9.6 | 9.6 | 9.6 | 9.6 | 9.6 | 9.6
NSR Westar Consent - NOX Cap Annual v4.10 | 829 | 7405 | Rate Constraint in MTons | FALSE | L | Annual | Emissions at Affected Plants NOX | Thousand Tons | 0.62752 | 0.85564 | 0 | 0 | 0 | 0 | 0
NSR Westar Consent - NOX Cap Annual v4.10 | 829 | 7405 | Rate Constraint in MTons | FALSE | L | Annual | Allowances Purchased NOX | Thousand Tons | 0 | 0 | 0 | 0 | 0 | 0 | 0
NSR Westar Consent - NOX Cap Annual v4.10 | 829 | 7405 | Rate Constraint in MTons | FALSE | L | Annual | Allowances Sold NOX | Thousand Tons | 0 | 0 | 0 | 0 | 0 | 0 | 0
NSR Westar Consent - NOX Cap Annual v4.10 | 829 | 7405 | Rate Constraint in MTons | FALSE | L | Annual | Allowances Banked | Thousand Tons | 0 | 0 | 0 | 0 | 0 | 0 | 0
NSR Westar Consent - NOX Cap Annual v4.10 | 829 | 7405 | Rate Constraint in MTons | FALSE | L | Annual | Allowances Withdrawn (1:1) | Thousand Tons | 0 | 0 | 0 | 0 | 0 | 0 | 0
NSR Westar Consent - NOX Cap Annual v4.10 | 829 | 7405 | Rate Constraint in MTons | FALSE | L | Annual | Allowances Withdrawn (n:1) | Thousand Tons | 0 | 0 | 0 | 0 | 0 | 0 | 0
NSR Westar Consent - NOX Cap Annual v4.10 | 829 | 7405 | Rate Constraint in MTons | FALSE | L | Annual | Net Emissions Allowance Position | Thousand Tons | 0.62752 | 0.85564 | 0 | 0 | 0 | 0 | 0
NSR Westar Consent - NOX Cap Annual v4.10 | 829 | 7405 | Rate Constraint in MTons | FALSE | L | Annual | Fuel Consumed | TBtu | 31.4391 | 42.8676 | 0 | 0 | 0 | 0 | 0
NSR Westar Consent - NOX Cap Annual v4.10 | 829 | 7405 | Rate Constraint in MTons | FALSE | L | Annual | Rate | lb/MMBtu | 0.03992 | 0.03992 | 0 | 0 | 0 | 0 | 0
NSR Westar Consent - NOX Cap Annual v4.10 | 829 | 7405 | Rate Constraint in MTons | FALSE | L | Annual | Generation | TWh | 2.8607 | 3.9006 | 0 | 0 | 0 | 0 | 0
NSR Westar Consent - NOX Cap Annual v4.10 | 829 | 7405 | Rate Constraint in MTons | FALSE | L | Annual | Qualifying Generation | TWh | 2.8607 | 3.9006 | 0 | 0 | 0 | 0 | 0
NSR Westar Consent - NOX Cap Annual v4.10 | 829 | 7405 | Rate Constraint in MTons | FALSE | L | Annual | Rate | lb/MWh | 0.43872 | 0.43872 | 0 | 0 | 0 | 0 | 0
NSR Westar Consent - NOX Cap Annual v4.10 | 829 | 7405 | Rate Constraint in MTons | FALSE | L | Annual | Constraint Shadow Price | US2022$/Ton | 0 | 0 | 0 | 0 | 0 | 0 | 0
NSR Westar Consent - NOX Rate Annual v4.10, Unit 2516 and retrofits | 830 | 7406 | Rate Constraint in lbs/MMBtu | FALSE | L | Annual | Seasons Included | Seasons | Winter, Spring, Summer, Fall | Winter, Spring, Summer, Fall | Winter, Spring, Summer, Fall | Winter, Spring, Summer, Fall | Winter, Spring, Summer, Fall | Winter, Spring, Summer, Fall | Winter, Spring, Summer, Fall
NSR Westar Consent - NOX Rate Annual v4.10, Unit 2516 and retrofits | 830 | 7406 | Rate Constraint in lbs/MMBtu | FALSE | L | Annual | Standard NOX | lb/MMBtu | 0.1 | 0.1 | 0.1 | 0.1 | 0.1 | 0.1 | 0.1
NSR Westar Consent - NOX Rate Annual v4.10, Unit 2516 and retrofits | 830 | 7406 | Rate Constraint in lbs/MMBtu | FALSE | L | Annual | Emissions at Affected Plants NOX | Thousand Tons | 0.62752 | 0.85564 | 0 | 0 | 0 | 0 | 0
NSR Westar Consent - NOX Rate Annual v4.10, Unit 2516 and retrofits | 830 | 7406 | Rate Constraint in lbs/MMBtu | FALSE | L | Annual | Allowances Purchased NOX | Thousand Tons | 0 | 0 | 0 | 0 | 0 | 0 | 0
NSR Westar Consent - NOX Rate Annual v4.10, Unit 2516 and retrofits | 830 | 7406 | Rate Constraint in lbs/MMBtu | FALSE | L | Annual | Allowances Sold NOX | Thousand Tons | 0 | 0 | 0 | 0 | 0 | 0 | 0
NSR Westar Consent - NOX Rate Annual v4.10, Unit 2516 and retrofits | 830 | 7406 | Rate Constraint in lbs/MMBtu | FALSE | L | Annual | Allowances Banked | Thousand Tons | 0 | 0 | 0 | 0 | 0 | 0 | 0
NSR Westar Consent - NOX Rate Annual v4.10, Unit 2516 and retrofits | 830 | 7406 | Rate Constraint in lbs/MMBtu | FALSE | L | Annual | Allowances Withdrawn (1:1) | Thousand Tons | 0 | 0 | 0 | 0 | 0 | 0 | 0
NSR Westar Consent - NOX Rate Annual v4.10, Unit 2516 and retrofits | 830 | 7406 | Rate Constraint in lbs/MMBtu | FALSE | L | Annual | Allowances Withdrawn (n:1) | Thousand Tons | 0 | 0 | 0 | 0 | 0 | 0 | 0
NSR Westar Consent - NOX Rate Annual v4.10, Unit 2516 and retrofits | 830 | 7406 | Rate Constraint in lbs/MMBtu | FALSE | L | Annual | Net Emissions Allowance Position | Thousand Tons | 0.62752 | 0.85564 | 0 | 0 | 0 | 0 | 0
NSR Westar Consent - NOX Rate Annual v4.10, Unit 2516 and retrofits | 830 | 7406 | Rate Constraint in lbs/MMBtu | FALSE | L | Annual | Fuel Consumed | TBtu | 31.4391 | 42.8676 | 0 | 0 | 0 | 0 | 0
NSR Westar Consent - NOX Rate Annual v4.10, Unit 2516 and retrofits | 830 | 7406 | Rate Constraint in lbs/MMBtu | FALSE | L | Annual | Rate | lb/MMBtu | 0.03992 | 0.03992 | 0 | 0 | 0 | 0 | 0
NSR Westar Consent - NOX Rate Annual v4.10, Unit 2516 and retrofits | 830 | 7406 | Rate Constraint in lbs/MMBtu | FALSE | L | Annual | Generation | TWh | 2.8607 | 3.9006 | 0 | 0 | 0 | 0 | 0
NSR Westar Consent - NOX Rate Annual v4.10, Unit 2516 and retrofits | 830 | 7406 | Rate Constraint in lbs/MMBtu | FALSE | L | Annual | Qualifying Generation | TWh | 2.8607 | 3.9006 | 0 | 0 | 0 | 0 | 0
NSR Westar Consent - NOX Rate Annual v4.10, Unit 2516 and retrofits | 830 | 7406 | Rate Constraint in lbs/MMBtu | FALSE | L | Annual | Rate | lb/MWh | 0.43872 | 0.43872 | 0 | 0 | 0 | 0 | 0
NSR Westar Consent - NOX Rate Annual v4.10, Unit 2516 and retrofits | 830 | 7406 | Rate Constraint in lbs/MMBtu | FALSE | L | Annual | Constraint Shadow Price | US2022$/Ton | 0 | 0 | 0 | 0 | 0 | 0 | 0
NSR Westar Consent - NOX Rate Annual v4.10, Unit 2530 and retrofits | 831 | 7406 | Rate Constraint in lbs/MMBtu | FALSE | L | Annual | Seasons Included | Seasons | Winter, Spring, Summer, Fall | Winter, Spring, Summer, Fall | Winter, Spring, Summer, Fall | Winter, Spring, Summer, Fall | Winter, Spring, Summer, Fall | Winter, Spring, Summer, Fall | Winter, Spring, Summer, Fall
NSR Westar Consent - NOX Rate Annual v4.10, Unit 2530 and retrofits | 831 | 7406 | Rate Constraint in lbs/MMBtu | FALSE | L | Annual | Standard NOX | lb/MMBtu | 0.1 | 0.1 | 0.1 | 0.1 | 0.1 | 0.1 | 0.1
NSR Westar Consent - NOX Rate Annual v4.10, Unit 2530 and retrofits | 831 | 7406 | Rate Constraint in lbs/MMBtu | FALSE | L | Annual | Emissions at Affected Plants NOX | Thousand Tons | 0 | 0 | 0 | 0 | 0 | 0 | 0
NSR Westar Consent - NOX Rate Annual v4.10, Unit 2530 and retrofits | 831 | 7406 | Rate Constraint in lbs/MMBtu | FALSE | L | Annual | Allowances Purchased NOX | Thousand Tons | 0 | 0 | 0 | 0 | 0 | 0 | 0
NSR Westar Consent - NOX Rate Annual v4.10, Unit 2530 and retrofits | 831 | 7406 | Rate Constraint in lbs/MMBtu | FALSE | L | Annual | Allowances Sold NOX | Thousand Tons | 0 | 0 | 0 | 0 | 0 | 0 | 0
NSR Westar Consent - NOX Rate Annual v4.10, Unit 2530 and retrofits | 831 | 7406 | Rate Constraint in lbs/MMBtu | FALSE | L | Annual | Allowances Banked | Thousand Tons | 0 | 0 | 0 | 0 | 0 | 0 | 0
NSR Westar Consent - NOX Rate Annual v4.10, Unit 2530 and retrofits | 831 | 7406 | Rate Constraint in lbs/MMBtu | FALSE | L | Annual | Allowances Withdrawn (1:1) | Thousand Tons | 0 | 0 | 0 | 0 | 0 | 0 | 0
NSR Westar Consent - NOX Rate Annual v4.10, Unit 2530 and retrofits | 831 | 7406 | Rate Constraint in lbs/MMBtu | FALSE | L | Annual | Allowances Withdrawn (n:1) | Thousand Tons | 0 | 0 | 0 | 0 | 0 | 0 | 0
NSR Westar Consent - NOX Rate Annual v4.10, Unit 2530 and retrofits | 831 | 7406 | Rate Constraint in lbs/MMBtu | FALSE | L | Annual | Net Emissions Allowance Position | Thousand Tons | 0 | 0 | 0 | 0 | 0 | 0 | 0
NSR Westar Consent - NOX Rate Annual v4.10, Unit 2530 and retrofits | 831 | 7406 | Rate Constraint in lbs/MMBtu | FALSE | L | Annual | Fuel Consumed | TBtu | 0 | 0 | 0 | 0 | 0 | 0 | 0
NSR Westar Consent - NOX Rate Annual v4.10, Unit 2530 and retrofits | 831 | 7406 | Rate Constraint in lbs/MMBtu | FALSE | L | Annual | Rate | lb/MMBtu | 0 | 0 | 0 | 0 | 0 | 0 | 0
NSR Westar Consent - NOX Rate Annual v4.10, Unit 2530 and retrofits | 831 | 7406 | Rate Constraint in lbs/MMBtu | FALSE | L | Annual | Generation | TWh | 0 | 0 | 0 | 0 | 0 | 0 | 0
NSR Westar Consent - NOX Rate Annual v4.10, Unit 2530 and retrofits | 831 | 7406 | Rate Constraint in lbs/MMBtu | FALSE | L | Annual | Qualifying Generation | TWh | 0 | 0 | 0 | 0 | 0 | 0 | 0
NSR Westar Consent - NOX Rate Annual v4.10, Unit 2530 and retrofits | 831 | 7406 | Rate Constraint in lbs/MMBtu | FALSE | L | Annual | Rate | lb/MWh | 0 | 0 | 0 | 0 | 0 | 0 | 0
NSR Westar Consent - NOX Rate Annual v4.10, Unit 2530 and retrofits | 831 | 7406 | Rate Constraint in lbs/MMBtu | FALSE | L | Annual | Constraint Shadow Price | US2022$/Ton | 56067.8068 | 0 | 0 | 0 | 0 | 0 | 0
NSR Westar Consent - NOX Rate Annual v4.10, Unit 2531 and retrofits | 832 | 7406 | Rate Constraint in lbs/MMBtu | FALSE | L | Annual | Seasons Included | Seasons | Winter, Spring, Summer, Fall | Winter, Spring, Summer, Fall | Winter, Spring, Summer, Fall | Winter, Spring, Summer, Fall | Winter, Spring, Summer, Fall | Winter, Spring, Summer, Fall | Winter, Spring, Summer, Fall
NSR Westar Consent - NOX Rate Annual v4.10, Unit 2531 and retrofits | 832 | 7406 | Rate Constraint in lbs/MMBtu | FALSE | L | Annual | Standard NOX | lb/MMBtu | 0.1 | 0.1 | 0.1 | 0.1 | 0.1 | 0.1 | 0.1
NSR Westar Consent - NOX Rate Annual v4.10, Unit 2531 and retrofits | 832 | 7406 | Rate Constraint in lbs/MMBtu | FALSE | L | Annual | Emissions at Affected Plants NOX | Thousand Tons | 0 | 0 | 0 | 0 | 0 | 0 | 0
NSR Westar Consent - NOX Rate Annual v4.10, Unit 2531 and retrofits | 832 | 7406 | Rate Constraint in lbs/MMBtu | FALSE | L | Annual | Allowances Purchased NOX | Thousand Tons | 0 | 0 | 0 | 0 | 0 | 0 | 0
NSR Westar Consent - NOX Rate Annual v4.10, Unit 2531 and retrofits | 832 | 7406 | Rate Constraint in lbs/MMBtu | FALSE | L | Annual | Allowances Sold NOX | Thousand Tons | 0 | 0 | 0 | 0 | 0 | 0 | 0
NSR Westar Consent - NOX Rate Annual v4.10, Unit 2531 and retrofits | 832 | 7406 | Rate Constraint in lbs/MMBtu | FALSE | L | Annual | Allowances Banked | Thousand Tons | 0 | 0 | 0 | 0 | 0 | 0 | 0
NSR Westar Consent - NOX Rate Annual v4.10, Unit 2531 and retrofits | 832 | 7406 | Rate Constraint in lbs/MMBtu | FALSE | L | Annual | Allowances Withdrawn (1:1) | Thousand Tons | 0 | 0 | 0 | 0 | 0 | 0 | 0
NSR Westar Consent - NOX Rate Annual v4.10, Unit 2531 and retrofits | 832 | 7406 | Rate Constraint in lbs/MMBtu | FALSE | L | Annual | Allowances Withdrawn (n:1) | Thousand Tons | 0 | 0 | 0 | 0 | 0 | 0 | 0
NSR Westar Consent - NOX Rate Annual v4.10, Unit 2531 and retrofits | 832 | 7406 | Rate Constraint in lbs/MMBtu | FALSE | L | Annual | Net Emissions Allowance Position | Thousand Tons | 0 | 0 | 0 | 0 | 0 | 0 | 0
NSR Westar Consent - NOX Rate Annual v4.10, Unit 2531 and retrofits | 832 | 7406 | Rate Constraint in lbs/MMBtu | FALSE | L | Annual | Fuel Consumed | TBtu | 0 | 0 | 0 | 0 | 0 | 0 | 0
NSR Westar Consent - NOX Rate Annual v4.10, Unit 2531 and retrofits | 832 | 7406 | Rate Constraint in lbs/MMBtu | FALSE | L | Annual | Rate | lb/MMBtu | 0 | 0 | 0 | 0 | 0 | 0 | 0
NSR Westar Consent - NOX Rate Annual v4.10, Unit 2531 and retrofits | 832 | 7406 | Rate Constraint in lbs/MMBtu | FALSE | L | Annual | Generation | TWh | 0 | 0 | 0 | 0 | 0 | 0 | 0
NSR Westar Consent - NOX Rate Annual v4.10, Unit 2531 and retrofits | 832 | 7406 | Rate Constraint in lbs/MMBtu | FALSE | L | Annual | Qualifying Generation | TWh | 0 | 0 | 0 | 0 | 0 | 0 | 0
NSR Westar Consent - NOX Rate Annual v4.10, Unit 2531 and retrofits | 832 | 7406 | Rate Constraint in lbs/MMBtu | FALSE | L | Annual | Rate | lb/MWh | 0 | 0 | 0 | 0 | 0 | 0 | 0
NSR Westar Consent - NOX Rate Annual v4.10, Unit 2531 and retrofits | 832 | 7406 | Rate Constraint in lbs/MMBtu | FALSE | L | Annual | Constraint Shadow Price | US2022$/Ton | 21279.022 | 48865.1602 | 0 | 0 | 0 | 658.7541 | 0
NSR Westar Consent - SO2 Cap Annual v4.10 | 833 | 7407 | Rate Constraint in MTons | FALSE | L | Annual | Seasons Included | Seasons | Winter, Spring, Summer, Fall | Winter, Spring, Summer, Fall | Winter, Spring, Summer, Fall | Winter, Spring, Summer, Fall | Winter, Spring, Summer, Fall | Winter, Spring, Summer, Fall | Winter, Spring, Summer, Fall
NSR Westar Consent - SO2 Cap Annual v4.10 | 833 | 7407 | Rate Constraint in MTons | FALSE | L | Annual | Standard SO2 | Thousand Tons | 6.6 | 6.6 | 6.6 | 6.6 | 6.6 | 6.6 | 6.6
NSR Westar Consent - SO2 Cap Annual v4.10 | 833 | 7407 | Rate Constraint in MTons | FALSE | L | Annual | Emissions at Affected Plants SO2 | Thousand Tons | 0.94317 | 1.286 | 0 | 0 | 0 | 0 | 0
NSR Westar Consent - SO2 Cap Annual v4.10 | 833 | 7407 | Rate Constraint in MTons | FALSE | L | Annual | Allowances Purchased SO2 | Thousand Tons | 0 | 0 | 0 | 0 | 0 | 0 | 0
NSR Westar Consent - SO2 Cap Annual v4.10 | 833 | 7407 | Rate Constraint in MTons | FALSE | L | Annual | Allowances Sold SO2 | Thousand Tons | 0 | 0 | 0 | 0 | 0 | 0 | 0
NSR Westar Consent - SO2 Cap Annual v4.10 | 833 | 7407 | Rate Constraint in MTons | FALSE | L | Annual | Allowances Banked | Thousand Tons | 0 | 0 | 0 | 0 | 0 | 0 | 0
NSR Westar Consent - SO2 Cap Annual v4.10 | 833 | 7407 | Rate Constraint in MTons | FALSE | L | Annual | Allowances Withdrawn (1:1) | Thousand Tons | 0 | 0 | 0 | 0 | 0 | 0 | 0
NSR Westar Consent - SO2 Cap Annual v4.10 | 833 | 7407 | Rate Constraint in MTons | FALSE | L | Annual | Allowances Withdrawn (n:1) | Thousand Tons | 0 | 0 | 0 | 0 | 0 | 0 | 0
NSR Westar Consent - SO2 Cap Annual v4.10 | 833 | 7407 | Rate Constraint in MTons | FALSE | L | Annual | Net Emissions Allowance Position | Thousand Tons | 0.94317 | 1.286 | 0 | 0 | 0 | 0 | 0
NSR Westar Consent - SO2 Cap Annual v4.10 | 833 | 7407 | Rate Constraint in MTons | FALSE | L | Annual | Fuel Consumed | TBtu | 31.4391 | 42.8676 | 0 | 0 | 0 | 0 | 0
NSR Westar Consent - SO2 Cap Annual v4.10 | 833 | 7407 | Rate Constraint in MTons | FALSE | L | Annual | Rate | lb/MMBtu | 0.06 | 0.06 | 0 | 0 | 0 | 0 | 0
NSR Westar Consent - SO2 Cap Annual v4.10 | 833 | 7407 | Rate Constraint in MTons | FALSE | L | Annual | Generation | TWh | 2.8607 | 3.9006 | 0 | 0 | 0 | 0 | 0
NSR Westar Consent - SO2 Cap Annual v4.10 | 833 | 7407 | Rate Constraint in MTons | FALSE | L | Annual | Qualifying Generation | TWh | 2.8607 | 3.9006 | 0 | 0 | 0 | 0 | 0
NSR Westar Consent - SO2 Cap Annual v4.10 | 833 | 7407 | Rate Constraint in MTons | FALSE | L | Annual | Rate | lb/MWh | 0.6594 | 0.6594 | 0 | 0 | 0 | 0 | 0
NSR Westar Consent - SO2 Cap Annual v4.10 | 833 | 7407 | Rate Constraint in MTons | FALSE | L | Annual | Constraint Shadow Price | US2022$/Ton | 0 | 0 | 0 | 0 | 0 | 0 | 0
NSR Westar Consent - SO2 Rate Annual v4.10 | 834 | 7408 | MACT Fuel Choice Floor in lbs/MMBtu | FALSE | L | Annual | Seasons Included | Seasons | Winter, Spring, Summer, Fall | Winter, Spring, Summer, Fall | Winter, Spring, Summer, Fall | Winter, Spring, Summer, Fall | Winter, Spring, Summer, Fall | Winter, Spring, Summer, Fall | Winter, Spring, Summer, Fall
NSR Westar Consent - SO2 Rate Annual v4.10 | 834 | 7408 | MACT Fuel Choice Floor in lbs/MMBtu | FALSE | L | Annual | Emission Floor | lb/MMBtu | 0.07 | 0.07 | 0.07 | 0.07 | 0.07 | 0.07 | 0.07
NSR Westar Consent - SO2 Rate Annual v4.10 | 834 | 7408 | MACT Fuel Choice Floor in lbs/MMBtu | FALSE | L | Annual | Emissions at Affected Plants SO2 | Thousand Tons | 0.94317 | 1.286 | 0 | 0 | 0 | 0 | 0
NSR Westar Consent - SO2 Rate Annual v4.10 | 834 | 7408 | MACT Fuel Choice Floor in lbs/MMBtu | FALSE | L | Annual | Allowances Purchased SO2 | Thousand Tons | 0 | 0 | 0 | 0 | 0 | 0 | 0
NSR Westar Consent - SO2 Rate Annual v4.10 | 834 | 7408 | MACT Fuel Choice Floor in lbs/MMBtu | FALSE | L | Annual | Allowances Sold SO2 | Thousand Tons | 0 | 0 | 0 | 0 | 0 | 0 | 0
NSR Westar Consent - SO2 Rate Annual v4.10 | 834 | 7408 | MACT Fuel Choice Floor in lbs/MMBtu | FALSE | L | Annual | Allowances Banked | Thousand Tons | 0 | 0 | 0 | 0 | 0 | 0 | 0
NSR Westar Consent - SO2 Rate Annual v4.10 | 834 | 7408 | MACT Fuel Choice Floor in lbs/MMBtu | FALSE | L | Annual | Allowances Withdrawn (1:1) | Thousand Tons | 0 | 0 | 0 | 0 | 0 | 0 | 0
NSR Westar Consent - SO2 Rate Annual v4.10 | 834 | 7408 | MACT Fuel Choice Floor in lbs/MMBtu | FALSE | L | Annual | Allowances Withdrawn (n:1) | Thousand Tons | 0 | 0 | 0 | 0 | 0 | 0 | 0
NSR Westar Consent - SO2 Rate Annual v4.10 | 834 | 7408 | MACT Fuel Choice Floor in lbs/MMBtu | FALSE | L | Annual | Net Emissions Allowance Position | Thousand Tons | 0.94317 | 1.286 | 0 | 0 | 0 | 0 | 0
NSR Westar Consent - SO2 Rate Annual v4.10 | 834 | 7408 | MACT Fuel Choice Floor in lbs/MMBtu | FALSE | L | Annual | Fuel Consumed | TBtu | 31.4391 | 42.8676 | 0 | 0 | 0 | 0 | 0
NSR Westar Consent - SO2 Rate Annual v4.10 | 834 | 7408 | MACT Fuel Choice Floor in lbs/MMBtu | FALSE | L | Annual | Rate | lb/MMBtu | 0.06 | 0.06 | 0 | 0 | 0 | 0 | 0
NSR Westar Consent - SO2 Rate Annual v4.10 | 834 | 7408 | MACT Fuel Choice Floor in lbs/MMBtu | FALSE | L | Annual | Generation | TWh | 2.8607 | 3.9006 | 0 | 0 | 0 | 0 | 0
NSR Westar Consent - SO2 Rate Annual v4.10 | 834 | 7408 | MACT Fuel Choice Floor in lbs/MMBtu | FALSE | L | Annual | Qualifying Generation | TWh | 2.8607 | 3.9006 | 0 | 0 | 0 | 0 | 0
NSR Westar Consent - SO2 Rate Annual v4.10 | 834 | 7408 | MACT Fuel Choice Floor in lbs/MMBtu | FALSE | L | Annual | Constraint Shadow Price | US2022$/Ton | 0 | 0 | 0 | 0 | 0 | 0 | 0
NSR Winyah 1 - NOX Rate Annual v3.1, Unit 4712 and retrofits | 835 | 7433 | Rate Constraint in lbs/MMBtu | FALSE | L | Annual | Seasons Included | Seasons | Winter, Spring, Summer, Fall | Winter, Spring, Summer, Fall | Winter, Spring, Summer, Fall | Winter, Spring, Summer, Fall | Winter, Spring, Summer, Fall | Winter, Spring, Summer, Fall | Winter, Spring, Summer, Fall
NSR Winyah 1 - NOX Rate Annual v3.1, Unit 4712 and retrofits | 835 | 7433 | Rate Constraint in lbs/MMBtu | FALSE | L | Annual | Standard NOX | lb/MMBtu | 0.1 | 0.1 | 0.1 | 0.1 | 0.1 | 0.1 | 0.1
NSR Winyah 1 - NOX Rate Annual v3.1, Unit 4712 and retrofits | 835 | 7433 | Rate Constraint in lbs/MMBtu | FALSE | L | Annual | Emissions at Affected Plants NOX | Thousand Tons | 0 | 0 | 0 | 0 | 0 | 0 | 0
NSR Winyah 1 - NOX Rate Annual v3.1, Unit 4712 and retrofits | 835 | 7433 | Rate Constraint in lbs/MMBtu | FALSE | L | Annual | Allowances Purchased NOX | Thousand Tons | 0 | 0 | 0 | 0 | 0 | 0 | 0
NSR Winyah 1 - NOX Rate Annual v3.1, Unit 4712 and retrofits | 835 | 7433 | Rate Constraint in lbs/MMBtu | FALSE | L | Annual | Allowances Sold NOX | Thousand Tons | 0 | 0 | 0 | 0 | 0 | 0 | 0
NSR Winyah 1 - NOX Rate Annual v3.1, Unit 4712 and retrofits | 835 | 7433 | Rate Constraint in lbs/MMBtu | FALSE | L | Annual | Allowances Banked | Thousand Tons | 0 | 0 | 0 | 0 | 0 | 0 | 0
NSR Winyah 1 - NOX Rate Annual v3.1, Unit 4712 and retrofits | 835 | 7433 | Rate Constraint in lbs/MMBtu | FALSE | L | Annual | Allowances Withdrawn (1:1) | Thousand Tons | 0 | 0 | 0 | 0 | 0 | 0 | 0
NSR Winyah 1 - NOX Rate Annual v3.1, Unit 4712 and retrofits | 835 | 7433 | Rate Constraint in lbs/MMBtu | FALSE | L | Annual | Allowances Withdrawn (n:1) | Thousand Tons | 0 | 0 | 0 | 0 | 0 | 0 | 0
NSR Winyah 1 - NOX Rate Annual v3.1, Unit 4712 and retrofits | 835 | 7433 | Rate Constraint in lbs/MMBtu | FALSE | L | Annual | Net Emissions Allowance Position | Thousand Tons | 0 | 0 | 0 | 0 | 0 | 0 | 0
NSR Winyah 1 - NOX Rate Annual v3.1, Unit 4712 and retrofits | 835 | 7433 | Rate Constraint in lbs/MMBtu | FALSE | L | Annual | Fuel Consumed | TBtu | 0 | 0 | 0 | 0 | 0 | 0 | 0
NSR Winyah 1 - NOX Rate Annual v3.1, Unit 4712 and retrofits | 835 | 7433 | Rate Constraint in lbs/MMBtu | FALSE | L | Annual | Rate | lb/MMBtu | 0 | 0 | 0 | 0 | 0 | 0 | 0
NSR Winyah 1 - NOX Rate Annual v3.1, Unit 4712 and retrofits | 835 | 7433 | Rate Constraint in lbs/MMBtu | FALSE | L | Annual | Generation | TWh | 0 | 0 | 0 | 0 | 0 | 0 | 0
NSR Winyah 1 - NOX Rate Annual v3.1, Unit 4712 and retrofits | 835 | 7433 | Rate Constraint in lbs/MMBtu | FALSE | L | Annual | Qualifying Generation | TWh | 0 | 0 | 0 | 0 | 0 | 0 | 0
NSR Winyah 1 - NOX Rate Annual v3.1, Unit 4712 and retrofits | 835 | 7433 | Rate Constraint in lbs/MMBtu | FALSE | L | Annual | Rate | lb/MWh | 0 | 0 | 0 | 0 | 0 | 0 | 0
NSR Winyah 1 - NOX Rate Annual v3.1, Unit 4712 and retrofits | 835 | 7433 | Rate Constraint in lbs/MMBtu | FALSE | L | Annual | Constraint Shadow Price | US2022$/Ton | 0 | 0 | 0 | 0 | 0 | 0 | 0
NSR Winyah 2-4 - NOX Rate Annual v3.1, Unit 4709 and retrofits | 836 | 7434 | Rate Constraint in lbs/MMBtu | FALSE | L | Annual | Seasons Included | Seasons | Winter, Spring, Summer, Fall | Winter, Spring, Summer, Fall | Winter, Spring, Summer, Fall | Winter, Spring, Summer, Fall | Winter, Spring, Summer, Fall | Winter, Spring, Summer, Fall | Winter, Spring, Summer, Fall
NSR Winyah 2-4 - NOX Rate Annual v3.1, Unit 4709 and retrofits | 836 | 7434 | Rate Constraint in lbs/MMBtu | FALSE | L | Annual | Standard NOX | lb/MMBtu | 0.12 | 0.12 | 0.12 | 0.12 | 0.12 | 0.12 | 0.12
NSR Winyah 2-4 - NOX Rate Annual v3.1, Unit 4709 and retrofits | 836 | 7434 | Rate Constraint in lbs/MMBtu | FALSE | L | Annual | Emissions at Affected Plants NOX | Thousand Tons | 0.15165 | 0.23745 | 0 | 0 | 0 | 0 | 0
NSR Winyah 2-4 - NOX Rate Annual v3.1, Unit 4709 and retrofits | 836 | 7434 | Rate Constraint in lbs/MMBtu | FALSE | L | Annual | Allowances Purchased NOX | Thousand Tons | 0 | 0 | 0 | 0 | 0 | 0 | 0
NSR Winyah 2-4 - NOX Rate Annual v3.1, Unit 4709 and retrofits | 836 | 7434 | Rate Constraint in lbs/MMBtu | FALSE | L | Annual | Allowances Sold NOX | Thousand Tons | 0 | 0 | 0 | 0 | 0 | 0 | 0
NSR Winyah 2-4 - NOX Rate Annual v3.1, Unit 4709 and retrofits | 836 | 7434 | Rate Constraint in lbs/MMBtu | FALSE | L | Annual | Allowances Banked | Thousand Tons | 0 | 0 | 0 | 0 | 0 | 0 | 0
NSR Winyah 2-4 - NOX Rate Annual v3.1, Unit 4709 and retrofits | 836 | 7434 | Rate Constraint in lbs/MMBtu | FALSE | L | Annual | Allowances Withdrawn (1:1) | Thousand Tons | 0 | 0 | 0 | 0 | 0 | 0 | 0
NSR Winyah 2-4 - NOX Rate Annual v3.1, Unit 4709 and retrofits | 836 | 7434 | Rate Constraint in lbs/MMBtu | FALSE | L | Annual | Allowances Withdrawn (n:1) | Thousand Tons | 0 | 0 | 0 | 0 | 0 | 0 | 0
NSR Winyah 2-4 - NOX Rate Annual v3.1, Unit 4709 and retrofits | 836 | 7434 | Rate Constraint in lbs/MMBtu | FALSE | L | Annual | Net Emissions Allowance Position | Thousand Tons | 0.15165 | 0.23745 | 0 | 0 | 0 | 0 | 0
NSR Winyah 2-4 - NOX Rate Annual v3.1, Unit 4709 and retrofits | 836 | 7434 | Rate Constraint in lbs/MMBtu | FALSE | L | Annual | Fuel Consumed | TBtu | 3.5851 | 5.6135 | 0 | 0 | 0 | 0 | 0
NSR Winyah 2-4 - NOX Rate Annual v3.1, Unit 4709 and retrofits | 836 | 7434 | Rate Constraint in lbs/MMBtu | FALSE | L | Annual | Rate | lb/MMBtu | 0.0846 | 0.0846 | 0 | 0 | 0 | 0 | 0
NSR Winyah 2-4 - NOX Rate Annual v3.1, Unit 4709 and retrofits | 836 | 7434 | Rate Constraint in lbs/MMBtu | FALSE | L | Annual | Generation | TWh | 0.33244 | 0.52054 | 0 | 0 | 0 | 0 | 0
NSR Winyah 2-4 - NOX Rate Annual v3.1, Unit 4709 and retrofits | 836 | 7434 | Rate Constraint in lbs/MMBtu | FALSE | L | Annual | Qualifying Generation | TWh | 0.33244 | 0.52054 | 0 | 0 | 0 | 0 | 0
NSR Winyah 2-4 - NOX Rate Annual v3.1, Unit 4709 and retrofits | 836 | 7434 | Rate Constraint in lbs/MMBtu | FALSE | L | Annual | Rate | lb/MWh | 0.91233 | 0.91233 | 0 | 0 | 0 | 0 | 0
NSR Winyah 2-4 - NOX Rate Annual v3.1, Unit 4709 and retrofits | 836 | 7434 | Rate Constraint in lbs/MMBtu | FALSE | L | Annual | Constraint Shadow Price | US2022$/Ton | 0 | 0 | 0 | 0 | 0 | 0 | 0
NSR Winyah 2-4 - NOX Rate Annual v3.1, Unit 4710 and retrofits | 837 | 7434 | Rate Constraint in lbs/MMBtu | FALSE | L | Annual | Seasons Included | Seasons | Winter, Spring, Summer, Fall | Winter, Spring, Summer, Fall | Winter, Spring, Summer, Fall | Winter, Spring, Summer, Fall | Winter, Spring, Summer, Fall | Winter, Spring, Summer, Fall | Winter, Spring, Summer, Fall
NSR Winyah 2-4 - NOX Rate Annual v3.1, Unit 4710 and retrofits | 837 | 7434 | Rate Constraint in lbs/MMBtu | FALSE | L | Annual | Standard NOX | lb/MMBtu | 0.12 | 0.12 | 0.12 | 0.12 | 0.12 | 0.12 | 0.12
NSR Winyah 2-4 - NOX Rate Annual v3.1, Unit 4710 and retrofits | 837 | 7434 | Rate Constraint in lbs/MMBtu | FALSE | L | Annual | Emissions at Affected Plants NOX | Thousand Tons | 0.17749 | 0.27166 | 0 | 0 | 0 | 0 | 0
NSR Winyah 2-4 - NOX Rate Annual v3.1, Unit 4710 and retrofits | 837 | 7434 | Rate Constraint in lbs/MMBtu | FALSE | L | Annual | Allowances Purchased NOX | Thousand Tons | 0 | 0 | 0 | 0 | 0 | 0 | 0
NSR Winyah 2-4 - NOX Rate Annual v3.1, Unit 4710 and retrofits | 837 | 7434 | Rate Constraint in lbs/MMBtu | FALSE | L | Annual | Allowances Sold NOX | Thousand Tons | 0 | 0 | 0 | 0 | 0 | 0 | 0
NSR Winyah 2-4 - NOX Rate Annual v3.1, Unit 4710 and retrofits | 837 | 7434 | Rate Constraint in lbs/MMBtu | FALSE | L | Annual | Allowances Banked | Thousand Tons | 0 | 0 | 0 | 0 | 0 | 0 | 0
NSR Winyah 2-4 - NOX Rate Annual v3.1, Unit 4710 and retrofits | 837 | 7434 | Rate Constraint in lbs/MMBtu | FALSE | L | Annual | Allowances Withdrawn (1:1) | Thousand Tons | 0 | 0 | 0 | 0 | 0 | 0 | 0
NSR Winyah 2-4 - NOX Rate Annual v3.1, Unit 4710 and retrofits | 837 | 7434 | Rate Constraint in lbs/MMBtu | FALSE | L | Annual | Allowances Withdrawn (n:1) | Thousand Tons | 0 | 0 | 0 | 0 | 0 | 0 | 0
NSR Winyah 2-4 - NOX Rate Annual v3.1, Unit 4710 and retrofits | 837 | 7434 | Rate Constraint in lbs/MMBtu | FALSE | L | Annual | Net Emissions Allowance Position | Thousand Tons | 0.17749 | 0.27166 | 0 | 0 | 0 | 0 | 0
NSR Winyah 2-4 - NOX Rate Annual v3.1, Unit 4710 and retrofits | 837 | 7434 | Rate Constraint in lbs/MMBtu | FALSE | L | Annual | Fuel Consumed | TBtu | 3.5322 | 5.4062 | 0 | 0 | 0 | 0 | 0
NSR Winyah 2-4 - NOX Rate Annual v3.1, Unit 4710 and retrofits | 837 | 7434 | Rate Constraint in lbs/MMBtu | FALSE | L | Annual | Rate | lb/MMBtu | 0.1005 | 0.1005 | 0 | 0 | 0 | 0 | 0
NSR Winyah 2-4 - NOX Rate Annual v3.1, Unit 4710 and retrofits | 837 | 7434 | Rate Constraint in lbs/MMBtu | FALSE | L | Annual | Generation | TWh | 0.32697 | 0.50043 | 0 | 0 | 0 | 0 | 0
NSR Winyah 2-4 - NOX Rate Annual v3.1, Unit 4710 and retrofits | 837 | 7434 | Rate Constraint in lbs/MMBtu | FALSE | L | Annual | Qualifying Generation | TWh | 0.32697 | 0.50043 | 0 | 0 | 0 | 0 | 0
NSR Winyah 2-4 - NOX Rate Annual v3.1, Unit 4710 and retrofits | 837 | 7434 | Rate Constraint in lbs/MMBtu | FALSE | L | Annual | Rate | lb/MWh | 1.0857 | 1.0857 | 0 | 0 | 0 | 0 | 0
NSR Winyah 2-4 - NOX Rate Annual v3.1, Unit 4710 and retrofits | 837 | 7434 | Rate Constraint in lbs/MMBtu | FALSE | L | Annual | Constraint Shadow Price | US2022$/Ton | 0 | 0 | 0 | 0 | 0 | 0 | 0
NSR Winyah 2-4 - NOX Rate Annual v3.1, Unit 4711 and retrofits | 838 | 7434 | Rate Constraint in lbs/MMBtu | FALSE | L | Annual | Seasons Included | Seasons | Winter, Spring, Summer, Fall | Winter, Spring, Summer, Fall | Winter, Spring, Summer, Fall | Winter, Spring, Summer, Fall | Winter, Spring, Summer, Fall | Winter, Spring, Summer, Fall | Winter, Spring, Summer, Fall
NSR Winyah 2-4 - NOX Rate Annual v3.1, Unit 4711 and retrofits | 838 | 7434 | Rate Constraint in lbs/MMBtu | FALSE | L | Annual | Standard NOX | lb/MMBtu | 0.12 | 0.12 | 0.12 | 0.12 | 0.12 | 0.12 | 0.12
NSR Winyah 2-4 - NOX Rate Annual v3.1, Unit 4711 and retrofits | 838 | 7434 | Rate Constraint in lbs/MMBtu | FALSE | L | Annual | Emissions at Affected Plants NOX | Thousand Tons | 0 | 0 | 0 | 0 | 0 | 0 | 0
NSR Winyah 2-4 - NOX Rate Annual v3.1, Unit 4711 and retrofits | 838 | 7434 | Rate Constraint in lbs/MMBtu | FALSE | L | Annual | Allowances Purchased NOX | Thousand Tons | 0 | 0 | 0 | 0 | 0 | 0 | 0
NSR Winyah 2-4 - NOX Rate Annual v3.1, Unit 4711 and retrofits | 838 | 7434 | Rate Constraint in lbs/MMBtu | FALSE | L | Annual | Allowances Sold NOX | Thousand Tons | 0 | 0 | 0 | 0 | 0 | 0 | 0
NSR Winyah 2-4 - NOX Rate Annual v3.1, Unit 4711 and retrofits | 838 | 7434 | Rate Constraint in lbs/MMBtu | FALSE | L | Annual | Allowances Banked | Thousand Tons | 0 | 0 | 0 | 0 | 0 | 0 | 0
NSR Winyah 2-4 - NOX Rate Annual v3.1, Unit 4711 and retrofits | 838 | 7434 | Rate Constraint in lbs/MMBtu | FALSE | L | Annual | Allowances Withdrawn (1:1) | Thousand Tons | 0 | 0 | 0 | 0 | 0 | 0 | 0
NSR Winyah 2-4 - NOX Rate Annual v3.1, Unit 4711 and retrofits | 838 | 7434 | Rate Constraint in lbs/MMBtu | FALSE | L | Annual | Allowances Withdrawn (n:1) | Thousand Tons | 0 | 0 | 0 | 0 | 0 | 0 | 0
NSR Winyah 2-4 - NOX Rate Annual v3.1, Unit 4711 and retrofits | 838 | 7434 | Rate Constraint in lbs/MMBtu | FALSE | L | Annual | Net Emissions Allowance Position | Thousand Tons | 0 | 0 | 0 | 0 | 0 | 0 | 0
NSR Winyah 2-4 - NOX Rate Annual v3.1, Unit 4711 and retrofits | 838 | 7434 | Rate Constraint in lbs/MMBtu | FALSE | L | Annual | Fuel Consumed | TBtu | 0 | 0 | 0 | 0 | 0 | 0 | 0
NSR Winyah 2-4 - NOX Rate Annual v3.1, Unit 4711 and retrofits | 838 | 7434 | Rate Constraint in lbs/MMBtu | FALSE | L | Annual | Rate | lb/MMBtu | 0 | 0 | 0 | 0 | 0 | 0 | 0
NSR Winyah 2-4 - NOX Rate Annual v3.1, Unit 4711 and retrofits | 838 | 7434 | Rate Constraint in lbs/MMBtu | FALSE | L | Annual | Generation | TWh | 0 | 0 | 0 | 0 | 0 | 0 | 0
NSR Winyah 2-4 - NOX Rate Annual v3.1, Unit 4711 and retrofits | 838 | 7434 | Rate Constraint in lbs/MMBtu | FALSE | L | Annual | Qualifying Generation | TWh | 0 | 0 | 0 | 0 | 0 | 0 | 0
NSR Winyah 2-4 - NOX Rate Annual v3.1, Unit 4711 and retrofits | 838 | 7434 | Rate Constraint in lbs/MMBtu | FALSE | L | Annual | Rate | lb/MWh | 0 | 0 | 0 | 0 | 0 | 0 | 0
NSR Winyah 2-4 - NOX Rate Annual v3.1, Unit 4711 and retrofits | 838 | 7434 | Rate Constraint in lbs/MMBtu | FALSE | L | Annual | Constraint Shadow Price | US2022$/Ton | 0 | 0 | 0 | 0 | 0 | 0 | 0
NSR WPS Consent - NOX Cap Annual v5.12 | 839 | 7409 | Rate Constraint in MTons | FALSE | L | Annual | Seasons Included | Seasons | Winter, Spring, Summer, Fall | Winter, Spring, Summer, Fall | Winter, Spring, Summer, Fall | Winter, Spring, Summer, Fall | Winter, Spring, Summer, Fall | Winter, Spring, Summer, Fall | Winter, Spring, Summer, Fall
NSR WPS Consent - NOX Cap Annual v5.12 | 839 | 7409 | Rate Constraint in MTons | FALSE | L | Annual | Standard NOX | Thousand Tons | 3.7 | 3.7 | 3.7 | 3.7 | 3.7 | 3.7 | 3.7
NSR WPS Consent - NOX Cap Annual v5.12 | 839 | 7409 | Rate Constraint in MTons | FALSE | L | Annual | Emissions at Affected Plants NOX | Thousand Tons | 0.95539 | 0.42554 | 0 | 0 | 0 | 0 | 0
NSR WPS Consent - NOX Cap Annual v5.12 | 839 | 7409 | Rate Constraint in MTons | FALSE | L | Annual | Allowances Purchased NOX | Thousand Tons | 0 | 0 | 0 | 0 | 0 | 0 | 0
NSR WPS Consent - NOX Cap Annual v5.12 | 839 | 7409 | Rate Constraint in MTons | FALSE | L | Annual | Allowances Sold NOX | Thousand Tons | 0 | 0 | 0 | 0 | 0 | 0 | 0
NSR WPS Consent - NOX Cap Annual v5.12 | 839 | 7409 | Rate Constraint in MTons | FALSE | L | Annual | Allowances Banked | Thousand Tons | 0 | 0 | 0 | 0 | 0 | 0 | 0
NSR WPS Consent - NOX Cap Annual v5.12 | 839 | 7409 | Rate Constraint in MTons | FALSE | L | Annual | Allowances Withdrawn (1:1) | Thousand Tons | 0 | 0 | 0 | 0 | 0 | 0 | 0
NSR WPS Consent - NOX Cap Annual v5.12 | 839 | 7409 | Rate Constraint in MTons | FALSE | L | Annual | Allowances Withdrawn (n:1) | Thousand Tons | 0 | 0 | 0 | 0 | 0 | 0 | 0
NSR WPS Consent - NOX Cap Annual v5.12 | 839 | 7409 | Rate Constraint in MTons | FALSE | L | Annual | Net Emissions Allowance Position | Thousand Tons | 0.95539 | 0.42554 | 0 | 0 | 0 | 0 | 0
NSR WPS Consent - NOX Cap Annual v5.12 | 839 | 7409 | Rate Constraint in MTons | FALSE | L | Annual | Fuel Consumed | TBtu | 35.2592 | 15.0553 | 0 | 0 | 0 | 0 | 0
NSR WPS Consent - NOX Cap Annual v5.12 | 839 | 7409 | Rate Constraint in MTons | FALSE | L | Annual | Rate | lb/MMBtu | 0.054192 | 0.05653 | 0 | 0 | 0 | 0 | 0
NSR WPS Consent - NOX Cap Annual v5.12 | 839 | 7409 | Rate Constraint in MTons | FALSE | L | Annual | Generation | TWh | 3.6253 | 1.5064 | 0 | 0 | 0 | 0 | 0
NSR WPS Consent - NOX Cap Annual v5.12 | 839 | 7409 | Rate Constraint in MTons | FALSE | L | Annual | Qualifying Generation | TWh | 3.6253 | 1.5064 | 0 | 0 | 0 | 0 | 0
NSR WPS Consent - NOX Cap Annual v5.12 | 839 | 7409 | Rate Constraint in MTons | FALSE | L | Annual | Rate | lb/MWh | 0.52707 | 0.56496 | 0 | 0 | 0 | 0 | 0
NSR WPS Consent - NOX Cap Annual v5.12 | 839 | 7409 | Rate Constraint in MTons | FALSE | L | Annual | Constraint Shadow Price | US2022$/Ton | 0 | 0 | 0 | 0 | 0 | 0 | 0
NSR WPS Consent - SO2 Cap Annual v5.12 | 840 | 7410 | Rate Constraint in MTons | FALSE | L | Annual | Seasons Included | Seasons | Winter, Spring, Summer, Fall | Winter, Spring, Summer, Fall | Winter, Spring, Summer, Fall | Winter, Spring, Summer, Fall | Winter, Spring, Summer, Fall | Winter, Spring, Summer, Fall | Winter, Spring, Summer, Fall
NSR WPS Consent - SO2 Cap Annual v5.12 | 840 | 7410 | Rate Constraint in MTons | FALSE | L | Annual | Standard SO2 | Thousand Tons | 4.25 | 4.25 | 4.25 | 4.25 | 4.25 | 4.25 | 4.25
NSR WPS Consent - SO2 Cap Annual v5.12 | 840 | 7410 | Rate Constraint in MTons | FALSE | L | Annual | Emissions at Affected Plants SO2 | Thousand Tons | 1.2064 | 0.033027 | 0 | 0 | 0 | 0 | 0
NSR WPS Consent - SO2 Cap Annual v5.12 | 840 | 7410 | Rate Constraint in MTons | FALSE | L | Annual | Allowances Purchased SO2 | Thousand Tons | 0 | 0 | 0 | 0 | 0 | 0 | 0
NSR WPS Consent - SO2 Cap Annual v5.12 | 840 | 7410 | Rate Constraint in MTons | FALSE | L | Annual | Allowances Sold SO2 | Thousand Tons | 0 | 0 | 0 | 0 | 0 | 0 | 0
NSR WPS Consent - SO2 Cap Annual v5.12 | 840 | 7410 | Rate Constraint in MTons | FALSE | L | Annual | Allowances Banked | Thousand Tons | 0 | 0 | 0 | 0 | 0 | 0 | 0
NSR WPS Consent - SO2 Cap Annual v5.12 | 840 | 7410 | Rate Constraint in MTons | FALSE | L | Annual | Allowances Withdrawn (1:1) | Thousand Tons | 0 | 0 | 0 | 0 | 0 | 0 | 0
NSR WPS Consent - SO2 Cap Annual v5.12 | 840 | 7410 | Rate Constraint in MTons | FALSE | L | Annual | Allowances Withdrawn (n:1) | Thousand Tons | 0 | 0 | 0 | 0 | 0 | 0 | 0
NSR WPS Consent - SO2 Cap Annual v5.12 | 840 | 7410 | Rate Constraint in MTons | FALSE | L | Annual | Net Emissions Allowance Position | Thousand Tons | 1.2064 | 0.033027 | 0 | 0 | 0 | 0 | 0
NSR WPS Consent - SO2 Cap Annual v5.12 | 840 | 7410 | Rate Constraint in MTons | FALSE | L | Annual | Fuel Consumed | TBtu | 35.2592 | 15.0553 | 0 | 0 | 0 | 0 | 0
NSR WPS Consent - SO2 Cap Annual v5.12 | 840 | 7410 | Rate Constraint in MTons | FALSE | L | Annual | Rate | lb/MMBtu | 0.068429 | 0.0043875 | 0 | 0 | 0 | 0 | 0
NSR WPS Consent - SO2 Cap Annual v5.12 | 840 | 7410 | Rate Constraint in MTons | FALSE | L | Annual | Generation | TWh | 3.6253 | 1.5064 | 0 | 0 | 0 | 0 | 0
NSR WPS Consent - SO2 Cap Annual v5.12 | 840 | 7410 | Rate Constraint in MTons | FALSE | L | Annual | Qualifying Generation | TWh | 3.6253 | 1.5064 | 0 | 0 | 0 | 0 | 0
NSR WPS Consent - SO2 Cap Annual v5.12 | 840 | 7410 | Rate Constraint in MTons | FALSE | L | Annual | Rate | lb/MWh | 0.66553 | 0.043848 | 0 | 0 | 0 | 0 | 0
NSR WPS Consent - SO2 Cap Annual v5.12 | 840 | 7410 | Rate Constraint in MTons | FALSE | L | Annual | Constraint Shadow Price | US2022$/Ton | 0 | 0 | 0 | 0 | 0 | 0 | 0
NSR WPS Weston 3 - NOX Rate Annual v5.12, Unit 3161 and retrofits | 841 | 7411 | Rate Constraint in lbs/MMBtu | FALSE | L | Annual | Seasons Included | Seasons | Winter, Spring, Summer, Fall | Winter, Spring, Summer, Fall | Winter, Spring, Summer, Fall | Winter, Spring, Summer, Fall | Winter, Spring, Summer, Fall | Winter, Spring, Summer, Fall | Winter, Spring, Summer, Fall
NSR WPS Weston 3 - NOX Rate Annual v5.12, Unit 3161 and retrofits | 841 | 7411 | Rate Constraint in lbs/MMBtu | FALSE | L | Annual | Standard NOX | lb/MMBtu | 0.1 | 0.1 | 0.1 | 0.1 | 0.1 | 0.1 | 0.1
NSR WPS Weston 3 - NOX Rate Annual v5.12, Unit 3161 and retrofits | 841 | 7411 | Rate Constraint in lbs/MMBtu | FALSE | L | Annual | Emissions at Affected Plants NOX | Thousand Tons | 0.15251 | 0.42554 | 0 | 0 | 0 | 0 | 0
NSR WPS Weston 3 - NOX Rate Annual v5.12, Unit 3161 and retrofits | 841 | 7411 | Rate Constraint in lbs/MMBtu | FALSE | L | Annual | Allowances Purchased NOX | Thousand Tons | 0 | 0 | 0 | 0 | 0 | 0 | 0
NSR WPS Weston 3 - NOX Rate Annual v5.12, Unit 3161 and retrofits | 841 | 7411 | Rate Constraint in lbs/MMBtu | FALSE | L | Annual | Allowances Sold NOX | Thousand Tons | 0 | 0 | 0 | 0 | 0 | 0 | 0
NSR WPS Weston 3 - NOX Rate Annual v5.12, Unit 3161 and retrofits | 841 | 7411 | Rate Constraint in lbs/MMBtu | FALSE | L | Annual | Allowances Banked | Thousand Tons | 0 | 0 | 0 | 0 | 0 | 0 | 0
NSR WPS Weston 3 - NOX Rate Annual v5.12, Unit 3161 and retrofits | 841 | 7411 | Rate Constraint in lbs/MMBtu | FALSE | L | Annual | Allowances Withdrawn (1:1) | Thousand Tons | 0 | 0 | 0 | 0 | 0 | 0 | 0
NSR WPS Weston 3 - NOX Rate Annual v5.12, Unit 3161 and retrofits | 841 | 7411 | Rate Constraint in lbs/MMBtu | FALSE | L | Annual | Allowances Withdrawn (n:1) | Thousand Tons | 0 | 0 | 0 | 0 | 0 | 0 | 0
NSR WPS Weston 3 - NOX Rate Annual v5.12, Unit 3161 and retrofits | 841 | 7411 | Rate Constraint in lbs/MMBtu | FALSE | L | Annual | Net Emissions Allowance Position | Thousand Tons | 0.15251 | 0.42554 | 0 | 0 | 0 | 0 | 0
NSR WPS Weston 3 - NOX Rate Annual v5.12, Unit 3161 and retrofits | 841 | 7411 | Rate Constraint in lbs/MMBtu | FALSE | L | Annual | Fuel Consumed | TBtu | 5.3959 | 15.0553 | 0 | 0 | 0 | 0 | 0
NSR WPS Weston 3 - NOX Rate Annual v5.12, Unit 3161 and retrofits | 841 | 7411 | Rate Constraint in lbs/MMBtu | FALSE | L | Annual | Rate | lb/MMBtu | 0.05653 | 0.05653 | 0 | 0 | 0 | 0 | 0
NSR WPS Weston 3 - NOX Rate Annual v5.12, Unit 3161 and retrofits | 841 | 7411 | Rate Constraint in lbs/MMBtu | FALSE | L | Annual | Generation | TWh | 0.53991 | 1.5064 | 0 | 0 | 0 | 0 | 0
NSR WPS Weston 3 - NOX Rate Annual v5.12, Unit 3161 and retrofits | 841 | 7411 | Rate Constraint in lbs/MMBtu | FALSE | L | Annual | Qualifying Generation | TWh | 0.53991 | 1.5064 | 0 | 0 | 0 | 0 | 0
NSR WPS Weston 3 - NOX Rate Annual v5.12, Unit 3161 and retrofits | 841 | 7411 | Rate Constraint in lbs/MMBtu | FALSE | L | Annual | Rate | lb/MWh | 0.56496 | 0.56496 | 0 | 0 | 0 | 0 | 0
NSR WPS Weston 3 - NOX Rate Annual v5.12, Unit 3161 and retrofits | 841 | 7411 | Rate Constraint in lbs/MMBtu | FALSE | L | Annual | Constraint Shadow Price | US2022$/Ton | 0 | 0 | 0 | 0 | 0 | 0 | 0
NSR WPS Weston 3 - SO2 Rate Annual v5.12, Unit 3161 and retrofits | 842 | 7412 | Rate Constraint in lbs/MMBtu | FALSE | L | Annual | Seasons Included | Seasons | Winter, Spring, Summer, Fall | Winter, Spring, Summer, Fall | Winter, Spring, Summer, Fall | Winter, Spring, Summer, Fall | Winter, Spring, Summer, Fall | Winter, Spring, Summer, Fall | Winter, Spring, Summer, Fall
NSR WPS Weston 3 - SO2 Rate Annual v5.12, Unit 3161 and retrofits | 842 | 7412 | Rate Constraint in lbs/MMBtu | FALSE | L | Annual | Standard SO2 | lb/MMBtu | 0.08 | 0.08 | 0.08 | 0.08 | 0.08 | 0.08 | 0.08
NSR WPS Weston 3 - SO2 Rate Annual v5.12, Unit 3161 and retrofits | 842 | 7412 | Rate Constraint in lbs/MMBtu | FALSE | L | Annual | Emissions at Affected Plants SO2 | Thousand Tons | 0.011837 | 0.033027 | 0 | 0 | 0 | 0 | 0
NSR WPS Weston 3 - SO2 Rate Annual v5.12, Unit 3161 and retrofits | 842 | 7412 | Rate Constraint in lbs/MMBtu | FALSE | L | Annual | Allowances Purchased SO2 | Thousand Tons | 0 | 0 | 0 | 0 | 0 | 0 | 0
NSR WPS Weston 3 - SO2 Rate Annual v5.12, Unit 3161 and retrofits | 842 | 7412 | Rate Constraint in lbs/MMBtu | FALSE | L | Annual | Allowances Sold SO2 | Thousand Tons | 0 | 0 | 0 | 0 | 0 | 0 | 0
NSR WPS Weston 3 - SO2 Rate Annual v5.12, Unit 3161 and retrofits | 842 | 7412 | Rate Constraint in lbs/MMBtu | FALSE | L | Annual | Allowances Banked | Thousand Tons | 0 | 0 | 0 | 0 | 0 | 0 | 0
NSR WPS Weston 3 - SO2 Rate Annual v5.12, Unit 3161 and retrofits | 842 | 7412 | Rate Constraint in lbs/MMBtu | FALSE | L | Annual | Allowances Withdrawn (1:1) | Thousand Tons | 0 | 0 | 0 | 0 | 0 | 0 | 0
NSR WPS Weston 3 - SO2 Rate Annual v5.12, Unit 3161 and retrofits | 842 | 7412 | Rate Constraint in lbs/MMBtu | FALSE | L | Annual | Allowances Withdrawn (n:1) | Thousand Tons | 0 | 0 | 0 | 0 | 0 | 0 | 0
NSR WPS Weston 3 - SO2 Rate Annual v5.12, Unit 3161 and retrofits | 842 | 7412 | Rate Constraint in lbs/MMBtu | FALSE | L | Annual | Net Emissions Allowance Position | Thousand Tons | 0.011837 | 0.033027 | 0 | 0 | 0 | 0 | 0
NSR WPS Weston 3 - SO2 Rate Annual v5.12, Unit 3161 and retrofits | 842 | 7412 | Rate Constraint in lbs/MMBtu | FALSE | L | Annual | Fuel Consumed | TBtu | 5.3959 | 15.0553 | 0 | 0 | 0 | 0 | 0
NSR WPS Weston 3 - SO2 Rate Annual v5.12, Unit 3161 and retrofits | 842 | 7412 | Rate Constraint in lbs/MMBtu | FALSE | L | Annual | Rate | lb/MMBtu | 0.0043875 | 0.0043875 | 0 | 0 | 0 | 0 | 0
NSR WPS Weston 3 - SO2 Rate Annual v5.12, Unit 3161 and retrofits | 842 | 7412 | Rate Constraint in lbs/MMBtu | FALSE | L | Annual | Generation | TWh | 0.53991 | 1.5064 | 0 | 0 | 0 | 0 | 0
NSR WPS Weston 3 - SO2 Rate Annual v5.12, Unit 3161 and retrofits | 842 | 7412 | Rate Constraint in lbs/MMBtu | FALSE | L | Annual | Qualifying Generation | TWh | 0.53991 | 1.5064 | 0 | 0 | 0 | 0 | 0
NSR WPS Weston 3 - SO2 Rate Annual v5.12, Unit 3161 and retrofits | 842 | 7412 | Rate Constraint in lbs/MMBtu | FALSE | L | Annual | Rate | lb/MWh | 0.043848 | 0.043848 | 0 | 0 | 0 | 0 | 0
NSR WPS Weston 3 - SO2 Rate Annual v5.12, Unit 3161 and retrofits | 842 | 7412 | Rate Constraint in lbs/MMBtu | FALSE | L | Annual | Constraint Shadow Price | US2022$/Ton | 0 | 0 | 0 | 0 | 0 | 0 | 0
NSR WPS Weston 4 - SO2 Rate Annual v5.12, Unit 2563 and retrofits | 843 | 7413 | Rate Constraint in lbs/MMBtu | FALSE | L | Annual | Seasons Included | Seasons | Winter, Spring, Summer, Fall | Winter, Spring, Summer, Fall | Winter, Spring, Summer, Fall | Winter, Spring, Summer, Fall | Winter, Spring, Summer, Fall | Winter, Spring, Summer, Fall | Winter, Spring, Summer, Fall
NSR WPS Weston 4 - SO2 Rate Annual v5.12, Unit 2563 and retrofits | 843 | 7413 | Rate Constraint in lbs/MMBtu | FALSE | L | Annual | Standard SO2 | lb/MMBtu | 0.08 | 0.08 | 0.08 | 0.08 | 0.08 | 0.08 | 0.08
NSR WPS Weston 4 - SO2 Rate Annual v5.12, Unit 2563 and retrofits | 843 | 7413 | Rate Constraint in lbs/MMBtu | FALSE | L | Annual | Emissions at Affected Plants SO2 | Thousand Tons | 1.1945 | 0 | 0 | 0 | 0 | 0 | 0
NSR WPS Weston 4 - SO2 Rate Annual v5.12, Unit 2563 and retrofits | 843 | 7413 | Rate Constraint in lbs/MMBtu | FALSE | L | Annual | Allowances Purchased SO2 | Thousand Tons | 0 | 0 | 0 | 0 | 0 | 0 | 0
NSR WPS Weston 4 - SO2 Rate Annual v5.12, Unit 2563 and retrofits | 843 | 7413 | Rate Constraint in lbs/MMBtu | FALSE | L | Annual | Allowances Sold SO2 | Thousand Tons | 0 | 0 | 0 | 0 | 0 | 0 | 0
NSR WPS Weston 4 - SO2 Rate Annual v5.12, Unit 2563 and retrofits | 843 | 7413 | Rate Constraint in lbs/MMBtu | FALSE | L | Annual | Allowances Banked | Thousand Tons | 0 | 0 | 0 | 0 | 0 | 0 | 0
NSR WPS Weston 4 - SO2 Rate Annual v5.12, Unit 2563 and retrofits | 843 | 7413 | Rate Constraint in lbs/MMBtu | FALSE | L | Annual | Allowances Withdrawn (1:1) | Thousand Tons | 0 | 0 | 0 | 0 | 0 | 0 | 0
NSR WPS Weston 4 - SO2 Rate Annual v5.12, Unit 2563 and retrofits | 843 | 7413 | Rate Constraint in lbs/MMBtu | FALSE | L | Annual | Allowances Withdrawn (n:1) | Thousand Tons | 0 | 0 | 0 | 0 | 0 | 0 | 0
NSR WPS Weston 4 - SO2 Rate Annual v5.12, Unit 2563 and retrofits | 843 | 7413 | Rate Constraint in lbs/MMBtu | FALSE | L | Annual | Net Emissions Allowance Position | Thousand Tons | 1.1945 | 0 | 0 | 0 | 0 | 0 | 0
NSR WPS Weston 4 - SO2 Rate Annual v5.12, Unit 2563 and retrofits | 843 | 7413 | Rate Constraint in lbs/MMBtu | FALSE | L | Annual | Fuel Consumed | TBtu | 29.8634 | 0 | 0 | 0 | 0 | 0 | 0
NSR WPS Weston 4 - SO2 Rate Annual v5.12, Unit 2563 and retrofits | 843 | 7413 | Rate Constraint in lbs/MMBtu | FALSE | L | Annual | Rate | lb/MMBtu | 0.08 | 0 | 0 | 0 | 0 | 0 | 0
NSR WPS Weston 4 - SO2 Rate Annual v5.12, Unit 2563 and retrofits | 843 | 7413 | Rate Constraint in lbs/MMBtu | FALSE | L | Annual | Generation | TWh | 3.0854 | 0 | 0 | 0 | 0 | 0 | 0
NSR WPS Weston 4 - SO2 Rate Annual v5.12, Unit 2563 and retrofits | 843 | 7413 | Rate Constraint in lbs/MMBtu | FALSE | L | Annual | Qualifying Generation | TWh | 3.0854 | 0 | 0 | 0 | 0 | 0 | 0
NSR WPS Weston 4 - SO2 Rate Annual v5.12, Unit 2563 and retrofits | 843 | 7413 | Rate Constraint in lbs/MMBtu | FALSE | L | Annual | Rate | lb/MWh | 0.77432 | 0 | 0 | 0 | 0 | 0 | 0
NSR WPS Weston 4 - SO2 Rate Annual v5.12, Unit 2563 and retrofits | 843 | 7413 | Rate Constraint in lbs/MMBtu | FALSE | L | Annual | Constraint Shadow Price | US2022$/Ton | 0 | 0 | 0 | 0 | 0 | 0 | 0
NY- CO2 Budget- v5.16 | 844 | 7537 | Rate Constraint in MTons | FALSE | L | Annual | Seasons Included | Seasons | Winter, Spring, Summer, Fall | Winter, Spring, Summer, Fall | Winter, Spring, Summer, Fall | Winter, Spring, Summer, Fall | Winter, Spring, Summer, Fall | Winter, Spring, Summer, Fall | Winter, Spring, Summer, Fall
NY- CO2 Budget- v5.16 | 844 | 7537 | Rate Constraint in MTons | FALSE | L | Annual | Standard CO2 | Thousand Tons | 22892.819 | 21131.833 | 21131.833 | 21131.833 | 21131.833 | 21131.833 | 21131.833
NY- CO2 Budget- v5.16 | 844 | 7537 | Rate Constraint in MTons | FALSE | L | Annual | Emissions at Affected Plants CO2 | Thousand Tons | 21515.1441 | 22509.5079 | 17578.8811 | 7025.1505 | 7459.0085 | 8325.7792 | 8710.8663
NY- CO2 Budget- v5.16 | 844 | 7537 | Rate Constraint in MTons | FALSE | L | Annual | Allowances Purchased CO2 | Thousand Tons | 0 | 0 | 0 | 0 | 0 | 0 | 0
NY- CO2 Budget- v5.16 | 844 | 7537 | Rate Constraint in MTons | FALSE | L | Annual | Allowances Sold CO2 | Thousand Tons | 0 | 0 | 0 | 0 | 0 | 0 | 0
NY- CO2 Budget- v5.16 | 844 | 7537 | Rate Constraint in MTons | FALSE | L | Annual | Allowances Banked | Thousand Tons | 1377.6749 | 0 | 0 | 0 | 0 | 0 | 0
NY- CO2 Budget- v5.16 | 844 | 7537 | Rate Constraint in MTons | FALSE | L | Annual | Allowances Withdrawn (1:1) | Thousand Tons | 0 | -1377.6749 | 0 | 0 | 0 | 0 | 0
NY- CO2 Budget- v5.16 | 844 | 7537 | Rate Constraint in MTons | FALSE | L | Annual | Allowances Withdrawn (n:1) | Thousand Tons | 0 | 0 | 0 | 0 | 0 | 0 | 0
NY- CO2 Budget- v5.16 | 844 | 7537 | Rate Constraint in MTons | FALSE | L | Annual | Net Emissions Allowance Position | Thousand Tons | 22892.819 | 21131.833 | 17578.8811 | 7025.1505 | 7459.0085 | 8325.7792 | 8710.8663
NY- CO2 Budget- v5.16 | 844 | 7537 | Rate Constraint in MTons | FALSE | L | Annual | Fuel Consumed | TBtu | 352.5727 | 368.7652 | 284.339 | 114.034 | 121.2574 | 135.9591 | 142.0608
NY- CO2 Budget- v5.16 | 844 | 7537 | Rate Constraint in MTons | FALSE | L | Annual | Rate | lb/MMBtu | 122.0466 | 122.0804 | 123.6473 | 123.2115 | 123.0277 | 122.4747 | 122.6357
NY- CO2 Budget- v5.16 | 844 | 7537 | Rate Constraint in MTons | FALSE | L | Annual | Generation | TWh | 55.0798 | 67.5067 | 115.2977 | 151.5416 | 167.2114 | 191.5793 | 205.1664
NY- CO2 Budget- v5.16 | 844 | 7537 | Rate Constraint in MTons | FALSE | L | Annual | Qualifying Generation | TWh | 55.0798 | 67.5067 | 115.2977 | 151.2786 | 166.9678 | 190.8849 | 204.1079
NY- CO2 Budget- v5.16 | 844 | 7537 | Rate Constraint in MTons | FALSE | L | Annual | Rate | lb/MWh | 781.2358 | 666.8817 | 304.9303 | 92.877 | 89.3467 | 87.2335 | 85.3555
NY- CO2 Budget- v5.16 | 844 | 7537 | Rate Constraint in MTons | FALSE | L | Annual | Constraint Shadow Price | US2022$/Ton | 6.7977 | 7.3185 | 0 | 0 | 0 | 0 | 0
NY- CO2 Rate Limit- Existing Fossil Units- v6.20 | 845 | 7561 | Rate Constraint in lbs/MWh | FALSE | L | Annual | Seasons Included | Seasons | Winter, Spring, Summer, Fall | Winter, Spring, Summer, Fall | Winter, Spring, Summer, Fall | Winter, Spring, Summer, Fall | Winter, Spring, Summer, Fall | Winter, Spring, Summer, Fall | Winter, Spring, Summer, Fall
NY- CO2 Rate Limit- Existing Fossil Units- v6.20 | 845 | 7561 | Rate Constraint in lbs/MWh | FALSE | L | Annual | Standard CO2 | lb/MWh | 1800 | 1800 | 1800 | 1800 | 1800 | 1800 | 1800
NY- CO2 Rate Limit- Existing Fossil Units- v6.20 | 845 | 7561 | Rate Constraint in lbs/MWh | FALSE | L | Annual | Emissions at Affected Plants CO2 | Thousand Tons | 21085.4099 | 22079.6699 | 17149.1437 | 5962.5312 | 6451.237 | 5502.6072 | 4836.0779
NY- CO2 Rate Limit- Existing Fossil Units- v6.20 | 845 | 7561 | Rate Constraint in lbs/MWh | FALSE | L | Annual | Allowances Purchased CO2 | Thousand Tons | 0 | 0 | 0 | 0 | 0 | 0 | 0
NY- CO2 Rate Limit- Existing Fossil Units- v6.20 | 845 | 7561 | Rate Constraint in lbs/MWh | FALSE | L | Annual | Allowances Sold CO2 | Thousand Tons | 0 | 0 | 0 | 0 | 0 | 0 | 0
NY- CO2 Rate Limit- Existing Fossil Units- v6.20 | 845 | 7561 | Rate Constraint in lbs/MWh | FALSE | L | Annual | Allowances Banked | Thousand Tons | 0 | 0 | 0 | 0 | 0 | 0 | 0
NY- CO2 Rate Limit- Existing Fossil Units- v6.20 | 845 | 7561 | Rate Constraint in lbs/MWh | FALSE | L | Annual | Allowances Withdrawn (1:1) | Thousand Tons | 0 | 0 | 0 | 0 | 0 | 0 | 0
NY- CO2 Rate Limit- Existing Fossil Units- v6.20 | 845 | 7561 | Rate Constraint in lbs/MWh | FALSE | L | Annual | Allowances Withdrawn (n:1) | Thousand Tons | 0 | 0 | 0 | 0 | 0 | 0 | 0
NY- CO2 Rate Limit- Existing Fossil Units- v6.20 | 845 | 7561 | Rate Constraint in lbs/MWh | FALSE | L | Annual | Net Emissions Allowance Position | Thousand Tons | 21085.4099 | 22079.6699 | 17149.1437 | 5962.5312 | 6451.237 | 5502.6072 | 4836.0779
NY- CO2 Rate Limit- Existing Fossil Units- v6.20 | 845 | 7561 | Rate Constraint in lbs/MWh | FALSE | L | Annual | Fuel Consumed | TBtu | 345.1161 | 361.3068 | 276.8823 | 95.7661 | 103.9338 | 87.5019 | 75.6524
NY- CO2 Rate Limit- Existing Fossil Units- v6.20 | 845 | 7561 | Rate Constraint in lbs/MWh | FALSE | L | Annual | Rate | lb/MMBtu | 122.1932 | 122.2212 | 123.8732 | 124.5227 | 124.1413 | 125.7711 | 127.8499
NY- CO2 Rate Limit- Existing Fossil Units- v6.20 | 845 | 7561 | Rate Constraint in lbs/MWh | FALSE | L | Annual | Generation | TWh | 46.5601 | 49.4514 | 38.5455 | 13.3273 | 14.5439 | 12.2688 | 10.6216
NY- CO2 Rate Limit- Existing Fossil Units- v6.20 | 845 | 7561 | Rate Constraint in lbs/MWh | FALSE | L | Annual | Qualifying Generation | TWh | 46.5601 | 49.4514 | 38.5455 | 13.3273 | 14.5439 | 12.2688 | 10.6216
NY- CO2 Rate Limit- Existing Fossil Units- v6.20 | 845 | 7561 | Rate Constraint in lbs/MWh | FALSE | L | Annual | Constraint Shadow Price | US2022$/Ton | 0 | 0 | 0 | 0 | 0 | 0 | 0
NY- CO2 Rate Limit- New CT Units- v5.12 | 846 | 7352 | Rate Constraint in lbs/MWh | FALSE | L | Annual | Seasons Included | Seasons | Winter, Spring, Summer, Fall | Winter, Spring, Summer, Fall | Winter, Spring, Summer, Fall | Winter, Spring, Summer, Fall | Winter, Spring, Summer, Fall | Winter, Spring, Summer, Fall | Winter, Spring, Summer, Fall
NY- CO2 Rate Limit- New CT Units- v5.12 | 846 | 7352 | Rate Constraint in lbs/MWh | FALSE | L | Annual | Standard CO2 | lb/MWh | 1450 | 1450 | 1450 | 1450 | 1450 | 1450 | 1450
NY- CO2 Rate Limit- New CT Units- v5.12 | 846 | 7352 | Rate Constraint in lbs/MWh | FALSE | L | Annual | Emissions at Affected Plants CO2 | Thousand Tons | 0.89281 | 0.99663 | 0.896 | 66.5354 | 80.2563 | 470.4922 | 784.5434
NY- CO2 Rate Limit- New CT Units- v5.12 | 846 | 7352 | Rate Constraint in lbs/MWh | FALSE | L | Annual | Allowances Purchased CO2 | Thousand Tons | 0 | 0 | 0 | 0 | 0 | 0 | 0
NY- CO2 Rate Limit- New CT Units- v5.12 | 846 | 7352 | Rate Constraint in lbs/MWh | FALSE | L | Annual | Allowances Sold CO2 | Thousand Tons | 0 | 0 | 0 | 0 | 0 | 0 | 0
NY- CO2 Rate Limit- New CT Units- v5.12 | 846 | 7352 | Rate Constraint in lbs/MWh | FALSE | L | Annual | Allowances Banked | Thousand Tons | 0 | 0 | 0 | 0 | 0 | 0 | 0
NY- CO2 Rate Limit- New CT Units- v5.12 | 846 | 7352 | Rate Constraint in lbs/MWh | FALSE | L | Annual | Allowances Withdrawn (1:1) | Thousand Tons | 0 | 0 | 0 | 0 | 0 | 0 | 0
NY- CO2 Rate Limit- New CT Units- v5.12 | 846 | 7352 | Rate Constraint in lbs/MWh | FALSE | L | Annual | Allowances Withdrawn (n:1) | Thousand Tons | 0 | 0 | 0 | 0 | 0 | 0 | 0
NY- CO2 Rate Limit- New CT Units- v5.12 | 846 | 7352 | Rate Constraint in lbs/MWh | FALSE | L | Annual | Net Emissions Allowance Position | Thousand Tons | 0.89281 | 0.99663 | 0.896 | 66.5354 | 80.2563 | 470.4922 | 784.5434
NY- CO2 Rate Limit- New CT Units- v5.12 | 846 | 7352 | Rate Constraint in lbs/MWh | FALSE | L | Annual | Fuel Consumed | TBtu | 0.015251 | 0.017025 | 0.015306 | 1.1366 | 1.371 | 8.0371 | 13.4018
NY- CO2 Rate Limit- New CT Units- v5.12 | 846 | 7352 | Rate Constraint in lbs/MWh | FALSE | L | Annual | Rate | lb/MMBtu | 117.08 | 117.08 | 117.08 | 117.08 | 117.08 | 117.08 | 117.08
NY- CO2 Rate Limit- New CT Units- v5.12 | 846 | 7352 | Rate Constraint in lbs/MWh | FALSE | L | Annual | Generation | TWh | 0.0015398 | 0.0017188 | 0.0015453 | 0.11475 | 0.13841 | 0.81142 | 1.353
NY- CO2 Rate Limit- New CT Units- v5.12 | 846 | 7352 | Rate Constraint in lbs/MWh | FALSE | L | Annual | Qualifying Generation | TWh | 0.0015398 | 0.0017188 | 0.0015453 | 0.11475 | 0.13841 | 0.81142 | 1.353
NY- CO2 Rate Limit- New CT Units- v5.12 | 846 | 7352 | Rate Constraint in lbs/MWh | FALSE | L | Annual | Constraint Shadow Price | US2022$/Ton | 0 | 0 | 0 | 0 | 0 | 0 | 0
NY- CO2 Rate Limit- New Fossil Units- v5.12 | 847 | 7351 | Rate Constraint in lbs/MWh | FALSE | L | Annual | Seasons Included | Seasons | Winter, Spring, Summer, Fall | Winter, Spring, Summer, Fall | Winter, Spring, Summer, Fall | Winter, Spring, Summer, Fall | Winter, Spring, Summer, Fall | Winter, Spring, Summer, Fall | Winter, Spring, Summer, Fall
NY- CO2 Rate Limit- New Fossil Units- v5.12 | 847 | 7351 | Rate Constraint in lbs/MWh | FALSE | L | Annual | Standard CO2 | lb/MWh | 925 | 925 | 925 | 925 | 925 | 925 | 925
NY- CO2 Rate Limit- New Fossil Units- v5.12 | 847 | 7351 | Rate Constraint in lbs/MWh | FALSE | L | Annual | Emissions at Affected Plants CO2 | Thousand Tons | 5055.1178 | 5055.1178 | 4182.3099 | 1955.7512 | 2210.5453 | 3108.6733 | 3397.9603
NY- CO2 Rate Limit- New Fossil Units- v5.12 | 847 | 7351 | Rate Constraint in lbs/MWh | FALSE | L | Annual | Allowances Purchased CO2 | Thousand Tons | 0 | 0 | 0 | 0 | 0 | 0 | 0
NY- CO2 Rate Limit- New Fossil Units- v5.12 | 847 | 7351 | Rate Constraint in lbs/MWh | FALSE | L | Annual | Allowances Sold CO2 | Thousand Tons | 0 | 0 | 0 | 0 | 0 | 0 | 0
NY- CO2 Rate Limit- New Fossil Units- v5.12 | 847 | 7351 | Rate Constraint in lbs/MWh | FALSE | L | Annual | Allowances Banked | Thousand Tons | 0 | 0 | 0 | 0 | 0 | 0 | 0
NY- CO2 Rate Limit- New Fossil Units- v5.12 | 847 | 7351 | Rate Constraint in lbs/MWh | FALSE | L | Annual | Allowances Withdrawn (1:1) | Thousand Tons | 0 | 0 | 0 | 0 | 0 | 0 | 0
NY- CO2 Rate Limit- New Fossil Units- v5.12 | 847 | 7351 | Rate Constraint in lbs/MWh | FALSE | L | Annual | Allowances Withdrawn (n:1) | Thousand Tons | 0 | 0 | 0 | 0 | 0 | 0 | 0
NY- CO2 Rate Limit- New Fossil Units- v5.12 | 847 | 7351 | Rate Constraint in lbs/MWh | FALSE | L | Annual | Net Emissions Allowance Position | Thousand Tons | 5055.1178 | 5055.1178 | 4182.3099 | 1955.7512 | 2210.5453 | 3108.6733 | 3397.9603
NY- CO2 Rate Limit- New Fossil Units- v5.12 | 847 | 7351 | Rate Constraint in lbs/MWh | FALSE | L | Annual | Fuel Consumed | TBtu | 86.3532 | 86.3532 | 71.4436 | 33.4088 | 37.7613 | 53.1034 | 58.0451
NY- CO2 Rate Limit- New Fossil Units- v5.12 | 847 | 7351 | Rate Constraint in lbs/MWh | FALSE | L | Annual | Rate | lb/MMBtu | 117.08 | 117.08 | 117.08 | 117.08 | 117.08 | 117.08 | 117.08
NY- CO2 Rate Limit- New Fossil Units- v5.12 | 847 | 7351 | Rate Constraint in lbs/MWh | FALSE | L | Annual | Generation | TWh | 12.2487 | 12.2487 | 10.1338 | 5.1341 | 5.7223 | 8.5762 | 9.8243
NY- CO2 Rate Limit- New Fossil Units- v5.12 | 847 | 7351 | Rate Constraint in lbs/MWh | FALSE | L | Annual | Qualifying Generation | TWh | 12.2487 | 12.2487 | 10.1338 | 4.8711 | 5.4787 | 7.8817 | 8.7658
NY- CO2 Rate Limit- New Fossil Units- v5.12 | 847 | 7351 | Rate Constraint in lbs/MWh | FALSE | L | Annual | Constraint Shadow Price | US2022$/Ton | 0 | 0 | 0 | 0 | 0 | 0 | 0
NY Min Oil Burn - Astoria - Summer | 848 | 7541 | Generation Constraint in GWh | FALSE | G | Annual | Seasons Included | Seasons | Winter, Spring, Summer, Fall | Winter, Spring, Summer, Fall | Winter, Spring, Summer, Fall | Winter, Spring, Summer, Fall | Winter, Spring, Summer, Fall | Winter, Spring, Summer, Fall | Winter, Spring, Summer, Fall
NY Min Oil Burn - Astoria - Summer | 848 | 7541 | Generation Constraint in GWh | FALSE | G | Annual | Standard GWh | GWh | 0 | 0 | 0 | 0 | 0 | 0 | 0
NY Min Oil Burn - Astoria - Summer | 848 | 7541 | Generation Constraint in GWh | FALSE | G | Annual | Emissions at Affected Plants | GWh | 0 | 0 | 0 | 0 | 0 | 0 | 0
NY Min Oil Burn - Astoria - Summer | 848 | 7541 | Generation Constraint in GWh | FALSE | G | Annual | Allowances Purchased | GWh | 0 | 0 | 0 | 0 | 0 | 0 | 0
NY Min Oil Burn - Astoria - Summer | 848 | 7541 | Generation Constraint in GWh | FALSE | G | Annual | Allowances Sold | GWh | 0 | 0 | 0 | 0 | 0 | 0 | 0
NY Min Oil Burn - Astoria - Summer | 848 | 7541 | Generation Constraint in GWh | FALSE | G | Annual | Allowances Banked | GWh | 0 | 0 | 0 | 0 | 0 | 0 | 0
NY Min Oil Burn - Astoria - Summer | 848 | 7541 | Generation Constraint in GWh | FALSE | G | Annual | Allowances Withdrawn (1:1) | GWh | 0 | 0 | 0 | 0 | 0 | 0 | 0
NY Min Oil Burn - Astoria - Summer | 848 | 7541 | Generation Constraint in GWh | FALSE | G | Annual | Allowances Withdrawn (n:1) | GWh | 0 | 0 | 0 | 0 | 0 | 0 | 0
NY Min Oil Burn - Astoria - Summer | 848 | 7541 | Generation Constraint in GWh | FALSE | G | Annual | Net Emissions Allowance Position | GWh | 0 | 0 | 0 | 0 | 0 | 0 | 0
NY Min Oil Burn - Astoria - Summer | 848 | 7541 | Generation Constraint in GWh | FALSE | G | Annual | Constraint Shadow Price | US2022$/MWh | 0 | 0 | 0 | 0 | 0 | 0 | 0
NY Min Oil Burn - Astoria - Winter | 849 | 7539 | Generation Constraint in GWh | FALSE | G | Annual | Seasons Included | Seasons | Winter, Spring, Summer, Fall | Winter, Spring, Summer, Fall | Winter, Spring, Summer, Fall | Winter, Spring, Summer, Fall | Winter, Spring, Summer, Fall | Winter, Spring, Summer, Fall | Winter, Spring, Summer, Fall
NY Min Oil Burn - Astoria - Winter | 849 | 7539 | Generation Constraint in GWh | FALSE | G | Annual | Standard GWh | GWh | 0 | 0 | 0 | 0 | 0 | 0 | 0
NY Min Oil Burn - Astoria - Winter | 849 | 7539 | Generation Constraint in GWh | FALSE | G | Annual | Emissions at Affected Plants | GWh | 0 | 0 | 0 | 0 | 0 | 0 | 0
NY Min Oil Burn - Astoria - Winter | 849 | 7539 | Generation Constraint in GWh | FALSE | G | Annual | Allowances Purchased | GWh | 0 | 0 | 0 | 0 | 0 | 0 | 0
NY Min Oil Burn - Astoria - Winter | 849 | 7539 | Generation Constraint in GWh | FALSE | G | Annual | Allowances Sold | GWh | 0 | 0 | 0 | 0 | 0 | 0 | 0
NY Min Oil Burn - Astoria - Winter | 849 | 7539 | Generation Constraint in GWh | FALSE | G | Annual | Allowances Banked | GWh | 0 | 0 | 0 | 0 | 0 | 0 | 0
NY Min Oil Burn - Astoria - Winter | 849 | 7539 | Generation Constraint in GWh | FALSE | G | Annual | Allowances Withdrawn (1:1) | GWh | 0 | 0 | 0 | 0 | 0 | 0 | 0
NY Min Oil Burn - Astoria - Winter | 849 | 7539 | Generation Constraint in GWh | FALSE | G | Annual | Allowances Withdrawn (n:1) | GWh | 0 | 0 | 0 | 0 | 0 | 0 | 0
NY Min Oil Burn - Astoria - Winter | 849 | 7539 | Generation Constraint in GWh | FALSE | G | Annual | Net Emissions Allowance Position | GWh | 0 | 0 | 0 | 0 | 0 | 0 | 0
NY Min Oil Burn - Astoria - Winter | 849 | 7539 | Generation Constraint in GWh | FALSE | G | Annual | Constraint Shadow Price | US2022$/MWh | 0 | 0 | 0 | 0 | 0 | 0 | 0
NY Min Oil Burn - Astoria - Winter Shldr | 850 | 7540 | Generation Constraint in GWh | FALSE | G | Annual | Seasons Included | Seasons | Winter, Spring, Summer, Fall | Winter, Spring, Summer, Fall | Winter, Spring, Summer, Fall | Winter, Spring, Summer, Fall | Winter, Spring, Summer, Fall | Winter, Spring, Summer, Fall | Winter, Spring, Summer, Fall
NY Min Oil Burn - Astoria - Winter Shldr | 850 | 7540 | Generation Constraint in GWh | FALSE | G | Annual | Standard GWh | GWh | 0 | 0 | 0 | 0 | 0 | 0 | 0
NY Min Oil Burn - Astoria - Winter Shldr | 850 | 7540 | Generation Constraint in GWh | FALSE | G | Annual | Emissions at Affected Plants | GWh | 0 | 0 | 0 | 0 | 0 | 0 | 0
NY Min Oil Burn - Astoria - Winter Shldr | 850 | 7540 | Generation Constraint in GWh | FALSE | G | Annual | Allowances Purchased | GWh | 0 | 0 | 0 | 0 | 0 | 0 | 0
NY Min Oil Burn - Astoria - Winter Shldr | 850 | 7540 | Generation Constraint in GWh | FALSE | G | Annual | Allowances Sold | GWh | 0 | 0 | 0 | 0 | 0 | 0 | 0
NY Min Oil Burn - Astoria - Winter Shldr | 850 | 7540 | Generation Constraint in GWh | FALSE | G | Annual | Allowances Banked | GWh | 0 | 0 | 0 | 0 | 0 | 0 | 0
NY Min Oil Burn - Astoria - Winter Shldr | 850 | 7540 | Generation Constraint in GWh | FALSE | G | Annual | Allowances Withdrawn (1:1) | GWh | 0 | 0 | 0 | 0 | 0 | 0 | 0
NY Min Oil Burn - Astoria - Winter Shldr | 850 | 7540 | Generation Constraint in GWh | FALSE | G | Annual | Allowances Withdrawn (n:1) | GWh | 0 | 0 | 0 | 0 | 0 | 0 | 0
NY Min Oil Burn - Astoria - Winter Shldr | 850 | 7540 | Generation Constraint in GWh | FALSE | G | Annual | Net Emissions Allowance Position | GWh | 0 | 0 | 0 | 0 | 0 | 0 | 0
NY Min Oil Burn - Astoria - Winter Shldr | 850 | 7540 | Generation Constraint in GWh | FALSE | G | Annual | Constraint Shadow Price | US2022$/MWh | 0 | 0 | 0 | 0 | 0 | 0 | 0
NY Min Oil Burn - Astoria Energy - Summer | 851 | 7553 | Generation Constraint in GWh | FALSE | G | Annual | Seasons Included | Seasons | Winter, Spring, Summer, Fall | Winter, Spring, Summer, Fall | Winter, Spring, Summer, Fall | Winter, Spring, Summer, Fall | Winter, Spring, Summer, Fall | Winter, Spring, Summer, Fall | Winter, Spring, Summer, Fall
NY Min Oil Burn - Astoria Energy - Summer | 851 | 7553 | Generation Constraint in GWh | FALSE | G | Annual | Standard GWh | GWh | 0 | 0 | 0 | 0 | 0 | 0 | 0
NY Min Oil Burn - Astoria Energy - Summer | 851 | 7553 | Generation Constraint in GWh | FALSE | G | Annual | Emissions at Affected Plants | GWh | 3134.5328 | 2999.6945 | 2070.2026 | 1426.1606 | 1425.6208 | 1320.1932 | 1318.6987
NY Min Oil Burn - Astoria Energy - Summer | 851 | 7553 | Generation Constraint in GWh | FALSE | G | Annual | Allowances Purchased | GWh | 0 | 0 | 0 | 0 | 0 | 0 | 0
NY Min Oil Burn - Astoria Energy - Summer | 851 | 7553 | Generation Constraint in GWh | FALSE | G | Annual | Allowances Sold | GWh | 0 | 0 | 0 | 0 | 0 | 0 | 0
NY Min Oil Burn - Astoria Energy - Summer | 851 | 7553 | Generation Constraint in GWh | FALSE | G | Annual | Allowances Banked | GWh | 0 | 0 | 0 | 0 | 0 | 0 | 0
NY Min Oil Burn - Astoria Energy - Summer | 851 | 7553 | Generation Constraint in GWh | FALSE | G | Annual | Allowances Withdrawn (1:1) | GWh | 0 | 0 | 0 | 0 | 0 | 0 | 0
NY Min Oil Burn - Astoria Energy - Summer | 851 | 7553 | Generation Constraint in GWh | FALSE | G | Annual | Allowances Withdrawn (n:1) | GWh | 0 | 0 | 0 | 0 | 0 | 0 | 0
NY Min Oil Burn - Astoria Energy - Summer | 851 | 7553 | Generation Constraint in GWh | FALSE | G | Annual | Net Emissions Allowance Position | GWh | 3134.5328 | 2999.6945 | 2070.2026 | 1426.1606 | 1425.6208 | 1320.1932 | 1318.6987
NY Min Oil Burn - Astoria Energy - Summer | 851 | 7553 | Generation Constraint in GWh | FALSE | G | Annual | Constraint Shadow Price | US2022$/MWh | 0 | 0 | 0 | 0 | 0 | 0 | 0
NY Min Oil Burn - Astoria Energy - Winter | 852 | 7551 | Generation Constraint in GWh | FALSE | G | Annual | Seasons Included | Seasons | Winter, Spring, Summer, Fall | Winter, Spring, Summer, Fall | Winter, Spring, Summer, Fall | Winter, Spring, Summer, Fall | Winter, Spring, Summer, Fall | Winter, Spring, Summer, Fall | Winter, Spring, Summer, Fall
NY Min Oil Burn - Astoria Energy - Winter | 852 | 7551 | Generation Constraint in GWh | FALSE | G | Annual | Standard GWh | GWh | 0 | 0 | 0 | 0 | 0 | 0 | 0
NY Min Oil Burn - Astoria Energy - Winter | 852 | 7551 | Generation Constraint in GWh | FALSE | G | Annual | Emissions at Affected Plants | GWh | 3134.5328 | 2999.6945 | 2070.2026 | 1426.1606 | 1425.6208 | 1320.1932 | 1318.6987
NY Min Oil Burn - Astoria Energy - Winter | 852 | 7551 | Generation Constraint in GWh | FALSE | G | Annual | Allowances Purchased | GWh | 0 | 0 | 0 | 0 | 0 | 0 | 0
NY Min Oil Burn - Astoria Energy - Winter | 852 | 7551 | Generation Constraint in GWh | FALSE | G | Annual | Allowances Sold | GWh | 0 | 0 | 0 | 0 | 0 | 0 | 0
NY Min Oil Burn - Astoria Energy - Winter | 852 | 7551 | Generation Constraint in GWh | FALSE | G | Annual | Allowances Banked | GWh | 0 | 0 | 0 | 0 | 0 | 0 | 0
NY Min Oil Burn - Astoria Energy - Winter | 852 | 7551 | Generation Constraint in GWh | FALSE | G | Annual | Allowances Withdrawn (1:1) | GWh | 0 | 0 | 0 | 0 | 0 | 0 | 0
NY Min Oil Burn - Astoria Energy - Winter | 852 | 7551 | Generation Constraint in GWh | FALSE | G | Annual | Allowances Withdrawn (n:1) | GWh | 0 | 0 | 0 | 0 | 0 | 0 | 0
NY Min Oil Burn - Astoria Energy - Winter | 852 | 7551 | Generation Constraint in GWh | FALSE | G | Annual | Net Emissions Allowance Position | GWh | 3134.5328 | 2999.6945 | 2070.2026 | 1426.1606 | 1425.6208 | 1320.1932 | 1318.6987
NY Min Oil Burn - Astoria Energy - Winter | 852 | 7551 | Generation Constraint in GWh | FALSE | G | Annual | Constraint Shadow Price | US2022$/MWh | 0 | 0 | 0 | 0 | 0 | 0 | 0
NY Min Oil Burn - Astoria Energy - Winter Shldr | 853 | 7552 | Generation Constraint in GWh | FALSE | G | Annual | Seasons Included | Seasons | Winter, Spring, Summer, Fall | Winter, Spring, Summer, Fall | Winter, Spring, Summer, Fall | Winter, Spring, Summer, Fall | Winter, Spring, Summer, Fall | Winter, Spring, Summer, Fall | Winter, Spring, Summer, Fall
NY Min Oil Burn - Astoria Energy - Winter Shldr | 853 | 7552 | Generation Constraint in GWh | FALSE | G | Annual | Standard GWh | GWh | 0 | 0 | 0 | 0 | 0 | 0 | 0
NY Min Oil Burn - Astoria Energy - Winter Shldr | 853 | 7552 | Generation Constraint in GWh | FALSE | G | Annual | Emissions at Affected Plants | GWh | 3134.5328 | 2999.6945 | 2070.2026 | 1426.1606 | 1425.6208 | 1320.1932 | 1318.6987
NY Min Oil Burn - Astoria Energy - Winter Shldr | 853 | 7552 | Generation Constraint in GWh | FALSE | G | Annual | Allowances Purchased | GWh | 0 | 0 | 0 | 0 | 0 | 0 | 0
NY Min Oil Burn - Astoria Energy - Winter Shldr | 853 | 7552 | Generation Constraint in GWh | FALSE | G | Annual | Allowances Sold | GWh | 0 | 0 | 0 | 0 | 0 | 0 | 0
NY Min Oil Burn - Astoria Energy - Winter Shldr | 853 | 7552 | Generation Constraint in GWh | FALSE | G | Annual | Allowances Banked | GWh | 0 | 0 | 0 | 0 | 0 | 0 | 0
NY Min Oil Burn - Astoria Energy - Winter Shldr | 853 | 7552 | Generation Constraint in GWh | FALSE | G | Annual | Allowances Withdrawn (1:1) | GWh | 0 | 0 | 0 | 0 | 0 | 0 | 0
NY Min Oil Burn - Astoria Energy - Winter Shldr | 853 | 7552 | Generation Constraint in GWh | FALSE | G | Annual | Allowances Withdrawn (n:1) | GWh | 0 | 0 | 0 | 0 | 0 | 0 | 0
NY Min Oil Burn - Astoria Energy - Winter Shldr | 853 | 7552 | Generation Constraint in GWh | FALSE | G | Annual | Net Emissions Allowance Position | GWh | 3134.5328 | 2999.6945 | 2070.2026 | 1426.1606 | 1425.6208 | 1320.1932 | 1318.6987
NY Min Oil Burn - Astoria Energy - Winter Shldr | 853 | 7552 | Generation Constraint in GWh | FALSE | G | Annual | Constraint Shadow Price | US2022$/MWh | 0 | 0 | 0 | 0 | 0 | 0 | 0
NY Min Oil Burn - East River - Summer | 854 | 7544 | Generation Constraint in GWh | FALSE | G | Annual | Seasons Included | Seasons | Winter, Spring, Summer, Fall | Winter, Spring, Summer, Fall | Winter, Spring, Summer, Fall | Winter, Spring, Summer, Fall | Winter, Spring, Summer, Fall | Winter, Spring, Summer, Fall | Winter, Spring, Summer, Fall
NY Min Oil Burn - East River - Summer | 854 | 7544 | Generation Constraint in GWh | FALSE | G | Annual | Standard GWh | GWh | 0 | 0 | 0 | 0 | 0 | 0 | 0
NY Min Oil Burn - East River - Summer | 854 | 7544 | Generation Constraint in GWh | FALSE | G | Annual | Emissions at Affected Plants | GWh | 645.8321 | 721.5916 | 589.2508 | 461.4224 | 255.6442 | 136.4443 | 136.5332
NY Min Oil Burn - East River - Summer | 854 | 7544 | Generation Constraint in GWh | FALSE | G | Annual | Allowances Purchased | GWh | 0 | 0 | 0 | 0 | 0 | 0 | 0
NY Min Oil Burn - East River - Summer | 854 | 7544 | Generation Constraint in GWh | FALSE | G | Annual | Allowances Sold | GWh | 0 | 0 | 0 | 0 | 0 | 0 | 0
NY Min Oil Burn - East River - Summer | 854 | 7544 | Generation Constraint in GWh | FALSE | G | Annual | Allowances Banked | GWh | 0 | 0 | 0 | 0 | 0 | 0 | 0
NY Min Oil Burn - East River - Summer | 854 | 7544 | Generation Constraint in GWh | FALSE | G | Annual | Allowances Withdrawn (1:1) | GWh | 0 | 0 | 0 | 0 | 0 | 0 | 0
NY Min Oil Burn - East River - Summer | 854 | 7544 | Generation Constraint in GWh | FALSE | G | Annual | Allowances Withdrawn (n:1) | GWh | 0 | 0 | 0 | 0 | 0 | 0 | 0
NY Min Oil Burn - East River - Summer | 854 | 7544 | Generation Constraint in GWh | FALSE | G | Annual | Net Emissions Allowance Position | GWh | 645.8321 | 721.5916 | 589.2508 | 461.4224 | 255.6442 | 136.4443 | 136.5332
NY Min Oil Burn - East River - Summer | 854 | 7544 | Generation Constraint in GWh | FALSE | G | Annual | Constraint Shadow Price | US2022$/MWh | 0 | 0 | 0 | 0 | 0 | 0 | 0
NY Min Oil Burn - East River - Winter | 855 | 7542 | Generation Constraint in GWh | FALSE | G | Annual | Seasons Included | Seasons | Winter, Spring, Summer, Fall | Winter, Spring, Summer, Fall | Winter, Spring, Summer, Fall | Winter, Spring, Summer, Fall | Winter, Spring, Summer, Fall | Winter, Spring, Summer, Fall | Winter, Spring, Summer, Fall
NY Min Oil Burn - East River - Winter | 855 | 7542 | Generation Constraint in GWh | FALSE | G | Annual | Standard GWh | GWh | 0 | 0 | 0 | 0 | 0 | 0 | 0
NY Min Oil Burn - East River - Winter | 855 | 7542 | Generation Constraint in GWh | FALSE | G | Annual | Emissions at Affected Plants | GWh | 645.8321 | 721.5916 | 589.2508 | 461.4224 | 255.6442 | 136.4443 | 136.5332
NY Min Oil Burn - East River - Winter | 855 | 7542 | Generation Constraint in GWh | FALSE | G | Annual | Allowances Purchased | GWh | 0 | 0 | 0 | 0 | 0 | 0 | 0
NY Min Oil Burn - East River - Winter | 855 | 7542 | Generation Constraint in GWh | FALSE | G | Annual | Allowances Sold | GWh | 0 | 0 | 0 | 0 | 0 | 0 | 0
NY Min Oil Burn - East River - Winter | 855 | 7542 | Generation Constraint in GWh | FALSE | G | Annual | Allowances Banked | GWh | 0 | 0 | 0 | 0 | 0 | 0 | 0
NY Min Oil Burn - East River - Winter | 855 | 7542 | Generation Constraint in GWh | FALSE | G | Annual | Allowances Withdrawn (1:1) | GWh | 0 | 0 | 0 | 0 | 0 | 0 | 0
NY Min Oil Burn - East River - Winter | 855 | 7542 | Generation Constraint in GWh | FALSE | G | Annual | Allowances Withdrawn (n:1) | GWh | 0 | 0 | 0 | 0 | 0 | 0 | 0
NY Min Oil Burn - East River - Winter | 855 | 7542 | Generation Constraint in GWh | FALSE | G | Annual | Net Emissions Allowance Position | GWh | 645.8321 | 721.5916 | 589.2508 | 461.4224 | 255.6442 | 136.4443 | 136.5332
NY Min Oil Burn - East River - Winter | 855 | 7542 | Generation Constraint in GWh | FALSE | G | Annual | Constraint Shadow Price | US2022$/MWh | 0 | 0 | 0 | 0 | 0 | 0 | 0
NY Min Oil Burn - East River - Winter Shldr | 856 | 7543 | Generation Constraint in GWh | FALSE | G | Annual | Seasons Included | Seasons | Winter, Spring, Summer, Fall | Winter, Spring, Summer, Fall | Winter, Spring, Summer, Fall | Winter, Spring, Summer, Fall | Winter, Spring, Summer, Fall | Winter, Spring, Summer, Fall | Winter, Spring, Summer, Fall
NY Min Oil Burn - East River - Winter Shldr | 856 | 7543 | Generation Constraint in GWh | FALSE | G | Annual | Standard GWh | GWh | 0 | 0 | 0 | 0 | 0 | 0 | 0
NY Min Oil Burn - East River - Winter Shldr | 856 | 7543 | Generation Constraint in GWh | FALSE | G | Annual | Emissions at Affected Plants | GWh | 645.8321 | 721.5916 | 589.2508 | 461.4224 | 255.6442 | 136.4443 | 136.5332
NY Min Oil Burn - East River - Winter Shldr | 856 | 7543 | Generation Constraint in GWh | FALSE | G | Annual | Allowances Purchased | GWh | 0 | 0 | 0 | 0 | 0 | 0 | 0
NY Min Oil Burn - East River - Winter Shldr | 856 | 7543 | Generation Constraint in GWh | FALSE | G | Annual | Allowances Sold | GWh | 0 | 0 | 0 | 0 | 0 | 0 | 0
NY Min Oil Burn - East River - Winter Shldr | 856 | 7543 | Generation Constraint in GWh | FALSE | G | Annual | Allowances Banked | GWh | 0 | 0 | 0 | 0 | 0 | 0 | 0
NY Min Oil Burn - East River - Winter Shldr | 856 | 7543 | Generation Constraint in GWh | FALSE | G | Annual | Allowances Withdrawn (1:1) | GWh | 0 | 0 | 0 | 0 | 0 | 0 | 0
NY Min Oil Burn - East River - Winter Shldr | 856 | 7543 | Generation Constraint in GWh | FALSE | G | Annual | Allowances Withdrawn (n:1) | GWh | 0 | 0 | 0 | 0 | 0 | 0 | 0
NY Min Oil Burn - East River - Winter Shldr | 856 | 7543 | Generation Constraint in GWh | FALSE | G | Annual | Net Emissions Allowance Position | GWh | 645.8321 | 721.5916 | 589.2508 | 461.4224 | 255.6442 | 136.4443 | 136.5332
NY Min Oil Burn - East River - Winter Shldr | 856 | 7543 | Generation Constraint in GWh | FALSE | G | Annual | Constraint Shadow Price | US2022$/MWh | 0 | 0 | 0 | 0 | 0 | 0 | 0
NY Min Oil Burn - Northport - Summer | 857 | 7547 | Generation Constraint in GWh | FALSE | G | Annual | Seasons Included | Seasons | Winter, Spring, Summer, Fall | Winter, Spring, Summer, Fall | Winter, Spring, Summer, Fall | Winter, Spring, Summer, Fall | Winter, Spring, Summer, Fall | Winter, Spring, Summer, Fall | Winter, Spring, Summer, Fall
NY Min Oil Burn - Northport - Summer | 857 | 7547 | Generation Constraint in GWh | FALSE | G | Annual | Standard GWh | GWh | 0 | 0 | 0 | 0 | 0 | 0 | 0
NY Min Oil Burn - Northport - Summer | 857 | 7547 | Generation Constraint in GWh | FALSE | G | Annual | Emissions at Affected Plants | GWh | 2275.5021 | 1180.4757 | 0 | 0 | 0 | 0 | 0
NY Min Oil Burn - Northport - Summer | 857 | 7547 | Generation Constraint in GWh | FALSE | G | Annual | Allowances Purchased | GWh | 0 | 0 | 0 | 0 | 0 | 0 | 0
NY Min Oil Burn - Northport - Summer | 857 | 7547 | Generation Constraint in GWh | FALSE | G | Annual | Allowances Sold | GWh | 0 | 0 | 0 | 0 | 0 | 0 | 0
NY Min Oil Burn - Northport - Summer | 857 | 7547 | Generation Constraint in GWh | FALSE | G | Annual | Allowances Banked | GWh | 0 | 0 | 0 | 0 | 0 | 0 | 0
NY Min Oil Burn - Northport - Summer | 857 | 7547 | Generation Constraint in GWh | FALSE | G | Annual | Allowances Withdrawn (1:1) | GWh | 0 | 0 | 0 | 0 | 0 | 0 | 0
NY Min Oil Burn - Northport - Summer | 857 | 7547 | Generation Constraint in GWh | FALSE | G | Annual | Allowances Withdrawn (n:1) | GWh | 0 | 0 | 0 | 0 | 0 | 0 | 0
NY Min Oil Burn - Northport - Summer | 857 | 7547 | Generation Constraint in GWh | FALSE | G | Annual | Net Emissions Allowance Position | GWh | 2275.5021 | 1180.4757 | 0 | 0 | 0 | 0 | 0
NY Min Oil Burn - Northport - Summer | 857 | 7547 | Generation Constraint in GWh | FALSE | G | Annual | Constraint Shadow Price | US2022$/MWh | 0 | 0 | 0 | 0 | 0 | 0 | 0
NY Min Oil Burn - Northport - Winter | 858 | 7545 | Generation Constraint in GWh | FALSE | G | Annual | Seasons Included | Seasons | Winter, Spring, Summer, Fall | Winter, Spring, Summer, Fall | Winter, Spring, Summer, Fall | Winter, Spring, Summer, Fall | Winter, Spring, Summer, Fall | Winter, Spring, Summer, Fall | Winter, Spring, Summer, Fall
NY Min Oil Burn - Northport - Winter | 858 | 7545 | Generation Constraint in GWh | FALSE | G | Annual | Standard GWh | GWh | 0 | 0 | 0 | 0 | 0 | 0 | 0
NY Min Oil Burn - Northport - Winter | 858 | 7545 | Generation Constraint in GWh | FALSE | G | Annual | Emissions at Affected Plants | GWh | 2275.5021 | 1180.4757 | 0 | 0 | 0 | 0 | 0
NY Min Oil Burn - Northport - Winter | 858 | 7545 | Generation Constraint in GWh | FALSE | G | Annual | Allowances Purchased | GWh | 0 | 0 | 0 | 0 | 0 | 0 | 0
NY Min Oil Burn - Northport - Winter | 858 | 7545 | Generation Constraint in GWh | FALSE | G | Annual | Allowances Sold | GWh | 0 | 0 | 0 | 0 | 0 | 0 | 0
NY Min Oil Burn - Northport - Winter | 858 | 7545 | Generation Constraint in GWh | FALSE | G | Annual | Allowances Banked | GWh | 0 | 0 | 0 | 0 | 0 | 0 | 0
NY Min Oil Burn - Northport - Winter | 858 | 7545 | Generation Constraint in GWh | FALSE | G | Annual | Allowances Withdrawn (1:1) | GWh | 0 | 0 | 0 | 0 | 0 | 0 | 0
NY Min Oil Burn - Northport - Winter | 858 | 7545 | Generation Constraint in GWh | FALSE | G | Annual | Allowances Withdrawn (n:1) | GWh | 0 | 0 | 0 | 0 | 0 | 0 | 0
NY Min Oil Burn - Northport - Winter | 858 | 7545 | Generation Constraint in GWh | FALSE | G | Annual | Net Emissions Allowance Position | GWh | 2275.5021 | 1180.4757 | 0 | 0 | 0 | 0 | 0
NY Min Oil Burn - Northport - Winter | 858 | 7545 | Generation Constraint in GWh | FALSE | G | Annual | Constraint Shadow Price | US2022$/MWh | 0 | 0 | 0 | 0 | 0 | 0 | 0
NY Min Oil Burn - Northport - Winter Shldr | 859 | 7546 | Generation Constraint in GWh | FALSE | G | Annual | Seasons Included | Seasons | Winter, Spring, Summer, Fall | Winter, Spring, Summer, Fall | Winter, Spring, Summer, Fall | Winter, Spring, Summer, Fall | Winter, Spring, Summer, Fall | Winter, Spring, Summer, Fall | Winter, Spring, Summer, Fall
NY Min Oil Burn - Northport - Winter Shldr | 859 | 7546 | Generation Constraint in GWh | FALSE | G | Annual | Standard GWh | GWh | 0 | 0 | 0 | 0 | 0 | 0 | 0
NY Min Oil Burn - Northport - Winter Shldr | 859 | 7546 | Generation Constraint in GWh | FALSE | G | Annual | Emissions at Affected Plants | GWh | 2275.5021 | 1180.4757 | 0 | 0 | 0 | 0 | 0
NY Min Oil Burn - Northport - Winter Shldr | 859 | 7546 | Generation Constraint in GWh | FALSE | G | Annual | Allowances Purchased | GWh | 0 | 0 | 0 | 0 | 0 | 0 | 0
NY Min Oil Burn - Northport - Winter Shldr | 859 | 7546 | Generation Constraint in GWh | FALSE | G | Annual | Allowances Sold | GWh | 0 | 0 | 0 | 0 | 0 | 0 | 0
NY Min Oil Burn - Northport - Winter Shldr | 859 | 7546 | Generation Constraint in GWh | FALSE | G | Annual | Allowances Banked | GWh | 0 | 0 | 0 | 0 | 0 | 0 | 0
NY Min Oil Burn - Northport - Winter Shldr | 859 | 7546 | Generation Constraint in GWh | FALSE | G | Annual | Allowances Withdrawn (1:1) | GWh | 0 | 0 | 0 | 0 | 0 | 0 | 0
NY Min Oil Burn - Northport - Winter Shldr | 859 | 7546 | Generation Constraint in GWh | FALSE | G | Annual | Allowances Withdrawn (n:1) | GWh | 0 | 0 | 0 | 0 | 0 | 0 | 0
NY Min Oil Burn - Northport - Winter Shldr | 859 | 7546 | Generation Constraint in GWh | FALSE | G | Annual | Net Emissions Allowance Position | GWh | 2275.5021 | 1180.4757 | 0 | 0 | 0 | 0 | 0
NY Min Oil Burn - Northport - Winter Shldr | 859 | 7546 | Generation Constraint in GWh | FALSE | G | Annual | Constraint Shadow Price | US2022$/MWh | 0 | 0 | 0 | 0 | 0 | 0 | 0
NY Min Oil Burn - Ravenswood CC - Summer | 860 | 7556 | Generation Constraint in GWh | FALSE | G | Annual | Seasons Included | Seasons | Winter, Spring, Summer, Fall | Winter, Spring, Summer, Fall | Winter, Spring, Summer, Fall | Winter, Spring, Summer, Fall | Winter, Spring, Summer, Fall | Winter, Spring, Summer, Fall | Winter, Spring, Summer, Fall
NY Min Oil Burn - Ravenswood CC - Summer | 860 | 7556 | Generation Constraint in GWh | FALSE | G | Annual | Standard GWh | GWh | 0 | 0 | 0 | 0 | 0 | 0 | 0
NY Min Oil Burn - Ravenswood CC - Summer | 860 | 7556 | Generation Constraint in GWh | FALSE | G | Annual | Emissions at Affected Plants | GWh | 1215.5429 | 1091.8542 | 644.582 | 613.3936 | 607.8309 | 568.0616 | 567.4186
NY Min Oil Burn - Ravenswood CC - Summer | 860 | 7556 | Generation Constraint in GWh | FALSE | G | Annual | Allowances Purchased | GWh | 0 | 0 | 0 | 0 | 0 | 0 | 0
NY Min Oil Burn - Ravenswood CC - Summer | 860 | 7556 | Generation Constraint in GWh | FALSE | G | Annual | Allowances Sold | GWh | 0 | 0 | 0 | 0 | 0 | 0 | 0
NY Min Oil Burn - Ravenswood CC - Summer | 860 | 7556 | Generation Constraint in GWh | FALSE | G | Annual | Allowances Banked | GWh | 0 | 0 | 0 | 0 | 0 | 0 | 0
NY Min Oil Burn - Ravenswood CC - Summer | 860 | 7556 | Generation Constraint in GWh | FALSE | G | Annual | Allowances Withdrawn (1:1) | GWh | 0 | 0 | 0 | 0 | 0 | 0 | 0
NY Min Oil Burn - Ravenswood CC - Summer | 860 | 7556 | Generation Constraint in GWh | FALSE | G | Annual | Allowances Withdrawn (n:1) | GWh | 0 | 0 | 0 | 0 | 0 | 0 | 0
NY Min Oil Burn - Ravenswood CC - Summer | 860 | 7556 | Generation Constraint in GWh | FALSE | G | Annual | Net Emissions Allowance Position | GWh | 1215.5429 | 1091.8542 | 644.582 | 613.3936 | 607.8309 | 568.0616 | 567.4186
NY Min Oil Burn - Ravenswood CC - Summer | 860 | 7556 | Generation Constraint in GWh | FALSE | G | Annual | Constraint Shadow Price | US2022$/MWh | 0 | 0 | 0 | 0 | 0 | 0 | 0
NY Min Oil Burn - Ravenswood CC - Winter | 861 | 7554 | Generation Constraint in GWh | FALSE | G | Annual | Seasons Included | Seasons | Winter, Spring, Summer, Fall | Winter, Spring, Summer, Fall | Winter, Spring, Summer, Fall | Winter, Spring, Summer, Fall | Winter, Spring, Summer, Fall | Winter, Spring, Summer, Fall | Winter, Spring, Summer, Fall
NY Min Oil Burn - Ravenswood CC - Winter | 861 | 7554 | Generation Constraint in GWh | FALSE | G | Annual | Standard GWh | GWh | 0 | 0 | 0 | 0 | 0 | 0 | 0
NY Min Oil Burn - Ravenswood CC - Winter | 861 | 7554 | Generation Constraint in GWh | FALSE | G | Annual | Emissions at Affected Plants | GWh | 1215.5429 | 1091.8542 | 644.582 | 613.3936 | 607.8309 | 568.0616 | 567.4186
NY Min Oil Burn - Ravenswood CC - Winter | 861 | 7554 | Generation Constraint in GWh | FALSE | G | Annual | Allowances Purchased | GWh | 0 | 0 | 0 | 0 | 0 | 0 | 0
NY Min Oil Burn - Ravenswood CC - Winter | 861 | 7554 | Generation Constraint in GWh | FALSE | G | Annual | Allowances Sold | GWh | 0 | 0 | 0 | 0 | 0 | 0 | 0
NY Min Oil Burn - Ravenswood CC - Winter | 861 | 7554 | Generation Constraint in GWh | FALSE | G | Annual | Allowances Banked | GWh | 0 | 0 | 0 | 0 | 0 | 0 | 0
NY Min Oil Burn - Ravenswood CC - Winter | 861 | 7554 | Generation Constraint in GWh | FALSE | G | Annual | Allowances Withdrawn (1:1) | GWh | 0 | 0 | 0 | 0 | 0 | 0 | 0
NY Min Oil Burn - Ravenswood CC - Winter | 861 | 7554 | Generation Constraint in GWh | FALSE | G | Annual | Allowances Withdrawn (n:1) | GWh | 0 | 0 | 0 | 0 | 0 | 0 | 0
NY Min Oil Burn - Ravenswood CC - Winter | 861 | 7554 | Generation Constraint in GWh | FALSE | G | Annual | Net Emissions Allowance Position | GWh | 1215.5429 | 1091.8542 | 644.582 | 613.3936 | 607.8309 | 568.0616 | 567.4186
NY Min Oil Burn - Ravenswood CC - Winter | 861 | 7554 | Generation Constraint in GWh | FALSE | G | Annual | Constraint Shadow Price | US2022$/MWh | 0 | 0 | 0 | 0 | 0 | 0 | 0
NY Min Oil Burn - Ravenswood CC - Winter Shldr | 862 | 7555 | Generation Constraint in GWh | FALSE | G | Annual | Seasons Included | Seasons | Winter, Spring, Summer, Fall | Winter, Spring, Summer, Fall | Winter, Spring, Summer, Fall | Winter, Spring, Summer, Fall | Winter, Spring, Summer, Fall | Winter, Spring, Summer, Fall | Winter, Spring, Summer, Fall
NY Min Oil Burn - Ravenswood CC - Winter Shldr | 862 | 7555 | Generation Constraint in GWh | FALSE | G | Annual | Standard GWh | GWh | 0 | 0 | 0 | 0 | 0 | 0 | 0
NY Min Oil Burn - Ravenswood CC - Winter Shldr | 862 | 7555 | Generation Constraint in GWh | FALSE | G | Annual | Emissions at Affected Plants | GWh | 1215.5429 | 1091.8542 | 644.582 | 613.3936 | 607.8309 | 568.0616 | 567.4186
NY Min Oil Burn - Ravenswood CC - Winter Shldr | 862 | 7555 | Generation Constraint in GWh | FALSE | G | Annual | Allowances Purchased | GWh | 0 | 0 | 0 | 0 | 0 | 0 | 0
NY Min Oil Burn - Ravenswood CC - Winter Shldr | 862 | 7555 | Generation Constraint in GWh | FALSE | G | Annual | Allowances Sold | GWh | 0 | 0 | 0 | 0 | 0 | 0 | 0
NY Min Oil Burn - Ravenswood CC - Winter Shldr | 862 | 7555 | Generation Constraint in GWh | FALSE | G | Annual | Allowances Banked | GWh | 0 | 0 | 0 | 0 | 0 | 0 | 0
NY Min Oil Burn - Ravenswood CC - Winter Shldr | 862 | 7555 | Generation Constraint in GWh | FALSE | G | Annual | Allowances Withdrawn (1:1) | GWh | 0 | 0 | 0 | 0 | 0 | 0 | 0
NY Min Oil Burn - Ravenswood CC - Winter Shldr | 862 | 7555 | Generation Constraint in GWh | FALSE | G | Annual | Allowances Withdrawn (n:1) | GWh | 0 | 0 | 0 | 0 | 0 | 0 | 0
NY Min Oil Burn - Ravenswood CC - Winter Shldr | 862 | 7555 | Generation Constraint in GWh | FALSE | G | Annual | Net Emissions Allowance Position | GWh | 1215.5429 | 1091.8542 | 644.582 | 613.3936 | 607.8309 | 568.0616 | 567.4186
NY Min Oil Burn - Ravenswood CC - Winter Shldr | 862 | 7555 | Generation Constraint in GWh | FALSE | G | Annual | Constraint Shadow Price | US2022$/MWh | 0 | 0 | 0 | 0 | 0 | 0 | 0
NY Min Oil Burn - Ravenswood Oil - Summer | 863 | 7550 | Generation Constraint in GWh | FALSE | G | Annual | Seasons Included | Seasons | Winter, Spring, Summer, Fall | Winter, Spring, Summer, Fall | Winter, Spring, Summer, Fall | Winter, Spring, Summer, Fall | Winter, Spring, Summer, Fall | Winter, Spring, Summer, Fall | Winter, Spring, Summer, Fall
NY Min Oil Burn - Ravenswood Oil - Summer | 863 | 7550 | Generation Constraint in GWh | FALSE | G | Annual | Standard GWh | GWh | 0 | 0 | 0 | 0 | 0 | 0 | 0
NY Min Oil Burn - Ravenswood Oil - Summer | 863 | 7550 | Generation Constraint in GWh | FALSE | G | Annual | Emissions at Affected Plants | GWh | 410.0954 | 69.5372 | 0 | 0 | 0 | 0 | 0
NY Min Oil Burn - Ravenswood Oil - Summer | 863 | 7550 | Generation Constraint in GWh | FALSE | G | Annual | Allowances Purchased | GWh | 0 | 0 | 0 | 0 | 0 | 0 | 0
NY Min Oil Burn - Ravenswood Oil - Summer | 863 | 7550 | Generation Constraint in GWh | FALSE | G | Annual | Allowances Sold | GWh | 0 | 0 | 0 | 0 | 0 | 0 | 0
NY Min Oil Burn - Ravenswood Oil - Summer | 863 | 7550 | Generation Constraint in GWh | FALSE | G | Annual | Allowances Banked | GWh | 0 | 0 | 0 | 0 | 0 | 0 | 0
NY Min Oil Burn - Ravenswood Oil - Summer | 863 | 7550 | Generation Constraint in GWh | FALSE | G | Annual | Allowances Withdrawn (1:1) | GWh | 0 | 0 | 0 | 0 | 0 | 0 | 0
NY Min Oil Burn - Ravenswood Oil - Summer | 863 | 7550 | Generation Constraint in GWh | FALSE | G | Annual | Allowances Withdrawn (n:1) | GWh | 0 | 0 | 0 | 0 | 0 | 0 | 0
NY Min Oil Burn - Ravenswood Oil - Summer | 863 | 7550 | Generation Constraint in GWh | FALSE | G | Annual | Net Emissions Allowance Position | GWh | 410.0954 | 69.5372 | 0 | 0 | 0 | 0 | 0
NY Min Oil Burn - Ravenswood Oil - Summer | 863 | 7550 | Generation Constraint in GWh | FALSE | G | Annual | Constraint Shadow Price | US2022$/MWh | 0 | 0 | 0 | 0 | 0 | 0 | 0
NY Min Oil Burn - Ravenswood Oil - Winter | 864 | 7548 | Generation Constraint in GWh | FALSE | G | Annual | Seasons Included | Seasons | Winter, Spring, Summer, Fall | Winter, Spring, Summer, Fall | Winter, Spring, Summer, Fall | Winter, Spring, Summer, Fall | Winter, Spring, Summer, Fall | Winter, Spring, Summer, Fall | Winter, Spring, Summer, Fall
NY Min Oil Burn - Ravenswood Oil - Winter | 864 | 7548 | Generation Constraint in GWh | FALSE | G | Annual | Standard GWh | GWh | 0 | 0 | 0 | 0 | 0 | 0 | 0
NY Min Oil Burn - Ravenswood Oil - Winter | 864 | 7548 | Generation Constraint in GWh | FALSE | G | Annual | Emissions at Affected Plants | GWh | 410.0954 | 69.5372 | 0 | 0 | 0 | 0 | 0
NY Min Oil Burn - Ravenswood Oil - Winter | 864 | 7548 | Generation Constraint in GWh | FALSE | G | Annual | Allowances Purchased | GWh | 0 | 0 | 0 | 0 | 0 | 0 | 0
NY Min Oil Burn - Ravenswood Oil - Winter | 864 | 7548 | Generation Constraint in GWh | FALSE | G | Annual | Allowances Sold | GWh | 0 | 0 | 0 | 0 | 0 | 0 | 0
NY Min Oil Burn - Ravenswood Oil - Winter | 864 | 7548 | Generation Constraint in GWh | FALSE | G | Annual | Allowances Banked | GWh | 0 | 0 | 0 | 0 | 0 | 0 | 0
NY Min Oil Burn - Ravenswood Oil - Winter | 864 | 7548 | Generation Constraint in GWh | FALSE | G | Annual | Allowances Withdrawn (1:1) | GWh | 0 | 0 | 0 | 0 | 0 | 0 | 0
NY Min Oil Burn - Ravenswood Oil - Winter | 864 | 7548 | Generation Constraint in GWh | FALSE | G | Annual | Allowances Withdrawn (n:1) | GWh | 0 | 0 | 0 | 0 | 0 | 0 | 0
NY Min Oil Burn - Ravenswood Oil - Winter | 864 | 7548 | Generation Constraint in GWh | FALSE | G | Annual | Net Emissions Allowance Position | GWh | 410.0954 | 69.5372 | 0 | 0 | 0 | 0 | 0
NY Min Oil Burn - Ravenswood Oil - Winter | 864 | 7548 | Generation Constraint in GWh | FALSE | G | Annual | Constraint Shadow Price | US2022$/MWh | 0 | 0 | 0 | 0 | 0 | 0 | 0
NY Min Oil Burn - Ravenswood Oil - Winter Shldr | 865 | 7549 | Generation Constraint in GWh | FALSE | G | Annual | Seasons Included | Seasons | Winter, Spring, Summer, Fall | Winter, Spring, Summer, Fall | Winter, Spring, Summer, Fall | Winter, Spring, Summer, Fall | Winter, Spring, Summer, Fall | Winter, Spring, Summer, Fall | Winter, Spring, Summer, Fall
NY Min Oil Burn - Ravenswood Oil - Winter Shldr | 865 | 7549 | Generation Constraint in GWh | FALSE | G | Annual | Standard GWh | GWh | 0 | 0 | 0 | 0 | 0 | 0 | 0
NY Min Oil Burn - Ravenswood Oil - Winter Shldr | 865 | 7549 | Generation Constraint in GWh | FALSE | G | Annual | Emissions at Affected Plants | GWh | 410.0954 | 69.5372 | 0 | 0 | 0 | 0 | 0
NY Min Oil Burn - Ravenswood Oil - Winter Shldr | 865 | 7549 | Generation Constraint in GWh | FALSE | G | Annual | Allowances Purchased | GWh | 0 | 0 | 0 | 0 | 0 | 0 | 0
NY Min Oil Burn - Ravenswood Oil - Winter Shldr | 865 | 7549 | Generation Constraint in GWh | FALSE | G | Annual | Allowances Sold | GWh | 0 | 0 | 0 | 0 | 0 | 0 | 0
NY Min Oil Burn - Ravenswood Oil - Winter Shldr | 865 | 7549 | Generation Constraint in GWh | FALSE | G | Annual | Allowances Banked | GWh | 0 | 0 | 0 | 0 | 0 | 0 | 0
NY Min Oil Burn - Ravenswood Oil - Winter Shldr | 865 | 7549 | Generation Constraint in GWh | FALSE | G | Annual | Allowances Withdrawn (1:1) | GWh | 0 | 0 | 0 | 0 | 0 | 0 | 0
NY Min Oil Burn - Ravenswood Oil - Winter Shldr | 865 | 7549 | Generation Constraint in GWh | FALSE | G | Annual | Allowances Withdrawn (n:1) | GWh | 0 | 0 | 0 | 0 | 0 | 0 | 0
NY Min Oil Burn - Ravenswood Oil - Winter Shldr | 865 | 7549 | Generation Constraint in GWh | FALSE | G | Annual | Net Emissions Allowance Position | GWh | 410.0954 | 69.5372 | 0 | 0 | 0 | 0 | 0
NY Min Oil Burn - Ravenswood Oil - Winter Shldr | 865 | 7549 | Generation Constraint in GWh | FALSE | G | Annual | Constraint Shadow Price | US2022$/MWh | 0 | 0 | 0 | 0 | 0 | 0 | 0
NY New Units MER Rate Limit v3.1 | 866 | 7350 | MACT Fuel Choice Floor in lbs/MMBtu | FALSE | L | Annual | Seasons Included | Seasons | Winter, Spring, Summer, Fall | Winter, Spring, Summer, Fall | Winter, Spring, Summer, Fall | Winter, Spring, Summer, Fall | Winter, Spring, Summer, Fall | Winter, Spring, Summer, Fall | Winter, Spring, Summer, Fall
NY New Units MER Rate Limit v3.1 | 866 | 7350 | MACT Fuel Choice Floor in lbs/MMBtu | FALSE | L | Annual | Emission Floor | lbs/MMBtu | 6e-07 | 6e-07 | 6e-07 | 6e-07 | 6e-07 | 6e-07 | 6e-07
NY New Units MER Rate Limit v3.1 | 866 | 7350 | MACT Fuel Choice Floor in lbs/MMBtu | FALSE | L | Annual | Emissions at Affected Plants MER | lbs | 0 | 0 | 0 | 0 | 0 | 0 | 0
NY New Units MER Rate Limit v3.1 | 866 | 7350 | MACT Fuel Choice Floor in lbs/MMBtu | FALSE | L | Annual | Allowances Purchased MER | lbs | 0 | 0 | 0 | 0 | 0 | 0 | 0
NY New Units MER Rate Limit v3.1 | 866 | 7350 | MACT Fuel Choice Floor in lbs/MMBtu | FALSE | L | Annual | Allowances Sold MER | lbs | 0 | 0 | 0 | 0 | 0 | 0 | 0
NY New Units MER Rate Limit v3.1 | 866 | 7350 | MACT Fuel Choice Floor in lbs/MMBtu | FALSE | L | Annual | Allowances Banked | lbs | 0 | 0 | 0 | 0 | 0 | 0 | 0
NY New Units MER Rate Limit v3.1 | 866 | 7350 | MACT Fuel Choice Floor in lbs/MMBtu | FALSE | L | Annual | Allowances Withdrawn (1:1) | lbs | 0 | 0 | 0 | 0 | 0 | 0 | 0
NY New Units MER Rate Limit v3.1 | 866 | 7350 | MACT Fuel Choice Floor in lbs/MMBtu | FALSE | L | Annual | Allowances Withdrawn (n:1) | lbs | 0 | 0 | 0 | 0 | 0 | 0 | 0
NY New Units MER Rate Limit v3.1 | 866 | 7350 | MACT Fuel Choice Floor in lbs/MMBtu | FALSE | L | Annual | Net Emissions Allowance Position | lbs | 0 | 0 | 0 | 0 | 0 | 0 | 0
NY New Units MER Rate Limit v3.1 | 866 | 7350 | MACT Fuel Choice Floor in lbs/MMBtu | FALSE | L | Annual | Fuel Consumed | TBtu | 0 | 0 | 0 | 0 | 0 | 0 | 0
NY New Units MER Rate Limit v3.1 | 866 | 7350 | MACT Fuel Choice Floor in lbs/MMBtu | FALSE | L | Annual | Rate | lb/MMBtu | 0 | 0 | 0 | 0 | 0 | 0 | 0
NY New Units MER Rate Limit v3.1 | 866 | 7350 | MACT Fuel Choice Floor in lbs/MMBtu | FALSE | L | Annual | Generation | TWh | 0 | 0 | 0 | 0 | 0 | 0 | 0
NY New Units MER Rate Limit v3.1 | 866 | 7350 | MACT Fuel Choice Floor in lbs/MMBtu | FALSE | L | Annual | Qualifying Generation | TWh | 0 | 0 | 0 | 0 | 0 | 0 | 0
NY New Units MER Rate Limit v3.1 | 866 | 7350 | MACT Fuel Choice Floor in lbs/MMBtu | FALSE | L | Annual | Constraint Shadow Price | US2022$/Lb | 0 | 0 | 0 | 0 | 0 | 0 | 0
NY New Units MER Rate Limit v3.1 | 867 | 7350 | MACT Fuel Choice Floor in lbs/MMBtu | FALSE | L | Annual | Seasons Included | Seasons | Winter, Spring, Summer, Fall | Winter, Spring, Summer, Fall | Winter, Spring, Summer, Fall | Winter, Spring, Summer, Fall | Winter, Spring, Summer, Fall | Winter, Spring, Summer, Fall | Winter, Spring, Summer, Fall
NY New Units MER Rate Limit v3.1 | 867 | 7350 | MACT Fuel Choice Floor in lbs/MMBtu | FALSE | L | Annual | Emission Floor | lbs/MMBtu | 6e-07 | 6e-07 | 6e-07 | 6e-07 | 6e-07 | 6e-07 | 6e-07
NY New Units MER Rate Limit v3.1 | 867 | 7350 | MACT Fuel Choice Floor in lbs/MMBtu | FALSE | L | Annual | Emissions at Affected Plants MER | lbs | 0 | 0 | 0 | 0 | 0 | 0 | 0
NY New Units MER Rate Limit v3.1 | 867 | 7350 | MACT Fuel Choice Floor in lbs/MMBtu | FALSE | L | Annual | Allowances Purchased MER | lbs | 0 | 0 | 0 | 0 | 0 | 0 | 0
NY New Units MER Rate Limit v3.1 | 867 | 7350 | MACT Fuel Choice Floor in lbs/MMBtu | FALSE | L | Annual | Allowances Sold MER | lbs | 0 | 0 | 0 | 0 | 0 | 0 | 0
NY New Units MER Rate Limit v3.1 | 867 | 7350 | MACT Fuel Choice Floor in lbs/MMBtu | FALSE | L | Annual | Allowances Banked | lbs | 0 | 0 | 0 | 0 | 0 | 0 | 0
NY New Units MER Rate Limit v3.1 | 867 | 7350 | MACT Fuel Choice Floor in lbs/MMBtu | FALSE | L | Annual | Allowances Withdrawn (1:1) | lbs | 0 | 0 | 0 | 0 | 0 | 0 | 0
NY New Units MER Rate Limit v3.1 | 867 | 7350 | MACT Fuel Choice Floor in lbs/MMBtu | FALSE | L | Annual | Allowances Withdrawn (n:1) | lbs | 0 | 0 | 0 | 0 | 0 | 0 | 0
NY New Units MER Rate Limit v3.1 | 867 | 7350 | MACT Fuel Choice Floor in lbs/MMBtu | FALSE | L | Annual | Net Emissions Allowance Position | lbs | 0 | 0 | 0 | 0 | 0 | 0 | 0
NY New Units MER Rate Limit v3.1 | 867 | 7350 | MACT Fuel Choice Floor in lbs/MMBtu | FALSE | L | Annual | Fuel Consumed | TBtu | 0 | 0 | 0 | 0 | 0 | 0 | 0
NY New Units MER Rate Limit v3.1 | 867 | 7350 | MACT Fuel Choice Floor in lbs/MMBtu | FALSE | L | Annual | Rate | lb/MMBtu | 0 | 0 | 0 | 0 | 0 | 0 | 0
NY New Units MER Rate Limit v3.1 | 867 | 7350 | MACT Fuel Choice Floor in lbs/MMBtu | FALSE | L | Annual | Generation | TWh | 0 | 0 | 0 | 0 | 0 | 0 | 0
NY New Units MER Rate Limit v3.1 | 867 | 7350 | MACT Fuel Choice Floor in lbs/MMBtu | FALSE | L | Annual | Qualifying Generation | TWh | 0 | 0 | 0 | 0 | 0 | 0 | 0
NY New Units MER Rate Limit v3.1 | 867 | 7350 | MACT Fuel Choice Floor in lbs/MMBtu | FALSE | L | Annual | Constraint Shadow Price | US2022$/Lb | 0 | 0 | 0 | 0 | 0 | 0 | 0
NY New Units MER Rate Limit v3.1 | 868 | 7350 | MACT Fuel Choice Floor in lbs/MMBtu | FALSE | L | Annual | Seasons Included | Seasons | Winter, Spring, Summer, Fall | Winter, Spring, Summer, Fall | Winter, Spring, Summer, Fall | Winter, Spring, Summer, Fall | Winter, Spring, Summer, Fall | Winter, Spring, Summer, Fall | Winter, Spring, Summer, Fall
NY New Units MER Rate Limit v3.1 | 868 | 7350 | MACT Fuel Choice Floor in lbs/MMBtu | FALSE | L | Annual | Emission Floor | lbs/MMBtu | 6e-07 | 6e-07 | 6e-07 | 6e-07 | 6e-07 | 6e-07 | 6e-07
NY New Units MER Rate Limit v3.1 | 868 | 7350 | MACT Fuel Choice Floor in lbs/MMBtu | FALSE | L | Annual | Emissions at Affected Plants MER | lbs | 0 | 0 | 0 | 0 | 0 | 0 | 0
NY New Units MER Rate Limit v3.1 | 868 | 7350 | MACT Fuel Choice Floor in lbs/MMBtu | FALSE | L | Annual | Allowances Purchased MER | lbs | 0 | 0 | 0 | 0 | 0 | 0 | 0
NY New Units MER Rate Limit v3.1 | 868 | 7350 | MACT Fuel Choice Floor in lbs/MMBtu | FALSE | L | Annual | Allowances Sold MER | lbs | 0 | 0 | 0 | 0 | 0 | 0 | 0
NY New Units MER Rate Limit v3.1 | 868 | 7350 | MACT Fuel Choice Floor in lbs/MMBtu | FALSE | L | Annual | Allowances Banked | lbs | 0 | 0 | 0 | 0 | 0 | 0 | 0
NY New Units MER Rate Limit v3.1 | 868 | 7350 | MACT Fuel Choice Floor in lbs/MMBtu | FALSE | L | Annual | Allowances Withdrawn (1:1) | lbs | 0 | 0 | 0 | 0 | 0 | 0 | 0
NY New Units MER Rate Limit v3.1 | 868 | 7350 | MACT Fuel Choice Floor in lbs/MMBtu | FALSE | L | Annual | Allowances Withdrawn (n:1) | lbs | 0 | 0 | 0 | 0 | 0 | 0 | 0
NY New Units MER Rate Limit v3.1 | 868 | 7350 | MACT Fuel Choice Floor in lbs/MMBtu | FALSE | L | Annual | Net Emissions Allowance Position | lbs | 0 | 0 | 0 | 0 | 0 | 0 | 0
NY New Units MER Rate Limit v3.1 | 868 | 7350 | MACT Fuel Choice Floor in lbs/MMBtu | FALSE | L | Annual | Fuel Consumed | TBtu | 0 | 0 | 0 | 0 | 0 | 0 | 0
NY New Units MER Rate Limit v3.1 | 868 | 7350 | MACT Fuel Choice Floor in lbs/MMBtu | FALSE | L | Annual | Rate | lb/MMBtu | 0 | 0 | 0 | 0 | 0 | 0 | 0
NY New Units MER Rate Limit v3.1 | 868 | 7350 | MACT Fuel Choice Floor in lbs/MMBtu | FALSE | L | Annual | Generation | TWh | 0 | 0 | 0 | 0 | 0 | 0 | 0
NY New Units MER Rate Limit v3.1 | 868 | 7350 | MACT Fuel Choice Floor in lbs/MMBtu | FALSE | L | Annual | Qualifying Generation | TWh | 0 | 0 | 0 | 0 | 0 | 0 | 0
NY New Units MER Rate Limit v3.1 | 868 | 7350 | MACT Fuel Choice Floor in lbs/MMBtu | FALSE | L | Annual | Constraint Shadow Price | US2022$/Lb | 0 | 0 | 0 | 0 | 0 | 0 | 0
NY New Units MER Rate Limit v3.1 | 869 | 7350 | MACT Fuel Choice Floor in lbs/MMBtu | FALSE | L | Annual | Seasons Included | Seasons | Winter, Spring, Summer, Fall | Winter, Spring, Summer, Fall | Winter, Spring, Summer, Fall | Winter, Spring, Summer, Fall | Winter, Spring, Summer, Fall | Winter, Spring, Summer, Fall | Winter, Spring, Summer, Fall
NY New Units MER Rate Limit v3.1 | 869 | 7350 | MACT Fuel Choice Floor in lbs/MMBtu | FALSE | L | Annual | Emission Floor | lbs/MMBtu | 6e-07 | 6e-07 | 6e-07 | 6e-07 | 6e-07 | 6e-07 | 6e-07
NY New Units MER Rate Limit v3.1 | 869 | 7350 | MACT Fuel Choice Floor in lbs/MMBtu | FALSE | L | Annual | Emissions at Affected Plants MER | lbs | 0 | 0 | 0 | 0 | 0 | 0 | 0
NY New Units MER Rate Limit v3.1 | 869 | 7350 | MACT Fuel Choice Floor in lbs/MMBtu | FALSE | L | Annual | Allowances Purchased MER | lbs | 0 | 0 | 0 | 0 | 0 | 0 | 0
NY New Units MER Rate Limit v3.1 | 869 | 7350 | MACT Fuel Choice Floor in lbs/MMBtu | FALSE | L | Annual | Allowances Sold MER | lbs | 0 | 0 | 0 | 0 | 0 | 0 | 0
NY New Units MER Rate Limit v3.1 | 869 | 7350 | MACT Fuel Choice Floor in lbs/MMBtu | FALSE | L | Annual | Allowances Banked | lbs | 0 | 0 | 0 | 0 | 0 | 0 | 0
NY New Units MER Rate Limit v3.1 | 869 | 7350 | MACT Fuel Choice Floor in lbs/MMBtu | FALSE | L | Annual | Allowances Withdrawn (1:1) | lbs | 0 | 0 | 0 | 0 | 0 | 0 | 0
NY New Units MER Rate Limit v3.1 | 869 | 7350 | MACT Fuel Choice Floor in lbs/MMBtu | FALSE | L | Annual | Allowances Withdrawn (n:1) | lbs | 0 | 0 | 0 | 0 | 0 | 0 | 0
NY New Units MER Rate Limit v3.1 | 869 | 7350 | MACT Fuel Choice Floor in lbs/MMBtu | FALSE | L | Annual | Net Emissions Allowance Position | lbs | 0 | 0 | 0 | 0 | 0 | 0 | 0
NY New Units MER Rate Limit v3.1 | 869 | 7350 | MACT Fuel Choice Floor in lbs/MMBtu | FALSE | L | Annual | Fuel Consumed | TBtu | 0 | 0 | 0 | 0 | 0 | 0 | 0
NY New Units MER Rate Limit v3.1 | 869 | 7350 | MACT Fuel Choice Floor in lbs/MMBtu | FALSE | L | Annual | Rate | lb/MMBtu | 0 | 0 | 0 | 0 | 0 | 0 | 0
NY New Units MER Rate Limit v3.1 | 869 | 7350 | MACT Fuel Choice Floor in lbs/MMBtu | FALSE | L | Annual | Generation | TWh | 0 | 0 | 0 | 0 | 0 | 0 | 0
NY New Units MER Rate Limit v3.1 | 869 | 7350 | MACT Fuel Choice Floor in lbs/MMBtu | FALSE | L | Annual | Qualifying Generation | TWh | 0 | 0 | 0 | 0 | 0 | 0 | 0
NY New Units MER Rate Limit v3.1 | 869 | 7350 | MACT Fuel Choice Floor in lbs/MMBtu | FALSE | L | Annual | Constraint Shadow Price | US2022$/Lb | 0 | 0 | 0 | 0 | 0 | 0 | 0
NY New Units MER Rate Limit v3.1 | 870 | 7350 | MACT Fuel Choice Floor in lbs/MMBtu | FALSE | L | Annual | Seasons Included | Seasons | Winter, Spring, Summer, Fall | Winter, Spring, Summer, Fall | Winter, Spring, Summer, Fall | Winter, Spring, Summer, Fall | Winter, Spring, Summer, Fall | Winter, Spring, Summer, Fall | Winter, Spring, Summer, Fall
NY New Units MER Rate Limit v3.1 | 870 | 7350 | MACT Fuel Choice Floor in lbs/MMBtu | FALSE | L | Annual | Emission Floor | lbs/MMBtu | 6e-07 | 6e-07 | 6e-07 | 6e-07 | 6e-07 | 6e-07 | 6e-07
NY New Units MER Rate Limit v3.1 | 870 | 7350 | MACT Fuel Choice Floor in lbs/MMBtu | FALSE | L | Annual | Emissions at Affected Plants MER | lbs | 0 | 0 | 0 | 0 | 0 | 0 | 0
NY New Units MER Rate Limit v3.1 | 870 | 7350 | MACT Fuel Choice Floor in lbs/MMBtu | FALSE | L | Annual | Allowances Purchased MER | lbs | 0 | 0 | 0 | 0 | 0 | 0 | 0
NY New Units MER Rate Limit v3.1 | 870 | 7350 | MACT Fuel Choice Floor in lbs/MMBtu | FALSE | L | Annual | Allowances Sold MER | lbs | 0 | 0 | 0 | 0 | 0 | 0 | 0
NY New Units MER Rate Limit v3.1 | 870 | 7350 | MACT Fuel Choice Floor in lbs/MMBtu | FALSE | L | Annual | Allowances Banked | lbs | 0 | 0 | 0 | 0 | 0 | 0 | 0
NY New Units MER Rate Limit v3.1 | 870 | 7350 | MACT Fuel Choice Floor in lbs/MMBtu | FALSE | L | Annual | Allowances Withdrawn (1:1) | lbs | 0 | 0 | 0 | 0 | 0 | 0 | 0
NY New Units MER Rate Limit v3.1 | 870 | 7350 | MACT Fuel Choice Floor in lbs/MMBtu | FALSE | L | Annual | Allowances Withdrawn (n:1) | lbs | 0 | 0 | 0 | 0 | 0 | 0 | 0
NY New Units MER Rate Limit v3.1 | 870 | 7350 | MACT Fuel Choice Floor in lbs/MMBtu | FALSE | L | Annual | Net Emissions Allowance Position | lbs | 0 | 0 | 0 | 0 | 0 | 0 | 0
NY New Units MER Rate Limit v3.1 | 870 | 7350 | MACT Fuel Choice Floor in lbs/MMBtu | FALSE | L | Annual | Fuel Consumed | TBtu | 0 | 0 | 0 | 0 | 0 | 0 | 0
NY New Units MER Rate Limit v3.1 | 870 | 7350 | MACT Fuel Choice Floor in lbs/MMBtu | FALSE | L | Annual | Rate | lb/MMBtu | 0 | 0 | 0 | 0 | 0 | 0 | 0
NY New Units MER Rate Limit v3.1 | 870 | 7350 | MACT Fuel Choice Floor in lbs/MMBtu | FALSE | L | Annual | Generation | TWh | 0 | 0 | 0 | 0 | 0 | 0 | 0
NY New Units MER Rate Limit v3.1 | 870 | 7350 | MACT Fuel Choice Floor in lbs/MMBtu | FALSE | L | Annual | Qualifying Generation | TWh | 0 | 0 | 0 | 0 | 0 | 0 | 0
NY New Units MER Rate Limit v3.1 | 870 | 7350 | MACT Fuel Choice Floor in lbs/MMBtu | FALSE | L | Annual | Constraint Shadow Price | US2022$/Lb | 0 | 0 | 0 | 0 | 0 | 0 | 0
NY New Units MER Rate Limit v3.1 | 871 | 7350 | MACT Fuel Choice Floor in lbs/MMBtu | FALSE | L | Annual | Seasons Included | Seasons | Winter, Spring, Summer, Fall | Winter, Spring, Summer, Fall | Winter, Spring, Summer, Fall | Winter, Spring, Summer, Fall | Winter, Spring, Summer, Fall | Winter, Spring, Summer, Fall | Winter, Spring, Summer, Fall
NY New Units MER Rate Limit v3.1 | 871 | 7350 | MACT Fuel Choice Floor in lbs/MMBtu | FALSE | L | Annual | Emission Floor | lbs/MMBtu | 6e-07 | 6e-07 | 6e-07 | 6e-07 | 6e-07 | 6e-07 | 6e-07
NY New Units MER Rate Limit v3.1 | 871 | 7350 | MACT Fuel Choice Floor in lbs/MMBtu | FALSE | L | Annual | Emissions at Affected Plants MER | lbs | 0 | 0 | 0 | 0 | 0 | 0 | 0
NY New Units MER Rate Limit v3.1 | 871 | 7350 | MACT Fuel Choice Floor in lbs/MMBtu | FALSE | L | Annual | Allowances Purchased MER | lbs | 0 | 0 | 0 | 0 | 0 | 0 | 0
NY New Units MER Rate Limit v3.1 | 871 | 7350 | MACT Fuel Choice Floor in lbs/MMBtu | FALSE | L | Annual | Allowances Sold MER | lbs | 0 | 0 | 0 | 0 | 0 | 0 | 0
NY New Units MER Rate Limit v3.1 | 871 | 7350 | MACT Fuel Choice Floor in lbs/MMBtu | FALSE | L | Annual | Allowances Banked | lbs | 0 | 0 | 0 | 0 | 0 | 0 | 0
NY New Units MER Rate Limit v3.1 | 871 | 7350 | MACT Fuel Choice Floor in lbs/MMBtu | FALSE | L | Annual | Allowances Withdrawn (1:1) | lbs | 0 | 0 | 0 | 0 | 0 | 0 | 0
NY New Units MER Rate Limit v3.1 | 871 | 7350 | MACT Fuel Choice Floor in lbs/MMBtu | FALSE | L | Annual | Allowances Withdrawn (n:1) | lbs | 0 | 0 | 0 | 0 | 0 | 0 | 0
NY New Units MER Rate Limit v3.1 | 871 | 7350 | MACT Fuel Choice Floor in lbs/MMBtu | FALSE | L | Annual | Net Emissions Allowance Position | lbs | 0 | 0 | 0 | 0 | 0 | 0 | 0
NY New Units MER Rate Limit v3.1 | 871 | 7350 | MACT Fuel Choice Floor in lbs/MMBtu | FALSE | L | Annual | Fuel Consumed | TBtu | 0 | 0 | 0 | 0 | 0 | 0 | 0
NY New Units MER Rate Limit v3.1 | 871 | 7350 | MACT Fuel Choice Floor in lbs/MMBtu | FALSE | L | Annual | Rate | lb/MMBtu | 0 | 0 | 0 | 0 | 0 | 0 | 0
NY New Units MER Rate Limit v3.1 | 871 | 7350 | MACT Fuel Choice Floor in lbs/MMBtu | FALSE | L | Annual | Generation | TWh | 0 | 0 | 0 | 0 | 0 | 0 | 0
NY New Units MER Rate Limit v3.1 | 871 | 7350 | MACT Fuel Choice Floor in lbs/MMBtu | FALSE | L | Annual | Qualifying Generation | TWh | 0 | 0 | 0 | 0 | 0 | 0 | 0
NY New Units MER Rate Limit v3.1 | 871 | 7350 | MACT Fuel Choice Floor in lbs/MMBtu | FALSE | L | Annual | Constraint Shadow Price | US2022$/Lb | 0 | 0 | 0 | 0 | 0 | 0 | 0
NY New Units MER Rate Limit v3.1 | 872 | 7350 | MACT Fuel Choice Floor in lbs/MMBtu | FALSE | L | Annual | Seasons Included | Seasons | Winter, Spring, Summer, Fall | Winter, Spring, Summer, Fall | Winter, Spring, Summer, Fall | Winter, Spring, Summer, Fall | Winter, Spring, Summer, Fall | Winter, Spring, Summer, Fall | Winter, Spring, Summer, Fall
NY New Units MER Rate Limit v3.1 | 872 | 7350 | MACT Fuel Choice Floor in lbs/MMBtu | FALSE | L | Annual | Emission Floor | lbs/MMBtu | 6e-07 | 6e-07 | 6e-07 | 6e-07 | 6e-07 | 6e-07 | 6e-07
NY New Units MER Rate Limit v3.1 | 872 | 7350 | MACT Fuel Choice Floor in lbs/MMBtu | FALSE | L | Annual | Emissions at Affected Plants MER | lbs | 0 | 0 | 0 | 0 | 0 | 0 | 0
NY New Units MER Rate Limit v3.1 | 872 | 7350 | MACT Fuel Choice Floor in lbs/MMBtu | FALSE | L | Annual | Allowances Purchased MER | lbs | 0 | 0 | 0 | 0 | 0 | 0 | 0
NY New Units MER Rate Limit v3.1 | 872 | 7350 | MACT Fuel Choice Floor in lbs/MMBtu | FALSE | L | Annual | Allowances Sold MER | lbs | 0 | 0 | 0 | 0 | 0 | 0 | 0
NY New Units MER Rate Limit v3.1 | 872 | 7350 | MACT Fuel Choice Floor in lbs/MMBtu | FALSE | L | Annual | Allowances Banked | lbs | 0 | 0 | 0 | 0 | 0 | 0 | 0
NY New Units MER Rate Limit v3.1 | 872 | 7350 | MACT Fuel Choice Floor in lbs/MMBtu | FALSE | L | Annual | Allowances Withdrawn (1:1) | lbs | 0 | 0 | 0 | 0 | 0 | 0 | 0
NY New Units MER Rate Limit v3.1 | 872 | 7350 | MACT Fuel Choice Floor in lbs/MMBtu | FALSE | L | Annual | Allowances Withdrawn (n:1) | lbs | 0 | 0 | 0 | 0 | 0 | 0 | 0
NY New Units MER Rate Limit v3.1 | 872 | 7350 | MACT Fuel Choice Floor in lbs/MMBtu | FALSE | L | Annual | Net Emissions Allowance Position | lbs | 0 | 0 | 0 | 0 | 0 | 0 | 0
NY New Units MER Rate Limit v3.1 | 872 | 7350 | MACT Fuel Choice Floor in lbs/MMBtu | FALSE | L | Annual | Fuel Consumed | TBtu | 0 | 0 | 0 | 0 | 0 | 0 | 0
NY New Units MER Rate Limit v3.1 | 872 | 7350 | MACT Fuel Choice Floor in lbs/MMBtu | FALSE | L | Annual | Rate | lb/MMBtu | 0 | 0 | 0 | 0 | 0 | 0 | 0
NY New Units MER Rate Limit v3.1 | 872 | 7350 | MACT Fuel Choice Floor in lbs/MMBtu | FALSE | L | Annual | Generation | TWh | 0 | 0 | 0 | 0 | 0 | 0 | 0
NY New Units MER Rate Limit v3.1 | 872 | 7350 | MACT Fuel Choice Floor in lbs/MMBtu | FALSE | L | Annual | Qualifying Generation | TWh | 0 | 0 | 0 | 0 | 0 | 0 | 0
NY New Units MER Rate Limit v3.1 | 872 | 7350 | MACT Fuel Choice Floor in lbs/MMBtu | FALSE | L | Annual | Constraint Shadow Price | US2022$/Lb | 0 | 0 | 0 | 0 | 0 | 0 | 0
NY New Units MER Rate Limit v3.1 | 873 | 7350 | MACT Fuel Choice Floor in lbs/MMBtu | FALSE | L | Annual | Seasons Included | Seasons | Winter, Spring, Summer, Fall | Winter, Spring, Summer, Fall | Winter, Spring, Summer, Fall | Winter, Spring, Summer, Fall | Winter, Spring, Summer, Fall | Winter, Spring, Summer, Fall | Winter, Spring, Summer, Fall
NY New Units MER Rate Limit v3.1 | 873 | 7350 | MACT Fuel Choice Floor in lbs/MMBtu | FALSE | L | Annual | Emission Floor | lbs/MMBtu | 6e-07 | 6e-07 | 6e-07 | 6e-07 | 6e-07 | 6e-07 | 6e-07
NY New Units MER Rate Limit v3.1 | 873 | 7350 | MACT Fuel Choice Floor in lbs/MMBtu | FALSE | L | Annual | Emissions at Affected Plants MER | lbs | 0 | 0 | 0 | 0 | 0 | 0 | 0
NY New Units MER Rate Limit v3.1 | 873 | 7350 | MACT Fuel Choice Floor in lbs/MMBtu | FALSE | L | Annual | Allowances Purchased MER | lbs | 0 | 0 | 0 | 0 | 0 | 0 | 0
NY New Units MER Rate Limit v3.1 | 873 | 7350 | MACT Fuel Choice Floor in lbs/MMBtu | FALSE | L | Annual | Allowances Sold MER | lbs | 0 | 0 | 0 | 0 | 0 | 0 | 0
NY New Units MER Rate Limit v3.1 | 873 | 7350 | MACT Fuel Choice Floor in lbs/MMBtu | FALSE | L | Annual | Allowances Banked | lbs | 0 | 0 | 0 | 0 | 0 | 0 | 0
NY New Units MER Rate Limit v3.1 | 873 | 7350 | MACT Fuel Choice Floor in lbs/MMBtu | FALSE | L | Annual | Allowances Withdrawn (1:1) | lbs | 0 | 0 | 0 | 0 | 0 | 0 | 0
NY New Units MER Rate Limit v3.1 | 873 | 7350 | MACT Fuel Choice Floor in lbs/MMBtu | FALSE | L | Annual | Allowances Withdrawn (n:1) | lbs | 0 | 0 | 0 | 0 | 0 | 0 | 0
NY New Units MER Rate Limit v3.1 | 873 | 7350 | MACT Fuel Choice Floor in lbs/MMBtu | FALSE | L | Annual | Net Emissions Allowance Position | lbs | 0 | 0 | 0 | 0 | 0 | 0 | 0
NY New Units MER Rate Limit v3.1 | 873 | 7350 | MACT Fuel Choice Floor in lbs/MMBtu | FALSE | L | Annual | Fuel Consumed | TBtu | 0 | 0 | 0 | 0 | 0 | 0 | 0
NY New Units MER Rate Limit v3.1 | 873 | 7350 | MACT Fuel Choice Floor in lbs/MMBtu | FALSE | L | Annual | Rate | lb/MMBtu | 0 | 0 | 0 | 0 | 0 | 0 | 0
NY New Units MER Rate Limit v3.1 | 873 | 7350 | MACT Fuel Choice Floor in lbs/MMBtu | FALSE | L | Annual | Generation | TWh | 0 | 0 | 0 | 0 | 0 | 0 | 0
NY New Units MER Rate Limit v3.1 | 873 | 7350 | MACT Fuel Choice Floor in lbs/MMBtu | FALSE | L | Annual | Qualifying Generation | TWh | 0 | 0 | 0 | 0 | 0 | 0 | 0
NY New Units MER Rate Limit v3.1 | 873 | 7350 | MACT Fuel Choice Floor in lbs/MMBtu | FALSE | L | Annual | Constraint Shadow Price | US2022$/Lb | 0 | 0 | 0 | 0 | 0 | 0 | 0
NY New Units MER Rate Limit v3.1 | 874 | 7350 | MACT Fuel Choice Floor in lbs/MMBtu | FALSE | L | Annual | Seasons Included | Seasons | Winter, Spring, Summer, Fall | Winter, Spring, Summer, Fall | Winter, Spring, Summer, Fall | Winter, Spring, Summer, Fall | Winter, Spring, Summer, Fall | Winter, Spring, Summer, Fall | Winter, Spring, Summer, Fall
NY New Units MER Rate Limit v3.1 | 874 | 7350 | MACT Fuel Choice Floor in lbs/MMBtu | FALSE | L | Annual | Emission Floor | lbs/MMBtu | 6e-07 | 6e-07 | 6e-07 | 6e-07 | 6e-07 | 6e-07 | 6e-07
NY New Units MER Rate Limit v3.1 | 874 | 7350 | MACT Fuel Choice Floor in lbs/MMBtu | FALSE | L | Annual | Emissions at Affected Plants MER | lbs | 0 | 0 | 0 | 0 | 0 | 0 | 0
NY New Units MER Rate Limit v3.1 | 874 | 7350 | MACT Fuel Choice Floor in lbs/MMBtu | FALSE | L | Annual | Allowances Purchased MER | lbs | 0 | 0 | 0 | 0 | 0 | 0 | 0
NY New Units MER Rate Limit v3.1 | 874 | 7350 | MACT Fuel Choice Floor in lbs/MMBtu | FALSE | L | Annual | Allowances Sold MER | lbs | 0 | 0 | 0 | 0 | 0 | 0 | 0
NY New Units MER Rate Limit v3.1 | 874 | 7350 | MACT Fuel Choice Floor in lbs/MMBtu | FALSE | L | Annual | Allowances Banked | lbs | 0 | 0 | 0 | 0 | 0 | 0 | 0
NY New Units MER Rate Limit v3.1 | 874 | 7350 | MACT Fuel Choice Floor in lbs/MMBtu | FALSE | L | Annual | Allowances Withdrawn (1:1) | lbs | 0 | 0 | 0 | 0 | 0 | 0 | 0
NY New Units MER Rate Limit v3.1 | 874 | 7350 | MACT Fuel Choice Floor in lbs/MMBtu | FALSE | L | Annual | Allowances Withdrawn (n:1) | lbs | 0 | 0 | 0 | 0 | 0 | 0 | 0
NY New Units MER Rate Limit v3.1 | 874 | 7350 | MACT Fuel Choice Floor in lbs/MMBtu | FALSE | L | Annual | Net Emissions Allowance Position | lbs | 0 | 0 | 0 | 0 | 0 | 0 | 0
NY New Units MER Rate Limit v3.1 | 874 | 7350 | MACT Fuel Choice Floor in lbs/MMBtu | FALSE | L | Annual | Fuel Consumed | TBtu | 0 | 0 | 0 | 0 | 0 | 0 | 0
NY New Units MER Rate Limit v3.1 | 874 | 7350 | MACT Fuel Choice Floor in lbs/MMBtu | FALSE | L | Annual | Rate | lb/MMBtu | 0 | 0 | 0 | 0 | 0 | 0 | 0
NY New Units MER Rate Limit v3.1 | 874 | 7350 | MACT Fuel Choice Floor in lbs/MMBtu | FALSE | L | Annual | Generation | TWh | 0 | 0 | 0 | 0 | 0 | 0 | 0
NY New Units MER Rate Limit v3.1 | 874 | 7350 | MACT Fuel Choice Floor in lbs/MMBtu | FALSE | L | Annual | Qualifying Generation | TWh | 0 | 0 | 0 | 0 | 0 | 0 | 0
NY New Units MER Rate Limit v3.1 | 874 | 7350 | MACT Fuel Choice Floor in lbs/MMBtu | FALSE | L | Annual | Constraint Shadow Price | US2022$/Lb | 0 | 0 | 0 | 0 | 0 | 0 | 0
NY New Units MER Rate Limit v3.1 | 875 | 7350 | MACT Fuel Choice Floor in lbs/MMBtu | FALSE | L | Annual | Seasons Included | Seasons | Winter, Spring, Summer, Fall | Winter, Spring, Summer, Fall | Winter, Spring, Summer, Fall | Winter, Spring, Summer, Fall | Winter, Spring, Summer, Fall | Winter, Spring, Summer, Fall | Winter, Spring, Summer, Fall
NY New Units MER Rate Limit v3.1 | 875 | 7350 | MACT Fuel Choice Floor in lbs/MMBtu | FALSE | L | Annual | Emission Floor | lbs/MMBtu | 6e-07 | 6e-07 | 6e-07 | 6e-07 | 6e-07 | 6e-07 | 6e-07
NY New Units MER Rate Limit v3.1 | 875 | 7350 | MACT Fuel Choice Floor in lbs/MMBtu | FALSE | L | Annual | Emissions at Affected Plants MER | lbs | 0 | 0 | 0 | 0 | 0 | 0 | 0
NY New Units MER Rate Limit v3.1 | 875 | 7350 | MACT Fuel Choice Floor in lbs/MMBtu | FALSE | L | Annual | Allowances Purchased MER | lbs | 0 | 0 | 0 | 0 | 0 | 0 | 0
NY New Units MER Rate Limit v3.1 | 875 | 7350 | MACT Fuel Choice Floor in lbs/MMBtu | FALSE | L | Annual | Allowances Sold MER | lbs | 0 | 0 | 0 | 0 | 0 | 0 | 0
NY New Units MER Rate Limit v3.1 | 875 | 7350 | MACT Fuel Choice Floor in lbs/MMBtu | FALSE | L | Annual | Allowances Banked | lbs | 0 | 0 | 0 | 0 | 0 | 0 | 0
NY New Units MER Rate Limit v3.1 | 875 | 7350 | MACT Fuel Choice Floor in lbs/MMBtu | FALSE | L | Annual | Allowances Withdrawn (1:1) | lbs | 0 | 0 | 0 | 0 | 0 | 0 | 0
NY New Units MER Rate Limit v3.1 | 875 | 7350 | MACT Fuel Choice Floor in lbs/MMBtu | FALSE | L | Annual | Allowances Withdrawn (n:1) | lbs | 0 | 0 | 0 | 0 | 0 | 0 | 0
NY New Units MER Rate Limit v3.1 | 875 | 7350 | MACT Fuel Choice Floor in lbs/MMBtu | FALSE | L | Annual | Net Emissions Allowance Position | lbs | 0 | 0 | 0 | 0 | 0 | 0 | 0
NY New Units MER Rate Limit v3.1 | 875 | 7350 | MACT Fuel Choice Floor in lbs/MMBtu | FALSE | L | Annual | Fuel Consumed | TBtu | 0 | 0 | 0 | 0 | 0 | 0 | 0
NY New Units MER Rate Limit v3.1 | 875 | 7350 | MACT Fuel Choice Floor in lbs/MMBtu | FALSE | L | Annual | Rate | lb/MMBtu | 0 | 0 | 0 | 0 | 0 | 0 | 0
NY New Units MER Rate Limit v3.1 | 875 | 7350 | MACT Fuel Choice Floor in lbs/MMBtu | FALSE | L | Annual | Generation | TWh | 0 | 0 | 0 | 0 | 0 | 0 | 0
NY New Units MER Rate Limit v3.1 | 875 | 7350 | MACT Fuel Choice Floor in lbs/MMBtu | FALSE | L | Annual | Qualifying Generation | TWh | 0 | 0 | 0 | 0 | 0 | 0 | 0
NY New Units MER Rate Limit v3.1 | 875 | 7350 | MACT Fuel Choice Floor in lbs/MMBtu | FALSE | L | Annual | Constraint Shadow Price | US2022$/Lb | 0 | 0 | 0 | 0 | 0 | 0 | 0
NY New Units MER Rate Limit v3.1 | 876 | 7350 | MACT Fuel Choice Floor in lbs/MMBtu | FALSE | L | Annual | Seasons Included | Seasons | Winter, Spring, Summer, Fall | Winter, Spring, Summer, Fall | Winter, Spring, Summer, Fall | Winter, Spring, Summer, Fall | Winter, Spring, Summer, Fall | Winter, Spring, Summer, Fall | Winter, Spring, Summer, Fall
NY New Units MER Rate Limit v3.1 | 876 | 7350 | MACT Fuel Choice Floor in lbs/MMBtu | FALSE | L | Annual | Emission Floor | lbs/MMBtu | 6e-07 | 6e-07 | 6e-07 | 6e-07 | 6e-07 | 6e-07 | 6e-07
NY New Units MER Rate Limit v3.1 | 876 | 7350 | MACT Fuel Choice Floor in lbs/MMBtu | FALSE | L | Annual | Emissions at Affected Plants MER | lbs | 0 | 0 | 0 | 0 | 0 | 0 | 0
NY New Units MER Rate Limit v3.1 | 876 | 7350 | MACT Fuel Choice Floor in lbs/MMBtu | FALSE | L | Annual | Allowances Purchased MER | lbs | 0 | 0 | 0 | 0 | 0 | 0 | 0
NY New Units MER Rate Limit v3.1 | 876 | 7350 | MACT Fuel Choice Floor in lbs/MMBtu | FALSE | L | Annual | Allowances Sold MER | lbs | 0 | 0 | 0 | 0 | 0 | 0 | 0
NY New Units MER Rate Limit v3.1 | 876 | 7350 | MACT Fuel Choice Floor in lbs/MMBtu | FALSE | L | Annual | Allowances Banked | lbs | 0 | 0 | 0 | 0 | 0 | 0 | 0
NY New Units MER Rate Limit v3.1 | 876 | 7350 | MACT Fuel Choice Floor in lbs/MMBtu | FALSE | L | Annual | Allowances Withdrawn (1:1) | lbs | 0 | 0 | 0 | 0 | 0 | 0 | 0
NY New Units MER Rate Limit v3.1 | 876 | 7350 | MACT Fuel Choice Floor in lbs/MMBtu | FALSE | L | Annual | Allowances Withdrawn (n:1) | lbs | 0 | 0 | 0 | 0 | 0 | 0 | 0
NY New Units MER Rate Limit v3.1 | 876 | 7350 | MACT Fuel Choice Floor in lbs/MMBtu | FALSE | L | Annual | Net Emissions Allowance Position | lbs | 0 | 0 | 0 | 0 | 0 | 0 | 0
NY New Units MER Rate Limit v3.1 | 876 | 7350 | MACT Fuel Choice Floor in lbs/MMBtu | FALSE | L | Annual | Fuel Consumed | TBtu | 0 | 0 | 0 | 0 | 0 | 0 | 0
NY New Units MER Rate Limit v3.1 | 876 | 7350 | MACT Fuel Choice Floor in lbs/MMBtu | FALSE | L | Annual | Rate | lb/MMBtu | 0 | 0 | 0 | 0 | 0 | 0 | 0
NY New Units MER Rate Limit v3.1 | 876 | 7350 | MACT Fuel Choice Floor in lbs/MMBtu | FALSE | L | Annual | Generation | TWh | 0 | 0 | 0 | 0 | 0 | 0 | 0
NY New Units MER Rate Limit v3.1 | 876 | 7350 | MACT Fuel Choice Floor in lbs/MMBtu | FALSE | L | Annual | Qualifying Generation | TWh | 0 | 0 | 0 | 0 | 0 | 0 | 0
NY New Units MER Rate Limit v3.1 | 876 | 7350 | MACT Fuel Choice Floor in lbs/MMBtu | FALSE | L | Annual | Constraint Shadow Price | US2022$/Lb | 0 | 0 | 0 | 0 | 0 | 0 | 0
NY New Units MER Rate Limit v3.1 | 877 | 7350 | MACT Fuel Choice Floor in lbs/MMBtu | FALSE | L | Annual | Seasons Included | Seasons | Winter, Spring, Summer, Fall | Winter, Spring, Summer, Fall | Winter, Spring, Summer, Fall | Winter, Spring, Summer, Fall | Winter, Spring, Summer, Fall | Winter, Spring, Summer, Fall | Winter, Spring, Summer, Fall
NY New Units MER Rate Limit v3.1 | 877 | 7350 | MACT Fuel Choice Floor in lbs/MMBtu | FALSE | L | Annual | Emission Floor | lbs/MMBtu | 6e-07 | 6e-07 | 6e-07 | 6e-07 | 6e-07 | 6e-07 | 6e-07
NY New Units MER Rate Limit v3.1 | 877 | 7350 | MACT Fuel Choice Floor in lbs/MMBtu | FALSE | L | Annual | Emissions at Affected Plants MER | lbs | 0 | 0 | 0 | 0 | 0 | 0 | 0
NY New Units MER Rate Limit v3.1 | 877 | 7350 | MACT Fuel Choice Floor in lbs/MMBtu | FALSE | L | Annual | Allowances Purchased MER | lbs | 0 | 0 | 0 | 0 | 0 | 0 | 0
NY New Units MER Rate Limit v3.1 | 877 | 7350 | MACT Fuel Choice Floor in lbs/MMBtu | FALSE | L | Annual | Allowances Sold MER | lbs | 0 | 0 | 0 | 0 | 0 | 0 | 0
NY New Units MER Rate Limit v3.1 | 877 | 7350 | MACT Fuel Choice Floor in lbs/MMBtu | FALSE | L | Annual | Allowances Banked | lbs | 0 | 0 | 0 | 0 | 0 | 0 | 0
NY New Units MER Rate Limit v3.1 | 877 | 7350 | MACT Fuel Choice Floor in lbs/MMBtu | FALSE | L | Annual | Allowances Withdrawn (1:1) | lbs | 0 | 0 | 0 | 0 | 0 | 0 | 0
NY New Units MER Rate Limit v3.1 | 877 | 7350 | MACT Fuel Choice Floor in lbs/MMBtu | FALSE | L | Annual | Allowances Withdrawn (n:1) | lbs | 0 | 0 | 0 | 0 | 0 | 0 | 0
NY New Units MER Rate Limit v3.1 | 877 | 7350 | MACT Fuel Choice Floor in lbs/MMBtu | FALSE | L | Annual | Net Emissions Allowance Position | lbs | 0 | 0 | 0 | 0 | 0 | 0 | 0
NY New Units MER Rate Limit v3.1 | 877 | 7350 | MACT Fuel Choice Floor in lbs/MMBtu | FALSE | L | Annual | Fuel Consumed | TBtu | 0 | 0 | 0 | 0 | 0 | 0 | 0
NY New Units MER Rate Limit v3.1 | 877 | 7350 | MACT Fuel Choice Floor in lbs/MMBtu | FALSE | L | Annual | Rate | lb/MMBtu | 0 | 0 | 0 | 0 | 0 | 0 | 0
NY New Units MER Rate Limit v3.1 | 877 | 7350 | MACT Fuel Choice Floor in lbs/MMBtu | FALSE | L | Annual | Generation | TWh | 0 | 0 | 0 | 0 | 0 | 0 | 0
NY New Units MER Rate Limit v3.1 | 877 | 7350 | MACT Fuel Choice Floor in lbs/MMBtu | FALSE | L | Annual | Qualifying Generation | TWh | 0 | 0 | 0 | 0 | 0 | 0 | 0
NY New Units MER Rate Limit v3.1 | 877 | 7350 | MACT Fuel Choice Floor in lbs/MMBtu | FALSE | L | Annual | Constraint Shadow Price | US2022$/Lb | 0 | 0 | 0 | 0 | 0 | 0 | 0
NY New Units MER Rate Limit v3.1 | 878 | 7350 | MACT Fuel Choice Floor in lbs/MMBtu | FALSE | L | Annual | Seasons Included | Seasons | Winter, Spring, Summer, Fall | Winter, Spring, Summer, Fall | Winter, Spring, Summer, Fall | Winter, Spring, Summer, Fall | Winter, Spring, Summer, Fall | Winter, Spring, Summer, Fall | Winter, Spring, Summer, Fall
NY New Units MER Rate Limit v3.1 | 878 | 7350 | MACT Fuel Choice Floor in lbs/MMBtu | FALSE | L | Annual | Emission Floor | lbs/MMBtu | 6e-07 | 6e-07 | 6e-07 | 6e-07 | 6e-07 | 6e-07 | 6e-07
NY New Units MER Rate Limit v3.1 | 878 | 7350 | MACT Fuel Choice Floor in lbs/MMBtu | FALSE | L | Annual | Emissions at Affected Plants MER | lbs | 0 | 0 | 0 | 0 | 0 | 0 | 0
NY New Units MER Rate Limit v3.1 | 878 | 7350 | MACT Fuel Choice Floor in lbs/MMBtu | FALSE | L | Annual | Allowances Purchased MER | lbs | 0 | 0 | 0 | 0 | 0 | 0 | 0
NY New Units MER Rate Limit v3.1 | 878 | 7350 | MACT Fuel Choice Floor in lbs/MMBtu | FALSE | L | Annual | Allowances Sold MER | lbs | 0 | 0 | 0 | 0 | 0 | 0 | 0
NY New Units MER Rate Limit v3.1 | 878 | 7350 | MACT Fuel Choice Floor in lbs/MMBtu | FALSE | L | Annual | Allowances Banked | lbs | 0 | 0 | 0 | 0 | 0 | 0 | 0
NY New Units MER Rate Limit v3.1 | 878 | 7350 | MACT Fuel Choice Floor in lbs/MMBtu | FALSE | L | Annual | Allowances Withdrawn (1:1) | lbs | 0 | 0 | 0 | 0 | 0 | 0 | 0
NY New Units MER Rate Limit v3.1 | 878 | 7350 | MACT Fuel Choice Floor in lbs/MMBtu | FALSE | L | Annual | Allowances Withdrawn (n:1) | lbs | 0 | 0 | 0 | 0 | 0 | 0 | 0
NY New Units MER Rate Limit v3.1 | 878 | 7350 | MACT Fuel Choice Floor in lbs/MMBtu | FALSE | L | Annual | Net Emissions Allowance Position | lbs | 0 | 0 | 0 | 0 | 0 | 0 | 0
NY New Units MER Rate Limit v3.1 | 878 | 7350 | MACT Fuel Choice Floor in lbs/MMBtu | FALSE | L | Annual | Fuel Consumed | TBtu | 0 | 0 | 0 | 0 | 0 | 0 | 0
NY New Units MER Rate Limit v3.1 | 878 | 7350 | MACT Fuel Choice Floor in lbs/MMBtu | FALSE | L | Annual | Rate | lb/MMBtu | 0 | 0 | 0 | 0 | 0 | 0 | 0
NY New Units MER Rate Limit v3.1 | 878 | 7350 | MACT Fuel Choice Floor in lbs/MMBtu | FALSE | L | Annual | Generation | TWh | 0 | 0 | 0 | 0 | 0 | 0 | 0
NY New Units MER Rate Limit v3.1 | 878 | 7350 | MACT Fuel Choice Floor in lbs/MMBtu | FALSE | L | Annual | Qualifying Generation | TWh | 0 | 0 | 0 | 0 | 0 | 0 | 0
NY New Units MER Rate Limit v3.1 | 878 | 7350 | MACT Fuel Choice Floor in lbs/MMBtu | FALSE | L | Annual | Constraint Shadow Price | US2022$/Lb | 0 | 0 | 0 | 0 | 0 | 0 | 0
NY New Units MER Rate Limit v3.1 | 879 | 7350 | MACT Fuel Choice Floor in lbs/MMBtu | FALSE | L | Annual | Seasons Included | Seasons | Winter, Spring, Summer, Fall | Winter, Spring, Summer, Fall | Winter, Spring, Summer, Fall | Winter, Spring, Summer, Fall | Winter, Spring, Summer, Fall | Winter, Spring, Summer, Fall | Winter, Spring, Summer, Fall
NY New Units MER Rate Limit v3.1 | 879 | 7350 | MACT Fuel Choice Floor in lbs/MMBtu | FALSE | L | Annual | Emission Floor | lbs/MMBtu | 6e-07 | 6e-07 | 6e-07 | 6e-07 | 6e-07 | 6e-07 | 6e-07
NY New Units MER Rate Limit v3.1 | 879 | 7350 | MACT Fuel Choice Floor in lbs/MMBtu | FALSE | L | Annual | Emissions at Affected Plants MER | lbs | 0 | 0 | 0 | 0 | 0 | 0 | 0
NY New Units MER Rate Limit v3.1 | 879 | 7350 | MACT Fuel Choice Floor in lbs/MMBtu | FALSE | L | Annual | Allowances Purchased MER | lbs | 0 | 0 | 0 | 0 | 0 | 0 | 0
NY New Units MER Rate Limit v3.1 | 879 | 7350 | MACT Fuel Choice Floor in lbs/MMBtu | FALSE | L | Annual | Allowances Sold MER | lbs | 0 | 0 | 0 | 0 | 0 | 0 | 0
NY New Units MER Rate Limit v3.1 | 879 | 7350 | MACT Fuel Choice Floor in lbs/MMBtu | FALSE | L | Annual | Allowances Banked | lbs | 0 | 0 | 0 | 0 | 0 | 0 | 0
NY New Units MER Rate Limit v3.1 | 879 | 7350 | MACT Fuel Choice Floor in lbs/MMBtu | FALSE | L | Annual | Allowances Withdrawn (1:1) | lbs | 0 | 0 | 0 | 0 | 0 | 0 | 0
NY New Units MER Rate Limit v3.1 | 879 | 7350 | MACT Fuel Choice Floor in lbs/MMBtu | FALSE | L | Annual | Allowances Withdrawn (n:1) | lbs | 0 | 0 | 0 | 0 | 0 | 0 | 0
NY New Units MER Rate Limit v3.1 | 879 | 7350 | MACT Fuel Choice Floor in lbs/MMBtu | FALSE | L | Annual | Net Emissions Allowance Position | lbs | 0 | 0 | 0 | 0 | 0 | 0 | 0
NY New Units MER Rate Limit v3.1 | 879 | 7350 | MACT Fuel Choice Floor in lbs/MMBtu | FALSE | L | Annual | Fuel Consumed | TBtu | 0 | 0 | 0 | 0 | 0 | 0 | 0
NY New Units MER Rate Limit v3.1 | 879 | 7350 | MACT Fuel Choice Floor in lbs/MMBtu | FALSE | L | Annual | Rate | lb/MMBtu | 0 | 0 | 0 | 0 | 0 | 0 | 0
NY New Units MER Rate Limit v3.1 | 879 | 7350 | MACT Fuel Choice Floor in lbs/MMBtu | FALSE | L | Annual | Generation | TWh | 0 | 0 | 0 | 0 | 0 | 0 | 0
NY New Units MER Rate Limit v3.1 | 879 | 7350 | MACT Fuel Choice Floor in lbs/MMBtu | FALSE | L | Annual | Qualifying Generation | TWh | 0 | 0 | 0 | 0 | 0 | 0 | 0
NY New Units MER Rate Limit v3.1 | 879 | 7350 | MACT Fuel Choice Floor in lbs/MMBtu | FALSE | L | Annual | Constraint Shadow Price | US2022$/Lb | 0 | 0 | 0 | 0 | 0 | 0 | 0
NY New Units MER Rate Limit v3.1 | 880 | 7350 | MACT Fuel Choice Floor in lbs/MMBtu | FALSE | L | Annual | Seasons Included | Seasons | Winter, Spring, Summer, Fall | Winter, Spring, Summer, Fall | Winter, Spring, Summer, Fall | Winter, Spring, Summer, Fall | Winter, Spring, Summer, Fall | Winter, Spring, Summer, Fall | Winter, Spring, Summer, Fall
NY New Units MER Rate Limit v3.1 | 880 | 7350 | MACT Fuel Choice Floor in lbs/MMBtu | FALSE | L | Annual | Emission Floor | lbs/MMBtu | 6e-07 | 6e-07 | 6e-07 | 6e-07 | 6e-07 | 6e-07 | 6e-07
NY New Units MER Rate Limit v3.1 | 880 | 7350 | MACT Fuel Choice Floor in lbs/MMBtu | FALSE | L | Annual | Emissions at Affected Plants MER | lbs | 0 | 0 | 0 | 0 | 0 | 0 | 0
NY New Units MER Rate Limit v3.1 | 880 | 7350 | MACT Fuel Choice Floor in lbs/MMBtu | FALSE | L | Annual | Allowances Purchased MER | lbs | 0 | 0 | 0 | 0 | 0 | 0 | 0
NY New Units MER Rate Limit v3.1 | 880 | 7350 | MACT Fuel Choice Floor in lbs/MMBtu | FALSE | L | Annual | Allowances Sold MER | lbs | 0 | 0 | 0 | 0 | 0 | 0 | 0
NY New Units MER Rate Limit v3.1 | 880 | 7350 | MACT Fuel Choice Floor in lbs/MMBtu | FALSE | L | Annual | Allowances Banked | lbs | 0 | 0 | 0 | 0 | 0 | 0 | 0
NY New Units MER Rate Limit v3.1 | 880 | 7350 | MACT Fuel Choice Floor in lbs/MMBtu | FALSE | L | Annual | Allowances Withdrawn (1:1) | lbs | 0 | 0 | 0 | 0 | 0 | 0 | 0
NY New Units MER Rate Limit v3.1 | 880 | 7350 | MACT Fuel Choice Floor in lbs/MMBtu | FALSE | L | Annual | Allowances Withdrawn (n:1) | lbs | 0 | 0 | 0 | 0 | 0 | 0 | 0
NY New Units MER Rate Limit v3.1 | 880 | 7350 | MACT Fuel Choice Floor in lbs/MMBtu | FALSE | L | Annual | Net Emissions Allowance Position | lbs | 0 | 0 | 0 | 0 | 0 | 0 | 0
NY New Units MER Rate Limit v3.1 | 880 | 7350 | MACT Fuel Choice Floor in lbs/MMBtu | FALSE | L | Annual | Fuel Consumed | TBtu | 0 | 0 | 0 | 0 | 0 | 0 | 0
NY New Units MER Rate Limit v3.1 | 880 | 7350 | MACT Fuel Choice Floor in lbs/MMBtu | FALSE | L | Annual | Rate | lb/MMBtu | 0 | 0 | 0 | 0 | 0 | 0 | 0
NY New Units MER Rate Limit v3.1 | 880 | 7350 | MACT Fuel Choice Floor in lbs/MMBtu | FALSE | L | Annual | Generation | TWh | 0 | 0 | 0 | 0 | 0 | 0 | 0
NY New Units MER Rate Limit v3.1 | 880 | 7350 | MACT Fuel Choice Floor in lbs/MMBtu | FALSE | L | Annual | Qualifying Generation | TWh | 0 | 0 | 0 | 0 | 0 | 0 | 0
NY New Units MER Rate Limit v3.1 | 880 | 7350 | MACT Fuel Choice Floor in lbs/MMBtu | FALSE | L | Annual | Constraint Shadow Price | US2022$/Lb | 0 | 0 | 0 | 0 | 0 | 0 | 0
NY New Units MER Rate Limit v3.1 | 881 | 7350 | MACT Fuel Choice Floor in lbs/MMBtu | FALSE | L | Annual | Seasons Included | Seasons | Winter, Spring, Summer, Fall | Winter, Spring, Summer, Fall | Winter, Spring, Summer, Fall | Winter, Spring, Summer, Fall | Winter, Spring, Summer, Fall | Winter, Spring, Summer, Fall | Winter, Spring, Summer, Fall
NY New Units MER Rate Limit v3.1 | 881 | 7350 | MACT Fuel Choice Floor in lbs/MMBtu | FALSE | L | Annual | Emission Floor | lbs/MMBtu | 6e-07 | 6e-07 | 6e-07 | 6e-07 | 6e-07 | 6e-07 | 6e-07
NY New Units MER Rate Limit v3.1 | 881 | 7350 | MACT Fuel Choice Floor in lbs/MMBtu | FALSE | L | Annual | Emissions at Affected Plants MER | lbs | 0 | 0 | 0 | 0 | 0 | 0 | 0
NY New Units MER Rate Limit v3.1 | 881 | 7350 | MACT Fuel Choice Floor in lbs/MMBtu | FALSE | L | Annual | Allowances Purchased MER | lbs | 0 | 0 | 0 | 0 | 0 | 0 | 0
NY New Units MER Rate Limit v3.1 | 881 | 7350 | MACT Fuel Choice Floor in lbs/MMBtu | FALSE | L | Annual | Allowances Sold MER | lbs | 0 | 0 | 0 | 0 | 0 | 0 | 0
NY New Units MER Rate Limit v3.1 | 881 | 7350 | MACT Fuel Choice Floor in lbs/MMBtu | FALSE | L | Annual | Allowances Banked | lbs | 0 | 0 | 0 | 0 | 0 | 0 | 0
NY New Units MER Rate Limit v3.1 | 881 | 7350 | MACT Fuel Choice Floor in lbs/MMBtu | FALSE | L | Annual | Allowances Withdrawn (1:1) | lbs | 0 | 0 | 0 | 0 | 0 | 0 | 0
NY New Units MER Rate Limit v3.1 | 881 | 7350 | MACT Fuel Choice Floor in lbs/MMBtu | FALSE | L | Annual | Allowances Withdrawn (n:1) | lbs | 0 | 0 | 0 | 0 | 0 | 0 | 0
NY New Units MER Rate Limit v3.1 | 881 | 7350 | MACT Fuel Choice Floor in lbs/MMBtu | FALSE | L | Annual | Net Emissions Allowance Position | lbs | 0 | 0 | 0 | 0 | 0 | 0 | 0
NY New Units MER Rate Limit v3.1 | 881 | 7350 | MACT Fuel Choice Floor in lbs/MMBtu | FALSE | L | Annual | Fuel Consumed | TBtu | 0 | 0 | 0 | 0 | 0 | 0 | 0
NY New Units MER Rate Limit v3.1 | 881 | 7350 | MACT Fuel Choice Floor in lbs/MMBtu | FALSE | L | Annual | Rate | lb/MMBtu | 0 | 0 | 0 | 0 | 0 | 0 | 0
NY New Units MER Rate Limit v3.1 | 881 | 7350 | MACT Fuel Choice Floor in lbs/MMBtu | FALSE | L | Annual | Generation | TWh | 0 | 0 | 0 | 0 | 0 | 0 | 0
NY New Units MER Rate Limit v3.1 | 881 | 7350 | MACT Fuel Choice Floor in lbs/MMBtu | FALSE | L | Annual | Qualifying Generation | TWh | 0 | 0 | 0 | 0 | 0 | 0 | 0
NY New Units MER Rate Limit v3.1 | 881 | 7350 | MACT Fuel Choice Floor in lbs/MMBtu | FALSE | L | Annual | Constraint Shadow Price | US2022$/Lb | 0 | 0 | 0 | 0 | 0 | 0 | 0
NY New Units MER Rate Limit v3.1 | 882 | 7350 | MACT Fuel Choice Floor in lbs/MMBtu | FALSE | L | Annual | Seasons Included | Seasons | Winter, Spring, Summer, Fall | Winter, Spring, Summer, Fall | Winter, Spring, Summer, Fall | Winter, Spring, Summer, Fall | Winter, Spring, Summer, Fall | Winter, Spring, Summer, Fall | Winter, Spring, Summer, Fall
NY New Units MER Rate Limit v3.1 | 882 | 7350 | MACT Fuel Choice Floor in lbs/MMBtu | FALSE | L | Annual | Emission Floor | lbs/MMBtu | 6e-07 | 6e-07 | 6e-07 | 6e-07 | 6e-07 | 6e-07 | 6e-07
NY New Units MER Rate Limit v3.1 | 882 | 7350 | MACT Fuel Choice Floor in lbs/MMBtu | FALSE | L | Annual | Emissions at Affected Plants MER | lbs | 0 | 0 | 0 | 0 | 0 | 0 | 0
NY New Units MER Rate Limit v3.1 | 882 | 7350 | MACT Fuel Choice Floor in lbs/MMBtu | FALSE | L | Annual | Allowances Purchased MER | lbs | 0 | 0 | 0 | 0 | 0 | 0 | 0
NY New Units MER Rate Limit v3.1 | 882 | 7350 | MACT Fuel Choice Floor in lbs/MMBtu | FALSE | L | Annual | Allowances Sold MER | lbs | 0 | 0 | 0 | 0 | 0 | 0 | 0
NY New Units MER Rate Limit v3.1 | 882 | 7350 | MACT Fuel Choice Floor in lbs/MMBtu | FALSE | L | Annual | Allowances Banked | lbs | 0 | 0 | 0 | 0 | 0 | 0 | 0
NY New Units MER Rate Limit v3.1 | 882 | 7350 | MACT Fuel Choice Floor in lbs/MMBtu | FALSE | L | Annual | Allowances Withdrawn (1:1) | lbs | 0 | 0 | 0 | 0 | 0 | 0 | 0
NY New Units MER Rate Limit v3.1 | 882 | 7350 | MACT Fuel Choice Floor in lbs/MMBtu | FALSE | L | Annual | Allowances Withdrawn (n:1) | lbs | 0 | 0 | 0 | 0 | 0 | 0 | 0
NY New Units MER Rate Limit v3.1 | 882 | 7350 | MACT Fuel Choice Floor in lbs/MMBtu | FALSE | L | Annual | Net Emissions Allowance Position | lbs | 0 | 0 | 0 | 0 | 0 | 0 | 0
NY New Units MER Rate Limit v3.1 | 882 | 7350 | MACT Fuel Choice Floor in lbs/MMBtu | FALSE | L | Annual | Fuel Consumed | TBtu | 0 | 0 | 0 | 0 | 0 | 0 | 0
NY New Units MER Rate Limit v3.1 | 882 | 7350 | MACT Fuel Choice Floor in lbs/MMBtu | FALSE | L | Annual | Rate | lb/MMBtu | 0 | 0 | 0 | 0 | 0 | 0 | 0
NY New Units MER Rate Limit v3.1 | 882 | 7350 | MACT Fuel Choice Floor in lbs/MMBtu | FALSE | L | Annual | Generation | TWh | 0 | 0 | 0 | 0 | 0 | 0 | 0
NY New Units MER Rate Limit v3.1 | 882 | 7350 | MACT Fuel Choice Floor in lbs/MMBtu | FALSE | L | Annual | Qualifying Generation | TWh | 0 | 0 | 0 | 0 | 0 | 0 | 0
NY New Units MER Rate Limit v3.1 | 882 | 7350 | MACT Fuel Choice Floor in lbs/MMBtu | FALSE | L | Annual | Constraint Shadow Price | US2022$/Lb | 0 | 0 | 0 | 0 | 0 | 0 | 0
NY New Units MER Rate Limit v3.1 | 883 | 7350 | MACT Fuel Choice Floor in lbs/MMBtu | FALSE | L | Annual | Seasons Included | Seasons | Winter, Spring, Summer, Fall | Winter, Spring, Summer, Fall | Winter, Spring, Summer, Fall | Winter, Spring, Summer, Fall | Winter, Spring, Summer, Fall | Winter, Spring, Summer, Fall | Winter, Spring, Summer, Fall
NY New Units MER Rate Limit v3.1 | 883 | 7350 | MACT Fuel Choice Floor in lbs/MMBtu | FALSE | L | Annual | Emission Floor | lbs/MMBtu | 6e-07 | 6e-07 | 6e-07 | 6e-07 | 6e-07 | 6e-07 | 6e-07
NY New Units MER Rate Limit v3.1 | 883 | 7350 | MACT Fuel Choice Floor in lbs/MMBtu | FALSE | L | Annual | Emissions at Affected Plants MER | lbs | 0 | 0 | 0 | 0 | 0 | 0 | 0
NY New Units MER Rate Limit v3.1 | 883 | 7350 | MACT Fuel Choice Floor in lbs/MMBtu | FALSE | L | Annual | Allowances Purchased MER | lbs | 0 | 0 | 0 | 0 | 0 | 0 | 0
NY New Units MER Rate Limit v3.1 | 883 | 7350 | MACT Fuel Choice Floor in lbs/MMBtu | FALSE | L | Annual | Allowances Sold MER | lbs | 0 | 0 | 0 | 0 | 0 | 0 | 0
NY New Units MER Rate Limit v3.1 | 883 | 7350 | MACT Fuel Choice Floor in lbs/MMBtu | FALSE | L | Annual | Allowances Banked | lbs | 0 | 0 | 0 | 0 | 0 | 0 | 0
NY New Units MER Rate Limit v3.1 | 883 | 7350 | MACT Fuel Choice Floor in lbs/MMBtu | FALSE | L | Annual | Allowances Withdrawn (1:1) | lbs | 0 | 0 | 0 | 0 | 0 | 0 | 0
NY New Units MER Rate Limit v3.1 | 883 | 7350 | MACT Fuel Choice Floor in lbs/MMBtu | FALSE | L | Annual | Allowances Withdrawn (n:1) | lbs | 0 | 0 | 0 | 0 | 0 | 0 | 0
NY New Units MER Rate Limit v3.1 | 883 | 7350 | MACT Fuel Choice Floor in lbs/MMBtu | FALSE | L | Annual | Net Emissions Allowance Position | lbs | 0 | 0 | 0 | 0 | 0 | 0 | 0
NY New Units MER Rate Limit v3.1 | 883 | 7350 | MACT Fuel Choice Floor in lbs/MMBtu | FALSE | L | Annual | Fuel Consumed | TBtu | 0 | 0 | 0 | 0 | 0 | 0 | 0
NY New Units MER Rate Limit v3.1 | 883 | 7350 | MACT Fuel Choice Floor in lbs/MMBtu | FALSE | L | Annual | Rate | lb/MMBtu | 0 | 0 | 0 | 0 | 0 | 0 | 0
NY New Units MER Rate Limit v3.1 | 883 | 7350 | MACT Fuel Choice Floor in lbs/MMBtu | FALSE | L | Annual | Generation | TWh | 0 | 0 | 0 | 0 | 0 | 0 | 0
NY New Units MER Rate Limit v3.1 | 883 | 7350 | MACT Fuel Choice Floor in lbs/MMBtu | FALSE | L | Annual | Qualifying Generation | TWh | 0 | 0 | 0 | 0 | 0 | 0 | 0
NY New Units MER Rate Limit v3.1 | 883 | 7350 | MACT Fuel Choice Floor in lbs/MMBtu | FALSE | L | Annual | Constraint Shadow Price | US2022$/Lb | 0 | 0 | 0 | 0 | 0 | 0 | 0
NY New Units MER Rate Limit v3.1 | 884 | 7350 | MACT Fuel Choice Floor in lbs/MMBtu | FALSE | L | Annual | Seasons Included | Seasons | Winter, Spring, Summer, Fall | Winter, Spring, Summer, Fall | Winter, Spring, Summer, Fall | Winter, Spring, Summer, Fall | Winter, Spring, Summer, Fall | Winter, Spring, Summer, Fall | Winter, Spring, Summer, Fall
NY New Units MER Rate Limit v3.1 | 884 | 7350 | MACT Fuel Choice Floor in lbs/MMBtu | FALSE | L | Annual | Emission Floor | lbs/MMBtu | 6e-07 | 6e-07 | 6e-07 | 6e-07 | 6e-07 | 6e-07 | 6e-07
NY New Units MER Rate Limit v3.1 | 884 | 7350 | MACT Fuel Choice Floor in lbs/MMBtu | FALSE | L | Annual | Emissions at Affected Plants MER | lbs | 0 | 0 | 0 | 0 | 0 | 0 | 0
NY New Units MER Rate Limit v3.1 | 884 | 7350 | MACT Fuel Choice Floor in lbs/MMBtu | FALSE | L | Annual | Allowances Purchased MER | lbs | 0 | 0 | 0 | 0 | 0 | 0 | 0
NY New Units MER Rate Limit v3.1 | 884 | 7350 | MACT Fuel Choice Floor in lbs/MMBtu | FALSE | L | Annual | Allowances Sold MER | lbs | 0 | 0 | 0 | 0 | 0 | 0 | 0
NY New Units MER Rate Limit v3.1 | 884 | 7350 | MACT Fuel Choice Floor in lbs/MMBtu | FALSE | L | Annual | Allowances Banked | lbs | 0 | 0 | 0 | 0 | 0 | 0 | 0
NY New Units MER Rate Limit v3.1 | 884 | 7350 | MACT Fuel Choice Floor in lbs/MMBtu | FALSE | L | Annual | Allowances Withdrawn (1:1) | lbs | 0 | 0 | 0 | 0 | 0 | 0 | 0
NY New Units MER Rate Limit v3.1 | 884 | 7350 | MACT Fuel Choice Floor in lbs/MMBtu | FALSE | L | Annual | Allowances Withdrawn (n:1) | lbs | 0 | 0 | 0 | 0 | 0 | 0 | 0
NY New Units MER Rate Limit v3.1 | 884 | 7350 | MACT Fuel Choice Floor in lbs/MMBtu | FALSE | L | Annual | Net Emissions Allowance Position | lbs | 0 | 0 | 0 | 0 | 0 | 0 | 0
NY New Units MER Rate Limit v3.1 | 884 | 7350 | MACT Fuel Choice Floor in lbs/MMBtu | FALSE | L | Annual | Fuel Consumed | TBtu | 0 | 0 | 0 | 0 | 0 | 0 | 0
NY New Units MER Rate Limit v3.1 | 884 | 7350 | MACT Fuel Choice Floor in lbs/MMBtu | FALSE | L | Annual | Rate | lb/MMBtu | 0 | 0 | 0 | 0 | 0 | 0 | 0
NY New Units MER Rate Limit v3.1 | 884 | 7350 | MACT Fuel Choice Floor in lbs/MMBtu | FALSE | L | Annual | Generation | TWh | 0 | 0 | 0 | 0 | 0 | 0 | 0
NY New Units MER Rate Limit v3.1 | 884 | 7350 | MACT Fuel Choice Floor in lbs/MMBtu | FALSE | L | Annual | Qualifying Generation | TWh | 0 | 0 | 0 | 0 | 0 | 0 | 0
NY New Units MER Rate Limit v3.1 | 884 | 7350 | MACT Fuel Choice Floor in lbs/MMBtu | FALSE | L | Annual | Constraint Shadow Price | US2022$/Lb | 0 | 0 | 0 | 0 | 0 | 0 | 0
NY New Units MER Rate Limit v3.1 | 885 | 7350 | MACT Fuel Choice Floor in lbs/MMBtu | FALSE | L | Annual | Seasons Included | Seasons | Winter, Spring, Summer, Fall | Winter, Spring, Summer, Fall | Winter, Spring, Summer, Fall | Winter, Spring, Summer, Fall | Winter, Spring, Summer, Fall | Winter, Spring, Summer, Fall | Winter, Spring, Summer, Fall
NY New Units MER Rate Limit v3.1 | 885 | 7350 | MACT Fuel Choice Floor in lbs/MMBtu | FALSE | L | Annual | Emission Floor | lbs/MMBtu | 6e-07 | 6e-07 | 6e-07 | 6e-07 | 6e-07 | 6e-07 | 6e-07
NY New Units MER Rate Limit v3.1 | 885 | 7350 | MACT Fuel Choice Floor in lbs/MMBtu | FALSE | L | Annual | Emissions at Affected Plants MER | lbs | 0 | 0 | 0 | 0 | 0 | 0 | 0
NY New Units MER Rate Limit v3.1 | 885 | 7350 | MACT Fuel Choice Floor in lbs/MMBtu | FALSE | L | Annual | Allowances Purchased MER | lbs | 0 | 0 | 0 | 0 | 0 | 0 | 0
NY New Units MER Rate Limit v3.1 | 885 | 7350 | MACT Fuel Choice Floor in lbs/MMBtu | FALSE | L | Annual | Allowances Sold MER | lbs | 0 | 0 | 0 | 0 | 0 | 0 | 0
NY New Units MER Rate Limit v3.1 | 885 | 7350 | MACT Fuel Choice Floor in lbs/MMBtu | FALSE | L | Annual | Allowances Banked | lbs | 0 | 0 | 0 | 0 | 0 | 0 | 0
NY New Units MER Rate Limit v3.1 | 885 | 7350 | MACT Fuel Choice Floor in lbs/MMBtu | FALSE | L | Annual | Allowances Withdrawn (1:1) | lbs | 0 | 0 | 0 | 0 | 0 | 0 | 0
NY New Units MER Rate Limit v3.1 | 885 | 7350 | MACT Fuel Choice Floor in lbs/MMBtu | FALSE | L | Annual | Allowances Withdrawn (n:1) | lbs | 0 | 0 | 0 | 0 | 0 | 0 | 0
NY New Units MER Rate Limit v3.1 | 885 | 7350 | MACT Fuel Choice Floor in lbs/MMBtu | FALSE | L | Annual | Net Emissions Allowance Position | lbs | 0 | 0 | 0 | 0 | 0 | 0 | 0
NY New Units MER Rate Limit v3.1 | 885 | 7350 | MACT Fuel Choice Floor in lbs/MMBtu | FALSE | L | Annual | Fuel Consumed | TBtu | 0 | 0 | 0 | 0 | 0 | 0 | 0
NY New Units MER Rate Limit v3.1 | 885 | 7350 | MACT Fuel Choice Floor in lbs/MMBtu | FALSE | L | Annual | Rate | lb/MMBtu | 0 | 0 | 0 | 0 | 0 | 0 | 0
NY New Units MER Rate Limit v3.1 | 885 | 7350 | MACT Fuel Choice Floor in lbs/MMBtu | FALSE | L | Annual | Generation | TWh | 0 | 0 | 0 | 0 | 0 | 0 | 0
NY New Units MER Rate Limit v3.1 | 885 | 7350 | MACT Fuel Choice Floor in lbs/MMBtu | FALSE | L | Annual | Qualifying Generation | TWh | 0 | 0 | 0 | 0 | 0 | 0 | 0
NY New Units MER Rate Limit v3.1 | 885 | 7350 | MACT Fuel Choice Floor in lbs/MMBtu | FALSE | L | Annual | Constraint Shadow Price | US2022$/Lb | 0 | 0 | 0 | 0 | 0 | 0 | 0
NY New Units MER Rate Limit v3.1 | 886 | 7350 | MACT Fuel Choice Floor in lbs/MMBtu | FALSE | L | Annual | Seasons Included | Seasons | Winter, Spring, Summer, Fall | Winter, Spring, Summer, Fall | Winter, Spring, Summer, Fall | Winter, Spring, Summer, Fall | Winter, Spring, Summer, Fall | Winter, Spring, Summer, Fall | Winter, Spring, Summer, Fall
NY New Units MER Rate Limit v3.1 | 886 | 7350 | MACT Fuel Choice Floor in lbs/MMBtu | FALSE | L | Annual | Emission Floor | lbs/MMBtu | 6e-07 | 6e-07 | 6e-07 | 6e-07 | 6e-07 | 6e-07 | 6e-07
NY New Units MER Rate Limit v3.1 | 886 | 7350 | MACT Fuel Choice Floor in lbs/MMBtu | FALSE | L | Annual | Emissions at Affected Plants MER | lbs | 0 | 0 | 0 | 0 | 0 | 0 | 0
NY New Units MER Rate Limit v3.1 | 886 | 7350 | MACT Fuel Choice Floor in lbs/MMBtu | FALSE | L | Annual | Allowances Purchased MER | lbs | 0 | 0 | 0 | 0 | 0 | 0 | 0
NY New Units MER Rate Limit v3.1 | 886 | 7350 | MACT Fuel Choice Floor in lbs/MMBtu | FALSE | L | Annual | Allowances Sold MER | lbs | 0 | 0 | 0 | 0 | 0 | 0 | 0
NY New Units MER Rate Limit v3.1 | 886 | 7350 | MACT Fuel Choice Floor in lbs/MMBtu | FALSE | L | Annual | Allowances Banked | lbs | 0 | 0 | 0 | 0 | 0 | 0 | 0
NY New Units MER Rate Limit v3.1 | 886 | 7350 | MACT Fuel Choice Floor in lbs/MMBtu | FALSE | L | Annual | Allowances Withdrawn (1:1) | lbs | 0 | 0 | 0 | 0 | 0 | 0 | 0
NY New Units MER Rate Limit v3.1 | 886 | 7350 | MACT Fuel Choice Floor in lbs/MMBtu | FALSE | L | Annual | Allowances Withdrawn (n:1) | lbs | 0 | 0 | 0 | 0 | 0 | 0 | 0
NY New Units MER Rate Limit v3.1 | 886 | 7350 | MACT Fuel Choice Floor in lbs/MMBtu | FALSE | L | Annual | Net Emissions Allowance Position | lbs | 0 | 0 | 0 | 0 | 0 | 0 | 0
NY New Units MER Rate Limit v3.1 | 886 | 7350 | MACT Fuel Choice Floor in lbs/MMBtu | FALSE | L | Annual | Fuel Consumed | TBtu | 0 | 0 | 0 | 0 | 0 | 0 | 0
NY New Units MER Rate Limit v3.1 | 886 | 7350 | MACT Fuel Choice Floor in lbs/MMBtu | FALSE | L | Annual | Rate | lb/MMBtu | 0 | 0 | 0 | 0 | 0 | 0 | 0
NY New Units MER Rate Limit v3.1 | 886 | 7350 | MACT Fuel Choice Floor in lbs/MMBtu | FALSE | L | Annual | Generation | TWh | 0 | 0 | 0 | 0 | 0 | 0 | 0
NY New Units MER Rate Limit v3.1 | 886 | 7350 | MACT Fuel Choice Floor in lbs/MMBtu | FALSE | L | Annual | Qualifying Generation | TWh | 0 | 0 | 0 | 0 | 0 | 0 | 0
NY New Units MER Rate Limit v3.1 | 886 | 7350 | MACT Fuel Choice Floor in lbs/MMBtu | FALSE | L | Annual | Constraint Shadow Price | US2022$/Lb | 0 | 0 | 0 | 0 | 0 | 0 | 0
NY New Units MER Rate Limit v3.1 | 887 | 7350 | MACT Fuel Choice Floor in lbs/MMBtu | FALSE | L | Annual | Seasons Included | Seasons | Winter, Spring, Summer, Fall | Winter, Spring, Summer, Fall | Winter, Spring, Summer, Fall | Winter, Spring, Summer, Fall | Winter, Spring, Summer, Fall | Winter, Spring, Summer, Fall | Winter, Spring, Summer, Fall
NY New Units MER Rate Limit v3.1 | 887 | 7350 | MACT Fuel Choice Floor in lbs/MMBtu | FALSE | L | Annual | Emission Floor | lbs/MMBtu | 6e-07 | 6e-07 | 6e-07 | 6e-07 | 6e-07 | 6e-07 | 6e-07
NY New Units MER Rate Limit v3.1 | 887 | 7350 | MACT Fuel Choice Floor in lbs/MMBtu | FALSE | L | Annual | Emissions at Affected Plants MER | lbs | 0 | 0 | 0 | 0 | 0 | 0 | 0
NY New Units MER Rate Limit v3.1 | 887 | 7350 | MACT Fuel Choice Floor in lbs/MMBtu | FALSE | L | Annual | Allowances Purchased MER | lbs | 0 | 0 | 0 | 0 | 0 | 0 | 0
NY New Units MER Rate Limit v3.1 | 887 | 7350 | MACT Fuel Choice Floor in lbs/MMBtu | FALSE | L | Annual | Allowances Sold MER | lbs | 0 | 0 | 0 | 0 | 0 | 0 | 0
NY New Units MER Rate Limit v3.1 | 887 | 7350 | MACT Fuel Choice Floor in lbs/MMBtu | FALSE | L | Annual | Allowances Banked | lbs | 0 | 0 | 0 | 0 | 0 | 0 | 0
NY New Units MER Rate Limit v3.1 | 887 | 7350 | MACT Fuel Choice Floor in lbs/MMBtu | FALSE | L | Annual | Allowances Withdrawn (1:1) | lbs | 0 | 0 | 0 | 0 | 0 | 0 | 0
NY New Units MER Rate Limit v3.1 | 887 | 7350 | MACT Fuel Choice Floor in lbs/MMBtu | FALSE | L | Annual | Allowances Withdrawn (n:1) | lbs | 0 | 0 | 0 | 0 | 0 | 0 | 0
NY New Units MER Rate Limit v3.1 | 887 | 7350 | MACT Fuel Choice Floor in lbs/MMBtu | FALSE | L | Annual | Net Emissions Allowance Position | lbs | 0 | 0 | 0 | 0 | 0 | 0 | 0
NY New Units MER Rate Limit v3.1 | 887 | 7350 | MACT Fuel Choice Floor in lbs/MMBtu | FALSE | L | Annual | Fuel Consumed | TBtu | 0 | 0 | 0 | 0 | 0 | 0 | 0
NY New Units MER Rate Limit v3.1 | 887 | 7350 | MACT Fuel Choice Floor in lbs/MMBtu | FALSE | L | Annual | Rate | lb/MMBtu | 0 | 0 | 0 | 0 | 0 | 0 | 0
NY New Units MER Rate Limit v3.1 | 887 | 7350 | MACT Fuel Choice Floor in lbs/MMBtu | FALSE | L | Annual | Generation | TWh | 0 | 0 | 0 | 0 | 0 | 0 | 0
NY New Units MER Rate Limit v3.1 | 887 | 7350 | MACT Fuel Choice Floor in lbs/MMBtu | FALSE | L | Annual | Qualifying Generation | TWh | 0 | 0 | 0 | 0 | 0 | 0 | 0
NY New Units MER Rate Limit v3.1 | 887 | 7350 | MACT Fuel Choice Floor in lbs/MMBtu | FALSE | L | Annual | Constraint Shadow Price | US2022$/Lb | 0 | 0 | 0 | 0 | 0 | 0 | 0
NY New Units MER Rate Limit v3.1 | 888 | 7350 | MACT Fuel Choice Floor in lbs/MMBtu | FALSE | L | Annual | Seasons Included | Seasons | Winter, Spring, Summer, Fall | Winter, Spring, Summer, Fall | Winter, Spring, Summer, Fall | Winter, Spring, Summer, Fall | Winter, Spring, Summer, Fall | Winter, Spring, Summer, Fall | Winter, Spring, Summer, Fall
NY New Units MER Rate Limit v3.1 | 888 | 7350 | MACT Fuel Choice Floor in lbs/MMBtu | FALSE | L | Annual | Emission Floor | lbs/MMBtu | 6e-07 | 6e-07 | 6e-07 | 6e-07 | 6e-07 | 6e-07 | 6e-07
NY New Units MER Rate Limit v3.1 | 888 | 7350 | MACT Fuel Choice Floor in lbs/MMBtu | FALSE | L | Annual | Emissions at Affected Plants MER | lbs | 0 | 0 | 0 | 0 | 0 | 0 | 0
NY New Units MER Rate Limit v3.1 | 888 | 7350 | MACT Fuel Choice Floor in lbs/MMBtu | FALSE | L | Annual | Allowances Purchased MER | lbs | 0 | 0 | 0 | 0 | 0 | 0 | 0
NY New Units MER Rate Limit v3.1 | 888 | 7350 | MACT Fuel Choice Floor in lbs/MMBtu | FALSE | L | Annual | Allowances Sold MER | lbs | 0 | 0 | 0 | 0 | 0 | 0 | 0
NY New Units MER Rate Limit v3.1 | 888 | 7350 | MACT Fuel Choice Floor in lbs/MMBtu | FALSE | L | Annual | Allowances Banked | lbs | 0 | 0 | 0 | 0 | 0 | 0 | 0
NY New Units MER Rate Limit v3.1 | 888 | 7350 | MACT Fuel Choice Floor in lbs/MMBtu | FALSE | L | Annual | Allowances Withdrawn (1:1) | lbs | 0 | 0 | 0 | 0 | 0 | 0 | 0
NY New Units MER Rate Limit v3.1 | 888 | 7350 | MACT Fuel Choice Floor in lbs/MMBtu | FALSE | L | Annual | Allowances Withdrawn (n:1) | lbs | 0 | 0 | 0 | 0 | 0 | 0 | 0
NY New Units MER Rate Limit v3.1 | 888 | 7350 | MACT Fuel Choice Floor in lbs/MMBtu | FALSE | L | Annual | Net Emissions Allowance Position | lbs | 0 | 0 | 0 | 0 | 0 | 0 | 0
NY New Units MER Rate Limit v3.1 | 888 | 7350 | MACT Fuel Choice Floor in lbs/MMBtu | FALSE | L | Annual | Fuel Consumed | TBtu | 0 | 0 | 0 | 0 | 0 | 0 | 0
NY New Units MER Rate Limit v3.1 | 888 | 7350 | MACT Fuel Choice Floor in lbs/MMBtu | FALSE | L | Annual | Rate | lb/MMBtu | 0 | 0 | 0 | 0 | 0 | 0 | 0
NY New Units MER Rate Limit v3.1 | 888 | 7350 | MACT Fuel Choice Floor in lbs/MMBtu | FALSE | L | Annual | Generation | TWh | 0 | 0 | 0 | 0 | 0 | 0 | 0
NY New Units MER Rate Limit v3.1 | 888 | 7350 | MACT Fuel Choice Floor in lbs/MMBtu | FALSE | L | Annual | Qualifying Generation | TWh | 0 | 0 | 0 | 0 | 0 | 0 | 0
NY New Units MER Rate Limit v3.1 | 888 | 7350 | MACT Fuel Choice Floor in lbs/MMBtu | FALSE | L | Annual | Constraint Shadow Price | US2022$/Lb | 0 | 0 | 0 | 0 | 0 | 0 | 0
NY New Units MER Rate Limit v3.1 | 889 | 7350 | MACT Fuel Choice Floor in lbs/MMBtu | FALSE | L | Annual | Seasons Included | Seasons | Winter, Spring, Summer, Fall | Winter, Spring, Summer, Fall | Winter, Spring, Summer, Fall | Winter, Spring, Summer, Fall | Winter, Spring, Summer, Fall | Winter, Spring, Summer, Fall | Winter, Spring, Summer, Fall
NY New Units MER Rate Limit v3.1 | 889 | 7350 | MACT Fuel Choice Floor in lbs/MMBtu | FALSE | L | Annual | Emission Floor | lbs/MMBtu | 6e-07 | 6e-07 | 6e-07 | 6e-07 | 6e-07 | 6e-07 | 6e-07
NY New Units MER Rate Limit v3.1 | 889 | 7350 | MACT Fuel Choice Floor in lbs/MMBtu | FALSE | L | Annual | Emissions at Affected Plants MER | lbs | 0 | 0 | 0 | 0 | 0 | 0 | 0
NY New Units MER Rate Limit v3.1 | 889 | 7350 | MACT Fuel Choice Floor in lbs/MMBtu | FALSE | L | Annual | Allowances Purchased MER | lbs | 0 | 0 | 0 | 0 | 0 | 0 | 0
NY New Units MER Rate Limit v3.1 | 889 | 7350 | MACT Fuel Choice Floor in lbs/MMBtu | FALSE | L | Annual | Allowances Sold MER | lbs | 0 | 0 | 0 | 0 | 0 | 0 | 0
NY New Units MER Rate Limit v3.1 | 889 | 7350 | MACT Fuel Choice Floor in lbs/MMBtu | FALSE | L | Annual | Allowances Banked | lbs | 0 | 0 | 0 | 0 | 0 | 0 | 0
NY New Units MER Rate Limit v3.1 | 889 | 7350 | MACT Fuel Choice Floor in lbs/MMBtu | FALSE | L | Annual | Allowances Withdrawn (1:1) | lbs | 0 | 0 | 0 | 0 | 0 | 0 | 0
NY New Units MER Rate Limit v3.1 | 889 | 7350 | MACT Fuel Choice Floor in lbs/MMBtu | FALSE | L | Annual | Allowances Withdrawn (n:1) | lbs | 0 | 0 | 0 | 0 | 0 | 0 | 0
NY New Units MER Rate Limit v3.1 | 889 | 7350 | MACT Fuel Choice Floor in lbs/MMBtu | FALSE | L | Annual | Net Emissions Allowance Position | lbs | 0 | 0 | 0 | 0 | 0 | 0 | 0
NY New Units MER Rate Limit v3.1 | 889 | 7350 | MACT Fuel Choice Floor in lbs/MMBtu | FALSE | L | Annual | Fuel Consumed | TBtu | 0 | 0 | 0 | 0 | 0 | 0 | 0
NY New Units MER Rate Limit v3.1 | 889 | 7350 | MACT Fuel Choice Floor in lbs/MMBtu | FALSE | L | Annual | Rate | lb/MMBtu | 0 | 0 | 0 | 0 | 0 | 0 | 0
NY New Units MER Rate Limit v3.1 | 889 | 7350 | MACT Fuel Choice Floor in lbs/MMBtu | FALSE | L | Annual | Generation | TWh | 0 | 0 | 0 | 0 | 0 | 0 | 0
NY New Units MER Rate Limit v3.1 | 889 | 7350 | MACT Fuel Choice Floor in lbs/MMBtu | FALSE | L | Annual | Qualifying Generation | TWh | 0 | 0 | 0 | 0 | 0 | 0 | 0
NY New Units MER Rate Limit v3.1 | 889 | 7350 | MACT Fuel Choice Floor in lbs/MMBtu | FALSE | L | Annual | Constraint Shadow Price | US2022$/Lb | 0 | 0 | 0 | 0 | 0 | 0 | 0
NY New Units MER Rate Limit v3.1 | 890 | 7350 | MACT Fuel Choice Floor in lbs/MMBtu | FALSE | L | Annual | Seasons Included | Seasons | Winter, Spring, Summer, Fall | Winter, Spring, Summer, Fall | Winter, Spring, Summer, Fall | Winter, Spring, Summer, Fall | Winter, Spring, Summer, Fall | Winter, Spring, Summer, Fall | Winter, Spring, Summer, Fall
NY New Units MER Rate Limit v3.1 | 890 | 7350 | MACT Fuel Choice Floor in lbs/MMBtu | FALSE | L | Annual | Emission Floor | lbs/MMBtu | 6e-07 | 6e-07 | 6e-07 | 6e-07 | 6e-07 | 6e-07 | 6e-07
NY New Units MER Rate Limit v3.1 | 890 | 7350 | MACT Fuel Choice Floor in lbs/MMBtu | FALSE | L | Annual | Emissions at Affected Plants MER | lbs | 0 | 0 | 0 | 0 | 0 | 0 | 0
NY New Units MER Rate Limit v3.1 | 890 | 7350 | MACT Fuel Choice Floor in lbs/MMBtu | FALSE | L | Annual | Allowances Purchased MER | lbs | 0 | 0 | 0 | 0 | 0 | 0 | 0
NY New Units MER Rate Limit v3.1 | 890 | 7350 | MACT Fuel Choice Floor in lbs/MMBtu | FALSE | L | Annual | Allowances Sold MER | lbs | 0 | 0 | 0 | 0 | 0 | 0 | 0
NY New Units MER Rate Limit v3.1 | 890 | 7350 | MACT Fuel Choice Floor in lbs/MMBtu | FALSE | L | Annual | Allowances Banked | lbs | 0 | 0 | 0 | 0 | 0 | 0 | 0
NY New Units MER Rate Limit v3.1 | 890 | 7350 | MACT Fuel Choice Floor in lbs/MMBtu | FALSE | L | Annual | Allowances Withdrawn (1:1) | lbs | 0 | 0 | 0 | 0 | 0 | 0 | 0
NY New Units MER Rate Limit v3.1 | 890 | 7350 | MACT Fuel Choice Floor in lbs/MMBtu | FALSE | L | Annual | Allowances Withdrawn (n:1) | lbs | 0 | 0 | 0 | 0 | 0 | 0 | 0
NY New Units MER Rate Limit v3.1 | 890 | 7350 | MACT Fuel Choice Floor in lbs/MMBtu | FALSE | L | Annual | Net Emissions Allowance Position | lbs | 0 | 0 | 0 | 0 | 0 | 0 | 0
NY New Units MER Rate Limit v3.1 | 890 | 7350 | MACT Fuel Choice Floor in lbs/MMBtu | FALSE | L | Annual | Fuel Consumed | TBtu | 0 | 0 | 0 | 0 | 0 | 0 | 0
NY New Units MER Rate Limit v3.1 | 890 | 7350 | MACT Fuel Choice Floor in lbs/MMBtu | FALSE | L | Annual | Rate | lb/MMBtu | 0 | 0 | 0 | 0 | 0 | 0 | 0
NY New Units MER Rate Limit v3.1 | 890 | 7350 | MACT Fuel Choice Floor in lbs/MMBtu | FALSE | L | Annual | Generation | TWh | 0 | 0 | 0 | 0 | 0 | 0 | 0
NY New Units MER Rate Limit v3.1 | 890 | 7350 | MACT Fuel Choice Floor in lbs/MMBtu | FALSE | L | Annual | Qualifying Generation | TWh | 0 | 0 | 0 | 0 | 0 | 0 | 0
NY New Units MER Rate Limit v3.1 | 890 | 7350 | MACT Fuel Choice Floor in lbs/MMBtu | FALSE | L | Annual | Constraint Shadow Price | US2022$/Lb | 0 | 0 | 0 | 0 | 0 | 0 | 0
NY New Units MER Rate Limit v3.1 | 891 | 7350 | MACT Fuel Choice Floor in lbs/MMBtu | FALSE | L | Annual | Seasons Included | Seasons | Winter, Spring, Summer, Fall | Winter, Spring, Summer, Fall | Winter, Spring, Summer, Fall | Winter, Spring, Summer, Fall | Winter, Spring, Summer, Fall | Winter, Spring, Summer, Fall | Winter, Spring, Summer, Fall
NY New Units MER Rate Limit v3.1 | 891 | 7350 | MACT Fuel Choice Floor in lbs/MMBtu | FALSE | L | Annual | Emission Floor | lbs/MMBtu | 6e-07 | 6e-07 | 6e-07 | 6e-07 | 6e-07 | 6e-07 | 6e-07
NY New Units MER Rate Limit v3.1 | 891 | 7350 | MACT Fuel Choice Floor in lbs/MMBtu | FALSE | L | Annual | Emissions at Affected Plants MER | lbs | 0 | 0 | 0 | 0 | 0 | 0 | 0
NY New Units MER Rate Limit v3.1 | 891 | 7350 | MACT Fuel Choice Floor in lbs/MMBtu | FALSE | L | Annual | Allowances Purchased MER | lbs | 0 | 0 | 0 | 0 | 0 | 0 | 0
NY New Units MER Rate Limit v3.1 | 891 | 7350 | MACT Fuel Choice Floor in lbs/MMBtu | FALSE | L | Annual | Allowances Sold MER | lbs | 0 | 0 | 0 | 0 | 0 | 0 | 0
NY New Units MER Rate Limit v3.1 | 891 | 7350 | MACT Fuel Choice Floor in lbs/MMBtu | FALSE | L | Annual | Allowances Banked | lbs | 0 | 0 | 0 | 0 | 0 | 0 | 0
NY New Units MER Rate Limit v3.1 | 891 | 7350 | MACT Fuel Choice Floor in lbs/MMBtu | FALSE | L | Annual | Allowances Withdrawn (1:1) | lbs | 0 | 0 | 0 | 0 | 0 | 0 | 0
NY New Units MER Rate Limit v3.1 | 891 | 7350 | MACT Fuel Choice Floor in lbs/MMBtu | FALSE | L | Annual | Allowances Withdrawn (n:1) | lbs | 0 | 0 | 0 | 0 | 0 | 0 | 0
NY New Units MER Rate Limit v3.1 | 891 | 7350 | MACT Fuel Choice Floor in lbs/MMBtu | FALSE | L | Annual | Net Emissions Allowance Position | lbs | 0 | 0 | 0 | 0 | 0 | 0 | 0
NY New Units MER Rate Limit v3.1 | 891 | 7350 | MACT Fuel Choice Floor in lbs/MMBtu | FALSE | L | Annual | Fuel Consumed | TBtu | 0 | 0 | 0 | 0 | 0 | 0 | 0
NY New Units MER Rate Limit v3.1 | 891 | 7350 | MACT Fuel Choice Floor in lbs/MMBtu | FALSE | L | Annual | Rate | lb/MMBtu | 0 | 0 | 0 | 0 | 0 | 0 | 0
NY New Units MER Rate Limit v3.1 | 891 | 7350 | MACT Fuel Choice Floor in lbs/MMBtu | FALSE | L | Annual | Generation | TWh | 0 | 0 | 0 | 0 | 0 | 0 | 0
NY New Units MER Rate Limit v3.1 | 891 | 7350 | MACT Fuel Choice Floor in lbs/MMBtu | FALSE | L | Annual | Qualifying Generation | TWh | 0 | 0 | 0 | 0 | 0 | 0 | 0
NY New Units MER Rate Limit v3.1 | 891 | 7350 | MACT Fuel Choice Floor in lbs/MMBtu | FALSE | L | Annual | Constraint Shadow Price | US2022$/Lb | 0 | 0 | 0 | 0 | 0 | 0 | 0
NY New Units MER Rate Limit v3.1 | 892 | 7350 | MACT Fuel Choice Floor in lbs/MMBtu | FALSE | L | Annual | Seasons Included | Seasons | Winter, Spring, Summer, Fall | Winter, Spring, Summer, Fall | Winter, Spring, Summer, Fall | Winter, Spring, Summer, Fall | Winter, Spring, Summer, Fall | Winter, Spring, Summer, Fall | Winter, Spring, Summer, Fall
NY New Units MER Rate Limit v3.1 | 892 | 7350 | MACT Fuel Choice Floor in lbs/MMBtu | FALSE | L | Annual | Emission Floor | lbs/MMBtu | 6e-07 | 6e-07 | 6e-07 | 6e-07 | 6e-07 | 6e-07 | 6e-07
NY New Units MER Rate Limit v3.1 | 892 | 7350 | MACT Fuel Choice Floor in lbs/MMBtu | FALSE | L | Annual | Emissions at Affected Plants MER | lbs | 0 | 0 | 0 | 0 | 0 | 0 | 0
NY New Units MER Rate Limit v3.1 | 892 | 7350 | MACT Fuel Choice Floor in lbs/MMBtu | FALSE | L | Annual | Allowances Purchased MER | lbs | 0 | 0 | 0 | 0 | 0 | 0 | 0
NY New Units MER Rate Limit v3.1 | 892 | 7350 | MACT Fuel Choice Floor in lbs/MMBtu | FALSE | L | Annual | Allowances Sold MER | lbs | 0 | 0 | 0 | 0 | 0 | 0 | 0
NY New Units MER Rate Limit v3.1 | 892 | 7350 | MACT Fuel Choice Floor in lbs/MMBtu | FALSE | L | Annual | Allowances Banked | lbs | 0 | 0 | 0 | 0 | 0 | 0 | 0
NY New Units MER Rate Limit v3.1 | 892 | 7350 | MACT Fuel Choice Floor in lbs/MMBtu | FALSE | L | Annual | Allowances Withdrawn (1:1) | lbs | 0 | 0 | 0 | 0 | 0 | 0 | 0
NY New Units MER Rate Limit v3.1 | 892 | 7350 | MACT Fuel Choice Floor in lbs/MMBtu | FALSE | L | Annual | Allowances Withdrawn (n:1) | lbs | 0 | 0 | 0 | 0 | 0 | 0 | 0
NY New Units MER Rate Limit v3.1 | 892 | 7350 | MACT Fuel Choice Floor in lbs/MMBtu | FALSE | L | Annual | Net Emissions Allowance Position | lbs | 0 | 0 | 0 | 0 | 0 | 0 | 0
NY New Units MER Rate Limit v3.1 | 892 | 7350 | MACT Fuel Choice Floor in lbs/MMBtu | FALSE | L | Annual | Fuel Consumed | TBtu | 0 | 0 | 0 | 0 | 0 | 0 | 0
NY New Units MER Rate Limit v3.1 | 892 | 7350 | MACT Fuel Choice Floor in lbs/MMBtu | FALSE | L | Annual | Rate | lb/MMBtu | 0 | 0 | 0 | 0 | 0 | 0 | 0
NY New Units MER Rate Limit v3.1 | 892 | 7350 | MACT Fuel Choice Floor in lbs/MMBtu | FALSE | L | Annual | Generation | TWh | 0 | 0 | 0 | 0 | 0 | 0 | 0
NY New Units MER Rate Limit v3.1 | 892 | 7350 | MACT Fuel Choice Floor in lbs/MMBtu | FALSE | L | Annual | Qualifying Generation | TWh | 0 | 0 | 0 | 0 | 0 | 0 | 0
NY New Units MER Rate Limit v3.1 | 892 | 7350 | MACT Fuel Choice Floor in lbs/MMBtu | FALSE | L | Annual | Constraint Shadow Price | US2022$/Lb | 0 | 0 | 0 | 0 | 0 | 0 | 0
NY New Units MER Rate Limit v3.1 | 893 | 7350 | MACT Fuel Choice Floor in lbs/MMBtu | FALSE | L | Annual | Seasons Included | Seasons | Winter, Spring, Summer, Fall | Winter, Spring, Summer, Fall | Winter, Spring, Summer, Fall | Winter, Spring, Summer, Fall | Winter, Spring, Summer, Fall | Winter, Spring, Summer, Fall | Winter, Spring, Summer, Fall
NY New Units MER Rate Limit v3.1 | 893 | 7350 | MACT Fuel Choice Floor in lbs/MMBtu | FALSE | L | Annual | Emission Floor | lbs/MMBtu | 6e-07 | 6e-07 | 6e-07 | 6e-07 | 6e-07 | 6e-07 | 6e-07
NY New Units MER Rate Limit v3.1 | 893 | 7350 | MACT Fuel Choice Floor in lbs/MMBtu | FALSE | L | Annual | Emissions at Affected Plants MER | lbs | 0 | 0 | 0 | 0 | 0 | 0 | 0
NY New Units MER Rate Limit v3.1 | 893 | 7350 | MACT Fuel Choice Floor in lbs/MMBtu | FALSE | L | Annual | Allowances Purchased MER | lbs | 0 | 0 | 0 | 0 | 0 | 0 | 0
NY New Units MER Rate Limit v3.1 | 893 | 7350 | MACT Fuel Choice Floor in lbs/MMBtu | FALSE | L | Annual | Allowances Sold MER | lbs | 0 | 0 | 0 | 0 | 0 | 0 | 0
NY New Units MER Rate Limit v3.1 | 893 | 7350 | MACT Fuel Choice Floor in lbs/MMBtu | FALSE | L | Annual | Allowances Banked | lbs | 0 | 0 | 0 | 0 | 0 | 0 | 0
NY New Units MER Rate Limit v3.1 | 893 | 7350 | MACT Fuel Choice Floor in lbs/MMBtu | FALSE | L | Annual | Allowances Withdrawn (1:1) | lbs | 0 | 0 | 0 | 0 | 0 | 0 | 0
NY New Units MER Rate Limit v3.1 | 893 | 7350 | MACT Fuel Choice Floor in lbs/MMBtu | FALSE | L | Annual | Allowances Withdrawn (n:1) | lbs | 0 | 0 | 0 | 0 | 0 | 0 | 0
NY New Units MER Rate Limit v3.1 | 893 | 7350 | MACT Fuel Choice Floor in lbs/MMBtu | FALSE | L | Annual | Net Emissions Allowance Position | lbs | 0 | 0 | 0 | 0 | 0 | 0 | 0
NY New Units MER Rate Limit v3.1 | 893 | 7350 | MACT Fuel Choice Floor in lbs/MMBtu | FALSE | L | Annual | Fuel Consumed | TBtu | 0 | 0 | 0 | 0 | 0 | 0 | 0
NY New Units MER Rate Limit v3.1 | 893 | 7350 | MACT Fuel Choice Floor in lbs/MMBtu | FALSE | L | Annual | Rate | lb/MMBtu | 0 | 0 | 0 | 0 | 0 | 0 | 0
NY New Units MER Rate Limit v3.1 | 893 | 7350 | MACT Fuel Choice Floor in lbs/MMBtu | FALSE | L | Annual | Generation | TWh | 0 | 0 | 0 | 0 | 0 | 0 | 0
NY New Units MER Rate Limit v3.1 | 893 | 7350 | MACT Fuel Choice Floor in lbs/MMBtu | FALSE | L | Annual | Qualifying Generation | TWh | 0 | 0 | 0 | 0 | 0 | 0 | 0
NY New Units MER Rate Limit v3.1 | 893 | 7350 | MACT Fuel Choice Floor in lbs/MMBtu | FALSE | L | Annual | Constraint Shadow Price | US2022$/Lb | 0 | 0 | 0 | 0 | 0 | 0 | 0
NY New Units MER Rate Limit v3.1 | 894 | 7350 | MACT Fuel Choice Floor in lbs/MMBtu | FALSE | L | Annual | Seasons Included | Seasons | Winter, Spring, Summer, Fall | Winter, Spring, Summer, Fall | Winter, Spring, Summer, Fall | Winter, Spring, Summer, Fall | Winter, Spring, Summer, Fall | Winter, Spring, Summer, Fall | Winter, Spring, Summer, Fall
NY New Units MER Rate Limit v3.1 | 894 | 7350 | MACT Fuel Choice Floor in lbs/MMBtu | FALSE | L | Annual | Emission Floor | lbs/MMBtu | 6e-07 | 6e-07 | 6e-07 | 6e-07 | 6e-07 | 6e-07 | 6e-07
NY New Units MER Rate Limit v3.1 | 894 | 7350 | MACT Fuel Choice Floor in lbs/MMBtu | FALSE | L | Annual | Emissions at Affected Plants MER | lbs | 0 | 0 | 0 | 0 | 0 | 0 | 0
NY New Units MER Rate Limit v3.1 | 894 | 7350 | MACT Fuel Choice Floor in lbs/MMBtu | FALSE | L | Annual | Allowances Purchased MER | lbs | 0 | 0 | 0 | 0 | 0 | 0 | 0
NY New Units MER Rate Limit v3.1 | 894 | 7350 | MACT Fuel Choice Floor in lbs/MMBtu | FALSE | L | Annual | Allowances Sold MER | lbs | 0 | 0 | 0 | 0 | 0 | 0 | 0
NY New Units MER Rate Limit v3.1 | 894 | 7350 | MACT Fuel Choice Floor in lbs/MMBtu | FALSE | L | Annual | Allowances Banked | lbs | 0 | 0 | 0 | 0 | 0 | 0 | 0
NY New Units MER Rate Limit v3.1 | 894 | 7350 | MACT Fuel Choice Floor in lbs/MMBtu | FALSE | L | Annual | Allowances Withdrawn (1:1) | lbs | 0 | 0 | 0 | 0 | 0 | 0 | 0
NY New Units MER Rate Limit v3.1 | 894 | 7350 | MACT Fuel Choice Floor in lbs/MMBtu | FALSE | L | Annual | Allowances Withdrawn (n:1) | lbs | 0 | 0 | 0 | 0 | 0 | 0 | 0
NY New Units MER Rate Limit v3.1 | 894 | 7350 | MACT Fuel Choice Floor in lbs/MMBtu | FALSE | L | Annual | Net Emissions Allowance Position | lbs | 0 | 0 | 0 | 0 | 0 | 0 | 0
NY New Units MER Rate Limit v3.1 | 894 | 7350 | MACT Fuel Choice Floor in lbs/MMBtu | FALSE | L | Annual | Fuel Consumed | TBtu | 0 | 0 | 0 | 0 | 0 | 0 | 0
NY New Units MER Rate Limit v3.1 | 894 | 7350 | MACT Fuel Choice Floor in lbs/MMBtu | FALSE | L | Annual | Rate | lb/MMBtu | 0 | 0 | 0 | 0 | 0 | 0 | 0
NY New Units MER Rate Limit v3.1 | 894 | 7350 | MACT Fuel Choice Floor in lbs/MMBtu | FALSE | L | Annual | Generation | TWh | 0 | 0 | 0 | 0 | 0 | 0 | 0
NY New Units MER Rate Limit v3.1 | 894 | 7350 | MACT Fuel Choice Floor in lbs/MMBtu | FALSE | L | Annual | Qualifying Generation | TWh | 0 | 0 | 0 | 0 | 0 | 0 | 0
NY New Units MER Rate Limit v3.1 | 894 | 7350 | MACT Fuel Choice Floor in lbs/MMBtu | FALSE | L | Annual | Constraint Shadow Price | US2022$/Lb | 0 | 0 | 0 | 0 | 0 | 0 | 0
NY New Units MER Rate Limit v3.1 | 895 | 7350 | MACT Fuel Choice Floor in lbs/MMBtu | FALSE | L | Annual | Seasons Included | Seasons | Winter, Spring, Summer, Fall | Winter, Spring, Summer, Fall | Winter, Spring, Summer, Fall | Winter, Spring, Summer, Fall | Winter, Spring, Summer, Fall | Winter, Spring, Summer, Fall | Winter, Spring, Summer, Fall
NY New Units MER Rate Limit v3.1 | 895 | 7350 | MACT Fuel Choice Floor in lbs/MMBtu | FALSE | L | Annual | Emission Floor | lbs/MMBtu | 6e-07 | 6e-07 | 6e-07 | 6e-07 | 6e-07 | 6e-07 | 6e-07
NY New Units MER Rate Limit v3.1 | 895 | 7350 | MACT Fuel Choice Floor in lbs/MMBtu | FALSE | L | Annual | Emissions at Affected Plants MER | lbs | 0 | 0 | 0 | 0 | 0 | 0 | 0
NY New Units MER Rate Limit v3.1 | 895 | 7350 | MACT Fuel Choice Floor in lbs/MMBtu | FALSE | L | Annual | Allowances Purchased MER | lbs | 0 | 0 | 0 | 0 | 0 | 0 | 0
NY New Units MER Rate Limit v3.1 | 895 | 7350 | MACT Fuel Choice Floor in lbs/MMBtu | FALSE | L | Annual | Allowances Sold MER | lbs | 0 | 0 | 0 | 0 | 0 | 0 | 0
NY New Units MER Rate Limit v3.1 | 895 | 7350 | MACT Fuel Choice Floor in lbs/MMBtu | FALSE | L | Annual | Allowances Banked | lbs | 0 | 0 | 0 | 0 | 0 | 0 | 0
NY New Units MER Rate Limit v3.1 | 895 | 7350 | MACT Fuel Choice Floor in lbs/MMBtu | FALSE | L | Annual | Allowances Withdrawn (1:1) | lbs | 0 | 0 | 0 | 0 | 0 | 0 | 0
NY New Units MER Rate Limit v3.1 | 895 | 7350 | MACT Fuel Choice Floor in lbs/MMBtu | FALSE | L | Annual | Allowances Withdrawn (n:1) | lbs | 0 | 0 | 0 | 0 | 0 | 0 | 0
NY New Units MER Rate Limit v3.1 | 895 | 7350 | MACT Fuel Choice Floor in lbs/MMBtu | FALSE | L | Annual | Net Emissions Allowance Position | lbs | 0 | 0 | 0 | 0 | 0 | 0 | 0
NY New Units MER Rate Limit v3.1 | 895 | 7350 | MACT Fuel Choice Floor in lbs/MMBtu | FALSE | L | Annual | Fuel Consumed | TBtu | 0 | 0 | 0 | 0 | 0 | 0 | 0
NY New Units MER Rate Limit v3.1 | 895 | 7350 | MACT Fuel Choice Floor in lbs/MMBtu | FALSE | L | Annual | Rate | lb/MMBtu | 0 | 0 | 0 | 0 | 0 | 0 | 0
NY New Units MER Rate Limit v3.1 | 895 | 7350 | MACT Fuel Choice Floor in lbs/MMBtu | FALSE | L | Annual | Generation | TWh | 0 | 0 | 0 | 0 | 0 | 0 | 0
NY New Units MER Rate Limit v3.1 | 895 | 7350 | MACT Fuel Choice Floor in lbs/MMBtu | FALSE | L | Annual | Qualifying Generation | TWh | 0 | 0 | 0 | 0 | 0 | 0 | 0
NY New Units MER Rate Limit v3.1 | 895 | 7350 | MACT Fuel Choice Floor in lbs/MMBtu | FALSE | L | Annual | Constraint Shadow Price | US2022$/Lb | 0 | 0 | 0 | 0 | 0 | 0 | 0
NY New Units MER Rate Limit v3.1 | 896 | 7350 | MACT Fuel Choice Floor in lbs/MMBtu | FALSE | L | Annual | Seasons Included | Seasons | Winter, Spring, Summer, Fall | Winter, Spring, Summer, Fall | Winter, Spring, Summer, Fall | Winter, Spring, Summer, Fall | Winter, Spring, Summer, Fall | Winter, Spring, Summer, Fall | Winter, Spring, Summer, Fall
NY New Units MER Rate Limit v3.1 | 896 | 7350 | MACT Fuel Choice Floor in lbs/MMBtu | FALSE | L | Annual | Emission Floor | lbs/MMBtu | 6e-07 | 6e-07 | 6e-07 | 6e-07 | 6e-07 | 6e-07 | 6e-07
NY New Units MER Rate Limit v3.1 | 896 | 7350 | MACT Fuel Choice Floor in lbs/MMBtu | FALSE | L | Annual | Emissions at Affected Plants MER | lbs | 0 | 0 | 0 | 0 | 0 | 0 | 0
NY New Units MER Rate Limit v3.1 | 896 | 7350 | MACT Fuel Choice Floor in lbs/MMBtu | FALSE | L | Annual | Allowances Purchased MER | lbs | 0 | 0 | 0 | 0 | 0 | 0 | 0
NY New Units MER Rate Limit v3.1 | 896 | 7350 | MACT Fuel Choice Floor in lbs/MMBtu | FALSE | L | Annual | Allowances Sold MER | lbs | 0 | 0 | 0 | 0 | 0 | 0 | 0
NY New Units MER Rate Limit v3.1 | 896 | 7350 | MACT Fuel Choice Floor in lbs/MMBtu | FALSE | L | Annual | Allowances Banked | lbs | 0 | 0 | 0 | 0 | 0 | 0 | 0
NY New Units MER Rate Limit v3.1 | 896 | 7350 | MACT Fuel Choice Floor in lbs/MMBtu | FALSE | L | Annual | Allowances Withdrawn (1:1) | lbs | 0 | 0 | 0 | 0 | 0 | 0 | 0
NY New Units MER Rate Limit v3.1 | 896 | 7350 | MACT Fuel Choice Floor in lbs/MMBtu | FALSE | L | Annual | Allowances Withdrawn (n:1) | lbs | 0 | 0 | 0 | 0 | 0 | 0 | 0
NY New Units MER Rate Limit v3.1 | 896 | 7350 | MACT Fuel Choice Floor in lbs/MMBtu | FALSE | L | Annual | Net Emissions Allowance Position | lbs | 0 | 0 | 0 | 0 | 0 | 0 | 0
NY New Units MER Rate Limit v3.1 | 896 | 7350 | MACT Fuel Choice Floor in lbs/MMBtu | FALSE | L | Annual | Fuel Consumed | TBtu | 0 | 0 | 0 | 0 | 0 | 0 | 0
NY New Units MER Rate Limit v3.1 | 896 | 7350 | MACT Fuel Choice Floor in lbs/MMBtu | FALSE | L | Annual | Rate | lb/MMBtu | 0 | 0 | 0 | 0 | 0 | 0 | 0
NY New Units MER Rate Limit v3.1 | 896 | 7350 | MACT Fuel Choice Floor in lbs/MMBtu | FALSE | L | Annual | Generation | TWh | 0 | 0 | 0 | 0 | 0 | 0 | 0
NY New Units MER Rate Limit v3.1 | 896 | 7350 | MACT Fuel Choice Floor in lbs/MMBtu | FALSE | L | Annual | Qualifying Generation | TWh | 0 | 0 | 0 | 0 | 0 | 0 | 0
NY New Units MER Rate Limit v3.1 | 896 | 7350 | MACT Fuel Choice Floor in lbs/MMBtu | FALSE | L | Annual | Constraint Shadow Price | US2022$/Lb | 0 | 0 | 0 | 0 | 0 | 0 | 0
NY New Units MER Rate Limit v3.1 | 897 | 7350 | MACT Fuel Choice Floor in lbs/MMBtu | FALSE | L | Annual | Seasons Included | Seasons | Winter, Spring, Summer, Fall | Winter, Spring, Summer, Fall | Winter, Spring, Summer, Fall | Winter, Spring, Summer, Fall | Winter, Spring, Summer, Fall | Winter, Spring, Summer, Fall | Winter, Spring, Summer, Fall
NY New Units MER Rate Limit v3.1 | 897 | 7350 | MACT Fuel Choice Floor in lbs/MMBtu | FALSE | L | Annual | Emission Floor | lbs/MMBtu | 6e-07 | 6e-07 | 6e-07 | 6e-07 | 6e-07 | 6e-07 | 6e-07
NY New Units MER Rate Limit v3.1 | 897 | 7350 | MACT Fuel Choice Floor in lbs/MMBtu | FALSE | L | Annual | Emissions at Affected Plants MER | lbs | 0 | 0 | 0 | 0 | 0 | 0 | 0
NY New Units MER Rate Limit v3.1 | 897 | 7350 | MACT Fuel Choice Floor in lbs/MMBtu | FALSE | L | Annual | Allowances Purchased MER | lbs | 0 | 0 | 0 | 0 | 0 | 0 | 0
NY New Units MER Rate Limit v3.1 | 897 | 7350 | MACT Fuel Choice Floor in lbs/MMBtu | FALSE | L | Annual | Allowances Sold MER | lbs | 0 | 0 | 0 | 0 | 0 | 0 | 0
NY New Units MER Rate Limit v3.1 | 897 | 7350 | MACT Fuel Choice Floor in lbs/MMBtu | FALSE | L | Annual | Allowances Banked | lbs | 0 | 0 | 0 | 0 | 0 | 0 | 0
NY New Units MER Rate Limit v3.1 | 897 | 7350 | MACT Fuel Choice Floor in lbs/MMBtu | FALSE | L | Annual | Allowances Withdrawn (1:1) | lbs | 0 | 0 | 0 | 0 | 0 | 0 | 0
NY New Units MER Rate Limit v3.1 | 897 | 7350 | MACT Fuel Choice Floor in lbs/MMBtu | FALSE | L | Annual | Allowances Withdrawn (n:1) | lbs | 0 | 0 | 0 | 0 | 0 | 0 | 0
NY New Units MER Rate Limit v3.1 | 897 | 7350 | MACT Fuel Choice Floor in lbs/MMBtu | FALSE | L | Annual | Net Emissions Allowance Position | lbs | 0 | 0 | 0 | 0 | 0 | 0 | 0
NY New Units MER Rate Limit v3.1 | 897 | 7350 | MACT Fuel Choice Floor in lbs/MMBtu | FALSE | L | Annual | Fuel Consumed | TBtu | 0 | 0 | 0 | 0 | 0 | 0 | 0
NY New Units MER Rate Limit v3.1 | 897 | 7350 | MACT Fuel Choice Floor in lbs/MMBtu | FALSE | L | Annual | Rate | lb/MMBtu | 0 | 0 | 0 | 0 | 0 | 0 | 0
NY New Units MER Rate Limit v3.1 | 897 | 7350 | MACT Fuel Choice Floor in lbs/MMBtu | FALSE | L | Annual | Generation | TWh | 0 | 0 | 0 | 0 | 0 | 0 | 0
NY New Units MER Rate Limit v3.1 | 897 | 7350 | MACT Fuel Choice Floor in lbs/MMBtu | FALSE | L | Annual | Qualifying Generation | TWh | 0 | 0 | 0 | 0 | 0 | 0 | 0
NY New Units MER Rate Limit v3.1 | 897 | 7350 | MACT Fuel Choice Floor in lbs/MMBtu | FALSE | L | Annual | Constraint Shadow Price | US2022$/Lb | 0 | 0 | 0 | 0 | 0 | 0 | 0
NY New Units MER Rate Limit v3.1 | 898 | 7350 | MACT Fuel Choice Floor in lbs/MMBtu | FALSE | L | Annual | Seasons Included | Seasons | Winter, Spring, Summer, Fall | Winter, Spring, Summer, Fall | Winter, Spring, Summer, Fall | Winter, Spring, Summer, Fall | Winter, Spring, Summer, Fall | Winter, Spring, Summer, Fall | Winter, Spring, Summer, Fall
NY New Units MER Rate Limit v3.1 | 898 | 7350 | MACT Fuel Choice Floor in lbs/MMBtu | FALSE | L | Annual | Emission Floor | lbs/MMBtu | 6e-07 | 6e-07 | 6e-07 | 6e-07 | 6e-07 | 6e-07 | 6e-07
NY New Units MER Rate Limit v3.1 | 898 | 7350 | MACT Fuel Choice Floor in lbs/MMBtu | FALSE | L | Annual | Emissions at Affected Plants MER | lbs | 0 | 0 | 0 | 0 | 0 | 0 | 0
NY New Units MER Rate Limit v3.1 | 898 | 7350 | MACT Fuel Choice Floor in lbs/MMBtu | FALSE | L | Annual | Allowances Purchased MER | lbs | 0 | 0 | 0 | 0 | 0 | 0 | 0
NY New Units MER Rate Limit v3.1 | 898 | 7350 | MACT Fuel Choice Floor in lbs/MMBtu | FALSE | L | Annual | Allowances Sold MER | lbs | 0 | 0 | 0 | 0 | 0 | 0 | 0
NY New Units MER Rate Limit v3.1 | 898 | 7350 | MACT Fuel Choice Floor in lbs/MMBtu | FALSE | L | Annual | Allowances Banked | lbs | 0 | 0 | 0 | 0 | 0 | 0 | 0
NY New Units MER Rate Limit v3.1 | 898 | 7350 | MACT Fuel Choice Floor in lbs/MMBtu | FALSE | L | Annual | Allowances Withdrawn (1:1) | lbs | 0 | 0 | 0 | 0 | 0 | 0 | 0
NY New Units MER Rate Limit v3.1 | 898 | 7350 | MACT Fuel Choice Floor in lbs/MMBtu | FALSE | L | Annual | Allowances Withdrawn (n:1) | lbs | 0 | 0 | 0 | 0 | 0 | 0 | 0
NY New Units MER Rate Limit v3.1 | 898 | 7350 | MACT Fuel Choice Floor in lbs/MMBtu | FALSE | L | Annual | Net Emissions Allowance Position | lbs | 0 | 0 | 0 | 0 | 0 | 0 | 0
NY New Units MER Rate Limit v3.1 | 898 | 7350 | MACT Fuel Choice Floor in lbs/MMBtu | FALSE | L | Annual | Fuel Consumed | TBtu | 0 | 0 | 0 | 0 | 0 | 0 | 0
NY New Units MER Rate Limit v3.1 | 898 | 7350 | MACT Fuel Choice Floor in lbs/MMBtu | FALSE | L | Annual | Rate | lb/MMBtu | 0 | 0 | 0 | 0 | 0 | 0 | 0
NY New Units MER Rate Limit v3.1 | 898 | 7350 | MACT Fuel Choice Floor in lbs/MMBtu | FALSE | L | Annual | Generation | TWh | 0 | 0 | 0 | 0 | 0 | 0 | 0
NY New Units MER Rate Limit v3.1 | 898 | 7350 | MACT Fuel Choice Floor in lbs/MMBtu | FALSE | L | Annual | Qualifying Generation | TWh | 0 | 0 | 0 | 0 | 0 | 0 | 0
NY New Units MER Rate Limit v3.1 | 898 | 7350 | MACT Fuel Choice Floor in lbs/MMBtu | FALSE | L | Annual | Constraint Shadow Price | US2022$/Lb | 0 | 0 | 0 | 0 | 0 | 0 | 0
NY New Units MER Rate Limit v3.1 | 899 | 7350 | MACT Fuel Choice Floor in lbs/MMBtu | FALSE | L | Annual | Seasons Included | Seasons | Winter, Spring, Summer, Fall | Winter, Spring, Summer, Fall | Winter, Spring, Summer, Fall | Winter, Spring, Summer, Fall | Winter, Spring, Summer, Fall | Winter, Spring, Summer, Fall | Winter, Spring, Summer, Fall
NY New Units MER Rate Limit v3.1 | 899 | 7350 | MACT Fuel Choice Floor in lbs/MMBtu | FALSE | L | Annual | Emission Floor | lbs/MMBtu | 6e-07 | 6e-07 | 6e-07 | 6e-07 | 6e-07 | 6e-07 | 6e-07
NY New Units MER Rate Limit v3.1 | 899 | 7350 | MACT Fuel Choice Floor in lbs/MMBtu | FALSE | L | Annual | Emissions at Affected Plants MER | lbs | 0 | 0 | 0 | 0 | 0 | 0 | 0
NY New Units MER Rate Limit v3.1 | 899 | 7350 | MACT Fuel Choice Floor in lbs/MMBtu | FALSE | L | Annual | Allowances Purchased MER | lbs | 0 | 0 | 0 | 0 | 0 | 0 | 0
NY New Units MER Rate Limit v3.1 | 899 | 7350 | MACT Fuel Choice Floor in lbs/MMBtu | FALSE | L | Annual | Allowances Sold MER | lbs | 0 | 0 | 0 | 0 | 0 | 0 | 0
NY New Units MER Rate Limit v3.1 | 899 | 7350 | MACT Fuel Choice Floor in lbs/MMBtu | FALSE | L | Annual | Allowances Banked | lbs | 0 | 0 | 0 | 0 | 0 | 0 | 0
NY New Units MER Rate Limit v3.1 | 899 | 7350 | MACT Fuel Choice Floor in lbs/MMBtu | FALSE | L | Annual | Allowances Withdrawn (1:1) | lbs | 0 | 0 | 0 | 0 | 0 | 0 | 0
NY New Units MER Rate Limit v3.1 | 899 | 7350 | MACT Fuel Choice Floor in lbs/MMBtu | FALSE | L | Annual | Allowances Withdrawn (n:1) | lbs | 0 | 0 | 0 | 0 | 0 | 0 | 0
NY New Units MER Rate Limit v3.1 | 899 | 7350 | MACT Fuel Choice Floor in lbs/MMBtu | FALSE | L | Annual | Net Emissions Allowance Position | lbs | 0 | 0 | 0 | 0 | 0 | 0 | 0
NY New Units MER Rate Limit v3.1 | 899 | 7350 | MACT Fuel Choice Floor in lbs/MMBtu | FALSE | L | Annual | Fuel Consumed | TBtu | 0 | 0 | 0 | 0 | 0 | 0 | 0
NY New Units MER Rate Limit v3.1 | 899 | 7350 | MACT Fuel Choice Floor in lbs/MMBtu | FALSE | L | Annual | Rate | lb/MMBtu | 0 | 0 | 0 | 0 | 0 | 0 | 0
NY New Units MER Rate Limit v3.1 | 899 | 7350 | MACT Fuel Choice Floor in lbs/MMBtu | FALSE | L | Annual | Generation | TWh | 0 | 0 | 0 | 0 | 0 | 0 | 0
NY New Units MER Rate Limit v3.1 | 899 | 7350 | MACT Fuel Choice Floor in lbs/MMBtu | FALSE | L | Annual | Qualifying Generation | TWh | 0 | 0 | 0 | 0 | 0 | 0 | 0
NY New Units MER Rate Limit v3.1 | 899 | 7350 | MACT Fuel Choice Floor in lbs/MMBtu | FALSE | L | Annual | Constraint Shadow Price | US2022$/Lb | 0 | 0 | 0 | 0 | 0 | 0 | 0
NY New Units MER Rate Limit v3.1 | 900 | 7350 | MACT Fuel Choice Floor in lbs/MMBtu | FALSE | L | Annual | Seasons Included | Seasons | Winter, Spring, Summer, Fall | Winter, Spring, Summer, Fall | Winter, Spring, Summer, Fall | Winter, Spring, Summer, Fall | Winter, Spring, Summer, Fall | Winter, Spring, Summer, Fall | Winter, Spring, Summer, Fall
NY New Units MER Rate Limit v3.1 | 900 | 7350 | MACT Fuel Choice Floor in lbs/MMBtu | FALSE | L | Annual | Emission Floor | lbs/MMBtu | 6e-07 | 6e-07 | 6e-07 | 6e-07 | 6e-07 | 6e-07 | 6e-07
NY New Units MER Rate Limit v3.1 | 900 | 7350 | MACT Fuel Choice Floor in lbs/MMBtu | FALSE | L | Annual | Emissions at Affected Plants MER | lbs | 0 | 0 | 0 | 0 | 0 | 0 | 0
NY New Units MER Rate Limit v3.1 | 900 | 7350 | MACT Fuel Choice Floor in lbs/MMBtu | FALSE | L | Annual | Allowances Purchased MER | lbs | 0 | 0 | 0 | 0 | 0 | 0 | 0
NY New Units MER Rate Limit v3.1 | 900 | 7350 | MACT Fuel Choice Floor in lbs/MMBtu | FALSE | L | Annual | Allowances Sold MER | lbs | 0 | 0 | 0 | 0 | 0 | 0 | 0
NY New Units MER Rate Limit v3.1 | 900 | 7350 | MACT Fuel Choice Floor in lbs/MMBtu | FALSE | L | Annual | Allowances Banked | lbs | 0 | 0 | 0 | 0 | 0 | 0 | 0
NY New Units MER Rate Limit v3.1 | 900 | 7350 | MACT Fuel Choice Floor in lbs/MMBtu | FALSE | L | Annual | Allowances Withdrawn (1:1) | lbs | 0 | 0 | 0 | 0 | 0 | 0 | 0
NY New Units MER Rate Limit v3.1 | 900 | 7350 | MACT Fuel Choice Floor in lbs/MMBtu | FALSE | L | Annual | Allowances Withdrawn (n:1) | lbs | 0 | 0 | 0 | 0 | 0 | 0 | 0
NY New Units MER Rate Limit v3.1 | 900 | 7350 | MACT Fuel Choice Floor in lbs/MMBtu | FALSE | L | Annual | Net Emissions Allowance Position | lbs | 0 | 0 | 0 | 0 | 0 | 0 | 0
NY New Units MER Rate Limit v3.1 | 900 | 7350 | MACT Fuel Choice Floor in lbs/MMBtu | FALSE | L | Annual | Fuel Consumed | TBtu | 0 | 0 | 0 | 0 | 0 | 0 | 0
NY New Units MER Rate Limit v3.1 | 900 | 7350 | MACT Fuel Choice Floor in lbs/MMBtu | FALSE | L | Annual | Rate | lb/MMBtu | 0 | 0 | 0 | 0 | 0 | 0 | 0
NY New Units MER Rate Limit v3.1 | 900 | 7350 | MACT Fuel Choice Floor in lbs/MMBtu | FALSE | L | Annual | Generation | TWh | 0 | 0 | 0 | 0 | 0 | 0 | 0
NY New Units MER Rate Limit v3.1 | 900 | 7350 | MACT Fuel Choice Floor in lbs/MMBtu | FALSE | L | Annual | Qualifying Generation | TWh | 0 | 0 | 0 | 0 | 0 | 0 | 0
NY New Units MER Rate Limit v3.1 | 900 | 7350 | MACT Fuel Choice Floor in lbs/MMBtu | FALSE | L | Annual | Constraint Shadow Price | US2022$/Lb | 0 | 0 | 0 | 0 | 0 | 0 | 0
NY New Units MER Rate Limit v3.1 | 901 | 7350 | MACT Fuel Choice Floor in lbs/MMBtu | FALSE | L | Annual | Seasons Included | Seasons | Winter, Spring, Summer, Fall | Winter, Spring, Summer, Fall | Winter, Spring, Summer, Fall | Winter, Spring, Summer, Fall | Winter, Spring, Summer, Fall | Winter, Spring, Summer, Fall | Winter, Spring, Summer, Fall
NY New Units MER Rate Limit v3.1 | 901 | 7350 | MACT Fuel Choice Floor in lbs/MMBtu | FALSE | L | Annual | Emission Floor | lbs/MMBtu | 6e-07 | 6e-07 | 6e-07 | 6e-07 | 6e-07 | 6e-07 | 6e-07
NY New Units MER Rate Limit v3.1 | 901 | 7350 | MACT Fuel Choice Floor in lbs/MMBtu | FALSE | L | Annual | Emissions at Affected Plants MER | lbs | 0 | 0 | 0 | 0 | 0 | 0 | 0
NY New Units MER Rate Limit v3.1 | 901 | 7350 | MACT Fuel Choice Floor in lbs/MMBtu | FALSE | L | Annual | Allowances Purchased MER | lbs | 0 | 0 | 0 | 0 | 0 | 0 | 0
NY New Units MER Rate Limit v3.1 | 901 | 7350 | MACT Fuel Choice Floor in lbs/MMBtu | FALSE | L | Annual | Allowances Sold MER | lbs | 0 | 0 | 0 | 0 | 0 | 0 | 0
NY New Units MER Rate Limit v3.1 | 901 | 7350 | MACT Fuel Choice Floor in lbs/MMBtu | FALSE | L | Annual | Allowances Banked | lbs | 0 | 0 | 0 | 0 | 0 | 0 | 0
NY New Units MER Rate Limit v3.1 | 901 | 7350 | MACT Fuel Choice Floor in lbs/MMBtu | FALSE | L | Annual | Allowances Withdrawn (1:1) | lbs | 0 | 0 | 0 | 0 | 0 | 0 | 0
NY New Units MER Rate Limit v3.1 | 901 | 7350 | MACT Fuel Choice Floor in lbs/MMBtu | FALSE | L | Annual | Allowances Withdrawn (n:1) | lbs | 0 | 0 | 0 | 0 | 0 | 0 | 0
NY New Units MER Rate Limit v3.1 | 901 | 7350 | MACT Fuel Choice Floor in lbs/MMBtu | FALSE | L | Annual | Net Emissions Allowance Position | lbs | 0 | 0 | 0 | 0 | 0 | 0 | 0
NY New Units MER Rate Limit v3.1 | 901 | 7350 | MACT Fuel Choice Floor in lbs/MMBtu | FALSE | L | Annual | Fuel Consumed | TBtu | 0 | 0 | 0 | 0 | 0 | 0 | 0
NY New Units MER Rate Limit v3.1 | 901 | 7350 | MACT Fuel Choice Floor in lbs/MMBtu | FALSE | L | Annual | Rate | lb/MMBtu | 0 | 0 | 0 | 0 | 0 | 0 | 0
NY New Units MER Rate Limit v3.1 | 901 | 7350 | MACT Fuel Choice Floor in lbs/MMBtu | FALSE | L | Annual | Generation | TWh | 0 | 0 | 0 | 0 | 0 | 0 | 0
NY New Units MER Rate Limit v3.1 | 901 | 7350 | MACT Fuel Choice Floor in lbs/MMBtu | FALSE | L | Annual | Qualifying Generation | TWh | 0 | 0 | 0 | 0 | 0 | 0 | 0
NY New Units MER Rate Limit v3.1 | 901 | 7350 | MACT Fuel Choice Floor in lbs/MMBtu | FALSE | L | Annual | Constraint Shadow Price | US2022$/Lb | 0 | 0 | 0 | 0 | 0 | 0 | 0
NY New Units MER Rate Limit v3.1 | 902 | 7350 | MACT Fuel Choice Floor in lbs/MMBtu | FALSE | L | Annual | Seasons Included | Seasons | Winter, Spring, Summer, Fall | Winter, Spring, Summer, Fall | Winter, Spring, Summer, Fall | Winter, Spring, Summer, Fall | Winter, Spring, Summer, Fall | Winter, Spring, Summer, Fall | Winter, Spring, Summer, Fall
NY New Units MER Rate Limit v3.1 | 902 | 7350 | MACT Fuel Choice Floor in lbs/MMBtu | FALSE | L | Annual | Emission Floor | lbs/MMBtu | 6e-07 | 6e-07 | 6e-07 | 6e-07 | 6e-07 | 6e-07 | 6e-07
NY New Units MER Rate Limit v3.1 | 902 | 7350 | MACT Fuel Choice Floor in lbs/MMBtu | FALSE | L | Annual | Emissions at Affected Plants MER | lbs | 0 | 0 | 0 | 0 | 0 | 0 | 0
NY New Units MER Rate Limit v3.1 | 902 | 7350 | MACT Fuel Choice Floor in lbs/MMBtu | FALSE | L | Annual | Allowances Purchased MER | lbs | 0 | 0 | 0 | 0 | 0 | 0 | 0
NY New Units MER Rate Limit v3.1 | 902 | 7350 | MACT Fuel Choice Floor in lbs/MMBtu | FALSE | L | Annual | Allowances Sold MER | lbs | 0 | 0 | 0 | 0 | 0 | 0 | 0
NY New Units MER Rate Limit v3.1 | 902 | 7350 | MACT Fuel Choice Floor in lbs/MMBtu | FALSE | L | Annual | Allowances Banked | lbs | 0 | 0 | 0 | 0 | 0 | 0 | 0
NY New Units MER Rate Limit v3.1 | 902 | 7350 | MACT Fuel Choice Floor in lbs/MMBtu | FALSE | L | Annual | Allowances Withdrawn (1:1) | lbs | 0 | 0 | 0 | 0 | 0 | 0 | 0
NY New Units MER Rate Limit v3.1 | 902 | 7350 | MACT Fuel Choice Floor in lbs/MMBtu | FALSE | L | Annual | Allowances Withdrawn (n:1) | lbs | 0 | 0 | 0 | 0 | 0 | 0 | 0
NY New Units MER Rate Limit v3.1 | 902 | 7350 | MACT Fuel Choice Floor in lbs/MMBtu | FALSE | L | Annual | Net Emissions Allowance Position | lbs | 0 | 0 | 0 | 0 | 0 | 0 | 0
NY New Units MER Rate Limit v3.1 | 902 | 7350 | MACT Fuel Choice Floor in lbs/MMBtu | FALSE | L | Annual | Fuel Consumed | TBtu | 0 | 0 | 0 | 0 | 0 | 0 | 0
NY New Units MER Rate Limit v3.1 | 902 | 7350 | MACT Fuel Choice Floor in lbs/MMBtu | FALSE | L | Annual | Rate | lb/MMBtu | 0 | 0 | 0 | 0 | 0 | 0 | 0
NY New Units MER Rate Limit v3.1 | 902 | 7350 | MACT Fuel Choice Floor in lbs/MMBtu | FALSE | L | Annual | Generation | TWh | 0 | 0 | 0 | 0 | 0 | 0 | 0
NY New Units MER Rate Limit v3.1 | 902 | 7350 | MACT Fuel Choice Floor in lbs/MMBtu | FALSE | L | Annual | Qualifying Generation | TWh | 0 | 0 | 0 | 0 | 0 | 0 | 0
NY New Units MER Rate Limit v3.1 | 902 | 7350 | MACT Fuel Choice Floor in lbs/MMBtu | FALSE | L | Annual | Constraint Shadow Price | US2022$/Lb | 0 | 0 | 0 | 0 | 0 | 0 | 0
NY New Units MER Rate Limit v3.1 | 903 | 7350 | MACT Fuel Choice Floor in lbs/MMBtu | FALSE | L | Annual | Seasons Included | Seasons | Winter, Spring, Summer, Fall | Winter, Spring, Summer, Fall | Winter, Spring, Summer, Fall | Winter, Spring, Summer, Fall | Winter, Spring, Summer, Fall | Winter, Spring, Summer, Fall | Winter, Spring, Summer, Fall
NY New Units MER Rate Limit v3.1 | 903 | 7350 | MACT Fuel Choice Floor in lbs/MMBtu | FALSE | L | Annual | Emission Floor | lbs/MMBtu | 6e-07 | 6e-07 | 6e-07 | 6e-07 | 6e-07 | 6e-07 | 6e-07
NY New Units MER Rate Limit v3.1 | 903 | 7350 | MACT Fuel Choice Floor in lbs/MMBtu | FALSE | L | Annual | Emissions at Affected Plants MER | lbs | 0 | 0 | 0 | 0 | 0 | 0 | 0
NY New Units MER Rate Limit v3.1 | 903 | 7350 | MACT Fuel Choice Floor in lbs/MMBtu | FALSE | L | Annual | Allowances Purchased MER | lbs | 0 | 0 | 0 | 0 | 0 | 0 | 0
NY New Units MER Rate Limit v3.1 | 903 | 7350 | MACT Fuel Choice Floor in lbs/MMBtu | FALSE | L | Annual | Allowances Sold MER | lbs | 0 | 0 | 0 | 0 | 0 | 0 | 0
NY New Units MER Rate Limit v3.1 | 903 | 7350 | MACT Fuel Choice Floor in lbs/MMBtu | FALSE | L | Annual | Allowances Banked | lbs | 0 | 0 | 0 | 0 | 0 | 0 | 0
NY New Units MER Rate Limit v3.1 | 903 | 7350 | MACT Fuel Choice Floor in lbs/MMBtu | FALSE | L | Annual | Allowances Withdrawn (1:1) | lbs | 0 | 0 | 0 | 0 | 0 | 0 | 0
NY New Units MER Rate Limit v3.1 | 903 | 7350 | MACT Fuel Choice Floor in lbs/MMBtu | FALSE | L | Annual | Allowances Withdrawn (n:1) | lbs | 0 | 0 | 0 | 0 | 0 | 0 | 0
NY New Units MER Rate Limit v3.1 | 903 | 7350 | MACT Fuel Choice Floor in lbs/MMBtu | FALSE | L | Annual | Net Emissions Allowance Position | lbs | 0 | 0 | 0 | 0 | 0 | 0 | 0
NY New Units MER Rate Limit v3.1 | 903 | 7350 | MACT Fuel Choice Floor in lbs/MMBtu | FALSE | L | Annual | Fuel Consumed | TBtu | 0 | 0 | 0 | 0 | 0 | 0 | 0
NY New Units MER Rate Limit v3.1 | 903 | 7350 | MACT Fuel Choice Floor in lbs/MMBtu | FALSE | L | Annual | Rate | lb/MMBtu | 0 | 0 | 0 | 0 | 0 | 0 | 0
NY New Units MER Rate Limit v3.1 | 903 | 7350 | MACT Fuel Choice Floor in lbs/MMBtu | FALSE | L | Annual | Generation | TWh | 0 | 0 | 0 | 0 | 0 | 0 | 0
NY New Units MER Rate Limit v3.1 | 903 | 7350 | MACT Fuel Choice Floor in lbs/MMBtu | FALSE | L | Annual | Qualifying Generation | TWh | 0 | 0 | 0 | 0 | 0 | 0 | 0
NY New Units MER Rate Limit v3.1 | 903 | 7350 | MACT Fuel Choice Floor in lbs/MMBtu | FALSE | L | Annual | Constraint Shadow Price | US2022$/Lb | 0 | 0 | 0 | 0 | 0 | 0 | 0
NY New Units MER Rate Limit v3.1 | 904 | 7350 | MACT Fuel Choice Floor in lbs/MMBtu | FALSE | L | Annual | Seasons Included | Seasons | Winter, Spring, Summer, Fall | Winter, Spring, Summer, Fall | Winter, Spring, Summer, Fall | Winter, Spring, Summer, Fall | Winter, Spring, Summer, Fall | Winter, Spring, Summer, Fall | Winter, Spring, Summer, Fall
NY New Units MER Rate Limit v3.1 | 904 | 7350 | MACT Fuel Choice Floor in lbs/MMBtu | FALSE | L | Annual | Emission Floor | lbs/MMBtu | 6e-07 | 6e-07 | 6e-07 | 6e-07 | 6e-07 | 6e-07 | 6e-07
NY New Units MER Rate Limit v3.1 | 904 | 7350 | MACT Fuel Choice Floor in lbs/MMBtu | FALSE | L | Annual | Emissions at Affected Plants MER | lbs | 0 | 0 | 0 | 0 | 0 | 0 | 0
NY New Units MER Rate Limit v3.1 | 904 | 7350 | MACT Fuel Choice Floor in lbs/MMBtu | FALSE | L | Annual | Allowances Purchased MER | lbs | 0 | 0 | 0 | 0 | 0 | 0 | 0
NY New Units MER Rate Limit v3.1 | 904 | 7350 | MACT Fuel Choice Floor in lbs/MMBtu | FALSE | L | Annual | Allowances Sold MER | lbs | 0 | 0 | 0 | 0 | 0 | 0 | 0
NY New Units MER Rate Limit v3.1 | 904 | 7350 | MACT Fuel Choice Floor in lbs/MMBtu | FALSE | L | Annual | Allowances Banked | lbs | 0 | 0 | 0 | 0 | 0 | 0 | 0
NY New Units MER Rate Limit v3.1 | 904 | 7350 | MACT Fuel Choice Floor in lbs/MMBtu | FALSE | L | Annual | Allowances Withdrawn (1:1) | lbs | 0 | 0 | 0 | 0 | 0 | 0 | 0
NY New Units MER Rate Limit v3.1 | 904 | 7350 | MACT Fuel Choice Floor in lbs/MMBtu | FALSE | L | Annual | Allowances Withdrawn (n:1) | lbs | 0 | 0 | 0 | 0 | 0 | 0 | 0
NY New Units MER Rate Limit v3.1 | 904 | 7350 | MACT Fuel Choice Floor in lbs/MMBtu | FALSE | L | Annual | Net Emissions Allowance Position | lbs | 0 | 0 | 0 | 0 | 0 | 0 | 0
NY New Units MER Rate Limit v3.1 | 904 | 7350 | MACT Fuel Choice Floor in lbs/MMBtu | FALSE | L | Annual | Fuel Consumed | TBtu | 0 | 0 | 0 | 0 | 0 | 0 | 0
NY New Units MER Rate Limit v3.1 | 904 | 7350 | MACT Fuel Choice Floor in lbs/MMBtu | FALSE | L | Annual | Rate | lb/MMBtu | 0 | 0 | 0 | 0 | 0 | 0 | 0
NY New Units MER Rate Limit v3.1 | 904 | 7350 | MACT Fuel Choice Floor in lbs/MMBtu | FALSE | L | Annual | Generation | TWh | 0 | 0 | 0 | 0 | 0 | 0 | 0
NY New Units MER Rate Limit v3.1 | 904 | 7350 | MACT Fuel Choice Floor in lbs/MMBtu | FALSE | L | Annual | Qualifying Generation | TWh | 0 | 0 | 0 | 0 | 0 | 0 | 0
NY New Units MER Rate Limit v3.1 | 904 | 7350 | MACT Fuel Choice Floor in lbs/MMBtu | FALSE | L | Annual | Constraint Shadow Price | US2022$/Lb | 0 | 0 | 0 | 0 | 0 | 0 | 0
NY New Units MER Rate Limit v3.1 | 905 | 7350 | MACT Fuel Choice Floor in lbs/MMBtu | FALSE | L | Annual | Seasons Included | Seasons | Winter, Spring, Summer, Fall | Winter, Spring, Summer, Fall | Winter, Spring, Summer, Fall | Winter, Spring, Summer, Fall | Winter, Spring, Summer, Fall | Winter, Spring, Summer, Fall | Winter, Spring, Summer, Fall
NY New Units MER Rate Limit v3.1 | 905 | 7350 | MACT Fuel Choice Floor in lbs/MMBtu | FALSE | L | Annual | Emission Floor | lbs/MMBtu | 6e-07 | 6e-07 | 6e-07 | 6e-07 | 6e-07 | 6e-07 | 6e-07
NY New Units MER Rate Limit v3.1 | 905 | 7350 | MACT Fuel Choice Floor in lbs/MMBtu | FALSE | L | Annual | Emissions at Affected Plants MER | lbs | 0 | 0 | 0 | 0 | 0 | 0 | 0
NY New Units MER Rate Limit v3.1 | 905 | 7350 | MACT Fuel Choice Floor in lbs/MMBtu | FALSE | L | Annual | Allowances Purchased MER | lbs | 0 | 0 | 0 | 0 | 0 | 0 | 0
NY New Units MER Rate Limit v3.1 | 905 | 7350 | MACT Fuel Choice Floor in lbs/MMBtu | FALSE | L | Annual | Allowances Sold MER | lbs | 0 | 0 | 0 | 0 | 0 | 0 | 0
NY New Units MER Rate Limit v3.1 | 905 | 7350 | MACT Fuel Choice Floor in lbs/MMBtu | FALSE | L | Annual | Allowances Banked | lbs | 0 | 0 | 0 | 0 | 0 | 0 | 0
NY New Units MER Rate Limit v3.1 | 905 | 7350 | MACT Fuel Choice Floor in lbs/MMBtu | FALSE | L | Annual | Allowances Withdrawn (1:1) | lbs | 0 | 0 | 0 | 0 | 0 | 0 | 0
NY New Units MER Rate Limit v3.1 | 905 | 7350 | MACT Fuel Choice Floor in lbs/MMBtu | FALSE | L | Annual | Allowances Withdrawn (n:1) | lbs | 0 | 0 | 0 | 0 | 0 | 0 | 0
NY New Units MER Rate Limit v3.1 | 905 | 7350 | MACT Fuel Choice Floor in lbs/MMBtu | FALSE | L | Annual | Net Emissions Allowance Position | lbs | 0 | 0 | 0 | 0 | 0 | 0 | 0
NY New Units MER Rate Limit v3.1 | 905 | 7350 | MACT Fuel Choice Floor in lbs/MMBtu | FALSE | L | Annual | Fuel Consumed | TBtu | 0 | 0 | 0 | 0 | 0 | 0 | 0
NY New Units MER Rate Limit v3.1 | 905 | 7350 | MACT Fuel Choice Floor in lbs/MMBtu | FALSE | L | Annual | Rate | lb/MMBtu | 0 | 0 | 0 | 0 | 0 | 0 | 0
NY New Units MER Rate Limit v3.1 | 905 | 7350 | MACT Fuel Choice Floor in lbs/MMBtu | FALSE | L | Annual | Generation | TWh | 0 | 0 | 0 | 0 | 0 | 0 | 0
NY New Units MER Rate Limit v3.1 | 905 | 7350 | MACT Fuel Choice Floor in lbs/MMBtu | FALSE | L | Annual | Qualifying Generation | TWh | 0 | 0 | 0 | 0 | 0 | 0 | 0
NY New Units MER Rate Limit v3.1 | 905 | 7350 | MACT Fuel Choice Floor in lbs/MMBtu | FALSE | L | Annual | Constraint Shadow Price | US2022$/Lb | 0 | 0 | 0 | 0 | 0 | 0 | 0
NY New Units MER Rate Limit v3.1 | 906 | 7350 | MACT Fuel Choice Floor in lbs/MMBtu | FALSE | L | Annual | Seasons Included | Seasons | Winter, Spring, Summer, Fall | Winter, Spring, Summer, Fall | Winter, Spring, Summer, Fall | Winter, Spring, Summer, Fall | Winter, Spring, Summer, Fall | Winter, Spring, Summer, Fall | Winter, Spring, Summer, Fall
NY New Units MER Rate Limit v3.1 | 906 | 7350 | MACT Fuel Choice Floor in lbs/MMBtu | FALSE | L | Annual | Emission Floor | lbs/MMBtu | 6e-07 | 6e-07 | 6e-07 | 6e-07 | 6e-07 | 6e-07 | 6e-07
NY New Units MER Rate Limit v3.1 | 906 | 7350 | MACT Fuel Choice Floor in lbs/MMBtu | FALSE | L | Annual | Emissions at Affected Plants MER | lbs | 0 | 0 | 0 | 0 | 0 | 0 | 0
NY New Units MER Rate Limit v3.1 | 906 | 7350 | MACT Fuel Choice Floor in lbs/MMBtu | FALSE | L | Annual | Allowances Purchased MER | lbs | 0 | 0 | 0 | 0 | 0 | 0 | 0
NY New Units MER Rate Limit v3.1 | 906 | 7350 | MACT Fuel Choice Floor in lbs/MMBtu | FALSE | L | Annual | Allowances Sold MER | lbs | 0 | 0 | 0 | 0 | 0 | 0 | 0
NY New Units MER Rate Limit v3.1 | 906 | 7350 | MACT Fuel Choice Floor in lbs/MMBtu | FALSE | L | Annual | Allowances Banked | lbs | 0 | 0 | 0 | 0 | 0 | 0 | 0
NY New Units MER Rate Limit v3.1 | 906 | 7350 | MACT Fuel Choice Floor in lbs/MMBtu | FALSE | L | Annual | Allowances Withdrawn (1:1) | lbs | 0 | 0 | 0 | 0 | 0 | 0 | 0
NY New Units MER Rate Limit v3.1 | 906 | 7350 | MACT Fuel Choice Floor in lbs/MMBtu | FALSE | L | Annual | Allowances Withdrawn (n:1) | lbs | 0 | 0 | 0 | 0 | 0 | 0 | 0
NY New Units MER Rate Limit v3.1 | 906 | 7350 | MACT Fuel Choice Floor in lbs/MMBtu | FALSE | L | Annual | Net Emissions Allowance Position | lbs | 0 | 0 | 0 | 0 | 0 | 0 | 0
NY New Units MER Rate Limit v3.1 | 906 | 7350 | MACT Fuel Choice Floor in lbs/MMBtu | FALSE | L | Annual | Fuel Consumed | TBtu | 0 | 0 | 0 | 0 | 0 | 0 | 0
NY New Units MER Rate Limit v3.1 | 906 | 7350 | MACT Fuel Choice Floor in lbs/MMBtu | FALSE | L | Annual | Rate | lb/MMBtu | 0 | 0 | 0 | 0 | 0 | 0 | 0
NY New Units MER Rate Limit v3.1 | 906 | 7350 | MACT Fuel Choice Floor in lbs/MMBtu | FALSE | L | Annual | Generation | TWh | 0 | 0 | 0 | 0 | 0 | 0 | 0
NY New Units MER Rate Limit v3.1 | 906 | 7350 | MACT Fuel Choice Floor in lbs/MMBtu | FALSE | L | Annual | Qualifying Generation | TWh | 0 | 0 | 0 | 0 | 0 | 0 | 0
NY New Units MER Rate Limit v3.1 | 906 | 7350 | MACT Fuel Choice Floor in lbs/MMBtu | FALSE | L | Annual | Constraint Shadow Price | US2022$/Lb | 0 | 0 | 0 | 0 | 0 | 0 | 0
NY New Units MER Rate Limit v3.1 | 907 | 7350 | MACT Fuel Choice Floor in lbs/MMBtu | FALSE | L | Annual | Seasons Included | Seasons | Winter, Spring, Summer, Fall | Winter, Spring, Summer, Fall | Winter, Spring, Summer, Fall | Winter, Spring, Summer, Fall | Winter, Spring, Summer, Fall | Winter, Spring, Summer, Fall | Winter, Spring, Summer, Fall
NY New Units MER Rate Limit v3.1 | 907 | 7350 | MACT Fuel Choice Floor in lbs/MMBtu | FALSE | L | Annual | Emission Floor | lbs/MMBtu | 6e-07 | 6e-07 | 6e-07 | 6e-07 | 6e-07 | 6e-07 | 6e-07
NY New Units MER Rate Limit v3.1 | 907 | 7350 | MACT Fuel Choice Floor in lbs/MMBtu | FALSE | L | Annual | Emissions at Affected Plants MER | lbs | 0 | 0 | 0 | 0 | 0 | 0 | 0
NY New Units MER Rate Limit v3.1 | 907 | 7350 | MACT Fuel Choice Floor in lbs/MMBtu | FALSE | L | Annual | Allowances Purchased MER | lbs | 0 | 0 | 0 | 0 | 0 | 0 | 0
NY New Units MER Rate Limit v3.1 | 907 | 7350 | MACT Fuel Choice Floor in lbs/MMBtu | FALSE | L | Annual | Allowances Sold MER | lbs | 0 | 0 | 0 | 0 | 0 | 0 | 0
NY New Units MER Rate Limit v3.1 | 907 | 7350 | MACT Fuel Choice Floor in lbs/MMBtu | FALSE | L | Annual | Allowances Banked | lbs | 0 | 0 | 0 | 0 | 0 | 0 | 0
NY New Units MER Rate Limit v3.1 | 907 | 7350 | MACT Fuel Choice Floor in lbs/MMBtu | FALSE | L | Annual | Allowances Withdrawn (1:1) | lbs | 0 | 0 | 0 | 0 | 0 | 0 | 0
NY New Units MER Rate Limit v3.1 | 907 | 7350 | MACT Fuel Choice Floor in lbs/MMBtu | FALSE | L | Annual | Allowances Withdrawn (n:1) | lbs | 0 | 0 | 0 | 0 | 0 | 0 | 0
NY New Units MER Rate Limit v3.1 | 907 | 7350 | MACT Fuel Choice Floor in lbs/MMBtu | FALSE | L | Annual | Net Emissions Allowance Position | lbs | 0 | 0 | 0 | 0 | 0 | 0 | 0
NY New Units MER Rate Limit v3.1 | 907 | 7350 | MACT Fuel Choice Floor in lbs/MMBtu | FALSE | L | Annual | Fuel Consumed | TBtu | 0 | 0 | 0 | 0 | 0 | 0 | 0
NY New Units MER Rate Limit v3.1 | 907 | 7350 | MACT Fuel Choice Floor in lbs/MMBtu | FALSE | L | Annual | Rate | lb/MMBtu | 0 | 0 | 0 | 0 | 0 | 0 | 0
NY New Units MER Rate Limit v3.1 | 907 | 7350 | MACT Fuel Choice Floor in lbs/MMBtu | FALSE | L | Annual | Generation | TWh | 0 | 0 | 0 | 0 | 0 | 0 | 0
NY New Units MER Rate Limit v3.1 | 907 | 7350 | MACT Fuel Choice Floor in lbs/MMBtu | FALSE | L | Annual | Qualifying Generation | TWh | 0 | 0 | 0 | 0 | 0 | 0 | 0
NY New Units MER Rate Limit v3.1 | 907 | 7350 | MACT Fuel Choice Floor in lbs/MMBtu | FALSE | L | Annual | Constraint Shadow Price | US2022$/Lb | 0 | 0 | 0 | 0 | 0 | 0 | 0
NY New Units MER Rate Limit v3.1 | 908 | 7350 | MACT Fuel Choice Floor in lbs/MMBtu | FALSE | L | Annual | Seasons Included | Seasons | Winter, Spring, Summer, Fall | Winter, Spring, Summer, Fall | Winter, Spring, Summer, Fall | Winter, Spring, Summer, Fall | Winter, Spring, Summer, Fall | Winter, Spring, Summer, Fall | Winter, Spring, Summer, Fall
NY New Units MER Rate Limit v3.1 | 908 | 7350 | MACT Fuel Choice Floor in lbs/MMBtu | FALSE | L | Annual | Emission Floor | lbs/MMBtu | 6e-07 | 6e-07 | 6e-07 | 6e-07 | 6e-07 | 6e-07 | 6e-07
NY New Units MER Rate Limit v3.1 | 908 | 7350 | MACT Fuel Choice Floor in lbs/MMBtu | FALSE | L | Annual | Emissions at Affected Plants MER | lbs | 0 | 0 | 0 | 0 | 0 | 0 | 0
NY New Units MER Rate Limit v3.1 | 908 | 7350 | MACT Fuel Choice Floor in lbs/MMBtu | FALSE | L | Annual | Allowances Purchased MER | lbs | 0 | 0 | 0 | 0 | 0 | 0 | 0
NY New Units MER Rate Limit v3.1 | 908 | 7350 | MACT Fuel Choice Floor in lbs/MMBtu | FALSE | L | Annual | Allowances Sold MER | lbs | 0 | 0 | 0 | 0 | 0 | 0 | 0
NY New Units MER Rate Limit v3.1 | 908 | 7350 | MACT Fuel Choice Floor in lbs/MMBtu | FALSE | L | Annual | Allowances Banked | lbs | 0 | 0 | 0 | 0 | 0 | 0 | 0
NY New Units MER Rate Limit v3.1 | 908 | 7350 | MACT Fuel Choice Floor in lbs/MMBtu | FALSE | L | Annual | Allowances Withdrawn (1:1) | lbs | 0 | 0 | 0 | 0 | 0 | 0 | 0
NY New Units MER Rate Limit v3.1 | 908 | 7350 | MACT Fuel Choice Floor in lbs/MMBtu | FALSE | L | Annual | Allowances Withdrawn (n:1) | lbs | 0 | 0 | 0 | 0 | 0 | 0 | 0
NY New Units MER Rate Limit v3.1 | 908 | 7350 | MACT Fuel Choice Floor in lbs/MMBtu | FALSE | L | Annual | Net Emissions Allowance Position | lbs | 0 | 0 | 0 | 0 | 0 | 0 | 0
NY New Units MER Rate Limit v3.1 | 908 | 7350 | MACT Fuel Choice Floor in lbs/MMBtu | FALSE | L | Annual | Fuel Consumed | TBtu | 0 | 0 | 0 | 0 | 0 | 0 | 0
NY New Units MER Rate Limit v3.1 | 908 | 7350 | MACT Fuel Choice Floor in lbs/MMBtu | FALSE | L | Annual | Rate | lb/MMBtu | 0 | 0 | 0 | 0 | 0 | 0 | 0
NY New Units MER Rate Limit v3.1 | 908 | 7350 | MACT Fuel Choice Floor in lbs/MMBtu | FALSE | L | Annual | Generation | TWh | 0 | 0 | 0 | 0 | 0 | 0 | 0
NY New Units MER Rate Limit v3.1 | 908 | 7350 | MACT Fuel Choice Floor in lbs/MMBtu | FALSE | L | Annual | Qualifying Generation | TWh | 0 | 0 | 0 | 0 | 0 | 0 | 0
NY New Units MER Rate Limit v3.1 | 908 | 7350 | MACT Fuel Choice Floor in lbs/MMBtu | FALSE | L | Annual | Constraint Shadow Price | US2022$/Lb | 0 | 0 | 0 | 0 | 0 | 0 | 0
NY New Units MER Rate Limit v3.1 | 909 | 7350 | MACT Fuel Choice Floor in lbs/MMBtu | FALSE | L | Annual | Seasons Included | Seasons | Winter, Spring, Summer, Fall | Winter, Spring, Summer, Fall | Winter, Spring, Summer, Fall | Winter, Spring, Summer, Fall | Winter, Spring, Summer, Fall | Winter, Spring, Summer, Fall | Winter, Spring, Summer, Fall
NY New Units MER Rate Limit v3.1 | 909 | 7350 | MACT Fuel Choice Floor in lbs/MMBtu | FALSE | L | Annual | Emission Floor | lbs/MMBtu | 6e-07 | 6e-07 | 6e-07 | 6e-07 | 6e-07 | 6e-07 | 6e-07
NY New Units MER Rate Limit v3.1 | 909 | 7350 | MACT Fuel Choice Floor in lbs/MMBtu | FALSE | L | Annual | Emissions at Affected Plants MER | lbs | 0 | 0 | 0 | 0 | 0 | 0 | 0
NY New Units MER Rate Limit v3.1 | 909 | 7350 | MACT Fuel Choice Floor in lbs/MMBtu | FALSE | L | Annual | Allowances Purchased MER | lbs | 0 | 0 | 0 | 0 | 0 | 0 | 0
NY New Units MER Rate Limit v3.1 | 909 | 7350 | MACT Fuel Choice Floor in lbs/MMBtu | FALSE | L | Annual | Allowances Sold MER | lbs | 0 | 0 | 0 | 0 | 0 | 0 | 0
NY New Units MER Rate Limit v3.1 | 909 | 7350 | MACT Fuel Choice Floor in lbs/MMBtu | FALSE | L | Annual | Allowances Banked | lbs | 0 | 0 | 0 | 0 | 0 | 0 | 0
NY New Units MER Rate Limit v3.1 | 909 | 7350 | MACT Fuel Choice Floor in lbs/MMBtu | FALSE | L | Annual | Allowances Withdrawn (1:1) | lbs | 0 | 0 | 0 | 0 | 0 | 0 | 0
NY New Units MER Rate Limit v3.1 | 909 | 7350 | MACT Fuel Choice Floor in lbs/MMBtu | FALSE | L | Annual | Allowances Withdrawn (n:1) | lbs | 0 | 0 | 0 | 0 | 0 | 0 | 0
NY New Units MER Rate Limit v3.1 | 909 | 7350 | MACT Fuel Choice Floor in lbs/MMBtu | FALSE | L | Annual | Net Emissions Allowance Position | lbs | 0 | 0 | 0 | 0 | 0 | 0 | 0
NY New Units MER Rate Limit v3.1 | 909 | 7350 | MACT Fuel Choice Floor in lbs/MMBtu | FALSE | L | Annual | Fuel Consumed | TBtu | 0 | 0 | 0 | 0 | 0 | 0 | 0
NY New Units MER Rate Limit v3.1 | 909 | 7350 | MACT Fuel Choice Floor in lbs/MMBtu | FALSE | L | Annual | Rate | lb/MMBtu | 0 | 0 | 0 | 0 | 0 | 0 | 0
NY New Units MER Rate Limit v3.1 | 909 | 7350 | MACT Fuel Choice Floor in lbs/MMBtu | FALSE | L | Annual | Generation | TWh | 0 | 0 | 0 | 0 | 0 | 0 | 0
NY New Units MER Rate Limit v3.1 | 909 | 7350 | MACT Fuel Choice Floor in lbs/MMBtu | FALSE | L | Annual | Qualifying Generation | TWh | 0 | 0 | 0 | 0 | 0 | 0 | 0
NY New Units MER Rate Limit v3.1 | 909 | 7350 | MACT Fuel Choice Floor in lbs/MMBtu | FALSE | L | Annual | Constraint Shadow Price | US2022$/Lb | 0 | 0 | 0 | 0 | 0 | 0 | 0
NY New Units MER Rate Limit v3.1 | 910 | 7350 | MACT Fuel Choice Floor in lbs/MMBtu | FALSE | L | Annual | Seasons Included | Seasons | Winter, Spring, Summer, Fall | Winter, Spring, Summer, Fall | Winter, Spring, Summer, Fall | Winter, Spring, Summer, Fall | Winter, Spring, Summer, Fall | Winter, Spring, Summer, Fall | Winter, Spring, Summer, Fall
NY New Units MER Rate Limit v3.1 | 910 | 7350 | MACT Fuel Choice Floor in lbs/MMBtu | FALSE | L | Annual | Emission Floor | lbs/MMBtu | 6e-07 | 6e-07 | 6e-07 | 6e-07 | 6e-07 | 6e-07 | 6e-07
NY New Units MER Rate Limit v3.1 | 910 | 7350 | MACT Fuel Choice Floor in lbs/MMBtu | FALSE | L | Annual | Emissions at Affected Plants MER | lbs | 0 | 0 | 0 | 0 | 0 | 0 | 0
NY New Units MER Rate Limit v3.1 | 910 | 7350 | MACT Fuel Choice Floor in lbs/MMBtu | FALSE | L | Annual | Allowances Purchased MER | lbs | 0 | 0 | 0 | 0 | 0 | 0 | 0
NY New Units MER Rate Limit v3.1 | 910 | 7350 | MACT Fuel Choice Floor in lbs/MMBtu | FALSE | L | Annual | Allowances Sold MER | lbs | 0 | 0 | 0 | 0 | 0 | 0 | 0
NY New Units MER Rate Limit v3.1 | 910 | 7350 | MACT Fuel Choice Floor in lbs/MMBtu | FALSE | L | Annual | Allowances Banked | lbs | 0 | 0 | 0 | 0 | 0 | 0 | 0
NY New Units MER Rate Limit v3.1 | 910 | 7350 | MACT Fuel Choice Floor in lbs/MMBtu | FALSE | L | Annual | Allowances Withdrawn (1:1) | lbs | 0 | 0 | 0 | 0 | 0 | 0 | 0
NY New Units MER Rate Limit v3.1 | 910 | 7350 | MACT Fuel Choice Floor in lbs/MMBtu | FALSE | L | Annual | Allowances Withdrawn (n:1) | lbs | 0 | 0 | 0 | 0 | 0 | 0 | 0
NY New Units MER Rate Limit v3.1 | 910 | 7350 | MACT Fuel Choice Floor in lbs/MMBtu | FALSE | L | Annual | Net Emissions Allowance Position | lbs | 0 | 0 | 0 | 0 | 0 | 0 | 0
NY New Units MER Rate Limit v3.1 | 910 | 7350 | MACT Fuel Choice Floor in lbs/MMBtu | FALSE | L | Annual | Fuel Consumed | TBtu | 0 | 0 | 0 | 0 | 0 | 0 | 0
NY New Units MER Rate Limit v3.1 | 910 | 7350 | MACT Fuel Choice Floor in lbs/MMBtu | FALSE | L | Annual | Rate | lb/MMBtu | 0 | 0 | 0 | 0 | 0 | 0 | 0
NY New Units MER Rate Limit v3.1 | 910 | 7350 | MACT Fuel Choice Floor in lbs/MMBtu | FALSE | L | Annual | Generation | TWh | 0 | 0 | 0 | 0 | 0 | 0 | 0
NY New Units MER Rate Limit v3.1 | 910 | 7350 | MACT Fuel Choice Floor in lbs/MMBtu | FALSE | L | Annual | Qualifying Generation | TWh | 0 | 0 | 0 | 0 | 0 | 0 | 0
NY New Units MER Rate Limit v3.1 | 910 | 7350 | MACT Fuel Choice Floor in lbs/MMBtu | FALSE | L | Annual | Constraint Shadow Price | US2022$/Lb | 0 | 0 | 0 | 0 | 0 | 0 | 0
NY New Units MER Rate Limit v3.1 | 911 | 7350 | MACT Fuel Choice Floor in lbs/MMBtu | FALSE | L | Annual | Seasons Included | Seasons | Winter, Spring, Summer, Fall | Winter, Spring, Summer, Fall | Winter, Spring, Summer, Fall | Winter, Spring, Summer, Fall | Winter, Spring, Summer, Fall | Winter, Spring, Summer, Fall | Winter, Spring, Summer, Fall
NY New Units MER Rate Limit v3.1 | 911 | 7350 | MACT Fuel Choice Floor in lbs/MMBtu | FALSE | L | Annual | Emission Floor | lbs/MMBtu | 6e-07 | 6e-07 | 6e-07 | 6e-07 | 6e-07 | 6e-07 | 6e-07
NY New Units MER Rate Limit v3.1 | 911 | 7350 | MACT Fuel Choice Floor in lbs/MMBtu | FALSE | L | Annual | Emissions at Affected Plants MER | lbs | 0 | 0 | 0 | 0 | 0 | 0 | 0
NY New Units MER Rate Limit v3.1 | 911 | 7350 | MACT Fuel Choice Floor in lbs/MMBtu | FALSE | L | Annual | Allowances Purchased MER | lbs | 0 | 0 | 0 | 0 | 0 | 0 | 0
NY New Units MER Rate Limit v3.1 | 911 | 7350 | MACT Fuel Choice Floor in lbs/MMBtu | FALSE | L | Annual | Allowances Sold MER | lbs | 0 | 0 | 0 | 0 | 0 | 0 | 0
NY New Units MER Rate Limit v3.1 | 911 | 7350 | MACT Fuel Choice Floor in lbs/MMBtu | FALSE | L | Annual | Allowances Banked | lbs | 0 | 0 | 0 | 0 | 0 | 0 | 0
NY New Units MER Rate Limit v3.1 | 911 | 7350 | MACT Fuel Choice Floor in lbs/MMBtu | FALSE | L | Annual | Allowances Withdrawn (1:1) | lbs | 0 | 0 | 0 | 0 | 0 | 0 | 0
NY New Units MER Rate Limit v3.1 | 911 | 7350 | MACT Fuel Choice Floor in lbs/MMBtu | FALSE | L | Annual | Allowances Withdrawn (n:1) | lbs | 0 | 0 | 0 | 0 | 0 | 0 | 0
NY New Units MER Rate Limit v3.1 | 911 | 7350 | MACT Fuel Choice Floor in lbs/MMBtu | FALSE | L | Annual | Net Emissions Allowance Position | lbs | 0 | 0 | 0 | 0 | 0 | 0 | 0
NY New Units MER Rate Limit v3.1 | 911 | 7350 | MACT Fuel Choice Floor in lbs/MMBtu | FALSE | L | Annual | Fuel Consumed | TBtu | 0 | 0 | 0 | 0 | 0 | 0 | 0
NY New Units MER Rate Limit v3.1 | 911 | 7350 | MACT Fuel Choice Floor in lbs/MMBtu | FALSE | L | Annual | Rate | lb/MMBtu | 0 | 0 | 0 | 0 | 0 | 0 | 0
NY New Units MER Rate Limit v3.1 | 911 | 7350 | MACT Fuel Choice Floor in lbs/MMBtu | FALSE | L | Annual | Generation | TWh | 0 | 0 | 0 | 0 | 0 | 0 | 0
NY New Units MER Rate Limit v3.1 | 911 | 7350 | MACT Fuel Choice Floor in lbs/MMBtu | FALSE | L | Annual | Qualifying Generation | TWh | 0 | 0 | 0 | 0 | 0 | 0 | 0
NY New Units MER Rate Limit v3.1 | 911 | 7350 | MACT Fuel Choice Floor in lbs/MMBtu | FALSE | L | Annual | Constraint Shadow Price | US2022$/Lb | 0 | 0 | 0 | 0 | 0 | 0 | 0
NY New Units MER Rate Limit v3.1 | 912 | 7350 | MACT Fuel Choice Floor in lbs/MMBtu | FALSE | L | Annual | Seasons Included | Seasons | Winter, Spring, Summer, Fall | Winter, Spring, Summer, Fall | Winter, Spring, Summer, Fall | Winter, Spring, Summer, Fall | Winter, Spring, Summer, Fall | Winter, Spring, Summer, Fall | Winter, Spring, Summer, Fall
NY New Units MER Rate Limit v3.1 | 912 | 7350 | MACT Fuel Choice Floor in lbs/MMBtu | FALSE | L | Annual | Emission Floor | lbs/MMBtu | 6e-07 | 6e-07 | 6e-07 | 6e-07 | 6e-07 | 6e-07 | 6e-07
NY New Units MER Rate Limit v3.1 | 912 | 7350 | MACT Fuel Choice Floor in lbs/MMBtu | FALSE | L | Annual | Emissions at Affected Plants MER | lbs | 0 | 0 | 0 | 0 | 0 | 0 | 0
NY New Units MER Rate Limit v3.1 | 912 | 7350 | MACT Fuel Choice Floor in lbs/MMBtu | FALSE | L | Annual | Allowances Purchased MER | lbs | 0 | 0 | 0 | 0 | 0 | 0 | 0
NY New Units MER Rate Limit v3.1 | 912 | 7350 | MACT Fuel Choice Floor in lbs/MMBtu | FALSE | L | Annual | Allowances Sold MER | lbs | 0 | 0 | 0 | 0 | 0 | 0 | 0
NY New Units MER Rate Limit v3.1 | 912 | 7350 | MACT Fuel Choice Floor in lbs/MMBtu | FALSE | L | Annual | Allowances Banked | lbs | 0 | 0 | 0 | 0 | 0 | 0 | 0
NY New Units MER Rate Limit v3.1 | 912 | 7350 | MACT Fuel Choice Floor in lbs/MMBtu | FALSE | L | Annual | Allowances Withdrawn (1:1) | lbs | 0 | 0 | 0 | 0 | 0 | 0 | 0
NY New Units MER Rate Limit v3.1 | 912 | 7350 | MACT Fuel Choice Floor in lbs/MMBtu | FALSE | L | Annual | Allowances Withdrawn (n:1) | lbs | 0 | 0 | 0 | 0 | 0 | 0 | 0
NY New Units MER Rate Limit v3.1 | 912 | 7350 | MACT Fuel Choice Floor in lbs/MMBtu | FALSE | L | Annual | Net Emissions Allowance Position | lbs | 0 | 0 | 0 | 0 | 0 | 0 | 0
NY New Units MER Rate Limit v3.1 | 912 | 7350 | MACT Fuel Choice Floor in lbs/MMBtu | FALSE | L | Annual | Fuel Consumed | TBtu | 0 | 0 | 0 | 0 | 0 | 0 | 0
NY New Units MER Rate Limit v3.1 | 912 | 7350 | MACT Fuel Choice Floor in lbs/MMBtu | FALSE | L | Annual | Rate | lb/MMBtu | 0 | 0 | 0 | 0 | 0 | 0 | 0
NY New Units MER Rate Limit v3.1 | 912 | 7350 | MACT Fuel Choice Floor in lbs/MMBtu | FALSE | L | Annual | Generation | TWh | 0 | 0 | 0 | 0 | 0 | 0 | 0
NY New Units MER Rate Limit v3.1 | 912 | 7350 | MACT Fuel Choice Floor in lbs/MMBtu | FALSE | L | Annual | Qualifying Generation | TWh | 0 | 0 | 0 | 0 | 0 | 0 | 0
NY New Units MER Rate Limit v3.1 | 912 | 7350 | MACT Fuel Choice Floor in lbs/MMBtu | FALSE | L | Annual | Constraint Shadow Price | US2022$/Lb | 0 | 0 | 0 | 0 | 0 | 0 | 0
NY New Units MER Rate Limit v3.1 | 913 | 7350 | MACT Fuel Choice Floor in lbs/MMBtu | FALSE | L | Annual | Seasons Included | Seasons | Winter, Spring, Summer, Fall | Winter, Spring, Summer, Fall | Winter, Spring, Summer, Fall | Winter, Spring, Summer, Fall | Winter, Spring, Summer, Fall | Winter, Spring, Summer, Fall | Winter, Spring, Summer, Fall
NY New Units MER Rate Limit v3.1 | 913 | 7350 | MACT Fuel Choice Floor in lbs/MMBtu | FALSE | L | Annual | Emission Floor | lbs/MMBtu | 6e-07 | 6e-07 | 6e-07 | 6e-07 | 6e-07 | 6e-07 | 6e-07
NY New Units MER Rate Limit v3.1 | 913 | 7350 | MACT Fuel Choice Floor in lbs/MMBtu | FALSE | L | Annual | Emissions at Affected Plants MER | lbs | 0 | 0 | 0 | 0 | 0 | 0 | 0
NY New Units MER Rate Limit v3.1 | 913 | 7350 | MACT Fuel Choice Floor in lbs/MMBtu | FALSE | L | Annual | Allowances Purchased MER | lbs | 0 | 0 | 0 | 0 | 0 | 0 | 0
NY New Units MER Rate Limit v3.1 | 913 | 7350 | MACT Fuel Choice Floor in lbs/MMBtu | FALSE | L | Annual | Allowances Sold MER | lbs | 0 | 0 | 0 | 0 | 0 | 0 | 0
NY New Units MER Rate Limit v3.1 | 913 | 7350 | MACT Fuel Choice Floor in lbs/MMBtu | FALSE | L | Annual | Allowances Banked | lbs | 0 | 0 | 0 | 0 | 0 | 0 | 0
NY New Units MER Rate Limit v3.1 | 913 | 7350 | MACT Fuel Choice Floor in lbs/MMBtu | FALSE | L | Annual | Allowances Withdrawn (1:1) | lbs | 0 | 0 | 0 | 0 | 0 | 0 | 0
NY New Units MER Rate Limit v3.1 | 913 | 7350 | MACT Fuel Choice Floor in lbs/MMBtu | FALSE | L | Annual | Allowances Withdrawn (n:1) | lbs | 0 | 0 | 0 | 0 | 0 | 0 | 0
NY New Units MER Rate Limit v3.1 | 913 | 7350 | MACT Fuel Choice Floor in lbs/MMBtu | FALSE | L | Annual | Net Emissions Allowance Position | lbs | 0 | 0 | 0 | 0 | 0 | 0 | 0
NY New Units MER Rate Limit v3.1 | 913 | 7350 | MACT Fuel Choice Floor in lbs/MMBtu | FALSE | L | Annual | Fuel Consumed | TBtu | 0 | 0 | 0 | 0 | 0 | 0 | 0
NY New Units MER Rate Limit v3.1 | 913 | 7350 | MACT Fuel Choice Floor in lbs/MMBtu | FALSE | L | Annual | Rate | lb/MMBtu | 0 | 0 | 0 | 0 | 0 | 0 | 0
NY New Units MER Rate Limit v3.1 | 913 | 7350 | MACT Fuel Choice Floor in lbs/MMBtu | FALSE | L | Annual | Generation | TWh | 0 | 0 | 0 | 0 | 0 | 0 | 0
NY New Units MER Rate Limit v3.1 | 913 | 7350 | MACT Fuel Choice Floor in lbs/MMBtu | FALSE | L | Annual | Qualifying Generation | TWh | 0 | 0 | 0 | 0 | 0 | 0 | 0
NY New Units MER Rate Limit v3.1 | 913 | 7350 | MACT Fuel Choice Floor in lbs/MMBtu | FALSE | L | Annual | Constraint Shadow Price | US2022$/Lb | 0 | 0 | 0 | 0 | 0 | 0 | 0
NY- NOx Annual Budget- v6.20 | 914 | 7559 | Rate Constraint in MTons | FALSE | L | Annual | Seasons Included | Seasons | Winter, Spring, Summer, Fall | Winter, Spring, Summer, Fall | Winter, Spring, Summer, Fall | Winter, Spring, Summer, Fall | Winter, Spring, Summer, Fall | Winter, Spring, Summer, Fall | Winter, Spring, Summer, Fall
NY- NOx Annual Budget- v6.20 | 914 | 7559 | Rate Constraint in MTons | FALSE | L | Annual | Standard NOX | Thousand Tons | 16.081 | 16.081 | 16.081 | 16.081 | 16.081 | 16.081 | 16.081
NY- NOx Annual Budget- v6.20 | 914 | 7559 | Rate Constraint in MTons | FALSE | L | Annual | Emissions at Affected Plants NOX | Thousand Tons | 3.2225 | 3.0035 | 2.123 | 0.69761 | 0.66605 | 0.67156 | 0.7036
NY- NOx Annual Budget- v6.20 | 914 | 7559 | Rate Constraint in MTons | FALSE | L | Annual | Allowances Purchased NOX | Thousand Tons | 0 | 0 | 0 | 0 | 0 | 0 | 0
NY- NOx Annual Budget- v6.20 | 914 | 7559 | Rate Constraint in MTons | FALSE | L | Annual | Allowances Sold NOX | Thousand Tons | 0 | 0 | 0 | 0 | 0 | 0 | 0
NY- NOx Annual Budget- v6.20 | 914 | 7559 | Rate Constraint in MTons | FALSE | L | Annual | Allowances Banked | Thousand Tons | 0 | 0 | 13.958 | 3.1846 | 0 | 0 | 0
NY- NOx Annual Budget- v6.20 | 914 | 7559 | Rate Constraint in MTons | FALSE | L | Annual | Allowances Withdrawn (1:1) | Thousand Tons | 0 | 0 | 0 | 0 | -16.081 | 0 | 0
NY- NOx Annual Budget- v6.20 | 914 | 7559 | Rate Constraint in MTons | FALSE | L | Annual | Allowances Withdrawn (n:1) | Thousand Tons | 0 | 0 | 0 | 0 | 0 | 0 | 0
NY- NOx Annual Budget- v6.20 | 914 | 7559 | Rate Constraint in MTons | FALSE | L | Annual | Net Emissions Allowance Position | Thousand Tons | 3.2225 | 3.0035 | 16.081 | 3.8822 | -15.4149 | 0.67156 | 0.7036
NY- NOx Annual Budget- v6.20 | 914 | 7559 | Rate Constraint in MTons | FALSE | L | Annual | Fuel Consumed | TBtu | 345.1313 | 361.3238 | 276.8976 | 106.5926 | 114.2801 | 121.1264 | 128.0555
NY- NOx Annual Budget- v6.20 | 914 | 7559 | Rate Constraint in MTons | FALSE | L | Annual | Rate | lb/MMBtu | 0.018674 | 0.016625 | 0.015335 | 0.013089 | 0.011656 | 0.011089 | 0.010989
NY- NOx Annual Budget- v6.20 | 914 | 7559 | Rate Constraint in MTons | FALSE | L | Annual | Generation | TWh | 46.5616 | 49.4531 | 38.547 | 15.2117 | 16.3215 | 17.7534 | 19.0976
NY- NOx Annual Budget- v6.20 | 914 | 7559 | Rate Constraint in MTons | FALSE | L | Annual | Qualifying Generation | TWh | 46.5616 | 49.4531 | 38.547 | 14.9487 | 16.0779 | 17.0589 | 18.0392
NY- NOx Annual Budget- v6.20 | 914 | 7559 | Rate Constraint in MTons | FALSE | L | Annual | Rate | lb/MWh | 0.13842 | 0.12147 | 0.11015 | 0.093333 | 0.082853 | 0.078734 | 0.078008
NY- NOx Annual Budget- v6.20 | 914 | 7559 | Rate Constraint in MTons | FALSE | L | Annual | Constraint Shadow Price | US2022$/Ton | 0 | 0 | 0 | 0 | 0 | 0 | 0
NY- NOx Ozone Season Budget- v6.20 | 915 | 7558 | Rate Constraint in MTons | FALSE | L | Annual | Seasons Included | Seasons | Summer | Summer | Summer | Summer | Summer | Summer | Summer
NY- NOx Ozone Season Budget- v6.20 | 915 | 7558 | Rate Constraint in MTons | FALSE | L | Annual | Standard NOX | Thousand Tons | 5.135 | 5.135 | 5.135 | 5.135 | 5.135 | 5.135 | 5.135
NY- NOx Ozone Season Budget- v6.20 | 915 | 7558 | Rate Constraint in MTons | FALSE | L | Annual | Emissions at Affected Plants NOX | Thousand Tons | 1.9063 | 1.705 | 1.1863 | 0.68819 | 0.65992 | 0.61566 | 0.64896
NY- NOx Ozone Season Budget- v6.20 | 915 | 7558 | Rate Constraint in MTons | FALSE | L | Annual | Allowances Purchased NOX | Thousand Tons | 0 | 0 | 0 | 0 | 0 | 0 | 0
NY- NOx Ozone Season Budget- v6.20 | 915 | 7558 | Rate Constraint in MTons | FALSE | L | Annual | Allowances Sold NOX | Thousand Tons | 0 | 0 | 0 | 0 | 0 | 0 | 0
NY- NOx Ozone Season Budget- v6.20 | 915 | 7558 | Rate Constraint in MTons | FALSE | L | Annual | Allowances Banked | Thousand Tons | 0 | 0 | 0 | 0 | 0 | 0 | 0
NY- NOx Ozone Season Budget- v6.20 | 915 | 7558 | Rate Constraint in MTons | FALSE | L | Annual | Allowances Withdrawn (1:1) | Thousand Tons | 0 | 0 | 0 | 0 | 0 | 0 | 0
NY- NOx Ozone Season Budget- v6.20 | 915 | 7558 | Rate Constraint in MTons | FALSE | L | Annual | Allowances Withdrawn (n:1) | Thousand Tons | 0 | 0 | 0 | 0 | 0 | 0 | 0
NY- NOx Ozone Season Budget- v6.20 | 915 | 7558 | Rate Constraint in MTons | FALSE | L | Annual | Net Emissions Allowance Position | Thousand Tons | 1.9063 | 1.705 | 1.1863 | 0.68819 | 0.65992 | 0.61566 | 0.64896
NY- NOx Ozone Season Budget- v6.20 | 915 | 7558 | Rate Constraint in MTons | FALSE | L | Annual | Fuel Consumed | TBtu | 184.1405 | 197.4822 | 175.2678 | 104.497 | 112.9879 | 111.2237 | 117.5151
NY- NOx Ozone Season Budget- v6.20 | 915 | 7558 | Rate Constraint in MTons | FALSE | L | Annual | Rate | lb/MMBtu | 0.020705 | 0.017268 | 0.013536 | 0.013171 | 0.011681 | 0.011071 | 0.011045
NY- NOx Ozone Season Budget- v6.20 | 915 | 7558 | Rate Constraint in MTons | FALSE | L | Annual | Generation | TWh | 24.0456 | 26.4215 | 24.0526 | 14.9069 | 16.1252 | 16.2009 | 17.3923
NY- NOx Ozone Season Budget- v6.20 | 915 | 7558 | Rate Constraint in MTons | FALSE | L | Annual | Qualifying Generation | TWh | 24.0456 | 26.4215 | 24.0526 | 14.6536 | 15.8876 | 15.5649 | 16.4162
NY- NOx Ozone Season Budget- v6.20 | 915 | 7558 | Rate Constraint in MTons | FALSE | L | Annual | Rate | lb/MWh | 0.15856 | 0.12906 | 0.098638 | 0.093928 | 0.083073 | 0.079108 | 0.079063
NY- NOx Ozone Season Budget- v6.20 | 915 | 7558 | Rate Constraint in MTons | FALSE | L | Annual | Constraint Shadow Price | US2022$/Ton | 0 | 0 | 0 | 0 | 0 | 0 | 0
NY- NOx Ozone Season Limit- CT Gas Units- v6.20 | 916 | 7639 | Rate Constraint in lbs/MMBtu | FALSE | L | Annual | Seasons Included | Seasons | Summer | Summer | Summer | Summer | Summer | Summer | Summer
NY- NOx Ozone Season Limit- CT Gas Units- v6.20 | 916 | 7639 | Rate Constraint in lbs/MMBtu | FALSE | L | Annual | Standard NOX | lb/MMBtu | 0.09191 | 0.09191 | 0.09191 | 0.09191 | 0.09191 | 0.09191 | 0.09191
NY- NOx Ozone Season Limit- CT Gas Units- v6.20 | 916 | 7639 | Rate Constraint in lbs/MMBtu | FALSE | L | Annual | Emissions at Affected Plants NOX | Thousand Tons | 0.083208 | 0.084208 | 0.047789 | 0.027915 | 0.031078 | 0.04517 | 0.044826
NY- NOx Ozone Season Limit- CT Gas Units- v6.20 | 916 | 7639 | Rate Constraint in lbs/MMBtu | FALSE | L | Annual | Allowances Purchased NOX | Thousand Tons | 0 | 0 | 0 | 0 | 0 | 0 | 0
NY- NOx Ozone Season Limit- CT Gas Units- v6.20 | 916 | 7639 | Rate Constraint in lbs/MMBtu | FALSE | L | Annual | Allowances Sold NOX | Thousand Tons | 0 | 0 | 0 | 0 | 0 | 0 | 0
NY- NOx Ozone Season Limit- CT Gas Units- v6.20 | 916 | 7639 | Rate Constraint in lbs/MMBtu | FALSE | L | Annual | Allowances Banked | Thousand Tons | 0 | 0 | 0 | 0 | 0 | 0 | 0
NY- NOx Ozone Season Limit- CT Gas Units- v6.20 | 916 | 7639 | Rate Constraint in lbs/MMBtu | FALSE | L | Annual | Allowances Withdrawn (1:1) | Thousand Tons | 0 | 0 | 0 | 0 | 0 | 0 | 0
NY- NOx Ozone Season Limit- CT Gas Units- v6.20 | 916 | 7639 | Rate Constraint in lbs/MMBtu | FALSE | L | Annual | Allowances Withdrawn (n:1) | Thousand Tons | 0 | 0 | 0 | 0 | 0 | 0 | 0
NY- NOx Ozone Season Limit- CT Gas Units- v6.20 | 916 | 7639 | Rate Constraint in lbs/MMBtu | FALSE | L | Annual | Net Emissions Allowance Position | Thousand Tons | 0.083208 | 0.084208 | 0.047789 | 0.027915 | 0.031078 | 0.04517 | 0.044826
NY- NOx Ozone Season Limit- CT Gas Units- v6.20 | 916 | 7639 | Rate Constraint in lbs/MMBtu | FALSE | L | Annual | Fuel Consumed | TBtu | 4.733 | 4.8739 | 4.1205 | 1.7514 | 1.6751 | 1.965 | 2.5616
NY- NOx Ozone Season Limit- CT Gas Units- v6.20 | 916 | 7639 | Rate Constraint in lbs/MMBtu | FALSE | L | Annual | Rate | lb/MMBtu | 0.035161 | 0.034555 | 0.023195 | 0.031876 | 0.037105 | 0.045976 | 0.034999
NY- NOx Ozone Season Limit- CT Gas Units- v6.20 | 916 | 7639 | Rate Constraint in lbs/MMBtu | FALSE | L | Annual | Generation | TWh | 0.41386 | 0.42399 | 0.38139 | 0.14994 | 0.14678 | 0.18063 | 0.239
NY- NOx Ozone Season Limit- CT Gas Units- v6.20 | 916 | 7639 | Rate Constraint in lbs/MMBtu | FALSE | L | Annual | Qualifying Generation | TWh | 0.41386 | 0.42399 | 0.38139 | 0.14994 | 0.14678 | 0.18063 | 0.239
NY- NOx Ozone Season Limit- CT Gas Units- v6.20 | 916 | 7639 | Rate Constraint in lbs/MMBtu | FALSE | L | Annual | Rate | lb/MWh | 0.40211 | 0.39722 | 0.2506 | 0.37235 | 0.42346 | 0.50016 | 0.37512
NY- NOx Ozone Season Limit- CT Gas Units- v6.20 | 916 | 7639 | Rate Constraint in lbs/MMBtu | FALSE | L | Annual | Constraint Shadow Price | US2022$/Ton | 0 | 0 | 0 | 0 | 0 | 0 | 0
NY- NOx Ozone Season Limit- CT Oil Units- v6.20 | 917 | 7640 | Rate Constraint in lbs/MMBtu | FALSE | L | Annual | Seasons Included | Seasons | Summer | Summer | Summer | Summer | Summer | Summer | Summer
NY- NOx Ozone Season Limit- CT Oil Units- v6.20 | 917 | 7640 | Rate Constraint in lbs/MMBtu | FALSE | L | Annual | Standard NOX | lb/MMBtu | 0.16279 | 0.16279 | 0.16279 | 0.16279 | 0.16279 | 0.16279 | 0.16279
NY- NOx Ozone Season Limit- CT Oil Units- v6.20 | 917 | 7640 | Rate Constraint in lbs/MMBtu | FALSE | L | Annual | Emissions at Affected Plants NOX | Thousand Tons | 0 | 0 | 2.0955e-05 | 0.0015994 | 0.0037476 | 0 | 0
NY- NOx Ozone Season Limit- CT Oil Units- v6.20 | 917 | 7640 | Rate Constraint in lbs/MMBtu | FALSE | L | Annual | Allowances Purchased NOX | Thousand Tons | 0 | 0 | 0 | 0 | 0 | 0 | 0
NY- NOx Ozone Season Limit- CT Oil Units- v6.20 | 917 | 7640 | Rate Constraint in lbs/MMBtu | FALSE | L | Annual | Allowances Sold NOX | Thousand Tons | 0 | 0 | 0 | 0 | 0 | 0 | 0
NY- NOx Ozone Season Limit- CT Oil Units- v6.20 | 917 | 7640 | Rate Constraint in lbs/MMBtu | FALSE | L | Annual | Allowances Banked | Thousand Tons | 0 | 0 | 0 | 0 | 0 | 0 | 0
NY- NOx Ozone Season Limit- CT Oil Units- v6.20 | 917 | 7640 | Rate Constraint in lbs/MMBtu | FALSE | L | Annual | Allowances Withdrawn (1:1) | Thousand Tons | 0 | 0 | 0 | 0 | 0 | 0 | 0
NY- NOx Ozone Season Limit- CT Oil Units- v6.20 | 917 | 7640 | Rate Constraint in lbs/MMBtu | FALSE | L | Annual | Allowances Withdrawn (n:1) | Thousand Tons | 0 | 0 | 0 | 0 | 0 | 0 | 0
NY- NOx Ozone Season Limit- CT Oil Units- v6.20 | 917 | 7640 | Rate Constraint in lbs/MMBtu | FALSE | L | Annual | Net Emissions Allowance Position | Thousand Tons | 0 | 0 | 2.0955e-05 | 0.0015994 | 0.0037476 | 0 | 0
NY- NOx Ozone Season Limit- CT Oil Units- v6.20 | 917 | 7640 | Rate Constraint in lbs/MMBtu | FALSE | L | Annual | Fuel Consumed | TBtu | 0 | 0 | 0.00075735 | 0.023037 | 0.05056 | 0 | 0
NY- NOx Ozone Season Limit- CT Oil Units- v6.20 | 917 | 7640 | Rate Constraint in lbs/MMBtu | FALSE | L | Annual | Rate | lb/MMBtu | 0 | 0 | 0.055338 | 0.13885 | 0.14824 | 0 | 0
NY- NOx Ozone Season Limit- CT Oil Units- v6.20 | 917 | 7640 | Rate Constraint in lbs/MMBtu | FALSE | L | Annual | Generation | TWh | 0 | 0 | 5.9683e-05 | 0.0016635 | 0.0035267 | 0 | 0
NY- NOx Ozone Season Limit- CT Oil Units- v6.20 | 917 | 7640 | Rate Constraint in lbs/MMBtu | FALSE | L | Annual | Qualifying Generation | TWh | 0 | 0 | 5.9683e-05 | 0.0016635 | 0.0035267 | 0 | 0
NY- NOx Ozone Season Limit- CT Oil Units- v6.20 | 917 | 7640 | Rate Constraint in lbs/MMBtu | FALSE | L | Annual | Rate | lb/MWh | 0 | 0 | 0.70222 | 1.9229 | 2.1252 | 0 | 0
NY- NOx Ozone Season Limit- CT Oil Units- v6.20 | 917 | 7640 | Rate Constraint in lbs/MMBtu | FALSE | L | Annual | Constraint Shadow Price | US2022$/Ton | 0 | 0 | 0 | 0 | 0 | 0 | 0
NY- SO2 Annual Budget- v6.20 | 918 | 7560 | Rate Constraint in MTons | FALSE | L | Annual | Seasons Included | Seasons | Winter, Spring, Summer, Fall | Winter, Spring, Summer, Fall | Winter, Spring, Summer, Fall | Winter, Spring, Summer, Fall | Winter, Spring, Summer, Fall | Winter, Spring, Summer, Fall | Winter, Spring, Summer, Fall
NY- SO2 Annual Budget- v6.20 | 918 | 7560 | Rate Constraint in MTons | FALSE | L | Annual | Standard SO2 | Thousand Tons | 27.556 | 27.556 | 27.556 | 27.556 | 27.556 | 27.556 | 27.556
NY- SO2 Annual Budget- v6.20 | 918 | 7560 | Rate Constraint in MTons | FALSE | L | Annual | Emissions at Affected Plants SO2 | Thousand Tons | 0 | 0 | 0 | 0 | 0 | 0 | 0
NY- SO2 Annual Budget- v6.20 | 918 | 7560 | Rate Constraint in MTons | FALSE | L | Annual | Allowances Purchased SO2 | Thousand Tons | 0 | 0 | 0 | 0 | 0 | 0 | 0
NY- SO2 Annual Budget- v6.20 | 918 | 7560 | Rate Constraint in MTons | FALSE | L | Annual | Allowances Sold SO2 | Thousand Tons | 0 | 0 | 0 | 0 | 0 | 0 | 0
NY- SO2 Annual Budget- v6.20 | 918 | 7560 | Rate Constraint in MTons | FALSE | L | Annual | Allowances Banked | Thousand Tons | 0 | 0 | 0 | 0 | 0 | 0 | 0
NY- SO2 Annual Budget- v6.20 | 918 | 7560 | Rate Constraint in MTons | FALSE | L | Annual | Allowances Withdrawn (1:1) | Thousand Tons | 0 | 0 | 0 | 0 | 0 | 0 | 0
NY- SO2 Annual Budget- v6.20 | 918 | 7560 | Rate Constraint in MTons | FALSE | L | Annual | Allowances Withdrawn (n:1) | Thousand Tons | 0 | 0 | 0 | 0 | 0 | 0 | 0
NY- SO2 Annual Budget- v6.20 | 918 | 7560 | Rate Constraint in MTons | FALSE | L | Annual | Net Emissions Allowance Position | Thousand Tons | 0 | 0 | 0 | 0 | 0 | 0 | 0
NY- SO2 Annual Budget- v6.20 | 918 | 7560 | Rate Constraint in MTons | FALSE | L | Annual | Fuel Consumed | TBtu | 345.1313 | 361.3238 | 276.8976 | 106.5926 | 114.2801 | 121.1264 | 128.0555
NY- SO2 Annual Budget- v6.20 | 918 | 7560 | Rate Constraint in MTons | FALSE | L | Annual | Rate | lb/MMBtu | 0 | 0 | 0 | 0 | 0 | 0 | 0
NY- SO2 Annual Budget- v6.20 | 918 | 7560 | Rate Constraint in MTons | FALSE | L | Annual | Generation | TWh | 46.5616 | 49.4531 | 38.547 | 15.2117 | 16.3215 | 17.7534 | 19.0976
NY- SO2 Annual Budget- v6.20 | 918 | 7560 | Rate Constraint in MTons | FALSE | L | Annual | Qualifying Generation | TWh | 46.5616 | 49.4531 | 38.547 | 14.9487 | 16.0779 | 17.0589 | 18.0392
NY- SO2 Annual Budget- v6.20 | 918 | 7560 | Rate Constraint in MTons | FALSE | L | Annual | Rate | lb/MWh | 0 | 0 | 0 | 0 | 0 | 0 | 0
NY- SO2 Annual Budget- v6.20 | 918 | 7560 | Rate Constraint in MTons | FALSE | L | Annual | Constraint Shadow Price | US2022$/Ton | 0 | 0 | 0 | 0 | 0 | 0 | 0
OR - CO2 Cap Annual v6.21 | 919 | 7736 | Rate Constraint in MTons | FALSE | L | Annual | Seasons Included | Seasons | Winter, Spring, Summer, Fall | Winter, Spring, Summer, Fall | Winter, Spring, Summer, Fall | Winter, Spring, Summer, Fall | Winter, Spring, Summer, Fall | Winter, Spring, Summer, Fall | Winter, Spring, Summer, Fall
OR - CO2 Cap Annual v6.21 | 919 | 7736 | Rate Constraint in MTons | FALSE | L | Annual | Standard CO2 | Thousand Tons | NA | 1847.1125 | 923.5562 | 0 | 0 | 0 | 0
OR - CO2 Cap Annual v6.21 | 919 | 7736 | Rate Constraint in MTons | FALSE | L | Annual | Emissions at Affected Plants CO2 | Thousand Tons | 0 | 1847.1125 | 923.5562 | 0 | 0 | 0 | 0
OR - CO2 Cap Annual v6.21 | 919 | 7736 | Rate Constraint in MTons | FALSE | L | Annual | Allowances Purchased CO2 | Thousand Tons | 0 | 0 | 0 | 0 | 0 | 0 | 0
OR - CO2 Cap Annual v6.21 | 919 | 7736 | Rate Constraint in MTons | FALSE | L | Annual | Allowances Sold CO2 | Thousand Tons | 0 | 0 | 0 | 0 | 0 | 0 | 0
OR - CO2 Cap Annual v6.21 | 919 | 7736 | Rate Constraint in MTons | FALSE | L | Annual | Allowances Banked | Thousand Tons | 0 | 0 | 0 | 0 | 0 | 0 | 0
OR - CO2 Cap Annual v6.21 | 919 | 7736 | Rate Constraint in MTons | FALSE | L | Annual | Allowances Withdrawn (1:1) | Thousand Tons | 0 | 0 | 0 | 0 | 0 | 0 | 0
OR - CO2 Cap Annual v6.21 | 919 | 7736 | Rate Constraint in MTons | FALSE | L | Annual | Allowances Withdrawn (n:1) | Thousand Tons | 0 | 0 | 0 | 0 | 0 | 0 | 0
OR - CO2 Cap Annual v6.21 | 919 | 7736 | Rate Constraint in MTons | FALSE | L | Annual | Net Emissions Allowance Position | Thousand Tons | 0 | 1847.1125 | 923.5562 | 0 | 0 | 0 | 0
OR - CO2 Cap Annual v6.21 | 919 | 7736 | Rate Constraint in MTons | FALSE | L | Annual | Fuel Consumed | TBtu | 0 | 62.474 | 46.5944 | 30.9286 | 30.9286 | 30.9286 | 30.9286
OR - CO2 Cap Annual v6.21 | 919 | 7736 | Rate Constraint in MTons | FALSE | L | Annual | Rate | lb/MMBtu | 0 | 59.1322 | 39.6424 | 0 | 0 | 0 | 0
OR - CO2 Cap Annual v6.21 | 919 | 7736 | Rate Constraint in MTons | FALSE | L | Annual | Generation | TWh | 0 | 5.2622 | 3.1949 | 1.1356 | 1.1356 | 1.1356 | 1.1356
OR - CO2 Cap Annual v6.21 | 919 | 7736 | Rate Constraint in MTons | FALSE | L | Annual | Qualifying Generation | TWh | 0 | 5.2622 | 3.1949 | 1.1356 | 1.1356 | 1.1356 | 1.1356
OR - CO2 Cap Annual v6.21 | 919 | 7736 | Rate Constraint in MTons | FALSE | L | Annual | Rate | lb/MWh | 0 | 702.0347 | 578.1423 | 0 | 0 | 0 | 0
OR - CO2 Cap Annual v6.21 | 919 | 7736 | Rate Constraint in MTons | FALSE | L | Annual | Constraint Shadow Price | US2022$/Ton | 0 | 21.5672 | 34.1862 | 2031.8064 | 748.9952 | 1182.3805 | 1238.3511
OR Utility Hg Rule - MER Removal New Units v3.1 | 920 | 7563 | MACT Fuel Choice Floor in lbs/MMBtu | FALSE | L | Annual | Seasons Included | Seasons | Winter, Spring, Summer, Fall | Winter, Spring, Summer, Fall | Winter, Spring, Summer, Fall | Winter, Spring, Summer, Fall | Winter, Spring, Summer, Fall | Winter, Spring, Summer, Fall | Winter, Spring, Summer, Fall
OR Utility Hg Rule - MER Removal New Units v3.1 | 920 | 7563 | MACT Fuel Choice Floor in lbs/MMBtu | FALSE | L | Annual | Emission Floor | lbs/MMBtu | 6e-07 | 6e-07 | 6e-07 | 6e-07 | 6e-07 | 6e-07 | 6e-07
OR Utility Hg Rule - MER Removal New Units v3.1 | 920 | 7563 | MACT Fuel Choice Floor in lbs/MMBtu | FALSE | L | Annual | Emissions at Affected Plants MER | lbs | 0 | 0 | 0 | 0 | 0 | 0 | 0
OR Utility Hg Rule - MER Removal New Units v3.1 | 920 | 7563 | MACT Fuel Choice Floor in lbs/MMBtu | FALSE | L | Annual | Allowances Purchased MER | lbs | 0 | 0 | 0 | 0 | 0 | 0 | 0
OR Utility Hg Rule - MER Removal New Units v3.1 | 920 | 7563 | MACT Fuel Choice Floor in lbs/MMBtu | FALSE | L | Annual | Allowances Sold MER | lbs | 0 | 0 | 0 | 0 | 0 | 0 | 0
OR Utility Hg Rule - MER Removal New Units v3.1 | 920 | 7563 | MACT Fuel Choice Floor in lbs/MMBtu | FALSE | L | Annual | Allowances Banked | lbs | 0 | 0 | 0 | 0 | 0 | 0 | 0
OR Utility Hg Rule - MER Removal New Units v3.1 | 920 | 7563 | MACT Fuel Choice Floor in lbs/MMBtu | FALSE | L | Annual | Allowances Withdrawn (1:1) | lbs | 0 | 0 | 0 | 0 | 0 | 0 | 0
OR Utility Hg Rule - MER Removal New Units v3.1 | 920 | 7563 | MACT Fuel Choice Floor in lbs/MMBtu | FALSE | L | Annual | Allowances Withdrawn (n:1) | lbs | 0 | 0 | 0 | 0 | 0 | 0 | 0
OR Utility Hg Rule - MER Removal New Units v3.1 | 920 | 7563 | MACT Fuel Choice Floor in lbs/MMBtu | FALSE | L | Annual | Net Emissions Allowance Position | lbs | 0 | 0 | 0 | 0 | 0 | 0 | 0
OR Utility Hg Rule - MER Removal New Units v3.1 | 920 | 7563 | MACT Fuel Choice Floor in lbs/MMBtu | FALSE | L | Annual | Fuel Consumed | TBtu | 0 | 0 | 0 | 0 | 0 | 0 | 0
OR Utility Hg Rule - MER Removal New Units v3.1 | 920 | 7563 | MACT Fuel Choice Floor in lbs/MMBtu | FALSE | L | Annual | Rate | lb/MMBtu | 0 | 0 | 0 | 0 | 0 | 0 | 0
OR Utility Hg Rule - MER Removal New Units v3.1 | 920 | 7563 | MACT Fuel Choice Floor in lbs/MMBtu | FALSE | L | Annual | Generation | TWh | 0 | 0 | 0 | 0 | 0 | 0 | 0
OR Utility Hg Rule - MER Removal New Units v3.1 | 920 | 7563 | MACT Fuel Choice Floor in lbs/MMBtu | FALSE | L | Annual | Qualifying Generation | TWh | 0 | 0 | 0 | 0 | 0 | 0 | 0
OR Utility Hg Rule - MER Removal New Units v3.1 | 920 | 7563 | MACT Fuel Choice Floor in lbs/MMBtu | FALSE | L | Annual | Constraint Shadow Price | US2022$/Lb | 0 | 0 | 0 | 0 | 0 | 0 | 0
Ozone Season NOX Cap TR - AL | 921 | 7705 | Rate Constraint in MTons | FALSE | L | Annual | Seasons Included | Seasons | Summer | Summer | Summer | Summer | Summer | Summer | Summer
Ozone Season NOX Cap TR - AL | 921 | 7705 | Rate Constraint in MTons | FALSE | L | Annual | Standard NOX | Thousand Tons | 7.546 | 5.578 | 5.578 | 5.578 | 5.578 | 5.578 | 5.578
Ozone Season NOX Cap TR - AL | 921 | 7705 | Rate Constraint in MTons | FALSE | L | Annual | Emissions at Affected Plants NOX | Thousand Tons | 5.199 | 5.4282 | 5.2194 | 4.8299 | 1.056 | 1.2917 | 1.4068
Ozone Season NOX Cap TR - AL | 921 | 7705 | Rate Constraint in MTons | FALSE | L | Annual | Allowances Purchased NOX | Thousand Tons | 0 | 0 | 0 | 0 | 0 | 0 | 0
Ozone Season NOX Cap TR - AL | 921 | 7705 | Rate Constraint in MTons | FALSE | L | Annual | Allowances Sold NOX | Thousand Tons | 0 | 0 | 0 | 0 | 0 | 0 | 0
Ozone Season NOX Cap TR - AL | 921 | 7705 | Rate Constraint in MTons | FALSE | L | Annual | Allowances Banked | Thousand Tons | 0 | 0 | 0 | 0 | 0 | 0 | 0
Ozone Season NOX Cap TR - AL | 921 | 7705 | Rate Constraint in MTons | FALSE | L | Annual | Allowances Withdrawn (1:1) | Thousand Tons | 0 | 0 | 0 | 0 | 0 | 0 | 0
Ozone Season NOX Cap TR - AL | 921 | 7705 | Rate Constraint in MTons | FALSE | L | Annual | Allowances Withdrawn (n:1) | Thousand Tons | 0 | 0 | 0 | 0 | 0 | 0 | 0
Ozone Season NOX Cap TR - AL | 921 | 7705 | Rate Constraint in MTons | FALSE | L | Annual | Net Emissions Allowance Position | Thousand Tons | 5.199 | 5.4282 | 5.2194 | 4.8299 | 1.056 | 1.2917 | 1.4068
Ozone Season NOX Cap TR - AL | 921 | 7705 | Rate Constraint in MTons | FALSE | L | Annual | Fuel Consumed | TBtu | 348.7548 | 353.8026 | 365.9085 | 324.2482 | 182.2594 | 234.2146 | 252.999
Ozone Season NOX Cap TR - AL | 921 | 7705 | Rate Constraint in MTons | FALSE | L | Annual | Rate | lb/MMBtu | 0.029815 | 0.030685 | 0.028528 | 0.029791 | 0.011588 | 0.01103 | 0.011121
Ozone Season NOX Cap TR - AL | 921 | 7705 | Rate Constraint in MTons | FALSE | L | Annual | Generation | TWh | 47.1776 | 47.0607 | 45.0994 | 39.5895 | 30.1255 | 37.1009 | 42.5548
Ozone Season NOX Cap TR - AL | 921 | 7705 | Rate Constraint in MTons | FALSE | L | Annual | Qualifying Generation | TWh | 44.9776 | 45.3584 | 43.5314 | 38.1505 | 25.8202 | 32.8453 | 35.4797
Ozone Season NOX Cap TR - AL | 921 | 7705 | Rate Constraint in MTons | FALSE | L | Annual | Rate | lb/MWh | 0.23118 | 0.23935 | 0.2398 | 0.2532 | 0.0818 | 0.078651 | 0.079302
Ozone Season NOX Cap TR - AL | 921 | 7705 | Rate Constraint in MTons | FALSE | L | Annual | Constraint Shadow Price | US2022$/Ton | 0 | 0 | 0 | 0 | 0 | 0 | 0
Ozone Season NOX Cap TR - AR | 922 | 7706 | Rate Constraint in MTons | FALSE | L | Annual | Seasons Included | Seasons | Summer | Summer | Summer | Summer | Summer | Summer | Summer
Ozone Season NOX Cap TR - AR | 922 | 7706 | Rate Constraint in MTons | FALSE | L | Annual | Standard NOX | Thousand Tons | 4.877 | 4.334 | 4.334 | 4.334 | 4.334 | 4.334 | 4.334
Ozone Season NOX Cap TR - AR | 922 | 7706 | Rate Constraint in MTons | FALSE | L | Annual | Emissions at Affected Plants NOX | Thousand Tons | 4.877 | 1.7526 | 1.1381 | 0.53219 | 0.13349 | 0.47164 | 0.61234
Ozone Season NOX Cap TR - AR | 922 | 7706 | Rate Constraint in MTons | FALSE | L | Annual | Allowances Purchased NOX | Thousand Tons | 0 | 0 | 0 | 0 | 0 | 0 | 0
Ozone Season NOX Cap TR - AR | 922 | 7706 | Rate Constraint in MTons | FALSE | L | Annual | Allowances Sold NOX | Thousand Tons | 0 | 0 | 0 | 0 | 0 | 0 | 0
Ozone Season NOX Cap TR - AR | 922 | 7706 | Rate Constraint in MTons | FALSE | L | Annual | Allowances Banked | Thousand Tons | 0 | 0 | 0 | 0 | 0 | 0 | 0
Ozone Season NOX Cap TR - AR | 922 | 7706 | Rate Constraint in MTons | FALSE | L | Annual | Allowances Withdrawn (1:1) | Thousand Tons | 0 | 0 | 0 | 0 | 0 | 0 | 0
Ozone Season NOX Cap TR - AR | 922 | 7706 | Rate Constraint in MTons | FALSE | L | Annual | Allowances Withdrawn (n:1) | Thousand Tons | 0 | 0 | 0 | 0 | 0 | 0 | 0
Ozone Season NOX Cap TR - AR | 922 | 7706 | Rate Constraint in MTons | FALSE | L | Annual | Net Emissions Allowance Position | Thousand Tons | 4.877 | 1.7526 | 1.1381 | 0.53219 | 0.13349 | 0.47164 | 0.61234
Ozone Season NOX Cap TR - AR | 922 | 7706 | Rate Constraint in MTons | FALSE | L | Annual | Fuel Consumed | TBtu | 152.2879 | 117.1799 | 98.1737 | 49.0554 | 12.065 | 46.3259 | 49.7291
Ozone Season NOX Cap TR - AR | 922 | 7706 | Rate Constraint in MTons | FALSE | L | Annual | Rate | lb/MMBtu | 0.06405 | 0.029914 | 0.023186 | 0.021697 | 0.022129 | 0.020362 | 0.024627
Ozone Season NOX Cap TR - AR | 922 | 7706 | Rate Constraint in MTons | FALSE | L | Annual | Generation | TWh | 18.4971 | 15.1183 | 13.2019 | 6.6431 | 1.6976 | 6.4443 | 6.8611
Ozone Season NOX Cap TR - AR | 922 | 7706 | Rate Constraint in MTons | FALSE | L | Annual | Qualifying Generation | TWh | 18.4971 | 15.1183 | 13.2019 | 6.6431 | 1.6976 | 6.4443 | 6.8611
Ozone Season NOX Cap TR - AR | 922 | 7706 | Rate Constraint in MTons | FALSE | L | Annual | Rate | lb/MWh | 0.52733 | 0.23186 | 0.17242 | 0.16022 | 0.15728 | 0.14637 | 0.1785
Ozone Season NOX Cap TR - AR | 922 | 7706 | Rate Constraint in MTons | FALSE | L | Annual | Constraint Shadow Price | US2022$/Ton | 4019.2925 | 0 | 0 | 0 | 0 | 0 | 0
Ozone Season NOX Cap TR - IL | 923 | 7708 | Rate Constraint in MTons | FALSE | L | Annual | Seasons Included | Seasons | Summer | Summer | Summer | Summer | Summer | Summer | Summer
Ozone Season NOX Cap TR - IL | 923 | 7708 | Rate Constraint in MTons | FALSE | L | Annual | Standard NOX | Thousand Tons | 5.511 | 4.901 | 4.901 | 4.901 | 4.901 | 4.901 | 4.901
Ozone Season NOX Cap TR - IL | 923 | 7708 | Rate Constraint in MTons | FALSE | L | Annual | Emissions at Affected Plants NOX | Thousand Tons | 2.741 | 2.5647 | 2.4078 | 2.1012 | 0.0057512 | 0.012154 | 0.0141
Ozone Season NOX Cap TR - IL | 923 | 7708 | Rate Constraint in MTons | FALSE | L | Annual | Allowances Purchased NOX | Thousand Tons | 0 | 0 | 0 | 0 | 0 | 0 | 0
Ozone Season NOX Cap TR - IL | 923 | 7708 | Rate Constraint in MTons | FALSE | L | Annual | Allowances Sold NOX | Thousand Tons | 0 | 0 | 0 | 0 | 0 | 0 | 0
Ozone Season NOX Cap TR - IL | 923 | 7708 | Rate Constraint in MTons | FALSE | L | Annual | Allowances Banked | Thousand Tons | 0 | 0 | 0 | 0 | 0 | 0 | 0
Ozone Season NOX Cap TR - IL | 923 | 7708 | Rate Constraint in MTons | FALSE | L | Annual | Allowances Withdrawn (1:1) | Thousand Tons | 0 | 0 | 0 | 0 | 0 | 0 | 0
Ozone Season NOX Cap TR - IL | 923 | 7708 | Rate Constraint in MTons | FALSE | L | Annual | Allowances Withdrawn (n:1) | Thousand Tons | 0 | 0 | 0 | 0 | 0 | 0 | 0
Ozone Season NOX Cap TR - IL | 923 | 7708 | Rate Constraint in MTons | FALSE | L | Annual | Net Emissions Allowance Position | Thousand Tons | 2.741 | 2.5647 | 2.4078 | 2.1012 | 0.0057512 | 0.012154 | 0.0141
Ozone Season NOX Cap TR - IL | 923 | 7708 | Rate Constraint in MTons | FALSE | L | Annual | Fuel Consumed | TBtu | 169.1277 | 161.8423 | 153.1596 | 120.9824 | 0.30276 | 1.0241 | 1.0663
Ozone Season NOX Cap TR - IL | 923 | 7708 | Rate Constraint in MTons | FALSE | L | Annual | Rate | lb/MMBtu | 0.032413 | 0.031693 | 0.031442 | 0.034736 | 0.037992 | 0.023736 | 0.026446
Ozone Season NOX Cap TR - IL | 923 | 7708 | Rate Constraint in MTons | FALSE | L | Annual | Generation | TWh | 21.7627 | 22.2577 | 19.4233 | 13.8863 | 0.045781 | 0.21075 | 0.20655
Ozone Season NOX Cap TR - IL | 923 | 7708 | Rate Constraint in MTons | FALSE | L | Annual | Qualifying Generation | TWh | 21.6677 | 20.9315 | 18.3674 | 13.8863 | 0.045781 | 0.12174 | 0.12786
Ozone Season NOX Cap TR - IL | 923 | 7708 | Rate Constraint in MTons | FALSE | L | Annual | Rate | lb/MWh | 0.253 | 0.24505 | 0.26218 | 0.30264 | 0.25125 | 0.19967 | 0.22054
Ozone Season NOX Cap TR - IL | 923 | 7708 | Rate Constraint in MTons | FALSE | L | Annual | Constraint Shadow Price | US2022$/Ton | 0 | 0 | 0 | 0 | 0 | 0 | 0
Ozone Season NOX Cap TR - IN | 924 | 7709 | Rate Constraint in MTons | FALSE | L | Annual | Seasons Included | Seasons | Summer | Summer | Summer | Summer | Summer | Summer | Summer
Ozone Season NOX Cap TR - IN | 924 | 7709 | Rate Constraint in MTons | FALSE | L | Annual | Standard NOX | Thousand Tons | 10.446 | 7.631 | 7.631 | 7.631 | 7.631 | 7.631 | 7.631
Ozone Season NOX Cap TR - IN | 924 | 7709 | Rate Constraint in MTons | FALSE | L | Annual | Emissions at Affected Plants NOX | Thousand Tons | 6.4885 | 4.21 | 1.5533 | 1.3244 | 0.20499 | 0.28193 | 0.32244
Ozone Season NOX Cap TR - IN | 924 | 7709 | Rate Constraint in MTons | FALSE | L | Annual | Allowances Purchased NOX | Thousand Tons | 0 | 0 | 0 | 0 | 0 | 0 | 0
Ozone Season NOX Cap TR - IN | 924 | 7709 | Rate Constraint in MTons | FALSE | L | Annual | Allowances Sold NOX | Thousand Tons | 0 | 0 | 0 | 0 | 0 | 0 | 0
Ozone Season NOX Cap TR - IN | 924 | 7709 | Rate Constraint in MTons | FALSE | L | Annual | Allowances Banked | Thousand Tons | 0 | 0 | 0 | 0 | 0 | 0 | 0
Ozone Season NOX Cap TR - IN | 924 | 7709 | Rate Constraint in MTons | FALSE | L | Annual | Allowances Withdrawn (1:1) | Thousand Tons | 0 | 0 | 0 | 0 | 0 | 0 | 0
Ozone Season NOX Cap TR - IN | 924 | 7709 | Rate Constraint in MTons | FALSE | L | Annual | Allowances Withdrawn (n:1) | Thousand Tons | 0 | 0 | 0 | 0 | 0 | 0 | 0
Ozone Season NOX Cap TR - IN | 924 | 7709 | Rate Constraint in MTons | FALSE | L | Annual | Net Emissions Allowance Position | Thousand Tons | 6.4885 | 4.21 | 1.5533 | 1.3244 | 0.20499 | 0.28193 | 0.32244
Ozone Season NOX Cap TR - IN | 924 | 7709 | Rate Constraint in MTons | FALSE | L | Annual | Fuel Consumed | TBtu | 199.655 | 210.2961 | 144.8049 | 103.2868 | 48.7587 | 63.9761 | 70.7845
Ozone Season NOX Cap TR - IN | 924 | 7709 | Rate Constraint in MTons | FALSE | L | Annual | Rate | lb/MMBtu | 0.064997 | 0.040039 | 0.021453 | 0.025645 | 0.0084083 | 0.0088137 | 0.0091106
Ozone Season NOX Cap TR - IN | 924 | 7709 | Rate Constraint in MTons | FALSE | L | Annual | Generation | TWh | 22.5718 | 23.7483 | 19.9315 | 12.4669 | 7.9119 | 8.7453 | 9.4733
Ozone Season NOX Cap TR - IN | 924 | 7709 | Rate Constraint in MTons | FALSE | L | Annual | Qualifying Generation | TWh | 22.5112 | 23.6032 | 16.3983 | 11.7267 | 6.8035 | 8.7107 | 9.3992
Ozone Season NOX Cap TR - IN | 924 | 7709 | Rate Constraint in MTons | FALSE | L | Annual | Rate | lb/MWh | 0.57647 | 0.35673 | 0.18944 | 0.22588 | 0.06026 | 0.064733 | 0.068611
Ozone Season NOX Cap TR - IN | 924 | 7709 | Rate Constraint in MTons | FALSE | L | Annual | Constraint Shadow Price | US2022$/Ton | 0 | 0 | 0 | 0 | 0 | 0 | 0
Ozone Season NOX Cap TR - KY | 925 | 7710 | Rate Constraint in MTons | FALSE | L | Annual | Seasons Included | Seasons | Summer | Summer | Summer | Summer | Summer | Summer | Summer
Ozone Season NOX Cap TR - KY | 925 | 7710 | Rate Constraint in MTons | FALSE | L | Annual | Standard NOX | Thousand Tons | 9.513 | 9.291 | 9.291 | 9.291 | 9.291 | 9.291 | 9.291
Ozone Season NOX Cap TR - KY | 925 | 7710 | Rate Constraint in MTons | FALSE | L | Annual | Emissions at Affected Plants NOX | Thousand Tons | 2.8219 | 4.5466 | 3.9004 | 3.8276 | 0.53125 | 0.60278 | 0.5745
Ozone Season NOX Cap TR - KY | 925 | 7710 | Rate Constraint in MTons | FALSE | L | Annual | Allowances Purchased NOX | Thousand Tons | 0 | 0 | 0 | 0 | 0 | 0 | 0
Ozone Season NOX Cap TR - KY | 925 | 7710 | Rate Constraint in MTons | FALSE | L | Annual | Allowances Sold NOX | Thousand Tons | 0 | 0 | 0 | 0 | 0 | 0 | 0
Ozone Season NOX Cap TR - KY | 925 | 7710 | Rate Constraint in MTons | FALSE | L | Annual | Allowances Banked | Thousand Tons | 0 | 0 | 0 | 0 | 0 | 0 | 0
Ozone Season NOX Cap TR - KY | 925 | 7710 | Rate Constraint in MTons | FALSE | L | Annual | Allowances Withdrawn (1:1) | Thousand Tons | 0 | 0 | 0 | 0 | 0 | 0 | 0
Ozone Season NOX Cap TR - KY | 925 | 7710 | Rate Constraint in MTons | FALSE | L | Annual | Allowances Withdrawn (n:1) | Thousand Tons | 0 | 0 | 0 | 0 | 0 | 0 | 0
Ozone Season NOX Cap TR - KY | 925 | 7710 | Rate Constraint in MTons | FALSE | L | Annual | Net Emissions Allowance Position | Thousand Tons | 2.8219 | 4.5466 | 3.9004 | 3.8276 | 0.53125 | 0.60278 | 0.5745
Ozone Season NOX Cap TR - KY | 925 | 7710 | Rate Constraint in MTons | FALSE | L | Annual | Fuel Consumed | TBtu | 172.8538 | 216.0572 | 191.2546 | 183.5213 | 81.5351 | 86.9593 | 99.9815
Ozone Season NOX Cap TR - KY | 925 | 7710 | Rate Constraint in MTons | FALSE | L | Annual | Rate | lb/MMBtu | 0.03265 | 0.042087 | 0.040787 | 0.041713 | 0.013031 | 0.013864 | 0.011492
Ozone Season NOX Cap TR - KY | 925 | 7710 | Rate Constraint in MTons | FALSE | L | Annual | Generation | TWh | 25.9455 | 30.9539 | 27.7525 | 22.239 | 15.137 | 15.0789 | 17.9607
Ozone Season NOX Cap TR - KY | 925 | 7710 | Rate Constraint in MTons | FALSE | L | Annual | Qualifying Generation | TWh | 22.4291 | 26.5428 | 20.3683 | 19.862 | 12.4112 | 13.0527 | 15.0914
Ozone Season NOX Cap TR - KY | 925 | 7710 | Rate Constraint in MTons | FALSE | L | Annual | Rate | lb/MWh | 0.25163 | 0.34259 | 0.38298 | 0.38542 | 0.085608 | 0.092361 | 0.076137
Ozone Season NOX Cap TR - KY | 925 | 7710 | Rate Constraint in MTons | FALSE | L | Annual | Constraint Shadow Price | US2022$/Ton | 0 | 0 | 0 | 0 | 0 | 0 | 0
Ozone Season NOX Cap TR - LA | 926 | 7711 | Rate Constraint in MTons | FALSE | L | Annual | Seasons Included | Seasons | Summer | Summer | Summer | Summer | Summer | Summer | Summer
Ozone Season NOX Cap TR - LA | 926 | 7711 | Rate Constraint in MTons | FALSE | L | Annual | Standard NOX | Thousand Tons | 3.592 | 3.592 | 3.592 | 3.592 | 3.592 | 3.592 | 3.592
Ozone Season NOX Cap TR - LA | 926 | 7711 | Rate Constraint in MTons | FALSE | L | Annual | Emissions at Affected Plants NOX | Thousand Tons | 3.592 | 3.592 | 3.5119 | 2.3188 | 1.6605 | 2.0398 | 2.3702
Ozone Season NOX Cap TR - LA | 926 | 7711 | Rate Constraint in MTons | FALSE | L | Annual | Allowances Purchased NOX | Thousand Tons | 0 | 0 | 0 | 0 | 0 | 0 | 0
Ozone Season NOX Cap TR - LA | 926 | 7711 | Rate Constraint in MTons | FALSE | L | Annual | Allowances Sold NOX | Thousand Tons | 0 | 0 | 0 | 0 | 0 | 0 | 0
Ozone Season NOX Cap TR - LA | 926 | 7711 | Rate Constraint in MTons | FALSE | L | Annual | Allowances Banked | Thousand Tons | 0 | 0 | 0 | 0 | 0 | 0 | 0
Ozone Season NOX Cap TR - LA | 926 | 7711 | Rate Constraint in MTons | FALSE | L | Annual | Allowances Withdrawn (1:1) | Thousand Tons | 0 | 0 | 0 | 0 | 0 | 0 | 0
Ozone Season NOX Cap TR - LA | 926 | 7711 | Rate Constraint in MTons | FALSE | L | Annual | Allowances Withdrawn (n:1) | Thousand Tons | 0 | 0 | 0 | 0 | 0 | 0 | 0
Ozone Season NOX Cap TR - LA | 926 | 7711 | Rate Constraint in MTons | FALSE | L | Annual | Net Emissions Allowance Position | Thousand Tons | 3.592 | 3.592 | 3.5119 | 2.3188 | 1.6605 | 2.0398 | 2.3702
Ozone Season NOX Cap TR - LA | 926 | 7711 | Rate Constraint in MTons | FALSE | L | Annual | Fuel Consumed | TBtu | 199.9438 | 203.4936 | 241.2401 | 170.2589 | 87.0748 | 141.9217 | 166.2236
Ozone Season NOX Cap TR - LA | 926 | 7711 | Rate Constraint in MTons | FALSE | L | Annual | Rate | lb/MMBtu | 0.03593 | 0.035303 | 0.029115 | 0.027238 | 0.03814 | 0.028746 | 0.028519
Ozone Season NOX Cap TR - LA | 926 | 7711 | Rate Constraint in MTons | FALSE | L | Annual | Generation | TWh | 27.5186 | 26.5593 | 32.767 | 23.3214 | 12.5528 | 20.3177 | 23.7612
Ozone Season NOX Cap TR - LA | 926 | 7711 | Rate Constraint in MTons | FALSE | L | Annual | Qualifying Generation | TWh | 27.5186 | 26.5593 | 32.767 | 23.3214 | 12.5528 | 20.3177 | 23.7612
Ozone Season NOX Cap TR - LA | 926 | 7711 | Rate Constraint in MTons | FALSE | L | Annual | Rate | lb/MWh | 0.26106 | 0.27049 | 0.21436 | 0.19886 | 0.26457 | 0.20079 | 0.1995
Ozone Season NOX Cap TR - LA | 926 | 7711 | Rate Constraint in MTons | FALSE | L | Annual | Constraint Shadow Price | US2022$/Ton | 36202.9166 | 72172.7107 | 0 | 0 | 0 | 0 | 0
Ozone Season NOX Cap TR - MD | 927 | 7712 | Rate Constraint in MTons | FALSE | L | Annual | Seasons Included | Seasons | Summer | Summer | Summer | Summer | Summer | Summer | Summer
Ozone Season NOX Cap TR - MD | 927 | 7712 | Rate Constraint in MTons | FALSE | L | Annual | Standard NOX | Thousand Tons | 0.717 | 0.717 | 0.717 | 0.717 | 0.717 | 0.717 | 0.717
Ozone Season NOX Cap TR - MD | 927 | 7712 | Rate Constraint in MTons | FALSE | L | Annual | Emissions at Affected Plants NOX | Thousand Tons | 0.67403 | 0.61423 | 0.62158 | 0.51197 | 0.28302 | 0.38277 | 0.44963
Ozone Season NOX Cap TR - MD | 927 | 7712 | Rate Constraint in MTons | FALSE | L | Annual | Allowances Purchased NOX | Thousand Tons | 0 | 0 | 0 | 0 | 0 | 0 | 0
Ozone Season NOX Cap TR - MD | 927 | 7712 | Rate Constraint in MTons | FALSE | L | Annual | Allowances Sold NOX | Thousand Tons | 0 | 0 | 0 | 0 | 0 | 0 | 0
Ozone Season NOX Cap TR - MD | 927 | 7712 | Rate Constraint in MTons | FALSE | L | Annual | Allowances Banked | Thousand Tons | 0 | 0 | 0 | 0 | 0 | 0 | 0
Ozone Season NOX Cap TR - MD | 927 | 7712 | Rate Constraint in MTons | FALSE | L | Annual | Allowances Withdrawn (1:1) | Thousand Tons | 0 | 0 | 0 | 0 | 0 | 0 | 0
Ozone Season NOX Cap TR - MD | 927 | 7712 | Rate Constraint in MTons | FALSE | L | Annual | Allowances Withdrawn (n:1) | Thousand Tons | 0 | 0 | 0 | 0 | 0 | 0 | 0
Ozone Season NOX Cap TR - MD | 927 | 7712 | Rate Constraint in MTons | FALSE | L | Annual | Net Emissions Allowance Position | Thousand Tons | 0.67403 | 0.61423 | 0.62158 | 0.51197 | 0.28302 | 0.38277 | 0.44963
Ozone Season NOX Cap TR - MD | 927 | 7712 | Rate Constraint in MTons | FALSE | L | Annual | Fuel Consumed | TBtu | 93.548 | 91.3736 | 92.9055 | 85.9539 | 75.6865 | 92.8803 | 104.8689
Ozone Season NOX Cap TR - MD | 927 | 7712 | Rate Constraint in MTons | FALSE | L | Annual | Rate | lb/MMBtu | 0.01441 | 0.013444 | 0.013381 | 0.011913 | 0.0074788 | 0.0082421 | 0.008575
Ozone Season NOX Cap TR - MD | 927 | 7712 | Rate Constraint in MTons | FALSE | L | Annual | Generation | TWh | 13.4748 | 13.2277 | 13.1867 | 12.5159 | 11.8354 | 44.7313 | 64.1632
Ozone Season NOX Cap TR - MD | 927 | 7712 | Rate Constraint in MTons | FALSE | L | Annual | Qualifying Generation | TWh | 13.3105 | 13.0634 | 13.0443 | 12.1811 | 11.0035 | 13.5201 | 15.4024
Ozone Season NOX Cap TR - MD | 927 | 7712 | Rate Constraint in MTons | FALSE | L | Annual | Rate | lb/MWh | 0.10128 | 0.094038 | 0.095303 | 0.08406 | 0.051442 | 0.056622 | 0.058384
Ozone Season NOX Cap TR - MD | 927 | 7712 | Rate Constraint in MTons | FALSE | L | Annual | Constraint Shadow Price | US2022$/Ton | 0 | 0 | 0 | 0 | 0 | 0 | 0
Ozone Season NOX Cap TR - MI | 928 | 7713 | Rate Constraint in MTons | FALSE | L | Annual | Seasons Included | Seasons | Summer | Summer | Summer | Summer | Summer | Summer | Summer
Ozone Season NOX Cap TR - MI | 928 | 7713 | Rate Constraint in MTons | FALSE | L | Annual | Standard NOX | Thousand Tons | 7.256 | 6.886 | 6.886 | 6.886 | 6.886 | 6.886 | 6.886
Ozone Season NOX Cap TR - MI | 928 | 7713 | Rate Constraint in MTons | FALSE | L | Annual | Emissions at Affected Plants NOX | Thousand Tons | 5.8393 | 4.0239 | 4.9505 | 3.6447 | 1.5059 | 2.9878 | 3.0413
Ozone Season NOX Cap TR - MI | 928 | 7713 | Rate Constraint in MTons | FALSE | L | Annual | Allowances Purchased NOX | Thousand Tons | 0 | 0 | 0 | 0 | 0 | 0 | 0
Ozone Season NOX Cap TR - MI | 928 | 7713 | Rate Constraint in MTons | FALSE | L | Annual | Allowances Sold NOX | Thousand Tons | 0 | 0 | 0 | 0 | 0 | 0 | 0
Ozone Season NOX Cap TR - MI | 928 | 7713 | Rate Constraint in MTons | FALSE | L | Annual | Allowances Banked | Thousand Tons | 0 | 0 | 0 | 0 | 0 | 0 | 0
Ozone Season NOX Cap TR - MI | 928 | 7713 | Rate Constraint in MTons | FALSE | L | Annual | Allowances Withdrawn (1:1) | Thousand Tons | 0 | 0 | 0 | 0 | 0 | 0 | 0
Ozone Season NOX Cap TR - MI | 928 | 7713 | Rate Constraint in MTons | FALSE | L | Annual | Allowances Withdrawn (n:1) | Thousand Tons | 0 | 0 | 0 | 0 | 0 | 0 | 0
Ozone Season NOX Cap TR - MI | 928 | 7713 | Rate Constraint in MTons | FALSE | L | Annual | Net Emissions Allowance Position | Thousand Tons | 5.8393 | 4.0239 | 4.9505 | 3.6447 | 1.5059 | 2.9878 | 3.0413
Ozone Season NOX Cap TR - MI | 928 | 7713 | Rate Constraint in MTons | FALSE | L | Annual | Fuel Consumed | TBtu | 248.9573 | 203.5669 | 215.0966 | 187.0813 | 131.2737 | 167.7746 | 178.9469
Ozone Season NOX Cap TR - MI | 928 | 7713 | Rate Constraint in MTons | FALSE | L | Annual | Rate | lb/MMBtu | 0.04691 | 0.039534 | 0.046031 | 0.038964 | 0.022944 | 0.035617 | 0.033991
Ozone Season NOX Cap TR - MI | 928 | 7713 | Rate Constraint in MTons | FALSE | L | Annual | Generation | TWh | 33.448 | 28.9931 | 33.8893 | 27.6807 | 20.7932 | 24.5816 | 26.1588
Ozone Season NOX Cap TR - MI | 928 | 7713 | Rate Constraint in MTons | FALSE | L | Annual | Qualifying Generation | TWh | 33.4393 | 28.9816 | 29.9223 | 26.8476 | 19.5149 | 24.1561 | 25.8884
Ozone Season NOX Cap TR - MI | 928 | 7713 | Rate Constraint in MTons | FALSE | L | Annual | Rate | lb/MWh | 0.34925 | 0.27769 | 0.33089 | 0.27151 | 0.15434 | 0.24738 | 0.23496
Ozone Season NOX Cap TR - MI | 928 | 7713 | Rate Constraint in MTons | FALSE | L | Annual | Constraint Shadow Price | US2022$/Ton | 0 | 0 | 0 | 0 | 0 | 0 | 0
Ozone Season NOX Cap TR - MN | 929 | 7714 | Rate Constraint in MTons | FALSE | L | Annual | Seasons Included | Seasons | Summer | Summer | Summer | Summer | Summer | Summer | Summer
Ozone Season NOX Cap TR - MN | 929 | 7714 | Rate Constraint in MTons | FALSE | L | Annual | Standard NOX | Thousand Tons | 3.515 | 2.012 | 2.012 | 2.012 | 2.012 | 2.012 | 2.012
Ozone Season NOX Cap TR - MN | 929 | 7714 | Rate Constraint in MTons | FALSE | L | Annual | Emissions at Affected Plants NOX | Thousand Tons | 1.959 | 1.8423 | 0.17233 | 0.021099 | 1.2084e-05 | 0.059718 | 0.06477
Ozone Season NOX Cap TR - MN | 929 | 7714 | Rate Constraint in MTons | FALSE | L | Annual | Allowances Purchased NOX | Thousand Tons | 0 | 0 | 0 | 0 | 0 | 0 | 0
Ozone Season NOX Cap TR - MN | 929 | 7714 | Rate Constraint in MTons | FALSE | L | Annual | Allowances Sold NOX | Thousand Tons | 0 | 0 | 0 | 0 | 0 | 0 | 0
Ozone Season NOX Cap TR - MN | 929 | 7714 | Rate Constraint in MTons | FALSE | L | Annual | Allowances Banked | Thousand Tons | 0 | 0 | 0 | 0 | 0 | 0 | 0
Ozone Season NOX Cap TR - MN | 929 | 7714 | Rate Constraint in MTons | FALSE | L | Annual | Allowances Withdrawn (1:1) | Thousand Tons | 0 | 0 | 0 | 0 | 0 | 0 | 0
Ozone Season NOX Cap TR - MN | 929 | 7714 | Rate Constraint in MTons | FALSE | L | Annual | Allowances Withdrawn (n:1) | Thousand Tons | 0 | 0 | 0 | 0 | 0 | 0 | 0
Ozone Season NOX Cap TR - MN | 929 | 7714 | Rate Constraint in MTons | FALSE | L | Annual | Net Emissions Allowance Position | Thousand Tons | 1.959 | 1.8423 | 0.17233 | 0.021099 | 1.2084e-05 | 0.059718 | 0.06477
Ozone Season NOX Cap TR - MN | 929 | 7714 | Rate Constraint in MTons | FALSE | L | Annual | Fuel Consumed | TBtu | 65.014 | 61.4746 | 30.817 | 3.4853 | 0.002197 | 10.4795 | 11.6546
Ozone Season NOX Cap TR - MN | 929 | 7714 | Rate Constraint in MTons | FALSE | L | Annual | Rate | lb/MMBtu | 0.060263 | 0.059937 | 0.011184 | 0.012108 | 0.011 | 0.011397 | 0.011115
Ozone Season NOX Cap TR - MN | 929 | 7714 | Rate Constraint in MTons | FALSE | L | Annual | Generation | TWh | 12.4783 | 12.2468 | 8.1318 | 4.3174 | 4.3432 | 5.5742 | 7.3953
Ozone Season NOX Cap TR - MN | 929 | 7714 | Rate Constraint in MTons | FALSE | L | Annual | Qualifying Generation | TWh | 7.6602 | 7.4288 | 4.2313 | 0.488 | 0.00034142 | 1.4365 | 1.5934
Ozone Season NOX Cap TR - MN | 929 | 7714 | Rate Constraint in MTons | FALSE | L | Annual | Rate | lb/MWh | 0.51147 | 0.496 | 0.081454 | 0.086474 | 0.070785 | 0.083146 | 0.081298
Ozone Season NOX Cap TR - MN | 929 | 7714 | Rate Constraint in MTons | FALSE | L | Annual | Constraint Shadow Price | US2022$/Ton | 0 | 0 | 0 | 0 | 0 | 0 | 0
Ozone Season NOX Cap TR - MO | 930 | 7716 | Rate Constraint in MTons | FALSE | L | Annual | Seasons Included | Seasons | Summer | Summer | Summer | Summer | Summer | Summer | Summer
Ozone Season NOX Cap TR - MO | 930 | 7716 | Rate Constraint in MTons | FALSE | L | Annual | Standard NOX | Thousand Tons | 8.868 | 8.191 | 8.191 | 8.191 | 8.191 | 8.191 | 8.191
Ozone Season NOX Cap TR - MO | 930 | 7716 | Rate Constraint in MTons | FALSE | L | Annual | Emissions at Affected Plants NOX | Thousand Tons | 7.1565 | 3.8652 | 1.6545 | 1.549 | 0.03419 | 0.053861 | 0.05377
Ozone Season NOX Cap TR - MO | 930 | 7716 | Rate Constraint in MTons | FALSE | L | Annual | Allowances Purchased NOX | Thousand Tons | 0 | 0 | 0 | 0 | 0 | 0 | 0
Ozone Season NOX Cap TR - MO | 930 | 7716 | Rate Constraint in MTons | FALSE | L | Annual | Allowances Sold NOX | Thousand Tons | 0 | 0 | 0 | 0 | 0 | 0 | 0
Ozone Season NOX Cap TR - MO | 930 | 7716 | Rate Constraint in MTons | FALSE | L | Annual | Allowances Banked | Thousand Tons | 0 | 0 | 0 | 0 | 0 | 0 | 0
Ozone Season NOX Cap TR - MO | 930 | 7716 | Rate Constraint in MTons | FALSE | L | Annual | Allowances Withdrawn (1:1) | Thousand Tons | 0 | 0 | 0 | 0 | 0 | 0 | 0
Ozone Season NOX Cap TR - MO | 930 | 7716 | Rate Constraint in MTons | FALSE | L | Annual | Allowances Withdrawn (n:1) | Thousand Tons | 0 | 0 | 0 | 0 | 0 | 0 | 0
Ozone Season NOX Cap TR - MO | 930 | 7716 | Rate Constraint in MTons | FALSE | L | Annual | Net Emissions Allowance Position | Thousand Tons | 7.1565 | 3.8652 | 1.6545 | 1.549 | 0.03419 | 0.053861 | 0.05377
Ozone Season NOX Cap TR - MO | 930 | 7716 | Rate Constraint in MTons | FALSE | L | Annual | Fuel Consumed | TBtu | 188.7505 | 128.1839 | 58.9908 | 40.9835 | 1.4858 | 4.9054 | 4.8879
Ozone Season NOX Cap TR - MO | 930 | 7716 | Rate Constraint in MTons | FALSE | L | Annual | Rate | lb/MMBtu | 0.07583 | 0.060308 | 0.056095 | 0.075591 | 0.046021 | 0.02196 | 0.022001
Ozone Season NOX Cap TR - MO | 930 | 7716 | Rate Constraint in MTons | FALSE | L | Annual | Generation | TWh | 19.1135 | 13.5752 | 5.0681 | 2.8942 | 0.15439 | 0.59336 | 0.61063
Ozone Season NOX Cap TR - MO | 930 | 7716 | Rate Constraint in MTons | FALSE | L | Annual | Qualifying Generation | TWh | 19.1043 | 13.4477 | 4.9665 | 2.8942 | 0.15439 | 0.58022 | 0.57882
Ozone Season NOX Cap TR - MO | 930 | 7716 | Rate Constraint in MTons | FALSE | L | Annual | Rate | lb/MWh | 0.7492 | 0.57486 | 0.66628 | 1.0704 | 0.44292 | 0.18566 | 0.18579
Ozone Season NOX Cap TR - MO | 930 | 7716 | Rate Constraint in MTons | FALSE | L | Annual | Constraint Shadow Price | US2022$/Ton | 0 | 0 | 0 | 0 | 0 | 0 | 0
Ozone Season NOX Cap TR - MS | 931 | 7715 | Rate Constraint in MTons | FALSE | L | Annual | Seasons Included | Seasons | Summer | Summer | Summer | Summer | Summer | Summer | Summer
Ozone Season NOX Cap TR - MS | 931 | 7715 | Rate Constraint in MTons | FALSE | L | Annual | Standard NOX | Thousand Tons | 1.848 | 1.848 | 1.848 | 1.848 | 1.848 | 1.848 | 1.848
Ozone Season NOX Cap TR - MS | 931 | 7715 | Rate Constraint in MTons | FALSE | L | Annual | Emissions at Affected Plants NOX | Thousand Tons | 1.1923 | 1.7331 | 1.848 | 1.7625 | 0.53589 | 0.76834 | 0.99097
Ozone Season NOX Cap TR - MS | 931 | 7715 | Rate Constraint in MTons | FALSE | L | Annual | Allowances Purchased NOX | Thousand Tons | 0 | 0 | 0 | 0 | 0 | 0 | 0
Ozone Season NOX Cap TR - MS | 931 | 7715 | Rate Constraint in MTons | FALSE | L | Annual | Allowances Sold NOX | Thousand Tons | 0 | 0 | 0 | 0 | 0 | 0 | 0
Ozone Season NOX Cap TR - MS | 931 | 7715 | Rate Constraint in MTons | FALSE | L | Annual | Allowances Banked | Thousand Tons | 0 | 0 | 0 | 0 | 0 | 0 | 0
Ozone Season NOX Cap TR - MS | 931 | 7715 | Rate Constraint in MTons | FALSE | L | Annual | Allowances Withdrawn (1:1) | Thousand Tons | 0 | 0 | 0 | 0 | 0 | 0 | 0
Ozone Season NOX Cap TR - MS | 931 | 7715 | Rate Constraint in MTons | FALSE | L | Annual | Allowances Withdrawn (n:1) | Thousand Tons | 0 | 0 | 0 | 0 | 0 | 0 | 0
Ozone Season NOX Cap TR - MS | 931 | 7715 | Rate Constraint in MTons | FALSE | L | Annual | Net Emissions Allowance Position | Thousand Tons | 1.1923 | 1.7331 | 1.848 | 1.7625 | 0.53589 | 0.76834 | 0.99097
Ozone Season NOX Cap TR - MS | 931 | 7715 | Rate Constraint in MTons | FALSE | L | Annual | Fuel Consumed | TBtu | 191.315 | 189.659 | 201.1865 | 157.7076 | 75.9363 | 117.8437 | 157.6577
Ozone Season NOX Cap TR - MS | 931 | 7715 | Rate Constraint in MTons | FALSE | L | Annual | Rate | lb/MMBtu | 0.012464 | 0.018276 | 0.018371 | 0.022351 | 0.014114 | 0.01304 | 0.012571
Ozone Season NOX Cap TR - MS | 931 | 7715 | Rate Constraint in MTons | FALSE | L | Annual | Generation | TWh | 28.7849 | 27.5079 | 28.4664 | 22.4396 | 16.3229 | 22.0346 | 31.821
Ozone Season NOX Cap TR - MS | 931 | 7715 | Rate Constraint in MTons | FALSE | L | Annual | Qualifying Generation | TWh | 26.5234 | 25.7579 | 26.8545 | 20.9326 | 10.7341 | 16.4773 | 22.3051
Ozone Season NOX Cap TR - MS | 931 | 7715 | Rate Constraint in MTons | FALSE | L | Annual | Rate | lb/MWh | 0.089903 | 0.13457 | 0.13763 | 0.16839 | 0.099848 | 0.093261 | 0.088856
Ozone Season NOX Cap TR - MS | 931 | 7715 | Rate Constraint in MTons | FALSE | L | Annual | Constraint Shadow Price | US2022$/Ton | 0 | 0 | 13357.3107 | 0 | 0 | 0 | 0
Ozone Season NOX Cap TR - NJ | 932 | 7718 | Rate Constraint in MTons | FALSE | L | Annual | Seasons Included | Seasons | Summer | Summer | Summer | Summer | Summer | Summer | Summer
Ozone Season NOX Cap TR - NJ | 932 | 7718 | Rate Constraint in MTons | FALSE | L | Annual | Standard NOX | Thousand Tons | 0.93 | 0.93 | 0.93 | 0.93 | 0.93 | 0.93 | 0.93
Ozone Season NOX Cap TR - NJ | 932 | 7718 | Rate Constraint in MTons | FALSE | L | Annual | Emissions at Affected Plants NOX | Thousand Tons | 0.7443 | 0.76377 | 0.81841 | 0.71047 | 0.53794 | 0.93 | 0.93
Ozone Season NOX Cap TR - NJ | 932 | 7718 | Rate Constraint in MTons | FALSE | L | Annual | Allowances Purchased NOX | Thousand Tons | 0 | 0 | 0 | 0 | 0 | 0 | 0
Ozone Season NOX Cap TR - NJ | 932 | 7718 | Rate Constraint in MTons | FALSE | L | Annual | Allowances Sold NOX | Thousand Tons | 0 | 0 | 0 | 0 | 0 | 0 | 0
Ozone Season NOX Cap TR - NJ | 932 | 7718 | Rate Constraint in MTons | FALSE | L | Annual | Allowances Banked | Thousand Tons | 0 | 0 | 0 | 0 | 0 | 0 | 0
Ozone Season NOX Cap TR - NJ | 932 | 7718 | Rate Constraint in MTons | FALSE | L | Annual | Allowances Withdrawn (1:1) | Thousand Tons | 0 | 0 | 0 | 0 | 0 | 0 | 0
Ozone Season NOX Cap TR - NJ | 932 | 7718 | Rate Constraint in MTons | FALSE | L | Annual | Allowances Withdrawn (n:1) | Thousand Tons | 0 | 0 | 0 | 0 | 0 | 0 | 0
Ozone Season NOX Cap TR - NJ | 932 | 7718 | Rate Constraint in MTons | FALSE | L | Annual | Net Emissions Allowance Position | Thousand Tons | 0.7443 | 0.76377 | 0.81841 | 0.71047 | 0.53794 | 0.93 | 0.93
Ozone Season NOX Cap TR - NJ | 932 | 7718 | Rate Constraint in MTons | FALSE | L | Annual | Fuel Consumed | TBtu | 132.9877 | 135.3451 | 159.1443 | 139.6132 | 112.4983 | 174.0344 | 193.7469
Ozone Season NOX Cap TR - NJ | 932 | 7718 | Rate Constraint in MTons | FALSE | L | Annual | Rate | lb/MMBtu | 0.011194 | 0.011286 | 0.010285 | 0.010178 | 0.0095636 | 0.010688 | 0.0096002
Ozone Season NOX Cap TR - NJ | 932 | 7718 | Rate Constraint in MTons | FALSE | L | Annual | Generation | TWh | 18.3586 | 18.6281 | 22.2095 | 21.203 | 17.6858 | 30.9912 | 42.1711
Ozone Season NOX Cap TR - NJ | 932 | 7718 | Rate Constraint in MTons | FALSE | L | Annual | Qualifying Generation | TWh | 18.3586 | 18.6281 | 22.2095 | 19.6277 | 15.9994 | 24.3237 | 27.976
Ozone Season NOX Cap TR - NJ | 932 | 7718 | Rate Constraint in MTons | FALSE | L | Annual | Rate | lb/MWh | 0.081085 | 0.082003 | 0.073699 | 0.072394 | 0.067245 | 0.076469 | 0.066486
Ozone Season NOX Cap TR - NJ | 932 | 7718 | Rate Constraint in MTons | FALSE | L | Annual | Constraint Shadow Price | US2022$/Ton | 0 | 0 | 0 | 0 | 0 | 124.3287 | 57368.6408
Ozone Season NOX Cap TR - NV | 933 | 7717 | Rate Constraint in MTons | FALSE | L | Annual | Seasons Included | Seasons | Summer | Summer | Summer | Summer | Summer | Summer | Summer
Ozone Season NOX Cap TR - NV | 933 | 7717 | Rate Constraint in MTons | FALSE | L | Annual | Standard NOX | Thousand Tons | 1.271 | 0.989 | 0.989 | 0.989 | 0.989 | 0.989 | 0.989
Ozone Season NOX Cap TR - NV | 933 | 7717 | Rate Constraint in MTons | FALSE | L | Annual | Emissions at Affected Plants NOX | Thousand Tons | 0.29582 | 0.33824 | 0.39216 | 0.43785 | 0.47591 | 0.03104 | 0.070962
Ozone Season NOX Cap TR - NV | 933 | 7717 | Rate Constraint in MTons | FALSE | L | Annual | Allowances Purchased NOX | Thousand Tons | 0 | 0 | 0 | 0 | 0 | 0 | 0
Ozone Season NOX Cap TR - NV | 933 | 7717 | Rate Constraint in MTons | FALSE | L | Annual | Allowances Sold NOX | Thousand Tons | 0 | 0 | 0 | 0 | 0 | 0 | 0
Ozone Season NOX Cap TR - NV | 933 | 7717 | Rate Constraint in MTons | FALSE | L | Annual | Allowances Banked | Thousand Tons | 0 | 0 | 0 | 0 | 0 | 0 | 0
Ozone Season NOX Cap TR - NV | 933 | 7717 | Rate Constraint in MTons | FALSE | L | Annual | Allowances Withdrawn (1:1) | Thousand Tons | 0 | 0 | 0 | 0 | 0 | 0 | 0
Ozone Season NOX Cap TR - NV | 933 | 7717 | Rate Constraint in MTons | FALSE | L | Annual | Allowances Withdrawn (n:1) | Thousand Tons | 0 | 0 | 0 | 0 | 0 | 0 | 0
Ozone Season NOX Cap TR - NV | 933 | 7717 | Rate Constraint in MTons | FALSE | L | Annual | Net Emissions Allowance Position | Thousand Tons | 0.29582 | 0.33824 | 0.39216 | 0.43785 | 0.47591 | 0.03104 | 0.070962
Ozone Season NOX Cap TR - NV | 933 | 7717 | Rate Constraint in MTons | FALSE | L | Annual | Fuel Consumed | TBtu | 53.7656 | 65.6743 | 76.6867 | 81.2591 | 42.2793 | 5.1541 | 11.1004
Ozone Season NOX Cap TR - NV | 933 | 7717 | Rate Constraint in MTons | FALSE | L | Annual | Rate | lb/MMBtu | 0.011004 | 0.0103 | 0.010227 | 0.010777 | 0.022513 | 0.012045 | 0.012785
Ozone Season NOX Cap TR - NV | 933 | 7717 | Rate Constraint in MTons | FALSE | L | Annual | Generation | TWh | 7.4856 | 9.058 | 10.4976 | 10.9379 | 5.3659 | 0.68614 | 1.2703
Ozone Season NOX Cap TR - NV | 933 | 7717 | Rate Constraint in MTons | FALSE | L | Annual | Qualifying Generation | TWh | 7.4856 | 9.058 | 10.4976 | 10.9379 | 5.3659 | 0.68614 | 1.2703
Ozone Season NOX Cap TR - NV | 933 | 7717 | Rate Constraint in MTons | FALSE | L | Annual | Rate | lb/MWh | 0.079036 | 0.074682 | 0.074713 | 0.080062 | 0.17738 | 0.090476 | 0.11173
Ozone Season NOX Cap TR - NV | 933 | 7717 | Rate Constraint in MTons | FALSE | L | Annual | Constraint Shadow Price | US2022$/Ton | 0 | 0 | 0 | 0 | 0 | 0 | 0
Ozone Season NOX Cap TR - NY | 934 | 7719 | Rate Constraint in MTons | FALSE | L | Annual | Seasons Included | Seasons | Summer | Summer | Summer | Summer | Summer | Summer | Summer
Ozone Season NOX Cap TR - NY | 934 | 7719 | Rate Constraint in MTons | FALSE | L | Annual | Standard NOX | Thousand Tons | 4.033 | 4.033 | 4.033 | 4.033 | 4.033 | 4.033 | 4.033
Ozone Season NOX Cap TR - NY | 934 | 7719 | Rate Constraint in MTons | FALSE | L | Annual | Emissions at Affected Plants NOX | Thousand Tons | 1.9063 | 1.705 | 1.1863 | 0.68819 | 0.65992 | 0.61566 | 0.64896
Ozone Season NOX Cap TR - NY | 934 | 7719 | Rate Constraint in MTons | FALSE | L | Annual | Allowances Purchased NOX | Thousand Tons | 0 | 0 | 0 | 0 | 0 | 0 | 0
Ozone Season NOX Cap TR - NY | 934 | 7719 | Rate Constraint in MTons | FALSE | L | Annual | Allowances Sold NOX | Thousand Tons | 0 | 0 | 0 | 0 | 0 | 0 | 0
Ozone Season NOX Cap TR - NY | 934 | 7719 | Rate Constraint in MTons | FALSE | L | Annual | Allowances Banked | Thousand Tons | 0 | 0 | 0 | 0 | 0 | 0 | 0
Ozone Season NOX Cap TR - NY | 934 | 7719 | Rate Constraint in MTons | FALSE | L | Annual | Allowances Withdrawn (1:1) | Thousand Tons | 0 | 0 | 0 | 0 | 0 | 0 | 0
Ozone Season NOX Cap TR - NY | 934 | 7719 | Rate Constraint in MTons | FALSE | L | Annual | Allowances Withdrawn (n:1) | Thousand Tons | 0 | 0 | 0 | 0 | 0 | 0 | 0
Ozone Season NOX Cap TR - NY | 934 | 7719 | Rate Constraint in MTons | FALSE | L | Annual | Net Emissions Allowance Position | Thousand Tons | 1.9063 | 1.705 | 1.1863 | 0.68819 | 0.65992 | 0.61566 | 0.64896
Ozone Season NOX Cap TR - NY | 934 | 7719 | Rate Constraint in MTons | FALSE | L | Annual | Fuel Consumed | TBtu | 184.1405 | 197.4822 | 175.2678 | 104.497 | 112.9879 | 111.2237 | 117.5151
Ozone Season NOX Cap TR - NY | 934 | 7719 | Rate Constraint in MTons | FALSE | L | Annual | Rate | lb/MMBtu | 0.020705 | 0.017268 | 0.013536 | 0.013171 | 0.011681 | 0.011071 | 0.011045
Ozone Season NOX Cap TR - NY | 934 | 7719 | Rate Constraint in MTons | FALSE | L | Annual | Generation | TWh | 24.0456 | 26.4215 | 24.0526 | 14.9069 | 16.1252 | 16.2009 | 17.3923
Ozone Season NOX Cap TR - NY | 934 | 7719 | Rate Constraint in MTons | FALSE | L | Annual | Qualifying Generation | TWh | 24.0456 | 26.4215 | 24.0526 | 14.6536 | 15.8876 | 15.5649 | 16.4162
Ozone Season NOX Cap TR - NY | 934 | 7719 | Rate Constraint in MTons | FALSE | L | Annual | Rate | lb/MWh | 0.15856 | 0.12906 | 0.098638 | 0.093928 | 0.083073 | 0.079108 | 0.079063
Ozone Season NOX Cap TR - NY | 934 | 7719 | Rate Constraint in MTons | FALSE | L | Annual | Constraint Shadow Price | US2022$/Ton | 0 | 0 | 0 | 0 | 0 | 0 | 0
Ozone Season NOX Cap TR - OH | 935 | 7720 | Rate Constraint in MTons | FALSE | L | Annual | Seasons Included | Seasons | Summer | Summer | Summer | Summer | Summer | Summer | Summer
Ozone Season NOX Cap TR - OH | 935 | 7720 | Rate Constraint in MTons | FALSE | L | Annual | Standard NOX | Thousand Tons | 8.391 | 7.742 | 7.742 | 7.742 | 7.742 | 7.742 | 7.742
Ozone Season NOX Cap TR - OH | 935 | 7720 | Rate Constraint in MTons | FALSE | L | Annual | Emissions at Affected Plants NOX | Thousand Tons | 2.2892 | 5.322 | 1.8585 | 1.7147 | 1.3721 | 1.9679 | 2.128
Ozone Season NOX Cap TR - OH | 935 | 7720 | Rate Constraint in MTons | FALSE | L | Annual | Allowances Purchased NOX | Thousand Tons | 0 | 0 | 0 | 0 | 0 | 0 | 0
Ozone Season NOX Cap TR - OH | 935 | 7720 | Rate Constraint in MTons | FALSE | L | Annual | Allowances Sold NOX | Thousand Tons | 0 | 0 | 0 | 0 | 0 | 0 | 0
Ozone Season NOX Cap TR - OH | 935 | 7720 | Rate Constraint in MTons | FALSE | L | Annual | Allowances Banked | Thousand Tons | 0 | 0 | 0 | 0 | 0 | 0 | 0
Ozone Season NOX Cap TR - OH | 935 | 7720 | Rate Constraint in MTons | FALSE | L | Annual | Allowances Withdrawn (1:1) | Thousand Tons | 0 | 0 | 0 | 0 | 0 | 0 | 0
Ozone Season NOX Cap TR - OH | 935 | 7720 | Rate Constraint in MTons | FALSE | L | Annual | Allowances Withdrawn (n:1) | Thousand Tons | 0 | 0 | 0 | 0 | 0 | 0 | 0
Ozone Season NOX Cap TR - OH | 935 | 7720 | Rate Constraint in MTons | FALSE | L | Annual | Net Emissions Allowance Position | Thousand Tons | 2.2892 | 5.322 | 1.8585 | 1.7147 | 1.3721 | 1.9679 | 2.128
Ozone Season NOX Cap TR - OH | 935 | 7720 | Rate Constraint in MTons | FALSE | L | Annual | Fuel Consumed | TBtu | 345.039 | 415.8372 | 325.3692 | 309.3658 | 285.4019 | 392.6063 | 406.9085
Ozone Season NOX Cap TR - OH | 935 | 7720 | Rate Constraint in MTons | FALSE | L | Annual | Rate | lb/MMBtu | 0.013269 | 0.025597 | 0.011424 | 0.011085 | 0.009615 | 0.010025 | 0.010459
Ozone Season NOX Cap TR - OH | 935 | 7720 | Rate Constraint in MTons | FALSE | L | Annual | Generation | TWh | 52.2671 | 59.2347 | 50.6087 | 47.5953 | 45.2879 | 63.153 | 65.7135
Ozone Season NOX Cap TR - OH | 935 | 7720 | Rate Constraint in MTons | FALSE | L | Annual | Qualifying Generation | TWh | 49.6719 | 56.6394 | 46.3917 | 44.9809 | 42.2775 | 58.5837 | 60.7186
Ozone Season NOX Cap TR - OH | 935 | 7720 | Rate Constraint in MTons | FALSE | L | Annual | Rate | lb/MWh | 0.092171 | 0.18793 | 0.080122 | 0.076241 | 0.064908 | 0.067184 | 0.070093
Ozone Season NOX Cap TR - OH | 935 | 7720 | Rate Constraint in MTons | FALSE | L | Annual | Constraint Shadow Price | US2022$/Ton | 0 | 0 | 0 | 0 | 0 | 0 | 0
Ozone Season NOX Cap TR - OK | 936 | 7721 | Rate Constraint in MTons | FALSE | L | Annual | Seasons Included | Seasons | Summer | Summer | Summer | Summer | Summer | Summer | Summer
Ozone Season NOX Cap TR - OK | 936 | 7721 | Rate Constraint in MTons | FALSE | L | Annual | Standard NOX | Thousand Tons | 4.649 | 4.649 | 4.649 | 4.649 | 4.649 | 4.649 | 4.649
Ozone Season NOX Cap TR - OK | 936 | 7721 | Rate Constraint in MTons | FALSE | L | Annual | Emissions at Affected Plants NOX | Thousand Tons | 2.1797 | 2.7632 | 1.3995 | 1.0132 | 0.97964 | 0.99734 | 1.0798
Ozone Season NOX Cap TR - OK | 936 | 7721 | Rate Constraint in MTons | FALSE | L | Annual | Allowances Purchased NOX | Thousand Tons | 0 | 0 | 0 | 0 | 0 | 0 | 0
Ozone Season NOX Cap TR - OK | 936 | 7721 | Rate Constraint in MTons | FALSE | L | Annual | Allowances Sold NOX | Thousand Tons | 0 | 0 | 0 | 0 | 0 | 0 | 0
Ozone Season NOX Cap TR - OK | 936 | 7721 | Rate Constraint in MTons | FALSE | L | Annual | Allowances Banked | Thousand Tons | 0 | 0 | 0 | 0 | 0 | 0 | 0
Ozone Season NOX Cap TR - OK | 936 | 7721 | Rate Constraint in MTons | FALSE | L | Annual | Allowances Withdrawn (1:1) | Thousand Tons | 0 | 0 | 0 | 0 | 0 | 0 | 0
Ozone Season NOX Cap TR - OK | 936 | 7721 | Rate Constraint in MTons | FALSE | L | Annual | Allowances Withdrawn (n:1) | Thousand Tons | 0 | 0 | 0 | 0 | 0 | 0 | 0
Ozone Season NOX Cap TR - OK | 936 | 7721 | Rate Constraint in MTons | FALSE | L | Annual | Net Emissions Allowance Position | Thousand Tons | 2.1797 | 2.7632 | 1.3995 | 1.0132 | 0.97964 | 0.99734 | 1.0798
Ozone Season NOX Cap TR - OK | 936 | 7721 | Rate Constraint in MTons | FALSE | L | Annual | Fuel Consumed | TBtu | 123.2927 | 131.0243 | 60.9335 | 15.8072 | 11.5301 | 15.923 | 26.8368
Ozone Season NOX Cap TR - OK | 936 | 7721 | Rate Constraint in MTons | FALSE | L | Annual | Rate | lb/MMBtu | 0.035359 | 0.042178 | 0.045935 | 0.1282 | 0.16993 | 0.12527 | 0.080474
Ozone Season NOX Cap TR - OK | 936 | 7721 | Rate Constraint in MTons | FALSE | L | Annual | Generation | TWh | 16.1955 | 16.732 | 7.7068 | 1.5397 | 0.99621 | 1.6008 | 3.1602
Ozone Season NOX Cap TR - OK | 936 | 7721 | Rate Constraint in MTons | FALSE | L | Annual | Qualifying Generation | TWh | 16.1955 | 16.732 | 7.7068 | 1.5397 | 0.99621 | 1.5946 | 3.1276
Ozone Season NOX Cap TR - OK | 936 | 7721 | Rate Constraint in MTons | FALSE | L | Annual | Rate | lb/MWh | 0.26918 | 0.33029 | 0.36319 | 1.3161 | 1.9667 | 1.2509 | 0.69052
Ozone Season NOX Cap TR - OK | 936 | 7721 | Rate Constraint in MTons | FALSE | L | Annual | Constraint Shadow Price | US2022$/Ton | 0 | 0 | 0 | 0 | 0 | 0 | 0
Ozone Season NOX Cap TR - PA | 937 | 7722 | Rate Constraint in MTons | FALSE | L | Annual | Seasons Included | Seasons | Summer | Summer | Summer | Summer | Summer | Summer | Summer
Ozone Season NOX Cap TR - PA | 937 | 7722 | Rate Constraint in MTons | FALSE | L | Annual | Standard NOX | Thousand Tons | 8.646 | 5.827 | 5.827 | 5.827 | 5.827 | 5.827 | 5.827
Ozone Season NOX Cap TR - PA | 937 | 7722 | Rate Constraint in MTons | FALSE | L | Annual | Emissions at Affected Plants NOX | Thousand Tons | 7.1069 | 5.7628 | 3.3799 | 2.6861 | 1.5812 | 2.2385 | 2.6002
Ozone Season NOX Cap TR - PA | 937 | 7722 | Rate Constraint in MTons | FALSE | L | Annual | Allowances Purchased NOX | Thousand Tons | 0 | 0 | 0 | 0 | 0 | 0 | 0
Ozone Season NOX Cap TR - PA | 937 | 7722 | Rate Constraint in MTons | FALSE | L | Annual | Allowances Sold NOX | Thousand Tons | 0 | 0 | 0 | 0 | 0 | 0 | 0
Ozone Season NOX Cap TR - PA | 937 | 7722 | Rate Constraint in MTons | FALSE | L | Annual | Allowances Banked | Thousand Tons | 0 | 0 | 0 | 0 | 0 | 0 | 0
Ozone Season NOX Cap TR - PA | 937 | 7722 | Rate Constraint in MTons | FALSE | L | Annual | Allowances Withdrawn (1:1) | Thousand Tons | 0 | 0 | 0 | 0 | 0 | 0 | 0
Ozone Season NOX Cap TR - PA | 937 | 7722 | Rate Constraint in MTons | FALSE | L | Annual | Allowances Withdrawn (n:1) | Thousand Tons | 0 | 0 | 0 | 0 | 0 | 0 | 0
Ozone Season NOX Cap TR - PA | 937 | 7722 | Rate Constraint in MTons | FALSE | L | Annual | Net Emissions Allowance Position | Thousand Tons | 7.1069 | 5.7628 | 3.3799 | 2.6861 | 1.5812 | 2.2385 | 2.6002
Ozone Season NOX Cap TR - PA | 937 | 7722 | Rate Constraint in MTons | FALSE | L | Annual | Fuel Consumed | TBtu | 534.4716 | 520.673 | 460.9659 | 422.5363 | 386.2145 | 508.2392 | 572.1815
Ozone Season NOX Cap TR - PA | 937 | 7722 | Rate Constraint in MTons | FALSE | L | Annual | Rate | lb/MMBtu | 0.026594 | 0.022136 | 0.014664 | 0.012714 | 0.0081882 | 0.0088089 | 0.0090888
Ozone Season NOX Cap TR - PA | 937 | 7722 | Rate Constraint in MTons | FALSE | L | Annual | Generation | TWh | 83.3126 | 82.3577 | 76.7144 | 70.441 | 68.5382 | 120.2708 | 145.7056
Ozone Season NOX Cap TR - PA | 937 | 7722 | Rate Constraint in MTons | FALSE | L | Annual | Qualifying Generation | TWh | 69.1173 | 68.1624 | 62.4856 | 57.9024 | 54.4306 | 71.7452 | 81.6959
Ozone Season NOX Cap TR - PA | 937 | 7722 | Rate Constraint in MTons | FALSE | L | Annual | Rate | lb/MWh | 0.20565 | 0.16909 | 0.10818 | 0.092782 | 0.0581 | 0.062402 | 0.063656
Ozone Season NOX Cap TR - PA | 937 | 7722 | Rate Constraint in MTons | FALSE | L | Annual | Constraint Shadow Price | US2022$/Ton | 0 | 0 | 0 | 0 | 0 | 0 | 0
Ozone Season NOX Cap TR - Region | 938 | 7730 | Rate Constraint in MTons | FALSE | L | Annual | Seasons Included | Seasons | Summer | Summer | Summer | Summer | Summer | Summer | Summer
Ozone Season NOX Cap TR - Region | 938 | 7730 | Rate Constraint in MTons | FALSE | L | Annual | Standard NOX | Thousand Tons | 133.695 | 104.685 | 104.685 | 104.685 | 104.685 | 104.685 | 104.685
Ozone Season NOX Cap TR - Region | 938 | 7730 | Rate Constraint in MTons | FALSE | L | Annual | Emissions at Affected Plants NOX | Thousand Tons | 78.3407 | 70.8384 | 47.7245 | 38.4153 | 14.4638 | 20.831 | 22.9264
Ozone Season NOX Cap TR - Region | 938 | 7730 | Rate Constraint in MTons | FALSE | L | Annual | Allowances Purchased NOX | Thousand Tons | 0 | 0 | 0 | 0 | 0 | 0 | 0
Ozone Season NOX Cap TR - Region | 938 | 7730 | Rate Constraint in MTons | FALSE | L | Annual | Allowances Sold NOX | Thousand Tons | 0 | 0 | 0 | 0 | 0 | 0 | 0
Ozone Season NOX Cap TR - Region | 938 | 7730 | Rate Constraint in MTons | FALSE | L | Annual | Allowances Banked | Thousand Tons | 0 | 0 | 0 | 0 | 0 | 0 | 0
Ozone Season NOX Cap TR - Region | 938 | 7730 | Rate Constraint in MTons | FALSE | L | Annual | Allowances Withdrawn (1:1) | Thousand Tons | 0 | 0 | 0 | 0 | 0 | 0 | 0
Ozone Season NOX Cap TR - Region | 938 | 7730 | Rate Constraint in MTons | FALSE | L | Annual | Allowances Withdrawn (n:1) | Thousand Tons | 0 | 0 | 0 | 0 | 0 | 0 | 0
Ozone Season NOX Cap TR - Region | 938 | 7730 | Rate Constraint in MTons | FALSE | L | Annual | Net Emissions Allowance Position | Thousand Tons | 78.3407 | 70.8384 | 47.7245 | 38.4153 | 14.4638 | 20.831 | 22.9264
Ozone Season NOX Cap TR - Region | 938 | 7730 | Rate Constraint in MTons | FALSE | L | Annual | Fuel Consumed | TBtu | 4462.6928 | 4508.9425 | 3921.4357 | 3131.2994 | 1973.7005 | 2725.8791 | 3049.1314
Ozone Season NOX Cap TR - Region | 938 | 7730 | Rate Constraint in MTons | FALSE | L | Annual | Rate | lb/MMBtu | 0.035109 | 0.031421 | 0.02434 | 0.024536 | 0.014657 | 0.015284 | 0.015038
Ozone Season NOX Cap TR - Region | 938 | 7730 | Rate Constraint in MTons | FALSE | L | Annual | Generation | TWh | 581.6226 | 588.7247 | 513.2337 | 413.67 | 288.6013 | 400.6129 | 452.5727
Ozone Season NOX Cap TR - Region | 938 | 7730 | Rate Constraint in MTons | FALSE | L | Annual | Qualifying Generation | TWh | 580.208 | 587.4118 | 511.4645 | 407.2172 | 279.734 | 390.297 | 438.0688
Ozone Season NOX Cap TR - Region | 938 | 7730 | Rate Constraint in MTons | FALSE | L | Annual | Rate | lb/MWh | 0.27004 | 0.24119 | 0.18662 | 0.18867 | 0.10341 | 0.10674 | 0.10467
Ozone Season NOX Cap TR - Region | 938 | 7730 | Rate Constraint in MTons | FALSE | L | Annual | Constraint Shadow Price | US2022$/Ton | 0 | 0 | 0 | 0 | 0 | 0 | 0
Ozone Season NOX Cap TR - TX | 939 | 7724 | Rate Constraint in MTons | FALSE | L | Annual | Seasons Included | Seasons | Summer | Summer | Summer | Summer | Summer | Summer | Summer
Ozone Season NOX Cap TR - TX | 939 | 7724 | Rate Constraint in MTons | FALSE | L | Annual | Standard NOX | Thousand Tons | 27.112 | 26.174 | 26.174 | 26.174 | 26.174 | 26.174 | 26.174
Ozone Season NOX Cap TR - TX | 939 | 7724 | Rate Constraint in MTons | FALSE | L | Annual | Emissions at Affected Plants NOX | Thousand Tons | 8.2833 | 7.8562 | 7.0099 | 5.1976 | 1.8632 | 3.532 | 3.7027
Ozone Season NOX Cap TR - TX | 939 | 7724 | Rate Constraint in MTons | FALSE | L | Annual | Allowances Purchased NOX | Thousand Tons | 0 | 0 | 0 | 0 | 0 | 0 | 0
Ozone Season NOX Cap TR - TX | 939 | 7724 | Rate Constraint in MTons | FALSE | L | Annual | Allowances Sold NOX | Thousand Tons | 0 | 0 | 0 | 0 | 0 | 0 | 0
Ozone Season NOX Cap TR - TX | 939 | 7724 | Rate Constraint in MTons | FALSE | L | Annual | Allowances Banked | Thousand Tons | 0 | 0 | 0 | 0 | 0 | 0 | 0
Ozone Season NOX Cap TR - TX | 939 | 7724 | Rate Constraint in MTons | FALSE | L | Annual | Allowances Withdrawn (1:1) | Thousand Tons | 0 | 0 | 0 | 0 | 0 | 0 | 0
Ozone Season NOX Cap TR - TX | 939 | 7724 | Rate Constraint in MTons | FALSE | L | Annual | Allowances Withdrawn (n:1) | Thousand Tons | 0 | 0 | 0 | 0 | 0 | 0 | 0
Ozone Season NOX Cap TR - TX | 939 | 7724 | Rate Constraint in MTons | FALSE | L | Annual | Net Emissions Allowance Position | Thousand Tons | 8.2833 | 7.8562 | 7.0099 | 5.1976 | 1.8632 | 3.532 | 3.7027
Ozone Season NOX Cap TR - TX | 939 | 7724 | Rate Constraint in MTons | FALSE | L | Annual | Fuel Consumed | TBtu | 482.9196 | 495.8659 | 443.4154 | 255.1042 | 102.0953 | 240.0352 | 258.8896
Ozone Season NOX Cap TR - TX | 939 | 7724 | Rate Constraint in MTons | FALSE | L | Annual | Rate | lb/MMBtu | 0.034305 | 0.031687 | 0.031618 | 0.040749 | 0.036499 | 0.029429 | 0.028604
Ozone Season NOX Cap TR - TX | 939 | 7724 | Rate Constraint in MTons | FALSE | L | Annual | Generation | TWh | 67.3047 | 69.751 | 60.5242 | 37.7188 | 18.5499 | 41.9756 | 45.2481
Ozone Season NOX Cap TR - TX | 939 | 7724 | Rate Constraint in MTons | FALSE | L | Annual | Qualifying Generation | TWh | 67.3047 | 69.5695 | 59.7924 | 32.2301 | 13.3787 | 35.7764 | 38.383
Ozone Season NOX Cap TR - TX | 939 | 7724 | Rate Constraint in MTons | FALSE | L | Annual | Rate | lb/MWh | 0.24614 | 0.22585 | 0.23448 | 0.32253 | 0.27853 | 0.19745 | 0.19293
Ozone Season NOX Cap TR - TX | 939 | 7724 | Rate Constraint in MTons | FALSE | L | Annual | Constraint Shadow Price | US2022$/Ton | 0 | 0 | 0 | 0 | 0 | 0 | 0
Ozone Season NOX Cap TR - UT | 940 | 7725 | Rate Constraint in MTons | FALSE | L | Annual | Seasons Included | Seasons | Summer | Summer | Summer | Summer | Summer | Summer | Summer
Ozone Season NOX Cap TR - UT | 940 | 7725 | Rate Constraint in MTons | FALSE | L | Annual | Standard NOX | Thousand Tons | 3.15 | 3.15 | 3.15 | 3.15 | 3.15 | 3.15 | 3.15
Ozone Season NOX Cap TR - UT | 940 | 7725 | Rate Constraint in MTons | FALSE | L | Annual | Emissions at Affected Plants NOX | Thousand Tons | 3.15 | 0.64736 | 0.40272 | 0.47733 | 0.34474 | 0.49255 | 0.58499
Ozone Season NOX Cap TR - UT | 940 | 7725 | Rate Constraint in MTons | FALSE | L | Annual | Allowances Purchased NOX | Thousand Tons | 0 | 0 | 0 | 0 | 0 | 0 | 0
Ozone Season NOX Cap TR - UT | 940 | 7725 | Rate Constraint in MTons | FALSE | L | Annual | Allowances Sold NOX | Thousand Tons | 0 | 0 | 0 | 0 | 0 | 0 | 0
Ozone Season NOX Cap TR - UT | 940 | 7725 | Rate Constraint in MTons | FALSE | L | Annual | Allowances Banked | Thousand Tons | 0 | 0 | 0 | 0 | 0 | 0 | 0
Ozone Season NOX Cap TR - UT | 940 | 7725 | Rate Constraint in MTons | FALSE | L | Annual | Allowances Withdrawn (1:1) | Thousand Tons | 0 | 0 | 0 | 0 | 0 | 0 | 0
Ozone Season NOX Cap TR - UT | 940 | 7725 | Rate Constraint in MTons | FALSE | L | Annual | Allowances Withdrawn (n:1) | Thousand Tons | 0 | 0 | 0 | 0 | 0 | 0 | 0
Ozone Season NOX Cap TR - UT | 940 | 7725 | Rate Constraint in MTons | FALSE | L | Annual | Net Emissions Allowance Position | Thousand Tons | 3.15 | 0.64736 | 0.40272 | 0.47733 | 0.34474 | 0.49255 | 0.58499
Ozone Season NOX Cap TR - UT | 940 | 7725 | Rate Constraint in MTons | FALSE | L | Annual | Fuel Consumed | TBtu | 103.8763 | 97.4809 | 81.84 | 100.072 | 62.6305 | 93.9118 | 109.7549
Ozone Season NOX Cap TR - UT | 940 | 7725 | Rate Constraint in MTons | FALSE | L | Annual | Rate | lb/MMBtu | 0.060649 | 0.013282 | 0.0098417 | 0.0095398 | 0.011009 | 0.01049 | 0.01066
Ozone Season NOX Cap TR - UT | 940 | 7725 | Rate Constraint in MTons | FALSE | L | Annual | Generation | TWh | 13.6411 | 14.5469 | 11.3803 | 13.1446 | 8.041 | 12.3008 | 14.0532
Ozone Season NOX Cap TR - UT | 940 | 7725 | Rate Constraint in MTons | FALSE | L | Annual | Qualifying Generation | TWh | 13.6411 | 14.5469 | 11.3803 | 13.1446 | 8.041 | 12.3008 | 14.0532
Ozone Season NOX Cap TR - UT | 940 | 7725 | Rate Constraint in MTons | FALSE | L | Annual | Rate | lb/MWh | 0.46184 | 0.089003 | 0.070775 | 0.072628 | 0.085746 | 0.080084 | 0.083253
Ozone Season NOX Cap TR - UT | 940 | 7725 | Rate Constraint in MTons | FALSE | L | Annual | Constraint Shadow Price | US2022$/Ton | 2856.2873 | 0 | 0 | 0 | 0 | 0 | 0
Ozone Season NOX Cap TR - VA | 941 | 7726 | Rate Constraint in MTons | FALSE | L | Annual | Seasons Included | Seasons | Summer | Summer | Summer | Summer | Summer | Summer | Summer
Ozone Season NOX Cap TR - VA | 941 | 7726 | Rate Constraint in MTons | FALSE | L | Annual | Standard NOX | Thousand Tons | 2.871 | 2.361 | 2.361 | 2.361 | 2.361 | 2.361 | 2.361
Ozone Season NOX Cap TR - VA | 941 | 7726 | Rate Constraint in MTons | FALSE | L | Annual | Emissions at Affected Plants NOX | Thousand Tons | 1.6985 | 1.6303 | 1.7574 | 1.0484 | 0.52373 | 0.22169 | 0.26373
Ozone Season NOX Cap TR - VA | 941 | 7726 | Rate Constraint in MTons | FALSE | L | Annual | Allowances Purchased NOX | Thousand Tons | 0 | 0 | 0 | 0 | 0 | 0 | 0
Ozone Season NOX Cap TR - VA | 941 | 7726 | Rate Constraint in MTons | FALSE | L | Annual | Allowances Sold NOX | Thousand Tons | 0 | 0 | 0 | 0 | 0 | 0 | 0
Ozone Season NOX Cap TR - VA | 941 | 7726 | Rate Constraint in MTons | FALSE | L | Annual | Allowances Banked | Thousand Tons | 0 | 0 | 0 | 0 | 0 | 0 | 0
Ozone Season NOX Cap TR - VA | 941 | 7726 | Rate Constraint in MTons | FALSE | L | Annual | Allowances Withdrawn (1:1) | Thousand Tons | 0 | 0 | 0 | 0 | 0 | 0 | 0
Ozone Season NOX Cap TR - VA | 941 | 7726 | Rate Constraint in MTons | FALSE | L | Annual | Allowances Withdrawn (n:1) | Thousand Tons | 0 | 0 | 0 | 0 | 0 | 0 | 0
Ozone Season NOX Cap TR - VA | 941 | 7726 | Rate Constraint in MTons | FALSE | L | Annual | Net Emissions Allowance Position | Thousand Tons | 1.6985 | 1.6303 | 1.7574 | 1.0484 | 0.52373 | 0.22169 | 0.26373
Ozone Season NOX Cap TR - VA | 941 | 7726 | Rate Constraint in MTons | FALSE | L | Annual | Fuel Consumed | TBtu | 189.014 | 187.705 | 194.7391 | 168.6986 | 126.8317 | 55.494 | 62.6009
Ozone Season NOX Cap TR - VA | 941 | 7726 | Rate Constraint in MTons | FALSE | L | Annual | Rate | lb/MMBtu | 0.017972 | 0.017371 | 0.018049 | 0.012429 | 0.0082586 | 0.0079896 | 0.0084256
Ozone Season NOX Cap TR - VA | 941 | 7726 | Rate Constraint in MTons | FALSE | L | Annual | Generation | TWh | 28.3764 | 27.76 | 32.2635 | 26.2635 | 21.603 | 38.8824 | 57.8359
Ozone Season NOX Cap TR - VA | 941 | 7726 | Rate Constraint in MTons | FALSE | L | Annual | Qualifying Generation | TWh | 25.4671 | 25.4753 | 26.3456 | 23.3783 | 17.786 | 8.1818 | 9.3143
Ozone Season NOX Cap TR - VA | 941 | 7726 | Rate Constraint in MTons | FALSE | L | Annual | Rate | lb/MWh | 0.13339 | 0.12799 | 0.13341 | 0.089689 | 0.058892 | 0.05419 | 0.056628
Ozone Season NOX Cap TR - VA | 941 | 7726 | Rate Constraint in MTons | FALSE | L | Annual | Constraint Shadow Price | US2022$/Ton | 0 | 0 | 0 | 0 | 0 | 0 | 0
Ozone Season NOX Cap TR - WI | 942 | 7728 | Rate Constraint in MTons | FALSE | L | Annual | Seasons Included | Seasons | Summer | Summer | Summer | Summer | Summer | Summer | Summer
Ozone Season NOX Cap TR - WI | 942 | 7728 | Rate Constraint in MTons | FALSE | L | Annual | Standard NOX | Thousand Tons | 4.123 | 4.123 | 4.123 | 4.123 | 4.123 | 4.123 | 4.123
Ozone Season NOX Cap TR - WI | 942 | 7728 | Rate Constraint in MTons | FALSE | L | Annual | Emissions at Affected Plants NOX | Thousand Tons | 1.7182 | 1.2796 | 0.7588 | 0.28832 | 0.15656 | 0.3015 | 0.30237
Ozone Season NOX Cap TR - WI | 942 | 7728 | Rate Constraint in MTons | FALSE | L | Annual | Allowances Purchased NOX | Thousand Tons | 0 | 0 | 0 | 0 | 0 | 0 | 0
Ozone Season NOX Cap TR - WI | 942 | 7728 | Rate Constraint in MTons | FALSE | L | Annual | Allowances Sold NOX | Thousand Tons | 0 | 0 | 0 | 0 | 0 | 0 | 0
Ozone Season NOX Cap TR - WI | 942 | 7728 | Rate Constraint in MTons | FALSE | L | Annual | Allowances Banked | Thousand Tons | 0 | 0 | 0 | 0 | 0 | 0 | 0
Ozone Season NOX Cap TR - WI | 942 | 7728 | Rate Constraint in MTons | FALSE | L | Annual | Allowances Withdrawn (1:1) | Thousand Tons | 0 | 0 | 0 | 0 | 0 | 0 | 0
Ozone Season NOX Cap TR - WI | 942 | 7728 | Rate Constraint in MTons | FALSE | L | Annual | Allowances Withdrawn (n:1) | Thousand Tons | 0 | 0 | 0 | 0 | 0 | 0 | 0
Ozone Season NOX Cap TR - WI | 942 | 7728 | Rate Constraint in MTons | FALSE | L | Annual | Net Emissions Allowance Position | Thousand Tons | 1.7182 | 1.2796 | 0.7588 | 0.28832 | 0.15656 | 0.3015 | 0.30237
Ozone Season NOX Cap TR - WI | 942 | 7728 | Rate Constraint in MTons | FALSE | L | Annual | Fuel Consumed | TBtu | 117.4032 | 103.4972 | 94.3088 | 57.8569 | 31.6629 | 63.034 | 63.1992
Ozone Season NOX Cap TR - WI | 942 | 7728 | Rate Constraint in MTons | FALSE | L | Annual | Rate | lb/MMBtu | 0.02927 | 0.024728 | 0.016092 | 0.0099666 | 0.0098892 | 0.0095663 | 0.0095689
Ozone Season NOX Cap TR - WI | 942 | 7728 | Rate Constraint in MTons | FALSE | L | Annual | Generation | TWh | 14.6484 | 13.1974 | 12.7023 | 8.1654 | 4.4838 | 8.7586 | 8.8438
Ozone Season NOX Cap TR - WI | 942 | 7728 | Rate Constraint in MTons | FALSE | L | Annual | Qualifying Generation | TWh | 14.6481 | 13.197 | 12.6945 | 8.1647 | 4.4817 | 8.741 | 8.8326
Ozone Season NOX Cap TR - WI | 942 | 7728 | Rate Constraint in MTons | FALSE | L | Annual | Rate | lb/MWh | 0.2346 | 0.19393 | 0.11955 | 0.070626 | 0.069867 | 0.068985 | 0.068467
Ozone Season NOX Cap TR - WI | 942 | 7728 | Rate Constraint in MTons | FALSE | L | Annual | Constraint Shadow Price | US2022$/Ton | 0 | 0 | 0 | 0 | 0 | 0 | 0
Ozone Season NOX Cap TR - WV | 943 | 7727 | Rate Constraint in MTons | FALSE | L | Annual | Seasons Included | Seasons | Summer | Summer | Summer | Summer | Summer | Summer | Summer
Ozone Season NOX Cap TR - WV | 943 | 7727 | Rate Constraint in MTons | FALSE | L | Annual | Standard NOX | Thousand Tons | 11.71 | 11.71 | 11.71 | 11.71 | 11.71 | 11.71 | 11.71
Ozone Season NOX Cap TR - WV | 943 | 7727 | Rate Constraint in MTons | FALSE | L | Annual | Emissions at Affected Plants NOX | Thousand Tons | 6.428 | 8.597 | 1.7831 | 1.7298 | 0.017846 | 0.55024 | 0.71381
Ozone Season NOX Cap TR - WV | 943 | 7727 | Rate Constraint in MTons | FALSE | L | Annual | Allowances Purchased NOX | Thousand Tons | 0 | 0 | 0 | 0 | 0 | 0 | 0
Ozone Season NOX Cap TR - WV | 943 | 7727 | Rate Constraint in MTons | FALSE | L | Annual | Allowances Sold NOX | Thousand Tons | 0 | 0 | 0 | 0 | 0 | 0 | 0
Ozone Season NOX Cap TR - WV | 943 | 7727 | Rate Constraint in MTons | FALSE | L | Annual | Allowances Banked | Thousand Tons | 0 | 0 | 0 | 0 | 0 | 0 | 0
Ozone Season NOX Cap TR - WV | 943 | 7727 | Rate Constraint in MTons | FALSE | L | Annual | Allowances Withdrawn (1:1) | Thousand Tons | 0 | 0 | 0 | 0 | 0 | 0 | 0
Ozone Season NOX Cap TR - WV | 943 | 7727 | Rate Constraint in MTons | FALSE | L | Annual | Allowances Withdrawn (n:1) | Thousand Tons | 0 | 0 | 0 | 0 | 0 | 0 | 0
Ozone Season NOX Cap TR - WV | 943 | 7727 | Rate Constraint in MTons | FALSE | L | Annual | Net Emissions Allowance Position | Thousand Tons | 6.428 | 8.597 | 1.7831 | 1.7298 | 0.017846 | 0.55024 | 0.71381
Ozone Season NOX Cap TR - WV | 943 | 7727 | Rate Constraint in MTons | FALSE | L | Annual | Fuel Consumed | TBtu | 165.575 | 221.4279 | 55.2273 | 49.9249 | 3.1879 | 97.9181 | 127.5962
Ozone Season NOX Cap TR - WV | 943 | 7727 | Rate Constraint in MTons | FALSE | L | Annual | Rate | lb/MMBtu | 0.077645 | 0.07765 | 0.064575 | 0.069296 | 0.011196 | 0.011239 | 0.011189
Ozone Season NOX Cap TR - WV | 943 | 7727 | Rate Constraint in MTons | FALSE | L | Annual | Generation | TWh | 16.7097 | 22.2654 | 7.804 | 4.5325 | 1.6094 | 27.2173 | 35.5979
Ozone Season NOX Cap TR - WV | 943 | 7727 | Rate Constraint in MTons | FALSE | L | Annual | Qualifying Generation | TWh | 16.6335 | 22.1892 | 4.2547 | 3.724 | 0.35118 | 15.1362 | 19.7925
Ozone Season NOX Cap TR - WV | 943 | 7727 | Rate Constraint in MTons | FALSE | L | Annual | Rate | lb/MWh | 0.7729 | 0.77488 | 0.83819 | 0.92901 | 0.10164 | 0.072705 | 0.072129
Ozone Season NOX Cap TR - WV | 943 | 7727 | Rate Constraint in MTons | FALSE | L | Annual | Constraint Shadow Price | US2022$/Ton | 0 | 0 | 0 | 0 | 0 | 0 | 0
Ozone Season NOX Transport - GA | 944 | 7046 | Rate Constraint in MTons | FALSE | L | Annual | Seasons Included | Seasons | Summer | Summer | Summer | Summer | Summer | Summer | Summer
Ozone Season NOX Transport - GA | 944 | 7046 | Rate Constraint in MTons | FALSE | L | Annual | Standard NOX | Thousand Tons | 29.09 | 29.09 | 29.09 | 29.09 | 29.09 | 29.09 | 29.09
Ozone Season NOX Transport - GA | 944 | 7046 | Rate Constraint in MTons | FALSE | L | Annual | Emissions at Affected Plants NOX | Thousand Tons | 1.3148 | 1.2745 | 1.2733 | 0.97883 | 0.99129 | 1.1536 | 1.3271
Ozone Season NOX Transport - GA | 944 | 7046 | Rate Constraint in MTons | FALSE | L | Annual | Allowances Purchased NOX | Thousand Tons | 0 | 0 | 0 | 0 | 0 | 0 | 0
Ozone Season NOX Transport - GA | 944 | 7046 | Rate Constraint in MTons | FALSE | L | Annual | Allowances Sold NOX | Thousand Tons | 0 | 0 | 0 | 0 | 0 | 0 | 0
Ozone Season NOX Transport - GA | 944 | 7046 | Rate Constraint in MTons | FALSE | L | Annual | Allowances Banked | Thousand Tons | 0 | 0 | 0 | 0 | 0 | 0 | 0
Ozone Season NOX Transport - GA | 944 | 7046 | Rate Constraint in MTons | FALSE | L | Annual | Allowances Withdrawn (1:1) | Thousand Tons | 0 | 0 | 0 | 0 | 0 | 0 | 0
Ozone Season NOX Transport - GA | 944 | 7046 | Rate Constraint in MTons | FALSE | L | Annual | Allowances Withdrawn (n:1) | Thousand Tons | 0 | 0 | 0 | 0 | 0 | 0 | 0
Ozone Season NOX Transport - GA | 944 | 7046 | Rate Constraint in MTons | FALSE | L | Annual | Net Emissions Allowance Position | Thousand Tons | 1.3148 | 1.2745 | 1.2733 | 0.97883 | 0.99129 | 1.1536 | 1.3271
Ozone Season NOX Transport - GA | 944 | 7046 | Rate Constraint in MTons | FALSE | L | Annual | Fuel Consumed | TBtu | 198.8679 | 189.7024 | 197.0143 | 168.3072 | 160.2036 | 195.022 | 230.0619
Ozone Season NOX Transport - GA | 944 | 7046 | Rate Constraint in MTons | FALSE | L | Annual | Rate | lb/MMBtu | 0.013222 | 0.013437 | 0.012926 | 0.011632 | 0.012375 | 0.01183 | 0.011537
Ozone Season NOX Transport - GA | 944 | 7046 | Rate Constraint in MTons | FALSE | L | Annual | Generation | TWh | 55.3146 | 53.5201 | 42.7777 | 38.7732 | 40.0815 | 56.7281 | 79.4988
Ozone Season NOX Transport - GA | 944 | 7046 | Rate Constraint in MTons | FALSE | L | Annual | Qualifying Generation | TWh | 27.4326 | 26.262 | 27.2784 | 23.6738 | 21.6904 | 26.4615 | 31.3923
Ozone Season NOX Transport - GA | 944 | 7046 | Rate Constraint in MTons | FALSE | L | Annual | Rate | lb/MWh | 0.095854 | 0.09706 | 0.093358 | 0.082693 | 0.091403 | 0.087189 | 0.084549
Ozone Season NOX Transport - GA | 944 | 7046 | Rate Constraint in MTons | FALSE | L | Annual | Constraint Shadow Price | US2022$/Ton | 0 | 0 | 0 | 0 | 0 | 0 | 0
Ozone Season NOX Transport - IA | 945 | 7047 | Rate Constraint in MTons | FALSE | L | Annual | Seasons Included | Seasons | Summer | Summer | Summer | Summer | Summer | Summer | Summer
Ozone Season NOX Transport - IA | 945 | 7047 | Rate Constraint in MTons | FALSE | L | Annual | Standard NOX | Thousand Tons | 13.639 | 13.639 | 13.639 | 13.639 | 13.639 | 13.639 | 13.639
Ozone Season NOX Transport - IA | 945 | 7047 | Rate Constraint in MTons | FALSE | L | Annual | Emissions at Affected Plants NOX | Thousand Tons | 8.9203 | 6.9911 | 2.0558 | 0.048829 | 0.0043223 | 0.035262 | 0.050211
Ozone Season NOX Transport - IA | 945 | 7047 | Rate Constraint in MTons | FALSE | L | Annual | Allowances Purchased NOX | Thousand Tons | 0 | 0 | 0 | 0 | 0 | 0 | 0
Ozone Season NOX Transport - IA | 945 | 7047 | Rate Constraint in MTons | FALSE | L | Annual | Allowances Sold NOX | Thousand Tons | 0 | 0 | 0 | 0 | 0 | 0 | 0
Ozone Season NOX Transport - IA | 945 | 7047 | Rate Constraint in MTons | FALSE | L | Annual | Allowances Banked | Thousand Tons | 0 | 0 | 0 | 0 | 0 | 0 | 0
Ozone Season NOX Transport - IA | 945 | 7047 | Rate Constraint in MTons | FALSE | L | Annual | Allowances Withdrawn (1:1) | Thousand Tons | 0 | 0 | 0 | 0 | 0 | 0 | 0
Ozone Season NOX Transport - IA | 945 | 7047 | Rate Constraint in MTons | FALSE | L | Annual | Allowances Withdrawn (n:1) | Thousand Tons | 0 | 0 | 0 | 0 | 0 | 0 | 0
Ozone Season NOX Transport - IA | 945 | 7047 | Rate Constraint in MTons | FALSE | L | Annual | Net Emissions Allowance Position | Thousand Tons | 8.9203 | 6.9911 | 2.0558 | 0.048829 | 0.0043223 | 0.035262 | 0.050211
Ozone Season NOX Transport - IA | 945 | 7047 | Rate Constraint in MTons | FALSE | L | Annual | Fuel Consumed | TBtu | 154.8138 | 129.6573 | 67.2651 | 12.9275 | 0.63627 | 9.0732 | 12.4462
Ozone Season NOX Transport - IA | 945 | 7047 | Rate Constraint in MTons | FALSE | L | Annual | Rate | lb/MMBtu | 0.11524 | 0.10784 | 0.061125 | 0.0075543 | 0.013586 | 0.0077728 | 0.0080685
Ozone Season NOX Transport - IA | 945 | 7047 | Rate Constraint in MTons | FALSE | L | Annual | Generation | TWh | 16.7813 | 15.7454 | 9.4407 | 1.8192 | 0.11019 | 1.362 | 1.8265
Ozone Season NOX Transport - IA | 945 | 7047 | Rate Constraint in MTons | FALSE | L | Annual | Qualifying Generation | TWh | 16.6828 | 14.3696 | 8.3453 | 1.8192 | 0.11019 | 1.2696 | 1.7449
Ozone Season NOX Transport - IA | 945 | 7047 | Rate Constraint in MTons | FALSE | L | Annual | Rate | lb/MWh | 1.0694 | 0.97305 | 0.49268 | 0.053683 | 0.078454 | 0.055547 | 0.057552
Ozone Season NOX Transport - IA | 945 | 7047 | Rate Constraint in MTons | FALSE | L | Annual | Constraint Shadow Price | US2022$/Ton | 0 | 0 | 0 | 0 | 0 | 0 | 0
Ozone Season NOX Transport - KS | 946 | 7050 | Rate Constraint in MTons | FALSE | L | Annual | Seasons Included | Seasons | Summer | Summer | Summer | Summer | Summer | Summer | Summer
Ozone Season NOX Transport - KS | 946 | 7050 | Rate Constraint in MTons | FALSE | L | Annual | Standard NOX | Thousand Tons | 9.713 | 9.713 | 9.713 | 9.713 | 9.713 | 9.713 | 9.713
Ozone Season NOX Transport - KS | 946 | 7050 | Rate Constraint in MTons | FALSE | L | Annual | Emissions at Affected Plants NOX | Thousand Tons | 1.2606 | 1.7454 | 0.43985 | 0.41468 | 0.12082 | 0.12025 | 0.12133
Ozone Season NOX Transport - KS | 946 | 7050 | Rate Constraint in MTons | FALSE | L | Annual | Allowances Purchased NOX | Thousand Tons | 0 | 0 | 0 | 0 | 0 | 0 | 0
Ozone Season NOX Transport - KS | 946 | 7050 | Rate Constraint in MTons | FALSE | L | Annual | Allowances Sold NOX | Thousand Tons | 0 | 0 | 0 | 0 | 0 | 0 | 0
Ozone Season NOX Transport - KS | 946 | 7050 | Rate Constraint in MTons | FALSE | L | Annual | Allowances Banked | Thousand Tons | 0 | 0 | 0 | 0 | 0 | 0 | 0
Ozone Season NOX Transport - KS | 946 | 7050 | Rate Constraint in MTons | FALSE | L | Annual | Allowances Withdrawn (1:1) | Thousand Tons | 0 | 0 | 0 | 0 | 0 | 0 | 0
Ozone Season NOX Transport - KS | 946 | 7050 | Rate Constraint in MTons | FALSE | L | Annual | Allowances Withdrawn (n:1) | Thousand Tons | 0 | 0 | 0 | 0 | 0 | 0 | 0
Ozone Season NOX Transport - KS | 946 | 7050 | Rate Constraint in MTons | FALSE | L | Annual | Net Emissions Allowance Position | Thousand Tons | 1.2606 | 1.7454 | 0.43985 | 0.41468 | 0.12082 | 0.12025 | 0.12133
Ozone Season NOX Transport - KS | 946 | 7050 | Rate Constraint in MTons | FALSE | L | Annual | Fuel Consumed | TBtu | 27.4384 | 41.3312 | 15.2667 | 13.659 | 1.8925 | 1.9032 | 2.0977
Ozone Season NOX Transport - KS | 946 | 7050 | Rate Constraint in MTons | FALSE | L | Annual | Rate | lb/MMBtu | 0.091889 | 0.08446 | 0.057622 | 0.060719 | 0.12768 | 0.12636 | 0.11568
Ozone Season NOX Transport - KS | 946 | 7050 | Rate Constraint in MTons | FALSE | L | Annual | Generation | TWh | 2.545 | 3.8968 | 1.0614 | 0.86068 | 0.18959 | 0.29766 | 0.40437
Ozone Season NOX Transport - KS | 946 | 7050 | Rate Constraint in MTons | FALSE | L | Annual | Qualifying Generation | TWh | 2.545 | 3.8968 | 1.0614 | 0.86068 | 0.16024 | 0.16179 | 0.18149
Ozone Season NOX Transport - KS | 946 | 7050 | Rate Constraint in MTons | FALSE | L | Annual | Rate | lb/MWh | 0.99068 | 0.89581 | 0.82886 | 0.96361 | 1.508 | 1.4865 | 1.3371
Ozone Season NOX Transport - KS | 946 | 7050 | Rate Constraint in MTons | FALSE | L | Annual | Constraint Shadow Price | US2022$/Ton | 0 | 0 | 0 | 0 | 0 | 0 | 0
Ozone Season NOX Transport - Region 2 | 947 | 7063 | Rate Constraint in MTons | FALSE | L | Annual | Seasons Included | Seasons | Summer | Summer | Summer | Summer | Summer | Summer | Summer
Ozone Season NOX Transport - Region 2 | 947 | 7063 | Rate Constraint in MTons | FALSE | L | Annual | Standard NOX | Thousand Tons | 24.041 | 24.041 | 24.041 | 24.041 | 24.041 | 24.041 | 24.041
Ozone Season NOX Transport - Region 2 | 947 | 7063 | Rate Constraint in MTons | FALSE | L | Annual | Emissions at Affected Plants NOX | Thousand Tons | 1.3148 | 1.2745 | 1.2733 | 0.97883 | 0.99129 | 1.1536 | 1.3271
Ozone Season NOX Transport - Region 2 | 947 | 7063 | Rate Constraint in MTons | FALSE | L | Annual | Allowances Purchased NOX | Thousand Tons | 0 | 0 | 0 | 0 | 0 | 0 | 0
Ozone Season NOX Transport - Region 2 | 947 | 7063 | Rate Constraint in MTons | FALSE | L | Annual | Allowances Sold NOX | Thousand Tons | 0 | 0 | 0 | 0 | 0 | 0 | 0
Ozone Season NOX Transport - Region 2 | 947 | 7063 | Rate Constraint in MTons | FALSE | L | Annual | Allowances Banked | Thousand Tons | 0 | 0 | 0 | 0 | 0 | 0 | 0
Ozone Season NOX Transport - Region 2 | 947 | 7063 | Rate Constraint in MTons | FALSE | L | Annual | Allowances Withdrawn (1:1) | Thousand Tons | 0 | 0 | 0 | 0 | 0 | 0 | 0
Ozone Season NOX Transport - Region 2 | 947 | 7063 | Rate Constraint in MTons | FALSE | L | Annual | Allowances Withdrawn (n:1) | Thousand Tons | 0 | 0 | 0 | 0 | 0 | 0 | 0
Ozone Season NOX Transport - Region 2 | 947 | 7063 | Rate Constraint in MTons | FALSE | L | Annual | Net Emissions Allowance Position | Thousand Tons | 1.3148 | 1.2745 | 1.2733 | 0.97883 | 0.99129 | 1.1536 | 1.3271
Ozone Season NOX Transport - Region 2 | 947 | 7063 | Rate Constraint in MTons | FALSE | L | Annual | Fuel Consumed | TBtu | 198.8679 | 189.7024 | 197.0143 | 168.3072 | 160.2036 | 195.022 | 230.0619
Ozone Season NOX Transport - Region 2 | 947 | 7063 | Rate Constraint in MTons | FALSE | L | Annual | Rate | lb/MMBtu | 0.013222 | 0.013437 | 0.012926 | 0.011632 | 0.012375 | 0.01183 | 0.011537
Ozone Season NOX Transport - Region 2 | 947 | 7063 | Rate Constraint in MTons | FALSE | L | Annual | Generation | TWh | 55.3146 | 53.5201 | 42.7777 | 38.7732 | 40.0815 | 56.7281 | 79.4988
Ozone Season NOX Transport - Region 2 | 947 | 7063 | Rate Constraint in MTons | FALSE | L | Annual | Qualifying Generation | TWh | 27.4326 | 26.262 | 27.2784 | 23.6738 | 21.6904 | 26.4615 | 31.3923
Ozone Season NOX Transport - Region 2 | 947 | 7063 | Rate Constraint in MTons | FALSE | L | Annual | Rate | lb/MWh | 0.095854 | 0.09706 | 0.093358 | 0.082693 | 0.091403 | 0.087189 | 0.084549
Ozone Season NOX Transport - Region 2 | 947 | 7063 | Rate Constraint in MTons | FALSE | L | Annual | Constraint Shadow Price | US2022$/Ton | 0 | 0 | 0 | 0 | 0 | 0 | 0
PA_RACT Conemaugh 1 & 2-NOx Cap Fall | 948 | 7960 | Rate Constraint in MTons | FALSE | L | Annual | Seasons Included | Seasons | Fall | Fall | Fall | Fall | Fall | Fall | Fall
PA_RACT Conemaugh 1 & 2-NOx Cap Fall | 948 | 7960 | Rate Constraint in MTons | FALSE | L | Annual | Standard NOX | Thousand Tons | 1.3163 | 1.3163 | 1.3163 | 1.3163 | 1.3163 | 1.3163 | 1.3163
PA_RACT Conemaugh 1 & 2-NOx Cap Fall | 948 | 7960 | Rate Constraint in MTons | FALSE | L | Annual | Emissions at Affected Plants NOX | Thousand Tons | 0 | 0 | 0 | 0 | 0 | 0 | 0
PA_RACT Conemaugh 1 & 2-NOx Cap Fall | 948 | 7960 | Rate Constraint in MTons | FALSE | L | Annual | Allowances Purchased NOX | Thousand Tons | 0 | 0 | 0 | 0 | 0 | 0 | 0
PA_RACT Conemaugh 1 & 2-NOx Cap Fall | 948 | 7960 | Rate Constraint in MTons | FALSE | L | Annual | Allowances Sold NOX | Thousand Tons | 0 | 0 | 0 | 0 | 0 | 0 | 0
PA_RACT Conemaugh 1 & 2-NOx Cap Fall | 948 | 7960 | Rate Constraint in MTons | FALSE | L | Annual | Allowances Banked | Thousand Tons | 0 | 0 | 0 | 0 | 0 | 0 | 0
PA_RACT Conemaugh 1 & 2-NOx Cap Fall | 948 | 7960 | Rate Constraint in MTons | FALSE | L | Annual | Allowances Withdrawn (1:1) | Thousand Tons | 0 | 0 | 0 | 0 | 0 | 0 | 0
PA_RACT Conemaugh 1 & 2-NOx Cap Fall | 948 | 7960 | Rate Constraint in MTons | FALSE | L | Annual | Allowances Withdrawn (n:1) | Thousand Tons | 0 | 0 | 0 | 0 | 0 | 0 | 0
PA_RACT Conemaugh 1 & 2-NOx Cap Fall | 948 | 7960 | Rate Constraint in MTons | FALSE | L | Annual | Net Emissions Allowance Position | Thousand Tons | 0 | 0 | 0 | 0 | 0 | 0 | 0
PA_RACT Conemaugh 1 & 2-NOx Cap Fall | 948 | 7960 | Rate Constraint in MTons | FALSE | L | Annual | Fuel Consumed | TBtu | 0 | 0 | 0 | 0 | 0 | 0 | 0
PA_RACT Conemaugh 1 & 2-NOx Cap Fall | 948 | 7960 | Rate Constraint in MTons | FALSE | L | Annual | Rate | lb/MMBtu | 0 | 0 | 0 | 0 | 0 | 0 | 0
PA_RACT Conemaugh 1 & 2-NOx Cap Fall | 948 | 7960 | Rate Constraint in MTons | FALSE | L | Annual | Generation | TWh | 0 | 0 | 0 | 0 | 0 | 0 | 0
PA_RACT Conemaugh 1 & 2-NOx Cap Fall | 948 | 7960 | Rate Constraint in MTons | FALSE | L | Annual | Qualifying Generation | TWh | 0 | 0 | 0 | 0 | 0 | 0 | 0
PA_RACT Conemaugh 1 & 2-NOx Cap Fall | 948 | 7960 | Rate Constraint in MTons | FALSE | L | Annual | Rate | lb/MWh | 0 | 0 | 0 | 0 | 0 | 0 | 0
PA_RACT Conemaugh 1 & 2-NOx Cap Fall | 948 | 7960 | Rate Constraint in MTons | FALSE | L | Annual | Constraint Shadow Price | US2022$/Ton | 0 | 0 | 0 | 0 | 0 | 0 | 0
PA_RACT Conemaugh 1 & 2-NOx Cap Spring | 949 | 7958 | Rate Constraint in MTons | FALSE | L | Annual | Seasons Included | Seasons | Spring | Spring | Spring | Spring | Spring | Spring | Spring
PA_RACT Conemaugh 1 & 2-NOx Cap Spring | 949 | 7958 | Rate Constraint in MTons | FALSE | L | Annual | Standard NOX | Thousand Tons | 0.87279 | 0.87279 | 0.87279 | 0.87279 | 0.87279 | 0.87279 | 0.87279
PA_RACT Conemaugh 1 & 2-NOx Cap Spring | 949 | 7958 | Rate Constraint in MTons | FALSE | L | Annual | Emissions at Affected Plants NOX | Thousand Tons | 0 | 0 | 0 | 0 | 0 | 0 | 0
PA_RACT Conemaugh 1 & 2-NOx Cap Spring | 949 | 7958 | Rate Constraint in MTons | FALSE | L | Annual | Allowances Purchased NOX | Thousand Tons | 0 | 0 | 0 | 0 | 0 | 0 | 0
PA_RACT Conemaugh 1 & 2-NOx Cap Spring | 949 | 7958 | Rate Constraint in MTons | FALSE | L | Annual | Allowances Sold NOX | Thousand Tons | 0 | 0 | 0 | 0 | 0 | 0 | 0
PA_RACT Conemaugh 1 & 2-NOx Cap Spring | 949 | 7958 | Rate Constraint in MTons | FALSE | L | Annual | Allowances Banked | Thousand Tons | 0 | 0 | 0 | 0 | 0 | 0 | 0
PA_RACT Conemaugh 1 & 2-NOx Cap Spring | 949 | 7958 | Rate Constraint in MTons | FALSE | L | Annual | Allowances Withdrawn (1:1) | Thousand Tons | 0 | 0 | 0 | 0 | 0 | 0 | 0
PA_RACT Conemaugh 1 & 2-NOx Cap Spring | 949 | 7958 | Rate Constraint in MTons | FALSE | L | Annual | Allowances Withdrawn (n:1) | Thousand Tons | 0 | 0 | 0 | 0 | 0 | 0 | 0
PA_RACT Conemaugh 1 & 2-NOx Cap Spring | 949 | 7958 | Rate Constraint in MTons | FALSE | L | Annual | Net Emissions Allowance Position | Thousand Tons | 0 | 0 | 0 | 0 | 0 | 0 | 0
PA_RACT Conemaugh 1 & 2-NOx Cap Spring | 949 | 7958 | Rate Constraint in MTons | FALSE | L | Annual | Fuel Consumed | TBtu | 0 | 0 | 0 | 0 | 0 | 0 | 0
PA_RACT Conemaugh 1 & 2-NOx Cap Spring | 949 | 7958 | Rate Constraint in MTons | FALSE | L | Annual | Rate | lb/MMBtu | 0 | 0 | 0 | 0 | 0 | 0 | 0
PA_RACT Conemaugh 1 & 2-NOx Cap Spring | 949 | 7958 | Rate Constraint in MTons | FALSE | L | Annual | Generation | TWh | 0 | 0 | 0 | 0 | 0 | 0 | 0
PA_RACT Conemaugh 1 & 2-NOx Cap Spring | 949 | 7958 | Rate Constraint in MTons | FALSE | L | Annual | Qualifying Generation | TWh | 0 | 0 | 0 | 0 | 0 | 0 | 0
PA_RACT Conemaugh 1 & 2-NOx Cap Spring | 949 | 7958 | Rate Constraint in MTons | FALSE | L | Annual | Rate | lb/MWh | 0 | 0 | 0 | 0 | 0 | 0 | 0
PA_RACT Conemaugh 1 & 2-NOx Cap Spring | 949 | 7958 | Rate Constraint in MTons | FALSE | L | Annual | Constraint Shadow Price | US2022$/Ton | 0 | 0 | 0 | 0 | 0 | 0 | 0
PA_RACT Conemaugh 1 & 2-NOx Cap Summer | 950 | 7959 | Rate Constraint in MTons | FALSE | L | Annual | Seasons Included | Seasons | Summer | Summer | Summer | Summer | Summer | Summer | Summer
PA_RACT Conemaugh 1 & 2-NOx Cap Summer | 950 | 7959 | Rate Constraint in MTons | FALSE | L | Annual | Standard NOX | Thousand Tons | 2.1891 | 2.1891 | 2.1891 | 2.1891 | 2.1891 | 2.1891 | 2.1891
PA_RACT Conemaugh 1 & 2-NOx Cap Summer | 950 | 7959 | Rate Constraint in MTons | FALSE | L | Annual | Emissions at Affected Plants NOX | Thousand Tons | 0 | 0 | 0 | 0 | 0 | 0 | 0
PA_RACT Conemaugh 1 & 2-NOx Cap Summer | 950 | 7959 | Rate Constraint in MTons | FALSE | L | Annual | Allowances Purchased NOX | Thousand Tons | 0 | 0 | 0 | 0 | 0 | 0 | 0
PA_RACT Conemaugh 1 & 2-NOx Cap Summer | 950 | 7959 | Rate Constraint in MTons | FALSE | L | Annual | Allowances Sold NOX | Thousand Tons | 0 | 0 | 0 | 0 | 0 | 0 | 0
PA_RACT Conemaugh 1 & 2-NOx Cap Summer | 950 | 7959 | Rate Constraint in MTons | FALSE | L | Annual | Allowances Banked | Thousand Tons | 0 | 0 | 0 | 0 | 0 | 0 | 0
PA_RACT Conemaugh 1 & 2-NOx Cap Summer | 950 | 7959 | Rate Constraint in MTons | FALSE | L | Annual | Allowances Withdrawn (1:1) | Thousand Tons | 0 | 0 | 0 | 0 | 0 | 0 | 0
PA_RACT Conemaugh 1 & 2-NOx Cap Summer | 950 | 7959 | Rate Constraint in MTons | FALSE | L | Annual | Allowances Withdrawn (n:1) | Thousand Tons | 0 | 0 | 0 | 0 | 0 | 0 | 0
PA_RACT Conemaugh 1 & 2-NOx Cap Summer | 950 | 7959 | Rate Constraint in MTons | FALSE | L | Annual | Net Emissions Allowance Position | Thousand Tons | 0 | 0 | 0 | 0 | 0 | 0 | 0
PA_RACT Conemaugh 1 & 2-NOx Cap Summer | 950 | 7959 | Rate Constraint in MTons | FALSE | L | Annual | Fuel Consumed | TBtu | 0 | 0 | 0 | 0 | 0 | 0 | 0
PA_RACT Conemaugh 1 & 2-NOx Cap Summer | 950 | 7959 | Rate Constraint in MTons | FALSE | L | Annual | Rate | lb/MMBtu | 0 | 0 | 0 | 0 | 0 | 0 | 0
PA_RACT Conemaugh 1 & 2-NOx Cap Summer | 950 | 7959 | Rate Constraint in MTons | FALSE | L | Annual | Generation | TWh | 0 | 0 | 0 | 0 | 0 | 0 | 0
PA_RACT Conemaugh 1 & 2-NOx Cap Summer | 950 | 7959 | Rate Constraint in MTons | FALSE | L | Annual | Qualifying Generation | TWh | 0 | 0 | 0 | 0 | 0 | 0 | 0
PA_RACT Conemaugh 1 & 2-NOx Cap Summer | 950 | 7959 | Rate Constraint in MTons | FALSE | L | Annual | Rate | lb/MWh | 0 | 0 | 0 | 0 | 0 | 0 | 0
PA_RACT Conemaugh 1 & 2-NOx Cap Summer | 950 | 7959 | Rate Constraint in MTons | FALSE | L | Annual | Constraint Shadow Price | US2022$/Ton | 0 | 0 | 0 | 0 | 0 | 0 | 0
PA_RACT Conemaugh 1 & 2-NOx Cap Winter | 951 | 7957 | Rate Constraint in MTons | FALSE | L | Annual | Seasons Included | Seasons | Winter | Winter | Winter | Winter | Winter | Winter | Winter
PA_RACT Conemaugh 1 & 2-NOx Cap Winter | 951 | 7957 | Rate Constraint in MTons | FALSE | L | Annual | Standard NOX | Thousand Tons | 0.84417 | 0.84417 | 0.84417 | 0.84417 | 0.84417 | 0.84417 | 0.84417
PA_RACT Conemaugh 1 & 2-NOx Cap Winter | 951 | 7957 | Rate Constraint in MTons | FALSE | L | Annual | Emissions at Affected Plants NOX | Thousand Tons | 0 | 0 | 0 | 0 | 0 | 0 | 0
PA_RACT Conemaugh 1 & 2-NOx Cap Winter | 951 | 7957 | Rate Constraint in MTons | FALSE | L | Annual | Allowances Purchased NOX | Thousand Tons | 0 | 0 | 0 | 0 | 0 | 0 | 0
PA_RACT Conemaugh 1 & 2-NOx Cap Winter | 951 | 7957 | Rate Constraint in MTons | FALSE | L | Annual | Allowances Sold NOX | Thousand Tons | 0 | 0 | 0 | 0 | 0 | 0 | 0
PA_RACT Conemaugh 1 & 2-NOx Cap Winter | 951 | 7957 | Rate Constraint in MTons | FALSE | L | Annual | Allowances Banked | Thousand Tons | 0 | 0 | 0 | 0 | 0 | 0 | 0
PA_RACT Conemaugh 1 & 2-NOx Cap Winter | 951 | 7957 | Rate Constraint in MTons | FALSE | L | Annual | Allowances Withdrawn (1:1) | Thousand Tons | 0 | 0 | 0 | 0 | 0 | 0 | 0
PA_RACT Conemaugh 1 & 2-NOx Cap Winter | 951 | 7957 | Rate Constraint in MTons | FALSE | L | Annual | Allowances Withdrawn (n:1) | Thousand Tons | 0 | 0 | 0 | 0 | 0 | 0 | 0
PA_RACT Conemaugh 1 & 2-NOx Cap Winter | 951 | 7957 | Rate Constraint in MTons | FALSE | L | Annual | Net Emissions Allowance Position | Thousand Tons | 0 | 0 | 0 | 0 | 0 | 0 | 0
PA_RACT Conemaugh 1 & 2-NOx Cap Winter | 951 | 7957 | Rate Constraint in MTons | FALSE | L | Annual | Fuel Consumed | TBtu | 0 | 0 | 0 | 0 | 0 | 0 | 0
PA_RACT Conemaugh 1 & 2-NOx Cap Winter | 951 | 7957 | Rate Constraint in MTons | FALSE | L | Annual | Rate | lb/MMBtu | 0 | 0 | 0 | 0 | 0 | 0 | 0
PA_RACT Conemaugh 1 & 2-NOx Cap Winter | 951 | 7957 | Rate Constraint in MTons | FALSE | L | Annual | Generation | TWh | 0 | 0 | 0 | 0 | 0 | 0 | 0
PA_RACT Conemaugh 1 & 2-NOx Cap Winter | 951 | 7957 | Rate Constraint in MTons | FALSE | L | Annual | Qualifying Generation | TWh | 0 | 0 | 0 | 0 | 0 | 0 | 0
PA_RACT Conemaugh 1 & 2-NOx Cap Winter | 951 | 7957 | Rate Constraint in MTons | FALSE | L | Annual | Rate | lb/MWh | 0 | 0 | 0 | 0 | 0 | 0 | 0
PA_RACT Conemaugh 1 & 2-NOx Cap Winter | 951 | 7957 | Rate Constraint in MTons | FALSE | L | Annual | Constraint Shadow Price | US2022$/Ton | 0 | 0 | 0 | 0 | 0 | 0 | 0
PA_RACT Keystone 1 & 2-NOx Cap Fall | 952 | 7964 | Rate Constraint in MTons | FALSE | L | Annual | Seasons Included | Seasons | Fall | Fall | Fall | Fall | Fall | Fall | Fall
PA_RACT Keystone 1 & 2-NOx Cap Fall | 952 | 7964 | Rate Constraint in MTons | FALSE | L | Annual | Standard NOX | Thousand Tons | 1.4436 | 1.4436 | 1.4436 | 1.4436 | 1.4436 | 1.4436 | 1.4436
PA_RACT Keystone 1 & 2-NOx Cap Fall | 952 | 7964 | Rate Constraint in MTons | FALSE | L | Annual | Emissions at Affected Plants NOX | Thousand Tons | 0 | 0 | 0 | 0 | 0 | 0 | 0
PA_RACT Keystone 1 & 2-NOx Cap Fall | 952 | 7964 | Rate Constraint in MTons | FALSE | L | Annual | Allowances Purchased NOX | Thousand Tons | 0 | 0 | 0 | 0 | 0 | 0 | 0
PA_RACT Keystone 1 & 2-NOx Cap Fall | 952 | 7964 | Rate Constraint in MTons | FALSE | L | Annual | Allowances Sold NOX | Thousand Tons | 0 | 0 | 0 | 0 | 0 | 0 | 0
PA_RACT Keystone 1 & 2-NOx Cap Fall | 952 | 7964 | Rate Constraint in MTons | FALSE | L | Annual | Allowances Banked | Thousand Tons | 0 | 0 | 0 | 0 | 0 | 0 | 0
PA_RACT Keystone 1 & 2-NOx Cap Fall | 952 | 7964 | Rate Constraint in MTons | FALSE | L | Annual | Allowances Withdrawn (1:1) | Thousand Tons | 0 | 0 | 0 | 0 | 0 | 0 | 0
PA_RACT Keystone 1 & 2-NOx Cap Fall | 952 | 7964 | Rate Constraint in MTons | FALSE | L | Annual | Allowances Withdrawn (n:1) | Thousand Tons | 0 | 0 | 0 | 0 | 0 | 0 | 0
PA_RACT Keystone 1 & 2-NOx Cap Fall | 952 | 7964 | Rate Constraint in MTons | FALSE | L | Annual | Net Emissions Allowance Position | Thousand Tons | 0 | 0 | 0 | 0 | 0 | 0 | 0
PA_RACT Keystone 1 & 2-NOx Cap Fall | 952 | 7964 | Rate Constraint in MTons | FALSE | L | Annual | Fuel Consumed | TBtu | 0 | 0 | 0 | 0 | 0 | 0 | 0
PA_RACT Keystone 1 & 2-NOx Cap Fall | 952 | 7964 | Rate Constraint in MTons | FALSE | L | Annual | Rate | lb/MMBtu | 0 | 0 | 0 | 0 | 0 | 0 | 0
PA_RACT Keystone 1 & 2-NOx Cap Fall | 952 | 7964 | Rate Constraint in MTons | FALSE | L | Annual | Generation | TWh | 0 | 0 | 0 | 0 | 0 | 0 | 0
PA_RACT Keystone 1 & 2-NOx Cap Fall | 952 | 7964 | Rate Constraint in MTons | FALSE | L | Annual | Qualifying Generation | TWh | 0 | 0 | 0 | 0 | 0 | 0 | 0
PA_RACT Keystone 1 & 2-NOx Cap Fall | 952 | 7964 | Rate Constraint in MTons | FALSE | L | Annual | Rate | lb/MWh | 0 | 0 | 0 | 0 | 0 | 0 | 0
PA_RACT Keystone 1 & 2-NOx Cap Fall | 952 | 7964 | Rate Constraint in MTons | FALSE | L | Annual | Constraint Shadow Price | US2022$/Ton | 0 | 0 | 0 | 0 | 0 | 0 | 0
PA_RACT Keystone 1 & 2-NOx Cap Spring | 953 | 7962 | Rate Constraint in MTons | FALSE | L | Annual | Seasons Included | Seasons | Spring | Spring | Spring | Spring | Spring | Spring | Spring
PA_RACT Keystone 1 & 2-NOx Cap Spring | 953 | 7962 | Rate Constraint in MTons | FALSE | L | Annual | Standard NOX | Thousand Tons | 0.95715 | 0.95715 | 0.95715 | 0.95715 | 0.95715 | 0.95715 | 0.95715
PA_RACT Keystone 1 & 2-NOx Cap Spring | 953 | 7962 | Rate Constraint in MTons | FALSE | L | Annual | Emissions at Affected Plants NOX | Thousand Tons | 0 | 0 | 0 | 0 | 0 | 0 | 0
PA_RACT Keystone 1 & 2-NOx Cap Spring | 953 | 7962 | Rate Constraint in MTons | FALSE | L | Annual | Allowances Purchased NOX | Thousand Tons | 0 | 0 | 0 | 0 | 0 | 0 | 0
PA_RACT Keystone 1 & 2-NOx Cap Spring | 953 | 7962 | Rate Constraint in MTons | FALSE | L | Annual | Allowances Sold NOX | Thousand Tons | 0 | 0 | 0 | 0 | 0 | 0 | 0
PA_RACT Keystone 1 & 2-NOx Cap Spring | 953 | 7962 | Rate Constraint in MTons | FALSE | L | Annual | Allowances Banked | Thousand Tons | 0 | 0 | 0 | 0 | 0 | 0 | 0
PA_RACT Keystone 1 & 2-NOx Cap Spring | 953 | 7962 | Rate Constraint in MTons | FALSE | L | Annual | Allowances Withdrawn (1:1) | Thousand Tons | 0 | 0 | 0 | 0 | 0 | 0 | 0
PA_RACT Keystone 1 & 2-NOx Cap Spring | 953 | 7962 | Rate Constraint in MTons | FALSE | L | Annual | Allowances Withdrawn (n:1) | Thousand Tons | 0 | 0 | 0 | 0 | 0 | 0 | 0
PA_RACT Keystone 1 & 2-NOx Cap Spring | 953 | 7962 | Rate Constraint in MTons | FALSE | L | Annual | Net Emissions Allowance Position | Thousand Tons | 0 | 0 | 0 | 0 | 0 | 0 | 0
PA_RACT Keystone 1 & 2-NOx Cap Spring | 953 | 7962 | Rate Constraint in MTons | FALSE | L | Annual | Fuel Consumed | TBtu | 0 | 0 | 0 | 0 | 0 | 0 | 0
PA_RACT Keystone 1 & 2-NOx Cap Spring | 953 | 7962 | Rate Constraint in MTons | FALSE | L | Annual | Rate | lb/MMBtu | 0 | 0 | 0 | 0 | 0 | 0 | 0
PA_RACT Keystone 1 & 2-NOx Cap Spring | 953 | 7962 | Rate Constraint in MTons | FALSE | L | Annual | Generation | TWh | 0 | 0 | 0 | 0 | 0 | 0 | 0
PA_RACT Keystone 1 & 2-NOx Cap Spring | 953 | 7962 | Rate Constraint in MTons | FALSE | L | Annual | Qualifying Generation | TWh | 0 | 0 | 0 | 0 | 0 | 0 | 0
PA_RACT Keystone 1 & 2-NOx Cap Spring | 953 | 7962 | Rate Constraint in MTons | FALSE | L | Annual | Rate | lb/MWh | 0 | 0 | 0 | 0 | 0 | 0 | 0
PA_RACT Keystone 1 & 2-NOx Cap Spring | 953 | 7962 | Rate Constraint in MTons | FALSE | L | Annual | Constraint Shadow Price | US2022$/Ton | 0 | 0 | 0 | 0 | 0 | 0 | 0
PA_RACT Keystone 1 & 2-NOx Cap Summer | 954 | 7963 | Rate Constraint in MTons | FALSE | L | Annual | Seasons Included | Seasons | Summer | Summer | Summer | Summer | Summer | Summer | Summer
PA_RACT Keystone 1 & 2-NOx Cap Summer | 954 | 7963 | Rate Constraint in MTons | FALSE | L | Annual | Standard NOX | Thousand Tons | 2.4007 | 2.4007 | 2.4007 | 2.4007 | 2.4007 | 2.4007 | 2.4007
PA_RACT Keystone 1 & 2-NOx Cap Summer | 954 | 7963 | Rate Constraint in MTons | FALSE | L | Annual | Emissions at Affected Plants NOX | Thousand Tons | 0 | 0 | 0 | 0 | 0 | 0 | 0
PA_RACT Keystone 1 & 2-NOx Cap Summer | 954 | 7963 | Rate Constraint in MTons | FALSE | L | Annual | Allowances Purchased NOX | Thousand Tons | 0 | 0 | 0 | 0 | 0 | 0 | 0
PA_RACT Keystone 1 & 2-NOx Cap Summer | 954 | 7963 | Rate Constraint in MTons | FALSE | L | Annual | Allowances Sold NOX | Thousand Tons | 0 | 0 | 0 | 0 | 0 | 0 | 0
PA_RACT Keystone 1 & 2-NOx Cap Summer | 954 | 7963 | Rate Constraint in MTons | FALSE | L | Annual | Allowances Banked | Thousand Tons | 0 | 0 | 0 | 0 | 0 | 0 | 0
PA_RACT Keystone 1 & 2-NOx Cap Summer | 954 | 7963 | Rate Constraint in MTons | FALSE | L | Annual | Allowances Withdrawn (1:1) | Thousand Tons | 0 | 0 | 0 | 0 | 0 | 0 | 0
PA_RACT Keystone 1 & 2-NOx Cap Summer | 954 | 7963 | Rate Constraint in MTons | FALSE | L | Annual | Allowances Withdrawn (n:1) | Thousand Tons | 0 | 0 | 0 | 0 | 0 | 0 | 0
PA_RACT Keystone 1 & 2-NOx Cap Summer | 954 | 7963 | Rate Constraint in MTons | FALSE | L | Annual | Net Emissions Allowance Position | Thousand Tons | 0 | 0 | 0 | 0 | 0 | 0 | 0
PA_RACT Keystone 1 & 2-NOx Cap Summer | 954 | 7963 | Rate Constraint in MTons | FALSE | L | Annual | Fuel Consumed | TBtu | 0 | 0 | 0 | 0 | 0 | 0 | 0
PA_RACT Keystone 1 & 2-NOx Cap Summer | 954 | 7963 | Rate Constraint in MTons | FALSE | L | Annual | Rate | lb/MMBtu | 0 | 0 | 0 | 0 | 0 | 0 | 0
PA_RACT Keystone 1 & 2-NOx Cap Summer | 954 | 7963 | Rate Constraint in MTons | FALSE | L | Annual | Generation | TWh | 0 | 0 | 0 | 0 | 0 | 0 | 0
PA_RACT Keystone 1 & 2-NOx Cap Summer | 954 | 7963 | Rate Constraint in MTons | FALSE | L | Annual | Qualifying Generation | TWh | 0 | 0 | 0 | 0 | 0 | 0 | 0
PA_RACT Keystone 1 & 2-NOx Cap Summer | 954 | 7963 | Rate Constraint in MTons | FALSE | L | Annual | Rate | lb/MWh | 0 | 0 | 0 | 0 | 0 | 0 | 0
PA_RACT Keystone 1 & 2-NOx Cap Summer | 954 | 7963 | Rate Constraint in MTons | FALSE | L | Annual | Constraint Shadow Price | US2022$/Ton | 0 | 0 | 0 | 0 | 0 | 0 | 0
PA_RACT Keystone 1 & 2-NOx Cap Winter | 955 | 7961 | Rate Constraint in MTons | FALSE | L | Annual | Seasons Included | Seasons | Winter | Winter | Winter | Winter | Winter | Winter | Winter
PA_RACT Keystone 1 & 2-NOx Cap Winter | 955 | 7961 | Rate Constraint in MTons | FALSE | L | Annual | Standard NOX | Thousand Tons | 0.92577 | 0.92577 | 0.92577 | 0.92577 | 0.92577 | 0.92577 | 0.92577
PA_RACT Keystone 1 & 2-NOx Cap Winter | 955 | 7961 | Rate Constraint in MTons | FALSE | L | Annual | Emissions at Affected Plants NOX | Thousand Tons | 0 | 0 | 0 | 0 | 0 | 0 | 0
PA_RACT Keystone 1 & 2-NOx Cap Winter | 955 | 7961 | Rate Constraint in MTons | FALSE | L | Annual | Allowances Purchased NOX | Thousand Tons | 0 | 0 | 0 | 0 | 0 | 0 | 0
PA_RACT Keystone 1 & 2-NOx Cap Winter | 955 | 7961 | Rate Constraint in MTons | FALSE | L | Annual | Allowances Sold NOX | Thousand Tons | 0 | 0 | 0 | 0 | 0 | 0 | 0
PA_RACT Keystone 1 & 2-NOx Cap Winter | 955 | 7961 | Rate Constraint in MTons | FALSE | L | Annual | Allowances Banked | Thousand Tons | 0 | 0 | 0 | 0 | 0 | 0 | 0
PA_RACT Keystone 1 & 2-NOx Cap Winter | 955 | 7961 | Rate Constraint in MTons | FALSE | L | Annual | Allowances Withdrawn (1:1) | Thousand Tons | 0 | 0 | 0 | 0 | 0 | 0 | 0
PA_RACT Keystone 1 & 2-NOx Cap Winter | 955 | 7961 | Rate Constraint in MTons | FALSE | L | Annual | Allowances Withdrawn (n:1) | Thousand Tons | 0 | 0 | 0 | 0 | 0 | 0 | 0
PA_RACT Keystone 1 & 2-NOx Cap Winter | 955 | 7961 | Rate Constraint in MTons | FALSE | L | Annual | Net Emissions Allowance Position | Thousand Tons | 0 | 0 | 0 | 0 | 0 | 0 | 0
PA_RACT Keystone 1 & 2-NOx Cap Winter | 955 | 7961 | Rate Constraint in MTons | FALSE | L | Annual | Fuel Consumed | TBtu | 0 | 0 | 0 | 0 | 0 | 0 | 0
PA_RACT Keystone 1 & 2-NOx Cap Winter | 955 | 7961 | Rate Constraint in MTons | FALSE | L | Annual | Rate | lb/MMBtu | 0 | 0 | 0 | 0 | 0 | 0 | 0
PA_RACT Keystone 1 & 2-NOx Cap Winter | 955 | 7961 | Rate Constraint in MTons | FALSE | L | Annual | Generation | TWh | 0 | 0 | 0 | 0 | 0 | 0 | 0
PA_RACT Keystone 1 & 2-NOx Cap Winter | 955 | 7961 | Rate Constraint in MTons | FALSE | L | Annual | Qualifying Generation | TWh | 0 | 0 | 0 | 0 | 0 | 0 | 0
PA_RACT Keystone 1 & 2-NOx Cap Winter | 955 | 7961 | Rate Constraint in MTons | FALSE | L | Annual | Rate | lb/MWh | 0 | 0 | 0 | 0 | 0 | 0 | 0
PA_RACT Keystone 1 & 2-NOx Cap Winter | 955 | 7961 | Rate Constraint in MTons | FALSE | L | Annual | Constraint Shadow Price | US2022$/Ton | 0 | 0 | 0 | 0 | 0 | 0 | 0
PA_RACT Montour 1 & 2-NOx Cap Fall | 956 | 7956 | Rate Constraint in MTons | FALSE | L | Annual | Seasons Included | Seasons | Fall | Fall | Fall | Fall | Fall | Fall | Fall
PA_RACT Montour 1 & 2-NOx Cap Fall | 956 | 7956 | Rate Constraint in MTons | FALSE | L | Annual | Standard NOX | Thousand Tons | 1.6391 | 1.6391 | 1.6391 | 1.6391 | 1.6391 | 1.6391 | 1.6391
PA_RACT Montour 1 & 2-NOx Cap Fall | 956 | 7956 | Rate Constraint in MTons | FALSE | L | Annual | Emissions at Affected Plants NOX | Thousand Tons | 0 | 0 | 0 | 0 | 0 | 0 | 0
PA_RACT Montour 1 & 2-NOx Cap Fall | 956 | 7956 | Rate Constraint in MTons | FALSE | L | Annual | Allowances Purchased NOX | Thousand Tons | 0 | 0 | 0 | 0 | 0 | 0 | 0
PA_RACT Montour 1 & 2-NOx Cap Fall | 956 | 7956 | Rate Constraint in MTons | FALSE | L | Annual | Allowances Sold NOX | Thousand Tons | 0 | 0 | 0 | 0 | 0 | 0 | 0
PA_RACT Montour 1 & 2-NOx Cap Fall | 956 | 7956 | Rate Constraint in MTons | FALSE | L | Annual | Allowances Banked | Thousand Tons | 0 | 0 | 0 | 0 | 0 | 0 | 0
PA_RACT Montour 1 & 2-NOx Cap Fall | 956 | 7956 | Rate Constraint in MTons | FALSE | L | Annual | Allowances Withdrawn (1:1) | Thousand Tons | 0 | 0 | 0 | 0 | 0 | 0 | 0
PA_RACT Montour 1 & 2-NOx Cap Fall | 956 | 7956 | Rate Constraint in MTons | FALSE | L | Annual | Allowances Withdrawn (n:1) | Thousand Tons | 0 | 0 | 0 | 0 | 0 | 0 | 0
PA_RACT Montour 1 & 2-NOx Cap Fall | 956 | 7956 | Rate Constraint in MTons | FALSE | L | Annual | Net Emissions Allowance Position | Thousand Tons | 0 | 0 | 0 | 0 | 0 | 0 | 0
PA_RACT Montour 1 & 2-NOx Cap Fall | 956 | 7956 | Rate Constraint in MTons | FALSE | L | Annual | Fuel Consumed | TBtu | 0 | 0 | 0 | 0 | 0 | 0 | 0
PA_RACT Montour 1 & 2-NOx Cap Fall | 956 | 7956 | Rate Constraint in MTons | FALSE | L | Annual | Rate | lb/MMBtu | 0 | 0 | 0 | 0 | 0 | 0 | 0
PA_RACT Montour 1 & 2-NOx Cap Fall | 956 | 7956 | Rate Constraint in MTons | FALSE | L | Annual | Generation | TWh | 0 | 0 | 0 | 0 | 0 | 0 | 0
PA_RACT Montour 1 & 2-NOx Cap Fall | 956 | 7956 | Rate Constraint in MTons | FALSE | L | Annual | Qualifying Generation | TWh | 0 | 0 | 0 | 0 | 0 | 0 | 0
PA_RACT Montour 1 & 2-NOx Cap Fall | 956 | 7956 | Rate Constraint in MTons | FALSE | L | Annual | Rate | lb/MWh | 0 | 0 | 0 | 0 | 0 | 0 | 0
PA_RACT Montour 1 & 2-NOx Cap Fall | 956 | 7956 | Rate Constraint in MTons | FALSE | L | Annual | Constraint Shadow Price | US2022$/Ton | 0 | 0 | 0 | 0 | 0 | 0 | 0
PA_RACT Montour 1 & 2-NOx Cap Spring | 957 | 7954 | Rate Constraint in MTons | FALSE | L | Annual | Seasons Included | Seasons | Spring | Spring | Spring | Spring | Spring | Spring | Spring
PA_RACT Montour 1 & 2-NOx Cap Spring | 957 | 7954 | Rate Constraint in MTons | FALSE | L | Annual | Standard NOX | Thousand Tons | 1.0868 | 1.0868 | 1.0868 | 1.0868 | 1.0868 | 1.0868 | 1.0868
PA_RACT Montour 1 & 2-NOx Cap Spring | 957 | 7954 | Rate Constraint in MTons | FALSE | L | Annual | Emissions at Affected Plants NOX | Thousand Tons | 0 | 0 | 0 | 0 | 0 | 0 | 0
PA_RACT Montour 1 & 2-NOx Cap Spring | 957 | 7954 | Rate Constraint in MTons | FALSE | L | Annual | Allowances Purchased NOX | Thousand Tons | 0 | 0 | 0 | 0 | 0 | 0 | 0
PA_RACT Montour 1 & 2-NOx Cap Spring | 957 | 7954 | Rate Constraint in MTons | FALSE | L | Annual | Allowances Sold NOX | Thousand Tons | 0 | 0 | 0 | 0 | 0 | 0 | 0
PA_RACT Montour 1 & 2-NOx Cap Spring | 957 | 7954 | Rate Constraint in MTons | FALSE | L | Annual | Allowances Banked | Thousand Tons | 0 | 0 | 0 | 0 | 0 | 0 | 0
PA_RACT Montour 1 & 2-NOx Cap Spring | 957 | 7954 | Rate Constraint in MTons | FALSE | L | Annual | Allowances Withdrawn (1:1) | Thousand Tons | 0 | 0 | 0 | 0 | 0 | 0 | 0
PA_RACT Montour 1 & 2-NOx Cap Spring | 957 | 7954 | Rate Constraint in MTons | FALSE | L | Annual | Allowances Withdrawn (n:1) | Thousand Tons | 0 | 0 | 0 | 0 | 0 | 0 | 0
PA_RACT Montour 1 & 2-NOx Cap Spring | 957 | 7954 | Rate Constraint in MTons | FALSE | L | Annual | Net Emissions Allowance Position | Thousand Tons | 0 | 0 | 0 | 0 | 0 | 0 | 0
PA_RACT Montour 1 & 2-NOx Cap Spring | 957 | 7954 | Rate Constraint in MTons | FALSE | L | Annual | Fuel Consumed | TBtu | 0 | 0 | 0 | 0 | 0 | 0 | 0
PA_RACT Montour 1 & 2-NOx Cap Spring | 957 | 7954 | Rate Constraint in MTons | FALSE | L | Annual | Rate | lb/MMBtu | 0 | 0 | 0 | 0 | 0 | 0 | 0
PA_RACT Montour 1 & 2-NOx Cap Spring | 957 | 7954 | Rate Constraint in MTons | FALSE | L | Annual | Generation | TWh | 0 | 0 | 0 | 0 | 0 | 0 | 0
PA_RACT Montour 1 & 2-NOx Cap Spring | 957 | 7954 | Rate Constraint in MTons | FALSE | L | Annual | Qualifying Generation | TWh | 0 | 0 | 0 | 0 | 0 | 0 | 0
PA_RACT Montour 1 & 2-NOx Cap Spring | 957 | 7954 | Rate Constraint in MTons | FALSE | L | Annual | Rate | lb/MWh | 0 | 0 | 0 | 0 | 0 | 0 | 0
PA_RACT Montour 1 & 2-NOx Cap Spring | 957 | 7954 | Rate Constraint in MTons | FALSE | L | Annual | Constraint Shadow Price | US2022$/Ton | 0 | 0 | 0 | 0 | 0 | 0 | 0
PA_RACT Montour 1 & 2-NOx Cap Summer | 958 | 7955 | Rate Constraint in MTons | FALSE | L | Annual | Seasons Included | Seasons | Summer | Summer | Summer | Summer | Summer | Summer | Summer
PA_RACT Montour 1 & 2-NOx Cap Summer | 958 | 7955 | Rate Constraint in MTons | FALSE | L | Annual | Standard NOX | Thousand Tons | 2.7259 | 2.7259 | 2.7259 | 2.7259 | 2.7259 | 2.7259 | 2.7259
PA_RACT Montour 1 & 2-NOx Cap Summer | 958 | 7955 | Rate Constraint in MTons | FALSE | L | Annual | Emissions at Affected Plants NOX | Thousand Tons | 0.27237 | 0.27251 | 0 | 0 | 0 | 0 | 0
PA_RACT Montour 1 & 2-NOx Cap Summer | 958 | 7955 | Rate Constraint in MTons | FALSE | L | Annual | Allowances Purchased NOX | Thousand Tons | 0 | 0 | 0 | 0 | 0 | 0 | 0
PA_RACT Montour 1 & 2-NOx Cap Summer | 958 | 7955 | Rate Constraint in MTons | FALSE | L | Annual | Allowances Sold NOX | Thousand Tons | 0 | 0 | 0 | 0 | 0 | 0 | 0
PA_RACT Montour 1 & 2-NOx Cap Summer | 958 | 7955 | Rate Constraint in MTons | FALSE | L | Annual | Allowances Banked | Thousand Tons | 0 | 0 | 0 | 0 | 0 | 0 | 0
PA_RACT Montour 1 & 2-NOx Cap Summer | 958 | 7955 | Rate Constraint in MTons | FALSE | L | Annual | Allowances Withdrawn (1:1) | Thousand Tons | 0 | 0 | 0 | 0 | 0 | 0 | 0
PA_RACT Montour 1 & 2-NOx Cap Summer | 958 | 7955 | Rate Constraint in MTons | FALSE | L | Annual | Allowances Withdrawn (n:1) | Thousand Tons | 0 | 0 | 0 | 0 | 0 | 0 | 0
PA_RACT Montour 1 & 2-NOx Cap Summer | 958 | 7955 | Rate Constraint in MTons | FALSE | L | Annual | Net Emissions Allowance Position | Thousand Tons | 0.27237 | 0.27251 | 0 | 0 | 0 | 0 | 0
PA_RACT Montour 1 & 2-NOx Cap Summer | 958 | 7955 | Rate Constraint in MTons | FALSE | L | Annual | Fuel Consumed | TBtu | 18.1579 | 18.167 | 0 | 0 | 0 | 0 | 0
PA_RACT Montour 1 & 2-NOx Cap Summer | 958 | 7955 | Rate Constraint in MTons | FALSE | L | Annual | Rate | lb/MMBtu | 0.03 | 0.03 | 0 | 0 | 0 | 0 | 0
PA_RACT Montour 1 & 2-NOx Cap Summer | 958 | 7955 | Rate Constraint in MTons | FALSE | L | Annual | Generation | TWh | 1.698 | 1.6988 | 0 | 0 | 0 | 0 | 0
PA_RACT Montour 1 & 2-NOx Cap Summer | 958 | 7955 | Rate Constraint in MTons | FALSE | L | Annual | Qualifying Generation | TWh | 1.698 | 1.6988 | 0 | 0 | 0 | 0 | 0
PA_RACT Montour 1 & 2-NOx Cap Summer | 958 | 7955 | Rate Constraint in MTons | FALSE | L | Annual | Rate | lb/MWh | 0.32081 | 0.32081 | 0 | 0 | 0 | 0 | 0
PA_RACT Montour 1 & 2-NOx Cap Summer | 958 | 7955 | Rate Constraint in MTons | FALSE | L | Annual | Constraint Shadow Price | US2022$/Ton | 0 | 0 | 0 | 0 | 0 | 0 | 0
PA_RACT Montour 1 & 2-NOx Cap Winter | 959 | 7953 | Rate Constraint in MTons | FALSE | L | Annual | Seasons Included | Seasons | Winter | Winter | Winter | Winter | Winter | Winter | Winter
PA_RACT Montour 1 & 2-NOx Cap Winter | 959 | 7953 | Rate Constraint in MTons | FALSE | L | Annual | Standard NOX | Thousand Tons | 1.0512 | 1.0512 | 1.0512 | 1.0512 | 1.0512 | 1.0512 | 1.0512
PA_RACT Montour 1 & 2-NOx Cap Winter | 959 | 7953 | Rate Constraint in MTons | FALSE | L | Annual | Emissions at Affected Plants NOX | Thousand Tons | 0 | 0 | 0 | 0 | 0 | 0 | 0
PA_RACT Montour 1 & 2-NOx Cap Winter | 959 | 7953 | Rate Constraint in MTons | FALSE | L | Annual | Allowances Purchased NOX | Thousand Tons | 0 | 0 | 0 | 0 | 0 | 0 | 0
PA_RACT Montour 1 & 2-NOx Cap Winter | 959 | 7953 | Rate Constraint in MTons | FALSE | L | Annual | Allowances Sold NOX | Thousand Tons | 0 | 0 | 0 | 0 | 0 | 0 | 0
PA_RACT Montour 1 & 2-NOx Cap Winter | 959 | 7953 | Rate Constraint in MTons | FALSE | L | Annual | Allowances Banked | Thousand Tons | 0 | 0 | 0 | 0 | 0 | 0 | 0
PA_RACT Montour 1 & 2-NOx Cap Winter | 959 | 7953 | Rate Constraint in MTons | FALSE | L | Annual | Allowances Withdrawn (1:1) | Thousand Tons | 0 | 0 | 0 | 0 | 0 | 0 | 0
PA_RACT Montour 1 & 2-NOx Cap Winter | 959 | 7953 | Rate Constraint in MTons | FALSE | L | Annual | Allowances Withdrawn (n:1) | Thousand Tons | 0 | 0 | 0 | 0 | 0 | 0 | 0
PA_RACT Montour 1 & 2-NOx Cap Winter | 959 | 7953 | Rate Constraint in MTons | FALSE | L | Annual | Net Emissions Allowance Position | Thousand Tons | 0 | 0 | 0 | 0 | 0 | 0 | 0
PA_RACT Montour 1 & 2-NOx Cap Winter | 959 | 7953 | Rate Constraint in MTons | FALSE | L | Annual | Fuel Consumed | TBtu | 0 | 0 | 0 | 0 | 0 | 0 | 0
PA_RACT Montour 1 & 2-NOx Cap Winter | 959 | 7953 | Rate Constraint in MTons | FALSE | L | Annual | Rate | lb/MMBtu | 0 | 0 | 0 | 0 | 0 | 0 | 0
PA_RACT Montour 1 & 2-NOx Cap Winter | 959 | 7953 | Rate Constraint in MTons | FALSE | L | Annual | Generation | TWh | 0 | 0 | 0 | 0 | 0 | 0 | 0
PA_RACT Montour 1 & 2-NOx Cap Winter | 959 | 7953 | Rate Constraint in MTons | FALSE | L | Annual | Qualifying Generation | TWh | 0 | 0 | 0 | 0 | 0 | 0 | 0
PA_RACT Montour 1 & 2-NOx Cap Winter | 959 | 7953 | Rate Constraint in MTons | FALSE | L | Annual | Rate | lb/MWh | 0 | 0 | 0 | 0 | 0 | 0 | 0
PA_RACT Montour 1 & 2-NOx Cap Winter | 959 | 7953 | Rate Constraint in MTons | FALSE | L | Annual | Constraint Shadow Price | US2022$/Ton | 0 | 0 | 0 | 0 | 0 | 0 | 0
RED-Rochester MER Rate Limit v3.1 | 960 | 7518 | Rate Constraint in lbs/MMBtu | FALSE | L | Annual | Seasons Included | Seasons | Winter, Spring, Summer, Fall | Winter, Spring, Summer, Fall | Winter, Spring, Summer, Fall | Winter, Spring, Summer, Fall | Winter, Spring, Summer, Fall | Winter, Spring, Summer, Fall | Winter, Spring, Summer, Fall
RED-Rochester MER Rate Limit v3.1 | 960 | 7518 | Rate Constraint in lbs/MMBtu | FALSE | L | Annual | Standard MER | lb/MMBtu | 6e-07 | 6e-07 | 6e-07 | 6e-07 | 6e-07 | 6e-07 | 6e-07
RED-Rochester MER Rate Limit v3.1 | 960 | 7518 | Rate Constraint in lbs/MMBtu | FALSE | L | Annual | Emissions at Affected Plants MER | lbs | 0.00014584 | 0.00019836 | 0.00028217 | 0 | 0 | 0 | 0
RED-Rochester MER Rate Limit v3.1 | 960 | 7518 | Rate Constraint in lbs/MMBtu | FALSE | L | Annual | Allowances Purchased MER | lbs | 0 | 0 | 0 | 0 | 0 | 0 | 0
RED-Rochester MER Rate Limit v3.1 | 960 | 7518 | Rate Constraint in lbs/MMBtu | FALSE | L | Annual | Allowances Sold MER | lbs | 0 | 0 | 0 | 0 | 0 | 0 | 0
RED-Rochester MER Rate Limit v3.1 | 960 | 7518 | Rate Constraint in lbs/MMBtu | FALSE | L | Annual | Allowances Banked | lbs | 0 | 0 | 0 | 0 | 0 | 0 | 0
RED-Rochester MER Rate Limit v3.1 | 960 | 7518 | Rate Constraint in lbs/MMBtu | FALSE | L | Annual | Allowances Withdrawn (1:1) | lbs | 0 | 0 | 0 | 0 | 0 | 0 | 0
RED-Rochester MER Rate Limit v3.1 | 960 | 7518 | Rate Constraint in lbs/MMBtu | FALSE | L | Annual | Allowances Withdrawn (n:1) | lbs | 0 | 0 | 0 | 0 | 0 | 0 | 0
RED-Rochester MER Rate Limit v3.1 | 960 | 7518 | Rate Constraint in lbs/MMBtu | FALSE | L | Annual | Net Emissions Allowance Position | lbs | 0.00014584 | 0.00019836 | 0.00028217 | 0 | 0 | 0 | 0
RED-Rochester MER Rate Limit v3.1 | 960 | 7518 | Rate Constraint in lbs/MMBtu | FALSE | L | Annual | Fuel Consumed | TBtu | 0.78984 | 1.0743 | 1.5282 | 0 | 0 | 0 | 0
RED-Rochester MER Rate Limit v3.1 | 960 | 7518 | Rate Constraint in lbs/MMBtu | FALSE | L | Annual | Rate | lb/MMBtu | 1.8465e-10 | 1.8465e-10 | 1.8465e-10 | 0 | 0 | 0 | 0
RED-Rochester MER Rate Limit v3.1 | 960 | 7518 | Rate Constraint in lbs/MMBtu | FALSE | L | Annual | Generation | TWh | 0.095161 | 0.12943 | 0.18412 | 0 | 0 | 0 | 0
RED-Rochester MER Rate Limit v3.1 | 960 | 7518 | Rate Constraint in lbs/MMBtu | FALSE | L | Annual | Qualifying Generation | TWh | 0.095161 | 0.12943 | 0.18412 | 0 | 0 | 0 | 0
RED-Rochester MER Rate Limit v3.1 | 960 | 7518 | Rate Constraint in lbs/MMBtu | FALSE | L | Annual | Rate | lb/MWh | 1.5326e-09 | 1.5326e-09 | 1.5326e-09 | 0 | 0 | 0 | 0
RED-Rochester MER Rate Limit v3.1 | 960 | 7518 | Rate Constraint in lbs/MMBtu | FALSE | L | Annual | Constraint Shadow Price | US2022$/Lb | 0 | 0 | 0 | 0 | 0 | 0 | 0
RGGI CO2 Annual Constraint v5.13 | 961 | 7118 | Rate Constraint in MTons | FALSE | L | Annual | Seasons Included | Seasons | Winter, Spring, Summer, Fall | Winter, Spring, Summer, Fall | Winter, Spring, Summer, Fall | Winter, Spring, Summer, Fall | Winter, Spring, Summer, Fall | Winter, Spring, Summer, Fall | Winter, Spring, Summer, Fall
RGGI CO2 Annual Constraint v5.13 | 961 | 7118 | Rate Constraint in MTons | FALSE | L | Annual | Standard CO2 | Thousand Tons | 117571.4671 | 78610.4021 | 78610.4021 | 78610.4021 | 78610.4021 | 78610.4021 | 78610.4021
RGGI CO2 Annual Constraint v5.13 | 961 | 7118 | Rate Constraint in MTons | FALSE | L | Annual | Emissions at Affected Plants CO2 | Thousand Tons | 92330.7367 | 92024.2647 | 82552.6913 | 45868.3756 | 38596.2421 | 46962.3783 | 54880.5744
RGGI CO2 Annual Constraint v5.13 | 961 | 7118 | Rate Constraint in MTons | FALSE | L | Annual | Allowances Purchased CO2 | Thousand Tons | 0 | 0 | 0 | 0 | 0 | 0 | 0
RGGI CO2 Annual Constraint v5.13 | 961 | 7118 | Rate Constraint in MTons | FALSE | L | Annual | Allowances Sold CO2 | Thousand Tons | 0 | 0 | 0 | 0 | 0 | 0 | 0
RGGI CO2 Annual Constraint v5.13 | 961 | 7118 | Rate Constraint in MTons | FALSE | L | Annual | Allowances Banked | Thousand Tons | 25240.7304 | 0 | 0 | 0 | 0 | 0 | 0
RGGI CO2 Annual Constraint v5.13 | 961 | 7118 | Rate Constraint in MTons | FALSE | L | Annual | Allowances Withdrawn (1:1) | Thousand Tons | 0 | -13413.8626 | -3942.2894 | 0 | 0 | 0 | 0
RGGI CO2 Annual Constraint v5.13 | 961 | 7118 | Rate Constraint in MTons | FALSE | L | Annual | Allowances Withdrawn (n:1) | Thousand Tons | 0 | 0 | 0 | 0 | 0 | 0 | 0
RGGI CO2 Annual Constraint v5.13 | 961 | 7118 | Rate Constraint in MTons | FALSE | L | Annual | Net Emissions Allowance Position | Thousand Tons | 117571.4671 | 78610.4021 | 78610.402 | 45868.3756 | 38596.2421 | 46962.3783 | 54880.5744
RGGI CO2 Annual Constraint v5.13 | 961 | 7118 | Rate Constraint in MTons | FALSE | L | Annual | Fuel Consumed | TBtu | 1503.5668 | 1505.7245 | 1381.1113 | 769.5517 | 630.8184 | 770.867 | 905.2431
RGGI CO2 Annual Constraint v5.13 | 961 | 7118 | Rate Constraint in MTons | FALSE | L | Annual | Rate | lb/MMBtu | 122.8156 | 122.2325 | 119.5453 | 119.208 | 122.3688 | 121.843 | 121.2505
RGGI CO2 Annual Constraint v5.13 | 961 | 7118 | Rate Constraint in MTons | FALSE | L | Annual | Generation | TWh | 237.6383 | 238.5142 | 211.2872 | 121.7627 | 104.3486 | 153.2206 | 197.2491
RGGI CO2 Annual Constraint v5.13 | 961 | 7118 | Rate Constraint in MTons | FALSE | L | Annual | Qualifying Generation | TWh | 209.2168 | 210.7584 | 193.2958 | 108.1447 | 90.2486 | 110.3145 | 130.6111
RGGI CO2 Annual Constraint v5.13 | 961 | 7118 | Rate Constraint in MTons | FALSE | L | Annual | Rate | lb/MWh | 882.632 | 873.2679 | 854.159 | 848.2782 | 855.3314 | 851.4268 | 840.3661
RGGI CO2 Annual Constraint v5.13 | 961 | 7118 | Rate Constraint in MTons | FALSE | L | Annual | Constraint Shadow Price | US2022$/Ton | 1.6367 | 1.762 | 2.0385 | 0 | 0 | 0 | 0
RI Block Island-NOx Cap Annual v7.23 | 962 | 7967 | Rate Constraint in MTons | FALSE | L | Annual | Seasons Included | Seasons | Winter, Spring, Summer, Fall | Winter, Spring, Summer, Fall | Winter, Spring, Summer, Fall | Winter, Spring, Summer, Fall | Winter, Spring, Summer, Fall | Winter, Spring, Summer, Fall | Winter, Spring, Summer, Fall
RI Block Island-NOx Cap Annual v7.23 | 962 | 7967 | Rate Constraint in MTons | FALSE | L | Annual | Standard NOX | Thousand Tons | 0.035 | 0.035 | 0.035 | 0.035 | 0.035 | 0.035 | 0.035
RI Block Island-NOx Cap Annual v7.23 | 962 | 7967 | Rate Constraint in MTons | FALSE | L | Annual | Emissions at Affected Plants NOX | Thousand Tons | 0 | 0 | 0 | 0 | 0 | 0 | 0
RI Block Island-NOx Cap Annual v7.23 | 962 | 7967 | Rate Constraint in MTons | FALSE | L | Annual | Allowances Purchased NOX | Thousand Tons | 0 | 0 | 0 | 0 | 0 | 0 | 0
RI Block Island-NOx Cap Annual v7.23 | 962 | 7967 | Rate Constraint in MTons | FALSE | L | Annual | Allowances Sold NOX | Thousand Tons | 0 | 0 | 0 | 0 | 0 | 0 | 0
RI Block Island-NOx Cap Annual v7.23 | 962 | 7967 | Rate Constraint in MTons | FALSE | L | Annual | Allowances Banked | Thousand Tons | 0 | 0 | 0 | 0 | 0 | 0 | 0
RI Block Island-NOx Cap Annual v7.23 | 962 | 7967 | Rate Constraint in MTons | FALSE | L | Annual | Allowances Withdrawn (1:1) | Thousand Tons | 0 | 0 | 0 | 0 | 0 | 0 | 0
RI Block Island-NOx Cap Annual v7.23 | 962 | 7967 | Rate Constraint in MTons | FALSE | L | Annual | Allowances Withdrawn (n:1) | Thousand Tons | 0 | 0 | 0 | 0 | 0 | 0 | 0
RI Block Island-NOx Cap Annual v7.23 | 962 | 7967 | Rate Constraint in MTons | FALSE | L | Annual | Net Emissions Allowance Position | Thousand Tons | 0 | 0 | 0 | 0 | 0 | 0 | 0
RI Block Island-NOx Cap Annual v7.23 | 962 | 7967 | Rate Constraint in MTons | FALSE | L | Annual | Fuel Consumed | TBtu | 0 | 0 | 0 | 0 | 0 | 0 | 0
RI Block Island-NOx Cap Annual v7.23 | 962 | 7967 | Rate Constraint in MTons | FALSE | L | Annual | Rate | lb/MMBtu | 0 | 0 | 0 | 0 | 0 | 0 | 0
RI Block Island-NOx Cap Annual v7.23 | 962 | 7967 | Rate Constraint in MTons | FALSE | L | Annual | Generation | TWh | 0 | 0 | 0 | 0 | 0 | 0 | 0
RI Block Island-NOx Cap Annual v7.23 | 962 | 7967 | Rate Constraint in MTons | FALSE | L | Annual | Qualifying Generation | TWh | 0 | 0 | 0 | 0 | 0 | 0 | 0
RI Block Island-NOx Cap Annual v7.23 | 962 | 7967 | Rate Constraint in MTons | FALSE | L | Annual | Rate | lb/MWh | 0 | 0 | 0 | 0 | 0 | 0 | 0
RI Block Island-NOx Cap Annual v7.23 | 962 | 7967 | Rate Constraint in MTons | FALSE | L | Annual | Constraint Shadow Price | US2022$/Ton | 0 | 0 | 0 | 0 | 0 | 0 | 0
RI Ocean State Power II(3&4)-NOx Cap Annual v7.23 | 963 | 7965 | Rate Constraint in MTons | FALSE | L | Annual | Seasons Included | Seasons | Winter, Spring, Summer, Fall | Winter, Spring, Summer, Fall | Winter, Spring, Summer, Fall | Winter, Spring, Summer, Fall | Winter, Spring, Summer, Fall | Winter, Spring, Summer, Fall | Winter, Spring, Summer, Fall
RI Ocean State Power II(3&4)-NOx Cap Annual v7.23 | 963 | 7965 | Rate Constraint in MTons | FALSE | L | Annual | Standard NOX | Thousand Tons | 0.09262 | 0.09262 | 0.09262 | 0.09262 | 0.09262 | 0.09262 | 0.09262
RI Ocean State Power II(3&4)-NOx Cap Annual v7.23 | 963 | 7965 | Rate Constraint in MTons | FALSE | L | Annual | Emissions at Affected Plants NOX | Thousand Tons | 0.00079116 | 0.00075349 | 0.0037083 | 0.0095316 | 0 | 0 | 0
RI Ocean State Power II(3&4)-NOx Cap Annual v7.23 | 963 | 7965 | Rate Constraint in MTons | FALSE | L | Annual | Allowances Purchased NOX | Thousand Tons | 0 | 0 | 0 | 0 | 0 | 0 | 0
RI Ocean State Power II(3&4)-NOx Cap Annual v7.23 | 963 | 7965 | Rate Constraint in MTons | FALSE | L | Annual | Allowances Sold NOX | Thousand Tons | 0 | 0 | 0 | 0 | 0 | 0 | 0
RI Ocean State Power II(3&4)-NOx Cap Annual v7.23 | 963 | 7965 | Rate Constraint in MTons | FALSE | L | Annual | Allowances Banked | Thousand Tons | 0 | 0 | 0 | 0 | 0 | 0 | 0
RI Ocean State Power II(3&4)-NOx Cap Annual v7.23 | 963 | 7965 | Rate Constraint in MTons | FALSE | L | Annual | Allowances Withdrawn (1:1) | Thousand Tons | 0 | 0 | 0 | 0 | 0 | 0 | 0
RI Ocean State Power II(3&4)-NOx Cap Annual v7.23 | 963 | 7965 | Rate Constraint in MTons | FALSE | L | Annual | Allowances Withdrawn (n:1) | Thousand Tons | 0 | 0 | 0 | 0 | 0 | 0 | 0
RI Ocean State Power II(3&4)-NOx Cap Annual v7.23 | 963 | 7965 | Rate Constraint in MTons | FALSE | L | Annual | Net Emissions Allowance Position | Thousand Tons | 0.00079116 | 0.00075349 | 0.0037083 | 0.0095316 | 0 | 0 | 0
RI Ocean State Power II(3&4)-NOx Cap Annual v7.23 | 963 | 7965 | Rate Constraint in MTons | FALSE | L | Annual | Fuel Consumed | TBtu | 0.056351 | 0.053667 | 0.26412 | 0.67889 | 0 | 0 | 0
RI Ocean State Power II(3&4)-NOx Cap Annual v7.23 | 963 | 7965 | Rate Constraint in MTons | FALSE | L | Annual | Rate | lb/MMBtu | 0.02808 | 0.02808 | 0.02808 | 0.02808 | 0 | 0 | 0
RI Ocean State Power II(3&4)-NOx Cap Annual v7.23 | 963 | 7965 | Rate Constraint in MTons | FALSE | L | Annual | Generation | TWh | 0.006273 | 0.0059743 | 0.029402 | 0.075575 | 0 | 0 | 0
RI Ocean State Power II(3&4)-NOx Cap Annual v7.23 | 963 | 7965 | Rate Constraint in MTons | FALSE | L | Annual | Qualifying Generation | TWh | 0.006273 | 0.0059743 | 0.029402 | 0.075575 | 0 | 0 | 0
RI Ocean State Power II(3&4)-NOx Cap Annual v7.23 | 963 | 7965 | Rate Constraint in MTons | FALSE | L | Annual | Rate | lb/MWh | 0.25224 | 0.25224 | 0.25224 | 0.25224 | 0 | 0 | 0
RI Ocean State Power II(3&4)-NOx Cap Annual v7.23 | 963 | 7965 | Rate Constraint in MTons | FALSE | L | Annual | Constraint Shadow Price | US2022$/Ton | 0 | 0 | 0 | 0 | 0 | 0 | 0
RI State Energy Center-NOx Cap Annual v7.23 | 964 | 7966 | Rate Constraint in MTons | FALSE | L | Annual | Seasons Included | Seasons | Winter, Spring, Summer, Fall | Winter, Spring, Summer, Fall | Winter, Spring, Summer, Fall | Winter, Spring, Summer, Fall | Winter, Spring, Summer, Fall | Winter, Spring, Summer, Fall | Winter, Spring, Summer, Fall
RI State Energy Center-NOx Cap Annual v7.23 | 964 | 7966 | Rate Constraint in MTons | FALSE | L | Annual | Standard NOX | Thousand Tons | 0.156 | 0.156 | 0.156 | 0.156 | 0.156 | 0.156 | 0.156
RI State Energy Center-NOx Cap Annual v7.23 | 964 | 7966 | Rate Constraint in MTons | FALSE | L | Annual | Emissions at Affected Plants NOX | Thousand Tons | 0.067201 | 0.061496 | 0.057316 | 0.0468 | 0.042536 | 0.013432 | 0.011291
RI State Energy Center-NOx Cap Annual v7.23 | 964 | 7966 | Rate Constraint in MTons | FALSE | L | Annual | Allowances Purchased NOX | Thousand Tons | 0 | 0 | 0 | 0 | 0 | 0 | 0
RI State Energy Center-NOx Cap Annual v7.23 | 964 | 7966 | Rate Constraint in MTons | FALSE | L | Annual | Allowances Sold NOX | Thousand Tons | 0 | 0 | 0 | 0 | 0 | 0 | 0
RI State Energy Center-NOx Cap Annual v7.23 | 964 | 7966 | Rate Constraint in MTons | FALSE | L | Annual | Allowances Banked | Thousand Tons | 0 | 0 | 0 | 0 | 0 | 0 | 0
RI State Energy Center-NOx Cap Annual v7.23 | 964 | 7966 | Rate Constraint in MTons | FALSE | L | Annual | Allowances Withdrawn (1:1) | Thousand Tons | 0 | 0 | 0 | 0 | 0 | 0 | 0
RI State Energy Center-NOx Cap Annual v7.23 | 964 | 7966 | Rate Constraint in MTons | FALSE | L | Annual | Allowances Withdrawn (n:1) | Thousand Tons | 0 | 0 | 0 | 0 | 0 | 0 | 0
RI State Energy Center-NOx Cap Annual v7.23 | 964 | 7966 | Rate Constraint in MTons | FALSE | L | Annual | Net Emissions Allowance Position | Thousand Tons | 0.067201 | 0.061496 | 0.057316 | 0.0468 | 0.042536 | 0.013432 | 0.011291
RI State Energy Center-NOx Cap Annual v7.23 | 964 | 7966 | Rate Constraint in MTons | FALSE | L | Annual | Fuel Consumed | TBtu | 19.4786 | 17.8248 | 16.6133 | 13.5653 | 12.3291 | 3.8935 | 3.2729
RI State Energy Center-NOx Cap Annual v7.23 | 964 | 7966 | Rate Constraint in MTons | FALSE | L | Annual | Rate | lb/MMBtu | 0.0069 | 0.0069 | 0.0069 | 0.0069 | 0.0069 | 0.0069 | 0.0069
RI State Energy Center-NOx Cap Annual v7.23 | 964 | 7966 | Rate Constraint in MTons | FALSE | L | Annual | Generation | TWh | 2.7442 | 2.5112 | 2.3406 | 1.9111 | 1.737 | 0.54853 | 0.46109
RI State Energy Center-NOx Cap Annual v7.23 | 964 | 7966 | Rate Constraint in MTons | FALSE | L | Annual | Qualifying Generation | TWh | 2.7442 | 2.5112 | 2.3406 | 1.9111 | 1.737 | 0.54853 | 0.46109
RI State Energy Center-NOx Cap Annual v7.23 | 964 | 7966 | Rate Constraint in MTons | FALSE | L | Annual | Rate | lb/MWh | 0.048976 | 0.048976 | 0.048976 | 0.048976 | 0.048976 | 0.048976 | 0.048976
RI State Energy Center-NOx Cap Annual v7.23 | 964 | 7966 | Rate Constraint in MTons | FALSE | L | Annual | Constraint Shadow Price | US2022$/Ton | 0 | 0 | 0 | 0 | 0 | 0 | 0
RPS Clean Energy v6.20- CO | 965 | 7660 | Generation Constraint in GWh | FALSE | G | Annual | Seasons Included | Seasons | Winter, Spring, Summer, Fall | Winter, Spring, Summer, Fall | Winter, Spring, Summer, Fall | Winter, Spring, Summer, Fall | Winter, Spring, Summer, Fall | Winter, Spring, Summer, Fall | Winter, Spring, Summer, Fall
RPS Clean Energy v6.20- CO | 965 | 7660 | Generation Constraint in GWh | FALSE | G | Annual | Standard GWh | GWh | 0 | 0 | 0 | 0 | 0 | 54183.795 | 57724.3986
RPS Clean Energy v6.20- CO | 965 | 7660 | Generation Constraint in GWh | FALSE | G | Annual | Emissions at Affected Plants | GWh | 31791.5397 | 34058.6733 | 50497.6455 | 74291.0345 | 98864.4285 | 99067.3193 | 99067.1845
RPS Clean Energy v6.20- CO | 965 | 7660 | Generation Constraint in GWh | FALSE | G | Annual | Allowances Purchased | GWh | 0 | 0 | 0 | 0 | 0 | 0 | 0
RPS Clean Energy v6.20- CO | 965 | 7660 | Generation Constraint in GWh | FALSE | G | Annual | Allowances Sold | GWh | 0 | 0 | 0 | 0 | 0 | 0 | 0
RPS Clean Energy v6.20- CO | 965 | 7660 | Generation Constraint in GWh | FALSE | G | Annual | Allowances Banked | GWh | 0 | 0 | 0 | 0 | 0 | 0 | 0
RPS Clean Energy v6.20- CO | 965 | 7660 | Generation Constraint in GWh | FALSE | G | Annual | Allowances Withdrawn (1:1) | GWh | 0 | 0 | 0 | 0 | 0 | 0 | 0
RPS Clean Energy v6.20- CO | 965 | 7660 | Generation Constraint in GWh | FALSE | G | Annual | Allowances Withdrawn (n:1) | GWh | 0 | 0 | 0 | 0 | 0 | 0 | 0
RPS Clean Energy v6.20- CO | 965 | 7660 | Generation Constraint in GWh | FALSE | G | Annual | Net Emissions Allowance Position | GWh | 31791.5397 | 34058.6733 | 50497.6455 | 74291.0345 | 98864.4285 | 99067.3193 | 99067.1845
RPS Clean Energy v6.20- CO | 965 | 7660 | Generation Constraint in GWh | FALSE | G | Annual | Constraint Shadow Price | US2022$/MWh | 0 | 0 | 0 | 0 | 0 | 0 | 0
RPS Clean Energy v6.20- IL | 966 | 7734 | Generation Constraint in GWh | FALSE | G | Annual | Seasons Included | Seasons | Winter, Spring, Summer, Fall | Winter, Spring, Summer, Fall | Winter, Spring, Summer, Fall | Winter, Spring, Summer, Fall | Winter, Spring, Summer, Fall | Winter, Spring, Summer, Fall | Winter, Spring, Summer, Fall
RPS Clean Energy v6.20- IL | 966 | 7734 | Generation Constraint in GWh | FALSE | G | Annual | Standard GWh | GWh | 0 | 0 | 0 | 0 | 0 | 205221.3194 | 214651.4874
RPS Clean Energy v6.20- IL | 966 | 7734 | Generation Constraint in GWh | FALSE | G | Annual | Emissions at Affected Plants | GWh | 167581.9038 | 178790.4628 | 214980.0933 | 307189.7704 | 369440.4668 | 341156.7808 | 344604.7611
RPS Clean Energy v6.20- IL | 966 | 7734 | Generation Constraint in GWh | FALSE | G | Annual | Allowances Purchased | GWh | 0 | 0 | 0 | 0 | 0 | 0 | 0
RPS Clean Energy v6.20- IL | 966 | 7734 | Generation Constraint in GWh | FALSE | G | Annual | Allowances Sold | GWh | 0 | 0 | 0 | 0 | 0 | 0 | 0
RPS Clean Energy v6.20- IL | 966 | 7734 | Generation Constraint in GWh | FALSE | G | Annual | Allowances Banked | GWh | 0 | 0 | 0 | 0 | 0 | 0 | 0
RPS Clean Energy v6.20- IL | 966 | 7734 | Generation Constraint in GWh | FALSE | G | Annual | Allowances Withdrawn (1:1) | GWh | 0 | 0 | 0 | 0 | 0 | 0 | 0
RPS Clean Energy v6.20- IL | 966 | 7734 | Generation Constraint in GWh | FALSE | G | Annual | Allowances Withdrawn (n:1) | GWh | 0 | 0 | 0 | 0 | 0 | 0 | 0
RPS Clean Energy v6.20- IL | 966 | 7734 | Generation Constraint in GWh | FALSE | G | Annual | Net Emissions Allowance Position | GWh | 167581.9038 | 178790.4628 | 214980.0933 | 307189.7704 | 369440.4668 | 341156.7808 | 344604.7611
RPS Clean Energy v6.20- IL | 966 | 7734 | Generation Constraint in GWh | FALSE | G | Annual | Constraint Shadow Price | US2022$/MWh | 0 | 0 | 0 | 0 | 0 | 0 | 0
RPS Clean Energy v6.20- MA | 967 | 7661 | Generation Constraint in GWh | FALSE | G | Annual | Seasons Included | Seasons | Winter, Spring, Summer, Fall | Winter, Spring, Summer, Fall | Winter, Spring, Summer, Fall | Winter, Spring, Summer, Fall | Winter, Spring, Summer, Fall | Winter, Spring, Summer, Fall | Winter, Spring, Summer, Fall
RPS Clean Energy v6.20- MA | 967 | 7661 | Generation Constraint in GWh | FALSE | G | Annual | Standard GWh | GWh | 26528.2534 | 34807.6467 | 43064.6258 | 51082.2005 | 58995.9394 | 67612.7306 | 71799.2208
RPS Clean Energy v6.20- MA | 967 | 7661 | Generation Constraint in GWh | FALSE | G | Annual | Emissions at Affected Plants | GWh | 30297.5573 | 34807.6467 | 43064.6258 | 51082.2005 | 58995.9394 | 67612.7306 | 71799.2208
RPS Clean Energy v6.20- MA | 967 | 7661 | Generation Constraint in GWh | FALSE | G | Annual | Allowances Purchased | GWh | 0 | 0 | 0 | 0 | 0 | 0 | 0
RPS Clean Energy v6.20- MA | 967 | 7661 | Generation Constraint in GWh | FALSE | G | Annual | Allowances Sold | GWh | 0 | 0 | 0 | 0 | 0 | 0 | 0
RPS Clean Energy v6.20- MA | 967 | 7661 | Generation Constraint in GWh | FALSE | G | Annual | Allowances Banked | GWh | 0 | 0 | 0 | 0 | 0 | 0 | 0
RPS Clean Energy v6.20- MA | 967 | 7661 | Generation Constraint in GWh | FALSE | G | Annual | Allowances Withdrawn (1:1) | GWh | 0 | 0 | 0 | 0 | 0 | 0 | 0
RPS Clean Energy v6.20- MA | 967 | 7661 | Generation Constraint in GWh | FALSE | G | Annual | Allowances Withdrawn (n:1) | GWh | 0 | 0 | 0 | 0 | 0 | 0 | 0
RPS Clean Energy v6.20- MA | 967 | 7661 | Generation Constraint in GWh | FALSE | G | Annual | Net Emissions Allowance Position | GWh | 30297.5573 | 34807.6467 | 43064.6258 | 51082.2005 | 58995.9394 | 67612.7306 | 71799.2208
RPS Clean Energy v6.20- MA | 967 | 7661 | Generation Constraint in GWh | FALSE | G | Annual | Constraint Shadow Price | US2022$/MWh | 0 | 43.9376 | 9.7113 | 17.3277 | 9.9117 | 12.773 | 12.2557
RPS Clean Energy v6.20- NM | 968 | 7571 | Generation Constraint in GWh | FALSE | G | Annual | Seasons Included | Seasons | Winter, Spring, Summer, Fall | Winter, Spring, Summer, Fall | Winter, Spring, Summer, Fall | Winter, Spring, Summer, Fall | Winter, Spring, Summer, Fall | Winter, Spring, Summer, Fall | Winter, Spring, Summer, Fall
RPS Clean Energy v6.20- NM | 968 | 7571 | Generation Constraint in GWh | FALSE | G | Annual | Standard GWh | GWh | 0 | 0 | 0 | 0 | 25234.2237 | 35014.2897 | 37126.3864
RPS Clean Energy v6.20- NM | 968 | 7571 | Generation Constraint in GWh | FALSE | G | Annual | Emissions at Affected Plants | GWh | 41084.1639 | 41401.6404 | 41401.6484 | 43252.5105 | 64750.159 | 64792.0736 | 64792.818
RPS Clean Energy v6.20- NM | 968 | 7571 | Generation Constraint in GWh | FALSE | G | Annual | Allowances Purchased | GWh | 0 | 0 | 0 | 0 | 0 | 0 | 0
RPS Clean Energy v6.20- NM | 968 | 7571 | Generation Constraint in GWh | FALSE | G | Annual | Allowances Sold | GWh | 0 | 0 | 0 | 0 | 0 | 0 | 0
RPS Clean Energy v6.20- NM | 968 | 7571 | Generation Constraint in GWh | FALSE | G | Annual | Allowances Banked | GWh | 0 | 0 | 0 | 0 | 0 | 0 | 0
RPS Clean Energy v6.20- NM | 968 | 7571 | Generation Constraint in GWh | FALSE | G | Annual | Allowances Withdrawn (1:1) | GWh | 0 | 0 | 0 | 0 | 0 | 0 | 0
RPS Clean Energy v6.20- NM | 968 | 7571 | Generation Constraint in GWh | FALSE | G | Annual | Allowances Withdrawn (n:1) | GWh | 0 | 0 | 0 | 0 | 0 | 0 | 0
RPS Clean Energy v6.20- NM | 968 | 7571 | Generation Constraint in GWh | FALSE | G | Annual | Net Emissions Allowance Position | GWh | 41084.1639 | 41401.6404 | 41401.6484 | 43252.5105 | 64750.159 | 64792.0736 | 64792.818
RPS Clean Energy v6.20- NM | 968 | 7571 | Generation Constraint in GWh | FALSE | G | Annual | Constraint Shadow Price | US2022$/MWh | 0 | 0 | 0 | 0 | 0 | 0 | 0
RPS Clean Energy v6.20- NV | 969 | 7572 | Generation Constraint in GWh | FALSE | G | Annual | Seasons Included | Seasons | Winter, Spring, Summer, Fall | Winter, Spring, Summer, Fall | Winter, Spring, Summer, Fall | Winter, Spring, Summer, Fall | Winter, Spring, Summer, Fall | Winter, Spring, Summer, Fall | Winter, Spring, Summer, Fall
RPS Clean Energy v6.20- NV | 969 | 7572 | Generation Constraint in GWh | FALSE | G | Annual | Standard GWh | GWh | 0 | 0 | 0 | 0 | 0 | 58210.5034 | 62127.6858
RPS Clean Energy v6.20- NV | 969 | 7572 | Generation Constraint in GWh | FALSE | G | Annual | Emissions at Affected Plants | GWh | 31946.9559 | 31951.8517 | 31951.8514 | 31951.4134 | 58052.7124 | 58210.5034 | 62127.6858
RPS Clean Energy v6.20- NV | 969 | 7572 | Generation Constraint in GWh | FALSE | G | Annual | Allowances Purchased | GWh | 0 | 0 | 0 | 0 | 0 | 0 | 0
RPS Clean Energy v6.20- NV | 969 | 7572 | Generation Constraint in GWh | FALSE | G | Annual | Allowances Sold | GWh | 0 | 0 | 0 | 0 | 0 | 0 | 0
RPS Clean Energy v6.20- NV | 969 | 7572 | Generation Constraint in GWh | FALSE | G | Annual | Allowances Banked | GWh | 0 | 0 | 0 | 0 | 0 | 0 | 0
RPS Clean Energy v6.20- NV | 969 | 7572 | Generation Constraint in GWh | FALSE | G | Annual | Allowances Withdrawn (1:1) | GWh | 0 | 0 | 0 | 0 | 0 | 0 | 0
RPS Clean Energy v6.20- NV | 969 | 7572 | Generation Constraint in GWh | FALSE | G | Annual | Allowances Withdrawn (n:1) | GWh | 0 | 0 | 0 | 0 | 0 | 0 | 0
RPS Clean Energy v6.20- NV | 969 | 7572 | Generation Constraint in GWh | FALSE | G | Annual | Net Emissions Allowance Position | GWh | 31946.9559 | 31951.8517 | 31951.8514 | 31951.4134 | 58052.7124 | 58210.5034 | 62127.6858
RPS Clean Energy v6.20- NV | 969 | 7572 | Generation Constraint in GWh | FALSE | G | Annual | Constraint Shadow Price | US2022$/MWh | 0 | 0 | 0 | 0 | 0 | 7.1922 | 9.7292
RPS Clean Energy v6.20- NY | 970 | 7573 | Generation Constraint in GWh | FALSE | G | Annual | Seasons Included | Seasons | Winter, Spring, Summer, Fall | Winter, Spring, Summer, Fall | Winter, Spring, Summer, Fall | Winter, Spring, Summer, Fall | Winter, Spring, Summer, Fall | Winter, Spring, Summer, Fall | Winter, Spring, Summer, Fall
RPS Clean Energy v6.20- NY | 970 | 7573 | Generation Constraint in GWh | FALSE | G | Annual | Standard GWh | GWh | 0 | 0 | 0 | 190112.4926 | 203082.62 | 216911.2746 | 229133.2677
RPS Clean Energy v6.20- NY | 970 | 7573 | Generation Constraint in GWh | FALSE | G | Annual | Emissions at Affected Plants | GWh | 78711.377 | 78656.5647 | 137353.6011 | 190112.4926 | 203082.62 | 216911.2746 | 229133.2677
RPS Clean Energy v6.20- NY | 970 | 7573 | Generation Constraint in GWh | FALSE | G | Annual | Allowances Purchased | GWh | 0 | 0 | 0 | 0 | 0 | 0 | 0
RPS Clean Energy v6.20- NY | 970 | 7573 | Generation Constraint in GWh | FALSE | G | Annual | Allowances Sold | GWh | 0 | 0 | 0 | 0 | 0 | 0 | 0
RPS Clean Energy v6.20- NY | 970 | 7573 | Generation Constraint in GWh | FALSE | G | Annual | Allowances Banked | GWh | 0 | 0 | 0 | 0 | 0 | 0 | 0
RPS Clean Energy v6.20- NY | 970 | 7573 | Generation Constraint in GWh | FALSE | G | Annual | Allowances Withdrawn (1:1) | GWh | 0 | 0 | 0 | 0 | 0 | 0 | 0
RPS Clean Energy v6.20- NY | 970 | 7573 | Generation Constraint in GWh | FALSE | G | Annual | Allowances Withdrawn (n:1) | GWh | 0 | 0 | 0 | 0 | 0 | 0 | 0
RPS Clean Energy v6.20- NY | 970 | 7573 | Generation Constraint in GWh | FALSE | G | Annual | Net Emissions Allowance Position | GWh | 78711.377 | 78656.5647 | 137353.6011 | 190112.4926 | 203082.62 | 216911.2746 | 229133.2677
RPS Clean Energy v6.20- NY | 970 | 7573 | Generation Constraint in GWh | FALSE | G | Annual | Constraint Shadow Price | US2022$/MWh | 0 | 0 | 0 | 10.425 | 2.002 | 7.6228 | 5.6725
RPS Clean Energy v6.20- OR | 971 | 7735 | Generation Constraint in GWh | FALSE | G | Annual | Seasons Included | Seasons | Winter, Spring, Summer, Fall | Winter, Spring, Summer, Fall | Winter, Spring, Summer, Fall | Winter, Spring, Summer, Fall | Winter, Spring, Summer, Fall | Winter, Spring, Summer, Fall | Winter, Spring, Summer, Fall
RPS Clean Energy v6.20- OR | 971 | 7735 | Generation Constraint in GWh | FALSE | G | Annual | Standard GWh | GWh | 0 | 0 | 0 | 71321.5836 | 76564.339 | 81041.1379 | 85347.4635
RPS Clean Energy v6.20- OR | 971 | 7735 | Generation Constraint in GWh | FALSE | G | Annual | Emissions at Affected Plants | GWh | 51687.0177 | 51684.5642 | 51598.8953 | 71321.5836 | 76564.339 | 81041.1379 | 85347.4635
RPS Clean Energy v6.20- OR | 971 | 7735 | Generation Constraint in GWh | FALSE | G | Annual | Allowances Purchased | GWh | 0 | 0 | 0 | 0 | 0 | 0 | 0
RPS Clean Energy v6.20- OR | 971 | 7735 | Generation Constraint in GWh | FALSE | G | Annual | Allowances Sold | GWh | 0 | 0 | 0 | 0 | 0 | 0 | 0
RPS Clean Energy v6.20- OR | 971 | 7735 | Generation Constraint in GWh | FALSE | G | Annual | Allowances Banked | GWh | 0 | 0 | 0 | 0 | 0 | 0 | 0
RPS Clean Energy v6.20- OR | 971 | 7735 | Generation Constraint in GWh | FALSE | G | Annual | Allowances Withdrawn (1:1) | GWh | 0 | 0 | 0 | 0 | 0 | 0 | 0
RPS Clean Energy v6.20- OR | 971 | 7735 | Generation Constraint in GWh | FALSE | G | Annual | Allowances Withdrawn (n:1) | GWh | 0 | 0 | 0 | 0 | 0 | 0 | 0
RPS Clean Energy v6.20- OR | 971 | 7735 | Generation Constraint in GWh | FALSE | G | Annual | Net Emissions Allowance Position | GWh | 51687.0177 | 51684.5642 | 51598.8953 | 71321.5836 | 76564.339 | 81041.1379 | 85347.4635
RPS Clean Energy v6.20- OR | 971 | 7735 | Generation Constraint in GWh | FALSE | G | Annual | Constraint Shadow Price | US2022$/MWh | 0 | 0 | 0 | 4.6848 | 8.3617 | 5.0729 | 0.79611
RPS Clean Energy v6.20- WA | 972 | 7574 | Generation Constraint in GWh | FALSE | G | Annual | Seasons Included | Seasons | Winter, Spring, Summer, Fall | Winter, Spring, Summer, Fall | Winter, Spring, Summer, Fall | Winter, Spring, Summer, Fall | Winter, Spring, Summer, Fall | Winter, Spring, Summer, Fall | Winter, Spring, Summer, Fall
RPS Clean Energy v6.20- WA | 972 | 7574 | Generation Constraint in GWh | FALSE | G | Annual | Standard GWh | GWh | 0 | 102155.2876 | 111791.7834 | 121209.384 | 130119.3257 | 137727.542 | 145046.0428
RPS Clean Energy v6.20- WA | 972 | 7574 | Generation Constraint in GWh | FALSE | G | Annual | Emissions at Affected Plants | GWh | 95724.8917 | 102155.2876 | 111791.7834 | 121209.384 | 130119.3257 | 137727.542 | 145046.0428
RPS Clean Energy v6.20- WA | 972 | 7574 | Generation Constraint in GWh | FALSE | G | Annual | Allowances Purchased | GWh | 0 | 0 | 0 | 0 | 0 | 0 | 0
RPS Clean Energy v6.20- WA | 972 | 7574 | Generation Constraint in GWh | FALSE | G | Annual | Allowances Sold | GWh | 0 | 0 | 0 | 0 | 0 | 0 | 0
RPS Clean Energy v6.20- WA | 972 | 7574 | Generation Constraint in GWh | FALSE | G | Annual | Allowances Banked | GWh | 0 | 0 | 0 | 0 | 0 | 0 | 0
RPS Clean Energy v6.20- WA | 972 | 7574 | Generation Constraint in GWh | FALSE | G | Annual | Allowances Withdrawn (1:1) | GWh | 0 | 0 | 0 | 0 | 0 | 0 | 0
RPS Clean Energy v6.20- WA | 972 | 7574 | Generation Constraint in GWh | FALSE | G | Annual | Allowances Withdrawn (n:1) | GWh | 0 | 0 | 0 | 0 | 0 | 0 | 0
RPS Clean Energy v6.20- WA | 972 | 7574 | Generation Constraint in GWh | FALSE | G | Annual | Net Emissions Allowance Position | GWh | 95724.8917 | 102155.2876 | 111791.7834 | 121209.384 | 130119.3257 | 137727.542 | 145046.0428
RPS Clean Energy v6.20- WA | 972 | 7574 | Generation Constraint in GWh | FALSE | G | Annual | Constraint Shadow Price | US2022$/MWh | 0 | 24.8134 | 9.6413 | 2.1843 | 3.5167 | 6.9192 | 1.1978
RPS Clean Energy v6.21- CT | 973 | 7788 | Generation Constraint in GWh | FALSE | G | Annual | Seasons Included | Seasons | Winter, Spring, Summer, Fall | Winter, Spring, Summer, Fall | Winter, Spring, Summer, Fall | Winter, Spring, Summer, Fall | Winter, Spring, Summer, Fall | Winter, Spring, Summer, Fall | Winter, Spring, Summer, Fall
RPS Clean Energy v6.21- CT | 973 | 7788 | Generation Constraint in GWh | FALSE | G | Annual | Standard GWh | GWh | NA | 12813.5193 | 25579.706 | 39901.6454 | 42751.4452 | 45889.0888 | 48693.1365
RPS Clean Energy v6.21- CT | 973 | 7788 | Generation Constraint in GWh | FALSE | G | Annual | Emissions at Affected Plants | GWh | 0 | 26374.502 | 25579.706 | 39901.6454 | 42751.4452 | 45889.0888 | 48693.1365
RPS Clean Energy v6.21- CT | 973 | 7788 | Generation Constraint in GWh | FALSE | G | Annual | Allowances Purchased | GWh | 0 | 0 | 0 | 0 | 0 | 0 | 0
RPS Clean Energy v6.21- CT | 973 | 7788 | Generation Constraint in GWh | FALSE | G | Annual | Allowances Sold | GWh | 0 | 0 | 0 | 0 | 0 | 0 | 0
RPS Clean Energy v6.21- CT | 973 | 7788 | Generation Constraint in GWh | FALSE | G | Annual | Allowances Banked | GWh | 0 | 0 | 0 | 0 | 0 | 0 | 0
RPS Clean Energy v6.21- CT | 973 | 7788 | Generation Constraint in GWh | FALSE | G | Annual | Allowances Withdrawn (1:1) | GWh | 0 | 0 | 0 | 0 | 0 | 0 | 0
RPS Clean Energy v6.21- CT | 973 | 7788 | Generation Constraint in GWh | FALSE | G | Annual | Allowances Withdrawn (n:1) | GWh | 0 | 0 | 0 | 0 | 0 | 0 | 0
RPS Clean Energy v6.21- CT | 973 | 7788 | Generation Constraint in GWh | FALSE | G | Annual | Net Emissions Allowance Position | GWh | 0 | 26374.502 | 25579.706 | 39901.6454 | 42751.4452 | 45889.0888 | 48693.1365
RPS Clean Energy v6.21- CT | 973 | 7788 | Generation Constraint in GWh | FALSE | G | Annual | Constraint Shadow Price | US2022$/MWh | 0 | 0 | 18.2944 | 21.6012 | 13.9076 | 15.9753 | 14.829
RPS Clean Energy v7.23- MN | 974 | 7972 | Generation Constraint in GWh | FALSE | G | Annual | Seasons Included | Seasons |  | Winter, Spring, Summer, Fall | Winter, Spring, Summer, Fall | Winter, Spring, Summer, Fall | Winter, Spring, Summer, Fall | Winter, Spring, Summer, Fall | Winter, Spring, Summer, Fall
RPS Clean Energy v7.23- MN | 974 | 7972 | Generation Constraint in GWh | FALSE | G | Annual | Standard GWh | GWh | NA | 63749.2672 | 87269.7697 | 107584.2435 | 115979.5603 | 122985.3743 | 129291.7354
RPS Clean Energy v7.23- MN | 974 | 7972 | Generation Constraint in GWh | FALSE | G | Annual | Emissions at Affected Plants | GWh | 0 | 63749.2672 | 90081.1535 | 107584.2435 | 115979.5602 | 122985.3743 | 129291.7354
RPS Clean Energy v7.23- MN | 974 | 7972 | Generation Constraint in GWh | FALSE | G | Annual | Allowances Purchased | GWh | 0 | 0 | 0 | 0 | 0 | 0 | 0
RPS Clean Energy v7.23- MN | 974 | 7972 | Generation Constraint in GWh | FALSE | G | Annual | Allowances Sold | GWh | 0 | 0 | 0 | 0 | 0 | 0 | 0
RPS Clean Energy v7.23- MN | 974 | 7972 | Generation Constraint in GWh | FALSE | G | Annual | Allowances Banked | GWh | 0 | 0 | 0 | 0 | 0 | 0 | 0
RPS Clean Energy v7.23- MN | 974 | 7972 | Generation Constraint in GWh | FALSE | G | Annual | Allowances Withdrawn (1:1) | GWh | 0 | 0 | 0 | 0 | 0 | 0 | 0
RPS Clean Energy v7.23- MN | 974 | 7972 | Generation Constraint in GWh | FALSE | G | Annual | Allowances Withdrawn (n:1) | GWh | 0 | 0 | 0 | 0 | 0 | 0 | 0
RPS Clean Energy v7.23- MN | 974 | 7972 | Generation Constraint in GWh | FALSE | G | Annual | Net Emissions Allowance Position | GWh | 0 | 63749.2672 | 90081.1535 | 107584.2435 | 115979.5602 | 122985.3743 | 129291.7354
RPS Clean Energy v7.23- MN | 974 | 7972 | Generation Constraint in GWh | FALSE | G | Annual | Constraint Shadow Price | US2022$/MWh | 0 | 0 | 0 | 0.51094 | 0.39972 | 0.70991 | 0.94308
RPS Solar v6.20- DC | 975 | 7575 | Generation Constraint in GWh | FALSE | G | Annual | Seasons Included | Seasons | Winter, Spring, Summer, Fall | Winter, Spring, Summer, Fall | Winter, Spring, Summer, Fall | Winter, Spring, Summer, Fall | Winter, Spring, Summer, Fall | Winter, Spring, Summer, Fall | Winter, Spring, Summer, Fall
RPS Solar v6.20- DC | 975 | 7575 | Generation Constraint in GWh | FALSE | G | Annual | Standard GWh | GWh | 504.9952 | 583.2349 | 908.6543 | 1327.3302 | 1492.2998 | 1593.453 | 1683.5759
RPS Solar v6.20- DC | 975 | 7575 | Generation Constraint in GWh | FALSE | G | Annual | Emissions at Affected Plants | GWh | 34.9752 | 34.9752 | 34.9752 | 34.9752 | 34.9752 | 34.9752 | 34.9752
RPS Solar v6.20- DC | 975 | 7575 | Generation Constraint in GWh | FALSE | G | Annual | Allowances Purchased | GWh | 470.02 | 548.2598 | 873.6792 | 1292.3551 | 1457.3247 | 1558.4778 | 1648.6007
RPS Solar v6.20- DC | 975 | 7575 | Generation Constraint in GWh | FALSE | G | Annual | Allowances Sold | GWh | 0 | 0 | 0 | 0 | 0 | 0 | 0
RPS Solar v6.20- DC | 975 | 7575 | Generation Constraint in GWh | FALSE | G | Annual | Allowances Banked | GWh | 0 | 0 | 0 | 0 | 0 | 0 | 0
RPS Solar v6.20- DC | 975 | 7575 | Generation Constraint in GWh | FALSE | G | Annual | Allowances Withdrawn (1:1) | GWh | 0 | 0 | 0 | 0 | 0 | 0 | 0
RPS Solar v6.20- DC | 975 | 7575 | Generation Constraint in GWh | FALSE | G | Annual | Allowances Withdrawn (n:1) | GWh | 0 | 0 | 0 | 0 | 0 | 0 | 0
RPS Solar v6.20- DC | 975 | 7575 | Generation Constraint in GWh | FALSE | G | Annual | Net Emissions Allowance Position | GWh | 504.9952 | 583.2349 | 908.6543 | 1327.3302 | 1492.2998 | 1593.453 | 1683.5759
RPS Solar v6.20- DC | 975 | 7575 | Generation Constraint in GWh | FALSE | G | Annual | Constraint Shadow Price | US2022$/MWh | 60.157 | 60.1573 | 60.1568 | 60.157 | 60.1568 | 60.1572 | 60.157
RPS Solar v6.20- DE | 976 | 7576 | Generation Constraint in GWh | FALSE | G | Annual | Seasons Included | Seasons | Winter, Spring, Summer, Fall | Winter, Spring, Summer, Fall | Winter, Spring, Summer, Fall | Winter, Spring, Summer, Fall | Winter, Spring, Summer, Fall | Winter, Spring, Summer, Fall | Winter, Spring, Summer, Fall
RPS Solar v6.20- DE | 976 | 7576 | Generation Constraint in GWh | FALSE | G | Annual | Standard GWh | GWh | 456.8713 | 564.3862 | 1289.1505 | 1412.1106 | 1515.258 | 1619.4005 | 1713.7266
RPS Solar v6.20- DE | 976 | 7576 | Generation Constraint in GWh | FALSE | G | Annual | Emissions at Affected Plants | GWh | 35859.6024 | 34974.5338 | 70614.8888 | 94268.976 | 195869.6828 | 224275.2631 | 222666.5198
RPS Solar v6.20- DE | 976 | 7576 | Generation Constraint in GWh | FALSE | G | Annual | Allowances Purchased | GWh | 0 | 0 | 0 | 0 | 0 | 0 | 0
RPS Solar v6.20- DE | 976 | 7576 | Generation Constraint in GWh | FALSE | G | Annual | Allowances Sold | GWh | 0 | 0 | 0 | 0 | 0 | 0 | 0
RPS Solar v6.20- DE | 976 | 7576 | Generation Constraint in GWh | FALSE | G | Annual | Allowances Banked | GWh | 0 | 0 | 0 | 0 | 0 | 0 | 0
RPS Solar v6.20- DE | 976 | 7576 | Generation Constraint in GWh | FALSE | G | Annual | Allowances Withdrawn (1:1) | GWh | 0 | 0 | 0 | 0 | 0 | 0 | 0
RPS Solar v6.20- DE | 976 | 7576 | Generation Constraint in GWh | FALSE | G | Annual | Allowances Withdrawn (n:1) | GWh | 0 | 0 | 0 | 0 | 0 | 0 | 0
RPS Solar v6.20- DE | 976 | 7576 | Generation Constraint in GWh | FALSE | G | Annual | Net Emissions Allowance Position | GWh | 35859.6024 | 34974.5338 | 70614.8888 | 94268.976 | 195869.6828 | 224275.2631 | 222666.5198
RPS Solar v6.20- DE | 976 | 7576 | Generation Constraint in GWh | FALSE | G | Annual | Constraint Shadow Price | US2022$/MWh | 0 | 0 | 0 | 0 | 0 | 0 | 0
RPS Solar v6.20- IL, MO | 977 | 7580 | Generation Constraint in GWh | FALSE | G | Annual | Seasons Included | Seasons | Winter, Spring, Summer, Fall | Winter, Spring, Summer, Fall | Winter, Spring, Summer, Fall | Winter, Spring, Summer, Fall | Winter, Spring, Summer, Fall | Winter, Spring, Summer, Fall | Winter, Spring, Summer, Fall
RPS Solar v6.20- IL, MO | 977 | 7580 | Generation Constraint in GWh | FALSE | G | Annual | Standard GWh | GWh | 2396.1727 | 2482.035 | 2746.0758 | 2976.3965 | 3170.0429 | 3338.9003 | 3493.4196
RPS Solar v6.20- IL, MO | 977 | 7580 | Generation Constraint in GWh | FALSE | G | Annual | Emissions at Affected Plants | GWh | 16213.4176 | 20642.9322 | 34166.1775 | 44994.154 | 74650.7429 | 59946.1604 | 102230.7472
RPS Solar v6.20- IL, MO | 977 | 7580 | Generation Constraint in GWh | FALSE | G | Annual | Allowances Purchased | GWh | 0 | 0 | 0 | 0 | 0 | 0 | 0
RPS Solar v6.20- IL, MO | 977 | 7580 | Generation Constraint in GWh | FALSE | G | Annual | Allowances Sold | GWh | 0 | 0 | 0 | 0 | 0 | 0 | 0
RPS Solar v6.20- IL, MO | 977 | 7580 | Generation Constraint in GWh | FALSE | G | Annual | Allowances Banked | GWh | 0 | 0 | 0 | 0 | 0 | 0 | 0
RPS Solar v6.20- IL, MO | 977 | 7580 | Generation Constraint in GWh | FALSE | G | Annual | Allowances Withdrawn (1:1) | GWh | 0 | 0 | 0 | 0 | 0 | 0 | 0
RPS Solar v6.20- IL, MO | 977 | 7580 | Generation Constraint in GWh | FALSE | G | Annual | Allowances Withdrawn (n:1) | GWh | 0 | 0 | 0 | 0 | 0 | 0 | 0
RPS Solar v6.20- IL, MO | 977 | 7580 | Generation Constraint in GWh | FALSE | G | Annual | Net Emissions Allowance Position | GWh | 16213.4176 | 20642.9322 | 34166.1775 | 44994.154 | 74650.7429 | 59946.1604 | 102230.7472
RPS Solar v6.20- IL, MO | 977 | 7580 | Generation Constraint in GWh | FALSE | G | Annual | Constraint Shadow Price | US2022$/MWh | 0 | 0 | 0 | 0 | 0 | 0 | 0
RPS Solar v6.20- MA | 978 | 7577 | Generation Constraint in GWh | FALSE | G | Annual | Seasons Included | Seasons | Winter, Spring, Summer, Fall | Winter, Spring, Summer, Fall | Winter, Spring, Summer, Fall | Winter, Spring, Summer, Fall | Winter, Spring, Summer, Fall | Winter, Spring, Summer, Fall | Winter, Spring, Summer, Fall
RPS Solar v6.20- MA | 978 | 7577 | Generation Constraint in GWh | FALSE | G | Annual | Standard GWh | GWh | 0 | 0 | 0 | 0 | 0 | 0 | 0
RPS Solar v6.20- MA | 978 | 7577 | Generation Constraint in GWh | FALSE | G | Annual | Emissions at Affected Plants | GWh | 286.4839 | 363.8648 | 292.4733 | 740.5515 | 5468.5394 | 10629.2976 | 9737.8272
RPS Solar v6.20- MA | 978 | 7577 | Generation Constraint in GWh | FALSE | G | Annual | Allowances Purchased | GWh | 0 | 0 | 0 | 0 | 0 | 0 | 0
RPS Solar v6.20- MA | 978 | 7577 | Generation Constraint in GWh | FALSE | G | Annual | Allowances Sold | GWh | 0 | 0 | 0 | 0 | 0 | 0 | 0
RPS Solar v6.20- MA | 978 | 7577 | Generation Constraint in GWh | FALSE | G | Annual | Allowances Banked | GWh | 0 | 0 | 0 | 0 | 0 | 0 | 0
RPS Solar v6.20- MA | 978 | 7577 | Generation Constraint in GWh | FALSE | G | Annual | Allowances Withdrawn (1:1) | GWh | 0 | 0 | 0 | 0 | 0 | 0 | 0
RPS Solar v6.20- MA | 978 | 7577 | Generation Constraint in GWh | FALSE | G | Annual | Allowances Withdrawn (n:1) | GWh | 0 | 0 | 0 | 0 | 0 | 0 | 0
RPS Solar v6.20- MA | 978 | 7577 | Generation Constraint in GWh | FALSE | G | Annual | Net Emissions Allowance Position | GWh | 286.4839 | 363.8648 | 292.4733 | 740.5515 | 5468.5394 | 10629.2976 | 9737.8272
RPS Solar v6.20- MA | 978 | 7577 | Generation Constraint in GWh | FALSE | G | Annual | Constraint Shadow Price | US2022$/MWh | 0 | 0 | 0 | 0 | 0 | 0 | 0
RPS Solar v6.20- MD | 979 | 7578 | Generation Constraint in GWh | FALSE | G | Annual | Seasons Included | Seasons | Winter, Spring, Summer, Fall | Winter, Spring, Summer, Fall | Winter, Spring, Summer, Fall | Winter, Spring, Summer, Fall | Winter, Spring, Summer, Fall | Winter, Spring, Summer, Fall | Winter, Spring, Summer, Fall
RPS Solar v6.20- MD | 979 | 7578 | Generation Constraint in GWh | FALSE | G | Annual | Standard GWh | GWh | 9270.8742 | 9645.516 | 10764.2468 | 11622.7029 | 12426.0615 | 13263.9071 | 14012.8633
RPS Solar v6.20- MD | 979 | 7578 | Generation Constraint in GWh | FALSE | G | Annual | Emissions at Affected Plants | GWh | 9270.8742 | 9645.516 | 10764.2468 | 11622.7029 | 25605.1863 | 25605.1863 | 33793.802
RPS Solar v6.20- MD | 979 | 7578 | Generation Constraint in GWh | FALSE | G | Annual | Allowances Purchased | GWh | 0 | 0 | 0 | 0 | 0 | 0 | 0
RPS Solar v6.20- MD | 979 | 7578 | Generation Constraint in GWh | FALSE | G | Annual | Allowances Sold | GWh | 0 | 0 | 0 | 0 | 0 | 0 | 0
RPS Solar v6.20- MD | 979 | 7578 | Generation Constraint in GWh | FALSE | G | Annual | Allowances Banked | GWh | 0 | 0 | 0 | 0 | 0 | 0 | 0
RPS Solar v6.20- MD | 979 | 7578 | Generation Constraint in GWh | FALSE | G | Annual | Allowances Withdrawn (1:1) | GWh | 0 | 0 | 0 | 0 | 0 | 0 | 0
RPS Solar v6.20- MD | 979 | 7578 | Generation Constraint in GWh | FALSE | G | Annual | Allowances Withdrawn (n:1) | GWh | 0 | 0 | 0 | 0 | 0 | 0 | 0
RPS Solar v6.20- MD | 979 | 7578 | Generation Constraint in GWh | FALSE | G | Annual | Net Emissions Allowance Position | GWh | 9270.8742 | 9645.516 | 10764.2468 | 11622.7029 | 25605.1863 | 25605.1863 | 33793.802
RPS Solar v6.20- MD | 979 | 7578 | Generation Constraint in GWh | FALSE | G | Annual | Constraint Shadow Price | US2022$/MWh | 23.9739 | 40.3571 | 8.7192 | 4.0558 | 0 | 0 | 0
RPS Solar v6.20- MN | 980 | 7579 | Generation Constraint in GWh | FALSE | G | Annual | Seasons Included | Seasons | Winter, Spring, Summer, Fall | Winter, Spring, Summer, Fall | Winter, Spring, Summer, Fall | Winter, Spring, Summer, Fall | Winter, Spring, Summer, Fall | Winter, Spring, Summer, Fall | Winter, Spring, Summer, Fall
RPS Solar v6.20- MN | 980 | 7579 | Generation Constraint in GWh | FALSE | G | Annual | Standard GWh | GWh | 1231.2022 | 1282.9895 | 1454.4962 | 1613.7637 | 1739.6934 | 1844.7806 | 1939.376
RPS Solar v6.20- MN | 980 | 7579 | Generation Constraint in GWh | FALSE | G | Annual | Emissions at Affected Plants | GWh | 4481.0363 | 5583.1716 | 5583.1716 | 9872.6834 | 12867.6463 | 16446.6442 | 16446.6442
RPS Solar v6.20- MN | 980 | 7579 | Generation Constraint in GWh | FALSE | G | Annual | Allowances Purchased | GWh | 0 | 0 | 0 | 0 | 0 | 0 | 0
RPS Solar v6.20- MN | 980 | 7579 | Generation Constraint in GWh | FALSE | G | Annual | Allowances Sold | GWh | 0 | 0 | 0 | 0 | 0 | 0 | 0
RPS Solar v6.20- MN | 980 | 7579 | Generation Constraint in GWh | FALSE | G | Annual | Allowances Banked | GWh | 0 | 0 | 0 | 0 | 0 | 0 | 0
RPS Solar v6.20- MN | 980 | 7579 | Generation Constraint in GWh | FALSE | G | Annual | Allowances Withdrawn (1:1) | GWh | 0 | 0 | 0 | 0 | 0 | 0 | 0
RPS Solar v6.20- MN | 980 | 7579 | Generation Constraint in GWh | FALSE | G | Annual | Allowances Withdrawn (n:1) | GWh | 0 | 0 | 0 | 0 | 0 | 0 | 0
RPS Solar v6.20- MN | 980 | 7579 | Generation Constraint in GWh | FALSE | G | Annual | Net Emissions Allowance Position | GWh | 4481.0363 | 5583.1716 | 5583.1716 | 9872.6834 | 12867.6463 | 16446.6442 | 16446.6442
RPS Solar v6.20- MN | 980 | 7579 | Generation Constraint in GWh | FALSE | G | Annual | Constraint Shadow Price | US2022$/MWh | 0 | 0 | 0 | 0 | 0 | 0 | 0
RPS Solar v6.20- NC 75% limit | 981 | 7583 | Generation Constraint in GWh | FALSE | G | Annual | Seasons Included | Seasons | Winter, Spring, Summer, Fall | Winter, Spring, Summer, Fall | Winter, Spring, Summer, Fall | Winter, Spring, Summer, Fall | Winter, Spring, Summer, Fall | Winter, Spring, Summer, Fall | Winter, Spring, Summer, Fall
RPS Solar v6.20- NC 75% limit | 981 | 7583 | Generation Constraint in GWh | FALSE | G | Annual | Standard GWh | GWh | 218.4932 | 226.2712 | 249.5912 | 273.0481 | 295.083 | 313.8577 | 332.5529
RPS Solar v6.20- NC 75% limit | 981 | 7583 | Generation Constraint in GWh | FALSE | G | Annual | Emissions at Affected Plants | GWh | 13002.7257 | 13002.7257 | 13002.7257 | 13002.7257 | 13002.7257 | 13002.7257 | 13002.7257
RPS Solar v6.20- NC 75% limit | 981 | 7583 | Generation Constraint in GWh | FALSE | G | Annual | Allowances Purchased | GWh | 0 | 0 | 0 | 0 | 0 | 0 | 0
RPS Solar v6.20- NC 75% limit | 981 | 7583 | Generation Constraint in GWh | FALSE | G | Annual | Allowances Sold | GWh | 0 | 0 | 0 | 0 | 0 | 0 | 0
RPS Solar v6.20- NC 75% limit | 981 | 7583 | Generation Constraint in GWh | FALSE | G | Annual | Allowances Banked | GWh | 0 | 0 | 0 | 0 | 0 | 0 | 0
RPS Solar v6.20- NC 75% limit | 981 | 7583 | Generation Constraint in GWh | FALSE | G | Annual | Allowances Withdrawn (1:1) | GWh | 0 | 0 | 0 | 0 | 0 | 0 | 0
RPS Solar v6.20- NC 75% limit | 981 | 7583 | Generation Constraint in GWh | FALSE | G | Annual | Allowances Withdrawn (n:1) | GWh | 0 | 0 | 0 | 0 | 0 | 0 | 0
RPS Solar v6.20- NC 75% limit | 981 | 7583 | Generation Constraint in GWh | FALSE | G | Annual | Net Emissions Allowance Position | GWh | 13002.7257 | 13002.7257 | 13002.7257 | 13002.7257 | 13002.7257 | 13002.7257 | 13002.7257
RPS Solar v6.20- NC 75% limit | 981 | 7583 | Generation Constraint in GWh | FALSE | G | Annual | Constraint Shadow Price | US2022$/MWh | 0 | 0 | 0 | 0 | 0 | 0 | 0
RPS Solar v6.20- NH, MA | 982 | 7581 | Generation Constraint in GWh | FALSE | G | Annual | Seasons Included | Seasons | Winter, Spring, Summer, Fall | Winter, Spring, Summer, Fall | Winter, Spring, Summer, Fall | Winter, Spring, Summer, Fall | Winter, Spring, Summer, Fall | Winter, Spring, Summer, Fall | Winter, Spring, Summer, Fall
RPS Solar v6.20- NH, MA | 982 | 7581 | Generation Constraint in GWh | FALSE | G | Annual | Standard GWh | GWh | 82.7247 | 86.8343 | 99.1689 | 109.2294 | 117.7413 | 126.5046 | 134.3376
RPS Solar v6.20- NH, MA | 982 | 7581 | Generation Constraint in GWh | FALSE | G | Annual | Emissions at Affected Plants | GWh | 4660.4921 | 4583.1112 | 10632.4779 | 24745.3748 | 29570.263 | 46071.2012 | 53953.2096
RPS Solar v6.20- NH, MA | 982 | 7581 | Generation Constraint in GWh | FALSE | G | Annual | Allowances Purchased | GWh | 0 | 0 | 0 | 0 | 0 | 0 | 0
RPS Solar v6.20- NH, MA | 982 | 7581 | Generation Constraint in GWh | FALSE | G | Annual | Allowances Sold | GWh | 0 | 0 | 0 | 0 | 0 | 0 | 0
RPS Solar v6.20- NH, MA | 982 | 7581 | Generation Constraint in GWh | FALSE | G | Annual | Allowances Banked | GWh | 0 | 0 | 0 | 0 | 0 | 0 | 0
RPS Solar v6.20- NH, MA | 982 | 7581 | Generation Constraint in GWh | FALSE | G | Annual | Allowances Withdrawn (1:1) | GWh | 0 | 0 | 0 | 0 | 0 | 0 | 0
RPS Solar v6.20- NH, MA | 982 | 7581 | Generation Constraint in GWh | FALSE | G | Annual | Allowances Withdrawn (n:1) | GWh | 0 | 0 | 0 | 0 | 0 | 0 | 0
RPS Solar v6.20- NH, MA | 982 | 7581 | Generation Constraint in GWh | FALSE | G | Annual | Net Emissions Allowance Position | GWh | 4660.4921 | 4583.1112 | 10632.4779 | 24745.3748 | 29570.263 | 46071.2012 | 53953.2096
RPS Solar v6.20- NH, MA | 982 | 7581 | Generation Constraint in GWh | FALSE | G | Annual | Constraint Shadow Price | US2022$/MWh | 0 | 0 | 0 | 0 | 0 | 0 | 0
RPS Solar v6.20- NJ | 983 | 7582 | Generation Constraint in GWh | FALSE | G | Annual | Seasons Included | Seasons | Winter, Spring, Summer, Fall | Winter, Spring, Summer, Fall | Winter, Spring, Summer, Fall | Winter, Spring, Summer, Fall | Winter, Spring, Summer, Fall | Winter, Spring, Summer, Fall | Winter, Spring, Summer, Fall
RPS Solar v6.20- NJ | 983 | 7582 | Generation Constraint in GWh | FALSE | G | Annual | Standard GWh | GWh | 2600.8259 | 1613.7247 | 917.314 | 1004.798 | 1078.189 | 1152.2918 | 1219.4088
RPS Solar v6.20- NJ | 983 | 7582 | Generation Constraint in GWh | FALSE | G | Annual | Emissions at Affected Plants | GWh | 2600.8259 | 2600.8259 | 1482.4123 | 1482.4123 | 1482.4123 | 1482.4123 | 1482.4123
RPS Solar v6.20- NJ | 983 | 7582 | Generation Constraint in GWh | FALSE | G | Annual | Allowances Purchased | GWh | 0 | 0 | 0 | 0 | 0 | 0 | 0
RPS Solar v6.20- NJ | 983 | 7582 | Generation Constraint in GWh | FALSE | G | Annual | Allowances Sold | GWh | 0 | 0 | 0 | 0 | 0 | 0 | 0
RPS Solar v6.20- NJ | 983 | 7582 | Generation Constraint in GWh | FALSE | G | Annual | Allowances Banked | GWh | 0 | 0 | 0 | 0 | 0 | 0 | 0
RPS Solar v6.20- NJ | 983 | 7582 | Generation Constraint in GWh | FALSE | G | Annual | Allowances Withdrawn (1:1) | GWh | 0 | 0 | 0 | 0 | 0 | 0 | 0
RPS Solar v6.20- NJ | 983 | 7582 | Generation Constraint in GWh | FALSE | G | Annual | Allowances Withdrawn (n:1) | GWh | 0 | 0 | 0 | 0 | 0 | 0 | 0
RPS Solar v6.20- NJ | 983 | 7582 | Generation Constraint in GWh | FALSE | G | Annual | Net Emissions Allowance Position | GWh | 2600.8259 | 2600.8259 | 1482.4123 | 1482.4123 | 1482.4123 | 1482.4123 | 1482.4123
RPS Solar v6.20- NJ | 983 | 7582 | Generation Constraint in GWh | FALSE | G | Annual | Constraint Shadow Price | US2022$/MWh | 131.9752 | 0 | 0 | 0 | 0 | 0 | 0
RPS Solar v6.20- PA | 984 | 7584 | Generation Constraint in GWh | FALSE | G | Annual | Seasons Included | Seasons | Winter, Spring, Summer, Fall | Winter, Spring, Summer, Fall | Winter, Spring, Summer, Fall | Winter, Spring, Summer, Fall | Winter, Spring, Summer, Fall | Winter, Spring, Summer, Fall | Winter, Spring, Summer, Fall
RPS Solar v6.20- PA | 984 | 7584 | Generation Constraint in GWh | FALSE | G | Annual | Standard GWh | GWh | 774.7724 | 802.6432 | 894.2766 | 977.602 | 1051.5102 | 1120.9572 | 1184.9613
RPS Solar v6.20- PA | 984 | 7584 | Generation Constraint in GWh | FALSE | G | Annual | Emissions at Affected Plants | GWh | 1028.1738 | 1028.1738 | 1028.1738 | 1028.1738 | 1915.6401 | 1915.6401 | 1915.6401
RPS Solar v6.20- PA | 984 | 7584 | Generation Constraint in GWh | FALSE | G | Annual | Allowances Purchased | GWh | 0 | 0 | 0 | 0 | 0 | 0 | 0
RPS Solar v6.20- PA | 984 | 7584 | Generation Constraint in GWh | FALSE | G | Annual | Allowances Sold | GWh | 0 | 0 | 0 | 0 | 0 | 0 | 0
RPS Solar v6.20- PA | 984 | 7584 | Generation Constraint in GWh | FALSE | G | Annual | Allowances Banked | GWh | 0 | 0 | 0 | 0 | 0 | 0 | 0
RPS Solar v6.20- PA | 984 | 7584 | Generation Constraint in GWh | FALSE | G | Annual | Allowances Withdrawn (1:1) | GWh | 0 | 0 | 0 | 0 | 0 | 0 | 0
RPS Solar v6.20- PA | 984 | 7584 | Generation Constraint in GWh | FALSE | G | Annual | Allowances Withdrawn (n:1) | GWh | 0 | 0 | 0 | 0 | 0 | 0 | 0
RPS Solar v6.20- PA | 984 | 7584 | Generation Constraint in GWh | FALSE | G | Annual | Net Emissions Allowance Position | GWh | 1028.1738 | 1028.1738 | 1028.1738 | 1028.1738 | 1915.6401 | 1915.6401 | 1915.6401
RPS Solar v6.20- PA | 984 | 7584 | Generation Constraint in GWh | FALSE | G | Annual | Constraint Shadow Price | US2022$/MWh | 0 | 0 | 0 | 0 | 0 | 0 | 0
RPS Solar v7.23- OR | 985 | 7973 | Generation Constraint in GWh | FALSE | G | Annual | Seasons Included | Seasons | Winter, Spring, Summer, Fall | Winter, Spring, Summer, Fall | Winter, Spring, Summer, Fall | Winter, Spring, Summer, Fall | Winter, Spring, Summer, Fall | Winter, Spring, Summer, Fall | Winter, Spring, Summer, Fall
RPS Solar v7.23- OR | 985 | 7973 | Generation Constraint in GWh | FALSE | G | Annual | Standard GWh | GWh | 4643.8873 | 4808.7873 | 5262.4091 | 5705.7267 | 6125.1471 | 6483.291 | 6827.7971
RPS Solar v7.23- OR | 985 | 7973 | Generation Constraint in GWh | FALSE | G | Annual | Emissions at Affected Plants | GWh | 6234.8861 | 6234.8861 | 6234.8861 | 12476.0064 | 15989.5967 | 15989.5967 | 15989.5967
RPS Solar v7.23- OR | 985 | 7973 | Generation Constraint in GWh | FALSE | G | Annual | Allowances Purchased | GWh | 0 | 0 | 0 | 0 | 0 | 0 | 0
RPS Solar v7.23- OR | 985 | 7973 | Generation Constraint in GWh | FALSE | G | Annual | Allowances Sold | GWh | 0 | 0 | 0 | 0 | 0 | 0 | 0
RPS Solar v7.23- OR | 985 | 7973 | Generation Constraint in GWh | FALSE | G | Annual | Allowances Banked | GWh | 0 | 0 | 0 | 0 | 0 | 0 | 0
RPS Solar v7.23- OR | 985 | 7973 | Generation Constraint in GWh | FALSE | G | Annual | Allowances Withdrawn (1:1) | GWh | 0 | 0 | 0 | 0 | 0 | 0 | 0
RPS Solar v7.23- OR | 985 | 7973 | Generation Constraint in GWh | FALSE | G | Annual | Allowances Withdrawn (n:1) | GWh | 0 | 0 | 0 | 0 | 0 | 0 | 0
RPS Solar v7.23- OR | 985 | 7973 | Generation Constraint in GWh | FALSE | G | Annual | Net Emissions Allowance Position | GWh | 6234.8861 | 6234.8861 | 6234.8861 | 12476.0064 | 15989.5967 | 15989.5967 | 15989.5967
RPS Solar v7.23- OR | 985 | 7973 | Generation Constraint in GWh | FALSE | G | Annual | Constraint Shadow Price | US2022$/MWh | 0 | 0 | 0 | 0 | 0 | 0 | 0
RPS v6.20- AZ | 986 | 7585 | Generation Constraint in GWh | FALSE | G | Annual | Seasons Included | Seasons | Winter, Spring, Summer, Fall | Winter, Spring, Summer, Fall | Winter, Spring, Summer, Fall | Winter, Spring, Summer, Fall | Winter, Spring, Summer, Fall | Winter, Spring, Summer, Fall | Winter, Spring, Summer, Fall
RPS v6.20- AZ | 986 | 7585 | Generation Constraint in GWh | FALSE | G | Annual | Standard GWh | GWh | 8011.786 | 8341.7208 | 9324.3343 | 10181.7203 | 10983.051 | 11744.436 | 12464.676
RPS v6.20- AZ | 986 | 7585 | Generation Constraint in GWh | FALSE | G | Annual | Emissions at Affected Plants | GWh | 17282.3887 | 17334.7515 | 17659.213 | 29158.2798 | 63217.075 | 50661.6835 | 57667.4775
RPS v6.20- AZ | 986 | 7585 | Generation Constraint in GWh | FALSE | G | Annual | Allowances Purchased | GWh | 0 | 0 | 0 | 0 | 0 | 0 | 0
RPS v6.20- AZ | 986 | 7585 | Generation Constraint in GWh | FALSE | G | Annual | Allowances Sold | GWh | 0 | 0 | 0 | 0 | 0 | 0 | 0
RPS v6.20- AZ | 986 | 7585 | Generation Constraint in GWh | FALSE | G | Annual | Allowances Banked | GWh | 0 | 0 | 0 | 0 | 0 | 0 | 0
RPS v6.20- AZ | 986 | 7585 | Generation Constraint in GWh | FALSE | G | Annual | Allowances Withdrawn (1:1) | GWh | 0 | 0 | 0 | 0 | 0 | 0 | 0
RPS v6.20- AZ | 986 | 7585 | Generation Constraint in GWh | FALSE | G | Annual | Allowances Withdrawn (n:1) | GWh | 0 | 0 | 0 | 0 | 0 | 0 | 0
RPS v6.20- AZ | 986 | 7585 | Generation Constraint in GWh | FALSE | G | Annual | Net Emissions Allowance Position | GWh | 17282.3887 | 17334.7515 | 17659.213 | 29158.2798 | 63217.075 | 50661.6835 | 57667.4775
RPS v6.20- AZ | 986 | 7585 | Generation Constraint in GWh | FALSE | G | Annual | Constraint Shadow Price | US2022$/MWh | 0 | 0 | 0 | 0 | 0 | 0 | 0
RPS v6.20- CA 10% Unbundled | 987 | 7686 | Generation Constraint in GWh | FALSE | G | Annual | Seasons Included | Seasons | Winter, Spring, Summer, Fall | Winter, Spring, Summer, Fall | Winter, Spring, Summer, Fall | Winter, Spring, Summer, Fall | Winter, Spring, Summer, Fall | Winter, Spring, Summer, Fall | Winter, Spring, Summer, Fall
RPS v6.20- CA 10% Unbundled | 987 | 7686 | Generation Constraint in GWh | FALSE | G | Annual | Standard GWh | GWh | 15362.7803 | 17784.8233 | 24716.6067 | 31792.9997 | 39236.9661 | 42542.9956 | 44669.0946
RPS v6.20- CA 10% Unbundled | 987 | 7686 | Generation Constraint in GWh | FALSE | G | Annual | Emissions at Affected Plants | GWh | 108162.574 | 109621.9369 | 132003.7221 | 194856.0818 | 255589.3406 | 256199.1411 | 259865.5308
RPS v6.20- CA 10% Unbundled | 987 | 7686 | Generation Constraint in GWh | FALSE | G | Annual | Allowances Purchased | GWh | 0 | 0 | 0 | 0 | 0 | 0 | 0
RPS v6.20- CA 10% Unbundled | 987 | 7686 | Generation Constraint in GWh | FALSE | G | Annual | Allowances Sold | GWh | 0 | 0 | 0 | 0 | 0 | 0 | 0
RPS v6.20- CA 10% Unbundled | 987 | 7686 | Generation Constraint in GWh | FALSE | G | Annual | Allowances Banked | GWh | 0 | 0 | 0 | 0 | 0 | 0 | 0
RPS v6.20- CA 10% Unbundled | 987 | 7686 | Generation Constraint in GWh | FALSE | G | Annual | Allowances Withdrawn (1:1) | GWh | 0 | 0 | 0 | 0 | 0 | 0 | 0
RPS v6.20- CA 10% Unbundled | 987 | 7686 | Generation Constraint in GWh | FALSE | G | Annual | Allowances Withdrawn (n:1) | GWh | 0 | 0 | 0 | 0 | 0 | 0 | 0
RPS v6.20- CA 10% Unbundled | 987 | 7686 | Generation Constraint in GWh | FALSE | G | Annual | Net Emissions Allowance Position | GWh | 108162.574 | 109621.9369 | 132003.7221 | 194856.0818 | 255589.3406 | 256199.1411 | 259865.5308
RPS v6.20- CA 10% Unbundled | 987 | 7686 | Generation Constraint in GWh | FALSE | G | Annual | Constraint Shadow Price | US2022$/MWh | 0 | 0 | 0 | 0 | 0 | 0 | 0
RPS v6.20- CA 15% Bundled | 988 | 7678 | Generation Constraint in GWh | FALSE | G | Annual | Seasons Included | Seasons | Winter, Spring, Summer, Fall | Winter, Spring, Summer, Fall | Winter, Spring, Summer, Fall | Winter, Spring, Summer, Fall | Winter, Spring, Summer, Fall | Winter, Spring, Summer, Fall | Winter, Spring, Summer, Fall
RPS v6.20- CA 15% Bundled | 988 | 7678 | Generation Constraint in GWh | FALSE | G | Annual | Standard GWh | GWh | 23044.1705 | 26677.235 | 37074.91 | 47689.4996 | 58855.4491 | 63814.4935 | 67003.6419
RPS v6.20- CA 15% Bundled | 988 | 7678 | Generation Constraint in GWh | FALSE | G | Annual | Emissions at Affected Plants | GWh | 77489.2462 | 83922.6774 | 93472.1888 | 134096.8803 | 217296.77 | 231806.7145 | 253925.3541
RPS v6.20- CA 15% Bundled | 988 | 7678 | Generation Constraint in GWh | FALSE | G | Annual | Allowances Purchased | GWh | 0 | 0 | 0 | 0 | 0 | 0 | 0
RPS v6.20- CA 15% Bundled | 988 | 7678 | Generation Constraint in GWh | FALSE | G | Annual | Allowances Sold | GWh | 0 | 0 | 0 | 0 | 0 | 0 | 0
RPS v6.20- CA 15% Bundled | 988 | 7678 | Generation Constraint in GWh | FALSE | G | Annual | Allowances Banked | GWh | 0 | 0 | 0 | 0 | 0 | 0 | 0
RPS v6.20- CA 15% Bundled | 988 | 7678 | Generation Constraint in GWh | FALSE | G | Annual | Allowances Withdrawn (1:1) | GWh | 0 | 0 | 0 | 0 | 0 | 0 | 0
RPS v6.20- CA 15% Bundled | 988 | 7678 | Generation Constraint in GWh | FALSE | G | Annual | Allowances Withdrawn (n:1) | GWh | 0 | 0 | 0 | 0 | 0 | 0 | 0
RPS v6.20- CA 15% Bundled | 988 | 7678 | Generation Constraint in GWh | FALSE | G | Annual | Net Emissions Allowance Position | GWh | 77489.2462 | 83922.6774 | 93472.1888 | 134096.8803 | 217296.77 | 231806.7145 | 253925.3541
RPS v6.20- CA 15% Bundled | 988 | 7678 | Generation Constraint in GWh | FALSE | G | Annual | Constraint Shadow Price | US2022$/MWh | 0 | 0 | 0 | 0 | 0 | 0 | 0
RPS v6.20- CO | 989 | 7587 | Generation Constraint in GWh | FALSE | G | Annual | Seasons Included | Seasons | Winter, Spring, Summer, Fall | Winter, Spring, Summer, Fall | Winter, Spring, Summer, Fall | Winter, Spring, Summer, Fall | Winter, Spring, Summer, Fall | Winter, Spring, Summer, Fall | Winter, Spring, Summer, Fall
RPS v6.20- CO | 989 | 7587 | Generation Constraint in GWh | FALSE | G | Annual | Standard GWh | GWh | 14112.0389 | 14852.0664 | 17010.4573 | 18897.2925 | 20577.2274 | 22054.3057 | 23495.4295
RPS v6.20- CO | 989 | 7587 | Generation Constraint in GWh | FALSE | G | Annual | Emissions at Affected Plants | GWh | 30162.7191 | 32428.0544 | 48858.7576 | 48116.5438 | 72692.3633 | 72897.3365 | 72899.5231
RPS v6.20- CO | 989 | 7587 | Generation Constraint in GWh | FALSE | G | Annual | Allowances Purchased | GWh | 0 | 0 | 0 | 0 | 0 | 0 | 0
RPS v6.20- CO | 989 | 7587 | Generation Constraint in GWh | FALSE | G | Annual | Allowances Sold | GWh | 0 | 0 | 0 | 0 | 0 | 0 | 0
RPS v6.20- CO | 989 | 7587 | Generation Constraint in GWh | FALSE | G | Annual | Allowances Banked | GWh | 0 | 0 | 0 | 0 | 0 | 0 | 0
RPS v6.20- CO | 989 | 7587 | Generation Constraint in GWh | FALSE | G | Annual | Allowances Withdrawn (1:1) | GWh | 0 | 0 | 0 | 0 | 0 | 0 | 0
RPS v6.20- CO | 989 | 7587 | Generation Constraint in GWh | FALSE | G | Annual | Allowances Withdrawn (n:1) | GWh | 0 | 0 | 0 | 0 | 0 | 0 | 0
RPS v6.20- CO | 989 | 7587 | Generation Constraint in GWh | FALSE | G | Annual | Net Emissions Allowance Position | GWh | 30162.7191 | 32428.0544 | 48858.7576 | 48116.5438 | 72692.3633 | 72897.3365 | 72899.5231
RPS v6.20- CO | 989 | 7587 | Generation Constraint in GWh | FALSE | G | Annual | Constraint Shadow Price | US2022$/MWh | 0 | 0 | 0 | 0 | 0 | 0 | 0
RPS v6.20- CT, MA, ME, NH, RI, VT | 990 | 7588 | Generation Constraint in GWh | FALSE | G | Annual | Seasons Included | Seasons | Winter, Spring, Summer, Fall | Winter, Spring, Summer, Fall | Winter, Spring, Summer, Fall | Winter, Spring, Summer, Fall | Winter, Spring, Summer, Fall | Winter, Spring, Summer, Fall | Winter, Spring, Summer, Fall
RPS v6.20- CT, MA, ME, NH, RI, VT | 990 | 7588 | Generation Constraint in GWh | FALSE | G | Annual | Standard GWh | GWh | 51013.7168 | 59794.5139 | 75626.5757 | 88056.8857 | 99955.7978 | 112593.714 | 119598.8027
RPS v6.20- CT, MA, ME, NH, RI, VT | 990 | 7588 | Generation Constraint in GWh | FALSE | G | Annual | Emissions at Affected Plants | GWh | 51013.7168 | 59794.5139 | 146240.9177 | 236729.8149 | 280341.5422 | 325273.1213 | 364321.9021
RPS v6.20- CT, MA, ME, NH, RI, VT | 990 | 7588 | Generation Constraint in GWh | FALSE | G | Annual | Allowances Purchased | GWh | 0 | 0 | 0 | 0 | 0 | 0 | 0
RPS v6.20- CT, MA, ME, NH, RI, VT | 990 | 7588 | Generation Constraint in GWh | FALSE | G | Annual | Allowances Sold | GWh | 0 | 0 | 0 | 0 | 0 | 0 | 0
RPS v6.20- CT, MA, ME, NH, RI, VT | 990 | 7588 | Generation Constraint in GWh | FALSE | G | Annual | Allowances Banked | GWh | 0 | 0 | 0 | 0 | 0 | 0 | 0
RPS v6.20- CT, MA, ME, NH, RI, VT | 990 | 7588 | Generation Constraint in GWh | FALSE | G | Annual | Allowances Withdrawn (1:1) | GWh | 0 | 0 | 0 | 0 | 0 | 0 | 0
RPS v6.20- CT, MA, ME, NH, RI, VT | 990 | 7588 | Generation Constraint in GWh | FALSE | G | Annual | Allowances Withdrawn (n:1) | GWh | 0 | 0 | 0 | 0 | 0 | 0 | 0
RPS v6.20- CT, MA, ME, NH, RI, VT | 990 | 7588 | Generation Constraint in GWh | FALSE | G | Annual | Net Emissions Allowance Position | GWh | 51013.7168 | 59794.5139 | 146240.9177 | 236729.8149 | 280341.5422 | 325273.1213 | 364321.9021
RPS v6.20- CT, MA, ME, NH, RI, VT | 990 | 7588 | Generation Constraint in GWh | FALSE | G | Annual | Constraint Shadow Price | US2022$/MWh | 9.4075 | 0.29319 | 0 | 0 | 0 | 0 | 0
RPS v6.20- DC, DE, MD, NJ, PA | 991 | 7589 | Generation Constraint in GWh | FALSE | G | Annual | Seasons Included | Seasons | Winter, Spring, Summer, Fall | Winter, Spring, Summer, Fall | Winter, Spring, Summer, Fall | Winter, Spring, Summer, Fall | Winter, Spring, Summer, Fall | Winter, Spring, Summer, Fall | Winter, Spring, Summer, Fall
RPS v6.20- DC, DE, MD, NJ, PA | 991 | 7589 | Generation Constraint in GWh | FALSE | G | Annual | Standard GWh | GWh | 86143.8064 | 97746.6302 | 113344.7887 | 123296.5262 | 132115.6992 | 141080.8034 | 149169.3218
RPS v6.20- DC, DE, MD, NJ, PA | 991 | 7589 | Generation Constraint in GWh | FALSE | G | Annual | Emissions at Affected Plants | GWh | 86143.8064 | 97746.6302 | 251679.929 | 422530.5556 | 509564.0717 | 517231.4101 | 564839.9785
RPS v6.20- DC, DE, MD, NJ, PA | 991 | 7589 | Generation Constraint in GWh | FALSE | G | Annual | Allowances Purchased | GWh | 0 | 0 | 0 | 0 | 0 | 0 | 0
RPS v6.20- DC, DE, MD, NJ, PA | 991 | 7589 | Generation Constraint in GWh | FALSE | G | Annual | Allowances Sold | GWh | 0 | 0 | 0 | 0 | 0 | 0 | 0
RPS v6.20- DC, DE, MD, NJ, PA | 991 | 7589 | Generation Constraint in GWh | FALSE | G | Annual | Allowances Banked | GWh | 0 | 0 | 0 | 0 | 0 | 0 | 0
RPS v6.20- DC, DE, MD, NJ, PA | 991 | 7589 | Generation Constraint in GWh | FALSE | G | Annual | Allowances Withdrawn (1:1) | GWh | 0 | 0 | 0 | 0 | 0 | 0 | 0
RPS v6.20- DC, DE, MD, NJ, PA | 991 | 7589 | Generation Constraint in GWh | FALSE | G | Annual | Allowances Withdrawn (n:1) | GWh | 0 | 0 | 0 | 0 | 0 | 0 | 0
RPS v6.20- DC, DE, MD, NJ, PA | 991 | 7589 | Generation Constraint in GWh | FALSE | G | Annual | Net Emissions Allowance Position | GWh | 86143.8064 | 97746.6302 | 251679.929 | 422530.5556 | 509564.0717 | 517231.4101 | 564839.9785
RPS v6.20- DC, DE, MD, NJ, PA | 991 | 7589 | Generation Constraint in GWh | FALSE | G | Annual | Constraint Shadow Price | US2022$/MWh | 9.4075 | 0.29319 | 0 | 0 | 0 | 0 | 0
RPS v6.20- IA | 992 | 7590 | Generation Constraint in GWh | FALSE | G | Annual | Seasons Included | Seasons | Winter, Spring, Summer, Fall | Winter, Spring, Summer, Fall | Winter, Spring, Summer, Fall | Winter, Spring, Summer, Fall | Winter, Spring, Summer, Fall | Winter, Spring, Summer, Fall | Winter, Spring, Summer, Fall
RPS v6.20- IA | 992 | 7590 | Generation Constraint in GWh | FALSE | G | Annual | Standard GWh | GWh | 295.8 | 295.8 | 295.8 | 295.8 | 295.8 | 295.8 | 310.4809
RPS v6.20- IA | 992 | 7590 | Generation Constraint in GWh | FALSE | G | Annual | Emissions at Affected Plants | GWh | 5800.4441 | 9344.8897 | 73250.3341 | 39217.4343 | 69291.7819 | 69370.9724 | 69499.6511
RPS v6.20- IA | 992 | 7590 | Generation Constraint in GWh | FALSE | G | Annual | Allowances Purchased | GWh | 0 | 0 | 0 | 0 | 0 | 0 | 0
RPS v6.20- IA | 992 | 7590 | Generation Constraint in GWh | FALSE | G | Annual | Allowances Sold | GWh | 0 | 0 | 0 | 0 | 0 | 0 | 0
RPS v6.20- IA | 992 | 7590 | Generation Constraint in GWh | FALSE | G | Annual | Allowances Banked | GWh | 0 | 0 | 0 | 0 | 0 | 0 | 0
RPS v6.20- IA | 992 | 7590 | Generation Constraint in GWh | FALSE | G | Annual | Allowances Withdrawn (1:1) | GWh | 0 | 0 | 0 | 0 | 0 | 0 | 0
RPS v6.20- IA | 992 | 7590 | Generation Constraint in GWh | FALSE | G | Annual | Allowances Withdrawn (n:1) | GWh | 0 | 0 | 0 | 0 | 0 | 0 | 0
RPS v6.20- IA | 992 | 7590 | Generation Constraint in GWh | FALSE | G | Annual | Net Emissions Allowance Position | GWh | 5800.4441 | 9344.8897 | 73250.3341 | 39217.4343 | 69291.7819 | 69370.9724 | 69499.6511
RPS v6.20- IA | 992 | 7590 | Generation Constraint in GWh | FALSE | G | Annual | Constraint Shadow Price | US2022$/MWh | 0 | 0 | 0 | 0 | 0 | 0 | 0
RPS v6.20- IL | 993 | 7591 | Generation Constraint in GWh | FALSE | G | Annual | Seasons Included | Seasons | Winter, Spring, Summer, Fall | Winter, Spring, Summer, Fall | Winter, Spring, Summer, Fall | Winter, Spring, Summer, Fall | Winter, Spring, Summer, Fall | Winter, Spring, Summer, Fall | Winter, Spring, Summer, Fall
RPS v6.20- IL | 993 | 7591 | Generation Constraint in GWh | FALSE | G | Annual | Standard GWh | GWh | 47908.8706 | 61095.9188 | 76051.6526 | 91544.4099 | 97453.4707 | 102610.6597 | 107325.7437
RPS v6.20- IL | 993 | 7591 | Generation Constraint in GWh | FALSE | G | Annual | Emissions at Affected Plants | GWh | 97568.9262 | 128597.5322 | 192222.3868 | 390651.8334 | 585276.9431 | 588099.8842 | 612543.0282
RPS v6.20- IL | 993 | 7591 | Generation Constraint in GWh | FALSE | G | Annual | Allowances Purchased | GWh | 0 | 0 | 0 | 0 | 0 | 0 | 0
RPS v6.20- IL | 993 | 7591 | Generation Constraint in GWh | FALSE | G | Annual | Allowances Sold | GWh | 0 | 0 | 0 | 0 | 0 | 0 | 0
RPS v6.20- IL | 993 | 7591 | Generation Constraint in GWh | FALSE | G | Annual | Allowances Banked | GWh | 0 | 0 | 0 | 0 | 0 | 0 | 0
RPS v6.20- IL | 993 | 7591 | Generation Constraint in GWh | FALSE | G | Annual | Allowances Withdrawn (1:1) | GWh | 0 | 0 | 0 | 0 | 0 | 0 | 0
RPS v6.20- IL | 993 | 7591 | Generation Constraint in GWh | FALSE | G | Annual | Allowances Withdrawn (n:1) | GWh | 0 | 0 | 0 | 0 | 0 | 0 | 0
RPS v6.20- IL | 993 | 7591 | Generation Constraint in GWh | FALSE | G | Annual | Net Emissions Allowance Position | GWh | 97568.9262 | 128597.5322 | 192222.3868 | 390651.8334 | 585276.9431 | 588099.8842 | 612543.0282
RPS v6.20- IL | 993 | 7591 | Generation Constraint in GWh | FALSE | G | Annual | Constraint Shadow Price | US2022$/MWh | 0 | 0 | 0 | 0 | 0 | 0 | 0
RPS v6.20- MI | 994 | 7592 | Generation Constraint in GWh | FALSE | G | Annual | Seasons Included | Seasons | Winter, Spring, Summer, Fall | Winter, Spring, Summer, Fall | Winter, Spring, Summer, Fall | Winter, Spring, Summer, Fall | Winter, Spring, Summer, Fall | Winter, Spring, Summer, Fall | Winter, Spring, Summer, Fall
RPS v6.20- MI | 994 | 7592 | Generation Constraint in GWh | FALSE | G | Annual | Standard GWh | GWh | 37667.3126 | 39201.9332 | 44011.1122 | 48042.0771 | 51365.6157 | 54124.1929 | 56622.5225
RPS v6.20- MI | 994 | 7592 | Generation Constraint in GWh | FALSE | G | Annual | Emissions at Affected Plants | GWh | 37667.3126 | 52826.6218 | 69190.6526 | 79346.1279 | 95604.2678 | 107346.448 | 110879.8668
RPS v6.20- MI | 994 | 7592 | Generation Constraint in GWh | FALSE | G | Annual | Allowances Purchased | GWh | 0 | 0 | 0 | 0 | 0 | 0 | 0
RPS v6.20- MI | 994 | 7592 | Generation Constraint in GWh | FALSE | G | Annual | Allowances Sold | GWh | 0 | 0 | 0 | 0 | 0 | 0 | 0
RPS v6.20- MI | 994 | 7592 | Generation Constraint in GWh | FALSE | G | Annual | Allowances Banked | GWh | 0 | 0 | 0 | 0 | 0 | 0 | 0
RPS v6.20- MI | 994 | 7592 | Generation Constraint in GWh | FALSE | G | Annual | Allowances Withdrawn (1:1) | GWh | 0 | 0 | 0 | 0 | 0 | 0 | 0
RPS v6.20- MI | 994 | 7592 | Generation Constraint in GWh | FALSE | G | Annual | Allowances Withdrawn (n:1) | GWh | 0 | 0 | 0 | 0 | 0 | 0 | 0
RPS v6.20- MI | 994 | 7592 | Generation Constraint in GWh | FALSE | G | Annual | Net Emissions Allowance Position | GWh | 37667.3126 | 52826.6218 | 69190.6526 | 79346.1279 | 95604.2678 | 107346.448 | 110879.8668
RPS v6.20- MI | 994 | 7592 | Generation Constraint in GWh | FALSE | G | Annual | Constraint Shadow Price | US2022$/MWh | 10.1728 | 0 | 0 | 0 | 0 | 0 | 0
RPS v6.20- MN | 995 | 7593 | Generation Constraint in GWh | FALSE | G | Annual | Seasons Included | Seasons | Winter, Spring, Summer, Fall | Winter, Spring, Summer, Fall | Winter, Spring, Summer, Fall | Winter, Spring, Summer, Fall | Winter, Spring, Summer, Fall | Winter, Spring, Summer, Fall | Winter, Spring, Summer, Fall
RPS v6.20- MN | 995 | 7593 | Generation Constraint in GWh | FALSE | G | Annual | Standard GWh | GWh | 27907.2506 | 34213.0533 | 53331.5259 | 59171.3339 | 63788.7581 | 67641.9559 | 71110.4545
RPS v6.20- MN | 995 | 7593 | Generation Constraint in GWh | FALSE | G | Annual | Emissions at Affected Plants | GWh | 46147.4451 | 63919.0059 | 90248.0448 | 107722.5827 | 116107.3973 | 123130.5511 | 129440.012
RPS v6.20- MN | 995 | 7593 | Generation Constraint in GWh | FALSE | G | Annual | Allowances Purchased | GWh | 0 | 0 | 0 | 0 | 0 | 0 | 0
RPS v6.20- MN | 995 | 7593 | Generation Constraint in GWh | FALSE | G | Annual | Allowances Sold | GWh | 0 | 0 | 0 | 0 | 0 | 0 | 0
RPS v6.20- MN | 995 | 7593 | Generation Constraint in GWh | FALSE | G | Annual | Allowances Banked | GWh | 0 | 0 | 0 | 0 | 0 | 0 | 0
RPS v6.20- MN | 995 | 7593 | Generation Constraint in GWh | FALSE | G | Annual | Allowances Withdrawn (1:1) | GWh | 0 | 0 | 0 | 0 | 0 | 0 | 0
RPS v6.20- MN | 995 | 7593 | Generation Constraint in GWh | FALSE | G | Annual | Allowances Withdrawn (n:1) | GWh | 0 | 0 | 0 | 0 | 0 | 0 | 0
RPS v6.20- MN | 995 | 7593 | Generation Constraint in GWh | FALSE | G | Annual | Net Emissions Allowance Position | GWh | 46147.4451 | 63919.0059 | 90248.0448 | 107722.5827 | 116107.3973 | 123130.5511 | 129440.012
RPS v6.20- MN | 995 | 7593 | Generation Constraint in GWh | FALSE | G | Annual | Constraint Shadow Price | US2022$/MWh | 0 | 0 | 0 | 0 | 0 | 0 | 0
RPS v6.20- MO | 996 | 7594 | Generation Constraint in GWh | FALSE | G | Annual | Seasons Included | Seasons | Winter, Spring, Summer, Fall | Winter, Spring, Summer, Fall | Winter, Spring, Summer, Fall | Winter, Spring, Summer, Fall | Winter, Spring, Summer, Fall | Winter, Spring, Summer, Fall | Winter, Spring, Summer, Fall
RPS v6.20- MO | 996 | 7594 | Generation Constraint in GWh | FALSE | G | Annual | Standard GWh | GWh | 7399.7641 | 7637.5231 | 8440.8291 | 9202.5677 | 9857.5523 | 10423.2207 | 10945.8916
RPS v6.20- MO | 996 | 7594 | Generation Constraint in GWh | FALSE | G | Annual | Emissions at Affected Plants | GWh | 7399.7641 | 7637.5231 | 8440.8291 | 9202.5677 | 9857.5523 | 10423.2207 | 10945.8916
RPS v6.20- MO | 996 | 7594 | Generation Constraint in GWh | FALSE | G | Annual | Allowances Purchased | GWh | 0 | 0 | 0 | 0 | 0 | 0 | 0
RPS v6.20- MO | 996 | 7594 | Generation Constraint in GWh | FALSE | G | Annual | Allowances Sold | GWh | 0 | 0 | 0 | 0 | 0 | 0 | 0
RPS v6.20- MO | 996 | 7594 | Generation Constraint in GWh | FALSE | G | Annual | Allowances Banked | GWh | 0 | 0 | 0 | 0 | 0 | 0 | 0
RPS v6.20- MO | 996 | 7594 | Generation Constraint in GWh | FALSE | G | Annual | Allowances Withdrawn (1:1) | GWh | 0 | 0 | 0 | 0 | 0 | 0 | 0
RPS v6.20- MO | 996 | 7594 | Generation Constraint in GWh | FALSE | G | Annual | Allowances Withdrawn (n:1) | GWh | 0 | 0 | 0 | 0 | 0 | 0 | 0
RPS v6.20- MO | 996 | 7594 | Generation Constraint in GWh | FALSE | G | Annual | Net Emissions Allowance Position | GWh | 7399.7641 | 7637.5231 | 8440.8291 | 9202.5677 | 9857.5523 | 10423.2207 | 10945.8916
RPS v6.20- MO | 996 | 7594 | Generation Constraint in GWh | FALSE | G | Annual | Constraint Shadow Price | US2022$/MWh | 0 | 0 | 0 | 0 | 0 | 0 | 0
RPS v6.20- MT | 997 | 7595 | Generation Constraint in GWh | FALSE | G | Annual | Seasons Included | Seasons | Winter, Spring, Summer, Fall | Winter, Spring, Summer, Fall | Winter, Spring, Summer, Fall | Winter, Spring, Summer, Fall | Winter, Spring, Summer, Fall | Winter, Spring, Summer, Fall | Winter, Spring, Summer, Fall
RPS v6.20- MT | 997 | 7595 | Generation Constraint in GWh | FALSE | G | Annual | Standard GWh | GWh | 0 | 0 | 0 | 0 | 0 | 0 | 0
RPS v6.20- MT | 997 | 7595 | Generation Constraint in GWh | FALSE | G | Annual | Emissions at Affected Plants | GWh | 5461.2065 | 5461.2065 | 5461.2065 | 5461.1812 | 5461.1608 | 5462.7996 | 5462.7966
RPS v6.20- MT | 997 | 7595 | Generation Constraint in GWh | FALSE | G | Annual | Allowances Purchased | GWh | 0 | 0 | 0 | 0 | 0 | 0 | 0
RPS v6.20- MT | 997 | 7595 | Generation Constraint in GWh | FALSE | G | Annual | Allowances Sold | GWh | 0 | 0 | 0 | 0 | 0 | 0 | 0
RPS v6.20- MT | 997 | 7595 | Generation Constraint in GWh | FALSE | G | Annual | Allowances Banked | GWh | 0 | 0 | 0 | 0 | 0 | 0 | 0
RPS v6.20- MT | 997 | 7595 | Generation Constraint in GWh | FALSE | G | Annual | Allowances Withdrawn (1:1) | GWh | 0 | 0 | 0 | 0 | 0 | 0 | 0
RPS v6.20- MT | 997 | 7595 | Generation Constraint in GWh | FALSE | G | Annual | Allowances Withdrawn (n:1) | GWh | 0 | 0 | 0 | 0 | 0 | 0 | 0
RPS v6.20- MT | 997 | 7595 | Generation Constraint in GWh | FALSE | G | Annual | Net Emissions Allowance Position | GWh | 5461.2065 | 5461.2065 | 5461.2065 | 5461.1812 | 5461.1608 | 5462.7996 | 5462.7966
RPS v6.20- MT | 997 | 7595 | Generation Constraint in GWh | FALSE | G | Annual | Constraint Shadow Price | US2022$/MWh | 0 | 0 | 0 | 0 | 0 | 0 | 0
RPS v6.20- NC 75% limit | 998 | 7602 | Generation Constraint in GWh | FALSE | G | Annual | Seasons Included | Seasons | Winter, Spring, Summer, Fall | Winter, Spring, Summer, Fall | Winter, Spring, Summer, Fall | Winter, Spring, Summer, Fall | Winter, Spring, Summer, Fall | Winter, Spring, Summer, Fall | Winter, Spring, Summer, Fall
RPS v6.20- NC 75% limit | 998 | 7602 | Generation Constraint in GWh | FALSE | G | Annual | Standard GWh | GWh | 7533.1621 | 7976.4436 | 9305.4849 | 10642.3279 | 11898.1256 | 12968.1259 | 18277.6687
RPS v6.20- NC 75% limit | 998 | 7602 | Generation Constraint in GWh | FALSE | G | Annual | Emissions at Affected Plants | GWh | 13248.6266 | 24958.7103 | 28089.5819 | 37341.0857 | 66355.5609 | 66382.1114 | 88842.1508
RPS v6.20- NC 75% limit | 998 | 7602 | Generation Constraint in GWh | FALSE | G | Annual | Allowances Purchased | GWh | 0 | 0 | 0 | 0 | 0 | 0 | 0
RPS v6.20- NC 75% limit | 998 | 7602 | Generation Constraint in GWh | FALSE | G | Annual | Allowances Sold | GWh | 0 | 0 | 0 | 0 | 0 | 0 | 0
RPS v6.20- NC 75% limit | 998 | 7602 | Generation Constraint in GWh | FALSE | G | Annual | Allowances Banked | GWh | 0 | 0 | 0 | 0 | 0 | 0 | 0
RPS v6.20- NC 75% limit | 998 | 7602 | Generation Constraint in GWh | FALSE | G | Annual | Allowances Withdrawn (1:1) | GWh | 0 | 0 | 0 | 0 | 0 | 0 | 0
RPS v6.20- NC 75% limit | 998 | 7602 | Generation Constraint in GWh | FALSE | G | Annual | Allowances Withdrawn (n:1) | GWh | 0 | 0 | 0 | 0 | 0 | 0 | 0
RPS v6.20- NC 75% limit | 998 | 7602 | Generation Constraint in GWh | FALSE | G | Annual | Net Emissions Allowance Position | GWh | 13248.6266 | 24958.7103 | 28089.5819 | 37341.0857 | 66355.5609 | 66382.1114 | 88842.1508
RPS v6.20- NC 75% limit | 998 | 7602 | Generation Constraint in GWh | FALSE | G | Annual | Constraint Shadow Price | US2022$/MWh | 0 | 0 | 0 | 0 | 0 | 0 | 0
RPS v6.20- NM | 999 | 7596 | Generation Constraint in GWh | FALSE | G | Annual | Seasons Included | Seasons | Winter, Spring, Summer, Fall | Winter, Spring, Summer, Fall | Winter, Spring, Summer, Fall | Winter, Spring, Summer, Fall | Winter, Spring, Summer, Fall | Winter, Spring, Summer, Fall | Winter, Spring, Summer, Fall
RPS v6.20- NM | 999 | 7596 | Generation Constraint in GWh | FALSE | G | Annual | Standard GWh | GWh | 10635.1348 | 12036.3826 | 17175.9201 | 23103.8181 | 25675.4737 | 28011.4318 | 29701.1091
RPS v6.20- NM | 999 | 7596 | Generation Constraint in GWh | FALSE | G | Annual | Emissions at Affected Plants | GWh | 40949.7151 | 41267.1916 | 41267.1998 | 43118.0619 | 64615.7104 | 64657.625 | 64658.3451
RPS v6.20- NM | 999 | 7596 | Generation Constraint in GWh | FALSE | G | Annual | Allowances Purchased | GWh | 0 | 0 | 0 | 0 | 0 | 0 | 0
RPS v6.20- NM | 999 | 7596 | Generation Constraint in GWh | FALSE | G | Annual | Allowances Sold | GWh | 0 | 0 | 0 | 0 | 0 | 0 | 0
RPS v6.20- NM | 999 | 7596 | Generation Constraint in GWh | FALSE | G | Annual | Allowances Banked | GWh | 0 | 0 | 0 | 0 | 0 | 0 | 0
RPS v6.20- NM | 999 | 7596 | Generation Constraint in GWh | FALSE | G | Annual | Allowances Withdrawn (1:1) | GWh | 0 | 0 | 0 | 0 | 0 | 0 | 0
RPS v6.20- NM | 999 | 7596 | Generation Constraint in GWh | FALSE | G | Annual | Allowances Withdrawn (n:1) | GWh | 0 | 0 | 0 | 0 | 0 | 0 | 0
RPS v6.20- NM | 999 | 7596 | Generation Constraint in GWh | FALSE | G | Annual | Net Emissions Allowance Position | GWh | 40949.7151 | 41267.1916 | 41267.1998 | 43118.0619 | 64615.7104 | 64657.625 | 64658.3451
RPS v6.20- NM | 999 | 7596 | Generation Constraint in GWh | FALSE | G | Annual | Constraint Shadow Price | US2022$/MWh | 0 | 0 | 0 | 0 | 0 | 0 | 0
RPS v6.20- NV | 1000 | 7597 | Generation Constraint in GWh | FALSE | G | Annual | Seasons Included | Seasons | Winter, Spring, Summer, Fall | Winter, Spring, Summer, Fall | Winter, Spring, Summer, Fall | Winter, Spring, Summer, Fall | Winter, Spring, Summer, Fall | Winter, Spring, Summer, Fall | Winter, Spring, Summer, Fall
RPS v6.20- NV | 1000 | 7597 | Generation Constraint in GWh | FALSE | G | Annual | Standard GWh | GWh | 13610.7692 | 16861.0837 | 18814.5807 | 20674.2602 | 22445.7978 | 24092.9298 | 25714.2248
RPS v6.20- NV | 1000 | 7597 | Generation Constraint in GWh | FALSE | G | Annual | Emissions at Affected Plants | GWh | 29883.6248 | 29887.758 | 29882.0421 | 29881.9117 | 55988.6222 | 56134.2267 | 60063.5343
RPS v6.20- NV | 1000 | 7597 | Generation Constraint in GWh | FALSE | G | Annual | Allowances Purchased | GWh | 0 | 0 | 0 | 0 | 0 | 0 | 0
RPS v6.20- NV | 1000 | 7597 | Generation Constraint in GWh | FALSE | G | Annual | Allowances Sold | GWh | 0 | 0 | 0 | 0 | 0 | 0 | 0
RPS v6.20- NV | 1000 | 7597 | Generation Constraint in GWh | FALSE | G | Annual | Allowances Banked | GWh | 0 | 0 | 0 | 0 | 0 | 0 | 0
RPS v6.20- NV | 1000 | 7597 | Generation Constraint in GWh | FALSE | G | Annual | Allowances Withdrawn (1:1) | GWh | 0 | 0 | 0 | 0 | 0 | 0 | 0
RPS v6.20- NV | 1000 | 7597 | Generation Constraint in GWh | FALSE | G | Annual | Allowances Withdrawn (n:1) | GWh | 0 | 0 | 0 | 0 | 0 | 0 | 0
RPS v6.20- NV | 1000 | 7597 | Generation Constraint in GWh | FALSE | G | Annual | Net Emissions Allowance Position | GWh | 29883.6248 | 29887.758 | 29882.0421 | 29881.9117 | 55988.6222 | 56134.2267 | 60063.5343
RPS v6.20- NV | 1000 | 7597 | Generation Constraint in GWh | FALSE | G | Annual | Constraint Shadow Price | US2022$/MWh | 0 | 0 | 0 | 0 | 0 | 0 | 0
RPS v6.20- NY | 1001 | 7598 | Generation Constraint in GWh | FALSE | G | Annual | Seasons Included | Seasons | Winter, Spring, Summer, Fall | Winter, Spring, Summer, Fall | Winter, Spring, Summer, Fall | Winter, Spring, Summer, Fall | Winter, Spring, Summer, Fall | Winter, Spring, Summer, Fall | Winter, Spring, Summer, Fall
RPS v6.20- NY | 1001 | 7598 | Generation Constraint in GWh | FALSE | G | Annual | Standard GWh | GWh | 93605.9902 | 110953.5618 | 123403.5921 | 133078.7448 | 142157.834 | 151837.8922 | 160393.2874
RPS v6.20- NY | 1001 | 7598 | Generation Constraint in GWh | FALSE | G | Annual | Emissions at Affected Plants | GWh | 93605.9902 | 110953.5618 | 123403.5921 | 133078.7449 | 142157.834 | 151837.8922 | 160393.2874
RPS v6.20- NY | 1001 | 7598 | Generation Constraint in GWh | FALSE | G | Annual | Allowances Purchased | GWh | 0 | 0 | 0 | 0 | 0 | 0 | 0
RPS v6.20- NY | 1001 | 7598 | Generation Constraint in GWh | FALSE | G | Annual | Allowances Sold | GWh | 0 | 0 | 0 | 0 | 0 | 0 | 0
RPS v6.20- NY | 1001 | 7598 | Generation Constraint in GWh | FALSE | G | Annual | Allowances Banked | GWh | 0 | 0 | 0 | 0 | 0 | 0 | 0
RPS v6.20- NY | 1001 | 7598 | Generation Constraint in GWh | FALSE | G | Annual | Allowances Withdrawn (1:1) | GWh | 0 | 0 | 0 | 0 | 0 | 0 | 0
RPS v6.20- NY | 1001 | 7598 | Generation Constraint in GWh | FALSE | G | Annual | Allowances Withdrawn (n:1) | GWh | 0 | 0 | 0 | 0 | 0 | 0 | 0
RPS v6.20- NY | 1001 | 7598 | Generation Constraint in GWh | FALSE | G | Annual | Net Emissions Allowance Position | GWh | 93605.9902 | 110953.5618 | 123403.5921 | 133078.7449 | 142157.834 | 151837.8922 | 160393.2874
RPS v6.20- NY | 1001 | 7598 | Generation Constraint in GWh | FALSE | G | Annual | Constraint Shadow Price | US2022$/MWh | 9.4075 | 0.29319 | 0 | 0 | 0 | 0 | 0
RPS v6.20- OH 50% limit | 1002 | 7603 | Generation Constraint in GWh | FALSE | G | Annual | Seasons Included | Seasons | Winter, Spring, Summer, Fall | Winter, Spring, Summer, Fall | Winter, Spring, Summer, Fall | Winter, Spring, Summer, Fall | Winter, Spring, Summer, Fall | Winter, Spring, Summer, Fall | Winter, Spring, Summer, Fall
RPS v6.20- OH 50% limit | 1002 | 7603 | Generation Constraint in GWh | FALSE | G | Annual | Standard GWh | GWh | 6426.0273 | 6628.0316 | 7276.1218 | 7896.4675 | 8437.1083 | 8918.5381 | 9366.2284
RPS v6.20- OH 50% limit | 1002 | 7603 | Generation Constraint in GWh | FALSE | G | Annual | Emissions at Affected Plants | GWh | 6426.0273 | 6628.0316 | 7276.1218 | 7896.4675 | 8437.1083 | 8918.5381 | 9366.2284
RPS v6.20- OH 50% limit | 1002 | 7603 | Generation Constraint in GWh | FALSE | G | Annual | Allowances Purchased | GWh | 0 | 0 | 0 | 0 | 0 | 0 | 0
RPS v6.20- OH 50% limit | 1002 | 7603 | Generation Constraint in GWh | FALSE | G | Annual | Allowances Sold | GWh | 0 | 0 | 0 | 0 | 0 | 0 | 0
RPS v6.20- OH 50% limit | 1002 | 7603 | Generation Constraint in GWh | FALSE | G | Annual | Allowances Banked | GWh | 0 | 0 | 0 | 0 | 0 | 0 | 0
RPS v6.20- OH 50% limit | 1002 | 7603 | Generation Constraint in GWh | FALSE | G | Annual | Allowances Withdrawn (1:1) | GWh | 0 | 0 | 0 | 0 | 0 | 0 | 0
RPS v6.20- OH 50% limit | 1002 | 7603 | Generation Constraint in GWh | FALSE | G | Annual | Allowances Withdrawn (n:1) | GWh | 0 | 0 | 0 | 0 | 0 | 0 | 0
RPS v6.20- OH 50% limit | 1002 | 7603 | Generation Constraint in GWh | FALSE | G | Annual | Net Emissions Allowance Position | GWh | 6426.0273 | 6628.0316 | 7276.1218 | 7896.4675 | 8437.1083 | 8918.5381 | 9366.2284
RPS v6.20- OH 50% limit | 1002 | 7603 | Generation Constraint in GWh | FALSE | G | Annual | Constraint Shadow Price | US2022$/MWh | 9.4075 | 0.29319 | 0 | 0 | 0 | 0 | 0
RPS v6.20- OR,WA | 1003 | 7600 | Generation Constraint in GWh | FALSE | G | Annual | Seasons Included | Seasons | Winter, Spring, Summer, Fall | Winter, Spring, Summer, Fall | Winter, Spring, Summer, Fall | Winter, Spring, Summer, Fall | Winter, Spring, Summer, Fall | Winter, Spring, Summer, Fall | Winter, Spring, Summer, Fall
RPS v6.20- OR,WA | 1003 | 7600 | Generation Constraint in GWh | FALSE | G | Annual | Standard GWh | GWh | 22860.0554 | 26771.0638 | 34157.4019 | 40179.3108 | 46489.3705 | 49207.6538 | 51822.4268
RPS v6.20- OR,WA | 1003 | 7600 | Generation Constraint in GWh | FALSE | G | Annual | Emissions at Affected Plants | GWh | 34346.8784 | 40776.2984 | 50327.3136 | 79468.4077 | 102501.5956 | 114573.629 | 126210.3354
RPS v6.20- OR,WA | 1003 | 7600 | Generation Constraint in GWh | FALSE | G | Annual | Allowances Purchased | GWh | 0 | 0 | 0 | 0 | 0 | 0 | 0
RPS v6.20- OR,WA | 1003 | 7600 | Generation Constraint in GWh | FALSE | G | Annual | Allowances Sold | GWh | 0 | 0 | 0 | 0 | 0 | 0 | 0
RPS v6.20- OR,WA | 1003 | 7600 | Generation Constraint in GWh | FALSE | G | Annual | Allowances Banked | GWh | 0 | 0 | 0 | 0 | 0 | 0 | 0
RPS v6.20- OR,WA | 1003 | 7600 | Generation Constraint in GWh | FALSE | G | Annual | Allowances Withdrawn (1:1) | GWh | 0 | 0 | 0 | 0 | 0 | 0 | 0
RPS v6.20- OR,WA | 1003 | 7600 | Generation Constraint in GWh | FALSE | G | Annual | Allowances Withdrawn (n:1) | GWh | 0 | 0 | 0 | 0 | 0 | 0 | 0
RPS v6.20- OR,WA | 1003 | 7600 | Generation Constraint in GWh | FALSE | G | Annual | Net Emissions Allowance Position | GWh | 34346.8784 | 40776.2984 | 50327.3136 | 79468.4077 | 102501.5956 | 114573.629 | 126210.3354
RPS v6.20- OR,WA | 1003 | 7600 | Generation Constraint in GWh | FALSE | G | Annual | Constraint Shadow Price | US2022$/MWh | 0 | 0 | 0 | 0 | 0 | 0 | 0
RPS v6.20- TX | 1004 | 7599 | Generation Constraint in GWh | FALSE | G | Annual | Seasons Included | Seasons | Winter, Spring, Summer, Fall | Winter, Spring, Summer, Fall | Winter, Spring, Summer, Fall | Winter, Spring, Summer, Fall | Winter, Spring, Summer, Fall | Winter, Spring, Summer, Fall | Winter, Spring, Summer, Fall
RPS v6.20- TX | 1004 | 7599 | Generation Constraint in GWh | FALSE | G | Annual | Standard GWh | GWh | 30660 | 30660 | 30660 | 30660 | 30660 | 30660 | 32359.0319
RPS v6.20- TX | 1004 | 7599 | Generation Constraint in GWh | FALSE | G | Annual | Emissions at Affected Plants | GWh | 354338.8593 | 366458.2445 | 454160.6682 | 593353.0683 | 726740.1956 | 727072.1046 | 771739.5991
RPS v6.20- TX | 1004 | 7599 | Generation Constraint in GWh | FALSE | G | Annual | Allowances Purchased | GWh | 0 | 0 | 0 | 0 | 0 | 0 | 0
RPS v6.20- TX | 1004 | 7599 | Generation Constraint in GWh | FALSE | G | Annual | Allowances Sold | GWh | 0 | 0 | 0 | 0 | 0 | 0 | 0
RPS v6.20- TX | 1004 | 7599 | Generation Constraint in GWh | FALSE | G | Annual | Allowances Banked | GWh | 0 | 0 | 0 | 0 | 0 | 0 | 0
RPS v6.20- TX | 1004 | 7599 | Generation Constraint in GWh | FALSE | G | Annual | Allowances Withdrawn (1:1) | GWh | 0 | 0 | 0 | 0 | 0 | 0 | 0
RPS v6.20- TX | 1004 | 7599 | Generation Constraint in GWh | FALSE | G | Annual | Allowances Withdrawn (n:1) | GWh | 0 | 0 | 0 | 0 | 0 | 0 | 0
RPS v6.20- TX | 1004 | 7599 | Generation Constraint in GWh | FALSE | G | Annual | Net Emissions Allowance Position | GWh | 354338.8593 | 366458.2445 | 454160.6682 | 593353.0683 | 726740.1956 | 727072.1046 | 771739.5991
RPS v6.20- TX | 1004 | 7599 | Generation Constraint in GWh | FALSE | G | Annual | Constraint Shadow Price | US2022$/MWh | 0 | 0 | 0 | 0 | 0 | 0 | 0
RPS v6.20- VA | 1005 | 7666 | Generation Constraint in GWh | FALSE | G | Annual | Seasons Included | Seasons | Winter, Spring, Summer, Fall | Winter, Spring, Summer, Fall | Winter, Spring, Summer, Fall | Winter, Spring, Summer, Fall | Winter, Spring, Summer, Fall | Winter, Spring, Summer, Fall | Winter, Spring, Summer, Fall
RPS v6.20- VA | 1005 | 7666 | Generation Constraint in GWh | FALSE | G | Annual | Standard GWh | GWh | 27808.7065 | 34420.4217 | 56281.713 | 83952.3463 | 115456.8169 | 128048.5858 | 136596.8453
RPS v6.20- VA | 1005 | 7666 | Generation Constraint in GWh | FALSE | G | Annual | Emissions at Affected Plants | GWh | 27808.7065 | 34420.4217 | 56281.713 | 83952.3463 | 115456.8169 | 128048.5858 | 136596.8453
RPS v6.20- VA | 1005 | 7666 | Generation Constraint in GWh | FALSE | G | Annual | Allowances Purchased | GWh | 0 | 0 | 0 | 0 | 0 | 0 | 0
RPS v6.20- VA | 1005 | 7666 | Generation Constraint in GWh | FALSE | G | Annual | Allowances Sold | GWh | 0 | 0 | 0 | 0 | 0 | 0 | 0
RPS v6.20- VA | 1005 | 7666 | Generation Constraint in GWh | FALSE | G | Annual | Allowances Banked | GWh | 0 | 0 | 0 | 0 | 0 | 0 | 0
RPS v6.20- VA | 1005 | 7666 | Generation Constraint in GWh | FALSE | G | Annual | Allowances Withdrawn (1:1) | GWh | 0 | 0 | 0 | 0 | 0 | 0 | 0
RPS v6.20- VA | 1005 | 7666 | Generation Constraint in GWh | FALSE | G | Annual | Allowances Withdrawn (n:1) | GWh | 0 | 0 | 0 | 0 | 0 | 0 | 0
RPS v6.20- VA | 1005 | 7666 | Generation Constraint in GWh | FALSE | G | Annual | Net Emissions Allowance Position | GWh | 27808.7065 | 34420.4217 | 56281.713 | 83952.3463 | 115456.8169 | 128048.5858 | 136596.8453
RPS v6.20- VA | 1005 | 7666 | Generation Constraint in GWh | FALSE | G | Annual | Constraint Shadow Price | US2022$/MWh | 9.4075 | 0.29319 | 0 | 0 | 0 | 0 | 0
RPS v6.20- VA - Phase II | 1006 | 7667 | Generation Constraint in GWh | FALSE | G | Annual | Seasons Included | Seasons | Winter, Spring, Summer, Fall | Winter, Spring, Summer, Fall | Winter, Spring, Summer, Fall | Winter, Spring, Summer, Fall | Winter, Spring, Summer, Fall | Winter, Spring, Summer, Fall | Winter, Spring, Summer, Fall
RPS v6.20- VA - Phase II | 1006 | 7667 | Generation Constraint in GWh | FALSE | G | Annual | Standard GWh | GWh | 18531.8887 | 22767.7661 | 37042.8616 | 54727.0299 | 75537.8895 | 81184.9917 | 86604.7344
RPS v6.20- VA - Phase II | 1006 | 7667 | Generation Constraint in GWh | FALSE | G | Annual | Emissions at Affected Plants | GWh | 27400.8631 | 26311.1672 | 59423.8479 | 84770.4938 | 101394.7578 | 101356.58 | 116561.0822
RPS v6.20- VA - Phase II | 1006 | 7667 | Generation Constraint in GWh | FALSE | G | Annual | Allowances Purchased | GWh | 0 | 0 | 0 | 0 | 0 | 0 | 0
RPS v6.20- VA - Phase II | 1006 | 7667 | Generation Constraint in GWh | FALSE | G | Annual | Allowances Sold | GWh | 0 | 0 | 0 | 0 | 0 | 0 | 0
RPS v6.20- VA - Phase II | 1006 | 7667 | Generation Constraint in GWh | FALSE | G | Annual | Allowances Banked | GWh | 0 | 0 | 0 | 0 | 0 | 0 | 0
RPS v6.20- VA - Phase II | 1006 | 7667 | Generation Constraint in GWh | FALSE | G | Annual | Allowances Withdrawn (1:1) | GWh | 0 | 0 | 0 | 0 | 0 | 0 | 0
RPS v6.20- VA - Phase II | 1006 | 7667 | Generation Constraint in GWh | FALSE | G | Annual | Allowances Withdrawn (n:1) | GWh | 0 | 0 | 0 | 0 | 0 | 0 | 0
RPS v6.20- VA - Phase II | 1006 | 7667 | Generation Constraint in GWh | FALSE | G | Annual | Net Emissions Allowance Position | GWh | 27400.8631 | 26311.1672 | 59423.8479 | 84770.4938 | 101394.7578 | 101356.58 | 116561.0822
RPS v6.20- VA - Phase II | 1006 | 7667 | Generation Constraint in GWh | FALSE | G | Annual | Constraint Shadow Price | US2022$/MWh | 0 | 0 | 0 | 0 | 0 | 0 | 0
RPS v6.20- WI | 1007 | 7601 | Generation Constraint in GWh | FALSE | G | Annual | Seasons Included | Seasons | Winter, Spring, Summer, Fall | Winter, Spring, Summer, Fall | Winter, Spring, Summer, Fall | Winter, Spring, Summer, Fall | Winter, Spring, Summer, Fall | Winter, Spring, Summer, Fall | Winter, Spring, Summer, Fall
RPS v6.20- WI | 1007 | 7601 | Generation Constraint in GWh | FALSE | G | Annual | Standard GWh | GWh | 7011.8292 | 7273.6166 | 8174.6944 | 9020.096 | 9696.9765 | 10268.8855 | 10784.5966
RPS v6.20- WI | 1007 | 7601 | Generation Constraint in GWh | FALSE | G | Annual | Emissions at Affected Plants | GWh | 7011.8292 | 7273.6166 | 8174.6944 | 9020.096 | 9696.9765 | 10268.8855 | 10784.5966
RPS v6.20- WI | 1007 | 7601 | Generation Constraint in GWh | FALSE | G | Annual | Allowances Purchased | GWh | 0 | 0 | 0 | 0 | 0 | 0 | 0
RPS v6.20- WI | 1007 | 7601 | Generation Constraint in GWh | FALSE | G | Annual | Allowances Sold | GWh | 0 | 0 | 0 | 0 | 0 | 0 | 0
RPS v6.20- WI | 1007 | 7601 | Generation Constraint in GWh | FALSE | G | Annual | Allowances Banked | GWh | 0 | 0 | 0 | 0 | 0 | 0 | 0
RPS v6.20- WI | 1007 | 7601 | Generation Constraint in GWh | FALSE | G | Annual | Allowances Withdrawn (1:1) | GWh | 0 | 0 | 0 | 0 | 0 | 0 | 0
RPS v6.20- WI | 1007 | 7601 | Generation Constraint in GWh | FALSE | G | Annual | Allowances Withdrawn (n:1) | GWh | 0 | 0 | 0 | 0 | 0 | 0 | 0
RPS v6.20- WI | 1007 | 7601 | Generation Constraint in GWh | FALSE | G | Annual | Net Emissions Allowance Position | GWh | 7011.8292 | 7273.6166 | 8174.6944 | 9020.096 | 9696.9765 | 10268.8855 | 10784.5966
RPS v6.20- WI | 1007 | 7601 | Generation Constraint in GWh | FALSE | G | Annual | Constraint Shadow Price | US2022$/MWh | 3.5661 | 3.1321 | 0 | 0 | 0 | 0 | 0
RPS-CES v6.20- CA | 1008 | 7658 | Generation Constraint in GWh | FALSE | G | Annual | Seasons Included | Seasons | Winter, Spring, Summer, Fall | Winter, Spring, Summer, Fall | Winter, Spring, Summer, Fall | Winter, Spring, Summer, Fall | Winter, Spring, Summer, Fall | Winter, Spring, Summer, Fall | Winter, Spring, Summer, Fall
RPS-CES v6.20- CA | 1008 | 7658 | Generation Constraint in GWh | FALSE | G | Annual | Standard GWh | GWh | 153627.8032 | 177848.2334 | 247166.0667 | 317929.9971 | 392369.6608 | 425429.9564 | 446690.9459
RPS-CES v6.20- CA | 1008 | 7658 | Generation Constraint in GWh | FALSE | G | Annual | Emissions at Affected Plants | GWh | 186656.6644 | 206507.2538 | 318003.9465 | 438800.3913 | 600250.849 | 638493.7035 | 658272.8646
RPS-CES v6.20- CA | 1008 | 7658 | Generation Constraint in GWh | FALSE | G | Annual | Allowances Purchased | GWh | 0 | 0 | 0 | 0 | 0 | 0 | 0
RPS-CES v6.20- CA | 1008 | 7658 | Generation Constraint in GWh | FALSE | G | Annual | Allowances Sold | GWh | 0 | 0 | 0 | 0 | 0 | 0 | 0
RPS-CES v6.20- CA | 1008 | 7658 | Generation Constraint in GWh | FALSE | G | Annual | Allowances Banked | GWh | 0 | 0 | 0 | 0 | 0 | 0 | 0
RPS-CES v6.20- CA | 1008 | 7658 | Generation Constraint in GWh | FALSE | G | Annual | Allowances Withdrawn (1:1) | GWh | 0 | 0 | 0 | 0 | 0 | 0 | 0
RPS-CES v6.20- CA | 1008 | 7658 | Generation Constraint in GWh | FALSE | G | Annual | Allowances Withdrawn (n:1) | GWh | 0 | 0 | 0 | 0 | 0 | 0 | 0
RPS-CES v6.20- CA | 1008 | 7658 | Generation Constraint in GWh | FALSE | G | Annual | Net Emissions Allowance Position | GWh | 186656.6644 | 206507.2538 | 318003.9465 | 438800.3913 | 600250.849 | 638493.7035 | 658272.8646
RPS-CES v6.20- CA | 1008 | 7658 | Generation Constraint in GWh | FALSE | G | Annual | Constraint Shadow Price | US2022$/MWh | 0 | 0 | 0 | 0 | 0 | 0 | 0
RPS-CES v6.20- CA In-State limit | 1009 | 7671 | Generation Constraint in GWh | FALSE | G | Annual | Seasons Included | Seasons | Winter, Spring, Summer, Fall | Winter, Spring, Summer, Fall | Winter, Spring, Summer, Fall | Winter, Spring, Summer, Fall | Winter, Spring, Summer, Fall | Winter, Spring, Summer, Fall | Winter, Spring, Summer, Fall
RPS-CES v6.20- CA In-State limit | 1009 | 7671 | Generation Constraint in GWh | FALSE | G | Annual | Standard GWh | GWh | 115220.8524 | 133386.1751 | 185374.55 | 238447.4978 | 294277.2456 | 319072.4673 | 335018.2094
RPS-CES v6.20- CA In-State limit | 1009 | 7671 | Generation Constraint in GWh | FALSE | G | Annual | Emissions at Affected Plants | GWh | 134390.4287 | 154269.4516 | 259776.5165 | 318583.3751 | 456480.0042 | 479508.3012 | 496076.5875
RPS-CES v6.20- CA In-State limit | 1009 | 7671 | Generation Constraint in GWh | FALSE | G | Annual | Allowances Purchased | GWh | 0 | 0 | 0 | 0 | 0 | 0 | 0
RPS-CES v6.20- CA In-State limit | 1009 | 7671 | Generation Constraint in GWh | FALSE | G | Annual | Allowances Sold | GWh | 0 | 0 | 0 | 0 | 0 | 0 | 0
RPS-CES v6.20- CA In-State limit | 1009 | 7671 | Generation Constraint in GWh | FALSE | G | Annual | Allowances Banked | GWh | 0 | 0 | 0 | 0 | 0 | 0 | 0
RPS-CES v6.20- CA In-State limit | 1009 | 7671 | Generation Constraint in GWh | FALSE | G | Annual | Allowances Withdrawn (1:1) | GWh | 0 | 0 | 0 | 0 | 0 | 0 | 0
RPS-CES v6.20- CA In-State limit | 1009 | 7671 | Generation Constraint in GWh | FALSE | G | Annual | Allowances Withdrawn (n:1) | GWh | 0 | 0 | 0 | 0 | 0 | 0 | 0
RPS-CES v6.20- CA In-State limit | 1009 | 7671 | Generation Constraint in GWh | FALSE | G | Annual | Net Emissions Allowance Position | GWh | 134390.4287 | 154269.4516 | 259776.5165 | 318583.3751 | 456480.0042 | 479508.3012 | 496076.5875
RPS-CES v6.20- CA In-State limit | 1009 | 7671 | Generation Constraint in GWh | FALSE | G | Annual | Constraint Shadow Price | US2022$/MWh | 0 | 0 | 0 | 0 | 0 | 0 | 0
RPS-CES v6.20 Fossil Dispatch Limit - CA | 1010 | 7679 | Generation Constraint in GWh | FALSE | L | Annual | Seasons Included | Seasons | Winter, Spring, Summer, Fall | Winter, Spring, Summer, Fall | Winter, Spring, Summer, Fall | Winter, Spring, Summer, Fall | Winter, Spring, Summer, Fall | Winter, Spring, Summer, Fall | Winter, Spring, Summer, Fall
RPS-CES v6.20 Fossil Dispatch Limit - CA | 1010 | 7679 | Generation Constraint in GWh | FALSE | L | Annual | Standard GWh | GWh | 164724.8036 | 156414.6014 | 129740.8689 | 89945.2794 | 42070.2313 | 33074.4076 | 34754.8922
RPS-CES v6.20 Fossil Dispatch Limit - CA | 1010 | 7679 | Generation Constraint in GWh | FALSE | L | Annual | Emissions at Affected Plants | GWh | 136208.026 | 141417.9362 | 129740.8689 | 89945.2793 | 33272.4252 | 33074.4075 | 34754.8922
RPS-CES v6.20 Fossil Dispatch Limit - CA | 1010 | 7679 | Generation Constraint in GWh | FALSE | L | Annual | Allowances Purchased | GWh | 0 | 0 | 0 | 0 | 0 | 0 | 0
RPS-CES v6.20 Fossil Dispatch Limit - CA | 1010 | 7679 | Generation Constraint in GWh | FALSE | L | Annual | Allowances Sold | GWh | 0 | 0 | 0 | 0 | 0 | 0 | 0
RPS-CES v6.20 Fossil Dispatch Limit - CA | 1010 | 7679 | Generation Constraint in GWh | FALSE | L | Annual | Allowances Banked | GWh | 0 | 0 | 0 | 0 | 0 | 0 | 0
RPS-CES v6.20 Fossil Dispatch Limit - CA | 1010 | 7679 | Generation Constraint in GWh | FALSE | L | Annual | Allowances Withdrawn (1:1) | GWh | 0 | 0 | 0 | 0 | 0 | 0 | 0
RPS-CES v6.20 Fossil Dispatch Limit - CA | 1010 | 7679 | Generation Constraint in GWh | FALSE | L | Annual | Allowances Withdrawn (n:1) | GWh | 0 | 0 | 0 | 0 | 0 | 0 | 0
RPS-CES v6.20 Fossil Dispatch Limit - CA | 1010 | 7679 | Generation Constraint in GWh | FALSE | L | Annual | Net Emissions Allowance Position | GWh | 136208.026 | 141417.9362 | 129740.8689 | 89945.2793 | 33272.4252 | 33074.4075 | 34754.8922
RPS-CES v6.20 Fossil Dispatch Limit - CA | 1010 | 7679 | Generation Constraint in GWh | FALSE | L | Annual | Constraint Shadow Price | US2022$/MWh | 0 | 0 | 0.58399 | 3.9928 | 0 | 1.4567 | 7.7897
RPS-CES v6.20 Fossil Dispatch Limit - CO | 1011 | 7680 | Generation Constraint in GWh | FALSE | L | Annual | Seasons Included | Seasons | Winter, Spring, Summer, Fall | Winter, Spring, Summer, Fall | Winter, Spring, Summer, Fall | Winter, Spring, Summer, Fall | Winter, Spring, Summer, Fall | Winter, Spring, Summer, Fall | Winter, Spring, Summer, Fall
RPS-CES v6.20 Fossil Dispatch Limit - CO | 1011 | 7680 | Generation Constraint in GWh | FALSE | L | Annual | Standard GWh | GWh | 0 | 0 | 0 | 0 | 0 | 58753.0586 | 62663.9776
RPS-CES v6.20 Fossil Dispatch Limit - CO | 1011 | 7680 | Generation Constraint in GWh | FALSE | L | Annual | Emissions at Affected Plants | GWh | 26420.2551 | 20411.4602 | 21988.8226 | 15731.2782 | 7048.054 | 12481.482 | 17932.2651
RPS-CES v6.20 Fossil Dispatch Limit - CO | 1011 | 7680 | Generation Constraint in GWh | FALSE | L | Annual | Allowances Purchased | GWh | 0 | 0 | 0 | 0 | 0 | 0 | 0
RPS-CES v6.20 Fossil Dispatch Limit - CO | 1011 | 7680 | Generation Constraint in GWh | FALSE | L | Annual | Allowances Sold | GWh | 0 | 0 | 0 | 0 | 0 | 0 | 0
RPS-CES v6.20 Fossil Dispatch Limit - CO | 1011 | 7680 | Generation Constraint in GWh | FALSE | L | Annual | Allowances Banked | GWh | 0 | 0 | 0 | 0 | 0 | 0 | 0
RPS-CES v6.20 Fossil Dispatch Limit - CO | 1011 | 7680 | Generation Constraint in GWh | FALSE | L | Annual | Allowances Withdrawn (1:1) | GWh | 0 | 0 | 0 | 0 | 0 | 0 | 0
RPS-CES v6.20 Fossil Dispatch Limit - CO | 1011 | 7680 | Generation Constraint in GWh | FALSE | L | Annual | Allowances Withdrawn (n:1) | GWh | 0 | 0 | 0 | 0 | 0 | 0 | 0
RPS-CES v6.20 Fossil Dispatch Limit - CO | 1011 | 7680 | Generation Constraint in GWh | FALSE | L | Annual | Net Emissions Allowance Position | GWh | 26420.2551 | 20411.4602 | 21988.8226 | 15731.2782 | 7048.054 | 12481.482 | 17932.2651
RPS-CES v6.20 Fossil Dispatch Limit - CO | 1011 | 7680 | Generation Constraint in GWh | FALSE | L | Annual | Constraint Shadow Price | US2022$/MWh | 0 | 0 | 0 | 0 | 0 | 0 | 0
RPS-CES v6.20 Fossil Dispatch Limit - NM | 1012 | 7681 | Generation Constraint in GWh | FALSE | L | Annual | Seasons Included | Seasons | Winter, Spring, Summer, Fall | Winter, Spring, Summer, Fall | Winter, Spring, Summer, Fall | Winter, Spring, Summer, Fall | Winter, Spring, Summer, Fall | Winter, Spring, Summer, Fall | Winter, Spring, Summer, Fall
RPS-CES v6.20 Fossil Dispatch Limit - NM | 1012 | 7681 | Generation Constraint in GWh | FALSE | L | Annual | Standard GWh | GWh | 0 | 0 | 15514.4004 | 13301.4759 | 13968.6601 | 7385.9488 | 7922.4605
RPS-CES v6.20 Fossil Dispatch Limit - NM | 1012 | 7681 | Generation Constraint in GWh | FALSE | L | Annual | Emissions at Affected Plants | GWh | 13075.9481 | 13283.3712 | 6429.333 | 11037.3635 | 5606.1724 | 7385.9488 | 7922.4605
RPS-CES v6.20 Fossil Dispatch Limit - NM | 1012 | 7681 | Generation Constraint in GWh | FALSE | L | Annual | Allowances Purchased | GWh | 0 | 0 | 0 | 0 | 0 | 0 | 0
RPS-CES v6.20 Fossil Dispatch Limit - NM | 1012 | 7681 | Generation Constraint in GWh | FALSE | L | Annual | Allowances Sold | GWh | 0 | 0 | 0 | 0 | 0 | 0 | 0
RPS-CES v6.20 Fossil Dispatch Limit - NM | 1012 | 7681 | Generation Constraint in GWh | FALSE | L | Annual | Allowances Banked | GWh | 0 | 0 | 0 | 0 | 0 | 0 | 0
RPS-CES v6.20 Fossil Dispatch Limit - NM | 1012 | 7681 | Generation Constraint in GWh | FALSE | L | Annual | Allowances Withdrawn (1:1) | GWh | 0 | 0 | 0 | 0 | 0 | 0 | 0
RPS-CES v6.20 Fossil Dispatch Limit - NM | 1012 | 7681 | Generation Constraint in GWh | FALSE | L | Annual | Allowances Withdrawn (n:1) | GWh | 0 | 0 | 0 | 0 | 0 | 0 | 0
RPS-CES v6.20 Fossil Dispatch Limit - NM | 1012 | 7681 | Generation Constraint in GWh | FALSE | L | Annual | Net Emissions Allowance Position | GWh | 13075.9481 | 13283.3712 | 6429.333 | 11037.3635 | 5606.1724 | 7385.9488 | 7922.4605
RPS-CES v6.20 Fossil Dispatch Limit - NM | 1012 | 7681 | Generation Constraint in GWh | FALSE | L | Annual | Constraint Shadow Price | US2022$/MWh | 0 | 0 | 0 | 0 | 0 | 0.43945 | 0.48215
RPS-CES v6.20 Fossil Dispatch Limit - NV | 1013 | 7682 | Generation Constraint in GWh | FALSE | L | Annual | Seasons Included | Seasons | Winter, Spring, Summer, Fall | Winter, Spring, Summer, Fall | Winter, Spring, Summer, Fall | Winter, Spring, Summer, Fall | Winter, Spring, Summer, Fall | Winter, Spring, Summer, Fall | Winter, Spring, Summer, Fall
RPS-CES v6.20 Fossil Dispatch Limit - NV | 1013 | 7682 | Generation Constraint in GWh | FALSE | L | Annual | Standard GWh | GWh | 0 | 0 | 0 | 0 | 0 | 6839.0936 | 7649.7525
RPS-CES v6.20 Fossil Dispatch Limit - NV | 1013 | 7682 | Generation Constraint in GWh | FALSE | L | Annual | Emissions at Affected Plants | GWh | 16546.1987 | 20042.3338 | 23766.8186 | 24014.6197 | 12108.3897 | 6839.0936 | 7649.7525
RPS-CES v6.20 Fossil Dispatch Limit - NV | 1013 | 7682 | Generation Constraint in GWh | FALSE | L | Annual | Allowances Purchased | GWh | 0 | 0 | 0 | 0 | 0 | 0 | 0
RPS-CES v6.20 Fossil Dispatch Limit - NV | 1013 | 7682 | Generation Constraint in GWh | FALSE | L | Annual | Allowances Sold | GWh | 0 | 0 | 0 | 0 | 0 | 0 | 0
RPS-CES v6.20 Fossil Dispatch Limit - NV | 1013 | 7682 | Generation Constraint in GWh | FALSE | L | Annual | Allowances Banked | GWh | 0 | 0 | 0 | 0 | 0 | 0 | 0
RPS-CES v6.20 Fossil Dispatch Limit - NV | 1013 | 7682 | Generation Constraint in GWh | FALSE | L | Annual | Allowances Withdrawn (1:1) | GWh | 0 | 0 | 0 | 0 | 0 | 0 | 0
RPS-CES v6.20 Fossil Dispatch Limit - NV | 1013 | 7682 | Generation Constraint in GWh | FALSE | L | Annual | Allowances Withdrawn (n:1) | GWh | 0 | 0 | 0 | 0 | 0 | 0 | 0
RPS-CES v6.20 Fossil Dispatch Limit - NV | 1013 | 7682 | Generation Constraint in GWh | FALSE | L | Annual | Net Emissions Allowance Position | GWh | 16546.1987 | 20042.3338 | 23766.8186 | 24014.6197 | 12108.3897 | 6839.0936 | 7649.7525
RPS-CES v6.20 Fossil Dispatch Limit - NV | 1013 | 7682 | Generation Constraint in GWh | FALSE | L | Annual | Constraint Shadow Price | US2022$/MWh | 0 | 0 | 0 | 0 | 0 | 6.6767 | 7.4197
RPS-CES v6.20 Fossil Dispatch Limit - NY | 1014 | 7683 | Generation Constraint in GWh | FALSE | L | Annual | Seasons Included | Seasons | Winter, Spring, Summer, Fall | Winter, Spring, Summer, Fall | Winter, Spring, Summer, Fall | Winter, Spring, Summer, Fall | Winter, Spring, Summer, Fall | Winter, Spring, Summer, Fall | Winter, Spring, Summer, Fall
RPS-CES v6.20 Fossil Dispatch Limit - NY | 1014 | 7683 | Generation Constraint in GWh | FALSE | L | Annual | Standard GWh | GWh | 70952.6878 | 59805.5229 | 66583.7652 | 15237.4871 | 16359.9223 | 17412.3811 | 18409.6336
RPS-CES v6.20 Fossil Dispatch Limit - NY | 1014 | 7683 | Generation Constraint in GWh | FALSE | L | Annual | Emissions at Affected Plants | GWh | 49036.215 | 51933.4136 | 39976.1012 | 15237.4871 | 16359.9223 | 17412.3811 | 18409.6336
RPS-CES v6.20 Fossil Dispatch Limit - NY | 1014 | 7683 | Generation Constraint in GWh | FALSE | L | Annual | Allowances Purchased | GWh | 0 | 0 | 0 | 0 | 0 | 0 | 0
RPS-CES v6.20 Fossil Dispatch Limit - NY | 1014 | 7683 | Generation Constraint in GWh | FALSE | L | Annual | Allowances Sold | GWh | 0 | 0 | 0 | 0 | 0 | 0 | 0
RPS-CES v6.20 Fossil Dispatch Limit - NY | 1014 | 7683 | Generation Constraint in GWh | FALSE | L | Annual | Allowances Banked | GWh | 0 | 0 | 0 | 0 | 0 | 0 | 0
RPS-CES v6.20 Fossil Dispatch Limit - NY | 1014 | 7683 | Generation Constraint in GWh | FALSE | L | Annual | Allowances Withdrawn (1:1) | GWh | 0 | 0 | 0 | 0 | 0 | 0 | 0
RPS-CES v6.20 Fossil Dispatch Limit - NY | 1014 | 7683 | Generation Constraint in GWh | FALSE | L | Annual | Allowances Withdrawn (n:1) | GWh | 0 | 0 | 0 | 0 | 0 | 0 | 0
RPS-CES v6.20 Fossil Dispatch Limit - NY | 1014 | 7683 | Generation Constraint in GWh | FALSE | L | Annual | Net Emissions Allowance Position | GWh | 49036.215 | 51933.4136 | 39976.1012 | 15237.4871 | 16359.9223 | 17412.3811 | 18409.6336
RPS-CES v6.20 Fossil Dispatch Limit - NY | 1014 | 7683 | Generation Constraint in GWh | FALSE | L | Annual | Constraint Shadow Price | US2022$/MWh | 0 | 0 | 0 | 5.5211 | 3.8562 | 3.2522 | 3.4271
RPS-CES v6.20 Fossil Dispatch Limit - VA | 1015 | 7684 | Generation Constraint in GWh | FALSE | L | Annual | Seasons Included | Seasons | Winter, Spring, Summer, Fall | Winter, Spring, Summer, Fall | Winter, Spring, Summer, Fall | Winter, Spring, Summer, Fall | Winter, Spring, Summer, Fall | Winter, Spring, Summer, Fall | Winter, Spring, Summer, Fall
RPS-CES v6.20 Fossil Dispatch Limit - VA | 1015 | 7684 | Generation Constraint in GWh | FALSE | L | Annual | Standard GWh | GWh | 0 | 0 | 0 | 77862.3174 | 55083.4554 | 53866.2801 | 56897.399
RPS-CES v6.20 Fossil Dispatch Limit - VA | 1015 | 7684 | Generation Constraint in GWh | FALSE | L | Annual | Emissions at Affected Plants | GWh | 53651.5382 | 53554.2871 | 55502.9936 | 29758.2055 | 23047.1978 | 12641.837 | 15548.0006
RPS-CES v6.20 Fossil Dispatch Limit - VA | 1015 | 7684 | Generation Constraint in GWh | FALSE | L | Annual | Allowances Purchased | GWh | 0 | 0 | 0 | 0 | 0 | 0 | 0
RPS-CES v6.20 Fossil Dispatch Limit - VA | 1015 | 7684 | Generation Constraint in GWh | FALSE | L | Annual | Allowances Sold | GWh | 0 | 0 | 0 | 0 | 0 | 0 | 0
RPS-CES v6.20 Fossil Dispatch Limit - VA | 1015 | 7684 | Generation Constraint in GWh | FALSE | L | Annual | Allowances Banked | GWh | 0 | 0 | 0 | 0 | 0 | 0 | 0
RPS-CES v6.20 Fossil Dispatch Limit - VA | 1015 | 7684 | Generation Constraint in GWh | FALSE | L | Annual | Allowances Withdrawn (1:1) | GWh | 0 | 0 | 0 | 0 | 0 | 0 | 0
RPS-CES v6.20 Fossil Dispatch Limit - VA | 1015 | 7684 | Generation Constraint in GWh | FALSE | L | Annual | Allowances Withdrawn (n:1) | GWh | 0 | 0 | 0 | 0 | 0 | 0 | 0
RPS-CES v6.20 Fossil Dispatch Limit - VA | 1015 | 7684 | Generation Constraint in GWh | FALSE | L | Annual | Net Emissions Allowance Position | GWh | 53651.5382 | 53554.2871 | 55502.9936 | 29758.2055 | 23047.1978 | 12641.837 | 15548.0006
RPS-CES v6.20 Fossil Dispatch Limit - VA | 1015 | 7684 | Generation Constraint in GWh | FALSE | L | Annual | Constraint Shadow Price | US2022$/MWh | 0 | 0 | 0 | 0 | 0 | 0 | 0
RPS-CES v6.20 Fossil Dispatch Limit - WA | 1016 | 7685 | Generation Constraint in GWh | FALSE | L | Annual | Seasons Included | Seasons | Winter, Spring, Summer, Fall | Winter, Spring, Summer, Fall | Winter, Spring, Summer, Fall | Winter, Spring, Summer, Fall | Winter, Spring, Summer, Fall | Winter, Spring, Summer, Fall | Winter, Spring, Summer, Fall
RPS-CES v6.20 Fossil Dispatch Limit - WA | 1016 | 7685 | Generation Constraint in GWh | FALSE | L | Annual | Standard GWh | GWh | 0 | 11028.2719 | 12460.8423 | 13892.4553 | 15591.1529 | 17247.6017 | 18938.5598
RPS-CES v6.20 Fossil Dispatch Limit - WA | 1016 | 7685 | Generation Constraint in GWh | FALSE | L | Annual | Emissions at Affected Plants | GWh | 10640.3557 | 11028.2719 | 12460.8423 | 13892.4553 | 7903.4848 | 7774.92 | 8042.4672
RPS-CES v6.20 Fossil Dispatch Limit - WA | 1016 | 7685 | Generation Constraint in GWh | FALSE | L | Annual | Allowances Purchased | GWh | 0 | 0 | 0 | 0 | 0 | 0 | 0
RPS-CES v6.20 Fossil Dispatch Limit - WA | 1016 | 7685 | Generation Constraint in GWh | FALSE | L | Annual | Allowances Sold | GWh | 0 | 0 | 0 | 0 | 0 | 0 | 0
RPS-CES v6.20 Fossil Dispatch Limit - WA | 1016 | 7685 | Generation Constraint in GWh | FALSE | L | Annual | Allowances Banked | GWh | 0 | 0 | 0 | 0 | 0 | 0 | 0
RPS-CES v6.20 Fossil Dispatch Limit - WA | 1016 | 7685 | Generation Constraint in GWh | FALSE | L | Annual | Allowances Withdrawn (1:1) | GWh | 0 | 0 | 0 | 0 | 0 | 0 | 0
RPS-CES v6.20 Fossil Dispatch Limit - WA | 1016 | 7685 | Generation Constraint in GWh | FALSE | L | Annual | Allowances Withdrawn (n:1) | GWh | 0 | 0 | 0 | 0 | 0 | 0 | 0
RPS-CES v6.20 Fossil Dispatch Limit - WA | 1016 | 7685 | Generation Constraint in GWh | FALSE | L | Annual | Net Emissions Allowance Position | GWh | 10640.3557 | 11028.2719 | 12460.8423 | 13892.4553 | 7903.4848 | 7774.92 | 8042.4672
RPS-CES v6.20 Fossil Dispatch Limit - WA | 1016 | 7685 | Generation Constraint in GWh | FALSE | L | Annual | Constraint Shadow Price | US2022$/MWh | 0 | 3.8476 | 7.1472 | 2.0453 | 0 | 0 | 0
RPS-CES v6.21 Fossil Dispatch Limit - IL | 1017 | 7739 | Generation Constraint in GWh | FALSE | L | Annual | Seasons Included | Seasons | Winter, Spring, Summer, Fall | Winter, Spring, Summer, Fall | Winter, Spring, Summer, Fall | Winter, Spring, Summer, Fall | Winter, Spring, Summer, Fall | Winter, Spring, Summer, Fall | Winter, Spring, Summer, Fall
RPS-CES v6.21 Fossil Dispatch Limit - IL | 1017 | 7739 | Generation Constraint in GWh | FALSE | L | Annual | Standard GWh | GWh | 0 | 0 | 0 | 103149.2322 | 109834.6821 | 13149.4475 | 13828.143
RPS-CES v6.21 Fossil Dispatch Limit - IL | 1017 | 7739 | Generation Constraint in GWh | FALSE | L | Annual | Emissions at Affected Plants | GWh | 0 | 0 | 0 | 18775.9457 | 46.6461 | 140.2473 | 148.7116
RPS-CES v6.21 Fossil Dispatch Limit - IL | 1017 | 7739 | Generation Constraint in GWh | FALSE | L | Annual | Allowances Purchased | GWh | 0 | 0 | 0 | 0 | 0 | 0 | 0
RPS-CES v6.21 Fossil Dispatch Limit - IL | 1017 | 7739 | Generation Constraint in GWh | FALSE | L | Annual | Allowances Sold | GWh | 0 | 0 | 0 | 0 | 0 | 0 | 0
RPS-CES v6.21 Fossil Dispatch Limit - IL | 1017 | 7739 | Generation Constraint in GWh | FALSE | L | Annual | Allowances Banked | GWh | 0 | 0 | 0 | 0 | 0 | 0 | 0
RPS-CES v6.21 Fossil Dispatch Limit - IL | 1017 | 7739 | Generation Constraint in GWh | FALSE | L | Annual | Allowances Withdrawn (1:1) | GWh | 0 | 0 | 0 | 0 | 0 | 0 | 0
RPS-CES v6.21 Fossil Dispatch Limit - IL | 1017 | 7739 | Generation Constraint in GWh | FALSE | L | Annual | Allowances Withdrawn (n:1) | GWh | 0 | 0 | 0 | 0 | 0 | 0 | 0
RPS-CES v6.21 Fossil Dispatch Limit - IL | 1017 | 7739 | Generation Constraint in GWh | FALSE | L | Annual | Net Emissions Allowance Position | GWh | 0 | 0 | 0 | 18775.9457 | 46.6461 | 140.2473 | 148.7116
RPS-CES v6.21 Fossil Dispatch Limit - IL | 1017 | 7739 | Generation Constraint in GWh | FALSE | L | Annual | Constraint Shadow Price | US2022$/MWh | 0 | 0 | 0 | 0 | 0 | 0 | 0
RPS-CES v6.21 Fossil Dispatch Limit - OR | 1018 | 7740 | Generation Constraint in GWh | FALSE | L | Annual | Seasons Included | Seasons | Winter, Spring, Summer, Fall | Winter, Spring, Summer, Fall | Winter, Spring, Summer, Fall | Winter, Spring, Summer, Fall | Winter, Spring, Summer, Fall | Winter, Spring, Summer, Fall | Winter, Spring, Summer, Fall
RPS-CES v6.21 Fossil Dispatch Limit - OR | 1018 | 7740 | Generation Constraint in GWh | FALSE | L | Annual | Standard GWh | GWh | 0 | 0 | 0 | 8174.5479 | 9174.0893 | 10148.7709 | 11143.7583
RPS-CES v6.21 Fossil Dispatch Limit - OR | 1018 | 7740 | Generation Constraint in GWh | FALSE | L | Annual | Emissions at Affected Plants | GWh | 17836.0004 | 3814.0383 | 1880.0304 | 0 | 0 | 0 | 0
RPS-CES v6.21 Fossil Dispatch Limit - OR | 1018 | 7740 | Generation Constraint in GWh | FALSE | L | Annual | Allowances Purchased | GWh | 0 | 0 | 0 | 0 | 0 | 0 | 0
RPS-CES v6.21 Fossil Dispatch Limit - OR | 1018 | 7740 | Generation Constraint in GWh | FALSE | L | Annual | Allowances Sold | GWh | 0 | 0 | 0 | 0 | 0 | 0 | 0
RPS-CES v6.21 Fossil Dispatch Limit - OR | 1018 | 7740 | Generation Constraint in GWh | FALSE | L | Annual | Allowances Banked | GWh | 0 | 0 | 0 | 0 | 0 | 0 | 0
RPS-CES v6.21 Fossil Dispatch Limit - OR | 1018 | 7740 | Generation Constraint in GWh | FALSE | L | Annual | Allowances Withdrawn (1:1) | GWh | 0 | 0 | 0 | 0 | 0 | 0 | 0
RPS-CES v6.21 Fossil Dispatch Limit - OR | 1018 | 7740 | Generation Constraint in GWh | FALSE | L | Annual | Allowances Withdrawn (n:1) | GWh | 0 | 0 | 0 | 0 | 0 | 0 | 0
RPS-CES v6.21 Fossil Dispatch Limit - OR | 1018 | 7740 | Generation Constraint in GWh | FALSE | L | Annual | Net Emissions Allowance Position | GWh | 17836.0004 | 3814.0383 | 1880.0304 | 0 | 0 | 0 | 0
RPS-CES v6.21 Fossil Dispatch Limit - OR | 1018 | 7740 | Generation Constraint in GWh | FALSE | L | Annual | Constraint Shadow Price | US2022$/MWh | 0 | 0 | 0 | 0 | 0 | 0 | 0
Texas BART FIP v6.17 | 1019 | 7538 | Rate Constraint in MTons | FALSE | L | Annual | Seasons Included | Seasons | Winter, Spring, Summer, Fall | Winter, Spring, Summer, Fall | Winter, Spring, Summer, Fall | Winter, Spring, Summer, Fall | Winter, Spring, Summer, Fall | Winter, Spring, Summer, Fall | Winter, Spring, Summer, Fall
Texas BART FIP v6.17 | 1019 | 7538 | Rate Constraint in MTons | FALSE | L | Annual | Standard SO2 | Thousand Tons | 248.393 | 248.393 | 248.393 | 248.393 | 248.393 | 248.393 | 248.393
Texas BART FIP v6.17 | 1019 | 7538 | Rate Constraint in MTons | FALSE | L | Annual | Emissions at Affected Plants SO2 | Thousand Tons | 4.6334 | 0 | 0 | 0 | 0 | 0 | 0
Texas BART FIP v6.17 | 1019 | 7538 | Rate Constraint in MTons | FALSE | L | Annual | Allowances Purchased SO2 | Thousand Tons | 0 | 0 | 0 | 0 | 0 | 0 | 0
Texas BART FIP v6.17 | 1019 | 7538 | Rate Constraint in MTons | FALSE | L | Annual | Allowances Sold SO2 | Thousand Tons | 0 | 0 | 0 | 0 | 0 | 0 | 0
Texas BART FIP v6.17 | 1019 | 7538 | Rate Constraint in MTons | FALSE | L | Annual | Allowances Banked | Thousand Tons | 0 | 0 | 0 | 0 | 0 | 0 | 0
Texas BART FIP v6.17 | 1019 | 7538 | Rate Constraint in MTons | FALSE | L | Annual | Allowances Withdrawn (1:1) | Thousand Tons | 0 | 0 | 0 | 0 | 0 | 0 | 0
Texas BART FIP v6.17 | 1019 | 7538 | Rate Constraint in MTons | FALSE | L | Annual | Allowances Withdrawn (n:1) | Thousand Tons | 0 | 0 | 0 | 0 | 0 | 0 | 0
Texas BART FIP v6.17 | 1019 | 7538 | Rate Constraint in MTons | FALSE | L | Annual | Net Emissions Allowance Position | Thousand Tons | 4.6334 | 0 | 0 | 0 | 0 | 0 | 0
Texas BART FIP v6.17 | 1019 | 7538 | Rate Constraint in MTons | FALSE | L | Annual | Fuel Consumed | TBtu | 114.5545 | 98.8795 | 81.6936 | 59.8434 | 35.9254 | 59.259 | 64.3474
Texas BART FIP v6.17 | 1019 | 7538 | Rate Constraint in MTons | FALSE | L | Annual | Rate | lb/MMBtu | 0.080894 | 0 | 0 | 0 | 0 | 0 | 0
Texas BART FIP v6.17 | 1019 | 7538 | Rate Constraint in MTons | FALSE | L | Annual | Generation | TWh | 16.174 | 15.0018 | 12.9676 | 15.8815 | 9.8283 | 14.4922 | 15.507
Texas BART FIP v6.17 | 1019 | 7538 | Rate Constraint in MTons | FALSE | L | Annual | Qualifying Generation | TWh | 16.174 | 14.7641 | 12.2285 | 8.1054 | 4.6571 | 8.0586 | 8.5729
Texas BART FIP v6.17 | 1019 | 7538 | Rate Constraint in MTons | FALSE | L | Annual | Rate | lb/MWh | 0.57294 | 0 | 0 | 0 | 0 | 0 | 0
Texas BART FIP v6.17 | 1019 | 7538 | Rate Constraint in MTons | FALSE | L | Annual | Constraint Shadow Price | US2022$/Ton | 0 | 0 | 0 | 0 | 0 | 0 | 0
Texas East - NOX Cap Annual v3.1 | 1020 | 7358 | Rate Constraint in MTons | FALSE | L | Annual | Seasons Included | Seasons | Winter, Spring, Summer, Fall | Winter, Spring, Summer, Fall | Winter, Spring, Summer, Fall | Winter, Spring, Summer, Fall | Winter, Spring, Summer, Fall | Winter, Spring, Summer, Fall | Winter, Spring, Summer, Fall
Texas East - NOX Cap Annual v3.1 | 1020 | 7358 | Rate Constraint in MTons | FALSE | L | Annual | Standard NOX | Thousand Tons | 84.5 | 84.5 | 84.5 | 84.5 | 84.5 | 84.5 | 84.5
Texas East - NOX Cap Annual v3.1 | 1020 | 7358 | Rate Constraint in MTons | FALSE | L | Annual | Emissions at Affected Plants NOX | Thousand Tons | 0.52944 | 0.5295 | 0.43387 | 0.42707 | 0.42269 | 0.42957 | 0.43089
Texas East - NOX Cap Annual v3.1 | 1020 | 7358 | Rate Constraint in MTons | FALSE | L | Annual | Allowances Purchased NOX | Thousand Tons | 0 | 0 | 0 | 0 | 0 | 0 | 0
Texas East - NOX Cap Annual v3.1 | 1020 | 7358 | Rate Constraint in MTons | FALSE | L | Annual | Allowances Sold NOX | Thousand Tons | 0 | 0 | 0 | 0 | 0 | 0 | 0
Texas East - NOX Cap Annual v3.1 | 1020 | 7358 | Rate Constraint in MTons | FALSE | L | Annual | Allowances Banked | Thousand Tons | 0 | 0 | 0 | 0 | 0 | 0 | 0
Texas East - NOX Cap Annual v3.1 | 1020 | 7358 | Rate Constraint in MTons | FALSE | L | Annual | Allowances Withdrawn (1:1) | Thousand Tons | 0 | 0 | 0 | 0 | 0 | 0 | 0
Texas East - NOX Cap Annual v3.1 | 1020 | 7358 | Rate Constraint in MTons | FALSE | L | Annual | Allowances Withdrawn (n:1) | Thousand Tons | 0 | 0 | 0 | 0 | 0 | 0 | 0
Texas East - NOX Cap Annual v3.1 | 1020 | 7358 | Rate Constraint in MTons | FALSE | L | Annual | Net Emissions Allowance Position | Thousand Tons | 0.52944 | 0.5295 | 0.43387 | 0.42707 | 0.42269 | 0.42957 | 0.43089
Texas East - NOX Cap Annual v3.1 | 1020 | 7358 | Rate Constraint in MTons | FALSE | L | Annual | Fuel Consumed | TBtu | 15.3503 | 15.3568 | 9.7106 | 9.4542 | 9.2917 | 9.5466 | 9.5959
Texas East - NOX Cap Annual v3.1 | 1020 | 7358 | Rate Constraint in MTons | FALSE | L | Annual | Rate | lb/MMBtu | 0.068981 | 0.068959 | 0.08936 | 0.090346 | 0.090983 | 0.089994 | 0.089808
Texas East - NOX Cap Annual v3.1 | 1020 | 7358 | Rate Constraint in MTons | FALSE | L | Annual | Generation | TWh | 1.3331 | 1.3339 | 0.83548 | 0.78923 | 0.75969 | 0.80603 | 0.81499
Texas East - NOX Cap Annual v3.1 | 1020 | 7358 | Rate Constraint in MTons | FALSE | L | Annual | Qualifying Generation | TWh | 1.3331 | 1.3339 | 0.83548 | 0.78923 | 0.75969 | 0.80603 | 0.81499
Texas East - NOX Cap Annual v3.1 | 1020 | 7358 | Rate Constraint in MTons | FALSE | L | Annual | Rate | lb/MWh | 0.79431 | 0.7939 | 1.0386 | 1.0823 | 1.1128 | 1.0659 | 1.0574
Texas East - NOX Cap Annual v3.1 | 1020 | 7358 | Rate Constraint in MTons | FALSE | L | Annual | Constraint Shadow Price | US2022$/Ton | 0 | 0 | 0 | 0 | 0 | 0 | 0
Texas East - SO2 Cap Annual v3.1 | 1021 | 7359 | Rate Constraint in MTons | FALSE | L | Annual | Seasons Included | Seasons | Winter, Spring, Summer, Fall | Winter, Spring, Summer, Fall | Winter, Spring, Summer, Fall | Winter, Spring, Summer, Fall | Winter, Spring, Summer, Fall | Winter, Spring, Summer, Fall | Winter, Spring, Summer, Fall
Texas East - SO2 Cap Annual v3.1 | 1021 | 7359 | Rate Constraint in MTons | FALSE | L | Annual | Standard SO2 | Thousand Tons | 273.95 | 273.95 | 273.95 | 273.95 | 273.95 | 273.95 | 273.95
Texas East - SO2 Cap Annual v3.1 | 1021 | 7359 | Rate Constraint in MTons | FALSE | L | Annual | Emissions at Affected Plants SO2 | Thousand Tons | 0 | 0 | 0 | 0 | 0 | 0 | 0
Texas East - SO2 Cap Annual v3.1 | 1021 | 7359 | Rate Constraint in MTons | FALSE | L | Annual | Allowances Purchased SO2 | Thousand Tons | 0 | 0 | 0 | 0 | 0 | 0 | 0
Texas East - SO2 Cap Annual v3.1 | 1021 | 7359 | Rate Constraint in MTons | FALSE | L | Annual | Allowances Sold SO2 | Thousand Tons | 0 | 0 | 0 | 0 | 0 | 0 | 0
Texas East - SO2 Cap Annual v3.1 | 1021 | 7359 | Rate Constraint in MTons | FALSE | L | Annual | Allowances Banked | Thousand Tons | 273.95 | 273.95 | 456.5833 | 547.9 | 547.9 | 547.9 | 0
Texas East - SO2 Cap Annual v3.1 | 1021 | 7359 | Rate Constraint in MTons | FALSE | L | Annual | Allowances Withdrawn (1:1) | Thousand Tons | 0 | 0 | -182.6333 | -273.95 | -273.95 | -273.95 | 0
Texas East - SO2 Cap Annual v3.1 | 1021 | 7359 | Rate Constraint in MTons | FALSE | L | Annual | Allowances Withdrawn (n:1) | Thousand Tons | 0 | 0 | 0 | 0 | 0 | 0 | 0
Texas East - SO2 Cap Annual v3.1 | 1021 | 7359 | Rate Constraint in MTons | FALSE | L | Annual | Net Emissions Allowance Position | Thousand Tons | 273.95 | 273.95 | 273.95 | 273.95 | 273.95 | 273.95 | 0
Texas East - SO2 Cap Annual v3.1 | 1021 | 7359 | Rate Constraint in MTons | FALSE | L | Annual | Fuel Consumed | TBtu | 15.3503 | 15.3568 | 9.7106 | 9.4542 | 9.2917 | 9.5466 | 9.5959
Texas East - SO2 Cap Annual v3.1 | 1021 | 7359 | Rate Constraint in MTons | FALSE | L | Annual | Rate | lb/MMBtu | 0 | 0 | 0 | 0 | 0 | 0 | 0
Texas East - SO2 Cap Annual v3.1 | 1021 | 7359 | Rate Constraint in MTons | FALSE | L | Annual | Generation | TWh | 1.3331 | 1.3339 | 0.83548 | 0.78923 | 0.75969 | 0.80603 | 0.81499
Texas East - SO2 Cap Annual v3.1 | 1021 | 7359 | Rate Constraint in MTons | FALSE | L | Annual | Qualifying Generation | TWh | 1.3331 | 1.3339 | 0.83548 | 0.78923 | 0.75969 | 0.80603 | 0.81499
Texas East - SO2 Cap Annual v3.1 | 1021 | 7359 | Rate Constraint in MTons | FALSE | L | Annual | Rate | lb/MWh | 0 | 0 | 0 | 0 | 0 | 0 | 0
Texas East - SO2 Cap Annual v3.1 | 1021 | 7359 | Rate Constraint in MTons | FALSE | L | Annual | Constraint Shadow Price | US2022$/Ton | 0 | 0 | 0 | 0 | 0 | 0 | 0
Texas El Paso - NOX Cap Annual v3.1 | 1022 | 7361 | Rate Constraint in MTons | FALSE | L | Annual | Seasons Included | Seasons | Winter, Spring, Summer, Fall | Winter, Spring, Summer, Fall | Winter, Spring, Summer, Fall | Winter, Spring, Summer, Fall | Winter, Spring, Summer, Fall | Winter, Spring, Summer, Fall | Winter, Spring, Summer, Fall
Texas El Paso - NOX Cap Annual v3.1 | 1022 | 7361 | Rate Constraint in MTons | FALSE | L | Annual | Standard NOX | Thousand Tons | 1.06 | 1.06 | 1.06 | 1.06 | 1.06 | 1.06 | 1.06
Texas El Paso - NOX Cap Annual v3.1 | 1022 | 7361 | Rate Constraint in MTons | FALSE | L | Annual | Emissions at Affected Plants NOX | Thousand Tons | 0.020163 | 0.016855 | 0 | 0 | 0 | 0 | 0
Texas El Paso - NOX Cap Annual v3.1 | 1022 | 7361 | Rate Constraint in MTons | FALSE | L | Annual | Allowances Purchased NOX | Thousand Tons | 0 | 0 | 0 | 0 | 0 | 0 | 0
Texas El Paso - NOX Cap Annual v3.1 | 1022 | 7361 | Rate Constraint in MTons | FALSE | L | Annual | Allowances Sold NOX | Thousand Tons | 0 | 0 | 0 | 0 | 0 | 0 | 0
Texas El Paso - NOX Cap Annual v3.1 | 1022 | 7361 | Rate Constraint in MTons | FALSE | L | Annual | Allowances Banked | Thousand Tons | 0 | 0 | 0.70667 | 0 | 0 | 0 | 0
Texas El Paso - NOX Cap Annual v3.1 | 1022 | 7361 | Rate Constraint in MTons | FALSE | L | Annual | Allowances Withdrawn (1:1) | Thousand Tons | 0 | 0 | 0 | -1.06 | 0 | 0 | 0
Texas El Paso - NOX Cap Annual v3.1 | 1022 | 7361 | Rate Constraint in MTons | FALSE | L | Annual | Allowances Withdrawn (n:1) | Thousand Tons | 0 | 0 | 0 | 0 | 0 | 0 | 0
Texas El Paso - NOX Cap Annual v3.1 | 1022 | 7361 | Rate Constraint in MTons | FALSE | L | Annual | Net Emissions Allowance Position | Thousand Tons | 0.020163 | 0.016855 | 0.70667 | -1.06 | 0 | 0 | 0
Texas El Paso - NOX Cap Annual v3.1 | 1022 | 7361 | Rate Constraint in MTons | FALSE | L | Annual | Fuel Consumed | TBtu | 0.24998 | 0.21231 | 0 | 0 | 0 | 0 | 0
Texas El Paso - NOX Cap Annual v3.1 | 1022 | 7361 | Rate Constraint in MTons | FALSE | L | Annual | Rate | lb/MMBtu | 0.16132 | 0.15878 | 0 | 0 | 0 | 0 | 0
Texas El Paso - NOX Cap Annual v3.1 | 1022 | 7361 | Rate Constraint in MTons | FALSE | L | Annual | Generation | TWh | 0.022285 | 0.018156 | 0 | 0 | 0 | 0 | 0
Texas El Paso - NOX Cap Annual v3.1 | 1022 | 7361 | Rate Constraint in MTons | FALSE | L | Annual | Qualifying Generation | TWh | 0.022285 | 0.018156 | 0 | 0 | 0 | 0 | 0
Texas El Paso - NOX Cap Annual v3.1 | 1022 | 7361 | Rate Constraint in MTons | FALSE | L | Annual | Rate | lb/MWh | 1.8095 | 1.8567 | 0 | 0 | 0 | 0 | 0
Texas El Paso - NOX Cap Annual v3.1 | 1022 | 7361 | Rate Constraint in MTons | FALSE | L | Annual | Constraint Shadow Price | US2022$/Ton | 0 | 0 | 0 | 0 | 0 | 0 | 0
Texas Houston - NOX Cap Annual v3.1 | 1023 | 7362 | Rate Constraint in MTons | FALSE | L | Annual | Seasons Included | Seasons | Winter, Spring, Summer, Fall | Winter, Spring, Summer, Fall | Winter, Spring, Summer, Fall | Winter, Spring, Summer, Fall | Winter, Spring, Summer, Fall | Winter, Spring, Summer, Fall | Winter, Spring, Summer, Fall
Texas Houston - NOX Cap Annual v3.1 | 1023 | 7362 | Rate Constraint in MTons | FALSE | L | Annual | Standard NOX | Thousand Tons | 17.57 | 17.57 | 17.57 | 17.57 | 17.57 | 17.57 | 17.57
Texas Houston - NOX Cap Annual v3.1 | 1023 | 7362 | Rate Constraint in MTons | FALSE | L | Annual | Emissions at Affected Plants NOX | Thousand Tons | 4.1016 | 4.3242 | 4.5098 | 2.246 | 0.27883 | 1.7495 | 2.1011
Texas Houston - NOX Cap Annual v3.1 | 1023 | 7362 | Rate Constraint in MTons | FALSE | L | Annual | Allowances Purchased NOX | Thousand Tons | 0 | 0 | 0 | 0 | 0 | 0 | 0
Texas Houston - NOX Cap Annual v3.1 | 1023 | 7362 | Rate Constraint in MTons | FALSE | L | Annual | Allowances Sold NOX | Thousand Tons | 0 | 0 | 0 | 0 | 0 | 0 | 0
Texas Houston - NOX Cap Annual v3.1 | 1023 | 7362 | Rate Constraint in MTons | FALSE | L | Annual | Allowances Banked | Thousand Tons | 0 | 0 | 0 | 0 | 0 | 0 | 0
Texas Houston - NOX Cap Annual v3.1 | 1023 | 7362 | Rate Constraint in MTons | FALSE | L | Annual | Allowances Withdrawn (1:1) | Thousand Tons | 0 | 0 | 0 | 0 | 0 | 0 | 0
Texas Houston - NOX Cap Annual v3.1 | 1023 | 7362 | Rate Constraint in MTons | FALSE | L | Annual | Allowances Withdrawn (n:1) | Thousand Tons | 0 | 0 | 0 | 0 | 0 | 0 | 0
Texas Houston - NOX Cap Annual v3.1 | 1023 | 7362 | Rate Constraint in MTons | FALSE | L | Annual | Net Emissions Allowance Position | Thousand Tons | 4.1016 | 4.3242 | 4.5098 | 2.246 | 0.27883 | 1.7495 | 2.1011
Texas Houston - NOX Cap Annual v3.1 | 1023 | 7362 | Rate Constraint in MTons | FALSE | L | Annual | Fuel Consumed | TBtu | 312.9507 | 331.2245 | 337.7788 | 143.0091 | 32.5844 | 134.7835 | 149.1668
Texas Houston - NOX Cap Annual v3.1 | 1023 | 7362 | Rate Constraint in MTons | FALSE | L | Annual | Rate | lb/MMBtu | 0.026212 | 0.02611 | 0.026702 | 0.031411 | 0.017114 | 0.02596 | 0.028172
Texas Houston - NOX Cap Annual v3.1 | 1023 | 7362 | Rate Constraint in MTons | FALSE | L | Annual | Generation | TWh | 49.3699 | 51.9353 | 50.5079 | 19.258 | 5.1052 | 22.3152 | 24.7946
Texas Houston - NOX Cap Annual v3.1 | 1023 | 7362 | Rate Constraint in MTons | FALSE | L | Annual | Qualifying Generation | TWh | 49.3699 | 51.9353 | 50.5079 | 19.258 | 5.1052 | 22.3152 | 24.7946
Texas Houston - NOX Cap Annual v3.1 | 1023 | 7362 | Rate Constraint in MTons | FALSE | L | Annual | Rate | lb/MWh | 0.16616 | 0.16652 | 0.17858 | 0.23325 | 0.10923 | 0.1568 | 0.16948
Texas Houston - NOX Cap Annual v3.1 | 1023 | 7362 | Rate Constraint in MTons | FALSE | L | Annual | Constraint Shadow Price | US2022$/Ton | 0 | 0 | 0 | 0 | 0 | 0 | 0
Texas West - NOX Cap Annual v3.1 | 1024 | 7360 | Rate Constraint in MTons | FALSE | L | Annual | Seasons Included | Seasons | Winter, Spring, Summer, Fall | Winter, Spring, Summer, Fall | Winter, Spring, Summer, Fall | Winter, Spring, Summer, Fall | Winter, Spring, Summer, Fall | Winter, Spring, Summer, Fall | Winter, Spring, Summer, Fall
Texas West - NOX Cap Annual v3.1 | 1024 | 7360 | Rate Constraint in MTons | FALSE | L | Annual | Standard NOX | Thousand Tons | 18.1 | 18.1 | 18.1 | 18.1 | 18.1 | 18.1 | 18.1
Texas West - NOX Cap Annual v3.1 | 1024 | 7360 | Rate Constraint in MTons | FALSE | L | Annual | Emissions at Affected Plants NOX | Thousand Tons | 0.19219 | 0.19219 | 0.1919 | 0.1919 | 0.1919 | 0.1919 | 0.1919
Texas West - NOX Cap Annual v3.1 | 1024 | 7360 | Rate Constraint in MTons | FALSE | L | Annual | Allowances Purchased NOX | Thousand Tons | 0 | 0 | 0 | 0 | 0 | 0 | 0
Texas West - NOX Cap Annual v3.1 | 1024 | 7360 | Rate Constraint in MTons | FALSE | L | Annual | Allowances Sold NOX | Thousand Tons | 0 | 0 | 0 | 0 | 0 | 0 | 0
Texas West - NOX Cap Annual v3.1 | 1024 | 7360 | Rate Constraint in MTons | FALSE | L | Annual | Allowances Banked | Thousand Tons | 0 | 0 | 3.1446 | 17.9081 | 0 | 0 | 0
Texas West - NOX Cap Annual v3.1 | 1024 | 7360 | Rate Constraint in MTons | FALSE | L | Annual | Allowances Withdrawn (1:1) | Thousand Tons | 0 | 0 | 0 | 0 | 0 | -18.1 | 0
Texas West - NOX Cap Annual v3.1 | 1024 | 7360 | Rate Constraint in MTons | FALSE | L | Annual | Allowances Withdrawn (n:1) | Thousand Tons | 0 | 0 | 0 | 0 | 0 | 0 | 0
Texas West - NOX Cap Annual v3.1 | 1024 | 7360 | Rate Constraint in MTons | FALSE | L | Annual | Net Emissions Allowance Position | Thousand Tons | 0.19219 | 0.19219 | 3.3365 | 18.1 | 0.1919 | -17.9081 | 0.1919
Texas West - NOX Cap Annual v3.1 | 1024 | 7360 | Rate Constraint in MTons | FALSE | L | Annual | Fuel Consumed | TBtu | 1.4768 | 1.4768 | 1.4596 | 1.4596 | 1.4596 | 1.4596 | 1.4596
Texas West - NOX Cap Annual v3.1 | 1024 | 7360 | Rate Constraint in MTons | FALSE | L | Annual | Rate | lb/MMBtu | 0.26027 | 0.26027 | 0.26294 | 0.26294 | 0.26294 | 0.26294 | 0.26294
Texas West - NOX Cap Annual v3.1 | 1024 | 7360 | Rate Constraint in MTons | FALSE | L | Annual | Generation | TWh | 0.12353 | 0.12353 | 0.12176 | 0.12176 | 0.12176 | 0.12176 | 0.12176
Texas West - NOX Cap Annual v3.1 | 1024 | 7360 | Rate Constraint in MTons | FALSE | L | Annual | Qualifying Generation | TWh | 0.12353 | 0.12353 | 0.12176 | 0.12176 | 0.12176 | 0.12176 | 0.12176
Texas West - NOX Cap Annual v3.1 | 1024 | 7360 | Rate Constraint in MTons | FALSE | L | Annual | Rate | lb/MWh | 3.1115 | 3.1115 | 3.1519 | 3.1519 | 3.1519 | 3.1519 | 3.1519
Texas West - NOX Cap Annual v3.1 | 1024 | 7360 | Rate Constraint in MTons | FALSE | L | Annual | Constraint Shadow Price | US2022$/Ton | 0 | 0 | 0 | 0 | 0 | 0 | 0
Unit Comanche 3 - NOX Rate Annual v3.1, Unit 2559 and retrofits | 1025 | 7267 | Rate Constraint in lbs/MMBtu | FALSE | L | Annual | Seasons Included | Seasons | Winter, Spring, Summer, Fall | Winter, Spring, Summer, Fall | Winter, Spring, Summer, Fall | Winter, Spring, Summer, Fall | Winter, Spring, Summer, Fall | Winter, Spring, Summer, Fall | Winter, Spring, Summer, Fall
Unit Comanche 3 - NOX Rate Annual v3.1, Unit 2559 and retrofits | 1025 | 7267 | Rate Constraint in lbs/MMBtu | FALSE | L | Annual | Standard NOX | lb/MMBtu | 0.08 | 0.08 | 0.08 | 0.08 | 0.08 | 0.08 | 0.08
Unit Comanche 3 - NOX Rate Annual v3.1, Unit 2559 and retrofits | 1025 | 7267 | Rate Constraint in lbs/MMBtu | FALSE | L | Annual | Emissions at Affected Plants NOX | Thousand Tons | 0.88992 | 0.22666 | 0 | 0 | 0 | 0 | 0
Unit Comanche 3 - NOX Rate Annual v3.1, Unit 2559 and retrofits | 1025 | 7267 | Rate Constraint in lbs/MMBtu | FALSE | L | Annual | Allowances Purchased NOX | Thousand Tons | 0 | 0 | 0 | 0 | 0 | 0 | 0
Unit Comanche 3 - NOX Rate Annual v3.1, Unit 2559 and retrofits | 1025 | 7267 | Rate Constraint in lbs/MMBtu | FALSE | L | Annual | Allowances Sold NOX | Thousand Tons | 0 | 0 | 0 | 0 | 0 | 0 | 0
Unit Comanche 3 - NOX Rate Annual v3.1, Unit 2559 and retrofits | 1025 | 7267 | Rate Constraint in lbs/MMBtu | FALSE | L | Annual | Allowances Banked | Thousand Tons | 0 | 0 | 0 | 0 | 0 | 0 | 0
Unit Comanche 3 - NOX Rate Annual v3.1, Unit 2559 and retrofits | 1025 | 7267 | Rate Constraint in lbs/MMBtu | FALSE | L | Annual | Allowances Withdrawn (1:1) | Thousand Tons | 0 | 0 | 0 | 0 | 0 | 0 | 0
Unit Comanche 3 - NOX Rate Annual v3.1, Unit 2559 and retrofits | 1025 | 7267 | Rate Constraint in lbs/MMBtu | FALSE | L | Annual | Allowances Withdrawn (n:1) | Thousand Tons | 0 | 0 | 0 | 0 | 0 | 0 | 0
Unit Comanche 3 - NOX Rate Annual v3.1, Unit 2559 and retrofits | 1025 | 7267 | Rate Constraint in lbs/MMBtu | FALSE | L | Annual | Net Emissions Allowance Position | Thousand Tons | 0.88992 | 0.22666 | 0 | 0 | 0 | 0 | 0
Unit Comanche 3 - NOX Rate Annual v3.1, Unit 2559 and retrofits | 1025 | 7267 | Rate Constraint in lbs/MMBtu | FALSE | L | Annual | Fuel Consumed | TBtu | 26.9797 | 6.8716 | 0 | 0 | 0 | 0 | 0
Unit Comanche 3 - NOX Rate Annual v3.1, Unit 2559 and retrofits | 1025 | 7267 | Rate Constraint in lbs/MMBtu | FALSE | L | Annual | Rate | lb/MMBtu | 0.06597 | 0.06597 | 0 | 0 | 0 | 0 | 0
Unit Comanche 3 - NOX Rate Annual v3.1, Unit 2559 and retrofits | 1025 | 7267 | Rate Constraint in lbs/MMBtu | FALSE | L | Annual | Generation | TWh | 2.5796 | 0.657 | 0 | 0 | 0 | 0 | 0
Unit Comanche 3 - NOX Rate Annual v3.1, Unit 2559 and retrofits | 1025 | 7267 | Rate Constraint in lbs/MMBtu | FALSE | L | Annual | Qualifying Generation | TWh | 2.5796 | 0.657 | 0 | 0 | 0 | 0 | 0
Unit Comanche 3 - NOX Rate Annual v3.1, Unit 2559 and retrofits | 1025 | 7267 | Rate Constraint in lbs/MMBtu | FALSE | L | Annual | Rate | lb/MWh | 0.68998 | 0.68998 | 0 | 0 | 0 | 0 | 0
Unit Comanche 3 - NOX Rate Annual v3.1, Unit 2559 and retrofits | 1025 | 7267 | Rate Constraint in lbs/MMBtu | FALSE | L | Annual | Constraint Shadow Price | US2022$/Ton | 0 | 0 | 0 | 0 | 0 | 0 | 0
Unit Comanche 3 - SO2 Rate Annual v3.1, Unit 2559 and retrofits | 1026 | 7265 | Rate Constraint in lbs/MMBtu | FALSE | L | Annual | Seasons Included | Seasons | Winter, Spring, Summer, Fall | Winter, Spring, Summer, Fall | Winter, Spring, Summer, Fall | Winter, Spring, Summer, Fall | Winter, Spring, Summer, Fall | Winter, Spring, Summer, Fall | Winter, Spring, Summer, Fall
Unit Comanche 3 - SO2 Rate Annual v3.1, Unit 2559 and retrofits | 1026 | 7265 | Rate Constraint in lbs/MMBtu | FALSE | L | Annual | Standard SO2 | lb/MMBtu | 0.1 | 0.1 | 0.1 | 0.1 | 0.1 | 0.1 | 0.1
Unit Comanche 3 - SO2 Rate Annual v3.1, Unit 2559 and retrofits | 1026 | 7265 | Rate Constraint in lbs/MMBtu | FALSE | L | Annual | Emissions at Affected Plants SO2 | Thousand Tons | 1.0792 | 0.27486 | 0 | 0 | 0 | 0 | 0
Unit Comanche 3 - SO2 Rate Annual v3.1, Unit 2559 and retrofits | 1026 | 7265 | Rate Constraint in lbs/MMBtu | FALSE | L | Annual | Allowances Purchased SO2 | Thousand Tons | 0 | 0 | 0 | 0 | 0 | 0 | 0
Unit Comanche 3 - SO2 Rate Annual v3.1, Unit 2559 and retrofits | 1026 | 7265 | Rate Constraint in lbs/MMBtu | FALSE | L | Annual | Allowances Sold SO2 | Thousand Tons | 0 | 0 | 0 | 0 | 0 | 0 | 0
Unit Comanche 3 - SO2 Rate Annual v3.1, Unit 2559 and retrofits | 1026 | 7265 | Rate Constraint in lbs/MMBtu | FALSE | L | Annual | Allowances Banked | Thousand Tons | 0 | 0 | 0 | 0 | 0 | 0 | 0
Unit Comanche 3 - SO2 Rate Annual v3.1, Unit 2559 and retrofits | 1026 | 7265 | Rate Constraint in lbs/MMBtu | FALSE | L | Annual | Allowances Withdrawn (1:1) | Thousand Tons | 0 | 0 | 0 | 0 | 0 | 0 | 0
Unit Comanche 3 - SO2 Rate Annual v3.1, Unit 2559 and retrofits | 1026 | 7265 | Rate Constraint in lbs/MMBtu | FALSE | L | Annual | Allowances Withdrawn (n:1) | Thousand Tons | 0 | 0 | 0 | 0 | 0 | 0 | 0
Unit Comanche 3 - SO2 Rate Annual v3.1, Unit 2559 and retrofits | 1026 | 7265 | Rate Constraint in lbs/MMBtu | FALSE | L | Annual | Net Emissions Allowance Position | Thousand Tons | 1.0792 | 0.27486 | 0 | 0 | 0 | 0 | 0
Unit Comanche 3 - SO2 Rate Annual v3.1, Unit 2559 and retrofits | 1026 | 7265 | Rate Constraint in lbs/MMBtu | FALSE | L | Annual | Fuel Consumed | TBtu | 26.9797 | 6.8716 | 0 | 0 | 0 | 0 | 0
Unit Comanche 3 - SO2 Rate Annual v3.1, Unit 2559 and retrofits | 1026 | 7265 | Rate Constraint in lbs/MMBtu | FALSE | L | Annual | Rate | lb/MMBtu | 0.08 | 0.08 | 0 | 0 | 0 | 0 | 0
Unit Comanche 3 - SO2 Rate Annual v3.1, Unit 2559 and retrofits | 1026 | 7265 | Rate Constraint in lbs/MMBtu | FALSE | L | Annual | Generation | TWh | 2.5796 | 0.657 | 0 | 0 | 0 | 0 | 0
Unit Comanche 3 - SO2 Rate Annual v3.1, Unit 2559 and retrofits | 1026 | 7265 | Rate Constraint in lbs/MMBtu | FALSE | L | Annual | Qualifying Generation | TWh | 2.5796 | 0.657 | 0 | 0 | 0 | 0 | 0
Unit Comanche 3 - SO2 Rate Annual v3.1, Unit 2559 and retrofits | 1026 | 7265 | Rate Constraint in lbs/MMBtu | FALSE | L | Annual | Rate | lb/MWh | 0.83672 | 0.83672 | 0 | 0 | 0 | 0 | 0
Unit Comanche 3 - SO2 Rate Annual v3.1, Unit 2559 and retrofits | 1026 | 7265 | Rate Constraint in lbs/MMBtu | FALSE | L | Annual | Constraint Shadow Price | US2022$/Ton | 0 | 0 | 0 | 0 | 0 | 0 | 0
UT Bonanza - NOX Cap Annual v6.21 | 1027 | 7742 | Rate Constraint in MTons | FALSE | L | Annual | Seasons Included | Seasons | Winter, Spring, Summer, Fall | Winter, Spring, Summer, Fall | Winter, Spring, Summer, Fall | Winter, Spring, Summer, Fall | Winter, Spring, Summer, Fall | Winter, Spring, Summer, Fall | Winter, Spring, Summer, Fall
UT Bonanza - NOX Cap Annual v6.21 | 1027 | 7742 | Rate Constraint in MTons | FALSE | L | Annual | Standard NOX | Thousand Tons | 5.7 | 3 | 3 | 3 | 3 | 3 | 3
UT Bonanza - NOX Cap Annual v6.21 | 1027 | 7742 | Rate Constraint in MTons | FALSE | L | Annual | Emissions at Affected Plants NOX | Thousand Tons | 2.4133 | 0 | 0 | 0 | 0 | 0 | 0
UT Bonanza - NOX Cap Annual v6.21 | 1027 | 7742 | Rate Constraint in MTons | FALSE | L | Annual | Allowances Purchased NOX | Thousand Tons | 0 | 0 | 0 | 0 | 0 | 0 | 0
UT Bonanza - NOX Cap Annual v6.21 | 1027 | 7742 | Rate Constraint in MTons | FALSE | L | Annual | Allowances Sold NOX | Thousand Tons | 0 | 0 | 0 | 0 | 0 | 0 | 0
UT Bonanza - NOX Cap Annual v6.21 | 1027 | 7742 | Rate Constraint in MTons | FALSE | L | Annual | Allowances Banked | Thousand Tons | 0 | 0 | 0 | 0 | 0 | 0 | 0
UT Bonanza - NOX Cap Annual v6.21 | 1027 | 7742 | Rate Constraint in MTons | FALSE | L | Annual | Allowances Withdrawn (1:1) | Thousand Tons | 0 | 0 | 0 | 0 | 0 | 0 | 0
UT Bonanza - NOX Cap Annual v6.21 | 1027 | 7742 | Rate Constraint in MTons | FALSE | L | Annual | Allowances Withdrawn (n:1) | Thousand Tons | 0 | 0 | 0 | 0 | 0 | 0 | 0
UT Bonanza - NOX Cap Annual v6.21 | 1027 | 7742 | Rate Constraint in MTons | FALSE | L | Annual | Net Emissions Allowance Position | Thousand Tons | 2.4133 | 0 | 0 | 0 | 0 | 0 | 0
UT Bonanza - NOX Cap Annual v6.21 | 1027 | 7742 | Rate Constraint in MTons | FALSE | L | Annual | Fuel Consumed | TBtu | 18.3244 | 0 | 0 | 0 | 0 | 0 | 0
UT Bonanza - NOX Cap Annual v6.21 | 1027 | 7742 | Rate Constraint in MTons | FALSE | L | Annual | Rate | lb/MMBtu | 0.2634 | 0 | 0 | 0 | 0 | 0 | 0
UT Bonanza - NOX Cap Annual v6.21 | 1027 | 7742 | Rate Constraint in MTons | FALSE | L | Annual | Generation | TWh | 1.8356 | 0 | 0 | 0 | 0 | 0 | 0
UT Bonanza - NOX Cap Annual v6.21 | 1027 | 7742 | Rate Constraint in MTons | FALSE | L | Annual | Qualifying Generation | TWh | 1.8356 | 0 | 0 | 0 | 0 | 0 | 0
UT Bonanza - NOX Cap Annual v6.21 | 1027 | 7742 | Rate Constraint in MTons | FALSE | L | Annual | Rate | lb/MWh | 2.6295 | 0 | 0 | 0 | 0 | 0 | 0
UT Bonanza - NOX Cap Annual v6.21 | 1027 | 7742 | Rate Constraint in MTons | FALSE | L | Annual | Constraint Shadow Price | US2022$/Ton | 0 | 0 | 0 | 0 | 0 | 0 | 0
UT Hg Rule - MER Removal Annual v.4.10 | 1028 | 7363 | MACT Fuel Choice Floor in lbs/MMBtu | FALSE | L | Annual | Seasons Included | Seasons | Winter, Spring, Summer, Fall | Winter, Spring, Summer, Fall | Winter, Spring, Summer, Fall | Winter, Spring, Summer, Fall | Winter, Spring, Summer, Fall | Winter, Spring, Summer, Fall | Winter, Spring, Summer, Fall
UT Hg Rule - MER Removal Annual v.4.10 | 1028 | 7363 | MACT Fuel Choice Floor in lbs/MMBtu | FALSE | L | Annual | Emission Floor | lbs/MMBtu | 6.5e-07 | 6.5e-07 | 6.5e-07 | 6.5e-07 | 6.5e-07 | 6.5e-07 | 6.5e-07
UT Hg Rule - MER Removal Annual v.4.10 | 1028 | 7363 | MACT Fuel Choice Floor in lbs/MMBtu | FALSE | L | Annual | Emissions at Affected Plants MER | lbs | 30.8189 | 2.4638 | 0 | 0 | 0 | 0 | 0
UT Hg Rule - MER Removal Annual v.4.10 | 1028 | 7363 | MACT Fuel Choice Floor in lbs/MMBtu | FALSE | L | Annual | Allowances Purchased MER | lbs | 0 | 0 | 0 | 0 | 0 | 0 | 0
UT Hg Rule - MER Removal Annual v.4.10 | 1028 | 7363 | MACT Fuel Choice Floor in lbs/MMBtu | FALSE | L | Annual | Allowances Sold MER | lbs | 0 | 0 | 0 | 0 | 0 | 0 | 0
UT Hg Rule - MER Removal Annual v.4.10 | 1028 | 7363 | MACT Fuel Choice Floor in lbs/MMBtu | FALSE | L | Annual | Allowances Banked | lbs | 0 | 0 | 0 | 0 | 0 | 0 | 0
UT Hg Rule - MER Removal Annual v.4.10 | 1028 | 7363 | MACT Fuel Choice Floor in lbs/MMBtu | FALSE | L | Annual | Allowances Withdrawn (1:1) | lbs | 0 | 0 | 0 | 0 | 0 | 0 | 0
UT Hg Rule - MER Removal Annual v.4.10 | 1028 | 7363 | MACT Fuel Choice Floor in lbs/MMBtu | FALSE | L | Annual | Allowances Withdrawn (n:1) | lbs | 0 | 0 | 0 | 0 | 0 | 0 | 0
UT Hg Rule - MER Removal Annual v.4.10 | 1028 | 7363 | MACT Fuel Choice Floor in lbs/MMBtu | FALSE | L | Annual | Net Emissions Allowance Position | lbs | 30.8189 | 2.4638 | 0 | 0 | 0 | 0 | 0
UT Hg Rule - MER Removal Annual v.4.10 | 1028 | 7363 | MACT Fuel Choice Floor in lbs/MMBtu | FALSE | L | Annual | Fuel Consumed | TBtu | 135.671 | 4.5753 | 0 | 0 | 0 | 0 | 0
UT Hg Rule - MER Removal Annual v.4.10 | 1028 | 7363 | MACT Fuel Choice Floor in lbs/MMBtu | FALSE | L | Annual | Rate | lb/MMBtu | 2.2716e-07 | 5.385e-07 | 0 | 0 | 0 | 0 | 0
UT Hg Rule - MER Removal Annual v.4.10 | 1028 | 7363 | MACT Fuel Choice Floor in lbs/MMBtu | FALSE | L | Annual | Generation | TWh | 13.1984 | 0.37246 | 0 | 0 | 0 | 0 | 0
UT Hg Rule - MER Removal Annual v.4.10 | 1028 | 7363 | MACT Fuel Choice Floor in lbs/MMBtu | FALSE | L | Annual | Qualifying Generation | TWh | 13.1984 | 0.37246 | 0 | 0 | 0 | 0 | 0
UT Hg Rule - MER Removal Annual v.4.10 | 1028 | 7363 | MACT Fuel Choice Floor in lbs/MMBtu | FALSE | L | Annual | Constraint Shadow Price | US2022$/Lb | 0 | 0 | 0 | 0 | 0 | 0 | 0
Virginia City Hybrid Unit 1 SO2 Rate v6.20 | 1029 | 7676 | Rate Constraint in lbs/MMBtu | FALSE | L | Annual | Seasons Included | Seasons | Winter, Spring, Summer, Fall | Winter, Spring, Summer, Fall | Winter, Spring, Summer, Fall | Winter, Spring, Summer, Fall | Winter, Spring, Summer, Fall | Winter, Spring, Summer, Fall | Winter, Spring, Summer, Fall
Virginia City Hybrid Unit 1 SO2 Rate v6.20 | 1029 | 7676 | Rate Constraint in lbs/MMBtu | FALSE | L | Annual | Standard SO2 | lb/MMBtu | 0.022 | 0.022 | 0.022 | 0.022 | 0.022 | 0.022 | 0.022
Virginia City Hybrid Unit 1 SO2 Rate v6.20 | 1029 | 7676 | Rate Constraint in lbs/MMBtu | FALSE | L | Annual | Emissions at Affected Plants SO2 | Thousand Tons | 0.027218 | 0.011636 | 0.0097054 | 0.0097054 | 0 | 0 | 0
Virginia City Hybrid Unit 1 SO2 Rate v6.20 | 1029 | 7676 | Rate Constraint in lbs/MMBtu | FALSE | L | Annual | Allowances Purchased SO2 | Thousand Tons | 0 | 0 | 0 | 0 | 0 | 0 | 0
Virginia City Hybrid Unit 1 SO2 Rate v6.20 | 1029 | 7676 | Rate Constraint in lbs/MMBtu | FALSE | L | Annual | Allowances Sold SO2 | Thousand Tons | 0 | 0 | 0 | 0 | 0 | 0 | 0
Virginia City Hybrid Unit 1 SO2 Rate v6.20 | 1029 | 7676 | Rate Constraint in lbs/MMBtu | FALSE | L | Annual | Allowances Banked | Thousand Tons | 0 | 0 | 0 | 0 | 0 | 0 | 0
Virginia City Hybrid Unit 1 SO2 Rate v6.20 | 1029 | 7676 | Rate Constraint in lbs/MMBtu | FALSE | L | Annual | Allowances Withdrawn (1:1) | Thousand Tons | 0 | 0 | 0 | 0 | 0 | 0 | 0
Virginia City Hybrid Unit 1 SO2 Rate v6.20 | 1029 | 7676 | Rate Constraint in lbs/MMBtu | FALSE | L | Annual | Allowances Withdrawn (n:1) | Thousand Tons | 0 | 0 | 0 | 0 | 0 | 0 | 0
Virginia City Hybrid Unit 1 SO2 Rate v6.20 | 1029 | 7676 | Rate Constraint in lbs/MMBtu | FALSE | L | Annual | Net Emissions Allowance Position | Thousand Tons | 0.027218 | 0.011636 | 0.0097054 | 0.0097054 | 0 | 0 | 0
Virginia City Hybrid Unit 1 SO2 Rate v6.20 | 1029 | 7676 | Rate Constraint in lbs/MMBtu | FALSE | L | Annual | Fuel Consumed | TBtu | 18.9256 | 8.0908 | 6.7486 | 6.7486 | 0 | 0 | 0
Virginia City Hybrid Unit 1 SO2 Rate v6.20 | 1029 | 7676 | Rate Constraint in lbs/MMBtu | FALSE | L | Annual | Rate | lb/MMBtu | 0.0028763 | 0.0028763 | 0.0028763 | 0.0028763 | 0 | 0 | 0
Virginia City Hybrid Unit 1 SO2 Rate v6.20 | 1029 | 7676 | Rate Constraint in lbs/MMBtu | FALSE | L | Annual | Generation | TWh | 1.9034 | 0.81371 | 0.47035 | 0.47035 | 0 | 0 | 0
Virginia City Hybrid Unit 1 SO2 Rate v6.20 | 1029 | 7676 | Rate Constraint in lbs/MMBtu | FALSE | L | Annual | Qualifying Generation | TWh | 1.9034 | 0.81371 | 0.47035 | 0.47035 | 0 | 0 | 0
Virginia City Hybrid Unit 1 SO2 Rate v6.20 | 1029 | 7676 | Rate Constraint in lbs/MMBtu | FALSE | L | Annual | Rate | lb/MWh | 0.028599 | 0.028599 | 0.041269 | 0.041269 | 0 | 0 | 0
Virginia City Hybrid Unit 1 SO2 Rate v6.20 | 1029 | 7676 | Rate Constraint in lbs/MMBtu | FALSE | L | Annual | Constraint Shadow Price | US2022$/Ton | 0 | 0 | 0 | 0 | 0 | 0 | 0
Virginia City Hybrid Unit 2 SO2 Rate v6.20 | 1030 | 7677 | Rate Constraint in lbs/MMBtu | FALSE | L | Annual | Seasons Included | Seasons | Winter, Spring, Summer, Fall | Winter, Spring, Summer, Fall | Winter, Spring, Summer, Fall | Winter, Spring, Summer, Fall | Winter, Spring, Summer, Fall | Winter, Spring, Summer, Fall | Winter, Spring, Summer, Fall
Virginia City Hybrid Unit 2 SO2 Rate v6.20 | 1030 | 7677 | Rate Constraint in lbs/MMBtu | FALSE | L | Annual | Standard SO2 | lb/MMBtu | 0.022 | 0.022 | 0.022 | 0.022 | 0.022 | 0.022 | 0.022
Virginia City Hybrid Unit 2 SO2 Rate v6.20 | 1030 | 7677 | Rate Constraint in lbs/MMBtu | FALSE | L | Annual | Emissions at Affected Plants SO2 | Thousand Tons | 5.1505e-05 | 4.7217e-05 | 0 | 0 | 0 | 0 | 0
Virginia City Hybrid Unit 2 SO2 Rate v6.20 | 1030 | 7677 | Rate Constraint in lbs/MMBtu | FALSE | L | Annual | Allowances Purchased SO2 | Thousand Tons | 0 | 0 | 0 | 0 | 0 | 0 | 0
Virginia City Hybrid Unit 2 SO2 Rate v6.20 | 1030 | 7677 | Rate Constraint in lbs/MMBtu | FALSE | L | Annual | Allowances Sold SO2 | Thousand Tons | 0 | 0 | 0 | 0 | 0 | 0 | 0
Virginia City Hybrid Unit 2 SO2 Rate v6.20 | 1030 | 7677 | Rate Constraint in lbs/MMBtu | FALSE | L | Annual | Allowances Banked | Thousand Tons | 0 | 0 | 0 | 0 | 0 | 0 | 0
Virginia City Hybrid Unit 2 SO2 Rate v6.20 | 1030 | 7677 | Rate Constraint in lbs/MMBtu | FALSE | L | Annual | Allowances Withdrawn (1:1) | Thousand Tons | 0 | 0 | 0 | 0 | 0 | 0 | 0
Virginia City Hybrid Unit 2 SO2 Rate v6.20 | 1030 | 7677 | Rate Constraint in lbs/MMBtu | FALSE | L | Annual | Allowances Withdrawn (n:1) | Thousand Tons | 0 | 0 | 0 | 0 | 0 | 0 | 0
Virginia City Hybrid Unit 2 SO2 Rate v6.20 | 1030 | 7677 | Rate Constraint in lbs/MMBtu | FALSE | L | Annual | Net Emissions Allowance Position | Thousand Tons | 5.1505e-05 | 4.7217e-05 | 0 | 0 | 0 | 0 | 0
Virginia City Hybrid Unit 2 SO2 Rate v6.20 | 1030 | 7677 | Rate Constraint in lbs/MMBtu | FALSE | L | Annual | Fuel Consumed | TBtu | 0.035814 | 0.032832 | 0 | 0 | 0 | 0 | 0
Virginia City Hybrid Unit 2 SO2 Rate v6.20 | 1030 | 7677 | Rate Constraint in lbs/MMBtu | FALSE | L | Annual | Rate | lb/MMBtu | 0.0028763 | 0.0028763 | 0 | 0 | 0 | 0 | 0
Virginia City Hybrid Unit 2 SO2 Rate v6.20 | 1030 | 7677 | Rate Constraint in lbs/MMBtu | FALSE | L | Annual | Generation | TWh | 0.0036019 | 0.003302 | 0 | 0 | 0 | 0 | 0
Virginia City Hybrid Unit 2 SO2 Rate v6.20 | 1030 | 7677 | Rate Constraint in lbs/MMBtu | FALSE | L | Annual | Qualifying Generation | TWh | 0.0036019 | 0.003302 | 0 | 0 | 0 | 0 | 0
Virginia City Hybrid Unit 2 SO2 Rate v6.20 | 1030 | 7677 | Rate Constraint in lbs/MMBtu | FALSE | L | Annual | Rate | lb/MWh | 0.028599 | 0.028599 | 0 | 0 | 0 | 0 | 0
Virginia City Hybrid Unit 2 SO2 Rate v6.20 | 1030 | 7677 | Rate Constraint in lbs/MMBtu | FALSE | L | Annual | Constraint Shadow Price | US2022$/Ton | 0 | 0 | 0 | 0 | 0 | 0 | 0
WA - CO2 Cap Annual v6.21 | 1031 | 7942 | Rate Constraint in MTons | FALSE | L | Annual | Seasons Included | Seasons | Winter, Spring, Summer, Fall | Winter, Spring, Summer, Fall | Winter, Spring, Summer, Fall | Winter, Spring, Summer, Fall | Winter, Spring, Summer, Fall | Winter, Spring, Summer, Fall | Winter, Spring, Summer, Fall
WA - CO2 Cap Annual v6.21 | 1031 | 7942 | Rate Constraint in MTons | FALSE | L | Annual | Standard CO2 | Thousand Tons | 50548.8002 | 43440.3751 | 33567.5626 | 23694.7501 | 13821.9375 | 3949.125 | 3949.125
WA - CO2 Cap Annual v6.21 | 1031 | 7942 | Rate Constraint in MTons | FALSE | L | Annual | Emissions at Affected Plants CO2 | Thousand Tons | 5554.0716 | 6089.735 | 6768.092 | 6781.3139 | 4033.7781 | 3949.125 | 3949.125
WA - CO2 Cap Annual v6.21 | 1031 | 7942 | Rate Constraint in MTons | FALSE | L | Annual | Allowances Purchased CO2 | Thousand Tons | 0 | 0 | 0 | 0 | 0 | 0 | 0
WA - CO2 Cap Annual v6.21 | 1031 | 7942 | Rate Constraint in MTons | FALSE | L | Annual | Allowances Sold CO2 | Thousand Tons | 0 | 0 | 0 | 0 | 0 | 0 | 0
WA - CO2 Cap Annual v6.21 | 1031 | 7942 | Rate Constraint in MTons | FALSE | L | Annual | Allowances Banked | Thousand Tons | 0 | 0 | 0 | 0 | 0 | 0 | 0
WA - CO2 Cap Annual v6.21 | 1031 | 7942 | Rate Constraint in MTons | FALSE | L | Annual | Allowances Withdrawn (1:1) | Thousand Tons | 0 | 0 | 0 | 0 | 0 | 0 | 0
WA - CO2 Cap Annual v6.21 | 1031 | 7942 | Rate Constraint in MTons | FALSE | L | Annual | Allowances Withdrawn (n:1) | Thousand Tons | 0 | 0 | 0 | 0 | 0 | 0 | 0
WA - CO2 Cap Annual v6.21 | 1031 | 7942 | Rate Constraint in MTons | FALSE | L | Annual | Net Emissions Allowance Position | Thousand Tons | 5554.0716 | 6089.735 | 6768.092 | 6781.3139 | 4033.7781 | 3949.125 | 3949.125
WA - CO2 Cap Annual v6.21 | 1031 | 7942 | Rate Constraint in MTons | FALSE | L | Annual | Fuel Consumed | TBtu | 93.0926 | 97.0328 | 107.9699 | 117.9009 | 72.3498 | 70.8332 | 70.6811
WA - CO2 Cap Annual v6.21 | 1031 | 7942 | Rate Constraint in MTons | FALSE | L | Annual | Rate | lb/MMBtu | 119.3235 | 125.5191 | 125.37 | 115.0342 | 111.5077 | 111.5049 | 111.7448
WA - CO2 Cap Annual v6.21 | 1031 | 7942 | Rate Constraint in MTons | FALSE | L | Annual | Generation | TWh | 12.1273 | 12.7634 | 14.1087 | 15.2022 | 9.2092 | 9.0403 | 9.1176
WA - CO2 Cap Annual v6.21 | 1031 | 7942 | Rate Constraint in MTons | FALSE | L | Annual | Qualifying Generation | TWh | 12.1176 | 12.7634 | 14.1087 | 15.2022 | 9.2092 | 9.0403 | 9.1176
WA - CO2 Cap Annual v6.21 | 1031 | 7942 | Rate Constraint in MTons | FALSE | L | Annual | Rate | lb/MWh | 916.6971 | 954.2493 | 959.4194 | 892.1463 | 876.0365 | 873.6741 | 866.2615
WA - CO2 Cap Annual v6.21 | 1031 | 7942 | Rate Constraint in MTons | FALSE | L | Annual | Constraint Shadow Price | US2022$/Ton | 0 | 0 | 0 | 0 | 0 | 12.4095 | 18.0002
WA - CO2 Penalty Annual v5.13 | 1032 | 7357 | Rate Constraint in MTons | FALSE | L | Annual | Seasons Included | Seasons | Winter, Spring, Summer, Fall | Winter, Spring, Summer, Fall | Winter, Spring, Summer, Fall | Winter, Spring, Summer, Fall | Winter, Spring, Summer, Fall | Winter, Spring, Summer, Fall | Winter, Spring, Summer, Fall
WA - CO2 Penalty Annual v5.13 | 1032 | 7357 | Rate Constraint in MTons | FALSE | L | Annual | Standard CO2 | Thousand Tons | 0 | 0 | 0 | 0 | 0 | 0 | 0
WA - CO2 Penalty Annual v5.13 | 1032 | 7357 | Rate Constraint in MTons | FALSE | L | Annual | Emissions at Affected Plants CO2 | Thousand Tons | 3329.2021 | 2324.3089 | 2242.6951 | 2066.5504 | 1519.413 | 1426.118 | 1611.468
WA - CO2 Penalty Annual v5.13 | 1032 | 7357 | Rate Constraint in MTons | FALSE | L | Annual | Allowances Purchased CO2 | Thousand Tons | -3329.2021 | -2324.3089 | -2242.6951 | -2066.5504 | -1519.413 | -1426.118 | -1611.468
WA - CO2 Penalty Annual v5.13 | 1032 | 7357 | Rate Constraint in MTons | FALSE | L | Annual | Allowances Sold CO2 | Thousand Tons | 0 | 0 | 0 | 0 | 0 | 0 | 0
WA - CO2 Penalty Annual v5.13 | 1032 | 7357 | Rate Constraint in MTons | FALSE | L | Annual | Allowances Banked | Thousand Tons | 0 | 0 | 0 | 0 | 0 | 0 | 0
WA - CO2 Penalty Annual v5.13 | 1032 | 7357 | Rate Constraint in MTons | FALSE | L | Annual | Allowances Withdrawn (1:1) | Thousand Tons | 0 | 0 | 0 | 0 | 0 | 0 | 0
WA - CO2 Penalty Annual v5.13 | 1032 | 7357 | Rate Constraint in MTons | FALSE | L | Annual | Allowances Withdrawn (n:1) | Thousand Tons | 0 | 0 | 0 | 0 | 0 | 0 | 0
WA - CO2 Penalty Annual v5.13 | 1032 | 7357 | Rate Constraint in MTons | FALSE | L | Annual | Net Emissions Allowance Position | Thousand Tons | 2.7847e-06 | 1.3431e-06 | 9.3082e-07 | 1.212e-06 | -2.3217e-07 | 5.5282e-07 | 4.9285e-07
WA - CO2 Penalty Annual v5.13 | 1032 | 7357 | Rate Constraint in MTons | FALSE | L | Annual | Fuel Consumed | TBtu | 56.7331 | 39.6445 | 38.2664 | 35.3015 | 25.9551 | 24.3614 | 27.5276
WA - CO2 Penalty Annual v5.13 | 1032 | 7357 | Rate Constraint in MTons | FALSE | L | Annual | Rate | lb/MMBtu | 117.3637 | 117.2576 | 117.2149 | 117.08 | 117.08 | 117.08 | 117.08
WA - CO2 Penalty Annual v5.13 | 1032 | 7357 | Rate Constraint in MTons | FALSE | L | Annual | Generation | TWh | 7.8393 | 5.4119 | 5.1622 | 4.7753 | 3.4842 | 3.2786 | 3.6914
WA - CO2 Penalty Annual v5.13 | 1032 | 7357 | Rate Constraint in MTons | FALSE | L | Annual | Qualifying Generation | TWh | 7.8393 | 5.4119 | 5.1622 | 4.7753 | 3.4842 | 3.2786 | 3.6914
WA - CO2 Penalty Annual v5.13 | 1032 | 7357 | Rate Constraint in MTons | FALSE | L | Annual | Rate | lb/MWh | 849.3654 | 858.9602 | 868.8908 | 865.5218 | 872.1745 | 869.9536 | 873.1032
WA - CO2 Penalty Annual v5.13 | 1032 | 7357 | Rate Constraint in MTons | FALSE | L | Annual | Constraint Shadow Price | US2022$/Ton | 2.1892 | 2.1891 | 2.1888 | 2.1889 | 2.1888 | 2.1891 | 2.1889
WA - CO2 Rate Limit (New Advanced Coal with CCS) | 1033 | 7364 | Rate Constraint in lbs/MWh | FALSE | L | Annual | Seasons Included | Seasons | Winter, Spring, Summer, Fall | Winter, Spring, Summer, Fall | Winter, Spring, Summer, Fall | Winter, Spring, Summer, Fall | Winter, Spring, Summer, Fall | Winter, Spring, Summer, Fall | Winter, Spring, Summer, Fall
WA - CO2 Rate Limit (New Advanced Coal with CCS) | 1033 | 7364 | Rate Constraint in lbs/MWh | FALSE | L | Annual | Standard CO2 | lb/MWh | 970 | 970 | 970 | 970 | 970 | 970 | 970
WA - CO2 Rate Limit (New Advanced Coal with CCS) | 1033 | 7364 | Rate Constraint in lbs/MWh | FALSE | L | Annual | Emissions at Affected Plants CO2 | Thousand Tons | 0 | 0 | 0 | 0 | 0 | 0 | 0
WA - CO2 Rate Limit (New Advanced Coal with CCS) | 1033 | 7364 | Rate Constraint in lbs/MWh | FALSE | L | Annual | Allowances Purchased CO2 | Thousand Tons | 0 | 0 | 0 | 0 | 0 | 0 | 0
WA - CO2 Rate Limit (New Advanced Coal with CCS) | 1033 | 7364 | Rate Constraint in lbs/MWh | FALSE | L | Annual | Allowances Sold CO2 | Thousand Tons | 0 | 0 | 0 | 0 | 0 | 0 | 0
WA - CO2 Rate Limit (New Advanced Coal with CCS) | 1033 | 7364 | Rate Constraint in lbs/MWh | FALSE | L | Annual | Allowances Banked | Thousand Tons | 0 | 0 | 0 | 0 | 0 | 0 | 0
WA - CO2 Rate Limit (New Advanced Coal with CCS) | 1033 | 7364 | Rate Constraint in lbs/MWh | FALSE | L | Annual | Allowances Withdrawn (1:1) | Thousand Tons | 0 | 0 | 0 | 0 | 0 | 0 | 0
WA - CO2 Rate Limit (New Advanced Coal with CCS) | 1033 | 7364 | Rate Constraint in lbs/MWh | FALSE | L | Annual | Allowances Withdrawn (n:1) | Thousand Tons | 0 | 0 | 0 | 0 | 0 | 0 | 0
WA - CO2 Rate Limit (New Advanced Coal with CCS) | 1033 | 7364 | Rate Constraint in lbs/MWh | FALSE | L | Annual | Net Emissions Allowance Position | Thousand Tons | 0 | 0 | 0 | 0 | 0 | 0 | 0
WA - CO2 Rate Limit (New Advanced Coal with CCS) | 1033 | 7364 | Rate Constraint in lbs/MWh | FALSE | L | Annual | Fuel Consumed | TBtu | 0 | 0 | 0 | 0 | 0 | 0 | 0
WA - CO2 Rate Limit (New Advanced Coal with CCS) | 1033 | 7364 | Rate Constraint in lbs/MWh | FALSE | L | Annual | Rate | lb/MMBtu | 0 | 0 | 0 | 0 | 0 | 0 | 0
WA - CO2 Rate Limit (New Advanced Coal with CCS) | 1033 | 7364 | Rate Constraint in lbs/MWh | FALSE | L | Annual | Generation | TWh | 0 | 0 | 0 | 0 | 0 | 0 | 0
WA - CO2 Rate Limit (New Advanced Coal with CCS) | 1033 | 7364 | Rate Constraint in lbs/MWh | FALSE | L | Annual | Qualifying Generation | TWh | 0 | 0 | 0 | 0 | 0 | 0 | 0
WA - CO2 Rate Limit (New Advanced Coal with CCS) | 1033 | 7364 | Rate Constraint in lbs/MWh | FALSE | L | Annual | Constraint Shadow Price | US2022$/Ton | 0 | 0 | 0 | 0 | 0 | 0 | 0
WI CC NGas NOx Annual Rate v3.1 | 1034 | 7368 | Rate Constraint in lbs/MMBtu | FALSE | L | Annual | Seasons Included | Seasons | Winter, Spring, Summer, Fall | Winter, Spring, Summer, Fall | Winter, Spring, Summer, Fall | Winter, Spring, Summer, Fall | Winter, Spring, Summer, Fall | Winter, Spring, Summer, Fall | Winter, Spring, Summer, Fall
WI CC NGas NOx Annual Rate v3.1 | 1034 | 7368 | Rate Constraint in lbs/MMBtu | FALSE | L | Annual | Standard NOX | lb/MMBtu | 0.04 | 0.04 | 0.04 | 0.04 | 0.04 | 0.04 | 0.04
WI CC NGas NOx Annual Rate v3.1 | 1034 | 7368 | Rate Constraint in lbs/MMBtu | FALSE | L | Annual | Emissions at Affected Plants NOX | Thousand Tons | 0.2042 | 0.26435 | 0.23065 | 0.10568 | 0.053993 | 0.10818 | 0.10881
WI CC NGas NOx Annual Rate v3.1 | 1034 | 7368 | Rate Constraint in lbs/MMBtu | FALSE | L | Annual | Allowances Purchased NOX | Thousand Tons | 0 | 0 | 0 | 0 | 0 | 0 | 0
WI CC NGas NOx Annual Rate v3.1 | 1034 | 7368 | Rate Constraint in lbs/MMBtu | FALSE | L | Annual | Allowances Sold NOX | Thousand Tons | 0 | 0 | 0 | 0 | 0 | 0 | 0
WI CC NGas NOx Annual Rate v3.1 | 1034 | 7368 | Rate Constraint in lbs/MMBtu | FALSE | L | Annual | Allowances Banked | Thousand Tons | 0 | 0 | 0 | 0 | 0 | 0 | 0
WI CC NGas NOx Annual Rate v3.1 | 1034 | 7368 | Rate Constraint in lbs/MMBtu | FALSE | L | Annual | Allowances Withdrawn (1:1) | Thousand Tons | 0 | 0 | 0 | 0 | 0 | 0 | 0
WI CC NGas NOx Annual Rate v3.1 | 1034 | 7368 | Rate Constraint in lbs/MMBtu | FALSE | L | Annual | Allowances Withdrawn (n:1) | Thousand Tons | 0 | 0 | 0 | 0 | 0 | 0 | 0
WI CC NGas NOx Annual Rate v3.1 | 1034 | 7368 | Rate Constraint in lbs/MMBtu | FALSE | L | Annual | Net Emissions Allowance Position | Thousand Tons | 0.2042 | 0.26435 | 0.23065 | 0.10568 | 0.053993 | 0.10818 | 0.10881
WI CC NGas NOx Annual Rate v3.1 | 1034 | 7368 | Rate Constraint in lbs/MMBtu | FALSE | L | Annual | Fuel Consumed | TBtu | 42.0789 | 54.4829 | 47.6378 | 21.8297 | 11.0922 | 22.348 | 22.4813
WI CC NGas NOx Annual Rate v3.1 | 1034 | 7368 | Rate Constraint in lbs/MMBtu | FALSE | L | Annual | Rate | lb/MMBtu | 0.0097053 | 0.0097041 | 0.0096833 | 0.0096819 | 0.0097352 | 0.0096817 | 0.0096803
WI CC NGas NOx Annual Rate v3.1 | 1034 | 7368 | Rate Constraint in lbs/MMBtu | FALSE | L | Annual | Generation | TWh | 5.9686 | 7.7281 | 6.7571 | 3.0964 | 1.5734 | 3.1699 | 3.1888
WI CC NGas NOx Annual Rate v3.1 | 1034 | 7368 | Rate Constraint in lbs/MMBtu | FALSE | L | Annual | Qualifying Generation | TWh | 5.9686 | 7.7281 | 6.7571 | 3.0964 | 1.5734 | 3.1699 | 3.1888
WI CC NGas NOx Annual Rate v3.1 | 1034 | 7368 | Rate Constraint in lbs/MMBtu | FALSE | L | Annual | Rate | lb/MWh | 0.068423 | 0.068414 | 0.068267 | 0.068257 | 0.068633 | 0.068256 | 0.068246
WI CC NGas NOx Annual Rate v3.1 | 1034 | 7368 | Rate Constraint in lbs/MMBtu | FALSE | L | Annual | Constraint Shadow Price | US2022$/Ton | 0 | 0 | 0 | 0 | 0 | 0 | 0
WI CoalUnits1 NOx Annual Rate v3.1 | 1035 | 7365 | Rate Constraint in lbs/MMBtu | FALSE | L | Annual | Seasons Included | Seasons | Winter, Spring, Summer, Fall | Winter, Spring, Summer, Fall | Winter, Spring, Summer, Fall | Winter, Spring, Summer, Fall | Winter, Spring, Summer, Fall | Winter, Spring, Summer, Fall | Winter, Spring, Summer, Fall
WI CoalUnits1 NOx Annual Rate v3.1 | 1035 | 7365 | Rate Constraint in lbs/MMBtu | FALSE | L | Annual | Standard NOX | lb/MMBtu | 0.1 | 0.1 | 0.1 | 0.1 | 0.1 | 0.1 | 0.1
WI CoalUnits1 NOx Annual Rate v3.1 | 1035 | 7365 | Rate Constraint in lbs/MMBtu | FALSE | L | Annual | Emissions at Affected Plants NOX | Thousand Tons | 2.2191 | 0.20157 | 0.22443 | 0.020641 | 0 | 0 | 0
WI CoalUnits1 NOx Annual Rate v3.1 | 1035 | 7365 | Rate Constraint in lbs/MMBtu | FALSE | L | Annual | Allowances Purchased NOX | Thousand Tons | 0 | 0 | 0 | 0 | 0 | 0 | 0
WI CoalUnits1 NOx Annual Rate v3.1 | 1035 | 7365 | Rate Constraint in lbs/MMBtu | FALSE | L | Annual | Allowances Sold NOX | Thousand Tons | 0 | 0 | 0 | 0 | 0 | 0 | 0
WI CoalUnits1 NOx Annual Rate v3.1 | 1035 | 7365 | Rate Constraint in lbs/MMBtu | FALSE | L | Annual | Allowances Banked | Thousand Tons | 0 | 0 | 0 | 0 | 0 | 0 | 0
WI CoalUnits1 NOx Annual Rate v3.1 | 1035 | 7365 | Rate Constraint in lbs/MMBtu | FALSE | L | Annual | Allowances Withdrawn (1:1) | Thousand Tons | 0 | 0 | 0 | 0 | 0 | 0 | 0
WI CoalUnits1 NOx Annual Rate v3.1 | 1035 | 7365 | Rate Constraint in lbs/MMBtu | FALSE | L | Annual | Allowances Withdrawn (n:1) | Thousand Tons | 0 | 0 | 0 | 0 | 0 | 0 | 0
WI CoalUnits1 NOx Annual Rate v3.1 | 1035 | 7365 | Rate Constraint in lbs/MMBtu | FALSE | L | Annual | Net Emissions Allowance Position | Thousand Tons | 2.2191 | 0.20157 | 0.22443 | 0.020641 | 0 | 0 | 0
WI CoalUnits1 NOx Annual Rate v3.1 | 1035 | 7365 | Rate Constraint in lbs/MMBtu | FALSE | L | Annual | Fuel Consumed | TBtu | 70.6712 | 7.9091 | 8.8148 | 0.66316 | 0 | 0 | 0
WI CoalUnits1 NOx Annual Rate v3.1 | 1035 | 7365 | Rate Constraint in lbs/MMBtu | FALSE | L | Annual | Rate | lb/MMBtu | 0.062802 | 0.050972 | 0.050922 | 0.06225 | 0 | 0 | 0
WI CoalUnits1 NOx Annual Rate v3.1 | 1035 | 7365 | Rate Constraint in lbs/MMBtu | FALSE | L | Annual | Generation | TWh | 7.0753 | 0.7974 | 0.86765 | 0.048285 | 0 | 0 | 0
WI CoalUnits1 NOx Annual Rate v3.1 | 1035 | 7365 | Rate Constraint in lbs/MMBtu | FALSE | L | Annual | Qualifying Generation | TWh | 7.0753 | 0.7974 | 0.86765 | 0.048285 | 0 | 0 | 0
WI CoalUnits1 NOx Annual Rate v3.1 | 1035 | 7365 | Rate Constraint in lbs/MMBtu | FALSE | L | Annual | Rate | lb/MWh | 0.62729 | 0.50557 | 0.51733 | 0.85495 | 0 | 0 | 0
WI CoalUnits1 NOx Annual Rate v3.1 | 1035 | 7365 | Rate Constraint in lbs/MMBtu | FALSE | L | Annual | Constraint Shadow Price | US2022$/Ton | 0 | 0 | 0 | 0 | 0 | 0 | 0
WI CT DFO NOx Annual Rate v3.1 | 1036 | 7367 | Rate Constraint in lbs/MMBtu | FALSE | L | Annual | Seasons Included | Seasons | Winter, Spring, Summer, Fall | Winter, Spring, Summer, Fall | Winter, Spring, Summer, Fall | Winter, Spring, Summer, Fall | Winter, Spring, Summer, Fall | Winter, Spring, Summer, Fall | Winter, Spring, Summer, Fall
WI CT DFO NOx Annual Rate v3.1 | 1036 | 7367 | Rate Constraint in lbs/MMBtu | FALSE | L | Annual | Standard NOX | lb/MMBtu | 0.41 | 0.41 | 0.41 | 0.41 | 0.41 | 0.41 | 0.41
WI CT DFO NOx Annual Rate v3.1 | 1036 | 7367 | Rate Constraint in lbs/MMBtu | FALSE | L | Annual | Emissions at Affected Plants NOX | Thousand Tons | 0 | 0 | 0 | 0 | 0 | 0 | 0
WI CT DFO NOx Annual Rate v3.1 | 1036 | 7367 | Rate Constraint in lbs/MMBtu | FALSE | L | Annual | Allowances Purchased NOX | Thousand Tons | 0 | 0 | 0 | 0 | 0 | 0 | 0
WI CT DFO NOx Annual Rate v3.1 | 1036 | 7367 | Rate Constraint in lbs/MMBtu | FALSE | L | Annual | Allowances Sold NOX | Thousand Tons | 0 | 0 | 0 | 0 | 0 | 0 | 0
WI CT DFO NOx Annual Rate v3.1 | 1036 | 7367 | Rate Constraint in lbs/MMBtu | FALSE | L | Annual | Allowances Banked | Thousand Tons | 0 | 0 | 0 | 0 | 0 | 0 | 0
WI CT DFO NOx Annual Rate v3.1 | 1036 | 7367 | Rate Constraint in lbs/MMBtu | FALSE | L | Annual | Allowances Withdrawn (1:1) | Thousand Tons | 0 | 0 | 0 | 0 | 0 | 0 | 0
WI CT DFO NOx Annual Rate v3.1 | 1036 | 7367 | Rate Constraint in lbs/MMBtu | FALSE | L | Annual | Allowances Withdrawn (n:1) | Thousand Tons | 0 | 0 | 0 | 0 | 0 | 0 | 0
WI CT DFO NOx Annual Rate v3.1 | 1036 | 7367 | Rate Constraint in lbs/MMBtu | FALSE | L | Annual | Net Emissions Allowance Position | Thousand Tons | 0 | 0 | 0 | 0 | 0 | 0 | 0
WI CT DFO NOx Annual Rate v3.1 | 1036 | 7367 | Rate Constraint in lbs/MMBtu | FALSE | L | Annual | Fuel Consumed | TBtu | 0 | 0 | 0 | 0 | 0 | 0 | 0
WI CT DFO NOx Annual Rate v3.1 | 1036 | 7367 | Rate Constraint in lbs/MMBtu | FALSE | L | Annual | Rate | lb/MMBtu | 0 | 0 | 0 | 0 | 0 | 0 | 0
WI CT DFO NOx Annual Rate v3.1 | 1036 | 7367 | Rate Constraint in lbs/MMBtu | FALSE | L | Annual | Generation | TWh | 0 | 0 | 0 | 0 | 0 | 0 | 0
WI CT DFO NOx Annual Rate v3.1 | 1036 | 7367 | Rate Constraint in lbs/MMBtu | FALSE | L | Annual | Qualifying Generation | TWh | 0 | 0 | 0 | 0 | 0 | 0 | 0
WI CT DFO NOx Annual Rate v3.1 | 1036 | 7367 | Rate Constraint in lbs/MMBtu | FALSE | L | Annual | Rate | lb/MWh | 0 | 0 | 0 | 0 | 0 | 0 | 0
WI CT DFO NOx Annual Rate v3.1 | 1036 | 7367 | Rate Constraint in lbs/MMBtu | FALSE | L | Annual | Constraint Shadow Price | US2022$/Ton | 0 | 0 | 0 | 0 | 0 | 0 | 0
WI CT NGas NOx Annual Rate v3.1 | 1037 | 7366 | Rate Constraint in lbs/MMBtu | FALSE | L | Annual | Seasons Included | Seasons | Winter, Spring, Summer, Fall | Winter, Spring, Summer, Fall | Winter, Spring, Summer, Fall | Winter, Spring, Summer, Fall | Winter, Spring, Summer, Fall | Winter, Spring, Summer, Fall | Winter, Spring, Summer, Fall
WI CT NGas NOx Annual Rate v3.1 | 1037 | 7366 | Rate Constraint in lbs/MMBtu | FALSE | L | Annual | Standard NOX | lb/MMBtu | 0.11 | 0.11 | 0.11 | 0.11 | 0.11 | 0.11 | 0.11
WI CT NGas NOx Annual Rate v3.1 | 1037 | 7366 | Rate Constraint in lbs/MMBtu | FALSE | L | Annual | Emissions at Affected Plants NOX | Thousand Tons | 0.0060441 | 0.0049196 | 0.011475 | 0.0014496 | 0.0042443 | 0.023162 | 0.01498
WI CT NGas NOx Annual Rate v3.1 | 1037 | 7366 | Rate Constraint in lbs/MMBtu | FALSE | L | Annual | Allowances Purchased NOX | Thousand Tons | 0 | 0 | 0 | 0 | 0 | 0 | 0
WI CT NGas NOx Annual Rate v3.1 | 1037 | 7366 | Rate Constraint in lbs/MMBtu | FALSE | L | Annual | Allowances Sold NOX | Thousand Tons | 0 | 0 | 0 | 0 | 0 | 0 | 0
WI CT NGas NOx Annual Rate v3.1 | 1037 | 7366 | Rate Constraint in lbs/MMBtu | FALSE | L | Annual | Allowances Banked | Thousand Tons | 0 | 0 | 0 | 0 | 0 | 0 | 0
WI CT NGas NOx Annual Rate v3.1 | 1037 | 7366 | Rate Constraint in lbs/MMBtu | FALSE | L | Annual | Allowances Withdrawn (1:1) | Thousand Tons | 0 | 0 | 0 | 0 | 0 | 0 | 0
WI CT NGas NOx Annual Rate v3.1 | 1037 | 7366 | Rate Constraint in lbs/MMBtu | FALSE | L | Annual | Allowances Withdrawn (n:1) | Thousand Tons | 0 | 0 | 0 | 0 | 0 | 0 | 0
WI CT NGas NOx Annual Rate v3.1 | 1037 | 7366 | Rate Constraint in lbs/MMBtu | FALSE | L | Annual | Net Emissions Allowance Position | Thousand Tons | 0.0060441 | 0.0049196 | 0.011475 | 0.0014496 | 0.0042443 | 0.023162 | 0.01498
WI CT NGas NOx Annual Rate v3.1 | 1037 | 7366 | Rate Constraint in lbs/MMBtu | FALSE | L | Annual | Fuel Consumed | TBtu | 0.47984 | 0.42006 | 2.0863 | 0.26356 | 0.77169 | 4.2113 | 2.7237
WI CT NGas NOx Annual Rate v3.1 | 1037 | 7366 | Rate Constraint in lbs/MMBtu | FALSE | L | Annual | Rate | lb/MMBtu | 0.025192 | 0.023423 | 0.011 | 0.011 | 0.011 | 0.011 | 0.011
WI CT NGas NOx Annual Rate v3.1 | 1037 | 7366 | Rate Constraint in lbs/MMBtu | FALSE | L | Annual | Generation | TWh | 0.040981 | 0.036908 | 0.21933 | 0.027708 | 0.081127 | 0.44273 | 0.28634
WI CT NGas NOx Annual Rate v3.1 | 1037 | 7366 | Rate Constraint in lbs/MMBtu | FALSE | L | Annual | Qualifying Generation | TWh | 0.040587 | 0.036388 | 0.21063 | 0.026609 | 0.077909 | 0.42517 | 0.27498
WI CT NGas NOx Annual Rate v3.1 | 1037 | 7366 | Rate Constraint in lbs/MMBtu | FALSE | L | Annual | Rate | lb/MWh | 0.29784 | 0.2704 | 0.10895 | 0.10895 | 0.10895 | 0.10895 | 0.10895
WI CT NGas NOx Annual Rate v3.1 | 1037 | 7366 | Rate Constraint in lbs/MMBtu | FALSE | L | Annual | Constraint Shadow Price | US2022$/Ton | 0 | 0 | 0 | 0 | 0 | 0 | 0
WI Large Coal Units Hg Rule v3.1, Unit 2563 and retrofits | 1038 | 7369 | MACT Fuel Choice Floor in lbs/MMBtu | FALSE | L | Annual | Seasons Included | Seasons | Winter, Spring, Summer, Fall | Winter, Spring, Summer, Fall | Winter, Spring, Summer, Fall | Winter, Spring, Summer, Fall | Winter, Spring, Summer, Fall | Winter, Spring, Summer, Fall | Winter, Spring, Summer, Fall
WI Large Coal Units Hg Rule v3.1, Unit 2563 and retrofits | 1038 | 7369 | MACT Fuel Choice Floor in lbs/MMBtu | FALSE | L | Annual | Emission Floor | lbs/MMBtu | 7.92e-07 | 7.92e-07 | 7.92e-07 | 7.92e-07 | 7.92e-07 | 7.92e-07 | 7.92e-07
WI Large Coal Units Hg Rule v3.1, Unit 2563 and retrofits | 1038 | 7369 | MACT Fuel Choice Floor in lbs/MMBtu | FALSE | L | Annual | Emissions at Affected Plants MER | lbs | 16.7571 | 0 | 0 | 0 | 0 | 0 | 0
WI Large Coal Units Hg Rule v3.1, Unit 2563 and retrofits | 1038 | 7369 | MACT Fuel Choice Floor in lbs/MMBtu | FALSE | L | Annual | Allowances Purchased MER | lbs | 0 | 0 | 0 | 0 | 0 | 0 | 0
WI Large Coal Units Hg Rule v3.1, Unit 2563 and retrofits | 1038 | 7369 | MACT Fuel Choice Floor in lbs/MMBtu | FALSE | L | Annual | Allowances Sold MER | lbs | 0 | 0 | 0 | 0 | 0 | 0 | 0
WI Large Coal Units Hg Rule v3.1, Unit 2563 and retrofits | 1038 | 7369 | MACT Fuel Choice Floor in lbs/MMBtu | FALSE | L | Annual | Allowances Banked | lbs | 0 | 0 | 0 | 0 | 0 | 0 | 0
WI Large Coal Units Hg Rule v3.1, Unit 2563 and retrofits | 1038 | 7369 | MACT Fuel Choice Floor in lbs/MMBtu | FALSE | L | Annual | Allowances Withdrawn (1:1) | lbs | 0 | 0 | 0 | 0 | 0 | 0 | 0
WI Large Coal Units Hg Rule v3.1, Unit 2563 and retrofits | 1038 | 7369 | MACT Fuel Choice Floor in lbs/MMBtu | FALSE | L | Annual | Allowances Withdrawn (n:1) | lbs | 0 | 0 | 0 | 0 | 0 | 0 | 0
WI Large Coal Units Hg Rule v3.1, Unit 2563 and retrofits | 1038 | 7369 | MACT Fuel Choice Floor in lbs/MMBtu | FALSE | L | Annual | Net Emissions Allowance Position | lbs | 16.7571 | 0 | 0 | 0 | 0 | 0 | 0
WI Large Coal Units Hg Rule v3.1, Unit 2563 and retrofits | 1038 | 7369 | MACT Fuel Choice Floor in lbs/MMBtu | FALSE | L | Annual | Fuel Consumed | TBtu | 29.8634 | 0 | 0 | 0 | 0 | 0 | 0
WI Large Coal Units Hg Rule v3.1, Unit 2563 and retrofits | 1038 | 7369 | MACT Fuel Choice Floor in lbs/MMBtu | FALSE | L | Annual | Rate | lb/MMBtu | 5.6112e-07 | 0 | 0 | 0 | 0 | 0 | 0
WI Large Coal Units Hg Rule v3.1, Unit 2563 and retrofits | 1038 | 7369 | MACT Fuel Choice Floor in lbs/MMBtu | FALSE | L | Annual | Generation | TWh | 3.0854 | 0 | 0 | 0 | 0 | 0 | 0
WI Large Coal Units Hg Rule v3.1, Unit 2563 and retrofits | 1038 | 7369 | MACT Fuel Choice Floor in lbs/MMBtu | FALSE | L | Annual | Qualifying Generation | TWh | 3.0854 | 0 | 0 | 0 | 0 | 0 | 0
WI Large Coal Units Hg Rule v3.1, Unit 2563 and retrofits | 1038 | 7369 | MACT Fuel Choice Floor in lbs/MMBtu | FALSE | L | Annual | Constraint Shadow Price | US2022$/Lb | 0 | 0 | 0 | 0 | 0 | 0 | 0
WI Large Coal Units Hg Rule v3.1, Unit 3161 and retrofits | 1039 | 7369 | MACT Fuel Choice Floor in lbs/MMBtu | FALSE | L | Annual | Seasons Included | Seasons | Winter, Spring, Summer, Fall | Winter, Spring, Summer, Fall | Winter, Spring, Summer, Fall | Winter, Spring, Summer, Fall | Winter, Spring, Summer, Fall | Winter, Spring, Summer, Fall | Winter, Spring, Summer, Fall
WI Large Coal Units Hg Rule v3.1, Unit 3161 and retrofits | 1039 | 7369 | MACT Fuel Choice Floor in lbs/MMBtu | FALSE | L | Annual | Emission Floor | lbs/MMBtu | 7.92e-07 | 7.92e-07 | 7.92e-07 | 7.92e-07 | 7.92e-07 | 7.92e-07 | 7.92e-07
WI Large Coal Units Hg Rule v3.1, Unit 3161 and retrofits | 1039 | 7369 | MACT Fuel Choice Floor in lbs/MMBtu | FALSE | L | Annual | Emissions at Affected Plants MER | lbs | 3.0278 | 8.4479 | 0 | 0 | 0 | 0 | 0
WI Large Coal Units Hg Rule v3.1, Unit 3161 and retrofits | 1039 | 7369 | MACT Fuel Choice Floor in lbs/MMBtu | FALSE | L | Annual | Allowances Purchased MER | lbs | 0 | 0 | 0 | 0 | 0 | 0 | 0
WI Large Coal Units Hg Rule v3.1, Unit 3161 and retrofits | 1039 | 7369 | MACT Fuel Choice Floor in lbs/MMBtu | FALSE | L | Annual | Allowances Sold MER | lbs | 0 | 0 | 0 | 0 | 0 | 0 | 0
WI Large Coal Units Hg Rule v3.1, Unit 3161 and retrofits | 1039 | 7369 | MACT Fuel Choice Floor in lbs/MMBtu | FALSE | L | Annual | Allowances Banked | lbs | 0 | 0 | 0 | 0 | 0 | 0 | 0
WI Large Coal Units Hg Rule v3.1, Unit 3161 and retrofits | 1039 | 7369 | MACT Fuel Choice Floor in lbs/MMBtu | FALSE | L | Annual | Allowances Withdrawn (1:1) | lbs | 0 | 0 | 0 | 0 | 0 | 0 | 0
WI Large Coal Units Hg Rule v3.1, Unit 3161 and retrofits | 1039 | 7369 | MACT Fuel Choice Floor in lbs/MMBtu | FALSE | L | Annual | Allowances Withdrawn (n:1) | lbs | 0 | 0 | 0 | 0 | 0 | 0 | 0
WI Large Coal Units Hg Rule v3.1, Unit 3161 and retrofits | 1039 | 7369 | MACT Fuel Choice Floor in lbs/MMBtu | FALSE | L | Annual | Net Emissions Allowance Position | lbs | 3.0278 | 8.4479 | 0 | 0 | 0 | 0 | 0
WI Large Coal Units Hg Rule v3.1, Unit 3161 and retrofits | 1039 | 7369 | MACT Fuel Choice Floor in lbs/MMBtu | FALSE | L | Annual | Fuel Consumed | TBtu | 5.3959 | 15.0553 | 0 | 0 | 0 | 0 | 0
WI Large Coal Units Hg Rule v3.1, Unit 3161 and retrofits | 1039 | 7369 | MACT Fuel Choice Floor in lbs/MMBtu | FALSE | L | Annual | Rate | lb/MMBtu | 5.6112e-07 | 5.6112e-07 | 0 | 0 | 0 | 0 | 0
WI Large Coal Units Hg Rule v3.1, Unit 3161 and retrofits | 1039 | 7369 | MACT Fuel Choice Floor in lbs/MMBtu | FALSE | L | Annual | Generation | TWh | 0.53991 | 1.5064 | 0 | 0 | 0 | 0 | 0
WI Large Coal Units Hg Rule v3.1, Unit 3161 and retrofits | 1039 | 7369 | MACT Fuel Choice Floor in lbs/MMBtu | FALSE | L | Annual | Qualifying Generation | TWh | 0.53991 | 1.5064 | 0 | 0 | 0 | 0 | 0
WI Large Coal Units Hg Rule v3.1, Unit 3161 and retrofits | 1039 | 7369 | MACT Fuel Choice Floor in lbs/MMBtu | FALSE | L | Annual | Constraint Shadow Price | US2022$/Lb | 0 | 0 | 0 | 0 | 0 | 0 | 0
WI Large Coal Units Hg Rule v3.1, Unit 3411 and retrofits | 1040 | 7369 | MACT Fuel Choice Floor in lbs/MMBtu | FALSE | L | Annual | Seasons Included | Seasons | Winter, Spring, Summer, Fall | Winter, Spring, Summer, Fall | Winter, Spring, Summer, Fall | Winter, Spring, Summer, Fall | Winter, Spring, Summer, Fall | Winter, Spring, Summer, Fall | Winter, Spring, Summer, Fall
WI Large Coal Units Hg Rule v3.1, Unit 3411 and retrofits | 1040 | 7369 | MACT Fuel Choice Floor in lbs/MMBtu | FALSE | L | Annual | Emission Floor | lbs/MMBtu | 7.92e-07 | 7.92e-07 | 7.92e-07 | 7.92e-07 | 7.92e-07 | 7.92e-07 | 7.92e-07
WI Large Coal Units Hg Rule v3.1, Unit 3411 and retrofits | 1040 | 7369 | MACT Fuel Choice Floor in lbs/MMBtu | FALSE | L | Annual | Emissions at Affected Plants MER | lbs | 3.2519 | 10.0284 | 0 | 0 | 0 | 0 | 0
WI Large Coal Units Hg Rule v3.1, Unit 3411 and retrofits | 1040 | 7369 | MACT Fuel Choice Floor in lbs/MMBtu | FALSE | L | Annual | Allowances Purchased MER | lbs | 0 | 0 | 0 | 0 | 0 | 0 | 0
WI Large Coal Units Hg Rule v3.1, Unit 3411 and retrofits | 1040 | 7369 | MACT Fuel Choice Floor in lbs/MMBtu | FALSE | L | Annual | Allowances Sold MER | lbs | 0 | 0 | 0 | 0 | 0 | 0 | 0
WI Large Coal Units Hg Rule v3.1, Unit 3411 and retrofits | 1040 | 7369 | MACT Fuel Choice Floor in lbs/MMBtu | FALSE | L | Annual | Allowances Banked | lbs | 0 | 0 | 0 | 0 | 0 | 0 | 0
WI Large Coal Units Hg Rule v3.1, Unit 3411 and retrofits | 1040 | 7369 | MACT Fuel Choice Floor in lbs/MMBtu | FALSE | L | Annual | Allowances Withdrawn (1:1) | lbs | 0 | 0 | 0 | 0 | 0 | 0 | 0
WI Large Coal Units Hg Rule v3.1, Unit 3411 and retrofits | 1040 | 7369 | MACT Fuel Choice Floor in lbs/MMBtu | FALSE | L | Annual | Allowances Withdrawn (n:1) | lbs | 0 | 0 | 0 | 0 | 0 | 0 | 0
WI Large Coal Units Hg Rule v3.1, Unit 3411 and retrofits | 1040 | 7369 | MACT Fuel Choice Floor in lbs/MMBtu | FALSE | L | Annual | Net Emissions Allowance Position | lbs | 3.2519 | 10.0284 | 0 | 0 | 0 | 0 | 0
WI Large Coal Units Hg Rule v3.1, Unit 3411 and retrofits | 1040 | 7369 | MACT Fuel Choice Floor in lbs/MMBtu | FALSE | L | Annual | Fuel Consumed | TBtu | 5.7952 | 17.8719 | 0 | 0 | 0 | 0 | 0
WI Large Coal Units Hg Rule v3.1, Unit 3411 and retrofits | 1040 | 7369 | MACT Fuel Choice Floor in lbs/MMBtu | FALSE | L | Annual | Rate | lb/MMBtu | 5.6112e-07 | 5.6112e-07 | 0 | 0 | 0 | 0 | 0
WI Large Coal Units Hg Rule v3.1, Unit 3411 and retrofits | 1040 | 7369 | MACT Fuel Choice Floor in lbs/MMBtu | FALSE | L | Annual | Generation | TWh | 0.51554 | 1.5899 | 0 | 0 | 0 | 0 | 0
WI Large Coal Units Hg Rule v3.1, Unit 3411 and retrofits | 1040 | 7369 | MACT Fuel Choice Floor in lbs/MMBtu | FALSE | L | Annual | Qualifying Generation | TWh | 0.51554 | 1.5899 | 0 | 0 | 0 | 0 | 0
WI Large Coal Units Hg Rule v3.1, Unit 3411 and retrofits | 1040 | 7369 | MACT Fuel Choice Floor in lbs/MMBtu | FALSE | L | Annual | Constraint Shadow Price | US2022$/Lb | 0 | 0 | 0 | 0 | 0 | 0 | 0
WI Large Coal Units Hg Rule v3.1, Unit 4713 and retrofits | 1041 | 7369 | MACT Fuel Choice Floor in lbs/MMBtu | FALSE | L | Annual | Seasons Included | Seasons | Winter, Spring, Summer, Fall | Winter, Spring, Summer, Fall | Winter, Spring, Summer, Fall | Winter, Spring, Summer, Fall | Winter, Spring, Summer, Fall | Winter, Spring, Summer, Fall | Winter, Spring, Summer, Fall
WI Large Coal Units Hg Rule v3.1, Unit 4713 and retrofits | 1041 | 7369 | MACT Fuel Choice Floor in lbs/MMBtu | FALSE | L | Annual | Emission Floor | lbs/MMBtu | 7.92e-07 | 7.92e-07 | 7.92e-07 | 7.92e-07 | 7.92e-07 | 7.92e-07 | 7.92e-07
WI Large Coal Units Hg Rule v3.1, Unit 4713 and retrofits | 1041 | 7369 | MACT Fuel Choice Floor in lbs/MMBtu | FALSE | L | Annual | Emissions at Affected Plants MER | lbs | 19.843 | 0 | 0 | 0 | 0 | 0 | 0
WI Large Coal Units Hg Rule v3.1, Unit 4713 and retrofits | 1041 | 7369 | MACT Fuel Choice Floor in lbs/MMBtu | FALSE | L | Annual | Allowances Purchased MER | lbs | 0 | 0 | 0 | 0 | 0 | 0 | 0
WI Large Coal Units Hg Rule v3.1, Unit 4713 and retrofits | 1041 | 7369 | MACT Fuel Choice Floor in lbs/MMBtu | FALSE | L | Annual | Allowances Sold MER | lbs | 0 | 0 | 0 | 0 | 0 | 0 | 0
WI Large Coal Units Hg Rule v3.1, Unit 4713 and retrofits | 1041 | 7369 | MACT Fuel Choice Floor in lbs/MMBtu | FALSE | L | Annual | Allowances Banked | lbs | 0 | 0 | 0 | 0 | 0 | 0 | 0
WI Large Coal Units Hg Rule v3.1, Unit 4713 and retrofits | 1041 | 7369 | MACT Fuel Choice Floor in lbs/MMBtu | FALSE | L | Annual | Allowances Withdrawn (1:1) | lbs | 0 | 0 | 0 | 0 | 0 | 0 | 0
WI Large Coal Units Hg Rule v3.1, Unit 4713 and retrofits | 1041 | 7369 | MACT Fuel Choice Floor in lbs/MMBtu | FALSE | L | Annual | Allowances Withdrawn (n:1) | lbs | 0 | 0 | 0 | 0 | 0 | 0 | 0
WI Large Coal Units Hg Rule v3.1, Unit 4713 and retrofits | 1041 | 7369 | MACT Fuel Choice Floor in lbs/MMBtu | FALSE | L | Annual | Net Emissions Allowance Position | lbs | 19.843 | 0 | 0 | 0 | 0 | 0 | 0
WI Large Coal Units Hg Rule v3.1, Unit 4713 and retrofits | 1041 | 7369 | MACT Fuel Choice Floor in lbs/MMBtu | FALSE | L | Annual | Fuel Consumed | TBtu | 34.8322 | 0 | 0 | 0 | 0 | 0 | 0
WI Large Coal Units Hg Rule v3.1, Unit 4713 and retrofits | 1041 | 7369 | MACT Fuel Choice Floor in lbs/MMBtu | FALSE | L | Annual | Rate | lb/MMBtu | 5.6967e-07 | 0 | 0 | 0 | 0 | 0 | 0
WI Large Coal Units Hg Rule v3.1, Unit 4713 and retrofits | 1041 | 7369 | MACT Fuel Choice Floor in lbs/MMBtu | FALSE | L | Annual | Generation | TWh | 3.4729 | 0 | 0 | 0 | 0 | 0 | 0
WI Large Coal Units Hg Rule v3.1, Unit 4713 and retrofits | 1041 | 7369 | MACT Fuel Choice Floor in lbs/MMBtu | FALSE | L | Annual | Qualifying Generation | TWh | 3.4729 | 0 | 0 | 0 | 0 | 0 | 0
WI Large Coal Units Hg Rule v3.1, Unit 4713 and retrofits | 1041 | 7369 | MACT Fuel Choice Floor in lbs/MMBtu | FALSE | L | Annual | Constraint Shadow Price | US2022$/Lb | 0 | 0 | 0 | 0 | 0 | 0 | 0
WI Large Coal Units Hg Rule v3.1, Unit 4714 and retrofits | 1042 | 7369 | MACT Fuel Choice Floor in lbs/MMBtu | FALSE | L | Annual | Seasons Included | Seasons | Winter, Spring, Summer, Fall | Winter, Spring, Summer, Fall | Winter, Spring, Summer, Fall | Winter, Spring, Summer, Fall | Winter, Spring, Summer, Fall | Winter, Spring, Summer, Fall | Winter, Spring, Summer, Fall
WI Large Coal Units Hg Rule v3.1, Unit 4714 and retrofits | 1042 | 7369 | MACT Fuel Choice Floor in lbs/MMBtu | FALSE | L | Annual | Emission Floor | lbs/MMBtu | 7.92e-07 | 7.92e-07 | 7.92e-07 | 7.92e-07 | 7.92e-07 | 7.92e-07 | 7.92e-07
WI Large Coal Units Hg Rule v3.1, Unit 4714 and retrofits | 1042 | 7369 | MACT Fuel Choice Floor in lbs/MMBtu | FALSE | L | Annual | Emissions at Affected Plants MER | lbs | 20.4166 | 0.35793 | 0.37806 | 0.37779 | 0 | 0 | 0
WI Large Coal Units Hg Rule v3.1, Unit 4714 and retrofits | 1042 | 7369 | MACT Fuel Choice Floor in lbs/MMBtu | FALSE | L | Annual | Allowances Purchased MER | lbs | 0 | 0 | 0 | 0 | 0 | 0 | 0
WI Large Coal Units Hg Rule v3.1, Unit 4714 and retrofits | 1042 | 7369 | MACT Fuel Choice Floor in lbs/MMBtu | FALSE | L | Annual | Allowances Sold MER | lbs | 0 | 0 | 0 | 0 | 0 | 0 | 0
WI Large Coal Units Hg Rule v3.1, Unit 4714 and retrofits | 1042 | 7369 | MACT Fuel Choice Floor in lbs/MMBtu | FALSE | L | Annual | Allowances Banked | lbs | 0 | 0 | 0 | 0 | 0 | 0 | 0
WI Large Coal Units Hg Rule v3.1, Unit 4714 and retrofits | 1042 | 7369 | MACT Fuel Choice Floor in lbs/MMBtu | FALSE | L | Annual | Allowances Withdrawn (1:1) | lbs | 0 | 0 | 0 | 0 | 0 | 0 | 0
WI Large Coal Units Hg Rule v3.1, Unit 4714 and retrofits | 1042 | 7369 | MACT Fuel Choice Floor in lbs/MMBtu | FALSE | L | Annual | Allowances Withdrawn (n:1) | lbs | 0 | 0 | 0 | 0 | 0 | 0 | 0
WI Large Coal Units Hg Rule v3.1, Unit 4714 and retrofits | 1042 | 7369 | MACT Fuel Choice Floor in lbs/MMBtu | FALSE | L | Annual | Net Emissions Allowance Position | lbs | 20.4166 | 0.35793 | 0.37806 | 0.37779 | 0 | 0 | 0
WI Large Coal Units Hg Rule v3.1, Unit 4714 and retrofits | 1042 | 7369 | MACT Fuel Choice Floor in lbs/MMBtu | FALSE | L | Annual | Fuel Consumed | TBtu | 35.839 | 7.9091 | 8.8148 | 0.66316 | 0 | 0 | 0
WI Large Coal Units Hg Rule v3.1, Unit 4714 and retrofits | 1042 | 7369 | MACT Fuel Choice Floor in lbs/MMBtu | FALSE | L | Annual | Rate | lb/MMBtu | 5.6967e-07 | 4.5255e-08 | 4.2889e-08 | 5.6967e-07 | 0 | 0 | 0
WI Large Coal Units Hg Rule v3.1, Unit 4714 and retrofits | 1042 | 7369 | MACT Fuel Choice Floor in lbs/MMBtu | FALSE | L | Annual | Generation | TWh | 3.6024 | 0.7974 | 0.86765 | 0.048285 | 0 | 0 | 0
WI Large Coal Units Hg Rule v3.1, Unit 4714 and retrofits | 1042 | 7369 | MACT Fuel Choice Floor in lbs/MMBtu | FALSE | L | Annual | Qualifying Generation | TWh | 3.6024 | 0.7974 | 0.86765 | 0.048285 | 0 | 0 | 0
WI Large Coal Units Hg Rule v3.1, Unit 4714 and retrofits | 1042 | 7369 | MACT Fuel Choice Floor in lbs/MMBtu | FALSE | L | Annual | Constraint Shadow Price | US2022$/Lb | 0 | 0 | 0 | 0 | 0 | 0 | 0
WI Small Coal Units Hg Rule v3.1, Unit 3461 and retrofits | 1043 | 7370 | MACT Fuel Choice Floor in lbs/MMBtu | FALSE | L | Annual | Seasons Included | Seasons | Winter, Spring, Summer, Fall | Winter, Spring, Summer, Fall | Winter, Spring, Summer, Fall | Winter, Spring, Summer, Fall | Winter, Spring, Summer, Fall | Winter, Spring, Summer, Fall | Winter, Spring, Summer, Fall
WI Small Coal Units Hg Rule v3.1, Unit 3461 and retrofits | 1043 | 7370 | MACT Fuel Choice Floor in lbs/MMBtu | FALSE | L | Annual | Emission Floor | lbs/MMBtu | 6.91e-07 | 6.91e-07 | 6.91e-07 | 6.91e-07 | 6.91e-07 | 6.91e-07 | 6.91e-07
WI Small Coal Units Hg Rule v3.1, Unit 3461 and retrofits | 1043 | 7370 | MACT Fuel Choice Floor in lbs/MMBtu | FALSE | L | Annual | Emissions at Affected Plants MER | lbs | 2.3178 | 2.4976 | 0 | 0 | 0 | 0 | 0
WI Small Coal Units Hg Rule v3.1, Unit 3461 and retrofits | 1043 | 7370 | MACT Fuel Choice Floor in lbs/MMBtu | FALSE | L | Annual | Allowances Purchased MER | lbs | 0 | 0 | 0 | 0 | 0 | 0 | 0
WI Small Coal Units Hg Rule v3.1, Unit 3461 and retrofits | 1043 | 7370 | MACT Fuel Choice Floor in lbs/MMBtu | FALSE | L | Annual | Allowances Sold MER | lbs | 0 | 0 | 0 | 0 | 0 | 0 | 0
WI Small Coal Units Hg Rule v3.1, Unit 3461 and retrofits | 1043 | 7370 | MACT Fuel Choice Floor in lbs/MMBtu | FALSE | L | Annual | Allowances Banked | lbs | 0 | 0 | 0 | 0 | 0 | 0 | 0
WI Small Coal Units Hg Rule v3.1, Unit 3461 and retrofits | 1043 | 7370 | MACT Fuel Choice Floor in lbs/MMBtu | FALSE | L | Annual | Allowances Withdrawn (1:1) | lbs | 0 | 0 | 0 | 0 | 0 | 0 | 0
WI Small Coal Units Hg Rule v3.1, Unit 3461 and retrofits | 1043 | 7370 | MACT Fuel Choice Floor in lbs/MMBtu | FALSE | L | Annual | Allowances Withdrawn (n:1) | lbs | 0 | 0 | 0 | 0 | 0 | 0 | 0
WI Small Coal Units Hg Rule v3.1, Unit 3461 and retrofits | 1043 | 7370 | MACT Fuel Choice Floor in lbs/MMBtu | FALSE | L | Annual | Net Emissions Allowance Position | lbs | 2.3178 | 2.4976 | 0 | 0 | 0 | 0 | 0
WI Small Coal Units Hg Rule v3.1, Unit 3461 and retrofits | 1043 | 7370 | MACT Fuel Choice Floor in lbs/MMBtu | FALSE | L | Annual | Fuel Consumed | TBtu | 4.1084 | 4.4272 | 0 | 0 | 0 | 0 | 0
WI Small Coal Units Hg Rule v3.1, Unit 3461 and retrofits | 1043 | 7370 | MACT Fuel Choice Floor in lbs/MMBtu | FALSE | L | Annual | Rate | lb/MMBtu | 5.6415e-07 | 5.6415e-07 | 0 | 0 | 0 | 0 | 0
WI Small Coal Units Hg Rule v3.1, Unit 3461 and retrofits | 1043 | 7370 | MACT Fuel Choice Floor in lbs/MMBtu | FALSE | L | Annual | Generation | TWh | 0.32428 | 0.34944 | 0 | 0 | 0 | 0 | 0
WI Small Coal Units Hg Rule v3.1, Unit 3461 and retrofits | 1043 | 7370 | MACT Fuel Choice Floor in lbs/MMBtu | FALSE | L | Annual | Qualifying Generation | TWh | 0.32428 | 0.34944 | 0 | 0 | 0 | 0 | 0
WI Small Coal Units Hg Rule v3.1, Unit 3461 and retrofits | 1043 | 7370 | MACT Fuel Choice Floor in lbs/MMBtu | FALSE | L | Annual | Constraint Shadow Price | US2022$/Lb | 0 | 0 | 0 | 0 | 0 | 0 | 0
Zero Reserve Margin Type 3 Constraints | 1044 | 7670 | MACT Fuel Choice Floor in lbs/MMBtu | FALSE | L | Annual | Seasons Included | Seasons | Winter, Spring, Summer, Fall | Winter, Spring, Summer, Fall | Winter, Spring, Summer, Fall | Winter, Spring, Summer, Fall | Winter, Spring, Summer, Fall | Winter, Spring, Summer, Fall | Winter, Spring, Summer, Fall
Zero Reserve Margin Type 3 Constraints | 1044 | 7670 | MACT Fuel Choice Floor in lbs/MMBtu | FALSE | L | Annual | Emission Floor | lb/MMBtu | NA | NA | NA | NA | NA | NA | NA
Zero Reserve Margin Type 3 Constraints | 1044 | 7670 | MACT Fuel Choice Floor in lbs/MMBtu | FALSE | L | Annual | Emissions at Affected Plants NOX | Thousand Tons | 0 | 0 | 0 | 0 | 0 | 0 | 0
Zero Reserve Margin Type 3 Constraints | 1044 | 7670 | MACT Fuel Choice Floor in lbs/MMBtu | FALSE | L | Annual | Allowances Purchased NOX | Thousand Tons | 0 | 0 | 0 | 0 | 0 | 0 | 0
Zero Reserve Margin Type 3 Constraints | 1044 | 7670 | MACT Fuel Choice Floor in lbs/MMBtu | FALSE | L | Annual | Allowances Sold NOX | Thousand Tons | 0 | 0 | 0 | 0 | 0 | 0 | 0
Zero Reserve Margin Type 3 Constraints | 1044 | 7670 | MACT Fuel Choice Floor in lbs/MMBtu | FALSE | L | Annual | Allowances Banked | Thousand Tons | 0 | 0 | 0 | 0 | 0 | 0 | 0
Zero Reserve Margin Type 3 Constraints | 1044 | 7670 | MACT Fuel Choice Floor in lbs/MMBtu | FALSE | L | Annual | Allowances Withdrawn (1:1) | Thousand Tons | 0 | 0 | 0 | 0 | 0 | 0 | 0
Zero Reserve Margin Type 3 Constraints | 1044 | 7670 | MACT Fuel Choice Floor in lbs/MMBtu | FALSE | L | Annual | Allowances Withdrawn (n:1) | Thousand Tons | 0 | 0 | 0 | 0 | 0 | 0 | 0
Zero Reserve Margin Type 3 Constraints | 1044 | 7670 | MACT Fuel Choice Floor in lbs/MMBtu | FALSE | L | Annual | Net Emissions Allowance Position | Thousand Tons | 0 | 0 | 0 | 0 | 0 | 0 | 0
Zero Reserve Margin Type 3 Constraints | 1044 | 7670 | MACT Fuel Choice Floor in lbs/MMBtu | FALSE | L | Annual | Fuel Consumed | TBtu | 0 | 0 | 0 | 0 | 0 | 0 | 0
Zero Reserve Margin Type 3 Constraints | 1044 | 7670 | MACT Fuel Choice Floor in lbs/MMBtu | FALSE | L | Annual | Rate | lb/MMBtu | 0 | 0 | 0 | 0 | 0 | 0 | 0
Zero Reserve Margin Type 3 Constraints | 1044 | 7670 | MACT Fuel Choice Floor in lbs/MMBtu | FALSE | L | Annual | Generation | TWh | 0 | 0 | 0 | 0 | 0 | 0 | 0
Zero Reserve Margin Type 3 Constraints | 1044 | 7670 | MACT Fuel Choice Floor in lbs/MMBtu | FALSE | L | Annual | Qualifying Generation | TWh | 0 | 0 | 0 | 0 | 0 | 0 | 0
Zero Reserve Margin Type 3 Constraints | 1044 | 7670 | MACT Fuel Choice Floor in lbs/MMBtu | FALSE | L | Annual | Constraint Shadow Price | US2022$/Ton | 0 | 0 | 0 | 0 | 0 | 0 | 0

## Table 1-16_US
Final Rule Sens High Demand
| 2028 | 2030 | 2035 | 2040 | 2045 | 2050 | 2055
1. Reserve Margin Capacity Winter [MW] | 939923.2948 | 963221.6256 | 1052365.3993 | 1158886.3909 | 1268449.1857 | 1379903.3489 | 1471726.2069
Plus Firm Contract Purchases Winter [MW] | 0 | 0 | 0 | 0 | 0 | 0 | 0
Plus Transmission In Winter [MW] | 31191.8427 | 35082.9014 | 42758.2027 | 48256.3547 | 68453.9464 | 74952.7227 | 76061.0853
Less Firm Contract Sales Winter [MW] | 0 | 0 | 0 | 0 | 0 | 0 | 0
Less Transmission Out Winter [MW] | 33936.4593 | 38702.7671 | 46745.9772 | 55412.5247 | 76656.7818 | 83114.7765 | 84332.0651
Total Reserve Margin Capacity Winter [MW] | 937178.6782 | 959601.7599 | 1048377.6249 | 1151730.2209 | 1260246.3503 | 1371741.2951 | 1463455.2271
2. Peak Load Winter [MW] | 729116.5626 | 754084.843 | 828213.146 | 906350.0322 | 984864.2913 | 1066457.359 | 1135620.3211
Less DSM [MW] | 0 | 0 | 0 | 0 | 0 | 0 | 0
Net Demand Winter [MW] | 729116.5626 | 754084.843 | 828213.146 | 906350.0322 | 984864.2913 | 1066457.359 | 1135620.3211
3. Reserve Margin Winter [%] | 28.5362 | 27.2538 | 26.5831 | 27.0734 | 27.9614 | 28.626 | 28.8684
1. Reserve Margin Capacity Spring [MW] | 939923.2948 | 963221.6256 | 1052365.3993 | 1158886.3909 | 1268449.1857 | 1379903.3489 | 1471726.2069
Plus Firm Contract Purchases Spring [MW] | 0 | 0 | 0 | 0 | 0 | 0 | 0
Plus Transmission In Spring [MW] | 2807.9008 | 3001.5119 | 5097.6143 | 5223.5739 | 11791.6652 | 20781.6595 | 24648.7722
Less Firm Contract Sales Spring [MW] | 0 | 0 | 0 | 0 | 0 | 0 | 0
Less Transmission Out Spring [MW] | 3099.8705 | 3080.0828 | 5227.2445 | 5352.8978 | 12087.8871 | 21292.6839 | 25254.8896
Total Reserve Margin Capacity Spring [MW] | 939631.3251 | 963143.0547 | 1052235.7691 | 1158757.067 | 1268152.9639 | 1379392.3245 | 1471120.0895
2. Peak Load Spring [MW] | 622248.3574 | 645424.9557 | 716274.0636 | 787524.0317 | 854195.2188 | 920726.7298 | 982154.1979
Less DSM [MW] | 0 | 0 | 0 | 0 | 0 | 0 | 0
Net Demand Spring [MW] | 622248.3574 | 645424.9557 | 716274.0636 | 787524.0317 | 854195.2188 | 920726.7298 | 982154.1979
3. Reserve Margin Spring [%] | 51.0058 | 49.2262 | 46.9041 | 47.1393 | 48.4617 | 49.8156 | 49.785
1. Reserve Margin Capacity Summer [MW] | 939923.2948 | 963221.6256 | 1052365.3993 | 1158886.3909 | 1268449.1857 | 1379903.3489 | 1471726.2069
Plus Firm Contract Purchases Summer [MW] | 0 | 0 | 0 | 0 | 0 | 0 | 0
Plus Transmission In Summer [MW] | 78974.144 | 93350.5209 | 99630.4617 | 104520.2318 | 131811.4922 | 140804.7745 | 145628.8814
Less Firm Contract Sales Summer [MW] | 0 | 0 | 0 | 0 | 0 | 0 | 0
Less Transmission Out Summer [MW] | 72746.3304 | 87330.0849 | 91254.9234 | 98568.6253 | 126256.0228 | 135105.6509 | 139986.9378
Total Reserve Margin Capacity Summer [MW] | 946151.1084 | 969242.0616 | 1060740.9376 | 1164837.9974 | 1274004.6551 | 1385602.4725 | 1477368.1505
2. Peak Load Summer [MW] | 817012.2567 | 842133.8667 | 920548.6279 | 1010916.1087 | 1105724.0023 | 1202687.6724 | 1282426.4459
Less DSM [MW] | 0 | 0 | 0 | 0 | 0 | 0 | 0
Net Demand Summer [MW] | 817012.2567 | 842133.8667 | 920548.6279 | 1010916.1087 | 1105724.0023 | 1202687.6724 | 1282426.4459
3. Reserve Margin Summer [%] | 15.8062 | 15.0936 | 15.2292 | 15.226 | 15.219 | 15.2088 | 15.201
1. Reserve Margin Capacity Fall [MW] | 939923.2948 | 963221.6256 | 1052365.3993 | 1158886.3909 | 1268449.1857 | 1379903.3489 | 1471726.2069
Plus Firm Contract Purchases Fall [MW] | 0 | 0 | 0 | 0 | 0 | 0 | 0
Plus Transmission In Fall [MW] | 6685.0874 | 6278.2072 | 10123.7683 | 6691.8382 | 18349.8111 | 27587.6857 | 32224.642
Less Firm Contract Sales Fall [MW] | 0 | 0 | 0 | 0 | 0 | 0 | 0
Less Transmission Out Fall [MW] | 7619.7573 | 7658.04 | 10459.4638 | 6950.5471 | 18899.4602 | 28272.3881 | 33025.4373
Total Reserve Margin Capacity Fall [MW] | 938988.6249 | 961841.7927 | 1052029.7039 | 1158627.6819 | 1267899.5367 | 1379218.6465 | 1470925.4116
2. Peak Load Fall [MW] | 668297.8049 | 691338.0044 | 762164.2386 | 836481.2641 | 910297.7758 | 983967.0332 | 1049302.6074
Less DSM [MW] | 0 | 0 | 0 | 0 | 0 | 0 | 0
Net Demand Fall [MW] | 668297.8049 | 691338.0044 | 762164.2386 | 836481.2641 | 910297.7758 | 983967.0332 | 1049302.6074
3. Reserve Margin Fall [%] | 40.5045 | 39.1276 | 38.0319 | 38.5121 | 39.284 | 40.1692 | 40.1812
1. Reserve Margin Capacity Annual [MW] | 939923.2948 | 963221.6256 | 1052365.3993 | 1158886.3909 | 1268449.1857 | 1379903.3489 | 1471726.2069
Plus Firm Contract Purchases Annual [MW] | 0 | 0 | 0 | 0 | 0 | 0 | 0
Plus Transmission In Annual [MW] | 83711.1102 | 93136.6985 | 99494.4815 | 105644.2611 | 134759.5744 | 148339.3527 | 154050.6677
Less Firm Contract Sales Annual [MW] | 0 | 0 | 0 | 0 | 0 | 0 | 0
Less Transmission Out Annual [MW] | 52941.7364 | 59509.3117 | 66185.0772 | 69771.7702 | 102776.5269 | 113213.5794 | 116789.4943
Total Reserve Margin Capacity Annual [MW] | 970692.6686 | 996849.0124 | 1085674.8037 | 1194758.8817 | 1300432.2332 | 1415029.1222 | 1508987.3804
(for seasonal/annual regions combined)
2. Peak Load Annual [MW] | 830938.1297 | 856476.9046 | 935581.761 | 1026733.0327 | 1122258.8681 | 1221033.7467 | 1301957.2026
Less DSM [MW] | 0 | 0 | 0 | 0 | 0 | 0 | 0
Net Demand Annual [MW] | 830938.1297 | 856476.9046 | 935581.761 | 1026733.0327 | 1122258.8681 | 1221033.7467 | 1301957.2026
(for seasonal/annual regions combined)
3. Reserve Margin Annual [%] | 16.8189 | 16.3895 | 16.0427 | 16.3651 | 15.8763 | 15.8878 | 15.9015
(for seasonal/annual regions combined)
3a.Local Reserves Annual [%] | 113.1159 | 112.4632 | 112.4825 | 112.8712 | 113.0264 | 113.0111 | 113.0395
(for seasonal/annual regions combined)
4. Total Generation [GWh] | 4636013.3367 | 4837458.336 | 5523743.372 | 6155107.9267 | 6899365.6093 | 7277772.4579 | 7727813.433
Inter-Region Transmission [GWh] | 15719.3506 | 9660.9461 | -6674.7164 | -40334.0223 | -62211.5663 | -32788.7158 | -16652.6123
Pumping & Storage Losses [GWh] | 84067.348 | 97367.2777 | 208490.6471 | 256603.2634 | 412588.9137 | 415142.9992 | 429184.3017
Produced Fuel Losses [GWh] | 0 | 0 | 0 | 0 | 0 | 0 | 0
Plus Purchases [GWh] | 0 | 0 | 0 | 0 | 0 | 0 | 0
Less Sales [GWh] | 0 | 0 | 0 | 0 | 0 | 0 | 0
5. Total Supply for Demand [GWh] | 4567665.3393 | 4749752.0045 | 5308578.0086 | 5858170.6409 | 6424565.1294 | 6829840.743 | 7281976.5189
6. Projected Demand [GWh] | 4564515.1623 | 4749038.3761 | 5301253.8056 | 5817746.2434 | 6287324.3326 | 6731106.7623 | 7174163.8706
Energy Not Served [GWh] | 0 | 0 | 0 | 0 | 0 | 0 | 0
Less DSM [GWh] | 0 | 0 | 0 | 0 | 0 | 0 | 0
Energy Demand Response [GWh] | 0 | 0 | 0 | 0 | 0 | 0 | 0
Net Demand [GWh] | 4564515.1623 | 4749038.3761 | 5301253.8056 | 5817746.2434 | 6287324.3326 | 6731106.7623 | 7174163.8706
7. Dumped Energy [GWh] | 3150.177 | 713.6284 | 7324.2029 | 40424.3975 | 137240.7968 | 98733.9807 | 107812.6483
8. Total Generation [GWh] | 4636013.3367 | 4837458.336 | 5523743.372 | 6155107.9267 | 6899365.6093 | 7277772.4579 | 7727813.433
Less T&D Losses [GWh] | 328098.4362 | 342021.0145 | 391070.4804 | 434629.0187 | 484982.5131 | 513505.515 | 546377.9362
9. Total Sales [GWh] | 4307914.9006 | 4495437.3215 | 5132672.8916 | 5720478.9079 | 6414383.0962 | 6764266.943 | 7181435.4967
Capacity Avoided Costs [US$/kW]
ANNUAL | 62.345 | 85.2788 | 74.8594 | 88.0511 | 77.1591 | 73.2959 | 73.8406
WINTER | 19.5082 | 17.4892 | 10.1292 | 9.5207 | 8.0816 | 8.2219 | 8.6071
SPRING | 0.00077032 | 0.00085926 | 0.00086057 | 0.00075242 | 0.0016154 | 0.00096278 | 0.00095451
SUMMER | 45.1542 | 69.7453 | 66.0844 | 79.8311 | 70.2224 | 66.3432 | 66.5337
FALL | 0.00096081 | 0.0012073 | 0.0013194 | 0.00075832 | 0.00196 | 0.0015237 | 0.0016603
10. Capacity by Capacity Reporting Type [MW]
00 New Combined Cycle | 32553.6603 | 34490.578 | 33524.3097 | 34155.4004 | 34155.4004 | 61856.4412 | 99130.4819
00 New Combined Cycle with CCS Retrofit | 0 | 0 | 832.2584 | 832.2584 | 832.2584 | 832.2584 | 832.2584
00 New Combined Cycle with CF Limit | 0 | 0 | 0 | 0 | 0 | 0 | 0
00 New Combined Cycle with HRI Retrofit | 0 | 0 | 0 | 0 | 0 | 0 | 0
00 New Combined Cycle with Hydrogen Retrofit | 0 | 0 | 0 | 0 | 0 | 0 | 1206.4984
00 New Combined Cycle with Hydrogen Retrofit Undone | 0 | 0 | 0 | 0 | 0 | 0 | 0
00 New Combined Cycle with CCS | 0 | 0 | 0 | 0 | 0 | 0 | 0
00 New Combustion Turbine | 13118.1489 | 19082.7339 | 35754.2831 | 102678.7767 | 192088.7242 | 294504.7264 | 351591.6193
00 New Combustion Turbine with HRI Retrofit | 0 | 0 | 0 | 0 | 0 | 0 | 0
00 New Combustion Turbine with Hydrogen Retrofit | 0 | 0 | 0 | 0 | 0 | 2052.1459 | 2136.1943
00 New Combustion Turbine with Hydrogen Retrofit Undone | 0 | 0 | 0 | 0 | 0 | 0 | 0
00 New Hydro | 0 | 2175.972 | 5813.1345 | 9477.2141 | 10247.4273 | 10247.4273 | 10247.4273
00 New Nuclear | 0 | 0 | 0 | 0 | 0 | 0 | 0
00 New Nuclear - SMR | 0 | 0 | 0 | 0 | 0 | 1510.6378 | 1510.6378
00 New Biomass | 0 | 0 | 0 | 0 | 0 | 0 | 0
00 New Geothermal | 601.83 | 601.83 | 601.83 | 601.83 | 675.88 | 675.88 | 675.88
00 New Landfill Gas | 1542 | 1542 | 1543.0519 | 1543.0519 | 1543.0519 | 3238.2275 | 4024.4488
00 New Battery Storage | 15997.3586 | 24572.978 | 93933.2315 | 114394.3433 | 159057.1289 | 159334.4096 | 162925.3846
00 New Offshore Wind | 5939.9968 | 10143.7778 | 29648.3234 | 32453.1897 | 52736.8298 | 52736.8298 | 52736.8298
00 New Onshore Wind | 79483.4776 | 121815.9156 | 246221.2257 | 487554.7619 | 640972.8505 | 648806.5305 | 708898.6213
00 New Solar PV | 41327.7087 | 46151.9821 | 162562.7446 | 235150.6015 | 425673.2588 | 452994.5276 | 492447.4509
00 New Solar Thermal | 0 | 0 | 0 | 0 | 0 | 1242.1415 | 1403.2997
00 New Fuel Cell | 0 | 0 | 0 | 0 | 0 | 0 | 0
00 New Ultrasupercritical Coal without CCS | 0 | 0 | 0 | 0 | 0 | 0 | 0
00 New Ultrasupercritical Coal with 30% CCS | 0 | 0 | 0 | 0 | 0 | 0 | 0
00 New Ultrasupercritical Coal with 90% CCS | 0 | 0 | 0 | 0 | 0 | 0 | 0
00 Exist & New Distributed Solar PV | 83124.0013 | 94630.1834 | 126188.6551 | 161077.7831 | 197612.3917 | 242681.6644 | 300443.6572
00 Exist Combined Cycle | 287866.6196 | 286111.1298 | 285296.8724 | 284832.8724 | 278813.6566 | 269888.6464 | 262875.5237
00 Exist Combustion Turbine | 149317.1 | 148848.6 | 148066.7 | 147902.7 | 137473.1 | 133005.6 | 133005.6
00 Exist FBC_Uncontrolled | 2.3 | 2.3 | 2.3 | 2.3 | 2.3 | 0 | 0
00 Exist FBC_ACI_DSI | 478 | 0 | 0 | 0 | 0 | 0 | 0
00 Exist FBC_DryFGD_ACI | 139 | 0 | 0 | 0 | 0 | 0 | 0
00 Exist FBC_DryFGD_DSI | 0 | 0 | 0 | 0 | 0 | 0 | 0
00 Exist FBC_DryFGD_SNCR | 1599.8864 | 0 | 0 | 0 | 0 | 0 | 0
00 Exist FBC_DryFGD_SNCR_ACI | 379 | 0 | 0 | 0 | 0 | 0 | 0
00 Exist FBC_DryFGD_SNCR_ACI_DSI | 624 | 6.6045e-07 | 6.6045e-07 | 6.6045e-07 | 6.6045e-07 | 6.6045e-07 | 6.6045e-07
00 Exist FBC_DryFGD_SNCR_DSI | 0 | 0 | 0 | 0 | 0 | 0 | 0
00 Exist FBC_DSI | 606.0416 | 0 | 0 | 0 | 0 | 0 | 0
00 Exist FBC_SNCR | 0 | 0 | 0 | 0 | 0 | 0 | 0
00 Exist FBC_SNCR_ACI_DSI | 0 | 0 | 0 | 0 | 0 | 0 | 0
00 Exist FBC_SNCR_DSI | 1060 | 0 | 0 | 0 | 0 | 0 | 0
00 Exist FBC_WetFGD_SNCR | 54 | 0 | 0 | 0 | 0 | 0 | 0
00 Exist FBC_WetFGD_DSI | 51 | 0 | 0 | 0 | 0 | 0 | 0
00 Exist_Non-FBC_Uncontrolled | 276.4 | 141.3 | 141.3 | 141.3 | 141.3 | 94.3 | 94.3
00 Exist_Non-FBC_ACI | 7886.2392 | 10 | 10 | 10 | 10 | 10 | 10
00 Exist_Non-FBC_ACI_DSI | 993 | 0 | 0 | 0 | 0 | 0 | 0
00 Exist_Non-FBC_DryFGD | 0 | 0 | 0 | 0 | 0 | 0 | 0
00 Exist_Non-FBC_DryFGD_ACI | 5598.167 | 22 | 22 | 22 | 22 | 22 | 22
00 Exist_Non-FBC_DryFGD_SCR | 0 | 0 | 0 | 0 | 0 | 0 | 0
00 Exist_Non-FBC_DryFGD_SCR_ACI | 7919.8561 | 17.8 | 0 | 0 | 0 | 0 | 0
00 Exist_Non-FBC_DryFGD_SCR_DSI | 268 | 0 | 0 | 0 | 0 | 0 | 0
00 Exist_Non-FBC_DryFGD_SCR_ACI_DSI | 691 | 0 | 0 | 0 | 0 | 0 | 0
00 Exist_Non-FBC_DryFGD_SNCR_ACI | 2163 | 0 | 0 | 0 | 0 | 0 | 0
00 Exist_Non-FBC_DryFGD_SNCR_ACI_DSI | 585 | 0 | 0 | 0 | 0 | 0 | 0
00 Exist_Non-FBC_DSI | 938 | 0 | 0 | 0 | 0 | 0 | 0
00 Exist_Non-FBC_SCR_ACI | 1847 | 0 | 0 | 0 | 0 | 0 | 0
00 Exist_Non-FBC_SCR_ACI_DSI | 1676.1117 | 0 | 0 | 0 | 0 | 0 | 0
00 Exist_Non-FBC_SNCR_ACI | 557 | 0 | 0 | 0 | 0 | 0 | 0
00 Exist_Non-FBC_SNCR_ACI_DSI | 0 | 0 | 0 | 0 | 0 | 0 | 0
00 Exist_Non-FBC_WetFGD | 2926 | 0 | 0 | 0 | 0 | 0 | 0
00 Exist_Non-FBC_WetFGD_ACI | 2795.3239 | 4.352e-07 | 4.352e-07 | 4.352e-07 | 4.352e-07 | 4.352e-07 | 4.352e-07
00 Exist_Non-FBC_WetFGD_ACI_DSI | 0 | 0 | 0 | 0 | 0 | 0 | 0
00 Exist_Non-FBC_WetFGD_SCR | 29070.577 | 0 | 0 | 0 | 0 | 0 | 0
00 Exist_Non-FBC_WetFGD_SCR_DSI | 127.8808 | 0 | 0 | 0 | 0 | 0 | 0
00 Exist_Non-FBC_WetFGD_SCR_ACI | 13599 | 0 | 0 | 0 | 0 | 0 | 0
00 Exist_Non-FBC_WetFGD_SCR_ACI_DSI | 5635 | 0 | 0 | 0 | 0 | 0 | 0
00 Exist_Non-FBC_WetFGD_SNCR | 459 | 0 | 0 | 0 | 0 | 0 | 0
00 Exist_Non-FBC_WetFGD_SNCR_ACI | 1622.4125 | 7.9712e-07 | 7.9712e-07 | 7.9712e-07 | 7.9712e-07 | 7.9712e-07 | 7.9712e-07
00 Exist IGCC | 107.7295 | 107.7295 | 0 | 0 | 0 | 0 | 0
00 Exist Fossil_Other | 1070.8 | 1070.8 | 1070.8 | 1070.8 | 1070.8 | 1070.8 | 1070.8
00 Exist Fuel Cell | 354.2 | 354.2 | 354.2 | 354.2 | 354.2 | 354.2 | 354.2
00 Exist Hydro | 79499.6 | 79499.6 | 79499.6 | 79499.6 | 79499.6 | 79499.6 | 79499.6
00 Exist Non Fossil_Other | 4075.3 | 4075.3 | 4075.3 | 4075.3 | 4075.3 | 4075.3 | 4075.3
00 Exist Nuclear | 93569.6 | 90882 | 83694.5 | 79061.9 | 64844 | 45364.4 | 28531.6
00 Exist Oil/Gas Steam | 45884.7299 | 44864.7299 | 43286.7299 | 43286.7299 | 43258.7299 | 42781.9299 | 42781.9299
00 Exist Oil/Gas Steam_SCR | 6006.2 | 6006.2 | 5774.2 | 5774.2 | 5774.2 | 5774.2 | 5774.2
00 Exist Oil/Gas Steam_SNCR | 4151.3 | 4151.3 | 3576.3 | 3576.3 | 3576.3 | 3061.5 | 3061.5
00 Exist Biomass | 202.9 | 202.9 | 190.9 | 144.4 | 144.4 | 144.4 | 144.4
00 Exist Landfill Gas | 1533.3 | 1533.3 | 1533.3 | 1533.3 | 1533.3 | 1533.3 | 1533.3
00 Exist Geothermal | 2609.4 | 2609.4 | 2609.4 | 2609.4 | 2609.4 | 2609.4 | 2609.4
00 Exist Pump Storage | 22907.1 | 22907.1 | 22907.1 | 22907.1 | 22907.1 | 22907.1 | 22907.1
00 Exist Energy Storage | 30048.4 | 30048.4 | 30048.4 | 30048.4 | 30048.4 | 30048.4 | 30048.4
00 Exist Solar PV | 141787.6 | 141787.6 | 141785.6 | 141785.6 | 141785.6 | 141785.6 | 141785.6
00 Exist Solar Thermal | 1480.1 | 1480.1 | 1480.1 | 1480.1 | 1480.1 | 1480.1 | 1480.1
00 Exist Offshore Wind | 6185.7 | 6185.7 | 6185.7 | 6185.7 | 6185.7 | 6185.7 | 6185.7
00 Exist Onshore Wind | 161270.2 | 161270.2 | 161270.2 | 161270.2 | 161270.2 | 161270.2 | 161270.2
00 International Imports | 1000 | 1000 | 1000 | 1000 | 1000 | 1000 | 1000
00 Ret.Exist Combined Cycle & CF Limit | 0 | 0 | 0 | 0 | 0 | 0 | 0
00 Ret.Exist Combined Cycle & CCS | 0 | 0 | 64.3299 | 64.3299 | 64.3299 | 64.3299 | 64.3299
00 Ret.Exist Combined Cycle & Hydrogen | 0 | 1755.4898 | 1755.4898 | 1755.4898 | 1809.0056 | 3234.4158 | 9594.5385
00 Ret.Exist Combined Cycle & Hydrogen Retrofit Undone | 0 | 0 | 0 | 0 | 0 | 0 | 0
00 Ret.Exist Combined Cycle & HRI | 0 | 0 | 0 | 0 | 0 | 0 | 0
00 Ret.Exist Combustion Turbine & HRI | 0 | 0 | 0 | 0 | 0 | 0 | 0
00 Ret.Exist_FBC_NoCtrl & CCS | 0 | 0 | 0 | 0 | 0 | 0 | 0
00 Ret.Exist_FBC_NoCtrl & DRET | 0 | 0 | 0 | 0 | 0 | 0 | 0
00 Ret.Exist_FBC_NoCtrl & GPM | 0 | 0 | 0 | 0 | 0 | 0 | 0
00 Ret.Exist_FBC_NoCtrl & GPM & CCS | 0 | 0 | 0 | 0 | 0 | 0 | 0
00 Ret.Exist_FBC_NoCtrl & GPM & DRET | 0 | 0 | 0 | 0 | 0 | 0 | 0
00 Ret.Exist_FBC_NoCtrl & GPM & NGC | 0 | 0 | 0 | 0 | 0 | 0 | 0
00 Ret.Exist_FBC_NoCtrl & GPM & SNCR | 0 | 0 | 0 | 0 | 0 | 0 | 0
00 Ret.Exist_FBC_NoCtrl & GPM & SNCR & CCS | 0 | 0 | 0 | 0 | 0 | 0 | 0
00 Ret.Exist_FBC_NoCtrl & GPM & SNCR & DRET | 0 | 0 | 0 | 0 | 0 | 0 | 0
00 Ret.Exist_FBC_NoCtrl & GPM & SNCR & NGC | 0 | 0 | 0 | 0 | 0 | 0 | 0
00 Ret.Exist_FBC_NoCtrl & NGC | 0 | 0 | 0 | 0 | 0 | 0 | 0
00 Ret.Exist_FBC_NoCtrl & SNCR | 0 | 0 | 0 | 0 | 0 | 0 | 0
00 Ret.Exist_FBC_NoCtrl & SNCR & CCS | 0 | 0 | 0 | 0 | 0 | 0 | 0
00 Ret.Exist_FBC_NoCtrl & SNCR & DRET | 0 | 0 | 0 | 0 | 0 | 0 | 0
00 Ret.Exist_FBC_NoCtrl & SNCR & NGC | 0 | 0 | 0 | 0 | 0 | 0 | 0
00 Ret.Exist_FBC_ACI_DSI & CCS | 0 | 0 | 0 | 0 | 0 | 0 | 0
00 Ret.Exist_FBC_ACI_DSI & DCCS | 0 | 414.85 | 6.7916e-08 | 6.7916e-08 | 6.7916e-08 | 6.7916e-08 | 6.7916e-08
00 Ret.Exist_FBC_ACI_DSI & DCCS & CCS | 0 | 0 | 266.5364 | 266.5364 | 0 | 0 | 0
00 Ret.Exist_FBC_ACI_DSI & DCCS & SNCR & CCS | 0 | 0 | 0 | 0 | 0 | 0 | 0
00 Ret.Exist_FBC_ACI_DSI & DRET | 0 | 38 | 0 | 0 | 0 | 0 | 0
00 Ret.Exist_FBC_ACI_DSI & GPM | 0 | 0 | 0 | 0 | 0 | 0 | 0
00 Ret.Exist_FBC_ACI_DSI & GPM & CCS | 0 | 0 | 0 | 0 | 0 | 0 | 0
00 Ret.Exist_FBC_ACI_DSI & GPM & DRET | 0 | 0 | 0 | 0 | 0 | 0 | 0
00 Ret.Exist_FBC_ACI_DSI & GPM & NGC | 0 | 0 | 0 | 0 | 0 | 0 | 0
00 Ret.Exist_FBC_ACI_DSI & GPM & SNCR | 0 | 0 | 0 | 0 | 0 | 0 | 0
00 Ret.Exist_FBC_ACI_DSI & GPM & SNCR & CCS | 0 | 0 | 0 | 0 | 0 | 0 | 0
00 Ret.Exist_FBC_ACI_DSI & GPM & SNCR & DRET | 0 | 0 | 0 | 0 | 0 | 0 | 0
00 Ret.Exist_FBC_ACI_DSI & GPM & SNCR & NGC | 0 | 0 | 0 | 0 | 0 | 0 | 0
00 Ret.Exist_FBC_ACI_DSI & NGC | 0 | 25.15 | 25.15 | 0 | 0 | 0 | 0
00 Ret.Exist_FBC_ACI_DSI & SNCR | 0 | 0 | 0 | 0 | 0 | 0 | 0
00 Ret.Exist_FBC_ACI_DSI & SNCR & CCS | 0 | 0 | 0 | 0 | 0 | 0 | 0
00 Ret.Exist_FBC_ACI_DSI & SNCR & DRET | 0 | 0 | 0 | 0 | 0 | 0 | 0
00 Ret.Exist_FBC_ACI_DSI & SNCR & NGC | 0 | 0 | 0 | 0 | 0 | 0 | 0
00 Ret.Exist_FBC_DryFGD_ACI & CCS | 0 | 0 | 0 | 0 | 0 | 0 | 0
00 Ret.Exist_FBC_DryFGD_ACI & DCCS | 0 | 0 | 0 | 0 | 0 | 0 | 0
00 Ret.Exist_FBC_DryFGD_ACI & DCCS & CCS | 0 | 0 | 0 | 0 | 0 | 0 | 0
00 Ret.Exist_FBC_DryFGD_ACI & DCCS & SNCR & CCS | 0 | 0 | 0 | 0 | 0 | 0 | 0
00 Ret.Exist_FBC_DryFGD_ACI & DRET | 0 | 139 | 0 | 0 | 0 | 0 | 0
00 Ret.Exist_FBC_DryFGD_ACI & GPM | 0 | 0 | 0 | 0 | 0 | 0 | 0
00 Ret.Exist_FBC_DryFGD_ACI & GPM & CCS | 0 | 0 | 0 | 0 | 0 | 0 | 0
00 Ret.Exist_FBC_DryFGD_ACI & GPM & DRET | 0 | 0 | 0 | 0 | 0 | 0 | 0
00 Ret.Exist_FBC_DryFGD_ACI & GPM & NGC | 0 | 0 | 0 | 0 | 0 | 0 | 0
00 Ret.Exist_FBC_DryFGD_ACI & GPM & SNCR | 0 | 0 | 0 | 0 | 0 | 0 | 0
00 Ret.Exist_FBC_DryFGD_ACI & GPM & SNCR & CCS | 0 | 0 | 0 | 0 | 0 | 0 | 0
00 Ret.Exist_FBC_DryFGD_ACI & GPM & SNCR & DRET | 0 | 0 | 0 | 0 | 0 | 0 | 0
00 Ret.Exist_FBC_DryFGD_ACI & GPM & SNCR & NGC | 0 | 0 | 0 | 0 | 0 | 0 | 0
00 Ret.Exist_FBC_DryFGD_ACI & NGC | 0 | 0 | 0 | 0 | 0 | 0 | 0
00 Ret.Exist_FBC_DryFGD_ACI & SNCR | 0 | 0 | 0 | 0 | 0 | 0 | 0
00 Ret.Exist_FBC_DryFGD_ACI & SNCR & CCS | 0 | 0 | 0 | 0 | 0 | 0 | 0
00 Ret.Exist_FBC_DryFGD_ACI & SNCR & DRET | 0 | 0 | 0 | 0 | 0 | 0 | 0
00 Ret.Exist_FBC_DryFGD_ACI & SNCR & NGC | 0 | 0 | 0 | 0 | 0 | 0 | 0
00 Ret.Exist_FBC_DryFGD_DSI & ACI | 0 | 0 | 0 | 0 | 0 | 0 | 0
00 Ret.Exist_FBC_DryFGD_DSI & ACI & DRET | 0 | 0 | 0 | 0 | 0 | 0 | 0
00 Ret.Exist_FBC_DryFGD_DSI & ACI & GPM | 0 | 0 | 0 | 0 | 0 | 0 | 0
00 Ret.Exist_FBC_DryFGD_DSI & ACI & GPM & DRET | 0 | 0 | 0 | 0 | 0 | 0 | 0
00 Ret.Exist_FBC_DryFGD_DSI & ACI & GPM & NGC | 0 | 0 | 0 | 0 | 0 | 0 | 0
00 Ret.Exist_FBC_DryFGD_DSI & ACI & GPM & SNCR | 0 | 0 | 0 | 0 | 0 | 0 | 0
00 Ret.Exist_FBC_DryFGD_DSI & ACI & GPM & SNCR & DRET | 0 | 0 | 0 | 0 | 0 | 0 | 0
00 Ret.Exist_FBC_DryFGD_DSI & ACI & GPM & SNCR & NGC | 0 | 0 | 0 | 0 | 0 | 0 | 0
00 Ret.Exist_FBC_DryFGD_DSI & ACI & NGC | 0 | 0 | 0 | 0 | 0 | 0 | 0
00 Ret.Exist_FBC_DryFGD_DSI & ACI & SNCR | 0 | 0 | 0 | 0 | 0 | 0 | 0
00 Ret.Exist_FBC_DryFGD_DSI & ACI & SNCR & DRET | 0 | 0 | 0 | 0 | 0 | 0 | 0
00 Ret.Exist_FBC_DryFGD_DSI & ACI & SNCR & NGC | 0 | 0 | 0 | 0 | 0 | 0 | 0
00 Ret.Exist_FBC_DryFGD_DSI & DRET | 0 | 0 | 0 | 0 | 0 | 0 | 0
00 Ret.Exist_FBC_DryFGD_DSI & GPM | 0 | 0 | 0 | 0 | 0 | 0 | 0
00 Ret.Exist_FBC_DryFGD_DSI & GPM & DRET | 0 | 0 | 0 | 0 | 0 | 0 | 0
00 Ret.Exist_FBC_DryFGD_DSI & GPM & NGC | 0 | 0 | 0 | 0 | 0 | 0 | 0
00 Ret.Exist_FBC_DryFGD_DSI & GPM & SNCR | 0 | 0 | 0 | 0 | 0 | 0 | 0
00 Ret.Exist_FBC_DryFGD_DSI & GPM & SNCR & DRET | 0 | 0 | 0 | 0 | 0 | 0 | 0
00 Ret.Exist_FBC_DryFGD_DSI & GPM & SNCR & NGC | 0 | 0 | 0 | 0 | 0 | 0 | 0
00 Ret.Exist_FBC_DryFGD_DSI & NGC | 0 | 0 | 0 | 0 | 0 | 0 | 0
00 Ret.Exist_FBC_DryFGD_DSI & SNCR | 0 | 0 | 0 | 0 | 0 | 0 | 0
00 Ret.Exist_FBC_DryFGD_DSI & SNCR & DRET | 0 | 0 | 0 | 0 | 0 | 0 | 0
00 Ret.Exist_FBC_DryFGD_DSI & SNCR & NGC | 0 | 0 | 0 | 0 | 0 | 0 | 0
00 Ret.Exist_FBC_DryFGD_SNCR & ACI | 0 | 0 | 0 | 0 | 0 | 0 | 0
00 Ret.Exist_FBC_DryFGD_SNCR & ACI & CCS | 0 | 0 | 0 | 0 | 0 | 0 | 0
00 Ret.Exist_FBC_DryFGD_SNCR & ACI & DRET | 0 | 0 | 0 | 0 | 0 | 0 | 0
00 Ret.Exist_FBC_DryFGD_SNCR & ACI & GPM | 0 | 0 | 0 | 0 | 0 | 0 | 0
00 Ret.Exist_FBC_DryFGD_SNCR & ACI & GPM & CCS | 0 | 0 | 0 | 0 | 0 | 0 | 0
00 Ret.Exist_FBC_DryFGD_SNCR & ACI & GPM & DRET | 0 | 0 | 0 | 0 | 0 | 0 | 0
00 Ret.Exist_FBC_DryFGD_SNCR & ACI & GPM & NGC | 0 | 0 | 0 | 0 | 0 | 0 | 0
00 Ret.Exist_FBC_DryFGD_SNCR & ACI & NGC | 0 | 0 | 0 | 0 | 0 | 0 | 0
00 Ret.Exist_FBC_DryFGD_SNCR & CCS | 0 | 0 | 0 | 0 | 0 | 0 | 0
00 Ret.Exist_FBC_DryFGD_SNCR & DCCS | 0 | 549.038 | 0 | 0 | 0 | 0 | 0
00 Ret.Exist_FBC_DryFGD_SNCR & DCCS & CCS | 0 | 0 | 365.0097 | 365.0097 | 0 | 0 | 0
00 Ret.Exist_FBC_DryFGD_SNCR & DRET | 0 | 1050.8484 | 0 | 0 | 0 | 0 | 0
00 Ret.Exist_FBC_DryFGD_SNCR & GPM | 0 | 0 | 0 | 0 | 0 | 0 | 0
00 Ret.Exist_FBC_DryFGD_SNCR & GPM & CCS | 0 | 0 | 0 | 0 | 0 | 0 | 0
00 Ret.Exist_FBC_DryFGD_SNCR & GPM & DRET | 0 | 0 | 0 | 0 | 0 | 0 | 0
00 Ret.Exist_FBC_DryFGD_SNCR & GPM & NGC | 0 | 0 | 0 | 0 | 0 | 0 | 0
00 Ret.Exist_FBC_DryFGD_SNCR & NGC | 0 | 0 | 0 | 0 | 0 | 0 | 0
00 Ret.Exist_FBC_DryFGD_SNCR_ACI & CCS | 0 | 0 | 0 | 0 | 0 | 0 | 0
00 Ret.Exist_FBC_DryFGD_SNCR_ACI & DCCS | 0 | 99.6701 | 8.7909e-07 | 8.7909e-07 | 8.7909e-07 | 8.7909e-07 | 8.7909e-07
00 Ret.Exist_FBC_DryFGD_SNCR_ACI & DCCS & CCS | 0 | 0 | 69.0701 | 69.0701 | 0 | 0 | 0
00 Ret.Exist_FBC_DryFGD_SNCR_ACI & DRET | 0 | 279.3299 | 0 | 0 | 0 | 0 | 0
00 Ret.Exist_FBC_DryFGD_SNCR_ACI & GPM | 0 | 0 | 0 | 0 | 0 | 0 | 0
00 Ret.Exist_FBC_DryFGD_SNCR_ACI & GPM & CCS | 0 | 0 | 0 | 0 | 0 | 0 | 0
00 Ret.Exist_FBC_DryFGD_SNCR_ACI & GPM & DRET | 0 | 0 | 0 | 0 | 0 | 0 | 0
00 Ret.Exist_FBC_DryFGD_SNCR_ACI & GPM & NGC | 0 | 0 | 0 | 0 | 0 | 0 | 0
00 Ret.Exist_FBC_DryFGD_SNCR_ACI & NGC | 0 | 0 | 0 | 0 | 0 | 0 | 0
00 Ret.Exist_FBC_DryFGD_SNCR_ACI_DSI & CCS | 0 | 420.0528 | 420.0528 | 420.0528 | 104.3425 | 104.3425 | 104.3425
00 Ret.Exist_FBC_DryFGD_SNCR_ACI_DSI & DCCS | 0 | 13.2259 | 0 | 0 | 0 | 0 | 0
00 Ret.Exist_FBC_DryFGD_SNCR_ACI_DSI & DCCS & CCS | 0 | 0 | 9.071 | 9.071 | 0 | 0 | 0
00 Ret.Exist_FBC_DryFGD_SNCR_ACI_DSI & DRET | 0 | 0 | 0 | 0 | 0 | 0 | 0
00 Ret.Exist_FBC_DryFGD_SNCR_ACI_DSI & GPM | 0 | 0 | 0 | 0 | 0 | 0 | 0
00 Ret.Exist_FBC_DryFGD_SNCR_ACI_DSI & GPM & CCS | 0 | 0 | 0 | 0 | 0 | 0 | 0
00 Ret.Exist_FBC_DryFGD_SNCR_ACI_DSI & GPM & DRET | 0 | 0 | 0 | 0 | 0 | 0 | 0
00 Ret.Exist_FBC_DryFGD_SNCR_ACI_DSI & GPM & NGC | 0 | 0 | 0 | 0 | 0 | 0 | 0
00 Ret.Exist_FBC_DryFGD_SNCR_ACI_DSI & NGC | 0 | 0 | 0 | 0 | 0 | 0 | 0
00 Ret.Exist_FBC_DryFGD_SNCR_DSI & ACI | 0 | 0 | 0 | 0 | 0 | 0 | 0
00 Ret.Exist_FBC_DryFGD_SNCR_DSI & ACI & DRET | 0 | 0 | 0 | 0 | 0 | 0 | 0
00 Ret.Exist_FBC_DryFGD_SNCR_DSI & ACI & GPM | 0 | 0 | 0 | 0 | 0 | 0 | 0
00 Ret.Exist_FBC_DryFGD_SNCR_DSI & ACI & GPM & DRET | 0 | 0 | 0 | 0 | 0 | 0 | 0
00 Ret.Exist_FBC_DryFGD_SNCR_DSI & ACI & GPM & NGC | 0 | 0 | 0 | 0 | 0 | 0 | 0
00 Ret.Exist_FBC_DryFGD_SNCR_DSI & ACI & NGC | 0 | 0 | 0 | 0 | 0 | 0 | 0
00 Ret.Exist_FBC_DryFGD_SNCR_DSI & DRET | 0 | 0 | 0 | 0 | 0 | 0 | 0
00 Ret.Exist_FBC_DryFGD_SNCR_DSI & GPM | 0 | 0 | 0 | 0 | 0 | 0 | 0
00 Ret.Exist_FBC_DryFGD_SNCR_DSI & GPM & DRET | 0 | 0 | 0 | 0 | 0 | 0 | 0
00 Ret.Exist_FBC_DryFGD_SNCR_DSI & GPM & NGC | 0 | 0 | 0 | 0 | 0 | 0 | 0
00 Ret.Exist_FBC_DryFGD_SNCR_DSI & NGC | 0 | 0 | 0 | 0 | 0 | 0 | 0
00 Ret.Exist_FBC_DSI & ACI | 0 | 0 | 0 | 0 | 0 | 0 | 0
00 Ret.Exist_FBC_DSI & ACI & DRET | 0 | 0 | 0 | 0 | 0 | 0 | 0
00 Ret.Exist_FBC_DSI & ACI & GPM | 0 | 0 | 0 | 0 | 0 | 0 | 0
00 Ret.Exist_FBC_DSI & ACI & GPM & DRET | 0 | 0 | 0 | 0 | 0 | 0 | 0
00 Ret.Exist_FBC_DSI & ACI & GPM & NGC | 0 | 0 | 0 | 0 | 0 | 0 | 0
00 Ret.Exist_FBC_DSI & ACI & GPM & SNCR | 0 | 0 | 0 | 0 | 0 | 0 | 0
00 Ret.Exist_FBC_DSI & ACI & GPM & SNCR & DRET | 0 | 0 | 0 | 0 | 0 | 0 | 0
00 Ret.Exist_FBC_DSI & ACI & GPM & SNCR & NGC | 0 | 0 | 0 | 0 | 0 | 0 | 0
00 Ret.Exist_FBC_DSI & ACI & NGC | 0 | 0 | 0 | 0 | 0 | 0 | 0
00 Ret.Exist_FBC_DSI & ACI & SNCR | 0 | 0 | 0 | 0 | 0 | 0 | 0
00 Ret.Exist_FBC_DSI & ACI & SNCR & DRET | 0 | 0 | 0 | 0 | 0 | 0 | 0
00 Ret.Exist_FBC_DSI & ACI & SNCR & NGC | 0 | 0 | 0 | 0 | 0 | 0 | 0
00 Ret.Exist_FBC_DSI & DRET | 0 | 554.0416 | 0 | 0 | 0 | 0 | 0
00 Ret.Exist_FBC_DSI & GPM | 0 | 0 | 0 | 0 | 0 | 0 | 0
00 Ret.Exist_FBC_DSI & GPM & DRET | 0 | 0 | 0 | 0 | 0 | 0 | 0
00 Ret.Exist_FBC_DSI & GPM & NGC | 0 | 0 | 0 | 0 | 0 | 0 | 0
00 Ret.Exist_FBC_DSI & GPM & SNCR | 0 | 0 | 0 | 0 | 0 | 0 | 0
00 Ret.Exist_FBC_DSI & GPM & SNCR & DRET | 0 | 0 | 0 | 0 | 0 | 0 | 0
00 Ret.Exist_FBC_DSI & GPM & SNCR & NGC | 0 | 0 | 0 | 0 | 0 | 0 | 0
00 Ret.Exist_FBC_DSI & NGC | 0 | 52 | 52 | 0 | 0 | 0 | 0
00 Ret.Exist_FBC_DSI & SNCR | 0 | 0 | 0 | 0 | 0 | 0 | 0
00 Ret.Exist_FBC_DSI & SNCR & DRET | 0 | 0 | 0 | 0 | 0 | 0 | 0
00 Ret.Exist_FBC_DSI & SNCR & NGC | 0 | 0 | 0 | 0 | 0 | 0 | 0
00 Ret.Exist_FBC_SNCR & ACI | 0 | 0 | 0 | 0 | 0 | 0 | 0
00 Ret.Exist_FBC_SNCR & ACI & DRET | 0 | 0 | 0 | 0 | 0 | 0 | 0
00 Ret.Exist_FBC_SNCR & ACI & NGC | 0 | 0 | 0 | 0 | 0 | 0 | 0
00 Ret.Exist_FBC_SNCR & DRET | 0 | 0 | 0 | 0 | 0 | 0 | 0
00 Ret.Exist_FBC_SNCR & GPM | 0 | 0 | 0 | 0 | 0 | 0 | 0
00 Ret.Exist_FBC_SNCR & GPM & DRET | 0 | 0 | 0 | 0 | 0 | 0 | 0
00 Ret.Exist_FBC_SNCR & GPM & NGC | 0 | 0 | 0 | 0 | 0 | 0 | 0
00 Ret.Exist_FBC_SNCR & NGC | 0 | 0 | 0 | 0 | 0 | 0 | 0
00 Ret.Exist_FBC_SNCR_ACI_DSI & CCS | 0 | 0 | 0 | 0 | 0 | 0 | 0
00 Ret.Exist_FBC_SNCR_ACI_DSI & DCCS | 0 | 0 | 0 | 0 | 0 | 0 | 0
00 Ret.Exist_FBC_SNCR_ACI_DSI & DCCS & CCS | 0 | 0 | 0 | 0 | 0 | 0 | 0
00 Ret.Exist_FBC_SNCR_ACI_DSI & DRET | 0 | 0 | 0 | 0 | 0 | 0 | 0
00 Ret.Exist_FBC_SNCR_ACI_DSI & GPM | 0 | 0 | 0 | 0 | 0 | 0 | 0
00 Ret.Exist_FBC_SNCR_ACI_DSI & GPM & CCS | 0 | 0 | 0 | 0 | 0 | 0 | 0
00 Ret.Exist_FBC_SNCR_ACI_DSI & GPM & DRET | 0 | 0 | 0 | 0 | 0 | 0 | 0
00 Ret.Exist_FBC_SNCR_ACI_DSI & GPM & NGC | 0 | 0 | 0 | 0 | 0 | 0 | 0
00 Ret.Exist_FBC_SNCR_ACI_DSI & NGC | 0 | 0 | 0 | 0 | 0 | 0 | 0
00 Ret.Exist_FBC_SNCR_DSI & ACI | 0 | 0 | 0 | 0 | 0 | 0 | 0
00 Ret.Exist_FBC_SNCR_DSI & ACI & CCS | 0 | 0 | 0 | 0 | 0 | 0 | 0
00 Ret.Exist_FBC_SNCR_DSI & ACI & DRET | 0 | 0 | 0 | 0 | 0 | 0 | 0
00 Ret.Exist_FBC_SNCR_DSI & ACI & GPM | 0 | 0 | 0 | 0 | 0 | 0 | 0
00 Ret.Exist_FBC_SNCR_DSI & ACI & GPM & CCS | 0 | 0 | 0 | 0 | 0 | 0 | 0
00 Ret.Exist_FBC_SNCR_DSI & ACI & GPM & DRET | 0 | 0 | 0 | 0 | 0 | 0 | 0
00 Ret.Exist_FBC_SNCR_DSI & ACI & GPM & NGC | 0 | 0 | 0 | 0 | 0 | 0 | 0
00 Ret.Exist_FBC_SNCR_DSI & ACI & NGC | 0 | 0 | 0 | 0 | 0 | 0 | 0
00 Ret.Exist_FBC_SNCR_DSI & CCS | 0 | 0 | 0 | 0 | 0 | 0 | 0
00 Ret.Exist_FBC_SNCR_DSI & DCCS | 0 | 290 | 0 | 0 | 0 | 0 | 0
00 Ret.Exist_FBC_SNCR_DSI & DCCS & CCS | 0 | 0 | 202.9839 | 202.9839 | 0 | 0 | 0
00 Ret.Exist_FBC_SNCR_DSI & DRET | 0 | 390 | 0 | 0 | 0 | 0 | 0
00 Ret.Exist_FBC_SNCR_DSI & GPM | 0 | 0 | 0 | 0 | 0 | 0 | 0
00 Ret.Exist_FBC_SNCR_DSI & GPM & CCS | 0 | 0 | 0 | 0 | 0 | 0 | 0
00 Ret.Exist_FBC_SNCR_DSI & GPM & DRET | 0 | 0 | 0 | 0 | 0 | 0 | 0
00 Ret.Exist_FBC_SNCR_DSI & GPM & NGC | 0 | 0 | 0 | 0 | 0 | 0 | 0
00 Ret.Exist_FBC_SNCR_DSI & NGC | 0 | 260 | 260 | 0 | 0 | 0 | 0
00 Ret.Exist_FBC_WetFGD_DSI & ACI | 0 | 0 | 0 | 0 | 0 | 0 | 0
00 Ret.Exist_FBC_WetFGD_DSI & ACI & DRET | 0 | 0 | 0 | 0 | 0 | 0 | 0
00 Ret.Exist_FBC_WetFGD_DSI & ACI & GPM | 0 | 0 | 0 | 0 | 0 | 0 | 0
00 Ret.Exist_FBC_WetFGD_DSI & ACI & GPM & DRET | 0 | 0 | 0 | 0 | 0 | 0 | 0
00 Ret.Exist_FBC_WetFGD_DSI & ACI & GPM & NGC | 0 | 0 | 0 | 0 | 0 | 0 | 0
00 Ret.Exist_FBC_WetFGD_DSI & ACI & GPM & SNCR | 0 | 0 | 0 | 0 | 0 | 0 | 0
00 Ret.Exist_FBC_WetFGD_DSI & ACI & GPM & SNCR & DRET | 0 | 0 | 0 | 0 | 0 | 0 | 0
00 Ret.Exist_FBC_WetFGD_DSI & ACI & GPM & SNCR & NGC | 0 | 0 | 0 | 0 | 0 | 0 | 0
00 Ret.Exist_FBC_WetFGD_DSI & ACI & NGC | 0 | 0 | 0 | 0 | 0 | 0 | 0
00 Ret.Exist_FBC_WetFGD_DSI & ACI & SNCR | 0 | 0 | 0 | 0 | 0 | 0 | 0
00 Ret.Exist_FBC_WetFGD_DSI & ACI & SNCR & DRET | 0 | 0 | 0 | 0 | 0 | 0 | 0
00 Ret.Exist_FBC_WetFGD_DSI & ACI & SNCR & NGC | 0 | 0 | 0 | 0 | 0 | 0 | 0
00 Ret.Exist_FBC_WetFGD_DSI & DRET | 0 | 51 | 0 | 0 | 0 | 0 | 0
00 Ret.Exist_FBC_WetFGD_DSI & GPM | 0 | 0 | 0 | 0 | 0 | 0 | 0
00 Ret.Exist_FBC_WetFGD_DSI & GPM & DRET | 0 | 0 | 0 | 0 | 0 | 0 | 0
00 Ret.Exist_FBC_WetFGD_DSI & GPM & NGC | 0 | 0 | 0 | 0 | 0 | 0 | 0
00 Ret.Exist_FBC_WetFGD_DSI & GPM & SNCR | 0 | 0 | 0 | 0 | 0 | 0 | 0
00 Ret.Exist_FBC_WetFGD_DSI & GPM & SNCR & DRET | 0 | 0 | 0 | 0 | 0 | 0 | 0
00 Ret.Exist_FBC_WetFGD_DSI & GPM & SNCR & NGC | 0 | 0 | 0 | 0 | 0 | 0 | 0
00 Ret.Exist_FBC_WetFGD_DSI & NGC | 0 | 0 | 0 | 0 | 0 | 0 | 0
00 Ret.Exist_FBC_WetFGD_DSI & SNCR | 0 | 0 | 0 | 0 | 0 | 0 | 0
00 Ret.Exist_FBC_WetFGD_DSI & SNCR & DRET | 0 | 0 | 0 | 0 | 0 | 0 | 0
00 Ret.Exist_FBC_WetFGD_DSI & SNCR & NGC | 0 | 0 | 0 | 0 | 0 | 0 | 0
00 Ret.Exist_FBC_WetFGD_SNCR & ACI | 0 | 0 | 0 | 0 | 0 | 0 | 0
00 Ret.Exist_FBC_WetFGD_SNCR & ACI & DRET | 0 | 0 | 0 | 0 | 0 | 0 | 0
00 Ret.Exist_FBC_WetFGD_SNCR & ACI & NGC | 0 | 0 | 0 | 0 | 0 | 0 | 0
00 Ret.Exist_FBC_WetFGD_SNCR & DRET | 0 | 54 | 0 | 0 | 0 | 0 | 0
00 Ret.Exist_FBC_WetFGD_SNCR & GPM | 0 | 0 | 0 | 0 | 0 | 0 | 0
00 Ret.Exist_FBC_WetFGD_SNCR & GPM & DRET | 0 | 0 | 0 | 0 | 0 | 0 | 0
00 Ret.Exist_FBC_WetFGD_SNCR & GPM & NGC | 0 | 0 | 0 | 0 | 0 | 0 | 0
00 Ret.Exist_FBC_WetFGD_SNCR & NGC | 0 | 0 | 0 | 0 | 0 | 0 | 0
00 Ret.Exist_Non-FBC_ACI & C2G | 1047 | 2678 | 1660 | 1660 | 1660 | 1660 | 1660
00 Ret.Exist_Non-FBC_ACI & C2G & SCR | 0 | 0 | 0 | 0 | 0 | 0 | 0
00 Ret.Exist_Non-FBC_ACI & DCCS | 0 | 441.3309 | 0 | 0 | 0 | 0 | 0
00 Ret.Exist_Non-FBC_ACI & DCCS & WetFGD & SCR & CCS | 0 | 0 | 293.5328 | 293.5328 | 0 | 0 | 0
00 Ret.Exist_Non-FBC_ACI & DRET | 0 | 1000.6691 | 0 | 0 | 0 | 0 | 0
00 Ret.Exist_Non-FBC_ACI & DSI | 0 | 0 | 0 | 0 | 0 | 0 | 0
00 Ret.Exist_Non-FBC_ACI & DSI & C2G | 0 | 0 | 0 | 0 | 0 | 0 | 0
00 Ret.Exist_Non-FBC_ACI & DSI & C2G & SCR | 0 | 0 | 0 | 0 | 0 | 0 | 0
00 Ret.Exist_Non-FBC_ACI & DSI & DRET | 0 | 0 | 0 | 0 | 0 | 0 | 0
00 Ret.Exist_Non-FBC_ACI & DSI & GPM | 0 | 0 | 0 | 0 | 0 | 0 | 0
00 Ret.Exist_Non-FBC_ACI & DSI & GPM & C2G | 0 | 0 | 0 | 0 | 0 | 0 | 0
00 Ret.Exist_Non-FBC_ACI & DSI & GPM & C2G & SCR | 0 | 0 | 0 | 0 | 0 | 0 | 0
00 Ret.Exist_Non-FBC_ACI & DSI & GPM & DRET | 0 | 0 | 0 | 0 | 0 | 0 | 0
00 Ret.Exist_Non-FBC_ACI & DSI & GPM & NGC | 0 | 0 | 0 | 0 | 0 | 0 | 0
00 Ret.Exist_Non-FBC_ACI & DSI & GPM & SCR | 0 | 0 | 0 | 0 | 0 | 0 | 0
00 Ret.Exist_Non-FBC_ACI & DSI & GPM & SCR & DRET | 0 | 0 | 0 | 0 | 0 | 0 | 0
00 Ret.Exist_Non-FBC_ACI & DSI & GPM & SCR & NGC | 0 | 0 | 0 | 0 | 0 | 0 | 0
00 Ret.Exist_Non-FBC_ACI & DSI & GPM & SNCR | 0 | 0 | 0 | 0 | 0 | 0 | 0
00 Ret.Exist_Non-FBC_ACI & DSI & GPM & SNCR & DRET | 0 | 0 | 0 | 0 | 0 | 0 | 0
00 Ret.Exist_Non-FBC_ACI & DSI & GPM & SNCR & NGC | 0 | 0 | 0 | 0 | 0 | 0 | 0
00 Ret.Exist_Non-FBC_ACI & DSI & GPM & WetFGD & SCR & CCS | 0 | 0 | 0 | 0 | 0 | 0 | 0
00 Ret.Exist_Non-FBC_ACI & DSI & NGC | 0 | 0 | 0 | 0 | 0 | 0 | 0
00 Ret.Exist_Non-FBC_ACI & DSI & SCR | 0 | 0 | 0 | 0 | 0 | 0 | 0
00 Ret.Exist_Non-FBC_ACI & DSI & SCR & DRET | 0 | 0 | 0 | 0 | 0 | 0 | 0
00 Ret.Exist_Non-FBC_ACI & DSI & SCR & NGC | 0 | 0 | 0 | 0 | 0 | 0 | 0
00 Ret.Exist_Non-FBC_ACI & DSI & SNCR | 0 | 0 | 0 | 0 | 0 | 0 | 0
00 Ret.Exist_Non-FBC_ACI & DSI & SNCR & DRET | 0 | 0 | 0 | 0 | 0 | 0 | 0
00 Ret.Exist_Non-FBC_ACI & DSI & SNCR & NGC | 0 | 0 | 0 | 0 | 0 | 0 | 0
00 Ret.Exist_Non-FBC_ACI & DSI & WetFGD & SCR & CCS | 0 | 0 | 0 | 0 | 0 | 0 | 0
00 Ret.Exist_Non-FBC_ACI & GPM | 0 | 0 | 0 | 0 | 0 | 0 | 0
00 Ret.Exist_Non-FBC_ACI & GPM & C2G | 0 | 0 | 0 | 0 | 0 | 0 | 0
00 Ret.Exist_Non-FBC_ACI & GPM & C2G & SCR | 0 | 0 | 0 | 0 | 0 | 0 | 0
00 Ret.Exist_Non-FBC_ACI & GPM & DRET | 0 | 0 | 0 | 0 | 0 | 0 | 0
00 Ret.Exist_Non-FBC_ACI & GPM & NGC | 0 | 0 | 0 | 0 | 0 | 0 | 0
00 Ret.Exist_Non-FBC_ACI & GPM & SCR | 0 | 0 | 0 | 0 | 0 | 0 | 0
00 Ret.Exist_Non-FBC_ACI & GPM & SCR & DRET | 0 | 0 | 0 | 0 | 0 | 0 | 0
00 Ret.Exist_Non-FBC_ACI & GPM & SCR & NGC | 0 | 0 | 0 | 0 | 0 | 0 | 0
00 Ret.Exist_Non-FBC_ACI & GPM & SNCR | 0 | 0 | 0 | 0 | 0 | 0 | 0
00 Ret.Exist_Non-FBC_ACI & GPM & SNCR & DRET | 0 | 0 | 0 | 0 | 0 | 0 | 0
00 Ret.Exist_Non-FBC_ACI & GPM & SNCR & NGC | 0 | 0 | 0 | 0 | 0 | 0 | 0
00 Ret.Exist_Non-FBC_ACI & GPM & WetFGD & SCR & CCS | 0 | 0 | 0 | 0 | 0 | 0 | 0
00 Ret.Exist_Non-FBC_ACI & NGC | 0 | 0 | 0 | 0 | 0 | 0 | 0
00 Ret.Exist_Non-FBC_ACI & SCR | 0 | 0 | 0 | 0 | 0 | 0 | 0
00 Ret.Exist_Non-FBC_ACI & SCR & C2G | 0 | 0 | 0 | 0 | 0 | 0 | 0
00 Ret.Exist_Non-FBC_ACI & SCR & DRET | 0 | 0 | 0 | 0 | 0 | 0 | 0
00 Ret.Exist_Non-FBC_ACI & SCR & NGC | 0 | 0 | 0 | 0 | 0 | 0 | 0
00 Ret.Exist_Non-FBC_ACI & SCR & WetFGD & CCS | 0 | 0 | 0 | 0 | 0 | 0 | 0
00 Ret.Exist_Non-FBC_ACI & SNCR | 0 | 0 | 0 | 0 | 0 | 0 | 0
00 Ret.Exist_Non-FBC_ACI & SNCR & C2G | 0 | 0 | 0 | 0 | 0 | 0 | 0
00 Ret.Exist_Non-FBC_ACI & SNCR & DRET | 0 | 0 | 0 | 0 | 0 | 0 | 0
00 Ret.Exist_Non-FBC_ACI & SNCR & NGC | 0 | 0 | 0 | 0 | 0 | 0 | 0
00 Ret.Exist_Non-FBC_ACI_DSI & C2G | 1270 | 1270 | 1270 | 1270 | 1270 | 1270 | 1270
00 Ret.Exist_Non-FBC_ACI_DSI & C2G & SCR | 0 | 0 | 0 | 0 | 0 | 0 | 0
00 Ret.Exist_Non-FBC_ACI_DSI & DCCS | 0 | 0 | 0 | 0 | 0 | 0 | 0
00 Ret.Exist_Non-FBC_ACI_DSI & DCCS & WetFGD & SCR & CCS | 0 | 0 | 0 | 0 | 0 | 0 | 0
00 Ret.Exist_Non-FBC_ACI_DSI & DRET | 0 | 993 | 0 | 0 | 0 | 0 | 0
00 Ret.Exist_Non-FBC_ACI_DSI & GPM | 0 | 0 | 0 | 0 | 0 | 0 | 0
00 Ret.Exist_Non-FBC_ACI_DSI & GPM & C2G | 0 | 0 | 0 | 0 | 0 | 0 | 0
00 Ret.Exist_Non-FBC_ACI_DSI & GPM & C2G & SCR | 0 | 0 | 0 | 0 | 0 | 0 | 0
00 Ret.Exist_Non-FBC_ACI_DSI & GPM & DRET | 0 | 0 | 0 | 0 | 0 | 0 | 0
00 Ret.Exist_Non-FBC_ACI_DSI & GPM & NGC | 0 | 0 | 0 | 0 | 0 | 0 | 0
00 Ret.Exist_Non-FBC_ACI_DSI & GPM & SCR | 0 | 0 | 0 | 0 | 0 | 0 | 0
00 Ret.Exist_Non-FBC_ACI_DSI & GPM & SCR & DRET | 0 | 0 | 0 | 0 | 0 | 0 | 0
00 Ret.Exist_Non-FBC_ACI_DSI & GPM & SCR & NGC | 0 | 0 | 0 | 0 | 0 | 0 | 0
00 Ret.Exist_Non-FBC_ACI_DSI & GPM & SNCR | 0 | 0 | 0 | 0 | 0 | 0 | 0
00 Ret.Exist_Non-FBC_ACI_DSI & GPM & SNCR & DRET | 0 | 0 | 0 | 0 | 0 | 0 | 0
00 Ret.Exist_Non-FBC_ACI_DSI & GPM & SNCR & NGC | 0 | 0 | 0 | 0 | 0 | 0 | 0
00 Ret.Exist_Non-FBC_ACI_DSI & GPM & WetFGD & SCR & CCS | 0 | 0 | 0 | 0 | 0 | 0 | 0
00 Ret.Exist_Non-FBC_ACI_DSI & NGC | 0 | 0 | 0 | 0 | 0 | 0 | 0
00 Ret.Exist_Non-FBC_ACI_DSI & SCR | 0 | 0 | 0 | 0 | 0 | 0 | 0
00 Ret.Exist_Non-FBC_ACI_DSI & SCR & C2G | 0 | 0 | 0 | 0 | 0 | 0 | 0
00 Ret.Exist_Non-FBC_ACI_DSI & SCR & DRET | 0 | 0 | 0 | 0 | 0 | 0 | 0
00 Ret.Exist_Non-FBC_ACI_DSI & SCR & NGC | 0 | 0 | 0 | 0 | 0 | 0 | 0
00 Ret.Exist_Non-FBC_ACI_DSI & SCR & WetFGD & CCS | 0 | 0 | 0 | 0 | 0 | 0 | 0
00 Ret.Exist_Non-FBC_ACI_DSI & SNCR | 0 | 0 | 0 | 0 | 0 | 0 | 0
00 Ret.Exist_Non-FBC_ACI_DSI & SNCR & C2G | 0 | 0 | 0 | 0 | 0 | 0 | 0
00 Ret.Exist_Non-FBC_ACI_DSI & SNCR & DRET | 0 | 0 | 0 | 0 | 0 | 0 | 0
00 Ret.Exist_Non-FBC_ACI_DSI & SNCR & NGC | 0 | 0 | 0 | 0 | 0 | 0 | 0
00 Ret.Exist_Non-FBC_DryFGD & C2G | 0 | 0 | 0 | 0 | 0 | 0 | 0
00 Ret.Exist_Non-FBC_DryFGD & C2G & SCR | 0 | 0 | 0 | 0 | 0 | 0 | 0
00 Ret.Exist_Non-FBC_DryFGD & DRET | 0 | 0 | 0 | 0 | 0 | 0 | 0
00 Ret.Exist_Non-FBC_DryFGD & GPM | 0 | 0 | 0 | 0 | 0 | 0 | 0
00 Ret.Exist_Non-FBC_DryFGD & GPM & C2G | 0 | 0 | 0 | 0 | 0 | 0 | 0
00 Ret.Exist_Non-FBC_DryFGD & GPM & C2G & SCR | 0 | 0 | 0 | 0 | 0 | 0 | 0
00 Ret.Exist_Non-FBC_DryFGD & GPM & DRET | 0 | 0 | 0 | 0 | 0 | 0 | 0
00 Ret.Exist_Non-FBC_DryFGD & GPM & NGC | 0 | 0 | 0 | 0 | 0 | 0 | 0
00 Ret.Exist_Non-FBC_DryFGD & GPM & SCR | 0 | 0 | 0 | 0 | 0 | 0 | 0
00 Ret.Exist_Non-FBC_DryFGD & GPM & SCR & CCS | 0 | 0 | 0 | 0 | 0 | 0 | 0
00 Ret.Exist_Non-FBC_DryFGD & GPM & SCR & DRET | 0 | 0 | 0 | 0 | 0 | 0 | 0
00 Ret.Exist_Non-FBC_DryFGD & GPM & SCR & NGC | 0 | 0 | 0 | 0 | 0 | 0 | 0
00 Ret.Exist_Non-FBC_DryFGD & GPM & SNCR | 0 | 0 | 0 | 0 | 0 | 0 | 0
00 Ret.Exist_Non-FBC_DryFGD & GPM & SNCR & DRET | 0 | 0 | 0 | 0 | 0 | 0 | 0
00 Ret.Exist_Non-FBC_DryFGD & GPM & SNCR & NGC | 0 | 0 | 0 | 0 | 0 | 0 | 0
00 Ret.Exist_Non-FBC_DryFGD & NGC | 0 | 0 | 0 | 0 | 0 | 0 | 0
00 Ret.Exist_Non-FBC_DryFGD & SCR | 0 | 0 | 0 | 0 | 0 | 0 | 0
00 Ret.Exist_Non-FBC_DryFGD & SCR & C2G | 0 | 0 | 0 | 0 | 0 | 0 | 0
00 Ret.Exist_Non-FBC_DryFGD & SCR & CCS | 0 | 0 | 0 | 0 | 0 | 0 | 0
00 Ret.Exist_Non-FBC_DryFGD & SCR & DRET | 0 | 0 | 0 | 0 | 0 | 0 | 0
00 Ret.Exist_Non-FBC_DryFGD & SCR & NGC | 0 | 0 | 0 | 0 | 0 | 0 | 0
00 Ret.Exist_Non-FBC_DryFGD & SNCR | 0 | 0 | 0 | 0 | 0 | 0 | 0
00 Ret.Exist_Non-FBC_DryFGD & SNCR & C2G | 0 | 0 | 0 | 0 | 0 | 0 | 0
00 Ret.Exist_Non-FBC_DryFGD & SNCR & DRET | 0 | 0 | 0 | 0 | 0 | 0 | 0
00 Ret.Exist_Non-FBC_DryFGD & SNCR & NGC | 0 | 0 | 0 | 0 | 0 | 0 | 0
00 Ret.Exist_Non-FBC_DryFGD_ACI & C2G | 0 | 969.739 | 969.739 | 969.739 | 969.739 | 969.739 | 969.739
00 Ret.Exist_Non-FBC_DryFGD_ACI & C2G & SCR | 0 | 0 | 0 | 0 | 0 | 0 | 0
00 Ret.Exist_Non-FBC_DryFGD_ACI & DCCS | 0 | 1333.0367 | 1.1566e-06 | 1.1566e-06 | 1.1566e-06 | 1.1566e-06 | 1.1566e-06
00 Ret.Exist_Non-FBC_DryFGD_ACI & DCCS & SCR & CCS | 0 | 0 | 849.6784 | 810.8588 | 6.0621 | 6.0621 | 6.0621
00 Ret.Exist_Non-FBC_DryFGD_ACI & DRET | 0 | 1744.2243 | 0 | 0 | 0 | 0 | 0
00 Ret.Exist_Non-FBC_DryFGD_ACI & GPM | 0 | 0 | 0 | 0 | 0 | 0 | 0
00 Ret.Exist_Non-FBC_DryFGD_ACI & GPM & C2G | 0 | 0 | 0 | 0 | 0 | 0 | 0
00 Ret.Exist_Non-FBC_DryFGD_ACI & GPM & C2G & SCR | 0 | 0 | 0 | 0 | 0 | 0 | 0
00 Ret.Exist_Non-FBC_DryFGD_ACI & GPM & DRET | 0 | 0 | 0 | 0 | 0 | 0 | 0
00 Ret.Exist_Non-FBC_DryFGD_ACI & GPM & NGC | 0 | 0 | 0 | 0 | 0 | 0 | 0
00 Ret.Exist_Non-FBC_DryFGD_ACI & GPM & SCR | 0 | 0 | 0 | 0 | 0 | 0 | 0
00 Ret.Exist_Non-FBC_DryFGD_ACI & GPM & SCR & CCS | 0 | 0 | 0 | 0 | 0 | 0 | 0
00 Ret.Exist_Non-FBC_DryFGD_ACI & GPM & SCR & DRET | 0 | 0 | 0 | 0 | 0 | 0 | 0
00 Ret.Exist_Non-FBC_DryFGD_ACI & GPM & SCR & NGC | 0 | 0 | 0 | 0 | 0 | 0 | 0
00 Ret.Exist_Non-FBC_DryFGD_ACI & GPM & SNCR | 0 | 0 | 0 | 0 | 0 | 0 | 0
00 Ret.Exist_Non-FBC_DryFGD_ACI & GPM & SNCR & DRET | 0 | 0 | 0 | 0 | 0 | 0 | 0
00 Ret.Exist_Non-FBC_DryFGD_ACI & GPM & SNCR & NGC | 0 | 0 | 0 | 0 | 0 | 0 | 0
00 Ret.Exist_Non-FBC_DryFGD_ACI & NGC | 0 | 1036.2045 | 1032 | 0 | 0 | 0 | 0
00 Ret.Exist_Non-FBC_DryFGD_ACI & SCR | 0 | 16.8629 | 0 | 0 | 0 | 0 | 0
00 Ret.Exist_Non-FBC_DryFGD_ACI & SCR & C2G | 0 | 0 | 0 | 0 | 0 | 0 | 0
00 Ret.Exist_Non-FBC_DryFGD_ACI & SCR & CCS | 0 | 0 | 11.1469 | 11.1469 | 0 | 0 | 0
00 Ret.Exist_Non-FBC_DryFGD_ACI & SCR & DRET | 0 | 0 | 0 | 0 | 0 | 0 | 0
00 Ret.Exist_Non-FBC_DryFGD_ACI & SCR & NGC | 0 | 0 | 0 | 0 | 0 | 0 | 0
00 Ret.Exist_Non-FBC_DryFGD_ACI & SNCR | 0 | 0 | 0 | 0 | 0 | 0 | 0
00 Ret.Exist_Non-FBC_DryFGD_ACI & SNCR & C2G | 0 | 0 | 0 | 0 | 0 | 0 | 0
00 Ret.Exist_Non-FBC_DryFGD_ACI & SNCR & DRET | 0 | 0 | 0 | 0 | 0 | 0 | 0
00 Ret.Exist_Non-FBC_DryFGD_ACI & SNCR & NGC | 0 | 0 | 0 | 0 | 0 | 0 | 0
00 Ret.Exist_Non-FBC_DryFGD_SCR & ACI | 0 | 0 | 0 | 0 | 0 | 0 | 0
00 Ret.Exist_Non-FBC_DryFGD_SCR & ACI & C2G | 0 | 0 | 0 | 0 | 0 | 0 | 0
00 Ret.Exist_Non-FBC_DryFGD_SCR & ACI & CCS | 0 | 0 | 0 | 0 | 0 | 0 | 0
00 Ret.Exist_Non-FBC_DryFGD_SCR & ACI & DRET | 0 | 0 | 0 | 0 | 0 | 0 | 0
00 Ret.Exist_Non-FBC_DryFGD_SCR & ACI & GPM | 0 | 0 | 0 | 0 | 0 | 0 | 0
00 Ret.Exist_Non-FBC_DryFGD_SCR & ACI & GPM & C2G | 0 | 0 | 0 | 0 | 0 | 0 | 0
00 Ret.Exist_Non-FBC_DryFGD_SCR & ACI & GPM & CCS | 0 | 0 | 0 | 0 | 0 | 0 | 0
00 Ret.Exist_Non-FBC_DryFGD_SCR & ACI & GPM & DRET | 0 | 0 | 0 | 0 | 0 | 0 | 0
00 Ret.Exist_Non-FBC_DryFGD_SCR & ACI & GPM & NGC | 0 | 0 | 0 | 0 | 0 | 0 | 0
00 Ret.Exist_Non-FBC_DryFGD_SCR & ACI & NGC | 0 | 0 | 0 | 0 | 0 | 0 | 0
00 Ret.Exist_Non-FBC_DryFGD_SCR & C2G | 0 | 0 | 0 | 0 | 0 | 0 | 0
00 Ret.Exist_Non-FBC_DryFGD_SCR & CCS | 0 | 0 | 0 | 0 | 0 | 0 | 0
00 Ret.Exist_Non-FBC_DryFGD_SCR & DRET | 0 | 0 | 0 | 0 | 0 | 0 | 0
00 Ret.Exist_Non-FBC_DryFGD_SCR & GPM | 0 | 0 | 0 | 0 | 0 | 0 | 0
00 Ret.Exist_Non-FBC_DryFGD_SCR & GPM & C2G | 0 | 0 | 0 | 0 | 0 | 0 | 0
00 Ret.Exist_Non-FBC_DryFGD_SCR & GPM & CCS | 0 | 0 | 0 | 0 | 0 | 0 | 0
00 Ret.Exist_Non-FBC_DryFGD_SCR & GPM & DRET | 0 | 0 | 0 | 0 | 0 | 0 | 0
00 Ret.Exist_Non-FBC_DryFGD_SCR & GPM & NGC | 0 | 0 | 0 | 0 | 0 | 0 | 0
00 Ret.Exist_Non-FBC_DryFGD_SCR & NGC | 0 | 0 | 0 | 0 | 0 | 0 | 0
00 Ret.Exist_Non-FBC_DryFGD_SCR_ACI & C2G | 1040.1439 | 4009.1439 | 4009.1439 | 4009.1439 | 4009.1439 | 4009.1439 | 4009.1439
00 Ret.Exist_Non-FBC_DryFGD_SCR_ACI & CCS | 0 | 259.4793 | 270.9606 | 270.9606 | 270.9606 | 270.9606 | 270.9606
00 Ret.Exist_Non-FBC_DryFGD_SCR_ACI & DCCS | 0 | 1230.6976 | 1.0021e-06 | 1.0021e-06 | 1.0021e-06 | 1.0021e-06 | 1.0021e-06
00 Ret.Exist_Non-FBC_DryFGD_SCR_ACI & DCCS & CCS | 0 | 0 | 811.0055 | 811.0055 | 0 | 0 | 0
00 Ret.Exist_Non-FBC_DryFGD_SCR_ACI & DRET | 0 | 2798.8472 | 0 | 0 | 0 | 0 | 0
00 Ret.Exist_Non-FBC_DryFGD_SCR_ACI & GPM | 0 | 0 | 0 | 0 | 0 | 0 | 0
00 Ret.Exist_Non-FBC_DryFGD_SCR_ACI & GPM & C2G | 0 | 0 | 0 | 0 | 0 | 0 | 0
00 Ret.Exist_Non-FBC_DryFGD_SCR_ACI & GPM & CCS | 0 | 0 | 0 | 0 | 0 | 0 | 0
00 Ret.Exist_Non-FBC_DryFGD_SCR_ACI & GPM & DRET | 0 | 0 | 0 | 0 | 0 | 0 | 0
00 Ret.Exist_Non-FBC_DryFGD_SCR_ACI & GPM & NGC | 0 | 0 | 0 | 0 | 0 | 0 | 0
00 Ret.Exist_Non-FBC_DryFGD_SCR_ACI & NGC | 0 | 2.5113 | 2.5113 | 0 | 0 | 0 | 0
00 Ret.Exist_Non-FBC_DryFGD_SCR_ACI_DSI & C2G | 0 | 690.9965 | 690.9965 | 690.9965 | 690.9965 | 690.9965 | 690.9965
00 Ret.Exist_Non-FBC_DryFGD_SCR_ACI_DSI & CCS | 0 | 0 | 0 | 0 | 0 | 0 | 0
00 Ret.Exist_Non-FBC_DryFGD_SCR_ACI_DSI & DCCS | 0 | 0.003452 | 0 | 0 | 0 | 0 | 0
00 Ret.Exist_Non-FBC_DryFGD_SCR_ACI_DSI & DCCS & CCS | 0 | 0 | 0.002349 | 0.002349 | 0 | 0 | 0
00 Ret.Exist_Non-FBC_DryFGD_SCR_ACI_DSI & DRET | 0 | 0 | 0 | 0 | 0 | 0 | 0
00 Ret.Exist_Non-FBC_DryFGD_SCR_ACI_DSI & GPM | 0 | 0 | 0 | 0 | 0 | 0 | 0
00 Ret.Exist_Non-FBC_DryFGD_SCR_ACI_DSI & GPM & C2G | 0 | 0 | 0 | 0 | 0 | 0 | 0
00 Ret.Exist_Non-FBC_DryFGD_SCR_ACI_DSI & GPM & CCS | 0 | 0 | 0 | 0 | 0 | 0 | 0
00 Ret.Exist_Non-FBC_DryFGD_SCR_ACI_DSI & GPM & DRET | 0 | 0 | 0 | 0 | 0 | 0 | 0
00 Ret.Exist_Non-FBC_DryFGD_SCR_ACI_DSI & GPM & NGC | 0 | 0 | 0 | 0 | 0 | 0 | 0
00 Ret.Exist_Non-FBC_DryFGD_SCR_ACI_DSI & NGC | 0 | 0 | 0 | 0 | 0 | 0 | 0
00 Ret.Exist_Non-FBC_DryFGD_SCR_DSI & ACI | 0 | 0 | 0 | 0 | 0 | 0 | 0
00 Ret.Exist_Non-FBC_DryFGD_SCR_DSI & ACI & C2G | 0 | 0 | 0 | 0 | 0 | 0 | 0
00 Ret.Exist_Non-FBC_DryFGD_SCR_DSI & ACI & CCS | 0 | 0 | 0 | 0 | 0 | 0 | 0
00 Ret.Exist_Non-FBC_DryFGD_SCR_DSI & ACI & DRET | 0 | 0 | 0 | 0 | 0 | 0 | 0
00 Ret.Exist_Non-FBC_DryFGD_SCR_DSI & ACI & GPM | 0 | 0 | 0 | 0 | 0 | 0 | 0
00 Ret.Exist_Non-FBC_DryFGD_SCR_DSI & ACI & GPM & C2G | 0 | 0 | 0 | 0 | 0 | 0 | 0
00 Ret.Exist_Non-FBC_DryFGD_SCR_DSI & ACI & GPM & CCS | 0 | 0 | 0 | 0 | 0 | 0 | 0
00 Ret.Exist_Non-FBC_DryFGD_SCR_DSI & ACI & GPM & DRET | 0 | 0 | 0 | 0 | 0 | 0 | 0
00 Ret.Exist_Non-FBC_DryFGD_SCR_DSI & ACI & GPM & NGC | 0 | 0 | 0 | 0 | 0 | 0 | 0
00 Ret.Exist_Non-FBC_DryFGD_SCR_DSI & ACI & NGC | 0 | 0 | 0 | 0 | 0 | 0 | 0
00 Ret.Exist_Non-FBC_DryFGD_SCR_DSI & C2G | 0 | 0 | 0 | 0 | 0 | 0 | 0
00 Ret.Exist_Non-FBC_DryFGD_SCR_DSI & CCS | 0 | 0 | 0 | 0 | 0 | 0 | 0
00 Ret.Exist_Non-FBC_DryFGD_SCR_DSI & DRET | 0 | 268 | 0 | 0 | 0 | 0 | 0
00 Ret.Exist_Non-FBC_DryFGD_SCR_DSI & GPM | 0 | 0 | 0 | 0 | 0 | 0 | 0
00 Ret.Exist_Non-FBC_DryFGD_SCR_DSI & GPM & C2G | 0 | 0 | 0 | 0 | 0 | 0 | 0
00 Ret.Exist_Non-FBC_DryFGD_SCR_DSI & GPM & CCS | 0 | 0 | 0 | 0 | 0 | 0 | 0
00 Ret.Exist_Non-FBC_DryFGD_SCR_DSI & GPM & DRET | 0 | 0 | 0 | 0 | 0 | 0 | 0
00 Ret.Exist_Non-FBC_DryFGD_SCR_DSI & GPM & NGC | 0 | 0 | 0 | 0 | 0 | 0 | 0
00 Ret.Exist_Non-FBC_DryFGD_SCR_DSI & NGC | 0 | 0 | 0 | 0 | 0 | 0 | 0
00 Ret.Exist_Non-FBC_DryFGD_SNCR_ACI & C2G | 0 | 0 | 0 | 0 | 0 | 0 | 0
00 Ret.Exist_Non-FBC_DryFGD_SNCR_ACI & C2G & SCR | 0 | 0 | 0 | 0 | 0 | 0 | 0
00 Ret.Exist_Non-FBC_DryFGD_SNCR_ACI & DCCS | 0 | 570 | 0 | 0 | 0 | 0 | 0
00 Ret.Exist_Non-FBC_DryFGD_SNCR_ACI & DCCS & SCR & CCS | 0 | 0 | 383.3953 | 383.3953 | 68.4497 | 68.4497 | 68.4497
00 Ret.Exist_Non-FBC_DryFGD_SNCR_ACI & DRET | 0 | 1145 | 0 | 0 | 0 | 0 | 0
00 Ret.Exist_Non-FBC_DryFGD_SNCR_ACI & GPM | 0 | 0 | 0 | 0 | 0 | 0 | 0
00 Ret.Exist_Non-FBC_DryFGD_SNCR_ACI & GPM & C2G | 0 | 0 | 0 | 0 | 0 | 0 | 0
00 Ret.Exist_Non-FBC_DryFGD_SNCR_ACI & GPM & C2G & SCR | 0 | 0 | 0 | 0 | 0 | 0 | 0
00 Ret.Exist_Non-FBC_DryFGD_SNCR_ACI & GPM & DRET | 0 | 0 | 0 | 0 | 0 | 0 | 0
00 Ret.Exist_Non-FBC_DryFGD_SNCR_ACI & GPM & NGC | 0 | 0 | 0 | 0 | 0 | 0 | 0
00 Ret.Exist_Non-FBC_DryFGD_SNCR_ACI & GPM & SCR | 0 | 0 | 0 | 0 | 0 | 0 | 0
00 Ret.Exist_Non-FBC_DryFGD_SNCR_ACI & GPM & SCR & CCS | 0 | 0 | 0 | 0 | 0 | 0 | 0
00 Ret.Exist_Non-FBC_DryFGD_SNCR_ACI & GPM & SCR & DRET | 0 | 0 | 0 | 0 | 0 | 0 | 0
00 Ret.Exist_Non-FBC_DryFGD_SNCR_ACI & GPM & SCR & NGC | 0 | 0 | 0 | 0 | 0 | 0 | 0
00 Ret.Exist_Non-FBC_DryFGD_SNCR_ACI & NGC | 0 | 0 | 0 | 0 | 0 | 0 | 0
00 Ret.Exist_Non-FBC_DryFGD_SNCR_ACI & SCR | 0 | 0 | 0 | 0 | 0 | 0 | 0
00 Ret.Exist_Non-FBC_DryFGD_SNCR_ACI & SCR & C2G | 0 | 0 | 0 | 0 | 0 | 0 | 0
00 Ret.Exist_Non-FBC_DryFGD_SNCR_ACI & SCR & CCS | 0 | 0 | 0 | 0 | 0 | 0 | 0
00 Ret.Exist_Non-FBC_DryFGD_SNCR_ACI & SCR & DRET | 0 | 0 | 0 | 0 | 0 | 0 | 0
00 Ret.Exist_Non-FBC_DryFGD_SNCR_ACI & SCR & NGC | 0 | 0 | 0 | 0 | 0 | 0 | 0
00 Ret.Exist_Non-FBC_DryFGD_SNCR_ACI_DSI & C2G | 0 | 0 | 0 | 0 | 0 | 0 | 0
00 Ret.Exist_Non-FBC_DryFGD_SNCR_ACI_DSI & C2G & SCR | 0 | 0 | 0 | 0 | 0 | 0 | 0
00 Ret.Exist_Non-FBC_DryFGD_SNCR_ACI_DSI & DRET | 0 | 585 | 0 | 0 | 0 | 0 | 0
00 Ret.Exist_Non-FBC_DryFGD_SNCR_ACI_DSI & GPM | 0 | 0 | 0 | 0 | 0 | 0 | 0
00 Ret.Exist_Non-FBC_DryFGD_SNCR_ACI_DSI & GPM & C2G | 0 | 0 | 0 | 0 | 0 | 0 | 0
00 Ret.Exist_Non-FBC_DryFGD_SNCR_ACI_DSI & GPM & C2G & SCR | 0 | 0 | 0 | 0 | 0 | 0 | 0
00 Ret.Exist_Non-FBC_DryFGD_SNCR_ACI_DSI & GPM & DRET | 0 | 0 | 0 | 0 | 0 | 0 | 0
00 Ret.Exist_Non-FBC_DryFGD_SNCR_ACI_DSI & GPM & NGC | 0 | 0 | 0 | 0 | 0 | 0 | 0
00 Ret.Exist_Non-FBC_DryFGD_SNCR_ACI_DSI & GPM & SCR | 0 | 0 | 0 | 0 | 0 | 0 | 0
00 Ret.Exist_Non-FBC_DryFGD_SNCR_ACI_DSI & GPM & SCR & CCS | 0 | 0 | 0 | 0 | 0 | 0 | 0
00 Ret.Exist_Non-FBC_DryFGD_SNCR_ACI_DSI & GPM & SCR & DRET | 0 | 0 | 0 | 0 | 0 | 0 | 0
00 Ret.Exist_Non-FBC_DryFGD_SNCR_ACI_DSI & GPM & SCR & NGC | 0 | 0 | 0 | 0 | 0 | 0 | 0
00 Ret.Exist_Non-FBC_DryFGD_SNCR_ACI_DSI & NGC | 0 | 0 | 0 | 0 | 0 | 0 | 0
00 Ret.Exist_Non-FBC_DryFGD_SNCR_ACI_DSI & SCR | 0 | 0 | 0 | 0 | 0 | 0 | 0
00 Ret.Exist_Non-FBC_DryFGD_SNCR_ACI_DSI & SCR & C2G | 0 | 0 | 0 | 0 | 0 | 0 | 0
00 Ret.Exist_Non-FBC_DryFGD_SNCR_ACI_DSI & SCR & CCS | 0 | 0 | 0 | 0 | 0 | 0 | 0
00 Ret.Exist_Non-FBC_DryFGD_SNCR_ACI_DSI & SCR & DRET | 0 | 0 | 0 | 0 | 0 | 0 | 0
00 Ret.Exist_Non-FBC_DryFGD_SNCR_ACI_DSI & SCR & NGC | 0 | 0 | 0 | 0 | 0 | 0 | 0
00 Ret.Exist_Non-FBC_DSI & ACI | 0 | 0 | 0 | 0 | 0 | 0 | 0
00 Ret.Exist_Non-FBC_DSI & ACI & C2G | 0 | 0 | 0 | 0 | 0 | 0 | 0
00 Ret.Exist_Non-FBC_DSI & ACI & C2G & SCR | 0 | 0 | 0 | 0 | 0 | 0 | 0
00 Ret.Exist_Non-FBC_DSI & ACI & DRET | 0 | 0 | 0 | 0 | 0 | 0 | 0
00 Ret.Exist_Non-FBC_DSI & ACI & GPM | 0 | 0 | 0 | 0 | 0 | 0 | 0
00 Ret.Exist_Non-FBC_DSI & ACI & GPM & C2G | 0 | 0 | 0 | 0 | 0 | 0 | 0
00 Ret.Exist_Non-FBC_DSI & ACI & GPM & C2G & SCR | 0 | 0 | 0 | 0 | 0 | 0 | 0
00 Ret.Exist_Non-FBC_DSI & ACI & GPM & DRET | 0 | 0 | 0 | 0 | 0 | 0 | 0
00 Ret.Exist_Non-FBC_DSI & ACI & GPM & NGC | 0 | 0 | 0 | 0 | 0 | 0 | 0
00 Ret.Exist_Non-FBC_DSI & ACI & GPM & SCR | 0 | 0 | 0 | 0 | 0 | 0 | 0
00 Ret.Exist_Non-FBC_DSI & ACI & GPM & SCR & DRET | 0 | 0 | 0 | 0 | 0 | 0 | 0
00 Ret.Exist_Non-FBC_DSI & ACI & GPM & SCR & NGC | 0 | 0 | 0 | 0 | 0 | 0 | 0
00 Ret.Exist_Non-FBC_DSI & ACI & GPM & SNCR | 0 | 0 | 0 | 0 | 0 | 0 | 0
00 Ret.Exist_Non-FBC_DSI & ACI & GPM & SNCR & DRET | 0 | 0 | 0 | 0 | 0 | 0 | 0
00 Ret.Exist_Non-FBC_DSI & ACI & GPM & SNCR & NGC | 0 | 0 | 0 | 0 | 0 | 0 | 0
00 Ret.Exist_Non-FBC_DSI & ACI & GPM & WetFGD & SCR & CCS | 0 | 0 | 0 | 0 | 0 | 0 | 0
00 Ret.Exist_Non-FBC_DSI & ACI & NGC | 0 | 0 | 0 | 0 | 0 | 0 | 0
00 Ret.Exist_Non-FBC_DSI & ACI & SCR | 0 | 0 | 0 | 0 | 0 | 0 | 0
00 Ret.Exist_Non-FBC_DSI & ACI & SCR & DRET | 0 | 0 | 0 | 0 | 0 | 0 | 0
00 Ret.Exist_Non-FBC_DSI & ACI & SCR & NGC | 0 | 0 | 0 | 0 | 0 | 0 | 0
00 Ret.Exist_Non-FBC_DSI & ACI & SNCR | 0 | 0 | 0 | 0 | 0 | 0 | 0
00 Ret.Exist_Non-FBC_DSI & ACI & SNCR & DRET | 0 | 0 | 0 | 0 | 0 | 0 | 0
00 Ret.Exist_Non-FBC_DSI & ACI & SNCR & NGC | 0 | 0 | 0 | 0 | 0 | 0 | 0
00 Ret.Exist_Non-FBC_DSI & ACI & WetFGD & SCR & CCS | 0 | 0 | 0 | 0 | 0 | 0 | 0
00 Ret.Exist_Non-FBC_DSI & C2G | 0 | 0 | 0 | 0 | 0 | 0 | 0
00 Ret.Exist_Non-FBC_DSI & C2G & SCR | 0 | 0 | 0 | 0 | 0 | 0 | 0
00 Ret.Exist_Non-FBC_DSI & DRET | 0 | 0 | 0 | 0 | 0 | 0 | 0
00 Ret.Exist_Non-FBC_DSI & GPM | 0 | 0 | 0 | 0 | 0 | 0 | 0
00 Ret.Exist_Non-FBC_DSI & GPM & C2G | 0 | 0 | 0 | 0 | 0 | 0 | 0
00 Ret.Exist_Non-FBC_DSI & GPM & C2G & SCR | 0 | 0 | 0 | 0 | 0 | 0 | 0
00 Ret.Exist_Non-FBC_DSI & GPM & DRET | 0 | 0 | 0 | 0 | 0 | 0 | 0
00 Ret.Exist_Non-FBC_DSI & GPM & NGC | 0 | 0 | 0 | 0 | 0 | 0 | 0
00 Ret.Exist_Non-FBC_DSI & GPM & SCR | 0 | 0 | 0 | 0 | 0 | 0 | 0
00 Ret.Exist_Non-FBC_DSI & GPM & SCR & DRET | 0 | 0 | 0 | 0 | 0 | 0 | 0
00 Ret.Exist_Non-FBC_DSI & GPM & SCR & NGC | 0 | 0 | 0 | 0 | 0 | 0 | 0
00 Ret.Exist_Non-FBC_DSI & GPM & SNCR | 0 | 0 | 0 | 0 | 0 | 0 | 0
00 Ret.Exist_Non-FBC_DSI & GPM & SNCR & DRET | 0 | 0 | 0 | 0 | 0 | 0 | 0
00 Ret.Exist_Non-FBC_DSI & GPM & SNCR & NGC | 0 | 0 | 0 | 0 | 0 | 0 | 0
00 Ret.Exist_Non-FBC_DSI & GPM & WetFGD & SCR & CCS | 0 | 0 | 0 | 0 | 0 | 0 | 0
00 Ret.Exist_Non-FBC_DSI & NGC | 0 | 0 | 0 | 0 | 0 | 0 | 0
00 Ret.Exist_Non-FBC_DSI & SCR | 0 | 0 | 0 | 0 | 0 | 0 | 0
00 Ret.Exist_Non-FBC_DSI & SCR & C2G | 0 | 0 | 0 | 0 | 0 | 0 | 0
00 Ret.Exist_Non-FBC_DSI & SCR & DRET | 0 | 0 | 0 | 0 | 0 | 0 | 0
00 Ret.Exist_Non-FBC_DSI & SCR & NGC | 0 | 0 | 0 | 0 | 0 | 0 | 0
00 Ret.Exist_Non-FBC_DSI & SCR & WetFGD & CCS | 0 | 0 | 0 | 0 | 0 | 0 | 0
00 Ret.Exist_Non-FBC_DSI & SNCR | 0 | 0 | 0 | 0 | 0 | 0 | 0
00 Ret.Exist_Non-FBC_DSI & SNCR & C2G | 0 | 0 | 0 | 0 | 0 | 0 | 0
00 Ret.Exist_Non-FBC_DSI & SNCR & DRET | 0 | 0 | 0 | 0 | 0 | 0 | 0
00 Ret.Exist_Non-FBC_DSI & SNCR & NGC | 0 | 0 | 0 | 0 | 0 | 0 | 0
00 Ret.Exist_Non-FBC_NoCtrl & ACI | 0 | 0 | 0 | 0 | 0 | 0 | 0
00 Ret.Exist_Non-FBC_NoCtrl & ACI & C2G | 0 | 0 | 0 | 0 | 0 | 0 | 0
00 Ret.Exist_Non-FBC_NoCtrl & ACI & C2G & SCR | 0 | 0 | 0 | 0 | 0 | 0 | 0
00 Ret.Exist_Non-FBC_NoCtrl & ACI & DRET | 0 | 0 | 0 | 0 | 0 | 0 | 0
00 Ret.Exist_Non-FBC_NoCtrl & ACI & DSI | 0 | 0 | 0 | 0 | 0 | 0 | 0
00 Ret.Exist_Non-FBC_NoCtrl & ACI & DSI & C2G | 0 | 0 | 0 | 0 | 0 | 0 | 0
00 Ret.Exist_Non-FBC_NoCtrl & ACI & DSI & C2G & SCR | 0 | 0 | 0 | 0 | 0 | 0 | 0
00 Ret.Exist_Non-FBC_NoCtrl & ACI & DSI & DRET | 0 | 0 | 0 | 0 | 0 | 0 | 0
00 Ret.Exist_Non-FBC_NoCtrl & ACI & DSI & GPM | 0 | 0 | 0 | 0 | 0 | 0 | 0
00 Ret.Exist_Non-FBC_NoCtrl & ACI & DSI & GPM & C2G | 0 | 0 | 0 | 0 | 0 | 0 | 0
00 Ret.Exist_Non-FBC_NoCtrl & ACI & DSI & GPM & C2G & SCR | 0 | 0 | 0 | 0 | 0 | 0 | 0
00 Ret.Exist_Non-FBC_NoCtrl & ACI & DSI & GPM & DRET | 0 | 0 | 0 | 0 | 0 | 0 | 0
00 Ret.Exist_Non-FBC_NoCtrl & ACI & DSI & GPM & NGC | 0 | 0 | 0 | 0 | 0 | 0 | 0
00 Ret.Exist_Non-FBC_NoCtrl & ACI & DSI & GPM & SCR | 0 | 0 | 0 | 0 | 0 | 0 | 0
00 Ret.Exist_Non-FBC_NoCtrl & ACI & DSI & GPM & SCR & DRET | 0 | 0 | 0 | 0 | 0 | 0 | 0
00 Ret.Exist_Non-FBC_NoCtrl & ACI & DSI & GPM & SCR & NGC | 0 | 0 | 0 | 0 | 0 | 0 | 0
00 Ret.Exist_Non-FBC_NoCtrl & ACI & DSI & GPM & SNCR | 0 | 0 | 0 | 0 | 0 | 0 | 0
00 Ret.Exist_Non-FBC_NoCtrl & ACI & DSI & GPM & SNCR & DRET | 0 | 0 | 0 | 0 | 0 | 0 | 0
00 Ret.Exist_Non-FBC_NoCtrl & ACI & DSI & GPM & SNCR & NGC | 0 | 0 | 0 | 0 | 0 | 0 | 0
00 Ret.Exist_Non-FBC_NoCtrl & ACI & DSI & GPM & WetFGD & SCR & CCS | 0 | 0 | 0 | 0 | 0 | 0 | 0
00 Ret.Exist_Non-FBC_NoCtrl & ACI & DSI & NGC | 0 | 0 | 0 | 0 | 0 | 0 | 0
00 Ret.Exist_Non-FBC_NoCtrl & ACI & DSI & SCR | 0 | 0 | 0 | 0 | 0 | 0 | 0
00 Ret.Exist_Non-FBC_NoCtrl & ACI & DSI & SCR & DRET | 0 | 0 | 0 | 0 | 0 | 0 | 0
00 Ret.Exist_Non-FBC_NoCtrl & ACI & DSI & SCR & NGC | 0 | 0 | 0 | 0 | 0 | 0 | 0
00 Ret.Exist_Non-FBC_NoCtrl & ACI & DSI & SNCR | 0 | 0 | 0 | 0 | 0 | 0 | 0
00 Ret.Exist_Non-FBC_NoCtrl & ACI & DSI & SNCR & DRET | 0 | 0 | 0 | 0 | 0 | 0 | 0
00 Ret.Exist_Non-FBC_NoCtrl & ACI & DSI & SNCR & NGC | 0 | 0 | 0 | 0 | 0 | 0 | 0
00 Ret.Exist_Non-FBC_NoCtrl & ACI & DSI & WetFGD & SCR & CCS | 0 | 0 | 0 | 0 | 0 | 0 | 0
00 Ret.Exist_Non-FBC_NoCtrl & ACI & GPM | 0 | 0 | 0 | 0 | 0 | 0 | 0
00 Ret.Exist_Non-FBC_NoCtrl & ACI & GPM & C2G | 0 | 0 | 0 | 0 | 0 | 0 | 0
00 Ret.Exist_Non-FBC_NoCtrl & ACI & GPM & C2G & SCR | 0 | 0 | 0 | 0 | 0 | 0 | 0
00 Ret.Exist_Non-FBC_NoCtrl & ACI & GPM & DRET | 0 | 0 | 0 | 0 | 0 | 0 | 0
00 Ret.Exist_Non-FBC_NoCtrl & ACI & GPM & NGC | 0 | 0 | 0 | 0 | 0 | 0 | 0
00 Ret.Exist_Non-FBC_NoCtrl & ACI & GPM & SCR | 0 | 0 | 0 | 0 | 0 | 0 | 0
00 Ret.Exist_Non-FBC_NoCtrl & ACI & GPM & SCR & DRET | 0 | 0 | 0 | 0 | 0 | 0 | 0
00 Ret.Exist_Non-FBC_NoCtrl & ACI & GPM & SCR & NGC | 0 | 0 | 0 | 0 | 0 | 0 | 0
00 Ret.Exist_Non-FBC_NoCtrl & ACI & GPM & SNCR | 0 | 0 | 0 | 0 | 0 | 0 | 0
00 Ret.Exist_Non-FBC_NoCtrl & ACI & GPM & SNCR & DRET | 0 | 0 | 0 | 0 | 0 | 0 | 0
00 Ret.Exist_Non-FBC_NoCtrl & ACI & GPM & SNCR & NGC | 0 | 0 | 0 | 0 | 0 | 0 | 0
00 Ret.Exist_Non-FBC_NoCtrl & ACI & GPM & WetFGD & SCR & CCS | 0 | 0 | 0 | 0 | 0 | 0 | 0
00 Ret.Exist_Non-FBC_NoCtrl & ACI & NGC | 0 | 0 | 0 | 0 | 0 | 0 | 0
00 Ret.Exist_Non-FBC_NoCtrl & ACI & SCR | 0 | 0 | 0 | 0 | 0 | 0 | 0
00 Ret.Exist_Non-FBC_NoCtrl & ACI & SCR & DRET | 0 | 0 | 0 | 0 | 0 | 0 | 0
00 Ret.Exist_Non-FBC_NoCtrl & ACI & SCR & NGC | 0 | 0 | 0 | 0 | 0 | 0 | 0
00 Ret.Exist_Non-FBC_NoCtrl & ACI & SNCR | 0 | 0 | 0 | 0 | 0 | 0 | 0
00 Ret.Exist_Non-FBC_NoCtrl & ACI & SNCR & DRET | 0 | 0 | 0 | 0 | 0 | 0 | 0
00 Ret.Exist_Non-FBC_NoCtrl & ACI & SNCR & NGC | 0 | 0 | 0 | 0 | 0 | 0 | 0
00 Ret.Exist_Non-FBC_NoCtrl & ACI & WetFGD & SCR & CCS | 0 | 0 | 0 | 0 | 0 | 0 | 0
00 Ret.Exist_Non-FBC_NoCtrl & C2G | 0 | 0 | 0 | 0 | 0 | 0 | 0
00 Ret.Exist_Non-FBC_NoCtrl & C2G & SCR | 0 | 0 | 0 | 0 | 0 | 0 | 0
00 Ret.Exist_Non-FBC_NoCtrl & DCCS | 0 | 0 | 0 | 0 | 0 | 0 | 0
00 Ret.Exist_Non-FBC_NoCtrl & DCCS & WetFGD & SCR & CCS | 0 | 0 | 0 | 0 | 0 | 0 | 0
00 Ret.Exist_Non-FBC_NoCtrl & DRET | 0 | 115 | 0 | 0 | 0 | 0 | 0
00 Ret.Exist_Non-FBC_NoCtrl & DSI | 0 | 0 | 0 | 0 | 0 | 0 | 0
00 Ret.Exist_Non-FBC_NoCtrl & DSI & C2G | 0 | 0 | 0 | 0 | 0 | 0 | 0
00 Ret.Exist_Non-FBC_NoCtrl & DSI & C2G & SCR | 0 | 0 | 0 | 0 | 0 | 0 | 0
00 Ret.Exist_Non-FBC_NoCtrl & DSI & DRET | 0 | 0 | 0 | 0 | 0 | 0 | 0
00 Ret.Exist_Non-FBC_NoCtrl & DSI & GPM | 0 | 0 | 0 | 0 | 0 | 0 | 0
00 Ret.Exist_Non-FBC_NoCtrl & DSI & GPM & C2G | 0 | 0 | 0 | 0 | 0 | 0 | 0
00 Ret.Exist_Non-FBC_NoCtrl & DSI & GPM & C2G & SCR | 0 | 0 | 0 | 0 | 0 | 0 | 0
00 Ret.Exist_Non-FBC_NoCtrl & DSI & GPM & DRET | 0 | 0 | 0 | 0 | 0 | 0 | 0
00 Ret.Exist_Non-FBC_NoCtrl & DSI & GPM & NGC | 0 | 0 | 0 | 0 | 0 | 0 | 0
00 Ret.Exist_Non-FBC_NoCtrl & DSI & GPM & SCR | 0 | 0 | 0 | 0 | 0 | 0 | 0
00 Ret.Exist_Non-FBC_NoCtrl & DSI & GPM & SCR & DRET | 0 | 0 | 0 | 0 | 0 | 0 | 0
00 Ret.Exist_Non-FBC_NoCtrl & DSI & GPM & SCR & NGC | 0 | 0 | 0 | 0 | 0 | 0 | 0
00 Ret.Exist_Non-FBC_NoCtrl & DSI & GPM & SNCR | 0 | 0 | 0 | 0 | 0 | 0 | 0
00 Ret.Exist_Non-FBC_NoCtrl & DSI & GPM & SNCR & DRET | 0 | 0 | 0 | 0 | 0 | 0 | 0
00 Ret.Exist_Non-FBC_NoCtrl & DSI & GPM & SNCR & NGC | 0 | 0 | 0 | 0 | 0 | 0 | 0
00 Ret.Exist_Non-FBC_NoCtrl & DSI & GPM & WetFGD & SCR & CCS | 0 | 0 | 0 | 0 | 0 | 0 | 0
00 Ret.Exist_Non-FBC_NoCtrl & DSI & NGC | 0 | 0 | 0 | 0 | 0 | 0 | 0
00 Ret.Exist_Non-FBC_NoCtrl & DSI & SCR | 0 | 0 | 0 | 0 | 0 | 0 | 0
00 Ret.Exist_Non-FBC_NoCtrl & DSI & SCR & DRET | 0 | 0 | 0 | 0 | 0 | 0 | 0
00 Ret.Exist_Non-FBC_NoCtrl & DSI & SCR & NGC | 0 | 0 | 0 | 0 | 0 | 0 | 0
00 Ret.Exist_Non-FBC_NoCtrl & DSI & SNCR | 0 | 0 | 0 | 0 | 0 | 0 | 0
00 Ret.Exist_Non-FBC_NoCtrl & DSI & SNCR & DRET | 0 | 0 | 0 | 0 | 0 | 0 | 0
00 Ret.Exist_Non-FBC_NoCtrl & DSI & SNCR & NGC | 0 | 0 | 0 | 0 | 0 | 0 | 0
00 Ret.Exist_Non-FBC_NoCtrl & DSI & WetFGD & SCR & CCS | 0 | 0 | 0 | 0 | 0 | 0 | 0
00 Ret.Exist_Non-FBC_NoCtrl & GPM | 0 | 0 | 0 | 0 | 0 | 0 | 0
00 Ret.Exist_Non-FBC_NoCtrl & GPM & C2G | 0 | 0 | 0 | 0 | 0 | 0 | 0
00 Ret.Exist_Non-FBC_NoCtrl & GPM & C2G & SCR | 0 | 0 | 0 | 0 | 0 | 0 | 0
00 Ret.Exist_Non-FBC_NoCtrl & GPM & DRET | 0 | 0 | 0 | 0 | 0 | 0 | 0
00 Ret.Exist_Non-FBC_NoCtrl & GPM & NGC | 0 | 0 | 0 | 0 | 0 | 0 | 0
00 Ret.Exist_Non-FBC_NoCtrl & GPM & SCR | 0 | 0 | 0 | 0 | 0 | 0 | 0
00 Ret.Exist_Non-FBC_NoCtrl & GPM & SCR & DRET | 0 | 0 | 0 | 0 | 0 | 0 | 0
00 Ret.Exist_Non-FBC_NoCtrl & GPM & SCR & NGC | 0 | 0 | 0 | 0 | 0 | 0 | 0
00 Ret.Exist_Non-FBC_NoCtrl & GPM & SNCR | 0 | 0 | 0 | 0 | 0 | 0 | 0
00 Ret.Exist_Non-FBC_NoCtrl & GPM & SNCR & DRET | 0 | 0 | 0 | 0 | 0 | 0 | 0
00 Ret.Exist_Non-FBC_NoCtrl & GPM & SNCR & NGC | 0 | 0 | 0 | 0 | 0 | 0 | 0
00 Ret.Exist_Non-FBC_NoCtrl & GPM & WetFGD & SCR & CCS | 0 | 0 | 0 | 0 | 0 | 0 | 0
00 Ret.Exist_Non-FBC_NoCtrl & NGC | 0 | 0 | 0 | 0 | 0 | 0 | 0
00 Ret.Exist_Non-FBC_NoCtrl & SCR | 0 | 0 | 0 | 0 | 0 | 0 | 0
00 Ret.Exist_Non-FBC_NoCtrl & SCR & C2G | 0 | 0 | 0 | 0 | 0 | 0 | 0
00 Ret.Exist_Non-FBC_NoCtrl & SCR & DRET | 0 | 0 | 0 | 0 | 0 | 0 | 0
00 Ret.Exist_Non-FBC_NoCtrl & SCR & NGC | 0 | 0 | 0 | 0 | 0 | 0 | 0
00 Ret.Exist_Non-FBC_NoCtrl & SCR & WetFGD & CCS | 0 | 0 | 0 | 0 | 0 | 0 | 0
00 Ret.Exist_Non-FBC_NoCtrl & SNCR | 0 | 0 | 0 | 0 | 0 | 0 | 0
00 Ret.Exist_Non-FBC_NoCtrl & SNCR & C2G | 0 | 0 | 0 | 0 | 0 | 0 | 0
00 Ret.Exist_Non-FBC_NoCtrl & SNCR & DRET | 0 | 0 | 0 | 0 | 0 | 0 | 0
00 Ret.Exist_Non-FBC_NoCtrl & SNCR & NGC | 0 | 0 | 0 | 0 | 0 | 0 | 0
00 Ret.Exist_Non-FBC_SCR_ACI & C2G | 0 | 0 | 0 | 0 | 0 | 0 | 0
00 Ret.Exist_Non-FBC_SCR_ACI & DCCS | 0 | 1146 | 6.7017e-07 | 6.7017e-07 | 6.7017e-07 | 6.7017e-07 | 6.7017e-07
00 Ret.Exist_Non-FBC_SCR_ACI & DCCS & WetFGD & CCS | 0 | 0 | 775.2566 | 775.2566 | 0 | 0 | 0
00 Ret.Exist_Non-FBC_SCR_ACI & DRET | 0 | 701 | 0 | 0 | 0 | 0 | 0
00 Ret.Exist_Non-FBC_SCR_ACI & DSI | 0 | 0 | 0 | 0 | 0 | 0 | 0
00 Ret.Exist_Non-FBC_SCR_ACI & DSI & C2G | 0 | 0 | 0 | 0 | 0 | 0 | 0
00 Ret.Exist_Non-FBC_SCR_ACI & DSI & DRET | 0 | 0 | 0 | 0 | 0 | 0 | 0
00 Ret.Exist_Non-FBC_SCR_ACI & DSI & GPM | 0 | 0 | 0 | 0 | 0 | 0 | 0
00 Ret.Exist_Non-FBC_SCR_ACI & DSI & GPM & C2G | 0 | 0 | 0 | 0 | 0 | 0 | 0
00 Ret.Exist_Non-FBC_SCR_ACI & DSI & GPM & DRET | 0 | 0 | 0 | 0 | 0 | 0 | 0
00 Ret.Exist_Non-FBC_SCR_ACI & DSI & GPM & NGC | 0 | 0 | 0 | 0 | 0 | 0 | 0
00 Ret.Exist_Non-FBC_SCR_ACI & DSI & GPM & WetFGD & CCS | 0 | 0 | 0 | 0 | 0 | 0 | 0
00 Ret.Exist_Non-FBC_SCR_ACI & DSI & NGC | 0 | 0 | 0 | 0 | 0 | 0 | 0
00 Ret.Exist_Non-FBC_SCR_ACI & DSI & WetFGD & CCS | 0 | 0 | 0 | 0 | 0 | 0 | 0
00 Ret.Exist_Non-FBC_SCR_ACI & GPM | 0 | 0 | 0 | 0 | 0 | 0 | 0
00 Ret.Exist_Non-FBC_SCR_ACI & GPM & C2G | 0 | 0 | 0 | 0 | 0 | 0 | 0
00 Ret.Exist_Non-FBC_SCR_ACI & GPM & DRET | 0 | 0 | 0 | 0 | 0 | 0 | 0
00 Ret.Exist_Non-FBC_SCR_ACI & GPM & NGC | 0 | 0 | 0 | 0 | 0 | 0 | 0
00 Ret.Exist_Non-FBC_SCR_ACI & GPM & WetFGD & CCS | 0 | 0 | 0 | 0 | 0 | 0 | 0
00 Ret.Exist_Non-FBC_SCR_ACI & NGC | 0 | 0 | 0 | 0 | 0 | 0 | 0
00 Ret.Exist_Non-FBC_SCR_ACI & WetFGD & CCS | 0 | 0 | 0 | 0 | 0 | 0 | 0
00 Ret.Exist_Non-FBC_SCR_ACI_DSI & C2G | 305 | 305 | 305 | 305 | 305 | 305 | 305
00 Ret.Exist_Non-FBC_SCR_ACI_DSI & DCCS | 0 | 0 | 0 | 0 | 0 | 0 | 0
00 Ret.Exist_Non-FBC_SCR_ACI_DSI & DCCS & WetFGD & CCS | 0 | 0 | 0 | 0 | 0 | 0 | 0
00 Ret.Exist_Non-FBC_SCR_ACI_DSI & DRET | 0 | 390 | 0 | 0 | 0 | 0 | 0
00 Ret.Exist_Non-FBC_SCR_ACI_DSI & GPM | 0 | 0 | 0 | 0 | 0 | 0 | 0
00 Ret.Exist_Non-FBC_SCR_ACI_DSI & GPM & C2G | 0 | 0 | 0 | 0 | 0 | 0 | 0
00 Ret.Exist_Non-FBC_SCR_ACI_DSI & GPM & DRET | 0 | 0 | 0 | 0 | 0 | 0 | 0
00 Ret.Exist_Non-FBC_SCR_ACI_DSI & GPM & NGC | 0 | 0 | 0 | 0 | 0 | 0 | 0
00 Ret.Exist_Non-FBC_SCR_ACI_DSI & GPM & WetFGD & CCS | 0 | 0 | 0 | 0 | 0 | 0 | 0
00 Ret.Exist_Non-FBC_SCR_ACI_DSI & NGC | 0 | 0 | 0 | 0 | 0 | 0 | 0
00 Ret.Exist_Non-FBC_SCR_ACI_DSI & WetFGD & CCS | 0 | 0 | 0 | 0 | 0 | 0 | 0
00 Ret.Exist_Non-FBC_SNCR_ACI & C2G | 0 | 0 | 0 | 0 | 0 | 0 | 0
00 Ret.Exist_Non-FBC_SNCR_ACI & C2G & SCR | 0 | 0 | 0 | 0 | 0 | 0 | 0
00 Ret.Exist_Non-FBC_SNCR_ACI & DRET | 0 | 0 | 0 | 0 | 0 | 0 | 0
00 Ret.Exist_Non-FBC_SNCR_ACI & DSI | 0 | 0 | 0 | 0 | 0 | 0 | 0
00 Ret.Exist_Non-FBC_SNCR_ACI & DSI & C2G | 0 | 0 | 0 | 0 | 0 | 0 | 0
00 Ret.Exist_Non-FBC_SNCR_ACI & DSI & C2G & SCR | 0 | 0 | 0 | 0 | 0 | 0 | 0
00 Ret.Exist_Non-FBC_SNCR_ACI & DSI & DRET | 0 | 0 | 0 | 0 | 0 | 0 | 0
00 Ret.Exist_Non-FBC_SNCR_ACI & DSI & NGC | 0 | 0 | 0 | 0 | 0 | 0 | 0
00 Ret.Exist_Non-FBC_SNCR_ACI & DSI & SCR | 0 | 0 | 0 | 0 | 0 | 0 | 0
00 Ret.Exist_Non-FBC_SNCR_ACI & DSI & SCR & DRET | 0 | 0 | 0 | 0 | 0 | 0 | 0
00 Ret.Exist_Non-FBC_SNCR_ACI & DSI & SCR & NGC | 0 | 0 | 0 | 0 | 0 | 0 | 0
00 Ret.Exist_Non-FBC_SNCR_ACI & DSI & WetFGD & SCR & CCS | 0 | 0 | 0 | 0 | 0 | 0 | 0
00 Ret.Exist_Non-FBC_SNCR_ACI & GPM | 0 | 0 | 0 | 0 | 0 | 0 | 0
00 Ret.Exist_Non-FBC_SNCR_ACI & GPM & C2G | 0 | 0 | 0 | 0 | 0 | 0 | 0
00 Ret.Exist_Non-FBC_SNCR_ACI & GPM & C2G & SCR | 0 | 0 | 0 | 0 | 0 | 0 | 0
00 Ret.Exist_Non-FBC_SNCR_ACI & GPM & DRET | 0 | 0 | 0 | 0 | 0 | 0 | 0
00 Ret.Exist_Non-FBC_SNCR_ACI & GPM & NGC | 0 | 0 | 0 | 0 | 0 | 0 | 0
00 Ret.Exist_Non-FBC_SNCR_ACI & GPM & SCR | 0 | 0 | 0 | 0 | 0 | 0 | 0
00 Ret.Exist_Non-FBC_SNCR_ACI & GPM & SCR & DRET | 0 | 0 | 0 | 0 | 0 | 0 | 0
00 Ret.Exist_Non-FBC_SNCR_ACI & GPM & SCR & NGC | 0 | 0 | 0 | 0 | 0 | 0 | 0
00 Ret.Exist_Non-FBC_SNCR_ACI & GPM & WetFGD & SCR & CCS | 0 | 0 | 0 | 0 | 0 | 0 | 0
00 Ret.Exist_Non-FBC_SNCR_ACI & NGC | 0 | 0 | 0 | 0 | 0 | 0 | 0
00 Ret.Exist_Non-FBC_SNCR_ACI & SCR | 0 | 0 | 0 | 0 | 0 | 0 | 0
00 Ret.Exist_Non-FBC_SNCR_ACI & SCR & C2G | 0 | 0 | 0 | 0 | 0 | 0 | 0
00 Ret.Exist_Non-FBC_SNCR_ACI & SCR & DRET | 0 | 0 | 0 | 0 | 0 | 0 | 0
00 Ret.Exist_Non-FBC_SNCR_ACI & SCR & NGC | 0 | 0 | 0 | 0 | 0 | 0 | 0
00 Ret.Exist_Non-FBC_SNCR_ACI & SCR & WetFGD & CCS | 0 | 0 | 0 | 0 | 0 | 0 | 0
00 Ret.Exist_Non-FBC_SNCR_ACI_DSI & C2G | 1033 | 496 | 496 | 496 | 496 | 496 | 496
00 Ret.Exist_Non-FBC_SNCR_ACI_DSI & C2G & SCR | 0 | 535.436 | 535.436 | 535.436 | 535.436 | 535.436 | 535.436
00 Ret.Exist_Non-FBC_SNCR_ACI_DSI & DCCS | 0 | 0 | 0 | 0 | 0 | 0 | 0
00 Ret.Exist_Non-FBC_SNCR_ACI_DSI & DCCS & WetFGD & SCR & CCS | 0 | 0 | 0 | 0 | 0 | 0 | 0
00 Ret.Exist_Non-FBC_SNCR_ACI_DSI & DRET | 0 | 0 | 0 | 0 | 0 | 0 | 0
00 Ret.Exist_Non-FBC_SNCR_ACI_DSI & GPM | 0 | 0 | 0 | 0 | 0 | 0 | 0
00 Ret.Exist_Non-FBC_SNCR_ACI_DSI & GPM & C2G | 0 | 0 | 0 | 0 | 0 | 0 | 0
00 Ret.Exist_Non-FBC_SNCR_ACI_DSI & GPM & C2G & SCR | 0 | 0 | 0 | 0 | 0 | 0 | 0
00 Ret.Exist_Non-FBC_SNCR_ACI_DSI & GPM & DRET | 0 | 0 | 0 | 0 | 0 | 0 | 0
00 Ret.Exist_Non-FBC_SNCR_ACI_DSI & GPM & NGC | 0 | 0 | 0 | 0 | 0 | 0 | 0
00 Ret.Exist_Non-FBC_SNCR_ACI_DSI & GPM & SCR | 0 | 0 | 0 | 0 | 0 | 0 | 0
00 Ret.Exist_Non-FBC_SNCR_ACI_DSI & GPM & SCR & DRET | 0 | 0 | 0 | 0 | 0 | 0 | 0
00 Ret.Exist_Non-FBC_SNCR_ACI_DSI & GPM & SCR & NGC | 0 | 0 | 0 | 0 | 0 | 0 | 0
00 Ret.Exist_Non-FBC_SNCR_ACI_DSI & GPM & WetFGD & SCR & CCS | 0 | 0 | 0 | 0 | 0 | 0 | 0
00 Ret.Exist_Non-FBC_SNCR_ACI_DSI & NGC | 0 | 0 | 0 | 0 | 0 | 0 | 0
00 Ret.Exist_Non-FBC_SNCR_ACI_DSI & SCR | 0 | 0 | 0 | 0 | 0 | 0 | 0
00 Ret.Exist_Non-FBC_SNCR_ACI_DSI & SCR & C2G | 0 | 0 | 0 | 0 | 0 | 0 | 0
00 Ret.Exist_Non-FBC_SNCR_ACI_DSI & SCR & DRET | 0 | 0 | 0 | 0 | 0 | 0 | 0
00 Ret.Exist_Non-FBC_SNCR_ACI_DSI & SCR & NGC | 0 | 0 | 0 | 0 | 0 | 0 | 0
00 Ret.Exist_Non-FBC_SNCR_ACI_DSI & SCR & WetFGD & CCS | 0 | 0 | 0 | 0 | 0 | 0 | 0
00 Ret.Exist_Non-FBC_WetFGD & ACI | 0 | 0 | 0 | 0 | 0 | 0 | 0
00 Ret.Exist_Non-FBC_WetFGD & ACI & C2G | 0 | 0 | 0 | 0 | 0 | 0 | 0
00 Ret.Exist_Non-FBC_WetFGD & ACI & C2G & SCR | 0 | 0 | 0 | 0 | 0 | 0 | 0
00 Ret.Exist_Non-FBC_WetFGD & ACI & DRET | 0 | 0 | 0 | 0 | 0 | 0 | 0
00 Ret.Exist_Non-FBC_WetFGD & ACI & GPM | 0 | 0 | 0 | 0 | 0 | 0 | 0
00 Ret.Exist_Non-FBC_WetFGD & ACI & GPM & C2G | 0 | 0 | 0 | 0 | 0 | 0 | 0
00 Ret.Exist_Non-FBC_WetFGD & ACI & GPM & C2G & SCR | 0 | 0 | 0 | 0 | 0 | 0 | 0
00 Ret.Exist_Non-FBC_WetFGD & ACI & GPM & DRET | 0 | 0 | 0 | 0 | 0 | 0 | 0
00 Ret.Exist_Non-FBC_WetFGD & ACI & GPM & NGC | 0 | 0 | 0 | 0 | 0 | 0 | 0
00 Ret.Exist_Non-FBC_WetFGD & ACI & GPM & SCR | 0 | 0 | 0 | 0 | 0 | 0 | 0
00 Ret.Exist_Non-FBC_WetFGD & ACI & GPM & SCR & CCS | 0 | 0 | 0 | 0 | 0 | 0 | 0
00 Ret.Exist_Non-FBC_WetFGD & ACI & GPM & SCR & DRET | 0 | 0 | 0 | 0 | 0 | 0 | 0
00 Ret.Exist_Non-FBC_WetFGD & ACI & GPM & SCR & NGC | 0 | 0 | 0 | 0 | 0 | 0 | 0
00 Ret.Exist_Non-FBC_WetFGD & ACI & GPM & SNCR | 0 | 0 | 0 | 0 | 0 | 0 | 0
00 Ret.Exist_Non-FBC_WetFGD & ACI & GPM & SNCR & DRET | 0 | 0 | 0 | 0 | 0 | 0 | 0
00 Ret.Exist_Non-FBC_WetFGD & ACI & GPM & SNCR & NGC | 0 | 0 | 0 | 0 | 0 | 0 | 0
00 Ret.Exist_Non-FBC_WetFGD & ACI & NGC | 0 | 0 | 0 | 0 | 0 | 0 | 0
00 Ret.Exist_Non-FBC_WetFGD & ACI & SCR | 0 | 0 | 0 | 0 | 0 | 0 | 0
00 Ret.Exist_Non-FBC_WetFGD & ACI & SCR & CCS | 0 | 0 | 0 | 0 | 0 | 0 | 0
00 Ret.Exist_Non-FBC_WetFGD & ACI & SCR & DRET | 0 | 0 | 0 | 0 | 0 | 0 | 0
00 Ret.Exist_Non-FBC_WetFGD & ACI & SCR & NGC | 0 | 0 | 0 | 0 | 0 | 0 | 0
00 Ret.Exist_Non-FBC_WetFGD & ACI & SNCR | 0 | 0 | 0 | 0 | 0 | 0 | 0
00 Ret.Exist_Non-FBC_WetFGD & ACI & SNCR & DRET | 0 | 0 | 0 | 0 | 0 | 0 | 0
00 Ret.Exist_Non-FBC_WetFGD & ACI & SNCR & NGC | 0 | 0 | 0 | 0 | 0 | 0 | 0
00 Ret.Exist_Non-FBC_WetFGD & C2G | 0 | 0 | 0 | 0 | 0 | 0 | 0
00 Ret.Exist_Non-FBC_WetFGD & C2G & SCR | 0 | 0 | 0 | 0 | 0 | 0 | 0
00 Ret.Exist_Non-FBC_WetFGD & DRET | 0 | 0 | 0 | 0 | 0 | 0 | 0
00 Ret.Exist_Non-FBC_WetFGD & DCCS | 0 | 0 | 0 | 0 | 0 | 0 | 0
00 Ret.Exist_Non-FBC_WetFGD & DCCS & SCR & CCS | 0 | 0 | 0 | 0 | 0 | 0 | 0
00 Ret.Exist_Non-FBC_WetFGD & GPM | 0 | 0 | 0 | 0 | 0 | 0 | 0
00 Ret.Exist_Non-FBC_WetFGD & GPM & C2G | 0 | 0 | 0 | 0 | 0 | 0 | 0
00 Ret.Exist_Non-FBC_WetFGD & GPM & C2G & SCR | 0 | 0 | 0 | 0 | 0 | 0 | 0
00 Ret.Exist_Non-FBC_WetFGD & GPM & DRET | 0 | 0 | 0 | 0 | 0 | 0 | 0
00 Ret.Exist_Non-FBC_WetFGD & GPM & NGC | 0 | 0 | 0 | 0 | 0 | 0 | 0
00 Ret.Exist_Non-FBC_WetFGD & GPM & SCR | 0 | 0 | 0 | 0 | 0 | 0 | 0
00 Ret.Exist_Non-FBC_WetFGD & GPM & SCR & CCS | 0 | 0 | 0 | 0 | 0 | 0 | 0
00 Ret.Exist_Non-FBC_WetFGD & GPM & SCR & DRET | 0 | 0 | 0 | 0 | 0 | 0 | 0
00 Ret.Exist_Non-FBC_WetFGD & GPM & SCR & NGC | 0 | 0 | 0 | 0 | 0 | 0 | 0
00 Ret.Exist_Non-FBC_WetFGD & GPM & SNCR | 0 | 0 | 0 | 0 | 0 | 0 | 0
00 Ret.Exist_Non-FBC_WetFGD & GPM & SNCR & DRET | 0 | 0 | 0 | 0 | 0 | 0 | 0
00 Ret.Exist_Non-FBC_WetFGD & GPM & SNCR & NGC | 0 | 0 | 0 | 0 | 0 | 0 | 0
00 Ret.Exist_Non-FBC_WetFGD & NGC | 0 | 0 | 0 | 0 | 0 | 0 | 0
00 Ret.Exist_Non-FBC_WetFGD & SCR | 0 | 147.0183 | 9.8565e-08 | 9.8565e-08 | 9.8565e-08 | 9.8565e-08 | 9.8565e-08
00 Ret.Exist_Non-FBC_WetFGD & SCR & C2G | 0 | 0 | 0 | 0 | 0 | 0 | 0
00 Ret.Exist_Non-FBC_WetFGD & SCR & CCS | 0 | 0 | 96.8714 | 96.8714 | 0 | 0 | 0
00 Ret.Exist_Non-FBC_WetFGD & SCR & DRET | 0 | 0 | 0 | 0 | 0 | 0 | 0
00 Ret.Exist_Non-FBC_WetFGD & SCR & NGC | 0 | 0 | 0 | 0 | 0 | 0 | 0
00 Ret.Exist_Non-FBC_WetFGD & SNCR | 0 | 0 | 0 | 0 | 0 | 0 | 0
00 Ret.Exist_Non-FBC_WetFGD & SNCR & C2G | 0 | 0 | 0 | 0 | 0 | 0 | 0
00 Ret.Exist_Non-FBC_WetFGD & SNCR & DRET | 0 | 0 | 0 | 0 | 0 | 0 | 0
00 Ret.Exist_Non-FBC_WetFGD & SNCR & NGC | 0 | 0 | 0 | 0 | 0 | 0 | 0
00 Ret.Exist_Non-FBC_WetFGD_ACI & C2G | 1070 | 1070 | 1070 | 0 | 0 | 0 | 0
00 Ret.Exist_Non-FBC_WetFGD_ACI & C2G & SCR | 0 | 0 | 0 | 0 | 0 | 0 | 0
00 Ret.Exist_Non-FBC_WetFGD_ACI & DCCS | 0 | 2622 | 5.7492e-07 | 5.7492e-07 | 5.7492e-07 | 5.7492e-07 | 5.7492e-07
00 Ret.Exist_Non-FBC_WetFGD_ACI & DCCS & SCR & CCS | 0 | 0 | 1739.1899 | 1739.1899 | 109.1692 | 109.1692 | 109.1692
00 Ret.Exist_Non-FBC_WetFGD_ACI & DRET | 0 | 164 | 0 | 0 | 0 | 0 | 0
00 Ret.Exist_Non-FBC_WetFGD_ACI & GPM | 0 | 0 | 0 | 0 | 0 | 0 | 0
00 Ret.Exist_Non-FBC_WetFGD_ACI & GPM & C2G | 0 | 0 | 0 | 0 | 0 | 0 | 0
00 Ret.Exist_Non-FBC_WetFGD_ACI & GPM & C2G & SCR | 0 | 0 | 0 | 0 | 0 | 0 | 0
00 Ret.Exist_Non-FBC_WetFGD_ACI & GPM & DRET | 0 | 0 | 0 | 0 | 0 | 0 | 0
00 Ret.Exist_Non-FBC_WetFGD_ACI & GPM & NGC | 0 | 0 | 0 | 0 | 0 | 0 | 0
00 Ret.Exist_Non-FBC_WetFGD_ACI & GPM & SCR | 0 | 0 | 0 | 0 | 0 | 0 | 0
00 Ret.Exist_Non-FBC_WetFGD_ACI & GPM & SCR & CCS | 0 | 0 | 0 | 0 | 0 | 0 | 0
00 Ret.Exist_Non-FBC_WetFGD_ACI & GPM & SCR & DRET | 0 | 0 | 0 | 0 | 0 | 0 | 0
00 Ret.Exist_Non-FBC_WetFGD_ACI & GPM & SCR & NGC | 0 | 0 | 0 | 0 | 0 | 0 | 0
00 Ret.Exist_Non-FBC_WetFGD_ACI & GPM & SNCR | 0 | 0 | 0 | 0 | 0 | 0 | 0
00 Ret.Exist_Non-FBC_WetFGD_ACI & GPM & SNCR & DRET | 0 | 0 | 0 | 0 | 0 | 0 | 0
00 Ret.Exist_Non-FBC_WetFGD_ACI & GPM & SNCR & NGC | 0 | 0 | 0 | 0 | 0 | 0 | 0
00 Ret.Exist_Non-FBC_WetFGD_ACI & NGC | 0 | 1.7955 | 1.7955 | 0 | 0 | 0 | 0
00 Ret.Exist_Non-FBC_WetFGD_ACI & SCR | 0 | 7.4842 | 0 | 0 | 0 | 0 | 0
00 Ret.Exist_Non-FBC_WetFGD_ACI & SCR & C2G | 0 | 0 | 0 | 0 | 0 | 0 | 0
00 Ret.Exist_Non-FBC_WetFGD_ACI & SCR & CCS | 0 | 0 | 4.9506 | 4.9506 | 0 | 0 | 0
00 Ret.Exist_Non-FBC_WetFGD_ACI & SCR & DRET | 0 | 0 | 0 | 0 | 0 | 0 | 0
00 Ret.Exist_Non-FBC_WetFGD_ACI & SCR & NGC | 0 | 0 | 0 | 0 | 0 | 0 | 0
00 Ret.Exist_Non-FBC_WetFGD_ACI & SNCR | 0 | 0 | 0 | 0 | 0 | 0 | 0
00 Ret.Exist_Non-FBC_WetFGD_ACI & SNCR & C2G | 0 | 0 | 0 | 0 | 0 | 0 | 0
00 Ret.Exist_Non-FBC_WetFGD_ACI & SNCR & DRET | 0 | 0 | 0 | 0 | 0 | 0 | 0
00 Ret.Exist_Non-FBC_WetFGD_ACI & SNCR & NGC | 0 | 0 | 0 | 0 | 0 | 0 | 0
00 Ret.Exist_Non-FBC_WetFGD_ACI_DSI & C2G | 530 | 530 | 530 | 530 | 530 | 530 | 530
00 Ret.Exist_Non-FBC_WetFGD_ACI_DSI & C2G & SCR | 0 | 0 | 0 | 0 | 0 | 0 | 0
00 Ret.Exist_Non-FBC_WetFGD_ACI_DSI & DCCS | 0 | 0 | 0 | 0 | 0 | 0 | 0
00 Ret.Exist_Non-FBC_WetFGD_ACI_DSI & DCCS & SCR & CCS | 0 | 0 | 0 | 0 | 0 | 0 | 0
00 Ret.Exist_Non-FBC_WetFGD_ACI_DSI & DRET | 0 | 0 | 0 | 0 | 0 | 0 | 0
00 Ret.Exist_Non-FBC_WetFGD_ACI_DSI & GPM | 0 | 0 | 0 | 0 | 0 | 0 | 0
00 Ret.Exist_Non-FBC_WetFGD_ACI_DSI & GPM & C2G | 0 | 0 | 0 | 0 | 0 | 0 | 0
00 Ret.Exist_Non-FBC_WetFGD_ACI_DSI & GPM & C2G & SCR | 0 | 0 | 0 | 0 | 0 | 0 | 0
00 Ret.Exist_Non-FBC_WetFGD_ACI_DSI & GPM & DRET | 0 | 0 | 0 | 0 | 0 | 0 | 0
00 Ret.Exist_Non-FBC_WetFGD_ACI_DSI & GPM & NGC | 0 | 0 | 0 | 0 | 0 | 0 | 0
00 Ret.Exist_Non-FBC_WetFGD_ACI_DSI & GPM & SCR | 0 | 0 | 0 | 0 | 0 | 0 | 0
00 Ret.Exist_Non-FBC_WetFGD_ACI_DSI & GPM & SCR & CCS | 0 | 0 | 0 | 0 | 0 | 0 | 0
00 Ret.Exist_Non-FBC_WetFGD_ACI_DSI & GPM & SCR & DRET | 0 | 0 | 0 | 0 | 0 | 0 | 0
00 Ret.Exist_Non-FBC_WetFGD_ACI_DSI & GPM & SCR & NGC | 0 | 0 | 0 | 0 | 0 | 0 | 0
00 Ret.Exist_Non-FBC_WetFGD_ACI_DSI & GPM & SNCR | 0 | 0 | 0 | 0 | 0 | 0 | 0
00 Ret.Exist_Non-FBC_WetFGD_ACI_DSI & GPM & SNCR & DRET | 0 | 0 | 0 | 0 | 0 | 0 | 0
00 Ret.Exist_Non-FBC_WetFGD_ACI_DSI & GPM & SNCR & NGC | 0 | 0 | 0 | 0 | 0 | 0 | 0
00 Ret.Exist_Non-FBC_WetFGD_ACI_DSI & NGC | 0 | 0 | 0 | 0 | 0 | 0 | 0
00 Ret.Exist_Non-FBC_WetFGD_ACI_DSI & SCR | 0 | 0 | 0 | 0 | 0 | 0 | 0
00 Ret.Exist_Non-FBC_WetFGD_ACI_DSI & SCR & C2G | 0 | 0 | 0 | 0 | 0 | 0 | 0
00 Ret.Exist_Non-FBC_WetFGD_ACI_DSI & SCR & CCS | 0 | 0 | 0 | 0 | 0 | 0 | 0
00 Ret.Exist_Non-FBC_WetFGD_ACI_DSI & SCR & DRET | 0 | 0 | 0 | 0 | 0 | 0 | 0
00 Ret.Exist_Non-FBC_WetFGD_ACI_DSI & SCR & NGC | 0 | 0 | 0 | 0 | 0 | 0 | 0
00 Ret.Exist_Non-FBC_WetFGD_ACI_DSI & SNCR | 0 | 0 | 0 | 0 | 0 | 0 | 0
00 Ret.Exist_Non-FBC_WetFGD_ACI_DSI & SNCR & C2G | 0 | 0 | 0 | 0 | 0 | 0 | 0
00 Ret.Exist_Non-FBC_WetFGD_ACI_DSI & SNCR & DRET | 0 | 0 | 0 | 0 | 0 | 0 | 0
00 Ret.Exist_Non-FBC_WetFGD_ACI_DSI & SNCR & NGC | 0 | 0 | 0 | 0 | 0 | 0 | 0
00 Ret.Exist_Non-FBC_WetFGD_SCR & ACI | 0 | 0 | 0 | 0 | 0 | 0 | 0
00 Ret.Exist_Non-FBC_WetFGD_SCR & ACI & C2G | 0 | 0 | 0 | 0 | 0 | 0 | 0
00 Ret.Exist_Non-FBC_WetFGD_SCR & ACI & CCS | 0 | 0 | 0 | 0 | 0 | 0 | 0
00 Ret.Exist_Non-FBC_WetFGD_SCR & DCCS | 0 | 6241.0327 | 2.2484e-06 | 2.2484e-06 | 2.2484e-06 | 2.2484e-06 | 2.2484e-06
00 Ret.Exist_Non-FBC_WetFGD_SCR & DCCS & CCS | 0 | 0 | 4289.5874 | 4289.5874 | 0 | 0 | 0
00 Ret.Exist_Non-FBC_WetFGD_SCR & ACI & DRET | 0 | 0 | 0 | 0 | 0 | 0 | 0
00 Ret.Exist_Non-FBC_WetFGD_SCR & ACI & GPM | 0 | 0 | 0 | 0 | 0 | 0 | 0
00 Ret.Exist_Non-FBC_WetFGD_SCR & ACI & GPM & C2G | 0 | 0 | 0 | 0 | 0 | 0 | 0
00 Ret.Exist_Non-FBC_WetFGD_SCR & ACI & GPM & CCS | 0 | 0 | 0 | 0 | 0 | 0 | 0
00 Ret.Exist_Non-FBC_WetFGD_SCR & ACI & GPM & DRET | 0 | 0 | 0 | 0 | 0 | 0 | 0
00 Ret.Exist_Non-FBC_WetFGD_SCR & ACI & GPM & NGC | 0 | 0 | 0 | 0 | 0 | 0 | 0
00 Ret.Exist_Non-FBC_WetFGD_SCR & ACI & NGC | 0 | 0 | 0 | 0 | 0 | 0 | 0
00 Ret.Exist_Non-FBC_WetFGD_SCR & C2G | 605.4903 | 2708.4903 | 2708.4903 | 2708.4903 | 2708.4903 | 1874.4903 | 1832.2217
00 Ret.Exist_Non-FBC_WetFGD_SCR & CCS | 0 | 8.2805 | 8.2805 | 8.2805 | 8.2805 | 8.2805 | 8.2805
00 Ret.Exist_Non-FBC_WetFGD_SCR & DRET | 0 | 18273.7072 | 0 | 0 | 0 | 0 | 0
00 Ret.Exist_Non-FBC_WetFGD_SCR & GPM | 0 | 0 | 0 | 0 | 0 | 0 | 0
00 Ret.Exist_Non-FBC_WetFGD_SCR & GPM & C2G | 0 | 0 | 0 | 0 | 0 | 0 | 0
00 Ret.Exist_Non-FBC_WetFGD_SCR & GPM & CCS | 0 | 0 | 0 | 0 | 0 | 0 | 0
00 Ret.Exist_Non-FBC_WetFGD_SCR & GPM & DRET | 0 | 0 | 0 | 0 | 0 | 0 | 0
00 Ret.Exist_Non-FBC_WetFGD_SCR & GPM & NGC | 0 | 0 | 0 | 0 | 0 | 0 | 0
00 Ret.Exist_Non-FBC_WetFGD_SCR & NGC | 0 | 0 | 0 | 0 | 0 | 0 | 0
00 Ret.Exist_Non-FBC_WetFGD_SCR_ACI & C2G | 1041.9592 | 1802.9883 | 1802.9883 | 1802.9883 | 1802.9883 | 1802.9883 | 1802.9883
00 Ret.Exist_Non-FBC_WetFGD_SCR_ACI & CCS | 0 | 0 | 0 | 0 | 0 | 0 | 0
00 Ret.Exist_Non-FBC_WetFGD_SCR_ACI & DCCS | 0 | 7774.9709 | 1.703e-06 | 1.703e-06 | 1.703e-06 | 1.703e-06 | 1.703e-06
00 Ret.Exist_Non-FBC_WetFGD_SCR_ACI & DCCS & CCS | 0 | 0 | 5236.5078 | 4537.4344 | 174.9636 | 174.9636 | 174.9636
00 Ret.Exist_Non-FBC_WetFGD_SCR_ACI & DRET | 0 | 3316 | 0 | 0 | 0 | 0 | 0
00 Ret.Exist_Non-FBC_WetFGD_SCR_ACI & GPM | 0 | 0 | 0 | 0 | 0 | 0 | 0
00 Ret.Exist_Non-FBC_WetFGD_SCR_ACI & GPM & C2G | 0 | 0 | 0 | 0 | 0 | 0 | 0
00 Ret.Exist_Non-FBC_WetFGD_SCR_ACI & GPM & CCS | 0 | 0 | 0 | 0 | 0 | 0 | 0
00 Ret.Exist_Non-FBC_WetFGD_SCR_ACI & GPM & DRET | 0 | 0 | 0 | 0 | 0 | 0 | 0
00 Ret.Exist_Non-FBC_WetFGD_SCR_ACI & GPM & NGC | 0 | 0 | 0 | 0 | 0 | 0 | 0
00 Ret.Exist_Non-FBC_WetFGD_SCR_ACI & NGC | 0 | 0 | 0 | 0 | 0 | 0 | 0
00 Ret.Exist_Non-FBC_WetFGD_SCR_ACI_DSI & C2G | 2071 | 2071 | 2071 | 2071 | 2071 | 1273 | 1273
00 Ret.Exist_Non-FBC_WetFGD_SCR_ACI_DSI & CCS | 0 | 0 | 0 | 0 | 0 | 0 | 0
00 Ret.Exist_Non-FBC_WetFGD_SCR_ACI_DSI & DCCS | 0 | 4267 | 8.8342e-07 | 8.8342e-07 | 8.8342e-07 | 8.8342e-07 | 8.8342e-07
00 Ret.Exist_Non-FBC_WetFGD_SCR_ACI_DSI & DCCS & CCS | 0 | 0 | 2960.1755 | 2960.1755 | 0 | 0 | 0
00 Ret.Exist_Non-FBC_WetFGD_SCR_ACI_DSI & DRET | 0 | 868 | 0 | 0 | 0 | 0 | 0
00 Ret.Exist_Non-FBC_WetFGD_SCR_ACI_DSI & GPM | 0 | 0 | 0 | 0 | 0 | 0 | 0
00 Ret.Exist_Non-FBC_WetFGD_SCR_ACI_DSI & GPM & C2G | 0 | 0 | 0 | 0 | 0 | 0 | 0
00 Ret.Exist_Non-FBC_WetFGD_SCR_ACI_DSI & GPM & CCS | 0 | 0 | 0 | 0 | 0 | 0 | 0
00 Ret.Exist_Non-FBC_WetFGD_SCR_ACI_DSI & GPM & DRET | 0 | 0 | 0 | 0 | 0 | 0 | 0
00 Ret.Exist_Non-FBC_WetFGD_SCR_ACI_DSI & GPM & NGC | 0 | 0 | 0 | 0 | 0 | 0 | 0
00 Ret.Exist_Non-FBC_WetFGD_SCR_ACI_DSI & NGC | 0 | 0 | 0 | 0 | 0 | 0 | 0
00 Ret.Exist_Non-FBC_WetFGD_SCR_DSI & ACI | 0 | 0 | 0 | 0 | 0 | 0 | 0
00 Ret.Exist_Non-FBC_WetFGD_SCR_DSI & ACI & C2G | 0 | 0 | 0 | 0 | 0 | 0 | 0
00 Ret.Exist_Non-FBC_WetFGD_SCR_DSI & ACI & CCS | 0 | 0 | 0 | 0 | 0 | 0 | 0
00 Ret.Exist_Non-FBC_WetFGD_SCR_DSI & ACI & DRET | 0 | 0 | 0 | 0 | 0 | 0 | 0
00 Ret.Exist_Non-FBC_WetFGD_SCR_DSI & ACI & GPM | 0 | 0 | 0 | 0 | 0 | 0 | 0
00 Ret.Exist_Non-FBC_WetFGD_SCR_DSI & ACI & GPM & C2G | 0 | 0 | 0 | 0 | 0 | 0 | 0
00 Ret.Exist_Non-FBC_WetFGD_SCR_DSI & ACI & GPM & CCS | 0 | 0 | 0 | 0 | 0 | 0 | 0
00 Ret.Exist_Non-FBC_WetFGD_SCR_DSI & ACI & GPM & DRET | 0 | 0 | 0 | 0 | 0 | 0 | 0
00 Ret.Exist_Non-FBC_WetFGD_SCR_DSI & ACI & GPM & NGC | 0 | 0 | 0 | 0 | 0 | 0 | 0
00 Ret.Exist_Non-FBC_WetFGD_SCR_DSI & ACI & NGC | 0 | 0 | 0 | 0 | 0 | 0 | 0
00 Ret.Exist_Non-FBC_WetFGD_SCR_DSI & C2G | 1971 | 1971 | 1971 | 1971 | 1971 | 1971 | 1971
00 Ret.Exist_Non-FBC_WetFGD_SCR_DSI & CCS | 0 | 0 | 0 | 0 | 0 | 0 | 0
00 Ret.Exist_Non-FBC_WetFGD_SCR_DSI & DCCS | 0 | 0 | 0 | 0 | 0 | 0 | 0
00 Ret.Exist_Non-FBC_WetFGD_SCR_DSI & DCCS & CCS | 0 | 0 | 0 | 0 | 0 | 0 | 0
00 Ret.Exist_Non-FBC_WetFGD_SCR_DSI & DRET | 0 | 0 | 0 | 0 | 0 | 0 | 0
00 Ret.Exist_Non-FBC_WetFGD_SCR_DSI & GPM | 0 | 0 | 0 | 0 | 0 | 0 | 0
00 Ret.Exist_Non-FBC_WetFGD_SCR_DSI & GPM & C2G | 0 | 0 | 0 | 0 | 0 | 0 | 0
00 Ret.Exist_Non-FBC_WetFGD_SCR_DSI & GPM & CCS | 0 | 0 | 0 | 0 | 0 | 0 | 0
00 Ret.Exist_Non-FBC_WetFGD_SCR_DSI & GPM & DRET | 0 | 0 | 0 | 0 | 0 | 0 | 0
00 Ret.Exist_Non-FBC_WetFGD_SCR_DSI & GPM & NGC | 0 | 0 | 0 | 0 | 0 | 0 | 0
00 Ret.Exist_Non-FBC_WetFGD_SCR_DSI & NGC | 0 | 0 | 0 | 0 | 0 | 0 | 0
00 Ret.Exist_Non-FBC_WetFGD_SNCR & ACI | 0 | 0 | 0 | 0 | 0 | 0 | 0
00 Ret.Exist_Non-FBC_WetFGD_SNCR & ACI & C2G | 0 | 0 | 0 | 0 | 0 | 0 | 0
00 Ret.Exist_Non-FBC_WetFGD_SNCR & ACI & C2G & SCR | 0 | 0 | 0 | 0 | 0 | 0 | 0
00 Ret.Exist_Non-FBC_WetFGD_SNCR & ACI & DRET | 0 | 0 | 0 | 0 | 0 | 0 | 0
00 Ret.Exist_Non-FBC_WetFGD_SNCR & ACI & GPM | 0 | 0 | 0 | 0 | 0 | 0 | 0
00 Ret.Exist_Non-FBC_WetFGD_SNCR & ACI & GPM & C2G | 0 | 0 | 0 | 0 | 0 | 0 | 0
00 Ret.Exist_Non-FBC_WetFGD_SNCR & ACI & GPM & C2G & SCR | 0 | 0 | 0 | 0 | 0 | 0 | 0
00 Ret.Exist_Non-FBC_WetFGD_SNCR & ACI & GPM & DRET | 0 | 0 | 0 | 0 | 0 | 0 | 0
00 Ret.Exist_Non-FBC_WetFGD_SNCR & ACI & GPM & NGC | 0 | 0 | 0 | 0 | 0 | 0 | 0
00 Ret.Exist_Non-FBC_WetFGD_SNCR & ACI & GPM & SCR | 0 | 0 | 0 | 0 | 0 | 0 | 0
00 Ret.Exist_Non-FBC_WetFGD_SNCR & ACI & GPM & SCR & CCS | 0 | 0 | 0 | 0 | 0 | 0 | 0
00 Ret.Exist_Non-FBC_WetFGD_SNCR & ACI & GPM & SCR & DRET | 0 | 0 | 0 | 0 | 0 | 0 | 0
00 Ret.Exist_Non-FBC_WetFGD_SNCR & ACI & GPM & SCR & NGC | 0 | 0 | 0 | 0 | 0 | 0 | 0
00 Ret.Exist_Non-FBC_WetFGD_SNCR & ACI & NGC | 0 | 0 | 0 | 0 | 0 | 0 | 0
00 Ret.Exist_Non-FBC_WetFGD_SNCR & ACI & SCR | 0 | 0 | 0 | 0 | 0 | 0 | 0
00 Ret.Exist_Non-FBC_WetFGD_SNCR & ACI & SCR & CCS | 0 | 0 | 0 | 0 | 0 | 0 | 0
00 Ret.Exist_Non-FBC_WetFGD_SNCR & ACI & SCR & DRET | 0 | 0 | 0 | 0 | 0 | 0 | 0
00 Ret.Exist_Non-FBC_WetFGD_SNCR & ACI & SCR & NGC | 0 | 0 | 0 | 0 | 0 | 0 | 0
00 Ret.Exist_Non-FBC_WetFGD_SNCR & C2G | 0 | 0 | 0 | 0 | 0 | 0 | 0
00 Ret.Exist_Non-FBC_WetFGD_SNCR & C2G & SCR | 0 | 0 | 0 | 0 | 0 | 0 | 0
00 Ret.Exist_Non-FBC_WetFGD_SNCR & DCCS | 0 | 0 | 0 | 0 | 0 | 0 | 0
00 Ret.Exist_Non-FBC_WetFGD_SNCR & DCCS & SCR & CCS | 0 | 0 | 0 | 0 | 0 | 0 | 0
00 Ret.Exist_Non-FBC_WetFGD_SNCR & DRET | 0 | 0 | 0 | 0 | 0 | 0 | 0
00 Ret.Exist_Non-FBC_WetFGD_SNCR & GPM | 0 | 0 | 0 | 0 | 0 | 0 | 0
00 Ret.Exist_Non-FBC_WetFGD_SNCR & GPM & C2G | 0 | 0 | 0 | 0 | 0 | 0 | 0
00 Ret.Exist_Non-FBC_WetFGD_SNCR & GPM & C2G & SCR | 0 | 0 | 0 | 0 | 0 | 0 | 0
00 Ret.Exist_Non-FBC_WetFGD_SNCR & GPM & DRET | 0 | 0 | 0 | 0 | 0 | 0 | 0
00 Ret.Exist_Non-FBC_WetFGD_SNCR & GPM & NGC | 0 | 0 | 0 | 0 | 0 | 0 | 0
00 Ret.Exist_Non-FBC_WetFGD_SNCR & GPM & SCR | 0 | 0 | 0 | 0 | 0 | 0 | 0
00 Ret.Exist_Non-FBC_WetFGD_SNCR & GPM & SCR & CCS | 0 | 0 | 0 | 0 | 0 | 0 | 0
00 Ret.Exist_Non-FBC_WetFGD_SNCR & GPM & SCR & DRET | 0 | 0 | 0 | 0 | 0 | 0 | 0
00 Ret.Exist_Non-FBC_WetFGD_SNCR & GPM & SCR & NGC | 0 | 0 | 0 | 0 | 0 | 0 | 0
00 Ret.Exist_Non-FBC_WetFGD_SNCR & NGC | 0 | 0 | 0 | 0 | 0 | 0 | 0
00 Ret.Exist_Non-FBC_WetFGD_SNCR & SCR | 0 | 0 | 0 | 0 | 0 | 0 | 0
00 Ret.Exist_Non-FBC_WetFGD_SNCR & SCR & C2G | 0 | 0 | 0 | 0 | 0 | 0 | 0
00 Ret.Exist_Non-FBC_WetFGD_SNCR & SCR & CCS | 0 | 0 | 0 | 0 | 0 | 0 | 0
00 Ret.Exist_Non-FBC_WetFGD_SNCR & SCR & DRET | 0 | 0 | 0 | 0 | 0 | 0 | 0
00 Ret.Exist_Non-FBC_WetFGD_SNCR & SCR & NGC | 0 | 0 | 0 | 0 | 0 | 0 | 0
00 Ret.Exist_Non-FBC_WetFGD_SNCR_ACI & C2G | 0 | 0 | 0 | 0 | 0 | 0 | 0
00 Ret.Exist_Non-FBC_WetFGD_SNCR_ACI & C2G & SCR | 0 | 0 | 0 | 0 | 0 | 0 | 0
00 Ret.Exist_Non-FBC_WetFGD_SNCR_ACI & DCCS | 0 | 1139.3896 | 8.15e-07 | 8.15e-07 | 8.15e-07 | 8.15e-07 | 8.15e-07
00 Ret.Exist_Non-FBC_WetFGD_SNCR_ACI & DCCS & SCR & CCS | 0 | 0 | 741.2924 | 741.2924 | 0 | 0 | 0
00 Ret.Exist_Non-FBC_WetFGD_SNCR_ACI & DRET | 0 | 368.4125 | 0 | 0 | 0 | 0 | 0
00 Ret.Exist_Non-FBC_WetFGD_SNCR_ACI & GPM | 0 | 0 | 0 | 0 | 0 | 0 | 0
00 Ret.Exist_Non-FBC_WetFGD_SNCR_ACI & GPM & C2G | 0 | 0 | 0 | 0 | 0 | 0 | 0
00 Ret.Exist_Non-FBC_WetFGD_SNCR_ACI & GPM & C2G & SCR | 0 | 0 | 0 | 0 | 0 | 0 | 0
00 Ret.Exist_Non-FBC_WetFGD_SNCR_ACI & GPM & DRET | 0 | 0 | 0 | 0 | 0 | 0 | 0
00 Ret.Exist_Non-FBC_WetFGD_SNCR_ACI & GPM & NGC | 0 | 0 | 0 | 0 | 0 | 0 | 0
00 Ret.Exist_Non-FBC_WetFGD_SNCR_ACI & GPM & SCR | 0 | 0 | 0 | 0 | 0 | 0 | 0
00 Ret.Exist_Non-FBC_WetFGD_SNCR_ACI & GPM & SCR & CCS | 0 | 0 | 0 | 0 | 0 | 0 | 0
00 Ret.Exist_Non-FBC_WetFGD_SNCR_ACI & GPM & SCR & DRET | 0 | 0 | 0 | 0 | 0 | 0 | 0
00 Ret.Exist_Non-FBC_WetFGD_SNCR_ACI & GPM & SCR & NGC | 0 | 0 | 0 | 0 | 0 | 0 | 0
00 Ret.Exist_Non-FBC_WetFGD_SNCR_ACI & NGC | 0 | 0 | 0 | 0 | 0 | 0 | 0
00 Ret.Exist_Non-FBC_WetFGD_SNCR_ACI & SCR | 0 | 0 | 0 | 0 | 0 | 0 | 0
00 Ret.Exist_Non-FBC_WetFGD_SNCR_ACI & SCR & C2G | 0 | 0 | 0 | 0 | 0 | 0 | 0
00 Ret.Exist_Non-FBC_WetFGD_SNCR_ACI & SCR & CCS | 0 | 72.5026 | 72.5026 | 72.5026 | 0 | 0 | 0
00 Ret.Exist_Non-FBC_WetFGD_SNCR_ACI & SCR & DRET | 0 | 0 | 0 | 0 | 0 | 0 | 0
00 Ret.Exist_Non-FBC_WetFGD_SNCR_ACI & SCR & NGC | 0 | 0 | 0 | 0 | 0 | 0 | 0
00 Existing Combined Cycle Retirement | 861.8804 | 861.8804 | 1601.1605 | 2065.1605 | 8030.8605 | 15530.4605 | 16183.4605
00 New Combined Cycle Retirement | 0 | 0 | 0 | 0 | 0 | 0 | 0
00 Existing Combustion Turbine Retirement | 480.1 | 948.6 | 1730.5 | 1894.5 | 12324.1 | 16791.6 | 16791.6
00 New Combustion Turbine Retirement | 0 | 0 | 0 | 0 | 0 | 0 | 0
00 Oil/Gas Steam Retirement | 8113.4709 | 9181.5821 | 12584.5821 | 13654.5821 | 13682.5821 | 16306.1821 | 16348.4507
00 Coal Steam Retirement | 48983.3695 | 66147.5383 | 101438.8231 | 103550.173 | 121947.1123 | 121996.4123 | 121996.4123
00 IGCC Retirement | 707.2705 | 707.2705 | 815 | 815 | 815 | 815 | 815
00 Nuclear Retirement | 0 | 2687.6 | 9875.1 | 14507.7 | 28725.6 | 48205.2 | 65038
00 Biomass Retirement | 2940.1 | 2940.1 | 2952.1 | 2998.6 | 2998.6 | 2998.6 | 2998.6
00 Fossil_Other Retirement | 0 | 0 | 0 | 0 | 0 | 0 | 0
00 Fuel Cell Retirement | 0 | 0 | 0 | 0 | 0 | 0 | 0
00 Geothermal Retirement | 0 | 0 | 0 | 0 | 0 | 0 | 0
00 Hydro Retirement | 55 | 55 | 55 | 55 | 55 | 55 | 55
00 Landfill Gas Retirement | 126 | 126 | 126 | 126 | 126 | 126 | 126
00 Non Fossil_Other Retirement | 0 | 0 | 0 | 0 | 0 | 0 | 0
00 Solar Thermal Retirement | 0 | 0 | 0 | 0 | 0 | 0 | 0
00 Exist Dummy | 22654328.1908 | 22646426.6881 | 22629755.1389 | 22562199.5546 | 22472789.6071 | 22340620.4182 | 22244968.9379
Total | 24135823.2329 | 24209071.8515 | 24564598.0858 | 24940338.6646 | 25386604.708 | 25471554.1651 | 25633399.5265
11. Capacity Additions and Changes by Capacity Reporting Type [MW]
00 New Combined Cycle | 32553.6603 | 1936.9177 | 0 | 631.0907 | 0 | 27701.0407 | 38480.5391
00 New Combined Cycle with CCS Retrofit | 0 | 0 | 832.2584 | 0 | 0 | 0 | 0
00 New Combined Cycle with CF Limit | 0 | 0 | 0 | 0 | 0 | 0 | 0
00 New Combined Cycle with HRI Retrofit | 0 | 0 | 0 | 0 | 0 | 0 | 0
00 New Combined Cycle with Hydrogen Retrofit | 0 | 0 | 0 | 0 | 0 | 0 | 1206.4984
00 New Combined Cycle with Hydrogen Retrofit Undone | 0 | 0 | 0 | 0 | 0 | 0 | 0
00 New Combined Cycle with CCS | 0 | 0 | 0 | 0 | 0 | 0 | 0
00 New Combustion Turbine | 13118.1489 | 5964.585 | 16671.5491 | 66924.4936 | 89409.9475 | 104468.1481 | 57170.9413
00 New Combustion Turbine with HRI Retrofit | 0 | 0 | 0 | 0 | 0 | 0 | 0
00 New Combustion Turbine with Hydrogen Retrofit | 0 | 0 | 0 | 0 | 0 | 2052.1459 | 84.0484
00 New Combustion Turbine with Hydrogen Retrofit Undone | 0 | 0 | 0 | 0 | 0 | 0 | 0
00 New Hydro | 0 | 2175.972 | 3637.1625 | 3664.0796 | 770.2132 | 0 | 0
00 New Nuclear | 0 | 0 | 0 | 0 | 0 | 0 | 0
00 New Nuclear - SMR | 0 | 0 | 0 | 0 | 0 | 1510.6378 | 0
00 New Biomass | 0 | 0 | 0 | 0 | 0 | 0 | 0
00 New Geothermal | 601.83 | 0 | 0 | 0 | 74.05 | 0 | 0
00 New Landfill Gas | 1542 | 0 | 1.0519 | 0 | 0 | 1695.1756 | 786.2214
00 New Battery Storage | 15997.3586 | 8575.6194 | 69360.2535 | 20461.1118 | 44662.7856 | 277.2807 | 3590.975
00 New Offshore Wind | 5939.9968 | 4203.781 | 19504.5456 | 2804.8663 | 20283.6401 | 0 | 0
00 New Onshore Wind | 79483.4776 | 42332.4381 | 124405.3101 | 241333.5362 | 153418.0886 | 7833.68 | 60092.0908
00 New Solar PV | 41327.7087 | 4824.2735 | 116410.7625 | 72587.8569 | 190522.6573 | 27321.2688 | 39452.9232
00 New Solar Thermal | 0 | 0 | 0 | 0 | 0 | 1242.1415 | 161.1582
00 New Fuel Cell | 0 | 0 | 0 | 0 | 0 | 0 | 0
00 New Ultrasupercritical Coal without CCS | 0 | 0 | 0 | 0 | 0 | 0 | 0
00 New Ultrasupercritical Coal with 30% CCS | 0 | 0 | 0 | 0 | 0 | 0 | 0
00 New Ultrasupercritical Coal with 90% CCS | 0 | 0 | 0 | 0 | 0 | 0 | 0
00 Exist & New Distributed Solar PV | 0 | 0 | 0 | 0 | 0 | 0 | 0
00 Exist Combined Cycle | 0 | 0 | 0 | 0 | 0 | 0 | 0
00 Exist Combustion Turbine | 0 | 0 | 0 | 0 | 0 | 0 | 0
00 Exist FBC_Uncontrolled | 0 | 0 | 0 | 0 | 0 | 0 | 0
00 Exist FBC_ACI_DSI | 0 | 0 | 0 | 0 | 0 | 0 | 0
00 Exist FBC_DryFGD_ACI | 0 | 0 | 0 | 0 | 0 | 0 | 0
00 Exist FBC_DryFGD_DSI | 0 | 0 | 0 | 0 | 0 | 0 | 0
00 Exist FBC_DryFGD_SNCR | 0 | 0 | 0 | 0 | 0 | 0 | 0
00 Exist FBC_DryFGD_SNCR_ACI | 0 | 0 | 0 | 0 | 0 | 0 | 0
00 Exist FBC_DryFGD_SNCR_ACI_DSI | 0 | 0 | 0 | 0 | 0 | 0 | 0
00 Exist FBC_DryFGD_SNCR_DSI | 0 | 0 | 0 | 0 | 0 | 0 | 0
00 Exist FBC_DSI | 0 | 0 | 0 | 0 | 0 | 0 | 0
00 Exist FBC_SNCR | 0 | 0 | 0 | 0 | 0 | 0 | 0
00 Exist FBC_SNCR_ACI_DSI | 0 | 0 | 0 | 0 | 0 | 0 | 0
00 Exist FBC_SNCR_DSI | 0 | 0 | 0 | 0 | 0 | 0 | 0
00 Exist FBC_WetFGD_SNCR | 0 | 0 | 0 | 0 | 0 | 0 | 0
00 Exist FBC_WetFGD_DSI | 0 | 0 | 0 | 0 | 0 | 0 | 0
00 Exist_Non-FBC_Uncontrolled | 0 | 0 | 0 | 0 | 0 | 0 | 0
00 Exist_Non-FBC_ACI | 0 | 0 | 0 | 0 | 0 | 0 | 0
00 Exist_Non-FBC_ACI_DSI | 0 | 0 | 0 | 0 | 0 | 0 | 0
00 Exist_Non-FBC_DryFGD | 0 | 0 | 0 | 0 | 0 | 0 | 0
00 Exist_Non-FBC_DryFGD_ACI | 0 | 0 | 0 | 0 | 0 | 0 | 0
00 Exist_Non-FBC_DryFGD_SCR | 0 | 0 | 0 | 0 | 0 | 0 | 0
00 Exist_Non-FBC_DryFGD_SCR_ACI | 0 | 0 | 0 | 0 | 0 | 0 | 0
00 Exist_Non-FBC_DryFGD_SCR_DSI | 0 | 0 | 0 | 0 | 0 | 0 | 0
00 Exist_Non-FBC_DryFGD_SCR_ACI_DSI | 0 | 0 | 0 | 0 | 0 | 0 | 0
00 Exist_Non-FBC_DryFGD_SNCR_ACI | 0 | 0 | 0 | 0 | 0 | 0 | 0
00 Exist_Non-FBC_DryFGD_SNCR_ACI_DSI | 0 | 0 | 0 | 0 | 0 | 0 | 0
00 Exist_Non-FBC_DSI | 0 | 0 | 0 | 0 | 0 | 0 | 0
00 Exist_Non-FBC_SCR_ACI | 0 | 0 | 0 | 0 | 0 | 0 | 0
00 Exist_Non-FBC_SCR_ACI_DSI | 0 | 0 | 0 | 0 | 0 | 0 | 0
00 Exist_Non-FBC_SNCR_ACI | 0 | 0 | 0 | 0 | 0 | 0 | 0
00 Exist_Non-FBC_SNCR_ACI_DSI | 0 | 0 | 0 | 0 | 0 | 0 | 0
00 Exist_Non-FBC_WetFGD | 0 | 0 | 0 | 0 | 0 | 0 | 0
00 Exist_Non-FBC_WetFGD_ACI | 0 | 0 | 0 | 0 | 0 | 0 | 0
00 Exist_Non-FBC_WetFGD_ACI_DSI | 0 | 0 | 0 | 0 | 0 | 0 | 0
00 Exist_Non-FBC_WetFGD_SCR | 0 | 0 | 0 | 0 | 0 | 0 | 0
00 Exist_Non-FBC_WetFGD_SCR_DSI | 0 | 0 | 0 | 0 | 0 | 0 | 0
00 Exist_Non-FBC_WetFGD_SCR_ACI | 0 | 0 | 0 | 0 | 0 | 0 | 0
00 Exist_Non-FBC_WetFGD_SCR_ACI_DSI | 0 | 0 | 0 | 0 | 0 | 0 | 0
00 Exist_Non-FBC_WetFGD_SNCR | 0 | 0 | 0 | 0 | 0 | 0 | 0
00 Exist_Non-FBC_WetFGD_SNCR_ACI | 0 | 0 | 0 | 0 | 0 | 0 | 0
00 Exist IGCC | 0 | 0 | 0 | 0 | 0 | 0 | 0
00 Exist Fossil_Other | 0 | 0 | 0 | 0 | 0 | 0 | 0
00 Exist Fuel Cell | 0 | 0 | 0 | 0 | 0 | 0 | 0
00 Exist Hydro | 0 | 0 | 0 | 0 | 0 | 0 | 0
00 Exist Non Fossil_Other | 0 | 0 | 0 | 0 | 0 | 0 | 0
00 Exist Nuclear | 0 | 0 | 0 | 0 | 0 | 0 | 0
00 Exist Oil/Gas Steam | 0 | 0 | 0 | 0 | 0 | 0 | 0
00 Exist Oil/Gas Steam_SCR | 0 | 0 | 0 | 0 | 0 | 0 | 0
00 Exist Oil/Gas Steam_SNCR | 0 | 0 | 0 | 0 | 0 | 0 | 0
00 Exist Biomass | 0 | 0 | 0 | 0 | 0 | 0 | 0
00 Exist Landfill Gas | 0 | 0 | 0 | 0 | 0 | 0 | 0
00 Exist Geothermal | 0 | 0 | 0 | 0 | 0 | 0 | 0
00 Exist Pump Storage | 0 | 0 | 0 | 0 | 0 | 0 | 0
00 Exist Energy Storage | 0 | 0 | 0 | 0 | 0 | 0 | 0
00 Exist Solar PV | 0 | 0 | 0 | 0 | 0 | 0 | 0
00 Exist Solar Thermal | 0 | 0 | 0 | 0 | 0 | 0 | 0
00 Exist Offshore Wind | 0 | 0 | 0 | 0 | 0 | 0 | 0
00 Exist Onshore Wind | 0 | 0 | 0 | 0 | 0 | 0 | 0
00 International Imports | 0 | 0 | 0 | 0 | 0 | 0 | 0
00 Ret.Exist Combined Cycle & CF Limit | 0 | 0 | 0 | 0 | 0 | 0 | 0
00 Ret.Exist Combined Cycle & CCS | 0 | 0 | 64.3299 | 0 | 0 | 0 | 0
00 Ret.Exist Combined Cycle & Hydrogen | 0 | 1755.4898 | 0 | 0 | 53.5158 | 1425.4102 | 6360.1227
00 Ret.Exist Combined Cycle & Hydrogen Retrofit Undone | 0 | 0 | 0 | 0 | 0 | 0 | 0
00 Ret.Exist Combined Cycle & HRI | 0 | 0 | 0 | 0 | 0 | 0 | 0
00 Ret.Exist Combustion Turbine & HRI | 0 | 0 | 0 | 0 | 0 | 0 | 0
00 Ret.Exist_FBC_NoCtrl & CCS | 0 | 0 | 0 | 0 | 0 | 0 | 0
00 Ret.Exist_FBC_NoCtrl & DRET | 0 | 0 | 0 | 0 | 0 | 0 | 0
00 Ret.Exist_FBC_NoCtrl & GPM | 0 | 0 | 0 | 0 | 0 | 0 | 0
00 Ret.Exist_FBC_NoCtrl & GPM & CCS | 0 | 0 | 0 | 0 | 0 | 0 | 0
00 Ret.Exist_FBC_NoCtrl & GPM & DRET | 0 | 0 | 0 | 0 | 0 | 0 | 0
00 Ret.Exist_FBC_NoCtrl & GPM & NGC | 0 | 0 | 0 | 0 | 0 | 0 | 0
00 Ret.Exist_FBC_NoCtrl & GPM & SNCR | 0 | 0 | 0 | 0 | 0 | 0 | 0
00 Ret.Exist_FBC_NoCtrl & GPM & SNCR & CCS | 0 | 0 | 0 | 0 | 0 | 0 | 0
00 Ret.Exist_FBC_NoCtrl & GPM & SNCR & DRET | 0 | 0 | 0 | 0 | 0 | 0 | 0
00 Ret.Exist_FBC_NoCtrl & GPM & SNCR & NGC | 0 | 0 | 0 | 0 | 0 | 0 | 0
00 Ret.Exist_FBC_NoCtrl & NGC | 0 | 0 | 0 | 0 | 0 | 0 | 0
00 Ret.Exist_FBC_NoCtrl & SNCR | 0 | 0 | 0 | 0 | 0 | 0 | 0
00 Ret.Exist_FBC_NoCtrl & SNCR & CCS | 0 | 0 | 0 | 0 | 0 | 0 | 0
00 Ret.Exist_FBC_NoCtrl & SNCR & DRET | 0 | 0 | 0 | 0 | 0 | 0 | 0
00 Ret.Exist_FBC_NoCtrl & SNCR & NGC | 0 | 0 | 0 | 0 | 0 | 0 | 0
00 Ret.Exist_FBC_ACI_DSI & CCS | 0 | 0 | 0 | 0 | 0 | 0 | 0
00 Ret.Exist_FBC_ACI_DSI & DCCS | 0 | 414.85 | 0 | 0 | 0 | 0 | 0
00 Ret.Exist_FBC_ACI_DSI & DCCS & CCS | 0 | 0 | 266.5364 | 0 | 0 | 0 | 0
00 Ret.Exist_FBC_ACI_DSI & DCCS & SNCR & CCS | 0 | 0 | 0 | 0 | 0 | 0 | 0
00 Ret.Exist_FBC_ACI_DSI & DRET | 0 | 38 | 0 | 0 | 0 | 0 | 0
00 Ret.Exist_FBC_ACI_DSI & GPM | 0 | 0 | 0 | 0 | 0 | 0 | 0
00 Ret.Exist_FBC_ACI_DSI & GPM & CCS | 0 | 0 | 0 | 0 | 0 | 0 | 0
00 Ret.Exist_FBC_ACI_DSI & GPM & DRET | 0 | 0 | 0 | 0 | 0 | 0 | 0
00 Ret.Exist_FBC_ACI_DSI & GPM & NGC | 0 | 0 | 0 | 0 | 0 | 0 | 0
00 Ret.Exist_FBC_ACI_DSI & GPM & SNCR | 0 | 0 | 0 | 0 | 0 | 0 | 0
00 Ret.Exist_FBC_ACI_DSI & GPM & SNCR & CCS | 0 | 0 | 0 | 0 | 0 | 0 | 0
00 Ret.Exist_FBC_ACI_DSI & GPM & SNCR & DRET | 0 | 0 | 0 | 0 | 0 | 0 | 0
00 Ret.Exist_FBC_ACI_DSI & GPM & SNCR & NGC | 0 | 0 | 0 | 0 | 0 | 0 | 0
00 Ret.Exist_FBC_ACI_DSI & NGC | 0 | 25.15 | 0 | 0 | 0 | 0 | 0
00 Ret.Exist_FBC_ACI_DSI & SNCR | 0 | 0 | 0 | 0 | 0 | 0 | 0
00 Ret.Exist_FBC_ACI_DSI & SNCR & CCS | 0 | 0 | 0 | 0 | 0 | 0 | 0
00 Ret.Exist_FBC_ACI_DSI & SNCR & DRET | 0 | 0 | 0 | 0 | 0 | 0 | 0
00 Ret.Exist_FBC_ACI_DSI & SNCR & NGC | 0 | 0 | 0 | 0 | 0 | 0 | 0
00 Ret.Exist_FBC_DryFGD_ACI & CCS | 0 | 0 | 0 | 0 | 0 | 0 | 0
00 Ret.Exist_FBC_DryFGD_ACI & DCCS | 0 | 0 | 0 | 0 | 0 | 0 | 0
00 Ret.Exist_FBC_DryFGD_ACI & DCCS & CCS | 0 | 0 | 0 | 0 | 0 | 0 | 0
00 Ret.Exist_FBC_DryFGD_ACI & DCCS & SNCR & CCS | 0 | 0 | 0 | 0 | 0 | 0 | 0
00 Ret.Exist_FBC_DryFGD_ACI & DRET | 0 | 139 | 0 | 0 | 0 | 0 | 0
00 Ret.Exist_FBC_DryFGD_ACI & GPM | 0 | 0 | 0 | 0 | 0 | 0 | 0
00 Ret.Exist_FBC_DryFGD_ACI & GPM & CCS | 0 | 0 | 0 | 0 | 0 | 0 | 0
00 Ret.Exist_FBC_DryFGD_ACI & GPM & DRET | 0 | 0 | 0 | 0 | 0 | 0 | 0
00 Ret.Exist_FBC_DryFGD_ACI & GPM & NGC | 0 | 0 | 0 | 0 | 0 | 0 | 0
00 Ret.Exist_FBC_DryFGD_ACI & GPM & SNCR | 0 | 0 | 0 | 0 | 0 | 0 | 0
00 Ret.Exist_FBC_DryFGD_ACI & GPM & SNCR & CCS | 0 | 0 | 0 | 0 | 0 | 0 | 0
00 Ret.Exist_FBC_DryFGD_ACI & GPM & SNCR & DRET | 0 | 0 | 0 | 0 | 0 | 0 | 0
00 Ret.Exist_FBC_DryFGD_ACI & GPM & SNCR & NGC | 0 | 0 | 0 | 0 | 0 | 0 | 0
00 Ret.Exist_FBC_DryFGD_ACI & NGC | 0 | 0 | 0 | 0 | 0 | 0 | 0
00 Ret.Exist_FBC_DryFGD_ACI & SNCR | 0 | 0 | 0 | 0 | 0 | 0 | 0
00 Ret.Exist_FBC_DryFGD_ACI & SNCR & CCS | 0 | 0 | 0 | 0 | 0 | 0 | 0
00 Ret.Exist_FBC_DryFGD_ACI & SNCR & DRET | 0 | 0 | 0 | 0 | 0 | 0 | 0
00 Ret.Exist_FBC_DryFGD_ACI & SNCR & NGC | 0 | 0 | 0 | 0 | 0 | 0 | 0
00 Ret.Exist_FBC_DryFGD_DSI & ACI | 0 | 0 | 0 | 0 | 0 | 0 | 0
00 Ret.Exist_FBC_DryFGD_DSI & ACI & DRET | 0 | 0 | 0 | 0 | 0 | 0 | 0
00 Ret.Exist_FBC_DryFGD_DSI & ACI & GPM | 0 | 0 | 0 | 0 | 0 | 0 | 0
00 Ret.Exist_FBC_DryFGD_DSI & ACI & GPM & DRET | 0 | 0 | 0 | 0 | 0 | 0 | 0
00 Ret.Exist_FBC_DryFGD_DSI & ACI & GPM & NGC | 0 | 0 | 0 | 0 | 0 | 0 | 0
00 Ret.Exist_FBC_DryFGD_DSI & ACI & GPM & SNCR | 0 | 0 | 0 | 0 | 0 | 0 | 0
00 Ret.Exist_FBC_DryFGD_DSI & ACI & GPM & SNCR & DRET | 0 | 0 | 0 | 0 | 0 | 0 | 0
00 Ret.Exist_FBC_DryFGD_DSI & ACI & GPM & SNCR & NGC | 0 | 0 | 0 | 0 | 0 | 0 | 0
00 Ret.Exist_FBC_DryFGD_DSI & ACI & NGC | 0 | 0 | 0 | 0 | 0 | 0 | 0
00 Ret.Exist_FBC_DryFGD_DSI & ACI & SNCR | 0 | 0 | 0 | 0 | 0 | 0 | 0
00 Ret.Exist_FBC_DryFGD_DSI & ACI & SNCR & DRET | 0 | 0 | 0 | 0 | 0 | 0 | 0
00 Ret.Exist_FBC_DryFGD_DSI & ACI & SNCR & NGC | 0 | 0 | 0 | 0 | 0 | 0 | 0
00 Ret.Exist_FBC_DryFGD_DSI & DRET | 0 | 0 | 0 | 0 | 0 | 0 | 0
00 Ret.Exist_FBC_DryFGD_DSI & GPM | 0 | 0 | 0 | 0 | 0 | 0 | 0
00 Ret.Exist_FBC_DryFGD_DSI & GPM & DRET | 0 | 0 | 0 | 0 | 0 | 0 | 0
00 Ret.Exist_FBC_DryFGD_DSI & GPM & NGC | 0 | 0 | 0 | 0 | 0 | 0 | 0
00 Ret.Exist_FBC_DryFGD_DSI & GPM & SNCR | 0 | 0 | 0 | 0 | 0 | 0 | 0
00 Ret.Exist_FBC_DryFGD_DSI & GPM & SNCR & DRET | 0 | 0 | 0 | 0 | 0 | 0 | 0
00 Ret.Exist_FBC_DryFGD_DSI & GPM & SNCR & NGC | 0 | 0 | 0 | 0 | 0 | 0 | 0
00 Ret.Exist_FBC_DryFGD_DSI & NGC | 0 | 0 | 0 | 0 | 0 | 0 | 0
00 Ret.Exist_FBC_DryFGD_DSI & SNCR | 0 | 0 | 0 | 0 | 0 | 0 | 0
00 Ret.Exist_FBC_DryFGD_DSI & SNCR & DRET | 0 | 0 | 0 | 0 | 0 | 0 | 0
00 Ret.Exist_FBC_DryFGD_DSI & SNCR & NGC | 0 | 0 | 0 | 0 | 0 | 0 | 0
00 Ret.Exist_FBC_DryFGD_SNCR & ACI | 0 | 0 | 0 | 0 | 0 | 0 | 0
00 Ret.Exist_FBC_DryFGD_SNCR & ACI & CCS | 0 | 0 | 0 | 0 | 0 | 0 | 0
00 Ret.Exist_FBC_DryFGD_SNCR & ACI & DRET | 0 | 0 | 0 | 0 | 0 | 0 | 0
00 Ret.Exist_FBC_DryFGD_SNCR & ACI & GPM | 0 | 0 | 0 | 0 | 0 | 0 | 0
00 Ret.Exist_FBC_DryFGD_SNCR & ACI & GPM & CCS | 0 | 0 | 0 | 0 | 0 | 0 | 0
00 Ret.Exist_FBC_DryFGD_SNCR & ACI & GPM & DRET | 0 | 0 | 0 | 0 | 0 | 0 | 0
00 Ret.Exist_FBC_DryFGD_SNCR & ACI & GPM & NGC | 0 | 0 | 0 | 0 | 0 | 0 | 0
00 Ret.Exist_FBC_DryFGD_SNCR & ACI & NGC | 0 | 0 | 0 | 0 | 0 | 0 | 0
00 Ret.Exist_FBC_DryFGD_SNCR & CCS | 0 | 0 | 0 | 0 | 0 | 0 | 0
00 Ret.Exist_FBC_DryFGD_SNCR & DCCS | 0 | 549.038 | 0 | 0 | 0 | 0 | 0
00 Ret.Exist_FBC_DryFGD_SNCR & DCCS & CCS | 0 | 0 | 365.0097 | 0 | 0 | 0 | 0
00 Ret.Exist_FBC_DryFGD_SNCR & DRET | 0 | 1050.8484 | 0 | 0 | 0 | 0 | 0
00 Ret.Exist_FBC_DryFGD_SNCR & GPM | 0 | 0 | 0 | 0 | 0 | 0 | 0
00 Ret.Exist_FBC_DryFGD_SNCR & GPM & CCS | 0 | 0 | 0 | 0 | 0 | 0 | 0
00 Ret.Exist_FBC_DryFGD_SNCR & GPM & DRET | 0 | 0 | 0 | 0 | 0 | 0 | 0
00 Ret.Exist_FBC_DryFGD_SNCR & GPM & NGC | 0 | 0 | 0 | 0 | 0 | 0 | 0
00 Ret.Exist_FBC_DryFGD_SNCR & NGC | 0 | 0 | 0 | 0 | 0 | 0 | 0
00 Ret.Exist_FBC_DryFGD_SNCR_ACI & CCS | 0 | 0 | 0 | 0 | 0 | 0 | 0
00 Ret.Exist_FBC_DryFGD_SNCR_ACI & DCCS | 0 | 99.6701 | 0 | 0 | 0 | 0 | 0
00 Ret.Exist_FBC_DryFGD_SNCR_ACI & DCCS & CCS | 0 | 0 | 69.0701 | 0 | 0 | 0 | 0
00 Ret.Exist_FBC_DryFGD_SNCR_ACI & DRET | 0 | 279.3299 | 0 | 0 | 0 | 0 | 0
00 Ret.Exist_FBC_DryFGD_SNCR_ACI & GPM | 0 | 0 | 0 | 0 | 0 | 0 | 0
00 Ret.Exist_FBC_DryFGD_SNCR_ACI & GPM & CCS | 0 | 0 | 0 | 0 | 0 | 0 | 0
00 Ret.Exist_FBC_DryFGD_SNCR_ACI & GPM & DRET | 0 | 0 | 0 | 0 | 0 | 0 | 0
00 Ret.Exist_FBC_DryFGD_SNCR_ACI & GPM & NGC | 0 | 0 | 0 | 0 | 0 | 0 | 0
00 Ret.Exist_FBC_DryFGD_SNCR_ACI & NGC | 0 | 0 | 0 | 0 | 0 | 0 | 0
00 Ret.Exist_FBC_DryFGD_SNCR_ACI_DSI & CCS | 0 | 420.0528 | 0 | 0 | 0 | 0 | 0
00 Ret.Exist_FBC_DryFGD_SNCR_ACI_DSI & DCCS | 0 | 13.2259 | 0 | 0 | 0 | 0 | 0
00 Ret.Exist_FBC_DryFGD_SNCR_ACI_DSI & DCCS & CCS | 0 | 0 | 9.071 | 0 | 0 | 0 | 0
00 Ret.Exist_FBC_DryFGD_SNCR_ACI_DSI & DRET | 0 | 0 | 0 | 0 | 0 | 0 | 0
00 Ret.Exist_FBC_DryFGD_SNCR_ACI_DSI & GPM | 0 | 0 | 0 | 0 | 0 | 0 | 0
00 Ret.Exist_FBC_DryFGD_SNCR_ACI_DSI & GPM & CCS | 0 | 0 | 0 | 0 | 0 | 0 | 0
00 Ret.Exist_FBC_DryFGD_SNCR_ACI_DSI & GPM & DRET | 0 | 0 | 0 | 0 | 0 | 0 | 0
00 Ret.Exist_FBC_DryFGD_SNCR_ACI_DSI & GPM & NGC | 0 | 0 | 0 | 0 | 0 | 0 | 0
00 Ret.Exist_FBC_DryFGD_SNCR_ACI_DSI & NGC | 0 | 0 | 0 | 0 | 0 | 0 | 0
00 Ret.Exist_FBC_DryFGD_SNCR_DSI & ACI | 0 | 0 | 0 | 0 | 0 | 0 | 0
00 Ret.Exist_FBC_DryFGD_SNCR_DSI & ACI & DRET | 0 | 0 | 0 | 0 | 0 | 0 | 0
00 Ret.Exist_FBC_DryFGD_SNCR_DSI & ACI & GPM | 0 | 0 | 0 | 0 | 0 | 0 | 0
00 Ret.Exist_FBC_DryFGD_SNCR_DSI & ACI & GPM & DRET | 0 | 0 | 0 | 0 | 0 | 0 | 0
00 Ret.Exist_FBC_DryFGD_SNCR_DSI & ACI & GPM & NGC | 0 | 0 | 0 | 0 | 0 | 0 | 0
00 Ret.Exist_FBC_DryFGD_SNCR_DSI & ACI & NGC | 0 | 0 | 0 | 0 | 0 | 0 | 0
00 Ret.Exist_FBC_DryFGD_SNCR_DSI & DRET | 0 | 0 | 0 | 0 | 0 | 0 | 0
00 Ret.Exist_FBC_DryFGD_SNCR_DSI & GPM | 0 | 0 | 0 | 0 | 0 | 0 | 0
00 Ret.Exist_FBC_DryFGD_SNCR_DSI & GPM & DRET | 0 | 0 | 0 | 0 | 0 | 0 | 0
00 Ret.Exist_FBC_DryFGD_SNCR_DSI & GPM & NGC | 0 | 0 | 0 | 0 | 0 | 0 | 0
00 Ret.Exist_FBC_DryFGD_SNCR_DSI & NGC | 0 | 0 | 0 | 0 | 0 | 0 | 0
00 Ret.Exist_FBC_DSI & ACI | 0 | 0 | 0 | 0 | 0 | 0 | 0
00 Ret.Exist_FBC_DSI & ACI & DRET | 0 | 0 | 0 | 0 | 0 | 0 | 0
00 Ret.Exist_FBC_DSI & ACI & GPM | 0 | 0 | 0 | 0 | 0 | 0 | 0
00 Ret.Exist_FBC_DSI & ACI & GPM & DRET | 0 | 0 | 0 | 0 | 0 | 0 | 0
00 Ret.Exist_FBC_DSI & ACI & GPM & NGC | 0 | 0 | 0 | 0 | 0 | 0 | 0
00 Ret.Exist_FBC_DSI & ACI & GPM & SNCR | 0 | 0 | 0 | 0 | 0 | 0 | 0
00 Ret.Exist_FBC_DSI & ACI & GPM & SNCR & DRET | 0 | 0 | 0 | 0 | 0 | 0 | 0
00 Ret.Exist_FBC_DSI & ACI & GPM & SNCR & NGC | 0 | 0 | 0 | 0 | 0 | 0 | 0
00 Ret.Exist_FBC_DSI & ACI & NGC | 0 | 0 | 0 | 0 | 0 | 0 | 0
00 Ret.Exist_FBC_DSI & ACI & SNCR | 0 | 0 | 0 | 0 | 0 | 0 | 0
00 Ret.Exist_FBC_DSI & ACI & SNCR & DRET | 0 | 0 | 0 | 0 | 0 | 0 | 0
00 Ret.Exist_FBC_DSI & ACI & SNCR & NGC | 0 | 0 | 0 | 0 | 0 | 0 | 0
00 Ret.Exist_FBC_DSI & DRET | 0 | 554.0416 | 0 | 0 | 0 | 0 | 0
00 Ret.Exist_FBC_DSI & GPM | 0 | 0 | 0 | 0 | 0 | 0 | 0
00 Ret.Exist_FBC_DSI & GPM & DRET | 0 | 0 | 0 | 0 | 0 | 0 | 0
00 Ret.Exist_FBC_DSI & GPM & NGC | 0 | 0 | 0 | 0 | 0 | 0 | 0
00 Ret.Exist_FBC_DSI & GPM & SNCR | 0 | 0 | 0 | 0 | 0 | 0 | 0
00 Ret.Exist_FBC_DSI & GPM & SNCR & DRET | 0 | 0 | 0 | 0 | 0 | 0 | 0
00 Ret.Exist_FBC_DSI & GPM & SNCR & NGC | 0 | 0 | 0 | 0 | 0 | 0 | 0
00 Ret.Exist_FBC_DSI & NGC | 0 | 52 | 0 | 0 | 0 | 0 | 0
00 Ret.Exist_FBC_DSI & SNCR | 0 | 0 | 0 | 0 | 0 | 0 | 0
00 Ret.Exist_FBC_DSI & SNCR & DRET | 0 | 0 | 0 | 0 | 0 | 0 | 0
00 Ret.Exist_FBC_DSI & SNCR & NGC | 0 | 0 | 0 | 0 | 0 | 0 | 0
00 Ret.Exist_FBC_SNCR & ACI | 0 | 0 | 0 | 0 | 0 | 0 | 0
00 Ret.Exist_FBC_SNCR & ACI & DRET | 0 | 0 | 0 | 0 | 0 | 0 | 0
00 Ret.Exist_FBC_SNCR & ACI & NGC | 0 | 0 | 0 | 0 | 0 | 0 | 0
00 Ret.Exist_FBC_SNCR & DRET | 0 | 0 | 0 | 0 | 0 | 0 | 0
00 Ret.Exist_FBC_SNCR & GPM | 0 | 0 | 0 | 0 | 0 | 0 | 0
00 Ret.Exist_FBC_SNCR & GPM & DRET | 0 | 0 | 0 | 0 | 0 | 0 | 0
00 Ret.Exist_FBC_SNCR & GPM & NGC | 0 | 0 | 0 | 0 | 0 | 0 | 0
00 Ret.Exist_FBC_SNCR & NGC | 0 | 0 | 0 | 0 | 0 | 0 | 0
00 Ret.Exist_FBC_SNCR_ACI_DSI & CCS | 0 | 0 | 0 | 0 | 0 | 0 | 0
00 Ret.Exist_FBC_SNCR_ACI_DSI & DCCS | 0 | 0 | 0 | 0 | 0 | 0 | 0
00 Ret.Exist_FBC_SNCR_ACI_DSI & DCCS & CCS | 0 | 0 | 0 | 0 | 0 | 0 | 0
00 Ret.Exist_FBC_SNCR_ACI_DSI & DRET | 0 | 0 | 0 | 0 | 0 | 0 | 0
00 Ret.Exist_FBC_SNCR_ACI_DSI & GPM | 0 | 0 | 0 | 0 | 0 | 0 | 0
00 Ret.Exist_FBC_SNCR_ACI_DSI & GPM & CCS | 0 | 0 | 0 | 0 | 0 | 0 | 0
00 Ret.Exist_FBC_SNCR_ACI_DSI & GPM & DRET | 0 | 0 | 0 | 0 | 0 | 0 | 0
00 Ret.Exist_FBC_SNCR_ACI_DSI & GPM & NGC | 0 | 0 | 0 | 0 | 0 | 0 | 0
00 Ret.Exist_FBC_SNCR_ACI_DSI & NGC | 0 | 0 | 0 | 0 | 0 | 0 | 0
00 Ret.Exist_FBC_SNCR_DSI & ACI | 0 | 0 | 0 | 0 | 0 | 0 | 0
00 Ret.Exist_FBC_SNCR_DSI & ACI & CCS | 0 | 0 | 0 | 0 | 0 | 0 | 0
00 Ret.Exist_FBC_SNCR_DSI & ACI & DRET | 0 | 0 | 0 | 0 | 0 | 0 | 0
00 Ret.Exist_FBC_SNCR_DSI & ACI & GPM | 0 | 0 | 0 | 0 | 0 | 0 | 0
00 Ret.Exist_FBC_SNCR_DSI & ACI & GPM & CCS | 0 | 0 | 0 | 0 | 0 | 0 | 0
00 Ret.Exist_FBC_SNCR_DSI & ACI & GPM & DRET | 0 | 0 | 0 | 0 | 0 | 0 | 0
00 Ret.Exist_FBC_SNCR_DSI & ACI & GPM & NGC | 0 | 0 | 0 | 0 | 0 | 0 | 0
00 Ret.Exist_FBC_SNCR_DSI & ACI & NGC | 0 | 0 | 0 | 0 | 0 | 0 | 0
00 Ret.Exist_FBC_SNCR_DSI & CCS | 0 | 0 | 0 | 0 | 0 | 0 | 0
00 Ret.Exist_FBC_SNCR_DSI & DCCS | 0 | 290 | 0 | 0 | 0 | 0 | 0
00 Ret.Exist_FBC_SNCR_DSI & DCCS & CCS | 0 | 0 | 202.9839 | 0 | 0 | 0 | 0
00 Ret.Exist_FBC_SNCR_DSI & DRET | 0 | 510 | 0 | 0 | 0 | 0 | 0
00 Ret.Exist_FBC_SNCR_DSI & GPM | 0 | 0 | 0 | 0 | 0 | 0 | 0
00 Ret.Exist_FBC_SNCR_DSI & GPM & CCS | 0 | 0 | 0 | 0 | 0 | 0 | 0
00 Ret.Exist_FBC_SNCR_DSI & GPM & DRET | 0 | 0 | 0 | 0 | 0 | 0 | 0
00 Ret.Exist_FBC_SNCR_DSI & GPM & NGC | 0 | 0 | 0 | 0 | 0 | 0 | 0
00 Ret.Exist_FBC_SNCR_DSI & NGC | 0 | 260 | 0 | 0 | 0 | 0 | 0
00 Ret.Exist_FBC_WetFGD_DSI & ACI | 0 | 0 | 0 | 0 | 0 | 0 | 0
00 Ret.Exist_FBC_WetFGD_DSI & ACI & DRET | 0 | 0 | 0 | 0 | 0 | 0 | 0
00 Ret.Exist_FBC_WetFGD_DSI & ACI & GPM | 0 | 0 | 0 | 0 | 0 | 0 | 0
00 Ret.Exist_FBC_WetFGD_DSI & ACI & GPM & DRET | 0 | 0 | 0 | 0 | 0 | 0 | 0
00 Ret.Exist_FBC_WetFGD_DSI & ACI & GPM & NGC | 0 | 0 | 0 | 0 | 0 | 0 | 0
00 Ret.Exist_FBC_WetFGD_DSI & ACI & GPM & SNCR | 0 | 0 | 0 | 0 | 0 | 0 | 0
00 Ret.Exist_FBC_WetFGD_DSI & ACI & GPM & SNCR & DRET | 0 | 0 | 0 | 0 | 0 | 0 | 0
00 Ret.Exist_FBC_WetFGD_DSI & ACI & GPM & SNCR & NGC | 0 | 0 | 0 | 0 | 0 | 0 | 0
00 Ret.Exist_FBC_WetFGD_DSI & ACI & NGC | 0 | 0 | 0 | 0 | 0 | 0 | 0
00 Ret.Exist_FBC_WetFGD_DSI & ACI & SNCR | 0 | 0 | 0 | 0 | 0 | 0 | 0
00 Ret.Exist_FBC_WetFGD_DSI & ACI & SNCR & DRET | 0 | 0 | 0 | 0 | 0 | 0 | 0
00 Ret.Exist_FBC_WetFGD_DSI & ACI & SNCR & NGC | 0 | 0 | 0 | 0 | 0 | 0 | 0
00 Ret.Exist_FBC_WetFGD_DSI & DRET | 0 | 51 | 0 | 0 | 0 | 0 | 0
00 Ret.Exist_FBC_WetFGD_DSI & GPM | 0 | 0 | 0 | 0 | 0 | 0 | 0
00 Ret.Exist_FBC_WetFGD_DSI & GPM & DRET | 0 | 0 | 0 | 0 | 0 | 0 | 0
00 Ret.Exist_FBC_WetFGD_DSI & GPM & NGC | 0 | 0 | 0 | 0 | 0 | 0 | 0
00 Ret.Exist_FBC_WetFGD_DSI & GPM & SNCR | 0 | 0 | 0 | 0 | 0 | 0 | 0
00 Ret.Exist_FBC_WetFGD_DSI & GPM & SNCR & DRET | 0 | 0 | 0 | 0 | 0 | 0 | 0
00 Ret.Exist_FBC_WetFGD_DSI & GPM & SNCR & NGC | 0 | 0 | 0 | 0 | 0 | 0 | 0
00 Ret.Exist_FBC_WetFGD_DSI & NGC | 0 | 0 | 0 | 0 | 0 | 0 | 0
00 Ret.Exist_FBC_WetFGD_DSI & SNCR | 0 | 0 | 0 | 0 | 0 | 0 | 0
00 Ret.Exist_FBC_WetFGD_DSI & SNCR & DRET | 0 | 0 | 0 | 0 | 0 | 0 | 0
00 Ret.Exist_FBC_WetFGD_DSI & SNCR & NGC | 0 | 0 | 0 | 0 | 0 | 0 | 0
00 Ret.Exist_FBC_WetFGD_SNCR & ACI | 0 | 0 | 0 | 0 | 0 | 0 | 0
00 Ret.Exist_FBC_WetFGD_SNCR & ACI & DRET | 0 | 0 | 0 | 0 | 0 | 0 | 0
00 Ret.Exist_FBC_WetFGD_SNCR & ACI & NGC | 0 | 0 | 0 | 0 | 0 | 0 | 0
00 Ret.Exist_FBC_WetFGD_SNCR & DRET | 0 | 54 | 0 | 0 | 0 | 0 | 0
00 Ret.Exist_FBC_WetFGD_SNCR & GPM | 0 | 0 | 0 | 0 | 0 | 0 | 0
00 Ret.Exist_FBC_WetFGD_SNCR & GPM & DRET | 0 | 0 | 0 | 0 | 0 | 0 | 0
00 Ret.Exist_FBC_WetFGD_SNCR & GPM & NGC | 0 | 0 | 0 | 0 | 0 | 0 | 0
00 Ret.Exist_FBC_WetFGD_SNCR & NGC | 0 | 0 | 0 | 0 | 0 | 0 | 0
00 Ret.Exist_Non-FBC_ACI & C2G | 1047 | 1631 | 0 | 0 | 0 | 0 | 0
00 Ret.Exist_Non-FBC_ACI & C2G & SCR | 0 | 0 | 0 | 0 | 0 | 0 | 0
00 Ret.Exist_Non-FBC_ACI & DCCS | 0 | 441.3309 | 0 | 0 | 0 | 0 | 0
00 Ret.Exist_Non-FBC_ACI & DCCS & WetFGD & SCR & CCS | 0 | 0 | 293.5328 | 0 | 0 | 0 | 0
00 Ret.Exist_Non-FBC_ACI & DRET | 0 | 5259.7691 | 0 | 0 | 0 | 0 | 0
00 Ret.Exist_Non-FBC_ACI & DSI | 0 | 0 | 0 | 0 | 0 | 0 | 0
00 Ret.Exist_Non-FBC_ACI & DSI & C2G | 0 | 0 | 0 | 0 | 0 | 0 | 0
00 Ret.Exist_Non-FBC_ACI & DSI & C2G & SCR | 0 | 0 | 0 | 0 | 0 | 0 | 0
00 Ret.Exist_Non-FBC_ACI & DSI & DRET | 0 | 0 | 0 | 0 | 0 | 0 | 0
00 Ret.Exist_Non-FBC_ACI & DSI & GPM | 0 | 0 | 0 | 0 | 0 | 0 | 0
00 Ret.Exist_Non-FBC_ACI & DSI & GPM & C2G | 0 | 0 | 0 | 0 | 0 | 0 | 0
00 Ret.Exist_Non-FBC_ACI & DSI & GPM & C2G & SCR | 0 | 0 | 0 | 0 | 0 | 0 | 0
00 Ret.Exist_Non-FBC_ACI & DSI & GPM & DRET | 0 | 0 | 0 | 0 | 0 | 0 | 0
00 Ret.Exist_Non-FBC_ACI & DSI & GPM & NGC | 0 | 0 | 0 | 0 | 0 | 0 | 0
00 Ret.Exist_Non-FBC_ACI & DSI & GPM & SCR | 0 | 0 | 0 | 0 | 0 | 0 | 0
00 Ret.Exist_Non-FBC_ACI & DSI & GPM & SCR & DRET | 0 | 0 | 0 | 0 | 0 | 0 | 0
00 Ret.Exist_Non-FBC_ACI & DSI & GPM & SCR & NGC | 0 | 0 | 0 | 0 | 0 | 0 | 0
00 Ret.Exist_Non-FBC_ACI & DSI & GPM & SNCR | 0 | 0 | 0 | 0 | 0 | 0 | 0
00 Ret.Exist_Non-FBC_ACI & DSI & GPM & SNCR & DRET | 0 | 0 | 0 | 0 | 0 | 0 | 0
00 Ret.Exist_Non-FBC_ACI & DSI & GPM & SNCR & NGC | 0 | 0 | 0 | 0 | 0 | 0 | 0
00 Ret.Exist_Non-FBC_ACI & DSI & GPM & WetFGD & SCR & CCS | 0 | 0 | 0 | 0 | 0 | 0 | 0
00 Ret.Exist_Non-FBC_ACI & DSI & NGC | 0 | 0 | 0 | 0 | 0 | 0 | 0
00 Ret.Exist_Non-FBC_ACI & DSI & SCR | 0 | 0 | 0 | 0 | 0 | 0 | 0
00 Ret.Exist_Non-FBC_ACI & DSI & SCR & DRET | 0 | 0 | 0 | 0 | 0 | 0 | 0
00 Ret.Exist_Non-FBC_ACI & DSI & SCR & NGC | 0 | 0 | 0 | 0 | 0 | 0 | 0
00 Ret.Exist_Non-FBC_ACI & DSI & SNCR | 0 | 0 | 0 | 0 | 0 | 0 | 0
00 Ret.Exist_Non-FBC_ACI & DSI & SNCR & DRET | 0 | 0 | 0 | 0 | 0 | 0 | 0
00 Ret.Exist_Non-FBC_ACI & DSI & SNCR & NGC | 0 | 0 | 0 | 0 | 0 | 0 | 0
00 Ret.Exist_Non-FBC_ACI & DSI & WetFGD & SCR & CCS | 0 | 0 | 0 | 0 | 0 | 0 | 0
00 Ret.Exist_Non-FBC_ACI & GPM | 0 | 0 | 0 | 0 | 0 | 0 | 0
00 Ret.Exist_Non-FBC_ACI & GPM & C2G | 0 | 0 | 0 | 0 | 0 | 0 | 0
00 Ret.Exist_Non-FBC_ACI & GPM & C2G & SCR | 0 | 0 | 0 | 0 | 0 | 0 | 0
00 Ret.Exist_Non-FBC_ACI & GPM & DRET | 0 | 0 | 0 | 0 | 0 | 0 | 0
00 Ret.Exist_Non-FBC_ACI & GPM & NGC | 0 | 0 | 0 | 0 | 0 | 0 | 0
00 Ret.Exist_Non-FBC_ACI & GPM & SCR | 0 | 0 | 0 | 0 | 0 | 0 | 0
00 Ret.Exist_Non-FBC_ACI & GPM & SCR & DRET | 0 | 0 | 0 | 0 | 0 | 0 | 0
00 Ret.Exist_Non-FBC_ACI & GPM & SCR & NGC | 0 | 0 | 0 | 0 | 0 | 0 | 0
00 Ret.Exist_Non-FBC_ACI & GPM & SNCR | 0 | 0 | 0 | 0 | 0 | 0 | 0
00 Ret.Exist_Non-FBC_ACI & GPM & SNCR & DRET | 0 | 0 | 0 | 0 | 0 | 0 | 0
00 Ret.Exist_Non-FBC_ACI & GPM & SNCR & NGC | 0 | 0 | 0 | 0 | 0 | 0 | 0
00 Ret.Exist_Non-FBC_ACI & GPM & WetFGD & SCR & CCS | 0 | 0 | 0 | 0 | 0 | 0 | 0
00 Ret.Exist_Non-FBC_ACI & NGC | 0 | 0 | 0 | 0 | 0 | 0 | 0
00 Ret.Exist_Non-FBC_ACI & SCR | 0 | 0 | 0 | 0 | 0 | 0 | 0
00 Ret.Exist_Non-FBC_ACI & SCR & C2G | 0 | 0 | 0 | 0 | 0 | 0 | 0
00 Ret.Exist_Non-FBC_ACI & SCR & DRET | 0 | 0 | 0 | 0 | 0 | 0 | 0
00 Ret.Exist_Non-FBC_ACI & SCR & NGC | 0 | 0 | 0 | 0 | 0 | 0 | 0
00 Ret.Exist_Non-FBC_ACI & SCR & WetFGD & CCS | 0 | 0 | 0 | 0 | 0 | 0 | 0
00 Ret.Exist_Non-FBC_ACI & SNCR | 0 | 0 | 0 | 0 | 0 | 0 | 0
00 Ret.Exist_Non-FBC_ACI & SNCR & C2G | 0 | 0 | 0 | 0 | 0 | 0 | 0
00 Ret.Exist_Non-FBC_ACI & SNCR & DRET | 0 | 0 | 0 | 0 | 0 | 0 | 0
00 Ret.Exist_Non-FBC_ACI & SNCR & NGC | 0 | 0 | 0 | 0 | 0 | 0 | 0
00 Ret.Exist_Non-FBC_ACI_DSI & C2G | 1270 | 0 | 0 | 0 | 0 | 0 | 0
00 Ret.Exist_Non-FBC_ACI_DSI & C2G & SCR | 0 | 0 | 0 | 0 | 0 | 0 | 0
00 Ret.Exist_Non-FBC_ACI_DSI & DCCS | 0 | 0 | 0 | 0 | 0 | 0 | 0
00 Ret.Exist_Non-FBC_ACI_DSI & DCCS & WetFGD & SCR & CCS | 0 | 0 | 0 | 0 | 0 | 0 | 0
00 Ret.Exist_Non-FBC_ACI_DSI & DRET | 0 | 993 | 0 | 0 | 0 | 0 | 0
00 Ret.Exist_Non-FBC_ACI_DSI & GPM | 0 | 0 | 0 | 0 | 0 | 0 | 0
00 Ret.Exist_Non-FBC_ACI_DSI & GPM & C2G | 0 | 0 | 0 | 0 | 0 | 0 | 0
00 Ret.Exist_Non-FBC_ACI_DSI & GPM & C2G & SCR | 0 | 0 | 0 | 0 | 0 | 0 | 0
00 Ret.Exist_Non-FBC_ACI_DSI & GPM & DRET | 0 | 0 | 0 | 0 | 0 | 0 | 0
00 Ret.Exist_Non-FBC_ACI_DSI & GPM & NGC | 0 | 0 | 0 | 0 | 0 | 0 | 0
00 Ret.Exist_Non-FBC_ACI_DSI & GPM & SCR | 0 | 0 | 0 | 0 | 0 | 0 | 0
00 Ret.Exist_Non-FBC_ACI_DSI & GPM & SCR & DRET | 0 | 0 | 0 | 0 | 0 | 0 | 0
00 Ret.Exist_Non-FBC_ACI_DSI & GPM & SCR & NGC | 0 | 0 | 0 | 0 | 0 | 0 | 0
00 Ret.Exist_Non-FBC_ACI_DSI & GPM & SNCR | 0 | 0 | 0 | 0 | 0 | 0 | 0
00 Ret.Exist_Non-FBC_ACI_DSI & GPM & SNCR & DRET | 0 | 0 | 0 | 0 | 0 | 0 | 0
00 Ret.Exist_Non-FBC_ACI_DSI & GPM & SNCR & NGC | 0 | 0 | 0 | 0 | 0 | 0 | 0
00 Ret.Exist_Non-FBC_ACI_DSI & GPM & WetFGD & SCR & CCS | 0 | 0 | 0 | 0 | 0 | 0 | 0
00 Ret.Exist_Non-FBC_ACI_DSI & NGC | 0 | 0 | 0 | 0 | 0 | 0 | 0
00 Ret.Exist_Non-FBC_ACI_DSI & SCR | 0 | 0 | 0 | 0 | 0 | 0 | 0
00 Ret.Exist_Non-FBC_ACI_DSI & SCR & C2G | 0 | 0 | 0 | 0 | 0 | 0 | 0
00 Ret.Exist_Non-FBC_ACI_DSI & SCR & DRET | 0 | 0 | 0 | 0 | 0 | 0 | 0
00 Ret.Exist_Non-FBC_ACI_DSI & SCR & NGC | 0 | 0 | 0 | 0 | 0 | 0 | 0
00 Ret.Exist_Non-FBC_ACI_DSI & SCR & WetFGD & CCS | 0 | 0 | 0 | 0 | 0 | 0 | 0
00 Ret.Exist_Non-FBC_ACI_DSI & SNCR | 0 | 0 | 0 | 0 | 0 | 0 | 0
00 Ret.Exist_Non-FBC_ACI_DSI & SNCR & C2G | 0 | 0 | 0 | 0 | 0 | 0 | 0
00 Ret.Exist_Non-FBC_ACI_DSI & SNCR & DRET | 0 | 0 | 0 | 0 | 0 | 0 | 0
00 Ret.Exist_Non-FBC_ACI_DSI & SNCR & NGC | 0 | 0 | 0 | 0 | 0 | 0 | 0
00 Ret.Exist_Non-FBC_DryFGD & C2G | 0 | 0 | 0 | 0 | 0 | 0 | 0
00 Ret.Exist_Non-FBC_DryFGD & C2G & SCR | 0 | 0 | 0 | 0 | 0 | 0 | 0
00 Ret.Exist_Non-FBC_DryFGD & DRET | 0 | 0 | 0 | 0 | 0 | 0 | 0
00 Ret.Exist_Non-FBC_DryFGD & GPM | 0 | 0 | 0 | 0 | 0 | 0 | 0
00 Ret.Exist_Non-FBC_DryFGD & GPM & C2G | 0 | 0 | 0 | 0 | 0 | 0 | 0
00 Ret.Exist_Non-FBC_DryFGD & GPM & C2G & SCR | 0 | 0 | 0 | 0 | 0 | 0 | 0
00 Ret.Exist_Non-FBC_DryFGD & GPM & DRET | 0 | 0 | 0 | 0 | 0 | 0 | 0
00 Ret.Exist_Non-FBC_DryFGD & GPM & NGC | 0 | 0 | 0 | 0 | 0 | 0 | 0
00 Ret.Exist_Non-FBC_DryFGD & GPM & SCR | 0 | 0 | 0 | 0 | 0 | 0 | 0
00 Ret.Exist_Non-FBC_DryFGD & GPM & SCR & CCS | 0 | 0 | 0 | 0 | 0 | 0 | 0
00 Ret.Exist_Non-FBC_DryFGD & GPM & SCR & DRET | 0 | 0 | 0 | 0 | 0 | 0 | 0
00 Ret.Exist_Non-FBC_DryFGD & GPM & SCR & NGC | 0 | 0 | 0 | 0 | 0 | 0 | 0
00 Ret.Exist_Non-FBC_DryFGD & GPM & SNCR | 0 | 0 | 0 | 0 | 0 | 0 | 0
00 Ret.Exist_Non-FBC_DryFGD & GPM & SNCR & DRET | 0 | 0 | 0 | 0 | 0 | 0 | 0
00 Ret.Exist_Non-FBC_DryFGD & GPM & SNCR & NGC | 0 | 0 | 0 | 0 | 0 | 0 | 0
00 Ret.Exist_Non-FBC_DryFGD & NGC | 0 | 0 | 0 | 0 | 0 | 0 | 0
00 Ret.Exist_Non-FBC_DryFGD & SCR | 0 | 0 | 0 | 0 | 0 | 0 | 0
00 Ret.Exist_Non-FBC_DryFGD & SCR & C2G | 0 | 0 | 0 | 0 | 0 | 0 | 0
00 Ret.Exist_Non-FBC_DryFGD & SCR & CCS | 0 | 0 | 0 | 0 | 0 | 0 | 0
00 Ret.Exist_Non-FBC_DryFGD & SCR & DRET | 0 | 0 | 0 | 0 | 0 | 0 | 0
00 Ret.Exist_Non-FBC_DryFGD & SCR & NGC | 0 | 0 | 0 | 0 | 0 | 0 | 0
00 Ret.Exist_Non-FBC_DryFGD & SNCR | 0 | 0 | 0 | 0 | 0 | 0 | 0
00 Ret.Exist_Non-FBC_DryFGD & SNCR & C2G | 0 | 0 | 0 | 0 | 0 | 0 | 0
00 Ret.Exist_Non-FBC_DryFGD & SNCR & DRET | 0 | 0 | 0 | 0 | 0 | 0 | 0
00 Ret.Exist_Non-FBC_DryFGD & SNCR & NGC | 0 | 0 | 0 | 0 | 0 | 0 | 0
00 Ret.Exist_Non-FBC_DryFGD_ACI & C2G | 0 | 969.739 | 0 | 0 | 0 | 0 | 0
00 Ret.Exist_Non-FBC_DryFGD_ACI & C2G & SCR | 0 | 0 | 0 | 0 | 0 | 0 | 0
00 Ret.Exist_Non-FBC_DryFGD_ACI & DCCS | 0 | 1333.0367 | 0 | 0 | 0 | 0 | 0
00 Ret.Exist_Non-FBC_DryFGD_ACI & DCCS & SCR & CCS | 0 | 0 | 849.6784 | 0 | 0 | 0 | 0
00 Ret.Exist_Non-FBC_DryFGD_ACI & DRET | 0 | 2220.2243 | 0 | 0 | 0 | 0 | 0
00 Ret.Exist_Non-FBC_DryFGD_ACI & GPM | 0 | 0 | 0 | 0 | 0 | 0 | 0
00 Ret.Exist_Non-FBC_DryFGD_ACI & GPM & C2G | 0 | 0 | 0 | 0 | 0 | 0 | 0
00 Ret.Exist_Non-FBC_DryFGD_ACI & GPM & C2G & SCR | 0 | 0 | 0 | 0 | 0 | 0 | 0
00 Ret.Exist_Non-FBC_DryFGD_ACI & GPM & DRET | 0 | 0 | 0 | 0 | 0 | 0 | 0
00 Ret.Exist_Non-FBC_DryFGD_ACI & GPM & NGC | 0 | 0 | 0 | 0 | 0 | 0 | 0
00 Ret.Exist_Non-FBC_DryFGD_ACI & GPM & SCR | 0 | 0 | 0 | 0 | 0 | 0 | 0
00 Ret.Exist_Non-FBC_DryFGD_ACI & GPM & SCR & CCS | 0 | 0 | 0 | 0 | 0 | 0 | 0
00 Ret.Exist_Non-FBC_DryFGD_ACI & GPM & SCR & DRET | 0 | 0 | 0 | 0 | 0 | 0 | 0
00 Ret.Exist_Non-FBC_DryFGD_ACI & GPM & SCR & NGC | 0 | 0 | 0 | 0 | 0 | 0 | 0
00 Ret.Exist_Non-FBC_DryFGD_ACI & GPM & SNCR | 0 | 0 | 0 | 0 | 0 | 0 | 0
00 Ret.Exist_Non-FBC_DryFGD_ACI & GPM & SNCR & DRET | 0 | 0 | 0 | 0 | 0 | 0 | 0
00 Ret.Exist_Non-FBC_DryFGD_ACI & GPM & SNCR & NGC | 0 | 0 | 0 | 0 | 0 | 0 | 0
00 Ret.Exist_Non-FBC_DryFGD_ACI & NGC | 0 | 1036.2045 | 0 | 0 | 0 | 0 | 0
00 Ret.Exist_Non-FBC_DryFGD_ACI & SCR | 0 | 16.8629 | 0 | 0 | 0 | 0 | 0
00 Ret.Exist_Non-FBC_DryFGD_ACI & SCR & C2G | 0 | 0 | 0 | 0 | 0 | 0 | 0
00 Ret.Exist_Non-FBC_DryFGD_ACI & SCR & CCS | 0 | 0 | 11.1469 | 0 | 0 | 0 | 0
00 Ret.Exist_Non-FBC_DryFGD_ACI & SCR & DRET | 0 | 0 | 0 | 0 | 0 | 0 | 0
00 Ret.Exist_Non-FBC_DryFGD_ACI & SCR & NGC | 0 | 0 | 0 | 0 | 0 | 0 | 0
00 Ret.Exist_Non-FBC_DryFGD_ACI & SNCR | 0 | 0 | 0 | 0 | 0 | 0 | 0
00 Ret.Exist_Non-FBC_DryFGD_ACI & SNCR & C2G | 0 | 0 | 0 | 0 | 0 | 0 | 0
00 Ret.Exist_Non-FBC_DryFGD_ACI & SNCR & DRET | 0 | 0 | 0 | 0 | 0 | 0 | 0
00 Ret.Exist_Non-FBC_DryFGD_ACI & SNCR & NGC | 0 | 0 | 0 | 0 | 0 | 0 | 0
00 Ret.Exist_Non-FBC_DryFGD_SCR & ACI | 0 | 0 | 0 | 0 | 0 | 0 | 0
00 Ret.Exist_Non-FBC_DryFGD_SCR & ACI & C2G | 0 | 0 | 0 | 0 | 0 | 0 | 0
00 Ret.Exist_Non-FBC_DryFGD_SCR & ACI & CCS | 0 | 0 | 0 | 0 | 0 | 0 | 0
00 Ret.Exist_Non-FBC_DryFGD_SCR & ACI & DRET | 0 | 0 | 0 | 0 | 0 | 0 | 0
00 Ret.Exist_Non-FBC_DryFGD_SCR & ACI & GPM | 0 | 0 | 0 | 0 | 0 | 0 | 0
00 Ret.Exist_Non-FBC_DryFGD_SCR & ACI & GPM & C2G | 0 | 0 | 0 | 0 | 0 | 0 | 0
00 Ret.Exist_Non-FBC_DryFGD_SCR & ACI & GPM & CCS | 0 | 0 | 0 | 0 | 0 | 0 | 0
00 Ret.Exist_Non-FBC_DryFGD_SCR & ACI & GPM & DRET | 0 | 0 | 0 | 0 | 0 | 0 | 0
00 Ret.Exist_Non-FBC_DryFGD_SCR & ACI & GPM & NGC | 0 | 0 | 0 | 0 | 0 | 0 | 0
00 Ret.Exist_Non-FBC_DryFGD_SCR & ACI & NGC | 0 | 0 | 0 | 0 | 0 | 0 | 0
00 Ret.Exist_Non-FBC_DryFGD_SCR & C2G | 0 | 0 | 0 | 0 | 0 | 0 | 0
00 Ret.Exist_Non-FBC_DryFGD_SCR & CCS | 0 | 0 | 0 | 0 | 0 | 0 | 0
00 Ret.Exist_Non-FBC_DryFGD_SCR & DRET | 0 | 0 | 0 | 0 | 0 | 0 | 0
00 Ret.Exist_Non-FBC_DryFGD_SCR & GPM | 0 | 0 | 0 | 0 | 0 | 0 | 0
00 Ret.Exist_Non-FBC_DryFGD_SCR & GPM & C2G | 0 | 0 | 0 | 0 | 0 | 0 | 0
00 Ret.Exist_Non-FBC_DryFGD_SCR & GPM & CCS | 0 | 0 | 0 | 0 | 0 | 0 | 0
00 Ret.Exist_Non-FBC_DryFGD_SCR & GPM & DRET | 0 | 0 | 0 | 0 | 0 | 0 | 0
00 Ret.Exist_Non-FBC_DryFGD_SCR & GPM & NGC | 0 | 0 | 0 | 0 | 0 | 0 | 0
00 Ret.Exist_Non-FBC_DryFGD_SCR & NGC | 0 | 0 | 0 | 0 | 0 | 0 | 0
00 Ret.Exist_Non-FBC_DryFGD_SCR_ACI & C2G | 1040.1439 | 2969 | 0 | 0 | 0 | 0 | 0
00 Ret.Exist_Non-FBC_DryFGD_SCR_ACI & CCS | 0 | 259.4793 | 11.4812 | 0 | 0 | 0 | 0
00 Ret.Exist_Non-FBC_DryFGD_SCR_ACI & DCCS | 0 | 1230.6976 | 0 | 0 | 0 | 0 | 0
00 Ret.Exist_Non-FBC_DryFGD_SCR_ACI & DCCS & CCS | 0 | 0 | 811.0055 | 0 | 0 | 0 | 0
00 Ret.Exist_Non-FBC_DryFGD_SCR_ACI & DRET | 0 | 3309.8472 | 0 | 0 | 0 | 0 | 0
00 Ret.Exist_Non-FBC_DryFGD_SCR_ACI & GPM | 0 | 0 | 0 | 0 | 0 | 0 | 0
00 Ret.Exist_Non-FBC_DryFGD_SCR_ACI & GPM & C2G | 0 | 0 | 0 | 0 | 0 | 0 | 0
00 Ret.Exist_Non-FBC_DryFGD_SCR_ACI & GPM & CCS | 0 | 0 | 0 | 0 | 0 | 0 | 0
00 Ret.Exist_Non-FBC_DryFGD_SCR_ACI & GPM & DRET | 0 | 0 | 0 | 0 | 0 | 0 | 0
00 Ret.Exist_Non-FBC_DryFGD_SCR_ACI & GPM & NGC | 0 | 0 | 0 | 0 | 0 | 0 | 0
00 Ret.Exist_Non-FBC_DryFGD_SCR_ACI & NGC | 0 | 2.5113 | 0 | 0 | 0 | 0 | 0
00 Ret.Exist_Non-FBC_DryFGD_SCR_ACI_DSI & C2G | 0 | 690.9965 | 0 | 0 | 0 | 0 | 0
00 Ret.Exist_Non-FBC_DryFGD_SCR_ACI_DSI & CCS | 0 | 0 | 0 | 0 | 0 | 0 | 0
00 Ret.Exist_Non-FBC_DryFGD_SCR_ACI_DSI & DCCS | 0 | 0.003452 | 0 | 0 | 0 | 0 | 0
00 Ret.Exist_Non-FBC_DryFGD_SCR_ACI_DSI & DCCS & CCS | 0 | 0 | 0.002349 | 0 | 0 | 0 | 0
00 Ret.Exist_Non-FBC_DryFGD_SCR_ACI_DSI & DRET | 0 | 0 | 0 | 0 | 0 | 0 | 0
00 Ret.Exist_Non-FBC_DryFGD_SCR_ACI_DSI & GPM | 0 | 0 | 0 | 0 | 0 | 0 | 0
00 Ret.Exist_Non-FBC_DryFGD_SCR_ACI_DSI & GPM & C2G | 0 | 0 | 0 | 0 | 0 | 0 | 0
00 Ret.Exist_Non-FBC_DryFGD_SCR_ACI_DSI & GPM & CCS | 0 | 0 | 0 | 0 | 0 | 0 | 0
00 Ret.Exist_Non-FBC_DryFGD_SCR_ACI_DSI & GPM & DRET | 0 | 0 | 0 | 0 | 0 | 0 | 0
00 Ret.Exist_Non-FBC_DryFGD_SCR_ACI_DSI & GPM & NGC | 0 | 0 | 0 | 0 | 0 | 0 | 0
00 Ret.Exist_Non-FBC_DryFGD_SCR_ACI_DSI & NGC | 0 | 0 | 0 | 0 | 0 | 0 | 0
00 Ret.Exist_Non-FBC_DryFGD_SCR_DSI & ACI | 0 | 0 | 0 | 0 | 0 | 0 | 0
00 Ret.Exist_Non-FBC_DryFGD_SCR_DSI & ACI & C2G | 0 | 0 | 0 | 0 | 0 | 0 | 0
00 Ret.Exist_Non-FBC_DryFGD_SCR_DSI & ACI & CCS | 0 | 0 | 0 | 0 | 0 | 0 | 0
00 Ret.Exist_Non-FBC_DryFGD_SCR_DSI & ACI & DRET | 0 | 0 | 0 | 0 | 0 | 0 | 0
00 Ret.Exist_Non-FBC_DryFGD_SCR_DSI & ACI & GPM | 0 | 0 | 0 | 0 | 0 | 0 | 0
00 Ret.Exist_Non-FBC_DryFGD_SCR_DSI & ACI & GPM & C2G | 0 | 0 | 0 | 0 | 0 | 0 | 0
00 Ret.Exist_Non-FBC_DryFGD_SCR_DSI & ACI & GPM & CCS | 0 | 0 | 0 | 0 | 0 | 0 | 0
00 Ret.Exist_Non-FBC_DryFGD_SCR_DSI & ACI & GPM & DRET | 0 | 0 | 0 | 0 | 0 | 0 | 0
00 Ret.Exist_Non-FBC_DryFGD_SCR_DSI & ACI & GPM & NGC | 0 | 0 | 0 | 0 | 0 | 0 | 0
00 Ret.Exist_Non-FBC_DryFGD_SCR_DSI & ACI & NGC | 0 | 0 | 0 | 0 | 0 | 0 | 0
00 Ret.Exist_Non-FBC_DryFGD_SCR_DSI & C2G | 0 | 0 | 0 | 0 | 0 | 0 | 0
00 Ret.Exist_Non-FBC_DryFGD_SCR_DSI & CCS | 0 | 0 | 0 | 0 | 0 | 0 | 0
00 Ret.Exist_Non-FBC_DryFGD_SCR_DSI & DRET | 0 | 268 | 0 | 0 | 0 | 0 | 0
00 Ret.Exist_Non-FBC_DryFGD_SCR_DSI & GPM | 0 | 0 | 0 | 0 | 0 | 0 | 0
00 Ret.Exist_Non-FBC_DryFGD_SCR_DSI & GPM & C2G | 0 | 0 | 0 | 0 | 0 | 0 | 0
00 Ret.Exist_Non-FBC_DryFGD_SCR_DSI & GPM & CCS | 0 | 0 | 0 | 0 | 0 | 0 | 0
00 Ret.Exist_Non-FBC_DryFGD_SCR_DSI & GPM & DRET | 0 | 0 | 0 | 0 | 0 | 0 | 0
00 Ret.Exist_Non-FBC_DryFGD_SCR_DSI & GPM & NGC | 0 | 0 | 0 | 0 | 0 | 0 | 0
00 Ret.Exist_Non-FBC_DryFGD_SCR_DSI & NGC | 0 | 0 | 0 | 0 | 0 | 0 | 0
00 Ret.Exist_Non-FBC_DryFGD_SNCR_ACI & C2G | 0 | 0 | 0 | 0 | 0 | 0 | 0
00 Ret.Exist_Non-FBC_DryFGD_SNCR_ACI & C2G & SCR | 0 | 0 | 0 | 0 | 0 | 0 | 0
00 Ret.Exist_Non-FBC_DryFGD_SNCR_ACI & DCCS | 0 | 570 | 0 | 0 | 0 | 0 | 0
00 Ret.Exist_Non-FBC_DryFGD_SNCR_ACI & DCCS & SCR & CCS | 0 | 0 | 383.3953 | 0 | 0 | 0 | 0
00 Ret.Exist_Non-FBC_DryFGD_SNCR_ACI & DRET | 0 | 1593 | 0 | 0 | 0 | 0 | 0
00 Ret.Exist_Non-FBC_DryFGD_SNCR_ACI & GPM | 0 | 0 | 0 | 0 | 0 | 0 | 0
00 Ret.Exist_Non-FBC_DryFGD_SNCR_ACI & GPM & C2G | 0 | 0 | 0 | 0 | 0 | 0 | 0
00 Ret.Exist_Non-FBC_DryFGD_SNCR_ACI & GPM & C2G & SCR | 0 | 0 | 0 | 0 | 0 | 0 | 0
00 Ret.Exist_Non-FBC_DryFGD_SNCR_ACI & GPM & DRET | 0 | 0 | 0 | 0 | 0 | 0 | 0
00 Ret.Exist_Non-FBC_DryFGD_SNCR_ACI & GPM & NGC | 0 | 0 | 0 | 0 | 0 | 0 | 0
00 Ret.Exist_Non-FBC_DryFGD_SNCR_ACI & GPM & SCR | 0 | 0 | 0 | 0 | 0 | 0 | 0
00 Ret.Exist_Non-FBC_DryFGD_SNCR_ACI & GPM & SCR & CCS | 0 | 0 | 0 | 0 | 0 | 0 | 0
00 Ret.Exist_Non-FBC_DryFGD_SNCR_ACI & GPM & SCR & DRET | 0 | 0 | 0 | 0 | 0 | 0 | 0
00 Ret.Exist_Non-FBC_DryFGD_SNCR_ACI & GPM & SCR & NGC | 0 | 0 | 0 | 0 | 0 | 0 | 0
00 Ret.Exist_Non-FBC_DryFGD_SNCR_ACI & NGC | 0 | 0 | 0 | 0 | 0 | 0 | 0
00 Ret.Exist_Non-FBC_DryFGD_SNCR_ACI & SCR | 0 | 0 | 0 | 0 | 0 | 0 | 0
00 Ret.Exist_Non-FBC_DryFGD_SNCR_ACI & SCR & C2G | 0 | 0 | 0 | 0 | 0 | 0 | 0
00 Ret.Exist_Non-FBC_DryFGD_SNCR_ACI & SCR & CCS | 0 | 0 | 0 | 0 | 0 | 0 | 0
00 Ret.Exist_Non-FBC_DryFGD_SNCR_ACI & SCR & DRET | 0 | 0 | 0 | 0 | 0 | 0 | 0
00 Ret.Exist_Non-FBC_DryFGD_SNCR_ACI & SCR & NGC | 0 | 0 | 0 | 0 | 0 | 0 | 0
00 Ret.Exist_Non-FBC_DryFGD_SNCR_ACI_DSI & C2G | 0 | 0 | 0 | 0 | 0 | 0 | 0
00 Ret.Exist_Non-FBC_DryFGD_SNCR_ACI_DSI & C2G & SCR | 0 | 0 | 0 | 0 | 0 | 0 | 0
00 Ret.Exist_Non-FBC_DryFGD_SNCR_ACI_DSI & DRET | 0 | 585 | 0 | 0 | 0 | 0 | 0
00 Ret.Exist_Non-FBC_DryFGD_SNCR_ACI_DSI & GPM | 0 | 0 | 0 | 0 | 0 | 0 | 0
00 Ret.Exist_Non-FBC_DryFGD_SNCR_ACI_DSI & GPM & C2G | 0 | 0 | 0 | 0 | 0 | 0 | 0
00 Ret.Exist_Non-FBC_DryFGD_SNCR_ACI_DSI & GPM & C2G & SCR | 0 | 0 | 0 | 0 | 0 | 0 | 0
00 Ret.Exist_Non-FBC_DryFGD_SNCR_ACI_DSI & GPM & DRET | 0 | 0 | 0 | 0 | 0 | 0 | 0
00 Ret.Exist_Non-FBC_DryFGD_SNCR_ACI_DSI & GPM & NGC | 0 | 0 | 0 | 0 | 0 | 0 | 0
00 Ret.Exist_Non-FBC_DryFGD_SNCR_ACI_DSI & GPM & SCR | 0 | 0 | 0 | 0 | 0 | 0 | 0
00 Ret.Exist_Non-FBC_DryFGD_SNCR_ACI_DSI & GPM & SCR & CCS | 0 | 0 | 0 | 0 | 0 | 0 | 0
00 Ret.Exist_Non-FBC_DryFGD_SNCR_ACI_DSI & GPM & SCR & DRET | 0 | 0 | 0 | 0 | 0 | 0 | 0
00 Ret.Exist_Non-FBC_DryFGD_SNCR_ACI_DSI & GPM & SCR & NGC | 0 | 0 | 0 | 0 | 0 | 0 | 0
00 Ret.Exist_Non-FBC_DryFGD_SNCR_ACI_DSI & NGC | 0 | 0 | 0 | 0 | 0 | 0 | 0
00 Ret.Exist_Non-FBC_DryFGD_SNCR_ACI_DSI & SCR | 0 | 0 | 0 | 0 | 0 | 0 | 0
00 Ret.Exist_Non-FBC_DryFGD_SNCR_ACI_DSI & SCR & C2G | 0 | 0 | 0 | 0 | 0 | 0 | 0
00 Ret.Exist_Non-FBC_DryFGD_SNCR_ACI_DSI & SCR & CCS | 0 | 0 | 0 | 0 | 0 | 0 | 0
00 Ret.Exist_Non-FBC_DryFGD_SNCR_ACI_DSI & SCR & DRET | 0 | 0 | 0 | 0 | 0 | 0 | 0
00 Ret.Exist_Non-FBC_DryFGD_SNCR_ACI_DSI & SCR & NGC | 0 | 0 | 0 | 0 | 0 | 0 | 0
00 Ret.Exist_Non-FBC_DSI & ACI | 0 | 0 | 0 | 0 | 0 | 0 | 0
00 Ret.Exist_Non-FBC_DSI & ACI & C2G | 0 | 0 | 0 | 0 | 0 | 0 | 0
00 Ret.Exist_Non-FBC_DSI & ACI & C2G & SCR | 0 | 0 | 0 | 0 | 0 | 0 | 0
00 Ret.Exist_Non-FBC_DSI & ACI & DRET | 0 | 0 | 0 | 0 | 0 | 0 | 0
00 Ret.Exist_Non-FBC_DSI & ACI & GPM | 0 | 0 | 0 | 0 | 0 | 0 | 0
00 Ret.Exist_Non-FBC_DSI & ACI & GPM & C2G | 0 | 0 | 0 | 0 | 0 | 0 | 0
00 Ret.Exist_Non-FBC_DSI & ACI & GPM & C2G & SCR | 0 | 0 | 0 | 0 | 0 | 0 | 0
00 Ret.Exist_Non-FBC_DSI & ACI & GPM & DRET | 0 | 0 | 0 | 0 | 0 | 0 | 0
00 Ret.Exist_Non-FBC_DSI & ACI & GPM & NGC | 0 | 0 | 0 | 0 | 0 | 0 | 0
00 Ret.Exist_Non-FBC_DSI & ACI & GPM & SCR | 0 | 0 | 0 | 0 | 0 | 0 | 0
00 Ret.Exist_Non-FBC_DSI & ACI & GPM & SCR & DRET | 0 | 0 | 0 | 0 | 0 | 0 | 0
00 Ret.Exist_Non-FBC_DSI & ACI & GPM & SCR & NGC | 0 | 0 | 0 | 0 | 0 | 0 | 0
00 Ret.Exist_Non-FBC_DSI & ACI & GPM & SNCR | 0 | 0 | 0 | 0 | 0 | 0 | 0
00 Ret.Exist_Non-FBC_DSI & ACI & GPM & SNCR & DRET | 0 | 0 | 0 | 0 | 0 | 0 | 0
00 Ret.Exist_Non-FBC_DSI & ACI & GPM & SNCR & NGC | 0 | 0 | 0 | 0 | 0 | 0 | 0
00 Ret.Exist_Non-FBC_DSI & ACI & GPM & WetFGD & SCR & CCS | 0 | 0 | 0 | 0 | 0 | 0 | 0
00 Ret.Exist_Non-FBC_DSI & ACI & NGC | 0 | 0 | 0 | 0 | 0 | 0 | 0
00 Ret.Exist_Non-FBC_DSI & ACI & SCR | 0 | 0 | 0 | 0 | 0 | 0 | 0
00 Ret.Exist_Non-FBC_DSI & ACI & SCR & DRET | 0 | 0 | 0 | 0 | 0 | 0 | 0
00 Ret.Exist_Non-FBC_DSI & ACI & SCR & NGC | 0 | 0 | 0 | 0 | 0 | 0 | 0
00 Ret.Exist_Non-FBC_DSI & ACI & SNCR | 0 | 0 | 0 | 0 | 0 | 0 | 0
00 Ret.Exist_Non-FBC_DSI & ACI & SNCR & DRET | 0 | 0 | 0 | 0 | 0 | 0 | 0
00 Ret.Exist_Non-FBC_DSI & ACI & SNCR & NGC | 0 | 0 | 0 | 0 | 0 | 0 | 0
00 Ret.Exist_Non-FBC_DSI & ACI & WetFGD & SCR & CCS | 0 | 0 | 0 | 0 | 0 | 0 | 0
00 Ret.Exist_Non-FBC_DSI & C2G | 0 | 0 | 0 | 0 | 0 | 0 | 0
00 Ret.Exist_Non-FBC_DSI & C2G & SCR | 0 | 0 | 0 | 0 | 0 | 0 | 0
00 Ret.Exist_Non-FBC_DSI & DRET | 0 | 938 | 0 | 0 | 0 | 0 | 0
00 Ret.Exist_Non-FBC_DSI & GPM | 0 | 0 | 0 | 0 | 0 | 0 | 0
00 Ret.Exist_Non-FBC_DSI & GPM & C2G | 0 | 0 | 0 | 0 | 0 | 0 | 0
00 Ret.Exist_Non-FBC_DSI & GPM & C2G & SCR | 0 | 0 | 0 | 0 | 0 | 0 | 0
00 Ret.Exist_Non-FBC_DSI & GPM & DRET | 0 | 0 | 0 | 0 | 0 | 0 | 0
00 Ret.Exist_Non-FBC_DSI & GPM & NGC | 0 | 0 | 0 | 0 | 0 | 0 | 0
00 Ret.Exist_Non-FBC_DSI & GPM & SCR | 0 | 0 | 0 | 0 | 0 | 0 | 0
00 Ret.Exist_Non-FBC_DSI & GPM & SCR & DRET | 0 | 0 | 0 | 0 | 0 | 0 | 0
00 Ret.Exist_Non-FBC_DSI & GPM & SCR & NGC | 0 | 0 | 0 | 0 | 0 | 0 | 0
00 Ret.Exist_Non-FBC_DSI & GPM & SNCR | 0 | 0 | 0 | 0 | 0 | 0 | 0
00 Ret.Exist_Non-FBC_DSI & GPM & SNCR & DRET | 0 | 0 | 0 | 0 | 0 | 0 | 0
00 Ret.Exist_Non-FBC_DSI & GPM & SNCR & NGC | 0 | 0 | 0 | 0 | 0 | 0 | 0
00 Ret.Exist_Non-FBC_DSI & GPM & WetFGD & SCR & CCS | 0 | 0 | 0 | 0 | 0 | 0 | 0
00 Ret.Exist_Non-FBC_DSI & NGC | 0 | 0 | 0 | 0 | 0 | 0 | 0
00 Ret.Exist_Non-FBC_DSI & SCR | 0 | 0 | 0 | 0 | 0 | 0 | 0
00 Ret.Exist_Non-FBC_DSI & SCR & C2G | 0 | 0 | 0 | 0 | 0 | 0 | 0
00 Ret.Exist_Non-FBC_DSI & SCR & DRET | 0 | 0 | 0 | 0 | 0 | 0 | 0
00 Ret.Exist_Non-FBC_DSI & SCR & NGC | 0 | 0 | 0 | 0 | 0 | 0 | 0
00 Ret.Exist_Non-FBC_DSI & SCR & WetFGD & CCS | 0 | 0 | 0 | 0 | 0 | 0 | 0
00 Ret.Exist_Non-FBC_DSI & SNCR | 0 | 0 | 0 | 0 | 0 | 0 | 0
00 Ret.Exist_Non-FBC_DSI & SNCR & C2G | 0 | 0 | 0 | 0 | 0 | 0 | 0
00 Ret.Exist_Non-FBC_DSI & SNCR & DRET | 0 | 0 | 0 | 0 | 0 | 0 | 0
00 Ret.Exist_Non-FBC_DSI & SNCR & NGC | 0 | 0 | 0 | 0 | 0 | 0 | 0
00 Ret.Exist_Non-FBC_NoCtrl & ACI | 0 | 0 | 0 | 0 | 0 | 0 | 0
00 Ret.Exist_Non-FBC_NoCtrl & ACI & C2G | 0 | 0 | 0 | 0 | 0 | 0 | 0
00 Ret.Exist_Non-FBC_NoCtrl & ACI & C2G & SCR | 0 | 0 | 0 | 0 | 0 | 0 | 0
00 Ret.Exist_Non-FBC_NoCtrl & ACI & DRET | 0 | 0 | 0 | 0 | 0 | 0 | 0
00 Ret.Exist_Non-FBC_NoCtrl & ACI & DSI | 0 | 0 | 0 | 0 | 0 | 0 | 0
00 Ret.Exist_Non-FBC_NoCtrl & ACI & DSI & C2G | 0 | 0 | 0 | 0 | 0 | 0 | 0
00 Ret.Exist_Non-FBC_NoCtrl & ACI & DSI & C2G & SCR | 0 | 0 | 0 | 0 | 0 | 0 | 0
00 Ret.Exist_Non-FBC_NoCtrl & ACI & DSI & DRET | 0 | 0 | 0 | 0 | 0 | 0 | 0
00 Ret.Exist_Non-FBC_NoCtrl & ACI & DSI & GPM | 0 | 0 | 0 | 0 | 0 | 0 | 0
00 Ret.Exist_Non-FBC_NoCtrl & ACI & DSI & GPM & C2G | 0 | 0 | 0 | 0 | 0 | 0 | 0
00 Ret.Exist_Non-FBC_NoCtrl & ACI & DSI & GPM & C2G & SCR | 0 | 0 | 0 | 0 | 0 | 0 | 0
00 Ret.Exist_Non-FBC_NoCtrl & ACI & DSI & GPM & DRET | 0 | 0 | 0 | 0 | 0 | 0 | 0
00 Ret.Exist_Non-FBC_NoCtrl & ACI & DSI & GPM & NGC | 0 | 0 | 0 | 0 | 0 | 0 | 0
00 Ret.Exist_Non-FBC_NoCtrl & ACI & DSI & GPM & SCR | 0 | 0 | 0 | 0 | 0 | 0 | 0
00 Ret.Exist_Non-FBC_NoCtrl & ACI & DSI & GPM & SCR & DRET | 0 | 0 | 0 | 0 | 0 | 0 | 0
00 Ret.Exist_Non-FBC_NoCtrl & ACI & DSI & GPM & SCR & NGC | 0 | 0 | 0 | 0 | 0 | 0 | 0
00 Ret.Exist_Non-FBC_NoCtrl & ACI & DSI & GPM & SNCR | 0 | 0 | 0 | 0 | 0 | 0 | 0
00 Ret.Exist_Non-FBC_NoCtrl & ACI & DSI & GPM & SNCR & DRET | 0 | 0 | 0 | 0 | 0 | 0 | 0
00 Ret.Exist_Non-FBC_NoCtrl & ACI & DSI & GPM & SNCR & NGC | 0 | 0 | 0 | 0 | 0 | 0 | 0
00 Ret.Exist_Non-FBC_NoCtrl & ACI & DSI & GPM & WetFGD & SCR & CCS | 0 | 0 | 0 | 0 | 0 | 0 | 0
00 Ret.Exist_Non-FBC_NoCtrl & ACI & DSI & NGC | 0 | 0 | 0 | 0 | 0 | 0 | 0
00 Ret.Exist_Non-FBC_NoCtrl & ACI & DSI & SCR | 0 | 0 | 0 | 0 | 0 | 0 | 0
00 Ret.Exist_Non-FBC_NoCtrl & ACI & DSI & SCR & DRET | 0 | 0 | 0 | 0 | 0 | 0 | 0
00 Ret.Exist_Non-FBC_NoCtrl & ACI & DSI & SCR & NGC | 0 | 0 | 0 | 0 | 0 | 0 | 0
00 Ret.Exist_Non-FBC_NoCtrl & ACI & DSI & SNCR | 0 | 0 | 0 | 0 | 0 | 0 | 0
00 Ret.Exist_Non-FBC_NoCtrl & ACI & DSI & SNCR & DRET | 0 | 0 | 0 | 0 | 0 | 0 | 0
00 Ret.Exist_Non-FBC_NoCtrl & ACI & DSI & SNCR & NGC | 0 | 0 | 0 | 0 | 0 | 0 | 0
00 Ret.Exist_Non-FBC_NoCtrl & ACI & DSI & WetFGD & SCR & CCS | 0 | 0 | 0 | 0 | 0 | 0 | 0
00 Ret.Exist_Non-FBC_NoCtrl & ACI & GPM | 0 | 0 | 0 | 0 | 0 | 0 | 0
00 Ret.Exist_Non-FBC_NoCtrl & ACI & GPM & C2G | 0 | 0 | 0 | 0 | 0 | 0 | 0
00 Ret.Exist_Non-FBC_NoCtrl & ACI & GPM & C2G & SCR | 0 | 0 | 0 | 0 | 0 | 0 | 0
00 Ret.Exist_Non-FBC_NoCtrl & ACI & GPM & DRET | 0 | 0 | 0 | 0 | 0 | 0 | 0
00 Ret.Exist_Non-FBC_NoCtrl & ACI & GPM & NGC | 0 | 0 | 0 | 0 | 0 | 0 | 0
00 Ret.Exist_Non-FBC_NoCtrl & ACI & GPM & SCR | 0 | 0 | 0 | 0 | 0 | 0 | 0
00 Ret.Exist_Non-FBC_NoCtrl & ACI & GPM & SCR & DRET | 0 | 0 | 0 | 0 | 0 | 0 | 0
00 Ret.Exist_Non-FBC_NoCtrl & ACI & GPM & SCR & NGC | 0 | 0 | 0 | 0 | 0 | 0 | 0
00 Ret.Exist_Non-FBC_NoCtrl & ACI & GPM & SNCR | 0 | 0 | 0 | 0 | 0 | 0 | 0
00 Ret.Exist_Non-FBC_NoCtrl & ACI & GPM & SNCR & DRET | 0 | 0 | 0 | 0 | 0 | 0 | 0
00 Ret.Exist_Non-FBC_NoCtrl & ACI & GPM & SNCR & NGC | 0 | 0 | 0 | 0 | 0 | 0 | 0
00 Ret.Exist_Non-FBC_NoCtrl & ACI & GPM & WetFGD & SCR & CCS | 0 | 0 | 0 | 0 | 0 | 0 | 0
00 Ret.Exist_Non-FBC_NoCtrl & ACI & NGC | 0 | 0 | 0 | 0 | 0 | 0 | 0
00 Ret.Exist_Non-FBC_NoCtrl & ACI & SCR | 0 | 0 | 0 | 0 | 0 | 0 | 0
00 Ret.Exist_Non-FBC_NoCtrl & ACI & SCR & DRET | 0 | 0 | 0 | 0 | 0 | 0 | 0
00 Ret.Exist_Non-FBC_NoCtrl & ACI & SCR & NGC | 0 | 0 | 0 | 0 | 0 | 0 | 0
00 Ret.Exist_Non-FBC_NoCtrl & ACI & SNCR | 0 | 0 | 0 | 0 | 0 | 0 | 0
00 Ret.Exist_Non-FBC_NoCtrl & ACI & SNCR & DRET | 0 | 0 | 0 | 0 | 0 | 0 | 0
00 Ret.Exist_Non-FBC_NoCtrl & ACI & SNCR & NGC | 0 | 0 | 0 | 0 | 0 | 0 | 0
00 Ret.Exist_Non-FBC_NoCtrl & ACI & WetFGD & SCR & CCS | 0 | 0 | 0 | 0 | 0 | 0 | 0
00 Ret.Exist_Non-FBC_NoCtrl & C2G | 0 | 0 | 0 | 0 | 0 | 0 | 0
00 Ret.Exist_Non-FBC_NoCtrl & C2G & SCR | 0 | 0 | 0 | 0 | 0 | 0 | 0
00 Ret.Exist_Non-FBC_NoCtrl & DCCS | 0 | 0 | 0 | 0 | 0 | 0 | 0
00 Ret.Exist_Non-FBC_NoCtrl & DCCS & WetFGD & SCR & CCS | 0 | 0 | 0 | 0 | 0 | 0 | 0
00 Ret.Exist_Non-FBC_NoCtrl & DRET | 0 | 115 | 0 | 0 | 0 | 0 | 0
00 Ret.Exist_Non-FBC_NoCtrl & DSI | 0 | 0 | 0 | 0 | 0 | 0 | 0
00 Ret.Exist_Non-FBC_NoCtrl & DSI & C2G | 0 | 0 | 0 | 0 | 0 | 0 | 0
00 Ret.Exist_Non-FBC_NoCtrl & DSI & C2G & SCR | 0 | 0 | 0 | 0 | 0 | 0 | 0
00 Ret.Exist_Non-FBC_NoCtrl & DSI & DRET | 0 | 0 | 0 | 0 | 0 | 0 | 0
00 Ret.Exist_Non-FBC_NoCtrl & DSI & GPM | 0 | 0 | 0 | 0 | 0 | 0 | 0
00 Ret.Exist_Non-FBC_NoCtrl & DSI & GPM & C2G | 0 | 0 | 0 | 0 | 0 | 0 | 0
00 Ret.Exist_Non-FBC_NoCtrl & DSI & GPM & C2G & SCR | 0 | 0 | 0 | 0 | 0 | 0 | 0
00 Ret.Exist_Non-FBC_NoCtrl & DSI & GPM & DRET | 0 | 0 | 0 | 0 | 0 | 0 | 0
00 Ret.Exist_Non-FBC_NoCtrl & DSI & GPM & NGC | 0 | 0 | 0 | 0 | 0 | 0 | 0
00 Ret.Exist_Non-FBC_NoCtrl & DSI & GPM & SCR | 0 | 0 | 0 | 0 | 0 | 0 | 0
00 Ret.Exist_Non-FBC_NoCtrl & DSI & GPM & SCR & DRET | 0 | 0 | 0 | 0 | 0 | 0 | 0
00 Ret.Exist_Non-FBC_NoCtrl & DSI & GPM & SCR & NGC | 0 | 0 | 0 | 0 | 0 | 0 | 0
00 Ret.Exist_Non-FBC_NoCtrl & DSI & GPM & SNCR | 0 | 0 | 0 | 0 | 0 | 0 | 0
00 Ret.Exist_Non-FBC_NoCtrl & DSI & GPM & SNCR & DRET | 0 | 0 | 0 | 0 | 0 | 0 | 0
00 Ret.Exist_Non-FBC_NoCtrl & DSI & GPM & SNCR & NGC | 0 | 0 | 0 | 0 | 0 | 0 | 0
00 Ret.Exist_Non-FBC_NoCtrl & DSI & GPM & WetFGD & SCR & CCS | 0 | 0 | 0 | 0 | 0 | 0 | 0
00 Ret.Exist_Non-FBC_NoCtrl & DSI & NGC | 0 | 0 | 0 | 0 | 0 | 0 | 0
00 Ret.Exist_Non-FBC_NoCtrl & DSI & SCR | 0 | 0 | 0 | 0 | 0 | 0 | 0
00 Ret.Exist_Non-FBC_NoCtrl & DSI & SCR & DRET | 0 | 0 | 0 | 0 | 0 | 0 | 0
00 Ret.Exist_Non-FBC_NoCtrl & DSI & SCR & NGC | 0 | 0 | 0 | 0 | 0 | 0 | 0
00 Ret.Exist_Non-FBC_NoCtrl & DSI & SNCR | 0 | 0 | 0 | 0 | 0 | 0 | 0
00 Ret.Exist_Non-FBC_NoCtrl & DSI & SNCR & DRET | 0 | 0 | 0 | 0 | 0 | 0 | 0
00 Ret.Exist_Non-FBC_NoCtrl & DSI & SNCR & NGC | 0 | 0 | 0 | 0 | 0 | 0 | 0
00 Ret.Exist_Non-FBC_NoCtrl & DSI & WetFGD & SCR & CCS | 0 | 0 | 0 | 0 | 0 | 0 | 0
00 Ret.Exist_Non-FBC_NoCtrl & GPM | 0 | 0 | 0 | 0 | 0 | 0 | 0
00 Ret.Exist_Non-FBC_NoCtrl & GPM & C2G | 0 | 0 | 0 | 0 | 0 | 0 | 0
00 Ret.Exist_Non-FBC_NoCtrl & GPM & C2G & SCR | 0 | 0 | 0 | 0 | 0 | 0 | 0
00 Ret.Exist_Non-FBC_NoCtrl & GPM & DRET | 0 | 0 | 0 | 0 | 0 | 0 | 0
00 Ret.Exist_Non-FBC_NoCtrl & GPM & NGC | 0 | 0 | 0 | 0 | 0 | 0 | 0
00 Ret.Exist_Non-FBC_NoCtrl & GPM & SCR | 0 | 0 | 0 | 0 | 0 | 0 | 0
00 Ret.Exist_Non-FBC_NoCtrl & GPM & SCR & DRET | 0 | 0 | 0 | 0 | 0 | 0 | 0
00 Ret.Exist_Non-FBC_NoCtrl & GPM & SCR & NGC | 0 | 0 | 0 | 0 | 0 | 0 | 0
00 Ret.Exist_Non-FBC_NoCtrl & GPM & SNCR | 0 | 0 | 0 | 0 | 0 | 0 | 0
00 Ret.Exist_Non-FBC_NoCtrl & GPM & SNCR & DRET | 0 | 0 | 0 | 0 | 0 | 0 | 0
00 Ret.Exist_Non-FBC_NoCtrl & GPM & SNCR & NGC | 0 | 0 | 0 | 0 | 0 | 0 | 0
00 Ret.Exist_Non-FBC_NoCtrl & GPM & WetFGD & SCR & CCS | 0 | 0 | 0 | 0 | 0 | 0 | 0
00 Ret.Exist_Non-FBC_NoCtrl & NGC | 0 | 0 | 0 | 0 | 0 | 0 | 0
00 Ret.Exist_Non-FBC_NoCtrl & SCR | 0 | 0 | 0 | 0 | 0 | 0 | 0
00 Ret.Exist_Non-FBC_NoCtrl & SCR & C2G | 0 | 0 | 0 | 0 | 0 | 0 | 0
00 Ret.Exist_Non-FBC_NoCtrl & SCR & DRET | 0 | 0 | 0 | 0 | 0 | 0 | 0
00 Ret.Exist_Non-FBC_NoCtrl & SCR & NGC | 0 | 0 | 0 | 0 | 0 | 0 | 0
00 Ret.Exist_Non-FBC_NoCtrl & SCR & WetFGD & CCS | 0 | 0 | 0 | 0 | 0 | 0 | 0
00 Ret.Exist_Non-FBC_NoCtrl & SNCR | 0 | 0 | 0 | 0 | 0 | 0 | 0
00 Ret.Exist_Non-FBC_NoCtrl & SNCR & C2G | 0 | 0 | 0 | 0 | 0 | 0 | 0
00 Ret.Exist_Non-FBC_NoCtrl & SNCR & DRET | 0 | 0 | 0 | 0 | 0 | 0 | 0
00 Ret.Exist_Non-FBC_NoCtrl & SNCR & NGC | 0 | 0 | 0 | 0 | 0 | 0 | 0
00 Ret.Exist_Non-FBC_SCR_ACI & C2G | 0 | 0 | 0 | 0 | 0 | 0 | 0
00 Ret.Exist_Non-FBC_SCR_ACI & DCCS | 0 | 1146 | 0 | 0 | 0 | 0 | 0
00 Ret.Exist_Non-FBC_SCR_ACI & DCCS & WetFGD & CCS | 0 | 0 | 775.2566 | 0 | 0 | 0 | 0
00 Ret.Exist_Non-FBC_SCR_ACI & DRET | 0 | 701 | 0 | 0 | 0 | 0 | 0
00 Ret.Exist_Non-FBC_SCR_ACI & DSI | 0 | 0 | 0 | 0 | 0 | 0 | 0
00 Ret.Exist_Non-FBC_SCR_ACI & DSI & C2G | 0 | 0 | 0 | 0 | 0 | 0 | 0
00 Ret.Exist_Non-FBC_SCR_ACI & DSI & DRET | 0 | 0 | 0 | 0 | 0 | 0 | 0
00 Ret.Exist_Non-FBC_SCR_ACI & DSI & GPM | 0 | 0 | 0 | 0 | 0 | 0 | 0
00 Ret.Exist_Non-FBC_SCR_ACI & DSI & GPM & C2G | 0 | 0 | 0 | 0 | 0 | 0 | 0
00 Ret.Exist_Non-FBC_SCR_ACI & DSI & GPM & DRET | 0 | 0 | 0 | 0 | 0 | 0 | 0
00 Ret.Exist_Non-FBC_SCR_ACI & DSI & GPM & NGC | 0 | 0 | 0 | 0 | 0 | 0 | 0
00 Ret.Exist_Non-FBC_SCR_ACI & DSI & GPM & WetFGD & CCS | 0 | 0 | 0 | 0 | 0 | 0 | 0
00 Ret.Exist_Non-FBC_SCR_ACI & DSI & NGC | 0 | 0 | 0 | 0 | 0 | 0 | 0
00 Ret.Exist_Non-FBC_SCR_ACI & DSI & WetFGD & CCS | 0 | 0 | 0 | 0 | 0 | 0 | 0
00 Ret.Exist_Non-FBC_SCR_ACI & GPM | 0 | 0 | 0 | 0 | 0 | 0 | 0
00 Ret.Exist_Non-FBC_SCR_ACI & GPM & C2G | 0 | 0 | 0 | 0 | 0 | 0 | 0
00 Ret.Exist_Non-FBC_SCR_ACI & GPM & DRET | 0 | 0 | 0 | 0 | 0 | 0 | 0
00 Ret.Exist_Non-FBC_SCR_ACI & GPM & NGC | 0 | 0 | 0 | 0 | 0 | 0 | 0
00 Ret.Exist_Non-FBC_SCR_ACI & GPM & WetFGD & CCS | 0 | 0 | 0 | 0 | 0 | 0 | 0
00 Ret.Exist_Non-FBC_SCR_ACI & NGC | 0 | 0 | 0 | 0 | 0 | 0 | 0
00 Ret.Exist_Non-FBC_SCR_ACI & WetFGD & CCS | 0 | 0 | 0 | 0 | 0 | 0 | 0
00 Ret.Exist_Non-FBC_SCR_ACI_DSI & C2G | 305 | 0 | 0 | 0 | 0 | 0 | 0
00 Ret.Exist_Non-FBC_SCR_ACI_DSI & DCCS | 0 | 0 | 0 | 0 | 0 | 0 | 0
00 Ret.Exist_Non-FBC_SCR_ACI_DSI & DCCS & WetFGD & CCS | 0 | 0 | 0 | 0 | 0 | 0 | 0
00 Ret.Exist_Non-FBC_SCR_ACI_DSI & DRET | 0 | 390 | 0 | 0 | 0 | 0 | 0
00 Ret.Exist_Non-FBC_SCR_ACI_DSI & GPM | 0 | 0 | 0 | 0 | 0 | 0 | 0
00 Ret.Exist_Non-FBC_SCR_ACI_DSI & GPM & C2G | 0 | 0 | 0 | 0 | 0 | 0 | 0
00 Ret.Exist_Non-FBC_SCR_ACI_DSI & GPM & DRET | 0 | 0 | 0 | 0 | 0 | 0 | 0
00 Ret.Exist_Non-FBC_SCR_ACI_DSI & GPM & NGC | 0 | 0 | 0 | 0 | 0 | 0 | 0
00 Ret.Exist_Non-FBC_SCR_ACI_DSI & GPM & WetFGD & CCS | 0 | 0 | 0 | 0 | 0 | 0 | 0
00 Ret.Exist_Non-FBC_SCR_ACI_DSI & NGC | 0 | 0 | 0 | 0 | 0 | 0 | 0
00 Ret.Exist_Non-FBC_SCR_ACI_DSI & WetFGD & CCS | 0 | 0 | 0 | 0 | 0 | 0 | 0
00 Ret.Exist_Non-FBC_SNCR_ACI & C2G | 0 | 0 | 0 | 0 | 0 | 0 | 0
00 Ret.Exist_Non-FBC_SNCR_ACI & C2G & SCR | 0 | 0 | 0 | 0 | 0 | 0 | 0
00 Ret.Exist_Non-FBC_SNCR_ACI & DRET | 0 | 557 | 0 | 0 | 0 | 0 | 0
00 Ret.Exist_Non-FBC_SNCR_ACI & DSI | 0 | 0 | 0 | 0 | 0 | 0 | 0
00 Ret.Exist_Non-FBC_SNCR_ACI & DSI & C2G | 0 | 0 | 0 | 0 | 0 | 0 | 0
00 Ret.Exist_Non-FBC_SNCR_ACI & DSI & C2G & SCR | 0 | 0 | 0 | 0 | 0 | 0 | 0
00 Ret.Exist_Non-FBC_SNCR_ACI & DSI & DRET | 0 | 0 | 0 | 0 | 0 | 0 | 0
00 Ret.Exist_Non-FBC_SNCR_ACI & DSI & NGC | 0 | 0 | 0 | 0 | 0 | 0 | 0
00 Ret.Exist_Non-FBC_SNCR_ACI & DSI & SCR | 0 | 0 | 0 | 0 | 0 | 0 | 0
00 Ret.Exist_Non-FBC_SNCR_ACI & DSI & SCR & DRET | 0 | 0 | 0 | 0 | 0 | 0 | 0
00 Ret.Exist_Non-FBC_SNCR_ACI & DSI & SCR & NGC | 0 | 0 | 0 | 0 | 0 | 0 | 0
00 Ret.Exist_Non-FBC_SNCR_ACI & DSI & WetFGD & SCR & CCS | 0 | 0 | 0 | 0 | 0 | 0 | 0
00 Ret.Exist_Non-FBC_SNCR_ACI & GPM | 0 | 0 | 0 | 0 | 0 | 0 | 0
00 Ret.Exist_Non-FBC_SNCR_ACI & GPM & C2G | 0 | 0 | 0 | 0 | 0 | 0 | 0
00 Ret.Exist_Non-FBC_SNCR_ACI & GPM & C2G & SCR | 0 | 0 | 0 | 0 | 0 | 0 | 0
00 Ret.Exist_Non-FBC_SNCR_ACI & GPM & DRET | 0 | 0 | 0 | 0 | 0 | 0 | 0
00 Ret.Exist_Non-FBC_SNCR_ACI & GPM & NGC | 0 | 0 | 0 | 0 | 0 | 0 | 0
00 Ret.Exist_Non-FBC_SNCR_ACI & GPM & SCR | 0 | 0 | 0 | 0 | 0 | 0 | 0
00 Ret.Exist_Non-FBC_SNCR_ACI & GPM & SCR & DRET | 0 | 0 | 0 | 0 | 0 | 0 | 0
00 Ret.Exist_Non-FBC_SNCR_ACI & GPM & SCR & NGC | 0 | 0 | 0 | 0 | 0 | 0 | 0
00 Ret.Exist_Non-FBC_SNCR_ACI & GPM & WetFGD & SCR & CCS | 0 | 0 | 0 | 0 | 0 | 0 | 0
00 Ret.Exist_Non-FBC_SNCR_ACI & NGC | 0 | 0 | 0 | 0 | 0 | 0 | 0
00 Ret.Exist_Non-FBC_SNCR_ACI & SCR | 0 | 0 | 0 | 0 | 0 | 0 | 0
00 Ret.Exist_Non-FBC_SNCR_ACI & SCR & C2G | 0 | 0 | 0 | 0 | 0 | 0 | 0
00 Ret.Exist_Non-FBC_SNCR_ACI & SCR & DRET | 0 | 0 | 0 | 0 | 0 | 0 | 0
00 Ret.Exist_Non-FBC_SNCR_ACI & SCR & NGC | 0 | 0 | 0 | 0 | 0 | 0 | 0
00 Ret.Exist_Non-FBC_SNCR_ACI & SCR & WetFGD & CCS | 0 | 0 | 0 | 0 | 0 | 0 | 0
00 Ret.Exist_Non-FBC_SNCR_ACI_DSI & C2G | 1033 | 0 | 0 | 0 | 0 | 0 | 0
00 Ret.Exist_Non-FBC_SNCR_ACI_DSI & C2G & SCR | 0 | 535.436 | 0 | 0 | 0 | 0 | 0
00 Ret.Exist_Non-FBC_SNCR_ACI_DSI & DCCS | 0 | 0 | 0 | 0 | 0 | 0 | 0
00 Ret.Exist_Non-FBC_SNCR_ACI_DSI & DCCS & WetFGD & SCR & CCS | 0 | 0 | 0 | 0 | 0 | 0 | 0
00 Ret.Exist_Non-FBC_SNCR_ACI_DSI & DRET | 0 | 0 | 0 | 0 | 0 | 0 | 0
00 Ret.Exist_Non-FBC_SNCR_ACI_DSI & GPM | 0 | 0 | 0 | 0 | 0 | 0 | 0
00 Ret.Exist_Non-FBC_SNCR_ACI_DSI & GPM & C2G | 0 | 0 | 0 | 0 | 0 | 0 | 0
00 Ret.Exist_Non-FBC_SNCR_ACI_DSI & GPM & C2G & SCR | 0 | 0 | 0 | 0 | 0 | 0 | 0
00 Ret.Exist_Non-FBC_SNCR_ACI_DSI & GPM & DRET | 0 | 0 | 0 | 0 | 0 | 0 | 0
00 Ret.Exist_Non-FBC_SNCR_ACI_DSI & GPM & NGC | 0 | 0 | 0 | 0 | 0 | 0 | 0
00 Ret.Exist_Non-FBC_SNCR_ACI_DSI & GPM & SCR | 0 | 0 | 0 | 0 | 0 | 0 | 0
00 Ret.Exist_Non-FBC_SNCR_ACI_DSI & GPM & SCR & DRET | 0 | 0 | 0 | 0 | 0 | 0 | 0
00 Ret.Exist_Non-FBC_SNCR_ACI_DSI & GPM & SCR & NGC | 0 | 0 | 0 | 0 | 0 | 0 | 0
00 Ret.Exist_Non-FBC_SNCR_ACI_DSI & GPM & WetFGD & SCR & CCS | 0 | 0 | 0 | 0 | 0 | 0 | 0
00 Ret.Exist_Non-FBC_SNCR_ACI_DSI & NGC | 0 | 0 | 0 | 0 | 0 | 0 | 0
00 Ret.Exist_Non-FBC_SNCR_ACI_DSI & SCR | 0 | 0 | 0 | 0 | 0 | 0 | 0
00 Ret.Exist_Non-FBC_SNCR_ACI_DSI & SCR & C2G | 0 | 0 | 0 | 0 | 0 | 0 | 0
00 Ret.Exist_Non-FBC_SNCR_ACI_DSI & SCR & DRET | 0 | 0 | 0 | 0 | 0 | 0 | 0
00 Ret.Exist_Non-FBC_SNCR_ACI_DSI & SCR & NGC | 0 | 0 | 0 | 0 | 0 | 0 | 0
00 Ret.Exist_Non-FBC_SNCR_ACI_DSI & SCR & WetFGD & CCS | 0 | 0 | 0 | 0 | 0 | 0 | 0
00 Ret.Exist_Non-FBC_WetFGD & ACI | 0 | 0 | 0 | 0 | 0 | 0 | 0
00 Ret.Exist_Non-FBC_WetFGD & ACI & C2G | 0 | 0 | 0 | 0 | 0 | 0 | 0
00 Ret.Exist_Non-FBC_WetFGD & ACI & C2G & SCR | 0 | 0 | 0 | 0 | 0 | 0 | 0
00 Ret.Exist_Non-FBC_WetFGD & ACI & DRET | 0 | 0 | 0 | 0 | 0 | 0 | 0
00 Ret.Exist_Non-FBC_WetFGD & ACI & GPM | 0 | 0 | 0 | 0 | 0 | 0 | 0
00 Ret.Exist_Non-FBC_WetFGD & ACI & GPM & C2G | 0 | 0 | 0 | 0 | 0 | 0 | 0
00 Ret.Exist_Non-FBC_WetFGD & ACI & GPM & C2G & SCR | 0 | 0 | 0 | 0 | 0 | 0 | 0
00 Ret.Exist_Non-FBC_WetFGD & ACI & GPM & DRET | 0 | 0 | 0 | 0 | 0 | 0 | 0
00 Ret.Exist_Non-FBC_WetFGD & ACI & GPM & NGC | 0 | 0 | 0 | 0 | 0 | 0 | 0
00 Ret.Exist_Non-FBC_WetFGD & ACI & GPM & SCR | 0 | 0 | 0 | 0 | 0 | 0 | 0
00 Ret.Exist_Non-FBC_WetFGD & ACI & GPM & SCR & CCS | 0 | 0 | 0 | 0 | 0 | 0 | 0
00 Ret.Exist_Non-FBC_WetFGD & ACI & GPM & SCR & DRET | 0 | 0 | 0 | 0 | 0 | 0 | 0
00 Ret.Exist_Non-FBC_WetFGD & ACI & GPM & SCR & NGC | 0 | 0 | 0 | 0 | 0 | 0 | 0
00 Ret.Exist_Non-FBC_WetFGD & ACI & GPM & SNCR | 0 | 0 | 0 | 0 | 0 | 0 | 0
00 Ret.Exist_Non-FBC_WetFGD & ACI & GPM & SNCR & DRET | 0 | 0 | 0 | 0 | 0 | 0 | 0
00 Ret.Exist_Non-FBC_WetFGD & ACI & GPM & SNCR & NGC | 0 | 0 | 0 | 0 | 0 | 0 | 0
00 Ret.Exist_Non-FBC_WetFGD & ACI & NGC | 0 | 0 | 0 | 0 | 0 | 0 | 0
00 Ret.Exist_Non-FBC_WetFGD & ACI & SCR | 0 | 0 | 0 | 0 | 0 | 0 | 0
00 Ret.Exist_Non-FBC_WetFGD & ACI & SCR & CCS | 0 | 0 | 0 | 0 | 0 | 0 | 0
00 Ret.Exist_Non-FBC_WetFGD & ACI & SCR & DRET | 0 | 0 | 0 | 0 | 0 | 0 | 0
00 Ret.Exist_Non-FBC_WetFGD & ACI & SCR & NGC | 0 | 0 | 0 | 0 | 0 | 0 | 0
00 Ret.Exist_Non-FBC_WetFGD & ACI & SNCR | 0 | 0 | 0 | 0 | 0 | 0 | 0
00 Ret.Exist_Non-FBC_WetFGD & ACI & SNCR & DRET | 0 | 0 | 0 | 0 | 0 | 0 | 0
00 Ret.Exist_Non-FBC_WetFGD & ACI & SNCR & NGC | 0 | 0 | 0 | 0 | 0 | 0 | 0
00 Ret.Exist_Non-FBC_WetFGD & C2G | 0 | 48.1112 | 0 | 0 | 0 | 0 | 0
00 Ret.Exist_Non-FBC_WetFGD & C2G & SCR | 0 | 0 | 0 | 0 | 0 | 0 | 0
00 Ret.Exist_Non-FBC_WetFGD & DRET | 0 | 2730 | 0 | 0 | 0 | 0 | 0
00 Ret.Exist_Non-FBC_WetFGD & DCCS | 0 | 0 | 0 | 0 | 0 | 0 | 0
00 Ret.Exist_Non-FBC_WetFGD & DCCS & SCR & CCS | 0 | 0 | 0 | 0 | 0 | 0 | 0
00 Ret.Exist_Non-FBC_WetFGD & GPM | 0 | 0 | 0 | 0 | 0 | 0 | 0
00 Ret.Exist_Non-FBC_WetFGD & GPM & C2G | 0 | 0 | 0 | 0 | 0 | 0 | 0
00 Ret.Exist_Non-FBC_WetFGD & GPM & C2G & SCR | 0 | 0 | 0 | 0 | 0 | 0 | 0
00 Ret.Exist_Non-FBC_WetFGD & GPM & DRET | 0 | 0 | 0 | 0 | 0 | 0 | 0
00 Ret.Exist_Non-FBC_WetFGD & GPM & NGC | 0 | 0 | 0 | 0 | 0 | 0 | 0
00 Ret.Exist_Non-FBC_WetFGD & GPM & SCR | 0 | 0 | 0 | 0 | 0 | 0 | 0
00 Ret.Exist_Non-FBC_WetFGD & GPM & SCR & CCS | 0 | 0 | 0 | 0 | 0 | 0 | 0
00 Ret.Exist_Non-FBC_WetFGD & GPM & SCR & DRET | 0 | 0 | 0 | 0 | 0 | 0 | 0
00 Ret.Exist_Non-FBC_WetFGD & GPM & SCR & NGC | 0 | 0 | 0 | 0 | 0 | 0 | 0
00 Ret.Exist_Non-FBC_WetFGD & GPM & SNCR | 0 | 0 | 0 | 0 | 0 | 0 | 0
00 Ret.Exist_Non-FBC_WetFGD & GPM & SNCR & DRET | 0 | 0 | 0 | 0 | 0 | 0 | 0
00 Ret.Exist_Non-FBC_WetFGD & GPM & SNCR & NGC | 0 | 0 | 0 | 0 | 0 | 0 | 0
00 Ret.Exist_Non-FBC_WetFGD & NGC | 0 | 0 | 0 | 0 | 0 | 0 | 0
00 Ret.Exist_Non-FBC_WetFGD & SCR | 0 | 147.0183 | 0 | 0 | 0 | 0 | 0
00 Ret.Exist_Non-FBC_WetFGD & SCR & C2G | 0 | 0 | 0 | 0 | 0 | 0 | 0
00 Ret.Exist_Non-FBC_WetFGD & SCR & CCS | 0 | 0 | 96.8714 | 0 | 0 | 0 | 0
00 Ret.Exist_Non-FBC_WetFGD & SCR & DRET | 0 | 0 | 0 | 0 | 0 | 0 | 0
00 Ret.Exist_Non-FBC_WetFGD & SCR & NGC | 0 | 0 | 0 | 0 | 0 | 0 | 0
00 Ret.Exist_Non-FBC_WetFGD & SNCR | 0 | 0 | 0 | 0 | 0 | 0 | 0
00 Ret.Exist_Non-FBC_WetFGD & SNCR & C2G | 0 | 0 | 0 | 0 | 0 | 0 | 0
00 Ret.Exist_Non-FBC_WetFGD & SNCR & DRET | 0 | 0 | 0 | 0 | 0 | 0 | 0
00 Ret.Exist_Non-FBC_WetFGD & SNCR & NGC | 0 | 0 | 0 | 0 | 0 | 0 | 0
00 Ret.Exist_Non-FBC_WetFGD_ACI & C2G | 1070 | 0 | 0 | 0 | 0 | 0 | 0
00 Ret.Exist_Non-FBC_WetFGD_ACI & C2G & SCR | 0 | 0 | 0 | 0 | 0 | 0 | 0
00 Ret.Exist_Non-FBC_WetFGD_ACI & DCCS | 0 | 2622 | 0 | 0 | 0 | 0 | 0
00 Ret.Exist_Non-FBC_WetFGD_ACI & DCCS & SCR & CCS | 0 | 0 | 1739.1899 | 0 | 0 | 0 | 0
00 Ret.Exist_Non-FBC_WetFGD_ACI & DRET | 0 | 164 | 0 | 0 | 0 | 0 | 0
00 Ret.Exist_Non-FBC_WetFGD_ACI & GPM | 0 | 0 | 0 | 0 | 0 | 0 | 0
00 Ret.Exist_Non-FBC_WetFGD_ACI & GPM & C2G | 0 | 0 | 0 | 0 | 0 | 0 | 0
00 Ret.Exist_Non-FBC_WetFGD_ACI & GPM & C2G & SCR | 0 | 0 | 0 | 0 | 0 | 0 | 0
00 Ret.Exist_Non-FBC_WetFGD_ACI & GPM & DRET | 0 | 0 | 0 | 0 | 0 | 0 | 0
00 Ret.Exist_Non-FBC_WetFGD_ACI & GPM & NGC | 0 | 0 | 0 | 0 | 0 | 0 | 0
00 Ret.Exist_Non-FBC_WetFGD_ACI & GPM & SCR | 0 | 0 | 0 | 0 | 0 | 0 | 0
00 Ret.Exist_Non-FBC_WetFGD_ACI & GPM & SCR & CCS | 0 | 0 | 0 | 0 | 0 | 0 | 0
00 Ret.Exist_Non-FBC_WetFGD_ACI & GPM & SCR & DRET | 0 | 0 | 0 | 0 | 0 | 0 | 0
00 Ret.Exist_Non-FBC_WetFGD_ACI & GPM & SCR & NGC | 0 | 0 | 0 | 0 | 0 | 0 | 0
00 Ret.Exist_Non-FBC_WetFGD_ACI & GPM & SNCR | 0 | 0 | 0 | 0 | 0 | 0 | 0
00 Ret.Exist_Non-FBC_WetFGD_ACI & GPM & SNCR & DRET | 0 | 0 | 0 | 0 | 0 | 0 | 0
00 Ret.Exist_Non-FBC_WetFGD_ACI & GPM & SNCR & NGC | 0 | 0 | 0 | 0 | 0 | 0 | 0
00 Ret.Exist_Non-FBC_WetFGD_ACI & NGC | 0 | 1.7955 | 0 | 0 | 0 | 0 | 0
00 Ret.Exist_Non-FBC_WetFGD_ACI & SCR | 0 | 7.4842 | 0 | 0 | 0 | 0 | 0
00 Ret.Exist_Non-FBC_WetFGD_ACI & SCR & C2G | 0 | 0 | 0 | 0 | 0 | 0 | 0
00 Ret.Exist_Non-FBC_WetFGD_ACI & SCR & CCS | 0 | 0 | 4.9506 | 0 | 0 | 0 | 0
00 Ret.Exist_Non-FBC_WetFGD_ACI & SCR & DRET | 0 | 0 | 0 | 0 | 0 | 0 | 0
00 Ret.Exist_Non-FBC_WetFGD_ACI & SCR & NGC | 0 | 0 | 0 | 0 | 0 | 0 | 0
00 Ret.Exist_Non-FBC_WetFGD_ACI & SNCR | 0 | 0 | 0 | 0 | 0 | 0 | 0
00 Ret.Exist_Non-FBC_WetFGD_ACI & SNCR & C2G | 0 | 0 | 0 | 0 | 0 | 0 | 0
00 Ret.Exist_Non-FBC_WetFGD_ACI & SNCR & DRET | 0 | 0 | 0 | 0 | 0 | 0 | 0
00 Ret.Exist_Non-FBC_WetFGD_ACI & SNCR & NGC | 0 | 0 | 0 | 0 | 0 | 0 | 0
00 Ret.Exist_Non-FBC_WetFGD_ACI_DSI & C2G | 530 | 0 | 0 | 0 | 0 | 0 | 0
00 Ret.Exist_Non-FBC_WetFGD_ACI_DSI & C2G & SCR | 0 | 0 | 0 | 0 | 0 | 0 | 0
00 Ret.Exist_Non-FBC_WetFGD_ACI_DSI & DCCS | 0 | 0 | 0 | 0 | 0 | 0 | 0
00 Ret.Exist_Non-FBC_WetFGD_ACI_DSI & DCCS & SCR & CCS | 0 | 0 | 0 | 0 | 0 | 0 | 0
00 Ret.Exist_Non-FBC_WetFGD_ACI_DSI & DRET | 0 | 0 | 0 | 0 | 0 | 0 | 0
00 Ret.Exist_Non-FBC_WetFGD_ACI_DSI & GPM | 0 | 0 | 0 | 0 | 0 | 0 | 0
00 Ret.Exist_Non-FBC_WetFGD_ACI_DSI & GPM & C2G | 0 | 0 | 0 | 0 | 0 | 0 | 0
00 Ret.Exist_Non-FBC_WetFGD_ACI_DSI & GPM & C2G & SCR | 0 | 0 | 0 | 0 | 0 | 0 | 0
00 Ret.Exist_Non-FBC_WetFGD_ACI_DSI & GPM & DRET | 0 | 0 | 0 | 0 | 0 | 0 | 0
00 Ret.Exist_Non-FBC_WetFGD_ACI_DSI & GPM & NGC | 0 | 0 | 0 | 0 | 0 | 0 | 0
00 Ret.Exist_Non-FBC_WetFGD_ACI_DSI & GPM & SCR | 0 | 0 | 0 | 0 | 0 | 0 | 0
00 Ret.Exist_Non-FBC_WetFGD_ACI_DSI & GPM & SCR & CCS | 0 | 0 | 0 | 0 | 0 | 0 | 0
00 Ret.Exist_Non-FBC_WetFGD_ACI_DSI & GPM & SCR & DRET | 0 | 0 | 0 | 0 | 0 | 0 | 0
00 Ret.Exist_Non-FBC_WetFGD_ACI_DSI & GPM & SCR & NGC | 0 | 0 | 0 | 0 | 0 | 0 | 0
00 Ret.Exist_Non-FBC_WetFGD_ACI_DSI & GPM & SNCR | 0 | 0 | 0 | 0 | 0 | 0 | 0
00 Ret.Exist_Non-FBC_WetFGD_ACI_DSI & GPM & SNCR & DRET | 0 | 0 | 0 | 0 | 0 | 0 | 0
00 Ret.Exist_Non-FBC_WetFGD_ACI_DSI & GPM & SNCR & NGC | 0 | 0 | 0 | 0 | 0 | 0 | 0
00 Ret.Exist_Non-FBC_WetFGD_ACI_DSI & NGC | 0 | 0 | 0 | 0 | 0 | 0 | 0
00 Ret.Exist_Non-FBC_WetFGD_ACI_DSI & SCR | 0 | 0 | 0 | 0 | 0 | 0 | 0
00 Ret.Exist_Non-FBC_WetFGD_ACI_DSI & SCR & C2G | 0 | 0 | 0 | 0 | 0 | 0 | 0
00 Ret.Exist_Non-FBC_WetFGD_ACI_DSI & SCR & CCS | 0 | 0 | 0 | 0 | 0 | 0 | 0
00 Ret.Exist_Non-FBC_WetFGD_ACI_DSI & SCR & DRET | 0 | 0 | 0 | 0 | 0 | 0 | 0
00 Ret.Exist_Non-FBC_WetFGD_ACI_DSI & SCR & NGC | 0 | 0 | 0 | 0 | 0 | 0 | 0
00 Ret.Exist_Non-FBC_WetFGD_ACI_DSI & SNCR | 0 | 0 | 0 | 0 | 0 | 0 | 0
00 Ret.Exist_Non-FBC_WetFGD_ACI_DSI & SNCR & C2G | 0 | 0 | 0 | 0 | 0 | 0 | 0
00 Ret.Exist_Non-FBC_WetFGD_ACI_DSI & SNCR & DRET | 0 | 0 | 0 | 0 | 0 | 0 | 0
00 Ret.Exist_Non-FBC_WetFGD_ACI_DSI & SNCR & NGC | 0 | 0 | 0 | 0 | 0 | 0 | 0
00 Ret.Exist_Non-FBC_WetFGD_SCR & ACI | 0 | 0 | 0 | 0 | 0 | 0 | 0
00 Ret.Exist_Non-FBC_WetFGD_SCR & ACI & C2G | 0 | 0 | 0 | 0 | 0 | 0 | 0
00 Ret.Exist_Non-FBC_WetFGD_SCR & ACI & CCS | 0 | 0 | 0 | 0 | 0 | 0 | 0
00 Ret.Exist_Non-FBC_WetFGD_SCR & DCCS | 0 | 6241.0327 | 0 | 0 | 0 | 0 | 0
00 Ret.Exist_Non-FBC_WetFGD_SCR & DCCS & CCS | 0 | 0 | 4289.5874 | 0 | 0 | 0 | 0
00 Ret.Exist_Non-FBC_WetFGD_SCR & ACI & DRET | 0 | 0 | 0 | 0 | 0 | 0 | 0
00 Ret.Exist_Non-FBC_WetFGD_SCR & ACI & GPM | 0 | 0 | 0 | 0 | 0 | 0 | 0
00 Ret.Exist_Non-FBC_WetFGD_SCR & ACI & GPM & C2G | 0 | 0 | 0 | 0 | 0 | 0 | 0
00 Ret.Exist_Non-FBC_WetFGD_SCR & ACI & GPM & CCS | 0 | 0 | 0 | 0 | 0 | 0 | 0
00 Ret.Exist_Non-FBC_WetFGD_SCR & ACI & GPM & DRET | 0 | 0 | 0 | 0 | 0 | 0 | 0
00 Ret.Exist_Non-FBC_WetFGD_SCR & ACI & GPM & NGC | 0 | 0 | 0 | 0 | 0 | 0 | 0
00 Ret.Exist_Non-FBC_WetFGD_SCR & ACI & NGC | 0 | 0 | 0 | 0 | 0 | 0 | 0
00 Ret.Exist_Non-FBC_WetFGD_SCR & C2G | 605.4903 | 2103 | 0 | 0 | 0 | 0 | 0
00 Ret.Exist_Non-FBC_WetFGD_SCR & CCS | 0 | 8.2805 | 0 | 0 | 0 | 0 | 0
00 Ret.Exist_Non-FBC_WetFGD_SCR & DRET | 0 | 20218.7072 | 0 | 0 | 0 | 0 | 0
00 Ret.Exist_Non-FBC_WetFGD_SCR & GPM | 0 | 0 | 0 | 0 | 0 | 0 | 0
00 Ret.Exist_Non-FBC_WetFGD_SCR & GPM & C2G | 0 | 0 | 0 | 0 | 0 | 0 | 0
00 Ret.Exist_Non-FBC_WetFGD_SCR & GPM & CCS | 0 | 0 | 0 | 0 | 0 | 0 | 0
00 Ret.Exist_Non-FBC_WetFGD_SCR & GPM & DRET | 0 | 0 | 0 | 0 | 0 | 0 | 0
00 Ret.Exist_Non-FBC_WetFGD_SCR & GPM & NGC | 0 | 0 | 0 | 0 | 0 | 0 | 0
00 Ret.Exist_Non-FBC_WetFGD_SCR & NGC | 0 | 0 | 0 | 0 | 0 | 0 | 0
00 Ret.Exist_Non-FBC_WetFGD_SCR_ACI & C2G | 1617 | 761.0291 | 0 | 0 | 0 | 0 | 0
00 Ret.Exist_Non-FBC_WetFGD_SCR_ACI & CCS | 0 | 0 | 0 | 0 | 0 | 0 | 0
00 Ret.Exist_Non-FBC_WetFGD_SCR_ACI & DCCS | 0 | 7774.9709 | 0 | 0 | 0 | 0 | 0
00 Ret.Exist_Non-FBC_WetFGD_SCR_ACI & DCCS & CCS | 0 | 0 | 5236.5078 | 0 | 0 | 0 | 0
00 Ret.Exist_Non-FBC_WetFGD_SCR_ACI & DRET | 0 | 5063 | 0 | 0 | 0 | 0 | 0
00 Ret.Exist_Non-FBC_WetFGD_SCR_ACI & GPM | 0 | 0 | 0 | 0 | 0 | 0 | 0
00 Ret.Exist_Non-FBC_WetFGD_SCR_ACI & GPM & C2G | 0 | 0 | 0 | 0 | 0 | 0 | 0
00 Ret.Exist_Non-FBC_WetFGD_SCR_ACI & GPM & CCS | 0 | 0 | 0 | 0 | 0 | 0 | 0
00 Ret.Exist_Non-FBC_WetFGD_SCR_ACI & GPM & DRET | 0 | 0 | 0 | 0 | 0 | 0 | 0
00 Ret.Exist_Non-FBC_WetFGD_SCR_ACI & GPM & NGC | 0 | 0 | 0 | 0 | 0 | 0 | 0
00 Ret.Exist_Non-FBC_WetFGD_SCR_ACI & NGC | 0 | 0 | 0 | 0 | 0 | 0 | 0
00 Ret.Exist_Non-FBC_WetFGD_SCR_ACI_DSI & C2G | 2071 | 0 | 0 | 0 | 0 | 0 | 0
00 Ret.Exist_Non-FBC_WetFGD_SCR_ACI_DSI & CCS | 0 | 0 | 0 | 0 | 0 | 0 | 0
00 Ret.Exist_Non-FBC_WetFGD_SCR_ACI_DSI & DCCS | 0 | 4267 | 0 | 0 | 0 | 0 | 0
00 Ret.Exist_Non-FBC_WetFGD_SCR_ACI_DSI & DCCS & CCS | 0 | 0 | 2960.1755 | 0 | 0 | 0 | 0
00 Ret.Exist_Non-FBC_WetFGD_SCR_ACI_DSI & DRET | 0 | 1368 | 0 | 0 | 0 | 0 | 0
00 Ret.Exist_Non-FBC_WetFGD_SCR_ACI_DSI & GPM | 0 | 0 | 0 | 0 | 0 | 0 | 0
00 Ret.Exist_Non-FBC_WetFGD_SCR_ACI_DSI & GPM & C2G | 0 | 0 | 0 | 0 | 0 | 0 | 0
00 Ret.Exist_Non-FBC_WetFGD_SCR_ACI_DSI & GPM & CCS | 0 | 0 | 0 | 0 | 0 | 0 | 0
00 Ret.Exist_Non-FBC_WetFGD_SCR_ACI_DSI & GPM & DRET | 0 | 0 | 0 | 0 | 0 | 0 | 0
00 Ret.Exist_Non-FBC_WetFGD_SCR_ACI_DSI & GPM & NGC | 0 | 0 | 0 | 0 | 0 | 0 | 0
00 Ret.Exist_Non-FBC_WetFGD_SCR_ACI_DSI & NGC | 0 | 0 | 0 | 0 | 0 | 0 | 0
00 Ret.Exist_Non-FBC_WetFGD_SCR_DSI & ACI | 0 | 0 | 0 | 0 | 0 | 0 | 0
00 Ret.Exist_Non-FBC_WetFGD_SCR_DSI & ACI & C2G | 0 | 0 | 0 | 0 | 0 | 0 | 0
00 Ret.Exist_Non-FBC_WetFGD_SCR_DSI & ACI & CCS | 0 | 0 | 0 | 0 | 0 | 0 | 0
00 Ret.Exist_Non-FBC_WetFGD_SCR_DSI & ACI & DRET | 0 | 0 | 0 | 0 | 0 | 0 | 0
00 Ret.Exist_Non-FBC_WetFGD_SCR_DSI & ACI & GPM | 0 | 0 | 0 | 0 | 0 | 0 | 0
00 Ret.Exist_Non-FBC_WetFGD_SCR_DSI & ACI & GPM & C2G | 0 | 0 | 0 | 0 | 0 | 0 | 0
00 Ret.Exist_Non-FBC_WetFGD_SCR_DSI & ACI & GPM & CCS | 0 | 0 | 0 | 0 | 0 | 0 | 0
00 Ret.Exist_Non-FBC_WetFGD_SCR_DSI & ACI & GPM & DRET | 0 | 0 | 0 | 0 | 0 | 0 | 0
00 Ret.Exist_Non-FBC_WetFGD_SCR_DSI & ACI & GPM & NGC | 0 | 0 | 0 | 0 | 0 | 0 | 0
00 Ret.Exist_Non-FBC_WetFGD_SCR_DSI & ACI & NGC | 0 | 0 | 0 | 0 | 0 | 0 | 0
00 Ret.Exist_Non-FBC_WetFGD_SCR_DSI & C2G | 1971 | 0 | 0 | 0 | 0 | 0 | 0
00 Ret.Exist_Non-FBC_WetFGD_SCR_DSI & CCS | 0 | 0 | 0 | 0 | 0 | 0 | 0
00 Ret.Exist_Non-FBC_WetFGD_SCR_DSI & DCCS | 0 | 0 | 0 | 0 | 0 | 0 | 0
00 Ret.Exist_Non-FBC_WetFGD_SCR_DSI & DCCS & CCS | 0 | 0 | 0 | 0 | 0 | 0 | 0
00 Ret.Exist_Non-FBC_WetFGD_SCR_DSI & DRET | 0 | 0 | 0 | 0 | 0 | 0 | 0
00 Ret.Exist_Non-FBC_WetFGD_SCR_DSI & GPM | 0 | 0 | 0 | 0 | 0 | 0 | 0
00 Ret.Exist_Non-FBC_WetFGD_SCR_DSI & GPM & C2G | 0 | 0 | 0 | 0 | 0 | 0 | 0
00 Ret.Exist_Non-FBC_WetFGD_SCR_DSI & GPM & CCS | 0 | 0 | 0 | 0 | 0 | 0 | 0
00 Ret.Exist_Non-FBC_WetFGD_SCR_DSI & GPM & DRET | 0 | 0 | 0 | 0 | 0 | 0 | 0
00 Ret.Exist_Non-FBC_WetFGD_SCR_DSI & GPM & NGC | 0 | 0 | 0 | 0 | 0 | 0 | 0
00 Ret.Exist_Non-FBC_WetFGD_SCR_DSI & NGC | 0 | 0 | 0 | 0 | 0 | 0 | 0
00 Ret.Exist_Non-FBC_WetFGD_SNCR & ACI | 0 | 0 | 0 | 0 | 0 | 0 | 0
00 Ret.Exist_Non-FBC_WetFGD_SNCR & ACI & C2G | 0 | 0 | 0 | 0 | 0 | 0 | 0
00 Ret.Exist_Non-FBC_WetFGD_SNCR & ACI & C2G & SCR | 0 | 0 | 0 | 0 | 0 | 0 | 0
00 Ret.Exist_Non-FBC_WetFGD_SNCR & ACI & DRET | 0 | 0 | 0 | 0 | 0 | 0 | 0
00 Ret.Exist_Non-FBC_WetFGD_SNCR & ACI & GPM | 0 | 0 | 0 | 0 | 0 | 0 | 0
00 Ret.Exist_Non-FBC_WetFGD_SNCR & ACI & GPM & C2G | 0 | 0 | 0 | 0 | 0 | 0 | 0
00 Ret.Exist_Non-FBC_WetFGD_SNCR & ACI & GPM & C2G & SCR | 0 | 0 | 0 | 0 | 0 | 0 | 0
00 Ret.Exist_Non-FBC_WetFGD_SNCR & ACI & GPM & DRET | 0 | 0 | 0 | 0 | 0 | 0 | 0
00 Ret.Exist_Non-FBC_WetFGD_SNCR & ACI & GPM & NGC | 0 | 0 | 0 | 0 | 0 | 0 | 0
00 Ret.Exist_Non-FBC_WetFGD_SNCR & ACI & GPM & SCR | 0 | 0 | 0 | 0 | 0 | 0 | 0
00 Ret.Exist_Non-FBC_WetFGD_SNCR & ACI & GPM & SCR & CCS | 0 | 0 | 0 | 0 | 0 | 0 | 0
00 Ret.Exist_Non-FBC_WetFGD_SNCR & ACI & GPM & SCR & DRET | 0 | 0 | 0 | 0 | 0 | 0 | 0
00 Ret.Exist_Non-FBC_WetFGD_SNCR & ACI & GPM & SCR & NGC | 0 | 0 | 0 | 0 | 0 | 0 | 0
00 Ret.Exist_Non-FBC_WetFGD_SNCR & ACI & NGC | 0 | 0 | 0 | 0 | 0 | 0 | 0
00 Ret.Exist_Non-FBC_WetFGD_SNCR & ACI & SCR | 0 | 0 | 0 | 0 | 0 | 0 | 0
00 Ret.Exist_Non-FBC_WetFGD_SNCR & ACI & SCR & CCS | 0 | 0 | 0 | 0 | 0 | 0 | 0
00 Ret.Exist_Non-FBC_WetFGD_SNCR & ACI & SCR & DRET | 0 | 0 | 0 | 0 | 0 | 0 | 0
00 Ret.Exist_Non-FBC_WetFGD_SNCR & ACI & SCR & NGC | 0 | 0 | 0 | 0 | 0 | 0 | 0
00 Ret.Exist_Non-FBC_WetFGD_SNCR & C2G | 0 | 0 | 0 | 0 | 0 | 0 | 0
00 Ret.Exist_Non-FBC_WetFGD_SNCR & C2G & SCR | 0 | 0 | 0 | 0 | 0 | 0 | 0
00 Ret.Exist_Non-FBC_WetFGD_SNCR & DCCS | 0 | 0 | 0 | 0 | 0 | 0 | 0
00 Ret.Exist_Non-FBC_WetFGD_SNCR & DCCS & SCR & CCS | 0 | 0 | 0 | 0 | 0 | 0 | 0
00 Ret.Exist_Non-FBC_WetFGD_SNCR & DRET | 0 | 459 | 0 | 0 | 0 | 0 | 0
00 Ret.Exist_Non-FBC_WetFGD_SNCR & GPM | 0 | 0 | 0 | 0 | 0 | 0 | 0
00 Ret.Exist_Non-FBC_WetFGD_SNCR & GPM & C2G | 0 | 0 | 0 | 0 | 0 | 0 | 0
00 Ret.Exist_Non-FBC_WetFGD_SNCR & GPM & C2G & SCR | 0 | 0 | 0 | 0 | 0 | 0 | 0
00 Ret.Exist_Non-FBC_WetFGD_SNCR & GPM & DRET | 0 | 0 | 0 | 0 | 0 | 0 | 0
00 Ret.Exist_Non-FBC_WetFGD_SNCR & GPM & NGC | 0 | 0 | 0 | 0 | 0 | 0 | 0
00 Ret.Exist_Non-FBC_WetFGD_SNCR & GPM & SCR | 0 | 0 | 0 | 0 | 0 | 0 | 0
00 Ret.Exist_Non-FBC_WetFGD_SNCR & GPM & SCR & CCS | 0 | 0 | 0 | 0 | 0 | 0 | 0
00 Ret.Exist_Non-FBC_WetFGD_SNCR & GPM & SCR & DRET | 0 | 0 | 0 | 0 | 0 | 0 | 0
00 Ret.Exist_Non-FBC_WetFGD_SNCR & GPM & SCR & NGC | 0 | 0 | 0 | 0 | 0 | 0 | 0
00 Ret.Exist_Non-FBC_WetFGD_SNCR & NGC | 0 | 0 | 0 | 0 | 0 | 0 | 0
00 Ret.Exist_Non-FBC_WetFGD_SNCR & SCR | 0 | 0 | 0 | 0 | 0 | 0 | 0
00 Ret.Exist_Non-FBC_WetFGD_SNCR & SCR & C2G | 0 | 0 | 0 | 0 | 0 | 0 | 0
00 Ret.Exist_Non-FBC_WetFGD_SNCR & SCR & CCS | 0 | 0 | 0 | 0 | 0 | 0 | 0
00 Ret.Exist_Non-FBC_WetFGD_SNCR & SCR & DRET | 0 | 0 | 0 | 0 | 0 | 0 | 0
00 Ret.Exist_Non-FBC_WetFGD_SNCR & SCR & NGC | 0 | 0 | 0 | 0 | 0 | 0 | 0
00 Ret.Exist_Non-FBC_WetFGD_SNCR_ACI & C2G | 0 | 0 | 0 | 0 | 0 | 0 | 0
00 Ret.Exist_Non-FBC_WetFGD_SNCR_ACI & C2G & SCR | 0 | 0 | 0 | 0 | 0 | 0 | 0
00 Ret.Exist_Non-FBC_WetFGD_SNCR_ACI & DCCS | 0 | 1139.3896 | 0 | 0 | 0 | 0 | 0
00 Ret.Exist_Non-FBC_WetFGD_SNCR_ACI & DCCS & SCR & CCS | 0 | 0 | 741.2924 | 0 | 0 | 0 | 0
00 Ret.Exist_Non-FBC_WetFGD_SNCR_ACI & DRET | 0 | 368.4125 | 0 | 0 | 0 | 0 | 0
00 Ret.Exist_Non-FBC_WetFGD_SNCR_ACI & GPM | 0 | 0 | 0 | 0 | 0 | 0 | 0
00 Ret.Exist_Non-FBC_WetFGD_SNCR_ACI & GPM & C2G | 0 | 0 | 0 | 0 | 0 | 0 | 0
00 Ret.Exist_Non-FBC_WetFGD_SNCR_ACI & GPM & C2G & SCR | 0 | 0 | 0 | 0 | 0 | 0 | 0
00 Ret.Exist_Non-FBC_WetFGD_SNCR_ACI & GPM & DRET | 0 | 0 | 0 | 0 | 0 | 0 | 0
00 Ret.Exist_Non-FBC_WetFGD_SNCR_ACI & GPM & NGC | 0 | 0 | 0 | 0 | 0 | 0 | 0
00 Ret.Exist_Non-FBC_WetFGD_SNCR_ACI & GPM & SCR | 0 | 0 | 0 | 0 | 0 | 0 | 0
00 Ret.Exist_Non-FBC_WetFGD_SNCR_ACI & GPM & SCR & CCS | 0 | 0 | 0 | 0 | 0 | 0 | 0
00 Ret.Exist_Non-FBC_WetFGD_SNCR_ACI & GPM & SCR & DRET | 0 | 0 | 0 | 0 | 0 | 0 | 0
00 Ret.Exist_Non-FBC_WetFGD_SNCR_ACI & GPM & SCR & NGC | 0 | 0 | 0 | 0 | 0 | 0 | 0
00 Ret.Exist_Non-FBC_WetFGD_SNCR_ACI & NGC | 0 | 0 | 0 | 0 | 0 | 0 | 0
00 Ret.Exist_Non-FBC_WetFGD_SNCR_ACI & SCR | 0 | 113.9115 | 0 | 0 | 0 | 0 | 0
00 Ret.Exist_Non-FBC_WetFGD_SNCR_ACI & SCR & C2G | 0 | 0 | 0 | 0 | 0 | 0 | 0
00 Ret.Exist_Non-FBC_WetFGD_SNCR_ACI & SCR & CCS | 0 | 72.5026 | 0 | 0 | 0 | 0 | 0
00 Ret.Exist_Non-FBC_WetFGD_SNCR_ACI & SCR & DRET | 0 | 0 | 0 | 0 | 0 | 0 | 0
00 Ret.Exist_Non-FBC_WetFGD_SNCR_ACI & SCR & NGC | 0 | 0 | 0 | 0 | 0 | 0 | 0
00 Existing Combined Cycle Retirement | 861.8804 | 0 | 739.2801 | 464 | 5965.7 | 7499.6 | 653
00 New Combined Cycle Retirement | 0 | 0 | 0 | 0 | 0 | 0 | 0
00 Existing Combustion Turbine Retirement | 480.1 | 468.5 | 781.9 | 164 | 10429.6 | 4467.5 | 0
00 New Combustion Turbine Retirement | 0 | 0 | 0 | 0 | 0 | 0 | 0
00 Oil/Gas Steam Retirement | 8113.4709 | 1068.1112 | 3403 | 1070 | 28 | 2623.6 | 42.2686
00 Coal Steam Retirement | 48983.3695 | 17164.1688 | 35291.2847 | 2111.3499 | 18396.9394 | 49.3 | 0
00 IGCC Retirement | 707.2705 | 0 | 107.7295 | 0 | 0 | 0 | 0
00 Nuclear Retirement | 0 | 2687.6 | 7187.5 | 4632.6 | 14217.9 | 19479.6 | 16832.8
00 Biomass Retirement | 2940.1 | 0 | 12 | 46.5 | 0 | 0 | 0
00 Fossil_Other Retirement | 0 | 0 | 0 | 0 | 0 | 0 | 0
00 Fuel Cell Retirement | 0 | 0 | 0 | 0 | 0 | 0 | 0
00 Geothermal Retirement | 0 | 0 | 0 | 0 | 0 | 0 | 0
00 Hydro Retirement | 55 | 0 | 0 | 0 | 0 | 0 | 0
00 Landfill Gas Retirement | 126 | 0 | 0 | 0 | 0 | 0 | 0
00 Non Fossil_Other Retirement | 0 | 0 | 0 | 0 | 0 | 0 | 0
00 Solar Thermal Retirement | 0 | 0 | 0 | 0 | 0 | 0 | 0
00 Exist Dummy | 0 | 0 | 0 | 0 | 0 | 0 | 0
Total | 265391.0063 | 183398.4481 | 417526.6632 | 416895.485 | 548233.0374 | 209646.5292 | 224913.587
12. Generation by Capacity Reporting Type [GWh]
00 New Combined Cycle | 237462.7973 | 259237.3117 | 137972.8127 | 128554.819 | 118194.3236 | 221836.5551 | 355509.4707
00 New Combined Cycle with CCS Retrofit | 0 | 0 | 6342.8075 | 6342.8075 | 4885.8708 | 5590.7626 | 5617.2787
00 New Combined Cycle with CF Limit | 0 | 0 | 0 | 0 | 0 | 0 | 0
00 New Combined Cycle with HRI Retrofit | 0 | 0 | 0 | 0 | 0 | 0 | 0
00 New Combined Cycle with Hydrogen Retrofit | 0 | 0 | 0 | 0 | 0 | 0 | 2494.9947
00 New Combined Cycle with Hydrogen Retrofit Undone | 0 | 0 | 0 | 0 | 0 | 0 | 0
00 New Combined Cycle with CCS | 0 | 0 | 0 | 0 | 0 | 0 | 0
00 New Combustion Turbine | 6808.2962 | 9534.9547 | 29982.4312 | 36188.8263 | 28677.7699 | 54279.5009 | 76531.9905
00 New Combustion Turbine with HRI Retrofit | 0 | 0 | 0 | 0 | 0 | 0 | 0
00 New Combustion Turbine with Hydrogen Retrofit | 0 | 0 | 0 | 0 | 0 | 69.8579 | 69.0308
00 New Combustion Turbine with Hydrogen Retrofit Undone | 0 | 0 | 0 | 0 | 0 | 0 | 0
00 New Hydro | 0 | 11737.7158 | 30813.3129 | 49797.355 | 51085.3748 | 51546.6551 | 51061.9616
00 New Nuclear | 0 | 0 | 0 | 0 | 0 | 0 | 0
00 New Nuclear - SMR | 0 | 0 | 0 | 0 | 0 | 12161.9533 | 12173.9846
00 New Biomass | 0 | 0 | 0 | 0 | 0 | 0 | 0
00 New Geothermal | 4744.8277 | 4744.8277 | 4744.8277 | 4744.8277 | 5273.9735 | 5273.9735 | 5273.9735
00 New Landfill Gas | 12104.898 | 12152.7534 | 11966.7316 | 11142.0684 | 10358.9786 | 22646.1302 | 27003.6561
00 New Battery Storage | 28209.4459 | 40355.7025 | 137269.7505 | 176735.718 | 297484.6626 | 298429.3301 | 308910.2399
00 New Offshore Wind | 28368.2777 | 49667.6739 | 140001.044 | 153900.225 | 254884.0619 | 254884.0619 | 254884.0619
00 New Onshore Wind | 310717.6208 | 478440.8106 | 986655.6219 | 1899414.8481 | 2503778.5136 | 2528461.1329 | 2742087.7376
00 New Solar PV | 103046.9475 | 114682.2231 | 420070.9017 | 597447.555 | 1077834.0559 | 1133678.9014 | 1227161.2577
00 New Solar Thermal | 0 | 0 | 0 | 0 | 0 | 5644.1247 | 6589.7755
00 New Fuel Cell | 0 | 0 | 0 | 0 | 0 | 0 | 0
00 New Ultrasupercritical Coal without CCS | 0 | 0 | 0 | 0 | 0 | 0 | 0
00 New Ultrasupercritical Coal with 30% CCS | 0 | 0 | 0 | 0 | 0 | 0 | 0
00 New Ultrasupercritical Coal with 90% CCS | 0 | 0 | 0 | 0 | 0 | 0 | 0
00 Exist & New Distributed Solar PV | 123309.3966 | 140714.4595 | 187997.2677 | 239821.5825 | 294731.9031 | 361600.039 | 447269.6402
00 Exist Combined Cycle | 1349067.531 | 1368137.7449 | 1356919.2308 | 875474.5316 | 550687.4999 | 726948.0358 | 735810.8885
00 Exist Combustion Turbine | 33273.2519 | 26509.8391 | 27155.1666 | 9596.012 | 5055.7344 | 6169.0471 | 7479.9186
00 Exist FBC_Uncontrolled | 3.8197 | 6.3964 | 3.753 | 2.4359 | 2.0148 | 0 | 0
00 Exist FBC_ACI_DSI | 1027.113 | 0 | 0 | 0 | 0 | 0 | 0
00 Exist FBC_DryFGD_ACI | 227.4408 | 0 | 0 | 0 | 0 | 0 | 0
00 Exist FBC_DryFGD_DSI | 0 | 0 | 0 | 0 | 0 | 0 | 0
00 Exist FBC_DryFGD_SNCR | 3703.0985 | 0 | 0 | 0 | 0 | 0 | 0
00 Exist FBC_DryFGD_SNCR_ACI | 2414.0953 | 0 | 0 | 0 | 0 | 0 | 0
00 Exist FBC_DryFGD_SNCR_ACI_DSI | 993.8217 | 0 | 0 | 0 | 0 | 0 | 0
00 Exist FBC_DryFGD_SNCR_DSI | 0 | 0 | 0 | 0 | 0 | 0 | 0
00 Exist FBC_DSI | 2272.335 | 0 | 0 | 0 | 0 | 0 | 0
00 Exist FBC_SNCR | 0 | 0 | 0 | 0 | 0 | 0 | 0
00 Exist FBC_SNCR_ACI_DSI | 0 | 0 | 0 | 0 | 0 | 0 | 0
00 Exist FBC_SNCR_DSI | 7395.8184 | 0 | 0 | 0 | 0 | 0 | 0
00 Exist FBC_WetFGD_SNCR | 89.6799 | 0 | 0 | 0 | 0 | 0 | 0
00 Exist FBC_WetFGD_DSI | 372.4638 | 0 | 0 | 0 | 0 | 0 | 0
00 Exist_Non-FBC_Uncontrolled | 1101.5805 | 284.8999 | 399.6893 | 78.1751 | 38.6316 | 206.2272 | 263.7125
00 Exist_Non-FBC_ACI | 41441.8217 | 63.5541 | 63.6231 | 20.8227 | 0 | 46.8132 | 55.638
00 Exist_Non-FBC_ACI_DSI | 3604.1492 | 0 | 0 | 0 | 0 | 0 | 0
00 Exist_Non-FBC_DryFGD | 0 | 0 | 0 | 0 | 0 | 0 | 0
00 Exist_Non-FBC_DryFGD_ACI | 24302.6144 | 83.5441 | 143.2867 | 148.8112 | 131.4736 | 156.7917 | 156.7917
00 Exist_Non-FBC_DryFGD_SCR | 0 | 0 | 0 | 0 | 0 | 0 | 0
00 Exist_Non-FBC_DryFGD_SCR_ACI | 35461.6911 | 15.5928 | 0 | 0 | 0 | 0 | 0
00 Exist_Non-FBC_DryFGD_SCR_DSI | 966.0821 | 0 | 0 | 0 | 0 | 0 | 0
00 Exist_Non-FBC_DryFGD_SCR_ACI_DSI | 4705.5189 | 0 | 0 | 0 | 0 | 0 | 0
00 Exist_Non-FBC_DryFGD_SNCR_ACI | 14496.1712 | 0 | 0 | 0 | 0 | 0 | 0
00 Exist_Non-FBC_DryFGD_SNCR_ACI_DSI | 0 | 0 | 0 | 0 | 0 | 0 | 0
00 Exist_Non-FBC_DSI | 1001.7966 | 0 | 0 | 0 | 0 | 0 | 0
00 Exist_Non-FBC_SCR_ACI | 11536.9989 | 0 | 0 | 0 | 0 | 0 | 0
00 Exist_Non-FBC_SCR_ACI_DSI | 515.545 | 0 | 0 | 0 | 0 | 0 | 0
00 Exist_Non-FBC_SNCR_ACI | 553.1658 | 0 | 0 | 0 | 0 | 0 | 0
00 Exist_Non-FBC_SNCR_ACI_DSI | 0 | 0 | 0 | 0 | 0 | 0 | 0
00 Exist_Non-FBC_WetFGD | 13719.9995 | 0 | 0 | 0 | 0 | 0 | 0
00 Exist_Non-FBC_WetFGD_ACI | 19301.1577 | 0 | 0 | 0 | 0 | 0 | 0
00 Exist_Non-FBC_WetFGD_ACI_DSI | 0 | 0 | 0 | 0 | 0 | 0 | 0
00 Exist_Non-FBC_WetFGD_SCR | 108700.7041 | 0 | 0 | 0 | 0 | 0 | 0
00 Exist_Non-FBC_WetFGD_SCR_DSI | 170.3856 | 0 | 0 | 0 | 0 | 0 | 0
00 Exist_Non-FBC_WetFGD_SCR_ACI | 66666.7979 | 0 | 0 | 0 | 0 | 0 | 0
00 Exist_Non-FBC_WetFGD_SCR_ACI_DSI | 22048.894 | 0 | 0 | 0 | 0 | 0 | 0
00 Exist_Non-FBC_WetFGD_SNCR | 2569.7469 | 0 | 0 | 0 | 0 | 0 | 0
00 Exist_Non-FBC_WetFGD_SNCR_ACI | 8338.2939 | 0 | 0 | 0 | 0 | 0 | 0
00 Exist IGCC | 611.9559 | 747.3435 | 0 | 0 | 0 | 0 | 0
00 Exist Fossil_Other | 4271.9206 | 4178.6729 | 4247.9183 | 4112.1177 | 3763.2327 | 3866.7819 | 3866.7614
00 Exist Fuel Cell | 1797.3758 | 1788.2967 | 1682.1091 | 1247.8869 | 1034.0832 | 1043.0385 | 1097.0754
00 Exist Hydro | 270154.0611 | 270154.0611 | 270154.9305 | 267686.5731 | 265920.3594 | 267391.4768 | 267333.2976
00 Exist Non Fossil_Other | 21836.4266 | 21833.8262 | 21785.9174 | 20733.669 | 19973.9361 | 20139.4724 | 20365.603
00 Exist Nuclear | 751095.2632 | 729111.6499 | 668686.3031 | 614372.4369 | 467340.1603 | 351823.2935 | 215718.4868
00 Exist Oil/Gas Steam | 20155.9196 | 16228.9993 | 7990.1859 | 4163.2286 | 3759.2107 | 3825.2961 | 3809.1934
00 Exist Oil/Gas Steam_SCR | 3420.2659 | 2931.5531 | 1669.0258 | 1376.6664 | 1321.8257 | 1335.7974 | 1363.9687
00 Exist Oil/Gas Steam_SNCR | 2210.2589 | 1309.6915 | 633.5159 | 378.7693 | 324.7778 | 367.7201 | 324.9988
00 Exist Biomass | 316.6159 | 534.0686 | 553.6175 | 39.4321 | 30.4422 | 439.7313 | 521.0742
00 Exist Landfill Gas | 8663.1769 | 8665.4383 | 8385.3474 | 7986.1451 | 7525.6603 | 7538.797 | 7662.2113
00 Exist Geothermal | 16525.421 | 16525.421 | 16525.421 | 16525.421 | 16525.421 | 16525.421 | 16525.421
00 Exist Pump Storage | 21266.3617 | 20216.9154 | 17330.56 | 18401.7768 | 28662.9279 | 29813.7002 | 30937.4338
00 Exist Energy Storage | 19164.6342 | 19419.1151 | 20024.9752 | 20227.5916 | 20971.9676 | 20777.5767 | 20998.1242
00 Exist Solar PV | 303041.3305 | 303041.3305 | 303036.1864 | 303036.1864 | 303036.1864 | 303036.1864 | 303036.1864
00 Exist Solar Thermal | 2986.1177 | 2986.1177 | 2986.1177 | 2986.1177 | 2986.1177 | 2986.1177 | 2986.1177
00 Exist Offshore Wind | 29358.536 | 29358.536 | 29358.536 | 29358.536 | 29358.536 | 29358.536 | 29358.536
00 Exist Onshore Wind | 515573.2649 | 515573.2649 | 515573.2649 | 515573.2649 | 515573.2649 | 515573.2649 | 515573.2649
00 International Imports | 3046.728 | 3046.728 | 3046.728 | 2768.16 | 2768.16 | 2768.16 | 2768.16
00 Ret.Exist Combined Cycle & CF Limit | 0 | 0 | 0 | 0 | 0 | 0 | 0
00 Ret.Exist Combined Cycle & CCS | 0 | 0 | 475.6757 | 475.6757 | 248.845 | 258.078 | 272.9153
00 Ret.Exist Combined Cycle & Hydrogen | 0 | 5421.8781 | 3392.257 | 487.6975 | 8.7431 | 3675.2706 | 11235.2635
00 Ret.Exist Combined Cycle & Hydrogen Retrofit Undone | 0 | 0 | 0 | 0 | 0 | 0 | 0
00 Ret.Exist Combined Cycle & HRI | 0 | 0 | 0 | 0 | 0 | 0 | 0
00 Ret.Exist Combustion Turbine & HRI | 0 | 0 | 0 | 0 | 0 | 0 | 0
00 Ret.Exist_FBC_NoCtrl & CCS | 0 | 0 | 0 | 0 | 0 | 0 | 0
00 Ret.Exist_FBC_NoCtrl & DRET | 0 | 0 | 0 | 0 | 0 | 0 | 0
00 Ret.Exist_FBC_NoCtrl & GPM | 0 | 0 | 0 | 0 | 0 | 0 | 0
00 Ret.Exist_FBC_NoCtrl & GPM & CCS | 0 | 0 | 0 | 0 | 0 | 0 | 0
00 Ret.Exist_FBC_NoCtrl & GPM & DRET | 0 | 0 | 0 | 0 | 0 | 0 | 0
00 Ret.Exist_FBC_NoCtrl & GPM & NGC | 0 | 0 | 0 | 0 | 0 | 0 | 0
00 Ret.Exist_FBC_NoCtrl & GPM & SNCR | 0 | 0 | 0 | 0 | 0 | 0 | 0
00 Ret.Exist_FBC_NoCtrl & GPM & SNCR & CCS | 0 | 0 | 0 | 0 | 0 | 0 | 0
00 Ret.Exist_FBC_NoCtrl & GPM & SNCR & DRET | 0 | 0 | 0 | 0 | 0 | 0 | 0
00 Ret.Exist_FBC_NoCtrl & GPM & SNCR & NGC | 0 | 0 | 0 | 0 | 0 | 0 | 0
00 Ret.Exist_FBC_NoCtrl & NGC | 0 | 0 | 0 | 0 | 0 | 0 | 0
00 Ret.Exist_FBC_NoCtrl & SNCR | 0 | 0 | 0 | 0 | 0 | 0 | 0
00 Ret.Exist_FBC_NoCtrl & SNCR & CCS | 0 | 0 | 0 | 0 | 0 | 0 | 0
00 Ret.Exist_FBC_NoCtrl & SNCR & DRET | 0 | 0 | 0 | 0 | 0 | 0 | 0
00 Ret.Exist_FBC_NoCtrl & SNCR & NGC | 0 | 0 | 0 | 0 | 0 | 0 | 0
00 Ret.Exist_FBC_ACI_DSI & CCS | 0 | 0 | 0 | 0 | 0 | 0 | 0
00 Ret.Exist_FBC_ACI_DSI & DCCS | 0 | 1308.7371 | 0 | 0 | 0 | 0 | 0
00 Ret.Exist_FBC_ACI_DSI & DCCS & CCS | 0 | 0 | 1903.6103 | 1903.6103 | 0 | 0 | 0
00 Ret.Exist_FBC_ACI_DSI & DCCS & SNCR & CCS | 0 | 0 | 0 | 0 | 0 | 0 | 0
00 Ret.Exist_FBC_ACI_DSI & DRET | 0 | 277.5221 | 0 | 0 | 0 | 0 | 0
00 Ret.Exist_FBC_ACI_DSI & GPM | 0 | 0 | 0 | 0 | 0 | 0 | 0
00 Ret.Exist_FBC_ACI_DSI & GPM & CCS | 0 | 0 | 0 | 0 | 0 | 0 | 0
00 Ret.Exist_FBC_ACI_DSI & GPM & DRET | 0 | 0 | 0 | 0 | 0 | 0 | 0
00 Ret.Exist_FBC_ACI_DSI & GPM & NGC | 0 | 0 | 0 | 0 | 0 | 0 | 0
00 Ret.Exist_FBC_ACI_DSI & GPM & SNCR | 0 | 0 | 0 | 0 | 0 | 0 | 0
00 Ret.Exist_FBC_ACI_DSI & GPM & SNCR & CCS | 0 | 0 | 0 | 0 | 0 | 0 | 0
00 Ret.Exist_FBC_ACI_DSI & GPM & SNCR & DRET | 0 | 0 | 0 | 0 | 0 | 0 | 0
00 Ret.Exist_FBC_ACI_DSI & GPM & SNCR & NGC | 0 | 0 | 0 | 0 | 0 | 0 | 0
00 Ret.Exist_FBC_ACI_DSI & NGC | 0 | 22.0314 | 22.0314 | 0 | 0 | 0 | 0
00 Ret.Exist_FBC_ACI_DSI & SNCR | 0 | 0 | 0 | 0 | 0 | 0 | 0
00 Ret.Exist_FBC_ACI_DSI & SNCR & CCS | 0 | 0 | 0 | 0 | 0 | 0 | 0
00 Ret.Exist_FBC_ACI_DSI & SNCR & DRET | 0 | 0 | 0 | 0 | 0 | 0 | 0
00 Ret.Exist_FBC_ACI_DSI & SNCR & NGC | 0 | 0 | 0 | 0 | 0 | 0 | 0
00 Ret.Exist_FBC_DryFGD_ACI & CCS | 0 | 0 | 0 | 0 | 0 | 0 | 0
00 Ret.Exist_FBC_DryFGD_ACI & DCCS | 0 | 0 | 0 | 0 | 0 | 0 | 0
00 Ret.Exist_FBC_DryFGD_ACI & DCCS & CCS | 0 | 0 | 0 | 0 | 0 | 0 | 0
00 Ret.Exist_FBC_DryFGD_ACI & DCCS & SNCR & CCS | 0 | 0 | 0 | 0 | 0 | 0 | 0
00 Ret.Exist_FBC_DryFGD_ACI & DRET | 0 | 450.6227 | 0 | 0 | 0 | 0 | 0
00 Ret.Exist_FBC_DryFGD_ACI & GPM | 0 | 0 | 0 | 0 | 0 | 0 | 0
00 Ret.Exist_FBC_DryFGD_ACI & GPM & CCS | 0 | 0 | 0 | 0 | 0 | 0 | 0
00 Ret.Exist_FBC_DryFGD_ACI & GPM & DRET | 0 | 0 | 0 | 0 | 0 | 0 | 0
00 Ret.Exist_FBC_DryFGD_ACI & GPM & NGC | 0 | 0 | 0 | 0 | 0 | 0 | 0
00 Ret.Exist_FBC_DryFGD_ACI & GPM & SNCR | 0 | 0 | 0 | 0 | 0 | 0 | 0
00 Ret.Exist_FBC_DryFGD_ACI & GPM & SNCR & CCS | 0 | 0 | 0 | 0 | 0 | 0 | 0
00 Ret.Exist_FBC_DryFGD_ACI & GPM & SNCR & DRET | 0 | 0 | 0 | 0 | 0 | 0 | 0
00 Ret.Exist_FBC_DryFGD_ACI & GPM & SNCR & NGC | 0 | 0 | 0 | 0 | 0 | 0 | 0
00 Ret.Exist_FBC_DryFGD_ACI & NGC | 0 | 0 | 0 | 0 | 0 | 0 | 0
00 Ret.Exist_FBC_DryFGD_ACI & SNCR | 0 | 0 | 0 | 0 | 0 | 0 | 0
00 Ret.Exist_FBC_DryFGD_ACI & SNCR & CCS | 0 | 0 | 0 | 0 | 0 | 0 | 0
00 Ret.Exist_FBC_DryFGD_ACI & SNCR & DRET | 0 | 0 | 0 | 0 | 0 | 0 | 0
00 Ret.Exist_FBC_DryFGD_ACI & SNCR & NGC | 0 | 0 | 0 | 0 | 0 | 0 | 0
00 Ret.Exist_FBC_DryFGD_DSI & ACI | 0 | 0 | 0 | 0 | 0 | 0 | 0
00 Ret.Exist_FBC_DryFGD_DSI & ACI & DRET | 0 | 0 | 0 | 0 | 0 | 0 | 0
00 Ret.Exist_FBC_DryFGD_DSI & ACI & GPM | 0 | 0 | 0 | 0 | 0 | 0 | 0
00 Ret.Exist_FBC_DryFGD_DSI & ACI & GPM & DRET | 0 | 0 | 0 | 0 | 0 | 0 | 0
00 Ret.Exist_FBC_DryFGD_DSI & ACI & GPM & NGC | 0 | 0 | 0 | 0 | 0 | 0 | 0
00 Ret.Exist_FBC_DryFGD_DSI & ACI & GPM & SNCR | 0 | 0 | 0 | 0 | 0 | 0 | 0
00 Ret.Exist_FBC_DryFGD_DSI & ACI & GPM & SNCR & DRET | 0 | 0 | 0 | 0 | 0 | 0 | 0
00 Ret.Exist_FBC_DryFGD_DSI & ACI & GPM & SNCR & NGC | 0 | 0 | 0 | 0 | 0 | 0 | 0
00 Ret.Exist_FBC_DryFGD_DSI & ACI & NGC | 0 | 0 | 0 | 0 | 0 | 0 | 0
00 Ret.Exist_FBC_DryFGD_DSI & ACI & SNCR | 0 | 0 | 0 | 0 | 0 | 0 | 0
00 Ret.Exist_FBC_DryFGD_DSI & ACI & SNCR & DRET | 0 | 0 | 0 | 0 | 0 | 0 | 0
00 Ret.Exist_FBC_DryFGD_DSI & ACI & SNCR & NGC | 0 | 0 | 0 | 0 | 0 | 0 | 0
00 Ret.Exist_FBC_DryFGD_DSI & DRET | 0 | 0 | 0 | 0 | 0 | 0 | 0
00 Ret.Exist_FBC_DryFGD_DSI & GPM | 0 | 0 | 0 | 0 | 0 | 0 | 0
00 Ret.Exist_FBC_DryFGD_DSI & GPM & DRET | 0 | 0 | 0 | 0 | 0 | 0 | 0
00 Ret.Exist_FBC_DryFGD_DSI & GPM & NGC | 0 | 0 | 0 | 0 | 0 | 0 | 0
00 Ret.Exist_FBC_DryFGD_DSI & GPM & SNCR | 0 | 0 | 0 | 0 | 0 | 0 | 0
00 Ret.Exist_FBC_DryFGD_DSI & GPM & SNCR & DRET | 0 | 0 | 0 | 0 | 0 | 0 | 0
00 Ret.Exist_FBC_DryFGD_DSI & GPM & SNCR & NGC | 0 | 0 | 0 | 0 | 0 | 0 | 0
00 Ret.Exist_FBC_DryFGD_DSI & NGC | 0 | 0 | 0 | 0 | 0 | 0 | 0
00 Ret.Exist_FBC_DryFGD_DSI & SNCR | 0 | 0 | 0 | 0 | 0 | 0 | 0
00 Ret.Exist_FBC_DryFGD_DSI & SNCR & DRET | 0 | 0 | 0 | 0 | 0 | 0 | 0
00 Ret.Exist_FBC_DryFGD_DSI & SNCR & NGC | 0 | 0 | 0 | 0 | 0 | 0 | 0
00 Ret.Exist_FBC_DryFGD_SNCR & ACI | 0 | 0 | 0 | 0 | 0 | 0 | 0
00 Ret.Exist_FBC_DryFGD_SNCR & ACI & CCS | 0 | 0 | 0 | 0 | 0 | 0 | 0
00 Ret.Exist_FBC_DryFGD_SNCR & ACI & DRET | 0 | 0 | 0 | 0 | 0 | 0 | 0
00 Ret.Exist_FBC_DryFGD_SNCR & ACI & GPM | 0 | 0 | 0 | 0 | 0 | 0 | 0
00 Ret.Exist_FBC_DryFGD_SNCR & ACI & GPM & CCS | 0 | 0 | 0 | 0 | 0 | 0 | 0
00 Ret.Exist_FBC_DryFGD_SNCR & ACI & GPM & DRET | 0 | 0 | 0 | 0 | 0 | 0 | 0
00 Ret.Exist_FBC_DryFGD_SNCR & ACI & GPM & NGC | 0 | 0 | 0 | 0 | 0 | 0 | 0
00 Ret.Exist_FBC_DryFGD_SNCR & ACI & NGC | 0 | 0 | 0 | 0 | 0 | 0 | 0
00 Ret.Exist_FBC_DryFGD_SNCR & CCS | 0 | 0 | 0 | 0 | 0 | 0 | 0
00 Ret.Exist_FBC_DryFGD_SNCR & DCCS | 0 | 2921.2126 | 0 | 0 | 0 | 0 | 0
00 Ret.Exist_FBC_DryFGD_SNCR & DCCS & CCS | 0 | 0 | 2547.7557 | 2547.7557 | 0 | 0 | 0
00 Ret.Exist_FBC_DryFGD_SNCR & DRET | 0 | 706.2691 | 0 | 0 | 0 | 0 | 0
00 Ret.Exist_FBC_DryFGD_SNCR & GPM | 0 | 0 | 0 | 0 | 0 | 0 | 0
00 Ret.Exist_FBC_DryFGD_SNCR & GPM & CCS | 0 | 0 | 0 | 0 | 0 | 0 | 0
00 Ret.Exist_FBC_DryFGD_SNCR & GPM & DRET | 0 | 0 | 0 | 0 | 0 | 0 | 0
00 Ret.Exist_FBC_DryFGD_SNCR & GPM & NGC | 0 | 0 | 0 | 0 | 0 | 0 | 0
00 Ret.Exist_FBC_DryFGD_SNCR & NGC | 0 | 0 | 0 | 0 | 0 | 0 | 0
00 Ret.Exist_FBC_DryFGD_SNCR_ACI & CCS | 0 | 0 | 0 | 0 | 0 | 0 | 0
00 Ret.Exist_FBC_DryFGD_SNCR_ACI & DCCS | 0 | 265.9111 | 0 | 0 | 0 | 0 | 0
00 Ret.Exist_FBC_DryFGD_SNCR_ACI & DCCS & CCS | 0 | 0 | 470.348 | 470.348 | 0 | 0 | 0
00 Ret.Exist_FBC_DryFGD_SNCR_ACI & DRET | 0 | 1058.1883 | 0 | 0 | 0 | 0 | 0
00 Ret.Exist_FBC_DryFGD_SNCR_ACI & GPM | 0 | 0 | 0 | 0 | 0 | 0 | 0
00 Ret.Exist_FBC_DryFGD_SNCR_ACI & GPM & CCS | 0 | 0 | 0 | 0 | 0 | 0 | 0
00 Ret.Exist_FBC_DryFGD_SNCR_ACI & GPM & DRET | 0 | 0 | 0 | 0 | 0 | 0 | 0
00 Ret.Exist_FBC_DryFGD_SNCR_ACI & GPM & NGC | 0 | 0 | 0 | 0 | 0 | 0 | 0
00 Ret.Exist_FBC_DryFGD_SNCR_ACI & NGC | 0 | 0 | 0 | 0 | 0 | 0 | 0
00 Ret.Exist_FBC_DryFGD_SNCR_ACI_DSI & CCS | 0 | 2833.7081 | 2833.7081 | 2833.7081 | 524.8222 | 591.2675 | 591.2675
00 Ret.Exist_FBC_DryFGD_SNCR_ACI_DSI & DCCS | 0 | 32.1607 | 0 | 0 | 0 | 0 | 0
00 Ret.Exist_FBC_DryFGD_SNCR_ACI_DSI & DCCS & CCS | 0 | 0 | 61.1939 | 61.1939 | 0 | 0 | 0
00 Ret.Exist_FBC_DryFGD_SNCR_ACI_DSI & DRET | 0 | 0 | 0 | 0 | 0 | 0 | 0
00 Ret.Exist_FBC_DryFGD_SNCR_ACI_DSI & GPM | 0 | 0 | 0 | 0 | 0 | 0 | 0
00 Ret.Exist_FBC_DryFGD_SNCR_ACI_DSI & GPM & CCS | 0 | 0 | 0 | 0 | 0 | 0 | 0
00 Ret.Exist_FBC_DryFGD_SNCR_ACI_DSI & GPM & DRET | 0 | 0 | 0 | 0 | 0 | 0 | 0
00 Ret.Exist_FBC_DryFGD_SNCR_ACI_DSI & GPM & NGC | 0 | 0 | 0 | 0 | 0 | 0 | 0
00 Ret.Exist_FBC_DryFGD_SNCR_ACI_DSI & NGC | 0 | 0 | 0 | 0 | 0 | 0 | 0
00 Ret.Exist_FBC_DryFGD_SNCR_DSI & ACI | 0 | 0 | 0 | 0 | 0 | 0 | 0
00 Ret.Exist_FBC_DryFGD_SNCR_DSI & ACI & DRET | 0 | 0 | 0 | 0 | 0 | 0 | 0
00 Ret.Exist_FBC_DryFGD_SNCR_DSI & ACI & GPM | 0 | 0 | 0 | 0 | 0 | 0 | 0
00 Ret.Exist_FBC_DryFGD_SNCR_DSI & ACI & GPM & DRET | 0 | 0 | 0 | 0 | 0 | 0 | 0
00 Ret.Exist_FBC_DryFGD_SNCR_DSI & ACI & GPM & NGC | 0 | 0 | 0 | 0 | 0 | 0 | 0
00 Ret.Exist_FBC_DryFGD_SNCR_DSI & ACI & NGC | 0 | 0 | 0 | 0 | 0 | 0 | 0
00 Ret.Exist_FBC_DryFGD_SNCR_DSI & DRET | 0 | 0 | 0 | 0 | 0 | 0 | 0
00 Ret.Exist_FBC_DryFGD_SNCR_DSI & GPM | 0 | 0 | 0 | 0 | 0 | 0 | 0
00 Ret.Exist_FBC_DryFGD_SNCR_DSI & GPM & DRET | 0 | 0 | 0 | 0 | 0 | 0 | 0
00 Ret.Exist_FBC_DryFGD_SNCR_DSI & GPM & NGC | 0 | 0 | 0 | 0 | 0 | 0 | 0
00 Ret.Exist_FBC_DryFGD_SNCR_DSI & NGC | 0 | 0 | 0 | 0 | 0 | 0 | 0
00 Ret.Exist_FBC_DSI & ACI | 0 | 0 | 0 | 0 | 0 | 0 | 0
00 Ret.Exist_FBC_DSI & ACI & DRET | 0 | 0 | 0 | 0 | 0 | 0 | 0
00 Ret.Exist_FBC_DSI & ACI & GPM | 0 | 0 | 0 | 0 | 0 | 0 | 0
00 Ret.Exist_FBC_DSI & ACI & GPM & DRET | 0 | 0 | 0 | 0 | 0 | 0 | 0
00 Ret.Exist_FBC_DSI & ACI & GPM & NGC | 0 | 0 | 0 | 0 | 0 | 0 | 0
00 Ret.Exist_FBC_DSI & ACI & GPM & SNCR | 0 | 0 | 0 | 0 | 0 | 0 | 0
00 Ret.Exist_FBC_DSI & ACI & GPM & SNCR & DRET | 0 | 0 | 0 | 0 | 0 | 0 | 0
00 Ret.Exist_FBC_DSI & ACI & GPM & SNCR & NGC | 0 | 0 | 0 | 0 | 0 | 0 | 0
00 Ret.Exist_FBC_DSI & ACI & NGC | 0 | 0 | 0 | 0 | 0 | 0 | 0
00 Ret.Exist_FBC_DSI & ACI & SNCR | 0 | 0 | 0 | 0 | 0 | 0 | 0
00 Ret.Exist_FBC_DSI & ACI & SNCR & DRET | 0 | 0 | 0 | 0 | 0 | 0 | 0
00 Ret.Exist_FBC_DSI & ACI & SNCR & NGC | 0 | 0 | 0 | 0 | 0 | 0 | 0
00 Ret.Exist_FBC_DSI & DRET | 0 | 2841.7032 | 0 | 0 | 0 | 0 | 0
00 Ret.Exist_FBC_DSI & GPM | 0 | 0 | 0 | 0 | 0 | 0 | 0
00 Ret.Exist_FBC_DSI & GPM & DRET | 0 | 0 | 0 | 0 | 0 | 0 | 0
00 Ret.Exist_FBC_DSI & GPM & NGC | 0 | 0 | 0 | 0 | 0 | 0 | 0
00 Ret.Exist_FBC_DSI & GPM & SNCR | 0 | 0 | 0 | 0 | 0 | 0 | 0
00 Ret.Exist_FBC_DSI & GPM & SNCR & DRET | 0 | 0 | 0 | 0 | 0 | 0 | 0
00 Ret.Exist_FBC_DSI & GPM & SNCR & NGC | 0 | 0 | 0 | 0 | 0 | 0 | 0
00 Ret.Exist_FBC_DSI & NGC | 0 | 152.0603 | 318.3387 | 0 | 0 | 0 | 0
00 Ret.Exist_FBC_DSI & SNCR | 0 | 0 | 0 | 0 | 0 | 0 | 0
00 Ret.Exist_FBC_DSI & SNCR & DRET | 0 | 0 | 0 | 0 | 0 | 0 | 0
00 Ret.Exist_FBC_DSI & SNCR & NGC | 0 | 0 | 0 | 0 | 0 | 0 | 0
00 Ret.Exist_FBC_SNCR & ACI | 0 | 0 | 0 | 0 | 0 | 0 | 0
00 Ret.Exist_FBC_SNCR & ACI & DRET | 0 | 0 | 0 | 0 | 0 | 0 | 0
00 Ret.Exist_FBC_SNCR & ACI & NGC | 0 | 0 | 0 | 0 | 0 | 0 | 0
00 Ret.Exist_FBC_SNCR & DRET | 0 | 0 | 0 | 0 | 0 | 0 | 0
00 Ret.Exist_FBC_SNCR & GPM | 0 | 0 | 0 | 0 | 0 | 0 | 0
00 Ret.Exist_FBC_SNCR & GPM & DRET | 0 | 0 | 0 | 0 | 0 | 0 | 0
00 Ret.Exist_FBC_SNCR & GPM & NGC | 0 | 0 | 0 | 0 | 0 | 0 | 0
00 Ret.Exist_FBC_SNCR & NGC | 0 | 0 | 0 | 0 | 0 | 0 | 0
00 Ret.Exist_FBC_SNCR_ACI_DSI & CCS | 0 | 0 | 0 | 0 | 0 | 0 | 0
00 Ret.Exist_FBC_SNCR_ACI_DSI & DCCS | 0 | 0 | 0 | 0 | 0 | 0 | 0
00 Ret.Exist_FBC_SNCR_ACI_DSI & DCCS & CCS | 0 | 0 | 0 | 0 | 0 | 0 | 0
00 Ret.Exist_FBC_SNCR_ACI_DSI & DRET | 0 | 0 | 0 | 0 | 0 | 0 | 0
00 Ret.Exist_FBC_SNCR_ACI_DSI & GPM | 0 | 0 | 0 | 0 | 0 | 0 | 0
00 Ret.Exist_FBC_SNCR_ACI_DSI & GPM & CCS | 0 | 0 | 0 | 0 | 0 | 0 | 0
00 Ret.Exist_FBC_SNCR_ACI_DSI & GPM & DRET | 0 | 0 | 0 | 0 | 0 | 0 | 0
00 Ret.Exist_FBC_SNCR_ACI_DSI & GPM & NGC | 0 | 0 | 0 | 0 | 0 | 0 | 0
00 Ret.Exist_FBC_SNCR_ACI_DSI & NGC | 0 | 0 | 0 | 0 | 0 | 0 | 0
00 Ret.Exist_FBC_SNCR_DSI & ACI | 0 | 0 | 0 | 0 | 0 | 0 | 0
00 Ret.Exist_FBC_SNCR_DSI & ACI & CCS | 0 | 0 | 0 | 0 | 0 | 0 | 0
00 Ret.Exist_FBC_SNCR_DSI & ACI & DRET | 0 | 0 | 0 | 0 | 0 | 0 | 0
00 Ret.Exist_FBC_SNCR_DSI & ACI & GPM | 0 | 0 | 0 | 0 | 0 | 0 | 0
00 Ret.Exist_FBC_SNCR_DSI & ACI & GPM & CCS | 0 | 0 | 0 | 0 | 0 | 0 | 0
00 Ret.Exist_FBC_SNCR_DSI & ACI & GPM & DRET | 0 | 0 | 0 | 0 | 0 | 0 | 0
00 Ret.Exist_FBC_SNCR_DSI & ACI & GPM & NGC | 0 | 0 | 0 | 0 | 0 | 0 | 0
00 Ret.Exist_FBC_SNCR_DSI & ACI & NGC | 0 | 0 | 0 | 0 | 0 | 0 | 0
00 Ret.Exist_FBC_SNCR_DSI & CCS | 0 | 0 | 0 | 0 | 0 | 0 | 0
00 Ret.Exist_FBC_SNCR_DSI & DCCS | 0 | 2013.9363 | 0 | 0 | 0 | 0 | 0
00 Ret.Exist_FBC_SNCR_DSI & DCCS & CCS | 0 | 0 | 1409.9124 | 1409.9124 | 0 | 0 | 0
00 Ret.Exist_FBC_SNCR_DSI & DRET | 0 | 2729.7624 | 0 | 0 | 0 | 0 | 0
00 Ret.Exist_FBC_SNCR_DSI & GPM | 0 | 0 | 0 | 0 | 0 | 0 | 0
00 Ret.Exist_FBC_SNCR_DSI & GPM & CCS | 0 | 0 | 0 | 0 | 0 | 0 | 0
00 Ret.Exist_FBC_SNCR_DSI & GPM & DRET | 0 | 0 | 0 | 0 | 0 | 0 | 0
00 Ret.Exist_FBC_SNCR_DSI & GPM & NGC | 0 | 0 | 0 | 0 | 0 | 0 | 0
00 Ret.Exist_FBC_SNCR_DSI & NGC | 0 | 1859.2399 | 1559.3272 | 0 | 0 | 0 | 0
00 Ret.Exist_FBC_WetFGD_DSI & ACI | 0 | 0 | 0 | 0 | 0 | 0 | 0
00 Ret.Exist_FBC_WetFGD_DSI & ACI & DRET | 0 | 0 | 0 | 0 | 0 | 0 | 0
00 Ret.Exist_FBC_WetFGD_DSI & ACI & GPM | 0 | 0 | 0 | 0 | 0 | 0 | 0
00 Ret.Exist_FBC_WetFGD_DSI & ACI & GPM & DRET | 0 | 0 | 0 | 0 | 0 | 0 | 0
00 Ret.Exist_FBC_WetFGD_DSI & ACI & GPM & NGC | 0 | 0 | 0 | 0 | 0 | 0 | 0
00 Ret.Exist_FBC_WetFGD_DSI & ACI & GPM & SNCR | 0 | 0 | 0 | 0 | 0 | 0 | 0
00 Ret.Exist_FBC_WetFGD_DSI & ACI & GPM & SNCR & DRET | 0 | 0 | 0 | 0 | 0 | 0 | 0
00 Ret.Exist_FBC_WetFGD_DSI & ACI & GPM & SNCR & NGC | 0 | 0 | 0 | 0 | 0 | 0 | 0
00 Ret.Exist_FBC_WetFGD_DSI & ACI & NGC | 0 | 0 | 0 | 0 | 0 | 0 | 0
00 Ret.Exist_FBC_WetFGD_DSI & ACI & SNCR | 0 | 0 | 0 | 0 | 0 | 0 | 0
00 Ret.Exist_FBC_WetFGD_DSI & ACI & SNCR & DRET | 0 | 0 | 0 | 0 | 0 | 0 | 0
00 Ret.Exist_FBC_WetFGD_DSI & ACI & SNCR & NGC | 0 | 0 | 0 | 0 | 0 | 0 | 0
00 Ret.Exist_FBC_WetFGD_DSI & DRET | 0 | 372.4638 | 0 | 0 | 0 | 0 | 0
00 Ret.Exist_FBC_WetFGD_DSI & GPM | 0 | 0 | 0 | 0 | 0 | 0 | 0
00 Ret.Exist_FBC_WetFGD_DSI & GPM & DRET | 0 | 0 | 0 | 0 | 0 | 0 | 0
00 Ret.Exist_FBC_WetFGD_DSI & GPM & NGC | 0 | 0 | 0 | 0 | 0 | 0 | 0
00 Ret.Exist_FBC_WetFGD_DSI & GPM & SNCR | 0 | 0 | 0 | 0 | 0 | 0 | 0
00 Ret.Exist_FBC_WetFGD_DSI & GPM & SNCR & DRET | 0 | 0 | 0 | 0 | 0 | 0 | 0
00 Ret.Exist_FBC_WetFGD_DSI & GPM & SNCR & NGC | 0 | 0 | 0 | 0 | 0 | 0 | 0
00 Ret.Exist_FBC_WetFGD_DSI & NGC | 0 | 0 | 0 | 0 | 0 | 0 | 0
00 Ret.Exist_FBC_WetFGD_DSI & SNCR | 0 | 0 | 0 | 0 | 0 | 0 | 0
00 Ret.Exist_FBC_WetFGD_DSI & SNCR & DRET | 0 | 0 | 0 | 0 | 0 | 0 | 0
00 Ret.Exist_FBC_WetFGD_DSI & SNCR & NGC | 0 | 0 | 0 | 0 | 0 | 0 | 0
00 Ret.Exist_FBC_WetFGD_SNCR & ACI | 0 | 0 | 0 | 0 | 0 | 0 | 0
00 Ret.Exist_FBC_WetFGD_SNCR & ACI & DRET | 0 | 0 | 0 | 0 | 0 | 0 | 0
00 Ret.Exist_FBC_WetFGD_SNCR & ACI & NGC | 0 | 0 | 0 | 0 | 0 | 0 | 0
00 Ret.Exist_FBC_WetFGD_SNCR & DRET | 0 | 155.839 | 0 | 0 | 0 | 0 | 0
00 Ret.Exist_FBC_WetFGD_SNCR & GPM | 0 | 0 | 0 | 0 | 0 | 0 | 0
00 Ret.Exist_FBC_WetFGD_SNCR & GPM & DRET | 0 | 0 | 0 | 0 | 0 | 0 | 0
00 Ret.Exist_FBC_WetFGD_SNCR & GPM & NGC | 0 | 0 | 0 | 0 | 0 | 0 | 0
00 Ret.Exist_FBC_WetFGD_SNCR & NGC | 0 | 0 | 0 | 0 | 0 | 0 | 0
00 Ret.Exist_Non-FBC_ACI & C2G | 178.3536 | 1070.6762 | 0 | 0 | 0 | 0 | 0
00 Ret.Exist_Non-FBC_ACI & C2G & SCR | 0 | 0 | 0 | 0 | 0 | 0 | 0
00 Ret.Exist_Non-FBC_ACI & DCCS | 0 | 3054.5727 | 0 | 0 | 0 | 0 | 0
00 Ret.Exist_Non-FBC_ACI & DCCS & WetFGD & SCR & CCS | 0 | 0 | 2031.6219 | 2031.6219 | 0 | 0 | 0
00 Ret.Exist_Non-FBC_ACI & DRET | 0 | 6926.5642 | 0 | 0 | 0 | 0 | 0
00 Ret.Exist_Non-FBC_ACI & DSI | 0 | 0 | 0 | 0 | 0 | 0 | 0
00 Ret.Exist_Non-FBC_ACI & DSI & C2G | 0 | 0 | 0 | 0 | 0 | 0 | 0
00 Ret.Exist_Non-FBC_ACI & DSI & C2G & SCR | 0 | 0 | 0 | 0 | 0 | 0 | 0
00 Ret.Exist_Non-FBC_ACI & DSI & DRET | 0 | 0 | 0 | 0 | 0 | 0 | 0
00 Ret.Exist_Non-FBC_ACI & DSI & GPM | 0 | 0 | 0 | 0 | 0 | 0 | 0
00 Ret.Exist_Non-FBC_ACI & DSI & GPM & C2G | 0 | 0 | 0 | 0 | 0 | 0 | 0
00 Ret.Exist_Non-FBC_ACI & DSI & GPM & C2G & SCR | 0 | 0 | 0 | 0 | 0 | 0 | 0
00 Ret.Exist_Non-FBC_ACI & DSI & GPM & DRET | 0 | 0 | 0 | 0 | 0 | 0 | 0
00 Ret.Exist_Non-FBC_ACI & DSI & GPM & NGC | 0 | 0 | 0 | 0 | 0 | 0 | 0
00 Ret.Exist_Non-FBC_ACI & DSI & GPM & SCR | 0 | 0 | 0 | 0 | 0 | 0 | 0
00 Ret.Exist_Non-FBC_ACI & DSI & GPM & SCR & DRET | 0 | 0 | 0 | 0 | 0 | 0 | 0
00 Ret.Exist_Non-FBC_ACI & DSI & GPM & SCR & NGC | 0 | 0 | 0 | 0 | 0 | 0 | 0
00 Ret.Exist_Non-FBC_ACI & DSI & GPM & SNCR | 0 | 0 | 0 | 0 | 0 | 0 | 0
00 Ret.Exist_Non-FBC_ACI & DSI & GPM & SNCR & DRET | 0 | 0 | 0 | 0 | 0 | 0 | 0
00 Ret.Exist_Non-FBC_ACI & DSI & GPM & SNCR & NGC | 0 | 0 | 0 | 0 | 0 | 0 | 0
00 Ret.Exist_Non-FBC_ACI & DSI & GPM & WetFGD & SCR & CCS | 0 | 0 | 0 | 0 | 0 | 0 | 0
00 Ret.Exist_Non-FBC_ACI & DSI & NGC | 0 | 0 | 0 | 0 | 0 | 0 | 0
00 Ret.Exist_Non-FBC_ACI & DSI & SCR | 0 | 0 | 0 | 0 | 0 | 0 | 0
00 Ret.Exist_Non-FBC_ACI & DSI & SCR & DRET | 0 | 0 | 0 | 0 | 0 | 0 | 0
00 Ret.Exist_Non-FBC_ACI & DSI & SCR & NGC | 0 | 0 | 0 | 0 | 0 | 0 | 0
00 Ret.Exist_Non-FBC_ACI & DSI & SNCR | 0 | 0 | 0 | 0 | 0 | 0 | 0
00 Ret.Exist_Non-FBC_ACI & DSI & SNCR & DRET | 0 | 0 | 0 | 0 | 0 | 0 | 0
00 Ret.Exist_Non-FBC_ACI & DSI & SNCR & NGC | 0 | 0 | 0 | 0 | 0 | 0 | 0
00 Ret.Exist_Non-FBC_ACI & DSI & WetFGD & SCR & CCS | 0 | 0 | 0 | 0 | 0 | 0 | 0
00 Ret.Exist_Non-FBC_ACI & GPM | 0 | 0 | 0 | 0 | 0 | 0 | 0
00 Ret.Exist_Non-FBC_ACI & GPM & C2G | 0 | 0 | 0 | 0 | 0 | 0 | 0
00 Ret.Exist_Non-FBC_ACI & GPM & C2G & SCR | 0 | 0 | 0 | 0 | 0 | 0 | 0
00 Ret.Exist_Non-FBC_ACI & GPM & DRET | 0 | 0 | 0 | 0 | 0 | 0 | 0
00 Ret.Exist_Non-FBC_ACI & GPM & NGC | 0 | 0 | 0 | 0 | 0 | 0 | 0
00 Ret.Exist_Non-FBC_ACI & GPM & SCR | 0 | 0 | 0 | 0 | 0 | 0 | 0
00 Ret.Exist_Non-FBC_ACI & GPM & SCR & DRET | 0 | 0 | 0 | 0 | 0 | 0 | 0
00 Ret.Exist_Non-FBC_ACI & GPM & SCR & NGC | 0 | 0 | 0 | 0 | 0 | 0 | 0
00 Ret.Exist_Non-FBC_ACI & GPM & SNCR | 0 | 0 | 0 | 0 | 0 | 0 | 0
00 Ret.Exist_Non-FBC_ACI & GPM & SNCR & DRET | 0 | 0 | 0 | 0 | 0 | 0 | 0
00 Ret.Exist_Non-FBC_ACI & GPM & SNCR & NGC | 0 | 0 | 0 | 0 | 0 | 0 | 0
00 Ret.Exist_Non-FBC_ACI & GPM & WetFGD & SCR & CCS | 0 | 0 | 0 | 0 | 0 | 0 | 0
00 Ret.Exist_Non-FBC_ACI & NGC | 0 | 0 | 0 | 0 | 0 | 0 | 0
00 Ret.Exist_Non-FBC_ACI & SCR | 0 | 0 | 0 | 0 | 0 | 0 | 0
00 Ret.Exist_Non-FBC_ACI & SCR & C2G | 0 | 0 | 0 | 0 | 0 | 0 | 0
00 Ret.Exist_Non-FBC_ACI & SCR & DRET | 0 | 0 | 0 | 0 | 0 | 0 | 0
00 Ret.Exist_Non-FBC_ACI & SCR & NGC | 0 | 0 | 0 | 0 | 0 | 0 | 0
00 Ret.Exist_Non-FBC_ACI & SCR & WetFGD & CCS | 0 | 0 | 0 | 0 | 0 | 0 | 0
00 Ret.Exist_Non-FBC_ACI & SNCR | 0 | 0 | 0 | 0 | 0 | 0 | 0
00 Ret.Exist_Non-FBC_ACI & SNCR & C2G | 0 | 0 | 0 | 0 | 0 | 0 | 0
00 Ret.Exist_Non-FBC_ACI & SNCR & DRET | 0 | 0 | 0 | 0 | 0 | 0 | 0
00 Ret.Exist_Non-FBC_ACI & SNCR & NGC | 0 | 0 | 0 | 0 | 0 | 0 | 0
00 Ret.Exist_Non-FBC_ACI_DSI & C2G | 0 | 0 | 0 | 0 | 0 | 0 | 0
00 Ret.Exist_Non-FBC_ACI_DSI & C2G & SCR | 0 | 0 | 0 | 0 | 0 | 0 | 0
00 Ret.Exist_Non-FBC_ACI_DSI & DCCS | 0 | 0 | 0 | 0 | 0 | 0 | 0
00 Ret.Exist_Non-FBC_ACI_DSI & DCCS & WetFGD & SCR & CCS | 0 | 0 | 0 | 0 | 0 | 0 | 0
00 Ret.Exist_Non-FBC_ACI_DSI & DRET | 0 | 5414.7824 | 0 | 0 | 0 | 0 | 0
00 Ret.Exist_Non-FBC_ACI_DSI & GPM | 0 | 0 | 0 | 0 | 0 | 0 | 0
00 Ret.Exist_Non-FBC_ACI_DSI & GPM & C2G | 0 | 0 | 0 | 0 | 0 | 0 | 0
00 Ret.Exist_Non-FBC_ACI_DSI & GPM & C2G & SCR | 0 | 0 | 0 | 0 | 0 | 0 | 0
00 Ret.Exist_Non-FBC_ACI_DSI & GPM & DRET | 0 | 0 | 0 | 0 | 0 | 0 | 0
00 Ret.Exist_Non-FBC_ACI_DSI & GPM & NGC | 0 | 0 | 0 | 0 | 0 | 0 | 0
00 Ret.Exist_Non-FBC_ACI_DSI & GPM & SCR | 0 | 0 | 0 | 0 | 0 | 0 | 0
00 Ret.Exist_Non-FBC_ACI_DSI & GPM & SCR & DRET | 0 | 0 | 0 | 0 | 0 | 0 | 0
00 Ret.Exist_Non-FBC_ACI_DSI & GPM & SCR & NGC | 0 | 0 | 0 | 0 | 0 | 0 | 0
00 Ret.Exist_Non-FBC_ACI_DSI & GPM & SNCR | 0 | 0 | 0 | 0 | 0 | 0 | 0
00 Ret.Exist_Non-FBC_ACI_DSI & GPM & SNCR & DRET | 0 | 0 | 0 | 0 | 0 | 0 | 0
00 Ret.Exist_Non-FBC_ACI_DSI & GPM & SNCR & NGC | 0 | 0 | 0 | 0 | 0 | 0 | 0
00 Ret.Exist_Non-FBC_ACI_DSI & GPM & WetFGD & SCR & CCS | 0 | 0 | 0 | 0 | 0 | 0 | 0
00 Ret.Exist_Non-FBC_ACI_DSI & NGC | 0 | 0 | 0 | 0 | 0 | 0 | 0
00 Ret.Exist_Non-FBC_ACI_DSI & SCR | 0 | 0 | 0 | 0 | 0 | 0 | 0
00 Ret.Exist_Non-FBC_ACI_DSI & SCR & C2G | 0 | 0 | 0 | 0 | 0 | 0 | 0
00 Ret.Exist_Non-FBC_ACI_DSI & SCR & DRET | 0 | 0 | 0 | 0 | 0 | 0 | 0
00 Ret.Exist_Non-FBC_ACI_DSI & SCR & NGC | 0 | 0 | 0 | 0 | 0 | 0 | 0
00 Ret.Exist_Non-FBC_ACI_DSI & SCR & WetFGD & CCS | 0 | 0 | 0 | 0 | 0 | 0 | 0
00 Ret.Exist_Non-FBC_ACI_DSI & SNCR | 0 | 0 | 0 | 0 | 0 | 0 | 0
00 Ret.Exist_Non-FBC_ACI_DSI & SNCR & C2G | 0 | 0 | 0 | 0 | 0 | 0 | 0
00 Ret.Exist_Non-FBC_ACI_DSI & SNCR & DRET | 0 | 0 | 0 | 0 | 0 | 0 | 0
00 Ret.Exist_Non-FBC_ACI_DSI & SNCR & NGC | 0 | 0 | 0 | 0 | 0 | 0 | 0
00 Ret.Exist_Non-FBC_DryFGD & C2G | 0 | 0 | 0 | 0 | 0 | 0 | 0
00 Ret.Exist_Non-FBC_DryFGD & C2G & SCR | 0 | 0 | 0 | 0 | 0 | 0 | 0
00 Ret.Exist_Non-FBC_DryFGD & DRET | 0 | 0 | 0 | 0 | 0 | 0 | 0
00 Ret.Exist_Non-FBC_DryFGD & GPM | 0 | 0 | 0 | 0 | 0 | 0 | 0
00 Ret.Exist_Non-FBC_DryFGD & GPM & C2G | 0 | 0 | 0 | 0 | 0 | 0 | 0
00 Ret.Exist_Non-FBC_DryFGD & GPM & C2G & SCR | 0 | 0 | 0 | 0 | 0 | 0 | 0
00 Ret.Exist_Non-FBC_DryFGD & GPM & DRET | 0 | 0 | 0 | 0 | 0 | 0 | 0
00 Ret.Exist_Non-FBC_DryFGD & GPM & NGC | 0 | 0 | 0 | 0 | 0 | 0 | 0
00 Ret.Exist_Non-FBC_DryFGD & GPM & SCR | 0 | 0 | 0 | 0 | 0 | 0 | 0
00 Ret.Exist_Non-FBC_DryFGD & GPM & SCR & CCS | 0 | 0 | 0 | 0 | 0 | 0 | 0
00 Ret.Exist_Non-FBC_DryFGD & GPM & SCR & DRET | 0 | 0 | 0 | 0 | 0 | 0 | 0
00 Ret.Exist_Non-FBC_DryFGD & GPM & SCR & NGC | 0 | 0 | 0 | 0 | 0 | 0 | 0
00 Ret.Exist_Non-FBC_DryFGD & GPM & SNCR | 0 | 0 | 0 | 0 | 0 | 0 | 0
00 Ret.Exist_Non-FBC_DryFGD & GPM & SNCR & DRET | 0 | 0 | 0 | 0 | 0 | 0 | 0
00 Ret.Exist_Non-FBC_DryFGD & GPM & SNCR & NGC | 0 | 0 | 0 | 0 | 0 | 0 | 0
00 Ret.Exist_Non-FBC_DryFGD & NGC | 0 | 0 | 0 | 0 | 0 | 0 | 0
00 Ret.Exist_Non-FBC_DryFGD & SCR | 0 | 0 | 0 | 0 | 0 | 0 | 0
00 Ret.Exist_Non-FBC_DryFGD & SCR & C2G | 0 | 0 | 0 | 0 | 0 | 0 | 0
00 Ret.Exist_Non-FBC_DryFGD & SCR & CCS | 0 | 0 | 0 | 0 | 0 | 0 | 0
00 Ret.Exist_Non-FBC_DryFGD & SCR & DRET | 0 | 0 | 0 | 0 | 0 | 0 | 0
00 Ret.Exist_Non-FBC_DryFGD & SCR & NGC | 0 | 0 | 0 | 0 | 0 | 0 | 0
00 Ret.Exist_Non-FBC_DryFGD & SNCR | 0 | 0 | 0 | 0 | 0 | 0 | 0
00 Ret.Exist_Non-FBC_DryFGD & SNCR & C2G | 0 | 0 | 0 | 0 | 0 | 0 | 0
00 Ret.Exist_Non-FBC_DryFGD & SNCR & DRET | 0 | 0 | 0 | 0 | 0 | 0 | 0
00 Ret.Exist_Non-FBC_DryFGD & SNCR & NGC | 0 | 0 | 0 | 0 | 0 | 0 | 0
00 Ret.Exist_Non-FBC_DryFGD_ACI & C2G | 0 | 0 | 0 | 0 | 0 | 0 | 0
00 Ret.Exist_Non-FBC_DryFGD_ACI & C2G & SCR | 0 | 0 | 0 | 0 | 0 | 0 | 0
00 Ret.Exist_Non-FBC_DryFGD_ACI & DCCS | 0 | 7006.3558 | 0 | 0 | 0 | 0 | 0
00 Ret.Exist_Non-FBC_DryFGD_ACI & DCCS & SCR & CCS | 0 | 0 | 5988.0919 | 5726.212 | 40.8953 | 40.8953 | 40.8953
00 Ret.Exist_Non-FBC_DryFGD_ACI & DRET | 0 | 9682.9717 | 0 | 0 | 0 | 0 | 0
00 Ret.Exist_Non-FBC_DryFGD_ACI & GPM | 0 | 0 | 0 | 0 | 0 | 0 | 0
00 Ret.Exist_Non-FBC_DryFGD_ACI & GPM & C2G | 0 | 0 | 0 | 0 | 0 | 0 | 0
00 Ret.Exist_Non-FBC_DryFGD_ACI & GPM & C2G & SCR | 0 | 0 | 0 | 0 | 0 | 0 | 0
00 Ret.Exist_Non-FBC_DryFGD_ACI & GPM & DRET | 0 | 0 | 0 | 0 | 0 | 0 | 0
00 Ret.Exist_Non-FBC_DryFGD_ACI & GPM & NGC | 0 | 0 | 0 | 0 | 0 | 0 | 0
00 Ret.Exist_Non-FBC_DryFGD_ACI & GPM & SCR | 0 | 0 | 0 | 0 | 0 | 0 | 0
00 Ret.Exist_Non-FBC_DryFGD_ACI & GPM & SCR & CCS | 0 | 0 | 0 | 0 | 0 | 0 | 0
00 Ret.Exist_Non-FBC_DryFGD_ACI & GPM & SCR & DRET | 0 | 0 | 0 | 0 | 0 | 0 | 0
00 Ret.Exist_Non-FBC_DryFGD_ACI & GPM & SCR & NGC | 0 | 0 | 0 | 0 | 0 | 0 | 0
00 Ret.Exist_Non-FBC_DryFGD_ACI & GPM & SNCR | 0 | 0 | 0 | 0 | 0 | 0 | 0
00 Ret.Exist_Non-FBC_DryFGD_ACI & GPM & SNCR & DRET | 0 | 0 | 0 | 0 | 0 | 0 | 0
00 Ret.Exist_Non-FBC_DryFGD_ACI & GPM & SNCR & NGC | 0 | 0 | 0 | 0 | 0 | 0 | 0
00 Ret.Exist_Non-FBC_DryFGD_ACI & NGC | 0 | 4965.3444 | 5998.8394 | 0 | 0 | 0 | 0
00 Ret.Exist_Non-FBC_DryFGD_ACI & SCR | 0 | 14.7719 | 0 | 0 | 0 | 0 | 0
00 Ret.Exist_Non-FBC_DryFGD_ACI & SCR & C2G | 0 | 0 | 0 | 0 | 0 | 0 | 0
00 Ret.Exist_Non-FBC_DryFGD_ACI & SCR & CCS | 0 | 0 | 75.8813 | 75.8813 | 0 | 0 | 0
00 Ret.Exist_Non-FBC_DryFGD_ACI & SCR & DRET | 0 | 0 | 0 | 0 | 0 | 0 | 0
00 Ret.Exist_Non-FBC_DryFGD_ACI & SCR & NGC | 0 | 0 | 0 | 0 | 0 | 0 | 0
00 Ret.Exist_Non-FBC_DryFGD_ACI & SNCR | 0 | 0 | 0 | 0 | 0 | 0 | 0
00 Ret.Exist_Non-FBC_DryFGD_ACI & SNCR & C2G | 0 | 0 | 0 | 0 | 0 | 0 | 0
00 Ret.Exist_Non-FBC_DryFGD_ACI & SNCR & DRET | 0 | 0 | 0 | 0 | 0 | 0 | 0
00 Ret.Exist_Non-FBC_DryFGD_ACI & SNCR & NGC | 0 | 0 | 0 | 0 | 0 | 0 | 0
00 Ret.Exist_Non-FBC_DryFGD_SCR & ACI | 0 | 0 | 0 | 0 | 0 | 0 | 0
00 Ret.Exist_Non-FBC_DryFGD_SCR & ACI & C2G | 0 | 0 | 0 | 0 | 0 | 0 | 0
00 Ret.Exist_Non-FBC_DryFGD_SCR & ACI & CCS | 0 | 0 | 0 | 0 | 0 | 0 | 0
00 Ret.Exist_Non-FBC_DryFGD_SCR & ACI & DRET | 0 | 0 | 0 | 0 | 0 | 0 | 0
00 Ret.Exist_Non-FBC_DryFGD_SCR & ACI & GPM | 0 | 0 | 0 | 0 | 0 | 0 | 0
00 Ret.Exist_Non-FBC_DryFGD_SCR & ACI & GPM & C2G | 0 | 0 | 0 | 0 | 0 | 0 | 0
00 Ret.Exist_Non-FBC_DryFGD_SCR & ACI & GPM & CCS | 0 | 0 | 0 | 0 | 0 | 0 | 0
00 Ret.Exist_Non-FBC_DryFGD_SCR & ACI & GPM & DRET | 0 | 0 | 0 | 0 | 0 | 0 | 0
00 Ret.Exist_Non-FBC_DryFGD_SCR & ACI & GPM & NGC | 0 | 0 | 0 | 0 | 0 | 0 | 0
00 Ret.Exist_Non-FBC_DryFGD_SCR & ACI & NGC | 0 | 0 | 0 | 0 | 0 | 0 | 0
00 Ret.Exist_Non-FBC_DryFGD_SCR & C2G | 0 | 0 | 0 | 0 | 0 | 0 | 0
00 Ret.Exist_Non-FBC_DryFGD_SCR & CCS | 0 | 0 | 0 | 0 | 0 | 0 | 0
00 Ret.Exist_Non-FBC_DryFGD_SCR & DRET | 0 | 0 | 0 | 0 | 0 | 0 | 0
00 Ret.Exist_Non-FBC_DryFGD_SCR & GPM | 0 | 0 | 0 | 0 | 0 | 0 | 0
00 Ret.Exist_Non-FBC_DryFGD_SCR & GPM & C2G | 0 | 0 | 0 | 0 | 0 | 0 | 0
00 Ret.Exist_Non-FBC_DryFGD_SCR & GPM & CCS | 0 | 0 | 0 | 0 | 0 | 0 | 0
00 Ret.Exist_Non-FBC_DryFGD_SCR & GPM & DRET | 0 | 0 | 0 | 0 | 0 | 0 | 0
00 Ret.Exist_Non-FBC_DryFGD_SCR & GPM & NGC | 0 | 0 | 0 | 0 | 0 | 0 | 0
00 Ret.Exist_Non-FBC_DryFGD_SCR & NGC | 0 | 0 | 0 | 0 | 0 | 0 | 0
00 Ret.Exist_Non-FBC_DryFGD_SCR_ACI & C2G | 182.2332 | 1209.4531 | 345.6948 | 345.6948 | 345.6948 | 345.6948 | 345.6948
00 Ret.Exist_Non-FBC_DryFGD_SCR_ACI & CCS | 0 | 1750.4673 | 1829.2584 | 1829.2584 | 1829.2584 | 1829.2584 | 1829.2584
00 Ret.Exist_Non-FBC_DryFGD_SCR_ACI & DCCS | 0 | 6370.4303 | 0 | 0 | 0 | 0 | 0
00 Ret.Exist_Non-FBC_DryFGD_SCR_ACI & DCCS & CCS | 0 | 0 | 5560.4527 | 5560.4527 | 0 | 0 | 0
00 Ret.Exist_Non-FBC_DryFGD_SCR_ACI & DRET | 0 | 13896.9688 | 0 | 0 | 0 | 0 | 0
00 Ret.Exist_Non-FBC_DryFGD_SCR_ACI & GPM | 0 | 0 | 0 | 0 | 0 | 0 | 0
00 Ret.Exist_Non-FBC_DryFGD_SCR_ACI & GPM & C2G | 0 | 0 | 0 | 0 | 0 | 0 | 0
00 Ret.Exist_Non-FBC_DryFGD_SCR_ACI & GPM & CCS | 0 | 0 | 0 | 0 | 0 | 0 | 0
00 Ret.Exist_Non-FBC_DryFGD_SCR_ACI & GPM & DRET | 0 | 0 | 0 | 0 | 0 | 0 | 0
00 Ret.Exist_Non-FBC_DryFGD_SCR_ACI & GPM & NGC | 0 | 0 | 0 | 0 | 0 | 0 | 0
00 Ret.Exist_Non-FBC_DryFGD_SCR_ACI & NGC | 0 | 17.3465 | 15.6782 | 0 | 0 | 0 | 0
00 Ret.Exist_Non-FBC_DryFGD_SCR_ACI_DSI & C2G | 0 | 121.0626 | 121.0626 | 121.0626 | 121.0626 | 121.0626 | 121.0626
00 Ret.Exist_Non-FBC_DryFGD_SCR_ACI_DSI & CCS | 0 | 0 | 0 | 0 | 0 | 0 | 0
00 Ret.Exist_Non-FBC_DryFGD_SCR_ACI_DSI & DCCS | 0 | 0.022631 | 0 | 0 | 0 | 0 | 0
00 Ret.Exist_Non-FBC_DryFGD_SCR_ACI_DSI & DCCS & CCS | 0 | 0 | 0.016255 | 0.016255 | 0 | 0 | 0
00 Ret.Exist_Non-FBC_DryFGD_SCR_ACI_DSI & DRET | 0 | 0 | 0 | 0 | 0 | 0 | 0
00 Ret.Exist_Non-FBC_DryFGD_SCR_ACI_DSI & GPM | 0 | 0 | 0 | 0 | 0 | 0 | 0
00 Ret.Exist_Non-FBC_DryFGD_SCR_ACI_DSI & GPM & C2G | 0 | 0 | 0 | 0 | 0 | 0 | 0
00 Ret.Exist_Non-FBC_DryFGD_SCR_ACI_DSI & GPM & CCS | 0 | 0 | 0 | 0 | 0 | 0 | 0
00 Ret.Exist_Non-FBC_DryFGD_SCR_ACI_DSI & GPM & DRET | 0 | 0 | 0 | 0 | 0 | 0 | 0
00 Ret.Exist_Non-FBC_DryFGD_SCR_ACI_DSI & GPM & NGC | 0 | 0 | 0 | 0 | 0 | 0 | 0
00 Ret.Exist_Non-FBC_DryFGD_SCR_ACI_DSI & NGC | 0 | 0 | 0 | 0 | 0 | 0 | 0
00 Ret.Exist_Non-FBC_DryFGD_SCR_DSI & ACI | 0 | 0 | 0 | 0 | 0 | 0 | 0
00 Ret.Exist_Non-FBC_DryFGD_SCR_DSI & ACI & C2G | 0 | 0 | 0 | 0 | 0 | 0 | 0
00 Ret.Exist_Non-FBC_DryFGD_SCR_DSI & ACI & CCS | 0 | 0 | 0 | 0 | 0 | 0 | 0
00 Ret.Exist_Non-FBC_DryFGD_SCR_DSI & ACI & DRET | 0 | 0 | 0 | 0 | 0 | 0 | 0
00 Ret.Exist_Non-FBC_DryFGD_SCR_DSI & ACI & GPM | 0 | 0 | 0 | 0 | 0 | 0 | 0
00 Ret.Exist_Non-FBC_DryFGD_SCR_DSI & ACI & GPM & C2G | 0 | 0 | 0 | 0 | 0 | 0 | 0
00 Ret.Exist_Non-FBC_DryFGD_SCR_DSI & ACI & GPM & CCS | 0 | 0 | 0 | 0 | 0 | 0 | 0
00 Ret.Exist_Non-FBC_DryFGD_SCR_DSI & ACI & GPM & DRET | 0 | 0 | 0 | 0 | 0 | 0 | 0
00 Ret.Exist_Non-FBC_DryFGD_SCR_DSI & ACI & GPM & NGC | 0 | 0 | 0 | 0 | 0 | 0 | 0
00 Ret.Exist_Non-FBC_DryFGD_SCR_DSI & ACI & NGC | 0 | 0 | 0 | 0 | 0 | 0 | 0
00 Ret.Exist_Non-FBC_DryFGD_SCR_DSI & C2G | 0 | 0 | 0 | 0 | 0 | 0 | 0
00 Ret.Exist_Non-FBC_DryFGD_SCR_DSI & CCS | 0 | 0 | 0 | 0 | 0 | 0 | 0
00 Ret.Exist_Non-FBC_DryFGD_SCR_DSI & DRET | 0 | 1149.8976 | 0 | 0 | 0 | 0 | 0
00 Ret.Exist_Non-FBC_DryFGD_SCR_DSI & GPM | 0 | 0 | 0 | 0 | 0 | 0 | 0
00 Ret.Exist_Non-FBC_DryFGD_SCR_DSI & GPM & C2G | 0 | 0 | 0 | 0 | 0 | 0 | 0
00 Ret.Exist_Non-FBC_DryFGD_SCR_DSI & GPM & CCS | 0 | 0 | 0 | 0 | 0 | 0 | 0
00 Ret.Exist_Non-FBC_DryFGD_SCR_DSI & GPM & DRET | 0 | 0 | 0 | 0 | 0 | 0 | 0
00 Ret.Exist_Non-FBC_DryFGD_SCR_DSI & GPM & NGC | 0 | 0 | 0 | 0 | 0 | 0 | 0
00 Ret.Exist_Non-FBC_DryFGD_SCR_DSI & NGC | 0 | 0 | 0 | 0 | 0 | 0 | 0
00 Ret.Exist_Non-FBC_DryFGD_SNCR_ACI & C2G | 0 | 0 | 0 | 0 | 0 | 0 | 0
00 Ret.Exist_Non-FBC_DryFGD_SNCR_ACI & C2G & SCR | 0 | 0 | 0 | 0 | 0 | 0 | 0
00 Ret.Exist_Non-FBC_DryFGD_SNCR_ACI & DCCS | 0 | 3880.2157 | 0 | 0 | 0 | 0 | 0
00 Ret.Exist_Non-FBC_DryFGD_SNCR_ACI & DCCS & SCR & CCS | 0 | 0 | 2609.9234 | 2609.9234 | 391.414 | 465.9645 | 465.9645
00 Ret.Exist_Non-FBC_DryFGD_SNCR_ACI & DRET | 0 | 7867.4655 | 0 | 0 | 0 | 0 | 0
00 Ret.Exist_Non-FBC_DryFGD_SNCR_ACI & GPM | 0 | 0 | 0 | 0 | 0 | 0 | 0
00 Ret.Exist_Non-FBC_DryFGD_SNCR_ACI & GPM & C2G | 0 | 0 | 0 | 0 | 0 | 0 | 0
00 Ret.Exist_Non-FBC_DryFGD_SNCR_ACI & GPM & C2G & SCR | 0 | 0 | 0 | 0 | 0 | 0 | 0
00 Ret.Exist_Non-FBC_DryFGD_SNCR_ACI & GPM & DRET | 0 | 0 | 0 | 0 | 0 | 0 | 0
00 Ret.Exist_Non-FBC_DryFGD_SNCR_ACI & GPM & NGC | 0 | 0 | 0 | 0 | 0 | 0 | 0
00 Ret.Exist_Non-FBC_DryFGD_SNCR_ACI & GPM & SCR | 0 | 0 | 0 | 0 | 0 | 0 | 0
00 Ret.Exist_Non-FBC_DryFGD_SNCR_ACI & GPM & SCR & CCS | 0 | 0 | 0 | 0 | 0 | 0 | 0
00 Ret.Exist_Non-FBC_DryFGD_SNCR_ACI & GPM & SCR & DRET | 0 | 0 | 0 | 0 | 0 | 0 | 0
00 Ret.Exist_Non-FBC_DryFGD_SNCR_ACI & GPM & SCR & NGC | 0 | 0 | 0 | 0 | 0 | 0 | 0
00 Ret.Exist_Non-FBC_DryFGD_SNCR_ACI & NGC | 0 | 0 | 0 | 0 | 0 | 0 | 0
00 Ret.Exist_Non-FBC_DryFGD_SNCR_ACI & SCR | 0 | 0 | 0 | 0 | 0 | 0 | 0
00 Ret.Exist_Non-FBC_DryFGD_SNCR_ACI & SCR & C2G | 0 | 0 | 0 | 0 | 0 | 0 | 0
00 Ret.Exist_Non-FBC_DryFGD_SNCR_ACI & SCR & CCS | 0 | 0 | 0 | 0 | 0 | 0 | 0
00 Ret.Exist_Non-FBC_DryFGD_SNCR_ACI & SCR & DRET | 0 | 0 | 0 | 0 | 0 | 0 | 0
00 Ret.Exist_Non-FBC_DryFGD_SNCR_ACI & SCR & NGC | 0 | 0 | 0 | 0 | 0 | 0 | 0
00 Ret.Exist_Non-FBC_DryFGD_SNCR_ACI_DSI & C2G | 0 | 0 | 0 | 0 | 0 | 0 | 0
00 Ret.Exist_Non-FBC_DryFGD_SNCR_ACI_DSI & C2G & SCR | 0 | 0 | 0 | 0 | 0 | 0 | 0
00 Ret.Exist_Non-FBC_DryFGD_SNCR_ACI_DSI & DRET | 0 | 0 | 0 | 0 | 0 | 0 | 0
00 Ret.Exist_Non-FBC_DryFGD_SNCR_ACI_DSI & GPM | 0 | 0 | 0 | 0 | 0 | 0 | 0
00 Ret.Exist_Non-FBC_DryFGD_SNCR_ACI_DSI & GPM & C2G | 0 | 0 | 0 | 0 | 0 | 0 | 0
00 Ret.Exist_Non-FBC_DryFGD_SNCR_ACI_DSI & GPM & C2G & SCR | 0 | 0 | 0 | 0 | 0 | 0 | 0
00 Ret.Exist_Non-FBC_DryFGD_SNCR_ACI_DSI & GPM & DRET | 0 | 0 | 0 | 0 | 0 | 0 | 0
00 Ret.Exist_Non-FBC_DryFGD_SNCR_ACI_DSI & GPM & NGC | 0 | 0 | 0 | 0 | 0 | 0 | 0
00 Ret.Exist_Non-FBC_DryFGD_SNCR_ACI_DSI & GPM & SCR | 0 | 0 | 0 | 0 | 0 | 0 | 0
00 Ret.Exist_Non-FBC_DryFGD_SNCR_ACI_DSI & GPM & SCR & CCS | 0 | 0 | 0 | 0 | 0 | 0 | 0
00 Ret.Exist_Non-FBC_DryFGD_SNCR_ACI_DSI & GPM & SCR & DRET | 0 | 0 | 0 | 0 | 0 | 0 | 0
00 Ret.Exist_Non-FBC_DryFGD_SNCR_ACI_DSI & GPM & SCR & NGC | 0 | 0 | 0 | 0 | 0 | 0 | 0
00 Ret.Exist_Non-FBC_DryFGD_SNCR_ACI_DSI & NGC | 0 | 0 | 0 | 0 | 0 | 0 | 0
00 Ret.Exist_Non-FBC_DryFGD_SNCR_ACI_DSI & SCR | 0 | 0 | 0 | 0 | 0 | 0 | 0
00 Ret.Exist_Non-FBC_DryFGD_SNCR_ACI_DSI & SCR & C2G | 0 | 0 | 0 | 0 | 0 | 0 | 0
00 Ret.Exist_Non-FBC_DryFGD_SNCR_ACI_DSI & SCR & CCS | 0 | 0 | 0 | 0 | 0 | 0 | 0
00 Ret.Exist_Non-FBC_DryFGD_SNCR_ACI_DSI & SCR & DRET | 0 | 0 | 0 | 0 | 0 | 0 | 0
00 Ret.Exist_Non-FBC_DryFGD_SNCR_ACI_DSI & SCR & NGC | 0 | 0 | 0 | 0 | 0 | 0 | 0
00 Ret.Exist_Non-FBC_DSI & ACI | 0 | 0 | 0 | 0 | 0 | 0 | 0
00 Ret.Exist_Non-FBC_DSI & ACI & C2G | 0 | 0 | 0 | 0 | 0 | 0 | 0
00 Ret.Exist_Non-FBC_DSI & ACI & C2G & SCR | 0 | 0 | 0 | 0 | 0 | 0 | 0
00 Ret.Exist_Non-FBC_DSI & ACI & DRET | 0 | 0 | 0 | 0 | 0 | 0 | 0
00 Ret.Exist_Non-FBC_DSI & ACI & GPM | 0 | 0 | 0 | 0 | 0 | 0 | 0
00 Ret.Exist_Non-FBC_DSI & ACI & GPM & C2G | 0 | 0 | 0 | 0 | 0 | 0 | 0
00 Ret.Exist_Non-FBC_DSI & ACI & GPM & C2G & SCR | 0 | 0 | 0 | 0 | 0 | 0 | 0
00 Ret.Exist_Non-FBC_DSI & ACI & GPM & DRET | 0 | 0 | 0 | 0 | 0 | 0 | 0
00 Ret.Exist_Non-FBC_DSI & ACI & GPM & NGC | 0 | 0 | 0 | 0 | 0 | 0 | 0
00 Ret.Exist_Non-FBC_DSI & ACI & GPM & SCR | 0 | 0 | 0 | 0 | 0 | 0 | 0
00 Ret.Exist_Non-FBC_DSI & ACI & GPM & SCR & DRET | 0 | 0 | 0 | 0 | 0 | 0 | 0
00 Ret.Exist_Non-FBC_DSI & ACI & GPM & SCR & NGC | 0 | 0 | 0 | 0 | 0 | 0 | 0
00 Ret.Exist_Non-FBC_DSI & ACI & GPM & SNCR | 0 | 0 | 0 | 0 | 0 | 0 | 0
00 Ret.Exist_Non-FBC_DSI & ACI & GPM & SNCR & DRET | 0 | 0 | 0 | 0 | 0 | 0 | 0
00 Ret.Exist_Non-FBC_DSI & ACI & GPM & SNCR & NGC | 0 | 0 | 0 | 0 | 0 | 0 | 0
00 Ret.Exist_Non-FBC_DSI & ACI & GPM & WetFGD & SCR & CCS | 0 | 0 | 0 | 0 | 0 | 0 | 0
00 Ret.Exist_Non-FBC_DSI & ACI & NGC | 0 | 0 | 0 | 0 | 0 | 0 | 0
00 Ret.Exist_Non-FBC_DSI & ACI & SCR | 0 | 0 | 0 | 0 | 0 | 0 | 0
00 Ret.Exist_Non-FBC_DSI & ACI & SCR & DRET | 0 | 0 | 0 | 0 | 0 | 0 | 0
00 Ret.Exist_Non-FBC_DSI & ACI & SCR & NGC | 0 | 0 | 0 | 0 | 0 | 0 | 0
00 Ret.Exist_Non-FBC_DSI & ACI & SNCR | 0 | 0 | 0 | 0 | 0 | 0 | 0
00 Ret.Exist_Non-FBC_DSI & ACI & SNCR & DRET | 0 | 0 | 0 | 0 | 0 | 0 | 0
00 Ret.Exist_Non-FBC_DSI & ACI & SNCR & NGC | 0 | 0 | 0 | 0 | 0 | 0 | 0
00 Ret.Exist_Non-FBC_DSI & ACI & WetFGD & SCR & CCS | 0 | 0 | 0 | 0 | 0 | 0 | 0
00 Ret.Exist_Non-FBC_DSI & C2G | 0 | 0 | 0 | 0 | 0 | 0 | 0
00 Ret.Exist_Non-FBC_DSI & C2G & SCR | 0 | 0 | 0 | 0 | 0 | 0 | 0
00 Ret.Exist_Non-FBC_DSI & DRET | 0 | 0 | 0 | 0 | 0 | 0 | 0
00 Ret.Exist_Non-FBC_DSI & GPM | 0 | 0 | 0 | 0 | 0 | 0 | 0
00 Ret.Exist_Non-FBC_DSI & GPM & C2G | 0 | 0 | 0 | 0 | 0 | 0 | 0
00 Ret.Exist_Non-FBC_DSI & GPM & C2G & SCR | 0 | 0 | 0 | 0 | 0 | 0 | 0
00 Ret.Exist_Non-FBC_DSI & GPM & DRET | 0 | 0 | 0 | 0 | 0 | 0 | 0
00 Ret.Exist_Non-FBC_DSI & GPM & NGC | 0 | 0 | 0 | 0 | 0 | 0 | 0
00 Ret.Exist_Non-FBC_DSI & GPM & SCR | 0 | 0 | 0 | 0 | 0 | 0 | 0
00 Ret.Exist_Non-FBC_DSI & GPM & SCR & DRET | 0 | 0 | 0 | 0 | 0 | 0 | 0
00 Ret.Exist_Non-FBC_DSI & GPM & SCR & NGC | 0 | 0 | 0 | 0 | 0 | 0 | 0
00 Ret.Exist_Non-FBC_DSI & GPM & SNCR | 0 | 0 | 0 | 0 | 0 | 0 | 0
00 Ret.Exist_Non-FBC_DSI & GPM & SNCR & DRET | 0 | 0 | 0 | 0 | 0 | 0 | 0
00 Ret.Exist_Non-FBC_DSI & GPM & SNCR & NGC | 0 | 0 | 0 | 0 | 0 | 0 | 0
00 Ret.Exist_Non-FBC_DSI & GPM & WetFGD & SCR & CCS | 0 | 0 | 0 | 0 | 0 | 0 | 0
00 Ret.Exist_Non-FBC_DSI & NGC | 0 | 0 | 0 | 0 | 0 | 0 | 0
00 Ret.Exist_Non-FBC_DSI & SCR | 0 | 0 | 0 | 0 | 0 | 0 | 0
00 Ret.Exist_Non-FBC_DSI & SCR & C2G | 0 | 0 | 0 | 0 | 0 | 0 | 0
00 Ret.Exist_Non-FBC_DSI & SCR & DRET | 0 | 0 | 0 | 0 | 0 | 0 | 0
00 Ret.Exist_Non-FBC_DSI & SCR & NGC | 0 | 0 | 0 | 0 | 0 | 0 | 0
00 Ret.Exist_Non-FBC_DSI & SCR & WetFGD & CCS | 0 | 0 | 0 | 0 | 0 | 0 | 0
00 Ret.Exist_Non-FBC_DSI & SNCR | 0 | 0 | 0 | 0 | 0 | 0 | 0
00 Ret.Exist_Non-FBC_DSI & SNCR & C2G | 0 | 0 | 0 | 0 | 0 | 0 | 0
00 Ret.Exist_Non-FBC_DSI & SNCR & DRET | 0 | 0 | 0 | 0 | 0 | 0 | 0
00 Ret.Exist_Non-FBC_DSI & SNCR & NGC | 0 | 0 | 0 | 0 | 0 | 0 | 0
00 Ret.Exist_Non-FBC_NoCtrl & ACI | 0 | 0 | 0 | 0 | 0 | 0 | 0
00 Ret.Exist_Non-FBC_NoCtrl & ACI & C2G | 0 | 0 | 0 | 0 | 0 | 0 | 0
00 Ret.Exist_Non-FBC_NoCtrl & ACI & C2G & SCR | 0 | 0 | 0 | 0 | 0 | 0 | 0
00 Ret.Exist_Non-FBC_NoCtrl & ACI & DRET | 0 | 0 | 0 | 0 | 0 | 0 | 0
00 Ret.Exist_Non-FBC_NoCtrl & ACI & DSI | 0 | 0 | 0 | 0 | 0 | 0 | 0
00 Ret.Exist_Non-FBC_NoCtrl & ACI & DSI & C2G | 0 | 0 | 0 | 0 | 0 | 0 | 0
00 Ret.Exist_Non-FBC_NoCtrl & ACI & DSI & C2G & SCR | 0 | 0 | 0 | 0 | 0 | 0 | 0
00 Ret.Exist_Non-FBC_NoCtrl & ACI & DSI & DRET | 0 | 0 | 0 | 0 | 0 | 0 | 0
00 Ret.Exist_Non-FBC_NoCtrl & ACI & DSI & GPM | 0 | 0 | 0 | 0 | 0 | 0 | 0
00 Ret.Exist_Non-FBC_NoCtrl & ACI & DSI & GPM & C2G | 0 | 0 | 0 | 0 | 0 | 0 | 0
00 Ret.Exist_Non-FBC_NoCtrl & ACI & DSI & GPM & C2G & SCR | 0 | 0 | 0 | 0 | 0 | 0 | 0
00 Ret.Exist_Non-FBC_NoCtrl & ACI & DSI & GPM & DRET | 0 | 0 | 0 | 0 | 0 | 0 | 0
00 Ret.Exist_Non-FBC_NoCtrl & ACI & DSI & GPM & NGC | 0 | 0 | 0 | 0 | 0 | 0 | 0
00 Ret.Exist_Non-FBC_NoCtrl & ACI & DSI & GPM & SCR | 0 | 0 | 0 | 0 | 0 | 0 | 0
00 Ret.Exist_Non-FBC_NoCtrl & ACI & DSI & GPM & SCR & DRET | 0 | 0 | 0 | 0 | 0 | 0 | 0
00 Ret.Exist_Non-FBC_NoCtrl & ACI & DSI & GPM & SCR & NGC | 0 | 0 | 0 | 0 | 0 | 0 | 0
00 Ret.Exist_Non-FBC_NoCtrl & ACI & DSI & GPM & SNCR | 0 | 0 | 0 | 0 | 0 | 0 | 0
00 Ret.Exist_Non-FBC_NoCtrl & ACI & DSI & GPM & SNCR & DRET | 0 | 0 | 0 | 0 | 0 | 0 | 0
00 Ret.Exist_Non-FBC_NoCtrl & ACI & DSI & GPM & SNCR & NGC | 0 | 0 | 0 | 0 | 0 | 0 | 0
00 Ret.Exist_Non-FBC_NoCtrl & ACI & DSI & GPM & WetFGD & SCR & CCS | 0 | 0 | 0 | 0 | 0 | 0 | 0
00 Ret.Exist_Non-FBC_NoCtrl & ACI & DSI & NGC | 0 | 0 | 0 | 0 | 0 | 0 | 0
00 Ret.Exist_Non-FBC_NoCtrl & ACI & DSI & SCR | 0 | 0 | 0 | 0 | 0 | 0 | 0
00 Ret.Exist_Non-FBC_NoCtrl & ACI & DSI & SCR & DRET | 0 | 0 | 0 | 0 | 0 | 0 | 0
00 Ret.Exist_Non-FBC_NoCtrl & ACI & DSI & SCR & NGC | 0 | 0 | 0 | 0 | 0 | 0 | 0
00 Ret.Exist_Non-FBC_NoCtrl & ACI & DSI & SNCR | 0 | 0 | 0 | 0 | 0 | 0 | 0
00 Ret.Exist_Non-FBC_NoCtrl & ACI & DSI & SNCR & DRET | 0 | 0 | 0 | 0 | 0 | 0 | 0
00 Ret.Exist_Non-FBC_NoCtrl & ACI & DSI & SNCR & NGC | 0 | 0 | 0 | 0 | 0 | 0 | 0
00 Ret.Exist_Non-FBC_NoCtrl & ACI & DSI & WetFGD & SCR & CCS | 0 | 0 | 0 | 0 | 0 | 0 | 0
00 Ret.Exist_Non-FBC_NoCtrl & ACI & GPM | 0 | 0 | 0 | 0 | 0 | 0 | 0
00 Ret.Exist_Non-FBC_NoCtrl & ACI & GPM & C2G | 0 | 0 | 0 | 0 | 0 | 0 | 0
00 Ret.Exist_Non-FBC_NoCtrl & ACI & GPM & C2G & SCR | 0 | 0 | 0 | 0 | 0 | 0 | 0
00 Ret.Exist_Non-FBC_NoCtrl & ACI & GPM & DRET | 0 | 0 | 0 | 0 | 0 | 0 | 0
00 Ret.Exist_Non-FBC_NoCtrl & ACI & GPM & NGC | 0 | 0 | 0 | 0 | 0 | 0 | 0
00 Ret.Exist_Non-FBC_NoCtrl & ACI & GPM & SCR | 0 | 0 | 0 | 0 | 0 | 0 | 0
00 Ret.Exist_Non-FBC_NoCtrl & ACI & GPM & SCR & DRET | 0 | 0 | 0 | 0 | 0 | 0 | 0
00 Ret.Exist_Non-FBC_NoCtrl & ACI & GPM & SCR & NGC | 0 | 0 | 0 | 0 | 0 | 0 | 0
00 Ret.Exist_Non-FBC_NoCtrl & ACI & GPM & SNCR | 0 | 0 | 0 | 0 | 0 | 0 | 0
00 Ret.Exist_Non-FBC_NoCtrl & ACI & GPM & SNCR & DRET | 0 | 0 | 0 | 0 | 0 | 0 | 0
00 Ret.Exist_Non-FBC_NoCtrl & ACI & GPM & SNCR & NGC | 0 | 0 | 0 | 0 | 0 | 0 | 0
00 Ret.Exist_Non-FBC_NoCtrl & ACI & GPM & WetFGD & SCR & CCS | 0 | 0 | 0 | 0 | 0 | 0 | 0
00 Ret.Exist_Non-FBC_NoCtrl & ACI & NGC | 0 | 0 | 0 | 0 | 0 | 0 | 0
00 Ret.Exist_Non-FBC_NoCtrl & ACI & SCR | 0 | 0 | 0 | 0 | 0 | 0 | 0
00 Ret.Exist_Non-FBC_NoCtrl & ACI & SCR & DRET | 0 | 0 | 0 | 0 | 0 | 0 | 0
00 Ret.Exist_Non-FBC_NoCtrl & ACI & SCR & NGC | 0 | 0 | 0 | 0 | 0 | 0 | 0
00 Ret.Exist_Non-FBC_NoCtrl & ACI & SNCR | 0 | 0 | 0 | 0 | 0 | 0 | 0
00 Ret.Exist_Non-FBC_NoCtrl & ACI & SNCR & DRET | 0 | 0 | 0 | 0 | 0 | 0 | 0
00 Ret.Exist_Non-FBC_NoCtrl & ACI & SNCR & NGC | 0 | 0 | 0 | 0 | 0 | 0 | 0
00 Ret.Exist_Non-FBC_NoCtrl & ACI & WetFGD & SCR & CCS | 0 | 0 | 0 | 0 | 0 | 0 | 0
00 Ret.Exist_Non-FBC_NoCtrl & C2G | 0 | 0 | 0 | 0 | 0 | 0 | 0
00 Ret.Exist_Non-FBC_NoCtrl & C2G & SCR | 0 | 0 | 0 | 0 | 0 | 0 | 0
00 Ret.Exist_Non-FBC_NoCtrl & DCCS | 0 | 0 | 0 | 0 | 0 | 0 | 0
00 Ret.Exist_Non-FBC_NoCtrl & DCCS & WetFGD & SCR & CCS | 0 | 0 | 0 | 0 | 0 | 0 | 0
00 Ret.Exist_Non-FBC_NoCtrl & DRET | 0 | 750.5156 | 0 | 0 | 0 | 0 | 0
00 Ret.Exist_Non-FBC_NoCtrl & DSI | 0 | 0 | 0 | 0 | 0 | 0 | 0
00 Ret.Exist_Non-FBC_NoCtrl & DSI & C2G | 0 | 0 | 0 | 0 | 0 | 0 | 0
00 Ret.Exist_Non-FBC_NoCtrl & DSI & C2G & SCR | 0 | 0 | 0 | 0 | 0 | 0 | 0
00 Ret.Exist_Non-FBC_NoCtrl & DSI & DRET | 0 | 0 | 0 | 0 | 0 | 0 | 0
00 Ret.Exist_Non-FBC_NoCtrl & DSI & GPM | 0 | 0 | 0 | 0 | 0 | 0 | 0
00 Ret.Exist_Non-FBC_NoCtrl & DSI & GPM & C2G | 0 | 0 | 0 | 0 | 0 | 0 | 0
00 Ret.Exist_Non-FBC_NoCtrl & DSI & GPM & C2G & SCR | 0 | 0 | 0 | 0 | 0 | 0 | 0
00 Ret.Exist_Non-FBC_NoCtrl & DSI & GPM & DRET | 0 | 0 | 0 | 0 | 0 | 0 | 0
00 Ret.Exist_Non-FBC_NoCtrl & DSI & GPM & NGC | 0 | 0 | 0 | 0 | 0 | 0 | 0
00 Ret.Exist_Non-FBC_NoCtrl & DSI & GPM & SCR | 0 | 0 | 0 | 0 | 0 | 0 | 0
00 Ret.Exist_Non-FBC_NoCtrl & DSI & GPM & SCR & DRET | 0 | 0 | 0 | 0 | 0 | 0 | 0
00 Ret.Exist_Non-FBC_NoCtrl & DSI & GPM & SCR & NGC | 0 | 0 | 0 | 0 | 0 | 0 | 0
00 Ret.Exist_Non-FBC_NoCtrl & DSI & GPM & SNCR | 0 | 0 | 0 | 0 | 0 | 0 | 0
00 Ret.Exist_Non-FBC_NoCtrl & DSI & GPM & SNCR & DRET | 0 | 0 | 0 | 0 | 0 | 0 | 0
00 Ret.Exist_Non-FBC_NoCtrl & DSI & GPM & SNCR & NGC | 0 | 0 | 0 | 0 | 0 | 0 | 0
00 Ret.Exist_Non-FBC_NoCtrl & DSI & GPM & WetFGD & SCR & CCS | 0 | 0 | 0 | 0 | 0 | 0 | 0
00 Ret.Exist_Non-FBC_NoCtrl & DSI & NGC | 0 | 0 | 0 | 0 | 0 | 0 | 0
00 Ret.Exist_Non-FBC_NoCtrl & DSI & SCR | 0 | 0 | 0 | 0 | 0 | 0 | 0
00 Ret.Exist_Non-FBC_NoCtrl & DSI & SCR & DRET | 0 | 0 | 0 | 0 | 0 | 0 | 0
00 Ret.Exist_Non-FBC_NoCtrl & DSI & SCR & NGC | 0 | 0 | 0 | 0 | 0 | 0 | 0
00 Ret.Exist_Non-FBC_NoCtrl & DSI & SNCR | 0 | 0 | 0 | 0 | 0 | 0 | 0
00 Ret.Exist_Non-FBC_NoCtrl & DSI & SNCR & DRET | 0 | 0 | 0 | 0 | 0 | 0 | 0
00 Ret.Exist_Non-FBC_NoCtrl & DSI & SNCR & NGC | 0 | 0 | 0 | 0 | 0 | 0 | 0
00 Ret.Exist_Non-FBC_NoCtrl & DSI & WetFGD & SCR & CCS | 0 | 0 | 0 | 0 | 0 | 0 | 0
00 Ret.Exist_Non-FBC_NoCtrl & GPM | 0 | 0 | 0 | 0 | 0 | 0 | 0
00 Ret.Exist_Non-FBC_NoCtrl & GPM & C2G | 0 | 0 | 0 | 0 | 0 | 0 | 0
00 Ret.Exist_Non-FBC_NoCtrl & GPM & C2G & SCR | 0 | 0 | 0 | 0 | 0 | 0 | 0
00 Ret.Exist_Non-FBC_NoCtrl & GPM & DRET | 0 | 0 | 0 | 0 | 0 | 0 | 0
00 Ret.Exist_Non-FBC_NoCtrl & GPM & NGC | 0 | 0 | 0 | 0 | 0 | 0 | 0
00 Ret.Exist_Non-FBC_NoCtrl & GPM & SCR | 0 | 0 | 0 | 0 | 0 | 0 | 0
00 Ret.Exist_Non-FBC_NoCtrl & GPM & SCR & DRET | 0 | 0 | 0 | 0 | 0 | 0 | 0
00 Ret.Exist_Non-FBC_NoCtrl & GPM & SCR & NGC | 0 | 0 | 0 | 0 | 0 | 0 | 0
00 Ret.Exist_Non-FBC_NoCtrl & GPM & SNCR | 0 | 0 | 0 | 0 | 0 | 0 | 0
00 Ret.Exist_Non-FBC_NoCtrl & GPM & SNCR & DRET | 0 | 0 | 0 | 0 | 0 | 0 | 0
00 Ret.Exist_Non-FBC_NoCtrl & GPM & SNCR & NGC | 0 | 0 | 0 | 0 | 0 | 0 | 0
00 Ret.Exist_Non-FBC_NoCtrl & GPM & WetFGD & SCR & CCS | 0 | 0 | 0 | 0 | 0 | 0 | 0
00 Ret.Exist_Non-FBC_NoCtrl & NGC | 0 | 0 | 0 | 0 | 0 | 0 | 0
00 Ret.Exist_Non-FBC_NoCtrl & SCR | 0 | 0 | 0 | 0 | 0 | 0 | 0
00 Ret.Exist_Non-FBC_NoCtrl & SCR & C2G | 0 | 0 | 0 | 0 | 0 | 0 | 0
00 Ret.Exist_Non-FBC_NoCtrl & SCR & DRET | 0 | 0 | 0 | 0 | 0 | 0 | 0
00 Ret.Exist_Non-FBC_NoCtrl & SCR & NGC | 0 | 0 | 0 | 0 | 0 | 0 | 0
00 Ret.Exist_Non-FBC_NoCtrl & SCR & WetFGD & CCS | 0 | 0 | 0 | 0 | 0 | 0 | 0
00 Ret.Exist_Non-FBC_NoCtrl & SNCR | 0 | 0 | 0 | 0 | 0 | 0 | 0
00 Ret.Exist_Non-FBC_NoCtrl & SNCR & C2G | 0 | 0 | 0 | 0 | 0 | 0 | 0
00 Ret.Exist_Non-FBC_NoCtrl & SNCR & DRET | 0 | 0 | 0 | 0 | 0 | 0 | 0
00 Ret.Exist_Non-FBC_NoCtrl & SNCR & NGC | 0 | 0 | 0 | 0 | 0 | 0 | 0
00 Ret.Exist_Non-FBC_SCR_ACI & C2G | 0 | 0 | 0 | 0 | 0 | 0 | 0
00 Ret.Exist_Non-FBC_SCR_ACI & DCCS | 0 | 7752.2853 | 0 | 0 | 0 | 0 | 0
00 Ret.Exist_Non-FBC_SCR_ACI & DCCS & WetFGD & CCS | 0 | 0 | 5277.4785 | 5277.4785 | 0 | 0 | 0
00 Ret.Exist_Non-FBC_SCR_ACI & DRET | 0 | 4513.8861 | 0 | 0 | 0 | 0 | 0
00 Ret.Exist_Non-FBC_SCR_ACI & DSI | 0 | 0 | 0 | 0 | 0 | 0 | 0
00 Ret.Exist_Non-FBC_SCR_ACI & DSI & C2G | 0 | 0 | 0 | 0 | 0 | 0 | 0
00 Ret.Exist_Non-FBC_SCR_ACI & DSI & DRET | 0 | 0 | 0 | 0 | 0 | 0 | 0
00 Ret.Exist_Non-FBC_SCR_ACI & DSI & GPM | 0 | 0 | 0 | 0 | 0 | 0 | 0
00 Ret.Exist_Non-FBC_SCR_ACI & DSI & GPM & C2G | 0 | 0 | 0 | 0 | 0 | 0 | 0
00 Ret.Exist_Non-FBC_SCR_ACI & DSI & GPM & DRET | 0 | 0 | 0 | 0 | 0 | 0 | 0
00 Ret.Exist_Non-FBC_SCR_ACI & DSI & GPM & NGC | 0 | 0 | 0 | 0 | 0 | 0 | 0
00 Ret.Exist_Non-FBC_SCR_ACI & DSI & GPM & WetFGD & CCS | 0 | 0 | 0 | 0 | 0 | 0 | 0
00 Ret.Exist_Non-FBC_SCR_ACI & DSI & NGC | 0 | 0 | 0 | 0 | 0 | 0 | 0
00 Ret.Exist_Non-FBC_SCR_ACI & DSI & WetFGD & CCS | 0 | 0 | 0 | 0 | 0 | 0 | 0
00 Ret.Exist_Non-FBC_SCR_ACI & GPM | 0 | 0 | 0 | 0 | 0 | 0 | 0
00 Ret.Exist_Non-FBC_SCR_ACI & GPM & C2G | 0 | 0 | 0 | 0 | 0 | 0 | 0
00 Ret.Exist_Non-FBC_SCR_ACI & GPM & DRET | 0 | 0 | 0 | 0 | 0 | 0 | 0
00 Ret.Exist_Non-FBC_SCR_ACI & GPM & NGC | 0 | 0 | 0 | 0 | 0 | 0 | 0
00 Ret.Exist_Non-FBC_SCR_ACI & GPM & WetFGD & CCS | 0 | 0 | 0 | 0 | 0 | 0 | 0
00 Ret.Exist_Non-FBC_SCR_ACI & NGC | 0 | 0 | 0 | 0 | 0 | 0 | 0
00 Ret.Exist_Non-FBC_SCR_ACI & WetFGD & CCS | 0 | 0 | 0 | 0 | 0 | 0 | 0
00 Ret.Exist_Non-FBC_SCR_ACI_DSI & C2G | 0 | 0 | 0 | 0 | 0 | 0 | 0
00 Ret.Exist_Non-FBC_SCR_ACI_DSI & DCCS | 0 | 0 | 0 | 0 | 0 | 0 | 0
00 Ret.Exist_Non-FBC_SCR_ACI_DSI & DCCS & WetFGD & CCS | 0 | 0 | 0 | 0 | 0 | 0 | 0
00 Ret.Exist_Non-FBC_SCR_ACI_DSI & DRET | 0 | 1589.8841 | 0 | 0 | 0 | 0 | 0
00 Ret.Exist_Non-FBC_SCR_ACI_DSI & GPM | 0 | 0 | 0 | 0 | 0 | 0 | 0
00 Ret.Exist_Non-FBC_SCR_ACI_DSI & GPM & C2G | 0 | 0 | 0 | 0 | 0 | 0 | 0
00 Ret.Exist_Non-FBC_SCR_ACI_DSI & GPM & DRET | 0 | 0 | 0 | 0 | 0 | 0 | 0
00 Ret.Exist_Non-FBC_SCR_ACI_DSI & GPM & NGC | 0 | 0 | 0 | 0 | 0 | 0 | 0
00 Ret.Exist_Non-FBC_SCR_ACI_DSI & GPM & WetFGD & CCS | 0 | 0 | 0 | 0 | 0 | 0 | 0
00 Ret.Exist_Non-FBC_SCR_ACI_DSI & NGC | 0 | 0 | 0 | 0 | 0 | 0 | 0
00 Ret.Exist_Non-FBC_SCR_ACI_DSI & WetFGD & CCS | 0 | 0 | 0 | 0 | 0 | 0 | 0
00 Ret.Exist_Non-FBC_SNCR_ACI & C2G | 0 | 0 | 0 | 0 | 0 | 0 | 0
00 Ret.Exist_Non-FBC_SNCR_ACI & C2G & SCR | 0 | 0 | 0 | 0 | 0 | 0 | 0
00 Ret.Exist_Non-FBC_SNCR_ACI & DRET | 0 | 0 | 0 | 0 | 0 | 0 | 0
00 Ret.Exist_Non-FBC_SNCR_ACI & DSI | 0 | 0 | 0 | 0 | 0 | 0 | 0
00 Ret.Exist_Non-FBC_SNCR_ACI & DSI & C2G | 0 | 0 | 0 | 0 | 0 | 0 | 0
00 Ret.Exist_Non-FBC_SNCR_ACI & DSI & C2G & SCR | 0 | 0 | 0 | 0 | 0 | 0 | 0
00 Ret.Exist_Non-FBC_SNCR_ACI & DSI & DRET | 0 | 0 | 0 | 0 | 0 | 0 | 0
00 Ret.Exist_Non-FBC_SNCR_ACI & DSI & NGC | 0 | 0 | 0 | 0 | 0 | 0 | 0
00 Ret.Exist_Non-FBC_SNCR_ACI & DSI & SCR | 0 | 0 | 0 | 0 | 0 | 0 | 0
00 Ret.Exist_Non-FBC_SNCR_ACI & DSI & SCR & DRET | 0 | 0 | 0 | 0 | 0 | 0 | 0
00 Ret.Exist_Non-FBC_SNCR_ACI & DSI & SCR & NGC | 0 | 0 | 0 | 0 | 0 | 0 | 0
00 Ret.Exist_Non-FBC_SNCR_ACI & DSI & WetFGD & SCR & CCS | 0 | 0 | 0 | 0 | 0 | 0 | 0
00 Ret.Exist_Non-FBC_SNCR_ACI & GPM | 0 | 0 | 0 | 0 | 0 | 0 | 0
00 Ret.Exist_Non-FBC_SNCR_ACI & GPM & C2G | 0 | 0 | 0 | 0 | 0 | 0 | 0
00 Ret.Exist_Non-FBC_SNCR_ACI & GPM & C2G & SCR | 0 | 0 | 0 | 0 | 0 | 0 | 0
00 Ret.Exist_Non-FBC_SNCR_ACI & GPM & DRET | 0 | 0 | 0 | 0 | 0 | 0 | 0
00 Ret.Exist_Non-FBC_SNCR_ACI & GPM & NGC | 0 | 0 | 0 | 0 | 0 | 0 | 0
00 Ret.Exist_Non-FBC_SNCR_ACI & GPM & SCR | 0 | 0 | 0 | 0 | 0 | 0 | 0
00 Ret.Exist_Non-FBC_SNCR_ACI & GPM & SCR & DRET | 0 | 0 | 0 | 0 | 0 | 0 | 0
00 Ret.Exist_Non-FBC_SNCR_ACI & GPM & SCR & NGC | 0 | 0 | 0 | 0 | 0 | 0 | 0
00 Ret.Exist_Non-FBC_SNCR_ACI & GPM & WetFGD & SCR & CCS | 0 | 0 | 0 | 0 | 0 | 0 | 0
00 Ret.Exist_Non-FBC_SNCR_ACI & NGC | 0 | 0 | 0 | 0 | 0 | 0 | 0
00 Ret.Exist_Non-FBC_SNCR_ACI & SCR | 0 | 0 | 0 | 0 | 0 | 0 | 0
00 Ret.Exist_Non-FBC_SNCR_ACI & SCR & C2G | 0 | 0 | 0 | 0 | 0 | 0 | 0
00 Ret.Exist_Non-FBC_SNCR_ACI & SCR & DRET | 0 | 0 | 0 | 0 | 0 | 0 | 0
00 Ret.Exist_Non-FBC_SNCR_ACI & SCR & NGC | 0 | 0 | 0 | 0 | 0 | 0 | 0
00 Ret.Exist_Non-FBC_SNCR_ACI & SCR & WetFGD & CCS | 0 | 0 | 0 | 0 | 0 | 0 | 0
00 Ret.Exist_Non-FBC_SNCR_ACI_DSI & C2G | 0 | 0 | 0 | 0 | 0 | 0 | 0
00 Ret.Exist_Non-FBC_SNCR_ACI_DSI & C2G & SCR | 0 | 0 | 0 | 0 | 0 | 0 | 0
00 Ret.Exist_Non-FBC_SNCR_ACI_DSI & DCCS | 0 | 0 | 0 | 0 | 0 | 0 | 0
00 Ret.Exist_Non-FBC_SNCR_ACI_DSI & DCCS & WetFGD & SCR & CCS | 0 | 0 | 0 | 0 | 0 | 0 | 0
00 Ret.Exist_Non-FBC_SNCR_ACI_DSI & DRET | 0 | 0 | 0 | 0 | 0 | 0 | 0
00 Ret.Exist_Non-FBC_SNCR_ACI_DSI & GPM | 0 | 0 | 0 | 0 | 0 | 0 | 0
00 Ret.Exist_Non-FBC_SNCR_ACI_DSI & GPM & C2G | 0 | 0 | 0 | 0 | 0 | 0 | 0
00 Ret.Exist_Non-FBC_SNCR_ACI_DSI & GPM & C2G & SCR | 0 | 0 | 0 | 0 | 0 | 0 | 0
00 Ret.Exist_Non-FBC_SNCR_ACI_DSI & GPM & DRET | 0 | 0 | 0 | 0 | 0 | 0 | 0
00 Ret.Exist_Non-FBC_SNCR_ACI_DSI & GPM & NGC | 0 | 0 | 0 | 0 | 0 | 0 | 0
00 Ret.Exist_Non-FBC_SNCR_ACI_DSI & GPM & SCR | 0 | 0 | 0 | 0 | 0 | 0 | 0
00 Ret.Exist_Non-FBC_SNCR_ACI_DSI & GPM & SCR & DRET | 0 | 0 | 0 | 0 | 0 | 0 | 0
00 Ret.Exist_Non-FBC_SNCR_ACI_DSI & GPM & SCR & NGC | 0 | 0 | 0 | 0 | 0 | 0 | 0
00 Ret.Exist_Non-FBC_SNCR_ACI_DSI & GPM & WetFGD & SCR & CCS | 0 | 0 | 0 | 0 | 0 | 0 | 0
00 Ret.Exist_Non-FBC_SNCR_ACI_DSI & NGC | 0 | 0 | 0 | 0 | 0 | 0 | 0
00 Ret.Exist_Non-FBC_SNCR_ACI_DSI & SCR | 0 | 0 | 0 | 0 | 0 | 0 | 0
00 Ret.Exist_Non-FBC_SNCR_ACI_DSI & SCR & C2G | 0 | 0 | 0 | 0 | 0 | 0 | 0
00 Ret.Exist_Non-FBC_SNCR_ACI_DSI & SCR & DRET | 0 | 0 | 0 | 0 | 0 | 0 | 0
00 Ret.Exist_Non-FBC_SNCR_ACI_DSI & SCR & NGC | 0 | 0 | 0 | 0 | 0 | 0 | 0
00 Ret.Exist_Non-FBC_SNCR_ACI_DSI & SCR & WetFGD & CCS | 0 | 0 | 0 | 0 | 0 | 0 | 0
00 Ret.Exist_Non-FBC_WetFGD & ACI | 0 | 0 | 0 | 0 | 0 | 0 | 0
00 Ret.Exist_Non-FBC_WetFGD & ACI & C2G | 0 | 0 | 0 | 0 | 0 | 0 | 0
00 Ret.Exist_Non-FBC_WetFGD & ACI & C2G & SCR | 0 | 0 | 0 | 0 | 0 | 0 | 0
00 Ret.Exist_Non-FBC_WetFGD & ACI & DRET | 0 | 0 | 0 | 0 | 0 | 0 | 0
00 Ret.Exist_Non-FBC_WetFGD & ACI & GPM | 0 | 0 | 0 | 0 | 0 | 0 | 0
00 Ret.Exist_Non-FBC_WetFGD & ACI & GPM & C2G | 0 | 0 | 0 | 0 | 0 | 0 | 0
00 Ret.Exist_Non-FBC_WetFGD & ACI & GPM & C2G & SCR | 0 | 0 | 0 | 0 | 0 | 0 | 0
00 Ret.Exist_Non-FBC_WetFGD & ACI & GPM & DRET | 0 | 0 | 0 | 0 | 0 | 0 | 0
00 Ret.Exist_Non-FBC_WetFGD & ACI & GPM & NGC | 0 | 0 | 0 | 0 | 0 | 0 | 0
00 Ret.Exist_Non-FBC_WetFGD & ACI & GPM & SCR | 0 | 0 | 0 | 0 | 0 | 0 | 0
00 Ret.Exist_Non-FBC_WetFGD & ACI & GPM & SCR & CCS | 0 | 0 | 0 | 0 | 0 | 0 | 0
00 Ret.Exist_Non-FBC_WetFGD & ACI & GPM & SCR & DRET | 0 | 0 | 0 | 0 | 0 | 0 | 0
00 Ret.Exist_Non-FBC_WetFGD & ACI & GPM & SCR & NGC | 0 | 0 | 0 | 0 | 0 | 0 | 0
00 Ret.Exist_Non-FBC_WetFGD & ACI & GPM & SNCR | 0 | 0 | 0 | 0 | 0 | 0 | 0
00 Ret.Exist_Non-FBC_WetFGD & ACI & GPM & SNCR & DRET | 0 | 0 | 0 | 0 | 0 | 0 | 0
00 Ret.Exist_Non-FBC_WetFGD & ACI & GPM & SNCR & NGC | 0 | 0 | 0 | 0 | 0 | 0 | 0
00 Ret.Exist_Non-FBC_WetFGD & ACI & NGC | 0 | 0 | 0 | 0 | 0 | 0 | 0
00 Ret.Exist_Non-FBC_WetFGD & ACI & SCR | 0 | 0 | 0 | 0 | 0 | 0 | 0
00 Ret.Exist_Non-FBC_WetFGD & ACI & SCR & CCS | 0 | 0 | 0 | 0 | 0 | 0 | 0
00 Ret.Exist_Non-FBC_WetFGD & ACI & SCR & DRET | 0 | 0 | 0 | 0 | 0 | 0 | 0
00 Ret.Exist_Non-FBC_WetFGD & ACI & SCR & NGC | 0 | 0 | 0 | 0 | 0 | 0 | 0
00 Ret.Exist_Non-FBC_WetFGD & ACI & SNCR | 0 | 0 | 0 | 0 | 0 | 0 | 0
00 Ret.Exist_Non-FBC_WetFGD & ACI & SNCR & DRET | 0 | 0 | 0 | 0 | 0 | 0 | 0
00 Ret.Exist_Non-FBC_WetFGD & ACI & SNCR & NGC | 0 | 0 | 0 | 0 | 0 | 0 | 0
00 Ret.Exist_Non-FBC_WetFGD & C2G | 0 | 0 | 0 | 0 | 0 | 0 | 0
00 Ret.Exist_Non-FBC_WetFGD & C2G & SCR | 0 | 0 | 0 | 0 | 0 | 0 | 0
00 Ret.Exist_Non-FBC_WetFGD & DRET | 0 | 0 | 0 | 0 | 0 | 0 | 0
00 Ret.Exist_Non-FBC_WetFGD & DCCS | 0 | 0 | 0 | 0 | 0 | 0 | 0
00 Ret.Exist_Non-FBC_WetFGD & DCCS & SCR & CCS | 0 | 0 | 0 | 0 | 0 | 0 | 0
00 Ret.Exist_Non-FBC_WetFGD & GPM | 0 | 0 | 0 | 0 | 0 | 0 | 0
00 Ret.Exist_Non-FBC_WetFGD & GPM & C2G | 0 | 0 | 0 | 0 | 0 | 0 | 0
00 Ret.Exist_Non-FBC_WetFGD & GPM & C2G & SCR | 0 | 0 | 0 | 0 | 0 | 0 | 0
00 Ret.Exist_Non-FBC_WetFGD & GPM & DRET | 0 | 0 | 0 | 0 | 0 | 0 | 0
00 Ret.Exist_Non-FBC_WetFGD & GPM & NGC | 0 | 0 | 0 | 0 | 0 | 0 | 0
00 Ret.Exist_Non-FBC_WetFGD & GPM & SCR | 0 | 0 | 0 | 0 | 0 | 0 | 0
00 Ret.Exist_Non-FBC_WetFGD & GPM & SCR & CCS | 0 | 0 | 0 | 0 | 0 | 0 | 0
00 Ret.Exist_Non-FBC_WetFGD & GPM & SCR & DRET | 0 | 0 | 0 | 0 | 0 | 0 | 0
00 Ret.Exist_Non-FBC_WetFGD & GPM & SCR & NGC | 0 | 0 | 0 | 0 | 0 | 0 | 0
00 Ret.Exist_Non-FBC_WetFGD & GPM & SNCR | 0 | 0 | 0 | 0 | 0 | 0 | 0
00 Ret.Exist_Non-FBC_WetFGD & GPM & SNCR & DRET | 0 | 0 | 0 | 0 | 0 | 0 | 0
00 Ret.Exist_Non-FBC_WetFGD & GPM & SNCR & NGC | 0 | 0 | 0 | 0 | 0 | 0 | 0
00 Ret.Exist_Non-FBC_WetFGD & NGC | 0 | 0 | 0 | 0 | 0 | 0 | 0
00 Ret.Exist_Non-FBC_WetFGD & SCR | 0 | 0 | 0 | 0 | 0 | 0 | 0
00 Ret.Exist_Non-FBC_WetFGD & SCR & C2G | 0 | 0 | 0 | 0 | 0 | 0 | 0
00 Ret.Exist_Non-FBC_WetFGD & SCR & CCS | 0 | 0 | 669.1163 | 669.1163 | 0 | 0 | 0
00 Ret.Exist_Non-FBC_WetFGD & SCR & DRET | 0 | 0 | 0 | 0 | 0 | 0 | 0
00 Ret.Exist_Non-FBC_WetFGD & SCR & NGC | 0 | 0 | 0 | 0 | 0 | 0 | 0
00 Ret.Exist_Non-FBC_WetFGD & SNCR | 0 | 0 | 0 | 0 | 0 | 0 | 0
00 Ret.Exist_Non-FBC_WetFGD & SNCR & C2G | 0 | 0 | 0 | 0 | 0 | 0 | 0
00 Ret.Exist_Non-FBC_WetFGD & SNCR & DRET | 0 | 0 | 0 | 0 | 0 | 0 | 0
00 Ret.Exist_Non-FBC_WetFGD & SNCR & NGC | 0 | 0 | 0 | 0 | 0 | 0 | 0
00 Ret.Exist_Non-FBC_WetFGD_ACI & C2G | 187.464 | 187.464 | 187.464 | 0 | 0 | 0 | 0
00 Ret.Exist_Non-FBC_WetFGD_ACI & C2G & SCR | 0 | 0 | 0 | 0 | 0 | 0 | 0
00 Ret.Exist_Non-FBC_WetFGD_ACI & DCCS | 0 | 18392.6015 | 0 | 0 | 0 | 0 | 0
00 Ret.Exist_Non-FBC_WetFGD_ACI & DCCS & SCR & CCS | 0 | 0 | 12208.478 | 12208.478 | 624.7305 | 654.7614 | 656.1823
00 Ret.Exist_Non-FBC_WetFGD_ACI & DRET | 0 | 1129.5079 | 0 | 0 | 0 | 0 | 0
00 Ret.Exist_Non-FBC_WetFGD_ACI & GPM | 0 | 0 | 0 | 0 | 0 | 0 | 0
00 Ret.Exist_Non-FBC_WetFGD_ACI & GPM & C2G | 0 | 0 | 0 | 0 | 0 | 0 | 0
00 Ret.Exist_Non-FBC_WetFGD_ACI & GPM & C2G & SCR | 0 | 0 | 0 | 0 | 0 | 0 | 0
00 Ret.Exist_Non-FBC_WetFGD_ACI & GPM & DRET | 0 | 0 | 0 | 0 | 0 | 0 | 0
00 Ret.Exist_Non-FBC_WetFGD_ACI & GPM & NGC | 0 | 0 | 0 | 0 | 0 | 0 | 0
00 Ret.Exist_Non-FBC_WetFGD_ACI & GPM & SCR | 0 | 0 | 0 | 0 | 0 | 0 | 0
00 Ret.Exist_Non-FBC_WetFGD_ACI & GPM & SCR & CCS | 0 | 0 | 0 | 0 | 0 | 0 | 0
00 Ret.Exist_Non-FBC_WetFGD_ACI & GPM & SCR & DRET | 0 | 0 | 0 | 0 | 0 | 0 | 0
00 Ret.Exist_Non-FBC_WetFGD_ACI & GPM & SCR & NGC | 0 | 0 | 0 | 0 | 0 | 0 | 0
00 Ret.Exist_Non-FBC_WetFGD_ACI & GPM & SNCR | 0 | 0 | 0 | 0 | 0 | 0 | 0
00 Ret.Exist_Non-FBC_WetFGD_ACI & GPM & SNCR & DRET | 0 | 0 | 0 | 0 | 0 | 0 | 0
00 Ret.Exist_Non-FBC_WetFGD_ACI & GPM & SNCR & NGC | 0 | 0 | 0 | 0 | 0 | 0 | 0
00 Ret.Exist_Non-FBC_WetFGD_ACI & NGC | 0 | 12.2226 | 1.5729 | 0 | 0 | 0 | 0
00 Ret.Exist_Non-FBC_WetFGD_ACI & SCR | 0 | 6.5562 | 0 | 0 | 0 | 0 | 0
00 Ret.Exist_Non-FBC_WetFGD_ACI & SCR & C2G | 0 | 0 | 0 | 0 | 0 | 0 | 0
00 Ret.Exist_Non-FBC_WetFGD_ACI & SCR & CCS | 0 | 0 | 33.7005 | 33.7005 | 0 | 0 | 0
00 Ret.Exist_Non-FBC_WetFGD_ACI & SCR & DRET | 0 | 0 | 0 | 0 | 0 | 0 | 0
00 Ret.Exist_Non-FBC_WetFGD_ACI & SCR & NGC | 0 | 0 | 0 | 0 | 0 | 0 | 0
00 Ret.Exist_Non-FBC_WetFGD_ACI & SNCR | 0 | 0 | 0 | 0 | 0 | 0 | 0
00 Ret.Exist_Non-FBC_WetFGD_ACI & SNCR & C2G | 0 | 0 | 0 | 0 | 0 | 0 | 0
00 Ret.Exist_Non-FBC_WetFGD_ACI & SNCR & DRET | 0 | 0 | 0 | 0 | 0 | 0 | 0
00 Ret.Exist_Non-FBC_WetFGD_ACI & SNCR & NGC | 0 | 0 | 0 | 0 | 0 | 0 | 0
00 Ret.Exist_Non-FBC_WetFGD_ACI_DSI & C2G | 0 | 0 | 0 | 0 | 0 | 0 | 0
00 Ret.Exist_Non-FBC_WetFGD_ACI_DSI & C2G & SCR | 0 | 0 | 0 | 0 | 0 | 0 | 0
00 Ret.Exist_Non-FBC_WetFGD_ACI_DSI & DCCS | 0 | 0 | 0 | 0 | 0 | 0 | 0
00 Ret.Exist_Non-FBC_WetFGD_ACI_DSI & DCCS & SCR & CCS | 0 | 0 | 0 | 0 | 0 | 0 | 0
00 Ret.Exist_Non-FBC_WetFGD_ACI_DSI & DRET | 0 | 0 | 0 | 0 | 0 | 0 | 0
00 Ret.Exist_Non-FBC_WetFGD_ACI_DSI & GPM | 0 | 0 | 0 | 0 | 0 | 0 | 0
00 Ret.Exist_Non-FBC_WetFGD_ACI_DSI & GPM & C2G | 0 | 0 | 0 | 0 | 0 | 0 | 0
00 Ret.Exist_Non-FBC_WetFGD_ACI_DSI & GPM & C2G & SCR | 0 | 0 | 0 | 0 | 0 | 0 | 0
00 Ret.Exist_Non-FBC_WetFGD_ACI_DSI & GPM & DRET | 0 | 0 | 0 | 0 | 0 | 0 | 0
00 Ret.Exist_Non-FBC_WetFGD_ACI_DSI & GPM & NGC | 0 | 0 | 0 | 0 | 0 | 0 | 0
00 Ret.Exist_Non-FBC_WetFGD_ACI_DSI & GPM & SCR | 0 | 0 | 0 | 0 | 0 | 0 | 0
00 Ret.Exist_Non-FBC_WetFGD_ACI_DSI & GPM & SCR & CCS | 0 | 0 | 0 | 0 | 0 | 0 | 0
00 Ret.Exist_Non-FBC_WetFGD_ACI_DSI & GPM & SCR & DRET | 0 | 0 | 0 | 0 | 0 | 0 | 0
00 Ret.Exist_Non-FBC_WetFGD_ACI_DSI & GPM & SCR & NGC | 0 | 0 | 0 | 0 | 0 | 0 | 0
00 Ret.Exist_Non-FBC_WetFGD_ACI_DSI & GPM & SNCR | 0 | 0 | 0 | 0 | 0 | 0 | 0
00 Ret.Exist_Non-FBC_WetFGD_ACI_DSI & GPM & SNCR & DRET | 0 | 0 | 0 | 0 | 0 | 0 | 0
00 Ret.Exist_Non-FBC_WetFGD_ACI_DSI & GPM & SNCR & NGC | 0 | 0 | 0 | 0 | 0 | 0 | 0
00 Ret.Exist_Non-FBC_WetFGD_ACI_DSI & NGC | 0 | 0 | 0 | 0 | 0 | 0 | 0
00 Ret.Exist_Non-FBC_WetFGD_ACI_DSI & SCR | 0 | 0 | 0 | 0 | 0 | 0 | 0
00 Ret.Exist_Non-FBC_WetFGD_ACI_DSI & SCR & C2G | 0 | 0 | 0 | 0 | 0 | 0 | 0
00 Ret.Exist_Non-FBC_WetFGD_ACI_DSI & SCR & CCS | 0 | 0 | 0 | 0 | 0 | 0 | 0
00 Ret.Exist_Non-FBC_WetFGD_ACI_DSI & SCR & DRET | 0 | 0 | 0 | 0 | 0 | 0 | 0
00 Ret.Exist_Non-FBC_WetFGD_ACI_DSI & SCR & NGC | 0 | 0 | 0 | 0 | 0 | 0 | 0
00 Ret.Exist_Non-FBC_WetFGD_ACI_DSI & SNCR | 0 | 0 | 0 | 0 | 0 | 0 | 0
00 Ret.Exist_Non-FBC_WetFGD_ACI_DSI & SNCR & C2G | 0 | 0 | 0 | 0 | 0 | 0 | 0
00 Ret.Exist_Non-FBC_WetFGD_ACI_DSI & SNCR & DRET | 0 | 0 | 0 | 0 | 0 | 0 | 0
00 Ret.Exist_Non-FBC_WetFGD_ACI_DSI & SNCR & NGC | 0 | 0 | 0 | 0 | 0 | 0 | 0
00 Ret.Exist_Non-FBC_WetFGD_SCR & ACI | 0 | 0 | 0 | 0 | 0 | 0 | 0
00 Ret.Exist_Non-FBC_WetFGD_SCR & ACI & C2G | 0 | 0 | 0 | 0 | 0 | 0 | 0
00 Ret.Exist_Non-FBC_WetFGD_SCR & ACI & CCS | 0 | 0 | 0 | 0 | 0 | 0 | 0
00 Ret.Exist_Non-FBC_WetFGD_SCR & DCCS | 0 | 25884.0198 | 0 | 0 | 0 | 0 | 0
00 Ret.Exist_Non-FBC_WetFGD_SCR & DCCS & CCS | 0 | 0 | 29557.0226 | 29557.0226 | 0 | 0 | 0
00 Ret.Exist_Non-FBC_WetFGD_SCR & ACI & DRET | 0 | 0 | 0 | 0 | 0 | 0 | 0
00 Ret.Exist_Non-FBC_WetFGD_SCR & ACI & GPM | 0 | 0 | 0 | 0 | 0 | 0 | 0
00 Ret.Exist_Non-FBC_WetFGD_SCR & ACI & GPM & C2G | 0 | 0 | 0 | 0 | 0 | 0 | 0
00 Ret.Exist_Non-FBC_WetFGD_SCR & ACI & GPM & CCS | 0 | 0 | 0 | 0 | 0 | 0 | 0
00 Ret.Exist_Non-FBC_WetFGD_SCR & ACI & GPM & DRET | 0 | 0 | 0 | 0 | 0 | 0 | 0
00 Ret.Exist_Non-FBC_WetFGD_SCR & ACI & GPM & NGC | 0 | 0 | 0 | 0 | 0 | 0 | 0
00 Ret.Exist_Non-FBC_WetFGD_SCR & ACI & NGC | 0 | 0 | 0 | 0 | 0 | 0 | 0
00 Ret.Exist_Non-FBC_WetFGD_SCR & C2G | 1191.1982 | 1266.1523 | 1353.6496 | 534.2841 | 246.5452 | 100.4284 | 100.4284
00 Ret.Exist_Non-FBC_WetFGD_SCR & CCS | 0 | 57.3116 | 57.3116 | 57.3116 | 57.3116 | 57.3116 | 57.3116
00 Ret.Exist_Non-FBC_WetFGD_SCR & DRET | 0 | 87227.0115 | 0 | 0 | 0 | 0 | 0
00 Ret.Exist_Non-FBC_WetFGD_SCR & GPM | 0 | 0 | 0 | 0 | 0 | 0 | 0
00 Ret.Exist_Non-FBC_WetFGD_SCR & GPM & C2G | 0 | 0 | 0 | 0 | 0 | 0 | 0
00 Ret.Exist_Non-FBC_WetFGD_SCR & GPM & CCS | 0 | 0 | 0 | 0 | 0 | 0 | 0
00 Ret.Exist_Non-FBC_WetFGD_SCR & GPM & DRET | 0 | 0 | 0 | 0 | 0 | 0 | 0
00 Ret.Exist_Non-FBC_WetFGD_SCR & GPM & NGC | 0 | 0 | 0 | 0 | 0 | 0 | 0
00 Ret.Exist_Non-FBC_WetFGD_SCR & NGC | 0 | 0 | 0 | 0 | 0 | 0 | 0
00 Ret.Exist_Non-FBC_WetFGD_SCR_ACI & C2G | 182.5513 | 315.8836 | 315.8836 | 315.8836 | 315.8836 | 315.8836 | 315.8836
00 Ret.Exist_Non-FBC_WetFGD_SCR_ACI & CCS | 0 | 0 | 0 | 0 | 0 | 0 | 0
00 Ret.Exist_Non-FBC_WetFGD_SCR_ACI & DCCS | 0 | 46457.3198 | 0 | 0 | 0 | 0 | 0
00 Ret.Exist_Non-FBC_WetFGD_SCR_ACI & DCCS & CCS | 0 | 0 | 36361.6169 | 31602.7469 | 547.4727 | 994.5014 | 1047.5691
00 Ret.Exist_Non-FBC_WetFGD_SCR_ACI & DRET | 0 | 20269.6788 | 0 | 0 | 0 | 0 | 0
00 Ret.Exist_Non-FBC_WetFGD_SCR_ACI & GPM | 0 | 0 | 0 | 0 | 0 | 0 | 0
00 Ret.Exist_Non-FBC_WetFGD_SCR_ACI & GPM & C2G | 0 | 0 | 0 | 0 | 0 | 0 | 0
00 Ret.Exist_Non-FBC_WetFGD_SCR_ACI & GPM & CCS | 0 | 0 | 0 | 0 | 0 | 0 | 0
00 Ret.Exist_Non-FBC_WetFGD_SCR_ACI & GPM & DRET | 0 | 0 | 0 | 0 | 0 | 0 | 0
00 Ret.Exist_Non-FBC_WetFGD_SCR_ACI & GPM & NGC | 0 | 0 | 0 | 0 | 0 | 0 | 0
00 Ret.Exist_Non-FBC_WetFGD_SCR_ACI & NGC | 0 | 0 | 0 | 0 | 0 | 0 | 0
00 Ret.Exist_Non-FBC_WetFGD_SCR_ACI_DSI & C2G | 0 | 0 | 0 | 0 | 0 | 0 | 0
00 Ret.Exist_Non-FBC_WetFGD_SCR_ACI_DSI & CCS | 0 | 0 | 0 | 0 | 0 | 0 | 0
00 Ret.Exist_Non-FBC_WetFGD_SCR_ACI_DSI & DCCS | 0 | 24496.727 | 0 | 0 | 0 | 0 | 0
00 Ret.Exist_Non-FBC_WetFGD_SCR_ACI_DSI & DCCS & CCS | 0 | 0 | 20210.6331 | 20210.6331 | 0 | 0 | 0
00 Ret.Exist_Non-FBC_WetFGD_SCR_ACI_DSI & DRET | 0 | 2686.0458 | 0 | 0 | 0 | 0 | 0
00 Ret.Exist_Non-FBC_WetFGD_SCR_ACI_DSI & GPM | 0 | 0 | 0 | 0 | 0 | 0 | 0
00 Ret.Exist_Non-FBC_WetFGD_SCR_ACI_DSI & GPM & C2G | 0 | 0 | 0 | 0 | 0 | 0 | 0
00 Ret.Exist_Non-FBC_WetFGD_SCR_ACI_DSI & GPM & CCS | 0 | 0 | 0 | 0 | 0 | 0 | 0
00 Ret.Exist_Non-FBC_WetFGD_SCR_ACI_DSI & GPM & DRET | 0 | 0 | 0 | 0 | 0 | 0 | 0
00 Ret.Exist_Non-FBC_WetFGD_SCR_ACI_DSI & GPM & NGC | 0 | 0 | 0 | 0 | 0 | 0 | 0
00 Ret.Exist_Non-FBC_WetFGD_SCR_ACI_DSI & NGC | 0 | 0 | 0 | 0 | 0 | 0 | 0
00 Ret.Exist_Non-FBC_WetFGD_SCR_DSI & ACI | 0 | 0 | 0 | 0 | 0 | 0 | 0
00 Ret.Exist_Non-FBC_WetFGD_SCR_DSI & ACI & C2G | 0 | 0 | 0 | 0 | 0 | 0 | 0
00 Ret.Exist_Non-FBC_WetFGD_SCR_DSI & ACI & CCS | 0 | 0 | 0 | 0 | 0 | 0 | 0
00 Ret.Exist_Non-FBC_WetFGD_SCR_DSI & ACI & DRET | 0 | 0 | 0 | 0 | 0 | 0 | 0
00 Ret.Exist_Non-FBC_WetFGD_SCR_DSI & ACI & GPM | 0 | 0 | 0 | 0 | 0 | 0 | 0
00 Ret.Exist_Non-FBC_WetFGD_SCR_DSI & ACI & GPM & C2G | 0 | 0 | 0 | 0 | 0 | 0 | 0
00 Ret.Exist_Non-FBC_WetFGD_SCR_DSI & ACI & GPM & CCS | 0 | 0 | 0 | 0 | 0 | 0 | 0
00 Ret.Exist_Non-FBC_WetFGD_SCR_DSI & ACI & GPM & DRET | 0 | 0 | 0 | 0 | 0 | 0 | 0
00 Ret.Exist_Non-FBC_WetFGD_SCR_DSI & ACI & GPM & NGC | 0 | 0 | 0 | 0 | 0 | 0 | 0
00 Ret.Exist_Non-FBC_WetFGD_SCR_DSI & ACI & NGC | 0 | 0 | 0 | 0 | 0 | 0 | 0
00 Ret.Exist_Non-FBC_WetFGD_SCR_DSI & C2G | 1779.8105 | 1780.6655 | 81.8184 | 81.8184 | 81.8184 | 81.8184 | 81.8184
00 Ret.Exist_Non-FBC_WetFGD_SCR_DSI & CCS | 0 | 0 | 0 | 0 | 0 | 0 | 0
00 Ret.Exist_Non-FBC_WetFGD_SCR_DSI & DCCS | 0 | 0 | 0 | 0 | 0 | 0 | 0
00 Ret.Exist_Non-FBC_WetFGD_SCR_DSI & DCCS & CCS | 0 | 0 | 0 | 0 | 0 | 0 | 0
00 Ret.Exist_Non-FBC_WetFGD_SCR_DSI & DRET | 0 | 0 | 0 | 0 | 0 | 0 | 0
00 Ret.Exist_Non-FBC_WetFGD_SCR_DSI & GPM | 0 | 0 | 0 | 0 | 0 | 0 | 0
00 Ret.Exist_Non-FBC_WetFGD_SCR_DSI & GPM & C2G | 0 | 0 | 0 | 0 | 0 | 0 | 0
00 Ret.Exist_Non-FBC_WetFGD_SCR_DSI & GPM & CCS | 0 | 0 | 0 | 0 | 0 | 0 | 0
00 Ret.Exist_Non-FBC_WetFGD_SCR_DSI & GPM & DRET | 0 | 0 | 0 | 0 | 0 | 0 | 0
00 Ret.Exist_Non-FBC_WetFGD_SCR_DSI & GPM & NGC | 0 | 0 | 0 | 0 | 0 | 0 | 0
00 Ret.Exist_Non-FBC_WetFGD_SCR_DSI & NGC | 0 | 0 | 0 | 0 | 0 | 0 | 0
00 Ret.Exist_Non-FBC_WetFGD_SNCR & ACI | 0 | 0 | 0 | 0 | 0 | 0 | 0
00 Ret.Exist_Non-FBC_WetFGD_SNCR & ACI & C2G | 0 | 0 | 0 | 0 | 0 | 0 | 0
00 Ret.Exist_Non-FBC_WetFGD_SNCR & ACI & C2G & SCR | 0 | 0 | 0 | 0 | 0 | 0 | 0
00 Ret.Exist_Non-FBC_WetFGD_SNCR & ACI & DRET | 0 | 0 | 0 | 0 | 0 | 0 | 0
00 Ret.Exist_Non-FBC_WetFGD_SNCR & ACI & GPM | 0 | 0 | 0 | 0 | 0 | 0 | 0
00 Ret.Exist_Non-FBC_WetFGD_SNCR & ACI & GPM & C2G | 0 | 0 | 0 | 0 | 0 | 0 | 0
00 Ret.Exist_Non-FBC_WetFGD_SNCR & ACI & GPM & C2G & SCR | 0 | 0 | 0 | 0 | 0 | 0 | 0
00 Ret.Exist_Non-FBC_WetFGD_SNCR & ACI & GPM & DRET | 0 | 0 | 0 | 0 | 0 | 0 | 0
00 Ret.Exist_Non-FBC_WetFGD_SNCR & ACI & GPM & NGC | 0 | 0 | 0 | 0 | 0 | 0 | 0
00 Ret.Exist_Non-FBC_WetFGD_SNCR & ACI & GPM & SCR | 0 | 0 | 0 | 0 | 0 | 0 | 0
00 Ret.Exist_Non-FBC_WetFGD_SNCR & ACI & GPM & SCR & CCS | 0 | 0 | 0 | 0 | 0 | 0 | 0
00 Ret.Exist_Non-FBC_WetFGD_SNCR & ACI & GPM & SCR & DRET | 0 | 0 | 0 | 0 | 0 | 0 | 0
00 Ret.Exist_Non-FBC_WetFGD_SNCR & ACI & GPM & SCR & NGC | 0 | 0 | 0 | 0 | 0 | 0 | 0
00 Ret.Exist_Non-FBC_WetFGD_SNCR & ACI & NGC | 0 | 0 | 0 | 0 | 0 | 0 | 0
00 Ret.Exist_Non-FBC_WetFGD_SNCR & ACI & SCR | 0 | 0 | 0 | 0 | 0 | 0 | 0
00 Ret.Exist_Non-FBC_WetFGD_SNCR & ACI & SCR & CCS | 0 | 0 | 0 | 0 | 0 | 0 | 0
00 Ret.Exist_Non-FBC_WetFGD_SNCR & ACI & SCR & DRET | 0 | 0 | 0 | 0 | 0 | 0 | 0
00 Ret.Exist_Non-FBC_WetFGD_SNCR & ACI & SCR & NGC | 0 | 0 | 0 | 0 | 0 | 0 | 0
00 Ret.Exist_Non-FBC_WetFGD_SNCR & C2G | 0 | 0 | 0 | 0 | 0 | 0 | 0
00 Ret.Exist_Non-FBC_WetFGD_SNCR & C2G & SCR | 0 | 0 | 0 | 0 | 0 | 0 | 0
00 Ret.Exist_Non-FBC_WetFGD_SNCR & DCCS | 0 | 0 | 0 | 0 | 0 | 0 | 0
00 Ret.Exist_Non-FBC_WetFGD_SNCR & DCCS & SCR & CCS | 0 | 0 | 0 | 0 | 0 | 0 | 0
00 Ret.Exist_Non-FBC_WetFGD_SNCR & DRET | 0 | 0 | 0 | 0 | 0 | 0 | 0
00 Ret.Exist_Non-FBC_WetFGD_SNCR & GPM | 0 | 0 | 0 | 0 | 0 | 0 | 0
00 Ret.Exist_Non-FBC_WetFGD_SNCR & GPM & C2G | 0 | 0 | 0 | 0 | 0 | 0 | 0
00 Ret.Exist_Non-FBC_WetFGD_SNCR & GPM & C2G & SCR | 0 | 0 | 0 | 0 | 0 | 0 | 0
00 Ret.Exist_Non-FBC_WetFGD_SNCR & GPM & DRET | 0 | 0 | 0 | 0 | 0 | 0 | 0
00 Ret.Exist_Non-FBC_WetFGD_SNCR & GPM & NGC | 0 | 0 | 0 | 0 | 0 | 0 | 0
00 Ret.Exist_Non-FBC_WetFGD_SNCR & GPM & SCR | 0 | 0 | 0 | 0 | 0 | 0 | 0
00 Ret.Exist_Non-FBC_WetFGD_SNCR & GPM & SCR & CCS | 0 | 0 | 0 | 0 | 0 | 0 | 0
00 Ret.Exist_Non-FBC_WetFGD_SNCR & GPM & SCR & DRET | 0 | 0 | 0 | 0 | 0 | 0 | 0
00 Ret.Exist_Non-FBC_WetFGD_SNCR & GPM & SCR & NGC | 0 | 0 | 0 | 0 | 0 | 0 | 0
00 Ret.Exist_Non-FBC_WetFGD_SNCR & NGC | 0 | 0 | 0 | 0 | 0 | 0 | 0
00 Ret.Exist_Non-FBC_WetFGD_SNCR & SCR | 0 | 0 | 0 | 0 | 0 | 0 | 0
00 Ret.Exist_Non-FBC_WetFGD_SNCR & SCR & C2G | 0 | 0 | 0 | 0 | 0 | 0 | 0
00 Ret.Exist_Non-FBC_WetFGD_SNCR & SCR & CCS | 0 | 0 | 0 | 0 | 0 | 0 | 0
00 Ret.Exist_Non-FBC_WetFGD_SNCR & SCR & DRET | 0 | 0 | 0 | 0 | 0 | 0 | 0
00 Ret.Exist_Non-FBC_WetFGD_SNCR & SCR & NGC | 0 | 0 | 0 | 0 | 0 | 0 | 0
00 Ret.Exist_Non-FBC_WetFGD_SNCR_ACI & C2G | 0 | 0 | 0 | 0 | 0 | 0 | 0
00 Ret.Exist_Non-FBC_WetFGD_SNCR_ACI & C2G & SCR | 0 | 0 | 0 | 0 | 0 | 0 | 0
00 Ret.Exist_Non-FBC_WetFGD_SNCR_ACI & DCCS | 0 | 7845.595 | 0 | 0 | 0 | 0 | 0
00 Ret.Exist_Non-FBC_WetFGD_SNCR_ACI & DCCS & SCR & CCS | 0 | 0 | 5166.2124 | 5166.2124 | 0 | 0 | 0
00 Ret.Exist_Non-FBC_WetFGD_SNCR_ACI & DRET | 0 | 475.5372 | 0 | 0 | 0 | 0 | 0
00 Ret.Exist_Non-FBC_WetFGD_SNCR_ACI & GPM | 0 | 0 | 0 | 0 | 0 | 0 | 0
00 Ret.Exist_Non-FBC_WetFGD_SNCR_ACI & GPM & C2G | 0 | 0 | 0 | 0 | 0 | 0 | 0
00 Ret.Exist_Non-FBC_WetFGD_SNCR_ACI & GPM & C2G & SCR | 0 | 0 | 0 | 0 | 0 | 0 | 0
00 Ret.Exist_Non-FBC_WetFGD_SNCR_ACI & GPM & DRET | 0 | 0 | 0 | 0 | 0 | 0 | 0
00 Ret.Exist_Non-FBC_WetFGD_SNCR_ACI & GPM & NGC | 0 | 0 | 0 | 0 | 0 | 0 | 0
00 Ret.Exist_Non-FBC_WetFGD_SNCR_ACI & GPM & SCR | 0 | 0 | 0 | 0 | 0 | 0 | 0
00 Ret.Exist_Non-FBC_WetFGD_SNCR_ACI & GPM & SCR & CCS | 0 | 0 | 0 | 0 | 0 | 0 | 0
00 Ret.Exist_Non-FBC_WetFGD_SNCR_ACI & GPM & SCR & DRET | 0 | 0 | 0 | 0 | 0 | 0 | 0
00 Ret.Exist_Non-FBC_WetFGD_SNCR_ACI & GPM & SCR & NGC | 0 | 0 | 0 | 0 | 0 | 0 | 0
00 Ret.Exist_Non-FBC_WetFGD_SNCR_ACI & NGC | 0 | 0 | 0 | 0 | 0 | 0 | 0
00 Ret.Exist_Non-FBC_WetFGD_SNCR_ACI & SCR | 0 | 0 | 0 | 0 | 0 | 0 | 0
00 Ret.Exist_Non-FBC_WetFGD_SNCR_ACI & SCR & C2G | 0 | 0 | 0 | 0 | 0 | 0 | 0
00 Ret.Exist_Non-FBC_WetFGD_SNCR_ACI & SCR & CCS | 0 | 517.8154 | 517.8154 | 517.8154 | 0 | 0 | 0
00 Ret.Exist_Non-FBC_WetFGD_SNCR_ACI & SCR & DRET | 0 | 0 | 0 | 0 | 0 | 0 | 0
00 Ret.Exist_Non-FBC_WetFGD_SNCR_ACI & SCR & NGC | 0 | 0 | 0 | 0 | 0 | 0 | 0
00 Existing Combined Cycle Retirement | 0 | 0 | 0 | 0 | 0 | 0 | 0
00 New Combined Cycle Retirement | 0 | 0 | 0 | 0 | 0 | 0 | 0
00 Existing Combustion Turbine Retirement | 0 | 0 | 0 | 0 | 0 | 0 | 0
00 New Combustion Turbine Retirement | 0 | 0 | 0 | 0 | 0 | 0 | 0
00 Oil/Gas Steam Retirement | 0 | 0 | 0 | 0 | 0 | 0 | 0
00 Coal Steam Retirement | 0 | 0 | 0 | 0 | 0 | 0 | 0
00 IGCC Retirement | 0 | 0 | 0 | 0 | 0 | 0 | 0
00 Nuclear Retirement | 0 | 0 | 0 | 0 | 0 | 0 | 0
00 Biomass Retirement | 0 | 0 | 0 | 0 | 0 | 0 | 0
00 Fossil_Other Retirement | 0 | 0 | 0 | 0 | 0 | 0 | 0
00 Fuel Cell Retirement | 0 | 0 | 0 | 0 | 0 | 0 | 0
00 Geothermal Retirement | 0 | 0 | 0 | 0 | 0 | 0 | 0
00 Hydro Retirement | 0 | 0 | 0 | 0 | 0 | 0 | 0
00 Landfill Gas Retirement | 0 | 0 | 0 | 0 | 0 | 0 | 0
00 Non Fossil_Other Retirement | 0 | 0 | 0 | 0 | 0 | 0 | 0
00 Solar Thermal Retirement | 0 | 0 | 0 | 0 | 0 | 0 | 0
00 Exist Dummy | 0 | 0 | 0 | 0 | 0 | 0 | 0
Total | 4636013.3367 | 4837458.336 | 5523743.372 | 6155107.9267 | 6899365.6093 | 7277772.4579 | 7727813.433
12a. Generation by Fuel Type [GWh]
Biomass | 316.6159 | 534.0686 | 553.6175 | 39.4321 | 30.4422 | 439.7313 | 521.0742
Coal | 381216.1092 | 328592.6287 | 136736.0486 | 126773.6434 | 3656.5448 | 4419.2444 | 4531.4748
EnerStor | 47374.0801 | 59774.8176 | 157294.7257 | 196963.3096 | 318456.6302 | 319206.9068 | 329908.3641
Fwaste | 4271.9206 | 4178.6729 | 4247.9183 | 4112.1177 | 3763.2327 | 3866.7819 | 3866.7614
Geothermal | 21270.2487 | 21270.2487 | 21270.2487 | 21270.2487 | 21799.3944 | 21799.3944 | 21799.3944
Hydro | 270154.0611 | 281891.7769 | 300968.2435 | 317483.9281 | 317005.7342 | 318938.1319 | 318395.2592
Hydrogen | 0 | 0 | 0 | 0 | 8.7431 | 2308.9984 | 9652.9099
LF Gas | 20768.0749 | 20818.1917 | 20352.079 | 19128.2135 | 17884.639 | 30184.9272 | 34665.8674
MSW | 12480.7184 | 12478.118 | 12430.536 | 11569.4853 | 11099.5883 | 11017.9421 | 11312.8507
NaturalGas | 1657884.5822 | 1699807.4404 | 1579724.0628 | 1065684.0007 | 715297.4186 | 1024054.8495 | 1192928.8374
None | 3046.728 | 3046.728 | 3046.728 | 2768.16 | 2768.16 | 2768.16 | 2768.16
Non-Fossil | 9254.9301 | 9254.9301 | 9254.6034 | 9080.8689 | 8784.019 | 9020.7522 | 8951.9743
Nuclear | 751095.2632 | 729111.6499 | 668686.3031 | 614372.4369 | 467340.1603 | 363985.2468 | 227892.4714
Oil | 12.725 | 10.7922 | 0.095938 | 1.6635 | 3.5267 | 0 | 0.12803
Pet. Coke | 11108.5762 | 4054.9833 | 3508.5389 | 3277.6669 | 531.4798 | 624.5477 | 633.116
Pumps | 21266.3617 | 20216.9154 | 17330.56 | 18401.7768 | 28662.9279 | 29813.7002 | 30937.4338
Solar | 409074.3957 | 420709.6713 | 726093.2057 | 903469.859 | 1383856.36 | 1445345.3302 | 1539773.3373
Solar-DER | 123309.3966 | 140714.4595 | 187997.2677 | 239821.5825 | 294731.9031 | 361600.039 | 447269.6402
Tires | 100.778 | 100.778 | 100.778 | 83.3147 | 90.3288 | 100.778 | 100.778
Waste Coal | 7990.0716 | 7851.1795 | 2559.3444 | 2559.3444 | 0 | 0 | 0
Wind | 884017.6993 | 1073040.2854 | 1671588.4669 | 2598246.874 | 3303594.3763 | 3328276.9956 | 3541903.6003
Total | 4636013.3367 | 4837458.336 | 5523743.372 | 6155107.9267 | 6899365.6093 | 7277772.4579 | 7727813.433
13. Generation by Capacity Reporting Type [TBtu]
00 New Combined Cycle | 810.2231 | 884.5177 | 470.7632 | 438.629 | 403.279 | 756.9063 | 1212.9983
00 New Combined Cycle with CCS Retrofit | 0 | 0 | 21.6417 | 21.6417 | 16.6706 | 19.0757 | 19.1662
00 New Combined Cycle with CF Limit | 0 | 0 | 0 | 0 | 0 | 0 | 0
00 New Combined Cycle with HRI Retrofit | 0 | 0 | 0 | 0 | 0 | 0 | 0
00 New Combined Cycle with Hydrogen Retrofit | 0 | 0 | 0 | 0 | 0 | 0 | 8.5129
00 New Combined Cycle with Hydrogen Retrofit Undone | 0 | 0 | 0 | 0 | 0 | 0 | 0
00 New Combined Cycle with CCS | 0 | 0 | 0 | 0 | 0 | 0 | 0
00 New Combustion Turbine | 23.2299 | 32.5333 | 102.3001 | 123.4763 | 97.8486 | 185.2017 | 261.1272
00 New Combustion Turbine with HRI Retrofit | 0 | 0 | 0 | 0 | 0 | 0 | 0
00 New Combustion Turbine with Hydrogen Retrofit | 0 | 0 | 0 | 0 | 0 | 0.23836 | 0.23553
00 New Combustion Turbine with Hydrogen Retrofit Undone | 0 | 0 | 0 | 0 | 0 | 0 | 0
00 New Hydro | 0 | 40.0491 | 105.135 | 169.9086 | 174.3033 | 175.8772 | 174.2234
00 New Nuclear | 0 | 0 | 0 | 0 | 0 | 0 | 0
00 New Nuclear - SMR | 0 | 0 | 0 | 0 | 0 | 41.4966 | 41.5376
00 New Biomass | 0 | 0 | 0 | 0 | 0 | 0 | 0
00 New Geothermal | 16.1894 | 16.1894 | 16.1894 | 16.1894 | 17.9948 | 17.9948 | 17.9948
00 New Landfill Gas | 41.3019 | 41.4652 | 40.8305 | 38.0167 | 35.3448 | 77.2686 | 92.1365
00 New Battery Storage | 96.2506 | 137.6937 | 468.3644 | 603.0223 | 1015.0177 | 1018.2409 | 1054.0017
00 New Offshore Wind | 96.7926 | 169.4661 | 477.6836 | 525.1076 | 869.6644 | 869.6644 | 869.6644
00 New Onshore Wind | 1060.1685 | 1632.44 | 3366.469 | 6480.8035 | 8542.8923 | 8627.1094 | 9356.0034
00 New Solar PV | 351.5962 | 391.2957 | 1433.2819 | 2038.4911 | 3677.5698 | 3868.1124 | 4187.0742
00 New Solar Thermal | 0 | 0 | 0 | 0 | 0 | 19.2578 | 22.4843
00 New Fuel Cell | 0 | 0 | 0 | 0 | 0 | 0 | 0
00 New Ultrasupercritical Coal without CCS | 0 | 0 | 0 | 0 | 0 | 0 | 0
00 New Ultrasupercritical Coal with 30% CCS | 0 | 0 | 0 | 0 | 0 | 0 | 0
00 New Ultrasupercritical Coal with 90% CCS | 0 | 0 | 0 | 0 | 0 | 0 | 0
00 Exist & New Distributed Solar PV | 420.7317 | 480.1177 | 641.4467 | 818.2712 | 1005.6253 | 1233.7793 | 1526.084
00 Exist Combined Cycle | 4603.0184 | 4668.086 | 4629.8084 | 2987.1191 | 1878.9457 | 2480.3467 | 2510.5868
00 Exist Combustion Turbine | 113.5283 | 90.4516 | 92.6534 | 32.7416 | 17.2502 | 21.0488 | 25.5215
00 Exist FBC_Uncontrolled | 0.013033 | 0.021825 | 0.012805 | 0.0083111 | 0.0068745 | 0 | 0
00 Exist FBC_ACI_DSI | 3.5045 | 0 | 0 | 0 | 0 | 0 | 0
00 Exist FBC_DryFGD_ACI | 0.77603 | 0 | 0 | 0 | 0 | 0 | 0
00 Exist FBC_DryFGD_DSI | 0 | 0 | 0 | 0 | 0 | 0 | 0
00 Exist FBC_DryFGD_SNCR | 12.635 | 0 | 0 | 0 | 0 | 0 | 0
00 Exist FBC_DryFGD_SNCR_ACI | 8.2369 | 0 | 0 | 0 | 0 | 0 | 0
00 Exist FBC_DryFGD_SNCR_ACI_DSI | 3.3909 | 0 | 0 | 0 | 0 | 0 | 0
00 Exist FBC_DryFGD_SNCR_DSI | 0 | 0 | 0 | 0 | 0 | 0 | 0
00 Exist FBC_DSI | 7.7532 | 0 | 0 | 0 | 0 | 0 | 0
00 Exist FBC_SNCR | 0 | 0 | 0 | 0 | 0 | 0 | 0
00 Exist FBC_SNCR_ACI_DSI | 0 | 0 | 0 | 0 | 0 | 0 | 0
00 Exist FBC_SNCR_DSI | 25.2345 | 0 | 0 | 0 | 0 | 0 | 0
00 Exist FBC_WetFGD_SNCR | 0.30599 | 0 | 0 | 0 | 0 | 0 | 0
00 Exist FBC_WetFGD_DSI | 1.2708 | 0 | 0 | 0 | 0 | 0 | 0
00 Exist_Non-FBC_Uncontrolled | 3.7586 | 0.97208 | 1.3637 | 0.26673 | 0.13181 | 0.70365 | 0.89979
00 Exist_Non-FBC_ACI | 141.3995 | 0.21685 | 0.21708 | 0.071047 | 0 | 0.15973 | 0.18984
00 Exist_Non-FBC_ACI_DSI | 12.2974 | 0 | 0 | 0 | 0 | 0 | 0
00 Exist_Non-FBC_DryFGD | 0 | 0 | 0 | 0 | 0 | 0 | 0
00 Exist_Non-FBC_DryFGD_ACI | 82.9205 | 0.28505 | 0.48889 | 0.50774 | 0.44859 | 0.53497 | 0.53497
00 Exist_Non-FBC_DryFGD_SCR | 0 | 0 | 0 | 0 | 0 | 0 | 0
00 Exist_Non-FBC_DryFGD_SCR_ACI | 120.9953 | 0.053203 | 0 | 0 | 0 | 0 | 0
00 Exist_Non-FBC_DryFGD_SCR_DSI | 3.2963 | 0 | 0 | 0 | 0 | 0 | 0
00 Exist_Non-FBC_DryFGD_SCR_ACI_DSI | 16.0552 | 0 | 0 | 0 | 0 | 0 | 0
00 Exist_Non-FBC_DryFGD_SNCR_ACI | 49.4609 | 0 | 0 | 0 | 0 | 0 | 0
00 Exist_Non-FBC_DryFGD_SNCR_ACI_DSI | 0 | 0 | 0 | 0 | 0 | 0 | 0
00 Exist_Non-FBC_DSI | 3.4181 | 0 | 0 | 0 | 0 | 0 | 0
00 Exist_Non-FBC_SCR_ACI | 39.3642 | 0 | 0 | 0 | 0 | 0 | 0
00 Exist_Non-FBC_SCR_ACI_DSI | 1.759 | 0 | 0 | 0 | 0 | 0 | 0
00 Exist_Non-FBC_SNCR_ACI | 1.8874 | 0 | 0 | 0 | 0 | 0 | 0
00 Exist_Non-FBC_SNCR_ACI_DSI | 0 | 0 | 0 | 0 | 0 | 0 | 0
00 Exist_Non-FBC_WetFGD | 46.8126 | 0 | 0 | 0 | 0 | 0 | 0
00 Exist_Non-FBC_WetFGD_ACI | 65.8555 | 0 | 0 | 0 | 0 | 0 | 0
00 Exist_Non-FBC_WetFGD_ACI_DSI | 0 | 0 | 0 | 0 | 0 | 0 | 0
00 Exist_Non-FBC_WetFGD_SCR | 370.8868 | 0 | 0 | 0 | 0 | 0 | 0
00 Exist_Non-FBC_WetFGD_SCR_DSI | 0.58136 | 0 | 0 | 0 | 0 | 0 | 0
00 Exist_Non-FBC_WetFGD_SCR_ACI | 227.4671 | 0 | 0 | 0 | 0 | 0 | 0
00 Exist_Non-FBC_WetFGD_SCR_ACI_DSI | 75.2308 | 0 | 0 | 0 | 0 | 0 | 0
00 Exist_Non-FBC_WetFGD_SNCR | 8.768 | 0 | 0 | 0 | 0 | 0 | 0
00 Exist_Non-FBC_WetFGD_SNCR_ACI | 28.4503 | 0 | 0 | 0 | 0 | 0 | 0
00 Exist IGCC | 2.088 | 2.5499 | 0 | 0 | 0 | 0 | 0
00 Exist Fossil_Other | 14.5758 | 14.2576 | 14.4939 | 14.0305 | 12.8402 | 13.1935 | 13.1934
00 Exist Fuel Cell | 6.1326 | 6.1017 | 5.7394 | 4.2578 | 3.5283 | 3.5588 | 3.7432
00 Exist Hydro | 921.7657 | 921.7657 | 921.7686 | 913.3466 | 907.3203 | 912.3397 | 912.1412
00 Exist Non Fossil_Other | 74.5059 | 74.497 | 74.3336 | 70.7433 | 68.1511 | 68.7159 | 69.4874
00 Exist Nuclear | 2562.737 | 2487.7289 | 2281.5577 | 2096.2388 | 1594.5646 | 1200.4211 | 736.0315
00 Exist Oil/Gas Steam | 68.772 | 55.3733 | 27.2625 | 14.2049 | 12.8264 | 13.0519 | 12.997
00 Exist Oil/Gas Steam_SCR | 11.6699 | 10.0025 | 5.6947 | 4.6972 | 4.5101 | 4.5577 | 4.6539
00 Exist Oil/Gas Steam_SNCR | 7.5414 | 4.4687 | 2.1616 | 1.2924 | 1.1081 | 1.2547 | 1.1089
00 Exist Biomass | 1.0803 | 1.8222 | 1.8889 | 0.13454 | 0.10387 | 1.5004 | 1.7779
00 Exist Landfill Gas | 29.5588 | 29.5665 | 28.6108 | 27.2487 | 25.6776 | 25.7224 | 26.1435
00 Exist Geothermal | 56.3847 | 56.3847 | 56.3847 | 56.3847 | 56.3847 | 56.3847 | 56.3847
00 Exist Pump Storage | 72.5608 | 68.9801 | 59.1319 | 62.7869 | 97.7979 | 101.7243 | 105.5585
00 Exist Energy Storage | 65.3897 | 66.258 | 68.3252 | 69.0165 | 71.5564 | 70.8931 | 71.6456
00 Exist Solar PV | 1033.977 | 1033.977 | 1033.9595 | 1033.9595 | 1033.9595 | 1033.9595 | 1033.9595
00 Exist Solar Thermal | 10.1886 | 10.1886 | 10.1886 | 10.1886 | 10.1886 | 10.1886 | 10.1886
00 Exist Offshore Wind | 100.1713 | 100.1713 | 100.1713 | 100.1713 | 100.1713 | 100.1713 | 100.1713
00 Exist Onshore Wind | 1759.136 | 1759.136 | 1759.136 | 1759.136 | 1759.136 | 1759.136 | 1759.136
00 International Imports | 10.3954 | 10.3954 | 10.3954 | 9.445 | 9.445 | 9.445 | 9.445
00 Ret.Exist Combined Cycle & CF Limit | 0 | 0 | 0 | 0 | 0 | 0 | 0
00 Ret.Exist Combined Cycle & CCS | 0 | 0 | 1.623 | 1.623 | 0.84906 | 0.88056 | 0.93119
00 Ret.Exist Combined Cycle & Hydrogen | 0 | 18.4994 | 11.5744 | 1.664 | 0.029831 | 12.54 | 38.3347
00 Ret.Exist Combined Cycle & Hydrogen Retrofit Undone | 0 | 0 | 0 | 0 | 0 | 0 | 0
00 Ret.Exist Combined Cycle & HRI | 0 | 0 | 0 | 0 | 0 | 0 | 0
00 Ret.Exist Combustion Turbine & HRI | 0 | 0 | 0 | 0 | 0 | 0 | 0
00 Ret.Exist_FBC_NoCtrl & CCS | 0 | 0 | 0 | 0 | 0 | 0 | 0
00 Ret.Exist_FBC_NoCtrl & DRET | 0 | 0 | 0 | 0 | 0 | 0 | 0
00 Ret.Exist_FBC_NoCtrl & GPM | 0 | 0 | 0 | 0 | 0 | 0 | 0
00 Ret.Exist_FBC_NoCtrl & GPM & CCS | 0 | 0 | 0 | 0 | 0 | 0 | 0
00 Ret.Exist_FBC_NoCtrl & GPM & DRET | 0 | 0 | 0 | 0 | 0 | 0 | 0
00 Ret.Exist_FBC_NoCtrl & GPM & NGC | 0 | 0 | 0 | 0 | 0 | 0 | 0
00 Ret.Exist_FBC_NoCtrl & GPM & SNCR | 0 | 0 | 0 | 0 | 0 | 0 | 0
00 Ret.Exist_FBC_NoCtrl & GPM & SNCR & CCS | 0 | 0 | 0 | 0 | 0 | 0 | 0
00 Ret.Exist_FBC_NoCtrl & GPM & SNCR & DRET | 0 | 0 | 0 | 0 | 0 | 0 | 0
00 Ret.Exist_FBC_NoCtrl & GPM & SNCR & NGC | 0 | 0 | 0 | 0 | 0 | 0 | 0
00 Ret.Exist_FBC_NoCtrl & NGC | 0 | 0 | 0 | 0 | 0 | 0 | 0
00 Ret.Exist_FBC_NoCtrl & SNCR | 0 | 0 | 0 | 0 | 0 | 0 | 0
00 Ret.Exist_FBC_NoCtrl & SNCR & CCS | 0 | 0 | 0 | 0 | 0 | 0 | 0
00 Ret.Exist_FBC_NoCtrl & SNCR & DRET | 0 | 0 | 0 | 0 | 0 | 0 | 0
00 Ret.Exist_FBC_NoCtrl & SNCR & NGC | 0 | 0 | 0 | 0 | 0 | 0 | 0
00 Ret.Exist_FBC_ACI_DSI & CCS | 0 | 0 | 0 | 0 | 0 | 0 | 0
00 Ret.Exist_FBC_ACI_DSI & DCCS | 0 | 4.4654 | 0 | 0 | 0 | 0 | 0
00 Ret.Exist_FBC_ACI_DSI & DCCS & CCS | 0 | 0 | 6.4951 | 6.4951 | 0 | 0 | 0
00 Ret.Exist_FBC_ACI_DSI & DCCS & SNCR & CCS | 0 | 0 | 0 | 0 | 0 | 0 | 0
00 Ret.Exist_FBC_ACI_DSI & DRET | 0 | 0.94691 | 0 | 0 | 0 | 0 | 0
00 Ret.Exist_FBC_ACI_DSI & GPM | 0 | 0 | 0 | 0 | 0 | 0 | 0
00 Ret.Exist_FBC_ACI_DSI & GPM & CCS | 0 | 0 | 0 | 0 | 0 | 0 | 0
00 Ret.Exist_FBC_ACI_DSI & GPM & DRET | 0 | 0 | 0 | 0 | 0 | 0 | 0
00 Ret.Exist_FBC_ACI_DSI & GPM & NGC | 0 | 0 | 0 | 0 | 0 | 0 | 0
00 Ret.Exist_FBC_ACI_DSI & GPM & SNCR | 0 | 0 | 0 | 0 | 0 | 0 | 0
00 Ret.Exist_FBC_ACI_DSI & GPM & SNCR & CCS | 0 | 0 | 0 | 0 | 0 | 0 | 0
00 Ret.Exist_FBC_ACI_DSI & GPM & SNCR & DRET | 0 | 0 | 0 | 0 | 0 | 0 | 0
00 Ret.Exist_FBC_ACI_DSI & GPM & SNCR & NGC | 0 | 0 | 0 | 0 | 0 | 0 | 0
00 Ret.Exist_FBC_ACI_DSI & NGC | 0 | 0.075171 | 0.075171 | 0 | 0 | 0 | 0
00 Ret.Exist_FBC_ACI_DSI & SNCR | 0 | 0 | 0 | 0 | 0 | 0 | 0
00 Ret.Exist_FBC_ACI_DSI & SNCR & CCS | 0 | 0 | 0 | 0 | 0 | 0 | 0
00 Ret.Exist_FBC_ACI_DSI & SNCR & DRET | 0 | 0 | 0 | 0 | 0 | 0 | 0
00 Ret.Exist_FBC_ACI_DSI & SNCR & NGC | 0 | 0 | 0 | 0 | 0 | 0 | 0
00 Ret.Exist_FBC_DryFGD_ACI & CCS | 0 | 0 | 0 | 0 | 0 | 0 | 0
00 Ret.Exist_FBC_DryFGD_ACI & DCCS | 0 | 0 | 0 | 0 | 0 | 0 | 0
00 Ret.Exist_FBC_DryFGD_ACI & DCCS & CCS | 0 | 0 | 0 | 0 | 0 | 0 | 0
00 Ret.Exist_FBC_DryFGD_ACI & DCCS & SNCR & CCS | 0 | 0 | 0 | 0 | 0 | 0 | 0
00 Ret.Exist_FBC_DryFGD_ACI & DRET | 0 | 1.5375 | 0 | 0 | 0 | 0 | 0
00 Ret.Exist_FBC_DryFGD_ACI & GPM | 0 | 0 | 0 | 0 | 0 | 0 | 0
00 Ret.Exist_FBC_DryFGD_ACI & GPM & CCS | 0 | 0 | 0 | 0 | 0 | 0 | 0
00 Ret.Exist_FBC_DryFGD_ACI & GPM & DRET | 0 | 0 | 0 | 0 | 0 | 0 | 0
00 Ret.Exist_FBC_DryFGD_ACI & GPM & NGC | 0 | 0 | 0 | 0 | 0 | 0 | 0
00 Ret.Exist_FBC_DryFGD_ACI & GPM & SNCR | 0 | 0 | 0 | 0 | 0 | 0 | 0
00 Ret.Exist_FBC_DryFGD_ACI & GPM & SNCR & CCS | 0 | 0 | 0 | 0 | 0 | 0 | 0
00 Ret.Exist_FBC_DryFGD_ACI & GPM & SNCR & DRET | 0 | 0 | 0 | 0 | 0 | 0 | 0
00 Ret.Exist_FBC_DryFGD_ACI & GPM & SNCR & NGC | 0 | 0 | 0 | 0 | 0 | 0 | 0
00 Ret.Exist_FBC_DryFGD_ACI & NGC | 0 | 0 | 0 | 0 | 0 | 0 | 0
00 Ret.Exist_FBC_DryFGD_ACI & SNCR | 0 | 0 | 0 | 0 | 0 | 0 | 0
00 Ret.Exist_FBC_DryFGD_ACI & SNCR & CCS | 0 | 0 | 0 | 0 | 0 | 0 | 0
00 Ret.Exist_FBC_DryFGD_ACI & SNCR & DRET | 0 | 0 | 0 | 0 | 0 | 0 | 0
00 Ret.Exist_FBC_DryFGD_ACI & SNCR & NGC | 0 | 0 | 0 | 0 | 0 | 0 | 0
00 Ret.Exist_FBC_DryFGD_DSI & ACI | 0 | 0 | 0 | 0 | 0 | 0 | 0
00 Ret.Exist_FBC_DryFGD_DSI & ACI & DRET | 0 | 0 | 0 | 0 | 0 | 0 | 0
00 Ret.Exist_FBC_DryFGD_DSI & ACI & GPM | 0 | 0 | 0 | 0 | 0 | 0 | 0
00 Ret.Exist_FBC_DryFGD_DSI & ACI & GPM & DRET | 0 | 0 | 0 | 0 | 0 | 0 | 0
00 Ret.Exist_FBC_DryFGD_DSI & ACI & GPM & NGC | 0 | 0 | 0 | 0 | 0 | 0 | 0
00 Ret.Exist_FBC_DryFGD_DSI & ACI & GPM & SNCR | 0 | 0 | 0 | 0 | 0 | 0 | 0
00 Ret.Exist_FBC_DryFGD_DSI & ACI & GPM & SNCR & DRET | 0 | 0 | 0 | 0 | 0 | 0 | 0
00 Ret.Exist_FBC_DryFGD_DSI & ACI & GPM & SNCR & NGC | 0 | 0 | 0 | 0 | 0 | 0 | 0
00 Ret.Exist_FBC_DryFGD_DSI & ACI & NGC | 0 | 0 | 0 | 0 | 0 | 0 | 0
00 Ret.Exist_FBC_DryFGD_DSI & ACI & SNCR | 0 | 0 | 0 | 0 | 0 | 0 | 0
00 Ret.Exist_FBC_DryFGD_DSI & ACI & SNCR & DRET | 0 | 0 | 0 | 0 | 0 | 0 | 0
00 Ret.Exist_FBC_DryFGD_DSI & ACI & SNCR & NGC | 0 | 0 | 0 | 0 | 0 | 0 | 0
00 Ret.Exist_FBC_DryFGD_DSI & DRET | 0 | 0 | 0 | 0 | 0 | 0 | 0
00 Ret.Exist_FBC_DryFGD_DSI & GPM | 0 | 0 | 0 | 0 | 0 | 0 | 0
00 Ret.Exist_FBC_DryFGD_DSI & GPM & DRET | 0 | 0 | 0 | 0 | 0 | 0 | 0
00 Ret.Exist_FBC_DryFGD_DSI & GPM & NGC | 0 | 0 | 0 | 0 | 0 | 0 | 0
00 Ret.Exist_FBC_DryFGD_DSI & GPM & SNCR | 0 | 0 | 0 | 0 | 0 | 0 | 0
00 Ret.Exist_FBC_DryFGD_DSI & GPM & SNCR & DRET | 0 | 0 | 0 | 0 | 0 | 0 | 0
00 Ret.Exist_FBC_DryFGD_DSI & GPM & SNCR & NGC | 0 | 0 | 0 | 0 | 0 | 0 | 0
00 Ret.Exist_FBC_DryFGD_DSI & NGC | 0 | 0 | 0 | 0 | 0 | 0 | 0
00 Ret.Exist_FBC_DryFGD_DSI & SNCR | 0 | 0 | 0 | 0 | 0 | 0 | 0
00 Ret.Exist_FBC_DryFGD_DSI & SNCR & DRET | 0 | 0 | 0 | 0 | 0 | 0 | 0
00 Ret.Exist_FBC_DryFGD_DSI & SNCR & NGC | 0 | 0 | 0 | 0 | 0 | 0 | 0
00 Ret.Exist_FBC_DryFGD_SNCR & ACI | 0 | 0 | 0 | 0 | 0 | 0 | 0
00 Ret.Exist_FBC_DryFGD_SNCR & ACI & CCS | 0 | 0 | 0 | 0 | 0 | 0 | 0
00 Ret.Exist_FBC_DryFGD_SNCR & ACI & DRET | 0 | 0 | 0 | 0 | 0 | 0 | 0
00 Ret.Exist_FBC_DryFGD_SNCR & ACI & GPM | 0 | 0 | 0 | 0 | 0 | 0 | 0
00 Ret.Exist_FBC_DryFGD_SNCR & ACI & GPM & CCS | 0 | 0 | 0 | 0 | 0 | 0 | 0
00 Ret.Exist_FBC_DryFGD_SNCR & ACI & GPM & DRET | 0 | 0 | 0 | 0 | 0 | 0 | 0
00 Ret.Exist_FBC_DryFGD_SNCR & ACI & GPM & NGC | 0 | 0 | 0 | 0 | 0 | 0 | 0
00 Ret.Exist_FBC_DryFGD_SNCR & ACI & NGC | 0 | 0 | 0 | 0 | 0 | 0 | 0
00 Ret.Exist_FBC_DryFGD_SNCR & CCS | 0 | 0 | 0 | 0 | 0 | 0 | 0
00 Ret.Exist_FBC_DryFGD_SNCR & DCCS | 0 | 9.9672 | 0 | 0 | 0 | 0 | 0
00 Ret.Exist_FBC_DryFGD_SNCR & DCCS & CCS | 0 | 0 | 8.6929 | 8.6929 | 0 | 0 | 0
00 Ret.Exist_FBC_DryFGD_SNCR & DRET | 0 | 2.4098 | 0 | 0 | 0 | 0 | 0
00 Ret.Exist_FBC_DryFGD_SNCR & GPM | 0 | 0 | 0 | 0 | 0 | 0 | 0
00 Ret.Exist_FBC_DryFGD_SNCR & GPM & CCS | 0 | 0 | 0 | 0 | 0 | 0 | 0
00 Ret.Exist_FBC_DryFGD_SNCR & GPM & DRET | 0 | 0 | 0 | 0 | 0 | 0 | 0
00 Ret.Exist_FBC_DryFGD_SNCR & GPM & NGC | 0 | 0 | 0 | 0 | 0 | 0 | 0
00 Ret.Exist_FBC_DryFGD_SNCR & NGC | 0 | 0 | 0 | 0 | 0 | 0 | 0
00 Ret.Exist_FBC_DryFGD_SNCR_ACI & CCS | 0 | 0 | 0 | 0 | 0 | 0 | 0
00 Ret.Exist_FBC_DryFGD_SNCR_ACI & DCCS | 0 | 0.90729 | 0 | 0 | 0 | 0 | 0
00 Ret.Exist_FBC_DryFGD_SNCR_ACI & DCCS & CCS | 0 | 0 | 1.6048 | 1.6048 | 0 | 0 | 0
00 Ret.Exist_FBC_DryFGD_SNCR_ACI & DRET | 0 | 3.6105 | 0 | 0 | 0 | 0 | 0
00 Ret.Exist_FBC_DryFGD_SNCR_ACI & GPM | 0 | 0 | 0 | 0 | 0 | 0 | 0
00 Ret.Exist_FBC_DryFGD_SNCR_ACI & GPM & CCS | 0 | 0 | 0 | 0 | 0 | 0 | 0
00 Ret.Exist_FBC_DryFGD_SNCR_ACI & GPM & DRET | 0 | 0 | 0 | 0 | 0 | 0 | 0
00 Ret.Exist_FBC_DryFGD_SNCR_ACI & GPM & NGC | 0 | 0 | 0 | 0 | 0 | 0 | 0
00 Ret.Exist_FBC_DryFGD_SNCR_ACI & NGC | 0 | 0 | 0 | 0 | 0 | 0 | 0
00 Ret.Exist_FBC_DryFGD_SNCR_ACI_DSI & CCS | 0 | 9.6686 | 9.6686 | 9.6686 | 1.7907 | 2.0174 | 2.0174
00 Ret.Exist_FBC_DryFGD_SNCR_ACI_DSI & DCCS | 0 | 0.10973 | 0 | 0 | 0 | 0 | 0
00 Ret.Exist_FBC_DryFGD_SNCR_ACI_DSI & DCCS & CCS | 0 | 0 | 0.20879 | 0.20879 | 0 | 0 | 0
00 Ret.Exist_FBC_DryFGD_SNCR_ACI_DSI & DRET | 0 | 0 | 0 | 0 | 0 | 0 | 0
00 Ret.Exist_FBC_DryFGD_SNCR_ACI_DSI & GPM | 0 | 0 | 0 | 0 | 0 | 0 | 0
00 Ret.Exist_FBC_DryFGD_SNCR_ACI_DSI & GPM & CCS | 0 | 0 | 0 | 0 | 0 | 0 | 0
00 Ret.Exist_FBC_DryFGD_SNCR_ACI_DSI & GPM & DRET | 0 | 0 | 0 | 0 | 0 | 0 | 0
00 Ret.Exist_FBC_DryFGD_SNCR_ACI_DSI & GPM & NGC | 0 | 0 | 0 | 0 | 0 | 0 | 0
00 Ret.Exist_FBC_DryFGD_SNCR_ACI_DSI & NGC | 0 | 0 | 0 | 0 | 0 | 0 | 0
00 Ret.Exist_FBC_DryFGD_SNCR_DSI & ACI | 0 | 0 | 0 | 0 | 0 | 0 | 0
00 Ret.Exist_FBC_DryFGD_SNCR_DSI & ACI & DRET | 0 | 0 | 0 | 0 | 0 | 0 | 0
00 Ret.Exist_FBC_DryFGD_SNCR_DSI & ACI & GPM | 0 | 0 | 0 | 0 | 0 | 0 | 0
00 Ret.Exist_FBC_DryFGD_SNCR_DSI & ACI & GPM & DRET | 0 | 0 | 0 | 0 | 0 | 0 | 0
00 Ret.Exist_FBC_DryFGD_SNCR_DSI & ACI & GPM & NGC | 0 | 0 | 0 | 0 | 0 | 0 | 0
00 Ret.Exist_FBC_DryFGD_SNCR_DSI & ACI & NGC | 0 | 0 | 0 | 0 | 0 | 0 | 0
00 Ret.Exist_FBC_DryFGD_SNCR_DSI & DRET | 0 | 0 | 0 | 0 | 0 | 0 | 0
00 Ret.Exist_FBC_DryFGD_SNCR_DSI & GPM | 0 | 0 | 0 | 0 | 0 | 0 | 0
00 Ret.Exist_FBC_DryFGD_SNCR_DSI & GPM & DRET | 0 | 0 | 0 | 0 | 0 | 0 | 0
00 Ret.Exist_FBC_DryFGD_SNCR_DSI & GPM & NGC | 0 | 0 | 0 | 0 | 0 | 0 | 0
00 Ret.Exist_FBC_DryFGD_SNCR_DSI & NGC | 0 | 0 | 0 | 0 | 0 | 0 | 0
00 Ret.Exist_FBC_DSI & ACI | 0 | 0 | 0 | 0 | 0 | 0 | 0
00 Ret.Exist_FBC_DSI & ACI & DRET | 0 | 0 | 0 | 0 | 0 | 0 | 0
00 Ret.Exist_FBC_DSI & ACI & GPM | 0 | 0 | 0 | 0 | 0 | 0 | 0
00 Ret.Exist_FBC_DSI & ACI & GPM & DRET | 0 | 0 | 0 | 0 | 0 | 0 | 0
00 Ret.Exist_FBC_DSI & ACI & GPM & NGC | 0 | 0 | 0 | 0 | 0 | 0 | 0
00 Ret.Exist_FBC_DSI & ACI & GPM & SNCR | 0 | 0 | 0 | 0 | 0 | 0 | 0
00 Ret.Exist_FBC_DSI & ACI & GPM & SNCR & DRET | 0 | 0 | 0 | 0 | 0 | 0 | 0
00 Ret.Exist_FBC_DSI & ACI & GPM & SNCR & NGC | 0 | 0 | 0 | 0 | 0 | 0 | 0
00 Ret.Exist_FBC_DSI & ACI & NGC | 0 | 0 | 0 | 0 | 0 | 0 | 0
00 Ret.Exist_FBC_DSI & ACI & SNCR | 0 | 0 | 0 | 0 | 0 | 0 | 0
00 Ret.Exist_FBC_DSI & ACI & SNCR & DRET | 0 | 0 | 0 | 0 | 0 | 0 | 0
00 Ret.Exist_FBC_DSI & ACI & SNCR & NGC | 0 | 0 | 0 | 0 | 0 | 0 | 0
00 Ret.Exist_FBC_DSI & DRET | 0 | 9.6959 | 0 | 0 | 0 | 0 | 0
00 Ret.Exist_FBC_DSI & GPM | 0 | 0 | 0 | 0 | 0 | 0 | 0
00 Ret.Exist_FBC_DSI & GPM & DRET | 0 | 0 | 0 | 0 | 0 | 0 | 0
00 Ret.Exist_FBC_DSI & GPM & NGC | 0 | 0 | 0 | 0 | 0 | 0 | 0
00 Ret.Exist_FBC_DSI & GPM & SNCR | 0 | 0 | 0 | 0 | 0 | 0 | 0
00 Ret.Exist_FBC_DSI & GPM & SNCR & DRET | 0 | 0 | 0 | 0 | 0 | 0 | 0
00 Ret.Exist_FBC_DSI & GPM & SNCR & NGC | 0 | 0 | 0 | 0 | 0 | 0 | 0
00 Ret.Exist_FBC_DSI & NGC | 0 | 0.51883 | 1.0862 | 0 | 0 | 0 | 0
00 Ret.Exist_FBC_DSI & SNCR | 0 | 0 | 0 | 0 | 0 | 0 | 0
00 Ret.Exist_FBC_DSI & SNCR & DRET | 0 | 0 | 0 | 0 | 0 | 0 | 0
00 Ret.Exist_FBC_DSI & SNCR & NGC | 0 | 0 | 0 | 0 | 0 | 0 | 0
00 Ret.Exist_FBC_SNCR & ACI | 0 | 0 | 0 | 0 | 0 | 0 | 0
00 Ret.Exist_FBC_SNCR & ACI & DRET | 0 | 0 | 0 | 0 | 0 | 0 | 0
00 Ret.Exist_FBC_SNCR & ACI & NGC | 0 | 0 | 0 | 0 | 0 | 0 | 0
00 Ret.Exist_FBC_SNCR & DRET | 0 | 0 | 0 | 0 | 0 | 0 | 0
00 Ret.Exist_FBC_SNCR & GPM | 0 | 0 | 0 | 0 | 0 | 0 | 0
00 Ret.Exist_FBC_SNCR & GPM & DRET | 0 | 0 | 0 | 0 | 0 | 0 | 0
00 Ret.Exist_FBC_SNCR & GPM & NGC | 0 | 0 | 0 | 0 | 0 | 0 | 0
00 Ret.Exist_FBC_SNCR & NGC | 0 | 0 | 0 | 0 | 0 | 0 | 0
00 Ret.Exist_FBC_SNCR_ACI_DSI & CCS | 0 | 0 | 0 | 0 | 0 | 0 | 0
00 Ret.Exist_FBC_SNCR_ACI_DSI & DCCS | 0 | 0 | 0 | 0 | 0 | 0 | 0
00 Ret.Exist_FBC_SNCR_ACI_DSI & DCCS & CCS | 0 | 0 | 0 | 0 | 0 | 0 | 0
00 Ret.Exist_FBC_SNCR_ACI_DSI & DRET | 0 | 0 | 0 | 0 | 0 | 0 | 0
00 Ret.Exist_FBC_SNCR_ACI_DSI & GPM | 0 | 0 | 0 | 0 | 0 | 0 | 0
00 Ret.Exist_FBC_SNCR_ACI_DSI & GPM & CCS | 0 | 0 | 0 | 0 | 0 | 0 | 0
00 Ret.Exist_FBC_SNCR_ACI_DSI & GPM & DRET | 0 | 0 | 0 | 0 | 0 | 0 | 0
00 Ret.Exist_FBC_SNCR_ACI_DSI & GPM & NGC | 0 | 0 | 0 | 0 | 0 | 0 | 0
00 Ret.Exist_FBC_SNCR_ACI_DSI & NGC | 0 | 0 | 0 | 0 | 0 | 0 | 0
00 Ret.Exist_FBC_SNCR_DSI & ACI | 0 | 0 | 0 | 0 | 0 | 0 | 0
00 Ret.Exist_FBC_SNCR_DSI & ACI & CCS | 0 | 0 | 0 | 0 | 0 | 0 | 0
00 Ret.Exist_FBC_SNCR_DSI & ACI & DRET | 0 | 0 | 0 | 0 | 0 | 0 | 0
00 Ret.Exist_FBC_SNCR_DSI & ACI & GPM | 0 | 0 | 0 | 0 | 0 | 0 | 0
00 Ret.Exist_FBC_SNCR_DSI & ACI & GPM & CCS | 0 | 0 | 0 | 0 | 0 | 0 | 0
00 Ret.Exist_FBC_SNCR_DSI & ACI & GPM & DRET | 0 | 0 | 0 | 0 | 0 | 0 | 0
00 Ret.Exist_FBC_SNCR_DSI & ACI & GPM & NGC | 0 | 0 | 0 | 0 | 0 | 0 | 0
00 Ret.Exist_FBC_SNCR_DSI & ACI & NGC | 0 | 0 | 0 | 0 | 0 | 0 | 0
00 Ret.Exist_FBC_SNCR_DSI & CCS | 0 | 0 | 0 | 0 | 0 | 0 | 0
00 Ret.Exist_FBC_SNCR_DSI & DCCS | 0 | 6.8716 | 0 | 0 | 0 | 0 | 0
00 Ret.Exist_FBC_SNCR_DSI & DCCS & CCS | 0 | 0 | 4.8106 | 4.8106 | 0 | 0 | 0
00 Ret.Exist_FBC_SNCR_DSI & DRET | 0 | 9.3139 | 0 | 0 | 0 | 0 | 0
00 Ret.Exist_FBC_SNCR_DSI & GPM | 0 | 0 | 0 | 0 | 0 | 0 | 0
00 Ret.Exist_FBC_SNCR_DSI & GPM & CCS | 0 | 0 | 0 | 0 | 0 | 0 | 0
00 Ret.Exist_FBC_SNCR_DSI & GPM & DRET | 0 | 0 | 0 | 0 | 0 | 0 | 0
00 Ret.Exist_FBC_SNCR_DSI & GPM & NGC | 0 | 0 | 0 | 0 | 0 | 0 | 0
00 Ret.Exist_FBC_SNCR_DSI & NGC | 0 | 6.3437 | 5.3204 | 0 | 0 | 0 | 0
00 Ret.Exist_FBC_WetFGD_DSI & ACI | 0 | 0 | 0 | 0 | 0 | 0 | 0
00 Ret.Exist_FBC_WetFGD_DSI & ACI & DRET | 0 | 0 | 0 | 0 | 0 | 0 | 0
00 Ret.Exist_FBC_WetFGD_DSI & ACI & GPM | 0 | 0 | 0 | 0 | 0 | 0 | 0
00 Ret.Exist_FBC_WetFGD_DSI & ACI & GPM & DRET | 0 | 0 | 0 | 0 | 0 | 0 | 0
00 Ret.Exist_FBC_WetFGD_DSI & ACI & GPM & NGC | 0 | 0 | 0 | 0 | 0 | 0 | 0
00 Ret.Exist_FBC_WetFGD_DSI & ACI & GPM & SNCR | 0 | 0 | 0 | 0 | 0 | 0 | 0
00 Ret.Exist_FBC_WetFGD_DSI & ACI & GPM & SNCR & DRET | 0 | 0 | 0 | 0 | 0 | 0 | 0
00 Ret.Exist_FBC_WetFGD_DSI & ACI & GPM & SNCR & NGC | 0 | 0 | 0 | 0 | 0 | 0 | 0
00 Ret.Exist_FBC_WetFGD_DSI & ACI & NGC | 0 | 0 | 0 | 0 | 0 | 0 | 0
00 Ret.Exist_FBC_WetFGD_DSI & ACI & SNCR | 0 | 0 | 0 | 0 | 0 | 0 | 0
00 Ret.Exist_FBC_WetFGD_DSI & ACI & SNCR & DRET | 0 | 0 | 0 | 0 | 0 | 0 | 0
00 Ret.Exist_FBC_WetFGD_DSI & ACI & SNCR & NGC | 0 | 0 | 0 | 0 | 0 | 0 | 0
00 Ret.Exist_FBC_WetFGD_DSI & DRET | 0 | 1.2708 | 0 | 0 | 0 | 0 | 0
00 Ret.Exist_FBC_WetFGD_DSI & GPM | 0 | 0 | 0 | 0 | 0 | 0 | 0
00 Ret.Exist_FBC_WetFGD_DSI & GPM & DRET | 0 | 0 | 0 | 0 | 0 | 0 | 0
00 Ret.Exist_FBC_WetFGD_DSI & GPM & NGC | 0 | 0 | 0 | 0 | 0 | 0 | 0
00 Ret.Exist_FBC_WetFGD_DSI & GPM & SNCR | 0 | 0 | 0 | 0 | 0 | 0 | 0
00 Ret.Exist_FBC_WetFGD_DSI & GPM & SNCR & DRET | 0 | 0 | 0 | 0 | 0 | 0 | 0
00 Ret.Exist_FBC_WetFGD_DSI & GPM & SNCR & NGC | 0 | 0 | 0 | 0 | 0 | 0 | 0
00 Ret.Exist_FBC_WetFGD_DSI & NGC | 0 | 0 | 0 | 0 | 0 | 0 | 0
00 Ret.Exist_FBC_WetFGD_DSI & SNCR | 0 | 0 | 0 | 0 | 0 | 0 | 0
00 Ret.Exist_FBC_WetFGD_DSI & SNCR & DRET | 0 | 0 | 0 | 0 | 0 | 0 | 0
00 Ret.Exist_FBC_WetFGD_DSI & SNCR & NGC | 0 | 0 | 0 | 0 | 0 | 0 | 0
00 Ret.Exist_FBC_WetFGD_SNCR & ACI | 0 | 0 | 0 | 0 | 0 | 0 | 0
00 Ret.Exist_FBC_WetFGD_SNCR & ACI & DRET | 0 | 0 | 0 | 0 | 0 | 0 | 0
00 Ret.Exist_FBC_WetFGD_SNCR & ACI & NGC | 0 | 0 | 0 | 0 | 0 | 0 | 0
00 Ret.Exist_FBC_WetFGD_SNCR & DRET | 0 | 0.53172 | 0 | 0 | 0 | 0 | 0
00 Ret.Exist_FBC_WetFGD_SNCR & GPM | 0 | 0 | 0 | 0 | 0 | 0 | 0
00 Ret.Exist_FBC_WetFGD_SNCR & GPM & DRET | 0 | 0 | 0 | 0 | 0 | 0 | 0
00 Ret.Exist_FBC_WetFGD_SNCR & GPM & NGC | 0 | 0 | 0 | 0 | 0 | 0 | 0
00 Ret.Exist_FBC_WetFGD_SNCR & NGC | 0 | 0 | 0 | 0 | 0 | 0 | 0
00 Ret.Exist_Non-FBC_ACI & C2G | 0.60854 | 3.6531 | 0 | 0 | 0 | 0 | 0
00 Ret.Exist_Non-FBC_ACI & C2G & SCR | 0 | 0 | 0 | 0 | 0 | 0 | 0
00 Ret.Exist_Non-FBC_ACI & DCCS | 0 | 10.4222 | 0 | 0 | 0 | 0 | 0
00 Ret.Exist_Non-FBC_ACI & DCCS & WetFGD & SCR & CCS | 0 | 0 | 6.9319 | 6.9319 | 0 | 0 | 0
00 Ret.Exist_Non-FBC_ACI & DRET | 0 | 23.6334 | 0 | 0 | 0 | 0 | 0
00 Ret.Exist_Non-FBC_ACI & DSI | 0 | 0 | 0 | 0 | 0 | 0 | 0
00 Ret.Exist_Non-FBC_ACI & DSI & C2G | 0 | 0 | 0 | 0 | 0 | 0 | 0
00 Ret.Exist_Non-FBC_ACI & DSI & C2G & SCR | 0 | 0 | 0 | 0 | 0 | 0 | 0
00 Ret.Exist_Non-FBC_ACI & DSI & DRET | 0 | 0 | 0 | 0 | 0 | 0 | 0
00 Ret.Exist_Non-FBC_ACI & DSI & GPM | 0 | 0 | 0 | 0 | 0 | 0 | 0
00 Ret.Exist_Non-FBC_ACI & DSI & GPM & C2G | 0 | 0 | 0 | 0 | 0 | 0 | 0
00 Ret.Exist_Non-FBC_ACI & DSI & GPM & C2G & SCR | 0 | 0 | 0 | 0 | 0 | 0 | 0
00 Ret.Exist_Non-FBC_ACI & DSI & GPM & DRET | 0 | 0 | 0 | 0 | 0 | 0 | 0
00 Ret.Exist_Non-FBC_ACI & DSI & GPM & NGC | 0 | 0 | 0 | 0 | 0 | 0 | 0
00 Ret.Exist_Non-FBC_ACI & DSI & GPM & SCR | 0 | 0 | 0 | 0 | 0 | 0 | 0
00 Ret.Exist_Non-FBC_ACI & DSI & GPM & SCR & DRET | 0 | 0 | 0 | 0 | 0 | 0 | 0
00 Ret.Exist_Non-FBC_ACI & DSI & GPM & SCR & NGC | 0 | 0 | 0 | 0 | 0 | 0 | 0
00 Ret.Exist_Non-FBC_ACI & DSI & GPM & SNCR | 0 | 0 | 0 | 0 | 0 | 0 | 0
00 Ret.Exist_Non-FBC_ACI & DSI & GPM & SNCR & DRET | 0 | 0 | 0 | 0 | 0 | 0 | 0
00 Ret.Exist_Non-FBC_ACI & DSI & GPM & SNCR & NGC | 0 | 0 | 0 | 0 | 0 | 0 | 0
00 Ret.Exist_Non-FBC_ACI & DSI & GPM & WetFGD & SCR & CCS | 0 | 0 | 0 | 0 | 0 | 0 | 0
00 Ret.Exist_Non-FBC_ACI & DSI & NGC | 0 | 0 | 0 | 0 | 0 | 0 | 0
00 Ret.Exist_Non-FBC_ACI & DSI & SCR | 0 | 0 | 0 | 0 | 0 | 0 | 0
00 Ret.Exist_Non-FBC_ACI & DSI & SCR & DRET | 0 | 0 | 0 | 0 | 0 | 0 | 0
00 Ret.Exist_Non-FBC_ACI & DSI & SCR & NGC | 0 | 0 | 0 | 0 | 0 | 0 | 0
00 Ret.Exist_Non-FBC_ACI & DSI & SNCR | 0 | 0 | 0 | 0 | 0 | 0 | 0
00 Ret.Exist_Non-FBC_ACI & DSI & SNCR & DRET | 0 | 0 | 0 | 0 | 0 | 0 | 0
00 Ret.Exist_Non-FBC_ACI & DSI & SNCR & NGC | 0 | 0 | 0 | 0 | 0 | 0 | 0
00 Ret.Exist_Non-FBC_ACI & DSI & WetFGD & SCR & CCS | 0 | 0 | 0 | 0 | 0 | 0 | 0
00 Ret.Exist_Non-FBC_ACI & GPM | 0 | 0 | 0 | 0 | 0 | 0 | 0
00 Ret.Exist_Non-FBC_ACI & GPM & C2G | 0 | 0 | 0 | 0 | 0 | 0 | 0
00 Ret.Exist_Non-FBC_ACI & GPM & C2G & SCR | 0 | 0 | 0 | 0 | 0 | 0 | 0
00 Ret.Exist_Non-FBC_ACI & GPM & DRET | 0 | 0 | 0 | 0 | 0 | 0 | 0
00 Ret.Exist_Non-FBC_ACI & GPM & NGC | 0 | 0 | 0 | 0 | 0 | 0 | 0
00 Ret.Exist_Non-FBC_ACI & GPM & SCR | 0 | 0 | 0 | 0 | 0 | 0 | 0
00 Ret.Exist_Non-FBC_ACI & GPM & SCR & DRET | 0 | 0 | 0 | 0 | 0 | 0 | 0
00 Ret.Exist_Non-FBC_ACI & GPM & SCR & NGC | 0 | 0 | 0 | 0 | 0 | 0 | 0
00 Ret.Exist_Non-FBC_ACI & GPM & SNCR | 0 | 0 | 0 | 0 | 0 | 0 | 0
00 Ret.Exist_Non-FBC_ACI & GPM & SNCR & DRET | 0 | 0 | 0 | 0 | 0 | 0 | 0
00 Ret.Exist_Non-FBC_ACI & GPM & SNCR & NGC | 0 | 0 | 0 | 0 | 0 | 0 | 0
00 Ret.Exist_Non-FBC_ACI & GPM & WetFGD & SCR & CCS | 0 | 0 | 0 | 0 | 0 | 0 | 0
00 Ret.Exist_Non-FBC_ACI & NGC | 0 | 0 | 0 | 0 | 0 | 0 | 0
00 Ret.Exist_Non-FBC_ACI & SCR | 0 | 0 | 0 | 0 | 0 | 0 | 0
00 Ret.Exist_Non-FBC_ACI & SCR & C2G | 0 | 0 | 0 | 0 | 0 | 0 | 0
00 Ret.Exist_Non-FBC_ACI & SCR & DRET | 0 | 0 | 0 | 0 | 0 | 0 | 0
00 Ret.Exist_Non-FBC_ACI & SCR & NGC | 0 | 0 | 0 | 0 | 0 | 0 | 0
00 Ret.Exist_Non-FBC_ACI & SCR & WetFGD & CCS | 0 | 0 | 0 | 0 | 0 | 0 | 0
00 Ret.Exist_Non-FBC_ACI & SNCR | 0 | 0 | 0 | 0 | 0 | 0 | 0
00 Ret.Exist_Non-FBC_ACI & SNCR & C2G | 0 | 0 | 0 | 0 | 0 | 0 | 0
00 Ret.Exist_Non-FBC_ACI & SNCR & DRET | 0 | 0 | 0 | 0 | 0 | 0 | 0
00 Ret.Exist_Non-FBC_ACI & SNCR & NGC | 0 | 0 | 0 | 0 | 0 | 0 | 0
00 Ret.Exist_Non-FBC_ACI_DSI & C2G | 0 | 0 | 0 | 0 | 0 | 0 | 0
00 Ret.Exist_Non-FBC_ACI_DSI & C2G & SCR | 0 | 0 | 0 | 0 | 0 | 0 | 0
00 Ret.Exist_Non-FBC_ACI_DSI & DCCS | 0 | 0 | 0 | 0 | 0 | 0 | 0
00 Ret.Exist_Non-FBC_ACI_DSI & DCCS & WetFGD & SCR & CCS | 0 | 0 | 0 | 0 | 0 | 0 | 0
00 Ret.Exist_Non-FBC_ACI_DSI & DRET | 0 | 18.4752 | 0 | 0 | 0 | 0 | 0
00 Ret.Exist_Non-FBC_ACI_DSI & GPM | 0 | 0 | 0 | 0 | 0 | 0 | 0
00 Ret.Exist_Non-FBC_ACI_DSI & GPM & C2G | 0 | 0 | 0 | 0 | 0 | 0 | 0
00 Ret.Exist_Non-FBC_ACI_DSI & GPM & C2G & SCR | 0 | 0 | 0 | 0 | 0 | 0 | 0
00 Ret.Exist_Non-FBC_ACI_DSI & GPM & DRET | 0 | 0 | 0 | 0 | 0 | 0 | 0
00 Ret.Exist_Non-FBC_ACI_DSI & GPM & NGC | 0 | 0 | 0 | 0 | 0 | 0 | 0
00 Ret.Exist_Non-FBC_ACI_DSI & GPM & SCR | 0 | 0 | 0 | 0 | 0 | 0 | 0
00 Ret.Exist_Non-FBC_ACI_DSI & GPM & SCR & DRET | 0 | 0 | 0 | 0 | 0 | 0 | 0
00 Ret.Exist_Non-FBC_ACI_DSI & GPM & SCR & NGC | 0 | 0 | 0 | 0 | 0 | 0 | 0
00 Ret.Exist_Non-FBC_ACI_DSI & GPM & SNCR | 0 | 0 | 0 | 0 | 0 | 0 | 0
00 Ret.Exist_Non-FBC_ACI_DSI & GPM & SNCR & DRET | 0 | 0 | 0 | 0 | 0 | 0 | 0
00 Ret.Exist_Non-FBC_ACI_DSI & GPM & SNCR & NGC | 0 | 0 | 0 | 0 | 0 | 0 | 0
00 Ret.Exist_Non-FBC_ACI_DSI & GPM & WetFGD & SCR & CCS | 0 | 0 | 0 | 0 | 0 | 0 | 0
00 Ret.Exist_Non-FBC_ACI_DSI & NGC | 0 | 0 | 0 | 0 | 0 | 0 | 0
00 Ret.Exist_Non-FBC_ACI_DSI & SCR | 0 | 0 | 0 | 0 | 0 | 0 | 0
00 Ret.Exist_Non-FBC_ACI_DSI & SCR & C2G | 0 | 0 | 0 | 0 | 0 | 0 | 0
00 Ret.Exist_Non-FBC_ACI_DSI & SCR & DRET | 0 | 0 | 0 | 0 | 0 | 0 | 0
00 Ret.Exist_Non-FBC_ACI_DSI & SCR & NGC | 0 | 0 | 0 | 0 | 0 | 0 | 0
00 Ret.Exist_Non-FBC_ACI_DSI & SCR & WetFGD & CCS | 0 | 0 | 0 | 0 | 0 | 0 | 0
00 Ret.Exist_Non-FBC_ACI_DSI & SNCR | 0 | 0 | 0 | 0 | 0 | 0 | 0
00 Ret.Exist_Non-FBC_ACI_DSI & SNCR & C2G | 0 | 0 | 0 | 0 | 0 | 0 | 0
00 Ret.Exist_Non-FBC_ACI_DSI & SNCR & DRET | 0 | 0 | 0 | 0 | 0 | 0 | 0
00 Ret.Exist_Non-FBC_ACI_DSI & SNCR & NGC | 0 | 0 | 0 | 0 | 0 | 0 | 0
00 Ret.Exist_Non-FBC_DryFGD & C2G | 0 | 0 | 0 | 0 | 0 | 0 | 0
00 Ret.Exist_Non-FBC_DryFGD & C2G & SCR | 0 | 0 | 0 | 0 | 0 | 0 | 0
00 Ret.Exist_Non-FBC_DryFGD & DRET | 0 | 0 | 0 | 0 | 0 | 0 | 0
00 Ret.Exist_Non-FBC_DryFGD & GPM | 0 | 0 | 0 | 0 | 0 | 0 | 0
00 Ret.Exist_Non-FBC_DryFGD & GPM & C2G | 0 | 0 | 0 | 0 | 0 | 0 | 0
00 Ret.Exist_Non-FBC_DryFGD & GPM & C2G & SCR | 0 | 0 | 0 | 0 | 0 | 0 | 0
00 Ret.Exist_Non-FBC_DryFGD & GPM & DRET | 0 | 0 | 0 | 0 | 0 | 0 | 0
00 Ret.Exist_Non-FBC_DryFGD & GPM & NGC | 0 | 0 | 0 | 0 | 0 | 0 | 0
00 Ret.Exist_Non-FBC_DryFGD & GPM & SCR | 0 | 0 | 0 | 0 | 0 | 0 | 0
00 Ret.Exist_Non-FBC_DryFGD & GPM & SCR & CCS | 0 | 0 | 0 | 0 | 0 | 0 | 0
00 Ret.Exist_Non-FBC_DryFGD & GPM & SCR & DRET | 0 | 0 | 0 | 0 | 0 | 0 | 0
00 Ret.Exist_Non-FBC_DryFGD & GPM & SCR & NGC | 0 | 0 | 0 | 0 | 0 | 0 | 0
00 Ret.Exist_Non-FBC_DryFGD & GPM & SNCR | 0 | 0 | 0 | 0 | 0 | 0 | 0
00 Ret.Exist_Non-FBC_DryFGD & GPM & SNCR & DRET | 0 | 0 | 0 | 0 | 0 | 0 | 0
00 Ret.Exist_Non-FBC_DryFGD & GPM & SNCR & NGC | 0 | 0 | 0 | 0 | 0 | 0 | 0
00 Ret.Exist_Non-FBC_DryFGD & NGC | 0 | 0 | 0 | 0 | 0 | 0 | 0
00 Ret.Exist_Non-FBC_DryFGD & SCR | 0 | 0 | 0 | 0 | 0 | 0 | 0
00 Ret.Exist_Non-FBC_DryFGD & SCR & C2G | 0 | 0 | 0 | 0 | 0 | 0 | 0
00 Ret.Exist_Non-FBC_DryFGD & SCR & CCS | 0 | 0 | 0 | 0 | 0 | 0 | 0
00 Ret.Exist_Non-FBC_DryFGD & SCR & DRET | 0 | 0 | 0 | 0 | 0 | 0 | 0
00 Ret.Exist_Non-FBC_DryFGD & SCR & NGC | 0 | 0 | 0 | 0 | 0 | 0 | 0
00 Ret.Exist_Non-FBC_DryFGD & SNCR | 0 | 0 | 0 | 0 | 0 | 0 | 0
00 Ret.Exist_Non-FBC_DryFGD & SNCR & C2G | 0 | 0 | 0 | 0 | 0 | 0 | 0
00 Ret.Exist_Non-FBC_DryFGD & SNCR & DRET | 0 | 0 | 0 | 0 | 0 | 0 | 0
00 Ret.Exist_Non-FBC_DryFGD & SNCR & NGC | 0 | 0 | 0 | 0 | 0 | 0 | 0
00 Ret.Exist_Non-FBC_DryFGD_ACI & C2G | 0 | 0 | 0 | 0 | 0 | 0 | 0
00 Ret.Exist_Non-FBC_DryFGD_ACI & C2G & SCR | 0 | 0 | 0 | 0 | 0 | 0 | 0
00 Ret.Exist_Non-FBC_DryFGD_ACI & DCCS | 0 | 23.9057 | 0 | 0 | 0 | 0 | 0
00 Ret.Exist_Non-FBC_DryFGD_ACI & DCCS & SCR & CCS | 0 | 0 | 20.4314 | 19.5378 | 0.13953 | 0.13953 | 0.13953
00 Ret.Exist_Non-FBC_DryFGD_ACI & DRET | 0 | 33.0383 | 0 | 0 | 0 | 0 | 0
00 Ret.Exist_Non-FBC_DryFGD_ACI & GPM | 0 | 0 | 0 | 0 | 0 | 0 | 0
00 Ret.Exist_Non-FBC_DryFGD_ACI & GPM & C2G | 0 | 0 | 0 | 0 | 0 | 0 | 0
00 Ret.Exist_Non-FBC_DryFGD_ACI & GPM & C2G & SCR | 0 | 0 | 0 | 0 | 0 | 0 | 0
00 Ret.Exist_Non-FBC_DryFGD_ACI & GPM & DRET | 0 | 0 | 0 | 0 | 0 | 0 | 0
00 Ret.Exist_Non-FBC_DryFGD_ACI & GPM & NGC | 0 | 0 | 0 | 0 | 0 | 0 | 0
00 Ret.Exist_Non-FBC_DryFGD_ACI & GPM & SCR | 0 | 0 | 0 | 0 | 0 | 0 | 0
00 Ret.Exist_Non-FBC_DryFGD_ACI & GPM & SCR & CCS | 0 | 0 | 0 | 0 | 0 | 0 | 0
00 Ret.Exist_Non-FBC_DryFGD_ACI & GPM & SCR & DRET | 0 | 0 | 0 | 0 | 0 | 0 | 0
00 Ret.Exist_Non-FBC_DryFGD_ACI & GPM & SCR & NGC | 0 | 0 | 0 | 0 | 0 | 0 | 0
00 Ret.Exist_Non-FBC_DryFGD_ACI & GPM & SNCR | 0 | 0 | 0 | 0 | 0 | 0 | 0
00 Ret.Exist_Non-FBC_DryFGD_ACI & GPM & SNCR & DRET | 0 | 0 | 0 | 0 | 0 | 0 | 0
00 Ret.Exist_Non-FBC_DryFGD_ACI & GPM & SNCR & NGC | 0 | 0 | 0 | 0 | 0 | 0 | 0
00 Ret.Exist_Non-FBC_DryFGD_ACI & NGC | 0 | 16.9418 | 20.468 | 0 | 0 | 0 | 0
00 Ret.Exist_Non-FBC_DryFGD_ACI & SCR | 0 | 0.050402 | 0 | 0 | 0 | 0 | 0
00 Ret.Exist_Non-FBC_DryFGD_ACI & SCR & C2G | 0 | 0 | 0 | 0 | 0 | 0 | 0
00 Ret.Exist_Non-FBC_DryFGD_ACI & SCR & CCS | 0 | 0 | 0.25891 | 0.25891 | 0 | 0 | 0
00 Ret.Exist_Non-FBC_DryFGD_ACI & SCR & DRET | 0 | 0 | 0 | 0 | 0 | 0 | 0
00 Ret.Exist_Non-FBC_DryFGD_ACI & SCR & NGC | 0 | 0 | 0 | 0 | 0 | 0 | 0
00 Ret.Exist_Non-FBC_DryFGD_ACI & SNCR | 0 | 0 | 0 | 0 | 0 | 0 | 0
00 Ret.Exist_Non-FBC_DryFGD_ACI & SNCR & C2G | 0 | 0 | 0 | 0 | 0 | 0 | 0
00 Ret.Exist_Non-FBC_DryFGD_ACI & SNCR & DRET | 0 | 0 | 0 | 0 | 0 | 0 | 0
00 Ret.Exist_Non-FBC_DryFGD_ACI & SNCR & NGC | 0 | 0 | 0 | 0 | 0 | 0 | 0
00 Ret.Exist_Non-FBC_DryFGD_SCR & ACI | 0 | 0 | 0 | 0 | 0 | 0 | 0
00 Ret.Exist_Non-FBC_DryFGD_SCR & ACI & C2G | 0 | 0 | 0 | 0 | 0 | 0 | 0
00 Ret.Exist_Non-FBC_DryFGD_SCR & ACI & CCS | 0 | 0 | 0 | 0 | 0 | 0 | 0
00 Ret.Exist_Non-FBC_DryFGD_SCR & ACI & DRET | 0 | 0 | 0 | 0 | 0 | 0 | 0
00 Ret.Exist_Non-FBC_DryFGD_SCR & ACI & GPM | 0 | 0 | 0 | 0 | 0 | 0 | 0
00 Ret.Exist_Non-FBC_DryFGD_SCR & ACI & GPM & C2G | 0 | 0 | 0 | 0 | 0 | 0 | 0
00 Ret.Exist_Non-FBC_DryFGD_SCR & ACI & GPM & CCS | 0 | 0 | 0 | 0 | 0 | 0 | 0
00 Ret.Exist_Non-FBC_DryFGD_SCR & ACI & GPM & DRET | 0 | 0 | 0 | 0 | 0 | 0 | 0
00 Ret.Exist_Non-FBC_DryFGD_SCR & ACI & GPM & NGC | 0 | 0 | 0 | 0 | 0 | 0 | 0
00 Ret.Exist_Non-FBC_DryFGD_SCR & ACI & NGC | 0 | 0 | 0 | 0 | 0 | 0 | 0
00 Ret.Exist_Non-FBC_DryFGD_SCR & C2G | 0 | 0 | 0 | 0 | 0 | 0 | 0
00 Ret.Exist_Non-FBC_DryFGD_SCR & CCS | 0 | 0 | 0 | 0 | 0 | 0 | 0
00 Ret.Exist_Non-FBC_DryFGD_SCR & DRET | 0 | 0 | 0 | 0 | 0 | 0 | 0
00 Ret.Exist_Non-FBC_DryFGD_SCR & GPM | 0 | 0 | 0 | 0 | 0 | 0 | 0
00 Ret.Exist_Non-FBC_DryFGD_SCR & GPM & C2G | 0 | 0 | 0 | 0 | 0 | 0 | 0
00 Ret.Exist_Non-FBC_DryFGD_SCR & GPM & CCS | 0 | 0 | 0 | 0 | 0 | 0 | 0
00 Ret.Exist_Non-FBC_DryFGD_SCR & GPM & DRET | 0 | 0 | 0 | 0 | 0 | 0 | 0
00 Ret.Exist_Non-FBC_DryFGD_SCR & GPM & NGC | 0 | 0 | 0 | 0 | 0 | 0 | 0
00 Ret.Exist_Non-FBC_DryFGD_SCR & NGC | 0 | 0 | 0 | 0 | 0 | 0 | 0
00 Ret.Exist_Non-FBC_DryFGD_SCR_ACI & C2G | 0.62178 | 4.1267 | 1.1795 | 1.1795 | 1.1795 | 1.1795 | 1.1795
00 Ret.Exist_Non-FBC_DryFGD_SCR_ACI & CCS | 0 | 5.9726 | 6.2414 | 6.2414 | 6.2414 | 6.2414 | 6.2414
00 Ret.Exist_Non-FBC_DryFGD_SCR_ACI & DCCS | 0 | 21.7359 | 0 | 0 | 0 | 0 | 0
00 Ret.Exist_Non-FBC_DryFGD_SCR_ACI & DCCS & CCS | 0 | 0 | 18.9723 | 18.9723 | 0 | 0 | 0
00 Ret.Exist_Non-FBC_DryFGD_SCR_ACI & DRET | 0 | 47.4165 | 0 | 0 | 0 | 0 | 0
00 Ret.Exist_Non-FBC_DryFGD_SCR_ACI & GPM | 0 | 0 | 0 | 0 | 0 | 0 | 0
00 Ret.Exist_Non-FBC_DryFGD_SCR_ACI & GPM & C2G | 0 | 0 | 0 | 0 | 0 | 0 | 0
00 Ret.Exist_Non-FBC_DryFGD_SCR_ACI & GPM & CCS | 0 | 0 | 0 | 0 | 0 | 0 | 0
00 Ret.Exist_Non-FBC_DryFGD_SCR_ACI & GPM & DRET | 0 | 0 | 0 | 0 | 0 | 0 | 0
00 Ret.Exist_Non-FBC_DryFGD_SCR_ACI & GPM & NGC | 0 | 0 | 0 | 0 | 0 | 0 | 0
00 Ret.Exist_Non-FBC_DryFGD_SCR_ACI & NGC | 0 | 0.059186 | 0.053494 | 0 | 0 | 0 | 0
00 Ret.Exist_Non-FBC_DryFGD_SCR_ACI_DSI & C2G | 0 | 0.41307 | 0.41307 | 0.41307 | 0.41307 | 0.41307 | 0.41307
00 Ret.Exist_Non-FBC_DryFGD_SCR_ACI_DSI & CCS | 0 | 0 | 0 | 0 | 0 | 0 | 0
00 Ret.Exist_Non-FBC_DryFGD_SCR_ACI_DSI & DCCS | 0 | 7.7216e-05 | 0 | 0 | 0 | 0 | 0
00 Ret.Exist_Non-FBC_DryFGD_SCR_ACI_DSI & DCCS & CCS | 0 | 0 | 5.5461e-05 | 5.5461e-05 | 0 | 0 | 0
00 Ret.Exist_Non-FBC_DryFGD_SCR_ACI_DSI & DRET | 0 | 0 | 0 | 0 | 0 | 0 | 0
00 Ret.Exist_Non-FBC_DryFGD_SCR_ACI_DSI & GPM | 0 | 0 | 0 | 0 | 0 | 0 | 0
00 Ret.Exist_Non-FBC_DryFGD_SCR_ACI_DSI & GPM & C2G | 0 | 0 | 0 | 0 | 0 | 0 | 0
00 Ret.Exist_Non-FBC_DryFGD_SCR_ACI_DSI & GPM & CCS | 0 | 0 | 0 | 0 | 0 | 0 | 0
00 Ret.Exist_Non-FBC_DryFGD_SCR_ACI_DSI & GPM & DRET | 0 | 0 | 0 | 0 | 0 | 0 | 0
00 Ret.Exist_Non-FBC_DryFGD_SCR_ACI_DSI & GPM & NGC | 0 | 0 | 0 | 0 | 0 | 0 | 0
00 Ret.Exist_Non-FBC_DryFGD_SCR_ACI_DSI & NGC | 0 | 0 | 0 | 0 | 0 | 0 | 0
00 Ret.Exist_Non-FBC_DryFGD_SCR_DSI & ACI | 0 | 0 | 0 | 0 | 0 | 0 | 0
00 Ret.Exist_Non-FBC_DryFGD_SCR_DSI & ACI & C2G | 0 | 0 | 0 | 0 | 0 | 0 | 0
00 Ret.Exist_Non-FBC_DryFGD_SCR_DSI & ACI & CCS | 0 | 0 | 0 | 0 | 0 | 0 | 0
00 Ret.Exist_Non-FBC_DryFGD_SCR_DSI & ACI & DRET | 0 | 0 | 0 | 0 | 0 | 0 | 0
00 Ret.Exist_Non-FBC_DryFGD_SCR_DSI & ACI & GPM | 0 | 0 | 0 | 0 | 0 | 0 | 0
00 Ret.Exist_Non-FBC_DryFGD_SCR_DSI & ACI & GPM & C2G | 0 | 0 | 0 | 0 | 0 | 0 | 0
00 Ret.Exist_Non-FBC_DryFGD_SCR_DSI & ACI & GPM & CCS | 0 | 0 | 0 | 0 | 0 | 0 | 0
00 Ret.Exist_Non-FBC_DryFGD_SCR_DSI & ACI & GPM & DRET | 0 | 0 | 0 | 0 | 0 | 0 | 0
00 Ret.Exist_Non-FBC_DryFGD_SCR_DSI & ACI & GPM & NGC | 0 | 0 | 0 | 0 | 0 | 0 | 0
00 Ret.Exist_Non-FBC_DryFGD_SCR_DSI & ACI & NGC | 0 | 0 | 0 | 0 | 0 | 0 | 0
00 Ret.Exist_Non-FBC_DryFGD_SCR_DSI & C2G | 0 | 0 | 0 | 0 | 0 | 0 | 0
00 Ret.Exist_Non-FBC_DryFGD_SCR_DSI & CCS | 0 | 0 | 0 | 0 | 0 | 0 | 0
00 Ret.Exist_Non-FBC_DryFGD_SCR_DSI & DRET | 0 | 3.9235 | 0 | 0 | 0 | 0 | 0
00 Ret.Exist_Non-FBC_DryFGD_SCR_DSI & GPM | 0 | 0 | 0 | 0 | 0 | 0 | 0
00 Ret.Exist_Non-FBC_DryFGD_SCR_DSI & GPM & C2G | 0 | 0 | 0 | 0 | 0 | 0 | 0
00 Ret.Exist_Non-FBC_DryFGD_SCR_DSI & GPM & CCS | 0 | 0 | 0 | 0 | 0 | 0 | 0
00 Ret.Exist_Non-FBC_DryFGD_SCR_DSI & GPM & DRET | 0 | 0 | 0 | 0 | 0 | 0 | 0
00 Ret.Exist_Non-FBC_DryFGD_SCR_DSI & GPM & NGC | 0 | 0 | 0 | 0 | 0 | 0 | 0
00 Ret.Exist_Non-FBC_DryFGD_SCR_DSI & NGC | 0 | 0 | 0 | 0 | 0 | 0 | 0
00 Ret.Exist_Non-FBC_DryFGD_SNCR_ACI & C2G | 0 | 0 | 0 | 0 | 0 | 0 | 0
00 Ret.Exist_Non-FBC_DryFGD_SNCR_ACI & C2G & SCR | 0 | 0 | 0 | 0 | 0 | 0 | 0
00 Ret.Exist_Non-FBC_DryFGD_SNCR_ACI & DCCS | 0 | 13.2393 | 0 | 0 | 0 | 0 | 0
00 Ret.Exist_Non-FBC_DryFGD_SNCR_ACI & DCCS & SCR & CCS | 0 | 0 | 8.9051 | 8.9051 | 1.3355 | 1.5899 | 1.5899
00 Ret.Exist_Non-FBC_DryFGD_SNCR_ACI & DRET | 0 | 26.8438 | 0 | 0 | 0 | 0 | 0
00 Ret.Exist_Non-FBC_DryFGD_SNCR_ACI & GPM | 0 | 0 | 0 | 0 | 0 | 0 | 0
00 Ret.Exist_Non-FBC_DryFGD_SNCR_ACI & GPM & C2G | 0 | 0 | 0 | 0 | 0 | 0 | 0
00 Ret.Exist_Non-FBC_DryFGD_SNCR_ACI & GPM & C2G & SCR | 0 | 0 | 0 | 0 | 0 | 0 | 0
00 Ret.Exist_Non-FBC_DryFGD_SNCR_ACI & GPM & DRET | 0 | 0 | 0 | 0 | 0 | 0 | 0
00 Ret.Exist_Non-FBC_DryFGD_SNCR_ACI & GPM & NGC | 0 | 0 | 0 | 0 | 0 | 0 | 0
00 Ret.Exist_Non-FBC_DryFGD_SNCR_ACI & GPM & SCR | 0 | 0 | 0 | 0 | 0 | 0 | 0
00 Ret.Exist_Non-FBC_DryFGD_SNCR_ACI & GPM & SCR & CCS | 0 | 0 | 0 | 0 | 0 | 0 | 0
00 Ret.Exist_Non-FBC_DryFGD_SNCR_ACI & GPM & SCR & DRET | 0 | 0 | 0 | 0 | 0 | 0 | 0
00 Ret.Exist_Non-FBC_DryFGD_SNCR_ACI & GPM & SCR & NGC | 0 | 0 | 0 | 0 | 0 | 0 | 0
00 Ret.Exist_Non-FBC_DryFGD_SNCR_ACI & NGC | 0 | 0 | 0 | 0 | 0 | 0 | 0
00 Ret.Exist_Non-FBC_DryFGD_SNCR_ACI & SCR | 0 | 0 | 0 | 0 | 0 | 0 | 0
00 Ret.Exist_Non-FBC_DryFGD_SNCR_ACI & SCR & C2G | 0 | 0 | 0 | 0 | 0 | 0 | 0
00 Ret.Exist_Non-FBC_DryFGD_SNCR_ACI & SCR & CCS | 0 | 0 | 0 | 0 | 0 | 0 | 0
00 Ret.Exist_Non-FBC_DryFGD_SNCR_ACI & SCR & DRET | 0 | 0 | 0 | 0 | 0 | 0 | 0
00 Ret.Exist_Non-FBC_DryFGD_SNCR_ACI & SCR & NGC | 0 | 0 | 0 | 0 | 0 | 0 | 0
00 Ret.Exist_Non-FBC_DryFGD_SNCR_ACI_DSI & C2G | 0 | 0 | 0 | 0 | 0 | 0 | 0
00 Ret.Exist_Non-FBC_DryFGD_SNCR_ACI_DSI & C2G & SCR | 0 | 0 | 0 | 0 | 0 | 0 | 0
00 Ret.Exist_Non-FBC_DryFGD_SNCR_ACI_DSI & DRET | 0 | 0 | 0 | 0 | 0 | 0 | 0
00 Ret.Exist_Non-FBC_DryFGD_SNCR_ACI_DSI & GPM | 0 | 0 | 0 | 0 | 0 | 0 | 0
00 Ret.Exist_Non-FBC_DryFGD_SNCR_ACI_DSI & GPM & C2G | 0 | 0 | 0 | 0 | 0 | 0 | 0
00 Ret.Exist_Non-FBC_DryFGD_SNCR_ACI_DSI & GPM & C2G & SCR | 0 | 0 | 0 | 0 | 0 | 0 | 0
00 Ret.Exist_Non-FBC_DryFGD_SNCR_ACI_DSI & GPM & DRET | 0 | 0 | 0 | 0 | 0 | 0 | 0
00 Ret.Exist_Non-FBC_DryFGD_SNCR_ACI_DSI & GPM & NGC | 0 | 0 | 0 | 0 | 0 | 0 | 0
00 Ret.Exist_Non-FBC_DryFGD_SNCR_ACI_DSI & GPM & SCR | 0 | 0 | 0 | 0 | 0 | 0 | 0
00 Ret.Exist_Non-FBC_DryFGD_SNCR_ACI_DSI & GPM & SCR & CCS | 0 | 0 | 0 | 0 | 0 | 0 | 0
00 Ret.Exist_Non-FBC_DryFGD_SNCR_ACI_DSI & GPM & SCR & DRET | 0 | 0 | 0 | 0 | 0 | 0 | 0
00 Ret.Exist_Non-FBC_DryFGD_SNCR_ACI_DSI & GPM & SCR & NGC | 0 | 0 | 0 | 0 | 0 | 0 | 0
00 Ret.Exist_Non-FBC_DryFGD_SNCR_ACI_DSI & NGC | 0 | 0 | 0 | 0 | 0 | 0 | 0
00 Ret.Exist_Non-FBC_DryFGD_SNCR_ACI_DSI & SCR | 0 | 0 | 0 | 0 | 0 | 0 | 0
00 Ret.Exist_Non-FBC_DryFGD_SNCR_ACI_DSI & SCR & C2G | 0 | 0 | 0 | 0 | 0 | 0 | 0
00 Ret.Exist_Non-FBC_DryFGD_SNCR_ACI_DSI & SCR & CCS | 0 | 0 | 0 | 0 | 0 | 0 | 0
00 Ret.Exist_Non-FBC_DryFGD_SNCR_ACI_DSI & SCR & DRET | 0 | 0 | 0 | 0 | 0 | 0 | 0
00 Ret.Exist_Non-FBC_DryFGD_SNCR_ACI_DSI & SCR & NGC | 0 | 0 | 0 | 0 | 0 | 0 | 0
00 Ret.Exist_Non-FBC_DSI & ACI | 0 | 0 | 0 | 0 | 0 | 0 | 0
00 Ret.Exist_Non-FBC_DSI & ACI & C2G | 0 | 0 | 0 | 0 | 0 | 0 | 0
00 Ret.Exist_Non-FBC_DSI & ACI & C2G & SCR | 0 | 0 | 0 | 0 | 0 | 0 | 0
00 Ret.Exist_Non-FBC_DSI & ACI & DRET | 0 | 0 | 0 | 0 | 0 | 0 | 0
00 Ret.Exist_Non-FBC_DSI & ACI & GPM | 0 | 0 | 0 | 0 | 0 | 0 | 0
00 Ret.Exist_Non-FBC_DSI & ACI & GPM & C2G | 0 | 0 | 0 | 0 | 0 | 0 | 0
00 Ret.Exist_Non-FBC_DSI & ACI & GPM & C2G & SCR | 0 | 0 | 0 | 0 | 0 | 0 | 0
00 Ret.Exist_Non-FBC_DSI & ACI & GPM & DRET | 0 | 0 | 0 | 0 | 0 | 0 | 0
00 Ret.Exist_Non-FBC_DSI & ACI & GPM & NGC | 0 | 0 | 0 | 0 | 0 | 0 | 0
00 Ret.Exist_Non-FBC_DSI & ACI & GPM & SCR | 0 | 0 | 0 | 0 | 0 | 0 | 0
00 Ret.Exist_Non-FBC_DSI & ACI & GPM & SCR & DRET | 0 | 0 | 0 | 0 | 0 | 0 | 0
00 Ret.Exist_Non-FBC_DSI & ACI & GPM & SCR & NGC | 0 | 0 | 0 | 0 | 0 | 0 | 0
00 Ret.Exist_Non-FBC_DSI & ACI & GPM & SNCR | 0 | 0 | 0 | 0 | 0 | 0 | 0
00 Ret.Exist_Non-FBC_DSI & ACI & GPM & SNCR & DRET | 0 | 0 | 0 | 0 | 0 | 0 | 0
00 Ret.Exist_Non-FBC_DSI & ACI & GPM & SNCR & NGC | 0 | 0 | 0 | 0 | 0 | 0 | 0
00 Ret.Exist_Non-FBC_DSI & ACI & GPM & WetFGD & SCR & CCS | 0 | 0 | 0 | 0 | 0 | 0 | 0
00 Ret.Exist_Non-FBC_DSI & ACI & NGC | 0 | 0 | 0 | 0 | 0 | 0 | 0
00 Ret.Exist_Non-FBC_DSI & ACI & SCR | 0 | 0 | 0 | 0 | 0 | 0 | 0
00 Ret.Exist_Non-FBC_DSI & ACI & SCR & DRET | 0 | 0 | 0 | 0 | 0 | 0 | 0
00 Ret.Exist_Non-FBC_DSI & ACI & SCR & NGC | 0 | 0 | 0 | 0 | 0 | 0 | 0
00 Ret.Exist_Non-FBC_DSI & ACI & SNCR | 0 | 0 | 0 | 0 | 0 | 0 | 0
00 Ret.Exist_Non-FBC_DSI & ACI & SNCR & DRET | 0 | 0 | 0 | 0 | 0 | 0 | 0
00 Ret.Exist_Non-FBC_DSI & ACI & SNCR & NGC | 0 | 0 | 0 | 0 | 0 | 0 | 0
00 Ret.Exist_Non-FBC_DSI & ACI & WetFGD & SCR & CCS | 0 | 0 | 0 | 0 | 0 | 0 | 0
00 Ret.Exist_Non-FBC_DSI & C2G | 0 | 0 | 0 | 0 | 0 | 0 | 0
00 Ret.Exist_Non-FBC_DSI & C2G & SCR | 0 | 0 | 0 | 0 | 0 | 0 | 0
00 Ret.Exist_Non-FBC_DSI & DRET | 0 | 0 | 0 | 0 | 0 | 0 | 0
00 Ret.Exist_Non-FBC_DSI & GPM | 0 | 0 | 0 | 0 | 0 | 0 | 0
00 Ret.Exist_Non-FBC_DSI & GPM & C2G | 0 | 0 | 0 | 0 | 0 | 0 | 0
00 Ret.Exist_Non-FBC_DSI & GPM & C2G & SCR | 0 | 0 | 0 | 0 | 0 | 0 | 0
00 Ret.Exist_Non-FBC_DSI & GPM & DRET | 0 | 0 | 0 | 0 | 0 | 0 | 0
00 Ret.Exist_Non-FBC_DSI & GPM & NGC | 0 | 0 | 0 | 0 | 0 | 0 | 0
00 Ret.Exist_Non-FBC_DSI & GPM & SCR | 0 | 0 | 0 | 0 | 0 | 0 | 0
00 Ret.Exist_Non-FBC_DSI & GPM & SCR & DRET | 0 | 0 | 0 | 0 | 0 | 0 | 0
00 Ret.Exist_Non-FBC_DSI & GPM & SCR & NGC | 0 | 0 | 0 | 0 | 0 | 0 | 0
00 Ret.Exist_Non-FBC_DSI & GPM & SNCR | 0 | 0 | 0 | 0 | 0 | 0 | 0
00 Ret.Exist_Non-FBC_DSI & GPM & SNCR & DRET | 0 | 0 | 0 | 0 | 0 | 0 | 0
00 Ret.Exist_Non-FBC_DSI & GPM & SNCR & NGC | 0 | 0 | 0 | 0 | 0 | 0 | 0
00 Ret.Exist_Non-FBC_DSI & GPM & WetFGD & SCR & CCS | 0 | 0 | 0 | 0 | 0 | 0 | 0
00 Ret.Exist_Non-FBC_DSI & NGC | 0 | 0 | 0 | 0 | 0 | 0 | 0
00 Ret.Exist_Non-FBC_DSI & SCR | 0 | 0 | 0 | 0 | 0 | 0 | 0
00 Ret.Exist_Non-FBC_DSI & SCR & C2G | 0 | 0 | 0 | 0 | 0 | 0 | 0
00 Ret.Exist_Non-FBC_DSI & SCR & DRET | 0 | 0 | 0 | 0 | 0 | 0 | 0
00 Ret.Exist_Non-FBC_DSI & SCR & NGC | 0 | 0 | 0 | 0 | 0 | 0 | 0
00 Ret.Exist_Non-FBC_DSI & SCR & WetFGD & CCS | 0 | 0 | 0 | 0 | 0 | 0 | 0
00 Ret.Exist_Non-FBC_DSI & SNCR | 0 | 0 | 0 | 0 | 0 | 0 | 0
00 Ret.Exist_Non-FBC_DSI & SNCR & C2G | 0 | 0 | 0 | 0 | 0 | 0 | 0
00 Ret.Exist_Non-FBC_DSI & SNCR & DRET | 0 | 0 | 0 | 0 | 0 | 0 | 0
00 Ret.Exist_Non-FBC_DSI & SNCR & NGC | 0 | 0 | 0 | 0 | 0 | 0 | 0
00 Ret.Exist_Non-FBC_NoCtrl & ACI | 0 | 0 | 0 | 0 | 0 | 0 | 0
00 Ret.Exist_Non-FBC_NoCtrl & ACI & C2G | 0 | 0 | 0 | 0 | 0 | 0 | 0
00 Ret.Exist_Non-FBC_NoCtrl & ACI & C2G & SCR | 0 | 0 | 0 | 0 | 0 | 0 | 0
00 Ret.Exist_Non-FBC_NoCtrl & ACI & DRET | 0 | 0 | 0 | 0 | 0 | 0 | 0
00 Ret.Exist_Non-FBC_NoCtrl & ACI & DSI | 0 | 0 | 0 | 0 | 0 | 0 | 0
00 Ret.Exist_Non-FBC_NoCtrl & ACI & DSI & C2G | 0 | 0 | 0 | 0 | 0 | 0 | 0
00 Ret.Exist_Non-FBC_NoCtrl & ACI & DSI & C2G & SCR | 0 | 0 | 0 | 0 | 0 | 0 | 0
00 Ret.Exist_Non-FBC_NoCtrl & ACI & DSI & DRET | 0 | 0 | 0 | 0 | 0 | 0 | 0
00 Ret.Exist_Non-FBC_NoCtrl & ACI & DSI & GPM | 0 | 0 | 0 | 0 | 0 | 0 | 0
00 Ret.Exist_Non-FBC_NoCtrl & ACI & DSI & GPM & C2G | 0 | 0 | 0 | 0 | 0 | 0 | 0
00 Ret.Exist_Non-FBC_NoCtrl & ACI & DSI & GPM & C2G & SCR | 0 | 0 | 0 | 0 | 0 | 0 | 0
00 Ret.Exist_Non-FBC_NoCtrl & ACI & DSI & GPM & DRET | 0 | 0 | 0 | 0 | 0 | 0 | 0
00 Ret.Exist_Non-FBC_NoCtrl & ACI & DSI & GPM & NGC | 0 | 0 | 0 | 0 | 0 | 0 | 0
00 Ret.Exist_Non-FBC_NoCtrl & ACI & DSI & GPM & SCR | 0 | 0 | 0 | 0 | 0 | 0 | 0
00 Ret.Exist_Non-FBC_NoCtrl & ACI & DSI & GPM & SCR & DRET | 0 | 0 | 0 | 0 | 0 | 0 | 0
00 Ret.Exist_Non-FBC_NoCtrl & ACI & DSI & GPM & SCR & NGC | 0 | 0 | 0 | 0 | 0 | 0 | 0
00 Ret.Exist_Non-FBC_NoCtrl & ACI & DSI & GPM & SNCR | 0 | 0 | 0 | 0 | 0 | 0 | 0
00 Ret.Exist_Non-FBC_NoCtrl & ACI & DSI & GPM & SNCR & DRET | 0 | 0 | 0 | 0 | 0 | 0 | 0
00 Ret.Exist_Non-FBC_NoCtrl & ACI & DSI & GPM & SNCR & NGC | 0 | 0 | 0 | 0 | 0 | 0 | 0
00 Ret.Exist_Non-FBC_NoCtrl & ACI & DSI & GPM & WetFGD & SCR & CCS | 0 | 0 | 0 | 0 | 0 | 0 | 0
00 Ret.Exist_Non-FBC_NoCtrl & ACI & DSI & NGC | 0 | 0 | 0 | 0 | 0 | 0 | 0
00 Ret.Exist_Non-FBC_NoCtrl & ACI & DSI & SCR | 0 | 0 | 0 | 0 | 0 | 0 | 0
00 Ret.Exist_Non-FBC_NoCtrl & ACI & DSI & SCR & DRET | 0 | 0 | 0 | 0 | 0 | 0 | 0
00 Ret.Exist_Non-FBC_NoCtrl & ACI & DSI & SCR & NGC | 0 | 0 | 0 | 0 | 0 | 0 | 0
00 Ret.Exist_Non-FBC_NoCtrl & ACI & DSI & SNCR | 0 | 0 | 0 | 0 | 0 | 0 | 0
00 Ret.Exist_Non-FBC_NoCtrl & ACI & DSI & SNCR & DRET | 0 | 0 | 0 | 0 | 0 | 0 | 0
00 Ret.Exist_Non-FBC_NoCtrl & ACI & DSI & SNCR & NGC | 0 | 0 | 0 | 0 | 0 | 0 | 0
00 Ret.Exist_Non-FBC_NoCtrl & ACI & DSI & WetFGD & SCR & CCS | 0 | 0 | 0 | 0 | 0 | 0 | 0
00 Ret.Exist_Non-FBC_NoCtrl & ACI & GPM | 0 | 0 | 0 | 0 | 0 | 0 | 0
00 Ret.Exist_Non-FBC_NoCtrl & ACI & GPM & C2G | 0 | 0 | 0 | 0 | 0 | 0 | 0
00 Ret.Exist_Non-FBC_NoCtrl & ACI & GPM & C2G & SCR | 0 | 0 | 0 | 0 | 0 | 0 | 0
00 Ret.Exist_Non-FBC_NoCtrl & ACI & GPM & DRET | 0 | 0 | 0 | 0 | 0 | 0 | 0
00 Ret.Exist_Non-FBC_NoCtrl & ACI & GPM & NGC | 0 | 0 | 0 | 0 | 0 | 0 | 0
00 Ret.Exist_Non-FBC_NoCtrl & ACI & GPM & SCR | 0 | 0 | 0 | 0 | 0 | 0 | 0
00 Ret.Exist_Non-FBC_NoCtrl & ACI & GPM & SCR & DRET | 0 | 0 | 0 | 0 | 0 | 0 | 0
00 Ret.Exist_Non-FBC_NoCtrl & ACI & GPM & SCR & NGC | 0 | 0 | 0 | 0 | 0 | 0 | 0
00 Ret.Exist_Non-FBC_NoCtrl & ACI & GPM & SNCR | 0 | 0 | 0 | 0 | 0 | 0 | 0
00 Ret.Exist_Non-FBC_NoCtrl & ACI & GPM & SNCR & DRET | 0 | 0 | 0 | 0 | 0 | 0 | 0
00 Ret.Exist_Non-FBC_NoCtrl & ACI & GPM & SNCR & NGC | 0 | 0 | 0 | 0 | 0 | 0 | 0
00 Ret.Exist_Non-FBC_NoCtrl & ACI & GPM & WetFGD & SCR & CCS | 0 | 0 | 0 | 0 | 0 | 0 | 0
00 Ret.Exist_Non-FBC_NoCtrl & ACI & NGC | 0 | 0 | 0 | 0 | 0 | 0 | 0
00 Ret.Exist_Non-FBC_NoCtrl & ACI & SCR | 0 | 0 | 0 | 0 | 0 | 0 | 0
00 Ret.Exist_Non-FBC_NoCtrl & ACI & SCR & DRET | 0 | 0 | 0 | 0 | 0 | 0 | 0
00 Ret.Exist_Non-FBC_NoCtrl & ACI & SCR & NGC | 0 | 0 | 0 | 0 | 0 | 0 | 0
00 Ret.Exist_Non-FBC_NoCtrl & ACI & SNCR | 0 | 0 | 0 | 0 | 0 | 0 | 0
00 Ret.Exist_Non-FBC_NoCtrl & ACI & SNCR & DRET | 0 | 0 | 0 | 0 | 0 | 0 | 0
00 Ret.Exist_Non-FBC_NoCtrl & ACI & SNCR & NGC | 0 | 0 | 0 | 0 | 0 | 0 | 0
00 Ret.Exist_Non-FBC_NoCtrl & ACI & WetFGD & SCR & CCS | 0 | 0 | 0 | 0 | 0 | 0 | 0
00 Ret.Exist_Non-FBC_NoCtrl & C2G | 0 | 0 | 0 | 0 | 0 | 0 | 0
00 Ret.Exist_Non-FBC_NoCtrl & C2G & SCR | 0 | 0 | 0 | 0 | 0 | 0 | 0
00 Ret.Exist_Non-FBC_NoCtrl & DCCS | 0 | 0 | 0 | 0 | 0 | 0 | 0
00 Ret.Exist_Non-FBC_NoCtrl & DCCS & WetFGD & SCR & CCS | 0 | 0 | 0 | 0 | 0 | 0 | 0
00 Ret.Exist_Non-FBC_NoCtrl & DRET | 0 | 2.5608 | 0 | 0 | 0 | 0 | 0
00 Ret.Exist_Non-FBC_NoCtrl & DSI | 0 | 0 | 0 | 0 | 0 | 0 | 0
00 Ret.Exist_Non-FBC_NoCtrl & DSI & C2G | 0 | 0 | 0 | 0 | 0 | 0 | 0
00 Ret.Exist_Non-FBC_NoCtrl & DSI & C2G & SCR | 0 | 0 | 0 | 0 | 0 | 0 | 0
00 Ret.Exist_Non-FBC_NoCtrl & DSI & DRET | 0 | 0 | 0 | 0 | 0 | 0 | 0
00 Ret.Exist_Non-FBC_NoCtrl & DSI & GPM | 0 | 0 | 0 | 0 | 0 | 0 | 0
00 Ret.Exist_Non-FBC_NoCtrl & DSI & GPM & C2G | 0 | 0 | 0 | 0 | 0 | 0 | 0
00 Ret.Exist_Non-FBC_NoCtrl & DSI & GPM & C2G & SCR | 0 | 0 | 0 | 0 | 0 | 0 | 0
00 Ret.Exist_Non-FBC_NoCtrl & DSI & GPM & DRET | 0 | 0 | 0 | 0 | 0 | 0 | 0
00 Ret.Exist_Non-FBC_NoCtrl & DSI & GPM & NGC | 0 | 0 | 0 | 0 | 0 | 0 | 0
00 Ret.Exist_Non-FBC_NoCtrl & DSI & GPM & SCR | 0 | 0 | 0 | 0 | 0 | 0 | 0
00 Ret.Exist_Non-FBC_NoCtrl & DSI & GPM & SCR & DRET | 0 | 0 | 0 | 0 | 0 | 0 | 0
00 Ret.Exist_Non-FBC_NoCtrl & DSI & GPM & SCR & NGC | 0 | 0 | 0 | 0 | 0 | 0 | 0
00 Ret.Exist_Non-FBC_NoCtrl & DSI & GPM & SNCR | 0 | 0 | 0 | 0 | 0 | 0 | 0
00 Ret.Exist_Non-FBC_NoCtrl & DSI & GPM & SNCR & DRET | 0 | 0 | 0 | 0 | 0 | 0 | 0
00 Ret.Exist_Non-FBC_NoCtrl & DSI & GPM & SNCR & NGC | 0 | 0 | 0 | 0 | 0 | 0 | 0
00 Ret.Exist_Non-FBC_NoCtrl & DSI & GPM & WetFGD & SCR & CCS | 0 | 0 | 0 | 0 | 0 | 0 | 0
00 Ret.Exist_Non-FBC_NoCtrl & DSI & NGC | 0 | 0 | 0 | 0 | 0 | 0 | 0
00 Ret.Exist_Non-FBC_NoCtrl & DSI & SCR | 0 | 0 | 0 | 0 | 0 | 0 | 0
00 Ret.Exist_Non-FBC_NoCtrl & DSI & SCR & DRET | 0 | 0 | 0 | 0 | 0 | 0 | 0
00 Ret.Exist_Non-FBC_NoCtrl & DSI & SCR & NGC | 0 | 0 | 0 | 0 | 0 | 0 | 0
00 Ret.Exist_Non-FBC_NoCtrl & DSI & SNCR | 0 | 0 | 0 | 0 | 0 | 0 | 0
00 Ret.Exist_Non-FBC_NoCtrl & DSI & SNCR & DRET | 0 | 0 | 0 | 0 | 0 | 0 | 0
00 Ret.Exist_Non-FBC_NoCtrl & DSI & SNCR & NGC | 0 | 0 | 0 | 0 | 0 | 0 | 0
00 Ret.Exist_Non-FBC_NoCtrl & DSI & WetFGD & SCR & CCS | 0 | 0 | 0 | 0 | 0 | 0 | 0
00 Ret.Exist_Non-FBC_NoCtrl & GPM | 0 | 0 | 0 | 0 | 0 | 0 | 0
00 Ret.Exist_Non-FBC_NoCtrl & GPM & C2G | 0 | 0 | 0 | 0 | 0 | 0 | 0
00 Ret.Exist_Non-FBC_NoCtrl & GPM & C2G & SCR | 0 | 0 | 0 | 0 | 0 | 0 | 0
00 Ret.Exist_Non-FBC_NoCtrl & GPM & DRET | 0 | 0 | 0 | 0 | 0 | 0 | 0
00 Ret.Exist_Non-FBC_NoCtrl & GPM & NGC | 0 | 0 | 0 | 0 | 0 | 0 | 0
00 Ret.Exist_Non-FBC_NoCtrl & GPM & SCR | 0 | 0 | 0 | 0 | 0 | 0 | 0
00 Ret.Exist_Non-FBC_NoCtrl & GPM & SCR & DRET | 0 | 0 | 0 | 0 | 0 | 0 | 0
00 Ret.Exist_Non-FBC_NoCtrl & GPM & SCR & NGC | 0 | 0 | 0 | 0 | 0 | 0 | 0
00 Ret.Exist_Non-FBC_NoCtrl & GPM & SNCR | 0 | 0 | 0 | 0 | 0 | 0 | 0
00 Ret.Exist_Non-FBC_NoCtrl & GPM & SNCR & DRET | 0 | 0 | 0 | 0 | 0 | 0 | 0
00 Ret.Exist_Non-FBC_NoCtrl & GPM & SNCR & NGC | 0 | 0 | 0 | 0 | 0 | 0 | 0
00 Ret.Exist_Non-FBC_NoCtrl & GPM & WetFGD & SCR & CCS | 0 | 0 | 0 | 0 | 0 | 0 | 0
00 Ret.Exist_Non-FBC_NoCtrl & NGC | 0 | 0 | 0 | 0 | 0 | 0 | 0
00 Ret.Exist_Non-FBC_NoCtrl & SCR | 0 | 0 | 0 | 0 | 0 | 0 | 0
00 Ret.Exist_Non-FBC_NoCtrl & SCR & C2G | 0 | 0 | 0 | 0 | 0 | 0 | 0
00 Ret.Exist_Non-FBC_NoCtrl & SCR & DRET | 0 | 0 | 0 | 0 | 0 | 0 | 0
00 Ret.Exist_Non-FBC_NoCtrl & SCR & NGC | 0 | 0 | 0 | 0 | 0 | 0 | 0
00 Ret.Exist_Non-FBC_NoCtrl & SCR & WetFGD & CCS | 0 | 0 | 0 | 0 | 0 | 0 | 0
00 Ret.Exist_Non-FBC_NoCtrl & SNCR | 0 | 0 | 0 | 0 | 0 | 0 | 0
00 Ret.Exist_Non-FBC_NoCtrl & SNCR & C2G | 0 | 0 | 0 | 0 | 0 | 0 | 0
00 Ret.Exist_Non-FBC_NoCtrl & SNCR & DRET | 0 | 0 | 0 | 0 | 0 | 0 | 0
00 Ret.Exist_Non-FBC_NoCtrl & SNCR & NGC | 0 | 0 | 0 | 0 | 0 | 0 | 0
00 Ret.Exist_Non-FBC_SCR_ACI & C2G | 0 | 0 | 0 | 0 | 0 | 0 | 0
00 Ret.Exist_Non-FBC_SCR_ACI & DCCS | 0 | 26.4508 | 0 | 0 | 0 | 0 | 0
00 Ret.Exist_Non-FBC_SCR_ACI & DCCS & WetFGD & CCS | 0 | 0 | 18.0068 | 18.0068 | 0 | 0 | 0
00 Ret.Exist_Non-FBC_SCR_ACI & DRET | 0 | 15.4014 | 0 | 0 | 0 | 0 | 0
00 Ret.Exist_Non-FBC_SCR_ACI & DSI | 0 | 0 | 0 | 0 | 0 | 0 | 0
00 Ret.Exist_Non-FBC_SCR_ACI & DSI & C2G | 0 | 0 | 0 | 0 | 0 | 0 | 0
00 Ret.Exist_Non-FBC_SCR_ACI & DSI & DRET | 0 | 0 | 0 | 0 | 0 | 0 | 0
00 Ret.Exist_Non-FBC_SCR_ACI & DSI & GPM | 0 | 0 | 0 | 0 | 0 | 0 | 0
00 Ret.Exist_Non-FBC_SCR_ACI & DSI & GPM & C2G | 0 | 0 | 0 | 0 | 0 | 0 | 0
00 Ret.Exist_Non-FBC_SCR_ACI & DSI & GPM & DRET | 0 | 0 | 0 | 0 | 0 | 0 | 0
00 Ret.Exist_Non-FBC_SCR_ACI & DSI & GPM & NGC | 0 | 0 | 0 | 0 | 0 | 0 | 0
00 Ret.Exist_Non-FBC_SCR_ACI & DSI & GPM & WetFGD & CCS | 0 | 0 | 0 | 0 | 0 | 0 | 0
00 Ret.Exist_Non-FBC_SCR_ACI & DSI & NGC | 0 | 0 | 0 | 0 | 0 | 0 | 0
00 Ret.Exist_Non-FBC_SCR_ACI & DSI & WetFGD & CCS | 0 | 0 | 0 | 0 | 0 | 0 | 0
00 Ret.Exist_Non-FBC_SCR_ACI & GPM | 0 | 0 | 0 | 0 | 0 | 0 | 0
00 Ret.Exist_Non-FBC_SCR_ACI & GPM & C2G | 0 | 0 | 0 | 0 | 0 | 0 | 0
00 Ret.Exist_Non-FBC_SCR_ACI & GPM & DRET | 0 | 0 | 0 | 0 | 0 | 0 | 0
00 Ret.Exist_Non-FBC_SCR_ACI & GPM & NGC | 0 | 0 | 0 | 0 | 0 | 0 | 0
00 Ret.Exist_Non-FBC_SCR_ACI & GPM & WetFGD & CCS | 0 | 0 | 0 | 0 | 0 | 0 | 0
00 Ret.Exist_Non-FBC_SCR_ACI & NGC | 0 | 0 | 0 | 0 | 0 | 0 | 0
00 Ret.Exist_Non-FBC_SCR_ACI & WetFGD & CCS | 0 | 0 | 0 | 0 | 0 | 0 | 0
00 Ret.Exist_Non-FBC_SCR_ACI_DSI & C2G | 0 | 0 | 0 | 0 | 0 | 0 | 0
00 Ret.Exist_Non-FBC_SCR_ACI_DSI & DCCS | 0 | 0 | 0 | 0 | 0 | 0 | 0
00 Ret.Exist_Non-FBC_SCR_ACI_DSI & DCCS & WetFGD & CCS | 0 | 0 | 0 | 0 | 0 | 0 | 0
00 Ret.Exist_Non-FBC_SCR_ACI_DSI & DRET | 0 | 5.4247 | 0 | 0 | 0 | 0 | 0
00 Ret.Exist_Non-FBC_SCR_ACI_DSI & GPM | 0 | 0 | 0 | 0 | 0 | 0 | 0
00 Ret.Exist_Non-FBC_SCR_ACI_DSI & GPM & C2G | 0 | 0 | 0 | 0 | 0 | 0 | 0
00 Ret.Exist_Non-FBC_SCR_ACI_DSI & GPM & DRET | 0 | 0 | 0 | 0 | 0 | 0 | 0
00 Ret.Exist_Non-FBC_SCR_ACI_DSI & GPM & NGC | 0 | 0 | 0 | 0 | 0 | 0 | 0
00 Ret.Exist_Non-FBC_SCR_ACI_DSI & GPM & WetFGD & CCS | 0 | 0 | 0 | 0 | 0 | 0 | 0
00 Ret.Exist_Non-FBC_SCR_ACI_DSI & NGC | 0 | 0 | 0 | 0 | 0 | 0 | 0
00 Ret.Exist_Non-FBC_SCR_ACI_DSI & WetFGD & CCS | 0 | 0 | 0 | 0 | 0 | 0 | 0
00 Ret.Exist_Non-FBC_SNCR_ACI & C2G | 0 | 0 | 0 | 0 | 0 | 0 | 0
00 Ret.Exist_Non-FBC_SNCR_ACI & C2G & SCR | 0 | 0 | 0 | 0 | 0 | 0 | 0
00 Ret.Exist_Non-FBC_SNCR_ACI & DRET | 0 | 0 | 0 | 0 | 0 | 0 | 0
00 Ret.Exist_Non-FBC_SNCR_ACI & DSI | 0 | 0 | 0 | 0 | 0 | 0 | 0
00 Ret.Exist_Non-FBC_SNCR_ACI & DSI & C2G | 0 | 0 | 0 | 0 | 0 | 0 | 0
00 Ret.Exist_Non-FBC_SNCR_ACI & DSI & C2G & SCR | 0 | 0 | 0 | 0 | 0 | 0 | 0
00 Ret.Exist_Non-FBC_SNCR_ACI & DSI & DRET | 0 | 0 | 0 | 0 | 0 | 0 | 0
00 Ret.Exist_Non-FBC_SNCR_ACI & DSI & NGC | 0 | 0 | 0 | 0 | 0 | 0 | 0
00 Ret.Exist_Non-FBC_SNCR_ACI & DSI & SCR | 0 | 0 | 0 | 0 | 0 | 0 | 0
00 Ret.Exist_Non-FBC_SNCR_ACI & DSI & SCR & DRET | 0 | 0 | 0 | 0 | 0 | 0 | 0
00 Ret.Exist_Non-FBC_SNCR_ACI & DSI & SCR & NGC | 0 | 0 | 0 | 0 | 0 | 0 | 0
00 Ret.Exist_Non-FBC_SNCR_ACI & DSI & WetFGD & SCR & CCS | 0 | 0 | 0 | 0 | 0 | 0 | 0
00 Ret.Exist_Non-FBC_SNCR_ACI & GPM | 0 | 0 | 0 | 0 | 0 | 0 | 0
00 Ret.Exist_Non-FBC_SNCR_ACI & GPM & C2G | 0 | 0 | 0 | 0 | 0 | 0 | 0
00 Ret.Exist_Non-FBC_SNCR_ACI & GPM & C2G & SCR | 0 | 0 | 0 | 0 | 0 | 0 | 0
00 Ret.Exist_Non-FBC_SNCR_ACI & GPM & DRET | 0 | 0 | 0 | 0 | 0 | 0 | 0
00 Ret.Exist_Non-FBC_SNCR_ACI & GPM & NGC | 0 | 0 | 0 | 0 | 0 | 0 | 0
00 Ret.Exist_Non-FBC_SNCR_ACI & GPM & SCR | 0 | 0 | 0 | 0 | 0 | 0 | 0
00 Ret.Exist_Non-FBC_SNCR_ACI & GPM & SCR & DRET | 0 | 0 | 0 | 0 | 0 | 0 | 0
00 Ret.Exist_Non-FBC_SNCR_ACI & GPM & SCR & NGC | 0 | 0 | 0 | 0 | 0 | 0 | 0
00 Ret.Exist_Non-FBC_SNCR_ACI & GPM & WetFGD & SCR & CCS | 0 | 0 | 0 | 0 | 0 | 0 | 0
00 Ret.Exist_Non-FBC_SNCR_ACI & NGC | 0 | 0 | 0 | 0 | 0 | 0 | 0
00 Ret.Exist_Non-FBC_SNCR_ACI & SCR | 0 | 0 | 0 | 0 | 0 | 0 | 0
00 Ret.Exist_Non-FBC_SNCR_ACI & SCR & C2G | 0 | 0 | 0 | 0 | 0 | 0 | 0
00 Ret.Exist_Non-FBC_SNCR_ACI & SCR & DRET | 0 | 0 | 0 | 0 | 0 | 0 | 0
00 Ret.Exist_Non-FBC_SNCR_ACI & SCR & NGC | 0 | 0 | 0 | 0 | 0 | 0 | 0
00 Ret.Exist_Non-FBC_SNCR_ACI & SCR & WetFGD & CCS | 0 | 0 | 0 | 0 | 0 | 0 | 0
00 Ret.Exist_Non-FBC_SNCR_ACI_DSI & C2G | 0 | 0 | 0 | 0 | 0 | 0 | 0
00 Ret.Exist_Non-FBC_SNCR_ACI_DSI & C2G & SCR | 0 | 0 | 0 | 0 | 0 | 0 | 0
00 Ret.Exist_Non-FBC_SNCR_ACI_DSI & DCCS | 0 | 0 | 0 | 0 | 0 | 0 | 0
00 Ret.Exist_Non-FBC_SNCR_ACI_DSI & DCCS & WetFGD & SCR & CCS | 0 | 0 | 0 | 0 | 0 | 0 | 0
00 Ret.Exist_Non-FBC_SNCR_ACI_DSI & DRET | 0 | 0 | 0 | 0 | 0 | 0 | 0
00 Ret.Exist_Non-FBC_SNCR_ACI_DSI & GPM | 0 | 0 | 0 | 0 | 0 | 0 | 0
00 Ret.Exist_Non-FBC_SNCR_ACI_DSI & GPM & C2G | 0 | 0 | 0 | 0 | 0 | 0 | 0
00 Ret.Exist_Non-FBC_SNCR_ACI_DSI & GPM & C2G & SCR | 0 | 0 | 0 | 0 | 0 | 0 | 0
00 Ret.Exist_Non-FBC_SNCR_ACI_DSI & GPM & DRET | 0 | 0 | 0 | 0 | 0 | 0 | 0
00 Ret.Exist_Non-FBC_SNCR_ACI_DSI & GPM & NGC | 0 | 0 | 0 | 0 | 0 | 0 | 0
00 Ret.Exist_Non-FBC_SNCR_ACI_DSI & GPM & SCR | 0 | 0 | 0 | 0 | 0 | 0 | 0
00 Ret.Exist_Non-FBC_SNCR_ACI_DSI & GPM & SCR & DRET | 0 | 0 | 0 | 0 | 0 | 0 | 0
00 Ret.Exist_Non-FBC_SNCR_ACI_DSI & GPM & SCR & NGC | 0 | 0 | 0 | 0 | 0 | 0 | 0
00 Ret.Exist_Non-FBC_SNCR_ACI_DSI & GPM & WetFGD & SCR & CCS | 0 | 0 | 0 | 0 | 0 | 0 | 0
00 Ret.Exist_Non-FBC_SNCR_ACI_DSI & NGC | 0 | 0 | 0 | 0 | 0 | 0 | 0
00 Ret.Exist_Non-FBC_SNCR_ACI_DSI & SCR | 0 | 0 | 0 | 0 | 0 | 0 | 0
00 Ret.Exist_Non-FBC_SNCR_ACI_DSI & SCR & C2G | 0 | 0 | 0 | 0 | 0 | 0 | 0
00 Ret.Exist_Non-FBC_SNCR_ACI_DSI & SCR & DRET | 0 | 0 | 0 | 0 | 0 | 0 | 0
00 Ret.Exist_Non-FBC_SNCR_ACI_DSI & SCR & NGC | 0 | 0 | 0 | 0 | 0 | 0 | 0
00 Ret.Exist_Non-FBC_SNCR_ACI_DSI & SCR & WetFGD & CCS | 0 | 0 | 0 | 0 | 0 | 0 | 0
00 Ret.Exist_Non-FBC_WetFGD & ACI | 0 | 0 | 0 | 0 | 0 | 0 | 0
00 Ret.Exist_Non-FBC_WetFGD & ACI & C2G | 0 | 0 | 0 | 0 | 0 | 0 | 0
00 Ret.Exist_Non-FBC_WetFGD & ACI & C2G & SCR | 0 | 0 | 0 | 0 | 0 | 0 | 0
00 Ret.Exist_Non-FBC_WetFGD & ACI & DRET | 0 | 0 | 0 | 0 | 0 | 0 | 0
00 Ret.Exist_Non-FBC_WetFGD & ACI & GPM | 0 | 0 | 0 | 0 | 0 | 0 | 0
00 Ret.Exist_Non-FBC_WetFGD & ACI & GPM & C2G | 0 | 0 | 0 | 0 | 0 | 0 | 0
00 Ret.Exist_Non-FBC_WetFGD & ACI & GPM & C2G & SCR | 0 | 0 | 0 | 0 | 0 | 0 | 0
00 Ret.Exist_Non-FBC_WetFGD & ACI & GPM & DRET | 0 | 0 | 0 | 0 | 0 | 0 | 0
00 Ret.Exist_Non-FBC_WetFGD & ACI & GPM & NGC | 0 | 0 | 0 | 0 | 0 | 0 | 0
00 Ret.Exist_Non-FBC_WetFGD & ACI & GPM & SCR | 0 | 0 | 0 | 0 | 0 | 0 | 0
00 Ret.Exist_Non-FBC_WetFGD & ACI & GPM & SCR & CCS | 0 | 0 | 0 | 0 | 0 | 0 | 0
00 Ret.Exist_Non-FBC_WetFGD & ACI & GPM & SCR & DRET | 0 | 0 | 0 | 0 | 0 | 0 | 0
00 Ret.Exist_Non-FBC_WetFGD & ACI & GPM & SCR & NGC | 0 | 0 | 0 | 0 | 0 | 0 | 0
00 Ret.Exist_Non-FBC_WetFGD & ACI & GPM & SNCR | 0 | 0 | 0 | 0 | 0 | 0 | 0
00 Ret.Exist_Non-FBC_WetFGD & ACI & GPM & SNCR & DRET | 0 | 0 | 0 | 0 | 0 | 0 | 0
00 Ret.Exist_Non-FBC_WetFGD & ACI & GPM & SNCR & NGC | 0 | 0 | 0 | 0 | 0 | 0 | 0
00 Ret.Exist_Non-FBC_WetFGD & ACI & NGC | 0 | 0 | 0 | 0 | 0 | 0 | 0
00 Ret.Exist_Non-FBC_WetFGD & ACI & SCR | 0 | 0 | 0 | 0 | 0 | 0 | 0
00 Ret.Exist_Non-FBC_WetFGD & ACI & SCR & CCS | 0 | 0 | 0 | 0 | 0 | 0 | 0
00 Ret.Exist_Non-FBC_WetFGD & ACI & SCR & DRET | 0 | 0 | 0 | 0 | 0 | 0 | 0
00 Ret.Exist_Non-FBC_WetFGD & ACI & SCR & NGC | 0 | 0 | 0 | 0 | 0 | 0 | 0
00 Ret.Exist_Non-FBC_WetFGD & ACI & SNCR | 0 | 0 | 0 | 0 | 0 | 0 | 0
00 Ret.Exist_Non-FBC_WetFGD & ACI & SNCR & DRET | 0 | 0 | 0 | 0 | 0 | 0 | 0
00 Ret.Exist_Non-FBC_WetFGD & ACI & SNCR & NGC | 0 | 0 | 0 | 0 | 0 | 0 | 0
00 Ret.Exist_Non-FBC_WetFGD & C2G | 0 | 0 | 0 | 0 | 0 | 0 | 0
00 Ret.Exist_Non-FBC_WetFGD & C2G & SCR | 0 | 0 | 0 | 0 | 0 | 0 | 0
00 Ret.Exist_Non-FBC_WetFGD & DRET | 0 | 0 | 0 | 0 | 0 | 0 | 0
00 Ret.Exist_Non-FBC_WetFGD & DCCS | 0 | 0 | 0 | 0 | 0 | 0 | 0
00 Ret.Exist_Non-FBC_WetFGD & DCCS & SCR & CCS | 0 | 0 | 0 | 0 | 0 | 0 | 0
00 Ret.Exist_Non-FBC_WetFGD & GPM | 0 | 0 | 0 | 0 | 0 | 0 | 0
00 Ret.Exist_Non-FBC_WetFGD & GPM & C2G | 0 | 0 | 0 | 0 | 0 | 0 | 0
00 Ret.Exist_Non-FBC_WetFGD & GPM & C2G & SCR | 0 | 0 | 0 | 0 | 0 | 0 | 0
00 Ret.Exist_Non-FBC_WetFGD & GPM & DRET | 0 | 0 | 0 | 0 | 0 | 0 | 0
00 Ret.Exist_Non-FBC_WetFGD & GPM & NGC | 0 | 0 | 0 | 0 | 0 | 0 | 0
00 Ret.Exist_Non-FBC_WetFGD & GPM & SCR | 0 | 0 | 0 | 0 | 0 | 0 | 0
00 Ret.Exist_Non-FBC_WetFGD & GPM & SCR & CCS | 0 | 0 | 0 | 0 | 0 | 0 | 0
00 Ret.Exist_Non-FBC_WetFGD & GPM & SCR & DRET | 0 | 0 | 0 | 0 | 0 | 0 | 0
00 Ret.Exist_Non-FBC_WetFGD & GPM & SCR & NGC | 0 | 0 | 0 | 0 | 0 | 0 | 0
00 Ret.Exist_Non-FBC_WetFGD & GPM & SNCR | 0 | 0 | 0 | 0 | 0 | 0 | 0
00 Ret.Exist_Non-FBC_WetFGD & GPM & SNCR & DRET | 0 | 0 | 0 | 0 | 0 | 0 | 0
00 Ret.Exist_Non-FBC_WetFGD & GPM & SNCR & NGC | 0 | 0 | 0 | 0 | 0 | 0 | 0
00 Ret.Exist_Non-FBC_WetFGD & NGC | 0 | 0 | 0 | 0 | 0 | 0 | 0
00 Ret.Exist_Non-FBC_WetFGD & SCR | 0 | 0 | 0 | 0 | 0 | 0 | 0
00 Ret.Exist_Non-FBC_WetFGD & SCR & C2G | 0 | 0 | 0 | 0 | 0 | 0 | 0
00 Ret.Exist_Non-FBC_WetFGD & SCR & CCS | 0 | 0 | 2.283 | 2.283 | 0 | 0 | 0
00 Ret.Exist_Non-FBC_WetFGD & SCR & DRET | 0 | 0 | 0 | 0 | 0 | 0 | 0
00 Ret.Exist_Non-FBC_WetFGD & SCR & NGC | 0 | 0 | 0 | 0 | 0 | 0 | 0
00 Ret.Exist_Non-FBC_WetFGD & SNCR | 0 | 0 | 0 | 0 | 0 | 0 | 0
00 Ret.Exist_Non-FBC_WetFGD & SNCR & C2G | 0 | 0 | 0 | 0 | 0 | 0 | 0
00 Ret.Exist_Non-FBC_WetFGD & SNCR & DRET | 0 | 0 | 0 | 0 | 0 | 0 | 0
00 Ret.Exist_Non-FBC_WetFGD & SNCR & NGC | 0 | 0 | 0 | 0 | 0 | 0 | 0
00 Ret.Exist_Non-FBC_WetFGD_ACI & C2G | 0.63963 | 0.63963 | 0.63963 | 0 | 0 | 0 | 0
00 Ret.Exist_Non-FBC_WetFGD_ACI & C2G & SCR | 0 | 0 | 0 | 0 | 0 | 0 | 0
00 Ret.Exist_Non-FBC_WetFGD_ACI & DCCS | 0 | 62.7556 | 0 | 0 | 0 | 0 | 0
00 Ret.Exist_Non-FBC_WetFGD_ACI & DCCS & SCR & CCS | 0 | 0 | 41.6553 | 41.6553 | 2.1316 | 2.234 | 2.2389
00 Ret.Exist_Non-FBC_WetFGD_ACI & DRET | 0 | 3.8539 | 0 | 0 | 0 | 0 | 0
00 Ret.Exist_Non-FBC_WetFGD_ACI & GPM | 0 | 0 | 0 | 0 | 0 | 0 | 0
00 Ret.Exist_Non-FBC_WetFGD_ACI & GPM & C2G | 0 | 0 | 0 | 0 | 0 | 0 | 0
00 Ret.Exist_Non-FBC_WetFGD_ACI & GPM & C2G & SCR | 0 | 0 | 0 | 0 | 0 | 0 | 0
00 Ret.Exist_Non-FBC_WetFGD_ACI & GPM & DRET | 0 | 0 | 0 | 0 | 0 | 0 | 0
00 Ret.Exist_Non-FBC_WetFGD_ACI & GPM & NGC | 0 | 0 | 0 | 0 | 0 | 0 | 0
00 Ret.Exist_Non-FBC_WetFGD_ACI & GPM & SCR | 0 | 0 | 0 | 0 | 0 | 0 | 0
00 Ret.Exist_Non-FBC_WetFGD_ACI & GPM & SCR & CCS | 0 | 0 | 0 | 0 | 0 | 0 | 0
00 Ret.Exist_Non-FBC_WetFGD_ACI & GPM & SCR & DRET | 0 | 0 | 0 | 0 | 0 | 0 | 0
00 Ret.Exist_Non-FBC_WetFGD_ACI & GPM & SCR & NGC | 0 | 0 | 0 | 0 | 0 | 0 | 0
00 Ret.Exist_Non-FBC_WetFGD_ACI & GPM & SNCR | 0 | 0 | 0 | 0 | 0 | 0 | 0
00 Ret.Exist_Non-FBC_WetFGD_ACI & GPM & SNCR & DRET | 0 | 0 | 0 | 0 | 0 | 0 | 0
00 Ret.Exist_Non-FBC_WetFGD_ACI & GPM & SNCR & NGC | 0 | 0 | 0 | 0 | 0 | 0 | 0
00 Ret.Exist_Non-FBC_WetFGD_ACI & NGC | 0 | 0.041704 | 0.0053666 | 0 | 0 | 0 | 0
00 Ret.Exist_Non-FBC_WetFGD_ACI & SCR | 0 | 0.02237 | 0 | 0 | 0 | 0 | 0
00 Ret.Exist_Non-FBC_WetFGD_ACI & SCR & C2G | 0 | 0 | 0 | 0 | 0 | 0 | 0
00 Ret.Exist_Non-FBC_WetFGD_ACI & SCR & CCS | 0 | 0 | 0.11499 | 0.11499 | 0 | 0 | 0
00 Ret.Exist_Non-FBC_WetFGD_ACI & SCR & DRET | 0 | 0 | 0 | 0 | 0 | 0 | 0
00 Ret.Exist_Non-FBC_WetFGD_ACI & SCR & NGC | 0 | 0 | 0 | 0 | 0 | 0 | 0
00 Ret.Exist_Non-FBC_WetFGD_ACI & SNCR | 0 | 0 | 0 | 0 | 0 | 0 | 0
00 Ret.Exist_Non-FBC_WetFGD_ACI & SNCR & C2G | 0 | 0 | 0 | 0 | 0 | 0 | 0
00 Ret.Exist_Non-FBC_WetFGD_ACI & SNCR & DRET | 0 | 0 | 0 | 0 | 0 | 0 | 0
00 Ret.Exist_Non-FBC_WetFGD_ACI & SNCR & NGC | 0 | 0 | 0 | 0 | 0 | 0 | 0
00 Ret.Exist_Non-FBC_WetFGD_ACI_DSI & C2G | 0 | 0 | 0 | 0 | 0 | 0 | 0
00 Ret.Exist_Non-FBC_WetFGD_ACI_DSI & C2G & SCR | 0 | 0 | 0 | 0 | 0 | 0 | 0
00 Ret.Exist_Non-FBC_WetFGD_ACI_DSI & DCCS | 0 | 0 | 0 | 0 | 0 | 0 | 0
00 Ret.Exist_Non-FBC_WetFGD_ACI_DSI & DCCS & SCR & CCS | 0 | 0 | 0 | 0 | 0 | 0 | 0
00 Ret.Exist_Non-FBC_WetFGD_ACI_DSI & DRET | 0 | 0 | 0 | 0 | 0 | 0 | 0
00 Ret.Exist_Non-FBC_WetFGD_ACI_DSI & GPM | 0 | 0 | 0 | 0 | 0 | 0 | 0
00 Ret.Exist_Non-FBC_WetFGD_ACI_DSI & GPM & C2G | 0 | 0 | 0 | 0 | 0 | 0 | 0
00 Ret.Exist_Non-FBC_WetFGD_ACI_DSI & GPM & C2G & SCR | 0 | 0 | 0 | 0 | 0 | 0 | 0
00 Ret.Exist_Non-FBC_WetFGD_ACI_DSI & GPM & DRET | 0 | 0 | 0 | 0 | 0 | 0 | 0
00 Ret.Exist_Non-FBC_WetFGD_ACI_DSI & GPM & NGC | 0 | 0 | 0 | 0 | 0 | 0 | 0
00 Ret.Exist_Non-FBC_WetFGD_ACI_DSI & GPM & SCR | 0 | 0 | 0 | 0 | 0 | 0 | 0
00 Ret.Exist_Non-FBC_WetFGD_ACI_DSI & GPM & SCR & CCS | 0 | 0 | 0 | 0 | 0 | 0 | 0
00 Ret.Exist_Non-FBC_WetFGD_ACI_DSI & GPM & SCR & DRET | 0 | 0 | 0 | 0 | 0 | 0 | 0
00 Ret.Exist_Non-FBC_WetFGD_ACI_DSI & GPM & SCR & NGC | 0 | 0 | 0 | 0 | 0 | 0 | 0
00 Ret.Exist_Non-FBC_WetFGD_ACI_DSI & GPM & SNCR | 0 | 0 | 0 | 0 | 0 | 0 | 0
00 Ret.Exist_Non-FBC_WetFGD_ACI_DSI & GPM & SNCR & DRET | 0 | 0 | 0 | 0 | 0 | 0 | 0
00 Ret.Exist_Non-FBC_WetFGD_ACI_DSI & GPM & SNCR & NGC | 0 | 0 | 0 | 0 | 0 | 0 | 0
00 Ret.Exist_Non-FBC_WetFGD_ACI_DSI & NGC | 0 | 0 | 0 | 0 | 0 | 0 | 0
00 Ret.Exist_Non-FBC_WetFGD_ACI_DSI & SCR | 0 | 0 | 0 | 0 | 0 | 0 | 0
00 Ret.Exist_Non-FBC_WetFGD_ACI_DSI & SCR & C2G | 0 | 0 | 0 | 0 | 0 | 0 | 0
00 Ret.Exist_Non-FBC_WetFGD_ACI_DSI & SCR & CCS | 0 | 0 | 0 | 0 | 0 | 0 | 0
00 Ret.Exist_Non-FBC_WetFGD_ACI_DSI & SCR & DRET | 0 | 0 | 0 | 0 | 0 | 0 | 0
00 Ret.Exist_Non-FBC_WetFGD_ACI_DSI & SCR & NGC | 0 | 0 | 0 | 0 | 0 | 0 | 0
00 Ret.Exist_Non-FBC_WetFGD_ACI_DSI & SNCR | 0 | 0 | 0 | 0 | 0 | 0 | 0
00 Ret.Exist_Non-FBC_WetFGD_ACI_DSI & SNCR & C2G | 0 | 0 | 0 | 0 | 0 | 0 | 0
00 Ret.Exist_Non-FBC_WetFGD_ACI_DSI & SNCR & DRET | 0 | 0 | 0 | 0 | 0 | 0 | 0
00 Ret.Exist_Non-FBC_WetFGD_ACI_DSI & SNCR & NGC | 0 | 0 | 0 | 0 | 0 | 0 | 0
00 Ret.Exist_Non-FBC_WetFGD_SCR & ACI | 0 | 0 | 0 | 0 | 0 | 0 | 0
00 Ret.Exist_Non-FBC_WetFGD_SCR & ACI & C2G | 0 | 0 | 0 | 0 | 0 | 0 | 0
00 Ret.Exist_Non-FBC_WetFGD_SCR & ACI & CCS | 0 | 0 | 0 | 0 | 0 | 0 | 0
00 Ret.Exist_Non-FBC_WetFGD_SCR & DCCS | 0 | 88.3163 | 0 | 0 | 0 | 0 | 0
00 Ret.Exist_Non-FBC_WetFGD_SCR & DCCS & CCS | 0 | 0 | 100.8486 | 100.8486 | 0 | 0 | 0
00 Ret.Exist_Non-FBC_WetFGD_SCR & ACI & DRET | 0 | 0 | 0 | 0 | 0 | 0 | 0
00 Ret.Exist_Non-FBC_WetFGD_SCR & ACI & GPM | 0 | 0 | 0 | 0 | 0 | 0 | 0
00 Ret.Exist_Non-FBC_WetFGD_SCR & ACI & GPM & C2G | 0 | 0 | 0 | 0 | 0 | 0 | 0
00 Ret.Exist_Non-FBC_WetFGD_SCR & ACI & GPM & CCS | 0 | 0 | 0 | 0 | 0 | 0 | 0
00 Ret.Exist_Non-FBC_WetFGD_SCR & ACI & GPM & DRET | 0 | 0 | 0 | 0 | 0 | 0 | 0
00 Ret.Exist_Non-FBC_WetFGD_SCR & ACI & GPM & NGC | 0 | 0 | 0 | 0 | 0 | 0 | 0
00 Ret.Exist_Non-FBC_WetFGD_SCR & ACI & NGC | 0 | 0 | 0 | 0 | 0 | 0 | 0
00 Ret.Exist_Non-FBC_WetFGD_SCR & C2G | 4.0644 | 4.3201 | 4.6187 | 1.823 | 0.84121 | 0.34266 | 0.34266
00 Ret.Exist_Non-FBC_WetFGD_SCR & CCS | 0 | 0.19555 | 0.19555 | 0.19555 | 0.19555 | 0.19555 | 0.19555
00 Ret.Exist_Non-FBC_WetFGD_SCR & DRET | 0 | 297.6186 | 0 | 0 | 0 | 0 | 0
00 Ret.Exist_Non-FBC_WetFGD_SCR & GPM | 0 | 0 | 0 | 0 | 0 | 0 | 0
00 Ret.Exist_Non-FBC_WetFGD_SCR & GPM & C2G | 0 | 0 | 0 | 0 | 0 | 0 | 0
00 Ret.Exist_Non-FBC_WetFGD_SCR & GPM & CCS | 0 | 0 | 0 | 0 | 0 | 0 | 0
00 Ret.Exist_Non-FBC_WetFGD_SCR & GPM & DRET | 0 | 0 | 0 | 0 | 0 | 0 | 0
00 Ret.Exist_Non-FBC_WetFGD_SCR & GPM & NGC | 0 | 0 | 0 | 0 | 0 | 0 | 0
00 Ret.Exist_Non-FBC_WetFGD_SCR & NGC | 0 | 0 | 0 | 0 | 0 | 0 | 0
00 Ret.Exist_Non-FBC_WetFGD_SCR_ACI & C2G | 0.62286 | 1.0778 | 1.0778 | 1.0778 | 1.0778 | 1.0778 | 1.0778
00 Ret.Exist_Non-FBC_WetFGD_SCR_ACI & CCS | 0 | 0 | 0 | 0 | 0 | 0 | 0
00 Ret.Exist_Non-FBC_WetFGD_SCR_ACI & DCCS | 0 | 158.5124 | 0 | 0 | 0 | 0 | 0
00 Ret.Exist_Non-FBC_WetFGD_SCR_ACI & DCCS & CCS | 0 | 0 | 124.0658 | 107.8286 | 1.868 | 3.3932 | 3.5743
00 Ret.Exist_Non-FBC_WetFGD_SCR_ACI & DRET | 0 | 69.1601 | 0 | 0 | 0 | 0 | 0
00 Ret.Exist_Non-FBC_WetFGD_SCR_ACI & GPM | 0 | 0 | 0 | 0 | 0 | 0 | 0
00 Ret.Exist_Non-FBC_WetFGD_SCR_ACI & GPM & C2G | 0 | 0 | 0 | 0 | 0 | 0 | 0
00 Ret.Exist_Non-FBC_WetFGD_SCR_ACI & GPM & CCS | 0 | 0 | 0 | 0 | 0 | 0 | 0
00 Ret.Exist_Non-FBC_WetFGD_SCR_ACI & GPM & DRET | 0 | 0 | 0 | 0 | 0 | 0 | 0
00 Ret.Exist_Non-FBC_WetFGD_SCR_ACI & GPM & NGC | 0 | 0 | 0 | 0 | 0 | 0 | 0
00 Ret.Exist_Non-FBC_WetFGD_SCR_ACI & NGC | 0 | 0 | 0 | 0 | 0 | 0 | 0
00 Ret.Exist_Non-FBC_WetFGD_SCR_ACI_DSI & C2G | 0 | 0 | 0 | 0 | 0 | 0 | 0
00 Ret.Exist_Non-FBC_WetFGD_SCR_ACI_DSI & CCS | 0 | 0 | 0 | 0 | 0 | 0 | 0
00 Ret.Exist_Non-FBC_WetFGD_SCR_ACI_DSI & DCCS | 0 | 83.5828 | 0 | 0 | 0 | 0 | 0
00 Ret.Exist_Non-FBC_WetFGD_SCR_ACI_DSI & DCCS & CCS | 0 | 0 | 68.9587 | 68.9587 | 0 | 0 | 0
00 Ret.Exist_Non-FBC_WetFGD_SCR_ACI_DSI & DRET | 0 | 9.1648 | 0 | 0 | 0 | 0 | 0
00 Ret.Exist_Non-FBC_WetFGD_SCR_ACI_DSI & GPM | 0 | 0 | 0 | 0 | 0 | 0 | 0
00 Ret.Exist_Non-FBC_WetFGD_SCR_ACI_DSI & GPM & C2G | 0 | 0 | 0 | 0 | 0 | 0 | 0
00 Ret.Exist_Non-FBC_WetFGD_SCR_ACI_DSI & GPM & CCS | 0 | 0 | 0 | 0 | 0 | 0 | 0
00 Ret.Exist_Non-FBC_WetFGD_SCR_ACI_DSI & GPM & DRET | 0 | 0 | 0 | 0 | 0 | 0 | 0
00 Ret.Exist_Non-FBC_WetFGD_SCR_ACI_DSI & GPM & NGC | 0 | 0 | 0 | 0 | 0 | 0 | 0
00 Ret.Exist_Non-FBC_WetFGD_SCR_ACI_DSI & NGC | 0 | 0 | 0 | 0 | 0 | 0 | 0
00 Ret.Exist_Non-FBC_WetFGD_SCR_DSI & ACI | 0 | 0 | 0 | 0 | 0 | 0 | 0
00 Ret.Exist_Non-FBC_WetFGD_SCR_DSI & ACI & C2G | 0 | 0 | 0 | 0 | 0 | 0 | 0
00 Ret.Exist_Non-FBC_WetFGD_SCR_DSI & ACI & CCS | 0 | 0 | 0 | 0 | 0 | 0 | 0
00 Ret.Exist_Non-FBC_WetFGD_SCR_DSI & ACI & DRET | 0 | 0 | 0 | 0 | 0 | 0 | 0
00 Ret.Exist_Non-FBC_WetFGD_SCR_DSI & ACI & GPM | 0 | 0 | 0 | 0 | 0 | 0 | 0
00 Ret.Exist_Non-FBC_WetFGD_SCR_DSI & ACI & GPM & C2G | 0 | 0 | 0 | 0 | 0 | 0 | 0
00 Ret.Exist_Non-FBC_WetFGD_SCR_DSI & ACI & GPM & CCS | 0 | 0 | 0 | 0 | 0 | 0 | 0
00 Ret.Exist_Non-FBC_WetFGD_SCR_DSI & ACI & GPM & DRET | 0 | 0 | 0 | 0 | 0 | 0 | 0
00 Ret.Exist_Non-FBC_WetFGD_SCR_DSI & ACI & GPM & NGC | 0 | 0 | 0 | 0 | 0 | 0 | 0
00 Ret.Exist_Non-FBC_WetFGD_SCR_DSI & ACI & NGC | 0 | 0 | 0 | 0 | 0 | 0 | 0
00 Ret.Exist_Non-FBC_WetFGD_SCR_DSI & C2G | 6.0727 | 6.0756 | 0.27916 | 0.27916 | 0.27916 | 0.27916 | 0.27916
00 Ret.Exist_Non-FBC_WetFGD_SCR_DSI & CCS | 0 | 0 | 0 | 0 | 0 | 0 | 0
00 Ret.Exist_Non-FBC_WetFGD_SCR_DSI & DCCS | 0 | 0 | 0 | 0 | 0 | 0 | 0
00 Ret.Exist_Non-FBC_WetFGD_SCR_DSI & DCCS & CCS | 0 | 0 | 0 | 0 | 0 | 0 | 0
00 Ret.Exist_Non-FBC_WetFGD_SCR_DSI & DRET | 0 | 0 | 0 | 0 | 0 | 0 | 0
00 Ret.Exist_Non-FBC_WetFGD_SCR_DSI & GPM | 0 | 0 | 0 | 0 | 0 | 0 | 0
00 Ret.Exist_Non-FBC_WetFGD_SCR_DSI & GPM & C2G | 0 | 0 | 0 | 0 | 0 | 0 | 0
00 Ret.Exist_Non-FBC_WetFGD_SCR_DSI & GPM & CCS | 0 | 0 | 0 | 0 | 0 | 0 | 0
00 Ret.Exist_Non-FBC_WetFGD_SCR_DSI & GPM & DRET | 0 | 0 | 0 | 0 | 0 | 0 | 0
00 Ret.Exist_Non-FBC_WetFGD_SCR_DSI & GPM & NGC | 0 | 0 | 0 | 0 | 0 | 0 | 0
00 Ret.Exist_Non-FBC_WetFGD_SCR_DSI & NGC | 0 | 0 | 0 | 0 | 0 | 0 | 0
00 Ret.Exist_Non-FBC_WetFGD_SNCR & ACI | 0 | 0 | 0 | 0 | 0 | 0 | 0
00 Ret.Exist_Non-FBC_WetFGD_SNCR & ACI & C2G | 0 | 0 | 0 | 0 | 0 | 0 | 0
00 Ret.Exist_Non-FBC_WetFGD_SNCR & ACI & C2G & SCR | 0 | 0 | 0 | 0 | 0 | 0 | 0
00 Ret.Exist_Non-FBC_WetFGD_SNCR & ACI & DRET | 0 | 0 | 0 | 0 | 0 | 0 | 0
00 Ret.Exist_Non-FBC_WetFGD_SNCR & ACI & GPM | 0 | 0 | 0 | 0 | 0 | 0 | 0
00 Ret.Exist_Non-FBC_WetFGD_SNCR & ACI & GPM & C2G | 0 | 0 | 0 | 0 | 0 | 0 | 0
00 Ret.Exist_Non-FBC_WetFGD_SNCR & ACI & GPM & C2G & SCR | 0 | 0 | 0 | 0 | 0 | 0 | 0
00 Ret.Exist_Non-FBC_WetFGD_SNCR & ACI & GPM & DRET | 0 | 0 | 0 | 0 | 0 | 0 | 0
00 Ret.Exist_Non-FBC_WetFGD_SNCR & ACI & GPM & NGC | 0 | 0 | 0 | 0 | 0 | 0 | 0
00 Ret.Exist_Non-FBC_WetFGD_SNCR & ACI & GPM & SCR | 0 | 0 | 0 | 0 | 0 | 0 | 0
00 Ret.Exist_Non-FBC_WetFGD_SNCR & ACI & GPM & SCR & CCS | 0 | 0 | 0 | 0 | 0 | 0 | 0
00 Ret.Exist_Non-FBC_WetFGD_SNCR & ACI & GPM & SCR & DRET | 0 | 0 | 0 | 0 | 0 | 0 | 0
00 Ret.Exist_Non-FBC_WetFGD_SNCR & ACI & GPM & SCR & NGC | 0 | 0 | 0 | 0 | 0 | 0 | 0
00 Ret.Exist_Non-FBC_WetFGD_SNCR & ACI & NGC | 0 | 0 | 0 | 0 | 0 | 0 | 0
00 Ret.Exist_Non-FBC_WetFGD_SNCR & ACI & SCR | 0 | 0 | 0 | 0 | 0 | 0 | 0
00 Ret.Exist_Non-FBC_WetFGD_SNCR & ACI & SCR & CCS | 0 | 0 | 0 | 0 | 0 | 0 | 0
00 Ret.Exist_Non-FBC_WetFGD_SNCR & ACI & SCR & DRET | 0 | 0 | 0 | 0 | 0 | 0 | 0
00 Ret.Exist_Non-FBC_WetFGD_SNCR & ACI & SCR & NGC | 0 | 0 | 0 | 0 | 0 | 0 | 0
00 Ret.Exist_Non-FBC_WetFGD_SNCR & C2G | 0 | 0 | 0 | 0 | 0 | 0 | 0
00 Ret.Exist_Non-FBC_WetFGD_SNCR & C2G & SCR | 0 | 0 | 0 | 0 | 0 | 0 | 0
00 Ret.Exist_Non-FBC_WetFGD_SNCR & DCCS | 0 | 0 | 0 | 0 | 0 | 0 | 0
00 Ret.Exist_Non-FBC_WetFGD_SNCR & DCCS & SCR & CCS | 0 | 0 | 0 | 0 | 0 | 0 | 0
00 Ret.Exist_Non-FBC_WetFGD_SNCR & DRET | 0 | 0 | 0 | 0 | 0 | 0 | 0
00 Ret.Exist_Non-FBC_WetFGD_SNCR & GPM | 0 | 0 | 0 | 0 | 0 | 0 | 0
00 Ret.Exist_Non-FBC_WetFGD_SNCR & GPM & C2G | 0 | 0 | 0 | 0 | 0 | 0 | 0
00 Ret.Exist_Non-FBC_WetFGD_SNCR & GPM & C2G & SCR | 0 | 0 | 0 | 0 | 0 | 0 | 0
00 Ret.Exist_Non-FBC_WetFGD_SNCR & GPM & DRET | 0 | 0 | 0 | 0 | 0 | 0 | 0
00 Ret.Exist_Non-FBC_WetFGD_SNCR & GPM & NGC | 0 | 0 | 0 | 0 | 0 | 0 | 0
00 Ret.Exist_Non-FBC_WetFGD_SNCR & GPM & SCR | 0 | 0 | 0 | 0 | 0 | 0 | 0
00 Ret.Exist_Non-FBC_WetFGD_SNCR & GPM & SCR & CCS | 0 | 0 | 0 | 0 | 0 | 0 | 0
00 Ret.Exist_Non-FBC_WetFGD_SNCR & GPM & SCR & DRET | 0 | 0 | 0 | 0 | 0 | 0 | 0
00 Ret.Exist_Non-FBC_WetFGD_SNCR & GPM & SCR & NGC | 0 | 0 | 0 | 0 | 0 | 0 | 0
00 Ret.Exist_Non-FBC_WetFGD_SNCR & NGC | 0 | 0 | 0 | 0 | 0 | 0 | 0
00 Ret.Exist_Non-FBC_WetFGD_SNCR & SCR | 0 | 0 | 0 | 0 | 0 | 0 | 0
00 Ret.Exist_Non-FBC_WetFGD_SNCR & SCR & C2G | 0 | 0 | 0 | 0 | 0 | 0 | 0
00 Ret.Exist_Non-FBC_WetFGD_SNCR & SCR & CCS | 0 | 0 | 0 | 0 | 0 | 0 | 0
00 Ret.Exist_Non-FBC_WetFGD_SNCR & SCR & DRET | 0 | 0 | 0 | 0 | 0 | 0 | 0
00 Ret.Exist_Non-FBC_WetFGD_SNCR & SCR & NGC | 0 | 0 | 0 | 0 | 0 | 0 | 0
00 Ret.Exist_Non-FBC_WetFGD_SNCR_ACI & C2G | 0 | 0 | 0 | 0 | 0 | 0 | 0
00 Ret.Exist_Non-FBC_WetFGD_SNCR_ACI & C2G & SCR | 0 | 0 | 0 | 0 | 0 | 0 | 0
00 Ret.Exist_Non-FBC_WetFGD_SNCR_ACI & DCCS | 0 | 26.7692 | 0 | 0 | 0 | 0 | 0
00 Ret.Exist_Non-FBC_WetFGD_SNCR_ACI & DCCS & SCR & CCS | 0 | 0 | 17.6271 | 17.6271 | 0 | 0 | 0
00 Ret.Exist_Non-FBC_WetFGD_SNCR_ACI & DRET | 0 | 1.6225 | 0 | 0 | 0 | 0 | 0
00 Ret.Exist_Non-FBC_WetFGD_SNCR_ACI & GPM | 0 | 0 | 0 | 0 | 0 | 0 | 0
00 Ret.Exist_Non-FBC_WetFGD_SNCR_ACI & GPM & C2G | 0 | 0 | 0 | 0 | 0 | 0 | 0
00 Ret.Exist_Non-FBC_WetFGD_SNCR_ACI & GPM & C2G & SCR | 0 | 0 | 0 | 0 | 0 | 0 | 0
00 Ret.Exist_Non-FBC_WetFGD_SNCR_ACI & GPM & DRET | 0 | 0 | 0 | 0 | 0 | 0 | 0
00 Ret.Exist_Non-FBC_WetFGD_SNCR_ACI & GPM & NGC | 0 | 0 | 0 | 0 | 0 | 0 | 0
00 Ret.Exist_Non-FBC_WetFGD_SNCR_ACI & GPM & SCR | 0 | 0 | 0 | 0 | 0 | 0 | 0
00 Ret.Exist_Non-FBC_WetFGD_SNCR_ACI & GPM & SCR & CCS | 0 | 0 | 0 | 0 | 0 | 0 | 0
00 Ret.Exist_Non-FBC_WetFGD_SNCR_ACI & GPM & SCR & DRET | 0 | 0 | 0 | 0 | 0 | 0 | 0
00 Ret.Exist_Non-FBC_WetFGD_SNCR_ACI & GPM & SCR & NGC | 0 | 0 | 0 | 0 | 0 | 0 | 0
00 Ret.Exist_Non-FBC_WetFGD_SNCR_ACI & NGC | 0 | 0 | 0 | 0 | 0 | 0 | 0
00 Ret.Exist_Non-FBC_WetFGD_SNCR_ACI & SCR | 0 | 0 | 0 | 0 | 0 | 0 | 0
00 Ret.Exist_Non-FBC_WetFGD_SNCR_ACI & SCR & C2G | 0 | 0 | 0 | 0 | 0 | 0 | 0
00 Ret.Exist_Non-FBC_WetFGD_SNCR_ACI & SCR & CCS | 0 | 1.7668 | 1.7668 | 1.7668 | 0 | 0 | 0
00 Ret.Exist_Non-FBC_WetFGD_SNCR_ACI & SCR & DRET | 0 | 0 | 0 | 0 | 0 | 0 | 0
00 Ret.Exist_Non-FBC_WetFGD_SNCR_ACI & SCR & NGC | 0 | 0 | 0 | 0 | 0 | 0 | 0
00 Existing Combined Cycle Retirement | 0 | 0 | 0 | 0 | 0 | 0 | 0
00 New Combined Cycle Retirement | 0 | 0 | 0 | 0 | 0 | 0 | 0
00 Existing Combustion Turbine Retirement | 0 | 0 | 0 | 0 | 0 | 0 | 0
00 New Combustion Turbine Retirement | 0 | 0 | 0 | 0 | 0 | 0 | 0
00 Oil/Gas Steam Retirement | 0 | 0 | 0 | 0 | 0 | 0 | 0
00 Coal Steam Retirement | 0 | 0 | 0 | 0 | 0 | 0 | 0
00 IGCC Retirement | 0 | 0 | 0 | 0 | 0 | 0 | 0
00 Nuclear Retirement | 0 | 0 | 0 | 0 | 0 | 0 | 0
00 Biomass Retirement | 0 | 0 | 0 | 0 | 0 | 0 | 0
00 Fossil_Other Retirement | 0 | 0 | 0 | 0 | 0 | 0 | 0
00 Fuel Cell Retirement | 0 | 0 | 0 | 0 | 0 | 0 | 0
00 Geothermal Retirement | 0 | 0 | 0 | 0 | 0 | 0 | 0
00 Hydro Retirement | 0 | 0 | 0 | 0 | 0 | 0 | 0
00 Landfill Gas Retirement | 0 | 0 | 0 | 0 | 0 | 0 | 0
00 Non Fossil_Other Retirement | 0 | 0 | 0 | 0 | 0 | 0 | 0
00 Solar Thermal Retirement | 0 | 0 | 0 | 0 | 0 | 0 | 0
00 Exist Dummy | 0 | 0 | 0 | 0 | 0 | 0 | 0
Total | 15818.0775 | 16505.4078 | 18847.0124 | 21001.2282 | 23540.6355 | 24831.7596 | 26367.2994
14. Capacity Factor by Capacity Reporting Type [%]
00 New Combined Cycle | 83.2706 | 85.8011 | 46.9818 | 42.966 | 39.5033 | 40.9396 | 40.9392
00 New Combined Cycle with CCS Retrofit | N/A | N/A | 87 | 87 | 67.0162 | 76.6847 | 77.0484
00 New Combined Cycle with CF Limit | N/A | N/A | N/A | N/A | N/A | N/A | N/A
00 New Combined Cycle with HRI Retrofit | N/A | N/A | N/A | N/A | N/A | N/A | N/A
00 New Combined Cycle with Hydrogen Retrofit | N/A | N/A | N/A | N/A | N/A | N/A | 23.6069
00 New Combined Cycle with Hydrogen Retrofit Undone | N/A | N/A | N/A | N/A | N/A | N/A | N/A
00 New Combined Cycle with CCS | N/A | N/A | N/A | N/A | N/A | N/A | N/A
00 New Combustion Turbine | 5.9246 | 5.7039 | 9.5727 | 4.0234 | 1.7043 | 2.104 | 2.4849
00 New Combustion Turbine with HRI Retrofit | N/A | N/A | N/A | N/A | N/A | N/A | N/A
00 New Combustion Turbine with Hydrogen Retrofit | N/A | N/A | N/A | N/A | N/A | 0.3886 | 0.36889
00 New Combustion Turbine with Hydrogen Retrofit Undone | N/A | N/A | N/A | N/A | N/A | N/A | N/A
00 New Hydro | N/A | 61.5781 | 60.5095 | 59.9821 | 56.9086 | 57.4224 | 56.8825
00 New Nuclear | N/A | N/A | N/A | N/A | N/A | N/A | N/A
00 New Nuclear - SMR | N/A | N/A | N/A | N/A | N/A | 91.9049 | 91.9959
00 New Biomass | N/A | N/A | N/A | N/A | N/A | N/A | N/A
00 New Geothermal | 90 | 90 | 90 | 90 | 89.0767 | 89.0767 | 89.0767
00 New Landfill Gas | 89.6133 | 89.9676 | 88.5301 | 82.4292 | 76.6359 | 79.833 | 76.5971
00 New Battery Storage | 20.1299 | 18.7475 | 16.6821 | 17.6366 | 21.3505 | 21.381 | 21.6441
00 New Offshore Wind | 54.5183 | 55.8946 | 53.9047 | 54.135 | 55.1727 | 55.1727 | 55.1727
00 New Onshore Wind | 44.6257 | 44.8353 | 45.7442 | 44.4726 | 44.5915 | 44.4874 | 44.1563
00 New Solar PV | 28.4636 | 28.3662 | 29.4983 | 29.0034 | 28.9049 | 28.5689 | 28.4471
00 New Solar Thermal | N/A | N/A | N/A | N/A | N/A | 51.8706 | 53.6063
00 New Fuel Cell | N/A | N/A | N/A | N/A | N/A | N/A | N/A
00 New Ultrasupercritical Coal without CCS | N/A | N/A | N/A | N/A | N/A | N/A | N/A
00 New Ultrasupercritical Coal with 30% CCS | N/A | N/A | N/A | N/A | N/A | N/A | N/A
00 New Ultrasupercritical Coal with 90% CCS | N/A | N/A | N/A | N/A | N/A | N/A | N/A
00 Exist & New Distributed Solar PV | 16.9342 | 16.9748 | 17.007 | 16.9961 | 17.0259 | 17.0093 | 16.9943
00 Exist Combined Cycle | 53.4981 | 54.5872 | 54.2941 | 35.0872 | 22.5469 | 30.7478 | 31.953
00 Exist Combustion Turbine | 2.5438 | 2.0331 | 2.0936 | 0.74065 | 0.41982 | 0.52947 | 0.64198
00 Exist FBC_Uncontrolled | 18.9582 | 31.7473 | 18.6274 | 12.0898 | 10 | N/A | N/A
00 Exist FBC_ACI_DSI | 24.5294 | N/A | N/A | N/A | N/A | N/A | N/A
00 Exist FBC_DryFGD_ACI | 18.6788 | N/A | N/A | N/A | N/A | N/A | N/A
00 Exist FBC_DryFGD_DSI | N/A | N/A | N/A | N/A | N/A | N/A | N/A
00 Exist FBC_DryFGD_SNCR | 26.4224 | N/A | N/A | N/A | N/A | N/A | N/A
00 Exist FBC_DryFGD_SNCR_ACI | 72.7128 | N/A | N/A | N/A | N/A | N/A | N/A
00 Exist FBC_DryFGD_SNCR_ACI_DSI | 18.1811 | 0 | 0 | 0 | 0 | 0 | 0
00 Exist FBC_DryFGD_SNCR_DSI | N/A | N/A | N/A | N/A | N/A | N/A | N/A
00 Exist FBC_DSI | 42.8022 | N/A | N/A | N/A | N/A | N/A | N/A
00 Exist FBC_SNCR | N/A | N/A | N/A | N/A | N/A | N/A | N/A
00 Exist FBC_SNCR_ACI_DSI | N/A | N/A | N/A | N/A | N/A | N/A | N/A
00 Exist FBC_SNCR_DSI | 79.6483 | N/A | N/A | N/A | N/A | N/A | N/A
00 Exist FBC_WetFGD_SNCR | 18.9582 | N/A | N/A | N/A | N/A | N/A | N/A
00 Exist FBC_WetFGD_DSI | 83.37 | N/A | N/A | N/A | N/A | N/A | N/A
00 Exist_Non-FBC_Uncontrolled | 45.4961 | 23.0169 | 32.2906 | 6.3157 | 3.121 | 24.9649 | 31.9238
00 Exist_Non-FBC_ACI | 59.9881 | 72.5504 | 72.6291 | 23.7702 | 0 | 53.4397 | 63.5136
00 Exist_Non-FBC_ACI_DSI | 41.4333 | N/A | N/A | N/A | N/A | N/A | N/A
00 Exist_Non-FBC_DryFGD | N/A | N/A | N/A | N/A | N/A | N/A | N/A
00 Exist_Non-FBC_DryFGD_ACI | 49.5568 | 43.35 | 74.3497 | 77.2163 | 68.22 | 81.3573 | 81.3573
00 Exist_Non-FBC_DryFGD_SCR | N/A | N/A | N/A | N/A | N/A | N/A | N/A
00 Exist_Non-FBC_DryFGD_SCR_ACI | 51.1138 | 10 | N/A | N/A | N/A | N/A | N/A
00 Exist_Non-FBC_DryFGD_SCR_DSI | 41.1505 | N/A | N/A | N/A | N/A | N/A | N/A
00 Exist_Non-FBC_DryFGD_SCR_ACI_DSI | 77.7366 | N/A | N/A | N/A | N/A | N/A | N/A
00 Exist_Non-FBC_DryFGD_SNCR_ACI | 76.5055 | N/A | N/A | N/A | N/A | N/A | N/A
00 Exist_Non-FBC_DryFGD_SNCR_ACI_DSI | 0 | N/A | N/A | N/A | N/A | N/A | N/A
00 Exist_Non-FBC_DSI | 12.1919 | N/A | N/A | N/A | N/A | N/A | N/A
00 Exist_Non-FBC_SCR_ACI | 71.3053 | N/A | N/A | N/A | N/A | N/A | N/A
00 Exist_Non-FBC_SCR_ACI_DSI | 3.5112 | N/A | N/A | N/A | N/A | N/A | N/A
00 Exist_Non-FBC_SNCR_ACI | 11.3369 | N/A | N/A | N/A | N/A | N/A | N/A
00 Exist_Non-FBC_SNCR_ACI_DSI | N/A | N/A | N/A | N/A | N/A | N/A | N/A
00 Exist_Non-FBC_WetFGD | 53.5273 | N/A | N/A | N/A | N/A | N/A | N/A
00 Exist_Non-FBC_WetFGD_ACI | 78.8219 | 0 | 0 | 0 | 0 | 0 | 0
00 Exist_Non-FBC_WetFGD_ACI_DSI | N/A | N/A | N/A | N/A | N/A | N/A | N/A
00 Exist_Non-FBC_WetFGD_SCR | 42.6849 | N/A | N/A | N/A | N/A | N/A | N/A
00 Exist_Non-FBC_WetFGD_SCR_DSI | 15.2098 | N/A | N/A | N/A | N/A | N/A | N/A
00 Exist_Non-FBC_WetFGD_SCR_ACI | 55.9627 | N/A | N/A | N/A | N/A | N/A | N/A
00 Exist_Non-FBC_WetFGD_SCR_ACI_DSI | 44.6672 | N/A | N/A | N/A | N/A | N/A | N/A
00 Exist_Non-FBC_WetFGD_SNCR | 63.9107 | N/A | N/A | N/A | N/A | N/A | N/A
00 Exist_Non-FBC_WetFGD_SNCR_ACI | 58.6694 | 0 | 0 | 0 | 0 | 0 | 0
00 Exist IGCC | 64.8457 | 79.192 | N/A | N/A | N/A | N/A | N/A
00 Exist Fossil_Other | 45.5419 | 44.5478 | 45.286 | 43.8382 | 40.1189 | 41.2228 | 41.2226
00 Exist Fuel Cell | 57.9277 | 57.6351 | 54.2128 | 40.2182 | 33.3275 | 33.6161 | 35.3577
00 Exist Hydro | 38.792 | 38.792 | 38.7921 | 38.4377 | 38.1841 | 38.3953 | 38.387
00 Exist Non Fossil_Other | 61.1671 | 61.1598 | 61.0256 | 58.0781 | 55.95 | 56.4137 | 57.0471
00 Exist Nuclear | 91.6339 | 91.5824 | 91.2056 | 88.7075 | 82.2734 | 88.533 | 86.3092
00 Exist Oil/Gas Steam | 5.0145 | 4.1294 | 2.1072 | 1.0979 | 0.99202 | 1.0207 | 1.0164
00 Exist Oil/Gas Steam_SCR | 6.5006 | 5.5718 | 3.2996 | 2.7217 | 2.6132 | 2.6409 | 2.6965
00 Exist Oil/Gas Steam_SNCR | 6.0779 | 3.6015 | 2.0222 | 1.209 | 1.0367 | 1.3711 | 1.2118
00 Exist Biomass | 17.8134 | 30.0477 | 33.1055 | 3.1173 | 2.4066 | 34.7629 | 41.1935
00 Exist Landfill Gas | 64.498 | 64.5148 | 62.4295 | 59.4574 | 56.0291 | 56.1269 | 57.0457
00 Exist Geothermal | 72.2949 | 72.2949 | 72.2949 | 72.2949 | 72.2949 | 72.2949 | 72.2949
00 Exist Pump Storage | 10.5979 | 10.0749 | 8.6365 | 9.1703 | 14.2839 | 14.8574 | 15.4174
00 Exist Energy Storage | 7.2807 | 7.3774 | 7.6076 | 7.6846 | 7.9673 | 7.8935 | 7.9773
00 Exist Solar PV | 24.3983 | 24.3983 | 24.3982 | 24.3982 | 24.3982 | 24.3982 | 24.3982
00 Exist Solar Thermal | 23.0309 | 23.0309 | 23.0309 | 23.0309 | 23.0309 | 23.0309 | 23.0309
00 Exist Offshore Wind | 54.1803 | 54.1803 | 54.1803 | 54.1803 | 54.1803 | 54.1803 | 54.1803
00 Exist Onshore Wind | 36.4949 | 36.4949 | 36.4949 | 36.4949 | 36.4949 | 36.4949 | 36.4949
00 International Imports | 34.78 | 34.78 | 34.78 | 31.6 | 31.6 | 31.6 | 31.6
00 Ret.Exist Combined Cycle & CF Limit | N/A | N/A | N/A | N/A | N/A | N/A | N/A
00 Ret.Exist Combined Cycle & CCS | N/A | N/A | 84.41 | 84.41 | 44.1583 | 45.7967 | 48.4296
00 Ret.Exist Combined Cycle & Hydrogen | N/A | 35.2572 | 22.059 | 3.1714 | 0.055172 | 12.9715 | 13.3677
00 Ret.Exist Combined Cycle & Hydrogen Retrofit Undone | N/A | N/A | N/A | N/A | N/A | N/A | N/A
00 Ret.Exist Combined Cycle & HRI | N/A | N/A | N/A | N/A | N/A | N/A | N/A
00 Ret.Exist Combustion Turbine & HRI | N/A | N/A | N/A | N/A | N/A | N/A | N/A
00 Ret.Exist_FBC_NoCtrl & CCS | N/A | N/A | N/A | N/A | N/A | N/A | N/A
00 Ret.Exist_FBC_NoCtrl & DRET | N/A | N/A | N/A | N/A | N/A | N/A | N/A
00 Ret.Exist_FBC_NoCtrl & GPM | N/A | N/A | N/A | N/A | N/A | N/A | N/A
00 Ret.Exist_FBC_NoCtrl & GPM & CCS | N/A | N/A | N/A | N/A | N/A | N/A | N/A
00 Ret.Exist_FBC_NoCtrl & GPM & DRET | N/A | N/A | N/A | N/A | N/A | N/A | N/A
00 Ret.Exist_FBC_NoCtrl & GPM & NGC | N/A | N/A | N/A | N/A | N/A | N/A | N/A
00 Ret.Exist_FBC_NoCtrl & GPM & SNCR | N/A | N/A | N/A | N/A | N/A | N/A | N/A
00 Ret.Exist_FBC_NoCtrl & GPM & SNCR & CCS | N/A | N/A | N/A | N/A | N/A | N/A | N/A
00 Ret.Exist_FBC_NoCtrl & GPM & SNCR & DRET | N/A | N/A | N/A | N/A | N/A | N/A | N/A
00 Ret.Exist_FBC_NoCtrl & GPM & SNCR & NGC | N/A | N/A | N/A | N/A | N/A | N/A | N/A
00 Ret.Exist_FBC_NoCtrl & NGC | N/A | N/A | N/A | N/A | N/A | N/A | N/A
00 Ret.Exist_FBC_NoCtrl & SNCR | N/A | N/A | N/A | N/A | N/A | N/A | N/A
00 Ret.Exist_FBC_NoCtrl & SNCR & CCS | N/A | N/A | N/A | N/A | N/A | N/A | N/A
00 Ret.Exist_FBC_NoCtrl & SNCR & DRET | N/A | N/A | N/A | N/A | N/A | N/A | N/A
00 Ret.Exist_FBC_NoCtrl & SNCR & NGC | N/A | N/A | N/A | N/A | N/A | N/A | N/A
00 Ret.Exist_FBC_ACI_DSI & CCS | N/A | N/A | N/A | N/A | N/A | N/A | N/A
00 Ret.Exist_FBC_ACI_DSI & DCCS | N/A | 36.0128 | 0 | 0 | 0 | 0 | 0
00 Ret.Exist_FBC_ACI_DSI & DCCS & CCS | N/A | N/A | 81.53 | 81.53 | N/A | N/A | N/A
00 Ret.Exist_FBC_ACI_DSI & DCCS & SNCR & CCS | N/A | N/A | N/A | N/A | N/A | N/A | N/A
00 Ret.Exist_FBC_ACI_DSI & DRET | N/A | 83.37 | N/A | N/A | N/A | N/A | N/A
00 Ret.Exist_FBC_ACI_DSI & GPM | N/A | N/A | N/A | N/A | N/A | N/A | N/A
00 Ret.Exist_FBC_ACI_DSI & GPM & CCS | N/A | N/A | N/A | N/A | N/A | N/A | N/A
00 Ret.Exist_FBC_ACI_DSI & GPM & DRET | N/A | N/A | N/A | N/A | N/A | N/A | N/A
00 Ret.Exist_FBC_ACI_DSI & GPM & NGC | N/A | N/A | N/A | N/A | N/A | N/A | N/A
00 Ret.Exist_FBC_ACI_DSI & GPM & SNCR | N/A | N/A | N/A | N/A | N/A | N/A | N/A
00 Ret.Exist_FBC_ACI_DSI & GPM & SNCR & CCS | N/A | N/A | N/A | N/A | N/A | N/A | N/A
00 Ret.Exist_FBC_ACI_DSI & GPM & SNCR & DRET | N/A | N/A | N/A | N/A | N/A | N/A | N/A
00 Ret.Exist_FBC_ACI_DSI & GPM & SNCR & NGC | N/A | N/A | N/A | N/A | N/A | N/A | N/A
00 Ret.Exist_FBC_ACI_DSI & NGC | N/A | 10 | 10 | N/A | N/A | N/A | N/A
00 Ret.Exist_FBC_ACI_DSI & SNCR | N/A | N/A | N/A | N/A | N/A | N/A | N/A
00 Ret.Exist_FBC_ACI_DSI & SNCR & CCS | N/A | N/A | N/A | N/A | N/A | N/A | N/A
00 Ret.Exist_FBC_ACI_DSI & SNCR & DRET | N/A | N/A | N/A | N/A | N/A | N/A | N/A
00 Ret.Exist_FBC_ACI_DSI & SNCR & NGC | N/A | N/A | N/A | N/A | N/A | N/A | N/A
00 Ret.Exist_FBC_DryFGD_ACI & CCS | N/A | N/A | N/A | N/A | N/A | N/A | N/A
00 Ret.Exist_FBC_DryFGD_ACI & DCCS | N/A | N/A | N/A | N/A | N/A | N/A | N/A
00 Ret.Exist_FBC_DryFGD_ACI & DCCS & CCS | N/A | N/A | N/A | N/A | N/A | N/A | N/A
00 Ret.Exist_FBC_DryFGD_ACI & DCCS & SNCR & CCS | N/A | N/A | N/A | N/A | N/A | N/A | N/A
00 Ret.Exist_FBC_DryFGD_ACI & DRET | N/A | 37.0079 | N/A | N/A | N/A | N/A | N/A
00 Ret.Exist_FBC_DryFGD_ACI & GPM | N/A | N/A | N/A | N/A | N/A | N/A | N/A
00 Ret.Exist_FBC_DryFGD_ACI & GPM & CCS | N/A | N/A | N/A | N/A | N/A | N/A | N/A
00 Ret.Exist_FBC_DryFGD_ACI & GPM & DRET | N/A | N/A | N/A | N/A | N/A | N/A | N/A
00 Ret.Exist_FBC_DryFGD_ACI & GPM & NGC | N/A | N/A | N/A | N/A | N/A | N/A | N/A
00 Ret.Exist_FBC_DryFGD_ACI & GPM & SNCR | N/A | N/A | N/A | N/A | N/A | N/A | N/A
00 Ret.Exist_FBC_DryFGD_ACI & GPM & SNCR & CCS | N/A | N/A | N/A | N/A | N/A | N/A | N/A
00 Ret.Exist_FBC_DryFGD_ACI & GPM & SNCR & DRET | N/A | N/A | N/A | N/A | N/A | N/A | N/A
00 Ret.Exist_FBC_DryFGD_ACI & GPM & SNCR & NGC | N/A | N/A | N/A | N/A | N/A | N/A | N/A
00 Ret.Exist_FBC_DryFGD_ACI & NGC | N/A | N/A | N/A | N/A | N/A | N/A | N/A
00 Ret.Exist_FBC_DryFGD_ACI & SNCR | N/A | N/A | N/A | N/A | N/A | N/A | N/A
00 Ret.Exist_FBC_DryFGD_ACI & SNCR & CCS | N/A | N/A | N/A | N/A | N/A | N/A | N/A
00 Ret.Exist_FBC_DryFGD_ACI & SNCR & DRET | N/A | N/A | N/A | N/A | N/A | N/A | N/A
00 Ret.Exist_FBC_DryFGD_ACI & SNCR & NGC | N/A | N/A | N/A | N/A | N/A | N/A | N/A
00 Ret.Exist_FBC_DryFGD_DSI & ACI | N/A | N/A | N/A | N/A | N/A | N/A | N/A
00 Ret.Exist_FBC_DryFGD_DSI & ACI & DRET | N/A | N/A | N/A | N/A | N/A | N/A | N/A
00 Ret.Exist_FBC_DryFGD_DSI & ACI & GPM | N/A | N/A | N/A | N/A | N/A | N/A | N/A
00 Ret.Exist_FBC_DryFGD_DSI & ACI & GPM & DRET | N/A | N/A | N/A | N/A | N/A | N/A | N/A
00 Ret.Exist_FBC_DryFGD_DSI & ACI & GPM & NGC | N/A | N/A | N/A | N/A | N/A | N/A | N/A
00 Ret.Exist_FBC_DryFGD_DSI & ACI & GPM & SNCR | N/A | N/A | N/A | N/A | N/A | N/A | N/A
00 Ret.Exist_FBC_DryFGD_DSI & ACI & GPM & SNCR & DRET | N/A | N/A | N/A | N/A | N/A | N/A | N/A
00 Ret.Exist_FBC_DryFGD_DSI & ACI & GPM & SNCR & NGC | N/A | N/A | N/A | N/A | N/A | N/A | N/A
00 Ret.Exist_FBC_DryFGD_DSI & ACI & NGC | N/A | N/A | N/A | N/A | N/A | N/A | N/A
00 Ret.Exist_FBC_DryFGD_DSI & ACI & SNCR | N/A | N/A | N/A | N/A | N/A | N/A | N/A
00 Ret.Exist_FBC_DryFGD_DSI & ACI & SNCR & DRET | N/A | N/A | N/A | N/A | N/A | N/A | N/A
00 Ret.Exist_FBC_DryFGD_DSI & ACI & SNCR & NGC | N/A | N/A | N/A | N/A | N/A | N/A | N/A
00 Ret.Exist_FBC_DryFGD_DSI & DRET | N/A | N/A | N/A | N/A | N/A | N/A | N/A
00 Ret.Exist_FBC_DryFGD_DSI & GPM | N/A | N/A | N/A | N/A | N/A | N/A | N/A
00 Ret.Exist_FBC_DryFGD_DSI & GPM & DRET | N/A | N/A | N/A | N/A | N/A | N/A | N/A
00 Ret.Exist_FBC_DryFGD_DSI & GPM & NGC | N/A | N/A | N/A | N/A | N/A | N/A | N/A
00 Ret.Exist_FBC_DryFGD_DSI & GPM & SNCR | N/A | N/A | N/A | N/A | N/A | N/A | N/A
00 Ret.Exist_FBC_DryFGD_DSI & GPM & SNCR & DRET | N/A | N/A | N/A | N/A | N/A | N/A | N/A
00 Ret.Exist_FBC_DryFGD_DSI & GPM & SNCR & NGC | N/A | N/A | N/A | N/A | N/A | N/A | N/A
00 Ret.Exist_FBC_DryFGD_DSI & NGC | N/A | N/A | N/A | N/A | N/A | N/A | N/A
00 Ret.Exist_FBC_DryFGD_DSI & SNCR | N/A | N/A | N/A | N/A | N/A | N/A | N/A
00 Ret.Exist_FBC_DryFGD_DSI & SNCR & DRET | N/A | N/A | N/A | N/A | N/A | N/A | N/A
00 Ret.Exist_FBC_DryFGD_DSI & SNCR & NGC | N/A | N/A | N/A | N/A | N/A | N/A | N/A
00 Ret.Exist_FBC_DryFGD_SNCR & ACI | N/A | N/A | N/A | N/A | N/A | N/A | N/A
00 Ret.Exist_FBC_DryFGD_SNCR & ACI & CCS | N/A | N/A | N/A | N/A | N/A | N/A | N/A
00 Ret.Exist_FBC_DryFGD_SNCR & ACI & DRET | N/A | N/A | N/A | N/A | N/A | N/A | N/A
00 Ret.Exist_FBC_DryFGD_SNCR & ACI & GPM | N/A | N/A | N/A | N/A | N/A | N/A | N/A
00 Ret.Exist_FBC_DryFGD_SNCR & ACI & GPM & CCS | N/A | N/A | N/A | N/A | N/A | N/A | N/A
00 Ret.Exist_FBC_DryFGD_SNCR & ACI & GPM & DRET | N/A | N/A | N/A | N/A | N/A | N/A | N/A
00 Ret.Exist_FBC_DryFGD_SNCR & ACI & GPM & NGC | N/A | N/A | N/A | N/A | N/A | N/A | N/A
00 Ret.Exist_FBC_DryFGD_SNCR & ACI & NGC | N/A | N/A | N/A | N/A | N/A | N/A | N/A
00 Ret.Exist_FBC_DryFGD_SNCR & CCS | N/A | N/A | N/A | N/A | N/A | N/A | N/A
00 Ret.Exist_FBC_DryFGD_SNCR & DCCS | N/A | 60.7375 | N/A | N/A | N/A | N/A | N/A
00 Ret.Exist_FBC_DryFGD_SNCR & DCCS & CCS | N/A | N/A | 79.68 | 79.68 | N/A | N/A | N/A
00 Ret.Exist_FBC_DryFGD_SNCR & DRET | N/A | 7.6723 | N/A | N/A | N/A | N/A | N/A
00 Ret.Exist_FBC_DryFGD_SNCR & GPM | N/A | N/A | N/A | N/A | N/A | N/A | N/A
00 Ret.Exist_FBC_DryFGD_SNCR & GPM & CCS | N/A | N/A | N/A | N/A | N/A | N/A | N/A
00 Ret.Exist_FBC_DryFGD_SNCR & GPM & DRET | N/A | N/A | N/A | N/A | N/A | N/A | N/A
00 Ret.Exist_FBC_DryFGD_SNCR & GPM & NGC | N/A | N/A | N/A | N/A | N/A | N/A | N/A
00 Ret.Exist_FBC_DryFGD_SNCR & NGC | N/A | N/A | N/A | N/A | N/A | N/A | N/A
00 Ret.Exist_FBC_DryFGD_SNCR_ACI & CCS | N/A | N/A | N/A | N/A | N/A | N/A | N/A
00 Ret.Exist_FBC_DryFGD_SNCR_ACI & DCCS | N/A | 30.4556 | 0 | 0 | 0 | 0 | 0
00 Ret.Exist_FBC_DryFGD_SNCR_ACI & DCCS & CCS | N/A | N/A | 77.7365 | 77.7365 | N/A | N/A | N/A
00 Ret.Exist_FBC_DryFGD_SNCR_ACI & DRET | N/A | 43.2456 | N/A | N/A | N/A | N/A | N/A
00 Ret.Exist_FBC_DryFGD_SNCR_ACI & GPM | N/A | N/A | N/A | N/A | N/A | N/A | N/A
00 Ret.Exist_FBC_DryFGD_SNCR_ACI & GPM & CCS | N/A | N/A | N/A | N/A | N/A | N/A | N/A
00 Ret.Exist_FBC_DryFGD_SNCR_ACI & GPM & DRET | N/A | N/A | N/A | N/A | N/A | N/A | N/A
00 Ret.Exist_FBC_DryFGD_SNCR_ACI & GPM & NGC | N/A | N/A | N/A | N/A | N/A | N/A | N/A
00 Ret.Exist_FBC_DryFGD_SNCR_ACI & NGC | N/A | N/A | N/A | N/A | N/A | N/A | N/A
00 Ret.Exist_FBC_DryFGD_SNCR_ACI_DSI & CCS | N/A | 77.01 | 77.01 | 77.01 | 57.4179 | 64.6873 | 64.6873
00 Ret.Exist_FBC_DryFGD_SNCR_ACI_DSI & DCCS | N/A | 27.7585 | N/A | N/A | N/A | N/A | N/A
00 Ret.Exist_FBC_DryFGD_SNCR_ACI_DSI & DCCS & CCS | N/A | N/A | 77.01 | 77.01 | N/A | N/A | N/A
00 Ret.Exist_FBC_DryFGD_SNCR_ACI_DSI & DRET | N/A | N/A | N/A | N/A | N/A | N/A | N/A
00 Ret.Exist_FBC_DryFGD_SNCR_ACI_DSI & GPM | N/A | N/A | N/A | N/A | N/A | N/A | N/A
00 Ret.Exist_FBC_DryFGD_SNCR_ACI_DSI & GPM & CCS | N/A | N/A | N/A | N/A | N/A | N/A | N/A
00 Ret.Exist_FBC_DryFGD_SNCR_ACI_DSI & GPM & DRET | N/A | N/A | N/A | N/A | N/A | N/A | N/A
00 Ret.Exist_FBC_DryFGD_SNCR_ACI_DSI & GPM & NGC | N/A | N/A | N/A | N/A | N/A | N/A | N/A
00 Ret.Exist_FBC_DryFGD_SNCR_ACI_DSI & NGC | N/A | N/A | N/A | N/A | N/A | N/A | N/A
00 Ret.Exist_FBC_DryFGD_SNCR_DSI & ACI | N/A | N/A | N/A | N/A | N/A | N/A | N/A
00 Ret.Exist_FBC_DryFGD_SNCR_DSI & ACI & DRET | N/A | N/A | N/A | N/A | N/A | N/A | N/A
00 Ret.Exist_FBC_DryFGD_SNCR_DSI & ACI & GPM | N/A | N/A | N/A | N/A | N/A | N/A | N/A
00 Ret.Exist_FBC_DryFGD_SNCR_DSI & ACI & GPM & DRET | N/A | N/A | N/A | N/A | N/A | N/A | N/A
00 Ret.Exist_FBC_DryFGD_SNCR_DSI & ACI & GPM & NGC | N/A | N/A | N/A | N/A | N/A | N/A | N/A
00 Ret.Exist_FBC_DryFGD_SNCR_DSI & ACI & NGC | N/A | N/A | N/A | N/A | N/A | N/A | N/A
00 Ret.Exist_FBC_DryFGD_SNCR_DSI & DRET | N/A | N/A | N/A | N/A | N/A | N/A | N/A
00 Ret.Exist_FBC_DryFGD_SNCR_DSI & GPM | N/A | N/A | N/A | N/A | N/A | N/A | N/A
00 Ret.Exist_FBC_DryFGD_SNCR_DSI & GPM & DRET | N/A | N/A | N/A | N/A | N/A | N/A | N/A
00 Ret.Exist_FBC_DryFGD_SNCR_DSI & GPM & NGC | N/A | N/A | N/A | N/A | N/A | N/A | N/A
00 Ret.Exist_FBC_DryFGD_SNCR_DSI & NGC | N/A | N/A | N/A | N/A | N/A | N/A | N/A
00 Ret.Exist_FBC_DSI & ACI | N/A | N/A | N/A | N/A | N/A | N/A | N/A
00 Ret.Exist_FBC_DSI & ACI & DRET | N/A | N/A | N/A | N/A | N/A | N/A | N/A
00 Ret.Exist_FBC_DSI & ACI & GPM | N/A | N/A | N/A | N/A | N/A | N/A | N/A
00 Ret.Exist_FBC_DSI & ACI & GPM & DRET | N/A | N/A | N/A | N/A | N/A | N/A | N/A
00 Ret.Exist_FBC_DSI & ACI & GPM & NGC | N/A | N/A | N/A | N/A | N/A | N/A | N/A
00 Ret.Exist_FBC_DSI & ACI & GPM & SNCR | N/A | N/A | N/A | N/A | N/A | N/A | N/A
00 Ret.Exist_FBC_DSI & ACI & GPM & SNCR & DRET | N/A | N/A | N/A | N/A | N/A | N/A | N/A
00 Ret.Exist_FBC_DSI & ACI & GPM & SNCR & NGC | N/A | N/A | N/A | N/A | N/A | N/A | N/A
00 Ret.Exist_FBC_DSI & ACI & NGC | N/A | N/A | N/A | N/A | N/A | N/A | N/A
00 Ret.Exist_FBC_DSI & ACI & SNCR | N/A | N/A | N/A | N/A | N/A | N/A | N/A
00 Ret.Exist_FBC_DSI & ACI & SNCR & DRET | N/A | N/A | N/A | N/A | N/A | N/A | N/A
00 Ret.Exist_FBC_DSI & ACI & SNCR & NGC | N/A | N/A | N/A | N/A | N/A | N/A | N/A
00 Ret.Exist_FBC_DSI & DRET | N/A | 58.5507 | N/A | N/A | N/A | N/A | N/A
00 Ret.Exist_FBC_DSI & GPM | N/A | N/A | N/A | N/A | N/A | N/A | N/A
00 Ret.Exist_FBC_DSI & GPM & DRET | N/A | N/A | N/A | N/A | N/A | N/A | N/A
00 Ret.Exist_FBC_DSI & GPM & NGC | N/A | N/A | N/A | N/A | N/A | N/A | N/A
00 Ret.Exist_FBC_DSI & GPM & SNCR | N/A | N/A | N/A | N/A | N/A | N/A | N/A
00 Ret.Exist_FBC_DSI & GPM & SNCR & DRET | N/A | N/A | N/A | N/A | N/A | N/A | N/A
00 Ret.Exist_FBC_DSI & GPM & SNCR & NGC | N/A | N/A | N/A | N/A | N/A | N/A | N/A
00 Ret.Exist_FBC_DSI & NGC | N/A | 33.3817 | 69.8847 | N/A | N/A | N/A | N/A
00 Ret.Exist_FBC_DSI & SNCR | N/A | N/A | N/A | N/A | N/A | N/A | N/A
00 Ret.Exist_FBC_DSI & SNCR & DRET | N/A | N/A | N/A | N/A | N/A | N/A | N/A
00 Ret.Exist_FBC_DSI & SNCR & NGC | N/A | N/A | N/A | N/A | N/A | N/A | N/A
00 Ret.Exist_FBC_SNCR & ACI | N/A | N/A | N/A | N/A | N/A | N/A | N/A
00 Ret.Exist_FBC_SNCR & ACI & DRET | N/A | N/A | N/A | N/A | N/A | N/A | N/A
00 Ret.Exist_FBC_SNCR & ACI & NGC | N/A | N/A | N/A | N/A | N/A | N/A | N/A
00 Ret.Exist_FBC_SNCR & DRET | N/A | N/A | N/A | N/A | N/A | N/A | N/A
00 Ret.Exist_FBC_SNCR & GPM | N/A | N/A | N/A | N/A | N/A | N/A | N/A
00 Ret.Exist_FBC_SNCR & GPM & DRET | N/A | N/A | N/A | N/A | N/A | N/A | N/A
00 Ret.Exist_FBC_SNCR & GPM & NGC | N/A | N/A | N/A | N/A | N/A | N/A | N/A
00 Ret.Exist_FBC_SNCR & NGC | N/A | N/A | N/A | N/A | N/A | N/A | N/A
00 Ret.Exist_FBC_SNCR_ACI_DSI & CCS | N/A | N/A | N/A | N/A | N/A | N/A | N/A
00 Ret.Exist_FBC_SNCR_ACI_DSI & DCCS | N/A | N/A | N/A | N/A | N/A | N/A | N/A
00 Ret.Exist_FBC_SNCR_ACI_DSI & DCCS & CCS | N/A | N/A | N/A | N/A | N/A | N/A | N/A
00 Ret.Exist_FBC_SNCR_ACI_DSI & DRET | N/A | N/A | N/A | N/A | N/A | N/A | N/A
00 Ret.Exist_FBC_SNCR_ACI_DSI & GPM | N/A | N/A | N/A | N/A | N/A | N/A | N/A
00 Ret.Exist_FBC_SNCR_ACI_DSI & GPM & CCS | N/A | N/A | N/A | N/A | N/A | N/A | N/A
00 Ret.Exist_FBC_SNCR_ACI_DSI & GPM & DRET | N/A | N/A | N/A | N/A | N/A | N/A | N/A
00 Ret.Exist_FBC_SNCR_ACI_DSI & GPM & NGC | N/A | N/A | N/A | N/A | N/A | N/A | N/A
00 Ret.Exist_FBC_SNCR_ACI_DSI & NGC | N/A | N/A | N/A | N/A | N/A | N/A | N/A
00 Ret.Exist_FBC_SNCR_DSI & ACI | N/A | N/A | N/A | N/A | N/A | N/A | N/A
00 Ret.Exist_FBC_SNCR_DSI & ACI & CCS | N/A | N/A | N/A | N/A | N/A | N/A | N/A
00 Ret.Exist_FBC_SNCR_DSI & ACI & DRET | N/A | N/A | N/A | N/A | N/A | N/A | N/A
00 Ret.Exist_FBC_SNCR_DSI & ACI & GPM | N/A | N/A | N/A | N/A | N/A | N/A | N/A
00 Ret.Exist_FBC_SNCR_DSI & ACI & GPM & CCS | N/A | N/A | N/A | N/A | N/A | N/A | N/A
00 Ret.Exist_FBC_SNCR_DSI & ACI & GPM & DRET | N/A | N/A | N/A | N/A | N/A | N/A | N/A
00 Ret.Exist_FBC_SNCR_DSI & ACI & GPM & NGC | N/A | N/A | N/A | N/A | N/A | N/A | N/A
00 Ret.Exist_FBC_SNCR_DSI & ACI & NGC | N/A | N/A | N/A | N/A | N/A | N/A | N/A
00 Ret.Exist_FBC_SNCR_DSI & CCS | N/A | N/A | N/A | N/A | N/A | N/A | N/A
00 Ret.Exist_FBC_SNCR_DSI & DCCS | N/A | 79.2763 | N/A | N/A | N/A | N/A | N/A
00 Ret.Exist_FBC_SNCR_DSI & DCCS & CCS | N/A | N/A | 79.2915 | 79.2915 | N/A | N/A | N/A
00 Ret.Exist_FBC_SNCR_DSI & DRET | N/A | 79.9017 | N/A | N/A | N/A | N/A | N/A
00 Ret.Exist_FBC_SNCR_DSI & GPM | N/A | N/A | N/A | N/A | N/A | N/A | N/A
00 Ret.Exist_FBC_SNCR_DSI & GPM & CCS | N/A | N/A | N/A | N/A | N/A | N/A | N/A
00 Ret.Exist_FBC_SNCR_DSI & GPM & DRET | N/A | N/A | N/A | N/A | N/A | N/A | N/A
00 Ret.Exist_FBC_SNCR_DSI & GPM & NGC | N/A | N/A | N/A | N/A | N/A | N/A | N/A
00 Ret.Exist_FBC_SNCR_DSI & NGC | N/A | 81.6315 | 68.4636 | N/A | N/A | N/A | N/A
00 Ret.Exist_FBC_WetFGD_DSI & ACI | N/A | N/A | N/A | N/A | N/A | N/A | N/A
00 Ret.Exist_FBC_WetFGD_DSI & ACI & DRET | N/A | N/A | N/A | N/A | N/A | N/A | N/A
00 Ret.Exist_FBC_WetFGD_DSI & ACI & GPM | N/A | N/A | N/A | N/A | N/A | N/A | N/A
00 Ret.Exist_FBC_WetFGD_DSI & ACI & GPM & DRET | N/A | N/A | N/A | N/A | N/A | N/A | N/A
00 Ret.Exist_FBC_WetFGD_DSI & ACI & GPM & NGC | N/A | N/A | N/A | N/A | N/A | N/A | N/A
00 Ret.Exist_FBC_WetFGD_DSI & ACI & GPM & SNCR | N/A | N/A | N/A | N/A | N/A | N/A | N/A
00 Ret.Exist_FBC_WetFGD_DSI & ACI & GPM & SNCR & DRET | N/A | N/A | N/A | N/A | N/A | N/A | N/A
00 Ret.Exist_FBC_WetFGD_DSI & ACI & GPM & SNCR & NGC | N/A | N/A | N/A | N/A | N/A | N/A | N/A
00 Ret.Exist_FBC_WetFGD_DSI & ACI & NGC | N/A | N/A | N/A | N/A | N/A | N/A | N/A
00 Ret.Exist_FBC_WetFGD_DSI & ACI & SNCR | N/A | N/A | N/A | N/A | N/A | N/A | N/A
00 Ret.Exist_FBC_WetFGD_DSI & ACI & SNCR & DRET | N/A | N/A | N/A | N/A | N/A | N/A | N/A
00 Ret.Exist_FBC_WetFGD_DSI & ACI & SNCR & NGC | N/A | N/A | N/A | N/A | N/A | N/A | N/A
00 Ret.Exist_FBC_WetFGD_DSI & DRET | N/A | 83.37 | N/A | N/A | N/A | N/A | N/A
00 Ret.Exist_FBC_WetFGD_DSI & GPM | N/A | N/A | N/A | N/A | N/A | N/A | N/A
00 Ret.Exist_FBC_WetFGD_DSI & GPM & DRET | N/A | N/A | N/A | N/A | N/A | N/A | N/A
00 Ret.Exist_FBC_WetFGD_DSI & GPM & NGC | N/A | N/A | N/A | N/A | N/A | N/A | N/A
00 Ret.Exist_FBC_WetFGD_DSI & GPM & SNCR | N/A | N/A | N/A | N/A | N/A | N/A | N/A
00 Ret.Exist_FBC_WetFGD_DSI & GPM & SNCR & DRET | N/A | N/A | N/A | N/A | N/A | N/A | N/A
00 Ret.Exist_FBC_WetFGD_DSI & GPM & SNCR & NGC | N/A | N/A | N/A | N/A | N/A | N/A | N/A
00 Ret.Exist_FBC_WetFGD_DSI & NGC | N/A | N/A | N/A | N/A | N/A | N/A | N/A
00 Ret.Exist_FBC_WetFGD_DSI & SNCR | N/A | N/A | N/A | N/A | N/A | N/A | N/A
00 Ret.Exist_FBC_WetFGD_DSI & SNCR & DRET | N/A | N/A | N/A | N/A | N/A | N/A | N/A
00 Ret.Exist_FBC_WetFGD_DSI & SNCR & NGC | N/A | N/A | N/A | N/A | N/A | N/A | N/A
00 Ret.Exist_FBC_WetFGD_SNCR & ACI | N/A | N/A | N/A | N/A | N/A | N/A | N/A
00 Ret.Exist_FBC_WetFGD_SNCR & ACI & DRET | N/A | N/A | N/A | N/A | N/A | N/A | N/A
00 Ret.Exist_FBC_WetFGD_SNCR & ACI & NGC | N/A | N/A | N/A | N/A | N/A | N/A | N/A
00 Ret.Exist_FBC_WetFGD_SNCR & DRET | N/A | 32.9441 | N/A | N/A | N/A | N/A | N/A
00 Ret.Exist_FBC_WetFGD_SNCR & GPM | N/A | N/A | N/A | N/A | N/A | N/A | N/A
00 Ret.Exist_FBC_WetFGD_SNCR & GPM & DRET | N/A | N/A | N/A | N/A | N/A | N/A | N/A
00 Ret.Exist_FBC_WetFGD_SNCR & GPM & NGC | N/A | N/A | N/A | N/A | N/A | N/A | N/A
00 Ret.Exist_FBC_WetFGD_SNCR & NGC | N/A | N/A | N/A | N/A | N/A | N/A | N/A
00 Ret.Exist_Non-FBC_ACI & C2G | 1.9446 | 4.564 | 0 | 0 | 0 | 0 | 0
00 Ret.Exist_Non-FBC_ACI & C2G & SCR | N/A | N/A | N/A | N/A | N/A | N/A | N/A
00 Ret.Exist_Non-FBC_ACI & DCCS | N/A | 79.01 | N/A | N/A | N/A | N/A | N/A
00 Ret.Exist_Non-FBC_ACI & DCCS & WetFGD & SCR & CCS | N/A | N/A | 79.01 | 79.01 | N/A | N/A | N/A
00 Ret.Exist_Non-FBC_ACI & DRET | N/A | 79.0175 | N/A | N/A | N/A | N/A | N/A
00 Ret.Exist_Non-FBC_ACI & DSI | N/A | N/A | N/A | N/A | N/A | N/A | N/A
00 Ret.Exist_Non-FBC_ACI & DSI & C2G | N/A | N/A | N/A | N/A | N/A | N/A | N/A
00 Ret.Exist_Non-FBC_ACI & DSI & C2G & SCR | N/A | N/A | N/A | N/A | N/A | N/A | N/A
00 Ret.Exist_Non-FBC_ACI & DSI & DRET | N/A | N/A | N/A | N/A | N/A | N/A | N/A
00 Ret.Exist_Non-FBC_ACI & DSI & GPM | N/A | N/A | N/A | N/A | N/A | N/A | N/A
00 Ret.Exist_Non-FBC_ACI & DSI & GPM & C2G | N/A | N/A | N/A | N/A | N/A | N/A | N/A
00 Ret.Exist_Non-FBC_ACI & DSI & GPM & C2G & SCR | N/A | N/A | N/A | N/A | N/A | N/A | N/A
00 Ret.Exist_Non-FBC_ACI & DSI & GPM & DRET | N/A | N/A | N/A | N/A | N/A | N/A | N/A
00 Ret.Exist_Non-FBC_ACI & DSI & GPM & NGC | N/A | N/A | N/A | N/A | N/A | N/A | N/A
00 Ret.Exist_Non-FBC_ACI & DSI & GPM & SCR | N/A | N/A | N/A | N/A | N/A | N/A | N/A
00 Ret.Exist_Non-FBC_ACI & DSI & GPM & SCR & DRET | N/A | N/A | N/A | N/A | N/A | N/A | N/A
00 Ret.Exist_Non-FBC_ACI & DSI & GPM & SCR & NGC | N/A | N/A | N/A | N/A | N/A | N/A | N/A
00 Ret.Exist_Non-FBC_ACI & DSI & GPM & SNCR | N/A | N/A | N/A | N/A | N/A | N/A | N/A
00 Ret.Exist_Non-FBC_ACI & DSI & GPM & SNCR & DRET | N/A | N/A | N/A | N/A | N/A | N/A | N/A
00 Ret.Exist_Non-FBC_ACI & DSI & GPM & SNCR & NGC | N/A | N/A | N/A | N/A | N/A | N/A | N/A
00 Ret.Exist_Non-FBC_ACI & DSI & GPM & WetFGD & SCR & CCS | N/A | N/A | N/A | N/A | N/A | N/A | N/A
00 Ret.Exist_Non-FBC_ACI & DSI & NGC | N/A | N/A | N/A | N/A | N/A | N/A | N/A
00 Ret.Exist_Non-FBC_ACI & DSI & SCR | N/A | N/A | N/A | N/A | N/A | N/A | N/A
00 Ret.Exist_Non-FBC_ACI & DSI & SCR & DRET | N/A | N/A | N/A | N/A | N/A | N/A | N/A
00 Ret.Exist_Non-FBC_ACI & DSI & SCR & NGC | N/A | N/A | N/A | N/A | N/A | N/A | N/A
00 Ret.Exist_Non-FBC_ACI & DSI & SNCR | N/A | N/A | N/A | N/A | N/A | N/A | N/A
00 Ret.Exist_Non-FBC_ACI & DSI & SNCR & DRET | N/A | N/A | N/A | N/A | N/A | N/A | N/A
00 Ret.Exist_Non-FBC_ACI & DSI & SNCR & NGC | N/A | N/A | N/A | N/A | N/A | N/A | N/A
00 Ret.Exist_Non-FBC_ACI & DSI & WetFGD & SCR & CCS | N/A | N/A | N/A | N/A | N/A | N/A | N/A
00 Ret.Exist_Non-FBC_ACI & GPM | N/A | N/A | N/A | N/A | N/A | N/A | N/A
00 Ret.Exist_Non-FBC_ACI & GPM & C2G | N/A | N/A | N/A | N/A | N/A | N/A | N/A
00 Ret.Exist_Non-FBC_ACI & GPM & C2G & SCR | N/A | N/A | N/A | N/A | N/A | N/A | N/A
00 Ret.Exist_Non-FBC_ACI & GPM & DRET | N/A | N/A | N/A | N/A | N/A | N/A | N/A
00 Ret.Exist_Non-FBC_ACI & GPM & NGC | N/A | N/A | N/A | N/A | N/A | N/A | N/A
00 Ret.Exist_Non-FBC_ACI & GPM & SCR | N/A | N/A | N/A | N/A | N/A | N/A | N/A
00 Ret.Exist_Non-FBC_ACI & GPM & SCR & DRET | N/A | N/A | N/A | N/A | N/A | N/A | N/A
00 Ret.Exist_Non-FBC_ACI & GPM & SCR & NGC | N/A | N/A | N/A | N/A | N/A | N/A | N/A
00 Ret.Exist_Non-FBC_ACI & GPM & SNCR | N/A | N/A | N/A | N/A | N/A | N/A | N/A
00 Ret.Exist_Non-FBC_ACI & GPM & SNCR & DRET | N/A | N/A | N/A | N/A | N/A | N/A | N/A
00 Ret.Exist_Non-FBC_ACI & GPM & SNCR & NGC | N/A | N/A | N/A | N/A | N/A | N/A | N/A
00 Ret.Exist_Non-FBC_ACI & GPM & WetFGD & SCR & CCS | N/A | N/A | N/A | N/A | N/A | N/A | N/A
00 Ret.Exist_Non-FBC_ACI & NGC | N/A | N/A | N/A | N/A | N/A | N/A | N/A
00 Ret.Exist_Non-FBC_ACI & SCR | N/A | N/A | N/A | N/A | N/A | N/A | N/A
00 Ret.Exist_Non-FBC_ACI & SCR & C2G | N/A | N/A | N/A | N/A | N/A | N/A | N/A
00 Ret.Exist_Non-FBC_ACI & SCR & DRET | N/A | N/A | N/A | N/A | N/A | N/A | N/A
00 Ret.Exist_Non-FBC_ACI & SCR & NGC | N/A | N/A | N/A | N/A | N/A | N/A | N/A
00 Ret.Exist_Non-FBC_ACI & SCR & WetFGD & CCS | N/A | N/A | N/A | N/A | N/A | N/A | N/A
00 Ret.Exist_Non-FBC_ACI & SNCR | N/A | N/A | N/A | N/A | N/A | N/A | N/A
00 Ret.Exist_Non-FBC_ACI & SNCR & C2G | N/A | N/A | N/A | N/A | N/A | N/A | N/A
00 Ret.Exist_Non-FBC_ACI & SNCR & DRET | N/A | N/A | N/A | N/A | N/A | N/A | N/A
00 Ret.Exist_Non-FBC_ACI & SNCR & NGC | N/A | N/A | N/A | N/A | N/A | N/A | N/A
00 Ret.Exist_Non-FBC_ACI_DSI & C2G | 0 | 0 | 0 | 0 | 0 | 0 | 0
00 Ret.Exist_Non-FBC_ACI_DSI & C2G & SCR | N/A | N/A | N/A | N/A | N/A | N/A | N/A
00 Ret.Exist_Non-FBC_ACI_DSI & DCCS | N/A | N/A | N/A | N/A | N/A | N/A | N/A
00 Ret.Exist_Non-FBC_ACI_DSI & DCCS & WetFGD & SCR & CCS | N/A | N/A | N/A | N/A | N/A | N/A | N/A
00 Ret.Exist_Non-FBC_ACI_DSI & DRET | N/A | 62.2483 | N/A | N/A | N/A | N/A | N/A
00 Ret.Exist_Non-FBC_ACI_DSI & GPM | N/A | N/A | N/A | N/A | N/A | N/A | N/A
00 Ret.Exist_Non-FBC_ACI_DSI & GPM & C2G | N/A | N/A | N/A | N/A | N/A | N/A | N/A
00 Ret.Exist_Non-FBC_ACI_DSI & GPM & C2G & SCR | N/A | N/A | N/A | N/A | N/A | N/A | N/A
00 Ret.Exist_Non-FBC_ACI_DSI & GPM & DRET | N/A | N/A | N/A | N/A | N/A | N/A | N/A
00 Ret.Exist_Non-FBC_ACI_DSI & GPM & NGC | N/A | N/A | N/A | N/A | N/A | N/A | N/A
00 Ret.Exist_Non-FBC_ACI_DSI & GPM & SCR | N/A | N/A | N/A | N/A | N/A | N/A | N/A
00 Ret.Exist_Non-FBC_ACI_DSI & GPM & SCR & DRET | N/A | N/A | N/A | N/A | N/A | N/A | N/A
00 Ret.Exist_Non-FBC_ACI_DSI & GPM & SCR & NGC | N/A | N/A | N/A | N/A | N/A | N/A | N/A
00 Ret.Exist_Non-FBC_ACI_DSI & GPM & SNCR | N/A | N/A | N/A | N/A | N/A | N/A | N/A
00 Ret.Exist_Non-FBC_ACI_DSI & GPM & SNCR & DRET | N/A | N/A | N/A | N/A | N/A | N/A | N/A
00 Ret.Exist_Non-FBC_ACI_DSI & GPM & SNCR & NGC | N/A | N/A | N/A | N/A | N/A | N/A | N/A
00 Ret.Exist_Non-FBC_ACI_DSI & GPM & WetFGD & SCR & CCS | N/A | N/A | N/A | N/A | N/A | N/A | N/A
00 Ret.Exist_Non-FBC_ACI_DSI & NGC | N/A | N/A | N/A | N/A | N/A | N/A | N/A
00 Ret.Exist_Non-FBC_ACI_DSI & SCR | N/A | N/A | N/A | N/A | N/A | N/A | N/A
00 Ret.Exist_Non-FBC_ACI_DSI & SCR & C2G | N/A | N/A | N/A | N/A | N/A | N/A | N/A
00 Ret.Exist_Non-FBC_ACI_DSI & SCR & DRET | N/A | N/A | N/A | N/A | N/A | N/A | N/A
00 Ret.Exist_Non-FBC_ACI_DSI & SCR & NGC | N/A | N/A | N/A | N/A | N/A | N/A | N/A
00 Ret.Exist_Non-FBC_ACI_DSI & SCR & WetFGD & CCS | N/A | N/A | N/A | N/A | N/A | N/A | N/A
00 Ret.Exist_Non-FBC_ACI_DSI & SNCR | N/A | N/A | N/A | N/A | N/A | N/A | N/A
00 Ret.Exist_Non-FBC_ACI_DSI & SNCR & C2G | N/A | N/A | N/A | N/A | N/A | N/A | N/A
00 Ret.Exist_Non-FBC_ACI_DSI & SNCR & DRET | N/A | N/A | N/A | N/A | N/A | N/A | N/A
00 Ret.Exist_Non-FBC_ACI_DSI & SNCR & NGC | N/A | N/A | N/A | N/A | N/A | N/A | N/A
00 Ret.Exist_Non-FBC_DryFGD & C2G | N/A | N/A | N/A | N/A | N/A | N/A | N/A
00 Ret.Exist_Non-FBC_DryFGD & C2G & SCR | N/A | N/A | N/A | N/A | N/A | N/A | N/A
00 Ret.Exist_Non-FBC_DryFGD & DRET | N/A | N/A | N/A | N/A | N/A | N/A | N/A
00 Ret.Exist_Non-FBC_DryFGD & GPM | N/A | N/A | N/A | N/A | N/A | N/A | N/A
00 Ret.Exist_Non-FBC_DryFGD & GPM & C2G | N/A | N/A | N/A | N/A | N/A | N/A | N/A
00 Ret.Exist_Non-FBC_DryFGD & GPM & C2G & SCR | N/A | N/A | N/A | N/A | N/A | N/A | N/A
00 Ret.Exist_Non-FBC_DryFGD & GPM & DRET | N/A | N/A | N/A | N/A | N/A | N/A | N/A
00 Ret.Exist_Non-FBC_DryFGD & GPM & NGC | N/A | N/A | N/A | N/A | N/A | N/A | N/A
00 Ret.Exist_Non-FBC_DryFGD & GPM & SCR | N/A | N/A | N/A | N/A | N/A | N/A | N/A
00 Ret.Exist_Non-FBC_DryFGD & GPM & SCR & CCS | N/A | N/A | N/A | N/A | N/A | N/A | N/A
00 Ret.Exist_Non-FBC_DryFGD & GPM & SCR & DRET | N/A | N/A | N/A | N/A | N/A | N/A | N/A
00 Ret.Exist_Non-FBC_DryFGD & GPM & SCR & NGC | N/A | N/A | N/A | N/A | N/A | N/A | N/A
00 Ret.Exist_Non-FBC_DryFGD & GPM & SNCR | N/A | N/A | N/A | N/A | N/A | N/A | N/A
00 Ret.Exist_Non-FBC_DryFGD & GPM & SNCR & DRET | N/A | N/A | N/A | N/A | N/A | N/A | N/A
00 Ret.Exist_Non-FBC_DryFGD & GPM & SNCR & NGC | N/A | N/A | N/A | N/A | N/A | N/A | N/A
00 Ret.Exist_Non-FBC_DryFGD & NGC | N/A | N/A | N/A | N/A | N/A | N/A | N/A
00 Ret.Exist_Non-FBC_DryFGD & SCR | N/A | N/A | N/A | N/A | N/A | N/A | N/A
00 Ret.Exist_Non-FBC_DryFGD & SCR & C2G | N/A | N/A | N/A | N/A | N/A | N/A | N/A
00 Ret.Exist_Non-FBC_DryFGD & SCR & CCS | N/A | N/A | N/A | N/A | N/A | N/A | N/A
00 Ret.Exist_Non-FBC_DryFGD & SCR & DRET | N/A | N/A | N/A | N/A | N/A | N/A | N/A
00 Ret.Exist_Non-FBC_DryFGD & SCR & NGC | N/A | N/A | N/A | N/A | N/A | N/A | N/A
00 Ret.Exist_Non-FBC_DryFGD & SNCR | N/A | N/A | N/A | N/A | N/A | N/A | N/A
00 Ret.Exist_Non-FBC_DryFGD & SNCR & C2G | N/A | N/A | N/A | N/A | N/A | N/A | N/A
00 Ret.Exist_Non-FBC_DryFGD & SNCR & DRET | N/A | N/A | N/A | N/A | N/A | N/A | N/A
00 Ret.Exist_Non-FBC_DryFGD & SNCR & NGC | N/A | N/A | N/A | N/A | N/A | N/A | N/A
00 Ret.Exist_Non-FBC_DryFGD_ACI & C2G | N/A | 0 | 0 | 0 | 0 | 0 | 0
00 Ret.Exist_Non-FBC_DryFGD_ACI & C2G & SCR | N/A | N/A | N/A | N/A | N/A | N/A | N/A
00 Ret.Exist_Non-FBC_DryFGD_ACI & DCCS | N/A | 59.9993 | 0 | 0 | 0 | 0 | 0
00 Ret.Exist_Non-FBC_DryFGD_ACI & DCCS & SCR & CCS | N/A | N/A | 80.4507 | 80.6154 | 77.01 | 77.01 | 77.01
00 Ret.Exist_Non-FBC_DryFGD_ACI & DRET | N/A | 63.3727 | N/A | N/A | N/A | N/A | N/A
00 Ret.Exist_Non-FBC_DryFGD_ACI & GPM | N/A | N/A | N/A | N/A | N/A | N/A | N/A
00 Ret.Exist_Non-FBC_DryFGD_ACI & GPM & C2G | N/A | N/A | N/A | N/A | N/A | N/A | N/A
00 Ret.Exist_Non-FBC_DryFGD_ACI & GPM & C2G & SCR | N/A | N/A | N/A | N/A | N/A | N/A | N/A
00 Ret.Exist_Non-FBC_DryFGD_ACI & GPM & DRET | N/A | N/A | N/A | N/A | N/A | N/A | N/A
00 Ret.Exist_Non-FBC_DryFGD_ACI & GPM & NGC | N/A | N/A | N/A | N/A | N/A | N/A | N/A
00 Ret.Exist_Non-FBC_DryFGD_ACI & GPM & SCR | N/A | N/A | N/A | N/A | N/A | N/A | N/A
00 Ret.Exist_Non-FBC_DryFGD_ACI & GPM & SCR & CCS | N/A | N/A | N/A | N/A | N/A | N/A | N/A
00 Ret.Exist_Non-FBC_DryFGD_ACI & GPM & SCR & DRET | N/A | N/A | N/A | N/A | N/A | N/A | N/A
00 Ret.Exist_Non-FBC_DryFGD_ACI & GPM & SCR & NGC | N/A | N/A | N/A | N/A | N/A | N/A | N/A
00 Ret.Exist_Non-FBC_DryFGD_ACI & GPM & SNCR | N/A | N/A | N/A | N/A | N/A | N/A | N/A
00 Ret.Exist_Non-FBC_DryFGD_ACI & GPM & SNCR & DRET | N/A | N/A | N/A | N/A | N/A | N/A | N/A
00 Ret.Exist_Non-FBC_DryFGD_ACI & GPM & SNCR & NGC | N/A | N/A | N/A | N/A | N/A | N/A | N/A
00 Ret.Exist_Non-FBC_DryFGD_ACI & NGC | N/A | 54.7016 | 66.3565 | N/A | N/A | N/A | N/A
00 Ret.Exist_Non-FBC_DryFGD_ACI & SCR | N/A | 10 | N/A | N/A | N/A | N/A | N/A
00 Ret.Exist_Non-FBC_DryFGD_ACI & SCR & C2G | N/A | N/A | N/A | N/A | N/A | N/A | N/A
00 Ret.Exist_Non-FBC_DryFGD_ACI & SCR & CCS | N/A | N/A | 77.71 | 77.71 | N/A | N/A | N/A
00 Ret.Exist_Non-FBC_DryFGD_ACI & SCR & DRET | N/A | N/A | N/A | N/A | N/A | N/A | N/A
00 Ret.Exist_Non-FBC_DryFGD_ACI & SCR & NGC | N/A | N/A | N/A | N/A | N/A | N/A | N/A
00 Ret.Exist_Non-FBC_DryFGD_ACI & SNCR | N/A | N/A | N/A | N/A | N/A | N/A | N/A
00 Ret.Exist_Non-FBC_DryFGD_ACI & SNCR & C2G | N/A | N/A | N/A | N/A | N/A | N/A | N/A
00 Ret.Exist_Non-FBC_DryFGD_ACI & SNCR & DRET | N/A | N/A | N/A | N/A | N/A | N/A | N/A
00 Ret.Exist_Non-FBC_DryFGD_ACI & SNCR & NGC | N/A | N/A | N/A | N/A | N/A | N/A | N/A
00 Ret.Exist_Non-FBC_DryFGD_SCR & ACI | N/A | N/A | N/A | N/A | N/A | N/A | N/A
00 Ret.Exist_Non-FBC_DryFGD_SCR & ACI & C2G | N/A | N/A | N/A | N/A | N/A | N/A | N/A
00 Ret.Exist_Non-FBC_DryFGD_SCR & ACI & CCS | N/A | N/A | N/A | N/A | N/A | N/A | N/A
00 Ret.Exist_Non-FBC_DryFGD_SCR & ACI & DRET | N/A | N/A | N/A | N/A | N/A | N/A | N/A
00 Ret.Exist_Non-FBC_DryFGD_SCR & ACI & GPM | N/A | N/A | N/A | N/A | N/A | N/A | N/A
00 Ret.Exist_Non-FBC_DryFGD_SCR & ACI & GPM & C2G | N/A | N/A | N/A | N/A | N/A | N/A | N/A
00 Ret.Exist_Non-FBC_DryFGD_SCR & ACI & GPM & CCS | N/A | N/A | N/A | N/A | N/A | N/A | N/A
00 Ret.Exist_Non-FBC_DryFGD_SCR & ACI & GPM & DRET | N/A | N/A | N/A | N/A | N/A | N/A | N/A
00 Ret.Exist_Non-FBC_DryFGD_SCR & ACI & GPM & NGC | N/A | N/A | N/A | N/A | N/A | N/A | N/A
00 Ret.Exist_Non-FBC_DryFGD_SCR & ACI & NGC | N/A | N/A | N/A | N/A | N/A | N/A | N/A
00 Ret.Exist_Non-FBC_DryFGD_SCR & C2G | N/A | N/A | N/A | N/A | N/A | N/A | N/A
00 Ret.Exist_Non-FBC_DryFGD_SCR & CCS | N/A | N/A | N/A | N/A | N/A | N/A | N/A
00 Ret.Exist_Non-FBC_DryFGD_SCR & DRET | N/A | N/A | N/A | N/A | N/A | N/A | N/A
00 Ret.Exist_Non-FBC_DryFGD_SCR & GPM | N/A | N/A | N/A | N/A | N/A | N/A | N/A
00 Ret.Exist_Non-FBC_DryFGD_SCR & GPM & C2G | N/A | N/A | N/A | N/A | N/A | N/A | N/A
00 Ret.Exist_Non-FBC_DryFGD_SCR & GPM & CCS | N/A | N/A | N/A | N/A | N/A | N/A | N/A
00 Ret.Exist_Non-FBC_DryFGD_SCR & GPM & DRET | N/A | N/A | N/A | N/A | N/A | N/A | N/A
00 Ret.Exist_Non-FBC_DryFGD_SCR & GPM & NGC | N/A | N/A | N/A | N/A | N/A | N/A | N/A
00 Ret.Exist_Non-FBC_DryFGD_SCR & NGC | N/A | N/A | N/A | N/A | N/A | N/A | N/A
00 Ret.Exist_Non-FBC_DryFGD_SCR_ACI & C2G | 2 | 3.4438 | 0.98432 | 0.98432 | 0.98432 | 0.98432 | 0.98432
00 Ret.Exist_Non-FBC_DryFGD_SCR_ACI & CCS | N/A | 77.01 | 77.0664 | 77.0664 | 77.0664 | 77.0664 | 77.0664
00 Ret.Exist_Non-FBC_DryFGD_SCR_ACI & DCCS | N/A | 59.0899 | 0 | 0 | 0 | 0 | 0
00 Ret.Exist_Non-FBC_DryFGD_SCR_ACI & DCCS & CCS | N/A | N/A | 78.2676 | 78.2676 | N/A | N/A | N/A
00 Ret.Exist_Non-FBC_DryFGD_SCR_ACI & DRET | N/A | 56.6809 | N/A | N/A | N/A | N/A | N/A
00 Ret.Exist_Non-FBC_DryFGD_SCR_ACI & GPM | N/A | N/A | N/A | N/A | N/A | N/A | N/A
00 Ret.Exist_Non-FBC_DryFGD_SCR_ACI & GPM & C2G | N/A | N/A | N/A | N/A | N/A | N/A | N/A
00 Ret.Exist_Non-FBC_DryFGD_SCR_ACI & GPM & CCS | N/A | N/A | N/A | N/A | N/A | N/A | N/A
00 Ret.Exist_Non-FBC_DryFGD_SCR_ACI & GPM & DRET | N/A | N/A | N/A | N/A | N/A | N/A | N/A
00 Ret.Exist_Non-FBC_DryFGD_SCR_ACI & GPM & NGC | N/A | N/A | N/A | N/A | N/A | N/A | N/A
00 Ret.Exist_Non-FBC_DryFGD_SCR_ACI & NGC | N/A | 78.85 | 71.2666 | N/A | N/A | N/A | N/A
00 Ret.Exist_Non-FBC_DryFGD_SCR_ACI_DSI & C2G | N/A | 2 | 2 | 2 | 2 | 2 | 2
00 Ret.Exist_Non-FBC_DryFGD_SCR_ACI_DSI & CCS | N/A | N/A | N/A | N/A | N/A | N/A | N/A
00 Ret.Exist_Non-FBC_DryFGD_SCR_ACI_DSI & DCCS | N/A | 74.8385 | N/A | N/A | N/A | N/A | N/A
00 Ret.Exist_Non-FBC_DryFGD_SCR_ACI_DSI & DCCS & CCS | N/A | N/A | 78.9931 | 78.9931 | N/A | N/A | N/A
00 Ret.Exist_Non-FBC_DryFGD_SCR_ACI_DSI & DRET | N/A | N/A | N/A | N/A | N/A | N/A | N/A
00 Ret.Exist_Non-FBC_DryFGD_SCR_ACI_DSI & GPM | N/A | N/A | N/A | N/A | N/A | N/A | N/A
00 Ret.Exist_Non-FBC_DryFGD_SCR_ACI_DSI & GPM & C2G | N/A | N/A | N/A | N/A | N/A | N/A | N/A
00 Ret.Exist_Non-FBC_DryFGD_SCR_ACI_DSI & GPM & CCS | N/A | N/A | N/A | N/A | N/A | N/A | N/A
00 Ret.Exist_Non-FBC_DryFGD_SCR_ACI_DSI & GPM & DRET | N/A | N/A | N/A | N/A | N/A | N/A | N/A
00 Ret.Exist_Non-FBC_DryFGD_SCR_ACI_DSI & GPM & NGC | N/A | N/A | N/A | N/A | N/A | N/A | N/A
00 Ret.Exist_Non-FBC_DryFGD_SCR_ACI_DSI & NGC | N/A | N/A | N/A | N/A | N/A | N/A | N/A
00 Ret.Exist_Non-FBC_DryFGD_SCR_DSI & ACI | N/A | N/A | N/A | N/A | N/A | N/A | N/A
00 Ret.Exist_Non-FBC_DryFGD_SCR_DSI & ACI & C2G | N/A | N/A | N/A | N/A | N/A | N/A | N/A
00 Ret.Exist_Non-FBC_DryFGD_SCR_DSI & ACI & CCS | N/A | N/A | N/A | N/A | N/A | N/A | N/A
00 Ret.Exist_Non-FBC_DryFGD_SCR_DSI & ACI & DRET | N/A | N/A | N/A | N/A | N/A | N/A | N/A
00 Ret.Exist_Non-FBC_DryFGD_SCR_DSI & ACI & GPM | N/A | N/A | N/A | N/A | N/A | N/A | N/A
00 Ret.Exist_Non-FBC_DryFGD_SCR_DSI & ACI & GPM & C2G | N/A | N/A | N/A | N/A | N/A | N/A | N/A
00 Ret.Exist_Non-FBC_DryFGD_SCR_DSI & ACI & GPM & CCS | N/A | N/A | N/A | N/A | N/A | N/A | N/A
00 Ret.Exist_Non-FBC_DryFGD_SCR_DSI & ACI & GPM & DRET | N/A | N/A | N/A | N/A | N/A | N/A | N/A
00 Ret.Exist_Non-FBC_DryFGD_SCR_DSI & ACI & GPM & NGC | N/A | N/A | N/A | N/A | N/A | N/A | N/A
00 Ret.Exist_Non-FBC_DryFGD_SCR_DSI & ACI & NGC | N/A | N/A | N/A | N/A | N/A | N/A | N/A
00 Ret.Exist_Non-FBC_DryFGD_SCR_DSI & C2G | N/A | N/A | N/A | N/A | N/A | N/A | N/A
00 Ret.Exist_Non-FBC_DryFGD_SCR_DSI & CCS | N/A | N/A | N/A | N/A | N/A | N/A | N/A
00 Ret.Exist_Non-FBC_DryFGD_SCR_DSI & DRET | N/A | 48.9802 | N/A | N/A | N/A | N/A | N/A
00 Ret.Exist_Non-FBC_DryFGD_SCR_DSI & GPM | N/A | N/A | N/A | N/A | N/A | N/A | N/A
00 Ret.Exist_Non-FBC_DryFGD_SCR_DSI & GPM & C2G | N/A | N/A | N/A | N/A | N/A | N/A | N/A
00 Ret.Exist_Non-FBC_DryFGD_SCR_DSI & GPM & CCS | N/A | N/A | N/A | N/A | N/A | N/A | N/A
00 Ret.Exist_Non-FBC_DryFGD_SCR_DSI & GPM & DRET | N/A | N/A | N/A | N/A | N/A | N/A | N/A
00 Ret.Exist_Non-FBC_DryFGD_SCR_DSI & GPM & NGC | N/A | N/A | N/A | N/A | N/A | N/A | N/A
00 Ret.Exist_Non-FBC_DryFGD_SCR_DSI & NGC | N/A | N/A | N/A | N/A | N/A | N/A | N/A
00 Ret.Exist_Non-FBC_DryFGD_SNCR_ACI & C2G | N/A | N/A | N/A | N/A | N/A | N/A | N/A
00 Ret.Exist_Non-FBC_DryFGD_SNCR_ACI & C2G & SCR | N/A | N/A | N/A | N/A | N/A | N/A | N/A
00 Ret.Exist_Non-FBC_DryFGD_SNCR_ACI & DCCS | N/A | 77.71 | N/A | N/A | N/A | N/A | N/A
00 Ret.Exist_Non-FBC_DryFGD_SNCR_ACI & DCCS & SCR & CCS | N/A | N/A | 77.71 | 77.71 | 65.277 | 77.71 | 77.71
00 Ret.Exist_Non-FBC_DryFGD_SNCR_ACI & DRET | N/A | 78.4378 | N/A | N/A | N/A | N/A | N/A
00 Ret.Exist_Non-FBC_DryFGD_SNCR_ACI & GPM | N/A | N/A | N/A | N/A | N/A | N/A | N/A
00 Ret.Exist_Non-FBC_DryFGD_SNCR_ACI & GPM & C2G | N/A | N/A | N/A | N/A | N/A | N/A | N/A
00 Ret.Exist_Non-FBC_DryFGD_SNCR_ACI & GPM & C2G & SCR | N/A | N/A | N/A | N/A | N/A | N/A | N/A
00 Ret.Exist_Non-FBC_DryFGD_SNCR_ACI & GPM & DRET | N/A | N/A | N/A | N/A | N/A | N/A | N/A
00 Ret.Exist_Non-FBC_DryFGD_SNCR_ACI & GPM & NGC | N/A | N/A | N/A | N/A | N/A | N/A | N/A
00 Ret.Exist_Non-FBC_DryFGD_SNCR_ACI & GPM & SCR | N/A | N/A | N/A | N/A | N/A | N/A | N/A
00 Ret.Exist_Non-FBC_DryFGD_SNCR_ACI & GPM & SCR & CCS | N/A | N/A | N/A | N/A | N/A | N/A | N/A
00 Ret.Exist_Non-FBC_DryFGD_SNCR_ACI & GPM & SCR & DRET | N/A | N/A | N/A | N/A | N/A | N/A | N/A
00 Ret.Exist_Non-FBC_DryFGD_SNCR_ACI & GPM & SCR & NGC | N/A | N/A | N/A | N/A | N/A | N/A | N/A
00 Ret.Exist_Non-FBC_DryFGD_SNCR_ACI & NGC | N/A | N/A | N/A | N/A | N/A | N/A | N/A
00 Ret.Exist_Non-FBC_DryFGD_SNCR_ACI & SCR | N/A | N/A | N/A | N/A | N/A | N/A | N/A
00 Ret.Exist_Non-FBC_DryFGD_SNCR_ACI & SCR & C2G | N/A | N/A | N/A | N/A | N/A | N/A | N/A
00 Ret.Exist_Non-FBC_DryFGD_SNCR_ACI & SCR & CCS | N/A | N/A | N/A | N/A | N/A | N/A | N/A
00 Ret.Exist_Non-FBC_DryFGD_SNCR_ACI & SCR & DRET | N/A | N/A | N/A | N/A | N/A | N/A | N/A
00 Ret.Exist_Non-FBC_DryFGD_SNCR_ACI & SCR & NGC | N/A | N/A | N/A | N/A | N/A | N/A | N/A
00 Ret.Exist_Non-FBC_DryFGD_SNCR_ACI_DSI & C2G | N/A | N/A | N/A | N/A | N/A | N/A | N/A
00 Ret.Exist_Non-FBC_DryFGD_SNCR_ACI_DSI & C2G & SCR | N/A | N/A | N/A | N/A | N/A | N/A | N/A
00 Ret.Exist_Non-FBC_DryFGD_SNCR_ACI_DSI & DRET | N/A | 0 | N/A | N/A | N/A | N/A | N/A
00 Ret.Exist_Non-FBC_DryFGD_SNCR_ACI_DSI & GPM | N/A | N/A | N/A | N/A | N/A | N/A | N/A
00 Ret.Exist_Non-FBC_DryFGD_SNCR_ACI_DSI & GPM & C2G | N/A | N/A | N/A | N/A | N/A | N/A | N/A
00 Ret.Exist_Non-FBC_DryFGD_SNCR_ACI_DSI & GPM & C2G & SCR | N/A | N/A | N/A | N/A | N/A | N/A | N/A
00 Ret.Exist_Non-FBC_DryFGD_SNCR_ACI_DSI & GPM & DRET | N/A | N/A | N/A | N/A | N/A | N/A | N/A
00 Ret.Exist_Non-FBC_DryFGD_SNCR_ACI_DSI & GPM & NGC | N/A | N/A | N/A | N/A | N/A | N/A | N/A
00 Ret.Exist_Non-FBC_DryFGD_SNCR_ACI_DSI & GPM & SCR | N/A | N/A | N/A | N/A | N/A | N/A | N/A
00 Ret.Exist_Non-FBC_DryFGD_SNCR_ACI_DSI & GPM & SCR & CCS | N/A | N/A | N/A | N/A | N/A | N/A | N/A
00 Ret.Exist_Non-FBC_DryFGD_SNCR_ACI_DSI & GPM & SCR & DRET | N/A | N/A | N/A | N/A | N/A | N/A | N/A
00 Ret.Exist_Non-FBC_DryFGD_SNCR_ACI_DSI & GPM & SCR & NGC | N/A | N/A | N/A | N/A | N/A | N/A | N/A
00 Ret.Exist_Non-FBC_DryFGD_SNCR_ACI_DSI & NGC | N/A | N/A | N/A | N/A | N/A | N/A | N/A
00 Ret.Exist_Non-FBC_DryFGD_SNCR_ACI_DSI & SCR | N/A | N/A | N/A | N/A | N/A | N/A | N/A
00 Ret.Exist_Non-FBC_DryFGD_SNCR_ACI_DSI & SCR & C2G | N/A | N/A | N/A | N/A | N/A | N/A | N/A
00 Ret.Exist_Non-FBC_DryFGD_SNCR_ACI_DSI & SCR & CCS | N/A | N/A | N/A | N/A | N/A | N/A | N/A
00 Ret.Exist_Non-FBC_DryFGD_SNCR_ACI_DSI & SCR & DRET | N/A | N/A | N/A | N/A | N/A | N/A | N/A
00 Ret.Exist_Non-FBC_DryFGD_SNCR_ACI_DSI & SCR & NGC | N/A | N/A | N/A | N/A | N/A | N/A | N/A
00 Ret.Exist_Non-FBC_DSI & ACI | N/A | N/A | N/A | N/A | N/A | N/A | N/A
00 Ret.Exist_Non-FBC_DSI & ACI & C2G | N/A | N/A | N/A | N/A | N/A | N/A | N/A
00 Ret.Exist_Non-FBC_DSI & ACI & C2G & SCR | N/A | N/A | N/A | N/A | N/A | N/A | N/A
00 Ret.Exist_Non-FBC_DSI & ACI & DRET | N/A | N/A | N/A | N/A | N/A | N/A | N/A
00 Ret.Exist_Non-FBC_DSI & ACI & GPM | N/A | N/A | N/A | N/A | N/A | N/A | N/A
00 Ret.Exist_Non-FBC_DSI & ACI & GPM & C2G | N/A | N/A | N/A | N/A | N/A | N/A | N/A
00 Ret.Exist_Non-FBC_DSI & ACI & GPM & C2G & SCR | N/A | N/A | N/A | N/A | N/A | N/A | N/A
00 Ret.Exist_Non-FBC_DSI & ACI & GPM & DRET | N/A | N/A | N/A | N/A | N/A | N/A | N/A
00 Ret.Exist_Non-FBC_DSI & ACI & GPM & NGC | N/A | N/A | N/A | N/A | N/A | N/A | N/A
00 Ret.Exist_Non-FBC_DSI & ACI & GPM & SCR | N/A | N/A | N/A | N/A | N/A | N/A | N/A
00 Ret.Exist_Non-FBC_DSI & ACI & GPM & SCR & DRET | N/A | N/A | N/A | N/A | N/A | N/A | N/A
00 Ret.Exist_Non-FBC_DSI & ACI & GPM & SCR & NGC | N/A | N/A | N/A | N/A | N/A | N/A | N/A
00 Ret.Exist_Non-FBC_DSI & ACI & GPM & SNCR | N/A | N/A | N/A | N/A | N/A | N/A | N/A
00 Ret.Exist_Non-FBC_DSI & ACI & GPM & SNCR & DRET | N/A | N/A | N/A | N/A | N/A | N/A | N/A
00 Ret.Exist_Non-FBC_DSI & ACI & GPM & SNCR & NGC | N/A | N/A | N/A | N/A | N/A | N/A | N/A
00 Ret.Exist_Non-FBC_DSI & ACI & GPM & WetFGD & SCR & CCS | N/A | N/A | N/A | N/A | N/A | N/A | N/A
00 Ret.Exist_Non-FBC_DSI & ACI & NGC | N/A | N/A | N/A | N/A | N/A | N/A | N/A
00 Ret.Exist_Non-FBC_DSI & ACI & SCR | N/A | N/A | N/A | N/A | N/A | N/A | N/A
00 Ret.Exist_Non-FBC_DSI & ACI & SCR & DRET | N/A | N/A | N/A | N/A | N/A | N/A | N/A
00 Ret.Exist_Non-FBC_DSI & ACI & SCR & NGC | N/A | N/A | N/A | N/A | N/A | N/A | N/A
00 Ret.Exist_Non-FBC_DSI & ACI & SNCR | N/A | N/A | N/A | N/A | N/A | N/A | N/A
00 Ret.Exist_Non-FBC_DSI & ACI & SNCR & DRET | N/A | N/A | N/A | N/A | N/A | N/A | N/A
00 Ret.Exist_Non-FBC_DSI & ACI & SNCR & NGC | N/A | N/A | N/A | N/A | N/A | N/A | N/A
00 Ret.Exist_Non-FBC_DSI & ACI & WetFGD & SCR & CCS | N/A | N/A | N/A | N/A | N/A | N/A | N/A
00 Ret.Exist_Non-FBC_DSI & C2G | N/A | N/A | N/A | N/A | N/A | N/A | N/A
00 Ret.Exist_Non-FBC_DSI & C2G & SCR | N/A | N/A | N/A | N/A | N/A | N/A | N/A
00 Ret.Exist_Non-FBC_DSI & DRET | N/A | N/A | N/A | N/A | N/A | N/A | N/A
00 Ret.Exist_Non-FBC_DSI & GPM | N/A | N/A | N/A | N/A | N/A | N/A | N/A
00 Ret.Exist_Non-FBC_DSI & GPM & C2G | N/A | N/A | N/A | N/A | N/A | N/A | N/A
00 Ret.Exist_Non-FBC_DSI & GPM & C2G & SCR | N/A | N/A | N/A | N/A | N/A | N/A | N/A
00 Ret.Exist_Non-FBC_DSI & GPM & DRET | N/A | N/A | N/A | N/A | N/A | N/A | N/A
00 Ret.Exist_Non-FBC_DSI & GPM & NGC | N/A | N/A | N/A | N/A | N/A | N/A | N/A
00 Ret.Exist_Non-FBC_DSI & GPM & SCR | N/A | N/A | N/A | N/A | N/A | N/A | N/A
00 Ret.Exist_Non-FBC_DSI & GPM & SCR & DRET | N/A | N/A | N/A | N/A | N/A | N/A | N/A
00 Ret.Exist_Non-FBC_DSI & GPM & SCR & NGC | N/A | N/A | N/A | N/A | N/A | N/A | N/A
00 Ret.Exist_Non-FBC_DSI & GPM & SNCR | N/A | N/A | N/A | N/A | N/A | N/A | N/A
00 Ret.Exist_Non-FBC_DSI & GPM & SNCR & DRET | N/A | N/A | N/A | N/A | N/A | N/A | N/A
00 Ret.Exist_Non-FBC_DSI & GPM & SNCR & NGC | N/A | N/A | N/A | N/A | N/A | N/A | N/A
00 Ret.Exist_Non-FBC_DSI & GPM & WetFGD & SCR & CCS | N/A | N/A | N/A | N/A | N/A | N/A | N/A
00 Ret.Exist_Non-FBC_DSI & NGC | N/A | N/A | N/A | N/A | N/A | N/A | N/A
00 Ret.Exist_Non-FBC_DSI & SCR | N/A | N/A | N/A | N/A | N/A | N/A | N/A
00 Ret.Exist_Non-FBC_DSI & SCR & C2G | N/A | N/A | N/A | N/A | N/A | N/A | N/A
00 Ret.Exist_Non-FBC_DSI & SCR & DRET | N/A | N/A | N/A | N/A | N/A | N/A | N/A
00 Ret.Exist_Non-FBC_DSI & SCR & NGC | N/A | N/A | N/A | N/A | N/A | N/A | N/A
00 Ret.Exist_Non-FBC_DSI & SCR & WetFGD & CCS | N/A | N/A | N/A | N/A | N/A | N/A | N/A
00 Ret.Exist_Non-FBC_DSI & SNCR | N/A | N/A | N/A | N/A | N/A | N/A | N/A
00 Ret.Exist_Non-FBC_DSI & SNCR & C2G | N/A | N/A | N/A | N/A | N/A | N/A | N/A
00 Ret.Exist_Non-FBC_DSI & SNCR & DRET | N/A | N/A | N/A | N/A | N/A | N/A | N/A
00 Ret.Exist_Non-FBC_DSI & SNCR & NGC | N/A | N/A | N/A | N/A | N/A | N/A | N/A
00 Ret.Exist_Non-FBC_NoCtrl & ACI | N/A | N/A | N/A | N/A | N/A | N/A | N/A
00 Ret.Exist_Non-FBC_NoCtrl & ACI & C2G | N/A | N/A | N/A | N/A | N/A | N/A | N/A
00 Ret.Exist_Non-FBC_NoCtrl & ACI & C2G & SCR | N/A | N/A | N/A | N/A | N/A | N/A | N/A
00 Ret.Exist_Non-FBC_NoCtrl & ACI & DRET | N/A | N/A | N/A | N/A | N/A | N/A | N/A
00 Ret.Exist_Non-FBC_NoCtrl & ACI & DSI | N/A | N/A | N/A | N/A | N/A | N/A | N/A
00 Ret.Exist_Non-FBC_NoCtrl & ACI & DSI & C2G | N/A | N/A | N/A | N/A | N/A | N/A | N/A
00 Ret.Exist_Non-FBC_NoCtrl & ACI & DSI & C2G & SCR | N/A | N/A | N/A | N/A | N/A | N/A | N/A
00 Ret.Exist_Non-FBC_NoCtrl & ACI & DSI & DRET | N/A | N/A | N/A | N/A | N/A | N/A | N/A
00 Ret.Exist_Non-FBC_NoCtrl & ACI & DSI & GPM | N/A | N/A | N/A | N/A | N/A | N/A | N/A
00 Ret.Exist_Non-FBC_NoCtrl & ACI & DSI & GPM & C2G | N/A | N/A | N/A | N/A | N/A | N/A | N/A
00 Ret.Exist_Non-FBC_NoCtrl & ACI & DSI & GPM & C2G & SCR | N/A | N/A | N/A | N/A | N/A | N/A | N/A
00 Ret.Exist_Non-FBC_NoCtrl & ACI & DSI & GPM & DRET | N/A | N/A | N/A | N/A | N/A | N/A | N/A
00 Ret.Exist_Non-FBC_NoCtrl & ACI & DSI & GPM & NGC | N/A | N/A | N/A | N/A | N/A | N/A | N/A
00 Ret.Exist_Non-FBC_NoCtrl & ACI & DSI & GPM & SCR | N/A | N/A | N/A | N/A | N/A | N/A | N/A
00 Ret.Exist_Non-FBC_NoCtrl & ACI & DSI & GPM & SCR & DRET | N/A | N/A | N/A | N/A | N/A | N/A | N/A
00 Ret.Exist_Non-FBC_NoCtrl & ACI & DSI & GPM & SCR & NGC | N/A | N/A | N/A | N/A | N/A | N/A | N/A
00 Ret.Exist_Non-FBC_NoCtrl & ACI & DSI & GPM & SNCR | N/A | N/A | N/A | N/A | N/A | N/A | N/A
00 Ret.Exist_Non-FBC_NoCtrl & ACI & DSI & GPM & SNCR & DRET | N/A | N/A | N/A | N/A | N/A | N/A | N/A
00 Ret.Exist_Non-FBC_NoCtrl & ACI & DSI & GPM & SNCR & NGC | N/A | N/A | N/A | N/A | N/A | N/A | N/A
00 Ret.Exist_Non-FBC_NoCtrl & ACI & DSI & GPM & WetFGD & SCR & CCS | N/A | N/A | N/A | N/A | N/A | N/A | N/A
00 Ret.Exist_Non-FBC_NoCtrl & ACI & DSI & NGC | N/A | N/A | N/A | N/A | N/A | N/A | N/A
00 Ret.Exist_Non-FBC_NoCtrl & ACI & DSI & SCR | N/A | N/A | N/A | N/A | N/A | N/A | N/A
00 Ret.Exist_Non-FBC_NoCtrl & ACI & DSI & SCR & DRET | N/A | N/A | N/A | N/A | N/A | N/A | N/A
00 Ret.Exist_Non-FBC_NoCtrl & ACI & DSI & SCR & NGC | N/A | N/A | N/A | N/A | N/A | N/A | N/A
00 Ret.Exist_Non-FBC_NoCtrl & ACI & DSI & SNCR | N/A | N/A | N/A | N/A | N/A | N/A | N/A
00 Ret.Exist_Non-FBC_NoCtrl & ACI & DSI & SNCR & DRET | N/A | N/A | N/A | N/A | N/A | N/A | N/A
00 Ret.Exist_Non-FBC_NoCtrl & ACI & DSI & SNCR & NGC | N/A | N/A | N/A | N/A | N/A | N/A | N/A
00 Ret.Exist_Non-FBC_NoCtrl & ACI & DSI & WetFGD & SCR & CCS | N/A | N/A | N/A | N/A | N/A | N/A | N/A
00 Ret.Exist_Non-FBC_NoCtrl & ACI & GPM | N/A | N/A | N/A | N/A | N/A | N/A | N/A
00 Ret.Exist_Non-FBC_NoCtrl & ACI & GPM & C2G | N/A | N/A | N/A | N/A | N/A | N/A | N/A
00 Ret.Exist_Non-FBC_NoCtrl & ACI & GPM & C2G & SCR | N/A | N/A | N/A | N/A | N/A | N/A | N/A
00 Ret.Exist_Non-FBC_NoCtrl & ACI & GPM & DRET | N/A | N/A | N/A | N/A | N/A | N/A | N/A
00 Ret.Exist_Non-FBC_NoCtrl & ACI & GPM & NGC | N/A | N/A | N/A | N/A | N/A | N/A | N/A
00 Ret.Exist_Non-FBC_NoCtrl & ACI & GPM & SCR | N/A | N/A | N/A | N/A | N/A | N/A | N/A
00 Ret.Exist_Non-FBC_NoCtrl & ACI & GPM & SCR & DRET | N/A | N/A | N/A | N/A | N/A | N/A | N/A
00 Ret.Exist_Non-FBC_NoCtrl & ACI & GPM & SCR & NGC | N/A | N/A | N/A | N/A | N/A | N/A | N/A
00 Ret.Exist_Non-FBC_NoCtrl & ACI & GPM & SNCR | N/A | N/A | N/A | N/A | N/A | N/A | N/A
00 Ret.Exist_Non-FBC_NoCtrl & ACI & GPM & SNCR & DRET | N/A | N/A | N/A | N/A | N/A | N/A | N/A
00 Ret.Exist_Non-FBC_NoCtrl & ACI & GPM & SNCR & NGC | N/A | N/A | N/A | N/A | N/A | N/A | N/A
00 Ret.Exist_Non-FBC_NoCtrl & ACI & GPM & WetFGD & SCR & CCS | N/A | N/A | N/A | N/A | N/A | N/A | N/A
00 Ret.Exist_Non-FBC_NoCtrl & ACI & NGC | N/A | N/A | N/A | N/A | N/A | N/A | N/A
00 Ret.Exist_Non-FBC_NoCtrl & ACI & SCR | N/A | N/A | N/A | N/A | N/A | N/A | N/A
00 Ret.Exist_Non-FBC_NoCtrl & ACI & SCR & DRET | N/A | N/A | N/A | N/A | N/A | N/A | N/A
00 Ret.Exist_Non-FBC_NoCtrl & ACI & SCR & NGC | N/A | N/A | N/A | N/A | N/A | N/A | N/A
00 Ret.Exist_Non-FBC_NoCtrl & ACI & SNCR | N/A | N/A | N/A | N/A | N/A | N/A | N/A
00 Ret.Exist_Non-FBC_NoCtrl & ACI & SNCR & DRET | N/A | N/A | N/A | N/A | N/A | N/A | N/A
00 Ret.Exist_Non-FBC_NoCtrl & ACI & SNCR & NGC | N/A | N/A | N/A | N/A | N/A | N/A | N/A
00 Ret.Exist_Non-FBC_NoCtrl & ACI & WetFGD & SCR & CCS | N/A | N/A | N/A | N/A | N/A | N/A | N/A
00 Ret.Exist_Non-FBC_NoCtrl & C2G | N/A | N/A | N/A | N/A | N/A | N/A | N/A
00 Ret.Exist_Non-FBC_NoCtrl & C2G & SCR | N/A | N/A | N/A | N/A | N/A | N/A | N/A
00 Ret.Exist_Non-FBC_NoCtrl & DCCS | N/A | N/A | N/A | N/A | N/A | N/A | N/A
00 Ret.Exist_Non-FBC_NoCtrl & DCCS & WetFGD & SCR & CCS | N/A | N/A | N/A | N/A | N/A | N/A | N/A
00 Ret.Exist_Non-FBC_NoCtrl & DRET | N/A | 74.5003 | N/A | N/A | N/A | N/A | N/A
00 Ret.Exist_Non-FBC_NoCtrl & DSI | N/A | N/A | N/A | N/A | N/A | N/A | N/A
00 Ret.Exist_Non-FBC_NoCtrl & DSI & C2G | N/A | N/A | N/A | N/A | N/A | N/A | N/A
00 Ret.Exist_Non-FBC_NoCtrl & DSI & C2G & SCR | N/A | N/A | N/A | N/A | N/A | N/A | N/A
00 Ret.Exist_Non-FBC_NoCtrl & DSI & DRET | N/A | N/A | N/A | N/A | N/A | N/A | N/A
00 Ret.Exist_Non-FBC_NoCtrl & DSI & GPM | N/A | N/A | N/A | N/A | N/A | N/A | N/A
00 Ret.Exist_Non-FBC_NoCtrl & DSI & GPM & C2G | N/A | N/A | N/A | N/A | N/A | N/A | N/A
00 Ret.Exist_Non-FBC_NoCtrl & DSI & GPM & C2G & SCR | N/A | N/A | N/A | N/A | N/A | N/A | N/A
00 Ret.Exist_Non-FBC_NoCtrl & DSI & GPM & DRET | N/A | N/A | N/A | N/A | N/A | N/A | N/A
00 Ret.Exist_Non-FBC_NoCtrl & DSI & GPM & NGC | N/A | N/A | N/A | N/A | N/A | N/A | N/A
00 Ret.Exist_Non-FBC_NoCtrl & DSI & GPM & SCR | N/A | N/A | N/A | N/A | N/A | N/A | N/A
00 Ret.Exist_Non-FBC_NoCtrl & DSI & GPM & SCR & DRET | N/A | N/A | N/A | N/A | N/A | N/A | N/A
00 Ret.Exist_Non-FBC_NoCtrl & DSI & GPM & SCR & NGC | N/A | N/A | N/A | N/A | N/A | N/A | N/A
00 Ret.Exist_Non-FBC_NoCtrl & DSI & GPM & SNCR | N/A | N/A | N/A | N/A | N/A | N/A | N/A
00 Ret.Exist_Non-FBC_NoCtrl & DSI & GPM & SNCR & DRET | N/A | N/A | N/A | N/A | N/A | N/A | N/A
00 Ret.Exist_Non-FBC_NoCtrl & DSI & GPM & SNCR & NGC | N/A | N/A | N/A | N/A | N/A | N/A | N/A
00 Ret.Exist_Non-FBC_NoCtrl & DSI & GPM & WetFGD & SCR & CCS | N/A | N/A | N/A | N/A | N/A | N/A | N/A
00 Ret.Exist_Non-FBC_NoCtrl & DSI & NGC | N/A | N/A | N/A | N/A | N/A | N/A | N/A
00 Ret.Exist_Non-FBC_NoCtrl & DSI & SCR | N/A | N/A | N/A | N/A | N/A | N/A | N/A
00 Ret.Exist_Non-FBC_NoCtrl & DSI & SCR & DRET | N/A | N/A | N/A | N/A | N/A | N/A | N/A
00 Ret.Exist_Non-FBC_NoCtrl & DSI & SCR & NGC | N/A | N/A | N/A | N/A | N/A | N/A | N/A
00 Ret.Exist_Non-FBC_NoCtrl & DSI & SNCR | N/A | N/A | N/A | N/A | N/A | N/A | N/A
00 Ret.Exist_Non-FBC_NoCtrl & DSI & SNCR & DRET | N/A | N/A | N/A | N/A | N/A | N/A | N/A
00 Ret.Exist_Non-FBC_NoCtrl & DSI & SNCR & NGC | N/A | N/A | N/A | N/A | N/A | N/A | N/A
00 Ret.Exist_Non-FBC_NoCtrl & DSI & WetFGD & SCR & CCS | N/A | N/A | N/A | N/A | N/A | N/A | N/A
00 Ret.Exist_Non-FBC_NoCtrl & GPM | N/A | N/A | N/A | N/A | N/A | N/A | N/A
00 Ret.Exist_Non-FBC_NoCtrl & GPM & C2G | N/A | N/A | N/A | N/A | N/A | N/A | N/A
00 Ret.Exist_Non-FBC_NoCtrl & GPM & C2G & SCR | N/A | N/A | N/A | N/A | N/A | N/A | N/A
00 Ret.Exist_Non-FBC_NoCtrl & GPM & DRET | N/A | N/A | N/A | N/A | N/A | N/A | N/A
00 Ret.Exist_Non-FBC_NoCtrl & GPM & NGC | N/A | N/A | N/A | N/A | N/A | N/A | N/A
00 Ret.Exist_Non-FBC_NoCtrl & GPM & SCR | N/A | N/A | N/A | N/A | N/A | N/A | N/A
00 Ret.Exist_Non-FBC_NoCtrl & GPM & SCR & DRET | N/A | N/A | N/A | N/A | N/A | N/A | N/A
00 Ret.Exist_Non-FBC_NoCtrl & GPM & SCR & NGC | N/A | N/A | N/A | N/A | N/A | N/A | N/A
00 Ret.Exist_Non-FBC_NoCtrl & GPM & SNCR | N/A | N/A | N/A | N/A | N/A | N/A | N/A
00 Ret.Exist_Non-FBC_NoCtrl & GPM & SNCR & DRET | N/A | N/A | N/A | N/A | N/A | N/A | N/A
00 Ret.Exist_Non-FBC_NoCtrl & GPM & SNCR & NGC | N/A | N/A | N/A | N/A | N/A | N/A | N/A
00 Ret.Exist_Non-FBC_NoCtrl & GPM & WetFGD & SCR & CCS | N/A | N/A | N/A | N/A | N/A | N/A | N/A
00 Ret.Exist_Non-FBC_NoCtrl & NGC | N/A | N/A | N/A | N/A | N/A | N/A | N/A
00 Ret.Exist_Non-FBC_NoCtrl & SCR | N/A | N/A | N/A | N/A | N/A | N/A | N/A
00 Ret.Exist_Non-FBC_NoCtrl & SCR & C2G | N/A | N/A | N/A | N/A | N/A | N/A | N/A
00 Ret.Exist_Non-FBC_NoCtrl & SCR & DRET | N/A | N/A | N/A | N/A | N/A | N/A | N/A
00 Ret.Exist_Non-FBC_NoCtrl & SCR & NGC | N/A | N/A | N/A | N/A | N/A | N/A | N/A
00 Ret.Exist_Non-FBC_NoCtrl & SCR & WetFGD & CCS | N/A | N/A | N/A | N/A | N/A | N/A | N/A
00 Ret.Exist_Non-FBC_NoCtrl & SNCR | N/A | N/A | N/A | N/A | N/A | N/A | N/A
00 Ret.Exist_Non-FBC_NoCtrl & SNCR & C2G | N/A | N/A | N/A | N/A | N/A | N/A | N/A
00 Ret.Exist_Non-FBC_NoCtrl & SNCR & DRET | N/A | N/A | N/A | N/A | N/A | N/A | N/A
00 Ret.Exist_Non-FBC_NoCtrl & SNCR & NGC | N/A | N/A | N/A | N/A | N/A | N/A | N/A
00 Ret.Exist_Non-FBC_SCR_ACI & C2G | N/A | N/A | N/A | N/A | N/A | N/A | N/A
00 Ret.Exist_Non-FBC_SCR_ACI & DCCS | N/A | 77.222 | 0 | 0 | 0 | 0 | 0
00 Ret.Exist_Non-FBC_SCR_ACI & DCCS & WetFGD & CCS | N/A | N/A | 77.71 | 77.71 | N/A | N/A | N/A
00 Ret.Exist_Non-FBC_SCR_ACI & DRET | N/A | 73.507 | N/A | N/A | N/A | N/A | N/A
00 Ret.Exist_Non-FBC_SCR_ACI & DSI | N/A | N/A | N/A | N/A | N/A | N/A | N/A
00 Ret.Exist_Non-FBC_SCR_ACI & DSI & C2G | N/A | N/A | N/A | N/A | N/A | N/A | N/A
00 Ret.Exist_Non-FBC_SCR_ACI & DSI & DRET | N/A | N/A | N/A | N/A | N/A | N/A | N/A
00 Ret.Exist_Non-FBC_SCR_ACI & DSI & GPM | N/A | N/A | N/A | N/A | N/A | N/A | N/A
00 Ret.Exist_Non-FBC_SCR_ACI & DSI & GPM & C2G | N/A | N/A | N/A | N/A | N/A | N/A | N/A
00 Ret.Exist_Non-FBC_SCR_ACI & DSI & GPM & DRET | N/A | N/A | N/A | N/A | N/A | N/A | N/A
00 Ret.Exist_Non-FBC_SCR_ACI & DSI & GPM & NGC | N/A | N/A | N/A | N/A | N/A | N/A | N/A
00 Ret.Exist_Non-FBC_SCR_ACI & DSI & GPM & WetFGD & CCS | N/A | N/A | N/A | N/A | N/A | N/A | N/A
00 Ret.Exist_Non-FBC_SCR_ACI & DSI & NGC | N/A | N/A | N/A | N/A | N/A | N/A | N/A
00 Ret.Exist_Non-FBC_SCR_ACI & DSI & WetFGD & CCS | N/A | N/A | N/A | N/A | N/A | N/A | N/A
00 Ret.Exist_Non-FBC_SCR_ACI & GPM | N/A | N/A | N/A | N/A | N/A | N/A | N/A
00 Ret.Exist_Non-FBC_SCR_ACI & GPM & C2G | N/A | N/A | N/A | N/A | N/A | N/A | N/A
00 Ret.Exist_Non-FBC_SCR_ACI & GPM & DRET | N/A | N/A | N/A | N/A | N/A | N/A | N/A
00 Ret.Exist_Non-FBC_SCR_ACI & GPM & NGC | N/A | N/A | N/A | N/A | N/A | N/A | N/A
00 Ret.Exist_Non-FBC_SCR_ACI & GPM & WetFGD & CCS | N/A | N/A | N/A | N/A | N/A | N/A | N/A
00 Ret.Exist_Non-FBC_SCR_ACI & NGC | N/A | N/A | N/A | N/A | N/A | N/A | N/A
00 Ret.Exist_Non-FBC_SCR_ACI & WetFGD & CCS | N/A | N/A | N/A | N/A | N/A | N/A | N/A
00 Ret.Exist_Non-FBC_SCR_ACI_DSI & C2G | 0 | 0 | 0 | 0 | 0 | 0 | 0
00 Ret.Exist_Non-FBC_SCR_ACI_DSI & DCCS | N/A | N/A | N/A | N/A | N/A | N/A | N/A
00 Ret.Exist_Non-FBC_SCR_ACI_DSI & DCCS & WetFGD & CCS | N/A | N/A | N/A | N/A | N/A | N/A | N/A
00 Ret.Exist_Non-FBC_SCR_ACI_DSI & DRET | N/A | 46.5368 | N/A | N/A | N/A | N/A | N/A
00 Ret.Exist_Non-FBC_SCR_ACI_DSI & GPM | N/A | N/A | N/A | N/A | N/A | N/A | N/A
00 Ret.Exist_Non-FBC_SCR_ACI_DSI & GPM & C2G | N/A | N/A | N/A | N/A | N/A | N/A | N/A
00 Ret.Exist_Non-FBC_SCR_ACI_DSI & GPM & DRET | N/A | N/A | N/A | N/A | N/A | N/A | N/A
00 Ret.Exist_Non-FBC_SCR_ACI_DSI & GPM & NGC | N/A | N/A | N/A | N/A | N/A | N/A | N/A
00 Ret.Exist_Non-FBC_SCR_ACI_DSI & GPM & WetFGD & CCS | N/A | N/A | N/A | N/A | N/A | N/A | N/A
00 Ret.Exist_Non-FBC_SCR_ACI_DSI & NGC | N/A | N/A | N/A | N/A | N/A | N/A | N/A
00 Ret.Exist_Non-FBC_SCR_ACI_DSI & WetFGD & CCS | N/A | N/A | N/A | N/A | N/A | N/A | N/A
00 Ret.Exist_Non-FBC_SNCR_ACI & C2G | N/A | N/A | N/A | N/A | N/A | N/A | N/A
00 Ret.Exist_Non-FBC_SNCR_ACI & C2G & SCR | N/A | N/A | N/A | N/A | N/A | N/A | N/A
00 Ret.Exist_Non-FBC_SNCR_ACI & DRET | N/A | N/A | N/A | N/A | N/A | N/A | N/A
00 Ret.Exist_Non-FBC_SNCR_ACI & DSI | N/A | N/A | N/A | N/A | N/A | N/A | N/A
00 Ret.Exist_Non-FBC_SNCR_ACI & DSI & C2G | N/A | N/A | N/A | N/A | N/A | N/A | N/A
00 Ret.Exist_Non-FBC_SNCR_ACI & DSI & C2G & SCR | N/A | N/A | N/A | N/A | N/A | N/A | N/A
00 Ret.Exist_Non-FBC_SNCR_ACI & DSI & DRET | N/A | N/A | N/A | N/A | N/A | N/A | N/A
00 Ret.Exist_Non-FBC_SNCR_ACI & DSI & NGC | N/A | N/A | N/A | N/A | N/A | N/A | N/A
00 Ret.Exist_Non-FBC_SNCR_ACI & DSI & SCR | N/A | N/A | N/A | N/A | N/A | N/A | N/A
00 Ret.Exist_Non-FBC_SNCR_ACI & DSI & SCR & DRET | N/A | N/A | N/A | N/A | N/A | N/A | N/A
00 Ret.Exist_Non-FBC_SNCR_ACI & DSI & SCR & NGC | N/A | N/A | N/A | N/A | N/A | N/A | N/A
00 Ret.Exist_Non-FBC_SNCR_ACI & DSI & WetFGD & SCR & CCS | N/A | N/A | N/A | N/A | N/A | N/A | N/A
00 Ret.Exist_Non-FBC_SNCR_ACI & GPM | N/A | N/A | N/A | N/A | N/A | N/A | N/A
00 Ret.Exist_Non-FBC_SNCR_ACI & GPM & C2G | N/A | N/A | N/A | N/A | N/A | N/A | N/A
00 Ret.Exist_Non-FBC_SNCR_ACI & GPM & C2G & SCR | N/A | N/A | N/A | N/A | N/A | N/A | N/A
00 Ret.Exist_Non-FBC_SNCR_ACI & GPM & DRET | N/A | N/A | N/A | N/A | N/A | N/A | N/A
00 Ret.Exist_Non-FBC_SNCR_ACI & GPM & NGC | N/A | N/A | N/A | N/A | N/A | N/A | N/A
00 Ret.Exist_Non-FBC_SNCR_ACI & GPM & SCR | N/A | N/A | N/A | N/A | N/A | N/A | N/A
00 Ret.Exist_Non-FBC_SNCR_ACI & GPM & SCR & DRET | N/A | N/A | N/A | N/A | N/A | N/A | N/A
00 Ret.Exist_Non-FBC_SNCR_ACI & GPM & SCR & NGC | N/A | N/A | N/A | N/A | N/A | N/A | N/A
00 Ret.Exist_Non-FBC_SNCR_ACI & GPM & WetFGD & SCR & CCS | N/A | N/A | N/A | N/A | N/A | N/A | N/A
00 Ret.Exist_Non-FBC_SNCR_ACI & NGC | N/A | N/A | N/A | N/A | N/A | N/A | N/A
00 Ret.Exist_Non-FBC_SNCR_ACI & SCR | N/A | N/A | N/A | N/A | N/A | N/A | N/A
00 Ret.Exist_Non-FBC_SNCR_ACI & SCR & C2G | N/A | N/A | N/A | N/A | N/A | N/A | N/A
00 Ret.Exist_Non-FBC_SNCR_ACI & SCR & DRET | N/A | N/A | N/A | N/A | N/A | N/A | N/A
00 Ret.Exist_Non-FBC_SNCR_ACI & SCR & NGC | N/A | N/A | N/A | N/A | N/A | N/A | N/A
00 Ret.Exist_Non-FBC_SNCR_ACI & SCR & WetFGD & CCS | N/A | N/A | N/A | N/A | N/A | N/A | N/A
00 Ret.Exist_Non-FBC_SNCR_ACI_DSI & C2G | 0 | 0 | 0 | 0 | 0 | 0 | 0
00 Ret.Exist_Non-FBC_SNCR_ACI_DSI & C2G & SCR | N/A | 0 | 0 | 0 | 0 | 0 | 0
00 Ret.Exist_Non-FBC_SNCR_ACI_DSI & DCCS | N/A | N/A | N/A | N/A | N/A | N/A | N/A
00 Ret.Exist_Non-FBC_SNCR_ACI_DSI & DCCS & WetFGD & SCR & CCS | N/A | N/A | N/A | N/A | N/A | N/A | N/A
00 Ret.Exist_Non-FBC_SNCR_ACI_DSI & DRET | N/A | N/A | N/A | N/A | N/A | N/A | N/A
00 Ret.Exist_Non-FBC_SNCR_ACI_DSI & GPM | N/A | N/A | N/A | N/A | N/A | N/A | N/A
00 Ret.Exist_Non-FBC_SNCR_ACI_DSI & GPM & C2G | N/A | N/A | N/A | N/A | N/A | N/A | N/A
00 Ret.Exist_Non-FBC_SNCR_ACI_DSI & GPM & C2G & SCR | N/A | N/A | N/A | N/A | N/A | N/A | N/A
00 Ret.Exist_Non-FBC_SNCR_ACI_DSI & GPM & DRET | N/A | N/A | N/A | N/A | N/A | N/A | N/A
00 Ret.Exist_Non-FBC_SNCR_ACI_DSI & GPM & NGC | N/A | N/A | N/A | N/A | N/A | N/A | N/A
00 Ret.Exist_Non-FBC_SNCR_ACI_DSI & GPM & SCR | N/A | N/A | N/A | N/A | N/A | N/A | N/A
00 Ret.Exist_Non-FBC_SNCR_ACI_DSI & GPM & SCR & DRET | N/A | N/A | N/A | N/A | N/A | N/A | N/A
00 Ret.Exist_Non-FBC_SNCR_ACI_DSI & GPM & SCR & NGC | N/A | N/A | N/A | N/A | N/A | N/A | N/A
00 Ret.Exist_Non-FBC_SNCR_ACI_DSI & GPM & WetFGD & SCR & CCS | N/A | N/A | N/A | N/A | N/A | N/A | N/A
00 Ret.Exist_Non-FBC_SNCR_ACI_DSI & NGC | N/A | N/A | N/A | N/A | N/A | N/A | N/A
00 Ret.Exist_Non-FBC_SNCR_ACI_DSI & SCR | N/A | N/A | N/A | N/A | N/A | N/A | N/A
00 Ret.Exist_Non-FBC_SNCR_ACI_DSI & SCR & C2G | N/A | N/A | N/A | N/A | N/A | N/A | N/A
00 Ret.Exist_Non-FBC_SNCR_ACI_DSI & SCR & DRET | N/A | N/A | N/A | N/A | N/A | N/A | N/A
00 Ret.Exist_Non-FBC_SNCR_ACI_DSI & SCR & NGC | N/A | N/A | N/A | N/A | N/A | N/A | N/A
00 Ret.Exist_Non-FBC_SNCR_ACI_DSI & SCR & WetFGD & CCS | N/A | N/A | N/A | N/A | N/A | N/A | N/A
00 Ret.Exist_Non-FBC_WetFGD & ACI | N/A | N/A | N/A | N/A | N/A | N/A | N/A
00 Ret.Exist_Non-FBC_WetFGD & ACI & C2G | N/A | N/A | N/A | N/A | N/A | N/A | N/A
00 Ret.Exist_Non-FBC_WetFGD & ACI & C2G & SCR | N/A | N/A | N/A | N/A | N/A | N/A | N/A
00 Ret.Exist_Non-FBC_WetFGD & ACI & DRET | N/A | N/A | N/A | N/A | N/A | N/A | N/A
00 Ret.Exist_Non-FBC_WetFGD & ACI & GPM | N/A | N/A | N/A | N/A | N/A | N/A | N/A
00 Ret.Exist_Non-FBC_WetFGD & ACI & GPM & C2G | N/A | N/A | N/A | N/A | N/A | N/A | N/A
00 Ret.Exist_Non-FBC_WetFGD & ACI & GPM & C2G & SCR | N/A | N/A | N/A | N/A | N/A | N/A | N/A
00 Ret.Exist_Non-FBC_WetFGD & ACI & GPM & DRET | N/A | N/A | N/A | N/A | N/A | N/A | N/A
00 Ret.Exist_Non-FBC_WetFGD & ACI & GPM & NGC | N/A | N/A | N/A | N/A | N/A | N/A | N/A
00 Ret.Exist_Non-FBC_WetFGD & ACI & GPM & SCR | N/A | N/A | N/A | N/A | N/A | N/A | N/A
00 Ret.Exist_Non-FBC_WetFGD & ACI & GPM & SCR & CCS | N/A | N/A | N/A | N/A | N/A | N/A | N/A
00 Ret.Exist_Non-FBC_WetFGD & ACI & GPM & SCR & DRET | N/A | N/A | N/A | N/A | N/A | N/A | N/A
00 Ret.Exist_Non-FBC_WetFGD & ACI & GPM & SCR & NGC | N/A | N/A | N/A | N/A | N/A | N/A | N/A
00 Ret.Exist_Non-FBC_WetFGD & ACI & GPM & SNCR | N/A | N/A | N/A | N/A | N/A | N/A | N/A
00 Ret.Exist_Non-FBC_WetFGD & ACI & GPM & SNCR & DRET | N/A | N/A | N/A | N/A | N/A | N/A | N/A
00 Ret.Exist_Non-FBC_WetFGD & ACI & GPM & SNCR & NGC | N/A | N/A | N/A | N/A | N/A | N/A | N/A
00 Ret.Exist_Non-FBC_WetFGD & ACI & NGC | N/A | N/A | N/A | N/A | N/A | N/A | N/A
00 Ret.Exist_Non-FBC_WetFGD & ACI & SCR | N/A | N/A | N/A | N/A | N/A | N/A | N/A
00 Ret.Exist_Non-FBC_WetFGD & ACI & SCR & CCS | N/A | N/A | N/A | N/A | N/A | N/A | N/A
00 Ret.Exist_Non-FBC_WetFGD & ACI & SCR & DRET | N/A | N/A | N/A | N/A | N/A | N/A | N/A
00 Ret.Exist_Non-FBC_WetFGD & ACI & SCR & NGC | N/A | N/A | N/A | N/A | N/A | N/A | N/A
00 Ret.Exist_Non-FBC_WetFGD & ACI & SNCR | N/A | N/A | N/A | N/A | N/A | N/A | N/A
00 Ret.Exist_Non-FBC_WetFGD & ACI & SNCR & DRET | N/A | N/A | N/A | N/A | N/A | N/A | N/A
00 Ret.Exist_Non-FBC_WetFGD & ACI & SNCR & NGC | N/A | N/A | N/A | N/A | N/A | N/A | N/A
00 Ret.Exist_Non-FBC_WetFGD & C2G | N/A | N/A | N/A | N/A | N/A | N/A | N/A
00 Ret.Exist_Non-FBC_WetFGD & C2G & SCR | N/A | N/A | N/A | N/A | N/A | N/A | N/A
00 Ret.Exist_Non-FBC_WetFGD & DRET | N/A | N/A | N/A | N/A | N/A | N/A | N/A
00 Ret.Exist_Non-FBC_WetFGD & DCCS | N/A | N/A | N/A | N/A | N/A | N/A | N/A
00 Ret.Exist_Non-FBC_WetFGD & DCCS & SCR & CCS | N/A | N/A | N/A | N/A | N/A | N/A | N/A
00 Ret.Exist_Non-FBC_WetFGD & GPM | N/A | N/A | N/A | N/A | N/A | N/A | N/A
00 Ret.Exist_Non-FBC_WetFGD & GPM & C2G | N/A | N/A | N/A | N/A | N/A | N/A | N/A
00 Ret.Exist_Non-FBC_WetFGD & GPM & C2G & SCR | N/A | N/A | N/A | N/A | N/A | N/A | N/A
00 Ret.Exist_Non-FBC_WetFGD & GPM & DRET | N/A | N/A | N/A | N/A | N/A | N/A | N/A
00 Ret.Exist_Non-FBC_WetFGD & GPM & NGC | N/A | N/A | N/A | N/A | N/A | N/A | N/A
00 Ret.Exist_Non-FBC_WetFGD & GPM & SCR | N/A | N/A | N/A | N/A | N/A | N/A | N/A
00 Ret.Exist_Non-FBC_WetFGD & GPM & SCR & CCS | N/A | N/A | N/A | N/A | N/A | N/A | N/A
00 Ret.Exist_Non-FBC_WetFGD & GPM & SCR & DRET | N/A | N/A | N/A | N/A | N/A | N/A | N/A
00 Ret.Exist_Non-FBC_WetFGD & GPM & SCR & NGC | N/A | N/A | N/A | N/A | N/A | N/A | N/A
00 Ret.Exist_Non-FBC_WetFGD & GPM & SNCR | N/A | N/A | N/A | N/A | N/A | N/A | N/A
00 Ret.Exist_Non-FBC_WetFGD & GPM & SNCR & DRET | N/A | N/A | N/A | N/A | N/A | N/A | N/A
00 Ret.Exist_Non-FBC_WetFGD & GPM & SNCR & NGC | N/A | N/A | N/A | N/A | N/A | N/A | N/A
00 Ret.Exist_Non-FBC_WetFGD & NGC | N/A | N/A | N/A | N/A | N/A | N/A | N/A
00 Ret.Exist_Non-FBC_WetFGD & SCR | N/A | 0 | 0 | 0 | 0 | 0 | 0
00 Ret.Exist_Non-FBC_WetFGD & SCR & C2G | N/A | N/A | N/A | N/A | N/A | N/A | N/A
00 Ret.Exist_Non-FBC_WetFGD & SCR & CCS | N/A | N/A | 78.85 | 78.85 | N/A | N/A | N/A
00 Ret.Exist_Non-FBC_WetFGD & SCR & DRET | N/A | N/A | N/A | N/A | N/A | N/A | N/A
00 Ret.Exist_Non-FBC_WetFGD & SCR & NGC | N/A | N/A | N/A | N/A | N/A | N/A | N/A
00 Ret.Exist_Non-FBC_WetFGD & SNCR | N/A | N/A | N/A | N/A | N/A | N/A | N/A
00 Ret.Exist_Non-FBC_WetFGD & SNCR & C2G | N/A | N/A | N/A | N/A | N/A | N/A | N/A
00 Ret.Exist_Non-FBC_WetFGD & SNCR & DRET | N/A | N/A | N/A | N/A | N/A | N/A | N/A
00 Ret.Exist_Non-FBC_WetFGD & SNCR & NGC | N/A | N/A | N/A | N/A | N/A | N/A | N/A
00 Ret.Exist_Non-FBC_WetFGD_ACI & C2G | 2 | 2 | 2 | N/A | N/A | N/A | N/A
00 Ret.Exist_Non-FBC_WetFGD_ACI & C2G & SCR | N/A | N/A | N/A | N/A | N/A | N/A | N/A
00 Ret.Exist_Non-FBC_WetFGD_ACI & DCCS | N/A | 80.0767 | 0 | 0 | 0 | 0 | 0
00 Ret.Exist_Non-FBC_WetFGD_ACI & DCCS & SCR & CCS | N/A | N/A | 80.1328 | 80.1328 | 65.3264 | 68.4666 | 68.6152
00 Ret.Exist_Non-FBC_WetFGD_ACI & DRET | N/A | 78.6215 | N/A | N/A | N/A | N/A | N/A
00 Ret.Exist_Non-FBC_WetFGD_ACI & GPM | N/A | N/A | N/A | N/A | N/A | N/A | N/A
00 Ret.Exist_Non-FBC_WetFGD_ACI & GPM & C2G | N/A | N/A | N/A | N/A | N/A | N/A | N/A
00 Ret.Exist_Non-FBC_WetFGD_ACI & GPM & C2G & SCR | N/A | N/A | N/A | N/A | N/A | N/A | N/A
00 Ret.Exist_Non-FBC_WetFGD_ACI & GPM & DRET | N/A | N/A | N/A | N/A | N/A | N/A | N/A
00 Ret.Exist_Non-FBC_WetFGD_ACI & GPM & NGC | N/A | N/A | N/A | N/A | N/A | N/A | N/A
00 Ret.Exist_Non-FBC_WetFGD_ACI & GPM & SCR | N/A | N/A | N/A | N/A | N/A | N/A | N/A
00 Ret.Exist_Non-FBC_WetFGD_ACI & GPM & SCR & CCS | N/A | N/A | N/A | N/A | N/A | N/A | N/A
00 Ret.Exist_Non-FBC_WetFGD_ACI & GPM & SCR & DRET | N/A | N/A | N/A | N/A | N/A | N/A | N/A
00 Ret.Exist_Non-FBC_WetFGD_ACI & GPM & SCR & NGC | N/A | N/A | N/A | N/A | N/A | N/A | N/A
00 Ret.Exist_Non-FBC_WetFGD_ACI & GPM & SNCR | N/A | N/A | N/A | N/A | N/A | N/A | N/A
00 Ret.Exist_Non-FBC_WetFGD_ACI & GPM & SNCR & DRET | N/A | N/A | N/A | N/A | N/A | N/A | N/A
00 Ret.Exist_Non-FBC_WetFGD_ACI & GPM & SNCR & NGC | N/A | N/A | N/A | N/A | N/A | N/A | N/A
00 Ret.Exist_Non-FBC_WetFGD_ACI & NGC | N/A | 77.71 | 10 | N/A | N/A | N/A | N/A
00 Ret.Exist_Non-FBC_WetFGD_ACI & SCR | N/A | 10 | N/A | N/A | N/A | N/A | N/A
00 Ret.Exist_Non-FBC_WetFGD_ACI & SCR & C2G | N/A | N/A | N/A | N/A | N/A | N/A | N/A
00 Ret.Exist_Non-FBC_WetFGD_ACI & SCR & CCS | N/A | N/A | 77.71 | 77.71 | N/A | N/A | N/A
00 Ret.Exist_Non-FBC_WetFGD_ACI & SCR & DRET | N/A | N/A | N/A | N/A | N/A | N/A | N/A
00 Ret.Exist_Non-FBC_WetFGD_ACI & SCR & NGC | N/A | N/A | N/A | N/A | N/A | N/A | N/A
00 Ret.Exist_Non-FBC_WetFGD_ACI & SNCR | N/A | N/A | N/A | N/A | N/A | N/A | N/A
00 Ret.Exist_Non-FBC_WetFGD_ACI & SNCR & C2G | N/A | N/A | N/A | N/A | N/A | N/A | N/A
00 Ret.Exist_Non-FBC_WetFGD_ACI & SNCR & DRET | N/A | N/A | N/A | N/A | N/A | N/A | N/A
00 Ret.Exist_Non-FBC_WetFGD_ACI & SNCR & NGC | N/A | N/A | N/A | N/A | N/A | N/A | N/A
00 Ret.Exist_Non-FBC_WetFGD_ACI_DSI & C2G | 0 | 0 | 0 | 0 | 0 | 0 | 0
00 Ret.Exist_Non-FBC_WetFGD_ACI_DSI & C2G & SCR | N/A | N/A | N/A | N/A | N/A | N/A | N/A
00 Ret.Exist_Non-FBC_WetFGD_ACI_DSI & DCCS | N/A | N/A | N/A | N/A | N/A | N/A | N/A
00 Ret.Exist_Non-FBC_WetFGD_ACI_DSI & DCCS & SCR & CCS | N/A | N/A | N/A | N/A | N/A | N/A | N/A
00 Ret.Exist_Non-FBC_WetFGD_ACI_DSI & DRET | N/A | N/A | N/A | N/A | N/A | N/A | N/A
00 Ret.Exist_Non-FBC_WetFGD_ACI_DSI & GPM | N/A | N/A | N/A | N/A | N/A | N/A | N/A
00 Ret.Exist_Non-FBC_WetFGD_ACI_DSI & GPM & C2G | N/A | N/A | N/A | N/A | N/A | N/A | N/A
00 Ret.Exist_Non-FBC_WetFGD_ACI_DSI & GPM & C2G & SCR | N/A | N/A | N/A | N/A | N/A | N/A | N/A
00 Ret.Exist_Non-FBC_WetFGD_ACI_DSI & GPM & DRET | N/A | N/A | N/A | N/A | N/A | N/A | N/A
00 Ret.Exist_Non-FBC_WetFGD_ACI_DSI & GPM & NGC | N/A | N/A | N/A | N/A | N/A | N/A | N/A
00 Ret.Exist_Non-FBC_WetFGD_ACI_DSI & GPM & SCR | N/A | N/A | N/A | N/A | N/A | N/A | N/A
00 Ret.Exist_Non-FBC_WetFGD_ACI_DSI & GPM & SCR & CCS | N/A | N/A | N/A | N/A | N/A | N/A | N/A
00 Ret.Exist_Non-FBC_WetFGD_ACI_DSI & GPM & SCR & DRET | N/A | N/A | N/A | N/A | N/A | N/A | N/A
00 Ret.Exist_Non-FBC_WetFGD_ACI_DSI & GPM & SCR & NGC | N/A | N/A | N/A | N/A | N/A | N/A | N/A
00 Ret.Exist_Non-FBC_WetFGD_ACI_DSI & GPM & SNCR | N/A | N/A | N/A | N/A | N/A | N/A | N/A
00 Ret.Exist_Non-FBC_WetFGD_ACI_DSI & GPM & SNCR & DRET | N/A | N/A | N/A | N/A | N/A | N/A | N/A
00 Ret.Exist_Non-FBC_WetFGD_ACI_DSI & GPM & SNCR & NGC | N/A | N/A | N/A | N/A | N/A | N/A | N/A
00 Ret.Exist_Non-FBC_WetFGD_ACI_DSI & NGC | N/A | N/A | N/A | N/A | N/A | N/A | N/A
00 Ret.Exist_Non-FBC_WetFGD_ACI_DSI & SCR | N/A | N/A | N/A | N/A | N/A | N/A | N/A
00 Ret.Exist_Non-FBC_WetFGD_ACI_DSI & SCR & C2G | N/A | N/A | N/A | N/A | N/A | N/A | N/A
00 Ret.Exist_Non-FBC_WetFGD_ACI_DSI & SCR & CCS | N/A | N/A | N/A | N/A | N/A | N/A | N/A
00 Ret.Exist_Non-FBC_WetFGD_ACI_DSI & SCR & DRET | N/A | N/A | N/A | N/A | N/A | N/A | N/A
00 Ret.Exist_Non-FBC_WetFGD_ACI_DSI & SCR & NGC | N/A | N/A | N/A | N/A | N/A | N/A | N/A
00 Ret.Exist_Non-FBC_WetFGD_ACI_DSI & SNCR | N/A | N/A | N/A | N/A | N/A | N/A | N/A
00 Ret.Exist_Non-FBC_WetFGD_ACI_DSI & SNCR & C2G | N/A | N/A | N/A | N/A | N/A | N/A | N/A
00 Ret.Exist_Non-FBC_WetFGD_ACI_DSI & SNCR & DRET | N/A | N/A | N/A | N/A | N/A | N/A | N/A
00 Ret.Exist_Non-FBC_WetFGD_ACI_DSI & SNCR & NGC | N/A | N/A | N/A | N/A | N/A | N/A | N/A
00 Ret.Exist_Non-FBC_WetFGD_SCR & ACI | N/A | N/A | N/A | N/A | N/A | N/A | N/A
00 Ret.Exist_Non-FBC_WetFGD_SCR & ACI & C2G | N/A | N/A | N/A | N/A | N/A | N/A | N/A
00 Ret.Exist_Non-FBC_WetFGD_SCR & ACI & CCS | N/A | N/A | N/A | N/A | N/A | N/A | N/A
00 Ret.Exist_Non-FBC_WetFGD_SCR & DCCS | N/A | 47.3447 | 0 | 0 | 0 | 0 | 0
00 Ret.Exist_Non-FBC_WetFGD_SCR & DCCS & CCS | N/A | N/A | 78.6577 | 78.6577 | N/A | N/A | N/A
00 Ret.Exist_Non-FBC_WetFGD_SCR & ACI & DRET | N/A | N/A | N/A | N/A | N/A | N/A | N/A
00 Ret.Exist_Non-FBC_WetFGD_SCR & ACI & GPM | N/A | N/A | N/A | N/A | N/A | N/A | N/A
00 Ret.Exist_Non-FBC_WetFGD_SCR & ACI & GPM & C2G | N/A | N/A | N/A | N/A | N/A | N/A | N/A
00 Ret.Exist_Non-FBC_WetFGD_SCR & ACI & GPM & CCS | N/A | N/A | N/A | N/A | N/A | N/A | N/A
00 Ret.Exist_Non-FBC_WetFGD_SCR & ACI & GPM & DRET | N/A | N/A | N/A | N/A | N/A | N/A | N/A
00 Ret.Exist_Non-FBC_WetFGD_SCR & ACI & GPM & NGC | N/A | N/A | N/A | N/A | N/A | N/A | N/A
00 Ret.Exist_Non-FBC_WetFGD_SCR & ACI & NGC | N/A | N/A | N/A | N/A | N/A | N/A | N/A
00 Ret.Exist_Non-FBC_WetFGD_SCR & C2G | 22.4581 | 5.3365 | 5.7053 | 2.2519 | 1.0391 | 0.6116 | 0.62571
00 Ret.Exist_Non-FBC_WetFGD_SCR & CCS | N/A | 79.01 | 79.01 | 79.01 | 79.01 | 79.01 | 79.01
00 Ret.Exist_Non-FBC_WetFGD_SCR & DRET | N/A | 54.4904 | N/A | N/A | N/A | N/A | N/A
00 Ret.Exist_Non-FBC_WetFGD_SCR & GPM | N/A | N/A | N/A | N/A | N/A | N/A | N/A
00 Ret.Exist_Non-FBC_WetFGD_SCR & GPM & C2G | N/A | N/A | N/A | N/A | N/A | N/A | N/A
00 Ret.Exist_Non-FBC_WetFGD_SCR & GPM & CCS | N/A | N/A | N/A | N/A | N/A | N/A | N/A
00 Ret.Exist_Non-FBC_WetFGD_SCR & GPM & DRET | N/A | N/A | N/A | N/A | N/A | N/A | N/A
00 Ret.Exist_Non-FBC_WetFGD_SCR & GPM & NGC | N/A | N/A | N/A | N/A | N/A | N/A | N/A
00 Ret.Exist_Non-FBC_WetFGD_SCR & NGC | N/A | N/A | N/A | N/A | N/A | N/A | N/A
00 Ret.Exist_Non-FBC_WetFGD_SCR_ACI & C2G | 2 | 2 | 2 | 2 | 2 | 2 | 2
00 Ret.Exist_Non-FBC_WetFGD_SCR_ACI & CCS | N/A | N/A | N/A | N/A | N/A | N/A | N/A
00 Ret.Exist_Non-FBC_WetFGD_SCR_ACI & DCCS | N/A | 68.2105 | 0 | 0 | 0 | 0 | 0
00 Ret.Exist_Non-FBC_WetFGD_SCR_ACI & DCCS & CCS | N/A | N/A | 79.2679 | 79.5079 | 35.7199 | 64.8864 | 68.3488
00 Ret.Exist_Non-FBC_WetFGD_SCR_ACI & DRET | N/A | 69.7796 | N/A | N/A | N/A | N/A | N/A
00 Ret.Exist_Non-FBC_WetFGD_SCR_ACI & GPM | N/A | N/A | N/A | N/A | N/A | N/A | N/A
00 Ret.Exist_Non-FBC_WetFGD_SCR_ACI & GPM & C2G | N/A | N/A | N/A | N/A | N/A | N/A | N/A
00 Ret.Exist_Non-FBC_WetFGD_SCR_ACI & GPM & CCS | N/A | N/A | N/A | N/A | N/A | N/A | N/A
00 Ret.Exist_Non-FBC_WetFGD_SCR_ACI & GPM & DRET | N/A | N/A | N/A | N/A | N/A | N/A | N/A
00 Ret.Exist_Non-FBC_WetFGD_SCR_ACI & GPM & NGC | N/A | N/A | N/A | N/A | N/A | N/A | N/A
00 Ret.Exist_Non-FBC_WetFGD_SCR_ACI & NGC | N/A | N/A | N/A | N/A | N/A | N/A | N/A
00 Ret.Exist_Non-FBC_WetFGD_SCR_ACI_DSI & C2G | 0 | 0 | 0 | 0 | 0 | 0 | 0
00 Ret.Exist_Non-FBC_WetFGD_SCR_ACI_DSI & CCS | N/A | N/A | N/A | N/A | N/A | N/A | N/A
00 Ret.Exist_Non-FBC_WetFGD_SCR_ACI_DSI & DCCS | N/A | 65.5362 | 0 | 0 | 0 | 0 | 0
00 Ret.Exist_Non-FBC_WetFGD_SCR_ACI_DSI & DCCS & CCS | N/A | N/A | 77.9396 | 77.9396 | N/A | N/A | N/A
00 Ret.Exist_Non-FBC_WetFGD_SCR_ACI_DSI & DRET | N/A | 35.3256 | N/A | N/A | N/A | N/A | N/A
00 Ret.Exist_Non-FBC_WetFGD_SCR_ACI_DSI & GPM | N/A | N/A | N/A | N/A | N/A | N/A | N/A
00 Ret.Exist_Non-FBC_WetFGD_SCR_ACI_DSI & GPM & C2G | N/A | N/A | N/A | N/A | N/A | N/A | N/A
00 Ret.Exist_Non-FBC_WetFGD_SCR_ACI_DSI & GPM & CCS | N/A | N/A | N/A | N/A | N/A | N/A | N/A
00 Ret.Exist_Non-FBC_WetFGD_SCR_ACI_DSI & GPM & DRET | N/A | N/A | N/A | N/A | N/A | N/A | N/A
00 Ret.Exist_Non-FBC_WetFGD_SCR_ACI_DSI & GPM & NGC | N/A | N/A | N/A | N/A | N/A | N/A | N/A
00 Ret.Exist_Non-FBC_WetFGD_SCR_ACI_DSI & NGC | N/A | N/A | N/A | N/A | N/A | N/A | N/A
00 Ret.Exist_Non-FBC_WetFGD_SCR_DSI & ACI | N/A | N/A | N/A | N/A | N/A | N/A | N/A
00 Ret.Exist_Non-FBC_WetFGD_SCR_DSI & ACI & C2G | N/A | N/A | N/A | N/A | N/A | N/A | N/A
00 Ret.Exist_Non-FBC_WetFGD_SCR_DSI & ACI & CCS | N/A | N/A | N/A | N/A | N/A | N/A | N/A
00 Ret.Exist_Non-FBC_WetFGD_SCR_DSI & ACI & DRET | N/A | N/A | N/A | N/A | N/A | N/A | N/A
00 Ret.Exist_Non-FBC_WetFGD_SCR_DSI & ACI & GPM | N/A | N/A | N/A | N/A | N/A | N/A | N/A
00 Ret.Exist_Non-FBC_WetFGD_SCR_DSI & ACI & GPM & C2G | N/A | N/A | N/A | N/A | N/A | N/A | N/A
00 Ret.Exist_Non-FBC_WetFGD_SCR_DSI & ACI & GPM & CCS | N/A | N/A | N/A | N/A | N/A | N/A | N/A
00 Ret.Exist_Non-FBC_WetFGD_SCR_DSI & ACI & GPM & DRET | N/A | N/A | N/A | N/A | N/A | N/A | N/A
00 Ret.Exist_Non-FBC_WetFGD_SCR_DSI & ACI & GPM & NGC | N/A | N/A | N/A | N/A | N/A | N/A | N/A
00 Ret.Exist_Non-FBC_WetFGD_SCR_DSI & ACI & NGC | N/A | N/A | N/A | N/A | N/A | N/A | N/A
00 Ret.Exist_Non-FBC_WetFGD_SCR_DSI & C2G | 10.3082 | 10.3132 | 0.47387 | 0.47387 | 0.47387 | 0.47387 | 0.47387
00 Ret.Exist_Non-FBC_WetFGD_SCR_DSI & CCS | N/A | N/A | N/A | N/A | N/A | N/A | N/A
00 Ret.Exist_Non-FBC_WetFGD_SCR_DSI & DCCS | N/A | N/A | N/A | N/A | N/A | N/A | N/A
00 Ret.Exist_Non-FBC_WetFGD_SCR_DSI & DCCS & CCS | N/A | N/A | N/A | N/A | N/A | N/A | N/A
00 Ret.Exist_Non-FBC_WetFGD_SCR_DSI & DRET | N/A | N/A | N/A | N/A | N/A | N/A | N/A
00 Ret.Exist_Non-FBC_WetFGD_SCR_DSI & GPM | N/A | N/A | N/A | N/A | N/A | N/A | N/A
00 Ret.Exist_Non-FBC_WetFGD_SCR_DSI & GPM & C2G | N/A | N/A | N/A | N/A | N/A | N/A | N/A
00 Ret.Exist_Non-FBC_WetFGD_SCR_DSI & GPM & CCS | N/A | N/A | N/A | N/A | N/A | N/A | N/A
00 Ret.Exist_Non-FBC_WetFGD_SCR_DSI & GPM & DRET | N/A | N/A | N/A | N/A | N/A | N/A | N/A
00 Ret.Exist_Non-FBC_WetFGD_SCR_DSI & GPM & NGC | N/A | N/A | N/A | N/A | N/A | N/A | N/A
00 Ret.Exist_Non-FBC_WetFGD_SCR_DSI & NGC | N/A | N/A | N/A | N/A | N/A | N/A | N/A
00 Ret.Exist_Non-FBC_WetFGD_SNCR & ACI | N/A | N/A | N/A | N/A | N/A | N/A | N/A
00 Ret.Exist_Non-FBC_WetFGD_SNCR & ACI & C2G | N/A | N/A | N/A | N/A | N/A | N/A | N/A
00 Ret.Exist_Non-FBC_WetFGD_SNCR & ACI & C2G & SCR | N/A | N/A | N/A | N/A | N/A | N/A | N/A
00 Ret.Exist_Non-FBC_WetFGD_SNCR & ACI & DRET | N/A | N/A | N/A | N/A | N/A | N/A | N/A
00 Ret.Exist_Non-FBC_WetFGD_SNCR & ACI & GPM | N/A | N/A | N/A | N/A | N/A | N/A | N/A
00 Ret.Exist_Non-FBC_WetFGD_SNCR & ACI & GPM & C2G | N/A | N/A | N/A | N/A | N/A | N/A | N/A
00 Ret.Exist_Non-FBC_WetFGD_SNCR & ACI & GPM & C2G & SCR | N/A | N/A | N/A | N/A | N/A | N/A | N/A
00 Ret.Exist_Non-FBC_WetFGD_SNCR & ACI & GPM & DRET | N/A | N/A | N/A | N/A | N/A | N/A | N/A
00 Ret.Exist_Non-FBC_WetFGD_SNCR & ACI & GPM & NGC | N/A | N/A | N/A | N/A | N/A | N/A | N/A
00 Ret.Exist_Non-FBC_WetFGD_SNCR & ACI & GPM & SCR | N/A | N/A | N/A | N/A | N/A | N/A | N/A
00 Ret.Exist_Non-FBC_WetFGD_SNCR & ACI & GPM & SCR & CCS | N/A | N/A | N/A | N/A | N/A | N/A | N/A
00 Ret.Exist_Non-FBC_WetFGD_SNCR & ACI & GPM & SCR & DRET | N/A | N/A | N/A | N/A | N/A | N/A | N/A
00 Ret.Exist_Non-FBC_WetFGD_SNCR & ACI & GPM & SCR & NGC | N/A | N/A | N/A | N/A | N/A | N/A | N/A
00 Ret.Exist_Non-FBC_WetFGD_SNCR & ACI & NGC | N/A | N/A | N/A | N/A | N/A | N/A | N/A
00 Ret.Exist_Non-FBC_WetFGD_SNCR & ACI & SCR | N/A | N/A | N/A | N/A | N/A | N/A | N/A
00 Ret.Exist_Non-FBC_WetFGD_SNCR & ACI & SCR & CCS | N/A | N/A | N/A | N/A | N/A | N/A | N/A
00 Ret.Exist_Non-FBC_WetFGD_SNCR & ACI & SCR & DRET | N/A | N/A | N/A | N/A | N/A | N/A | N/A
00 Ret.Exist_Non-FBC_WetFGD_SNCR & ACI & SCR & NGC | N/A | N/A | N/A | N/A | N/A | N/A | N/A
00 Ret.Exist_Non-FBC_WetFGD_SNCR & C2G | N/A | N/A | N/A | N/A | N/A | N/A | N/A
00 Ret.Exist_Non-FBC_WetFGD_SNCR & C2G & SCR | N/A | N/A | N/A | N/A | N/A | N/A | N/A
00 Ret.Exist_Non-FBC_WetFGD_SNCR & DCCS | N/A | N/A | N/A | N/A | N/A | N/A | N/A
00 Ret.Exist_Non-FBC_WetFGD_SNCR & DCCS & SCR & CCS | N/A | N/A | N/A | N/A | N/A | N/A | N/A
00 Ret.Exist_Non-FBC_WetFGD_SNCR & DRET | N/A | N/A | N/A | N/A | N/A | N/A | N/A
00 Ret.Exist_Non-FBC_WetFGD_SNCR & GPM | N/A | N/A | N/A | N/A | N/A | N/A | N/A
00 Ret.Exist_Non-FBC_WetFGD_SNCR & GPM & C2G | N/A | N/A | N/A | N/A | N/A | N/A | N/A
00 Ret.Exist_Non-FBC_WetFGD_SNCR & GPM & C2G & SCR | N/A | N/A | N/A | N/A | N/A | N/A | N/A
00 Ret.Exist_Non-FBC_WetFGD_SNCR & GPM & DRET | N/A | N/A | N/A | N/A | N/A | N/A | N/A
00 Ret.Exist_Non-FBC_WetFGD_SNCR & GPM & NGC | N/A | N/A | N/A | N/A | N/A | N/A | N/A
00 Ret.Exist_Non-FBC_WetFGD_SNCR & GPM & SCR | N/A | N/A | N/A | N/A | N/A | N/A | N/A
00 Ret.Exist_Non-FBC_WetFGD_SNCR & GPM & SCR & CCS | N/A | N/A | N/A | N/A | N/A | N/A | N/A
00 Ret.Exist_Non-FBC_WetFGD_SNCR & GPM & SCR & DRET | N/A | N/A | N/A | N/A | N/A | N/A | N/A
00 Ret.Exist_Non-FBC_WetFGD_SNCR & GPM & SCR & NGC | N/A | N/A | N/A | N/A | N/A | N/A | N/A
00 Ret.Exist_Non-FBC_WetFGD_SNCR & NGC | N/A | N/A | N/A | N/A | N/A | N/A | N/A
00 Ret.Exist_Non-FBC_WetFGD_SNCR & SCR | N/A | N/A | N/A | N/A | N/A | N/A | N/A
00 Ret.Exist_Non-FBC_WetFGD_SNCR & SCR & C2G | N/A | N/A | N/A | N/A | N/A | N/A | N/A
00 Ret.Exist_Non-FBC_WetFGD_SNCR & SCR & CCS | N/A | N/A | N/A | N/A | N/A | N/A | N/A
00 Ret.Exist_Non-FBC_WetFGD_SNCR & SCR & DRET | N/A | N/A | N/A | N/A | N/A | N/A | N/A
00 Ret.Exist_Non-FBC_WetFGD_SNCR & SCR & NGC | N/A | N/A | N/A | N/A | N/A | N/A | N/A
00 Ret.Exist_Non-FBC_WetFGD_SNCR_ACI & C2G | N/A | N/A | N/A | N/A | N/A | N/A | N/A
00 Ret.Exist_Non-FBC_WetFGD_SNCR_ACI & C2G & SCR | N/A | N/A | N/A | N/A | N/A | N/A | N/A
00 Ret.Exist_Non-FBC_WetFGD_SNCR_ACI & DCCS | N/A | 78.6049 | 0 | 0 | 0 | 0 | 0
00 Ret.Exist_Non-FBC_WetFGD_SNCR_ACI & DCCS & SCR & CCS | N/A | N/A | 79.557 | 79.557 | N/A | N/A | N/A
00 Ret.Exist_Non-FBC_WetFGD_SNCR_ACI & DRET | N/A | 14.7349 | N/A | N/A | N/A | N/A | N/A
00 Ret.Exist_Non-FBC_WetFGD_SNCR_ACI & GPM | N/A | N/A | N/A | N/A | N/A | N/A | N/A
00 Ret.Exist_Non-FBC_WetFGD_SNCR_ACI & GPM & C2G | N/A | N/A | N/A | N/A | N/A | N/A | N/A
00 Ret.Exist_Non-FBC_WetFGD_SNCR_ACI & GPM & C2G & SCR | N/A | N/A | N/A | N/A | N/A | N/A | N/A
00 Ret.Exist_Non-FBC_WetFGD_SNCR_ACI & GPM & DRET | N/A | N/A | N/A | N/A | N/A | N/A | N/A
00 Ret.Exist_Non-FBC_WetFGD_SNCR_ACI & GPM & NGC | N/A | N/A | N/A | N/A | N/A | N/A | N/A
00 Ret.Exist_Non-FBC_WetFGD_SNCR_ACI & GPM & SCR | N/A | N/A | N/A | N/A | N/A | N/A | N/A
00 Ret.Exist_Non-FBC_WetFGD_SNCR_ACI & GPM & SCR & CCS | N/A | N/A | N/A | N/A | N/A | N/A | N/A
00 Ret.Exist_Non-FBC_WetFGD_SNCR_ACI & GPM & SCR & DRET | N/A | N/A | N/A | N/A | N/A | N/A | N/A
00 Ret.Exist_Non-FBC_WetFGD_SNCR_ACI & GPM & SCR & NGC | N/A | N/A | N/A | N/A | N/A | N/A | N/A
00 Ret.Exist_Non-FBC_WetFGD_SNCR_ACI & NGC | N/A | N/A | N/A | N/A | N/A | N/A | N/A
00 Ret.Exist_Non-FBC_WetFGD_SNCR_ACI & SCR | N/A | N/A | N/A | N/A | N/A | N/A | N/A
00 Ret.Exist_Non-FBC_WetFGD_SNCR_ACI & SCR & C2G | N/A | N/A | N/A | N/A | N/A | N/A | N/A
00 Ret.Exist_Non-FBC_WetFGD_SNCR_ACI & SCR & CCS | N/A | 81.53 | 81.53 | 81.53 | N/A | N/A | N/A
00 Ret.Exist_Non-FBC_WetFGD_SNCR_ACI & SCR & DRET | N/A | N/A | N/A | N/A | N/A | N/A | N/A
00 Ret.Exist_Non-FBC_WetFGD_SNCR_ACI & SCR & NGC | N/A | N/A | N/A | N/A | N/A | N/A | N/A
00 Existing Combined Cycle Retirement | 0 | 0 | 0 | 0 | 0 | 0 | 0
00 New Combined Cycle Retirement | N/A | N/A | N/A | N/A | N/A | N/A | N/A
00 Existing Combustion Turbine Retirement | 0 | 0 | 0 | 0 | 0 | 0 | 0
00 New Combustion Turbine Retirement | N/A | N/A | N/A | N/A | N/A | N/A | N/A
00 Oil/Gas Steam Retirement | 0 | 0 | 0 | 0 | 0 | 0 | 0
00 Coal Steam Retirement | 0 | 0 | 0 | 0 | 0 | 0 | 0
00 IGCC Retirement | 0 | 0 | 0 | 0 | 0 | 0 | 0
00 Nuclear Retirement | N/A | 0 | 0 | 0 | 0 | 0 | 0
00 Biomass Retirement | 0 | 0 | 0 | 0 | 0 | 0 | 0
00 Fossil_Other Retirement | N/A | N/A | N/A | N/A | N/A | N/A | N/A
00 Fuel Cell Retirement | N/A | N/A | N/A | N/A | N/A | N/A | N/A
00 Geothermal Retirement | N/A | N/A | N/A | N/A | N/A | N/A | N/A
00 Hydro Retirement | 0 | 0 | 0 | 0 | 0 | 0 | 0
00 Landfill Gas Retirement | 0 | 0 | 0 | 0 | 0 | 0 | 0
00 Non Fossil_Other Retirement | N/A | N/A | N/A | N/A | N/A | N/A | N/A
00 Solar Thermal Retirement | N/A | N/A | N/A | N/A | N/A | N/A | N/A
00 Exist Dummy | 0 | 0 | 0 | 0 | 0 | 0 | 0
Average | 2.1927 | 2.2811 | 2.567 | 2.8173 | 3.1024 | 3.2617 | 3.4415
15. Total Annual Production Cost [Million US2022$](*)
Variable O&M | 7233.2514 | 7318.3102 | 5583.4672 | 4233.8804 | 2822.9621 | 3798.736 | 4260.8842
Fixed O&M | 63569.122 | 64655.3113 | 70593.4812 | 77582.8973 | 83746.3464 | 82433.547 | 83199.6853
Fuel | 49512.7557 | 52595.9106 | 49907.9512 | 33840.5385 | 21626.6347 | 34537.3512 | 42782.2829
Capital | 14210.1977 | 20393.1028 | 46568.5987 | 64009.0064 | 80246.4524 | 81497.3122 | 95030.3374
Pollutant Transport & Storage | 0 | -537.3611 | -11286.546 | -10838.6192 | -152.5334 | -159.797 | -150.6324
Total | 134525.3268 | 144425.2737 | 161366.9524 | 168827.7034 | 188289.8622 | 202107.1495 | 225122.5573
Sales Revenue | 0 | 0 | 0 | 0 | 0 | 0 | 0
(*) Costs include only those items that are important for determining incremental cost of pollution control
16. Emissions
CO2 Thousand Tonnes | 1074238.8243 | 1025088.3614 | 677272.5311 | 459601.7177 | 299407.6336 | 427429.7688 | 492794.8587
CO2 Thousand Tons | 1184145.2726 | 1129966.1768 | 746564.961 | 506624.029 | 330040.328 | 471160.5359 | 543213.1935
Carbon Million Tons | 322.9487 | 308.1726 | 203.6086 | 138.1702 | 90.011 | 128.4983 | 148.1491
Carbon Million Tonnes | 292.9742 | 279.5696 | 184.7107 | 125.3459 | 81.6566 | 116.5718 | 134.3986
HCL Thousand Tons | 2.0955 | 1.8621 | 1.2173 | 1.088 | 0.10304 | 0.11656 | 0.11717
MER lbs | 5536.7293 | 5449.3389 | 4834.6869 | 4613.9757 | 2549.1648 | 2576.2072 | 2611.8377
NOX Thousand Tons | 411.1979 | 354.0337 | 229.1968 | 177.652 | 86.965 | 110.8634 | 120.6398
SO2 Thousand Tons | 375.3878 | 307.746 | 157.6939 | 139.8419 | 13.6136 | 16.3255 | 17.0917

## FuelReport_ToEPA
Fuel Consumption by Fuel and Fuel Type [Tbtu]
Fuel Type | 2028 | 2030 | 2035 | 2040 | 2045 | 2050 | 2055
Biomass | 1.6581 | 2.9854 | 2.8478 | 0.24097 | 0.18837 | 2.8335 | 3.3703
EPA v7.23 Biomass | 1.6581 | 2.9854 | 2.8478 | 0.24097 | 0.18837 | 2.8335 | 3.3703
Coal | 3883.502 | 3370.3906 | 2055.7541 | 1924.9464 | 56.2879 | 67.286 | 68.8252
EPA v7.23 Coal BA | 112.8029 | 1.3466 | 0.03115 | 0.020218 | 0.016723 | 0 | 0
EPA v7.23 Coal BB | 21.1816 | 3.504 | 0 | 0 | 0 | 0 | 0
EPA v7.23 Coal BD | 21.5089 | 11.1204 | 6.7486 | 6.7486 | 0 | 0 | 0
EPA v7.23 Coal BE | 506.0088 | 507.3862 | 508.6814 | 509.7965 | 0 | 0 | 0
EPA v7.23 Coal BG | 492.925 | 493.4652 | 220.3267 | 201.7067 | 0 | 0 | 0
EPA v7.23 Coal BH | 274.3218 | 479.7275 | 86.5381 | 102.1898 | 0 | 0 | 0
EPA v7.23 Coal LA
EPA v7.23 Coal LD | 0 | 0 | 0 | 0 | 0 | 0 | 0
EPA v7.23 Coal LE | 202.1793 | 246.9543 | 283.898 | 283.7484 | 8.905 | 9.3454 | 9.3454
EPA v7.23 Coal LG | 87.262 | 87.262 | 87.262 | 87.262 | 8.5295 | 15.4941 | 16.3208
EPA v7.23 Coal LH | 0 | 0 | 0 | 0 | 0 | 0 | 0
EPA v7.23 Coal SA | 1646.0971 | 973.3473 | 368.7951 | 651.3702 | 6.5821 | 9.9049 | 10.6173
EPA v7.23 Coal SB | 287.5349 | 286.5313 | 358.7088 | 81.2926 | 31.4431 | 31.7301 | 31.7301
EPA v7.23 Coal SD | 121.6457 | 110.5989 | 110.599 | 0 | 0 | 0 | 0
EPA v7.23 Coal SE | 110.0338 | 169.1469 | 24.1653 | 0.81153 | 0.81153 | 0.81153 | 0.81153
Hydrogen | 0 | 0 | 0 | 0 | 0.053765 | 13.7487 | 63.3962
EPA v7.23 Hydrogen | 0 | 0 | 0 | 0 | 0.053765 | 13.7487 | 63.3962
LF Gas | 221.632 | 222.0763 | 216.6385 | 204.1703 | 191.1202 | 295.7904 | 334.7091
EPA v7.23 LFG | 221.632 | 222.0763 | 216.6385 | 204.1703 | 191.1202 | 295.7904 | 334.7091
MSW | 233.0355 | 232.9842 | 232.0461 | 216.7242 | 208.4191 | 206.7938 | 212.0369
EPA v7.23 MSW | 233.0355 | 232.9842 | 232.0461 | 216.7242 | 208.4191 | 206.7938 | 212.0369
NaturalGas | 11788.4606 | 12055.3783 | 11299.6737 | 7587.0062 | 5058.2685 | 7235.3144 | 8402.7376
EPA v7.23 Gas | 11788.4606 | 12055.3783 | 11299.6737 | 7587.0062 | 5058.2685 | 7235.3144 | 8402.7376
Nuclear | 7853.4521 | 7623.5914 | 6991.784 | 6423.8782 | 4886.5087 | 3805.7203 | 2382.7341
EPA v7.23 Nuclear | 7853.4521 | 7623.5914 | 6991.784 | 6423.8782 | 4886.5087 | 3805.7203 | 2382.7341
Oil | 0.17137 | 0.14711 | 0.0012096 | 0.023037 | 0.05056 | 0 | 0.0021118
EPA v7.23 DFO | 0.17137 | 0.14711 | 0.0012096 | 0.023037 | 0.05056 | 0 | 0.0021118
EPA v7.23 RFO | 0 | 0 | 0 | 0 | 0 | 0 | 0
Pet. Coke | 113.6924 | 55.6338 | 51.11 | 48.6562 | 7.8393 | 9.1151 | 9.2092
EPA v7.23 Pet Coke | 113.6924 | 55.6338 | 51.11 | 48.6562 | 7.8393 | 9.1151 | 9.2092
Waste Coal | 97.4206 | 95.7529 | 42.5206 | 42.5206 | 0 | 0 | 0
EPA v7.23 Waste Coal | 97.4206 | 95.7529 | 42.5206 | 42.5206 | 0 | 0 | 0
Grand Total | 24193.0246 | 23658.94 | 20892.376 | 16448.1661 | 10408.7365 | 11636.6021 | 11477.0207
Fuel Costs by Fuel and Fuel Type[MMUS$]
Fuel Type | 2028 | 2030 | 2035 | 2040 | 2045 | 2050 | 2055
Biomass | 6.6049 | 11.8924 | 11.3442 | 0.95993 | 0.75038 | 11.2873 | 13.4256
EPA v7.23 Biomass | 6.6049 | 11.8924 | 11.3442 | 0.95993 | 0.75038 | 11.2873 | 13.4256
Coal | 6574.7232 | 5784.9669 | 3709.5622 | 3581.3388 | 63.8342 | 83.7063 | 86.4997
EPA v7.23 Coal BA | 180.8576 | 3.5512 | 0.083681 | 0.05538 | 0.046771 | 0 | 0
EPA v7.23 Coal BB | 37.5058 | 9.4443 | 0 | 0 | 0 | 0 | 0
EPA v7.23 Coal BD | 52.9837 | 26.6588 | 16.3299 | 17.2556 | 0 | 0 | 0
EPA v7.23 Coal BE | 1005.0084 | 1010.89 | 1102.0321 | 1078.3137 | 0 | 0 | 0
EPA v7.23 Coal BG | 820.338 | 866.8219 | 394.0893 | 394.3159 | 0 | 0 | 0
EPA v7.23 Coal BH | 516.4744 | 937.4243 | 221.1329 | 264.5506 | 0 | 0 | 0
EPA v7.23 Coal LA
EPA v7.23 Coal LD | 0 | 0 | 0 | 0 | 0 | 0 | 0
EPA v7.23 Coal LE | 296.7297 | 374.4493 | 497.2397 | 517.3542 | 14.3541 | 15.6402 | 15.6402
EPA v7.23 Coal LG | 115.2811 | 117.2802 | 122.0362 | 127.071 | 12.825 | 24.1697 | 25.4595
EPA v7.23 Coal LH | 0 | 0 | 0 | 0 | 0 | 0 | 0
EPA v7.23 Coal SA | 2851.4126 | 1602.6488 | 589.1768 | 1070.4385 | 7.7379 | 13.1513 | 14.3328
EPA v7.23 Coal SB | 370.493 | 389.7581 | 604.4568 | 110.5808 | 27.4673 | 29.3419 | 29.664
EPA v7.23 Coal SD | 116.7303 | 98.5012 | 104.4851 | 0 | 0 | 0 | 0
EPA v7.23 Coal SE | 210.9086 | 347.5388 | 58.4997 | 1.4032 | 1.4032 | 1.4032 | 1.4032
Hydrogen | 0 | 0 | 0 | 0 | 0.51821 | 132.5142 | 611.0327
EPA v7.23 Hydrogen | 0 | 0 | 0 | 0 | 0.51821 | 132.5142 | 611.0327
LF Gas | 0 | 0 | 0 | 0 | 0 | 0 | 0
EPA v7.23 LFG | 0 | 0 | 0 | 0 | 0 | 0 | 0
MSW | 0 | 0 | 0 | 0 | 0 | 0 | 0
EPA v7.23 MSW | 0 | 0 | 0 | 0 | 0 | 0 | 0
NaturalGas | 37009.0691 | 41124.7219 | 41076.8686 | 25476.5083 | 18078.4118 | 31593.2541 | 40363.6183
EPA v7.23 Gas | 37009.0691 | 41124.7219 | 41076.8686 | 25476.5083 | 18078.4118 | 31593.2541 | 40363.6183
Nuclear | 5579.4667 | 5415.1412 | 4964.5788 | 4559.2142 | 3466.5106 | 2698.5613 | 1689.4466
EPA v7.23 Nuclear | 5579.4667 | 5415.1412 | 4964.5788 | 4559.2142 | 3466.5106 | 2698.5613 | 1689.4466
Oil | 3.3774 | 2.9106 | 0.026811 | 0.50876 | 1.1203 | 0 | 0.040173
EPA v7.23 DFO | 3.3774 | 2.9106 | 0.026811 | 0.50876 | 1.1203 | 0 | 0.040173
EPA v7.23 RFO | 0 | 0 | 0 | 0 | 0 | 0 | 0
Pet. Coke | 227.0451 | 112.3062 | 103.2207 | 98.1928 | 15.4893 | 18.0279 | 18.2198
EPA v7.23 Pet Coke | 227.0451 | 112.3062 | 103.2207 | 98.1928 | 15.4893 | 18.0279 | 18.2198
Waste Coal | 112.4693 | 143.9714 | 42.3499 | 123.8157 | 0 | 0 | 0
EPA v7.23 Waste Coal | 112.4693 | 143.9714 | 42.3499 | 123.8157 | 0 | 0 | 0
Grand Total | 49512.7557 | 52595.9106 | 49907.9512 | 33840.5385 | 21626.6347 | 34537.3512 | 42782.2829
Fuel Costs by Fuel and Fuel Type[US$/MMBtu]
Fuel Type | 2028 | 2030 | 2035 | 2040 | 2045 | 2050 | 2055
Biomass | 3.9835 | 3.9835 | 3.9835 | 3.9835 | 3.9835 | 3.9835 | 3.9835
EPA v7.23 Biomass | 3.9835 | 3.9835 | 3.9835 | 3.9835 | 3.9835 | 3.9835 | 3.9835
Coal | 1.693 | 1.7164 | 1.8045 | 1.8605 | 1.1341 | 1.244 | 1.2568
EPA v7.23 Coal BA | 1.6033 | 2.6373 | 2.6864 | 2.7392 | 2.7969 | 0 | 0
EPA v7.23 Coal BB | 1.7707 | 2.6953 | 0 | 0 | 0 | 0 | 0
EPA v7.23 Coal BD | 2.4633 | 2.3973 | 2.4198 | 2.5569 | 0 | 0 | 0
EPA v7.23 Coal BE | 1.9861 | 1.9923 | 2.1664 | 2.1152 | 0 | 0 | 0
EPA v7.23 Coal BG | 1.6642 | 1.7566 | 1.7887 | 1.9549 | 0 | 0 | 0
EPA v7.23 Coal BH | 1.8827 | 1.9541 | 2.5553 | 2.5888 | 0 | 0 | 0
EPA v7.23 Coal LA | 0 | 0 | 0 | 0 | 0 | 0 | 0
EPA v7.23 Coal LD | 0 | 0 | 0 | 0 | 0 | 0 | 0
EPA v7.23 Coal LE | 1.4677 | 1.5163 | 1.7515 | 1.8233 | 1.6119 | 1.6736 | 1.6736
EPA v7.23 Coal LG | 1.3211 | 1.344 | 1.3985 | 1.4562 | 1.5036 | 1.5599 | 1.5599
EPA v7.23 Coal LH | 0 | 0 | 0 | 0 | 0 | 0 | 0
EPA v7.23 Coal SA | 1.7322 | 1.6465 | 1.5976 | 1.6434 | 1.1756 | 1.3278 | 1.3499
EPA v7.23 Coal SB | 1.2885 | 1.3603 | 1.6851 | 1.3603 | 0.87355 | 0.92473 | 0.93489
EPA v7.23 Coal SD | 0.95959 | 0.89062 | 0.94472 | 0 | 0 | 0 | 0
EPA v7.23 Coal SE | 1.9168 | 2.0547 | 2.4208 | 1.729 | 1.729 | 1.729 | 1.729
Hydrogen | 0 | 0 | 0 | 0 | 9.6383 | 9.6383 | 9.6383
EPA v7.23 Hydrogen | 0 | 0 | 0 | 0 | 9.6383 | 9.6383 | 9.6383
LF Gas | 0 | 0 | 0 | 0 | 0 | 0 | 0
EPA v7.23 LFG | 0 | 0 | 0 | 0 | 0 | 0 | 0
MSW | 0 | 0 | 0 | 0 | 0 | 0 | 0
EPA v7.23 MSW | 0 | 0 | 0 | 0 | 0 | 0 | 0
NaturalGas | 3.1394 | 3.4113 | 3.6352 | 3.3579 | 3.574 | 4.3665 | 4.8036
EPA v7.23 Gas | 3.1394 | 3.4113 | 3.6352 | 3.3579 | 3.574 | 4.3665 | 4.8036
Nuclear | 0.71045 | 0.71031 | 0.71006 | 0.70973 | 0.7094 | 0.70908 | 0.70904
EPA v7.23 Nuclear | 0.71045 | 0.71031 | 0.71006 | 0.70973 | 0.7094 | 0.70908 | 0.70904
Oil | 19.708 | 19.7848 | 22.165 | 22.0843 | 22.1579 | 0 | 19.0228
EPA v7.23 DFO | 19.708 | 19.7848 | 22.165 | 22.0843 | 22.1579 | 0 | 19.0228
EPA v7.23 RFO | 0 | 0 | 0 | 0 | 0 | 0 | 0
Pet. Coke | 1.997 | 2.0187 | 2.0196 | 2.0181 | 1.9758 | 1.9778 | 1.9784
EPA v7.23 Pet Coke | 1.997 | 2.0187 | 2.0196 | 2.0181 | 1.9758 | 1.9778 | 1.9784
Waste Coal | 1.1545 | 1.5036 | 0.99599 | 2.9119 | 0 | 0 | 0
EPA v7.23 Waste Coal | 1.1545 | 1.5036 | 0.99599 | 2.9119 | 0 | 0 | 0
Grand Total | 2.0466 | 2.2231 | 2.3888 | 2.0574 | 2.0777 | 2.968 | 3.7276

## Coal Pivot Tables
Coal Prices (2022$/MMBtu) | [7 empty] | Total TBtu
Coal Region | 2028 | 2030 | 2035 | 2040 | 2045 | 2050 | 2055 | 2028 | 2030 | 2035 | 2040 | 2045 | 2050 | 2055
Appalachia | 1.4406 | 1.481 | 1.5815 | 1.563 | 2.2654 | 2.398 | 2.3977 | 1007.176 | 1115.7345 | 634.1905 | 618.6022 | 89.7814 | 83.374 | 83.3837
Imports | 4.729 | 4.4503 | 4.3028 |  |  |  |  | 3.6442 | 6.0073 | 0.053224
Interior | 1.5355 | 1.5845 | 1.7289 |  |  |  |  | 1019.3165 | 1023.5699 | 803.2997 | 1093.5887 | 668.1976 | 665.0424 | 653.0177
Waste Coal | 0.58848 | 0.9348 | 0.38324 | 2.2899 |  |  |  | 97.4206 | 95.7529 | 42.5206 | 42.5206
West | 0.85097 | 0.92121 | 0.99465 | 1.0691 |  |  |  | 3390.8786 | 2626.5913 | 1949.7066 | 1686.8038 | 744.7631 | 779.5277 | 780.1001
National | 1.0829 | 1.1936 | 1.2676 | 1.4024 | 1.6975 | 1.6386 | 1.649 | 5518.4358 | 4867.6559 | 3429.7707 | 3441.5152 | 1502.7422 | 1527.9442 | 1516.5016
Coal Prices (2022$/Ton) | [7 empty] | Total Million Tons
Coal Region | 2028 | 2030 | 2035 | 2040 | 2045 | 2050 | 2055 | 2028 | 2030 | 2035 | 2040 | 2045 | 2050 | 2055
Appalachia | 36.4636 | 37.2073 | 40.5077 | 40.085 | 56.0314 | 59.327 | 59.3271 | 39.7904 | 44.412 | 24.7599 | 24.1206 | 3.63 | 3.37 | 3.37
Imports | 98.08 | 92.3 | 89.24 |  |  |  |  | 0.17571 | 0.28965 | 0.0025662
Interior | 31.4902 | 32.6644 | 33.6422 | 35.9411 | 41.3323 | 43.7069 | 44.0395 | 49.7035 | 49.651 | 41.2824 | 54.4991 | 30.1542 | 30.2129 | 29.7092
Waste Coal | 7.8856 | 12.5263 | 5.1354 | 30.6848 |  |  |  | 7.2702 | 7.1457 | 3.1732 | 3.1732
West | 15.0145 | 16.0969 | 17.1869 | 18.5279 | 27.74 | 23.2947 | 23.4891 | 192.1842 | 150.3167 | 112.8349 | 97.3297 | 39.6936 | 42.2093 | 42.2497
National | 20.67 | 23.0731 | 23.881 | 26.9442 | 34.7157 | 33.0337 | 33.1973 | 289.1239 | 251.815 | 182.053 | 179.1225 | 73.4779 | 75.7922 | 75.3289

## Final Wholesale Price
Wholesale Electricity Price (2022$/MWh)
Region Group | 2028 | 2030 | 2035 | 2040 | 2045 | 2050 | 2055
ERCOT_Tenaska Frontier Generating Station | 23.9789 | 26.1089 | 30.6404 | 0 | 0 | 0 | 32.1314
ERCOT_Tenaska Gateway Generating Station | 23.9673 | 26.119 | 30.6417 | 0 | 0 | 0 | 0
ERCOT_Panhandle | 19.4182 | 23.1551 | 27.7322 | 18.2569 | 12.711 | 22.5038 | 25.6402
ERCOT_Rest | 23.6931 | 25.6146 | 34.3023 | 24.6983 | 18.2584 | 29.3343 | 32.8384
ERCOT_West | 19.8969 | 23.7256 | 28.4154 | 18.707 | 13.0247 | 23.5666 | 26.9878
FRCC | 39.1689 | 46.0742 | 41.3764 | 39.56 | 38.7462 | 44.4099 | 47.5601
MISO_Amite South (including DSG) | 35.6515 | 45.3936 | 40.7025 | 33.9743 | 30.4406 | 39.5719 | 42.4726
MISO_Arkansas | 34.8406 | 45.1995 | 40.0725 | 30.7316 | 24.1833 | 33.9848 | 37.6729
MISO_Iowa | 33.2728 | 38.2955 | 35.6493 | 26.8334 | 19.9719 | 30.0507 | 33.4185
MISO_Illinois | 37.8771 | 42.331 | 38.1778 | 27.7087 | 21.5558 | 31.5902 | 34.8455
MISO_Indiana (including parts of Kentucky) | 38.196 | 43.3302 | 39.5772 | 32.0456 | 26.2371 | 35.6854 | 38.3452
MISO_Louisiana | 35.4811 | 45.5836 | 40.7052 | 33.3156 | 27.0668 | 36.1237 | 39.0721
MISO_Lower Michigan | 35.9431 | 42.6163 | 42.9159 | 39.1838 | 34.1705 | 42.0566 | 45.023
MISO_MT, SD, ND | 33.3934 | 37.3636 | 35.1223 | 26.1125 | 19.8421 | 29.7587 | 33.1616
MISO_Iowa-MidAmerican | 32.6397 | 37.9675 | 35.5791 | 27.1986 | 20.127 | 30.1279 | 33.4623
MISO_Minnesota and Western Wisconsin | 34.9969 | 40.9234 | 36.2274 | 26.7945 | 20.339 | 30.5097 | 33.9849
MISO_Missouri | 37.1599 | 42.6351 | 38.3494 | 28.1572 | 21.4594 | 31.7155 | 35.1291
MISO_Mississippi | 35.8134 | 45.8701 | 41.1134 | 33.4578 | 27.9296 | 37.0616 | 39.8328
MISO_WOTAB (including Western) | 28.2082 | 31.2094 | 37.4717 | 33.2032 | 27.2596 | 36.205 | 39.1878
MISO_Wisconsin- Upper Michigan (WUMS) | 37.8848 | 42.7127 | 39.7927 | 30.5882 | 23.685 | 35.9986 | 39.4418
ISONE_Connecticut | 31.2243 | 34.7364 | 37.7829 | 35.6655 | 36.0714 | 43.4011 | 46.1106
ISONE_Maine | 29.7915 | 32.4125 | 33.1096 | 28.3301 | 26.5788 | 34.0261 | 36.4019
ISONE_MA, VT, NH, RI (Rest of ISO New England) | 30.9184 | 34.5249 | 37.3444 | 34.586 | 33.5986 | 41.1591 | 43.6524
NY_Zone A (West) | 31.4834 | 37.7825 | 38.0469 | 33.6147 | 32.2427 | 36.094 | 38.2736
NY_Zone B (Genesee) | 32.0037 | 38.7067 | 38.5149 | 34.1141 | 32.8063 | 37.0691 | 40.0312
NY_Zone C&E | 32.481 | 39.1757 | 39.0057 | 34.3434 | 33.0946 | 37.7167 | 40.664
NY_Zone D (North) | 31.6509 | 38.0993 | 35.0879 | 27.0732 | 26.6832 | 34.2107 | 36.4091
NY_Zone F (Capital) | 35.1322 | 40.9783 | 39.765 | 35.0635 | 33.5812 | 38.2422 | 41.0706
NY_Zone G-I (Downstate NY) | 39.8971 | 46.3436 | 41.3281 | 39.549 | 38.2757 | 43.0096 | 46.0278
NY_Zone J (NYC) | 40.901 | 47.5391 | 42.3892 | 42.9064 | 41.9873 | 46.839 | 49.9328
NY_Zone K (LI) | 50.0503 | 48.6386 | 40.3454 | 40.0176 | 39.3593 | 44.442 | 50.2417
PJM_AP | 33.1171 | 39.2939 | 41.0632 | 36.0841 | 33.6733 | 40.8859 | 44.3705
PJM_ATSI | 32.9196 | 39.3182 | 41.3341 | 36.333 | 34.2248 | 41.2096 | 44.5336
PJM_ComEd | 28.6223 | 35.0573 | 35.1872 | 29.1184 | 28.1791 | 42.5351 | 46.3575
PJM_Dominion | 33.6327 | 39.9222 | 41.0481 | 36.3496 | 33.3858 | 41.8757 | 46.3823
PJM_EMAAC | 26.7197 | 32.405 | 39.897 | 38.206 | 37.6604 | 44.7417 | 48.2853
PJM_PENELEC | 26.3444 | 31.4016 | 38.0085 | 34.5207 | 32.7876 | 39.5494 | 42.5489
PJM_SWMAAC | 54.8892 | 40.1668 | 43.5676 | 39.9318 | 37.4687 | 44.8588 | 48.429
PJM West | 33.6257 | 40.0143 | 41.976 | 35.8805 | 31.8897 | 40.2749 | 43.5302
PJM_Western MAAC | 26.2989 | 31.6842 | 38.0934 | 36.7744 | 36.3206 | 42.803 | 45.7271
SERC_Central_Kentucky | 34.4378 | 40.249 | 43.8924 | 35.2295 | 30.6619 | 38.8623 | 42.5748
SERC_Central_TVA | 36.5873 | 40.4911 | 40.2566 | 32.6717 | 28.0268 | 36.1035 | 39.6659
SERC_Delta_AECI | 28.1736 | 34.1388 | 35.7382 | 26.6747 | 20.2288 | 29.7071 | 33.6514
SERC_Southeastern | 36.3645 | 39.794 | 38.9623 | 35.1503 | 31.0919 | 38.2681 | 40.9406
SERC_VACAR | 38.368 | 41.8895 | 46.1215 | 40.1797 | 38.4676 | 45.2065 | 50.0768
SPP_Kiamichi Energy Facility | 24.0827 | 26.2265 | 30.7547 | 21.3338 | 17.8416 | 28.8766 | 32.1468
SPP North- (Kansas, Missouri) | 28.4878 | 31.7417 | 27.9445 | 18.7214 | 15.0626 | 24.6235 | 28.8307
SPP Nebraska | 27.9363 | 31.1327 | 29.1075 | 22.8179 | 16.682 | 28.1083 | 31.6336
SPP SPS (Texas Panhandle) | 26.8845 | 30.0719 | 22.3984 | 13.372 | 8.5618 | 20.4235 | 23.7085
SPP_WAUE | 26.4502 | 29.6558 | 28.9522 | 22.5323 | 16.5199 | 28.0026 | 31.5752
SPP West (Oklahoma, Arkansas, Louisiana) | 28.5453 | 31.5592 | 27.9051 | 18.4801 | 15.1232 | 24.192 | 28.3402
WECC_BANC | 60.148 | 62.384 | 53.8456 | 55.5514 | 40.5811 | 61.2631 | 73.6546
WECC_Northern California (not including BANC) | 53.7669 | 56.4891 | 49.2564 | 49.1674 | 30.104 | 60.165 | 68.4747
WECC_LADWP | 51.9823 | 56.9673 | 51.6021 | 49.5105 | 37.6874 | 61.9949 | 69.5838
WECC_San Diego Gas and Electric | 54.4283 | 58.975 | 53.0769 | 48.8493 | 39.7077 | 61.5724 | 70.1793
WECC_Arizona | 37.5474 | 43.2318 | 42.8045 | 40.1082 | 34.3439 | 41.9811 | 45.8315
WECC_Colorado | 38.9342 | 53.9758 | 50.6329 | 39.7619 | 33.1262 | 42.3087 | 46.278
WECC_Idaho | 35.7064 | 41.5342 | 44.8194 | 37.4313 | 30.7649 | 39.6076 | 43.5918
WECC_Imperial Irrigation District (IID) | 24.2213 | 42.4005 | 41.5068 | 35.3143 | 29.0814 | 48.6787 | 58.5929
WECC_Montana | 38.304 | 44.8936 | 42.4539 | 33.1319 | 26.3701 | 35.234 | 39.4279
WECC_New Mexico | 34.7582 | 41.916 | 42.3382 | 38.8027 | 32.802 | 40.649 | 44.5837
WECC_Northern Nevada | 36.4097 | 43.2317 | 41.2982 | 39.6756 | 33.6583 | 44.4105 | 46.5119
WECC_Pacific Northwest | 40.3266 | 46.6826 | 45.1072 | 39.3352 | 31.2957 | 39.9752 | 44.6631
WECC_Southern California Edison | 52.9004 | 57.9125 | 50.979 | 49.0035 | 36.427 | 59.6237 | 68.5484
WECC_Southern Nevada | 37.1699 | 40.7042 | 39.093 | 37.5742 | 32.8793 | 43.1283 | 47.7736
WECC_Utah | 34.6087 | 42.7059 | 44.552 | 39.5081 | 37.1291 | 43.3861 | 46.4238
WECC_Wyoming | 24.6792 | 30.4807 | 40.5558 | 34.4337 | 31.7959 | 40.676 | 44.1405
National | 35.3761 | 40.2201 | 40.2261 | 34.6196 | 29.6181 | 39.6281 | 43.6168

## Natural Gas
Final Rule Sens High Demand - Natural Gas Results
| Delivered Natural Gas Price (2022$/MMBtu) | [28 empty] | Natural Gas Consumption in the Power Sector (Tcf)
| Winter | [6 empty] | Spring | [6 empty] | Summer | [6 empty] | Fall | [7 empty] | Winter | [6 empty] | Spring | [6 empty] | Summer | [6 empty] | Fall
| 2028 | 2030 | 2035 | 2040 | 2045 | 2050 | 2055 | 2028 | 2030 | 2035 | 2040 | 2045 | 2050 | 2055 | 2028 | 2030 | 2035 | 2040 | 2045 | 2050 | 2055 | 2028 | 2030 | 2035 | 2040 | 2045 | 2050 | 2055 |  | 2028 | 2030 | 2035 | 2040 | 2045 | 2050 | 2055 | 2028 | 2030 | 2035 | 2040 | 2045 | 2050 | 2055 | 2028 | 2030 | 2035 | 2040 | 2045 | 2050 | 2055 | 2028 | 2030 | 2035 | 2040 | 2045 | 2050 | 2055
ERC_FRNT | 3.7594 | 3.4879 | 3.92 | 3.6175 | 3.8716 | 4.6615 | 5.0975 | 3.2604 | 3.1951 | 3.4343 | 3.1076 | 3.3838 | 4.1736 | 4.6096 | 2.792 | 3.3225 | 3.274 | 3.1349 | 3.3824 | 4.1722 | 4.6082 | 2.9325 | 3.4465 | 3.3278 | 3.4365 | 3.6273 | 4.4171 | 4.8531 | ERC_FRNT | 0.00052327 | 0.0019816 | 0.00052327 | 0 | 0 | 0 | 0 | 0 | 0 | 0 | 0 | 0 | 0 | 0 | 0.0096896 | 0.0091537 | 0.00039566 | 0 | 0 | 0 | 0.0010961 | 3.6264e-05 | 0.00010659 | 0 | 0 | 0 | 0 | 0
ERC_GWAY | 3.7594 | 3.4879 | 3.92 | 3.6175 | 3.8716 | 4.6615 | 5.0975 | 3.2604 | 3.1951 | 3.4343 | 3.1076 | 3.3838 | 4.1736 | 4.6096 | 2.792 | 3.3225 | 3.274 | 3.1349 | 3.3824 | 4.1722 | 4.6082 | 2.9325 | 3.4465 | 3.3278 | 3.4365 | 3.6273 | 4.4171 | 4.8531 | ERC_GWAY | 0.00053127 | 0.00053127 | 0.00053127 | 0 | 0 | 0 | 0 | 0 | 0 | 0 | 0 | 0 | 0 | 0 | 0.004256 | 0.0092938 | 0.00040172 | 0 | 0 | 0 | 0 | 0 | 0 | 0 | 0 | 0 | 0 | 0
ERC_PHDL | - | - | - | - | - | - | - | - | - | - | - | - | - | - | - | - | - | - | - | - | - | - | - | - | - | - | - | - | ERC_PHDL | 0 | 0 | 0 | 0 | 0 | 0 | 0 | 0 | 0 | 0 | 0 | 0 | 0 | 0 | 0 | 0 | 0 | 0 | 0 | 0 | 0 | 0 | 0 | 0 | 0 | 0 | 0 | 0
ERC_REST | 3.7594 | 3.4879 | 3.92 | 3.6175 | 3.8716 | 4.6615 | 5.0975 | 3.2604 | 3.1951 | 3.4343 | 3.1076 | 3.3838 | 4.1736 | 4.6096 | 2.792 | 3.3225 | 3.274 | 3.1349 | 3.3824 | 4.1722 | 4.6082 | 2.9325 | 3.4465 | 3.3278 | 3.4365 | 3.6273 | 4.4171 | 4.8531 | ERC_REST | 0.090831 | 0.11398 | 0.10134 | 0.0021354 | 0.0017927 | 0.0093988 | 0.020742 | 0.0008701 | 0.0042769 | 0 | 0 | 0 | 0 | 0 | 0.25198 | 0.26697 | 0.24762 | 0.095339 | 0.02952 | 0.14476 | 0.15922 | 0.075324 | 0.081173 | 0.073546 | 0.006408 | 0 | 0.018408 | 0.02606
ERC_WEST | 3.7241 | 3.4408 | 3.8643 | 3.5715 | 3.8227 | 4.6126 | 5.0486 | 3.2236 | 3.136 | 3.3471 | 3.0283 | 3.3076 | 4.0975 | 4.5335 | 2.7201 | 3.2217 | 3.1539 | 3.0457 | 3.2925 | 4.0823 | 4.5184 | 2.8846 | 3.3679 | 3.228 | 3.3359 | 3.5316 | 4.3215 | 4.7575 | ERC_WEST | 0.006023 | 0.0078336 | 0.0029581 | 9.0667e-05 | 0 | 0.00040864 | 0.00040864 | 0 | 0 | 0 | 0 | 0 | 0 | 0 | 0.015973 | 0.021199 | 0.0067395 | 0.0031497 | 0.0012764 | 0.0031658 | 0.0031578 | 0.0053095 | 0.0053095 | 0.0053095 | 0.0012767 | 0 | 0.0023934 | 0.0042747
FRCC | 4.0009 | 3.7339 | 4.2808 | 3.881 | 4.0538 | 4.8436 | 5.2796 | 3.4812 | 3.4326 | 3.834 | 3.3818 | 3.5397 | 4.3295 | 4.7656 | 3.3057 | 4.0541 | 3.8632 | 3.5086 | 3.7226 | 4.5125 | 4.9485 | 3.1253 | 3.7519 | 3.7629 | 3.77 | 3.9107 | 4.7005 | 5.1366 | FRCC | 0.30815 | 0.32286 | 0.33757 | 0.27654 | 0.20793 | 0.24697 | 0.29599 | 0.20861 | 0.21392 | 0.21036 | 0.14174 | 0.079782 | 0.096009 | 0.13394 | 0.7338 | 0.7422 | 0.77005 | 0.74789 | 0.63394 | 0.71882 | 0.82554 | 0.24911 | 0.25245 | 0.25856 | 0.23051 | 0.17832 | 0.21287 | 0.24932
MIS_AMSO | 3.7758 | 3.5273 | 4.1095 | 3.7505 | 3.943 | 4.7329 | 5.1689 | 3.2898 | 3.2463 | 3.6695 | 3.266 | 3.4604 | 4.2502 | 4.6862 | 2.7991 | 3.368 | 3.4666 | 3.2775 | 3.5032 | 4.293 | 4.729 | 2.912 | 3.5079 | 3.5641 | 3.608 | 3.7509 | 4.5407 | 4.9768 | MIS_AMSO | 0.042167 | 0.043398 | 0.037214 | 0.008109 | 0.0065481 | 0.012004 | 0.014384 | 0.025599 | 0.024778 | 0.009303 | 0.00039666 | 0.00042511 | 0.0018698 | 0.0020493 | 0.088692 | 0.08419 | 0.081438 | 0.065059 | 0.040291 | 0.061366 | 0.082813 | 0.029335 | 0.028722 | 0.023192 | 0.0039566 | 0.0027652 | 0.0073976 | 0.010338
MIS_AR | 3.7597 | 3.5051 | 4.027 | 3.7045 | 3.9185 | 4.7084 | 5.1444 | 3.282 | 3.2253 | 3.5811 | 3.2129 | 3.4236 | 4.2135 | 4.6495 | 2.7629 | 3.3156 | 3.3565 | 3.2091 | 3.4433 | 4.2332 | 4.6692 | 2.9373 | 3.494 | 3.4821 | 3.5601 | 3.7123 | 4.5021 | 4.9381 | MIS_AR | 0.022211 | 0.044909 | 0.030373 | 0.0018207 | 0.00022955 | 0.00194 | 0.0024446 | 0.006583 | 0.0093194 | 0.0012447 | 0 | 0 | 0 | 0 | 0.086128 | 0.10394 | 0.085843 | 0.043623 | 0.010831 | 0.04344 | 0.045627 | 0.023075 | 0.021763 | 0.013501 | 0.00039091 | 0 | 0.00097215 | 0.0012997
MIS_IA | 4.0507 | 3.7152 | 4.1074 | 3.7721 | 4.0022 | 4.792 | 5.228 | 3.5072 | 3.3418 | 3.5492 | 3.1663 | 3.4025 | 4.1923 | 4.6283 | 2.6591 | 3.1235 | 3.0945 | 3.0232 | 3.2654 | 4.0552 | 4.4913 | 3.0906 | 3.5547 | 3.4403 | 3.5088 | 3.6772 | 4.4671 | 4.9031 | MIS_IA | 0.0028253 | 0.011088 | 0.010245 | 0 | 0 | 0 | 0 | 6.0108e-06 | 0.0014596 | 0 | 0 | 0 | 0 | 0 | 0.022812 | 0.029924 | 0.031092 | 0.0092863 | 0.0001034 | 0.0055382 | 0.0087563 | 0.0074173 | 0.0073855 | 0.00080634 | 0 | 0 | 0 | 0
MIS_IL | 3.9033 | 3.599 | 4.0292 | 3.7187 | 3.954 | 4.7438 | 5.1798 | 3.4219 | 3.2839 | 3.5589 | 3.1918 | 3.4103 | 4.2001 | 4.6361 | 2.6705 | 3.1598 | 3.1726 | 3.0878 | 3.3382 | 4.1281 | 4.5641 | 3.0271 | 3.5296 | 3.4486 | 3.5305 | 3.7001 | 4.4899 | 4.926 | MIS_IL | 0.0020469 | 0.0065739 | 0.00011006 | 0 | 0 | 0 | 0 | 0.00012829 | 0.00019348 | 0 | 0 | 0 | 0 | 0 | 0.017212 | 0.014417 | 0.0055504 | 0.0030918 | 0 | 0 | 0 | 0.0016166 | 0.0014377 | 2.6045e-05 | 0 | 0 | 0 | 0
MIS_INKY | 3.7912 | 3.5343 | 4.0489 | 3.7254 | 3.9454 | 4.7352 | 5.1712 | 3.3126 | 3.2435 | 3.5922 | 3.2145 | 3.4164 | 4.2062 | 4.6422 | 2.6992 | 3.2241 | 3.2662 | 3.1497 | 3.3949 | 4.1848 | 4.6208 | 2.9476 | 3.5022 | 3.49 | 3.5572 | 3.7152 | 4.5051 | 4.9411 | MIS_INKY | 0.018654 | 0.025473 | 0.015416 | 0 | 0 | 0 | 0 | 0.010308 | 0.01118 | 9.4921e-05 | 0 | 0 | 0 | 0 | 0.065364 | 0.070965 | 0.062024 | 0.025113 | 0.0058343 | 0.022958 | 0.029945 | 0.015587 | 0.013568 | 0.0078692 | 0 | 0 | 0.00017836 | 0.00017175
MIS_LA | 3.7043 | 3.4533 | 4.0005 | 3.6625 | 3.8671 | 4.657 | 5.093 | 3.2226 | 3.1721 | 3.5581 | 3.1758 | 3.3827 | 4.1726 | 4.6086 | 2.7135 | 3.2787 | 3.3504 | 3.1823 | 3.4109 | 4.2007 | 4.6368 | 2.863 | 3.4373 | 3.4531 | 3.5188 | 3.6662 | 4.456 | 4.892 | MIS_LA | 0.045948 | 0.057186 | 0.044933 | 0.0086771 | 0.0016796 | 0.0075301 | 0.0086435 | 0.026272 | 0.025922 | 0.012342 | 0.00028609 | 4.0833e-05 | 0.00011923 | 0.00012655 | 0.082179 | 0.072459 | 0.098035 | 0.065839 | 0.035273 | 0.058209 | 0.058011 | 0.034908 | 0.032759 | 0.023413 | 0.0043909 | 0.00067387 | 0.0034788 | 0.0046089
MIS_LMI | 3.972 | 3.6525 | 4.0862 | 3.7695 | 3.9986 | 4.7885 | 5.2245 | 3.559 | 3.3808 | 3.6663 | 3.2881 | 3.483 | 4.2728 | 4.7088 | 2.7113 | 3.2046 | 3.2245 | 3.1466 | 3.4011 | 4.1909 | 4.6269 | 3.1181 | 3.6043 | 3.537 | 3.6098 | 3.7779 | 4.5677 | 5.0038 | MIS_LMI | 0.07918 | 0.084456 | 0.079267 | 0.043922 | 0.0098155 | 0.035546 | 0.036539 | 0.039807 | 0.049384 | 0.037171 | 0.0089515 | 0 | 0.0002679 | 0.00094329 | 0.18932 | 0.17931 | 0.18833 | 0.16223 | 0.10668 | 0.1435 | 0.15406 | 0.055109 | 0.052508 | 0.045921 | 0.024091 | 0.0072069 | 0.0096105 | 0.011592
MIS_MAPP | 4.092 | 3.7628 | 4.1578 | 3.8339 | 4.0822 | 4.8721 | 5.3081 | 3.6242 | 3.4482 | 3.6434 | 3.2565 | 3.5763 | 4.3661 | 4.8021 | 2.8121 | 3.2429 | 3.2214 | 3.1548 | 3.349 | 4.1389 | 4.5749 | 3.2254 | 3.6787 | 3.5517 | 3.5914 | 3.7068 | 4.4967 | 4.9327 | MIS_MAPP | 5.5082e-07 | 9.3639e-06 | 0 | 0 | 0 | 0 | 0 | 1.1016e-06 | 1.1016e-06 | 0 | 0 | 0 | 0 | 0 | 9.6421e-05 | 1.9053e-05 | 0 | 0 | 0 | 0 | 0 | 0 | 0 | 0 | 0 | 0 | 0 | 0
MIS_MIDA | 3.9593 | 3.6266 | 4.032 | 3.7164 | 3.9492 | 4.7391 | 5.1751 | 3.4477 | 3.2802 | 3.5013 | 3.1323 | 3.3702 | 4.1601 | 4.5961 | 2.6242 | 3.0894 | 3.067 | 2.9987 | 3.2395 | 4.0293 | 4.4654 | 3.0514 | 3.5124 | 3.4058 | 3.4798 | 3.6462 | 4.436 | 4.8721 | MIS_MIDA | 0.00017055 | 0.001504 | 0.00026991 | 0 | 0 | 0 | 0 | 0 | 0.0027962 | 0 | 0 | 0 | 0 | 0 | 0.0099548 | 0.022588 | 0.022591 | 0.0025873 | 0 | 0.0025907 | 0.0025942 | 0.00010671 | 0.0026277 | 0.0024694 | 0 | 0 | 0 | 0
MIS_MNWI | 4.3644 | 4.0341 | 4.4222 | 4.0825 | 4.3117 | 5.1015 | 5.5375 | 3.8626 | 3.6918 | 3.8977 | 3.5072 | 3.7285 | 4.5183 | 4.9543 | 2.9982 | 3.4756 | 3.4228 | 3.3441 | 3.5937 | 4.3835 | 4.8195 | 3.4234 | 3.9039 | 3.7727 | 3.8292 | 4.0035 | 4.7934 | 5.2294 | MIS_MNWI | 0.0046184 | 0.012285 | 0.0014983 | 2.2551e-05 | 0 | 0.00012059 | 0.00015815 | 0.00035152 | 0.00035688 | 2.55e-05 | 0 | 0 | 0 | 0 | 0.031677 | 0.035089 | 0.030431 | 0.0036968 | 0.00026929 | 0.010517 | 0.011688 | 0.0023633 | 0.0029928 | 0.00011728 | 5.345e-06 | 2.4162e-06 | 4.8178e-05 | 5.1034e-05
MIS_MO | 3.8779 | 3.5904 | 4.0319 | 3.7037 | 3.9279 | 4.7177 | 5.1538 | 3.3715 | 3.2589 | 3.5394 | 3.1624 | 3.3862 | 4.176 | 4.6121 | 2.6695 | 3.174 | 3.1756 | 3.0766 | 3.3234 | 4.1132 | 4.5493 | 2.9784 | 3.5013 | 3.4277 | 3.4999 | 3.6696 | 4.4594 | 4.8954 | MIS_MO | 0.0010338 | 0.0021402 | 0.00084405 | 1.1404e-05 | 0 | 0.00020385 | 0.00020442 | 0.00041971 | 0.00042183 | 0 | 0 | 0 | 0 | 0 | 0.0047591 | 0.017023 | 0.012153 | 0.0011858 | 0.00087581 | 0.0020421 | 0.0019898 | 0.00047104 | 0.00045695 | 0.00041851 | 0 | 0 | 0.00012858 | 0.00012915
MIS_MS | 3.842 | 3.5821 | 4.1449 | 3.7688 | 3.9457 | 4.7355 | 5.1715 | 3.3216 | 3.2766 | 3.6915 | 3.2695 | 3.4325 | 4.2223 | 4.6583 | 2.9767 | 3.5949 | 3.5599 | 3.3454 | 3.5633 | 4.3531 | 4.7892 | 2.9704 | 3.5677 | 3.6059 | 3.6394 | 3.7716 | 4.5615 | 4.9975 | MIS_MS | 0.013319 | 0.019636 | 0.018133 | 0.003706 | 0.00040942 | 0.0038813 | 0.007734 | 0.0075212 | 0.0061638 | 0.0054178 | 2.5576e-05 | 0 | 0.00011379 | 0.00020226 | 0.036413 | 0.038154 | 0.030107 | 0.025346 | 0.014802 | 0.032188 | 0.044251 | 0.0098934 | 0.010657 | 0.0085516 | 0.0016689 | 0.00034657 | 0.0016771 | 0.0041688
MIS_WOTA | 3.8799 | 3.6245 | 4.1379 | 3.8042 | 4.0273 | 4.8171 | 5.2531 | 3.39 | 3.3395 | 3.6871 | 3.3201 | 3.5486 | 4.3384 | 4.7744 | 2.8913 | 3.453 | 3.4927 | 3.3296 | 3.5632 | 4.3531 | 4.7891 | 3.0388 | 3.6038 | 3.582 | 3.6608 | 3.8188 | 4.6086 | 5.0446 | MIS_WOTA | 0.052151 | 0.061656 | 0.050189 | 0.012981 | 0.002371 | 0.011385 | 0.013043 | 0.023624 | 0.025028 | 0.02278 | 0.00080907 | 0.00010711 | 0.00013296 | 0.00020991 | 0.11461 | 0.11483 | 0.11223 | 0.076568 | 0.051031 | 0.07487 | 0.079125 | 0.036918 | 0.03772 | 0.032183 | 0.0074651 | 0.0011709 | 0.0076551 | 0.0086983
MIS_WUMS | 4.1126 | 3.7875 | 4.1715 | 3.8274 | 4.0557 | 4.8456 | 5.2816 | 3.6525 | 3.4764 | 3.6807 | 3.2826 | 3.489 | 4.2789 | 4.7149 | 2.7717 | 3.2623 | 3.1856 | 3.0994 | 3.3565 | 4.1463 | 4.5823 | 3.1908 | 3.6875 | 3.5396 | 3.5841 | 3.7643 | 4.5541 | 4.9902 | MIS_WUMS | 0.026583 | 0.038075 | 0.030908 | 0 | 0 | 0 | 0 | 0.0074075 | 0.017988 | 0.00013469 | 0 | 0 | 0 | 7.1959e-05 | 0.076666 | 0.086004 | 0.091544 | 0.056042 | 0.030796 | 0.061494 | 0.061592 | 0.022432 | 0.02004 | 0.018561 | 0.00040813 | 0.00025343 | 0.00099058 | 0.0013342
NENG_CT | 7.1713 | 7.3202 | 8.1312 | 6.6514 | 6.02 | 6.8099 | 7.2459 | 4.0895 | 3.9628 | 4.4068 | 3.5887 | 3.5965 | 4.3863 | 4.8223 | 2.3247 | 2.8796 | 3.0763 | 2.9381 | 3.194 | 3.9839 | 4.4199 | 2.8054 | 3.3542 | 3.4828 | 3.4915 | 3.6851 | 4.4749 | 4.9109 | NENG_CT | 0.015821 | 0.00878 | 0.00074691 | 0 | 0 | 0 | 0 | 0.0059197 | 0.0023251 | 0.001383 | 0 | 0 | 0 | 0 | 0.07238 | 0.073105 | 0.070561 | 0 | 0 | 0 | 0 | 0.024969 | 0.023107 | 0.016175 | 0 | 0 | 0 | 0
NENG_ME | 7.1472 | 7.2961 | 8.1071 | 6.6274 | 5.996 | 6.7858 | 7.2218 | 4.0654 | 3.9387 | 4.3827 | 3.5646 | 3.5724 | 4.3623 | 4.7983 | 2.3006 | 2.8555 | 3.0523 | 2.9141 | 3.17 | 3.9598 | 4.3958 | 2.7814 | 3.3302 | 3.4587 | 3.4674 | 3.661 | 4.4509 | 4.8869 | NENG_ME | 0.0012472 | 0.00024092 | 1.7641e-06 | 0 | 0 | 2.999e-05 | 2.9598e-05 | 8.0695e-06 | 7.9384e-06 | 0 | 0 | 0 | 0 | 0 | 0.011877 | 0.011873 | 0.0055181 | 0.0038713 | 0.0038418 | 0.0020369 | 0.0021012 | 0.0043904 | 0.0043842 | 0.0011361 | 0.00010596 | 5.4458e-05 | 0.00013495 | 5.4687e-05
NENGREST | 7.1472 | 7.2961 | 8.1071 | 6.6274 | 5.996 | 6.7858 | 7.2218 | 4.0654 | 3.9387 | 4.3827 | 3.5646 | 3.5724 | 4.3623 | 4.7983 | 2.3006 | 2.8555 | 3.0523 | 2.9141 | 3.17 | 3.9598 | 4.3958 | 2.7814 | 3.3302 | 3.4587 | 3.4674 | 3.661 | 4.4509 | 4.8869 | NENGREST | 0.006807 | 0.0039156 | 0.00084359 | 0.00070201 | 0.000534 | 0.002035 | 0.0020599 | 0.0027441 | 0.0020869 | 0.00087333 | 0 | 0 | 0 | 0 | 0.08766 | 0.085608 | 0.074255 | 0.075863 | 0.0566 | 0.041855 | 0.034532 | 0.027608 | 0.026311 | 0.016943 | 0.0049086 | 0.0011438 | 0.0026448 | 0.0036712
NY_Z_A | 3.3654 | 3.2294 | 3.9958 | 3.7081 | 3.9609 | 4.7508 | 5.1868 | 2.9377 | 2.9024 | 3.4503 | 3.1515 | 3.3403 | 4.1301 | 4.5661 | 2.1921 | 2.7317 | 3.0339 | 3.001 | 3.2512 | 4.041 | 4.477 | 2.3964 | 2.9895 | 3.2568 | 3.4106 | 3.5767 | 4.3665 | 4.8026 | NY_Z_A | 0.0057792 | 0.0057452 | 0.0046591 | 1.3778e-06 | 0 | 0 | 0 | 0.0005735 | 0.00057961 | 9.4354e-06 | 0 | 0 | 0 | 0 | 0.001793 | 0.0025828 | 0.002448 | 8.6026e-05 | 8.6026e-05 | 1.7978e-05 | 8.6026e-05 | 0.00081386 | 0.00058944 | 4.2985e-05 | 0 | 0 | 0 | 0
NY_Z_B | 3.2337 | 3.0924 | 3.8961 | 3.6567 | 3.9139 | 4.7038 | 5.1398 | 2.8652 | 2.8403 | 3.4068 | 3.1201 | 3.3098 | 4.0996 | 4.5357 | 2.1247 | 2.6712 | 2.9982 | 2.9741 | 3.2255 | 4.0154 | 4.4514 | 2.3173 | 2.9225 | 3.2179 | 3.3832 | 3.5482 | 4.338 | 4.774 | NY_Z_B | 0.0031527 | 0.003154 | 0.0030154 | 6.4179e-06 | 0 | 0 | 0 | 0.00081716 | 0.00092088 | 0.00030679 | 0 | 0 | 0 | 0 | 0.0026098 | 0.0031274 | 0.0025971 | 2.4774e-05 | 0 | 1.136e-05 | 3.0012e-05 | 0.0010937 | 0.00095867 | 0.00025299 | 0 | 1.2353e-06 | 2.0834e-06 | 4.73e-06
NY_Z_C&E | 3.9486 | 3.7755 | 4.3968 | 4.0171 | 4.2409 | 5.0308 | 5.4668 | 3.1843 | 3.1059 | 3.5998 | 3.2414 | 3.4172 | 4.207 | 4.6431 | 2.2399 | 2.7885 | 3.0732 | 3.0128 | 3.2636 | 4.0534 | 4.4894 | 2.4988 | 3.0858 | 3.3269 | 3.4562 | 3.6222 | 4.412 | 4.848 | NY_Z_C&E | 0.014419 | 0.016095 | 0.013788 | 0 | 0 | 0.00082683 | 0.00028832 | 0.007766 | 0.008599 | 0.0084123 | 0 | 0 | 0 | 0 | 0.024023 | 0.024446 | 0.024422 | 0.017601 | 0.017772 | 0.0070619 | 0.0071097 | 0.0085905 | 0.0086589 | 0.0084301 | 0 | 0 | 1.2013e-05 | 0.00010818
NY_Z_D | 5.3782 | 5.1418 | 5.3981 | 4.7379 | 4.8949 | 5.6848 | 6.1208 | 3.8225 | 3.6372 | 3.9857 | 3.4839 | 3.632 | 4.4218 | 4.8578 | 2.4702 | 3.023 | 3.2233 | 3.0902 | 3.3396 | 4.1295 | 4.5655 | 2.8616 | 3.4124 | 3.5448 | 3.6023 | 3.7701 | 4.56 | 4.996 | NY_Z_D | 0 | 0 | 0 | 0 | 0 | 0 | 0 | 0 | 0 | 0 | 0 | 0 | 0 | 0 | 0 | 0 | 0.00021404 | 0 | 0 | 0 | 0 | 0 | 0 | 0 | 0 | 0 | 0 | 0
NY_Z_F | 5.3782 | 5.1418 | 5.3981 | 4.7379 | 4.8949 | 5.6848 | 6.1208 | 3.8225 | 3.6372 | 3.9857 | 3.4839 | 3.632 | 4.4218 | 4.8578 | 2.4702 | 3.023 | 3.2233 | 3.0902 | 3.3396 | 4.1295 | 4.5655 | 2.8616 | 3.4124 | 3.5448 | 3.6023 | 3.7701 | 4.56 | 4.996 | NY_Z_F | 0.027615 | 0.030387 | 0.01439 | 0 | 0 | 0 | 0 | 0.00062663 | 0.0034873 | 0 | 0 | 0 | 0 | 0 | 0.0258 | 0.046193 | 0.047921 | 0.007886 | 0.0111 | 0.010655 | 0.011806 | 0.0083659 | 0.011852 | 0.0048637 | 0 | 0 | 0 | 0
NY_Z_G-I | 5.3782 | 5.1418 | 5.3981 | 4.7379 | 4.8949 | 5.6848 | 6.1208 | 3.8225 | 3.6372 | 3.9857 | 3.4839 | 3.632 | 4.4218 | 4.8578 | 2.4702 | 3.023 | 3.2233 | 3.0902 | 3.3396 | 4.1295 | 4.5655 | 2.8616 | 3.4124 | 3.5448 | 3.6023 | 3.7701 | 4.56 | 4.996 | NY_Z_G-I | 0.020111 | 0.020159 | 0.020048 | 0.00017521 | 0.0001688 | 0.0032364 | 0.0025746 | 0.013597 | 0.013599 | 0.0022099 | 0 | 0 | 1.6911e-05 | 1.6783e-05 | 0.037821 | 0.037807 | 0.037737 | 0.024086 | 0.029767 | 0.031013 | 0.028592 | 0.013609 | 0.013608 | 0.010498 | 0.00059669 | 1.2577e-05 | 0.00098214 | 0.00099031
NY_Z_J | 6.8343 | 7.1917 | 6.7807 | 5.3793 | 5.4022 | 6.1921 | 6.6281 | 4.0421 | 3.9232 | 4.1726 | 3.6235 | 3.7195 | 4.5093 | 4.9453 | 2.4842 | 3.0254 | 3.2303 | 3.1047 | 3.3532 | 4.1431 | 4.5791 | 2.8963 | 3.4471 | 3.5689 | 3.616 | 3.7813 | 4.5711 | 5.0071 | NY_Z_J | 0.020552 | 0.016688 | 0.0078164 | 0.0075639 | 0.0078061 | 0.011949 | 0.012284 | 0.01062 | 0.010465 | 0.0084699 | 7.0686e-05 | 7.8477e-05 | 0.00047722 | 0.0005665 | 0.085967 | 0.085646 | 0.069143 | 0.071323 | 0.065912 | 0.078542 | 0.085734 | 0.022088 | 0.022396 | 0.014046 | 0.0065282 | 0.005461 | 0.0087713 | 0.010099
NY_Z_K | 6.8343 | 7.1917 | 6.7807 | 5.3793 | 5.4022 | 6.1921 | 6.6281 | 4.0421 | 3.9232 | 4.1726 | 3.6235 | 3.7195 | 4.5093 | 4.9453 | 2.4842 | 3.0254 | 3.2303 | 3.1047 | 3.3532 | 4.1431 | 4.5791 | 2.8963 | 3.4471 | 3.5689 | 3.616 | 3.7813 | 4.5711 | 5.0071 | NY_Z_K | 0.0051841 | 0.0014665 | 0.00010766 | 0.00010164 | 0.00010294 | 0.00010337 | 9.7525e-05 | 0.0013094 | 0.00084861 | 0.00010564 | 0 | 7.635e-05 | 8.5835e-05 | 8.5835e-05 | 0.0368 | 0.027927 | 0.012906 | 0.0045968 | 0.008284 | 0.0080571 | 0.0081985 | 0.0035647 | 0.0028709 | 0.0015132 | 0.00023299 | 0.00022145 | 0.00030954 | 0.00016869
PJM_AP | 3.3411 | 3.1405 | 3.8436 | 3.5627 | 3.7962 | 4.586 | 5.0221 | 2.8112 | 2.7823 | 3.3042 | 2.9829 | 3.1575 | 3.9473 | 4.3833 | 2.0573 | 2.5997 | 2.8938 | 2.8464 | 3.0823 | 3.8721 | 4.3081 | 2.2628 | 2.8632 | 3.118 | 3.2566 | 3.4113 | 4.2011 | 4.6371 | PJM_AP | 0.047279 | 0.047308 | 0.045734 | 0.036613 | 0.024685 | 0.062578 | 0.086093 | 0.027006 | 0.027049 | 0.026276 | 0.0047361 | 0 | 0.0050283 | 0.016507 | 0.077024 | 0.073768 | 0.068806 | 0.066968 | 0.066079 | 0.23634 | 0.28717 | 0.02873 | 0.027185 | 0.026318 | 0.021075 | 0.011356 | 0.02536 | 0.040236
PJM_ATSI | 3.4346 | 3.2179 | 3.8356 | 3.552 | 3.7909 | 4.5808 | 5.0168 | 2.9823 | 2.9235 | 3.3603 | 3.0266 | 3.2193 | 4.0091 | 4.4451 | 2.2774 | 2.7961 | 2.9619 | 2.9008 | 3.1434 | 3.9333 | 4.3693 | 2.5293 | 3.0893 | 3.2165 | 3.3308 | 3.4878 | 4.2776 | 4.7136 | PJM_ATSI | 0.124 | 0.12433 | 0.096356 | 0.07942 | 0.034419 | 0.080792 | 0.089507 | 0.083706 | 0.08373 | 0.046489 | 0.012919 | 0.00083491 | 0.0085877 | 0.0072612 | 0.24637 | 0.23627 | 0.20526 | 0.21291 | 0.21403 | 0.31136 | 0.32522 | 0.084759 | 0.083847 | 0.050225 | 0.043425 | 0.014613 | 0.043432 | 0.044098
PJM_COMD | 3.9867 | 3.6574 | 4.0677 | 3.7512 | 3.9838 | 4.7737 | 5.2097 | 3.4975 | 3.3264 | 3.5893 | 3.2145 | 3.4264 | 4.2162 | 4.6522 | 2.6788 | 3.1642 | 3.1758 | 3.0914 | 3.3419 | 4.1318 | 4.5678 | 3.0863 | 3.5576 | 3.477 | 3.5507 | 3.7177 | 4.5075 | 4.9435 | PJM_COMD | 0.022511 | 0.034794 | 0.022655 | 0 | 0 | 0.00010341 | 0.00011213 | 0.003048 | 0.017444 | 7.2465e-05 | 0 | 0 | 1.8011e-06 | 3.9095e-06 | 0.097075 | 0.090499 | 0.091024 | 0.062806 | 0.00029394 | 0.00093706 | 0.00098472 | 0.016012 | 0.015121 | 0.013979 | 0.00013285 | 5.3534e-06 | 9.5358e-06 | 1.4264e-05
PJM_Dom | 3.9636 | 3.7012 | 4.2515 | 3.8514 | 4.0416 | 4.8315 | 5.2675 | 3.1639 | 3.1135 | 3.5387 | 3.1486 | 3.2923 | 4.0821 | 4.5182 | 2.4464 | 2.9004 | 3.1396 | 3.0038 | 3.2095 | 3.9994 | 4.4354 | 2.5545 | 3.1402 | 3.321 | 3.4078 | 3.548 | 4.3378 | 4.7738 | PJM_Dom | 0.057322 | 0.063727 | 0.080344 | 0.002511 | 0.0036102 | 2.5256e-05 | 2.5236e-05 | 0.033408 | 0.03847 | 0.027075 | 0 | 0 | 2.8774e-06 | 1.4204e-05 | 0.14657 | 0.14729 | 0.15391 | 0.13056 | 0.093081 | 6.1075e-05 | 6.1075e-05 | 0.051682 | 0.04476 | 0.046718 | 0.013002 | 0.012059 | 1.5485e-05 | 1.5468e-05
PJM_EMAC | 4.1609 | 3.9066 | 4.4437 | 4.029 | 4.2286 | 5.0185 | 5.4545 | 3.3306 | 3.2751 | 3.6971 | 3.2974 | 3.4504 | 4.2403 | 4.6763 | 2.5198 | 2.9929 | 3.2349 | 3.1075 | 3.3339 | 4.1237 | 4.5598 | 2.6756 | 3.2585 | 3.4414 | 3.5276 | 3.6776 | 4.4674 | 4.9034 | PJM_EMAC | 0.063078 | 0.067554 | 0.097658 | 0.028976 | 0.033408 | 0.10418 | 0.15468 | 0.03133 | 0.04009 | 0.010169 | 0.0066036 | 0.0082829 | 0.024079 | 0.052498 | 0.22127 | 0.23333 | 0.27977 | 0.22857 | 0.1888 | 0.29521 | 0.36262 | 0.066209 | 0.055437 | 0.062349 | 0.017098 | 0.015984 | 0.060479 | 0.090645
PJM_PENE | 3.0577 | 2.9021 | 3.6896 | 3.4629 | 3.7196 | 4.5095 | 4.9455 | 2.6845 | 2.6609 | 3.2197 | 2.9332 | 3.1239 | 3.9137 | 4.3497 | 1.9565 | 2.5018 | 2.8194 | 2.7942 | 3.0438 | 3.8337 | 4.2697 | 2.1519 | 2.7538 | 3.0408 | 3.2035 | 3.3664 | 4.1562 | 4.5922 | PJM_PENE | 0.034747 | 0.034633 | 0.034219 | 0.033003 | 0.00085036 | 0.034014 | 0.034014 | 0.023158 | 0.023169 | 0.022983 | 0.00020662 | 0 | 0.00044092 | 0.00044766 | 0.072178 | 0.066017 | 0.06509 | 0.063914 | 0.064025 | 0.064568 | 0.064631 | 0.023699 | 0.023149 | 0.023087 | 0.017448 | 0.00072438 | 0.018115 | 0.022067
PJM_SMAC | 4.0454 | 3.7806 | 4.3356 | 3.9378 | 4.1351 | 4.925 | 5.361 | 3.1976 | 3.1538 | 3.6091 | 3.2279 | 3.3842 | 4.174 | 4.6101 | 2.3627 | 2.8974 | 3.1536 | 3.0682 | 3.2974 | 4.0873 | 4.5233 | 2.5921 | 3.1869 | 3.3859 | 3.4851 | 3.6367 | 4.4266 | 4.8626 | PJM_SMAC | 0.029467 | 0.029532 | 0.023664 | 0.016975 | 0.007399 | 0.013532 | 0.015916 | 0.018453 | 0.020797 | 0.0071572 | 0.0046726 | 0.00038127 | 0.0078957 | 0.0054241 | 0.069747 | 0.067446 | 0.064311 | 0.057094 | 0.056346 | 0.057539 | 0.060799 | 0.02387 | 0.022891 | 0.013796 | 0.0094336 | 0.005663 | 0.0083643 | 0.0077155
PJM_West | 3.6671 | 3.4135 | 3.9603 | 3.635 | 3.8549 | 4.6447 | 5.0808 | 3.1413 | 3.0686 | 3.4551 | 3.0869 | 3.2688 | 4.0587 | 4.4947 | 2.4618 | 2.9571 | 3.079 | 2.9772 | 3.2082 | 3.998 | 4.434 | 2.6881 | 3.2428 | 3.314 | 3.4002 | 3.5516 | 4.3414 | 4.7774 | PJM_West | 0.1261 | 0.13143 | 0.1316 | 0.072166 | 0.02197 | 0.062005 | 0.068283 | 0.074499 | 0.074526 | 0.069788 | 0.0020022 | 0 | 0.0012223 | 0.0017725 | 0.19676 | 0.19026 | 0.22859 | 0.18723 | 0.17074 | 0.18657 | 0.1886 | 0.071994 | 0.065013 | 0.074655 | 0.027587 | 0.0036816 | 0.036825 | 0.036871
PJM_WMAC | 3.2345 | 3.0472 | 3.7812 | 3.527 | 3.7695 | 4.5593 | 4.9953 | 2.756 | 2.729 | 3.2638 | 2.956 | 3.1402 | 3.9301 | 4.3661 | 1.9952 | 2.5384 | 2.8455 | 2.8062 | 3.0543 | 3.8441 | 4.2801 | 2.2029 | 2.8026 | 3.0725 | 3.2209 | 3.3813 | 4.1711 | 4.6071 | PJM_WMAC | 0.13117 | 0.13305 | 0.12653 | 0.10034 | 0.094709 | 0.10822 | 0.11224 | 0.073264 | 0.073275 | 0.061478 | 0.0025519 | 0.0027832 | 0.02821 | 0.028384 | 0.24574 | 0.23995 | 0.19413 | 0.17665 | 0.16322 | 0.2013 | 0.21359 | 0.076113 | 0.073275 | 0.071712 | 0.0575 | 0.041587 | 0.062499 | 0.061197
S_C_KY | 3.8494 | 3.6004 | 4.1673 | 3.8206 | 4.0288 | 4.8186 | 5.2546 | 3.2511 | 3.2025 | 3.622 | 3.2514 | 3.4277 | 4.2175 | 4.6535 | 2.5925 | 3.1293 | 3.2783 | 3.1675 | 3.3927 | 4.1825 | 4.6185 | 2.8009 | 3.3774 | 3.482 | 3.5639 | 3.7097 | 4.4996 | 4.9356 | S_C_KY | 0.036945 | 0.03838 | 0.023571 | 0.0087944 | 0.0029767 | 0.013203 | 0.013538 | 0.027119 | 0.027191 | 0.0060209 | 6.1696e-05 | 2.7848e-05 | 0.00054534 | 0.00043082 | 0.082345 | 0.078425 | 0.064314 | 0.068478 | 0.071314 | 0.07073 | 0.077307 | 0.02838 | 0.026919 | 0.011588 | 0.0052857 | 0.0027182 | 0.0057278 | 0.0049336
S_C_TVA | 3.7909 | 3.5339 | 4.0809 | 3.7184 | 3.9157 | 4.7055 | 5.1415 | 3.2408 | 3.1877 | 3.5876 | 3.188 | 3.3635 | 4.1533 | 4.5893 | 2.7224 | 3.2806 | 3.3469 | 3.1734 | 3.3947 | 4.1845 | 4.6205 | 2.8415 | 3.4308 | 3.4772 | 3.5308 | 3.676 | 4.4658 | 4.9018 | S_C_TVA | 0.10352 | 0.092195 | 0.095747 | 0.0043139 | 0.0015904 | 0.0099037 | 0.02008 | 0.059608 | 0.042524 | 0.014262 | 1.6754e-05 | 0 | 0 | 9.7203e-05 | 0.26325 | 0.23857 | 0.27311 | 0.21395 | 0.10343 | 0.15609 | 0.20687 | 0.076459 | 0.056681 | 0.063206 | 0.0033541 | 0.0018035 | 0.0086978 | 0.015178
S_D_AECI | 3.8492 | 3.5844 | 4.0439 | 3.7094 | 3.9293 | 4.7191 | 5.1551 | 3.3455 | 3.2602 | 3.5706 | 3.1896 | 3.4062 | 4.1961 | 4.6321 | 2.7042 | 3.2284 | 3.242 | 3.1276 | 3.3774 | 4.1672 | 4.6032 | 2.9539 | 3.5078 | 3.4507 | 3.5219 | 3.6933 | 4.4831 | 4.9192 | S_D_AECI | 0.0043122 | 0.0054725 | 0.0095911 | 0.00014825 | 0 | 0.00018268 | 0.0002657 | 6.6225e-05 | 0.00010412 | 0 | 0 | 0 | 0 | 0 | 0.019486 | 0.021015 | 0.030147 | 0.0031104 | 0.00022583 | 0.0071177 | 0.0087831 | 0.0017295 | 0.001975 | 0.0026799 | 0 | 0 | 3.9253e-05 | 4.7701e-05
S_SOU | 3.8424 | 3.5835 | 4.1383 | 3.756 | 3.9354 | 4.7252 | 5.1613 | 3.3168 | 3.2715 | 3.6846 | 3.2566 | 3.4202 | 4.21 | 4.646 | 2.9712 | 3.591 | 3.5692 | 3.3289 | 3.5511 | 4.3409 | 4.777 | 2.9555 | 3.5598 | 3.5964 | 3.6257 | 3.7627 | 4.5525 | 4.9885 | S_SOU | 0.2243 | 0.2041 | 0.20322 | 0.047184 | 0.012006 | 0.035957 | 0.027162 | 0.12662 | 0.1059 | 0.075829 | 0.0030189 | 0.00046647 | 0.002977 | 0.0029454 | 0.48404 | 0.46783 | 0.47598 | 0.3963 | 0.36613 | 0.44881 | 0.49968 | 0.16094 | 0.13138 | 0.12784 | 0.04612 | 0.0086503 | 0.030412 | 0.033234
S_VACA | 4.2382 | 3.9831 | 4.5289 | 4.132 | 4.3199 | 5.1097 | 5.5457 | 3.6451 | 3.5932 | 3.9822 | 3.5568 | 3.7145 | 4.5043 | 4.9404 | 3.185 | 3.679 | 3.777 | 3.5387 | 3.7427 | 4.5325 | 4.9685 | 3.1877 | 3.7979 | 3.8538 | 3.8886 | 4.03 | 4.8199 | 5.2559 | S_VACA | 0.14815 | 0.16153 | 0.16082 | 0.14814 | 0.12783 | 0.18556 | 0.20003 | 0.093933 | 0.088043 | 0.056687 | 0.023593 | 0.0078427 | 0.032096 | 0.049109 | 0.33077 | 0.30282 | 0.27944 | 0.26742 | 0.2593 | 0.36079 | 0.42165 | 0.11462 | 0.10061 | 0.091283 | 0.084107 | 0.066521 | 0.096365 | 0.11327
SPP_KIAM | 3.61 | 3.3397 | 3.8104 | 3.5058 | 3.7288 | 4.5187 | 4.9547 | 3.1212 | 3.0449 | 3.3461 | 2.9969 | 3.2201 | 4.0099 | 4.446 | 2.5573 | 3.0781 | 3.0687 | 2.9635 | 3.2007 | 3.9905 | 4.4265 | 2.7646 | 3.2958 | 3.2296 | 3.3277 | 3.4828 | 4.2727 | 4.7087 | SPP_KIAM | 0.00079353 | 0.0013519 | 0.00079353 | 0 | 0 | 0 | 0 | 0 | 0 | 0 | 0 | 0 | 0 | 0 | 0.022419 | 0.022419 | 0.0064704 | 1.6217e-05 | 1.6217e-05 | 1.6217e-05 | 1.6217e-05 | 0.00038942 | 0.00050309 | 0.00018147 | 0 | 0 | 0 | 0.00025716
SPP_N | 3.8126 | 3.5303 | 3.9775 | 3.6679 | 3.8939 | 4.6838 | 5.1198 | 3.3185 | 3.2178 | 3.4948 | 3.1384 | 3.3637 | 4.1535 | 4.5895 | 2.6763 | 3.1736 | 3.1466 | 3.0653 | 3.3087 | 4.0986 | 4.5346 | 2.9344 | 3.4565 | 3.3637 | 3.4572 | 3.6206 | 4.4104 | 4.8464 | SPP_N | 0.0017343 | 0.0032728 | 0.0011227 | 0.00077368 | 0 | 0.00050357 | 0.00048077 | 7.7724e-06 | 1.1325e-06 | 0 | 0 | 0 | 0 | 0 | 0.011013 | 0.019899 | 0.008036 | 0.0037958 | 0.0034793 | 0.0036529 | 0.0039421 | 0.00070308 | 0.00083437 | 0.00024721 | 0.00022982 | 0 | 0.0001467 | 0.00038455
SPP_NEBR | 4.2117 | 3.9108 | 4.3477 | 4.0584 | 4.2924 | 5.0822 | 5.5182 | 3.727 | 3.6112 | 3.8546 | 3.5158 | 3.7544 | 4.5442 | 4.9802 | 3.0451 | 3.5139 | 3.4771 | 3.4213 | 3.6571 | 4.4469 | 4.883 | 3.3388 | 3.8308 | 3.7117 | 3.8228 | 3.9849 | 4.7748 | 5.2108 | SPP_NEBR | 0.00028504 | 0.00040183 | 0.0002421 | 6.3683e-05 | 0 | 6.1409e-05 | 0.00013377 | 0 | 0 | 0 | 0 | 0 | 0 | 0 | 0.0014327 | 0.0032487 | 0.0032049 | 0.0027086 | 0.0022332 | 0.0036992 | 0.0044662 | 0 | 3.1842e-05 | 4.4537e-05 | 3.2305e-05 | 0 | 0 | 0
SPP_SPS | 3.8255 | 3.5115 | 3.916 | 3.6268 | 3.8725 | 4.6623 | 5.0984 | 3.2793 | 3.1782 | 3.3592 | 3.0375 | 3.3446 | 4.1344 | 4.5705 | 2.7584 | 3.2468 | 3.2973 | 3.079 | 3.3073 | 4.0972 | 4.5332 | 2.9351 | 3.4139 | 3.2421 | 3.3454 | 3.5512 | 4.341 | 4.777 | SPP_SPS | 0.00079406 | 0.0010435 | 0.00031594 | 0 | 0 | 0 | 0 | 1.6872e-05 | 1.9119e-05 | 0 | 0 | 0 | 0 | 0 | 0.0075927 | 0.0080058 | 8.1481e-05 | 7.9397e-05 | 0 | 0.00010139 | 0.0002068 | 1.4328e-05 | 2.0855e-05 | 1.0006e-05 | 0 | 0 | 0 | 0
SPP_WAUE | 3.7638 | 3.4316 | 3.8213 | 3.487 | 3.7283 | 4.5182 | 4.9542 | 3.2602 | 3.0883 | 3.2831 | 2.8929 | 3.1842 | 3.974 | 4.41 | 2.4279 | 2.8695 | 2.8434 | 2.7742 | 2.9849 | 3.7747 | 4.2108 | 2.8486 | 3.3066 | 3.1812 | 3.2286 | 3.3624 | 4.1523 | 4.5883 | SPP_WAUE | 0.00034259 | 0.00064804 | 0.00075172 | 0 | 0 | 6.9209e-05 | 0.00022114 | 0 | 0 | 0 | 0 | 0 | 0 | 0 | 0.0055619 | 0.0040526 | 0.0039437 | 0.00082597 | 0.00032053 | 0.00066949 | 0.0018391 | 8.9198e-05 | 8.9198e-05 | 0.00015953 | 7.8704e-05 | 0 | 7.3457e-05 | 7.3457e-05
SPP_WEST | 3.61 | 3.3397 | 3.8104 | 3.5058 | 3.7288 | 4.5187 | 4.9547 | 3.1212 | 3.0449 | 3.3461 | 2.9969 | 3.2201 | 4.0099 | 4.446 | 2.5573 | 3.0781 | 3.0687 | 2.9635 | 3.2007 | 3.9905 | 4.4265 | 2.7646 | 3.2958 | 3.2296 | 3.3277 | 3.4828 | 4.2727 | 4.7087 | SPP_WEST | 0.011013 | 0.024698 | 0.010904 | 0.00043075 | 0 | 0.00020076 | 0.0012612 | 0.00087662 | 0.00088912 | 0 | 0 | 0 | 0 | 0 | 0.10442 | 0.10646 | 0.049148 | 0.017304 | 0.014912 | 0.016555 | 0.026601 | 0.0058931 | 0.0060784 | 0.0023524 | 6.3203e-05 | 0 | 6.5062e-05 | 6.5062e-05
WEC_BANC | 4.644 | 3.7329 | 4.1242 | 3.5964 | 3.5454 | 4.3352 | 4.7713 | 3.8316 | 3.4573 | 3.3696 | 2.8767 | 3.2289 | 4.0187 | 4.4547 | 3.592 | 3.1634 | 3.3632 | 3.0158 | 3.1129 | 3.9028 | 4.3388 | 3.4461 | 3.7006 | 3.1431 | 3.1303 | 3.5333 | 4.3231 | 4.7591 | WEC_BANC | 0.020826 | 0.02389 | 0.022253 | 0.023296 | 0.020824 | 0.015272 | 0.015799 | 0.011961 | 0.011523 | 0.0096288 | 0.011375 | 0.00017221 | 3.3899e-05 | 0.00049509 | 0.037313 | 0.039453 | 0.02887 | 0.02045 | 0.003081 | 0.0021544 | 0.0015028 | 0.016176 | 0.016175 | 0.01477 | 0.015679 | 0.013804 | 0.0073962 | 0.0086328
WEC_CALN | 4.5867 | 3.8522 | 4.2171 | 3.8342 | 3.9566 | 4.7465 | 5.1825 | 3.678 | 3.4529 | 3.4541 | 3.0762 | 3.4856 | 4.2755 | 4.7115 | 3.5739 | 3.5065 | 4.1022 | 3.3033 | 3.4438 | 4.2336 | 4.6696 | 3.3133 | 3.7155 | 3.3471 | 3.3512 | 3.707 | 4.4969 | 4.9329 | WEC_CALN | 0.10325 | 0.11936 | 0.12799 | 0.10883 | 0.041748 | 0.051527 | 0.026985 | 0.062224 | 0.05539 | 0.05266 | 0.022963 | 0 | 6.6465e-05 | 0.00024125 | 0.17141 | 0.14051 | 0.10543 | 0.075012 | 0.0054402 | 0.0088518 | 0.010693 | 0.075686 | 0.081704 | 0.087065 | 0.066137 | 0.031089 | 0.02984 | 0.016475
WEC_LADW | 4.672 | 3.8366 | 4.1993 | 3.7793 | 3.8563 | 4.6462 | 5.0822 | 3.7366 | 3.4632 | 3.4378 | 3.0315 | 3.4246 | 4.2144 | 4.6505 | 3.6945 | 3.5952 | 4.0141 | 3.2517 | 3.3689 | 4.1588 | 4.5948 | 3.3725 | 3.7196 | 3.2997 | 3.2987 | 3.6673 | 4.4571 | 4.8932 | WEC_LADW | 0.028124 | 0.037373 | 0.03747 | 0.034371 | 0.028614 | 0.023813 | 0.030053 | 0.0055996 | 0.016163 | 0.0077895 | 0.0053969 | 0 | 0 | 0.00014167 | 0.040518 | 0.049566 | 0.049163 | 0.025432 | 0.00045256 | 0.0005254 | 0.00052558 | 0.022293 | 0.024868 | 0.025161 | 0.020689 | 0.020744 | 0.015975 | 0.011074
WEC_SDGE | 4.7123 | 3.9515 | 4.285 | 3.9751 | 4.177 | 4.9669 | 5.4029 | 3.6543 | 3.4805 | 3.5165 | 3.2002 | 3.6295 | 4.4194 | 4.8554 | 3.807 | 4.0384 | 4.6748 | 3.496 | 3.6355 | 4.4254 | 4.8614 | 3.3069 | 3.7506 | 3.467 | 3.4753 | 3.8123 | 4.6022 | 5.0382 | WEC_SDGE | 0.0155 | 0.016934 | 0.015912 | 0.015174 | 0.005553 | 0.0069956 | 0.00016291 | 0.0074664 | 0.0097363 | 0.0035415 | 0.0032768 | 0 | 0 | 4.3276e-05 | 0.026852 | 0.025837 | 0.015946 | 0.0020807 | 0.00067809 | 0.00072644 | 0.0010977 | 0.010959 | 0.010891 | 0.010977 | 0.010538 | 0.0028201 | 0.0031163 | 0.0037539
WECC_AZ | 4.1616 | 3.6601 | 4.0011 | 3.6798 | 3.9 | 4.6899 | 5.1259 | 3.3188 | 3.195 | 3.2503 | 2.905 | 3.3508 | 4.1407 | 4.5767 | 3.2294 | 3.747 | 4.3735 | 3.2323 | 3.3715 | 4.1613 | 4.5973 | 2.9591 | 3.4581 | 3.189 | 3.2112 | 3.5206 | 4.3104 | 4.7464 | WECC_AZ | 0.057437 | 0.079599 | 0.10369 | 0.086149 | 0.044221 | 0.070908 | 0.080015 | 0.020134 | 0.032873 | 0.033751 | 0.017535 | 1.6135e-06 | 0.0056362 | 0.018648 | 0.13514 | 0.13455 | 0.18842 | 0.19412 | 0.036727 | 0.13813 | 0.15697 | 0.039752 | 0.050093 | 0.055311 | 0.045025 | 0.027875 | 0.053391 | 0.078549
WECC_CO | 3.9572 | 3.5817 | 3.9613 | 3.6486 | 3.902 | 4.6919 | 5.1279 | 3.2426 | 3.1657 | 3.2596 | 2.9292 | 3.3787 | 4.1686 | 4.6046 | 2.6766 | 3.1798 | 3.6862 | 3.1303 | 3.3323 | 4.1222 | 4.5582 | 2.9336 | 3.4225 | 3.2033 | 3.2629 | 3.5514 | 4.3412 | 4.7772 | WECC_CO | 0.025367 | 0.039288 | 0.046037 | 0.045744 | 0.027884 | 0.046528 | 0.062481 | 0.0085844 | 0.012639 | 0.011599 | 0.0022167 | 0 | 0.0004891 | 0.0044163 | 0.057485 | 0.057703 | 0.070929 | 0.034244 | 0.0039796 | 0.012824 | 0.015232 | 0.016405 | 0.025908 | 0.030368 | 0.029881 | 0.01636 | 0.02817 | 0.042188
WECC_ID | 3.9987 | 3.4764 | 3.9264 | 3.6 | 3.8471 | 4.637 | 5.073 | 3.2199 | 3.118 | 3.1552 | 2.8101 | 3.2965 | 4.0863 | 4.5224 | 2.4754 | 2.9488 | 3.8477 | 3.0788 | 3.2181 | 4.008 | 4.444 | 2.8727 | 3.3696 | 3.1096 | 3.1491 | 3.4622 | 4.2521 | 4.6881 | WECC_ID | 0.035835 | 0.038281 | 0.038347 | 0.038281 | 0.034677 | 0.038298 | 0.056108 | 0.0042836 | 0.017863 | 0.0062036 | 0.0068905 | 0 | 5.5423e-06 | 0.0012683 | 0.038663 | 0.060497 | 0.018068 | 0.0077217 | 0.0021723 | 0.0095988 | 0.023048 | 0.025975 | 0.025978 | 0.029282 | 0.025977 | 0.025974 | 0.029965 | 0.03828
WECC_IID | 4.6999 | 3.9402 | 4.2743 | 3.9622 | 4.1673 | 4.9571 | 5.3931 | 3.6417 | 3.4691 | 3.506 | 3.1863 | 3.6203 | 4.4102 | 4.8462 | 3.797 | 4.0269 | 4.6651 | 3.4875 | 3.6249 | 4.4148 | 4.8508 | 3.299 | 3.7387 | 3.4562 | 3.4671 | 3.8013 | 4.5912 | 5.0272 | WECC_IID | 0 | 0.0001382 | 0.00075865 | 0 | 0 | 0 | 0 | 0 | 0 | 0 | 0 | 0 | 0 | 0 | 0 | 0 | 0 | 0 | 0 | 0 | 0 | 0 | 0 | 0 | 0 | 0 | 0 | 0
WECC_MT | 3.9721 | 3.6464 | 4.031 | 3.6988 | 3.9626 | 4.7525 | 5.1885 | 3.5481 | 3.3634 | 3.5328 | 3.1281 | 3.5296 | 4.3195 | 4.7555 | 2.7473 | 3.1437 | 3.1232 | 3.0582 | 3.2059 | 3.9958 | 4.4318 | 3.1466 | 3.5924 | 3.4449 | 3.4503 | 3.5148 | 4.3046 | 4.7406 | WECC_MT | 0 | 0.00024557 | 0 | 0 | 0 | 0 | 0 | 0 | 0 | 0 | 0 | 0 | 0 | 0 | 0 | 0 | 0.0011685 | 0 | 0 | 0 | 0 | 0 | 0.00037764 | 0.00028247 | 0 | 0 | 0 | 0
WECC_NM | 3.779 | 3.4106 | 3.7779 | 3.4573 | 3.7185 | 4.5084 | 4.9444 | 3.1059 | 3.0045 | 3.0905 | 2.7539 | 3.1992 | 3.989 | 4.425 | 2.7255 | 3.2422 | 3.5994 | 2.9955 | 3.2051 | 3.9949 | 4.4309 | 2.7679 | 3.2377 | 3.0023 | 3.0614 | 3.3635 | 4.1534 | 4.5894 | WECC_NM | 0.0031992 | 0.0047507 | 0.013194 | 0.0072285 | 0 | 0.0040072 | 0.0042151 | 0.001497 | 0.0024912 | 0 | 0.010804 | 0 | 0 | 1.9107e-05 | 0.033902 | 0.030038 | 0.046429 | 0.078559 | 0.060984 | 0.071718 | 0.079278 | 0.0023976 | 0.0024996 | 0.0070486 | 0.020329 | 0.0027816 | 0.0083648 | 0.0064037
WECC_NNV | 4.1455 | 3.668 | 4.0467 | 3.7373 | 3.9748 | 4.7646 | 5.2007 | 3.339 | 3.221 | 3.278 | 2.9461 | 3.4239 | 4.2138 | 4.6498 | 2.8565 | 3.0925 | 3.9997 | 3.2066 | 3.3698 | 4.1596 | 4.5956 | 2.99 | 3.4916 | 3.2163 | 3.2663 | 3.5882 | 4.378 | 4.814 | WECC_NNV | 0.0014231 | 0.0085524 | 0.0085524 | 0.0085524 | 0.0081455 | 0.0057655 | 0.0030169 | 0.00061956 | 0.00024083 | 0.0017303 | 0.0029928 | 0 | 0 | 0.0006427 | 0.002298 | 0.001394 | 0.0013021 | 0.0038627 | 6.702e-05 | 0.00022921 | 0.00052521 | 0.0023824 | 0.0026696 | 0.0064143 | 0.0050886 | 0.0025895 | 0.0025934 | 0.0023192
WECC_PNW | 4.0308 | 3.4131 | 3.7328 | 3.3056 | 3.3616 | 4.1514 | 4.5874 | 3.2714 | 3.072 | 3.044 | 2.6053 | 2.8836 | 3.6734 | 4.1094 | 2.5947 | 2.7969 | 2.987 | 2.6654 | 2.7854 | 3.5752 | 4.0112 | 2.8875 | 3.3061 | 2.8571 | 2.8736 | 3.1069 | 3.8967 | 4.3327 | WECC_PNW | 0.079812 | 0.046432 | 0.049183 | 0.044956 | 0.037134 | 0.035097 | 0.038075 | 0.026664 | 0.0040694 | 0.0020401 | 0.0019725 | 0 | 0.00015036 | 0.00037037 | 0.056613 | 0.024167 | 0.035047 | 0.0401 | 0.00023195 | 0.0025002 | 0.0025002 | 0.050219 | 0.043398 | 0.029775 | 0.025894 | 0.025918 | 0.025937 | 0.024683
WECC_SCE | 4.5581 | 3.9118 | 4.2636 | 3.9531 | 4.1622 | 4.9521 | 5.3881 | 3.6012 | 3.4506 | 3.4963 | 3.1759 | 3.614 | 4.4039 | 4.8399 | 3.5648 | 3.678 | 4.4717 | 3.4471 | 3.6092 | 4.399 | 4.8351 | 3.2469 | 3.7229 | 3.4491 | 3.4617 | 3.7939 | 4.5837 | 5.0197 | WECC_SCE | 0.070525 | 0.074145 | 0.12242 | 0.069458 | 0.031685 | 0.032112 | 0.021584 | 0.032677 | 0.037522 | 0.04214 | 0.01416 | 0 | 0 | 5.2948e-06 | 0.11459 | 0.12924 | 0.097146 | 0.051792 | 0.0020166 | 0.00094609 | 0.0034336 | 0.076188 | 0.073222 | 0.091631 | 0.056453 | 0.020357 | 0.01521 | 0.023345
WECC_SNV | 4.1888 | 3.6663 | 4.0439 | 3.7235 | 3.9649 | 4.7547 | 5.1907 | 3.332 | 3.2139 | 3.2787 | 2.9388 | 3.4166 | 4.2065 | 4.6425 | 3.1181 | 3.1085 | 4.0738 | 3.2161 | 3.3936 | 4.1834 | 4.6194 | 2.9945 | 3.4858 | 3.2324 | 3.2675 | 3.584 | 4.3738 | 4.8098 | WECC_SNV | 0.027407 | 0.034044 | 0.040471 | 0.041555 | 0.023554 | 0.017739 | 0.01992 | 0.013601 | 0.015283 | 0.016507 | 0.013262 | 0.0019416 | 0.0080308 | 0.009712 | 0.051899 | 0.062642 | 0.073277 | 0.075266 | 0.041111 | 0.0050076 | 0.01048 | 0.018397 | 0.017987 | 0.023253 | 0.024166 | 0.013256 | 0.010096 | 0.01016
WECC_UT | 3.9973 | 3.5788 | 3.9531 | 3.6202 | 3.8781 | 4.6679 | 5.104 | 3.2327 | 3.1192 | 3.1983 | 2.8619 | 3.3588 | 4.1486 | 4.5846 | 2.6283 | 3.1188 | 3.9555 | 3.1596 | 3.349 | 4.1388 | 4.5748 | 2.9112 | 3.3857 | 3.1389 | 3.1972 | 3.5174 | 4.3073 | 4.7433 | WECC_UT | 0.026332 | 0.055308 | 0.057176 | 0.057176 | 0.055762 | 0.072088 | 0.090228 | 0.0047804 | 0.026921 | 0.02895 | 0.027672 | 0.0049968 | 0.015686 | 0.027235 | 0.074855 | 0.092997 | 0.080302 | 0.097992 | 0.060851 | 0.092012 | 0.10739 | 0.01667 | 0.03818 | 0.040497 | 0.042018 | 0.040738 | 0.055747 | 0.063247
WECC_WY | 3.7537 | 3.4202 | 3.8146 | 3.5217 | 3.7717 | 4.5615 | 4.9975 | 3.2281 | 3.0847 | 3.2403 | 2.8857 | 3.2386 | 4.0284 | 4.4644 | 2.4837 | 2.9391 | 3.0654 | 2.8924 | 3.1478 | 3.9376 | 4.3737 | 2.8549 | 3.3204 | 3.1627 | 3.2266 | 3.4422 | 4.232 | 4.668 | WECC_WY | 0 | 0.0016694 | 0.0012761 | 0 | 0 | 0.0024698 | 0.0080547 | 0 | 1.8859e-05 | 0.00034802 | 0 | 0 | 5.1479e-05 | 0.0010901 | 0.0020528 | 0.002102 | 0.023965 | 0.00013833 | 1.2139e-06 | 0.0081087 | 0.038584 | 0 | 3.1663e-05 | 0.0032844 | 0 | 0.00010771 | 0.0017058 | 0.001671