## Summary
EPA IPM Summary Run Results
Projections for Continental U.S.
Final Rules Sens Carbon Rev 20
All costs and prices are in 2022-year dollars | Values in red are rounded to zero, not equal to zero
NATIONWIDE EMISSIONS | 2028 | 2030 | 2035 | 2040 | 2045 | 2050 | 2055
SO2 (million tons) | 0.42204 | 0.31369 | 0.14517 | 0.13389 | 0.032123 | 0.034367 | 0.03536
NOx (million tons) | 0.44077 | 0.37325 | 0.2081 | 0.16554 | 0.08849 | 0.10979 | 0.12003
CO2 (million metric tons) | 1119.9655 | 1048.044 | 589.4133 | 393.7272 | 261.4722 | 377.2186 | 446.5981
Hg (tons) | 2.9531 | 2.7974 | 2.3803 | 2.2767 | 1.3726 | 1.3973 | 1.4165
HCL (Mtons) | 2.3177 | 1.9557 | 1.1269 | 1.059 | 0.19605 | 0.20652 | 0.21617
TOTAL COSTS | 2028 | 2030 | 2035 | 2040 | 2045 | 2050 | 2055
Total Costs (billion $) | 133.012 | 140.6619 | 146.1985 | 150.318 | 166.0884 | 174.7745 | 192.2604
PRICES | 2028 | 2030 | 2035 | 2040 | 2045 | 2050 | 2055
National Wholesale Electricity Price (mills/kWh) | 35.69 | 40.8876 | 36.6555 | 33.2862 | 27.7814 | 37.6704 | 41.6914
Natural Gas Prices (2022 $/MMBtu)
Henry Hub | 3.0883 | 3.2885 | 3.346 | 3.2102 | 3.3439 | 4.1083 | 4.5443
Delivered | 3.1579 | 3.3621 | 3.3642 | 3.1834 | 3.3277 | 4.1023 | 4.5507
Minemouth Coal Prices (2022 $/MMBtu)
Appalachia | 1.4703 | 1.5113 | 1.474 | 1.5392 | 2.2698 | 2.4032 | 2.4083
Imports | 2028: 4.729; 2030: 4.4503; 2035: 4.3028
Interior | 1.5434 | 1.5815 | 1.7367 | 1.8034 | 1.8499 | 1.9638 | 1.9695
Waste Coal | 2028: 0.62801; 2030: 0.89612; 2035: 0.38324; 2040: 1.6294
West | 0.85187 | 0.91078 | 0.9893 | 1.0545 | 1.4033 | 1.2354 | 1.2485
National | 1.1011 | 1.1903 | 1.2444 | 1.3845 | 1.6423 | 1.6032 | 1.6097
TOTAL CAPACITY (Cumulative GW) | 2028 | 2030 | 2035 | 2040 | 2045 | 2050 | 2055
Hydro | 102.4067 | 103.6579 | 107.295 | 111.8108 | 111.9326 | 111.9326 | 111.9326
Non-Hydro Renewables | 406.6709 | 454.0527 | 713.8813 | 953.454 | 1245.0498 | 1271.2581 | 1344.5515
Biomass | 0.2029 | 0.2029 | 0.1909 | 0.1444 | 0.1444 | 0.1444 | 0.1444
Geothermal | 3.2112 | 3.2112 | 3.2112 | 3.2112 | 3.2112 | 3.2112 | 3.2112
Landfill Gas | 3.1949 | 3.1949 | 3.0753 | 3.0753 | 3.0753 | 4.4418 | 4.9705
Solar | 182.5008 | 184.8296 | 301.2384 | 351.5654 | 503.1841 | 521.9645 | 554.7185
Wind | 217.5611 | 262.6141 | 406.1655 | 595.4576 | 735.4348 | 741.4962 | 781.5068
Distributed Solar PV | 81.4385 | 92.2955 | 120.5102 | 151.5308 | 185.3559 | 223.7296 | 273.9191
Coal | 100.884 | 73.1897 | 20.1625 | 18.6392 | 3.0285 | 3.0285 | 2.9815
Coal without CCS | 100.289 | 71.8344 | 0.96161 | 0.1756 | 0.1733 | 0.1733 | 0.1263
IGCC without CCS | 0.595 | 0.595 | 0 | 0 | 0 | 0 | 0
Coal with CCS | 0 | 0.76032 | 19.2009 | 18.4636 | 2.8552 | 2.8552 | 2.8552
Energy Storage | 46.6163 | 56.59 | 122.4519 | 141.5514 | 177.8801 | 179.4074 | 180.8884
Nuclear | 93.5696 | 90.882 | 83.6945 | 79.0619 | 64.844 | 45.3644 | 28.5316
Natural Gas | 472.4415 | 480.6905 | 484.5102 | 525.4726 | 579.7059 | 686.4837 | 761.6376
CC without CCS | 313.6049 | 313.8006 | 306.0782 | 305.6949 | 299.7712 | 314.4073 | 340.1516
CC with CCS | 0 | 0 | 5.4668 | 5.4668 | 5.4668 | 5.4668 | 5.4668
CT | 158.8366 | 166.8899 | 172.9653 | 214.3109 | 274.4679 | 366.6096 | 416.0193
Oil/Gas Steam | 63.8927 | 72.6371 | 65.5205 | 64.4505 | 64.1755 | 61.5519 | 61.5096
Other | 6.5003 | 6.5003 | 6.5003 | 6.5003 | 6.5003 | 6.5003 | 6.5003
Grand Total | 1292.9821 | 1338.2001 | 1604.0163 | 1900.9405 | 2253.1167 | 2365.5268 | 2498.5332
NEW MODELED CAPACITY (Cumulative GW) | 2028 | 2030 | 2035 | 2040 | 2045 | 2050 | 2055
Hydro | 0 | 1.2512 | 4.8883 | 9.4041 | 9.5259 | 9.5259 | 9.5259
Non-Hydro Renewables | 57.3526 | 104.7344 | 364.6966 | 604.3158 | 895.9116 | 922.1199 | 995.4133
Biomass | 0 | 0 | 0 | 0 | 0 | 0 | 0
Geothermal | 0.60183 | 0.60183 | 0.60183 | 0.60183 | 0.60183 | 0.60183 | 0.60183
Landfill Gas | 1.542 | 1.542 | 1.542 | 1.542 | 1.542 | 2.9085 | 3.4372
Solar | 11.7349 | 14.0637 | 130.4745 | 180.8015 | 332.4202 | 351.2006 | 383.9546
Wind | 43.4739 | 88.5269 | 232.0783 | 421.3704 | 561.3476 | 567.409 | 607.4196
Coal | 0 | 0 | 0 | 0 | 0 | 0 | 0
Coal without CCS | 0 | 0 | 0 | 0 | 0 | 0 | 0
IGCC without CCS | 0 | 0 | 0 | 0 | 0 | 0 | 0
Coal with CCS | 0 | 0 | 0 | 0 | 0 | 0 | 0
Energy Storage | 3.183 | 13.1567 | 79.0186 | 98.1181 | 134.4468 | 135.9741 | 137.4551
Nuclear | 0 | 0 | 0 | 0 | 0 | 0 | 0
Natural Gas | 27.5978 | 36.3153 | 43.0929 | 84.8393 | 155.8242 | 274.5691 | 350.376
CC without CCS | 19.872 | 20.0677 | 16.034 | 16.2708 | 16.3128 | 38.4485 | 64.8458
CC with CCS | 0 | 0 | 3.4735 | 3.4735 | 3.4735 | 3.4735 | 3.4735
CT | 7.7258 | 16.2476 | 23.5854 | 65.095 | 136.0379 | 232.6471 | 282.0568
Other | 0 | 0 | 0 | 0 | 0 | 0 | 0
Grand Total | 88.1335 | 155.4576 | 491.6964 | 796.6772 | 1195.7085 | 1342.1889 | 1492.7704
NEW HARDWIRED CAPACITY (Cumulative GW) | 2028 | 2030 | 2035 | 2040 | 2045 | 2050 | 2055
Hydro | 0 | 0 | 0 | 0 | 0 | 0 | 0
Non-Hydro Renewables | 34.1295 | 34.1295 | 34.1295 | 34.1295 | 34.1295 | 34.1295 | 34.1295
Biomass | 0 | 0 | 0 | 0 | 0 | 0 | 0
Geothermal | 0 | 0 | 0 | 0 | 0 | 0 | 0
Landfill Gas | 0 | 0 | 0 | 0 | 0 | 0 | 0
Solar | 27.4982 | 27.4982 | 27.4982 | 27.4982 | 27.4982 | 27.4982 | 27.4982
Wind | 6.6313 | 6.6313 | 6.6313 | 6.6313 | 6.6313 | 6.6313 | 6.6313
Coal | 0 | 0 | 0 | 0 | 0 | 0 | 0
Coal without CCS | 0 | 0 | 0 | 0 | 0 | 0 | 0
IGCC without CCS | 0 | 0 | 0 | 0 | 0 | 0 | 0
Coal with CCS | 0 | 0 | 0 | 0 | 0 | 0 | 0
Energy Storage | 13.3849 | 13.3849 | 13.3849 | 13.3849 | 13.3849 | 13.3849 | 13.3849
Nuclear | 0 | 0 | 0 | 0 | 0 | 0 | 0
Natural Gas | 7.5348 | 7.5348 | 7.5348 | 7.5348 | 7.5348 | 7.5348 | 7.5348
CC without CCS | 5.7411 | 5.7411 | 5.7411 | 5.7411 | 5.7411 | 5.7411 | 5.7411
CC with CCS | 0 | 0 | 0 | 0 | 0 | 0 | 0
CT | 1.7937 | 1.7937 | 1.7937 | 1.7937 | 1.7937 | 1.7937 | 1.7937
Other | 0 | 0 | 0 | 0 | 0 | 0 | 0
Grand Total | 55.0492 | 55.0492 | 55.0492 | 55.0492 | 55.0492 | 55.0492 | 55.0492
RETIREMENTS (GW) | 2028 | 2030 | 2035 | 2040 | 2045 | 2050 | 2055
CC Retirements | 0.7367 | 0.7367 | 2.0776 | 2.6977 | 8.6634 | 16.163 | 16.816
Coal Retirements | 42.4277 | 60.8129 | 104.3757 | 105.899 | 121.5097 | 121.5097 | 121.5567
CT Retirements | 0.4801 | 0.9486 | 2.211 | 2.375 | 13.1609 | 17.6284 | 17.6284
Nuclear Retirements | 0 | 2.6876 | 9.8751 | 14.5077 | 28.7256 | 48.2052 | 65.038
O/G Retirements | 11.1414 | 11.3374 | 18.454 | 19.524 | 19.799 | 22.4226 | 22.4649
IGCC Retirements | 0.22 | 0.22 | 0.815 | 0.815 | 0.815 | 0.815 | 0.815
Biomass Retirements | 2.9401 | 2.9401 | 2.9521 | 2.9986 | 2.9986 | 2.9986 | 2.9986
Fuel Cell Retirements | 0 | 0 | 0 | 0 | 0 | 0 | 0
Fossil_Other Retirements | 0 | 0 | 0 | 0 | 0 | 0 | 0
Geothermal Retirements | 0 | 0 | 0 | 0 | 0 | 0 | 0
Hydro Retirements | 0.055 | 0.055 | 0.055 | 0.055 | 0.055 | 0.055 | 0.055
Landfill Gas Retirements | 0.0064 | 0.0064 | 0.126 | 0.126 | 0.126 | 0.126 | 0.126
Non Fossil_Other Retirements | 0 | 0 | 0 | 0 | 0 | 0 | 0
Energy Storage Retirements | 0 | 0 | 0 | 0 | 0 | 0 | 0
Grand Total | 58.0075 | 79.7447 | 140.9416 | 148.9981 | 195.8532 | 229.9235 | 247.4986
GENERATION MIX (thousand GWh) | 2028 | 2030 | 2035 | 2040 | 2045 | 2050 | 2055
Hydro | 293.2993 | 298.9736 | 316.9515 | 336.289 | 342.1456 | 342.8865 | 344.3066
Non-Hydro Renewables | 1190.294 | 1380.562 | 2285.0726 | 3121.5527 | 4068.9206 | 4136.0702 | 4354.8851
Biomass | 0.28587 | 0.5399 | 0.39632 | 0.033046 | 0.0085634 | 0.17718 | 0.47353
Biomass Co-firing | 0 | 0 | 0 | 0 | 0 | 0 | 0
Geothermal | 21.2702 | 21.2702 | 21.2702 | 21.2702 | 21.2151 | 21.2161 | 21.2702
Landfill Gas | 21.3544 | 21.3831 | 20.5086 | 19.2604 | 17.8341 | 27.7056 | 31.4648
Solar | 403.7291 | 408.999 | 713.8189 | 836.6257 | 1216.9203 | 1254.9908 | 1330.1298
Wind | 743.6543 | 928.3698 | 1529.0784 | 2244.3633 | 2812.9426 | 2831.9806 | 2971.5467
Distributed Solar PV | 120.9903 | 137.5139 | 180.1351 | 226.39 | 277.2776 | 334.7376 | 409.6672
Coal | 440.5784 | 362.5937 | 136.8613 | 127.923 | 17.0547 | 18.3528 | 18.5161
Coal without CCS (Biomass Co-firing is included) | 437.0613 | 353.7546 | 4.1161 | 0.19418 | 0.17011 | 0.37682 | 0.47797
IGCC without CCS | 3.5171 | 3.6799 | 0 | 0 | 0 | 0 | 0
Coal with CCS | 0 | 5.1593 | 132.7452 | 127.7289 | 16.8846 | 17.976 | 18.0381
Energy Storage | 51.1174 | 64.8113 | 158.4161 | 196.8202 | 285.8695 | 291.0244 | 295.2844
Nuclear | 751.0953 | 729.1116 | 666.2614 | 612.3499 | 472.1421 | 353.6247 | 222.3649
Natural Gas | 1632.0923 | 1661.3567 | 1387.4692 | 924.6059 | 619.5089 | 907.2694 | 1087.2185
CC without CCS | 1590.2979 | 1621.2292 | 1303.0875 | 857.6172 | 565.7661 | 825.7736 | 982.4702
CC with CCS | 0 | 0 | 41.211 | 41.211 | 25.1377 | 30.4294 | 34.6495
CT | 41.7944 | 40.1275 | 43.1706 | 25.7777 | 28.6052 | 51.0664 | 70.0988
Oil/Gas Steam | 27.5427 | 27.475 | 8.9296 | 6.1442 | 5.5921 | 5.3519 | 5.3882
Other | 30.698 | 30.6387 | 30.4351 | 28.5577 | 27.4094 | 27.7254 | 28.0229
Grand Total | 4416.7175 | 4555.5226 | 4990.3966 | 5354.2426 | 5838.6429 | 6082.3054 | 6355.9867
FUEL SUPPLY AND CONSUMPTION | 2028 | 2030 | 2035 | 2040 | 2045 | 2050 | 2055
Coal Use by Region (million tons) | 77 | 69.32 | 66.23 | 72.33 | 69.83 | 71.35 | 70.78
Power Sector
Appalachia | 2028: 37.2455; 2030: 38.6105; 2035: 19.2023; 2040: 19.1953
Imports | 2028: 0.3088; 2030: 0.32811; 2035: 0.0025662
Interior | 35.2932 | 36.001 | 25.217 | 25.1892 | 4.8221 | 6.1647 | 6.2337
Waste Coal | 2028: 7.2702; 2030: 7.1457; 2035: 3.1732; 2040: 3.1732
West | 153.5578 | 112.4662 | 63.2495 | 55.9463 | 9.4757 | 9.6675 | 9.7454
Non-Power Sector | 77 | 69.32 | 66.23 | 72.33 | 69.83 | 71.35 | 70.78
Appalachia | 5.26 | 5.11 | 4.69 | 4.13 | 3.63 | 3.37 | 3.37
Interior | 21.05 | 17.29 | 14.95 | 28.21 | 29.47 | 28.97 | 28.4
West | 50.69 | 46.92 | 46.59 | 39.99 | 36.73 | 39.01 | 39.01
Power Sector Coal Use by Rank (million tons) | 232.0424 | 189.6537 | 108.3365 | 100.9961 | 14.96 | 16.4974 | 16.6443
Bituminous | 67.9266 | 63.5678 | 31.0189 | 30.9811 | 0.02965 | 0.02965 | 0.033651
Subbituminous | 132.7939 | 96.7477 | 47.4181 | 40.1155 | 8.7591 | 8.9509 | 9.0288
Lignite | 31.3219 | 29.3383 | 29.8995 | 29.8995 | 6.1712 | 7.5169 | 7.5818
Natural Gas Use (Trillion cubic feet) | 11.495 | 11.7008 | 9.6976 | 6.4329 | 4.3166 | 6.2727 | 7.4863
Note: Distributed Solar PV are not included in the Grand Total of "Total Capacity" and "Generation Mix"
Note on A9: ICFI: All tons are SHORT tons, unless otherwise noted as metric Mtons : thousand tons

## Retrofit Summary
EPA IPM Summary Run Results
Projections for Continental U.S.
Final Rules Sens Carbon Rev 20
All costs and prices are in 2022-year dollars | Values in red are rounded to zero, not equal to zero
TOTAL CONTROLS (Cumulative GW) | 2028 | 2030 | 2035 | 2040 | 2045 | 2050 | 2055
FGD | 89.543 | 79.2314 | 33.2926 | 31.0113 | 15.836 | 14.204 | 14.1617
Existing Scrubber | 89.543 | 79.2314 | 32.2719 | 29.9906 | 15.818 | 14.186 | 14.1437
Existing Wet Scrubber | 67.2624 | 58.8325 | 23.6232 | 21.8583 | 9.3398 | 7.7078 | 7.6655
Existing Dry Scrubber | 22.2806 | 20.3989 | 8.6487 | 8.1323 | 6.4782 | 6.4782 | 6.4782
Retrofit Scrubber | 0 | 0 | 1.0207 | 1.0207 | 0.017986 | 0.017986 | 0.017986
Retrofit Wet Scrubber | 0 | 0 | 1.0207 | 1.0207 | 0.017986 | 0.017986 | 0.017986
Retrofit Dry Scrubber | 0 | 0 | 0 | 0 | 0 | 0 | 0
New Scrubber | 0 | 0 | 0 | 0 | 0 | 0 | 0
New Wet Scrubber | 0 | 0 | 0 | 0 | 0 | 0 | 0
New Dry Scrubber | 0 | 0 | 0 | 0 | 0 | 0 | 0
SCR | 73.803 | 66.1688 | 30.3708 | 29.631 | 14.8109 | 13.1789 | 13.1367
Existing SCR | 73.803 | 65.5359 | 25.8173 | 25.1224 | 13.5253 | 11.8933 | 11.851
Retrofit SCR | 0 | 0.63291 | 4.5535 | 4.5086 | 1.2856 | 1.2856 | 1.2856
New SCR | 0 | 0 | 0 | 0 | 0 | 0 | 0
SNCR | 10.2744 | 8.7284 | 3.4468 | 3.1868 | 1.704 | 1.704 | 1.704
Existing SNCR | 10.2744 | 8.7284 | 3.4468 | 3.1868 | 1.704 | 1.704 | 1.704
Retrofit SNCR | 0 | 0 | 0 | 0 | 0 | 0 | 0
New SNCR | 0 | 0 | 0 | 0 | 0 | 0 | 0
ACI | 68.6307 | 57.025 | 29.3853 | 27.104 | 16.0405 | 15.2425 | 15.2425
Existing ACI | 68.6307 | 57.025 | 29.3853 | 27.104 | 16.0405 | 15.2425 | 15.2425
Retrofit ACI | 0 | 0 | 0 | 0 | 0 | 0 | 0
New ACI | 0 | 0 | 0 | 0 | 0 | 0 | 0
CCS | 0 | 0.76032 | 24.6676 | 23.9303 | 8.322 | 8.322 | 8.322
Hardwired CCS | 0 | 0 | 0 | 0 | 0 | 0 | 0
Retrofit CCS | 0 | 0.76032 | 24.6676 | 23.9303 | 8.322 | 8.322 | 8.322
New CCS | 0 | 0 | 0 | 0 | 0 | 0 | 0
DSI | 24.3356 | 19.2809 | 11.6028 | 11.2908 | 7.8976 | 7.0996 | 7.0996
Existing DSI | 24.3356 | 19.2809 | 11.6028 | 11.2908 | 7.8976 | 7.0996 | 7.0996
Retrofit DSI | 0 | 0 | 0 | 0 | 0 | 0 | 0
C2G | 10.6215 | 19.3658 | 18.3478 | 17.2778 | 17.2778 | 15.6458 | 15.6036
HRI | 0 | 0 | 0 | 0 | 0 | 0 | 0
NGC | 0 | 0.78951 | 0.78601 | 0 | 0 | 0 | 0
GPM | 0 | 0 | 0 | 0 | 0 | 0 | 0
RETROFITS (Cumulative GW) | 2028 | 2030 | 2035 | 2040 | 2045 | 2050 | 2055
FGD | 0 | 0 | 1.0207 | 1.0207 | 0.017986 | 0.017986 | 0.017986
SCR | 0 | 0.63291 | 4.5535 | 4.5086 | 1.2856 | 1.2856 | 1.2856
SNCR | 0 | 0 | 0 | 0 | 0 | 0 | 0
ACI | 0 | 0 | 0 | 0 | 0 | 0 | 0
CCS | 0 | 0.76032 | 24.6676 | 23.9303 | 8.322 | 8.322 | 8.322
DSI | 0 | 0 | 0 | 0 | 0 | 0 | 0
C2G | 10.6215 | 19.3658 | 18.3478 | 17.2778 | 17.2778 | 15.6458 | 15.6036
HRI | 0 | 0 | 0 | 0 | 0 | 0 | 0
NGC | 0 | 0.78951 | 0.78601 | 0 | 0 | 0 | 0
GPM | 0 | 0 | 0 | 0 | 0 | 0 | 0
TOTAL CONTROLS IN NEEDS (GW)
FGD | 2028: 120.659
SCR | 2028: 92.835
SNCR | 2028: 18.771
ACI | 2028: 91.464
DSI | 2028: 23.526
Note on A9: ICFI: All tons are SHORT tons, unless otherwise noted as metric Mtons : thousand tons

## All Constraints
Constraint Name | Constraint # | Constraint ID | Constraint Type | Neutralized | LimitType | Constraint Time Frame | Data Field | Unit of Measure | 2028-2029(RY 2028) | 2030-2031(RY 2030) | 2032-2037(RY 2035) | 2038-2041(RY 2040) | 2042-2047(RY 2045) | 2048-2052(RY 2050) | 2053-2059(RY 2055)
#1 - SO2 Title IV Annual Constraint v5.14 | 1 | 7117 | Rate Constraint in MTons | FALSE | L | Annual | Seasons Included | Seasons | Winter, Spring, Summer, Fall | Winter, Spring, Summer, Fall | Winter, Spring, Summer, Fall | Winter, Spring, Summer, Fall | Winter, Spring, Summer, Fall | Winter, Spring, Summer, Fall | Winter, Spring, Summer, Fall
#1 - SO2 Title IV Annual Constraint v5.14 | 1 | 7117 | Rate Constraint in MTons | FALSE | L | Annual | Standard SO2 | Thousand Tons | 7973.0011 | 7973.0011 | 7973.0011 | 7973.0011 | 7973.0011 | 7973.0011 | 7973.0011
#1 - SO2 Title IV Annual Constraint v5.14 | 1 | 7117 | Rate Constraint in MTons | FALSE | L | Annual | Emissions at Affected Plants SO2 | Thousand Tons | 406.8467 | 301.7095 | 134.4113 | 125.3743 | 23.9209 | 24.3305 | 24.4453
#1 - SO2 Title IV Annual Constraint v5.14 | 1 | 7117 | Rate Constraint in MTons | FALSE | L | Annual | Allowances Purchased SO2 | Thousand Tons | 0 | 0 | 0 | 0 | 0 | 0 | 0
#1 - SO2 Title IV Annual Constraint v5.14 | 1 | 7117 | Rate Constraint in MTons | FALSE | L | Annual | Allowances Sold SO2 | Thousand Tons | 0 | 0 | 0 | 0 | 0 | 0 | 0
#1 - SO2 Title IV Annual Constraint v5.14 | 1 | 7117 | Rate Constraint in MTons | FALSE | L | Annual | Allowances Banked | Thousand Tons | 0 | 0 | 0 | 0 | 0 | 0 | 0
#1 - SO2 Title IV Annual Constraint v5.14 | 1 | 7117 | Rate Constraint in MTons | FALSE | L | Annual | Allowances Withdrawn (1:1) | Thousand Tons | 0 | 0 | 0 | 0 | 0 | 0 | 0
#1 - SO2 Title IV Annual Constraint v5.14 | 1 | 7117 | Rate Constraint in MTons | FALSE | L | Annual | Allowances Withdrawn (n:1) | Thousand Tons | 0 | 0 | 0 | 0 | 0 | 0 | 0
#1 - SO2 Title IV Annual Constraint v5.14 | 1 | 7117 | Rate Constraint in MTons | FALSE | L | Annual | Net Emissions Allowance Position | Thousand Tons | 406.8467 | 301.7095 | 134.4113 | 125.3743 | 23.9209 | 24.3305 | 24.4453
#1 - SO2 Title IV Annual Constraint v5.14 | 1 | 7117 | Rate Constraint in MTons | FALSE | L | Annual | Fuel Consumed | TBtu | 16258.2266 | 15698.8838 | 11959.2718 | 8528.9483 | 4689.8315 | 6727.1384 | 7983.4504
#1 - SO2 Title IV Annual Constraint v5.14 | 1 | 7117 | Rate Constraint in MTons | FALSE | L | Annual | Rate | lb/MMBtu | 0.050048 | 0.038437 | 0.022478 | 0.0294 | 0.010201 | 0.0072335 | 0.006124
#1 - SO2 Title IV Annual Constraint v5.14 | 1 | 7117 | Rate Constraint in MTons | FALSE | L | Annual | Generation | TWh | 2089.593 | 2041.0489 | 1524.9283 | 1054.7096 | 640.2219 | 927.945 | 1107.6334
#1 - SO2 Title IV Annual Constraint v5.14 | 1 | 7117 | Rate Constraint in MTons | FALSE | L | Annual | Qualifying Generation | TWh | 2089.593 | 2041.0489 | 1524.9283 | 1054.7096 | 640.2219 | 927.945 | 1107.6334
#1 - SO2 Title IV Annual Constraint v5.14 | 1 | 7117 | Rate Constraint in MTons | FALSE | L | Annual | Rate | lb/MWh | 0.3894 | 0.29564 | 0.17629 | 0.23774 | 0.074727 | 0.05244 | 0.04414
#1 - SO2 Title IV Annual Constraint v5.14 | 1 | 7117 | Rate Constraint in MTons | FALSE | L | Annual | Constraint Shadow Price | US2022$/Ton | 0 | 0 | 0 | 0 | 0 | 0 | 0
#4 - NOx SIPCall Constraint v5.16 | 2 | 7116 | Rate Constraint in MTons | FALSE | L | Annual | Seasons Included | Seasons | Summer | Summer | Summer | Summer | Summer | Summer | Summer
#4 - NOx SIPCall Constraint v5.16 | 2 | 7116 | Rate Constraint in MTons | FALSE | L | Annual | Standard NOX | Thousand Tons | 72.845 | 72.845 | 72.845 | 72.845 | 72.845 | 72.845 | 72.845
#4 - NOx SIPCall Constraint v5.16 | 2 | 7116 | Rate Constraint in MTons | FALSE | L | Annual | Emissions at Affected Plants NOX | Thousand Tons | 6.3516 | 7.7387 | 5.5335 | 5.1518 | 2.3223 | 3.2098 | 3.1785
#4 - NOx SIPCall Constraint v5.16 | 2 | 7116 | Rate Constraint in MTons | FALSE | L | Annual | Allowances Purchased NOX | Thousand Tons | 0 | 0 | 0 | 0 | 0 | 0 | 0
#4 - NOx SIPCall Constraint v5.16 | 2 | 7116 | Rate Constraint in MTons | FALSE | L | Annual | Allowances Sold NOX | Thousand Tons | 0 | 0 | 0 | 0 | 0 | 0 | 0
#4 - NOx SIPCall Constraint v5.16 | 2 | 7116 | Rate Constraint in MTons | FALSE | L | Annual | Allowances Banked | Thousand Tons | 0 | 0 | 48.5633 | 0 | 0 | 0 | 0
#4 - NOx SIPCall Constraint v5.16 | 2 | 7116 | Rate Constraint in MTons | FALSE | L | Annual | Allowances Withdrawn (1:1) | Thousand Tons | 0 | 0 | 0 | -72.845 | 0 | 0 | 0
#4 - NOx SIPCall Constraint v5.16 | 2 | 7116 | Rate Constraint in MTons | FALSE | L | Annual | Allowances Withdrawn (n:1) | Thousand Tons | 0 | 0 | 0 | 0 | 0 | 0 | 0
#4 - NOx SIPCall Constraint v5.16 | 2 | 7116 | Rate Constraint in MTons | FALSE | L | Annual | Net Emissions Allowance Position | Thousand Tons | 6.3516 | 7.7387 | 54.0969 | -67.6932 | 2.3223 | 3.2098 | 3.1785
#4 - NOx SIPCall Constraint v5.16 | 2 | 7116 | Rate Constraint in MTons | FALSE | L | Annual | Fuel Consumed | TBtu | 523.8289 | 534.7535 | 475.5566 | 392.202 | 321.8801 | 440.3446 | 519.0216
#4 - NOx SIPCall Constraint v5.16 | 2 | 7116 | Rate Constraint in MTons | FALSE | L | Annual | Rate | lb/MMBtu | 0.024251 | 0.028943 | 0.023272 | 0.026271 | 0.01443 | 0.014578 | 0.012248
#4 - NOx SIPCall Constraint v5.16 | 2 | 7116 | Rate Constraint in MTons | FALSE | L | Annual | Generation | TWh | 78.2876 | 78.3165 | 66.2386 | 54.1829 | 48.6847 | 67.457 | 87.8396
#4 - NOx SIPCall Constraint v5.16 | 2 | 7116 | Rate Constraint in MTons | FALSE | L | Annual | Qualifying Generation | TWh | 73.0608 | 73.0513 | 62.6721 | 50.8836 | 44.713 | 62.417 | 74.3762
#4 - NOx SIPCall Constraint v5.16 | 2 | 7116 | Rate Constraint in MTons | FALSE | L | Annual | Rate | lb/MWh | 0.17387 | 0.21187 | 0.17659 | 0.20249 | 0.10388 | 0.10285 | 0.085471
#4 - NOx SIPCall Constraint v5.16 | 2 | 7116 | Rate Constraint in MTons | FALSE | L | Annual | Constraint Shadow Price | US2022$/Ton | 0 | 0 | 0 | 0 | 0 | 0 | 0
#6 - WRAP SO2 Policy Case Constraint | 3 | 7119 | Rate Constraint in MTons | FALSE | L | Annual | Seasons Included | Seasons | Winter, Spring, Summer, Fall | Winter, Spring, Summer, Fall | Winter, Spring, Summer, Fall | Winter, Spring, Summer, Fall | Winter, Spring, Summer, Fall | Winter, Spring, Summer, Fall | Winter, Spring, Summer, Fall
#6 - WRAP SO2 Policy Case Constraint | 3 | 7119 | Rate Constraint in MTons | FALSE | L | Annual | Standard SO2 | Thousand Tons | 89.572 | 89.572 | 89.572 | 89.572 | 89.572 | 89.572 | 89.572
#6 - WRAP SO2 Policy Case Constraint | 3 | 7119 | Rate Constraint in MTons | FALSE | L | Annual | Emissions at Affected Plants SO2 | Thousand Tons | 28.421 | 17.7496 | 10.0006 | 5.2639 | 1.9786 | 2.1469 | 2.1469
#6 - WRAP SO2 Policy Case Constraint | 3 | 7119 | Rate Constraint in MTons | FALSE | L | Annual | Allowances Purchased SO2 | Thousand Tons | 0 | 0 | 0 | 0 | 0 | 0 | 0
#6 - WRAP SO2 Policy Case Constraint | 3 | 7119 | Rate Constraint in MTons | FALSE | L | Annual | Allowances Sold SO2 | Thousand Tons | 0 | 0 | 0 | 0 | 0 | 0 | 0
#6 - WRAP SO2 Policy Case Constraint | 3 | 7119 | Rate Constraint in MTons | FALSE | L | Annual | Allowances Banked | Thousand Tons | 0 | 0 | 0 | 0 | 0 | 0 | 0
#6 - WRAP SO2 Policy Case Constraint | 3 | 7119 | Rate Constraint in MTons | FALSE | L | Annual | Allowances Withdrawn (1:1) | Thousand Tons | 0 | 0 | 0 | 0 | 0 | 0 | 0
#6 - WRAP SO2 Policy Case Constraint | 3 | 7119 | Rate Constraint in MTons | FALSE | L | Annual | Allowances Withdrawn (n:1) | Thousand Tons | 0 | 0 | 0 | 0 | 0 | 0 | 0
#6 - WRAP SO2 Policy Case Constraint | 3 | 7119 | Rate Constraint in MTons | FALSE | L | Annual | Net Emissions Allowance Position | Thousand Tons | 28.421 | 17.7496 | 10.0006 | 5.2639 | 1.9786 | 2.1469 | 2.1469
#6 - WRAP SO2 Policy Case Constraint | 3 | 7119 | Rate Constraint in MTons | FALSE | L | Annual | Fuel Consumed | TBtu | 692.2667 | 602.8854 | 510.6707 | 402.0269 | 249.9351 | 327.3364 | 370.1334
#6 - WRAP SO2 Policy Case Constraint | 3 | 7119 | Rate Constraint in MTons | FALSE | L | Annual | Rate | lb/MMBtu | 0.08211 | 0.058882 | 0.039167 | 0.026187 | 0.015833 | 0.013118 | 0.011601
#6 - WRAP SO2 Policy Case Constraint | 3 | 7119 | Rate Constraint in MTons | FALSE | L | Annual | Generation | TWh | 75.5481 | 68.2546 | 51.7483 | 43.9471 | 29.5231 | 39.0459 | 43.9609
#6 - WRAP SO2 Policy Case Constraint | 3 | 7119 | Rate Constraint in MTons | FALSE | L | Annual | Qualifying Generation | TWh | 75.5481 | 68.2546 | 51.7342 | 43.5491 | 29.0139 | 38.3164 | 43.1636
#6 - WRAP SO2 Policy Case Constraint | 3 | 7119 | Rate Constraint in MTons | FALSE | L | Annual | Rate | lb/MWh | 0.7524 | 0.5201 | 0.38662 | 0.24175 | 0.13639 | 0.11206 | 0.099478
#6 - WRAP SO2 Policy Case Constraint | 3 | 7119 | Rate Constraint in MTons | FALSE | L | Annual | Constraint Shadow Price | US2022$/Ton | 0 | 0 | 0 | 0 | 0 | 0 | 0
#CAN - #1 National - SO2 Cap Annual v3.1 | 4 | 7604 | Rate Constraint in MTons | FALSE | L | Annual | Seasons Included | Seasons | Winter, Spring, Summer, Fall | Winter, Spring, Summer, Fall | Winter, Spring, Summer, Fall | Winter, Spring, Summer, Fall | Winter, Spring, Summer, Fall | Winter, Spring, Summer, Fall | Winter, Spring, Summer, Fall
#CAN - #1 National - SO2 Cap Annual v3.1 | 4 | 7604 | Rate Constraint in MTons | FALSE | L | Annual | Standard SO2 | Thousand Tons | 948.21 | 948.21 | 948.21 | 948.21 | 948.21 | 948.21 | 948.21
#CAN - #1 National - SO2 Cap Annual v3.1 | 4 | 7604 | Rate Constraint in MTons | FALSE | L | Annual | Emissions at Affected Plants SO2 | Thousand Tons | 59.2373 | 26.1324 | 6.8714 | 6.8423 | 6.812 | 6.8423 | 6.8423
#CAN - #1 National - SO2 Cap Annual v3.1 | 4 | 7604 | Rate Constraint in MTons | FALSE | L | Annual | Allowances Purchased SO2 | Thousand Tons | 0 | 0 | 0 | 0 | 0 | 0 | 0
#CAN - #1 National - SO2 Cap Annual v3.1 | 4 | 7604 | Rate Constraint in MTons | FALSE | L | Annual | Allowances Sold SO2 | Thousand Tons | 0 | 0 | 0 | 0 | 0 | 0 | 0
#CAN - #1 National - SO2 Cap Annual v3.1 | 4 | 7604 | Rate Constraint in MTons | FALSE | L | Annual | Allowances Banked | Thousand Tons | 0 | 0 | 0 | 0 | 0 | 0 | 0
#CAN - #1 National - SO2 Cap Annual v3.1 | 4 | 7604 | Rate Constraint in MTons | FALSE | L | Annual | Allowances Withdrawn (1:1) | Thousand Tons | 0 | 0 | 0 | 0 | 0 | 0 | 0
#CAN - #1 National - SO2 Cap Annual v3.1 | 4 | 7604 | Rate Constraint in MTons | FALSE | L | Annual | Allowances Withdrawn (n:1) | Thousand Tons | 0 | 0 | 0 | 0 | 0 | 0 | 0
#CAN - #1 National - SO2 Cap Annual v3.1 | 4 | 7604 | Rate Constraint in MTons | FALSE | L | Annual | Net Emissions Allowance Position | Thousand Tons | 59.2373 | 26.1324 | 6.8714 | 6.8423 | 6.812 | 6.8423 | 6.8423
#CAN - #1 National - SO2 Cap Annual v3.1 | 4 | 7604 | Rate Constraint in MTons | FALSE | L | Annual | Fuel Consumed | TBtu | 565.6927 | 576.1566 | 718.718 | 832.9372 | 910.7167 | 741.8754 | 795.8521
#CAN - #1 National - SO2 Cap Annual v3.1 | 4 | 7604 | Rate Constraint in MTons | FALSE | L | Annual | Rate | lb/MMBtu | 0.20943 | 0.090713 | 0.019121 | 0.016429 | 0.01496 | 0.018446 | 0.017195
#CAN - #1 National - SO2 Cap Annual v3.1 | 4 | 7604 | Rate Constraint in MTons | FALSE | L | Annual | Generation | TWh | 79.0835 | 82.4847 | 102.7891 | 119.2131 | 131.2177 | 108.7245 | 117.9852
#CAN - #1 National - SO2 Cap Annual v3.1 | 4 | 7604 | Rate Constraint in MTons | FALSE | L | Annual | Qualifying Generation | TWh | 79.0835 | 82.4847 | 102.7891 | 119.2131 | 131.2177 | 108.7245 | 117.9852
#CAN - #1 National - SO2 Cap Annual v3.1 | 4 | 7604 | Rate Constraint in MTons | FALSE | L | Annual | Rate | lb/MWh | 1.4981 | 0.63363 | 0.1337 | 0.11479 | 0.10383 | 0.12586 | 0.11599
#CAN - #1 National - SO2 Cap Annual v3.1 | 4 | 7604 | Rate Constraint in MTons | FALSE | L | Annual | Constraint Shadow Price | US2022$/Ton | 0 | 0 | 0 | 0 | 0 | 0 | 0
#CAN - AB - MER Cap Annual v4.12 | 5 | 7616 | Rate Constraint in MTons | FALSE | L | Annual | Seasons Included | Seasons | Winter, Spring, Summer, Fall | Winter, Spring, Summer, Fall | Winter, Spring, Summer, Fall | Winter, Spring, Summer, Fall | Winter, Spring, Summer, Fall | Winter, Spring, Summer, Fall | Winter, Spring, Summer, Fall
#CAN - AB - MER Cap Annual v4.12 | 5 | 7616 | Rate Constraint in MTons | FALSE | L | Annual | Standard MER | lbs | 1300.7273 | 1300.7273 | 1300.7273 | 1300.7273 | 1300.7273 | 1300.7273 | 1300.7273
#CAN - AB - MER Cap Annual v4.12 | 5 | 7616 | Rate Constraint in MTons | FALSE | L | Annual | Emissions at Affected Plants MER | lbs | 0 | 0 | 0 | 0 | 0 | 0 | 0
#CAN - AB - MER Cap Annual v4.12 | 5 | 7616 | Rate Constraint in MTons | FALSE | L | Annual | Allowances Purchased MER | lbs | 0 | 0 | 0 | 0 | 0 | 0 | 0
#CAN - AB - MER Cap Annual v4.12 | 5 | 7616 | Rate Constraint in MTons | FALSE | L | Annual | Allowances Sold MER | lbs | 0 | 0 | 0 | 0 | 0 | 0 | 0
#CAN - AB - MER Cap Annual v4.12 | 5 | 7616 | Rate Constraint in MTons | FALSE | L | Annual | Allowances Banked | lbs | 0 | 0 | 0 | 0 | 0 | 0 | 0
#CAN - AB - MER Cap Annual v4.12 | 5 | 7616 | Rate Constraint in MTons | FALSE | L | Annual | Allowances Withdrawn (1:1) | lbs | 0 | 0 | 0 | 0 | 0 | 0 | 0
#CAN - AB - MER Cap Annual v4.12 | 5 | 7616 | Rate Constraint in MTons | FALSE | L | Annual | Allowances Withdrawn (n:1) | lbs | 0 | 0 | 0 | 0 | 0 | 0 | 0
#CAN - AB - MER Cap Annual v4.12 | 5 | 7616 | Rate Constraint in MTons | FALSE | L | Annual | Net Emissions Allowance Position | lbs | 0 | 0 | 0 | 0 | 0 | 0 | 0
#CAN - AB - MER Cap Annual v4.12 | 5 | 7616 | Rate Constraint in MTons | FALSE | L | Annual | Fuel Consumed | TBtu | 0 | 0 | 0 | 0 | 0 | 0 | 0
#CAN - AB - MER Cap Annual v4.12 | 5 | 7616 | Rate Constraint in MTons | FALSE | L | Annual | Rate | lb/MMBtu | 0 | 0 | 0 | 0 | 0 | 0 | 0
#CAN - AB - MER Cap Annual v4.12 | 5 | 7616 | Rate Constraint in MTons | FALSE | L | Annual | Generation | TWh | 0 | 0 | 0 | 0 | 0 | 0 | 0
#CAN - AB - MER Cap Annual v4.12 | 5 | 7616 | Rate Constraint in MTons | FALSE | L | Annual | Qualifying Generation | TWh | 0 | 0 | 0 | 0 | 0 | 0 | 0
#CAN - AB - MER Cap Annual v4.12 | 5 | 7616 | Rate Constraint in MTons | FALSE | L | Annual | Rate | lb/MWh | 0 | 0 | 0 | 0 | 0 | 0 | 0
#CAN - AB - MER Cap Annual v4.12 | 5 | 7616 | Rate Constraint in MTons | FALSE | L | Annual | Constraint Shadow Price | US2022$/Lb | 0 | 0 | 0 | 0 | 0 | 0 | 0
#CAN - BC - CO2 Constraint- v.6.17 | 6 | 7617 | Rate Constraint in MTons | FALSE | L | Annual | Seasons Included | Seasons | Winter, Spring, Summer, Fall | Winter, Spring, Summer, Fall | Winter, Spring, Summer, Fall | Winter, Spring, Summer, Fall | Winter, Spring, Summer, Fall | Winter, Spring, Summer, Fall | Winter, Spring, Summer, Fall
#CAN - BC - CO2 Constraint- v.6.17 | 6 | 7617 | Rate Constraint in MTons | FALSE | L | Annual | Standard CO2 | Thousand Tons | 0 | 0 | 0 | 0 | 0 | 0 | 0
#CAN - BC - CO2 Constraint- v.6.17 | 6 | 7617 | Rate Constraint in MTons | FALSE | L | Annual | Emissions at Affected Plants CO2 | Thousand Tons | 0 | 0 | 0 | 204.6164 | 842.0572 | 1431.1606 | 2297.548
#CAN - BC - CO2 Constraint- v.6.17 | 6 | 7617 | Rate Constraint in MTons | FALSE | L | Annual | Allowances Purchased CO2 | Thousand Tons | 0 | 0 | 0 | -204.6164 | -842.0572 | -1431.1606 | -2297.548
#CAN - BC - CO2 Constraint- v.6.17 | 6 | 7617 | Rate Constraint in MTons | FALSE | L | Annual | Allowances Sold CO2 | Thousand Tons | 0 | 0 | 0 | 0 | 0 | 0 | 0
#CAN - BC - CO2 Constraint- v.6.17 | 6 | 7617 | Rate Constraint in MTons | FALSE | L | Annual | Allowances Banked | Thousand Tons | 0 | 0 | 0 | 0 | 0 | 0 | 0
#CAN - BC - CO2 Constraint- v.6.17 | 6 | 7617 | Rate Constraint in MTons | FALSE | L | Annual | Allowances Withdrawn (1:1) | Thousand Tons | 0 | 0 | 0 | 0 | 0 | 0 | 0
#CAN - BC - CO2 Constraint- v.6.17 | 6 | 7617 | Rate Constraint in MTons | FALSE | L | Annual | Allowances Withdrawn (n:1) | Thousand Tons | 0 | 0 | 0 | 0 | 0 | 0 | 0
#CAN - BC - CO2 Constraint- v.6.17 | 6 | 7617 | Rate Constraint in MTons | FALSE | L | Annual | Net Emissions Allowance Position | Thousand Tons | 0 | 0 | 0 | -1.8901e-07 | -1.0255e-07 | -3.8151e-07 | -2.4008e-07
#CAN - BC - CO2 Constraint- v.6.17 | 6 | 7617 | Rate Constraint in MTons | FALSE | L | Annual | Fuel Consumed | TBtu | 0 | 0 | 0 | 2.787 | 12.4525 | 22.5158 | 37.3157
#CAN - BC - CO2 Constraint- v.6.17 | 6 | 7617 | Rate Constraint in MTons | FALSE | L | Annual | Rate | lb/MMBtu | 0 | 0 | 0 | 146.835 | 135.2427 | 127.125 | 123.141
#CAN - BC - CO2 Constraint- v.6.17 | 6 | 7617 | Rate Constraint in MTons | FALSE | L | Annual | Generation | TWh | 0 | 0 | 0 | 0.41267 | 1.8871 | 3.4669 | 5.7901
#CAN - BC - CO2 Constraint- v.6.17 | 6 | 7617 | Rate Constraint in MTons | FALSE | L | Annual | Qualifying Generation | TWh | 0 | 0 | 0 | 0.41267 | 1.8871 | 3.4669 | 5.7901
#CAN - BC - CO2 Constraint- v.6.17 | 6 | 7617 | Rate Constraint in MTons | FALSE | L | Annual | Rate | lb/MWh | 0 | 0 | 0 | 991.6676 | 892.4389 | 825.6183 | 793.606
#CAN - BC - CO2 Constraint- v.6.17 | 6 | 7617 | Rate Constraint in MTons | FALSE | L | Annual | Constraint Shadow Price | US2022$/Ton | 34.7664 | 33.5748 | 30.7694 | 28.1991 | 25.8436 | 23.6849 | 21.7061
#CAN - MB - Acid Rain - SO2 Cap Annual v3.1 | 7 | 7618 | Rate Constraint in MTons | FALSE | L | Annual | Seasons Included | Seasons | Winter, Spring, Summer, Fall | Winter, Spring, Summer, Fall | Winter, Spring, Summer, Fall | Winter, Spring, Summer, Fall | Winter, Spring, Summer, Fall | Winter, Spring, Summer, Fall | Winter, Spring, Summer, Fall
#CAN - MB - Acid Rain - SO2 Cap Annual v3.1 | 7 | 7618 | Rate Constraint in MTons | FALSE | L | Annual | Standard SO2 | Thousand Tons | 4.41 | 4.41 | 4.41 | 4.41 | 4.41 | 4.41 | 4.41
#CAN - MB - Acid Rain - SO2 Cap Annual v3.1 | 7 | 7618 | Rate Constraint in MTons | FALSE | L | Annual | Emissions at Affected Plants SO2 | Thousand Tons | 0 | 0 | 0 | 0 | 0 | 0 | 0
#CAN - MB - Acid Rain - SO2 Cap Annual v3.1 | 7 | 7618 | Rate Constraint in MTons | FALSE | L | Annual | Allowances Purchased SO2 | Thousand Tons | 0 | 0 | 0 | 0 | 0 | 0 | 0
#CAN - MB - Acid Rain - SO2 Cap Annual v3.1 | 7 | 7618 | Rate Constraint in MTons | FALSE | L | Annual | Allowances Sold SO2 | Thousand Tons | 0 | 0 | 0 | 0 | 0 | 0 | 0
#CAN - MB - Acid Rain - SO2 Cap Annual v3.1 | 7 | 7618 | Rate Constraint in MTons | FALSE | L | Annual | Allowances Banked | Thousand Tons | 0 | 0 | 0 | 0 | 0 | 0 | 0
#CAN - MB - Acid Rain - SO2 Cap Annual v3.1 | 7 | 7618 | Rate Constraint in MTons | FALSE | L | Annual | Allowances Withdrawn (1:1) | Thousand Tons | 0 | 0 | 0 | 0 | 0 | 0 | 0
#CAN - MB - Acid Rain - SO2 Cap Annual v3.1 | 7 | 7618 | Rate Constraint in MTons | FALSE | L | Annual | Allowances Withdrawn (n:1) | Thousand Tons | 0 | 0 | 0 | 0 | 0 | 0 | 0
#CAN - MB - Acid Rain - SO2 Cap Annual v3.1 | 7 | 7618 | Rate Constraint in MTons | FALSE | L | Annual | Net Emissions Allowance Position | Thousand Tons | 0 | 0 | 0 | 0 | 0 | 0 | 0
#CAN - MB - Acid Rain - SO2 Cap Annual v3.1 | 7 | 7618 | Rate Constraint in MTons | FALSE | L | Annual | Fuel Consumed | TBtu | 0 | 0 | 0 | 0 | 0.078365 | 0.31202 | 0.17249
#CAN - MB - Acid Rain - SO2 Cap Annual v3.1 | 7 | 7618 | Rate Constraint in MTons | FALSE | L | Annual | Rate | lb/MMBtu | 0 | 0 | 0 | 0 | 0 | 0 | 0
#CAN - MB - Acid Rain - SO2 Cap Annual v3.1 | 7 | 7618 | Rate Constraint in MTons | FALSE | L | Annual | Generation | TWh | 0 | 0 | 0 | 0 | 0.0074543 | 0.031412 | 0.017414
#CAN - MB - Acid Rain - SO2 Cap Annual v3.1 | 7 | 7618 | Rate Constraint in MTons | FALSE | L | Annual | Qualifying Generation | TWh | 0 | 0 | 0 | 0 | 0.0074543 | 0.031412 | 0.017414
#CAN - MB - Acid Rain - SO2 Cap Annual v3.1 | 7 | 7618 | Rate Constraint in MTons | FALSE | L | Annual | Rate | lb/MWh | 0 | 0 | 0 | 0 | 0 | 0 | 0
#CAN - MB - Acid Rain - SO2 Cap Annual v3.1 | 7 | 7618 | Rate Constraint in MTons | FALSE | L | Annual | Constraint Shadow Price | US2022$/Ton | 0 | 0 | 0 | 0 | 0 | 0 | 0
#CAN - MB - CO2 Constraint- v.6.17 | 8 | 7620 | Rate Constraint in MTons | FALSE | L | Annual | Seasons Included | Seasons | Winter, Spring, Summer, Fall | Winter, Spring, Summer, Fall | Winter, Spring, Summer, Fall | Winter, Spring, Summer, Fall | Winter, Spring, Summer, Fall | Winter, Spring, Summer, Fall | Winter, Spring, Summer, Fall
#CAN - MB - CO2 Constraint- v.6.17 | 8 | 7620 | Rate Constraint in MTons | FALSE | L | Annual | Standard CO2 | Thousand Tons | 0 | 0 | 0 | 0 | 0 | 0 | 0
#CAN - MB - CO2 Constraint- v.6.17 | 8 | 7620 | Rate Constraint in MTons | FALSE | L | Annual | Emissions at Affected Plants CO2 | Thousand Tons | 0 | 0 | 0 | 0 | 0 | 0 | 0
#CAN - MB - CO2 Constraint- v.6.17 | 8 | 7620 | Rate Constraint in MTons | FALSE | L | Annual | Allowances Purchased CO2 | Thousand Tons | 0 | 0 | 0 | 0 | 0 | 0 | 0
#CAN - MB - CO2 Constraint- v.6.17 | 8 | 7620 | Rate Constraint in MTons | FALSE | L | Annual | Allowances Sold CO2 | Thousand Tons | 0 | 0 | 0 | 0 | 0 | 0 | 0
#CAN - MB - CO2 Constraint- v.6.17 | 8 | 7620 | Rate Constraint in MTons | FALSE | L | Annual | Allowances Banked | Thousand Tons | 0 | 0 | 0 | 0 | 0 | 0 | 0
#CAN - MB - CO2 Constraint- v.6.17 | 8 | 7620 | Rate Constraint in MTons | FALSE | L | Annual | Allowances Withdrawn (1:1) | Thousand Tons | 0 | 0 | 0 | 0 | 0 | 0 | 0
#CAN - MB - CO2 Constraint- v.6.17 | 8 | 7620 | Rate Constraint in MTons | FALSE | L | Annual | Allowances Withdrawn (n:1) | Thousand Tons | 0 | 0 | 0 | 0 | 0 | 0 | 0
#CAN - MB - CO2 Constraint- v.6.17 | 8 | 7620 | Rate Constraint in MTons | FALSE | L | Annual | Net Emissions Allowance Position | Thousand Tons | 0 | 0 | 0 | 0 | 0 | 0 | 0
#CAN - MB - CO2 Constraint- v.6.17 | 8 | 7620 | Rate Constraint in MTons | FALSE | L | Annual | Fuel Consumed | TBtu | 0 | 0 | 0 | 0 | 0 | 0 | 0
#CAN - MB - CO2 Constraint- v.6.17 | 8 | 7620 | Rate Constraint in MTons | FALSE | L | Annual | Rate | lb/MMBtu | 0 | 0 | 0 | 0 | 0 | 0 | 0
#CAN - MB - CO2 Constraint- v.6.17 | 8 | 7620 | Rate Constraint in MTons | FALSE | L | Annual | Generation | TWh | 0 | 0 | 0 | 0 | 0 | 0 | 0
#CAN - MB - CO2 Constraint- v.6.17 | 8 | 7620 | Rate Constraint in MTons | FALSE | L | Annual | Qualifying Generation | TWh | 0 | 0 | 0 | 0 | 0 | 0 | 0
#CAN - MB - CO2 Constraint- v.6.17 | 8 | 7620 | Rate Constraint in MTons | FALSE | L | Annual | Rate | lb/MWh | 0 | 0 | 0 | 0 | 0 | 0 | 0
#CAN - MB - CO2 Constraint- v.6.17 | 8 | 7620 | Rate Constraint in MTons | FALSE | L | Annual | Constraint Shadow Price | US2022$/Ton | 0 | 6.7154 | 6.1541 | 5.6402 | 5.1688 | 4.7372 | 4.3414
#CAN - NB - Acid Rain - SO2 Cap Annual v3.1 | 9 | 7622 | Rate Constraint in MTons | FALSE | L | Annual | Seasons Included | Seasons | Winter, Spring, Summer, Fall | Winter, Spring, Summer, Fall | Winter, Spring, Summer, Fall | Winter, Spring, Summer, Fall | Winter, Spring, Summer, Fall | Winter, Spring, Summer, Fall | Winter, Spring, Summer, Fall
#CAN - NB - Acid Rain - SO2 Cap Annual v3.1 | 9 | 7622 | Rate Constraint in MTons | FALSE | L | Annual | Standard SO2 | Thousand Tons | 135.58 | 135.58 | 135.58 | 135.58 | 135.58 | 135.58 | 135.58
#CAN - NB - Acid Rain - SO2 Cap Annual v3.1 | 9 | 7622 | Rate Constraint in MTons | FALSE | L | Annual | Emissions at Affected Plants SO2 | Thousand Tons | 0 | 0 | 0 | 0 | 0 | 0 | 0
#CAN - NB - Acid Rain - SO2 Cap Annual v3.1 | 9 | 7622 | Rate Constraint in MTons | FALSE | L | Annual | Allowances Purchased SO2 | Thousand Tons | 0 | 0 | 0 | 0 | 0 | 0 | 0
#CAN - NB - Acid Rain - SO2 Cap Annual v3.1 | 9 | 7622 | Rate Constraint in MTons | FALSE | L | Annual | Allowances Sold SO2 | Thousand Tons | 0 | 0 | 0 | 0 | 0 | 0 | 0
#CAN - NB - Acid Rain - SO2 Cap Annual v3.1 | 9 | 7622 | Rate Constraint in MTons | FALSE | L | Annual | Allowances Banked | Thousand Tons | 0 | 0 | 0 | 0 | 0 | 0 | 0
#CAN - NB - Acid Rain - SO2 Cap Annual v3.1 | 9 | 7622 | Rate Constraint in MTons | FALSE | L | Annual | Allowances Withdrawn (1:1) | Thousand Tons | 0 | 0 | 0 | 0 | 0 | 0 | 0
#CAN - NB - Acid Rain - SO2 Cap Annual v3.1 | 9 | 7622 | Rate Constraint in MTons | FALSE | L | Annual | Allowances Withdrawn (n:1) | Thousand Tons | 0 | 0 | 0 | 0 | 0 | 0 | 0
#CAN - NB - Acid Rain - SO2 Cap Annual v3.1 | 9 | 7622 | Rate Constraint in MTons | FALSE | L | Annual | Net Emissions Allowance Position | Thousand Tons | 0 | 0 | 0 | 0 | 0 | 0 | 0
#CAN - NB - Acid Rain - SO2 Cap Annual v3.1 | 9 | 7622 | Rate Constraint in MTons | FALSE | L | Annual | Fuel Consumed | TBtu | 0.25437 | 0.14256 | 1.6504 | 0.72169 | 0.11548 | 0.053617 | 0.060622
#CAN - NB - Acid Rain - SO2 Cap Annual v3.1 | 9 | 7622 | Rate Constraint in MTons | FALSE | L | Annual | Rate | lb/MMBtu | 0 | 0 | 0 | 0 | 0 | 0 | 0
#CAN - NB - Acid Rain - SO2 Cap Annual v3.1 | 9 | 7622 | Rate Constraint in MTons | FALSE | L | Annual | Generation | TWh | 0.03424 | 0.019064 | 0.22393 | 0.097923 | 0.015669 | 0.007275 | 0.0082256
#CAN - NB - Acid Rain - SO2 Cap Annual v3.1 | 9 | 7622 | Rate Constraint in MTons | FALSE | L | Annual | Qualifying Generation | TWh | 0.03424 | 0.019064 | 0.22393 | 0.097923 | 0.015669 | 0.007275 | 0.0082256
#CAN - NB - Acid Rain - SO2 Cap Annual v3.1 | 9 | 7622 | Rate Constraint in MTons | FALSE | L | Annual | Rate | lb/MWh | 0 | 0 | 0 | 0 | 0 | 0 | 0
#CAN - NB - Acid Rain - SO2 Cap Annual v3.1 | 9 | 7622 | Rate Constraint in MTons | FALSE | L | Annual | Constraint Shadow Price | US2022$/Ton | 0 | 0 | 0 | 0 | 0 | 0 | 0
#CAN - NB - MER Cap Annual v4.12 | 10 | 7623 | Rate Constraint in MTons | FALSE | L | Annual | Seasons Included | Seasons | Winter, Spring, Summer, Fall | Winter, Spring, Summer, Fall | Winter, Spring, Summer, Fall | Winter, Spring, Summer, Fall | Winter, Spring, Summer, Fall | Winter, Spring, Summer, Fall | Winter, Spring, Summer, Fall
#CAN - NB - MER Cap Annual v4.12 | 10 | 7623 | Rate Constraint in MTons | FALSE | L | Annual | Standard MER | lbs | 55.1156 | 55.1156 | 55.1156 | 55.1156 | 55.1156 | 55.1156 | 55.1156
#CAN - NB - MER Cap Annual v4.12 | 10 | 7623 | Rate Constraint in MTons | FALSE | L | Annual | Emissions at Affected Plants MER | lbs | 0 | 0 | 0 | 0 | 0 | 0 | 0
#CAN - NB - MER Cap Annual v4.12 | 10 | 7623 | Rate Constraint in MTons | FALSE | L | Annual | Allowances Purchased MER | lbs | 0 | 0 | 0 | 0 | 0 | 0 | 0
#CAN - NB - MER Cap Annual v4.12 | 10 | 7623 | Rate Constraint in MTons | FALSE | L | Annual | Allowances Sold MER | lbs | 0 | 0 | 0 | 0 | 0 | 0 | 0
#CAN - NB - MER Cap Annual v4.12 | 10 | 7623 | Rate Constraint in MTons | FALSE | L | Annual | Allowances Banked | lbs | 0 | 0 | 0 | 0 | 0 | 0 | 0
#CAN - NB - MER Cap Annual v4.12 | 10 | 7623 | Rate Constraint in MTons | FALSE | L | Annual | Allowances Withdrawn (1:1) | lbs | 0 | 0 | 0 | 0 | 0 | 0 | 0
#CAN - NB - MER Cap Annual v4.12 | 10 | 7623 | Rate Constraint in MTons | FALSE | L | Annual | Allowances Withdrawn (n:1) | lbs | 0 | 0 | 0 | 0 | 0 | 0 | 0
#CAN - NB - MER Cap Annual v4.12 | 10 | 7623 | Rate Constraint in MTons | FALSE | L | Annual | Net Emissions Allowance Position | lbs | 0 | 0 | 0 | 0 | 0 | 0 | 0
#CAN - NB - MER Cap Annual v4.12 | 10 | 7623 | Rate Constraint in MTons | FALSE | L | Annual | Fuel Consumed | TBtu | 0 | 0 | 0 | 0 | 0 | 0 | 0
#CAN - NB - MER Cap Annual v4.12 | 10 | 7623 | Rate Constraint in MTons | FALSE | L | Annual | Rate | lb/MMBtu | 0 | 0 | 0 | 0 | 0 | 0 | 0
#CAN - NB - MER Cap Annual v4.12 | 10 | 7623 | Rate Constraint in MTons | FALSE | L | Annual | Generation | TWh | 0 | 0 | 0 | 0 | 0 | 0 | 0
#CAN - NB - MER Cap Annual v4.12 | 10 | 7623 | Rate Constraint in MTons | FALSE | L | Annual | Qualifying Generation | TWh | 0 | 0 | 0 | 0 | 0 | 0 | 0
#CAN - NB - MER Cap Annual v4.12 | 10 | 7623 | Rate Constraint in MTons | FALSE | L | Annual | Rate | lb/MWh | 0 | 0 | 0 | 0 | 0 | 0 | 0
#CAN - NB - MER Cap Annual v4.12 | 10 | 7623 | Rate Constraint in MTons | FALSE | L | Annual | Constraint Shadow Price | US2022$/Lb | 0 | 0 | 0 | 0 | 0 | 0 | 0
#CAN - NL&NF - SO2 Cap Annual v3.1 | 11 | 7621 | Rate Constraint in MTons | FALSE | L | Annual | Seasons Included | Seasons | Winter, Spring, Summer, Fall | Winter, Spring, Summer, Fall | Winter, Spring, Summer, Fall | Winter, Spring, Summer, Fall | Winter, Spring, Summer, Fall | Winter, Spring, Summer, Fall | Winter, Spring, Summer, Fall
#CAN - NL&NF - SO2 Cap Annual v3.1 | 11 | 7621 | Rate Constraint in MTons | FALSE | L | Annual | Standard SO2 | Thousand Tons | 16.53 | 16.53 | 16.53 | 16.53 | 16.53 | 16.53 | 16.53
#CAN - NL&NF - SO2 Cap Annual v3.1 | 11 | 7621 | Rate Constraint in MTons | FALSE | L | Annual | Emissions at Affected Plants SO2 | Thousand Tons | 0 | 0 | 0 | 0 | 0 | 0 | 0
#CAN - NL&NF - SO2 Cap Annual v3.1 | 11 | 7621 | Rate Constraint in MTons | FALSE | L | Annual | Allowances Purchased SO2 | Thousand Tons | 0 | 0 | 0 | 0 | 0 | 0 | 0
#CAN - NL&NF - SO2 Cap Annual v3.1 | 11 | 7621 | Rate Constraint in MTons | FALSE | L | Annual | Allowances Sold SO2 | Thousand Tons | 0 | 0 | 0 | 0 | 0 | 0 | 0
#CAN - NL&NF - SO2 Cap Annual v3.1 | 11 | 7621 | Rate Constraint in MTons | FALSE | L | Annual | Allowances Banked | Thousand Tons | 0 | 0 | 0 | 0 | 0 | 0 | 0
#CAN - NL&NF - SO2 Cap Annual v3.1 | 11 | 7621 | Rate Constraint in MTons | FALSE | L | Annual | Allowances Withdrawn (1:1) | Thousand Tons | 0 | 0 | 0 | 0 | 0 | 0 | 0
#CAN - NL&NF - SO2 Cap Annual v3.1 | 11 | 7621 | Rate Constraint in MTons | FALSE | L | Annual | Allowances Withdrawn (n:1) | Thousand Tons | 0 | 0 | 0 | 0 | 0 | 0 | 0
#CAN - NL&NF - SO2 Cap Annual v3.1 | 11 | 7621 | Rate Constraint in MTons | FALSE | L | Annual | Net Emissions Allowance Position | Thousand Tons | 0 | 0 | 0 | 0 | 0 | 0 | 0
#CAN - NL&NF - SO2 Cap Annual v3.1 | 11 | 7621 | Rate Constraint in MTons | FALSE | L | Annual | Fuel Consumed | TBtu | 0 | 0 | 0 | 0 | 0 | 0 | 0
#CAN - NL&NF - SO2 Cap Annual v3.1 | 11 | 7621 | Rate Constraint in MTons | FALSE | L | Annual | Rate | lb/MMBtu | 0 | 0 | 0 | 0 | 0 | 0 | 0
#CAN - NL&NF - SO2 Cap Annual v3.1 | 11 | 7621 | Rate Constraint in MTons | FALSE | L | Annual | Generation | TWh | 0 | 0 | 0 | 0 | 0 | 0 | 0
#CAN - NL&NF - SO2 Cap Annual v3.1 | 11 | 7621 | Rate Constraint in MTons | FALSE | L | Annual | Qualifying Generation | TWh | 0 | 0 | 0 | 0 | 0 | 0 | 0
#CAN - NL&NF - SO2 Cap Annual v3.1 | 11 | 7621 | Rate Constraint in MTons | FALSE | L | Annual | Rate | lb/MWh | 0 | 0 | 0 | 0 | 0 | 0 | 0
#CAN - NL&NF - SO2 Cap Annual v3.1 | 11 | 7621 | Rate Constraint in MTons | FALSE | L | Annual | Constraint Shadow Price | US2022$/Ton | 0 | 0 | 0 | 0 | 0 | 0 | 0
#CAN - NS - CO2 Cap Annual v6.20 | 12 | 7675 | Rate Constraint in MTons | FALSE | L | Annual | Seasons Included | Seasons | Winter, Spring, Summer, Fall | Winter, Spring, Summer, Fall | Winter, Spring, Summer, Fall | Winter, Spring, Summer, Fall | Winter, Spring, Summer, Fall | Winter, Spring, Summer, Fall | Winter, Spring, Summer, Fall
#CAN - NS - CO2 Cap Annual v6.20 | 12 | 7675 | Rate Constraint in MTons | FALSE | L | Annual | Standard CO2 | Thousand Tons | 5924.9163 | 5924.9163 | NA | NA | NA | NA | NA
#CAN - NS - CO2 Cap Annual v6.20 | 12 | 7675 | Rate Constraint in MTons | FALSE | L | Annual | Emissions at Affected Plants CO2 | Thousand Tons | 662.0649 | 703.4764 | 0 | 0 | 0 | 0 | 0
#CAN - NS - CO2 Cap Annual v6.20 | 12 | 7675 | Rate Constraint in MTons | FALSE | L | Annual | Allowances Purchased CO2 | Thousand Tons | 0 | 0 | 0 | 0 | 0 | 0 | 0
#CAN - NS - CO2 Cap Annual v6.20 | 12 | 7675 | Rate Constraint in MTons | FALSE | L | Annual | Allowances Sold CO2 | Thousand Tons | 0 | 0 | 0 | 0 | 0 | 0 | 0
#CAN - NS - CO2 Cap Annual v6.20 | 12 | 7675 | Rate Constraint in MTons | FALSE | L | Annual | Allowances Banked | Thousand Tons | 0 | 0 | 0 | 0 | 0 | 0 | 0
#CAN - NS - CO2 Cap Annual v6.20 | 12 | 7675 | Rate Constraint in MTons | FALSE | L | Annual | Allowances Withdrawn (1:1) | Thousand Tons | 0 | 0 | 0 | 0 | 0 | 0 | 0
#CAN - NS - CO2 Cap Annual v6.20 | 12 | 7675 | Rate Constraint in MTons | FALSE | L | Annual | Allowances Withdrawn (n:1) | Thousand Tons | 0 | 0 | 0 | 0 | 0 | 0 | 0
#CAN - NS - CO2 Cap Annual v6.20 | 12 | 7675 | Rate Constraint in MTons | FALSE | L | Annual | Net Emissions Allowance Position | Thousand Tons | 662.0649 | 703.4764 | 0 | 0 | 0 | 0 | 0
#CAN - NS - CO2 Cap Annual v6.20 | 12 | 7675 | Rate Constraint in MTons | FALSE | L | Annual | Fuel Consumed | TBtu | 6.4045 | 6.8051 | 0 | 0 | 0 | 0 | 0
#CAN - NS - CO2 Cap Annual v6.20 | 12 | 7675 | Rate Constraint in MTons | FALSE | L | Annual | Rate | lb/MMBtu | 206.75 | 206.75 | 0 | 0 | 0 | 0 | 0
#CAN - NS - CO2 Cap Annual v6.20 | 12 | 7675 | Rate Constraint in MTons | FALSE | L | Annual | Generation | TWh | 0.61358 | 0.65195 | 0 | 0 | 0 | 0 | 0
#CAN - NS - CO2 Cap Annual v6.20 | 12 | 7675 | Rate Constraint in MTons | FALSE | L | Annual | Qualifying Generation | TWh | 0.61358 | 0.65195 | 0 | 0 | 0 | 0 | 0
#CAN - NS - CO2 Cap Annual v6.20 | 12 | 7675 | Rate Constraint in MTons | FALSE | L | Annual | Rate | lb/MWh | 2158.0565 | 2158.0565 | 0 | 0 | 0 | 0 | 0
#CAN - NS - CO2 Cap Annual v6.20 | 12 | 7675 | Rate Constraint in MTons | FALSE | L | Annual | Constraint Shadow Price | US2022$/Ton | 0 | 0 | 0 | 0 | 0 | 0 | 0
#CAN - NS - MER Cap Annual v4.12 | 13 | 7627 | Rate Constraint in MTons | FALSE | L | Annual | Seasons Included | Seasons | Winter, Spring, Summer, Fall | Winter, Spring, Summer, Fall | Winter, Spring, Summer, Fall | Winter, Spring, Summer, Fall | Winter, Spring, Summer, Fall | Winter, Spring, Summer, Fall | Winter, Spring, Summer, Fall
#CAN - NS - MER Cap Annual v4.12 | 13 | 7627 | Rate Constraint in MTons | FALSE | L | Annual | Standard MER | lbs | 77.1618 | 77.1618 | 77.1618 | 77.1618 | 77.1618 | 77.1618 | 77.1618
#CAN - NS - MER Cap Annual v4.12 | 13 | 7627 | Rate Constraint in MTons | FALSE | L | Annual | Emissions at Affected Plants MER | lbs | 27.6439 | 29.373 | 0.22973 | 0 | 0 | 0 | 0
#CAN - NS - MER Cap Annual v4.12 | 13 | 7627 | Rate Constraint in MTons | FALSE | L | Annual | Allowances Purchased MER | lbs | 0 | 0 | 0 | 0 | 0 | 0 | 0
#CAN - NS - MER Cap Annual v4.12 | 13 | 7627 | Rate Constraint in MTons | FALSE | L | Annual | Allowances Sold MER | lbs | 0 | 0 | 0 | 0 | 0 | 0 | 0
#CAN - NS - MER Cap Annual v4.12 | 13 | 7627 | Rate Constraint in MTons | FALSE | L | Annual | Allowances Banked | lbs | 0 | 0 | 0 | 0 | 0 | 0 | 0
#CAN - NS - MER Cap Annual v4.12 | 13 | 7627 | Rate Constraint in MTons | FALSE | L | Annual | Allowances Withdrawn (1:1) | lbs | 0 | 0 | 0 | 0 | 0 | 0 | 0
#CAN - NS - MER Cap Annual v4.12 | 13 | 7627 | Rate Constraint in MTons | FALSE | L | Annual | Allowances Withdrawn (n:1) | lbs | 0 | 0 | 0 | 0 | 0 | 0 | 0
#CAN - NS - MER Cap Annual v4.12 | 13 | 7627 | Rate Constraint in MTons | FALSE | L | Annual | Net Emissions Allowance Position | lbs | 27.6439 | 29.373 | 0.22973 | 0 | 0 | 0 | 0
#CAN - NS - MER Cap Annual v4.12 | 13 | 7627 | Rate Constraint in MTons | FALSE | L | Annual | Fuel Consumed | TBtu | 6.4045 | 6.8051 | 0.053224 | 0 | 0 | 0 | 0
#CAN - NS - MER Cap Annual v4.12 | 13 | 7627 | Rate Constraint in MTons | FALSE | L | Annual | Rate | lb/MMBtu | 4.3163e-06 | 4.3163e-06 | 4.3163e-06 | 0 | 0 | 0 | 0
#CAN - NS - MER Cap Annual v4.12 | 13 | 7627 | Rate Constraint in MTons | FALSE | L | Annual | Generation | TWh | 0.61358 | 0.65195 | 0.005099 | 0 | 0 | 0 | 0
#CAN - NS - MER Cap Annual v4.12 | 13 | 7627 | Rate Constraint in MTons | FALSE | L | Annual | Qualifying Generation | TWh | 0.61358 | 0.65195 | 0.005099 | 0 | 0 | 0 | 0
#CAN - NS - MER Cap Annual v4.12 | 13 | 7627 | Rate Constraint in MTons | FALSE | L | Annual | Rate | lb/MWh | 4.5054e-05 | 4.5054e-05 | 4.5054e-05 | 0 | 0 | 0 | 0
#CAN - NS - MER Cap Annual v4.12 | 13 | 7627 | Rate Constraint in MTons | FALSE | L | Annual | Constraint Shadow Price | US2022$/Lb | 0 | 0 | 0 | 0 | 0 | 0 | 0
#CAN - NS - NS Power - NOX Cap Annual v3.1 | 14 | 7624 | Rate Constraint in MTons | FALSE | L | Annual | Seasons Included | Seasons | Winter, Spring, Summer, Fall | Winter, Spring, Summer, Fall | Winter, Spring, Summer, Fall | Winter, Spring, Summer, Fall | Winter, Spring, Summer, Fall | Winter, Spring, Summer, Fall | Winter, Spring, Summer, Fall
#CAN - NS - NS Power - NOX Cap Annual v3.1 | 14 | 7624 | Rate Constraint in MTons | FALSE | L | Annual | Standard NOX | Thousand Tons | 16.485 | 16.485 | 16.485 | 16.485 | 16.485 | 16.485 | 16.485
#CAN - NS - NS Power - NOX Cap Annual v3.1 | 14 | 7624 | Rate Constraint in MTons | FALSE | L | Annual | Emissions at Affected Plants NOX | Thousand Tons | 1.763 | 1.8771 | 0.071839 | 0.047422 | 0.033131 | 0.010866 | 0.010475
#CAN - NS - NS Power - NOX Cap Annual v3.1 | 14 | 7624 | Rate Constraint in MTons | FALSE | L | Annual | Allowances Purchased NOX | Thousand Tons | 0 | 0 | 0 | 0 | 0 | 0 | 0
#CAN - NS - NS Power - NOX Cap Annual v3.1 | 14 | 7624 | Rate Constraint in MTons | FALSE | L | Annual | Allowances Sold NOX | Thousand Tons | 0 | 0 | 0 | 0 | 0 | 0 | 0
#CAN - NS - NS Power - NOX Cap Annual v3.1 | 14 | 7624 | Rate Constraint in MTons | FALSE | L | Annual | Allowances Banked | Thousand Tons | 0 | 0 | 0 | 0 | 0 | 0 | 0
#CAN - NS - NS Power - NOX Cap Annual v3.1 | 14 | 7624 | Rate Constraint in MTons | FALSE | L | Annual | Allowances Withdrawn (1:1) | Thousand Tons | 0 | 0 | 0 | 0 | 0 | 0 | 0
#CAN - NS - NS Power - NOX Cap Annual v3.1 | 14 | 7624 | Rate Constraint in MTons | FALSE | L | Annual | Allowances Withdrawn (n:1) | Thousand Tons | 0 | 0 | 0 | 0 | 0 | 0 | 0
#CAN - NS - NS Power - NOX Cap Annual v3.1 | 14 | 7624 | Rate Constraint in MTons | FALSE | L | Annual | Net Emissions Allowance Position | Thousand Tons | 1.763 | 1.8771 | 0.071839 | 0.047422 | 0.033131 | 0.010866 | 0.010475
#CAN - NS - NS Power - NOX Cap Annual v3.1 | 14 | 7624 | Rate Constraint in MTons | FALSE | L | Annual | Fuel Consumed | TBtu | 15.0317 | 16.8917 | 8.3563 | 7.1774 | 5.7387 | 1.7517 | 1.6932
#CAN - NS - NS Power - NOX Cap Annual v3.1 | 14 | 7624 | Rate Constraint in MTons | FALSE | L | Annual | Rate | lb/MMBtu | 0.23458 | 0.22225 | 0.017194 | 0.013214 | 0.011547 | 0.012405 | 0.012372
#CAN - NS - NS Power - NOX Cap Annual v3.1 | 14 | 7624 | Rate Constraint in MTons | FALSE | L | Annual | Generation | TWh | 1.8125 | 2.0481 | 1.2136 | 1.0454 | 0.83336 | 0.22944 | 0.22083
#CAN - NS - NS Power - NOX Cap Annual v3.1 | 14 | 7624 | Rate Constraint in MTons | FALSE | L | Annual | Qualifying Generation | TWh | 1.8125 | 2.0481 | 1.2136 | 1.0454 | 0.83336 | 0.22944 | 0.22083
#CAN - NS - NS Power - NOX Cap Annual v3.1 | 14 | 7624 | Rate Constraint in MTons | FALSE | L | Annual | Rate | lb/MWh | 1.9454 | 1.8329 | 0.11839 | 0.090721 | 0.079511 | 0.094714 | 0.094867
#CAN - NS - NS Power - NOX Cap Annual v3.1 | 14 | 7624 | Rate Constraint in MTons | FALSE | L | Annual | Constraint Shadow Price | US2022$/Ton | 0 | 0 | 0 | 0 | 0 | 0 | 0
#CAN - NS - NS Power - SO2 Cap Annual v3.1 | 15 | 7625 | Rate Constraint in MTons | FALSE | L | Annual | Seasons Included | Seasons | Winter, Spring, Summer, Fall | Winter, Spring, Summer, Fall | Winter, Spring, Summer, Fall | Winter, Spring, Summer, Fall | Winter, Spring, Summer, Fall | Winter, Spring, Summer, Fall | Winter, Spring, Summer, Fall
#CAN - NS - NS Power - SO2 Cap Annual v3.1 | 15 | 7625 | Rate Constraint in MTons | FALSE | L | Annual | Standard SO2 | Thousand Tons | 39.9587 | 39.9587 | 39.9587 | 39.9587 | 39.9587 | 39.9587 | 39.9587
#CAN - NS - NS Power - SO2 Cap Annual v3.1 | 15 | 7625 | Rate Constraint in MTons | FALSE | L | Annual | Emissions at Affected Plants SO2 | Thousand Tons | 3.5081 | 3.7275 | 0.029153 | 0 | 0 | 0 | 0
#CAN - NS - NS Power - SO2 Cap Annual v3.1 | 15 | 7625 | Rate Constraint in MTons | FALSE | L | Annual | Allowances Purchased SO2 | Thousand Tons | 0 | 0 | 0 | 0 | 0 | 0 | 0
#CAN - NS - NS Power - SO2 Cap Annual v3.1 | 15 | 7625 | Rate Constraint in MTons | FALSE | L | Annual | Allowances Sold SO2 | Thousand Tons | 0 | 0 | 0 | 0 | 0 | 0 | 0
#CAN - NS - NS Power - SO2 Cap Annual v3.1 | 15 | 7625 | Rate Constraint in MTons | FALSE | L | Annual | Allowances Banked | Thousand Tons | 0 | 0 | 0 | 0 | 0 | 0 | 0
#CAN - NS - NS Power - SO2 Cap Annual v3.1 | 15 | 7625 | Rate Constraint in MTons | FALSE | L | Annual | Allowances Withdrawn (1:1) | Thousand Tons | 0 | 0 | 0 | 0 | 0 | 0 | 0
#CAN - NS - NS Power - SO2 Cap Annual v3.1 | 15 | 7625 | Rate Constraint in MTons | FALSE | L | Annual | Allowances Withdrawn (n:1) | Thousand Tons | 0 | 0 | 0 | 0 | 0 | 0 | 0
#CAN - NS - NS Power - SO2 Cap Annual v3.1 | 15 | 7625 | Rate Constraint in MTons | FALSE | L | Annual | Net Emissions Allowance Position | Thousand Tons | 3.5081 | 3.7275 | 0.029153 | 0 | 0 | 0 | 0
#CAN - NS - NS Power - SO2 Cap Annual v3.1 | 15 | 7625 | Rate Constraint in MTons | FALSE | L | Annual | Fuel Consumed | TBtu | 15.0317 | 16.8917 | 8.3563 | 7.1774 | 5.7387 | 1.7517 | 1.6932
#CAN - NS - NS Power - SO2 Cap Annual v3.1 | 15 | 7625 | Rate Constraint in MTons | FALSE | L | Annual | Rate | lb/MMBtu | 0.46676 | 0.44134 | 0.0069776 | 0 | 0 | 0 | 0
#CAN - NS - NS Power - SO2 Cap Annual v3.1 | 15 | 7625 | Rate Constraint in MTons | FALSE | L | Annual | Generation | TWh | 1.8125 | 2.0481 | 1.2136 | 1.0454 | 0.83336 | 0.22944 | 0.22083
#CAN - NS - NS Power - SO2 Cap Annual v3.1 | 15 | 7625 | Rate Constraint in MTons | FALSE | L | Annual | Qualifying Generation | TWh | 1.8125 | 2.0481 | 1.2136 | 1.0454 | 0.83336 | 0.22944 | 0.22083
#CAN - NS - NS Power - SO2 Cap Annual v3.1 | 15 | 7625 | Rate Constraint in MTons | FALSE | L | Annual | Rate | lb/MWh | 3.8709 | 3.6399 | 0.048045 | 0 | 0 | 0 | 0
#CAN - NS - NS Power - SO2 Cap Annual v3.1 | 15 | 7625 | Rate Constraint in MTons | FALSE | L | Annual | Constraint Shadow Price | US2022$/Ton | 0 | 0 | 0 | 0 | 0 | 0 | 0
#CAN - NS - SO2 Cap Annual v3.1 | 16 | 7626 | Rate Constraint in MTons | FALSE | L | Annual | Seasons Included | Seasons | Winter, Spring, Summer, Fall | Winter, Spring, Summer, Fall | Winter, Spring, Summer, Fall | Winter, Spring, Summer, Fall | Winter, Spring, Summer, Fall | Winter, Spring, Summer, Fall | Winter, Spring, Summer, Fall
#CAN - NS - SO2 Cap Annual v3.1 | 16 | 7626 | Rate Constraint in MTons | FALSE | L | Annual | Standard SO2 | Thousand Tons | 131.2522 | 131.2522 | 131.2522 | 131.2522 | 131.2522 | 131.2522 | 131.2522
#CAN - NS - SO2 Cap Annual v3.1 | 16 | 7626 | Rate Constraint in MTons | FALSE | L | Annual | Emissions at Affected Plants SO2 | Thousand Tons | 3.5081 | 3.7275 | 0.029153 | 0 | 0 | 0 | 0
#CAN - NS - SO2 Cap Annual v3.1 | 16 | 7626 | Rate Constraint in MTons | FALSE | L | Annual | Allowances Purchased SO2 | Thousand Tons | 0 | 0 | 0 | 0 | 0 | 0 | 0
#CAN - NS - SO2 Cap Annual v3.1 | 16 | 7626 | Rate Constraint in MTons | FALSE | L | Annual | Allowances Sold SO2 | Thousand Tons | 0 | 0 | 0 | 0 | 0 | 0 | 0
#CAN - NS - SO2 Cap Annual v3.1 | 16 | 7626 | Rate Constraint in MTons | FALSE | L | Annual | Allowances Banked | Thousand Tons | 0 | 0 | 0 | 0 | 0 | 0 | 0
#CAN - NS - SO2 Cap Annual v3.1 | 16 | 7626 | Rate Constraint in MTons | FALSE | L | Annual | Allowances Withdrawn (1:1) | Thousand Tons | 0 | 0 | 0 | 0 | 0 | 0 | 0
#CAN - NS - SO2 Cap Annual v3.1 | 16 | 7626 | Rate Constraint in MTons | FALSE | L | Annual | Allowances Withdrawn (n:1) | Thousand Tons | 0 | 0 | 0 | 0 | 0 | 0 | 0
#CAN - NS - SO2 Cap Annual v3.1 | 16 | 7626 | Rate Constraint in MTons | FALSE | L | Annual | Net Emissions Allowance Position | Thousand Tons | 3.5081 | 3.7275 | 0.029153 | 0 | 0 | 0 | 0
#CAN - NS - SO2 Cap Annual v3.1 | 16 | 7626 | Rate Constraint in MTons | FALSE | L | Annual | Fuel Consumed | TBtu | 15.0317 | 16.8917 | 8.3563 | 7.1774 | 5.7387 | 1.7517 | 1.6932
#CAN - NS - SO2 Cap Annual v3.1 | 16 | 7626 | Rate Constraint in MTons | FALSE | L | Annual | Rate | lb/MMBtu | 0.46676 | 0.44134 | 0.0069776 | 0 | 0 | 0 | 0
#CAN - NS - SO2 Cap Annual v3.1 | 16 | 7626 | Rate Constraint in MTons | FALSE | L | Annual | Generation | TWh | 1.8125 | 2.0481 | 1.2136 | 1.0454 | 0.83336 | 0.22944 | 0.22083
#CAN - NS - SO2 Cap Annual v3.1 | 16 | 7626 | Rate Constraint in MTons | FALSE | L | Annual | Qualifying Generation | TWh | 1.8125 | 2.0481 | 1.2136 | 1.0454 | 0.83336 | 0.22944 | 0.22083
#CAN - NS - SO2 Cap Annual v3.1 | 16 | 7626 | Rate Constraint in MTons | FALSE | L | Annual | Rate | lb/MWh | 3.8709 | 3.6399 | 0.048045 | 0 | 0 | 0 | 0
#CAN - NS - SO2 Cap Annual v3.1 | 16 | 7626 | Rate Constraint in MTons | FALSE | L | Annual | Constraint Shadow Price | US2022$/Ton | 0 | 0 | 0 | 0 | 0 | 0 | 0
#CAN - ON - NOX Cap Annual v3.1 | 17 | 7628 | Rate Constraint in MTons | FALSE | L | Annual | Seasons Included | Seasons | Winter, Spring, Summer, Fall | Winter, Spring, Summer, Fall | Winter, Spring, Summer, Fall | Winter, Spring, Summer, Fall | Winter, Spring, Summer, Fall | Winter, Spring, Summer, Fall | Winter, Spring, Summer, Fall
#CAN - ON - NOX Cap Annual v3.1 | 17 | 7628 | Rate Constraint in MTons | FALSE | L | Annual | Standard NOX | Thousand Tons | 47.2891 | 47.2891 | 47.2891 | 47.2891 | 47.2891 | 47.2891 | 47.2891
#CAN - ON - NOX Cap Annual v3.1 | 17 | 7628 | Rate Constraint in MTons | FALSE | L | Annual | Emissions at Affected Plants NOX | Thousand Tons | 0.36804 | 0.51112 | 0.9159 | 1.2634 | 1.5858 | 0.27366 | 0.25905
#CAN - ON - NOX Cap Annual v3.1 | 17 | 7628 | Rate Constraint in MTons | FALSE | L | Annual | Allowances Purchased NOX | Thousand Tons | 0 | 0 | 0 | 0 | 0 | 0 | 0
#CAN - ON - NOX Cap Annual v3.1 | 17 | 7628 | Rate Constraint in MTons | FALSE | L | Annual | Allowances Sold NOX | Thousand Tons | 0 | 0 | 0 | 0 | 0 | 0 | 0
#CAN - ON - NOX Cap Annual v3.1 | 17 | 7628 | Rate Constraint in MTons | FALSE | L | Annual | Allowances Banked | Thousand Tons | 0 | 0 | 0 | 0 | 0 | 0 | 0
#CAN - ON - NOX Cap Annual v3.1 | 17 | 7628 | Rate Constraint in MTons | FALSE | L | Annual | Allowances Withdrawn (1:1) | Thousand Tons | 0 | 0 | 0 | 0 | 0 | 0 | 0
#CAN - ON - NOX Cap Annual v3.1 | 17 | 7628 | Rate Constraint in MTons | FALSE | L | Annual | Allowances Withdrawn (n:1) | Thousand Tons | 0 | 0 | 0 | 0 | 0 | 0 | 0
#CAN - ON - NOX Cap Annual v3.1 | 17 | 7628 | Rate Constraint in MTons | FALSE | L | Annual | Net Emissions Allowance Position | Thousand Tons | 0.36804 | 0.51112 | 0.9159 | 1.2634 | 1.5858 | 0.27366 | 0.25905
#CAN - ON - NOX Cap Annual v3.1 | 17 | 7628 | Rate Constraint in MTons | FALSE | L | Annual | Fuel Consumed | TBtu | 31.1262 | 54.6556 | 115.4936 | 173.3762 | 229.1269 | 20.1366 | 17.748
#CAN - ON - NOX Cap Annual v3.1 | 17 | 7628 | Rate Constraint in MTons | FALSE | L | Annual | Rate | lb/MMBtu | 0.023648 | 0.018703 | 0.015861 | 0.014574 | 0.013842 | 0.027181 | 0.029192
#CAN - ON - NOX Cap Annual v3.1 | 17 | 7628 | Rate Constraint in MTons | FALSE | L | Annual | Generation | TWh | 4.4783 | 7.712 | 16.5516 | 24.5213 | 32.0832 | 2.7602 | 2.4203
#CAN - ON - NOX Cap Annual v3.1 | 17 | 7628 | Rate Constraint in MTons | FALSE | L | Annual | Qualifying Generation | TWh | 4.4783 | 7.712 | 16.5516 | 24.5213 | 32.0832 | 2.7602 | 2.4203
#CAN - ON - NOX Cap Annual v3.1 | 17 | 7628 | Rate Constraint in MTons | FALSE | L | Annual | Rate | lb/MWh | 0.16437 | 0.13255 | 0.11067 | 0.10304 | 0.098853 | 0.19829 | 0.21406
#CAN - ON - NOX Cap Annual v3.1 | 17 | 7628 | Rate Constraint in MTons | FALSE | L | Annual | Constraint Shadow Price | US2022$/Ton | 0 | 0 | 0 | 0 | 0 | 0 | 0
#CAN - ON - O3 Annex - NOX Cap Annual v3.1 | 18 | 7629 | Rate Constraint in MTons | FALSE | L | Annual | Seasons Included | Seasons | Winter, Spring, Summer, Fall | Winter, Spring, Summer, Fall | Winter, Spring, Summer, Fall | Winter, Spring, Summer, Fall | Winter, Spring, Summer, Fall | Winter, Spring, Summer, Fall | Winter, Spring, Summer, Fall
#CAN - ON - O3 Annex - NOX Cap Annual v3.1 | 18 | 7629 | Rate Constraint in MTons | FALSE | L | Annual | Standard NOX | Thousand Tons | 42.9901 | 42.9901 | 42.9901 | 42.9901 | 42.9901 | 42.9901 | 42.9901
#CAN - ON - O3 Annex - NOX Cap Annual v3.1 | 18 | 7629 | Rate Constraint in MTons | FALSE | L | Annual | Emissions at Affected Plants NOX | Thousand Tons | 0.36804 | 0.51112 | 0.9159 | 1.2634 | 1.5854 | 0.27347 | 0.25891
#CAN - ON - O3 Annex - NOX Cap Annual v3.1 | 18 | 7629 | Rate Constraint in MTons | FALSE | L | Annual | Allowances Purchased NOX | Thousand Tons | 0 | 0 | 0 | 0 | 0 | 0 | 0
#CAN - ON - O3 Annex - NOX Cap Annual v3.1 | 18 | 7629 | Rate Constraint in MTons | FALSE | L | Annual | Allowances Sold NOX | Thousand Tons | 0 | 0 | 0 | 0 | 0 | 0 | 0
#CAN - ON - O3 Annex - NOX Cap Annual v3.1 | 18 | 7629 | Rate Constraint in MTons | FALSE | L | Annual | Allowances Banked | Thousand Tons | 0 | 0 | 0 | 0 | 0 | 0 | 0
#CAN - ON - O3 Annex - NOX Cap Annual v3.1 | 18 | 7629 | Rate Constraint in MTons | FALSE | L | Annual | Allowances Withdrawn (1:1) | Thousand Tons | 0 | 0 | 0 | 0 | 0 | 0 | 0
#CAN - ON - O3 Annex - NOX Cap Annual v3.1 | 18 | 7629 | Rate Constraint in MTons | FALSE | L | Annual | Allowances Withdrawn (n:1) | Thousand Tons | 0 | 0 | 0 | 0 | 0 | 0 | 0
#CAN - ON - O3 Annex - NOX Cap Annual v3.1 | 18 | 7629 | Rate Constraint in MTons | FALSE | L | Annual | Net Emissions Allowance Position | Thousand Tons | 0.36804 | 0.51112 | 0.9159 | 1.2634 | 1.5854 | 0.27347 | 0.25891
#CAN - ON - O3 Annex - NOX Cap Annual v3.1 | 18 | 7629 | Rate Constraint in MTons | FALSE | L | Annual | Fuel Consumed | TBtu | 31.1262 | 54.6556 | 115.4936 | 173.3762 | 229.0578 | 20.1015 | 17.7231
#CAN - ON - O3 Annex - NOX Cap Annual v3.1 | 18 | 7629 | Rate Constraint in MTons | FALSE | L | Annual | Rate | lb/MMBtu | 0.023648 | 0.018703 | 0.015861 | 0.014574 | 0.013843 | 0.027209 | 0.029217
#CAN - ON - O3 Annex - NOX Cap Annual v3.1 | 18 | 7629 | Rate Constraint in MTons | FALSE | L | Annual | Generation | TWh | 4.4783 | 7.712 | 16.5516 | 24.5213 | 32.0762 | 2.7567 | 2.4178
#CAN - ON - O3 Annex - NOX Cap Annual v3.1 | 18 | 7629 | Rate Constraint in MTons | FALSE | L | Annual | Qualifying Generation | TWh | 4.4783 | 7.712 | 16.5516 | 24.5213 | 32.0762 | 2.7567 | 2.4178
#CAN - ON - O3 Annex - NOX Cap Annual v3.1 | 18 | 7629 | Rate Constraint in MTons | FALSE | L | Annual | Rate | lb/MWh | 0.16437 | 0.13255 | 0.11067 | 0.10304 | 0.098851 | 0.19841 | 0.21417
#CAN - ON - O3 Annex - NOX Cap Annual v3.1 | 18 | 7629 | Rate Constraint in MTons | FALSE | L | Annual | Constraint Shadow Price | US2022$/Ton | 0 | 0 | 0 | 0 | 0 | 0 | 0
#CAN - ON - SO2 Cap Annual v3.1 | 19 | 7630 | Rate Constraint in MTons | FALSE | L | Annual | Seasons Included | Seasons | Winter, Spring, Summer, Fall | Winter, Spring, Summer, Fall | Winter, Spring, Summer, Fall | Winter, Spring, Summer, Fall | Winter, Spring, Summer, Fall | Winter, Spring, Summer, Fall | Winter, Spring, Summer, Fall
#CAN - ON - SO2 Cap Annual v3.1 | 19 | 7630 | Rate Constraint in MTons | FALSE | L | Annual | Standard SO2 | Thousand Tons | 144.4026 | 144.4026 | 144.4026 | 144.4026 | 144.4026 | 144.4026 | 144.4026
#CAN - ON - SO2 Cap Annual v3.1 | 19 | 7630 | Rate Constraint in MTons | FALSE | L | Annual | Emissions at Affected Plants SO2 | Thousand Tons | 0.25581 | 0.25581 | 0.25581 | 0.25581 | 0.25581 | 0.25581 | 0.25581
#CAN - ON - SO2 Cap Annual v3.1 | 19 | 7630 | Rate Constraint in MTons | FALSE | L | Annual | Allowances Purchased SO2 | Thousand Tons | 0 | 0 | 0 | 0 | 0 | 0 | 0
#CAN - ON - SO2 Cap Annual v3.1 | 19 | 7630 | Rate Constraint in MTons | FALSE | L | Annual | Allowances Sold SO2 | Thousand Tons | 0 | 0 | 0 | 0 | 0 | 0 | 0
#CAN - ON - SO2 Cap Annual v3.1 | 19 | 7630 | Rate Constraint in MTons | FALSE | L | Annual | Allowances Banked | Thousand Tons | 0 | 0 | 0 | 0 | 120.3355 | 0 | 0
#CAN - ON - SO2 Cap Annual v3.1 | 19 | 7630 | Rate Constraint in MTons | FALSE | L | Annual | Allowances Withdrawn (1:1) | Thousand Tons | 0 | 0 | 0 | 0 | 0 | -144.4026 | 0
#CAN - ON - SO2 Cap Annual v3.1 | 19 | 7630 | Rate Constraint in MTons | FALSE | L | Annual | Allowances Withdrawn (n:1) | Thousand Tons | 0 | 0 | 0 | 0 | 0 | 0 | 0
#CAN - ON - SO2 Cap Annual v3.1 | 19 | 7630 | Rate Constraint in MTons | FALSE | L | Annual | Net Emissions Allowance Position | Thousand Tons | 0.25581 | 0.25581 | 0.25581 | 0.25581 | 120.5913 | -144.1468 | 0.25581
#CAN - ON - SO2 Cap Annual v3.1 | 19 | 7630 | Rate Constraint in MTons | FALSE | L | Annual | Fuel Consumed | TBtu | 31.1262 | 54.6556 | 115.4936 | 173.3762 | 229.1269 | 20.1366 | 17.748
#CAN - ON - SO2 Cap Annual v3.1 | 19 | 7630 | Rate Constraint in MTons | FALSE | L | Annual | Rate | lb/MMBtu | 0.016437 | 0.0093608 | 0.0044298 | 0.0029509 | 0.0022329 | 0.025407 | 0.028827
#CAN - ON - SO2 Cap Annual v3.1 | 19 | 7630 | Rate Constraint in MTons | FALSE | L | Annual | Generation | TWh | 4.4783 | 7.712 | 16.5516 | 24.5213 | 32.0832 | 2.7602 | 2.4203
#CAN - ON - SO2 Cap Annual v3.1 | 19 | 7630 | Rate Constraint in MTons | FALSE | L | Annual | Qualifying Generation | TWh | 4.4783 | 7.712 | 16.5516 | 24.5213 | 32.0832 | 2.7602 | 2.4203
#CAN - ON - SO2 Cap Annual v3.1 | 19 | 7630 | Rate Constraint in MTons | FALSE | L | Annual | Rate | lb/MWh | 0.11424 | 0.06634 | 0.030911 | 0.020864 | 0.015947 | 0.18535 | 0.21139
#CAN - ON - SO2 Cap Annual v3.1 | 19 | 7630 | Rate Constraint in MTons | FALSE | L | Annual | Constraint Shadow Price | US2022$/Ton | 0 | 0 | 0 | 0 | 0 | 0 | 0
#CAN - PE - Acid Rain - SO2 Cap Annual v3.1 | 20 | 7634 | Rate Constraint in MTons | FALSE | L | Annual | Seasons Included | Seasons | Winter, Spring, Summer, Fall | Winter, Spring, Summer, Fall | Winter, Spring, Summer, Fall | Winter, Spring, Summer, Fall | Winter, Spring, Summer, Fall | Winter, Spring, Summer, Fall | Winter, Spring, Summer, Fall
#CAN - PE - Acid Rain - SO2 Cap Annual v3.1 | 20 | 7634 | Rate Constraint in MTons | FALSE | L | Annual | Standard SO2 | Thousand Tons | 3.31 | 3.31 | 3.31 | 3.31 | 3.31 | 3.31 | 3.31
#CAN - PE - Acid Rain - SO2 Cap Annual v3.1 | 20 | 7634 | Rate Constraint in MTons | FALSE | L | Annual | Emissions at Affected Plants SO2 | Thousand Tons | 0 | 0 | 0 | 0 | 0 | 0 | 0
#CAN - PE - Acid Rain - SO2 Cap Annual v3.1 | 20 | 7634 | Rate Constraint in MTons | FALSE | L | Annual | Allowances Purchased SO2 | Thousand Tons | 0 | 0 | 0 | 0 | 0 | 0 | 0
#CAN - PE - Acid Rain - SO2 Cap Annual v3.1 | 20 | 7634 | Rate Constraint in MTons | FALSE | L | Annual | Allowances Sold SO2 | Thousand Tons | 0 | 0 | 0 | 0 | 0 | 0 | 0
#CAN - PE - Acid Rain - SO2 Cap Annual v3.1 | 20 | 7634 | Rate Constraint in MTons | FALSE | L | Annual | Allowances Banked | Thousand Tons | 0 | 0 | 0 | 0 | 0 | 0 | 0
#CAN - PE - Acid Rain - SO2 Cap Annual v3.1 | 20 | 7634 | Rate Constraint in MTons | FALSE | L | Annual | Allowances Withdrawn (1:1) | Thousand Tons | 0 | 0 | 0 | 0 | 0 | 0 | 0
#CAN - PE - Acid Rain - SO2 Cap Annual v3.1 | 20 | 7634 | Rate Constraint in MTons | FALSE | L | Annual | Allowances Withdrawn (n:1) | Thousand Tons | 0 | 0 | 0 | 0 | 0 | 0 | 0
#CAN - PE - Acid Rain - SO2 Cap Annual v3.1 | 20 | 7634 | Rate Constraint in MTons | FALSE | L | Annual | Net Emissions Allowance Position | Thousand Tons | 0 | 0 | 0 | 0 | 0 | 0 | 0
#CAN - PE - Acid Rain - SO2 Cap Annual v3.1 | 20 | 7634 | Rate Constraint in MTons | FALSE | L | Annual | Fuel Consumed | TBtu | 4.9427 | 7.3156 | 8.1181 | 8.2758 | 5.4277 | 1.909 | 1.6327
#CAN - PE - Acid Rain - SO2 Cap Annual v3.1 | 20 | 7634 | Rate Constraint in MTons | FALSE | L | Annual | Rate | lb/MMBtu | 0 | 0 | 0 | 0 | 0 | 0 | 0
#CAN - PE - Acid Rain - SO2 Cap Annual v3.1 | 20 | 7634 | Rate Constraint in MTons | FALSE | L | Annual | Generation | TWh | 0.74284 | 1.1151 | 1.2145 | 1.1829 | 0.78189 | 0.29969 | 0.25625
#CAN - PE - Acid Rain - SO2 Cap Annual v3.1 | 20 | 7634 | Rate Constraint in MTons | FALSE | L | Annual | Qualifying Generation | TWh | 0.74284 | 1.1151 | 1.2145 | 1.1829 | 0.78189 | 0.29969 | 0.25625
#CAN - PE - Acid Rain - SO2 Cap Annual v3.1 | 20 | 7634 | Rate Constraint in MTons | FALSE | L | Annual | Rate | lb/MWh | 0 | 0 | 0 | 0 | 0 | 0 | 0
#CAN - PE - Acid Rain - SO2 Cap Annual v3.1 | 20 | 7634 | Rate Constraint in MTons | FALSE | L | Annual | Constraint Shadow Price | US2022$/Ton | 0 | 0 | 0 | 0 | 0 | 0 | 0
#CAN - PQ - Acid Rain - SO2 Cap Annual v3.1 | 21 | 7632 | Rate Constraint in MTons | FALSE | L | Annual | Seasons Included | Seasons | Winter, Spring, Summer, Fall | Winter, Spring, Summer, Fall | Winter, Spring, Summer, Fall | Winter, Spring, Summer, Fall | Winter, Spring, Summer, Fall | Winter, Spring, Summer, Fall | Winter, Spring, Summer, Fall
#CAN - PQ - Acid Rain - SO2 Cap Annual v3.1 | 21 | 7632 | Rate Constraint in MTons | FALSE | L | Annual | Standard SO2 | Thousand Tons | 6.61 | 6.61 | 6.61 | 6.61 | 6.61 | 6.61 | 6.61
#CAN - PQ - Acid Rain - SO2 Cap Annual v3.1 | 21 | 7632 | Rate Constraint in MTons | FALSE | L | Annual | Emissions at Affected Plants SO2 | Thousand Tons | 0 | 0 | 0 | 0 | 0 | 0 | 0
#CAN - PQ - Acid Rain - SO2 Cap Annual v3.1 | 21 | 7632 | Rate Constraint in MTons | FALSE | L | Annual | Allowances Purchased SO2 | Thousand Tons | 0 | 0 | 0 | 0 | 0 | 0 | 0
#CAN - PQ - Acid Rain - SO2 Cap Annual v3.1 | 21 | 7632 | Rate Constraint in MTons | FALSE | L | Annual | Allowances Sold SO2 | Thousand Tons | 0 | 0 | 0 | 0 | 0 | 0 | 0
#CAN - PQ - Acid Rain - SO2 Cap Annual v3.1 | 21 | 7632 | Rate Constraint in MTons | FALSE | L | Annual | Allowances Banked | Thousand Tons | 0 | 0 | 0 | 0 | 0 | 0 | 0
#CAN - PQ - Acid Rain - SO2 Cap Annual v3.1 | 21 | 7632 | Rate Constraint in MTons | FALSE | L | Annual | Allowances Withdrawn (1:1) | Thousand Tons | 0 | 0 | 0 | 0 | 0 | 0 | 0
#CAN - PQ - Acid Rain - SO2 Cap Annual v3.1 | 21 | 7632 | Rate Constraint in MTons | FALSE | L | Annual | Allowances Withdrawn (n:1) | Thousand Tons | 0 | 0 | 0 | 0 | 0 | 0 | 0
#CAN - PQ - Acid Rain - SO2 Cap Annual v3.1 | 21 | 7632 | Rate Constraint in MTons | FALSE | L | Annual | Net Emissions Allowance Position | Thousand Tons | 0 | 0 | 0 | 0 | 0 | 0 | 0
#CAN - PQ - Acid Rain - SO2 Cap Annual v3.1 | 21 | 7632 | Rate Constraint in MTons | FALSE | L | Annual | Fuel Consumed | TBtu | 0 | 0 | 0 | 0 | 0 | 0 | 0
#CAN - PQ - Acid Rain - SO2 Cap Annual v3.1 | 21 | 7632 | Rate Constraint in MTons | FALSE | L | Annual | Rate | lb/MMBtu | 0 | 0 | 0 | 0 | 0 | 0 | 0
#CAN - PQ - Acid Rain - SO2 Cap Annual v3.1 | 21 | 7632 | Rate Constraint in MTons | FALSE | L | Annual | Generation | TWh | 0 | 0 | 0 | 0 | 0 | 0 | 0
#CAN - PQ - Acid Rain - SO2 Cap Annual v3.1 | 21 | 7632 | Rate Constraint in MTons | FALSE | L | Annual | Qualifying Generation | TWh | 0 | 0 | 0 | 0 | 0 | 0 | 0
#CAN - PQ - Acid Rain - SO2 Cap Annual v3.1 | 21 | 7632 | Rate Constraint in MTons | FALSE | L | Annual | Rate | lb/MWh | 0 | 0 | 0 | 0 | 0 | 0 | 0
#CAN - PQ - Acid Rain - SO2 Cap Annual v3.1 | 21 | 7632 | Rate Constraint in MTons | FALSE | L | Annual | Constraint Shadow Price | US2022$/Ton | 0 | 0 | 0 | 0 | 0 | 0 | 0
#CAN - PQ - CO2 Constraint- v.6.17 | 22 | 7633 | Rate Constraint in MTons | FALSE | L | Annual | Seasons Included | Seasons | Winter, Spring, Summer, Fall | Winter, Spring, Summer, Fall | Winter, Spring, Summer, Fall | Winter, Spring, Summer, Fall | Winter, Spring, Summer, Fall | Winter, Spring, Summer, Fall | Winter, Spring, Summer, Fall
#CAN - PQ - CO2 Constraint- v.6.17 | 22 | 7633 | Rate Constraint in MTons | FALSE | L | Annual | Standard CO2 | Thousand Tons | 0 | 0 | 0 | 0 | 0 | 0 | 0
#CAN - PQ - CO2 Constraint- v.6.17 | 22 | 7633 | Rate Constraint in MTons | FALSE | L | Annual | Emissions at Affected Plants CO2 | Thousand Tons | 0 | 0 | 0 | 0 | 0 | 0 | 0
#CAN - PQ - CO2 Constraint- v.6.17 | 22 | 7633 | Rate Constraint in MTons | FALSE | L | Annual | Allowances Purchased CO2 | Thousand Tons | 0 | 0 | 0 | 0 | 0 | 0 | 0
#CAN - PQ - CO2 Constraint- v.6.17 | 22 | 7633 | Rate Constraint in MTons | FALSE | L | Annual | Allowances Sold CO2 | Thousand Tons | 0 | 0 | 0 | 0 | 0 | 0 | 0
#CAN - PQ - CO2 Constraint- v.6.17 | 22 | 7633 | Rate Constraint in MTons | FALSE | L | Annual | Allowances Banked | Thousand Tons | 0 | 0 | 0 | 0 | 0 | 0 | 0
#CAN - PQ - CO2 Constraint- v.6.17 | 22 | 7633 | Rate Constraint in MTons | FALSE | L | Annual | Allowances Withdrawn (1:1) | Thousand Tons | 0 | 0 | 0 | 0 | 0 | 0 | 0
#CAN - PQ - CO2 Constraint- v.6.17 | 22 | 7633 | Rate Constraint in MTons | FALSE | L | Annual | Allowances Withdrawn (n:1) | Thousand Tons | 0 | 0 | 0 | 0 | 0 | 0 | 0
#CAN - PQ - CO2 Constraint- v.6.17 | 22 | 7633 | Rate Constraint in MTons | FALSE | L | Annual | Net Emissions Allowance Position | Thousand Tons | 0 | 0 | 0 | 0 | 0 | 0 | 0
#CAN - PQ - CO2 Constraint- v.6.17 | 22 | 7633 | Rate Constraint in MTons | FALSE | L | Annual | Fuel Consumed | TBtu | 0 | 0 | 0 | 0 | 0 | 0 | 0
#CAN - PQ - CO2 Constraint- v.6.17 | 22 | 7633 | Rate Constraint in MTons | FALSE | L | Annual | Rate | lb/MMBtu | 0 | 0 | 0 | 0 | 0 | 0 | 0
#CAN - PQ - CO2 Constraint- v.6.17 | 22 | 7633 | Rate Constraint in MTons | FALSE | L | Annual | Generation | TWh | 0 | 0 | 0 | 0 | 0 | 0 | 0
#CAN - PQ - CO2 Constraint- v.6.17 | 22 | 7633 | Rate Constraint in MTons | FALSE | L | Annual | Qualifying Generation | TWh | 0 | 0 | 0 | 0 | 0 | 0 | 0
#CAN - PQ - CO2 Constraint- v.6.17 | 22 | 7633 | Rate Constraint in MTons | FALSE | L | Annual | Rate | lb/MWh | 0 | 0 | 0 | 0 | 0 | 0 | 0
#CAN - PQ - CO2 Constraint- v.6.17 | 22 | 7633 | Rate Constraint in MTons | FALSE | L | Annual | Constraint Shadow Price | US2022$/Ton | 15.9587 | 73.0525 | 81.1728 | 81.1728 | 81.1729 | 81.1729 | 81.1731
#CAN - PQ - O3 Annex - NOX Cap Annual v3.1 | 23 | 7631 | Rate Constraint in MTons | FALSE | L | Annual | Seasons Included | Seasons | Winter, Spring, Summer, Fall | Winter, Spring, Summer, Fall | Winter, Spring, Summer, Fall | Winter, Spring, Summer, Fall | Winter, Spring, Summer, Fall | Winter, Spring, Summer, Fall | Winter, Spring, Summer, Fall
#CAN - PQ - O3 Annex - NOX Cap Annual v3.1 | 23 | 7631 | Rate Constraint in MTons | FALSE | L | Annual | Standard NOX | Thousand Tons | 5.5115 | 5.5115 | 5.5115 | 5.5115 | 5.5115 | 5.5115 | 5.5115
#CAN - PQ - O3 Annex - NOX Cap Annual v3.1 | 23 | 7631 | Rate Constraint in MTons | FALSE | L | Annual | Emissions at Affected Plants NOX | Thousand Tons | 0 | 0 | 0 | 0 | 0 | 0 | 0
#CAN - PQ - O3 Annex - NOX Cap Annual v3.1 | 23 | 7631 | Rate Constraint in MTons | FALSE | L | Annual | Allowances Purchased NOX | Thousand Tons | 0 | 0 | 0 | 0 | 0 | 0 | 0
#CAN - PQ - O3 Annex - NOX Cap Annual v3.1 | 23 | 7631 | Rate Constraint in MTons | FALSE | L | Annual | Allowances Sold NOX | Thousand Tons | 0 | 0 | 0 | 0 | 0 | 0 | 0
#CAN - PQ - O3 Annex - NOX Cap Annual v3.1 | 23 | 7631 | Rate Constraint in MTons | FALSE | L | Annual | Allowances Banked | Thousand Tons | 0 | 0 | 0 | 0 | 0 | 0 | 0
#CAN - PQ - O3 Annex - NOX Cap Annual v3.1 | 23 | 7631 | Rate Constraint in MTons | FALSE | L | Annual | Allowances Withdrawn (1:1) | Thousand Tons | 0 | 0 | 0 | 0 | 0 | 0 | 0
#CAN - PQ - O3 Annex - NOX Cap Annual v3.1 | 23 | 7631 | Rate Constraint in MTons | FALSE | L | Annual | Allowances Withdrawn (n:1) | Thousand Tons | 0 | 0 | 0 | 0 | 0 | 0 | 0
#CAN - PQ - O3 Annex - NOX Cap Annual v3.1 | 23 | 7631 | Rate Constraint in MTons | FALSE | L | Annual | Net Emissions Allowance Position | Thousand Tons | 0 | 0 | 0 | 0 | 0 | 0 | 0
#CAN - PQ - O3 Annex - NOX Cap Annual v3.1 | 23 | 7631 | Rate Constraint in MTons | FALSE | L | Annual | Fuel Consumed | TBtu | 0 | 0 | 0 | 0 | 0 | 0 | 0
#CAN - PQ - O3 Annex - NOX Cap Annual v3.1 | 23 | 7631 | Rate Constraint in MTons | FALSE | L | Annual | Rate | lb/MMBtu | 0 | 0 | 0 | 0 | 0 | 0 | 0
#CAN - PQ - O3 Annex - NOX Cap Annual v3.1 | 23 | 7631 | Rate Constraint in MTons | FALSE | L | Annual | Generation | TWh | 0 | 0 | 0 | 0 | 0 | 0 | 0
#CAN - PQ - O3 Annex - NOX Cap Annual v3.1 | 23 | 7631 | Rate Constraint in MTons | FALSE | L | Annual | Qualifying Generation | TWh | 0 | 0 | 0 | 0 | 0 | 0 | 0
#CAN - PQ - O3 Annex - NOX Cap Annual v3.1 | 23 | 7631 | Rate Constraint in MTons | FALSE | L | Annual | Rate | lb/MWh | 0 | 0 | 0 | 0 | 0 | 0 | 0
#CAN - PQ - O3 Annex - NOX Cap Annual v3.1 | 23 | 7631 | Rate Constraint in MTons | FALSE | L | Annual | Constraint Shadow Price | US2022$/Ton | 0 | 0 | 0 | 0 | 0 | 0 | 0
#CAN - SK - MER Cap Annual v4.12 | 24 | 7635 | Rate Constraint in MTons | FALSE | L | Annual | Seasons Included | Seasons | Winter, Spring, Summer, Fall | Winter, Spring, Summer, Fall | Winter, Spring, Summer, Fall | Winter, Spring, Summer, Fall | Winter, Spring, Summer, Fall | Winter, Spring, Summer, Fall | Winter, Spring, Summer, Fall
#CAN - SK - MER Cap Annual v4.12 | 24 | 7635 | Rate Constraint in MTons | FALSE | L | Annual | Standard MER | lbs | 947.9877 | 947.9877 | 947.9877 | 947.9877 | 947.9877 | 947.9877 | 947.9877
#CAN - SK - MER Cap Annual v4.12 | 24 | 7635 | Rate Constraint in MTons | FALSE | L | Annual | Emissions at Affected Plants MER | lbs | 550.1999 | 218.4972 | 63.5904 | 63.5904 | 63.2894 | 63.5904 | 63.5904
#CAN - SK - MER Cap Annual v4.12 | 24 | 7635 | Rate Constraint in MTons | FALSE | L | Annual | Allowances Purchased MER | lbs | 0 | 0 | 0 | 0 | 0 | 0 | 0
#CAN - SK - MER Cap Annual v4.12 | 24 | 7635 | Rate Constraint in MTons | FALSE | L | Annual | Allowances Sold MER | lbs | 0 | 0 | 0 | 0 | 0 | 0 | 0
#CAN - SK - MER Cap Annual v4.12 | 24 | 7635 | Rate Constraint in MTons | FALSE | L | Annual | Allowances Banked | lbs | 0 | 0 | 0 | 0 | 0 | 0 | 0
#CAN - SK - MER Cap Annual v4.12 | 24 | 7635 | Rate Constraint in MTons | FALSE | L | Annual | Allowances Withdrawn (1:1) | lbs | 0 | 0 | 0 | 0 | 0 | 0 | 0
#CAN - SK - MER Cap Annual v4.12 | 24 | 7635 | Rate Constraint in MTons | FALSE | L | Annual | Allowances Withdrawn (n:1) | lbs | 0 | 0 | 0 | 0 | 0 | 0 | 0
#CAN - SK - MER Cap Annual v4.12 | 24 | 7635 | Rate Constraint in MTons | FALSE | L | Annual | Net Emissions Allowance Position | lbs | 550.1999 | 218.4972 | 63.5904 | 63.5904 | 63.2894 | 63.5904 | 63.5904
#CAN - SK - MER Cap Annual v4.12 | 24 | 7635 | Rate Constraint in MTons | FALSE | L | Annual | Fuel Consumed | TBtu | 73.2812 | 29.223 | 8.6476 | 8.6476 | 8.6076 | 8.6476 | 8.6476
#CAN - SK - MER Cap Annual v4.12 | 24 | 7635 | Rate Constraint in MTons | FALSE | L | Annual | Rate | lb/MMBtu | 7.5081e-06 | 7.4769e-06 | 7.3535e-06 | 7.3535e-06 | 7.3527e-06 | 7.3535e-06 | 7.3535e-06
#CAN - SK - MER Cap Annual v4.12 | 24 | 7635 | Rate Constraint in MTons | FALSE | L | Annual | Generation | TWh | 7.0206 | 2.7997 | 0.82848 | 0.82848 | 0.82464 | 0.82848 | 0.82848
#CAN - SK - MER Cap Annual v4.12 | 24 | 7635 | Rate Constraint in MTons | FALSE | L | Annual | Qualifying Generation | TWh | 7.0206 | 2.7997 | 0.82848 | 0.82848 | 0.82464 | 0.82848 | 0.82848
#CAN - SK - MER Cap Annual v4.12 | 24 | 7635 | Rate Constraint in MTons | FALSE | L | Annual | Rate | lb/MWh | 7.8369e-05 | 7.8044e-05 | 7.6756e-05 | 7.6756e-05 | 7.6747e-05 | 7.6756e-05 | 7.6756e-05
#CAN - SK - MER Cap Annual v4.12 | 24 | 7635 | Rate Constraint in MTons | FALSE | L | Annual | Constraint Shadow Price | US2022$/Lb | 0 | 0 | 0 | 0 | 0 | 0 | 0
#CAN Aconi 1 - SO2 Rate Annual v3.1 | 25 | 7636 | Rate Constraint in lbs/MMBtu | FALSE | L | Annual | Seasons Included | Seasons | Winter, Spring, Summer, Fall | Winter, Spring, Summer, Fall | Winter, Spring, Summer, Fall | Winter, Spring, Summer, Fall | Winter, Spring, Summer, Fall | Winter, Spring, Summer, Fall | Winter, Spring, Summer, Fall
#CAN Aconi 1 - SO2 Rate Annual v3.1 | 25 | 7636 | Rate Constraint in lbs/MMBtu | FALSE | L | Annual | Standard SO2 | lb/MMBtu | 0.58146 | 0.58146 | 0.58146 | 0.58146 | 0.58146 | 0.58146 | 0.58146
#CAN Aconi 1 - SO2 Rate Annual v3.1 | 25 | 7636 | Rate Constraint in lbs/MMBtu | FALSE | L | Annual | Emissions at Affected Plants SO2 | Thousand Tons | 0 | 0 | 0 | 0 | 0 | 0 | 0
#CAN Aconi 1 - SO2 Rate Annual v3.1 | 25 | 7636 | Rate Constraint in lbs/MMBtu | FALSE | L | Annual | Allowances Purchased SO2 | Thousand Tons | 0 | 0 | 0 | 0 | 0 | 0 | 0
#CAN Aconi 1 - SO2 Rate Annual v3.1 | 25 | 7636 | Rate Constraint in lbs/MMBtu | FALSE | L | Annual | Allowances Sold SO2 | Thousand Tons | 0 | 0 | 0 | 0 | 0 | 0 | 0
#CAN Aconi 1 - SO2 Rate Annual v3.1 | 25 | 7636 | Rate Constraint in lbs/MMBtu | FALSE | L | Annual | Allowances Banked | Thousand Tons | 0 | 0 | 0 | 0 | 0 | 0 | 0
#CAN Aconi 1 - SO2 Rate Annual v3.1 | 25 | 7636 | Rate Constraint in lbs/MMBtu | FALSE | L | Annual | Allowances Withdrawn (1:1) | Thousand Tons | 0 | 0 | 0 | 0 | 0 | 0 | 0
#CAN Aconi 1 - SO2 Rate Annual v3.1 | 25 | 7636 | Rate Constraint in lbs/MMBtu | FALSE | L | Annual | Allowances Withdrawn (n:1) | Thousand Tons | 0 | 0 | 0 | 0 | 0 | 0 | 0
#CAN Aconi 1 - SO2 Rate Annual v3.1 | 25 | 7636 | Rate Constraint in lbs/MMBtu | FALSE | L | Annual | Net Emissions Allowance Position | Thousand Tons | 0 | 0 | 0 | 0 | 0 | 0 | 0
#CAN Aconi 1 - SO2 Rate Annual v3.1 | 25 | 7636 | Rate Constraint in lbs/MMBtu | FALSE | L | Annual | Fuel Consumed | TBtu | 0 | 0 | 0 | 0 | 0 | 0 | 0
#CAN Aconi 1 - SO2 Rate Annual v3.1 | 25 | 7636 | Rate Constraint in lbs/MMBtu | FALSE | L | Annual | Rate | lb/MMBtu | 0 | 0 | 0 | 0 | 0 | 0 | 0
#CAN Aconi 1 - SO2 Rate Annual v3.1 | 25 | 7636 | Rate Constraint in lbs/MMBtu | FALSE | L | Annual | Generation | TWh | 0 | 0 | 0 | 0 | 0 | 0 | 0
#CAN Aconi 1 - SO2 Rate Annual v3.1 | 25 | 7636 | Rate Constraint in lbs/MMBtu | FALSE | L | Annual | Qualifying Generation | TWh | 0 | 0 | 0 | 0 | 0 | 0 | 0
#CAN Aconi 1 - SO2 Rate Annual v3.1 | 25 | 7636 | Rate Constraint in lbs/MMBtu | FALSE | L | Annual | Rate | lb/MWh | 0 | 0 | 0 | 0 | 0 | 0 | 0
#CAN Aconi 1 - SO2 Rate Annual v3.1 | 25 | 7636 | Rate Constraint in lbs/MMBtu | FALSE | L | Annual | Constraint Shadow Price | US2022$/Ton | 1241548.722 | 895291.6006 | 30700.8278 | 25561.7241 | 23002.3403 | 25824.6812 | 27434.4697
#CAN Lingan 1-4 - SO2 Rate Annual v3.1 | 26 | 7637 | Rate Constraint in lbs/MMBtu | FALSE | L | Annual | Seasons Included | Seasons | Winter, Spring, Summer, Fall | Winter, Spring, Summer, Fall | Winter, Spring, Summer, Fall | Winter, Spring, Summer, Fall | Winter, Spring, Summer, Fall | Winter, Spring, Summer, Fall | Winter, Spring, Summer, Fall
#CAN Lingan 1-4 - SO2 Rate Annual v3.1 | 26 | 7637 | Rate Constraint in lbs/MMBtu | FALSE | L | Annual | Standard SO2 | lb/MMBtu | 3.7214 | 3.7214 | 3.7214 | 3.7214 | 3.7214 | 3.7214 | 3.7214
#CAN Lingan 1-4 - SO2 Rate Annual v3.1 | 26 | 7637 | Rate Constraint in lbs/MMBtu | FALSE | L | Annual | Emissions at Affected Plants SO2 | Thousand Tons | 3.5081 | 3.7275 | 0 | 0 | 0 | 0 | 0
#CAN Lingan 1-4 - SO2 Rate Annual v3.1 | 26 | 7637 | Rate Constraint in lbs/MMBtu | FALSE | L | Annual | Allowances Purchased SO2 | Thousand Tons | 0 | 0 | 0 | 0 | 0 | 0 | 0
#CAN Lingan 1-4 - SO2 Rate Annual v3.1 | 26 | 7637 | Rate Constraint in lbs/MMBtu | FALSE | L | Annual | Allowances Sold SO2 | Thousand Tons | 0 | 0 | 0 | 0 | 0 | 0 | 0
#CAN Lingan 1-4 - SO2 Rate Annual v3.1 | 26 | 7637 | Rate Constraint in lbs/MMBtu | FALSE | L | Annual | Allowances Banked | Thousand Tons | 0 | 0 | 0 | 0 | 0 | 0 | 0
#CAN Lingan 1-4 - SO2 Rate Annual v3.1 | 26 | 7637 | Rate Constraint in lbs/MMBtu | FALSE | L | Annual | Allowances Withdrawn (1:1) | Thousand Tons | 0 | 0 | 0 | 0 | 0 | 0 | 0
#CAN Lingan 1-4 - SO2 Rate Annual v3.1 | 26 | 7637 | Rate Constraint in lbs/MMBtu | FALSE | L | Annual | Allowances Withdrawn (n:1) | Thousand Tons | 0 | 0 | 0 | 0 | 0 | 0 | 0
#CAN Lingan 1-4 - SO2 Rate Annual v3.1 | 26 | 7637 | Rate Constraint in lbs/MMBtu | FALSE | L | Annual | Net Emissions Allowance Position | Thousand Tons | 3.5081 | 3.7275 | 0 | 0 | 0 | 0 | 0
#CAN Lingan 1-4 - SO2 Rate Annual v3.1 | 26 | 7637 | Rate Constraint in lbs/MMBtu | FALSE | L | Annual | Fuel Consumed | TBtu | 6.4045 | 6.8051 | 0 | 0 | 0 | 0 | 0
#CAN Lingan 1-4 - SO2 Rate Annual v3.1 | 26 | 7637 | Rate Constraint in lbs/MMBtu | FALSE | L | Annual | Rate | lb/MMBtu | 1.0955 | 1.0955 | 0 | 0 | 0 | 0 | 0
#CAN Lingan 1-4 - SO2 Rate Annual v3.1 | 26 | 7637 | Rate Constraint in lbs/MMBtu | FALSE | L | Annual | Generation | TWh | 0.61358 | 0.65195 | 0 | 0 | 0 | 0 | 0
#CAN Lingan 1-4 - SO2 Rate Annual v3.1 | 26 | 7637 | Rate Constraint in lbs/MMBtu | FALSE | L | Annual | Qualifying Generation | TWh | 0.61358 | 0.65195 | 0 | 0 | 0 | 0 | 0
#CAN Lingan 1-4 - SO2 Rate Annual v3.1 | 26 | 7637 | Rate Constraint in lbs/MMBtu | FALSE | L | Annual | Rate | lb/MWh | 11.4349 | 11.4349 | 0 | 0 | 0 | 0 | 0
#CAN Lingan 1-4 - SO2 Rate Annual v3.1 | 26 | 7637 | Rate Constraint in lbs/MMBtu | FALSE | L | Annual | Constraint Shadow Price | US2022$/Ton | 0 | 0 | 0 | 0 | 0 | 0 | 0
#CAN -National Coal CO2 Rate Limit- 2030- v6.20 | 27 | 7650 | Rate Constraint in lbs/MWh | FALSE | L | Annual | Seasons Included | Seasons | Winter, Spring, Summer, Fall | Winter, Spring, Summer, Fall | Winter, Spring, Summer, Fall | Winter, Spring, Summer, Fall | Winter, Spring, Summer, Fall | Winter, Spring, Summer, Fall | Winter, Spring, Summer, Fall
#CAN -National Coal CO2 Rate Limit- 2030- v6.20 | 27 | 7650 | Rate Constraint in lbs/MWh | FALSE | L | Annual | Standard CO2 | lb/MWh | 0 | 925.94 | 925.94 | 925.94 | 925.94 | 925.94 | 925.94
#CAN -National Coal CO2 Rate Limit- 2030- v6.20 | 27 | 7650 | Rate Constraint in lbs/MWh | FALSE | L | Annual | Emissions at Affected Plants CO2 | Thousand Tons | 0 | 0 | 0 | 0 | 0 | 0 | 0
#CAN -National Coal CO2 Rate Limit- 2030- v6.20 | 27 | 7650 | Rate Constraint in lbs/MWh | FALSE | L | Annual | Allowances Purchased CO2 | Thousand Tons | 0 | 0 | 0 | 0 | 0 | 0 | 0
#CAN -National Coal CO2 Rate Limit- 2030- v6.20 | 27 | 7650 | Rate Constraint in lbs/MWh | FALSE | L | Annual | Allowances Sold CO2 | Thousand Tons | 0 | 0 | 0 | 0 | 0 | 0 | 0
#CAN -National Coal CO2 Rate Limit- 2030- v6.20 | 27 | 7650 | Rate Constraint in lbs/MWh | FALSE | L | Annual | Allowances Banked | Thousand Tons | 0 | 0 | 0 | 0 | 0 | 0 | 0
#CAN -National Coal CO2 Rate Limit- 2030- v6.20 | 27 | 7650 | Rate Constraint in lbs/MWh | FALSE | L | Annual | Allowances Withdrawn (1:1) | Thousand Tons | 0 | 0 | 0 | 0 | 0 | 0 | 0
#CAN -National Coal CO2 Rate Limit- 2030- v6.20 | 27 | 7650 | Rate Constraint in lbs/MWh | FALSE | L | Annual | Allowances Withdrawn (n:1) | Thousand Tons | 0 | 0 | 0 | 0 | 0 | 0 | 0
#CAN -National Coal CO2 Rate Limit- 2030- v6.20 | 27 | 7650 | Rate Constraint in lbs/MWh | FALSE | L | Annual | Net Emissions Allowance Position | Thousand Tons | 0 | 0 | 0 | 0 | 0 | 0 | 0
#CAN -National Coal CO2 Rate Limit- 2030- v6.20 | 27 | 7650 | Rate Constraint in lbs/MWh | FALSE | L | Annual | Fuel Consumed | TBtu | 0 | 0 | 0 | 0 | 0 | 0 | 0
#CAN -National Coal CO2 Rate Limit- 2030- v6.20 | 27 | 7650 | Rate Constraint in lbs/MWh | FALSE | L | Annual | Rate | lb/MMBtu | 0 | 0 | 0 | 0 | 0 | 0 | 0
#CAN -National Coal CO2 Rate Limit- 2030- v6.20 | 27 | 7650 | Rate Constraint in lbs/MWh | FALSE | L | Annual | Generation | TWh | 0 | 0 | 0 | 0 | 0 | 0 | 0
#CAN -National Coal CO2 Rate Limit- 2030- v6.20 | 27 | 7650 | Rate Constraint in lbs/MWh | FALSE | L | Annual | Qualifying Generation | TWh | 0 | 0 | 0 | 0 | 0 | 0 | 0
#CAN -National Coal CO2 Rate Limit- 2030- v6.20 | 27 | 7650 | Rate Constraint in lbs/MWh | FALSE | L | Annual | Constraint Shadow Price | US2022$/Ton | 506.5577 | 1700.1491 | 198.0053 | 79.8951 | 164.1893 | 252.0364 | 200.2336
#CAN -National Coal CO2 Rate Limit- NewUnit- v6.20 | 28 | 7655 | Rate Constraint in lbs/MWh | FALSE | L | Annual | Seasons Included | Seasons | Winter, Spring, Summer, Fall | Winter, Spring, Summer, Fall | Winter, Spring, Summer, Fall | Winter, Spring, Summer, Fall | Winter, Spring, Summer, Fall | Winter, Spring, Summer, Fall | Winter, Spring, Summer, Fall
#CAN -National Coal CO2 Rate Limit- NewUnit- v6.20 | 28 | 7655 | Rate Constraint in lbs/MWh | FALSE | L | Annual | Standard CO2 | lb/MWh | 925.94 | 925.94 | 925.94 | 925.94 | 925.94 | 925.94 | 925.94
#CAN -National Coal CO2 Rate Limit- NewUnit- v6.20 | 28 | 7655 | Rate Constraint in lbs/MWh | FALSE | L | Annual | Emissions at Affected Plants CO2 | Thousand Tons | 0 | 0 | 0 | 0 | 0 | 0 | 0
#CAN -National Coal CO2 Rate Limit- NewUnit- v6.20 | 28 | 7655 | Rate Constraint in lbs/MWh | FALSE | L | Annual | Allowances Purchased CO2 | Thousand Tons | 0 | 0 | 0 | 0 | 0 | 0 | 0
#CAN -National Coal CO2 Rate Limit- NewUnit- v6.20 | 28 | 7655 | Rate Constraint in lbs/MWh | FALSE | L | Annual | Allowances Sold CO2 | Thousand Tons | 0 | 0 | 0 | 0 | 0 | 0 | 0
#CAN -National Coal CO2 Rate Limit- NewUnit- v6.20 | 28 | 7655 | Rate Constraint in lbs/MWh | FALSE | L | Annual | Allowances Banked | Thousand Tons | 0 | 0 | 0 | 0 | 0 | 0 | 0
#CAN -National Coal CO2 Rate Limit- NewUnit- v6.20 | 28 | 7655 | Rate Constraint in lbs/MWh | FALSE | L | Annual | Allowances Withdrawn (1:1) | Thousand Tons | 0 | 0 | 0 | 0 | 0 | 0 | 0
#CAN -National Coal CO2 Rate Limit- NewUnit- v6.20 | 28 | 7655 | Rate Constraint in lbs/MWh | FALSE | L | Annual | Allowances Withdrawn (n:1) | Thousand Tons | 0 | 0 | 0 | 0 | 0 | 0 | 0
#CAN -National Coal CO2 Rate Limit- NewUnit- v6.20 | 28 | 7655 | Rate Constraint in lbs/MWh | FALSE | L | Annual | Net Emissions Allowance Position | Thousand Tons | 0 | 0 | 0 | 0 | 0 | 0 | 0
#CAN -National Coal CO2 Rate Limit- NewUnit- v6.20 | 28 | 7655 | Rate Constraint in lbs/MWh | FALSE | L | Annual | Fuel Consumed | TBtu | 0 | 0 | 0 | 0 | 0 | 0 | 0
#CAN -National Coal CO2 Rate Limit- NewUnit- v6.20 | 28 | 7655 | Rate Constraint in lbs/MWh | FALSE | L | Annual | Rate | lb/MMBtu | 0 | 0 | 0 | 0 | 0 | 0 | 0
#CAN -National Coal CO2 Rate Limit- NewUnit- v6.20 | 28 | 7655 | Rate Constraint in lbs/MWh | FALSE | L | Annual | Generation | TWh | 0 | 0 | 0 | 0 | 0 | 0 | 0
#CAN -National Coal CO2 Rate Limit- NewUnit- v6.20 | 28 | 7655 | Rate Constraint in lbs/MWh | FALSE | L | Annual | Qualifying Generation | TWh | 0 | 0 | 0 | 0 | 0 | 0 | 0
#CAN -National Coal CO2 Rate Limit- NewUnit- v6.20 | 28 | 7655 | Rate Constraint in lbs/MWh | FALSE | L | Annual | Constraint Shadow Price | US2022$/Ton | 801.4722 | 785.1179 | 135.8485 | 70.1005 | 97.0834 | 86.1779 | 93.2681
#CAN -National Large NGas CO2 Rate Limit- v6.20 | 29 | 7673 | Rate Constraint in lbs/MWh | FALSE | L | Annual | Seasons Included | Seasons | Winter, Spring, Summer, Fall | Winter, Spring, Summer, Fall | Winter, Spring, Summer, Fall | Winter, Spring, Summer, Fall | Winter, Spring, Summer, Fall | Winter, Spring, Summer, Fall | Winter, Spring, Summer, Fall
#CAN -National Large NGas CO2 Rate Limit- v6.20 | 29 | 7673 | Rate Constraint in lbs/MWh | FALSE | L | Annual | Standard CO2 | lb/MWh | 925.9404 | 925.9404 | 925.9404 | 925.9404 | 925.9404 | 925.9404 | 925.9404
#CAN -National Large NGas CO2 Rate Limit- v6.20 | 29 | 7673 | Rate Constraint in lbs/MWh | FALSE | L | Annual | Emissions at Affected Plants CO2 | Thousand Tons | 23790.5943 | 26447.7608 | 34391.1477 | 40355.4988 | 45685.6978 | 37689.1599 | 40997.4687
#CAN -National Large NGas CO2 Rate Limit- v6.20 | 29 | 7673 | Rate Constraint in lbs/MWh | FALSE | L | Annual | Allowances Purchased CO2 | Thousand Tons | 0 | 0 | 0 | 0 | 0 | 0 | 0
#CAN -National Large NGas CO2 Rate Limit- v6.20 | 29 | 7673 | Rate Constraint in lbs/MWh | FALSE | L | Annual | Allowances Sold CO2 | Thousand Tons | 0 | 0 | 0 | 0 | 0 | 0 | 0
#CAN -National Large NGas CO2 Rate Limit- v6.20 | 29 | 7673 | Rate Constraint in lbs/MWh | FALSE | L | Annual | Allowances Banked | Thousand Tons | 0 | 0 | 0 | 0 | 0 | 0 | 0
#CAN -National Large NGas CO2 Rate Limit- v6.20 | 29 | 7673 | Rate Constraint in lbs/MWh | FALSE | L | Annual | Allowances Withdrawn (1:1) | Thousand Tons | 0 | 0 | 0 | 0 | 0 | 0 | 0
#CAN -National Large NGas CO2 Rate Limit- v6.20 | 29 | 7673 | Rate Constraint in lbs/MWh | FALSE | L | Annual | Allowances Withdrawn (n:1) | Thousand Tons | 0 | 0 | 0 | 0 | 0 | 0 | 0
#CAN -National Large NGas CO2 Rate Limit- v6.20 | 29 | 7673 | Rate Constraint in lbs/MWh | FALSE | L | Annual | Net Emissions Allowance Position | Thousand Tons | 23790.5943 | 26447.7608 | 34391.1477 | 40355.4988 | 45685.6978 | 37689.1599 | 40997.4687
#CAN -National Large NGas CO2 Rate Limit- v6.20 | 29 | 7673 | Rate Constraint in lbs/MWh | FALSE | L | Annual | Fuel Consumed | TBtu | 375.3762 | 420.0864 | 546.4388 | 644.5206 | 735.2564 | 609.9976 | 668.0684
#CAN -National Large NGas CO2 Rate Limit- v6.20 | 29 | 7673 | Rate Constraint in lbs/MWh | FALSE | L | Annual | Rate | lb/MMBtu | 126.756 | 125.9158 | 125.8737 | 125.2264 | 124.2715 | 123.5715 | 122.7344
#CAN -National Large NGas CO2 Rate Limit- v6.20 | 29 | 7673 | Rate Constraint in lbs/MWh | FALSE | L | Annual | Generation | TWh | 55.4737 | 61.8131 | 78.7114 | 93.1263 | 106.725 | 90.5602 | 100.3496
#CAN -National Large NGas CO2 Rate Limit- v6.20 | 29 | 7673 | Rate Constraint in lbs/MWh | FALSE | L | Annual | Qualifying Generation | TWh | 55.4737 | 61.8131 | 78.7114 | 93.1263 | 106.725 | 90.5602 | 100.3496
#CAN -National Large NGas CO2 Rate Limit- v6.20 | 29 | 7673 | Rate Constraint in lbs/MWh | FALSE | L | Annual | Constraint Shadow Price | US2022$/Ton | 0 | 0 | 0 | 0 | 0 | 0 | 0
#CAN -National NOx Rate Limit v4.12 | 30 | 7606 | Rate Constraint in lbs/MWh | FALSE | L | Annual | Seasons Included | Seasons | Winter, Spring, Summer, Fall | Winter, Spring, Summer, Fall | Winter, Spring, Summer, Fall | Winter, Spring, Summer, Fall | Winter, Spring, Summer, Fall | Winter, Spring, Summer, Fall | Winter, Spring, Summer, Fall
#CAN -National NOx Rate Limit v4.12 | 30 | 7606 | Rate Constraint in lbs/MWh | FALSE | L | Annual | Standard NOX | lb/MWh | 1.5212 | 1.5212 | 1.5212 | 1.5212 | 1.5212 | 1.5212 | 1.5212
#CAN -National NOx Rate Limit v4.12 | 30 | 7606 | Rate Constraint in lbs/MWh | FALSE | L | Annual | Emissions at Affected Plants NOX | Thousand Tons | 2.8734 | 3.4323 | 8.1068 | 8.9929 | 8.0813 | 6.6262 | 5.7126
#CAN -National NOx Rate Limit v4.12 | 30 | 7606 | Rate Constraint in lbs/MWh | FALSE | L | Annual | Allowances Purchased NOX | Thousand Tons | 0 | 0 | 0 | 0 | 0 | 0 | 0
#CAN -National NOx Rate Limit v4.12 | 30 | 7606 | Rate Constraint in lbs/MWh | FALSE | L | Annual | Allowances Sold NOX | Thousand Tons | 0 | 0 | 0 | 0 | 0 | 0 | 0
#CAN -National NOx Rate Limit v4.12 | 30 | 7606 | Rate Constraint in lbs/MWh | FALSE | L | Annual | Allowances Banked | Thousand Tons | 0 | 0 | 0 | 0 | 0 | 0 | 0
#CAN -National NOx Rate Limit v4.12 | 30 | 7606 | Rate Constraint in lbs/MWh | FALSE | L | Annual | Allowances Withdrawn (1:1) | Thousand Tons | 0 | 0 | 0 | 0 | 0 | 0 | 0
#CAN -National NOx Rate Limit v4.12 | 30 | 7606 | Rate Constraint in lbs/MWh | FALSE | L | Annual | Allowances Withdrawn (n:1) | Thousand Tons | 0 | 0 | 0 | 0 | 0 | 0 | 0
#CAN -National NOx Rate Limit v4.12 | 30 | 7606 | Rate Constraint in lbs/MWh | FALSE | L | Annual | Net Emissions Allowance Position | Thousand Tons | 2.8734 | 3.4323 | 8.1068 | 8.9929 | 8.0813 | 6.6262 | 5.7126
#CAN -National NOx Rate Limit v4.12 | 30 | 7606 | Rate Constraint in lbs/MWh | FALSE | L | Annual | Fuel Consumed | TBtu | 375.4231 | 425.5391 | 570.3308 | 676.933 | 756.501 | 625.2857 | 680.7641
#CAN -National NOx Rate Limit v4.12 | 30 | 7606 | Rate Constraint in lbs/MWh | FALSE | L | Annual | Rate | lb/MMBtu | 0.015308 | 0.016132 | 0.028429 | 0.02657 | 0.021365 | 0.021194 | 0.016783
#CAN -National NOx Rate Limit v4.12 | 30 | 7606 | Rate Constraint in lbs/MWh | FALSE | L | Annual | Generation | TWh | 55.2433 | 62.2978 | 81.5371 | 96.8586 | 108.9788 | 92.0355 | 101.5009
#CAN -National NOx Rate Limit v4.12 | 30 | 7606 | Rate Constraint in lbs/MWh | FALSE | L | Annual | Qualifying Generation | TWh | 55.2433 | 62.2978 | 81.5371 | 96.8586 | 108.9788 | 92.0355 | 101.5009
#CAN -National NOx Rate Limit v4.12 | 30 | 7606 | Rate Constraint in lbs/MWh | FALSE | L | Annual | Constraint Shadow Price | US2022$/Ton | 0 | 0 | 0 | 0 | 0 | 0 | 0
#CAN -National Small NGas CO2 Rate Limit- v6.20 | 31 | 7674 | Rate Constraint in lbs/MWh | FALSE | L | Annual | Seasons Included | Seasons | Winter, Spring, Summer, Fall | Winter, Spring, Summer, Fall | Winter, Spring, Summer, Fall | Winter, Spring, Summer, Fall | Winter, Spring, Summer, Fall | Winter, Spring, Summer, Fall | Winter, Spring, Summer, Fall
#CAN -National Small NGas CO2 Rate Limit- v6.20 | 31 | 7674 | Rate Constraint in lbs/MWh | FALSE | L | Annual | Standard CO2 | lb/MWh | 1212.541 | 1212.541 | 1212.541 | 1212.541 | 1212.541 | 1212.541 | 1212.541
#CAN -National Small NGas CO2 Rate Limit- v6.20 | 31 | 7674 | Rate Constraint in lbs/MWh | FALSE | L | Annual | Emissions at Affected Plants CO2 | Thousand Tons | 8197.0764 | 8897.0909 | 12850.3627 | 14113.081 | 12718.1871 | 9369.5356 | 8956.0082
#CAN -National Small NGas CO2 Rate Limit- v6.20 | 31 | 7674 | Rate Constraint in lbs/MWh | FALSE | L | Annual | Allowances Purchased CO2 | Thousand Tons | 0 | 0 | 0 | 0 | 0 | 0 | 0
#CAN -National Small NGas CO2 Rate Limit- v6.20 | 31 | 7674 | Rate Constraint in lbs/MWh | FALSE | L | Annual | Allowances Sold CO2 | Thousand Tons | 0 | 0 | 0 | 0 | 0 | 0 | 0
#CAN -National Small NGas CO2 Rate Limit- v6.20 | 31 | 7674 | Rate Constraint in lbs/MWh | FALSE | L | Annual | Allowances Banked | Thousand Tons | 0 | 0 | 0 | 0 | 0 | 0 | 0
#CAN -National Small NGas CO2 Rate Limit- v6.20 | 31 | 7674 | Rate Constraint in lbs/MWh | FALSE | L | Annual | Allowances Withdrawn (1:1) | Thousand Tons | 0 | 0 | 0 | 0 | 0 | 0 | 0
#CAN -National Small NGas CO2 Rate Limit- v6.20 | 31 | 7674 | Rate Constraint in lbs/MWh | FALSE | L | Annual | Allowances Withdrawn (n:1) | Thousand Tons | 0 | 0 | 0 | 0 | 0 | 0 | 0
#CAN -National Small NGas CO2 Rate Limit- v6.20 | 31 | 7674 | Rate Constraint in lbs/MWh | FALSE | L | Annual | Net Emissions Allowance Position | Thousand Tons | 8197.0764 | 8897.0909 | 12850.3627 | 14113.081 | 12718.1871 | 9369.5356 | 8956.0082
#CAN -National Small NGas CO2 Rate Limit- v6.20 | 31 | 7674 | Rate Constraint in lbs/MWh | FALSE | L | Annual | Fuel Consumed | TBtu | 105.1093 | 114.557 | 158.14 | 174.2976 | 161.4119 | 117.7411 | 113.6471
#CAN -National Small NGas CO2 Rate Limit- v6.20 | 31 | 7674 | Rate Constraint in lbs/MWh | FALSE | L | Annual | Rate | lb/MMBtu | 155.9724 | 155.3304 | 162.5189 | 161.9423 | 157.5867 | 159.1549 | 157.6109
#CAN -National Small NGas CO2 Rate Limit- v6.20 | 31 | 7674 | Rate Constraint in lbs/MWh | FALSE | L | Annual | Generation | TWh | 15.2892 | 16.538 | 22.5647 | 24.575 | 22.9884 | 16.6505 | 16.1217
#CAN -National Small NGas CO2 Rate Limit- v6.20 | 31 | 7674 | Rate Constraint in lbs/MWh | FALSE | L | Annual | Qualifying Generation | TWh | 15.2892 | 16.538 | 22.5647 | 24.575 | 22.9884 | 16.6505 | 16.1217
#CAN -National Small NGas CO2 Rate Limit- v6.20 | 31 | 7674 | Rate Constraint in lbs/MWh | FALSE | L | Annual | Constraint Shadow Price | US2022$/Ton | 0 | 0 | 0 | 0 | 0 | 0 | 0
#CAN -National SO2 Rate Limit v4.12 | 32 | 7605 | Rate Constraint in lbs/MWh | FALSE | L | Annual | Seasons Included | Seasons | Winter, Spring, Summer, Fall | Winter, Spring, Summer, Fall | Winter, Spring, Summer, Fall | Winter, Spring, Summer, Fall | Winter, Spring, Summer, Fall | Winter, Spring, Summer, Fall | Winter, Spring, Summer, Fall
#CAN -National SO2 Rate Limit v4.12 | 32 | 7605 | Rate Constraint in lbs/MWh | FALSE | L | Annual | Standard SO2 | lb/MWh | 9.3476 | 9.3476 | 9.3476 | 9.3476 | 9.3476 | 9.3476 | 9.3476
#CAN -National SO2 Rate Limit v4.12 | 32 | 7605 | Rate Constraint in lbs/MWh | FALSE | L | Annual | Emissions at Affected Plants SO2 | Thousand Tons | 0.25581 | 0.25581 | 0.25581 | 0.25581 | 0.25581 | 0.25581 | 0.25581
#CAN -National SO2 Rate Limit v4.12 | 32 | 7605 | Rate Constraint in lbs/MWh | FALSE | L | Annual | Allowances Purchased SO2 | Thousand Tons | 0 | 0 | 0 | 0 | 0 | 0 | 0
#CAN -National SO2 Rate Limit v4.12 | 32 | 7605 | Rate Constraint in lbs/MWh | FALSE | L | Annual | Allowances Sold SO2 | Thousand Tons | 0 | 0 | 0 | 0 | 0 | 0 | 0
#CAN -National SO2 Rate Limit v4.12 | 32 | 7605 | Rate Constraint in lbs/MWh | FALSE | L | Annual | Allowances Banked | Thousand Tons | 0 | 0 | 0 | 0 | 0 | 0 | 0
#CAN -National SO2 Rate Limit v4.12 | 32 | 7605 | Rate Constraint in lbs/MWh | FALSE | L | Annual | Allowances Withdrawn (1:1) | Thousand Tons | 0 | 0 | 0 | 0 | 0 | 0 | 0
#CAN -National SO2 Rate Limit v4.12 | 32 | 7605 | Rate Constraint in lbs/MWh | FALSE | L | Annual | Allowances Withdrawn (n:1) | Thousand Tons | 0 | 0 | 0 | 0 | 0 | 0 | 0
#CAN -National SO2 Rate Limit v4.12 | 32 | 7605 | Rate Constraint in lbs/MWh | FALSE | L | Annual | Net Emissions Allowance Position | Thousand Tons | 0.25581 | 0.25581 | 0.25581 | 0.25581 | 0.25581 | 0.25581 | 0.25581
#CAN -National SO2 Rate Limit v4.12 | 32 | 7605 | Rate Constraint in lbs/MWh | FALSE | L | Annual | Fuel Consumed | TBtu | 375.4231 | 425.5391 | 570.3308 | 676.933 | 756.501 | 625.2857 | 680.7641
#CAN -National SO2 Rate Limit v4.12 | 32 | 7605 | Rate Constraint in lbs/MWh | FALSE | L | Annual | Rate | lb/MMBtu | 0.0013628 | 0.0012023 | 0.00089706 | 0.00075579 | 0.0006763 | 0.00081822 | 0.00075154
#CAN -National SO2 Rate Limit v4.12 | 32 | 7605 | Rate Constraint in lbs/MWh | FALSE | L | Annual | Generation | TWh | 55.2433 | 62.2978 | 81.5371 | 96.8586 | 108.9788 | 92.0355 | 101.5009
#CAN -National SO2 Rate Limit v4.12 | 32 | 7605 | Rate Constraint in lbs/MWh | FALSE | L | Annual | Qualifying Generation | TWh | 55.2433 | 62.2978 | 81.5371 | 96.8586 | 108.9788 | 92.0355 | 101.5009
#CAN -National SO2 Rate Limit v4.12 | 32 | 7605 | Rate Constraint in lbs/MWh | FALSE | L | Annual | Constraint Shadow Price | US2022$/Ton | 0 | 0 | 0 | 0 | 0 | 0 | 0
#CAN RPS v6.20- CNAB | 33 | 7565 | Generation Constraint in GWh | FALSE | G | Annual | Seasons Included | Seasons | Winter, Spring, Summer, Fall | Winter, Spring, Summer, Fall | Winter, Spring, Summer, Fall | Winter, Spring, Summer, Fall | Winter, Spring, Summer, Fall | Winter, Spring, Summer, Fall | Winter, Spring, Summer, Fall
#CAN RPS v6.20- CNAB | 33 | 7565 | Generation Constraint in GWh | FALSE | G | Annual | Standard GWh | GWh | 0 | 25428.5463 | 26329.738 | 26715.1733 | 27433.762 | 28612.0969 | 29838.2331
#CAN RPS v6.20- CNAB | 33 | 7565 | Generation Constraint in GWh | FALSE | G | Annual | Emissions at Affected Plants | GWh | 29244.314 | 29244.314 | 29244.314 | 29606.6882 | 29606.8538 | 29606.6882 | 29838.2331
#CAN RPS v6.20- CNAB | 33 | 7565 | Generation Constraint in GWh | FALSE | G | Annual | Allowances Purchased | GWh | 0 | 0 | 0 | 0 | 0 | 0 | 0
#CAN RPS v6.20- CNAB | 33 | 7565 | Generation Constraint in GWh | FALSE | G | Annual | Allowances Sold | GWh | 0 | 0 | 0 | 0 | 0 | 0 | 0
#CAN RPS v6.20- CNAB | 33 | 7565 | Generation Constraint in GWh | FALSE | G | Annual | Allowances Banked | GWh | 0 | 0 | 0 | 0 | 0 | 0 | 0
#CAN RPS v6.20- CNAB | 33 | 7565 | Generation Constraint in GWh | FALSE | G | Annual | Allowances Withdrawn (1:1) | GWh | 0 | 0 | 0 | 0 | 0 | 0 | 0
#CAN RPS v6.20- CNAB | 33 | 7565 | Generation Constraint in GWh | FALSE | G | Annual | Allowances Withdrawn (n:1) | GWh | 0 | 0 | 0 | 0 | 0 | 0 | 0
#CAN RPS v6.20- CNAB | 33 | 7565 | Generation Constraint in GWh | FALSE | G | Annual | Net Emissions Allowance Position | GWh | 29244.314 | 29244.314 | 29244.314 | 29606.6882 | 29606.8538 | 29606.6882 | 29838.2331
#CAN RPS v6.20- CNAB | 33 | 7565 | Generation Constraint in GWh | FALSE | G | Annual | Constraint Shadow Price | US2022$/MWh | 0 | 0 | 0 | 0 | 0 | 0 | 7.2952
#CAN RPS v6.20- CNBC | 34 | 7564 | Generation Constraint in GWh | FALSE | G | Annual | Seasons Included | Seasons | Winter, Spring, Summer, Fall | Winter, Spring, Summer, Fall | Winter, Spring, Summer, Fall | Winter, Spring, Summer, Fall | Winter, Spring, Summer, Fall | Winter, Spring, Summer, Fall | Winter, Spring, Summer, Fall
#CAN RPS v6.20- CNBC | 34 | 7564 | Generation Constraint in GWh | FALSE | G | Annual | Standard GWh | GWh | 59884.5412 | 60675.4012 | 64507.8531 | 67783.2878 | 70844.7612 | 73445.6106 | 76134.7712
#CAN RPS v6.20- CNBC | 34 | 7564 | Generation Constraint in GWh | FALSE | G | Annual | Emissions at Affected Plants | GWh | 76028.9453 | 76028.9453 | 76028.9453 | 76494.1013 | 76494.1013 | 80775.297 | 83294.9603
#CAN RPS v6.20- CNBC | 34 | 7564 | Generation Constraint in GWh | FALSE | G | Annual | Allowances Purchased | GWh | 0 | 0 | 0 | 0 | 0 | 0 | 0
#CAN RPS v6.20- CNBC | 34 | 7564 | Generation Constraint in GWh | FALSE | G | Annual | Allowances Sold | GWh | 0 | 0 | 0 | 0 | 0 | 0 | 0
#CAN RPS v6.20- CNBC | 34 | 7564 | Generation Constraint in GWh | FALSE | G | Annual | Allowances Banked | GWh | 0 | 0 | 0 | 0 | 0 | 0 | 0
#CAN RPS v6.20- CNBC | 34 | 7564 | Generation Constraint in GWh | FALSE | G | Annual | Allowances Withdrawn (1:1) | GWh | 0 | 0 | 0 | 0 | 0 | 0 | 0
#CAN RPS v6.20- CNBC | 34 | 7564 | Generation Constraint in GWh | FALSE | G | Annual | Allowances Withdrawn (n:1) | GWh | 0 | 0 | 0 | 0 | 0 | 0 | 0
#CAN RPS v6.20- CNBC | 34 | 7564 | Generation Constraint in GWh | FALSE | G | Annual | Net Emissions Allowance Position | GWh | 76028.9453 | 76028.9453 | 76028.9453 | 76494.1013 | 76494.1013 | 80775.297 | 83294.9603
#CAN RPS v6.20- CNBC | 34 | 7564 | Generation Constraint in GWh | FALSE | G | Annual | Constraint Shadow Price | US2022$/MWh | 0 | 0 | 0 | 0 | 0 | 0 | 0
#CAN RPS v6.20- CNNB | 35 | 7567 | Generation Constraint in GWh | FALSE | G | Annual | Seasons Included | Seasons | Winter, Spring, Summer, Fall | Winter, Spring, Summer, Fall | Winter, Spring, Summer, Fall | Winter, Spring, Summer, Fall | Winter, Spring, Summer, Fall | Winter, Spring, Summer, Fall | Winter, Spring, Summer, Fall
#CAN RPS v6.20- CNNB | 35 | 7567 | Generation Constraint in GWh | FALSE | G | Annual | Standard GWh | GWh | 5349.8881 | 5316.2436 | 3917.3106 | 3996.2795 | 4100.8027 | 4205.9395 | 4203.4708
#CAN RPS v6.20- CNNB | 35 | 7567 | Generation Constraint in GWh | FALSE | G | Annual | Emissions at Affected Plants | GWh | 5349.8881 | 5316.2436 | 4150.1824 | 4150.1824 | 6472.2396 | 9777.6368 | 9777.6368
#CAN RPS v6.20- CNNB | 35 | 7567 | Generation Constraint in GWh | FALSE | G | Annual | Allowances Purchased | GWh | 0 | 0 | 0 | 0 | 0 | 0 | 0
#CAN RPS v6.20- CNNB | 35 | 7567 | Generation Constraint in GWh | FALSE | G | Annual | Allowances Sold | GWh | 0 | 0 | 0 | 0 | 0 | 0 | 0
#CAN RPS v6.20- CNNB | 35 | 7567 | Generation Constraint in GWh | FALSE | G | Annual | Allowances Banked | GWh | 0 | 0 | 0 | 0 | 0 | 0 | 0
#CAN RPS v6.20- CNNB | 35 | 7567 | Generation Constraint in GWh | FALSE | G | Annual | Allowances Withdrawn (1:1) | GWh | 0 | 0 | 0 | 0 | 0 | 0 | 0
#CAN RPS v6.20- CNNB | 35 | 7567 | Generation Constraint in GWh | FALSE | G | Annual | Allowances Withdrawn (n:1) | GWh | 0 | 0 | 0 | 0 | 0 | 0 | 0
#CAN RPS v6.20- CNNB | 35 | 7567 | Generation Constraint in GWh | FALSE | G | Annual | Net Emissions Allowance Position | GWh | 5349.8881 | 5316.2436 | 4150.1824 | 4150.1824 | 6472.2396 | 9777.6368 | 9777.6368
#CAN RPS v6.20- CNNB | 35 | 7567 | Generation Constraint in GWh | FALSE | G | Annual | Constraint Shadow Price | US2022$/MWh | 11.8874 | 3.1019 | 0 | 0 | 0 | 0 | 0
#CAN RPS v6.20- CNNS | 36 | 7568 | Generation Constraint in GWh | FALSE | G | Annual | Seasons Included | Seasons | Winter, Spring, Summer, Fall | Winter, Spring, Summer, Fall | Winter, Spring, Summer, Fall | Winter, Spring, Summer, Fall | Winter, Spring, Summer, Fall | Winter, Spring, Summer, Fall | Winter, Spring, Summer, Fall
#CAN RPS v6.20- CNNS | 36 | 7568 | Generation Constraint in GWh | FALSE | G | Annual | Standard GWh | GWh | 4401.5942 | 4402.0311 | 4566.0724 | 4649.1405 | 4609.2545 | 4642.704 | 4675.9557
#CAN RPS v6.20- CNNS | 36 | 7568 | Generation Constraint in GWh | FALSE | G | Annual | Emissions at Affected Plants | GWh | 4401.5942 | 4402.0311 | 6682.7667 | 8173.5762 | 9189.0436 | 10607.9987 | 11595.5709
#CAN RPS v6.20- CNNS | 36 | 7568 | Generation Constraint in GWh | FALSE | G | Annual | Allowances Purchased | GWh | 0 | 0 | 0 | 0 | 0 | 0 | 0
#CAN RPS v6.20- CNNS | 36 | 7568 | Generation Constraint in GWh | FALSE | G | Annual | Allowances Sold | GWh | 0 | 0 | 0 | 0 | 0 | 0 | 0
#CAN RPS v6.20- CNNS | 36 | 7568 | Generation Constraint in GWh | FALSE | G | Annual | Allowances Banked | GWh | 0 | 0 | 0 | 0 | 0 | 0 | 0
#CAN RPS v6.20- CNNS | 36 | 7568 | Generation Constraint in GWh | FALSE | G | Annual | Allowances Withdrawn (1:1) | GWh | 0 | 0 | 0 | 0 | 0 | 0 | 0
#CAN RPS v6.20- CNNS | 36 | 7568 | Generation Constraint in GWh | FALSE | G | Annual | Allowances Withdrawn (n:1) | GWh | 0 | 0 | 0 | 0 | 0 | 0 | 0
#CAN RPS v6.20- CNNS | 36 | 7568 | Generation Constraint in GWh | FALSE | G | Annual | Net Emissions Allowance Position | GWh | 4401.5942 | 4402.0311 | 6682.7667 | 8173.5762 | 9189.0436 | 10607.9987 | 11595.5709
#CAN RPS v6.20- CNNS | 36 | 7568 | Generation Constraint in GWh | FALSE | G | Annual | Constraint Shadow Price | US2022$/MWh | 11.8874 | 1.5406 | 0 | 0 | 0 | 0 | 0
#CAN RPS v6.20- CNPE | 37 | 7569 | Generation Constraint in GWh | FALSE | G | Annual | Seasons Included | Seasons | Winter, Spring, Summer, Fall | Winter, Spring, Summer, Fall | Winter, Spring, Summer, Fall | Winter, Spring, Summer, Fall | Winter, Spring, Summer, Fall | Winter, Spring, Summer, Fall | Winter, Spring, Summer, Fall
#CAN RPS v6.20- CNPE | 37 | 7569 | Generation Constraint in GWh | FALSE | G | Annual | Standard GWh | GWh | 572.7527 | 581.3031 | 627.8733 | 676.6798 | 714.5161 | 759.3255 | 806.869
#CAN RPS v6.20- CNPE | 37 | 7569 | Generation Constraint in GWh | FALSE | G | Annual | Emissions at Affected Plants | GWh | 572.7527 | 581.3031 | 702.4893 | 702.4893 | 1466.0181 | 2294.5935 | 2927.7924
#CAN RPS v6.20- CNPE | 37 | 7569 | Generation Constraint in GWh | FALSE | G | Annual | Allowances Purchased | GWh | 0 | 0 | 0 | 0 | 0 | 0 | 0
#CAN RPS v6.20- CNPE | 37 | 7569 | Generation Constraint in GWh | FALSE | G | Annual | Allowances Sold | GWh | 0 | 0 | 0 | 0 | 0 | 0 | 0
#CAN RPS v6.20- CNPE | 37 | 7569 | Generation Constraint in GWh | FALSE | G | Annual | Allowances Banked | GWh | 0 | 0 | 0 | 0 | 0 | 0 | 0
#CAN RPS v6.20- CNPE | 37 | 7569 | Generation Constraint in GWh | FALSE | G | Annual | Allowances Withdrawn (1:1) | GWh | 0 | 0 | 0 | 0 | 0 | 0 | 0
#CAN RPS v6.20- CNPE | 37 | 7569 | Generation Constraint in GWh | FALSE | G | Annual | Allowances Withdrawn (n:1) | GWh | 0 | 0 | 0 | 0 | 0 | 0 | 0
#CAN RPS v6.20- CNPE | 37 | 7569 | Generation Constraint in GWh | FALSE | G | Annual | Net Emissions Allowance Position | GWh | 572.7527 | 581.3031 | 702.4893 | 702.4893 | 1466.0181 | 2294.5935 | 2927.7924
#CAN RPS v6.20- CNPE | 37 | 7569 | Generation Constraint in GWh | FALSE | G | Annual | Constraint Shadow Price | US2022$/MWh | 11.8874 | 1.5406 | 0 | 0 | 0 | 0 | 0
#CAN RPS v6.20- CNSK | 38 | 7566 | Generation Constraint in GWh | FALSE | G | Annual | Seasons Included | Seasons | Winter, Spring, Summer, Fall | Winter, Spring, Summer, Fall | Winter, Spring, Summer, Fall | Winter, Spring, Summer, Fall | Winter, Spring, Summer, Fall | Winter, Spring, Summer, Fall | Winter, Spring, Summer, Fall
#CAN RPS v6.20- CNSK | 38 | 7566 | Generation Constraint in GWh | FALSE | G | Annual | Standard GWh | GWh | 9340.9993 | 11796.5543 | 12107.253 | 12352.2781 | 12790.3311 | 13395.1774 | 14027.3052
#CAN RPS v6.20- CNSK | 38 | 7566 | Generation Constraint in GWh | FALSE | G | Annual | Emissions at Affected Plants | GWh | 9340.9993 | 11796.5543 | 12107.253 | 12352.2781 | 12790.3311 | 14787.3703 | 14787.3703
#CAN RPS v6.20- CNSK | 38 | 7566 | Generation Constraint in GWh | FALSE | G | Annual | Allowances Purchased | GWh | 0 | 0 | 0 | 0 | 0 | 0 | 0
#CAN RPS v6.20- CNSK | 38 | 7566 | Generation Constraint in GWh | FALSE | G | Annual | Allowances Sold | GWh | 0 | 0 | 0 | 0 | 0 | 0 | 0
#CAN RPS v6.20- CNSK | 38 | 7566 | Generation Constraint in GWh | FALSE | G | Annual | Allowances Banked | GWh | 0 | 0 | 0 | 0 | 0 | 0 | 0
#CAN RPS v6.20- CNSK | 38 | 7566 | Generation Constraint in GWh | FALSE | G | Annual | Allowances Withdrawn (1:1) | GWh | 0 | 0 | 0 | 0 | 0 | 0 | 0
#CAN RPS v6.20- CNSK | 38 | 7566 | Generation Constraint in GWh | FALSE | G | Annual | Allowances Withdrawn (n:1) | GWh | 0 | 0 | 0 | 0 | 0 | 0 | 0
#CAN RPS v6.20- CNSK | 38 | 7566 | Generation Constraint in GWh | FALSE | G | Annual | Net Emissions Allowance Position | GWh | 9340.9993 | 11796.5543 | 12107.253 | 12352.2781 | 12790.3311 | 14787.3703 | 14787.3703
#CAN RPS v6.20- CNSK | 38 | 7566 | Generation Constraint in GWh | FALSE | G | Annual | Constraint Shadow Price | US2022$/MWh | 19.0329 | 27.6828 | 18.0969 | 9.7537 | 5.1511 | 0 | 0
#CAN Trenton 1-2 - SO2 Rate Annual v3.1 | 39 | 7638 | Rate Constraint in lbs/MMBtu | FALSE | L | Annual | Seasons Included | Seasons | Winter, Spring, Summer, Fall | Winter, Spring, Summer, Fall | Winter, Spring, Summer, Fall | Winter, Spring, Summer, Fall | Winter, Spring, Summer, Fall | Winter, Spring, Summer, Fall | Winter, Spring, Summer, Fall
#CAN Trenton 1-2 - SO2 Rate Annual v3.1 | 39 | 7638 | Rate Constraint in lbs/MMBtu | FALSE | L | Annual | Standard SO2 | lb/MMBtu | 3.2097 | 3.2097 | 3.2097 | 3.2097 | 3.2097 | 3.2097 | 3.2097
#CAN Trenton 1-2 - SO2 Rate Annual v3.1 | 39 | 7638 | Rate Constraint in lbs/MMBtu | FALSE | L | Annual | Emissions at Affected Plants SO2 | Thousand Tons | 0 | 0 | 0.029153 | 0 | 0 | 0 | 0
#CAN Trenton 1-2 - SO2 Rate Annual v3.1 | 39 | 7638 | Rate Constraint in lbs/MMBtu | FALSE | L | Annual | Allowances Purchased SO2 | Thousand Tons | 0 | 0 | 0 | 0 | 0 | 0 | 0
#CAN Trenton 1-2 - SO2 Rate Annual v3.1 | 39 | 7638 | Rate Constraint in lbs/MMBtu | FALSE | L | Annual | Allowances Sold SO2 | Thousand Tons | 0 | 0 | 0 | 0 | 0 | 0 | 0
#CAN Trenton 1-2 - SO2 Rate Annual v3.1 | 39 | 7638 | Rate Constraint in lbs/MMBtu | FALSE | L | Annual | Allowances Banked | Thousand Tons | 0 | 0 | 0 | 0 | 0 | 0 | 0
#CAN Trenton 1-2 - SO2 Rate Annual v3.1 | 39 | 7638 | Rate Constraint in lbs/MMBtu | FALSE | L | Annual | Allowances Withdrawn (1:1) | Thousand Tons | 0 | 0 | 0 | 0 | 0 | 0 | 0
#CAN Trenton 1-2 - SO2 Rate Annual v3.1 | 39 | 7638 | Rate Constraint in lbs/MMBtu | FALSE | L | Annual | Allowances Withdrawn (n:1) | Thousand Tons | 0 | 0 | 0 | 0 | 0 | 0 | 0
#CAN Trenton 1-2 - SO2 Rate Annual v3.1 | 39 | 7638 | Rate Constraint in lbs/MMBtu | FALSE | L | Annual | Net Emissions Allowance Position | Thousand Tons | 0 | 0 | 0.029153 | 0 | 0 | 0 | 0
#CAN Trenton 1-2 - SO2 Rate Annual v3.1 | 39 | 7638 | Rate Constraint in lbs/MMBtu | FALSE | L | Annual | Fuel Consumed | TBtu | 0 | 0 | 0.053224 | 0 | 0 | 0 | 0
#CAN Trenton 1-2 - SO2 Rate Annual v3.1 | 39 | 7638 | Rate Constraint in lbs/MMBtu | FALSE | L | Annual | Rate | lb/MMBtu | 0 | 0 | 1.0955 | 0 | 0 | 0 | 0
#CAN Trenton 1-2 - SO2 Rate Annual v3.1 | 39 | 7638 | Rate Constraint in lbs/MMBtu | FALSE | L | Annual | Generation | TWh | 0 | 0 | 0.005099 | 0 | 0 | 0 | 0
#CAN Trenton 1-2 - SO2 Rate Annual v3.1 | 39 | 7638 | Rate Constraint in lbs/MMBtu | FALSE | L | Annual | Qualifying Generation | TWh | 0 | 0 | 0.005099 | 0 | 0 | 0 | 0
#CAN Trenton 1-2 - SO2 Rate Annual v3.1 | 39 | 7638 | Rate Constraint in lbs/MMBtu | FALSE | L | Annual | Rate | lb/MWh | 0 | 0 | 11.4349 | 0 | 0 | 0 | 0
#CAN Trenton 1-2 - SO2 Rate Annual v3.1 | 39 | 7638 | Rate Constraint in lbs/MMBtu | FALSE | L | Annual | Constraint Shadow Price | US2022$/Ton | 0 | 0 | 0 | 0 | 0 | 0 | 0
#MATS - HCL Rate in 2015 | 40 | 7120 | MACT Fuel Choice Floor in lbs/MMBtu | FALSE | L | Annual | Seasons Included | Seasons | Winter, Spring, Summer, Fall | Winter, Spring, Summer, Fall | Winter, Spring, Summer, Fall | Winter, Spring, Summer, Fall | Winter, Spring, Summer, Fall | Winter, Spring, Summer, Fall | Winter, Spring, Summer, Fall
#MATS - HCL Rate in 2015 | 40 | 7120 | MACT Fuel Choice Floor in lbs/MMBtu | FALSE | L | Annual | Emission Floor | lb/MMBtu | 0.002 | 0.002 | 0.002 | 0.002 | 0.002 | 0.002 | 0.002
#MATS - HCL Rate in 2015 | 40 | 7120 | MACT Fuel Choice Floor in lbs/MMBtu | FALSE | L | Annual | Emissions at Affected Plants HCL | Thousand Tons | 2.1825 | 1.8617 | 1.0409 | 0.9859 | 0.12439 | 0.13325 | 0.13409
#MATS - HCL Rate in 2015 | 40 | 7120 | MACT Fuel Choice Floor in lbs/MMBtu | FALSE | L | Annual | Allowances Purchased HCL | Thousand Tons | 0 | 0 | 0 | 0 | 0 | 0 | 0
#MATS - HCL Rate in 2015 | 40 | 7120 | MACT Fuel Choice Floor in lbs/MMBtu | FALSE | L | Annual | Allowances Sold HCL | Thousand Tons | 0 | 0 | 0 | 0 | 0 | 0 | 0
#MATS - HCL Rate in 2015 | 40 | 7120 | MACT Fuel Choice Floor in lbs/MMBtu | FALSE | L | Annual | Allowances Banked | Thousand Tons | 0 | 0 | 0 | 0 | 0 | 0 | 0
#MATS - HCL Rate in 2015 | 40 | 7120 | MACT Fuel Choice Floor in lbs/MMBtu | FALSE | L | Annual | Allowances Withdrawn (1:1) | Thousand Tons | 0 | 0 | 0 | 0 | 0 | 0 | 0
#MATS - HCL Rate in 2015 | 40 | 7120 | MACT Fuel Choice Floor in lbs/MMBtu | FALSE | L | Annual | Allowances Withdrawn (n:1) | Thousand Tons | 0 | 0 | 0 | 0 | 0 | 0 | 0
#MATS - HCL Rate in 2015 | 40 | 7120 | MACT Fuel Choice Floor in lbs/MMBtu | FALSE | L | Annual | Net Emissions Allowance Position | Thousand Tons | 2.1825 | 1.8617 | 1.0409 | 0.9859 | 0.12439 | 0.13325 | 0.13409
#MATS - HCL Rate in 2015 | 40 | 7120 | MACT Fuel Choice Floor in lbs/MMBtu | FALSE | L | Annual | Fuel Consumed | TBtu | 4499.9216 | 3768.548 | 2073.3061 | 1953.0424 | 273.039 | 288.7382 | 289.7938
#MATS - HCL Rate in 2015 | 40 | 7120 | MACT Fuel Choice Floor in lbs/MMBtu | FALSE | L | Annual | Rate | lb/MMBtu | 0.00097002 | 0.00098803 | 0.0010041 | 0.0010096 | 0.00091118 | 0.00092295 | 0.00092544
#MATS - HCL Rate in 2015 | 40 | 7120 | MACT Fuel Choice Floor in lbs/MMBtu | FALSE | L | Annual | Generation | TWh | 439.0484 | 364.5665 | 137.9664 | 128.9905 | 17.8368 | 18.8564 | 18.9252
#MATS - HCL Rate in 2015 | 40 | 7120 | MACT Fuel Choice Floor in lbs/MMBtu | FALSE | L | Annual | Qualifying Generation | TWh | 439.0484 | 364.5665 | 137.9664 | 128.9905 | 17.8368 | 18.8564 | 18.9252
#MATS - HCL Rate in 2015 | 40 | 7120 | MACT Fuel Choice Floor in lbs/MMBtu | FALSE | L | Annual | Constraint Shadow Price | US2022$/Ton | 0 | 0 | 0 | 0 | 0 | 0 | 0
#MATS - HCL Rate in 2015 (IGCC) | 41 | 7121 | MACT Fuel Choice Floor in lbs/MMBtu | FALSE | L | Annual | Seasons Included | Seasons | Winter, Spring, Summer, Fall | Winter, Spring, Summer, Fall | Winter, Spring, Summer, Fall | Winter, Spring, Summer, Fall | Winter, Spring, Summer, Fall | Winter, Spring, Summer, Fall | Winter, Spring, Summer, Fall
#MATS - HCL Rate in 2015 (IGCC) | 41 | 7121 | MACT Fuel Choice Floor in lbs/MMBtu | FALSE | L | Annual | Emission Floor | lb/MMBtu | 0.005 | 0.005 | 0.005 | 0.005 | 0.005 | 0.005 | 0.005
#MATS - HCL Rate in 2015 (IGCC) | 41 | 7121 | MACT Fuel Choice Floor in lbs/MMBtu | FALSE | L | Annual | Emissions at Affected Plants HCL | Thousand Tons | 0.014143 | 0.011314 | 0 | 0 | 0 | 0 | 0
#MATS - HCL Rate in 2015 (IGCC) | 41 | 7121 | MACT Fuel Choice Floor in lbs/MMBtu | FALSE | L | Annual | Allowances Purchased HCL | Thousand Tons | 0 | 0 | 0 | 0 | 0 | 0 | 0
#MATS - HCL Rate in 2015 (IGCC) | 41 | 7121 | MACT Fuel Choice Floor in lbs/MMBtu | FALSE | L | Annual | Allowances Sold HCL | Thousand Tons | 0 | 0 | 0 | 0 | 0 | 0 | 0
#MATS - HCL Rate in 2015 (IGCC) | 41 | 7121 | MACT Fuel Choice Floor in lbs/MMBtu | FALSE | L | Annual | Allowances Banked | Thousand Tons | 0 | 0 | 0 | 0 | 0 | 0 | 0
#MATS - HCL Rate in 2015 (IGCC) | 41 | 7121 | MACT Fuel Choice Floor in lbs/MMBtu | FALSE | L | Annual | Allowances Withdrawn (1:1) | Thousand Tons | 0 | 0 | 0 | 0 | 0 | 0 | 0
#MATS - HCL Rate in 2015 (IGCC) | 41 | 7121 | MACT Fuel Choice Floor in lbs/MMBtu | FALSE | L | Annual | Allowances Withdrawn (n:1) | Thousand Tons | 0 | 0 | 0 | 0 | 0 | 0 | 0
#MATS - HCL Rate in 2015 (IGCC) | 41 | 7121 | MACT Fuel Choice Floor in lbs/MMBtu | FALSE | L | Annual | Net Emissions Allowance Position | Thousand Tons | 0.014143 | 0.011314 | 0 | 0 | 0 | 0 | 0
#MATS - HCL Rate in 2015 (IGCC) | 41 | 7121 | MACT Fuel Choice Floor in lbs/MMBtu | FALSE | L | Annual | Fuel Consumed | TBtu | 39.9926 | 41.8438 | 0 | 0 | 0 | 0 | 0
#MATS - HCL Rate in 2015 (IGCC) | 41 | 7121 | MACT Fuel Choice Floor in lbs/MMBtu | FALSE | L | Annual | Rate | lb/MMBtu | 0.00070728 | 0.00054078 | 0 | 0 | 0 | 0 | 0
#MATS - HCL Rate in 2015 (IGCC) | 41 | 7121 | MACT Fuel Choice Floor in lbs/MMBtu | FALSE | L | Annual | Generation | TWh | 3.5171 | 3.6799 | 0 | 0 | 0 | 0 | 0
#MATS - HCL Rate in 2015 (IGCC) | 41 | 7121 | MACT Fuel Choice Floor in lbs/MMBtu | FALSE | L | Annual | Qualifying Generation | TWh | 3.5171 | 3.6799 | 0 | 0 | 0 | 0 | 0
#MATS - HCL Rate in 2015 (IGCC) | 41 | 7121 | MACT Fuel Choice Floor in lbs/MMBtu | FALSE | L | Annual | Constraint Shadow Price | US2022$/Ton | 0 | 0 | 0 | 0 | 0 | 0 | 0
#MATS - HCL Rate in 2015 (PK) | 42 | 7122 | MACT Fuel Choice Floor in lbs/MMBtu | FALSE | L | Annual | Seasons Included | Seasons | Winter, Spring, Summer, Fall | Winter, Spring, Summer, Fall | Winter, Spring, Summer, Fall | Winter, Spring, Summer, Fall | Winter, Spring, Summer, Fall | Winter, Spring, Summer, Fall | Winter, Spring, Summer, Fall
#MATS - HCL Rate in 2015 (PK) | 42 | 7122 | MACT Fuel Choice Floor in lbs/MMBtu | FALSE | L | Annual | Emission Floor | lb/MMBtu | 0.0005 | 0.0005 | 0.0005 | 0.0005 | 0.0005 | 0.0005 | 0.0005
#MATS - HCL Rate in 2015 (PK) | 42 | 7122 | MACT Fuel Choice Floor in lbs/MMBtu | FALSE | L | Annual | Emissions at Affected Plants HCL | Thousand Tons | 2.0992 | 1.7894 | 0.97906 | 0.9306 | 0.11671 | 0.12557 | 0.12641
#MATS - HCL Rate in 2015 (PK) | 42 | 7122 | MACT Fuel Choice Floor in lbs/MMBtu | FALSE | L | Annual | Allowances Purchased HCL | Thousand Tons | 0 | 0 | 0 | 0 | 0 | 0 | 0
#MATS - HCL Rate in 2015 (PK) | 42 | 7122 | MACT Fuel Choice Floor in lbs/MMBtu | FALSE | L | Annual | Allowances Sold HCL | Thousand Tons | 0 | 0 | 0 | 0 | 0 | 0 | 0
#MATS - HCL Rate in 2015 (PK) | 42 | 7122 | MACT Fuel Choice Floor in lbs/MMBtu | FALSE | L | Annual | Allowances Banked | Thousand Tons | 0 | 0 | 0 | 0 | 0 | 0 | 0
#MATS - HCL Rate in 2015 (PK) | 42 | 7122 | MACT Fuel Choice Floor in lbs/MMBtu | FALSE | L | Annual | Allowances Withdrawn (1:1) | Thousand Tons | 0 | 0 | 0 | 0 | 0 | 0 | 0
#MATS - HCL Rate in 2015 (PK) | 42 | 7122 | MACT Fuel Choice Floor in lbs/MMBtu | FALSE | L | Annual | Allowances Withdrawn (n:1) | Thousand Tons | 0 | 0 | 0 | 0 | 0 | 0 | 0
#MATS - HCL Rate in 2015 (PK) | 42 | 7122 | MACT Fuel Choice Floor in lbs/MMBtu | FALSE | L | Annual | Net Emissions Allowance Position | Thousand Tons | 2.0992 | 1.7894 | 0.97906 | 0.9306 | 0.11671 | 0.12557 | 0.12641
#MATS - HCL Rate in 2015 (PK) | 42 | 7122 | MACT Fuel Choice Floor in lbs/MMBtu | FALSE | L | Annual | Fuel Consumed | TBtu | 4325.3979 | 3622.7119 | 1941.2877 | 1842.4435 | 257.6778 | 273.377 | 274.4327
#MATS - HCL Rate in 2015 (PK) | 42 | 7122 | MACT Fuel Choice Floor in lbs/MMBtu | FALSE | L | Annual | Rate | lb/MMBtu | 0.00097064 | 0.0009879 | 0.0010087 | 0.0010102 | 0.00090588 | 0.00091862 | 0.00092127
#MATS - HCL Rate in 2015 (PK) | 42 | 7122 | MACT Fuel Choice Floor in lbs/MMBtu | FALSE | L | Annual | Generation | TWh | 422.6989 | 350.6322 | 129.4224 | 122.3165 | 16.9098 | 17.9295 | 17.9982
#MATS - HCL Rate in 2015 (PK) | 42 | 7122 | MACT Fuel Choice Floor in lbs/MMBtu | FALSE | L | Annual | Qualifying Generation | TWh | 422.6989 | 350.6322 | 129.4224 | 122.3165 | 16.9098 | 17.9295 | 17.9982
#MATS - HCL Rate in 2015 (PK) | 42 | 7122 | MACT Fuel Choice Floor in lbs/MMBtu | FALSE | L | Annual | Constraint Shadow Price | US2022$/Ton | 0 | 0 | 0 | 0 | 0 | 0 | 0
#MATS - MER Rate in 2015 (Bit and Subbit) | 43 | 7123 | MACT Fuel Choice Floor in lbs/MMBtu | FALSE | L | Annual | Seasons Included | Seasons | Winter, Spring, Summer, Fall | Winter, Spring, Summer, Fall | Winter, Spring, Summer, Fall | Winter, Spring, Summer, Fall | Winter, Spring, Summer, Fall | Winter, Spring, Summer, Fall | Winter, Spring, Summer, Fall
#MATS - MER Rate in 2015 (Bit and Subbit) | 43 | 7123 | MACT Fuel Choice Floor in lbs/MMBtu | FALSE | L | Annual | Emission Floor | lbs/MMBtu | 1.2e-06 | 1.2e-06 | 1.2e-06 | 1.2e-06 | 1.2e-06 | 1.2e-06 | 1.2e-06
#MATS - MER Rate in 2015 (Bit and Subbit) | 43 | 7123 | MACT Fuel Choice Floor in lbs/MMBtu | FALSE | L | Annual | Emissions at Affected Plants MER | lbs | 3307.6576 | 3007.0557 | 2209.2859 | 2124.1731 | 349.2017 | 412.6753 | 414.9652
#MATS - MER Rate in 2015 (Bit and Subbit) | 43 | 7123 | MACT Fuel Choice Floor in lbs/MMBtu | FALSE | L | Annual | Allowances Purchased MER | lbs | 0 | 0 | 0 | 0 | 0 | 0 | 0
#MATS - MER Rate in 2015 (Bit and Subbit) | 43 | 7123 | MACT Fuel Choice Floor in lbs/MMBtu | FALSE | L | Annual | Allowances Sold MER | lbs | 0 | 0 | 0 | 0 | 0 | 0 | 0
#MATS - MER Rate in 2015 (Bit and Subbit) | 43 | 7123 | MACT Fuel Choice Floor in lbs/MMBtu | FALSE | L | Annual | Allowances Banked | lbs | 0 | 0 | 0 | 0 | 0 | 0 | 0
#MATS - MER Rate in 2015 (Bit and Subbit) | 43 | 7123 | MACT Fuel Choice Floor in lbs/MMBtu | FALSE | L | Annual | Allowances Withdrawn (1:1) | lbs | 0 | 0 | 0 | 0 | 0 | 0 | 0
#MATS - MER Rate in 2015 (Bit and Subbit) | 43 | 7123 | MACT Fuel Choice Floor in lbs/MMBtu | FALSE | L | Annual | Allowances Withdrawn (n:1) | lbs | 0 | 0 | 0 | 0 | 0 | 0 | 0
#MATS - MER Rate in 2015 (Bit and Subbit) | 43 | 7123 | MACT Fuel Choice Floor in lbs/MMBtu | FALSE | L | Annual | Net Emissions Allowance Position | lbs | 3307.6576 | 3007.0557 | 2209.2859 | 2124.1731 | 349.2017 | 412.6753 | 414.9652
#MATS - MER Rate in 2015 (Bit and Subbit) | 43 | 7123 | MACT Fuel Choice Floor in lbs/MMBtu | FALSE | L | Annual | Fuel Consumed | TBtu | 4499.9216 | 3768.548 | 2073.3061 | 1953.0424 | 273.039 | 288.7382 | 289.7938
#MATS - MER Rate in 2015 (Bit and Subbit) | 43 | 7123 | MACT Fuel Choice Floor in lbs/MMBtu | FALSE | L | Annual | Rate | lb/MMBtu | 7.3505e-07 | 7.9793e-07 | 1.0656e-06 | 1.0876e-06 | 1.2789e-06 | 1.4292e-06 | 1.4319e-06
#MATS - MER Rate in 2015 (Bit and Subbit) | 43 | 7123 | MACT Fuel Choice Floor in lbs/MMBtu | FALSE | L | Annual | Generation | TWh | 439.0484 | 364.5665 | 137.9664 | 128.9905 | 17.8368 | 18.8564 | 18.9252
#MATS - MER Rate in 2015 (Bit and Subbit) | 43 | 7123 | MACT Fuel Choice Floor in lbs/MMBtu | FALSE | L | Annual | Qualifying Generation | TWh | 439.0484 | 364.5665 | 137.9664 | 128.9905 | 17.8368 | 18.8564 | 18.9252
#MATS - MER Rate in 2015 (Bit and Subbit) | 43 | 7123 | MACT Fuel Choice Floor in lbs/MMBtu | FALSE | L | Annual | Constraint Shadow Price | US2022$/Lb | 0 | 0 | 0 | 0 | 0 | 0 | 0
#MATS - MER Rate in 2015 (IGCC) | 44 | 7124 | MACT Fuel Choice Floor in lbs/MMBtu | FALSE | L | Annual | Seasons Included | Seasons | Winter, Spring, Summer, Fall | Winter, Spring, Summer, Fall | Winter, Spring, Summer, Fall | Winter, Spring, Summer, Fall | Winter, Spring, Summer, Fall | Winter, Spring, Summer, Fall | Winter, Spring, Summer, Fall
#MATS - MER Rate in 2015 (IGCC) | 44 | 7124 | MACT Fuel Choice Floor in lbs/MMBtu | FALSE | L | Annual | Emission Floor | lbs/MMBtu | 3e-06 | 3e-06 | 3e-06 | 3e-06 | 3e-06 | 3e-06 | 3e-06
#MATS - MER Rate in 2015 (IGCC) | 44 | 7124 | MACT Fuel Choice Floor in lbs/MMBtu | FALSE | L | Annual | Emissions at Affected Plants MER | lbs | 28.4708 | 31.7988 | 0 | 0 | 0 | 0 | 0
#MATS - MER Rate in 2015 (IGCC) | 44 | 7124 | MACT Fuel Choice Floor in lbs/MMBtu | FALSE | L | Annual | Allowances Purchased MER | lbs | 0 | 0 | 0 | 0 | 0 | 0 | 0
#MATS - MER Rate in 2015 (IGCC) | 44 | 7124 | MACT Fuel Choice Floor in lbs/MMBtu | FALSE | L | Annual | Allowances Sold MER | lbs | 0 | 0 | 0 | 0 | 0 | 0 | 0
#MATS - MER Rate in 2015 (IGCC) | 44 | 7124 | MACT Fuel Choice Floor in lbs/MMBtu | FALSE | L | Annual | Allowances Banked | lbs | 0 | 0 | 0 | 0 | 0 | 0 | 0
#MATS - MER Rate in 2015 (IGCC) | 44 | 7124 | MACT Fuel Choice Floor in lbs/MMBtu | FALSE | L | Annual | Allowances Withdrawn (1:1) | lbs | 0 | 0 | 0 | 0 | 0 | 0 | 0
#MATS - MER Rate in 2015 (IGCC) | 44 | 7124 | MACT Fuel Choice Floor in lbs/MMBtu | FALSE | L | Annual | Allowances Withdrawn (n:1) | lbs | 0 | 0 | 0 | 0 | 0 | 0 | 0
#MATS - MER Rate in 2015 (IGCC) | 44 | 7124 | MACT Fuel Choice Floor in lbs/MMBtu | FALSE | L | Annual | Net Emissions Allowance Position | lbs | 28.4708 | 31.7988 | 0 | 0 | 0 | 0 | 0
#MATS - MER Rate in 2015 (IGCC) | 44 | 7124 | MACT Fuel Choice Floor in lbs/MMBtu | FALSE | L | Annual | Fuel Consumed | TBtu | 39.9926 | 41.8438 | 0 | 0 | 0 | 0 | 0
#MATS - MER Rate in 2015 (IGCC) | 44 | 7124 | MACT Fuel Choice Floor in lbs/MMBtu | FALSE | L | Annual | Rate | lb/MMBtu | 7.119e-07 | 7.5994e-07 | 0 | 0 | 0 | 0 | 0
#MATS - MER Rate in 2015 (IGCC) | 44 | 7124 | MACT Fuel Choice Floor in lbs/MMBtu | FALSE | L | Annual | Generation | TWh | 3.5171 | 3.6799 | 0 | 0 | 0 | 0 | 0
#MATS - MER Rate in 2015 (IGCC) | 44 | 7124 | MACT Fuel Choice Floor in lbs/MMBtu | FALSE | L | Annual | Qualifying Generation | TWh | 3.5171 | 3.6799 | 0 | 0 | 0 | 0 | 0
#MATS - MER Rate in 2015 (IGCC) | 44 | 7124 | MACT Fuel Choice Floor in lbs/MMBtu | FALSE | L | Annual | Constraint Shadow Price | US2022$/Lb | 0 | 0 | 0 | 0 | 0 | 0 | 0
#MATS - MER Rate in 2015 (Lig) | 45 | 7125 | MACT Fuel Choice Floor in lbs/MMBtu | FALSE | L | Annual | Seasons Included | Seasons | Winter, Spring, Summer, Fall | Winter, Spring, Summer, Fall | Winter, Spring, Summer, Fall | Winter, Spring, Summer, Fall | Winter, Spring, Summer, Fall | Winter, Spring, Summer, Fall | Winter, Spring, Summer, Fall
#MATS - MER Rate in 2015 (Lig) | 45 | 7125 | MACT Fuel Choice Floor in lbs/MMBtu | FALSE | L | Annual | Emission Floor | lbs/MMBtu | 4e-06 | 4e-06 | 4e-06 | 4e-06 | 4e-06 | 4e-06 | 4e-06
#MATS - MER Rate in 2015 (Lig) | 45 | 7125 | MACT Fuel Choice Floor in lbs/MMBtu | FALSE | L | Annual | Emissions at Affected Plants MER | lbs | 3222.5142 | 2942.5474 | 2149.5688 | 2069.5003 | 341.6082 | 405.0817 | 407.3716
#MATS - MER Rate in 2015 (Lig) | 45 | 7125 | MACT Fuel Choice Floor in lbs/MMBtu | FALSE | L | Annual | Allowances Purchased MER | lbs | 0 | 0 | 0 | 0 | 0 | 0 | 0
#MATS - MER Rate in 2015 (Lig) | 45 | 7125 | MACT Fuel Choice Floor in lbs/MMBtu | FALSE | L | Annual | Allowances Sold MER | lbs | 0 | 0 | 0 | 0 | 0 | 0 | 0
#MATS - MER Rate in 2015 (Lig) | 45 | 7125 | MACT Fuel Choice Floor in lbs/MMBtu | FALSE | L | Annual | Allowances Banked | lbs | 0 | 0 | 0 | 0 | 0 | 0 | 0
#MATS - MER Rate in 2015 (Lig) | 45 | 7125 | MACT Fuel Choice Floor in lbs/MMBtu | FALSE | L | Annual | Allowances Withdrawn (1:1) | lbs | 0 | 0 | 0 | 0 | 0 | 0 | 0
#MATS - MER Rate in 2015 (Lig) | 45 | 7125 | MACT Fuel Choice Floor in lbs/MMBtu | FALSE | L | Annual | Allowances Withdrawn (n:1) | lbs | 0 | 0 | 0 | 0 | 0 | 0 | 0
#MATS - MER Rate in 2015 (Lig) | 45 | 7125 | MACT Fuel Choice Floor in lbs/MMBtu | FALSE | L | Annual | Net Emissions Allowance Position | lbs | 3222.5142 | 2942.5474 | 2149.5688 | 2069.5003 | 341.6082 | 405.0817 | 407.3716
#MATS - MER Rate in 2015 (Lig) | 45 | 7125 | MACT Fuel Choice Floor in lbs/MMBtu | FALSE | L | Annual | Fuel Consumed | TBtu | 4325.3979 | 3622.7119 | 1941.2877 | 1842.4435 | 257.6778 | 273.377 | 274.4327
#MATS - MER Rate in 2015 (Lig) | 45 | 7125 | MACT Fuel Choice Floor in lbs/MMBtu | FALSE | L | Annual | Rate | lb/MMBtu | 7.4502e-07 | 8.1225e-07 | 1.1073e-06 | 1.1232e-06 | 1.3257e-06 | 1.4818e-06 | 1.4844e-06
#MATS - MER Rate in 2015 (Lig) | 45 | 7125 | MACT Fuel Choice Floor in lbs/MMBtu | FALSE | L | Annual | Generation | TWh | 422.6989 | 350.6322 | 129.4224 | 122.3165 | 16.9098 | 17.9295 | 17.9982
#MATS - MER Rate in 2015 (Lig) | 45 | 7125 | MACT Fuel Choice Floor in lbs/MMBtu | FALSE | L | Annual | Qualifying Generation | TWh | 422.6989 | 350.6322 | 129.4224 | 122.3165 | 16.9098 | 17.9295 | 17.9982
#MATS - MER Rate in 2015 (Lig) | 45 | 7125 | MACT Fuel Choice Floor in lbs/MMBtu | FALSE | L | Annual | Constraint Shadow Price | US2022$/Lb | 0 | 0 | 0 | 0 | 0 | 0 | 0
#MATS - MER Rate in 2015 (PK) | 46 | 7126 | MACT Fuel Choice Floor in lbs/MMBtu | FALSE | L | Annual | Seasons Included | Seasons | Winter, Spring, Summer, Fall | Winter, Spring, Summer, Fall | Winter, Spring, Summer, Fall | Winter, Spring, Summer, Fall | Winter, Spring, Summer, Fall | Winter, Spring, Summer, Fall | Winter, Spring, Summer, Fall
#MATS - MER Rate in 2015 (PK) | 46 | 7126 | MACT Fuel Choice Floor in lbs/MMBtu | FALSE | L | Annual | Emission Floor | lbs/MMBtu | 2e-07 | 2e-07 | 2e-07 | 2e-07 | 2e-07 | 2e-07 | 2e-07
#MATS - MER Rate in 2015 (PK) | 46 | 7126 | MACT Fuel Choice Floor in lbs/MMBtu | FALSE | L | Annual | Emissions at Affected Plants MER | lbs | 3222.5142 | 2942.5474 | 2149.5688 | 2069.5003 | 341.6082 | 405.0817 | 407.3716
#MATS - MER Rate in 2015 (PK) | 46 | 7126 | MACT Fuel Choice Floor in lbs/MMBtu | FALSE | L | Annual | Allowances Purchased MER | lbs | 0 | 0 | 0 | 0 | 0 | 0 | 0
#MATS - MER Rate in 2015 (PK) | 46 | 7126 | MACT Fuel Choice Floor in lbs/MMBtu | FALSE | L | Annual | Allowances Sold MER | lbs | 0 | 0 | 0 | 0 | 0 | 0 | 0
#MATS - MER Rate in 2015 (PK) | 46 | 7126 | MACT Fuel Choice Floor in lbs/MMBtu | FALSE | L | Annual | Allowances Banked | lbs | 0 | 0 | 0 | 0 | 0 | 0 | 0
#MATS - MER Rate in 2015 (PK) | 46 | 7126 | MACT Fuel Choice Floor in lbs/MMBtu | FALSE | L | Annual | Allowances Withdrawn (1:1) | lbs | 0 | 0 | 0 | 0 | 0 | 0 | 0
#MATS - MER Rate in 2015 (PK) | 46 | 7126 | MACT Fuel Choice Floor in lbs/MMBtu | FALSE | L | Annual | Allowances Withdrawn (n:1) | lbs | 0 | 0 | 0 | 0 | 0 | 0 | 0
#MATS - MER Rate in 2015 (PK) | 46 | 7126 | MACT Fuel Choice Floor in lbs/MMBtu | FALSE | L | Annual | Net Emissions Allowance Position | lbs | 3222.5142 | 2942.5474 | 2149.5688 | 2069.5003 | 341.6082 | 405.0817 | 407.3716
#MATS - MER Rate in 2015 (PK) | 46 | 7126 | MACT Fuel Choice Floor in lbs/MMBtu | FALSE | L | Annual | Fuel Consumed | TBtu | 4325.3979 | 3622.7119 | 1941.2877 | 1842.4435 | 257.6778 | 273.377 | 274.4327
#MATS - MER Rate in 2015 (PK) | 46 | 7126 | MACT Fuel Choice Floor in lbs/MMBtu | FALSE | L | Annual | Rate | lb/MMBtu | 7.4502e-07 | 8.1225e-07 | 1.1073e-06 | 1.1232e-06 | 1.3257e-06 | 1.4818e-06 | 1.4844e-06
#MATS - MER Rate in 2015 (PK) | 46 | 7126 | MACT Fuel Choice Floor in lbs/MMBtu | FALSE | L | Annual | Generation | TWh | 422.6989 | 350.6322 | 129.4224 | 122.3165 | 16.9098 | 17.9295 | 17.9982
#MATS - MER Rate in 2015 (PK) | 46 | 7126 | MACT Fuel Choice Floor in lbs/MMBtu | FALSE | L | Annual | Qualifying Generation | TWh | 422.6989 | 350.6322 | 129.4224 | 122.3165 | 16.9098 | 17.9295 | 17.9982
#MATS - MER Rate in 2015 (PK) | 46 | 7126 | MACT Fuel Choice Floor in lbs/MMBtu | FALSE | L | Annual | Constraint Shadow Price | US2022$/Lb | 0 | 0 | 0 | 0 | 0 | 0 | 0
111(b) - 1000lbs/MWh CO2 - New CC | 47 | 7703 | Rate Constraint in lbs/MWh | FALSE | L | Annual | Seasons Included | Seasons | Winter, Spring, Summer, Fall | Winter, Spring, Summer, Fall | Winter, Spring, Summer, Fall | Winter, Spring, Summer, Fall | Winter, Spring, Summer, Fall | Winter, Spring, Summer, Fall | Winter, Spring, Summer, Fall
111(b) - 1000lbs/MWh CO2 - New CC | 47 | 7703 | Rate Constraint in lbs/MWh | FALSE | L | Annual | Standard CO2 | lb/MWh | 1000 | 1000 | 1000 | 1000 | 1000 | 1000 | 1000
111(b) - 1000lbs/MWh CO2 - New CC | 47 | 7703 | Rate Constraint in lbs/MWh | FALSE | L | Annual | Emissions at Affected Plants CO2 | Thousand Tons | 69981.5099 | 72773.0836 | 36779.6213 | 33008.2764 | 29402.4452 | 60941.5009 | 95725.252
111(b) - 1000lbs/MWh CO2 - New CC | 47 | 7703 | Rate Constraint in lbs/MWh | FALSE | L | Annual | Allowances Purchased CO2 | Thousand Tons | 0 | 0 | 0 | 0 | 0 | 0 | 0
111(b) - 1000lbs/MWh CO2 - New CC | 47 | 7703 | Rate Constraint in lbs/MWh | FALSE | L | Annual | Allowances Sold CO2 | Thousand Tons | 0 | 0 | 0 | 0 | 0 | 0 | 0
111(b) - 1000lbs/MWh CO2 - New CC | 47 | 7703 | Rate Constraint in lbs/MWh | FALSE | L | Annual | Allowances Banked | Thousand Tons | 0 | 0 | 0 | 0 | 0 | 0 | 0
111(b) - 1000lbs/MWh CO2 - New CC | 47 | 7703 | Rate Constraint in lbs/MWh | FALSE | L | Annual | Allowances Withdrawn (1:1) | Thousand Tons | 0 | 0 | 0 | 0 | 0 | 0 | 0
111(b) - 1000lbs/MWh CO2 - New CC | 47 | 7703 | Rate Constraint in lbs/MWh | FALSE | L | Annual | Allowances Withdrawn (n:1) | Thousand Tons | 0 | 0 | 0 | 0 | 0 | 0 | 0
111(b) - 1000lbs/MWh CO2 - New CC | 47 | 7703 | Rate Constraint in lbs/MWh | FALSE | L | Annual | Net Emissions Allowance Position | Thousand Tons | 69981.5099 | 72773.0836 | 36779.6213 | 33008.2764 | 29402.4452 | 60941.5009 | 95725.252
111(b) - 1000lbs/MWh CO2 - New CC | 47 | 7703 | Rate Constraint in lbs/MWh | FALSE | L | Annual | Fuel Consumed | TBtu | 1195.4477 | 1243.1343 | 804.8006 | 740.3772 | 609.9323 | 1166.4622 | 1786.4505
111(b) - 1000lbs/MWh CO2 - New CC | 47 | 7703 | Rate Constraint in lbs/MWh | FALSE | L | Annual | Rate | lb/MMBtu | 117.08 | 117.08 | 91.4006 | 89.1661 | 96.4122 | 104.4895 | 107.1681
111(b) - 1000lbs/MWh CO2 - New CC | 47 | 7703 | Rate Constraint in lbs/MWh | FALSE | L | Annual | Generation | TWh | 187.512 | 194.9981 | 121.9745 | 111.8546 | 93.0623 | 179.9645 | 276.6234
111(b) - 1000lbs/MWh CO2 - New CC | 47 | 7703 | Rate Constraint in lbs/MWh | FALSE | L | Annual | Qualifying Generation | TWh | 187.512 | 194.9981 | 121.9745 | 111.8546 | 93.0623 | 179.9645 | 276.6234
111(b) - 1000lbs/MWh CO2 - New CC | 47 | 7703 | Rate Constraint in lbs/MWh | FALSE | L | Annual | Constraint Shadow Price | US2022$/Ton | 0 | 0 | 0 | 0 | 0 | 0 | 0
111(b) - 1000lbs/MWh CO2 - New CC with CCS | 48 | 7704 | Rate Constraint in lbs/MWh | FALSE | L | Annual | Seasons Included | Seasons | Winter, Spring, Summer, Fall | Winter, Spring, Summer, Fall | Winter, Spring, Summer, Fall | Winter, Spring, Summer, Fall | Winter, Spring, Summer, Fall | Winter, Spring, Summer, Fall | Winter, Spring, Summer, Fall
111(b) - 1000lbs/MWh CO2 - New CC with CCS | 48 | 7704 | Rate Constraint in lbs/MWh | FALSE | L | Annual | Standard CO2 | lb/MWh | 1000 | 1000 | 1000 | 1000 | 1000 | 1000 | 1000
111(b) - 1000lbs/MWh CO2 - New CC with CCS | 48 | 7704 | Rate Constraint in lbs/MWh | FALSE | L | Annual | Emissions at Affected Plants CO2 | Thousand Tons | 0 | 0 | 0 | 0 | 0 | 0 | 0
111(b) - 1000lbs/MWh CO2 - New CC with CCS | 48 | 7704 | Rate Constraint in lbs/MWh | FALSE | L | Annual | Allowances Purchased CO2 | Thousand Tons | 0 | 0 | 0 | 0 | 0 | 0 | 0
111(b) - 1000lbs/MWh CO2 - New CC with CCS | 48 | 7704 | Rate Constraint in lbs/MWh | FALSE | L | Annual | Allowances Sold CO2 | Thousand Tons | 0 | 0 | 0 | 0 | 0 | 0 | 0
111(b) - 1000lbs/MWh CO2 - New CC with CCS | 48 | 7704 | Rate Constraint in lbs/MWh | FALSE | L | Annual | Allowances Banked | Thousand Tons | 0 | 0 | 0 | 0 | 0 | 0 | 0
111(b) - 1000lbs/MWh CO2 - New CC with CCS | 48 | 7704 | Rate Constraint in lbs/MWh | FALSE | L | Annual | Allowances Withdrawn (1:1) | Thousand Tons | 0 | 0 | 0 | 0 | 0 | 0 | 0
111(b) - 1000lbs/MWh CO2 - New CC with CCS | 48 | 7704 | Rate Constraint in lbs/MWh | FALSE | L | Annual | Allowances Withdrawn (n:1) | Thousand Tons | 0 | 0 | 0 | 0 | 0 | 0 | 0
111(b) - 1000lbs/MWh CO2 - New CC with CCS | 48 | 7704 | Rate Constraint in lbs/MWh | FALSE | L | Annual | Net Emissions Allowance Position | Thousand Tons | 0 | 0 | 0 | 0 | 0 | 0 | 0
111(b) - 1000lbs/MWh CO2 - New CC with CCS | 48 | 7704 | Rate Constraint in lbs/MWh | FALSE | L | Annual | Fuel Consumed | TBtu | 0 | 0 | 0 | 0 | 0 | 0 | 0
111(b) - 1000lbs/MWh CO2 - New CC with CCS | 48 | 7704 | Rate Constraint in lbs/MWh | FALSE | L | Annual | Rate | lb/MMBtu | 0 | 0 | 0 | 0 | 0 | 0 | 0
111(b) - 1000lbs/MWh CO2 - New CC with CCS | 48 | 7704 | Rate Constraint in lbs/MWh | FALSE | L | Annual | Generation | TWh | 0 | 0 | 0 | 0 | 0 | 0 | 0
111(b) - 1000lbs/MWh CO2 - New CC with CCS | 48 | 7704 | Rate Constraint in lbs/MWh | FALSE | L | Annual | Qualifying Generation | TWh | 0 | 0 | 0 | 0 | 0 | 0 | 0
111(b) - 1000lbs/MWh CO2 - New CC with CCS | 48 | 7704 | Rate Constraint in lbs/MWh | FALSE | L | Annual | Constraint Shadow Price | US2022$/Ton | 0 | 0 | 0 | 0 | 0 | 0 | 0
111(b) - 1400lbs/MWh CO2 - New UPC with 30% CCS | 49 | 7700 | Rate Constraint in lbs/MWh | FALSE | L | Annual | Seasons Included | Seasons | Winter, Spring, Summer, Fall | Winter, Spring, Summer, Fall | Winter, Spring, Summer, Fall | Winter, Spring, Summer, Fall | Winter, Spring, Summer, Fall | Winter, Spring, Summer, Fall | Winter, Spring, Summer, Fall
111(b) - 1400lbs/MWh CO2 - New UPC with 30% CCS | 49 | 7700 | Rate Constraint in lbs/MWh | FALSE | L | Annual | Standard CO2 | lb/MWh | 1400 | 1400 | 1400 | 1400 | 1400 | 1400 | 1400
111(b) - 1400lbs/MWh CO2 - New UPC with 30% CCS | 49 | 7700 | Rate Constraint in lbs/MWh | FALSE | L | Annual | Emissions at Affected Plants CO2 | Thousand Tons | 0 | 0 | 0 | 0 | 0 | 0 | 0
111(b) - 1400lbs/MWh CO2 - New UPC with 30% CCS | 49 | 7700 | Rate Constraint in lbs/MWh | FALSE | L | Annual | Allowances Purchased CO2 | Thousand Tons | 0 | 0 | 0 | 0 | 0 | 0 | 0
111(b) - 1400lbs/MWh CO2 - New UPC with 30% CCS | 49 | 7700 | Rate Constraint in lbs/MWh | FALSE | L | Annual | Allowances Sold CO2 | Thousand Tons | 0 | 0 | 0 | 0 | 0 | 0 | 0
111(b) - 1400lbs/MWh CO2 - New UPC with 30% CCS | 49 | 7700 | Rate Constraint in lbs/MWh | FALSE | L | Annual | Allowances Banked | Thousand Tons | 0 | 0 | 0 | 0 | 0 | 0 | 0
111(b) - 1400lbs/MWh CO2 - New UPC with 30% CCS | 49 | 7700 | Rate Constraint in lbs/MWh | FALSE | L | Annual | Allowances Withdrawn (1:1) | Thousand Tons | 0 | 0 | 0 | 0 | 0 | 0 | 0
111(b) - 1400lbs/MWh CO2 - New UPC with 30% CCS | 49 | 7700 | Rate Constraint in lbs/MWh | FALSE | L | Annual | Allowances Withdrawn (n:1) | Thousand Tons | 0 | 0 | 0 | 0 | 0 | 0 | 0
111(b) - 1400lbs/MWh CO2 - New UPC with 30% CCS | 49 | 7700 | Rate Constraint in lbs/MWh | FALSE | L | Annual | Net Emissions Allowance Position | Thousand Tons | 0 | 0 | 0 | 0 | 0 | 0 | 0
111(b) - 1400lbs/MWh CO2 - New UPC with 30% CCS | 49 | 7700 | Rate Constraint in lbs/MWh | FALSE | L | Annual | Fuel Consumed | TBtu | 0 | 0 | 0 | 0 | 0 | 0 | 0
111(b) - 1400lbs/MWh CO2 - New UPC with 30% CCS | 49 | 7700 | Rate Constraint in lbs/MWh | FALSE | L | Annual | Rate | lb/MMBtu | 0 | 0 | 0 | 0 | 0 | 0 | 0
111(b) - 1400lbs/MWh CO2 - New UPC with 30% CCS | 49 | 7700 | Rate Constraint in lbs/MWh | FALSE | L | Annual | Generation | TWh | 0 | 0 | 0 | 0 | 0 | 0 | 0
111(b) - 1400lbs/MWh CO2 - New UPC with 30% CCS | 49 | 7700 | Rate Constraint in lbs/MWh | FALSE | L | Annual | Qualifying Generation | TWh | 0 | 0 | 0 | 0 | 0 | 0 | 0
111(b) - 1400lbs/MWh CO2 - New UPC with 30% CCS | 49 | 7700 | Rate Constraint in lbs/MWh | FALSE | L | Annual | Constraint Shadow Price | US2022$/Ton | 0 | 0 | 0 | 0 | 0 | 0 | 0
111(b) - 1400lbs/MWh CO2 - New UPC with 90% CCS | 50 | 7701 | Rate Constraint in lbs/MWh | FALSE | L | Annual | Seasons Included | Seasons | Winter, Spring, Summer, Fall | Winter, Spring, Summer, Fall | Winter, Spring, Summer, Fall | Winter, Spring, Summer, Fall | Winter, Spring, Summer, Fall | Winter, Spring, Summer, Fall | Winter, Spring, Summer, Fall
111(b) - 1400lbs/MWh CO2 - New UPC with 90% CCS | 50 | 7701 | Rate Constraint in lbs/MWh | FALSE | L | Annual | Standard CO2 | lb/MWh | 1400 | 1400 | 1400 | 1400 | 1400 | 1400 | 1400
111(b) - 1400lbs/MWh CO2 - New UPC with 90% CCS | 50 | 7701 | Rate Constraint in lbs/MWh | FALSE | L | Annual | Emissions at Affected Plants CO2 | Thousand Tons | 0 | 0 | 0 | 0 | 0 | 0 | 0
111(b) - 1400lbs/MWh CO2 - New UPC with 90% CCS | 50 | 7701 | Rate Constraint in lbs/MWh | FALSE | L | Annual | Allowances Purchased CO2 | Thousand Tons | 0 | 0 | 0 | 0 | 0 | 0 | 0
111(b) - 1400lbs/MWh CO2 - New UPC with 90% CCS | 50 | 7701 | Rate Constraint in lbs/MWh | FALSE | L | Annual | Allowances Sold CO2 | Thousand Tons | 0 | 0 | 0 | 0 | 0 | 0 | 0
111(b) - 1400lbs/MWh CO2 - New UPC with 90% CCS | 50 | 7701 | Rate Constraint in lbs/MWh | FALSE | L | Annual | Allowances Banked | Thousand Tons | 0 | 0 | 0 | 0 | 0 | 0 | 0
111(b) - 1400lbs/MWh CO2 - New UPC with 90% CCS | 50 | 7701 | Rate Constraint in lbs/MWh | FALSE | L | Annual | Allowances Withdrawn (1:1) | Thousand Tons | 0 | 0 | 0 | 0 | 0 | 0 | 0
111(b) - 1400lbs/MWh CO2 - New UPC with 90% CCS | 50 | 7701 | Rate Constraint in lbs/MWh | FALSE | L | Annual | Allowances Withdrawn (n:1) | Thousand Tons | 0 | 0 | 0 | 0 | 0 | 0 | 0
111(b) - 1400lbs/MWh CO2 - New UPC with 90% CCS | 50 | 7701 | Rate Constraint in lbs/MWh | FALSE | L | Annual | Net Emissions Allowance Position | Thousand Tons | 0 | 0 | 0 | 0 | 0 | 0 | 0
111(b) - 1400lbs/MWh CO2 - New UPC with 90% CCS | 50 | 7701 | Rate Constraint in lbs/MWh | FALSE | L | Annual | Fuel Consumed | TBtu | 0 | 0 | 0 | 0 | 0 | 0 | 0
111(b) - 1400lbs/MWh CO2 - New UPC with 90% CCS | 50 | 7701 | Rate Constraint in lbs/MWh | FALSE | L | Annual | Rate | lb/MMBtu | 0 | 0 | 0 | 0 | 0 | 0 | 0
111(b) - 1400lbs/MWh CO2 - New UPC with 90% CCS | 50 | 7701 | Rate Constraint in lbs/MWh | FALSE | L | Annual | Generation | TWh | 0 | 0 | 0 | 0 | 0 | 0 | 0
111(b) - 1400lbs/MWh CO2 - New UPC with 90% CCS | 50 | 7701 | Rate Constraint in lbs/MWh | FALSE | L | Annual | Qualifying Generation | TWh | 0 | 0 | 0 | 0 | 0 | 0 | 0
111(b) - 1400lbs/MWh CO2 - New UPC with 90% CCS | 50 | 7701 | Rate Constraint in lbs/MWh | FALSE | L | Annual | Constraint Shadow Price | US2022$/Ton | 0 | 0 | 0 | 0 | 0 | 0 | 0
7.23 - NJ Fossil CO2 Rate Limit: Unit 1652 | 51 | 7999 | Rate Constraint in lbs/MWh | FALSE | L | Annual | Seasons Included | Seasons | Winter, Spring, Summer, Fall | Winter, Spring, Summer, Fall | Winter, Spring, Summer, Fall | Winter, Spring, Summer, Fall | Winter, Spring, Summer, Fall | Winter, Spring, Summer, Fall | Winter, Spring, Summer, Fall
7.23 - NJ Fossil CO2 Rate Limit: Unit 1652 | 51 | 7999 | Rate Constraint in lbs/MWh | FALSE | L | Annual | Standard CO2 | lb/MWh | 1700 | 1700 | 1300 | 1300 | 1300 | 1300 | 1300
7.23 - NJ Fossil CO2 Rate Limit: Unit 1652 | 51 | 7999 | Rate Constraint in lbs/MWh | FALSE | L | Annual | Emissions at Affected Plants CO2 | Thousand Tons | 61.0382 | 60.9904 | 52.6406 | 12.1675 | 4.5878 | 54.9966 | 54.8636
7.23 - NJ Fossil CO2 Rate Limit: Unit 1652 | 51 | 7999 | Rate Constraint in lbs/MWh | FALSE | L | Annual | Allowances Purchased CO2 | Thousand Tons | 0 | 0 | 0 | 0 | 0 | 0 | 0
7.23 - NJ Fossil CO2 Rate Limit: Unit 1652 | 51 | 7999 | Rate Constraint in lbs/MWh | FALSE | L | Annual | Allowances Sold CO2 | Thousand Tons | 0 | 0 | 0 | 0 | 0 | 0 | 0
7.23 - NJ Fossil CO2 Rate Limit: Unit 1652 | 51 | 7999 | Rate Constraint in lbs/MWh | FALSE | L | Annual | Allowances Banked | Thousand Tons | 0 | 0 | 0 | 0 | 0 | 0 | 0
7.23 - NJ Fossil CO2 Rate Limit: Unit 1652 | 51 | 7999 | Rate Constraint in lbs/MWh | FALSE | L | Annual | Allowances Withdrawn (1:1) | Thousand Tons | 0 | 0 | 0 | 0 | 0 | 0 | 0
7.23 - NJ Fossil CO2 Rate Limit: Unit 1652 | 51 | 7999 | Rate Constraint in lbs/MWh | FALSE | L | Annual | Allowances Withdrawn (n:1) | Thousand Tons | 0 | 0 | 0 | 0 | 0 | 0 | 0
7.23 - NJ Fossil CO2 Rate Limit: Unit 1652 | 51 | 7999 | Rate Constraint in lbs/MWh | FALSE | L | Annual | Net Emissions Allowance Position | Thousand Tons | 61.0382 | 60.9904 | 52.6406 | 12.1675 | 4.5878 | 54.9966 | 54.8636
7.23 - NJ Fossil CO2 Rate Limit: Unit 1652 | 51 | 7999 | Rate Constraint in lbs/MWh | FALSE | L | Annual | Fuel Consumed | TBtu | 1.0427 | 1.0419 | 0.89922 | 0.20785 | 0.07837 | 0.93947 | 0.9372
7.23 - NJ Fossil CO2 Rate Limit: Unit 1652 | 51 | 7999 | Rate Constraint in lbs/MWh | FALSE | L | Annual | Rate | lb/MMBtu | 117.08 | 117.08 | 117.08 | 117.08 | 117.08 | 117.08 | 117.08
7.23 - NJ Fossil CO2 Rate Limit: Unit 1652 | 51 | 7999 | Rate Constraint in lbs/MWh | FALSE | L | Annual | Generation | TWh | 0.11884 | 0.11874 | 0.10249 | 0.023689 | 0.008932 | 0.10707 | 0.10682
7.23 - NJ Fossil CO2 Rate Limit: Unit 1652 | 51 | 7999 | Rate Constraint in lbs/MWh | FALSE | L | Annual | Qualifying Generation | TWh | 0.11884 | 0.11874 | 0.10249 | 0.023689 | 0.008932 | 0.10707 | 0.10682
7.23 - NJ Fossil CO2 Rate Limit: Unit 1652 | 51 | 7999 | Rate Constraint in lbs/MWh | FALSE | L | Annual | Constraint Shadow Price | US2022$/Ton | 0 | 0 | 0 | 0 | 0 | 0 | 0
7.23 - NJ Fossil CO2 Rate Limit: Unit 1653 | 52 | 8000 | Rate Constraint in lbs/MWh | FALSE | L | Annual | Seasons Included | Seasons | Winter, Spring, Summer, Fall | Winter, Spring, Summer, Fall | Winter, Spring, Summer, Fall | Winter, Spring, Summer, Fall | Winter, Spring, Summer, Fall | Winter, Spring, Summer, Fall | Winter, Spring, Summer, Fall
7.23 - NJ Fossil CO2 Rate Limit: Unit 1653 | 52 | 8000 | Rate Constraint in lbs/MWh | FALSE | L | Annual | Standard CO2 | lb/MWh | 1700 | 1700 | 1300 | 1300 | 1300 | 1300 | 1300
7.23 - NJ Fossil CO2 Rate Limit: Unit 1653 | 52 | 8000 | Rate Constraint in lbs/MWh | FALSE | L | Annual | Emissions at Affected Plants CO2 | Thousand Tons | 1391.5907 | 1491.377 | 1253.9987 | 734.958 | 780.8767 | 1394.4647 | 1451.7648
7.23 - NJ Fossil CO2 Rate Limit: Unit 1653 | 52 | 8000 | Rate Constraint in lbs/MWh | FALSE | L | Annual | Allowances Purchased CO2 | Thousand Tons | 0 | 0 | 0 | 0 | 0 | 0 | 0
7.23 - NJ Fossil CO2 Rate Limit: Unit 1653 | 52 | 8000 | Rate Constraint in lbs/MWh | FALSE | L | Annual | Allowances Sold CO2 | Thousand Tons | 0 | 0 | 0 | 0 | 0 | 0 | 0
7.23 - NJ Fossil CO2 Rate Limit: Unit 1653 | 52 | 8000 | Rate Constraint in lbs/MWh | FALSE | L | Annual | Allowances Banked | Thousand Tons | 0 | 0 | 0 | 0 | 0 | 0 | 0
7.23 - NJ Fossil CO2 Rate Limit: Unit 1653 | 52 | 8000 | Rate Constraint in lbs/MWh | FALSE | L | Annual | Allowances Withdrawn (1:1) | Thousand Tons | 0 | 0 | 0 | 0 | 0 | 0 | 0
7.23 - NJ Fossil CO2 Rate Limit: Unit 1653 | 52 | 8000 | Rate Constraint in lbs/MWh | FALSE | L | Annual | Allowances Withdrawn (n:1) | Thousand Tons | 0 | 0 | 0 | 0 | 0 | 0 | 0
7.23 - NJ Fossil CO2 Rate Limit: Unit 1653 | 52 | 8000 | Rate Constraint in lbs/MWh | FALSE | L | Annual | Net Emissions Allowance Position | Thousand Tons | 1391.5907 | 1491.377 | 1253.9987 | 734.958 | 780.8767 | 1394.4647 | 1451.7648
7.23 - NJ Fossil CO2 Rate Limit: Unit 1653 | 52 | 8000 | Rate Constraint in lbs/MWh | FALSE | L | Annual | Fuel Consumed | TBtu | 23.7716 | 25.4762 | 21.4212 | 12.5548 | 13.3392 | 23.8207 | 24.7995
7.23 - NJ Fossil CO2 Rate Limit: Unit 1653 | 52 | 8000 | Rate Constraint in lbs/MWh | FALSE | L | Annual | Rate | lb/MMBtu | 117.08 | 117.08 | 117.08 | 117.08 | 117.08 | 117.08 | 117.08
7.23 - NJ Fossil CO2 Rate Limit: Unit 1653 | 52 | 8000 | Rate Constraint in lbs/MWh | FALSE | L | Annual | Generation | TWh | 3.3719 | 3.6136 | 3.0385 | 1.7808 | 1.8921 | 3.3788 | 3.5177
7.23 - NJ Fossil CO2 Rate Limit: Unit 1653 | 52 | 8000 | Rate Constraint in lbs/MWh | FALSE | L | Annual | Qualifying Generation | TWh | 3.3719 | 3.6136 | 3.0385 | 1.7808 | 1.8921 | 3.3788 | 3.5177
7.23 - NJ Fossil CO2 Rate Limit: Unit 1653 | 52 | 8000 | Rate Constraint in lbs/MWh | FALSE | L | Annual | Constraint Shadow Price | US2022$/Ton | 0 | 0 | 0 | 0 | 0 | 0 | 0
7.23 - NJ Fossil CO2 Rate Limit: Unit 1654 | 53 | 8001 | Rate Constraint in lbs/MWh | FALSE | L | Annual | Seasons Included | Seasons | Winter, Spring, Summer, Fall | Winter, Spring, Summer, Fall | Winter, Spring, Summer, Fall | Winter, Spring, Summer, Fall | Winter, Spring, Summer, Fall | Winter, Spring, Summer, Fall | Winter, Spring, Summer, Fall
7.23 - NJ Fossil CO2 Rate Limit: Unit 1654 | 53 | 8001 | Rate Constraint in lbs/MWh | FALSE | L | Annual | Standard CO2 | lb/MWh | 1700 | 1700 | 1300 | 1300 | 1300 | 1300 | 1300
7.23 - NJ Fossil CO2 Rate Limit: Unit 1654 | 53 | 8001 | Rate Constraint in lbs/MWh | FALSE | L | Annual | Emissions at Affected Plants CO2 | Thousand Tons | 877.1135 | 878.2696 | 760.2384 | 467.5299 | 456.9145 | 849.5764 | 849.4713
7.23 - NJ Fossil CO2 Rate Limit: Unit 1654 | 53 | 8001 | Rate Constraint in lbs/MWh | FALSE | L | Annual | Allowances Purchased CO2 | Thousand Tons | 0 | 0 | 0 | 0 | 0 | 0 | 0
7.23 - NJ Fossil CO2 Rate Limit: Unit 1654 | 53 | 8001 | Rate Constraint in lbs/MWh | FALSE | L | Annual | Allowances Sold CO2 | Thousand Tons | 0 | 0 | 0 | 0 | 0 | 0 | 0
7.23 - NJ Fossil CO2 Rate Limit: Unit 1654 | 53 | 8001 | Rate Constraint in lbs/MWh | FALSE | L | Annual | Allowances Banked | Thousand Tons | 0 | 0 | 0 | 0 | 0 | 0 | 0
7.23 - NJ Fossil CO2 Rate Limit: Unit 1654 | 53 | 8001 | Rate Constraint in lbs/MWh | FALSE | L | Annual | Allowances Withdrawn (1:1) | Thousand Tons | 0 | 0 | 0 | 0 | 0 | 0 | 0
7.23 - NJ Fossil CO2 Rate Limit: Unit 1654 | 53 | 8001 | Rate Constraint in lbs/MWh | FALSE | L | Annual | Allowances Withdrawn (n:1) | Thousand Tons | 0 | 0 | 0 | 0 | 0 | 0 | 0
7.23 - NJ Fossil CO2 Rate Limit: Unit 1654 | 53 | 8001 | Rate Constraint in lbs/MWh | FALSE | L | Annual | Net Emissions Allowance Position | Thousand Tons | 877.1135 | 878.2696 | 760.2384 | 467.5299 | 456.9145 | 849.5764 | 849.4713
7.23 - NJ Fossil CO2 Rate Limit: Unit 1654 | 53 | 8001 | Rate Constraint in lbs/MWh | FALSE | L | Annual | Fuel Consumed | TBtu | 14.9831 | 15.0029 | 12.9866 | 7.9865 | 7.8052 | 14.5127 | 14.511
7.23 - NJ Fossil CO2 Rate Limit: Unit 1654 | 53 | 8001 | Rate Constraint in lbs/MWh | FALSE | L | Annual | Rate | lb/MMBtu | 117.08 | 117.08 | 117.08 | 117.08 | 117.08 | 117.08 | 117.08
7.23 - NJ Fossil CO2 Rate Limit: Unit 1654 | 53 | 8001 | Rate Constraint in lbs/MWh | FALSE | L | Annual | Generation | TWh | 2.1253 | 2.1281 | 1.8421 | 1.1328 | 1.1071 | 2.0585 | 2.0583
7.23 - NJ Fossil CO2 Rate Limit: Unit 1654 | 53 | 8001 | Rate Constraint in lbs/MWh | FALSE | L | Annual | Qualifying Generation | TWh | 2.1253 | 2.1281 | 1.8421 | 1.1328 | 1.1071 | 2.0585 | 2.0583
7.23 - NJ Fossil CO2 Rate Limit: Unit 1654 | 53 | 8001 | Rate Constraint in lbs/MWh | FALSE | L | Annual | Constraint Shadow Price | US2022$/Ton | 0 | 0 | 0 | 0 | 0 | 0 | 0
7.23 - NJ Fossil CO2 Rate Limit: Unit 1655 | 54 | 8002 | Rate Constraint in lbs/MWh | FALSE | L | Annual | Seasons Included | Seasons | Winter, Spring, Summer, Fall | Winter, Spring, Summer, Fall | Winter, Spring, Summer, Fall | Winter, Spring, Summer, Fall | Winter, Spring, Summer, Fall | Winter, Spring, Summer, Fall | Winter, Spring, Summer, Fall
7.23 - NJ Fossil CO2 Rate Limit: Unit 1655 | 54 | 8002 | Rate Constraint in lbs/MWh | FALSE | L | Annual | Standard CO2 | lb/MWh | 1700 | 1700 | 1300 | 1300 | 1300 | 1300 | 1300
7.23 - NJ Fossil CO2 Rate Limit: Unit 1655 | 54 | 8002 | Rate Constraint in lbs/MWh | FALSE | L | Annual | Emissions at Affected Plants CO2 | Thousand Tons | 1438.6912 | 1373.0245 | 1119.3317 | 798.1086 | 664.8866 | 1266.9845 | 1781.7679
7.23 - NJ Fossil CO2 Rate Limit: Unit 1655 | 54 | 8002 | Rate Constraint in lbs/MWh | FALSE | L | Annual | Allowances Purchased CO2 | Thousand Tons | 0 | 0 | 0 | 0 | 0 | 0 | 0
7.23 - NJ Fossil CO2 Rate Limit: Unit 1655 | 54 | 8002 | Rate Constraint in lbs/MWh | FALSE | L | Annual | Allowances Sold CO2 | Thousand Tons | 0 | 0 | 0 | 0 | 0 | 0 | 0
7.23 - NJ Fossil CO2 Rate Limit: Unit 1655 | 54 | 8002 | Rate Constraint in lbs/MWh | FALSE | L | Annual | Allowances Banked | Thousand Tons | 0 | 0 | 0 | 0 | 0 | 0 | 0
7.23 - NJ Fossil CO2 Rate Limit: Unit 1655 | 54 | 8002 | Rate Constraint in lbs/MWh | FALSE | L | Annual | Allowances Withdrawn (1:1) | Thousand Tons | 0 | 0 | 0 | 0 | 0 | 0 | 0
7.23 - NJ Fossil CO2 Rate Limit: Unit 1655 | 54 | 8002 | Rate Constraint in lbs/MWh | FALSE | L | Annual | Allowances Withdrawn (n:1) | Thousand Tons | 0 | 0 | 0 | 0 | 0 | 0 | 0
7.23 - NJ Fossil CO2 Rate Limit: Unit 1655 | 54 | 8002 | Rate Constraint in lbs/MWh | FALSE | L | Annual | Net Emissions Allowance Position | Thousand Tons | 1438.6912 | 1373.0245 | 1119.3317 | 798.1086 | 664.8866 | 1266.9845 | 1781.7679
7.23 - NJ Fossil CO2 Rate Limit: Unit 1655 | 54 | 8002 | Rate Constraint in lbs/MWh | FALSE | L | Annual | Fuel Consumed | TBtu | 24.5762 | 23.4545 | 19.1208 | 13.6336 | 11.3578 | 21.6431 | 30.4368
7.23 - NJ Fossil CO2 Rate Limit: Unit 1655 | 54 | 8002 | Rate Constraint in lbs/MWh | FALSE | L | Annual | Rate | lb/MMBtu | 117.08 | 117.08 | 117.08 | 117.08 | 117.08 | 117.08 | 117.08
7.23 - NJ Fossil CO2 Rate Limit: Unit 1655 | 54 | 8002 | Rate Constraint in lbs/MWh | FALSE | L | Annual | Generation | TWh | 3.4119 | 3.2562 | 2.6546 | 1.8928 | 1.5768 | 3.0047 | 4.2256
7.23 - NJ Fossil CO2 Rate Limit: Unit 1655 | 54 | 8002 | Rate Constraint in lbs/MWh | FALSE | L | Annual | Qualifying Generation | TWh | 3.4119 | 3.2562 | 2.6546 | 1.8928 | 1.5768 | 3.0047 | 4.2256
7.23 - NJ Fossil CO2 Rate Limit: Unit 1655 | 54 | 8002 | Rate Constraint in lbs/MWh | FALSE | L | Annual | Constraint Shadow Price | US2022$/Ton | 0 | 0 | 0 | 0 | 0 | 0 | 0
7.23 - NJ Fossil CO2 Rate Limit: Unit 1656 | 55 | 8003 | Rate Constraint in lbs/MWh | FALSE | L | Annual | Seasons Included | Seasons | Winter, Spring, Summer, Fall | Winter, Spring, Summer, Fall | Winter, Spring, Summer, Fall | Winter, Spring, Summer, Fall | Winter, Spring, Summer, Fall | Winter, Spring, Summer, Fall | Winter, Spring, Summer, Fall
7.23 - NJ Fossil CO2 Rate Limit: Unit 1656 | 55 | 8003 | Rate Constraint in lbs/MWh | FALSE | L | Annual | Standard CO2 | lb/MWh | 1700 | 1700 | 1300 | 1300 | 1300 | 1300 | 1300
7.23 - NJ Fossil CO2 Rate Limit: Unit 1656 | 55 | 8003 | Rate Constraint in lbs/MWh | FALSE | L | Annual | Emissions at Affected Plants CO2 | Thousand Tons | 1476.446 | 1401.5353 | 1587.4869 | 873.3205 | 1062.8246 | 1701.7696 | 1990.9231
7.23 - NJ Fossil CO2 Rate Limit: Unit 1656 | 55 | 8003 | Rate Constraint in lbs/MWh | FALSE | L | Annual | Allowances Purchased CO2 | Thousand Tons | 0 | 0 | 0 | 0 | 0 | 0 | 0
7.23 - NJ Fossil CO2 Rate Limit: Unit 1656 | 55 | 8003 | Rate Constraint in lbs/MWh | FALSE | L | Annual | Allowances Sold CO2 | Thousand Tons | 0 | 0 | 0 | 0 | 0 | 0 | 0
7.23 - NJ Fossil CO2 Rate Limit: Unit 1656 | 55 | 8003 | Rate Constraint in lbs/MWh | FALSE | L | Annual | Allowances Banked | Thousand Tons | 0 | 0 | 0 | 0 | 0 | 0 | 0
7.23 - NJ Fossil CO2 Rate Limit: Unit 1656 | 55 | 8003 | Rate Constraint in lbs/MWh | FALSE | L | Annual | Allowances Withdrawn (1:1) | Thousand Tons | 0 | 0 | 0 | 0 | 0 | 0 | 0
7.23 - NJ Fossil CO2 Rate Limit: Unit 1656 | 55 | 8003 | Rate Constraint in lbs/MWh | FALSE | L | Annual | Allowances Withdrawn (n:1) | Thousand Tons | 0 | 0 | 0 | 0 | 0 | 0 | 0
7.23 - NJ Fossil CO2 Rate Limit: Unit 1656 | 55 | 8003 | Rate Constraint in lbs/MWh | FALSE | L | Annual | Net Emissions Allowance Position | Thousand Tons | 1476.446 | 1401.5353 | 1587.4869 | 873.3205 | 1062.8246 | 1701.7696 | 1990.9231
7.23 - NJ Fossil CO2 Rate Limit: Unit 1656 | 55 | 8003 | Rate Constraint in lbs/MWh | FALSE | L | Annual | Fuel Consumed | TBtu | 25.2211 | 23.9415 | 27.118 | 14.9184 | 18.1555 | 29.0702 | 34.0096
7.23 - NJ Fossil CO2 Rate Limit: Unit 1656 | 55 | 8003 | Rate Constraint in lbs/MWh | FALSE | L | Annual | Rate | lb/MMBtu | 117.08 | 117.08 | 117.08 | 117.08 | 117.08 | 117.08 | 117.08
7.23 - NJ Fossil CO2 Rate Limit: Unit 1656 | 55 | 8003 | Rate Constraint in lbs/MWh | FALSE | L | Annual | Generation | TWh | 3.5653 | 3.3844 | 3.8335 | 2.1089 | 2.5665 | 4.1094 | 4.8077
7.23 - NJ Fossil CO2 Rate Limit: Unit 1656 | 55 | 8003 | Rate Constraint in lbs/MWh | FALSE | L | Annual | Qualifying Generation | TWh | 3.5653 | 3.3844 | 3.8335 | 2.1089 | 2.5665 | 4.1094 | 4.8077
7.23 - NJ Fossil CO2 Rate Limit: Unit 1656 | 55 | 8003 | Rate Constraint in lbs/MWh | FALSE | L | Annual | Constraint Shadow Price | US2022$/Ton | 0 | 0 | 0 | 0 | 0 | 0 | 0
7.23 - NJ Fossil CO2 Rate Limit: Unit 1657 | 56 | 8004 | Rate Constraint in lbs/MWh | FALSE | L | Annual | Seasons Included | Seasons | Winter, Spring, Summer, Fall | Winter, Spring, Summer, Fall | Winter, Spring, Summer, Fall | Winter, Spring, Summer, Fall | Winter, Spring, Summer, Fall | Winter, Spring, Summer, Fall | Winter, Spring, Summer, Fall
7.23 - NJ Fossil CO2 Rate Limit: Unit 1657 | 56 | 8004 | Rate Constraint in lbs/MWh | FALSE | L | Annual | Standard CO2 | lb/MWh | 1700 | 1700 | 1300 | 1300 | 1300 | 1300 | 1300
7.23 - NJ Fossil CO2 Rate Limit: Unit 1657 | 56 | 8004 | Rate Constraint in lbs/MWh | FALSE | L | Annual | Emissions at Affected Plants CO2 | Thousand Tons | 1113.4452 | 1144.9868 | 974.5945 | 609.5117 | 595.6725 | 1072.9342 | 1107.4429
7.23 - NJ Fossil CO2 Rate Limit: Unit 1657 | 56 | 8004 | Rate Constraint in lbs/MWh | FALSE | L | Annual | Allowances Purchased CO2 | Thousand Tons | 0 | 0 | 0 | 0 | 0 | 0 | 0
7.23 - NJ Fossil CO2 Rate Limit: Unit 1657 | 56 | 8004 | Rate Constraint in lbs/MWh | FALSE | L | Annual | Allowances Sold CO2 | Thousand Tons | 0 | 0 | 0 | 0 | 0 | 0 | 0
7.23 - NJ Fossil CO2 Rate Limit: Unit 1657 | 56 | 8004 | Rate Constraint in lbs/MWh | FALSE | L | Annual | Allowances Banked | Thousand Tons | 0 | 0 | 0 | 0 | 0 | 0 | 0
7.23 - NJ Fossil CO2 Rate Limit: Unit 1657 | 56 | 8004 | Rate Constraint in lbs/MWh | FALSE | L | Annual | Allowances Withdrawn (1:1) | Thousand Tons | 0 | 0 | 0 | 0 | 0 | 0 | 0
7.23 - NJ Fossil CO2 Rate Limit: Unit 1657 | 56 | 8004 | Rate Constraint in lbs/MWh | FALSE | L | Annual | Allowances Withdrawn (n:1) | Thousand Tons | 0 | 0 | 0 | 0 | 0 | 0 | 0
7.23 - NJ Fossil CO2 Rate Limit: Unit 1657 | 56 | 8004 | Rate Constraint in lbs/MWh | FALSE | L | Annual | Net Emissions Allowance Position | Thousand Tons | 1113.4452 | 1144.9868 | 974.5945 | 609.5117 | 595.6725 | 1072.9342 | 1107.4429
7.23 - NJ Fossil CO2 Rate Limit: Unit 1657 | 56 | 8004 | Rate Constraint in lbs/MWh | FALSE | L | Annual | Fuel Consumed | TBtu | 19.0202 | 19.5591 | 16.6484 | 10.4119 | 10.1755 | 18.3282 | 18.9177
7.23 - NJ Fossil CO2 Rate Limit: Unit 1657 | 56 | 8004 | Rate Constraint in lbs/MWh | FALSE | L | Annual | Rate | lb/MMBtu | 117.08 | 117.08 | 117.08 | 117.08 | 117.08 | 117.08 | 117.08
7.23 - NJ Fossil CO2 Rate Limit: Unit 1657 | 56 | 8004 | Rate Constraint in lbs/MWh | FALSE | L | Annual | Generation | TWh | 2.6979 | 2.7743 | 2.3615 | 1.4769 | 1.4433 | 2.5997 | 2.6834
7.23 - NJ Fossil CO2 Rate Limit: Unit 1657 | 56 | 8004 | Rate Constraint in lbs/MWh | FALSE | L | Annual | Qualifying Generation | TWh | 2.6979 | 2.7743 | 2.3615 | 1.4769 | 1.4433 | 2.5997 | 2.6834
7.23 - NJ Fossil CO2 Rate Limit: Unit 1657 | 56 | 8004 | Rate Constraint in lbs/MWh | FALSE | L | Annual | Constraint Shadow Price | US2022$/Ton | 0 | 0 | 0 | 0 | 0 | 0 | 0
7.23 - NJ Fossil CO2 Rate Limit: Unit 1658 | 57 | 8005 | Rate Constraint in lbs/MWh | FALSE | L | Annual | Seasons Included | Seasons | Winter, Spring, Summer, Fall | Winter, Spring, Summer, Fall | Winter, Spring, Summer, Fall | Winter, Spring, Summer, Fall | Winter, Spring, Summer, Fall | Winter, Spring, Summer, Fall | Winter, Spring, Summer, Fall
7.23 - NJ Fossil CO2 Rate Limit: Unit 1658 | 57 | 8005 | Rate Constraint in lbs/MWh | FALSE | L | Annual | Standard CO2 | lb/MWh | 1700 | 1700 | 1300 | 1300 | 1300 | 1300 | 1300
7.23 - NJ Fossil CO2 Rate Limit: Unit 1658 | 57 | 8005 | Rate Constraint in lbs/MWh | FALSE | L | Annual | Emissions at Affected Plants CO2 | Thousand Tons | 1823.5529 | 1966.8999 | 1647.6548 | 1016.5861 | 1023.2678 | 1827.319 | 1902.4055
7.23 - NJ Fossil CO2 Rate Limit: Unit 1658 | 57 | 8005 | Rate Constraint in lbs/MWh | FALSE | L | Annual | Allowances Purchased CO2 | Thousand Tons | 0 | 0 | 0 | 0 | 0 | 0 | 0
7.23 - NJ Fossil CO2 Rate Limit: Unit 1658 | 57 | 8005 | Rate Constraint in lbs/MWh | FALSE | L | Annual | Allowances Sold CO2 | Thousand Tons | 0 | 0 | 0 | 0 | 0 | 0 | 0
7.23 - NJ Fossil CO2 Rate Limit: Unit 1658 | 57 | 8005 | Rate Constraint in lbs/MWh | FALSE | L | Annual | Allowances Banked | Thousand Tons | 0 | 0 | 0 | 0 | 0 | 0 | 0
7.23 - NJ Fossil CO2 Rate Limit: Unit 1658 | 57 | 8005 | Rate Constraint in lbs/MWh | FALSE | L | Annual | Allowances Withdrawn (1:1) | Thousand Tons | 0 | 0 | 0 | 0 | 0 | 0 | 0
7.23 - NJ Fossil CO2 Rate Limit: Unit 1658 | 57 | 8005 | Rate Constraint in lbs/MWh | FALSE | L | Annual | Allowances Withdrawn (n:1) | Thousand Tons | 0 | 0 | 0 | 0 | 0 | 0 | 0
7.23 - NJ Fossil CO2 Rate Limit: Unit 1658 | 57 | 8005 | Rate Constraint in lbs/MWh | FALSE | L | Annual | Net Emissions Allowance Position | Thousand Tons | 1823.5529 | 1966.8999 | 1647.6548 | 1016.5861 | 1023.2678 | 1827.319 | 1902.4055
7.23 - NJ Fossil CO2 Rate Limit: Unit 1658 | 57 | 8005 | Rate Constraint in lbs/MWh | FALSE | L | Annual | Fuel Consumed | TBtu | 31.1505 | 33.5992 | 28.1458 | 17.3657 | 17.4798 | 31.2149 | 32.4975
7.23 - NJ Fossil CO2 Rate Limit: Unit 1658 | 57 | 8005 | Rate Constraint in lbs/MWh | FALSE | L | Annual | Rate | lb/MMBtu | 117.08 | 117.08 | 117.08 | 117.08 | 117.08 | 117.08 | 117.08
7.23 - NJ Fossil CO2 Rate Limit: Unit 1658 | 57 | 8005 | Rate Constraint in lbs/MWh | FALSE | L | Annual | Generation | TWh | 4.4185 | 4.7659 | 3.9923 | 2.4632 | 2.4794 | 4.4276 | 4.6096
7.23 - NJ Fossil CO2 Rate Limit: Unit 1658 | 57 | 8005 | Rate Constraint in lbs/MWh | FALSE | L | Annual | Qualifying Generation | TWh | 4.4185 | 4.7659 | 3.9923 | 2.4632 | 2.4794 | 4.4276 | 4.6096
7.23 - NJ Fossil CO2 Rate Limit: Unit 1658 | 57 | 8005 | Rate Constraint in lbs/MWh | FALSE | L | Annual | Constraint Shadow Price | US2022$/Ton | 0 | 0 | 0 | 0 | 0 | 0 | 0
7.23 - NJ Fossil CO2 Rate Limit: Unit 1659 | 58 | 8006 | Rate Constraint in lbs/MWh | FALSE | L | Annual | Seasons Included | Seasons | Winter, Spring, Summer, Fall | Winter, Spring, Summer, Fall | Winter, Spring, Summer, Fall | Winter, Spring, Summer, Fall | Winter, Spring, Summer, Fall | Winter, Spring, Summer, Fall | Winter, Spring, Summer, Fall
7.23 - NJ Fossil CO2 Rate Limit: Unit 1659 | 58 | 8006 | Rate Constraint in lbs/MWh | FALSE | L | Annual | Standard CO2 | lb/MWh | 1700 | 1700 | 1300 | 1300 | 1300 | 1300 | 1300
7.23 - NJ Fossil CO2 Rate Limit: Unit 1659 | 58 | 8006 | Rate Constraint in lbs/MWh | FALSE | L | Annual | Emissions at Affected Plants CO2 | Thousand Tons | 11.763 | 11.5683 | 9.3829 | 3.8121 | 3.8049 | 10.2202 | 13.5165
7.23 - NJ Fossil CO2 Rate Limit: Unit 1659 | 58 | 8006 | Rate Constraint in lbs/MWh | FALSE | L | Annual | Allowances Purchased CO2 | Thousand Tons | 0 | 0 | 0 | 0 | 0 | 0 | 0
7.23 - NJ Fossil CO2 Rate Limit: Unit 1659 | 58 | 8006 | Rate Constraint in lbs/MWh | FALSE | L | Annual | Allowances Sold CO2 | Thousand Tons | 0 | 0 | 0 | 0 | 0 | 0 | 0
7.23 - NJ Fossil CO2 Rate Limit: Unit 1659 | 58 | 8006 | Rate Constraint in lbs/MWh | FALSE | L | Annual | Allowances Banked | Thousand Tons | 0 | 0 | 0 | 0 | 0 | 0 | 0
7.23 - NJ Fossil CO2 Rate Limit: Unit 1659 | 58 | 8006 | Rate Constraint in lbs/MWh | FALSE | L | Annual | Allowances Withdrawn (1:1) | Thousand Tons | 0 | 0 | 0 | 0 | 0 | 0 | 0
7.23 - NJ Fossil CO2 Rate Limit: Unit 1659 | 58 | 8006 | Rate Constraint in lbs/MWh | FALSE | L | Annual | Allowances Withdrawn (n:1) | Thousand Tons | 0 | 0 | 0 | 0 | 0 | 0 | 0
7.23 - NJ Fossil CO2 Rate Limit: Unit 1659 | 58 | 8006 | Rate Constraint in lbs/MWh | FALSE | L | Annual | Net Emissions Allowance Position | Thousand Tons | 11.763 | 11.5683 | 9.3829 | 3.8121 | 3.8049 | 10.2202 | 13.5165
7.23 - NJ Fossil CO2 Rate Limit: Unit 1659 | 58 | 8006 | Rate Constraint in lbs/MWh | FALSE | L | Annual | Fuel Consumed | TBtu | 0.15835 | 0.15573 | 0.12631 | 0.051318 | 0.051221 | 0.13758 | 0.18196
7.23 - NJ Fossil CO2 Rate Limit: Unit 1659 | 58 | 8006 | Rate Constraint in lbs/MWh | FALSE | L | Annual | Rate | lb/MMBtu | 148.5679 | 148.5679 | 148.5679 | 148.5679 | 148.5679 | 148.5679 | 148.5679
7.23 - NJ Fossil CO2 Rate Limit: Unit 1659 | 58 | 8006 | Rate Constraint in lbs/MWh | FALSE | L | Annual | Generation | TWh | 0.020032 | 0.0197 | 0.015979 | 0.0064918 | 0.0064796 | 0.017404 | 0.023018
7.23 - NJ Fossil CO2 Rate Limit: Unit 1659 | 58 | 8006 | Rate Constraint in lbs/MWh | FALSE | L | Annual | Qualifying Generation | TWh | 0.020032 | 0.0197 | 0.015979 | 0.0064918 | 0.0064796 | 0.017404 | 0.023018
7.23 - NJ Fossil CO2 Rate Limit: Unit 1659 | 58 | 8006 | Rate Constraint in lbs/MWh | FALSE | L | Annual | Constraint Shadow Price | US2022$/Ton | 0 | 0 | 0 | 0 | 0 | 0 | 0
7.23 - NJ Fossil CO2 Rate Limit: Unit 1660 | 59 | 8007 | Rate Constraint in lbs/MWh | FALSE | L | Annual | Seasons Included | Seasons | Winter, Spring, Summer, Fall | Winter, Spring, Summer, Fall | Winter, Spring, Summer, Fall | Winter, Spring, Summer, Fall | Winter, Spring, Summer, Fall | Winter, Spring, Summer, Fall | Winter, Spring, Summer, Fall
7.23 - NJ Fossil CO2 Rate Limit: Unit 1660 | 59 | 8007 | Rate Constraint in lbs/MWh | FALSE | L | Annual | Standard CO2 | lb/MWh | 1700 | 1700 | 1300 | 1300 | 1300 | 1300 | 1300
7.23 - NJ Fossil CO2 Rate Limit: Unit 1660 | 59 | 8007 | Rate Constraint in lbs/MWh | FALSE | L | Annual | Emissions at Affected Plants CO2 | Thousand Tons | 37.029 | 47.9475 | 17.4757 | 6.8006 | 0 | 0 | 0
7.23 - NJ Fossil CO2 Rate Limit: Unit 1660 | 59 | 8007 | Rate Constraint in lbs/MWh | FALSE | L | Annual | Allowances Purchased CO2 | Thousand Tons | 0 | 0 | 0 | 0 | 0 | 0 | 0
7.23 - NJ Fossil CO2 Rate Limit: Unit 1660 | 59 | 8007 | Rate Constraint in lbs/MWh | FALSE | L | Annual | Allowances Sold CO2 | Thousand Tons | 0 | 0 | 0 | 0 | 0 | 0 | 0
7.23 - NJ Fossil CO2 Rate Limit: Unit 1660 | 59 | 8007 | Rate Constraint in lbs/MWh | FALSE | L | Annual | Allowances Banked | Thousand Tons | 0 | 0 | 0 | 0 | 0 | 0 | 0
7.23 - NJ Fossil CO2 Rate Limit: Unit 1660 | 59 | 8007 | Rate Constraint in lbs/MWh | FALSE | L | Annual | Allowances Withdrawn (1:1) | Thousand Tons | 0 | 0 | 0 | 0 | 0 | 0 | 0
7.23 - NJ Fossil CO2 Rate Limit: Unit 1660 | 59 | 8007 | Rate Constraint in lbs/MWh | FALSE | L | Annual | Allowances Withdrawn (n:1) | Thousand Tons | 0 | 0 | 0 | 0 | 0 | 0 | 0
7.23 - NJ Fossil CO2 Rate Limit: Unit 1660 | 59 | 8007 | Rate Constraint in lbs/MWh | FALSE | L | Annual | Net Emissions Allowance Position | Thousand Tons | 37.029 | 47.9475 | 17.4757 | 6.8006 | 0 | 0 | 0
7.23 - NJ Fossil CO2 Rate Limit: Unit 1660 | 59 | 8007 | Rate Constraint in lbs/MWh | FALSE | L | Annual | Fuel Consumed | TBtu | 0.63254 | 0.81905 | 0.29853 | 0.11617 | 0 | 0 | 0
7.23 - NJ Fossil CO2 Rate Limit: Unit 1660 | 59 | 8007 | Rate Constraint in lbs/MWh | FALSE | L | Annual | Rate | lb/MMBtu | 117.08 | 117.08 | 117.08 | 117.08 | 0 | 0 | 0
7.23 - NJ Fossil CO2 Rate Limit: Unit 1660 | 59 | 8007 | Rate Constraint in lbs/MWh | FALSE | L | Annual | Generation | TWh | 0.05783 | 0.074882 | 0.027293 | 0.010621 | 0 | 0 | 0
7.23 - NJ Fossil CO2 Rate Limit: Unit 1660 | 59 | 8007 | Rate Constraint in lbs/MWh | FALSE | L | Annual | Qualifying Generation | TWh | 0.05783 | 0.074882 | 0.027293 | 0.010621 | 0 | 0 | 0
7.23 - NJ Fossil CO2 Rate Limit: Unit 1660 | 59 | 8007 | Rate Constraint in lbs/MWh | FALSE | L | Annual | Constraint Shadow Price | US2022$/Ton | 0 | 0 | 0 | 0 | 0 | 0 | 0
7.23 - NJ Fossil CO2 Rate Limit: Unit 1661 | 60 | 8008 | Rate Constraint in lbs/MWh | FALSE | L | Annual | Seasons Included | Seasons | Winter, Spring, Summer, Fall | Winter, Spring, Summer, Fall | Winter, Spring, Summer, Fall | Winter, Spring, Summer, Fall | Winter, Spring, Summer, Fall | Winter, Spring, Summer, Fall | Winter, Spring, Summer, Fall
7.23 - NJ Fossil CO2 Rate Limit: Unit 1661 | 60 | 8008 | Rate Constraint in lbs/MWh | FALSE | L | Annual | Standard CO2 | lb/MWh | 1700 | 1700 | 1300 | 1300 | 1300 | 1300 | 1300
7.23 - NJ Fossil CO2 Rate Limit: Unit 1661 | 60 | 8008 | Rate Constraint in lbs/MWh | FALSE | L | Annual | Emissions at Affected Plants CO2 | Thousand Tons | 119.0797 | 245.5875 | 102.6967 | 79.7938 | 23.7377 | 107.2931 | 114.9439
7.23 - NJ Fossil CO2 Rate Limit: Unit 1661 | 60 | 8008 | Rate Constraint in lbs/MWh | FALSE | L | Annual | Allowances Purchased CO2 | Thousand Tons | 0 | 0 | 0 | 0 | 0 | 0 | 0
7.23 - NJ Fossil CO2 Rate Limit: Unit 1661 | 60 | 8008 | Rate Constraint in lbs/MWh | FALSE | L | Annual | Allowances Sold CO2 | Thousand Tons | 0 | 0 | 0 | 0 | 0 | 0 | 0
7.23 - NJ Fossil CO2 Rate Limit: Unit 1661 | 60 | 8008 | Rate Constraint in lbs/MWh | FALSE | L | Annual | Allowances Banked | Thousand Tons | 0 | 0 | 0 | 0 | 0 | 0 | 0
7.23 - NJ Fossil CO2 Rate Limit: Unit 1661 | 60 | 8008 | Rate Constraint in lbs/MWh | FALSE | L | Annual | Allowances Withdrawn (1:1) | Thousand Tons | 0 | 0 | 0 | 0 | 0 | 0 | 0
7.23 - NJ Fossil CO2 Rate Limit: Unit 1661 | 60 | 8008 | Rate Constraint in lbs/MWh | FALSE | L | Annual | Allowances Withdrawn (n:1) | Thousand Tons | 0 | 0 | 0 | 0 | 0 | 0 | 0
7.23 - NJ Fossil CO2 Rate Limit: Unit 1661 | 60 | 8008 | Rate Constraint in lbs/MWh | FALSE | L | Annual | Net Emissions Allowance Position | Thousand Tons | 119.0797 | 245.5875 | 102.6967 | 79.7938 | 23.7377 | 107.2931 | 114.9439
7.23 - NJ Fossil CO2 Rate Limit: Unit 1661 | 60 | 8008 | Rate Constraint in lbs/MWh | FALSE | L | Annual | Fuel Consumed | TBtu | 2.0342 | 4.1952 | 1.7543 | 1.3631 | 0.4055 | 1.8328 | 1.9635
7.23 - NJ Fossil CO2 Rate Limit: Unit 1661 | 60 | 8008 | Rate Constraint in lbs/MWh | FALSE | L | Annual | Rate | lb/MMBtu | 117.08 | 117.08 | 117.08 | 117.08 | 117.08 | 117.08 | 117.08
7.23 - NJ Fossil CO2 Rate Limit: Unit 1661 | 60 | 8008 | Rate Constraint in lbs/MWh | FALSE | L | Annual | Generation | TWh | 0.23931 | 0.49355 | 0.20639 | 0.16036 | 0.047705 | 0.21563 | 0.231
7.23 - NJ Fossil CO2 Rate Limit: Unit 1661 | 60 | 8008 | Rate Constraint in lbs/MWh | FALSE | L | Annual | Qualifying Generation | TWh | 0.23931 | 0.49355 | 0.20639 | 0.16036 | 0.047705 | 0.21563 | 0.231
7.23 - NJ Fossil CO2 Rate Limit: Unit 1661 | 60 | 8008 | Rate Constraint in lbs/MWh | FALSE | L | Annual | Constraint Shadow Price | US2022$/Ton | 0 | 0 | 0 | 0 | 0 | 0 | 0
7.23 - NJ Fossil CO2 Rate Limit: Unit 1669 | 61 | 8009 | Rate Constraint in lbs/MWh | FALSE | L | Annual | Seasons Included | Seasons | Winter, Spring, Summer, Fall | Winter, Spring, Summer, Fall | Winter, Spring, Summer, Fall | Winter, Spring, Summer, Fall | Winter, Spring, Summer, Fall | Winter, Spring, Summer, Fall | Winter, Spring, Summer, Fall
7.23 - NJ Fossil CO2 Rate Limit: Unit 1669 | 61 | 8009 | Rate Constraint in lbs/MWh | FALSE | L | Annual | Standard CO2 | lb/MWh | 1700 | 1700 | 1300 | 1300 | 1300 | 1300 | 1300
7.23 - NJ Fossil CO2 Rate Limit: Unit 1669 | 61 | 8009 | Rate Constraint in lbs/MWh | FALSE | L | Annual | Emissions at Affected Plants CO2 | Thousand Tons | 8.2942 | 10.7459 | 7.5591 | 3.013 | 0 | 9.6572 | 9.6186
7.23 - NJ Fossil CO2 Rate Limit: Unit 1669 | 61 | 8009 | Rate Constraint in lbs/MWh | FALSE | L | Annual | Allowances Purchased CO2 | Thousand Tons | 0 | 0 | 0 | 0 | 0 | 0 | 0
7.23 - NJ Fossil CO2 Rate Limit: Unit 1669 | 61 | 8009 | Rate Constraint in lbs/MWh | FALSE | L | Annual | Allowances Sold CO2 | Thousand Tons | 0 | 0 | 0 | 0 | 0 | 0 | 0
7.23 - NJ Fossil CO2 Rate Limit: Unit 1669 | 61 | 8009 | Rate Constraint in lbs/MWh | FALSE | L | Annual | Allowances Banked | Thousand Tons | 0 | 0 | 0 | 0 | 0 | 0 | 0
7.23 - NJ Fossil CO2 Rate Limit: Unit 1669 | 61 | 8009 | Rate Constraint in lbs/MWh | FALSE | L | Annual | Allowances Withdrawn (1:1) | Thousand Tons | 0 | 0 | 0 | 0 | 0 | 0 | 0
7.23 - NJ Fossil CO2 Rate Limit: Unit 1669 | 61 | 8009 | Rate Constraint in lbs/MWh | FALSE | L | Annual | Allowances Withdrawn (n:1) | Thousand Tons | 0 | 0 | 0 | 0 | 0 | 0 | 0
7.23 - NJ Fossil CO2 Rate Limit: Unit 1669 | 61 | 8009 | Rate Constraint in lbs/MWh | FALSE | L | Annual | Net Emissions Allowance Position | Thousand Tons | 8.2942 | 10.7459 | 7.5591 | 3.013 | 0 | 9.6572 | 9.6186
7.23 - NJ Fossil CO2 Rate Limit: Unit 1669 | 61 | 8009 | Rate Constraint in lbs/MWh | FALSE | L | Annual | Fuel Consumed | TBtu | 0.14168 | 0.18357 | 0.12913 | 0.05147 | 0 | 0.16497 | 0.16431
7.23 - NJ Fossil CO2 Rate Limit: Unit 1669 | 61 | 8009 | Rate Constraint in lbs/MWh | FALSE | L | Annual | Rate | lb/MMBtu | 117.08 | 117.08 | 117.08 | 117.08 | 0 | 117.08 | 117.08
7.23 - NJ Fossil CO2 Rate Limit: Unit 1669 | 61 | 8009 | Rate Constraint in lbs/MWh | FALSE | L | Annual | Generation | TWh | 0.01407 | 0.018229 | 0.012823 | 0.0051112 | 0 | 0.016382 | 0.016317
7.23 - NJ Fossil CO2 Rate Limit: Unit 1669 | 61 | 8009 | Rate Constraint in lbs/MWh | FALSE | L | Annual | Qualifying Generation | TWh | 0.01407 | 0.018229 | 0.012823 | 0.0051112 | 0 | 0.016382 | 0.016317
7.23 - NJ Fossil CO2 Rate Limit: Unit 1669 | 61 | 8009 | Rate Constraint in lbs/MWh | FALSE | L | Annual | Constraint Shadow Price | US2022$/Ton | 0 | 0 | 0 | 0 | 0 | 0 | 0
7.23 - NJ Fossil CO2 Rate Limit: Unit 1670 | 62 | 8010 | Rate Constraint in lbs/MWh | FALSE | L | Annual | Seasons Included | Seasons | Winter, Spring, Summer, Fall | Winter, Spring, Summer, Fall | Winter, Spring, Summer, Fall | Winter, Spring, Summer, Fall | Winter, Spring, Summer, Fall | Winter, Spring, Summer, Fall | Winter, Spring, Summer, Fall
7.23 - NJ Fossil CO2 Rate Limit: Unit 1670 | 62 | 8010 | Rate Constraint in lbs/MWh | FALSE | L | Annual | Standard CO2 | lb/MWh | 1700 | 1700 | 1300 | 1300 | 1300 | 1300 | 1300
7.23 - NJ Fossil CO2 Rate Limit: Unit 1670 | 62 | 8010 | Rate Constraint in lbs/MWh | FALSE | L | Annual | Emissions at Affected Plants CO2 | Thousand Tons | 979.1902 | 1096.0075 | 912.6002 | 442.0696 | 205.8066 | 1025.1508 | 1025.8248
7.23 - NJ Fossil CO2 Rate Limit: Unit 1670 | 62 | 8010 | Rate Constraint in lbs/MWh | FALSE | L | Annual | Allowances Purchased CO2 | Thousand Tons | 0 | 0 | 0 | 0 | 0 | 0 | 0
7.23 - NJ Fossil CO2 Rate Limit: Unit 1670 | 62 | 8010 | Rate Constraint in lbs/MWh | FALSE | L | Annual | Allowances Sold CO2 | Thousand Tons | 0 | 0 | 0 | 0 | 0 | 0 | 0
7.23 - NJ Fossil CO2 Rate Limit: Unit 1670 | 62 | 8010 | Rate Constraint in lbs/MWh | FALSE | L | Annual | Allowances Banked | Thousand Tons | 0 | 0 | 0 | 0 | 0 | 0 | 0
7.23 - NJ Fossil CO2 Rate Limit: Unit 1670 | 62 | 8010 | Rate Constraint in lbs/MWh | FALSE | L | Annual | Allowances Withdrawn (1:1) | Thousand Tons | 0 | 0 | 0 | 0 | 0 | 0 | 0
7.23 - NJ Fossil CO2 Rate Limit: Unit 1670 | 62 | 8010 | Rate Constraint in lbs/MWh | FALSE | L | Annual | Allowances Withdrawn (n:1) | Thousand Tons | 0 | 0 | 0 | 0 | 0 | 0 | 0
7.23 - NJ Fossil CO2 Rate Limit: Unit 1670 | 62 | 8010 | Rate Constraint in lbs/MWh | FALSE | L | Annual | Net Emissions Allowance Position | Thousand Tons | 979.1902 | 1096.0075 | 912.6002 | 442.0696 | 205.8066 | 1025.1508 | 1025.8248
7.23 - NJ Fossil CO2 Rate Limit: Unit 1670 | 62 | 8010 | Rate Constraint in lbs/MWh | FALSE | L | Annual | Fuel Consumed | TBtu | 16.7269 | 18.7224 | 15.5893 | 7.5516 | 3.5157 | 17.512 | 17.5235
7.23 - NJ Fossil CO2 Rate Limit: Unit 1670 | 62 | 8010 | Rate Constraint in lbs/MWh | FALSE | L | Annual | Rate | lb/MMBtu | 117.08 | 117.08 | 117.08 | 117.08 | 117.08 | 117.08 | 117.08
7.23 - NJ Fossil CO2 Rate Limit: Unit 1670 | 62 | 8010 | Rate Constraint in lbs/MWh | FALSE | L | Annual | Generation | TWh | 2.292 | 2.5654 | 2.1361 | 1.0347 | 0.48173 | 2.3996 | 2.4011
7.23 - NJ Fossil CO2 Rate Limit: Unit 1670 | 62 | 8010 | Rate Constraint in lbs/MWh | FALSE | L | Annual | Qualifying Generation | TWh | 2.292 | 2.5654 | 2.1361 | 1.0347 | 0.48173 | 2.3996 | 2.4011
7.23 - NJ Fossil CO2 Rate Limit: Unit 1670 | 62 | 8010 | Rate Constraint in lbs/MWh | FALSE | L | Annual | Constraint Shadow Price | US2022$/Ton | 0 | 0 | 0 | 0 | 0 | 0 | 0
7.23 - NJ Fossil CO2 Rate Limit: Unit 1671 | 63 | 8011 | Rate Constraint in lbs/MWh | FALSE | L | Annual | Seasons Included | Seasons | Winter, Spring, Summer, Fall | Winter, Spring, Summer, Fall | Winter, Spring, Summer, Fall | Winter, Spring, Summer, Fall | Winter, Spring, Summer, Fall | Winter, Spring, Summer, Fall | Winter, Spring, Summer, Fall
7.23 - NJ Fossil CO2 Rate Limit: Unit 1671 | 63 | 8011 | Rate Constraint in lbs/MWh | FALSE | L | Annual | Standard CO2 | lb/MWh | 1700 | 1700 | 1300 | 1300 | 1300 | 1300 | 1300
7.23 - NJ Fossil CO2 Rate Limit: Unit 1671 | 63 | 8011 | Rate Constraint in lbs/MWh | FALSE | L | Annual | Emissions at Affected Plants CO2 | Thousand Tons | 979.1902 | 1114.6321 | 912.6002 | 442.0696 | 201.2854 | 1025.1508 | 1025.8248
7.23 - NJ Fossil CO2 Rate Limit: Unit 1671 | 63 | 8011 | Rate Constraint in lbs/MWh | FALSE | L | Annual | Allowances Purchased CO2 | Thousand Tons | 0 | 0 | 0 | 0 | 0 | 0 | 0
7.23 - NJ Fossil CO2 Rate Limit: Unit 1671 | 63 | 8011 | Rate Constraint in lbs/MWh | FALSE | L | Annual | Allowances Sold CO2 | Thousand Tons | 0 | 0 | 0 | 0 | 0 | 0 | 0
7.23 - NJ Fossil CO2 Rate Limit: Unit 1671 | 63 | 8011 | Rate Constraint in lbs/MWh | FALSE | L | Annual | Allowances Banked | Thousand Tons | 0 | 0 | 0 | 0 | 0 | 0 | 0
7.23 - NJ Fossil CO2 Rate Limit: Unit 1671 | 63 | 8011 | Rate Constraint in lbs/MWh | FALSE | L | Annual | Allowances Withdrawn (1:1) | Thousand Tons | 0 | 0 | 0 | 0 | 0 | 0 | 0
7.23 - NJ Fossil CO2 Rate Limit: Unit 1671 | 63 | 8011 | Rate Constraint in lbs/MWh | FALSE | L | Annual | Allowances Withdrawn (n:1) | Thousand Tons | 0 | 0 | 0 | 0 | 0 | 0 | 0
7.23 - NJ Fossil CO2 Rate Limit: Unit 1671 | 63 | 8011 | Rate Constraint in lbs/MWh | FALSE | L | Annual | Net Emissions Allowance Position | Thousand Tons | 979.1902 | 1114.6321 | 912.6002 | 442.0696 | 201.2854 | 1025.1508 | 1025.8248
7.23 - NJ Fossil CO2 Rate Limit: Unit 1671 | 63 | 8011 | Rate Constraint in lbs/MWh | FALSE | L | Annual | Fuel Consumed | TBtu | 16.7269 | 19.0405 | 15.5893 | 7.5516 | 3.4384 | 17.512 | 17.5235
7.23 - NJ Fossil CO2 Rate Limit: Unit 1671 | 63 | 8011 | Rate Constraint in lbs/MWh | FALSE | L | Annual | Rate | lb/MMBtu | 117.08 | 117.08 | 117.08 | 117.08 | 117.08 | 117.08 | 117.08
7.23 - NJ Fossil CO2 Rate Limit: Unit 1671 | 63 | 8011 | Rate Constraint in lbs/MWh | FALSE | L | Annual | Generation | TWh | 2.292 | 2.609 | 2.1361 | 1.0347 | 0.47115 | 2.3996 | 2.4011
7.23 - NJ Fossil CO2 Rate Limit: Unit 1671 | 63 | 8011 | Rate Constraint in lbs/MWh | FALSE | L | Annual | Qualifying Generation | TWh | 2.292 | 2.609 | 2.1361 | 1.0347 | 0.47115 | 2.3996 | 2.4011
7.23 - NJ Fossil CO2 Rate Limit: Unit 1671 | 63 | 8011 | Rate Constraint in lbs/MWh | FALSE | L | Annual | Constraint Shadow Price | US2022$/Ton | 0 | 0 | 0 | 0 | 0 | 0 | 0
7.23 - NJ Fossil CO2 Rate Limit: Unit 1672 | 64 | 8012 | Rate Constraint in lbs/MWh | FALSE | L | Annual | Seasons Included | Seasons | Winter, Spring, Summer, Fall | Winter, Spring, Summer, Fall | Winter, Spring, Summer, Fall | Winter, Spring, Summer, Fall | Winter, Spring, Summer, Fall | Winter, Spring, Summer, Fall | Winter, Spring, Summer, Fall
7.23 - NJ Fossil CO2 Rate Limit: Unit 1672 | 64 | 8012 | Rate Constraint in lbs/MWh | FALSE | L | Annual | Standard CO2 | lb/MWh | 1700 | 1700 | 1300 | 1300 | 1300 | 1300 | 1300
7.23 - NJ Fossil CO2 Rate Limit: Unit 1672 | 64 | 8012 | Rate Constraint in lbs/MWh | FALSE | L | Annual | Emissions at Affected Plants CO2 | Thousand Tons | 1230.2585 | 1208.7552 | 1012.5894 | 389.1188 | 388.3882 | 1367.4937 | 1390.2754
7.23 - NJ Fossil CO2 Rate Limit: Unit 1672 | 64 | 8012 | Rate Constraint in lbs/MWh | FALSE | L | Annual | Allowances Purchased CO2 | Thousand Tons | 0 | 0 | 0 | 0 | 0 | 0 | 0
7.23 - NJ Fossil CO2 Rate Limit: Unit 1672 | 64 | 8012 | Rate Constraint in lbs/MWh | FALSE | L | Annual | Allowances Sold CO2 | Thousand Tons | 0 | 0 | 0 | 0 | 0 | 0 | 0
7.23 - NJ Fossil CO2 Rate Limit: Unit 1672 | 64 | 8012 | Rate Constraint in lbs/MWh | FALSE | L | Annual | Allowances Banked | Thousand Tons | 0 | 0 | 0 | 0 | 0 | 0 | 0
7.23 - NJ Fossil CO2 Rate Limit: Unit 1672 | 64 | 8012 | Rate Constraint in lbs/MWh | FALSE | L | Annual | Allowances Withdrawn (1:1) | Thousand Tons | 0 | 0 | 0 | 0 | 0 | 0 | 0
7.23 - NJ Fossil CO2 Rate Limit: Unit 1672 | 64 | 8012 | Rate Constraint in lbs/MWh | FALSE | L | Annual | Allowances Withdrawn (n:1) | Thousand Tons | 0 | 0 | 0 | 0 | 0 | 0 | 0
7.23 - NJ Fossil CO2 Rate Limit: Unit 1672 | 64 | 8012 | Rate Constraint in lbs/MWh | FALSE | L | Annual | Net Emissions Allowance Position | Thousand Tons | 1230.2585 | 1208.7552 | 1012.5894 | 389.1188 | 388.3882 | 1367.4937 | 1390.2754
7.23 - NJ Fossil CO2 Rate Limit: Unit 1672 | 64 | 8012 | Rate Constraint in lbs/MWh | FALSE | L | Annual | Fuel Consumed | TBtu | 21.0157 | 20.6484 | 17.2974 | 6.6471 | 6.6346 | 23.36 | 23.7492
7.23 - NJ Fossil CO2 Rate Limit: Unit 1672 | 64 | 8012 | Rate Constraint in lbs/MWh | FALSE | L | Annual | Rate | lb/MMBtu | 117.08 | 117.08 | 117.08 | 117.08 | 117.08 | 117.08 | 117.08
7.23 - NJ Fossil CO2 Rate Limit: Unit 1672 | 64 | 8012 | Rate Constraint in lbs/MWh | FALSE | L | Annual | Generation | TWh | 2.6898 | 2.6428 | 2.2139 | 0.85077 | 0.84917 | 2.9899 | 3.0397
7.23 - NJ Fossil CO2 Rate Limit: Unit 1672 | 64 | 8012 | Rate Constraint in lbs/MWh | FALSE | L | Annual | Qualifying Generation | TWh | 2.6898 | 2.6428 | 2.2139 | 0.85077 | 0.84917 | 2.9899 | 3.0397
7.23 - NJ Fossil CO2 Rate Limit: Unit 1672 | 64 | 8012 | Rate Constraint in lbs/MWh | FALSE | L | Annual | Constraint Shadow Price | US2022$/Ton | 0 | 0 | 0 | 0 | 0 | 0 | 0
7.23 - NJ Fossil CO2 Rate Limit: Unit 1673 | 65 | 8013 | Rate Constraint in lbs/MWh | FALSE | L | Annual | Seasons Included | Seasons | Winter, Spring, Summer, Fall | Winter, Spring, Summer, Fall | Winter, Spring, Summer, Fall | Winter, Spring, Summer, Fall | Winter, Spring, Summer, Fall | Winter, Spring, Summer, Fall | Winter, Spring, Summer, Fall
7.23 - NJ Fossil CO2 Rate Limit: Unit 1673 | 65 | 8013 | Rate Constraint in lbs/MWh | FALSE | L | Annual | Standard CO2 | lb/MWh | 1700 | 1700 | 1300 | 1300 | 1300 | 1300 | 1300
7.23 - NJ Fossil CO2 Rate Limit: Unit 1673 | 65 | 8013 | Rate Constraint in lbs/MWh | FALSE | L | Annual | Emissions at Affected Plants CO2 | Thousand Tons | 223.5634 | 202.4235 | 86.6956 | 80.9075 | 81.3334 | 97.7029 | 115.5295
7.23 - NJ Fossil CO2 Rate Limit: Unit 1673 | 65 | 8013 | Rate Constraint in lbs/MWh | FALSE | L | Annual | Allowances Purchased CO2 | Thousand Tons | 0 | 0 | 0 | 0 | 0 | 0 | 0
7.23 - NJ Fossil CO2 Rate Limit: Unit 1673 | 65 | 8013 | Rate Constraint in lbs/MWh | FALSE | L | Annual | Allowances Sold CO2 | Thousand Tons | 0 | 0 | 0 | 0 | 0 | 0 | 0
7.23 - NJ Fossil CO2 Rate Limit: Unit 1673 | 65 | 8013 | Rate Constraint in lbs/MWh | FALSE | L | Annual | Allowances Banked | Thousand Tons | 0 | 0 | 0 | 0 | 0 | 0 | 0
7.23 - NJ Fossil CO2 Rate Limit: Unit 1673 | 65 | 8013 | Rate Constraint in lbs/MWh | FALSE | L | Annual | Allowances Withdrawn (1:1) | Thousand Tons | 0 | 0 | 0 | 0 | 0 | 0 | 0
7.23 - NJ Fossil CO2 Rate Limit: Unit 1673 | 65 | 8013 | Rate Constraint in lbs/MWh | FALSE | L | Annual | Allowances Withdrawn (n:1) | Thousand Tons | 0 | 0 | 0 | 0 | 0 | 0 | 0
7.23 - NJ Fossil CO2 Rate Limit: Unit 1673 | 65 | 8013 | Rate Constraint in lbs/MWh | FALSE | L | Annual | Net Emissions Allowance Position | Thousand Tons | 223.5634 | 202.4235 | 86.6956 | 80.9075 | 81.3334 | 97.7029 | 115.5295
7.23 - NJ Fossil CO2 Rate Limit: Unit 1673 | 65 | 8013 | Rate Constraint in lbs/MWh | FALSE | L | Annual | Fuel Consumed | TBtu | 3.819 | 3.4579 | 1.481 | 1.3821 | 1.3894 | 1.669 | 1.9735
7.23 - NJ Fossil CO2 Rate Limit: Unit 1673 | 65 | 8013 | Rate Constraint in lbs/MWh | FALSE | L | Annual | Rate | lb/MMBtu | 117.08 | 117.08 | 117.08 | 117.08 | 117.08 | 117.08 | 117.08
7.23 - NJ Fossil CO2 Rate Limit: Unit 1673 | 65 | 8013 | Rate Constraint in lbs/MWh | FALSE | L | Annual | Generation | TWh | 0.46477 | 0.42082 | 0.18023 | 0.1682 | 0.16908 | 0.20311 | 0.24017
7.23 - NJ Fossil CO2 Rate Limit: Unit 1673 | 65 | 8013 | Rate Constraint in lbs/MWh | FALSE | L | Annual | Qualifying Generation | TWh | 0.46477 | 0.42082 | 0.18023 | 0.1682 | 0.16908 | 0.20311 | 0.24017
7.23 - NJ Fossil CO2 Rate Limit: Unit 1673 | 65 | 8013 | Rate Constraint in lbs/MWh | FALSE | L | Annual | Constraint Shadow Price | US2022$/Ton | 0 | 0 | 0 | 0 | 0 | 0 | 0
7.23 - NJ Fossil CO2 Rate Limit: Unit 1674 | 66 | 8014 | Rate Constraint in lbs/MWh | FALSE | L | Annual | Seasons Included | Seasons | Winter, Spring, Summer, Fall | Winter, Spring, Summer, Fall | Winter, Spring, Summer, Fall | Winter, Spring, Summer, Fall | Winter, Spring, Summer, Fall | Winter, Spring, Summer, Fall | Winter, Spring, Summer, Fall
7.23 - NJ Fossil CO2 Rate Limit: Unit 1674 | 66 | 8014 | Rate Constraint in lbs/MWh | FALSE | L | Annual | Standard CO2 | lb/MWh | 1700 | 1700 | 1300 | 1300 | 1300 | 1300 | 1300
7.23 - NJ Fossil CO2 Rate Limit: Unit 1674 | 66 | 8014 | Rate Constraint in lbs/MWh | FALSE | L | Annual | Emissions at Affected Plants CO2 | Thousand Tons | 4.6556 | 6.0318 | 4.243 | 1.6912 | 0 | 5.4207 | 5.399
7.23 - NJ Fossil CO2 Rate Limit: Unit 1674 | 66 | 8014 | Rate Constraint in lbs/MWh | FALSE | L | Annual | Allowances Purchased CO2 | Thousand Tons | 0 | 0 | 0 | 0 | 0 | 0 | 0
7.23 - NJ Fossil CO2 Rate Limit: Unit 1674 | 66 | 8014 | Rate Constraint in lbs/MWh | FALSE | L | Annual | Allowances Sold CO2 | Thousand Tons | 0 | 0 | 0 | 0 | 0 | 0 | 0
7.23 - NJ Fossil CO2 Rate Limit: Unit 1674 | 66 | 8014 | Rate Constraint in lbs/MWh | FALSE | L | Annual | Allowances Banked | Thousand Tons | 0 | 0 | 0 | 0 | 0 | 0 | 0
7.23 - NJ Fossil CO2 Rate Limit: Unit 1674 | 66 | 8014 | Rate Constraint in lbs/MWh | FALSE | L | Annual | Allowances Withdrawn (1:1) | Thousand Tons | 0 | 0 | 0 | 0 | 0 | 0 | 0
7.23 - NJ Fossil CO2 Rate Limit: Unit 1674 | 66 | 8014 | Rate Constraint in lbs/MWh | FALSE | L | Annual | Allowances Withdrawn (n:1) | Thousand Tons | 0 | 0 | 0 | 0 | 0 | 0 | 0
7.23 - NJ Fossil CO2 Rate Limit: Unit 1674 | 66 | 8014 | Rate Constraint in lbs/MWh | FALSE | L | Annual | Net Emissions Allowance Position | Thousand Tons | 4.6556 | 6.0318 | 4.243 | 1.6912 | 0 | 5.4207 | 5.399
7.23 - NJ Fossil CO2 Rate Limit: Unit 1674 | 66 | 8014 | Rate Constraint in lbs/MWh | FALSE | L | Annual | Fuel Consumed | TBtu | 0.079529 | 0.10304 | 0.07248 | 0.02889 | 0 | 0.092598 | 0.092227
7.23 - NJ Fossil CO2 Rate Limit: Unit 1674 | 66 | 8014 | Rate Constraint in lbs/MWh | FALSE | L | Annual | Rate | lb/MMBtu | 117.08 | 117.08 | 117.08 | 117.08 | 0 | 117.08 | 117.08
7.23 - NJ Fossil CO2 Rate Limit: Unit 1674 | 66 | 8014 | Rate Constraint in lbs/MWh | FALSE | L | Annual | Generation | TWh | 0.0078976 | 0.010232 | 0.0071976 | 0.002869 | 0 | 0.0091954 | 0.0091586
7.23 - NJ Fossil CO2 Rate Limit: Unit 1674 | 66 | 8014 | Rate Constraint in lbs/MWh | FALSE | L | Annual | Qualifying Generation | TWh | 0.0078976 | 0.010232 | 0.0071976 | 0.002869 | 0 | 0.0091954 | 0.0091586
7.23 - NJ Fossil CO2 Rate Limit: Unit 1674 | 66 | 8014 | Rate Constraint in lbs/MWh | FALSE | L | Annual | Constraint Shadow Price | US2022$/Ton | 0 | 0 | 0 | 0 | 0 | 0 | 0
7.23 - NJ Fossil CO2 Rate Limit: Unit 1675 | 67 | 8015 | Rate Constraint in lbs/MWh | FALSE | L | Annual | Seasons Included | Seasons | Winter, Spring, Summer, Fall | Winter, Spring, Summer, Fall | Winter, Spring, Summer, Fall | Winter, Spring, Summer, Fall | Winter, Spring, Summer, Fall | Winter, Spring, Summer, Fall | Winter, Spring, Summer, Fall
7.23 - NJ Fossil CO2 Rate Limit: Unit 1675 | 67 | 8015 | Rate Constraint in lbs/MWh | FALSE | L | Annual | Standard CO2 | lb/MWh | 1700 | 1700 | 1300 | 1300 | 1300 | 1300 | 1300
7.23 - NJ Fossil CO2 Rate Limit: Unit 1675 | 67 | 8015 | Rate Constraint in lbs/MWh | FALSE | L | Annual | Emissions at Affected Plants CO2 | Thousand Tons | 32.9204 | 29.8075 | 0 | 0 | 0 | 0 | 0
7.23 - NJ Fossil CO2 Rate Limit: Unit 1675 | 67 | 8015 | Rate Constraint in lbs/MWh | FALSE | L | Annual | Allowances Purchased CO2 | Thousand Tons | 0 | 0 | 0 | 0 | 0 | 0 | 0
7.23 - NJ Fossil CO2 Rate Limit: Unit 1675 | 67 | 8015 | Rate Constraint in lbs/MWh | FALSE | L | Annual | Allowances Sold CO2 | Thousand Tons | 0 | 0 | 0 | 0 | 0 | 0 | 0
7.23 - NJ Fossil CO2 Rate Limit: Unit 1675 | 67 | 8015 | Rate Constraint in lbs/MWh | FALSE | L | Annual | Allowances Banked | Thousand Tons | 0 | 0 | 0 | 0 | 0 | 0 | 0
7.23 - NJ Fossil CO2 Rate Limit: Unit 1675 | 67 | 8015 | Rate Constraint in lbs/MWh | FALSE | L | Annual | Allowances Withdrawn (1:1) | Thousand Tons | 0 | 0 | 0 | 0 | 0 | 0 | 0
7.23 - NJ Fossil CO2 Rate Limit: Unit 1675 | 67 | 8015 | Rate Constraint in lbs/MWh | FALSE | L | Annual | Allowances Withdrawn (n:1) | Thousand Tons | 0 | 0 | 0 | 0 | 0 | 0 | 0
7.23 - NJ Fossil CO2 Rate Limit: Unit 1675 | 67 | 8015 | Rate Constraint in lbs/MWh | FALSE | L | Annual | Net Emissions Allowance Position | Thousand Tons | 32.9204 | 29.8075 | 0 | 0 | 0 | 0 | 0
7.23 - NJ Fossil CO2 Rate Limit: Unit 1675 | 67 | 8015 | Rate Constraint in lbs/MWh | FALSE | L | Annual | Fuel Consumed | TBtu | 0.37573 | 0.3402 | 0 | 0 | 0 | 0 | 0
7.23 - NJ Fossil CO2 Rate Limit: Unit 1675 | 67 | 8015 | Rate Constraint in lbs/MWh | FALSE | L | Annual | Rate | lb/MMBtu | 175.2336 | 175.2336 | 0 | 0 | 0 | 0 | 0
7.23 - NJ Fossil CO2 Rate Limit: Unit 1675 | 67 | 8015 | Rate Constraint in lbs/MWh | FALSE | L | Annual | Generation | TWh | 0.045933 | 0.04159 | 0 | 0 | 0 | 0 | 0
7.23 - NJ Fossil CO2 Rate Limit: Unit 1675 | 67 | 8015 | Rate Constraint in lbs/MWh | FALSE | L | Annual | Qualifying Generation | TWh | 0.045933 | 0.04159 | 0 | 0 | 0 | 0 | 0
7.23 - NJ Fossil CO2 Rate Limit: Unit 1675 | 67 | 8015 | Rate Constraint in lbs/MWh | FALSE | L | Annual | Constraint Shadow Price | US2022$/Ton | 0 | 0 | 532.7206 | 121.1332 | 88.3987 | 140.7619 | 146.8127
7.23 - NJ Fossil CO2 Rate Limit: Unit 1676 | 68 | 8016 | Rate Constraint in lbs/MWh | FALSE | L | Annual | Seasons Included | Seasons | Winter, Spring, Summer, Fall | Winter, Spring, Summer, Fall | Winter, Spring, Summer, Fall | Winter, Spring, Summer, Fall | Winter, Spring, Summer, Fall | Winter, Spring, Summer, Fall | Winter, Spring, Summer, Fall
7.23 - NJ Fossil CO2 Rate Limit: Unit 1676 | 68 | 8016 | Rate Constraint in lbs/MWh | FALSE | L | Annual | Standard CO2 | lb/MWh | 1700 | 1700 | 1300 | 1300 | 1300 | 1300 | 1300
7.23 - NJ Fossil CO2 Rate Limit: Unit 1676 | 68 | 8016 | Rate Constraint in lbs/MWh | FALSE | L | Annual | Emissions at Affected Plants CO2 | Thousand Tons | 104.9016 | 99.5386 | 90.4693 | 20.9114 | 7.8846 | 94.5184 | 36.0122
7.23 - NJ Fossil CO2 Rate Limit: Unit 1676 | 68 | 8016 | Rate Constraint in lbs/MWh | FALSE | L | Annual | Allowances Purchased CO2 | Thousand Tons | 0 | 0 | 0 | 0 | 0 | 0 | 0
7.23 - NJ Fossil CO2 Rate Limit: Unit 1676 | 68 | 8016 | Rate Constraint in lbs/MWh | FALSE | L | Annual | Allowances Sold CO2 | Thousand Tons | 0 | 0 | 0 | 0 | 0 | 0 | 0
7.23 - NJ Fossil CO2 Rate Limit: Unit 1676 | 68 | 8016 | Rate Constraint in lbs/MWh | FALSE | L | Annual | Allowances Banked | Thousand Tons | 0 | 0 | 0 | 0 | 0 | 0 | 0
7.23 - NJ Fossil CO2 Rate Limit: Unit 1676 | 68 | 8016 | Rate Constraint in lbs/MWh | FALSE | L | Annual | Allowances Withdrawn (1:1) | Thousand Tons | 0 | 0 | 0 | 0 | 0 | 0 | 0
7.23 - NJ Fossil CO2 Rate Limit: Unit 1676 | 68 | 8016 | Rate Constraint in lbs/MWh | FALSE | L | Annual | Allowances Withdrawn (n:1) | Thousand Tons | 0 | 0 | 0 | 0 | 0 | 0 | 0
7.23 - NJ Fossil CO2 Rate Limit: Unit 1676 | 68 | 8016 | Rate Constraint in lbs/MWh | FALSE | L | Annual | Net Emissions Allowance Position | Thousand Tons | 104.9016 | 99.5386 | 90.4693 | 20.9114 | 7.8846 | 94.5184 | 36.0122
7.23 - NJ Fossil CO2 Rate Limit: Unit 1676 | 68 | 8016 | Rate Constraint in lbs/MWh | FALSE | L | Annual | Fuel Consumed | TBtu | 1.792 | 1.7004 | 1.5454 | 0.35722 | 0.13469 | 1.6146 | 0.61517
7.23 - NJ Fossil CO2 Rate Limit: Unit 1676 | 68 | 8016 | Rate Constraint in lbs/MWh | FALSE | L | Annual | Rate | lb/MMBtu | 117.08 | 117.08 | 117.08 | 117.08 | 117.08 | 117.08 | 117.08
7.23 - NJ Fossil CO2 Rate Limit: Unit 1676 | 68 | 8016 | Rate Constraint in lbs/MWh | FALSE | L | Annual | Generation | TWh | 0.19997 | 0.18975 | 0.17246 | 0.039863 | 0.01503 | 0.18018 | 0.06865
7.23 - NJ Fossil CO2 Rate Limit: Unit 1676 | 68 | 8016 | Rate Constraint in lbs/MWh | FALSE | L | Annual | Qualifying Generation | TWh | 0.19997 | 0.18975 | 0.17246 | 0.039863 | 0.01503 | 0.18018 | 0.06865
7.23 - NJ Fossil CO2 Rate Limit: Unit 1676 | 68 | 8016 | Rate Constraint in lbs/MWh | FALSE | L | Annual | Constraint Shadow Price | US2022$/Ton | 0 | 0 | 0 | 0 | 0 | 0 | 0
7.23 - NJ Fossil CO2 Rate Limit: Unit 1751 | 69 | 8017 | Rate Constraint in lbs/MWh | FALSE | L | Annual | Seasons Included | Seasons | Winter, Spring, Summer, Fall | Winter, Spring, Summer, Fall | Winter, Spring, Summer, Fall | Winter, Spring, Summer, Fall | Winter, Spring, Summer, Fall | Winter, Spring, Summer, Fall | Winter, Spring, Summer, Fall
7.23 - NJ Fossil CO2 Rate Limit: Unit 1751 | 69 | 8017 | Rate Constraint in lbs/MWh | FALSE | L | Annual | Standard CO2 | lb/MWh | 1700 | 1700 | 1300 | 1300 | 1300 | 1300 | 1300
7.23 - NJ Fossil CO2 Rate Limit: Unit 1751 | 69 | 8017 | Rate Constraint in lbs/MWh | FALSE | L | Annual | Emissions at Affected Plants CO2 | Thousand Tons | 1041.1605 | 1041.1605 | 910.2784 | 705.3669 | 774.3843 | 790.6445 | 774.3843
7.23 - NJ Fossil CO2 Rate Limit: Unit 1751 | 69 | 8017 | Rate Constraint in lbs/MWh | FALSE | L | Annual | Allowances Purchased CO2 | Thousand Tons | 0 | 0 | 0 | 0 | 0 | 0 | 0
7.23 - NJ Fossil CO2 Rate Limit: Unit 1751 | 69 | 8017 | Rate Constraint in lbs/MWh | FALSE | L | Annual | Allowances Sold CO2 | Thousand Tons | 0 | 0 | 0 | 0 | 0 | 0 | 0
7.23 - NJ Fossil CO2 Rate Limit: Unit 1751 | 69 | 8017 | Rate Constraint in lbs/MWh | FALSE | L | Annual | Allowances Banked | Thousand Tons | 0 | 0 | 0 | 0 | 0 | 0 | 0
7.23 - NJ Fossil CO2 Rate Limit: Unit 1751 | 69 | 8017 | Rate Constraint in lbs/MWh | FALSE | L | Annual | Allowances Withdrawn (1:1) | Thousand Tons | 0 | 0 | 0 | 0 | 0 | 0 | 0
7.23 - NJ Fossil CO2 Rate Limit: Unit 1751 | 69 | 8017 | Rate Constraint in lbs/MWh | FALSE | L | Annual | Allowances Withdrawn (n:1) | Thousand Tons | 0 | 0 | 0 | 0 | 0 | 0 | 0
7.23 - NJ Fossil CO2 Rate Limit: Unit 1751 | 69 | 8017 | Rate Constraint in lbs/MWh | FALSE | L | Annual | Net Emissions Allowance Position | Thousand Tons | 1041.1605 | 1041.1605 | 910.2784 | 705.3669 | 774.3843 | 790.6445 | 774.3843
7.23 - NJ Fossil CO2 Rate Limit: Unit 1751 | 69 | 8017 | Rate Constraint in lbs/MWh | FALSE | L | Annual | Fuel Consumed | TBtu | 11.6139 | 11.6139 | 10.154 | 7.8682 | 8.6381 | 8.8195 | 8.6381
7.23 - NJ Fossil CO2 Rate Limit: Unit 1751 | 69 | 8017 | Rate Constraint in lbs/MWh | FALSE | L | Annual | Rate | lb/MMBtu | 179.295 | 179.295 | 179.295 | 179.295 | 179.295 | 179.295 | 179.295
7.23 - NJ Fossil CO2 Rate Limit: Unit 1751 | 69 | 8017 | Rate Constraint in lbs/MWh | FALSE | L | Annual | Generation | TWh | 1.9136 | 1.9136 | 1.6731 | 1.2965 | 1.4233 | 1.4532 | 1.4233
7.23 - NJ Fossil CO2 Rate Limit: Unit 1751 | 69 | 8017 | Rate Constraint in lbs/MWh | FALSE | L | Annual | Qualifying Generation | TWh | 1.9136 | 1.9136 | 1.6731 | 1.2965 | 1.4233 | 1.4532 | 1.4233
7.23 - NJ Fossil CO2 Rate Limit: Unit 1751 | 69 | 8017 | Rate Constraint in lbs/MWh | FALSE | L | Annual | Constraint Shadow Price | US2022$/Ton | 0 | 0 | 0 | 0 | 0 | 0 | 0
7.23 - NJ Fossil CO2 Rate Limit: Unit 1752 | 70 | 8018 | Rate Constraint in lbs/MWh | FALSE | L | Annual | Seasons Included | Seasons | Winter, Spring, Summer, Fall | Winter, Spring, Summer, Fall | Winter, Spring, Summer, Fall | Winter, Spring, Summer, Fall | Winter, Spring, Summer, Fall | Winter, Spring, Summer, Fall | Winter, Spring, Summer, Fall
7.23 - NJ Fossil CO2 Rate Limit: Unit 1752 | 70 | 8018 | Rate Constraint in lbs/MWh | FALSE | L | Annual | Standard CO2 | lb/MWh | 1700 | 1700 | 1300 | 1300 | 1300 | 1300 | 1300
7.23 - NJ Fossil CO2 Rate Limit: Unit 1752 | 70 | 8018 | Rate Constraint in lbs/MWh | FALSE | L | Annual | Emissions at Affected Plants CO2 | Thousand Tons | 2785.1444 | 2723.2014 | 2139.8544 | 1701.587 | 2071.5079 | 2087.8379 | 2071.5079
7.23 - NJ Fossil CO2 Rate Limit: Unit 1752 | 70 | 8018 | Rate Constraint in lbs/MWh | FALSE | L | Annual | Allowances Purchased CO2 | Thousand Tons | 0 | 0 | 0 | 0 | 0 | 0 | 0
7.23 - NJ Fossil CO2 Rate Limit: Unit 1752 | 70 | 8018 | Rate Constraint in lbs/MWh | FALSE | L | Annual | Allowances Sold CO2 | Thousand Tons | 0 | 0 | 0 | 0 | 0 | 0 | 0
7.23 - NJ Fossil CO2 Rate Limit: Unit 1752 | 70 | 8018 | Rate Constraint in lbs/MWh | FALSE | L | Annual | Allowances Banked | Thousand Tons | 0 | 0 | 0 | 0 | 0 | 0 | 0
7.23 - NJ Fossil CO2 Rate Limit: Unit 1752 | 70 | 8018 | Rate Constraint in lbs/MWh | FALSE | L | Annual | Allowances Withdrawn (1:1) | Thousand Tons | 0 | 0 | 0 | 0 | 0 | 0 | 0
7.23 - NJ Fossil CO2 Rate Limit: Unit 1752 | 70 | 8018 | Rate Constraint in lbs/MWh | FALSE | L | Annual | Allowances Withdrawn (n:1) | Thousand Tons | 0 | 0 | 0 | 0 | 0 | 0 | 0
7.23 - NJ Fossil CO2 Rate Limit: Unit 1752 | 70 | 8018 | Rate Constraint in lbs/MWh | FALSE | L | Annual | Net Emissions Allowance Position | Thousand Tons | 2785.1444 | 2723.2014 | 2139.8544 | 1701.587 | 2071.5079 | 2087.8379 | 2071.5079
7.23 - NJ Fossil CO2 Rate Limit: Unit 1752 | 70 | 8018 | Rate Constraint in lbs/MWh | FALSE | L | Annual | Fuel Consumed | TBtu | 31.0677 | 30.3768 | 23.8696 | 18.9809 | 23.1073 | 23.2894 | 23.1073
7.23 - NJ Fossil CO2 Rate Limit: Unit 1752 | 70 | 8018 | Rate Constraint in lbs/MWh | FALSE | L | Annual | Rate | lb/MMBtu | 179.295 | 179.295 | 179.295 | 179.295 | 179.295 | 179.295 | 179.295
7.23 - NJ Fossil CO2 Rate Limit: Unit 1752 | 70 | 8018 | Rate Constraint in lbs/MWh | FALSE | L | Annual | Generation | TWh | 5.1191 | 5.0052 | 3.933 | 3.1275 | 3.8074 | 3.8374 | 3.8074
7.23 - NJ Fossil CO2 Rate Limit: Unit 1752 | 70 | 8018 | Rate Constraint in lbs/MWh | FALSE | L | Annual | Qualifying Generation | TWh | 5.1191 | 5.0052 | 3.933 | 3.1275 | 3.8074 | 3.8374 | 3.8074
7.23 - NJ Fossil CO2 Rate Limit: Unit 1752 | 70 | 8018 | Rate Constraint in lbs/MWh | FALSE | L | Annual | Constraint Shadow Price | US2022$/Ton | 0 | 0 | 0 | 0 | 0 | 0 | 0
7.23 - NJ Fossil CO2 Rate Limit: Unit 2178 | 71 | 8019 | Rate Constraint in lbs/MWh | FALSE | L | Annual | Seasons Included | Seasons | Winter, Spring, Summer, Fall | Winter, Spring, Summer, Fall | Winter, Spring, Summer, Fall | Winter, Spring, Summer, Fall | Winter, Spring, Summer, Fall | Winter, Spring, Summer, Fall | Winter, Spring, Summer, Fall
7.23 - NJ Fossil CO2 Rate Limit: Unit 2178 | 71 | 8019 | Rate Constraint in lbs/MWh | FALSE | L | Annual | Standard CO2 | lb/MWh | 1700 | 1700 | 1300 | 1300 | 1300 | 1300 | 1300
7.23 - NJ Fossil CO2 Rate Limit: Unit 2178 | 71 | 8019 | Rate Constraint in lbs/MWh | FALSE | L | Annual | Emissions at Affected Plants CO2 | Thousand Tons | 0 | 0 | 0 | 0 | 0 | 0 | 0
7.23 - NJ Fossil CO2 Rate Limit: Unit 2178 | 71 | 8019 | Rate Constraint in lbs/MWh | FALSE | L | Annual | Allowances Purchased CO2 | Thousand Tons | 0 | 0 | 0 | 0 | 0 | 0 | 0
7.23 - NJ Fossil CO2 Rate Limit: Unit 2178 | 71 | 8019 | Rate Constraint in lbs/MWh | FALSE | L | Annual | Allowances Sold CO2 | Thousand Tons | 0 | 0 | 0 | 0 | 0 | 0 | 0
7.23 - NJ Fossil CO2 Rate Limit: Unit 2178 | 71 | 8019 | Rate Constraint in lbs/MWh | FALSE | L | Annual | Allowances Banked | Thousand Tons | 0 | 0 | 0 | 0 | 0 | 0 | 0
7.23 - NJ Fossil CO2 Rate Limit: Unit 2178 | 71 | 8019 | Rate Constraint in lbs/MWh | FALSE | L | Annual | Allowances Withdrawn (1:1) | Thousand Tons | 0 | 0 | 0 | 0 | 0 | 0 | 0
7.23 - NJ Fossil CO2 Rate Limit: Unit 2178 | 71 | 8019 | Rate Constraint in lbs/MWh | FALSE | L | Annual | Allowances Withdrawn (n:1) | Thousand Tons | 0 | 0 | 0 | 0 | 0 | 0 | 0
7.23 - NJ Fossil CO2 Rate Limit: Unit 2178 | 71 | 8019 | Rate Constraint in lbs/MWh | FALSE | L | Annual | Net Emissions Allowance Position | Thousand Tons | 0 | 0 | 0 | 0 | 0 | 0 | 0
7.23 - NJ Fossil CO2 Rate Limit: Unit 2178 | 71 | 8019 | Rate Constraint in lbs/MWh | FALSE | L | Annual | Fuel Consumed | TBtu | 0 | 0 | 0 | 0 | 0 | 0 | 0
7.23 - NJ Fossil CO2 Rate Limit: Unit 2178 | 71 | 8019 | Rate Constraint in lbs/MWh | FALSE | L | Annual | Rate | lb/MMBtu | 0 | 0 | 0 | 0 | 0 | 0 | 0
7.23 - NJ Fossil CO2 Rate Limit: Unit 2178 | 71 | 8019 | Rate Constraint in lbs/MWh | FALSE | L | Annual | Generation | TWh | 0 | 0 | 0 | 0 | 0 | 0 | 0
7.23 - NJ Fossil CO2 Rate Limit: Unit 2178 | 71 | 8019 | Rate Constraint in lbs/MWh | FALSE | L | Annual | Qualifying Generation | TWh | 0 | 0 | 0 | 0 | 0 | 0 | 0
7.23 - NJ Fossil CO2 Rate Limit: Unit 2178 | 71 | 8019 | Rate Constraint in lbs/MWh | FALSE | L | Annual | Constraint Shadow Price | US2022$/Ton | 0 | 0 | 0 | 0 | 0 | 0 | 0
7.23 - NJ Fossil CO2 Rate Limit: Unit 2659 | 72 | 8020 | Rate Constraint in lbs/MWh | FALSE | L | Annual | Seasons Included | Seasons | Winter, Spring, Summer, Fall | Winter, Spring, Summer, Fall | Winter, Spring, Summer, Fall | Winter, Spring, Summer, Fall | Winter, Spring, Summer, Fall | Winter, Spring, Summer, Fall | Winter, Spring, Summer, Fall
7.23 - NJ Fossil CO2 Rate Limit: Unit 2659 | 72 | 8020 | Rate Constraint in lbs/MWh | FALSE | L | Annual | Standard CO2 | lb/MWh | 1700 | 1700 | 1300 | 1300 | 1300 | 1300 | 1300
7.23 - NJ Fossil CO2 Rate Limit: Unit 2659 | 72 | 8020 | Rate Constraint in lbs/MWh | FALSE | L | Annual | Emissions at Affected Plants CO2 | Thousand Tons | 0 | 0 | 0 | 0 | 0 | 0 | 0
7.23 - NJ Fossil CO2 Rate Limit: Unit 2659 | 72 | 8020 | Rate Constraint in lbs/MWh | FALSE | L | Annual | Allowances Purchased CO2 | Thousand Tons | 0 | 0 | 0 | 0 | 0 | 0 | 0
7.23 - NJ Fossil CO2 Rate Limit: Unit 2659 | 72 | 8020 | Rate Constraint in lbs/MWh | FALSE | L | Annual | Allowances Sold CO2 | Thousand Tons | 0 | 0 | 0 | 0 | 0 | 0 | 0
7.23 - NJ Fossil CO2 Rate Limit: Unit 2659 | 72 | 8020 | Rate Constraint in lbs/MWh | FALSE | L | Annual | Allowances Banked | Thousand Tons | 0 | 0 | 0 | 0 | 0 | 0 | 0
7.23 - NJ Fossil CO2 Rate Limit: Unit 2659 | 72 | 8020 | Rate Constraint in lbs/MWh | FALSE | L | Annual | Allowances Withdrawn (1:1) | Thousand Tons | 0 | 0 | 0 | 0 | 0 | 0 | 0
7.23 - NJ Fossil CO2 Rate Limit: Unit 2659 | 72 | 8020 | Rate Constraint in lbs/MWh | FALSE | L | Annual | Allowances Withdrawn (n:1) | Thousand Tons | 0 | 0 | 0 | 0 | 0 | 0 | 0
7.23 - NJ Fossil CO2 Rate Limit: Unit 2659 | 72 | 8020 | Rate Constraint in lbs/MWh | FALSE | L | Annual | Net Emissions Allowance Position | Thousand Tons | 0 | 0 | 0 | 0 | 0 | 0 | 0
7.23 - NJ Fossil CO2 Rate Limit: Unit 2659 | 72 | 8020 | Rate Constraint in lbs/MWh | FALSE | L | Annual | Fuel Consumed | TBtu | 0 | 0 | 0 | 0 | 0 | 0 | 0
7.23 - NJ Fossil CO2 Rate Limit: Unit 2659 | 72 | 8020 | Rate Constraint in lbs/MWh | FALSE | L | Annual | Rate | lb/MMBtu | 0 | 0 | 0 | 0 | 0 | 0 | 0
7.23 - NJ Fossil CO2 Rate Limit: Unit 2659 | 72 | 8020 | Rate Constraint in lbs/MWh | FALSE | L | Annual | Generation | TWh | 0 | 0 | 0 | 0 | 0 | 0 | 0
7.23 - NJ Fossil CO2 Rate Limit: Unit 2659 | 72 | 8020 | Rate Constraint in lbs/MWh | FALSE | L | Annual | Qualifying Generation | TWh | 0 | 0 | 0 | 0 | 0 | 0 | 0
7.23 - NJ Fossil CO2 Rate Limit: Unit 2659 | 72 | 8020 | Rate Constraint in lbs/MWh | FALSE | L | Annual | Constraint Shadow Price | US2022$/Ton | 75.4913 | 87.3138 | 51.5469 | 26.5594 | 25.7947 | 34.5486 | 38.1149
7.23 - NJ Fossil CO2 Rate Limit: Unit 509 | 73 | 7976 | Rate Constraint in lbs/MWh | FALSE | L | Annual | Seasons Included | Seasons | Winter, Spring, Summer, Fall | Winter, Spring, Summer, Fall | Winter, Spring, Summer, Fall | Winter, Spring, Summer, Fall | Winter, Spring, Summer, Fall | Winter, Spring, Summer, Fall | Winter, Spring, Summer, Fall
7.23 - NJ Fossil CO2 Rate Limit: Unit 509 | 73 | 7976 | Rate Constraint in lbs/MWh | FALSE | L | Annual | Standard CO2 | lb/MWh | 1700 | 1700 | 1300 | 1300 | 1300 | 1300 | 1300
7.23 - NJ Fossil CO2 Rate Limit: Unit 509 | 73 | 7976 | Rate Constraint in lbs/MWh | FALSE | L | Annual | Emissions at Affected Plants CO2 | Thousand Tons | 30.0629 | 31.828 | 13.8119 | 3.7615 | 2.5077 | 1.8807 | 1.8807
7.23 - NJ Fossil CO2 Rate Limit: Unit 509 | 73 | 7976 | Rate Constraint in lbs/MWh | FALSE | L | Annual | Allowances Purchased CO2 | Thousand Tons | 0 | 0 | 0 | 0 | 0 | 0 | 0
7.23 - NJ Fossil CO2 Rate Limit: Unit 509 | 73 | 7976 | Rate Constraint in lbs/MWh | FALSE | L | Annual | Allowances Sold CO2 | Thousand Tons | 0 | 0 | 0 | 0 | 0 | 0 | 0
7.23 - NJ Fossil CO2 Rate Limit: Unit 509 | 73 | 7976 | Rate Constraint in lbs/MWh | FALSE | L | Annual | Allowances Banked | Thousand Tons | 0 | 0 | 0 | 0 | 0 | 0 | 0
7.23 - NJ Fossil CO2 Rate Limit: Unit 509 | 73 | 7976 | Rate Constraint in lbs/MWh | FALSE | L | Annual | Allowances Withdrawn (1:1) | Thousand Tons | 0 | 0 | 0 | 0 | 0 | 0 | 0
7.23 - NJ Fossil CO2 Rate Limit: Unit 509 | 73 | 7976 | Rate Constraint in lbs/MWh | FALSE | L | Annual | Allowances Withdrawn (n:1) | Thousand Tons | 0 | 0 | 0 | 0 | 0 | 0 | 0
7.23 - NJ Fossil CO2 Rate Limit: Unit 509 | 73 | 7976 | Rate Constraint in lbs/MWh | FALSE | L | Annual | Net Emissions Allowance Position | Thousand Tons | 30.0629 | 31.828 | 13.8119 | 3.7615 | 2.5077 | 1.8807 | 1.8807
7.23 - NJ Fossil CO2 Rate Limit: Unit 509 | 73 | 7976 | Rate Constraint in lbs/MWh | FALSE | L | Annual | Fuel Consumed | TBtu | 0.51355 | 0.5437 | 0.23594 | 0.064255 | 0.042837 | 0.032127 | 0.032127
7.23 - NJ Fossil CO2 Rate Limit: Unit 509 | 73 | 7976 | Rate Constraint in lbs/MWh | FALSE | L | Annual | Rate | lb/MMBtu | 117.08 | 117.08 | 117.08 | 117.08 | 117.08 | 117.08 | 117.08
7.23 - NJ Fossil CO2 Rate Limit: Unit 509 | 73 | 7976 | Rate Constraint in lbs/MWh | FALSE | L | Annual | Generation | TWh | 0.047794 | 0.0506 | 0.021958 | 0.00598 | 0.0039867 | 0.00299 | 0.00299
7.23 - NJ Fossil CO2 Rate Limit: Unit 509 | 73 | 7976 | Rate Constraint in lbs/MWh | FALSE | L | Annual | Qualifying Generation | TWh | 0.047794 | 0.0506 | 0.021958 | 0.00598 | 0.0039867 | 0.00299 | 0.00299
7.23 - NJ Fossil CO2 Rate Limit: Unit 509 | 73 | 7976 | Rate Constraint in lbs/MWh | FALSE | L | Annual | Constraint Shadow Price | US2022$/Ton | 0 | 0 | 0 | 0 | 0 | 0 | 0
7.23 - NJ Fossil CO2 Rate Limit: Unit 510 | 74 | 7977 | Rate Constraint in lbs/MWh | FALSE | L | Annual | Seasons Included | Seasons | Winter, Spring, Summer, Fall | Winter, Spring, Summer, Fall | Winter, Spring, Summer, Fall | Winter, Spring, Summer, Fall | Winter, Spring, Summer, Fall | Winter, Spring, Summer, Fall | Winter, Spring, Summer, Fall
7.23 - NJ Fossil CO2 Rate Limit: Unit 510 | 74 | 7977 | Rate Constraint in lbs/MWh | FALSE | L | Annual | Standard CO2 | lb/MWh | 1700 | 1700 | 1300 | 1300 | 1300 | 1300 | 1300
7.23 - NJ Fossil CO2 Rate Limit: Unit 510 | 74 | 7977 | Rate Constraint in lbs/MWh | FALSE | L | Annual | Emissions at Affected Plants CO2 | Thousand Tons | 5.9086 | 6.2783 | 1.2396 | 0.74379 | 0.49586 | 0.37189 | 0.37189
7.23 - NJ Fossil CO2 Rate Limit: Unit 510 | 74 | 7977 | Rate Constraint in lbs/MWh | FALSE | L | Annual | Allowances Purchased CO2 | Thousand Tons | 0 | 0 | 0 | 0 | 0 | 0 | 0
7.23 - NJ Fossil CO2 Rate Limit: Unit 510 | 74 | 7977 | Rate Constraint in lbs/MWh | FALSE | L | Annual | Allowances Sold CO2 | Thousand Tons | 0 | 0 | 0 | 0 | 0 | 0 | 0
7.23 - NJ Fossil CO2 Rate Limit: Unit 510 | 74 | 7977 | Rate Constraint in lbs/MWh | FALSE | L | Annual | Allowances Banked | Thousand Tons | 0 | 0 | 0 | 0 | 0 | 0 | 0
7.23 - NJ Fossil CO2 Rate Limit: Unit 510 | 74 | 7977 | Rate Constraint in lbs/MWh | FALSE | L | Annual | Allowances Withdrawn (1:1) | Thousand Tons | 0 | 0 | 0 | 0 | 0 | 0 | 0
7.23 - NJ Fossil CO2 Rate Limit: Unit 510 | 74 | 7977 | Rate Constraint in lbs/MWh | FALSE | L | Annual | Allowances Withdrawn (n:1) | Thousand Tons | 0 | 0 | 0 | 0 | 0 | 0 | 0
7.23 - NJ Fossil CO2 Rate Limit: Unit 510 | 74 | 7977 | Rate Constraint in lbs/MWh | FALSE | L | Annual | Net Emissions Allowance Position | Thousand Tons | 5.9086 | 6.2783 | 1.2396 | 0.74379 | 0.49586 | 0.37189 | 0.37189
7.23 - NJ Fossil CO2 Rate Limit: Unit 510 | 74 | 7977 | Rate Constraint in lbs/MWh | FALSE | L | Annual | Fuel Consumed | TBtu | 0.10093 | 0.10725 | 0.021176 | 0.012706 | 0.0084704 | 0.0063528 | 0.0063528
7.23 - NJ Fossil CO2 Rate Limit: Unit 510 | 74 | 7977 | Rate Constraint in lbs/MWh | FALSE | L | Annual | Rate | lb/MMBtu | 117.08 | 117.08 | 117.08 | 117.08 | 117.08 | 117.08 | 117.08
7.23 - NJ Fossil CO2 Rate Limit: Unit 510 | 74 | 7977 | Rate Constraint in lbs/MWh | FALSE | L | Annual | Generation | TWh | 0.0093934 | 0.0099812 | 0.0019708 | 0.0011825 | 0.00078831 | 0.00059123 | 0.00059123
7.23 - NJ Fossil CO2 Rate Limit: Unit 510 | 74 | 7977 | Rate Constraint in lbs/MWh | FALSE | L | Annual | Qualifying Generation | TWh | 0.0093934 | 0.0099812 | 0.0019708 | 0.0011825 | 0.00078831 | 0.00059123 | 0.00059123
7.23 - NJ Fossil CO2 Rate Limit: Unit 510 | 74 | 7977 | Rate Constraint in lbs/MWh | FALSE | L | Annual | Constraint Shadow Price | US2022$/Ton | 0 | 0 | 0 | 0 | 0 | 0 | 0
7.23 - NJ Fossil CO2 Rate Limit: Unit 511 | 75 | 7978 | Rate Constraint in lbs/MWh | FALSE | L | Annual | Seasons Included | Seasons | Winter, Spring, Summer, Fall | Winter, Spring, Summer, Fall | Winter, Spring, Summer, Fall | Winter, Spring, Summer, Fall | Winter, Spring, Summer, Fall | Winter, Spring, Summer, Fall | Winter, Spring, Summer, Fall
7.23 - NJ Fossil CO2 Rate Limit: Unit 511 | 75 | 7978 | Rate Constraint in lbs/MWh | FALSE | L | Annual | Standard CO2 | lb/MWh | 1700 | 1700 | 1300 | 1300 | 1300 | 1300 | 1300
7.23 - NJ Fossil CO2 Rate Limit: Unit 511 | 75 | 7978 | Rate Constraint in lbs/MWh | FALSE | L | Annual | Emissions at Affected Plants CO2 | Thousand Tons | 0.34753 | 0.41072 | 0 | 0 | 0 | 0 | 0
7.23 - NJ Fossil CO2 Rate Limit: Unit 511 | 75 | 7978 | Rate Constraint in lbs/MWh | FALSE | L | Annual | Allowances Purchased CO2 | Thousand Tons | 0 | 0 | 0 | 0 | 0 | 0 | 0
7.23 - NJ Fossil CO2 Rate Limit: Unit 511 | 75 | 7978 | Rate Constraint in lbs/MWh | FALSE | L | Annual | Allowances Sold CO2 | Thousand Tons | 0 | 0 | 0 | 0 | 0 | 0 | 0
7.23 - NJ Fossil CO2 Rate Limit: Unit 511 | 75 | 7978 | Rate Constraint in lbs/MWh | FALSE | L | Annual | Allowances Banked | Thousand Tons | 0 | 0 | 0 | 0 | 0 | 0 | 0
7.23 - NJ Fossil CO2 Rate Limit: Unit 511 | 75 | 7978 | Rate Constraint in lbs/MWh | FALSE | L | Annual | Allowances Withdrawn (1:1) | Thousand Tons | 0 | 0 | 0 | 0 | 0 | 0 | 0
7.23 - NJ Fossil CO2 Rate Limit: Unit 511 | 75 | 7978 | Rate Constraint in lbs/MWh | FALSE | L | Annual | Allowances Withdrawn (n:1) | Thousand Tons | 0 | 0 | 0 | 0 | 0 | 0 | 0
7.23 - NJ Fossil CO2 Rate Limit: Unit 511 | 75 | 7978 | Rate Constraint in lbs/MWh | FALSE | L | Annual | Net Emissions Allowance Position | Thousand Tons | 0.34753 | 0.41072 | 0 | 0 | 0 | 0 | 0
7.23 - NJ Fossil CO2 Rate Limit: Unit 511 | 75 | 7978 | Rate Constraint in lbs/MWh | FALSE | L | Annual | Fuel Consumed | TBtu | 0.0059366 | 0.007016 | 0 | 0 | 0 | 0 | 0
7.23 - NJ Fossil CO2 Rate Limit: Unit 511 | 75 | 7978 | Rate Constraint in lbs/MWh | FALSE | L | Annual | Rate | lb/MMBtu | 117.08 | 117.08 | 0 | 0 | 0 | 0 | 0
7.23 - NJ Fossil CO2 Rate Limit: Unit 511 | 75 | 7978 | Rate Constraint in lbs/MWh | FALSE | L | Annual | Generation | TWh | 0.00043352 | 0.00051234 | 0 | 0 | 0 | 0 | 0
7.23 - NJ Fossil CO2 Rate Limit: Unit 511 | 75 | 7978 | Rate Constraint in lbs/MWh | FALSE | L | Annual | Qualifying Generation | TWh | 0.00043352 | 0.00051234 | 0 | 0 | 0 | 0 | 0
7.23 - NJ Fossil CO2 Rate Limit: Unit 511 | 75 | 7978 | Rate Constraint in lbs/MWh | FALSE | L | Annual | Constraint Shadow Price | US2022$/Ton | 0 | 0 | 1042.9594 | 0 | 0 | 180.0194 | 159.1949
7.23 - NJ Fossil CO2 Rate Limit: Unit 512 | 76 | 7979 | Rate Constraint in lbs/MWh | FALSE | L | Annual | Seasons Included | Seasons | Winter, Spring, Summer, Fall | Winter, Spring, Summer, Fall | Winter, Spring, Summer, Fall | Winter, Spring, Summer, Fall | Winter, Spring, Summer, Fall | Winter, Spring, Summer, Fall | Winter, Spring, Summer, Fall
7.23 - NJ Fossil CO2 Rate Limit: Unit 512 | 76 | 7979 | Rate Constraint in lbs/MWh | FALSE | L | Annual | Standard CO2 | lb/MWh | 1700 | 1700 | 1300 | 1300 | 1300 | 1300 | 1300
7.23 - NJ Fossil CO2 Rate Limit: Unit 512 | 76 | 7979 | Rate Constraint in lbs/MWh | FALSE | L | Annual | Emissions at Affected Plants CO2 | Thousand Tons | 2.1675 | 2.3247 | 0 | 0 | 0 | 0 | 0
7.23 - NJ Fossil CO2 Rate Limit: Unit 512 | 76 | 7979 | Rate Constraint in lbs/MWh | FALSE | L | Annual | Allowances Purchased CO2 | Thousand Tons | 0 | 0 | 0 | 0 | 0 | 0 | 0
7.23 - NJ Fossil CO2 Rate Limit: Unit 512 | 76 | 7979 | Rate Constraint in lbs/MWh | FALSE | L | Annual | Allowances Sold CO2 | Thousand Tons | 0 | 0 | 0 | 0 | 0 | 0 | 0
7.23 - NJ Fossil CO2 Rate Limit: Unit 512 | 76 | 7979 | Rate Constraint in lbs/MWh | FALSE | L | Annual | Allowances Banked | Thousand Tons | 0 | 0 | 0 | 0 | 0 | 0 | 0
7.23 - NJ Fossil CO2 Rate Limit: Unit 512 | 76 | 7979 | Rate Constraint in lbs/MWh | FALSE | L | Annual | Allowances Withdrawn (1:1) | Thousand Tons | 0 | 0 | 0 | 0 | 0 | 0 | 0
7.23 - NJ Fossil CO2 Rate Limit: Unit 512 | 76 | 7979 | Rate Constraint in lbs/MWh | FALSE | L | Annual | Allowances Withdrawn (n:1) | Thousand Tons | 0 | 0 | 0 | 0 | 0 | 0 | 0
7.23 - NJ Fossil CO2 Rate Limit: Unit 512 | 76 | 7979 | Rate Constraint in lbs/MWh | FALSE | L | Annual | Net Emissions Allowance Position | Thousand Tons | 2.1675 | 2.3247 | 0 | 0 | 0 | 0 | 0
7.23 - NJ Fossil CO2 Rate Limit: Unit 512 | 76 | 7979 | Rate Constraint in lbs/MWh | FALSE | L | Annual | Fuel Consumed | TBtu | 0.034995 | 0.037533 | 0 | 0 | 0 | 0 | 0
7.23 - NJ Fossil CO2 Rate Limit: Unit 512 | 76 | 7979 | Rate Constraint in lbs/MWh | FALSE | L | Annual | Rate | lb/MMBtu | 123.8756 | 123.8756 | 0 | 0 | 0 | 0 | 0
7.23 - NJ Fossil CO2 Rate Limit: Unit 512 | 76 | 7979 | Rate Constraint in lbs/MWh | FALSE | L | Annual | Generation | TWh | 0.0029833 | 0.0031997 | 0 | 0 | 0 | 0 | 0
7.23 - NJ Fossil CO2 Rate Limit: Unit 512 | 76 | 7979 | Rate Constraint in lbs/MWh | FALSE | L | Annual | Qualifying Generation | TWh | 0.0029833 | 0.0031997 | 0 | 0 | 0 | 0 | 0
7.23 - NJ Fossil CO2 Rate Limit: Unit 512 | 76 | 7979 | Rate Constraint in lbs/MWh | FALSE | L | Annual | Constraint Shadow Price | US2022$/Ton | 0 | 0 | 2135.2068 | 35.9717 | 0 | 448.5282 | 418.4594
7.23 - NJ Fossil CO2 Rate Limit: Unit 513 | 77 | 7980 | Rate Constraint in lbs/MWh | FALSE | L | Annual | Seasons Included | Seasons | Winter, Spring, Summer, Fall | Winter, Spring, Summer, Fall | Winter, Spring, Summer, Fall | Winter, Spring, Summer, Fall | Winter, Spring, Summer, Fall | Winter, Spring, Summer, Fall | Winter, Spring, Summer, Fall
7.23 - NJ Fossil CO2 Rate Limit: Unit 513 | 77 | 7980 | Rate Constraint in lbs/MWh | FALSE | L | Annual | Standard CO2 | lb/MWh | 1700 | 1700 | 1300 | 1300 | 1300 | 1300 | 1300
7.23 - NJ Fossil CO2 Rate Limit: Unit 513 | 77 | 7980 | Rate Constraint in lbs/MWh | FALSE | L | Annual | Emissions at Affected Plants CO2 | Thousand Tons | 38.224 | 38.8757 | 20.1814 | 4.4032 | 2.9355 | 2.2016 | 2.2016
7.23 - NJ Fossil CO2 Rate Limit: Unit 513 | 77 | 7980 | Rate Constraint in lbs/MWh | FALSE | L | Annual | Allowances Purchased CO2 | Thousand Tons | 0 | 0 | 0 | 0 | 0 | 0 | 0
7.23 - NJ Fossil CO2 Rate Limit: Unit 513 | 77 | 7980 | Rate Constraint in lbs/MWh | FALSE | L | Annual | Allowances Sold CO2 | Thousand Tons | 0 | 0 | 0 | 0 | 0 | 0 | 0
7.23 - NJ Fossil CO2 Rate Limit: Unit 513 | 77 | 7980 | Rate Constraint in lbs/MWh | FALSE | L | Annual | Allowances Banked | Thousand Tons | 0 | 0 | 0 | 0 | 0 | 0 | 0
7.23 - NJ Fossil CO2 Rate Limit: Unit 513 | 77 | 7980 | Rate Constraint in lbs/MWh | FALSE | L | Annual | Allowances Withdrawn (1:1) | Thousand Tons | 0 | 0 | 0 | 0 | 0 | 0 | 0
7.23 - NJ Fossil CO2 Rate Limit: Unit 513 | 77 | 7980 | Rate Constraint in lbs/MWh | FALSE | L | Annual | Allowances Withdrawn (n:1) | Thousand Tons | 0 | 0 | 0 | 0 | 0 | 0 | 0
7.23 - NJ Fossil CO2 Rate Limit: Unit 513 | 77 | 7980 | Rate Constraint in lbs/MWh | FALSE | L | Annual | Net Emissions Allowance Position | Thousand Tons | 38.224 | 38.8757 | 20.1814 | 4.4032 | 2.9355 | 2.2016 | 2.2016
7.23 - NJ Fossil CO2 Rate Limit: Unit 513 | 77 | 7980 | Rate Constraint in lbs/MWh | FALSE | L | Annual | Fuel Consumed | TBtu | 0.65296 | 0.66409 | 0.34475 | 0.075217 | 0.050145 | 0.037609 | 0.037609
7.23 - NJ Fossil CO2 Rate Limit: Unit 513 | 77 | 7980 | Rate Constraint in lbs/MWh | FALSE | L | Annual | Rate | lb/MMBtu | 117.08 | 117.08 | 117.08 | 117.08 | 117.08 | 117.08 | 117.08
7.23 - NJ Fossil CO2 Rate Limit: Unit 513 | 77 | 7980 | Rate Constraint in lbs/MWh | FALSE | L | Annual | Generation | TWh | 0.060768 | 0.061804 | 0.032084 | 0.0070002 | 0.0046668 | 0.0035001 | 0.0035001
7.23 - NJ Fossil CO2 Rate Limit: Unit 513 | 77 | 7980 | Rate Constraint in lbs/MWh | FALSE | L | Annual | Qualifying Generation | TWh | 0.060768 | 0.061804 | 0.032084 | 0.0070002 | 0.0046668 | 0.0035001 | 0.0035001
7.23 - NJ Fossil CO2 Rate Limit: Unit 513 | 77 | 7980 | Rate Constraint in lbs/MWh | FALSE | L | Annual | Constraint Shadow Price | US2022$/Ton | 0 | 0 | 0 | 0 | 0 | 0 | 0
7.23 - NJ Fossil CO2 Rate Limit: Unit 514 | 78 | 7981 | Rate Constraint in lbs/MWh | FALSE | L | Annual | Seasons Included | Seasons | Winter, Spring, Summer, Fall | Winter, Spring, Summer, Fall | Winter, Spring, Summer, Fall | Winter, Spring, Summer, Fall | Winter, Spring, Summer, Fall | Winter, Spring, Summer, Fall | Winter, Spring, Summer, Fall
7.23 - NJ Fossil CO2 Rate Limit: Unit 514 | 78 | 7981 | Rate Constraint in lbs/MWh | FALSE | L | Annual | Standard CO2 | lb/MWh | 1700 | 1700 | 1300 | 1300 | 1300 | 1300 | 1300
7.23 - NJ Fossil CO2 Rate Limit: Unit 514 | 78 | 7981 | Rate Constraint in lbs/MWh | FALSE | L | Annual | Emissions at Affected Plants CO2 | Thousand Tons | 8.2554 | 8.5571 | 0 | 0 | 0 | 0 | 0
7.23 - NJ Fossil CO2 Rate Limit: Unit 514 | 78 | 7981 | Rate Constraint in lbs/MWh | FALSE | L | Annual | Allowances Purchased CO2 | Thousand Tons | 0 | 0 | 0 | 0 | 0 | 0 | 0
7.23 - NJ Fossil CO2 Rate Limit: Unit 514 | 78 | 7981 | Rate Constraint in lbs/MWh | FALSE | L | Annual | Allowances Sold CO2 | Thousand Tons | 0 | 0 | 0 | 0 | 0 | 0 | 0
7.23 - NJ Fossil CO2 Rate Limit: Unit 514 | 78 | 7981 | Rate Constraint in lbs/MWh | FALSE | L | Annual | Allowances Banked | Thousand Tons | 0 | 0 | 0 | 0 | 0 | 0 | 0
7.23 - NJ Fossil CO2 Rate Limit: Unit 514 | 78 | 7981 | Rate Constraint in lbs/MWh | FALSE | L | Annual | Allowances Withdrawn (1:1) | Thousand Tons | 0 | 0 | 0 | 0 | 0 | 0 | 0
7.23 - NJ Fossil CO2 Rate Limit: Unit 514 | 78 | 7981 | Rate Constraint in lbs/MWh | FALSE | L | Annual | Allowances Withdrawn (n:1) | Thousand Tons | 0 | 0 | 0 | 0 | 0 | 0 | 0
7.23 - NJ Fossil CO2 Rate Limit: Unit 514 | 78 | 7981 | Rate Constraint in lbs/MWh | FALSE | L | Annual | Net Emissions Allowance Position | Thousand Tons | 8.2554 | 8.5571 | 0 | 0 | 0 | 0 | 0
7.23 - NJ Fossil CO2 Rate Limit: Unit 514 | 78 | 7981 | Rate Constraint in lbs/MWh | FALSE | L | Annual | Fuel Consumed | TBtu | 0.095821 | 0.099322 | 0 | 0 | 0 | 0 | 0
7.23 - NJ Fossil CO2 Rate Limit: Unit 514 | 78 | 7981 | Rate Constraint in lbs/MWh | FALSE | L | Annual | Rate | lb/MMBtu | 172.3095 | 172.3095 | 0 | 0 | 0 | 0 | 0
7.23 - NJ Fossil CO2 Rate Limit: Unit 514 | 78 | 7981 | Rate Constraint in lbs/MWh | FALSE | L | Annual | Generation | TWh | 0.011014 | 0.011416 | 0 | 0 | 0 | 0 | 0
7.23 - NJ Fossil CO2 Rate Limit: Unit 514 | 78 | 7981 | Rate Constraint in lbs/MWh | FALSE | L | Annual | Qualifying Generation | TWh | 0.011014 | 0.011416 | 0 | 0 | 0 | 0 | 0
7.23 - NJ Fossil CO2 Rate Limit: Unit 514 | 78 | 7981 | Rate Constraint in lbs/MWh | FALSE | L | Annual | Constraint Shadow Price | US2022$/Ton | 0 | 0 | 1727.7645 | 112.2104 | 64.4103 | 457.7094 | 414.6751
7.23 - NJ Fossil CO2 Rate Limit: Unit 523 | 79 | 7982 | Rate Constraint in lbs/MWh | FALSE | L | Annual | Seasons Included | Seasons | Winter, Spring, Summer, Fall | Winter, Spring, Summer, Fall | Winter, Spring, Summer, Fall | Winter, Spring, Summer, Fall | Winter, Spring, Summer, Fall | Winter, Spring, Summer, Fall | Winter, Spring, Summer, Fall
7.23 - NJ Fossil CO2 Rate Limit: Unit 523 | 79 | 7982 | Rate Constraint in lbs/MWh | FALSE | L | Annual | Standard CO2 | lb/MWh | 1700 | 1700 | 1300 | 1300 | 1300 | 1300 | 1300
7.23 - NJ Fossil CO2 Rate Limit: Unit 523 | 79 | 7982 | Rate Constraint in lbs/MWh | FALSE | L | Annual | Emissions at Affected Plants CO2 | Thousand Tons | 0 | 0 | 0 | 0 | 0 | 0 | 0
7.23 - NJ Fossil CO2 Rate Limit: Unit 523 | 79 | 7982 | Rate Constraint in lbs/MWh | FALSE | L | Annual | Allowances Purchased CO2 | Thousand Tons | 0 | 0 | 0 | 0 | 0 | 0 | 0
7.23 - NJ Fossil CO2 Rate Limit: Unit 523 | 79 | 7982 | Rate Constraint in lbs/MWh | FALSE | L | Annual | Allowances Sold CO2 | Thousand Tons | 0 | 0 | 0 | 0 | 0 | 0 | 0
7.23 - NJ Fossil CO2 Rate Limit: Unit 523 | 79 | 7982 | Rate Constraint in lbs/MWh | FALSE | L | Annual | Allowances Banked | Thousand Tons | 0 | 0 | 0 | 0 | 0 | 0 | 0
7.23 - NJ Fossil CO2 Rate Limit: Unit 523 | 79 | 7982 | Rate Constraint in lbs/MWh | FALSE | L | Annual | Allowances Withdrawn (1:1) | Thousand Tons | 0 | 0 | 0 | 0 | 0 | 0 | 0
7.23 - NJ Fossil CO2 Rate Limit: Unit 523 | 79 | 7982 | Rate Constraint in lbs/MWh | FALSE | L | Annual | Allowances Withdrawn (n:1) | Thousand Tons | 0 | 0 | 0 | 0 | 0 | 0 | 0
7.23 - NJ Fossil CO2 Rate Limit: Unit 523 | 79 | 7982 | Rate Constraint in lbs/MWh | FALSE | L | Annual | Net Emissions Allowance Position | Thousand Tons | 0 | 0 | 0 | 0 | 0 | 0 | 0
7.23 - NJ Fossil CO2 Rate Limit: Unit 523 | 79 | 7982 | Rate Constraint in lbs/MWh | FALSE | L | Annual | Fuel Consumed | TBtu | 0 | 0 | 0 | 0 | 0 | 0 | 0
7.23 - NJ Fossil CO2 Rate Limit: Unit 523 | 79 | 7982 | Rate Constraint in lbs/MWh | FALSE | L | Annual | Rate | lb/MMBtu | 0 | 0 | 0 | 0 | 0 | 0 | 0
7.23 - NJ Fossil CO2 Rate Limit: Unit 523 | 79 | 7982 | Rate Constraint in lbs/MWh | FALSE | L | Annual | Generation | TWh | 0 | 0 | 0 | 0 | 0 | 0 | 0
7.23 - NJ Fossil CO2 Rate Limit: Unit 523 | 79 | 7982 | Rate Constraint in lbs/MWh | FALSE | L | Annual | Qualifying Generation | TWh | 0 | 0 | 0 | 0 | 0 | 0 | 0
7.23 - NJ Fossil CO2 Rate Limit: Unit 523 | 79 | 7982 | Rate Constraint in lbs/MWh | FALSE | L | Annual | Constraint Shadow Price | US2022$/Ton | 0 | 0 | 0 | 0 | 0 | 0 | 0
7.23 - NJ Fossil CO2 Rate Limit: Unit 524 | 80 | 7983 | Rate Constraint in lbs/MWh | FALSE | L | Annual | Seasons Included | Seasons | Winter, Spring, Summer, Fall | Winter, Spring, Summer, Fall | Winter, Spring, Summer, Fall | Winter, Spring, Summer, Fall | Winter, Spring, Summer, Fall | Winter, Spring, Summer, Fall | Winter, Spring, Summer, Fall
7.23 - NJ Fossil CO2 Rate Limit: Unit 524 | 80 | 7983 | Rate Constraint in lbs/MWh | FALSE | L | Annual | Standard CO2 | lb/MWh | 1700 | 1700 | 1300 | 1300 | 1300 | 1300 | 1300
7.23 - NJ Fossil CO2 Rate Limit: Unit 524 | 80 | 7983 | Rate Constraint in lbs/MWh | FALSE | L | Annual | Emissions at Affected Plants CO2 | Thousand Tons | 0 | 0 | 0 | 0 | 0 | 0 | 0
7.23 - NJ Fossil CO2 Rate Limit: Unit 524 | 80 | 7983 | Rate Constraint in lbs/MWh | FALSE | L | Annual | Allowances Purchased CO2 | Thousand Tons | 0 | 0 | 0 | 0 | 0 | 0 | 0
7.23 - NJ Fossil CO2 Rate Limit: Unit 524 | 80 | 7983 | Rate Constraint in lbs/MWh | FALSE | L | Annual | Allowances Sold CO2 | Thousand Tons | 0 | 0 | 0 | 0 | 0 | 0 | 0
7.23 - NJ Fossil CO2 Rate Limit: Unit 524 | 80 | 7983 | Rate Constraint in lbs/MWh | FALSE | L | Annual | Allowances Banked | Thousand Tons | 0 | 0 | 0 | 0 | 0 | 0 | 0
7.23 - NJ Fossil CO2 Rate Limit: Unit 524 | 80 | 7983 | Rate Constraint in lbs/MWh | FALSE | L | Annual | Allowances Withdrawn (1:1) | Thousand Tons | 0 | 0 | 0 | 0 | 0 | 0 | 0
7.23 - NJ Fossil CO2 Rate Limit: Unit 524 | 80 | 7983 | Rate Constraint in lbs/MWh | FALSE | L | Annual | Allowances Withdrawn (n:1) | Thousand Tons | 0 | 0 | 0 | 0 | 0 | 0 | 0
7.23 - NJ Fossil CO2 Rate Limit: Unit 524 | 80 | 7983 | Rate Constraint in lbs/MWh | FALSE | L | Annual | Net Emissions Allowance Position | Thousand Tons | 0 | 0 | 0 | 0 | 0 | 0 | 0
7.23 - NJ Fossil CO2 Rate Limit: Unit 524 | 80 | 7983 | Rate Constraint in lbs/MWh | FALSE | L | Annual | Fuel Consumed | TBtu | 0 | 0 | 0 | 0 | 0 | 0 | 0
7.23 - NJ Fossil CO2 Rate Limit: Unit 524 | 80 | 7983 | Rate Constraint in lbs/MWh | FALSE | L | Annual | Rate | lb/MMBtu | 0 | 0 | 0 | 0 | 0 | 0 | 0
7.23 - NJ Fossil CO2 Rate Limit: Unit 524 | 80 | 7983 | Rate Constraint in lbs/MWh | FALSE | L | Annual | Generation | TWh | 0 | 0 | 0 | 0 | 0 | 0 | 0
7.23 - NJ Fossil CO2 Rate Limit: Unit 524 | 80 | 7983 | Rate Constraint in lbs/MWh | FALSE | L | Annual | Qualifying Generation | TWh | 0 | 0 | 0 | 0 | 0 | 0 | 0
7.23 - NJ Fossil CO2 Rate Limit: Unit 524 | 80 | 7983 | Rate Constraint in lbs/MWh | FALSE | L | Annual | Constraint Shadow Price | US2022$/Ton | 0 | 0 | 0 | 0 | 0 | 0 | 0
7.23 - NJ Fossil CO2 Rate Limit: Unit 525 | 81 | 7984 | Rate Constraint in lbs/MWh | FALSE | L | Annual | Seasons Included | Seasons | Winter, Spring, Summer, Fall | Winter, Spring, Summer, Fall | Winter, Spring, Summer, Fall | Winter, Spring, Summer, Fall | Winter, Spring, Summer, Fall | Winter, Spring, Summer, Fall | Winter, Spring, Summer, Fall
7.23 - NJ Fossil CO2 Rate Limit: Unit 525 | 81 | 7984 | Rate Constraint in lbs/MWh | FALSE | L | Annual | Standard CO2 | lb/MWh | 1700 | 1700 | 1300 | 1300 | 1300 | 1300 | 1300
7.23 - NJ Fossil CO2 Rate Limit: Unit 525 | 81 | 7984 | Rate Constraint in lbs/MWh | FALSE | L | Annual | Emissions at Affected Plants CO2 | Thousand Tons | 0 | 0 | 0 | 0 | 0 | 0 | 0
7.23 - NJ Fossil CO2 Rate Limit: Unit 525 | 81 | 7984 | Rate Constraint in lbs/MWh | FALSE | L | Annual | Allowances Purchased CO2 | Thousand Tons | 0 | 0 | 0 | 0 | 0 | 0 | 0
7.23 - NJ Fossil CO2 Rate Limit: Unit 525 | 81 | 7984 | Rate Constraint in lbs/MWh | FALSE | L | Annual | Allowances Sold CO2 | Thousand Tons | 0 | 0 | 0 | 0 | 0 | 0 | 0
7.23 - NJ Fossil CO2 Rate Limit: Unit 525 | 81 | 7984 | Rate Constraint in lbs/MWh | FALSE | L | Annual | Allowances Banked | Thousand Tons | 0 | 0 | 0 | 0 | 0 | 0 | 0
7.23 - NJ Fossil CO2 Rate Limit: Unit 525 | 81 | 7984 | Rate Constraint in lbs/MWh | FALSE | L | Annual | Allowances Withdrawn (1:1) | Thousand Tons | 0 | 0 | 0 | 0 | 0 | 0 | 0
7.23 - NJ Fossil CO2 Rate Limit: Unit 525 | 81 | 7984 | Rate Constraint in lbs/MWh | FALSE | L | Annual | Allowances Withdrawn (n:1) | Thousand Tons | 0 | 0 | 0 | 0 | 0 | 0 | 0
7.23 - NJ Fossil CO2 Rate Limit: Unit 525 | 81 | 7984 | Rate Constraint in lbs/MWh | FALSE | L | Annual | Net Emissions Allowance Position | Thousand Tons | 0 | 0 | 0 | 0 | 0 | 0 | 0
7.23 - NJ Fossil CO2 Rate Limit: Unit 525 | 81 | 7984 | Rate Constraint in lbs/MWh | FALSE | L | Annual | Fuel Consumed | TBtu | 0 | 0 | 0 | 0 | 0 | 0 | 0
7.23 - NJ Fossil CO2 Rate Limit: Unit 525 | 81 | 7984 | Rate Constraint in lbs/MWh | FALSE | L | Annual | Rate | lb/MMBtu | 0 | 0 | 0 | 0 | 0 | 0 | 0
7.23 - NJ Fossil CO2 Rate Limit: Unit 525 | 81 | 7984 | Rate Constraint in lbs/MWh | FALSE | L | Annual | Generation | TWh | 0 | 0 | 0 | 0 | 0 | 0 | 0
7.23 - NJ Fossil CO2 Rate Limit: Unit 525 | 81 | 7984 | Rate Constraint in lbs/MWh | FALSE | L | Annual | Qualifying Generation | TWh | 0 | 0 | 0 | 0 | 0 | 0 | 0
7.23 - NJ Fossil CO2 Rate Limit: Unit 525 | 81 | 7984 | Rate Constraint in lbs/MWh | FALSE | L | Annual | Constraint Shadow Price | US2022$/Ton | 0 | 0 | 0 | 0 | 0 | 0 | 0
7.23 - NJ Fossil CO2 Rate Limit: Unit 526 | 82 | 7985 | Rate Constraint in lbs/MWh | FALSE | L | Annual | Seasons Included | Seasons | Winter, Spring, Summer, Fall | Winter, Spring, Summer, Fall | Winter, Spring, Summer, Fall | Winter, Spring, Summer, Fall | Winter, Spring, Summer, Fall | Winter, Spring, Summer, Fall | Winter, Spring, Summer, Fall
7.23 - NJ Fossil CO2 Rate Limit: Unit 526 | 82 | 7985 | Rate Constraint in lbs/MWh | FALSE | L | Annual | Standard CO2 | lb/MWh | 1700 | 1700 | 1300 | 1300 | 1300 | 1300 | 1300
7.23 - NJ Fossil CO2 Rate Limit: Unit 526 | 82 | 7985 | Rate Constraint in lbs/MWh | FALSE | L | Annual | Emissions at Affected Plants CO2 | Thousand Tons | 0 | 0 | 0 | 0 | 0 | 0 | 0
7.23 - NJ Fossil CO2 Rate Limit: Unit 526 | 82 | 7985 | Rate Constraint in lbs/MWh | FALSE | L | Annual | Allowances Purchased CO2 | Thousand Tons | 0 | 0 | 0 | 0 | 0 | 0 | 0
7.23 - NJ Fossil CO2 Rate Limit: Unit 526 | 82 | 7985 | Rate Constraint in lbs/MWh | FALSE | L | Annual | Allowances Sold CO2 | Thousand Tons | 0 | 0 | 0 | 0 | 0 | 0 | 0
7.23 - NJ Fossil CO2 Rate Limit: Unit 526 | 82 | 7985 | Rate Constraint in lbs/MWh | FALSE | L | Annual | Allowances Banked | Thousand Tons | 0 | 0 | 0 | 0 | 0 | 0 | 0
7.23 - NJ Fossil CO2 Rate Limit: Unit 526 | 82 | 7985 | Rate Constraint in lbs/MWh | FALSE | L | Annual | Allowances Withdrawn (1:1) | Thousand Tons | 0 | 0 | 0 | 0 | 0 | 0 | 0
7.23 - NJ Fossil CO2 Rate Limit: Unit 526 | 82 | 7985 | Rate Constraint in lbs/MWh | FALSE | L | Annual | Allowances Withdrawn (n:1) | Thousand Tons | 0 | 0 | 0 | 0 | 0 | 0 | 0
7.23 - NJ Fossil CO2 Rate Limit: Unit 526 | 82 | 7985 | Rate Constraint in lbs/MWh | FALSE | L | Annual | Net Emissions Allowance Position | Thousand Tons | 0 | 0 | 0 | 0 | 0 | 0 | 0
7.23 - NJ Fossil CO2 Rate Limit: Unit 526 | 82 | 7985 | Rate Constraint in lbs/MWh | FALSE | L | Annual | Fuel Consumed | TBtu | 0 | 0 | 0 | 0 | 0 | 0 | 0
7.23 - NJ Fossil CO2 Rate Limit: Unit 526 | 82 | 7985 | Rate Constraint in lbs/MWh | FALSE | L | Annual | Rate | lb/MMBtu | 0 | 0 | 0 | 0 | 0 | 0 | 0
7.23 - NJ Fossil CO2 Rate Limit: Unit 526 | 82 | 7985 | Rate Constraint in lbs/MWh | FALSE | L | Annual | Generation | TWh | 0 | 0 | 0 | 0 | 0 | 0 | 0
7.23 - NJ Fossil CO2 Rate Limit: Unit 526 | 82 | 7985 | Rate Constraint in lbs/MWh | FALSE | L | Annual | Qualifying Generation | TWh | 0 | 0 | 0 | 0 | 0 | 0 | 0
7.23 - NJ Fossil CO2 Rate Limit: Unit 526 | 82 | 7985 | Rate Constraint in lbs/MWh | FALSE | L | Annual | Constraint Shadow Price | US2022$/Ton | 0 | 0 | 0 | 0 | 0 | 0 | 0
7.23 - NJ Fossil CO2 Rate Limit: Unit 537 | 83 | 7986 | Rate Constraint in lbs/MWh | FALSE | L | Annual | Seasons Included | Seasons | Winter, Spring, Summer, Fall | Winter, Spring, Summer, Fall | Winter, Spring, Summer, Fall | Winter, Spring, Summer, Fall | Winter, Spring, Summer, Fall | Winter, Spring, Summer, Fall | Winter, Spring, Summer, Fall
7.23 - NJ Fossil CO2 Rate Limit: Unit 537 | 83 | 7986 | Rate Constraint in lbs/MWh | FALSE | L | Annual | Standard CO2 | lb/MWh | 1700 | 1700 | 1300 | 1300 | 1300 | 1300 | 1300
7.23 - NJ Fossil CO2 Rate Limit: Unit 537 | 83 | 7986 | Rate Constraint in lbs/MWh | FALSE | L | Annual | Emissions at Affected Plants CO2 | Thousand Tons | 5.7659 | 6.2783 | 1.2396 | 0.74379 | 0.49586 | 0.37189 | 0.37189
7.23 - NJ Fossil CO2 Rate Limit: Unit 537 | 83 | 7986 | Rate Constraint in lbs/MWh | FALSE | L | Annual | Allowances Purchased CO2 | Thousand Tons | 0 | 0 | 0 | 0 | 0 | 0 | 0
7.23 - NJ Fossil CO2 Rate Limit: Unit 537 | 83 | 7986 | Rate Constraint in lbs/MWh | FALSE | L | Annual | Allowances Sold CO2 | Thousand Tons | 0 | 0 | 0 | 0 | 0 | 0 | 0
7.23 - NJ Fossil CO2 Rate Limit: Unit 537 | 83 | 7986 | Rate Constraint in lbs/MWh | FALSE | L | Annual | Allowances Banked | Thousand Tons | 0 | 0 | 0 | 0 | 0 | 0 | 0
7.23 - NJ Fossil CO2 Rate Limit: Unit 537 | 83 | 7986 | Rate Constraint in lbs/MWh | FALSE | L | Annual | Allowances Withdrawn (1:1) | Thousand Tons | 0 | 0 | 0 | 0 | 0 | 0 | 0
7.23 - NJ Fossil CO2 Rate Limit: Unit 537 | 83 | 7986 | Rate Constraint in lbs/MWh | FALSE | L | Annual | Allowances Withdrawn (n:1) | Thousand Tons | 0 | 0 | 0 | 0 | 0 | 0 | 0
7.23 - NJ Fossil CO2 Rate Limit: Unit 537 | 83 | 7986 | Rate Constraint in lbs/MWh | FALSE | L | Annual | Net Emissions Allowance Position | Thousand Tons | 5.7659 | 6.2783 | 1.2396 | 0.74379 | 0.49586 | 0.37189 | 0.37189
7.23 - NJ Fossil CO2 Rate Limit: Unit 537 | 83 | 7986 | Rate Constraint in lbs/MWh | FALSE | L | Annual | Fuel Consumed | TBtu | 0.098495 | 0.10725 | 0.021176 | 0.012706 | 0.0084704 | 0.0063528 | 0.0063528
7.23 - NJ Fossil CO2 Rate Limit: Unit 537 | 83 | 7986 | Rate Constraint in lbs/MWh | FALSE | L | Annual | Rate | lb/MMBtu | 117.08 | 117.08 | 117.08 | 117.08 | 117.08 | 117.08 | 117.08
7.23 - NJ Fossil CO2 Rate Limit: Unit 537 | 83 | 7986 | Rate Constraint in lbs/MWh | FALSE | L | Annual | Generation | TWh | 0.0091666 | 0.0099812 | 0.0019708 | 0.0011825 | 0.00078831 | 0.00059123 | 0.00059123
7.23 - NJ Fossil CO2 Rate Limit: Unit 537 | 83 | 7986 | Rate Constraint in lbs/MWh | FALSE | L | Annual | Qualifying Generation | TWh | 0.0091666 | 0.0099812 | 0.0019708 | 0.0011825 | 0.00078831 | 0.00059123 | 0.00059123
7.23 - NJ Fossil CO2 Rate Limit: Unit 537 | 83 | 7986 | Rate Constraint in lbs/MWh | FALSE | L | Annual | Constraint Shadow Price | US2022$/Ton | 0 | 0 | 0 | 0 | 0 | 0 | 0
7.23 - NJ Fossil CO2 Rate Limit: Unit 538 | 84 | 7987 | Rate Constraint in lbs/MWh | FALSE | L | Annual | Seasons Included | Seasons | Winter, Spring, Summer, Fall | Winter, Spring, Summer, Fall | Winter, Spring, Summer, Fall | Winter, Spring, Summer, Fall | Winter, Spring, Summer, Fall | Winter, Spring, Summer, Fall | Winter, Spring, Summer, Fall
7.23 - NJ Fossil CO2 Rate Limit: Unit 538 | 84 | 7987 | Rate Constraint in lbs/MWh | FALSE | L | Annual | Standard CO2 | lb/MWh | 1700 | 1700 | 1300 | 1300 | 1300 | 1300 | 1300
7.23 - NJ Fossil CO2 Rate Limit: Unit 538 | 84 | 7987 | Rate Constraint in lbs/MWh | FALSE | L | Annual | Emissions at Affected Plants CO2 | Thousand Tons | 0 | 0 | 0 | 0 | 0 | 0 | 0
7.23 - NJ Fossil CO2 Rate Limit: Unit 538 | 84 | 7987 | Rate Constraint in lbs/MWh | FALSE | L | Annual | Allowances Purchased CO2 | Thousand Tons | 0 | 0 | 0 | 0 | 0 | 0 | 0
7.23 - NJ Fossil CO2 Rate Limit: Unit 538 | 84 | 7987 | Rate Constraint in lbs/MWh | FALSE | L | Annual | Allowances Sold CO2 | Thousand Tons | 0 | 0 | 0 | 0 | 0 | 0 | 0
7.23 - NJ Fossil CO2 Rate Limit: Unit 538 | 84 | 7987 | Rate Constraint in lbs/MWh | FALSE | L | Annual | Allowances Banked | Thousand Tons | 0 | 0 | 0 | 0 | 0 | 0 | 0
7.23 - NJ Fossil CO2 Rate Limit: Unit 538 | 84 | 7987 | Rate Constraint in lbs/MWh | FALSE | L | Annual | Allowances Withdrawn (1:1) | Thousand Tons | 0 | 0 | 0 | 0 | 0 | 0 | 0
7.23 - NJ Fossil CO2 Rate Limit: Unit 538 | 84 | 7987 | Rate Constraint in lbs/MWh | FALSE | L | Annual | Allowances Withdrawn (n:1) | Thousand Tons | 0 | 0 | 0 | 0 | 0 | 0 | 0
7.23 - NJ Fossil CO2 Rate Limit: Unit 538 | 84 | 7987 | Rate Constraint in lbs/MWh | FALSE | L | Annual | Net Emissions Allowance Position | Thousand Tons | 0 | 0 | 0 | 0 | 0 | 0 | 0
7.23 - NJ Fossil CO2 Rate Limit: Unit 538 | 84 | 7987 | Rate Constraint in lbs/MWh | FALSE | L | Annual | Fuel Consumed | TBtu | 0 | 0 | 0 | 0 | 0 | 0 | 0
7.23 - NJ Fossil CO2 Rate Limit: Unit 538 | 84 | 7987 | Rate Constraint in lbs/MWh | FALSE | L | Annual | Rate | lb/MMBtu | 0 | 0 | 0 | 0 | 0 | 0 | 0
7.23 - NJ Fossil CO2 Rate Limit: Unit 538 | 84 | 7987 | Rate Constraint in lbs/MWh | FALSE | L | Annual | Generation | TWh | 0 | 0 | 0 | 0 | 0 | 0 | 0
7.23 - NJ Fossil CO2 Rate Limit: Unit 538 | 84 | 7987 | Rate Constraint in lbs/MWh | FALSE | L | Annual | Qualifying Generation | TWh | 0 | 0 | 0 | 0 | 0 | 0 | 0
7.23 - NJ Fossil CO2 Rate Limit: Unit 538 | 84 | 7987 | Rate Constraint in lbs/MWh | FALSE | L | Annual | Constraint Shadow Price | US2022$/Ton | 25.8392 | 123.382 | 195.6114 | 0 | 0 | 0 | 0
7.23 - NJ Fossil CO2 Rate Limit: Unit 539 | 85 | 7988 | Rate Constraint in lbs/MWh | FALSE | L | Annual | Seasons Included | Seasons | Winter, Spring, Summer, Fall | Winter, Spring, Summer, Fall | Winter, Spring, Summer, Fall | Winter, Spring, Summer, Fall | Winter, Spring, Summer, Fall | Winter, Spring, Summer, Fall | Winter, Spring, Summer, Fall
7.23 - NJ Fossil CO2 Rate Limit: Unit 539 | 85 | 7988 | Rate Constraint in lbs/MWh | FALSE | L | Annual | Standard CO2 | lb/MWh | 1700 | 1700 | 1300 | 1300 | 1300 | 1300 | 1300
7.23 - NJ Fossil CO2 Rate Limit: Unit 539 | 85 | 7988 | Rate Constraint in lbs/MWh | FALSE | L | Annual | Emissions at Affected Plants CO2 | Thousand Tons | 9.7909 | 10.965 | 2.175 | 1.305 | 0 | 0.6525 | 0.6525
7.23 - NJ Fossil CO2 Rate Limit: Unit 539 | 85 | 7988 | Rate Constraint in lbs/MWh | FALSE | L | Annual | Allowances Purchased CO2 | Thousand Tons | 0 | 0 | 0 | 0 | 0 | 0 | 0
7.23 - NJ Fossil CO2 Rate Limit: Unit 539 | 85 | 7988 | Rate Constraint in lbs/MWh | FALSE | L | Annual | Allowances Sold CO2 | Thousand Tons | 0 | 0 | 0 | 0 | 0 | 0 | 0
7.23 - NJ Fossil CO2 Rate Limit: Unit 539 | 85 | 7988 | Rate Constraint in lbs/MWh | FALSE | L | Annual | Allowances Banked | Thousand Tons | 0 | 0 | 0 | 0 | 0 | 0 | 0
7.23 - NJ Fossil CO2 Rate Limit: Unit 539 | 85 | 7988 | Rate Constraint in lbs/MWh | FALSE | L | Annual | Allowances Withdrawn (1:1) | Thousand Tons | 0 | 0 | 0 | 0 | 0 | 0 | 0
7.23 - NJ Fossil CO2 Rate Limit: Unit 539 | 85 | 7988 | Rate Constraint in lbs/MWh | FALSE | L | Annual | Allowances Withdrawn (n:1) | Thousand Tons | 0 | 0 | 0 | 0 | 0 | 0 | 0
7.23 - NJ Fossil CO2 Rate Limit: Unit 539 | 85 | 7988 | Rate Constraint in lbs/MWh | FALSE | L | Annual | Net Emissions Allowance Position | Thousand Tons | 9.7909 | 10.965 | 2.175 | 1.305 | 0 | 0.6525 | 0.6525
7.23 - NJ Fossil CO2 Rate Limit: Unit 539 | 85 | 7988 | Rate Constraint in lbs/MWh | FALSE | L | Annual | Fuel Consumed | TBtu | 0.16725 | 0.18731 | 0.037154 | 0.022293 | 0 | 0.011146 | 0.011146
7.23 - NJ Fossil CO2 Rate Limit: Unit 539 | 85 | 7988 | Rate Constraint in lbs/MWh | FALSE | L | Annual | Rate | lb/MMBtu | 117.08 | 117.08 | 117.08 | 117.08 | 0 | 117.08 | 117.08
7.23 - NJ Fossil CO2 Rate Limit: Unit 539 | 85 | 7988 | Rate Constraint in lbs/MWh | FALSE | L | Annual | Generation | TWh | 0.015566 | 0.017432 | 0.0034578 | 0.0020747 | 0 | 0.0010373 | 0.0010373
7.23 - NJ Fossil CO2 Rate Limit: Unit 539 | 85 | 7988 | Rate Constraint in lbs/MWh | FALSE | L | Annual | Qualifying Generation | TWh | 0.015566 | 0.017432 | 0.0034578 | 0.0020747 | 0 | 0.0010373 | 0.0010373
7.23 - NJ Fossil CO2 Rate Limit: Unit 539 | 85 | 7988 | Rate Constraint in lbs/MWh | FALSE | L | Annual | Constraint Shadow Price | US2022$/Ton | 0 | 0 | 0 | 0 | 0 | 0 | 0
7.23 - NJ Fossil CO2 Rate Limit: Unit 540 | 86 | 7989 | Rate Constraint in lbs/MWh | FALSE | L | Annual | Seasons Included | Seasons | Winter, Spring, Summer, Fall | Winter, Spring, Summer, Fall | Winter, Spring, Summer, Fall | Winter, Spring, Summer, Fall | Winter, Spring, Summer, Fall | Winter, Spring, Summer, Fall | Winter, Spring, Summer, Fall
7.23 - NJ Fossil CO2 Rate Limit: Unit 540 | 86 | 7989 | Rate Constraint in lbs/MWh | FALSE | L | Annual | Standard CO2 | lb/MWh | 1700 | 1700 | 1300 | 1300 | 1300 | 1300 | 1300
7.23 - NJ Fossil CO2 Rate Limit: Unit 540 | 86 | 7989 | Rate Constraint in lbs/MWh | FALSE | L | Annual | Emissions at Affected Plants CO2 | Thousand Tons | 0.57493 | 0.56942 | 0 | 0 | 0 | 0 | 0
7.23 - NJ Fossil CO2 Rate Limit: Unit 540 | 86 | 7989 | Rate Constraint in lbs/MWh | FALSE | L | Annual | Allowances Purchased CO2 | Thousand Tons | 0 | 0 | 0 | 0 | 0 | 0 | 0
7.23 - NJ Fossil CO2 Rate Limit: Unit 540 | 86 | 7989 | Rate Constraint in lbs/MWh | FALSE | L | Annual | Allowances Sold CO2 | Thousand Tons | 0 | 0 | 0 | 0 | 0 | 0 | 0
7.23 - NJ Fossil CO2 Rate Limit: Unit 540 | 86 | 7989 | Rate Constraint in lbs/MWh | FALSE | L | Annual | Allowances Banked | Thousand Tons | 0 | 0 | 0 | 0 | 0 | 0 | 0
7.23 - NJ Fossil CO2 Rate Limit: Unit 540 | 86 | 7989 | Rate Constraint in lbs/MWh | FALSE | L | Annual | Allowances Withdrawn (1:1) | Thousand Tons | 0 | 0 | 0 | 0 | 0 | 0 | 0
7.23 - NJ Fossil CO2 Rate Limit: Unit 540 | 86 | 7989 | Rate Constraint in lbs/MWh | FALSE | L | Annual | Allowances Withdrawn (n:1) | Thousand Tons | 0 | 0 | 0 | 0 | 0 | 0 | 0
7.23 - NJ Fossil CO2 Rate Limit: Unit 540 | 86 | 7989 | Rate Constraint in lbs/MWh | FALSE | L | Annual | Net Emissions Allowance Position | Thousand Tons | 0.57493 | 0.56942 | 0 | 0 | 0 | 0 | 0
7.23 - NJ Fossil CO2 Rate Limit: Unit 540 | 86 | 7989 | Rate Constraint in lbs/MWh | FALSE | L | Annual | Fuel Consumed | TBtu | 0.0098211 | 0.0097271 | 0 | 0 | 0 | 0 | 0
7.23 - NJ Fossil CO2 Rate Limit: Unit 540 | 86 | 7989 | Rate Constraint in lbs/MWh | FALSE | L | Annual | Rate | lb/MMBtu | 117.08 | 117.08 | 0 | 0 | 0 | 0 | 0
7.23 - NJ Fossil CO2 Rate Limit: Unit 540 | 86 | 7989 | Rate Constraint in lbs/MWh | FALSE | L | Annual | Generation | TWh | 0.00077061 | 0.00076323 | 0 | 0 | 0 | 0 | 0
7.23 - NJ Fossil CO2 Rate Limit: Unit 540 | 86 | 7989 | Rate Constraint in lbs/MWh | FALSE | L | Annual | Qualifying Generation | TWh | 0.00077061 | 0.00076323 | 0 | 0 | 0 | 0 | 0
7.23 - NJ Fossil CO2 Rate Limit: Unit 540 | 86 | 7989 | Rate Constraint in lbs/MWh | FALSE | L | Annual | Constraint Shadow Price | US2022$/Ton | 0 | 0 | 1671.3696 | 0 | 0 | 317.9255 | 289.361
7.23 - NJ Fossil CO2 Rate Limit: Unit 541 | 87 | 7990 | Rate Constraint in lbs/MWh | FALSE | L | Annual | Seasons Included | Seasons | Winter, Spring, Summer, Fall | Winter, Spring, Summer, Fall | Winter, Spring, Summer, Fall | Winter, Spring, Summer, Fall | Winter, Spring, Summer, Fall | Winter, Spring, Summer, Fall | Winter, Spring, Summer, Fall
7.23 - NJ Fossil CO2 Rate Limit: Unit 541 | 87 | 7990 | Rate Constraint in lbs/MWh | FALSE | L | Annual | Standard CO2 | lb/MWh | 1700 | 1700 | 1300 | 1300 | 1300 | 1300 | 1300
7.23 - NJ Fossil CO2 Rate Limit: Unit 541 | 87 | 7990 | Rate Constraint in lbs/MWh | FALSE | L | Annual | Emissions at Affected Plants CO2 | Thousand Tons | 5.9799 | 6.1363 | 2.7246 | 2.5237 | 2.179 | 3.5693 | 9.5447
7.23 - NJ Fossil CO2 Rate Limit: Unit 541 | 87 | 7990 | Rate Constraint in lbs/MWh | FALSE | L | Annual | Allowances Purchased CO2 | Thousand Tons | 0 | 0 | 0 | 0 | 0 | 0 | 0
7.23 - NJ Fossil CO2 Rate Limit: Unit 541 | 87 | 7990 | Rate Constraint in lbs/MWh | FALSE | L | Annual | Allowances Sold CO2 | Thousand Tons | 0 | 0 | 0 | 0 | 0 | 0 | 0
7.23 - NJ Fossil CO2 Rate Limit: Unit 541 | 87 | 7990 | Rate Constraint in lbs/MWh | FALSE | L | Annual | Allowances Banked | Thousand Tons | 0 | 0 | 0 | 0 | 0 | 0 | 0
7.23 - NJ Fossil CO2 Rate Limit: Unit 541 | 87 | 7990 | Rate Constraint in lbs/MWh | FALSE | L | Annual | Allowances Withdrawn (1:1) | Thousand Tons | 0 | 0 | 0 | 0 | 0 | 0 | 0
7.23 - NJ Fossil CO2 Rate Limit: Unit 541 | 87 | 7990 | Rate Constraint in lbs/MWh | FALSE | L | Annual | Allowances Withdrawn (n:1) | Thousand Tons | 0 | 0 | 0 | 0 | 0 | 0 | 0
7.23 - NJ Fossil CO2 Rate Limit: Unit 541 | 87 | 7990 | Rate Constraint in lbs/MWh | FALSE | L | Annual | Net Emissions Allowance Position | Thousand Tons | 5.9799 | 6.1363 | 2.7246 | 2.5237 | 2.179 | 3.5693 | 9.5447
7.23 - NJ Fossil CO2 Rate Limit: Unit 541 | 87 | 7990 | Rate Constraint in lbs/MWh | FALSE | L | Annual | Fuel Consumed | TBtu | 0.095754 | 0.098258 | 0.043629 | 0.040412 | 0.034891 | 0.057154 | 0.15284
7.23 - NJ Fossil CO2 Rate Limit: Unit 541 | 87 | 7990 | Rate Constraint in lbs/MWh | FALSE | L | Annual | Rate | lb/MMBtu | 124.9013 | 124.9013 | 124.9013 | 124.9013 | 124.9013 | 124.9013 | 124.9013
7.23 - NJ Fossil CO2 Rate Limit: Unit 541 | 87 | 7990 | Rate Constraint in lbs/MWh | FALSE | L | Annual | Generation | TWh | 0.0099468 | 0.010207 | 0.0045321 | 0.0041979 | 0.0036244 | 0.0059371 | 0.015877
7.23 - NJ Fossil CO2 Rate Limit: Unit 541 | 87 | 7990 | Rate Constraint in lbs/MWh | FALSE | L | Annual | Qualifying Generation | TWh | 0.0099468 | 0.010207 | 0.0045321 | 0.0041979 | 0.0036244 | 0.0059371 | 0.015877
7.23 - NJ Fossil CO2 Rate Limit: Unit 541 | 87 | 7990 | Rate Constraint in lbs/MWh | FALSE | L | Annual | Constraint Shadow Price | US2022$/Ton | 0 | 0 | 0 | 0 | 0 | 0 | 0
7.23 - NJ Fossil CO2 Rate Limit: Unit 542 | 88 | 7991 | Rate Constraint in lbs/MWh | FALSE | L | Annual | Seasons Included | Seasons | Winter, Spring, Summer, Fall | Winter, Spring, Summer, Fall | Winter, Spring, Summer, Fall | Winter, Spring, Summer, Fall | Winter, Spring, Summer, Fall | Winter, Spring, Summer, Fall | Winter, Spring, Summer, Fall
7.23 - NJ Fossil CO2 Rate Limit: Unit 542 | 88 | 7991 | Rate Constraint in lbs/MWh | FALSE | L | Annual | Standard CO2 | lb/MWh | 1700 | 1700 | 1300 | 1300 | 1300 | 1300 | 1300
7.23 - NJ Fossil CO2 Rate Limit: Unit 542 | 88 | 7991 | Rate Constraint in lbs/MWh | FALSE | L | Annual | Emissions at Affected Plants CO2 | Thousand Tons | 1.0697 | 1.2641 | 0 | 0 | 0 | 0 | 0
7.23 - NJ Fossil CO2 Rate Limit: Unit 542 | 88 | 7991 | Rate Constraint in lbs/MWh | FALSE | L | Annual | Allowances Purchased CO2 | Thousand Tons | 0 | 0 | 0 | 0 | 0 | 0 | 0
7.23 - NJ Fossil CO2 Rate Limit: Unit 542 | 88 | 7991 | Rate Constraint in lbs/MWh | FALSE | L | Annual | Allowances Sold CO2 | Thousand Tons | 0 | 0 | 0 | 0 | 0 | 0 | 0
7.23 - NJ Fossil CO2 Rate Limit: Unit 542 | 88 | 7991 | Rate Constraint in lbs/MWh | FALSE | L | Annual | Allowances Banked | Thousand Tons | 0 | 0 | 0 | 0 | 0 | 0 | 0
7.23 - NJ Fossil CO2 Rate Limit: Unit 542 | 88 | 7991 | Rate Constraint in lbs/MWh | FALSE | L | Annual | Allowances Withdrawn (1:1) | Thousand Tons | 0 | 0 | 0 | 0 | 0 | 0 | 0
7.23 - NJ Fossil CO2 Rate Limit: Unit 542 | 88 | 7991 | Rate Constraint in lbs/MWh | FALSE | L | Annual | Allowances Withdrawn (n:1) | Thousand Tons | 0 | 0 | 0 | 0 | 0 | 0 | 0
7.23 - NJ Fossil CO2 Rate Limit: Unit 542 | 88 | 7991 | Rate Constraint in lbs/MWh | FALSE | L | Annual | Net Emissions Allowance Position | Thousand Tons | 1.0697 | 1.2641 | 0 | 0 | 0 | 0 | 0
7.23 - NJ Fossil CO2 Rate Limit: Unit 542 | 88 | 7991 | Rate Constraint in lbs/MWh | FALSE | L | Annual | Fuel Consumed | TBtu | 0.018272 | 0.021594 | 0 | 0 | 0 | 0 | 0
7.23 - NJ Fossil CO2 Rate Limit: Unit 542 | 88 | 7991 | Rate Constraint in lbs/MWh | FALSE | L | Annual | Rate | lb/MMBtu | 117.08 | 117.08 | 0 | 0 | 0 | 0 | 0
7.23 - NJ Fossil CO2 Rate Limit: Unit 542 | 88 | 7991 | Rate Constraint in lbs/MWh | FALSE | L | Annual | Generation | TWh | 0.0012662 | 0.0014964 | 0 | 0 | 0 | 0 | 0
7.23 - NJ Fossil CO2 Rate Limit: Unit 542 | 88 | 7991 | Rate Constraint in lbs/MWh | FALSE | L | Annual | Qualifying Generation | TWh | 0.0012662 | 0.0014964 | 0 | 0 | 0 | 0 | 0
7.23 - NJ Fossil CO2 Rate Limit: Unit 542 | 88 | 7991 | Rate Constraint in lbs/MWh | FALSE | L | Annual | Constraint Shadow Price | US2022$/Ton | 0 | 0 | 795.6707 | 0 | 0 | 120.4377 | 58.4414
7.23 - NJ Fossil CO2 Rate Limit: Unit 543 | 89 | 7992 | Rate Constraint in lbs/MWh | FALSE | L | Annual | Seasons Included | Seasons | Winter, Spring, Summer, Fall | Winter, Spring, Summer, Fall | Winter, Spring, Summer, Fall | Winter, Spring, Summer, Fall | Winter, Spring, Summer, Fall | Winter, Spring, Summer, Fall | Winter, Spring, Summer, Fall
7.23 - NJ Fossil CO2 Rate Limit: Unit 543 | 89 | 7992 | Rate Constraint in lbs/MWh | FALSE | L | Annual | Standard CO2 | lb/MWh | 1700 | 1700 | 1300 | 1300 | 1300 | 1300 | 1300
7.23 - NJ Fossil CO2 Rate Limit: Unit 543 | 89 | 7992 | Rate Constraint in lbs/MWh | FALSE | L | Annual | Emissions at Affected Plants CO2 | Thousand Tons | 1.3201 | 1.5601 | 0 | 0 | 0 | 0 | 0
7.23 - NJ Fossil CO2 Rate Limit: Unit 543 | 89 | 7992 | Rate Constraint in lbs/MWh | FALSE | L | Annual | Allowances Purchased CO2 | Thousand Tons | 0 | 0 | 0 | 0 | 0 | 0 | 0
7.23 - NJ Fossil CO2 Rate Limit: Unit 543 | 89 | 7992 | Rate Constraint in lbs/MWh | FALSE | L | Annual | Allowances Sold CO2 | Thousand Tons | 0 | 0 | 0 | 0 | 0 | 0 | 0
7.23 - NJ Fossil CO2 Rate Limit: Unit 543 | 89 | 7992 | Rate Constraint in lbs/MWh | FALSE | L | Annual | Allowances Banked | Thousand Tons | 0 | 0 | 0 | 0 | 0 | 0 | 0
7.23 - NJ Fossil CO2 Rate Limit: Unit 543 | 89 | 7992 | Rate Constraint in lbs/MWh | FALSE | L | Annual | Allowances Withdrawn (1:1) | Thousand Tons | 0 | 0 | 0 | 0 | 0 | 0 | 0
7.23 - NJ Fossil CO2 Rate Limit: Unit 543 | 89 | 7992 | Rate Constraint in lbs/MWh | FALSE | L | Annual | Allowances Withdrawn (n:1) | Thousand Tons | 0 | 0 | 0 | 0 | 0 | 0 | 0
7.23 - NJ Fossil CO2 Rate Limit: Unit 543 | 89 | 7992 | Rate Constraint in lbs/MWh | FALSE | L | Annual | Net Emissions Allowance Position | Thousand Tons | 1.3201 | 1.5601 | 0 | 0 | 0 | 0 | 0
7.23 - NJ Fossil CO2 Rate Limit: Unit 543 | 89 | 7992 | Rate Constraint in lbs/MWh | FALSE | L | Annual | Fuel Consumed | TBtu | 0.02255 | 0.02665 | 0 | 0 | 0 | 0 | 0
7.23 - NJ Fossil CO2 Rate Limit: Unit 543 | 89 | 7992 | Rate Constraint in lbs/MWh | FALSE | L | Annual | Rate | lb/MMBtu | 117.08 | 117.08 | 0 | 0 | 0 | 0 | 0
7.23 - NJ Fossil CO2 Rate Limit: Unit 543 | 89 | 7992 | Rate Constraint in lbs/MWh | FALSE | L | Annual | Generation | TWh | 0.0017126 | 0.002024 | 0 | 0 | 0 | 0 | 0
7.23 - NJ Fossil CO2 Rate Limit: Unit 543 | 89 | 7992 | Rate Constraint in lbs/MWh | FALSE | L | Annual | Qualifying Generation | TWh | 0.0017126 | 0.002024 | 0 | 0 | 0 | 0 | 0
7.23 - NJ Fossil CO2 Rate Limit: Unit 543 | 89 | 7992 | Rate Constraint in lbs/MWh | FALSE | L | Annual | Constraint Shadow Price | US2022$/Ton | 0 | 0 | 1305.1195 | 0 | 0 | 225.618 | 179.6824
7.23 - NJ Fossil CO2 Rate Limit: Unit 544 | 90 | 7993 | Rate Constraint in lbs/MWh | FALSE | L | Annual | Seasons Included | Seasons | Winter, Spring, Summer, Fall | Winter, Spring, Summer, Fall | Winter, Spring, Summer, Fall | Winter, Spring, Summer, Fall | Winter, Spring, Summer, Fall | Winter, Spring, Summer, Fall | Winter, Spring, Summer, Fall
7.23 - NJ Fossil CO2 Rate Limit: Unit 544 | 90 | 7993 | Rate Constraint in lbs/MWh | FALSE | L | Annual | Standard CO2 | lb/MWh | 1700 | 1700 | 1300 | 1300 | 1300 | 1300 | 1300
7.23 - NJ Fossil CO2 Rate Limit: Unit 544 | 90 | 7993 | Rate Constraint in lbs/MWh | FALSE | L | Annual | Emissions at Affected Plants CO2 | Thousand Tons | 19.3494 | 19.0902 | 10.2926 | 2.2457 | 1.4971 | 1.1228 | 1.1228
7.23 - NJ Fossil CO2 Rate Limit: Unit 544 | 90 | 7993 | Rate Constraint in lbs/MWh | FALSE | L | Annual | Allowances Purchased CO2 | Thousand Tons | 0 | 0 | 0 | 0 | 0 | 0 | 0
7.23 - NJ Fossil CO2 Rate Limit: Unit 544 | 90 | 7993 | Rate Constraint in lbs/MWh | FALSE | L | Annual | Allowances Sold CO2 | Thousand Tons | 0 | 0 | 0 | 0 | 0 | 0 | 0
7.23 - NJ Fossil CO2 Rate Limit: Unit 544 | 90 | 7993 | Rate Constraint in lbs/MWh | FALSE | L | Annual | Allowances Banked | Thousand Tons | 0 | 0 | 0 | 0 | 0 | 0 | 0
7.23 - NJ Fossil CO2 Rate Limit: Unit 544 | 90 | 7993 | Rate Constraint in lbs/MWh | FALSE | L | Annual | Allowances Withdrawn (1:1) | Thousand Tons | 0 | 0 | 0 | 0 | 0 | 0 | 0
7.23 - NJ Fossil CO2 Rate Limit: Unit 544 | 90 | 7993 | Rate Constraint in lbs/MWh | FALSE | L | Annual | Allowances Withdrawn (n:1) | Thousand Tons | 0 | 0 | 0 | 0 | 0 | 0 | 0
7.23 - NJ Fossil CO2 Rate Limit: Unit 544 | 90 | 7993 | Rate Constraint in lbs/MWh | FALSE | L | Annual | Net Emissions Allowance Position | Thousand Tons | 19.3494 | 19.0902 | 10.2926 | 2.2457 | 1.4971 | 1.1228 | 1.1228
7.23 - NJ Fossil CO2 Rate Limit: Unit 544 | 90 | 7993 | Rate Constraint in lbs/MWh | FALSE | L | Annual | Fuel Consumed | TBtu | 0.33053 | 0.32611 | 0.17582 | 0.038361 | 0.025574 | 0.019181 | 0.019181
7.23 - NJ Fossil CO2 Rate Limit: Unit 544 | 90 | 7993 | Rate Constraint in lbs/MWh | FALSE | L | Annual | Rate | lb/MMBtu | 117.08 | 117.08 | 117.08 | 117.08 | 117.08 | 117.08 | 117.08
7.23 - NJ Fossil CO2 Rate Limit: Unit 544 | 90 | 7993 | Rate Constraint in lbs/MWh | FALSE | L | Annual | Generation | TWh | 0.030762 | 0.03035 | 0.016363 | 0.0035701 | 0.0023801 | 0.0017851 | 0.0017851
7.23 - NJ Fossil CO2 Rate Limit: Unit 544 | 90 | 7993 | Rate Constraint in lbs/MWh | FALSE | L | Annual | Qualifying Generation | TWh | 0.030762 | 0.03035 | 0.016363 | 0.0035701 | 0.0023801 | 0.0017851 | 0.0017851
7.23 - NJ Fossil CO2 Rate Limit: Unit 544 | 90 | 7993 | Rate Constraint in lbs/MWh | FALSE | L | Annual | Constraint Shadow Price | US2022$/Ton | 0 | 0 | 0 | 0 | 0 | 0 | 0
7.23 - NJ Fossil CO2 Rate Limit: Unit 545 | 91 | 7994 | Rate Constraint in lbs/MWh | FALSE | L | Annual | Seasons Included | Seasons | Winter, Spring, Summer, Fall | Winter, Spring, Summer, Fall | Winter, Spring, Summer, Fall | Winter, Spring, Summer, Fall | Winter, Spring, Summer, Fall | Winter, Spring, Summer, Fall | Winter, Spring, Summer, Fall
7.23 - NJ Fossil CO2 Rate Limit: Unit 545 | 91 | 7994 | Rate Constraint in lbs/MWh | FALSE | L | Annual | Standard CO2 | lb/MWh | 1700 | 1700 | 1300 | 1300 | 1300 | 1300 | 1300
7.23 - NJ Fossil CO2 Rate Limit: Unit 545 | 91 | 7994 | Rate Constraint in lbs/MWh | FALSE | L | Annual | Emissions at Affected Plants CO2 | Thousand Tons | 18.8135 | 19.8856 | 10.7215 | 2.3392 | 1.5595 | 1.1696 | 1.1696
7.23 - NJ Fossil CO2 Rate Limit: Unit 545 | 91 | 7994 | Rate Constraint in lbs/MWh | FALSE | L | Annual | Allowances Purchased CO2 | Thousand Tons | 0 | 0 | 0 | 0 | 0 | 0 | 0
7.23 - NJ Fossil CO2 Rate Limit: Unit 545 | 91 | 7994 | Rate Constraint in lbs/MWh | FALSE | L | Annual | Allowances Sold CO2 | Thousand Tons | 0 | 0 | 0 | 0 | 0 | 0 | 0
7.23 - NJ Fossil CO2 Rate Limit: Unit 545 | 91 | 7994 | Rate Constraint in lbs/MWh | FALSE | L | Annual | Allowances Banked | Thousand Tons | 0 | 0 | 0 | 0 | 0 | 0 | 0
7.23 - NJ Fossil CO2 Rate Limit: Unit 545 | 91 | 7994 | Rate Constraint in lbs/MWh | FALSE | L | Annual | Allowances Withdrawn (1:1) | Thousand Tons | 0 | 0 | 0 | 0 | 0 | 0 | 0
7.23 - NJ Fossil CO2 Rate Limit: Unit 545 | 91 | 7994 | Rate Constraint in lbs/MWh | FALSE | L | Annual | Allowances Withdrawn (n:1) | Thousand Tons | 0 | 0 | 0 | 0 | 0 | 0 | 0
7.23 - NJ Fossil CO2 Rate Limit: Unit 545 | 91 | 7994 | Rate Constraint in lbs/MWh | FALSE | L | Annual | Net Emissions Allowance Position | Thousand Tons | 18.8135 | 19.8856 | 10.7215 | 2.3392 | 1.5595 | 1.1696 | 1.1696
7.23 - NJ Fossil CO2 Rate Limit: Unit 545 | 91 | 7994 | Rate Constraint in lbs/MWh | FALSE | L | Annual | Fuel Consumed | TBtu | 0.32138 | 0.33969 | 0.18315 | 0.039959 | 0.02664 | 0.01998 | 0.01998
7.23 - NJ Fossil CO2 Rate Limit: Unit 545 | 91 | 7994 | Rate Constraint in lbs/MWh | FALSE | L | Annual | Rate | lb/MMBtu | 117.08 | 117.08 | 117.08 | 117.08 | 117.08 | 117.08 | 117.08
7.23 - NJ Fossil CO2 Rate Limit: Unit 545 | 91 | 7994 | Rate Constraint in lbs/MWh | FALSE | L | Annual | Generation | TWh | 0.02991 | 0.031614 | 0.017045 | 0.0037189 | 0.0024793 | 0.0018594 | 0.0018594
7.23 - NJ Fossil CO2 Rate Limit: Unit 545 | 91 | 7994 | Rate Constraint in lbs/MWh | FALSE | L | Annual | Qualifying Generation | TWh | 0.02991 | 0.031614 | 0.017045 | 0.0037189 | 0.0024793 | 0.0018594 | 0.0018594
7.23 - NJ Fossil CO2 Rate Limit: Unit 545 | 91 | 7994 | Rate Constraint in lbs/MWh | FALSE | L | Annual | Constraint Shadow Price | US2022$/Ton | 0 | 0 | 0 | 0 | 0 | 0 | 0
7.23 - NJ Fossil CO2 Rate Limit: Unit 546 | 92 | 7995 | Rate Constraint in lbs/MWh | FALSE | L | Annual | Seasons Included | Seasons | Winter, Spring, Summer, Fall | Winter, Spring, Summer, Fall | Winter, Spring, Summer, Fall | Winter, Spring, Summer, Fall | Winter, Spring, Summer, Fall | Winter, Spring, Summer, Fall | Winter, Spring, Summer, Fall
7.23 - NJ Fossil CO2 Rate Limit: Unit 546 | 92 | 7995 | Rate Constraint in lbs/MWh | FALSE | L | Annual | Standard CO2 | lb/MWh | 1700 | 1700 | 1300 | 1300 | 1300 | 1300 | 1300
7.23 - NJ Fossil CO2 Rate Limit: Unit 546 | 92 | 7995 | Rate Constraint in lbs/MWh | FALSE | L | Annual | Emissions at Affected Plants CO2 | Thousand Tons | 5.4361 | 5.9531 | 0 | 0 | 0 | 0 | 0
7.23 - NJ Fossil CO2 Rate Limit: Unit 546 | 92 | 7995 | Rate Constraint in lbs/MWh | FALSE | L | Annual | Allowances Purchased CO2 | Thousand Tons | 0 | 0 | 0 | 0 | 0 | 0 | 0
7.23 - NJ Fossil CO2 Rate Limit: Unit 546 | 92 | 7995 | Rate Constraint in lbs/MWh | FALSE | L | Annual | Allowances Sold CO2 | Thousand Tons | 0 | 0 | 0 | 0 | 0 | 0 | 0
7.23 - NJ Fossil CO2 Rate Limit: Unit 546 | 92 | 7995 | Rate Constraint in lbs/MWh | FALSE | L | Annual | Allowances Banked | Thousand Tons | 0 | 0 | 0 | 0 | 0 | 0 | 0
7.23 - NJ Fossil CO2 Rate Limit: Unit 546 | 92 | 7995 | Rate Constraint in lbs/MWh | FALSE | L | Annual | Allowances Withdrawn (1:1) | Thousand Tons | 0 | 0 | 0 | 0 | 0 | 0 | 0
7.23 - NJ Fossil CO2 Rate Limit: Unit 546 | 92 | 7995 | Rate Constraint in lbs/MWh | FALSE | L | Annual | Allowances Withdrawn (n:1) | Thousand Tons | 0 | 0 | 0 | 0 | 0 | 0 | 0
7.23 - NJ Fossil CO2 Rate Limit: Unit 546 | 92 | 7995 | Rate Constraint in lbs/MWh | FALSE | L | Annual | Net Emissions Allowance Position | Thousand Tons | 5.4361 | 5.9531 | 0 | 0 | 0 | 0 | 0
7.23 - NJ Fossil CO2 Rate Limit: Unit 546 | 92 | 7995 | Rate Constraint in lbs/MWh | FALSE | L | Annual | Fuel Consumed | TBtu | 0.092862 | 0.10169 | 0 | 0 | 0 | 0 | 0
7.23 - NJ Fossil CO2 Rate Limit: Unit 546 | 92 | 7995 | Rate Constraint in lbs/MWh | FALSE | L | Annual | Rate | lb/MMBtu | 117.08 | 117.08 | 0 | 0 | 0 | 0 | 0
7.23 - NJ Fossil CO2 Rate Limit: Unit 546 | 92 | 7995 | Rate Constraint in lbs/MWh | FALSE | L | Annual | Generation | TWh | 0.0071505 | 0.0078304 | 0 | 0 | 0 | 0 | 0
7.23 - NJ Fossil CO2 Rate Limit: Unit 546 | 92 | 7995 | Rate Constraint in lbs/MWh | FALSE | L | Annual | Qualifying Generation | TWh | 0.0071505 | 0.0078304 | 0 | 0 | 0 | 0 | 0
7.23 - NJ Fossil CO2 Rate Limit: Unit 546 | 92 | 7995 | Rate Constraint in lbs/MWh | FALSE | L | Annual | Constraint Shadow Price | US2022$/Ton | 0 | 0 | 1434.8805 | 0 | 0 | 253.517 | 200.2969
7.23 - NJ Fossil CO2 Rate Limit: Unit 547 | 93 | 7996 | Rate Constraint in lbs/MWh | FALSE | L | Annual | Seasons Included | Seasons | Winter, Spring, Summer, Fall | Winter, Spring, Summer, Fall | Winter, Spring, Summer, Fall | Winter, Spring, Summer, Fall | Winter, Spring, Summer, Fall | Winter, Spring, Summer, Fall | Winter, Spring, Summer, Fall
7.23 - NJ Fossil CO2 Rate Limit: Unit 547 | 93 | 7996 | Rate Constraint in lbs/MWh | FALSE | L | Annual | Standard CO2 | lb/MWh | 1700 | 1700 | 1300 | 1300 | 1300 | 1300 | 1300
7.23 - NJ Fossil CO2 Rate Limit: Unit 547 | 93 | 7996 | Rate Constraint in lbs/MWh | FALSE | L | Annual | Emissions at Affected Plants CO2 | Thousand Tons | 9.1076 | 9.8742 | 1.9586 | 1.1752 | 0 | 0.58759 | 0.58759
7.23 - NJ Fossil CO2 Rate Limit: Unit 547 | 93 | 7996 | Rate Constraint in lbs/MWh | FALSE | L | Annual | Allowances Purchased CO2 | Thousand Tons | 0 | 0 | 0 | 0 | 0 | 0 | 0
7.23 - NJ Fossil CO2 Rate Limit: Unit 547 | 93 | 7996 | Rate Constraint in lbs/MWh | FALSE | L | Annual | Allowances Sold CO2 | Thousand Tons | 0 | 0 | 0 | 0 | 0 | 0 | 0
7.23 - NJ Fossil CO2 Rate Limit: Unit 547 | 93 | 7996 | Rate Constraint in lbs/MWh | FALSE | L | Annual | Allowances Banked | Thousand Tons | 0 | 0 | 0 | 0 | 0 | 0 | 0
7.23 - NJ Fossil CO2 Rate Limit: Unit 547 | 93 | 7996 | Rate Constraint in lbs/MWh | FALSE | L | Annual | Allowances Withdrawn (1:1) | Thousand Tons | 0 | 0 | 0 | 0 | 0 | 0 | 0
7.23 - NJ Fossil CO2 Rate Limit: Unit 547 | 93 | 7996 | Rate Constraint in lbs/MWh | FALSE | L | Annual | Allowances Withdrawn (n:1) | Thousand Tons | 0 | 0 | 0 | 0 | 0 | 0 | 0
7.23 - NJ Fossil CO2 Rate Limit: Unit 547 | 93 | 7996 | Rate Constraint in lbs/MWh | FALSE | L | Annual | Net Emissions Allowance Position | Thousand Tons | 9.1076 | 9.8742 | 1.9586 | 1.1752 | 0 | 0.58759 | 0.58759
7.23 - NJ Fossil CO2 Rate Limit: Unit 547 | 93 | 7996 | Rate Constraint in lbs/MWh | FALSE | L | Annual | Fuel Consumed | TBtu | 0.15558 | 0.16867 | 0.033458 | 0.020075 | 0 | 0.010037 | 0.010037
7.23 - NJ Fossil CO2 Rate Limit: Unit 547 | 93 | 7996 | Rate Constraint in lbs/MWh | FALSE | L | Annual | Rate | lb/MMBtu | 117.08 | 117.08 | 117.08 | 117.08 | 0 | 117.08 | 117.08
7.23 - NJ Fossil CO2 Rate Limit: Unit 547 | 93 | 7996 | Rate Constraint in lbs/MWh | FALSE | L | Annual | Generation | TWh | 0.014479 | 0.015698 | 0.0031138 | 0.0018683 | 0 | 0.00093415 | 0.00093415
7.23 - NJ Fossil CO2 Rate Limit: Unit 547 | 93 | 7996 | Rate Constraint in lbs/MWh | FALSE | L | Annual | Qualifying Generation | TWh | 0.014479 | 0.015698 | 0.0031138 | 0.0018683 | 0 | 0.00093415 | 0.00093415
7.23 - NJ Fossil CO2 Rate Limit: Unit 547 | 93 | 7996 | Rate Constraint in lbs/MWh | FALSE | L | Annual | Constraint Shadow Price | US2022$/Ton | 0 | 0 | 0 | 0 | 0 | 0 | 0
7.23 - NJ Fossil CO2 Rate Limit: Unit 658 | 94 | 7997 | Rate Constraint in lbs/MWh | FALSE | L | Annual | Seasons Included | Seasons | Winter, Spring, Summer, Fall | Winter, Spring, Summer, Fall | Winter, Spring, Summer, Fall | Winter, Spring, Summer, Fall | Winter, Spring, Summer, Fall | Winter, Spring, Summer, Fall | Winter, Spring, Summer, Fall
7.23 - NJ Fossil CO2 Rate Limit: Unit 658 | 94 | 7997 | Rate Constraint in lbs/MWh | FALSE | L | Annual | Standard CO2 | lb/MWh | 1700 | 1700 | 1300 | 1300 | 1300 | 1300 | 1300
7.23 - NJ Fossil CO2 Rate Limit: Unit 658 | 94 | 7997 | Rate Constraint in lbs/MWh | FALSE | L | Annual | Emissions at Affected Plants CO2 | Thousand Tons | 297.1092 | 303.0312 | 53.3899 | 95.7906 | 51.1566 | 211.0322 | 160.1007
7.23 - NJ Fossil CO2 Rate Limit: Unit 658 | 94 | 7997 | Rate Constraint in lbs/MWh | FALSE | L | Annual | Allowances Purchased CO2 | Thousand Tons | 0 | 0 | 0 | 0 | 0 | 0 | 0
7.23 - NJ Fossil CO2 Rate Limit: Unit 658 | 94 | 7997 | Rate Constraint in lbs/MWh | FALSE | L | Annual | Allowances Sold CO2 | Thousand Tons | 0 | 0 | 0 | 0 | 0 | 0 | 0
7.23 - NJ Fossil CO2 Rate Limit: Unit 658 | 94 | 7997 | Rate Constraint in lbs/MWh | FALSE | L | Annual | Allowances Banked | Thousand Tons | 0 | 0 | 0 | 0 | 0 | 0 | 0
7.23 - NJ Fossil CO2 Rate Limit: Unit 658 | 94 | 7997 | Rate Constraint in lbs/MWh | FALSE | L | Annual | Allowances Withdrawn (1:1) | Thousand Tons | 0 | 0 | 0 | 0 | 0 | 0 | 0
7.23 - NJ Fossil CO2 Rate Limit: Unit 658 | 94 | 7997 | Rate Constraint in lbs/MWh | FALSE | L | Annual | Allowances Withdrawn (n:1) | Thousand Tons | 0 | 0 | 0 | 0 | 0 | 0 | 0
7.23 - NJ Fossil CO2 Rate Limit: Unit 658 | 94 | 7997 | Rate Constraint in lbs/MWh | FALSE | L | Annual | Net Emissions Allowance Position | Thousand Tons | 297.1092 | 303.0312 | 53.3899 | 95.7906 | 51.1566 | 211.0322 | 160.1007
7.23 - NJ Fossil CO2 Rate Limit: Unit 658 | 94 | 7997 | Rate Constraint in lbs/MWh | FALSE | L | Annual | Fuel Consumed | TBtu | 5.0753 | 5.1765 | 0.91202 | 1.6363 | 0.87387 | 3.6049 | 2.7349
7.23 - NJ Fossil CO2 Rate Limit: Unit 658 | 94 | 7997 | Rate Constraint in lbs/MWh | FALSE | L | Annual | Rate | lb/MMBtu | 117.08 | 117.08 | 117.08 | 117.08 | 117.08 | 117.08 | 117.08
7.23 - NJ Fossil CO2 Rate Limit: Unit 658 | 94 | 7997 | Rate Constraint in lbs/MWh | FALSE | L | Annual | Generation | TWh | 0.47234 | 0.48176 | 0.084879 | 0.15229 | 0.081328 | 0.3355 | 0.25453
7.23 - NJ Fossil CO2 Rate Limit: Unit 658 | 94 | 7997 | Rate Constraint in lbs/MWh | FALSE | L | Annual | Qualifying Generation | TWh | 0.47234 | 0.48176 | 0.084879 | 0.15229 | 0.081328 | 0.3355 | 0.25453
7.23 - NJ Fossil CO2 Rate Limit: Unit 658 | 94 | 7997 | Rate Constraint in lbs/MWh | FALSE | L | Annual | Constraint Shadow Price | US2022$/Ton | 0 | 0 | 0 | 0 | 0 | 0 | 0
7.23 - NJ Fossil CO2 Rate Limit: Unit 663 | 95 | 7998 | Rate Constraint in lbs/MWh | FALSE | L | Annual | Seasons Included | Seasons | Winter, Spring, Summer, Fall | Winter, Spring, Summer, Fall | Winter, Spring, Summer, Fall | Winter, Spring, Summer, Fall | Winter, Spring, Summer, Fall | Winter, Spring, Summer, Fall | Winter, Spring, Summer, Fall
7.23 - NJ Fossil CO2 Rate Limit: Unit 663 | 95 | 7998 | Rate Constraint in lbs/MWh | FALSE | L | Annual | Standard CO2 | lb/MWh | 1700 | 1700 | 1300 | 1300 | 1300 | 1300 | 1300
7.23 - NJ Fossil CO2 Rate Limit: Unit 663 | 95 | 7998 | Rate Constraint in lbs/MWh | FALSE | L | Annual | Emissions at Affected Plants CO2 | Thousand Tons | 73.9399 | 76.6589 | 11.5807 | 24.4226 | 10.7942 | 46.1984 | 33.5367
7.23 - NJ Fossil CO2 Rate Limit: Unit 663 | 95 | 7998 | Rate Constraint in lbs/MWh | FALSE | L | Annual | Allowances Purchased CO2 | Thousand Tons | 0 | 0 | 0 | 0 | 0 | 0 | 0
7.23 - NJ Fossil CO2 Rate Limit: Unit 663 | 95 | 7998 | Rate Constraint in lbs/MWh | FALSE | L | Annual | Allowances Sold CO2 | Thousand Tons | 0 | 0 | 0 | 0 | 0 | 0 | 0
7.23 - NJ Fossil CO2 Rate Limit: Unit 663 | 95 | 7998 | Rate Constraint in lbs/MWh | FALSE | L | Annual | Allowances Banked | Thousand Tons | 0 | 0 | 0 | 0 | 0 | 0 | 0
7.23 - NJ Fossil CO2 Rate Limit: Unit 663 | 95 | 7998 | Rate Constraint in lbs/MWh | FALSE | L | Annual | Allowances Withdrawn (1:1) | Thousand Tons | 0 | 0 | 0 | 0 | 0 | 0 | 0
7.23 - NJ Fossil CO2 Rate Limit: Unit 663 | 95 | 7998 | Rate Constraint in lbs/MWh | FALSE | L | Annual | Allowances Withdrawn (n:1) | Thousand Tons | 0 | 0 | 0 | 0 | 0 | 0 | 0
7.23 - NJ Fossil CO2 Rate Limit: Unit 663 | 95 | 7998 | Rate Constraint in lbs/MWh | FALSE | L | Annual | Net Emissions Allowance Position | Thousand Tons | 73.9399 | 76.6589 | 11.5807 | 24.4226 | 10.7942 | 46.1984 | 33.5367
7.23 - NJ Fossil CO2 Rate Limit: Unit 663 | 95 | 7998 | Rate Constraint in lbs/MWh | FALSE | L | Annual | Fuel Consumed | TBtu | 1.2631 | 1.3095 | 0.19783 | 0.4172 | 0.18439 | 0.78918 | 0.57289
7.23 - NJ Fossil CO2 Rate Limit: Unit 663 | 95 | 7998 | Rate Constraint in lbs/MWh | FALSE | L | Annual | Rate | lb/MMBtu | 117.08 | 117.08 | 117.08 | 117.08 | 117.08 | 117.08 | 117.08
7.23 - NJ Fossil CO2 Rate Limit: Unit 663 | 95 | 7998 | Rate Constraint in lbs/MWh | FALSE | L | Annual | Generation | TWh | 0.11755 | 0.12187 | 0.018411 | 0.038827 | 0.017161 | 0.073446 | 0.053316
7.23 - NJ Fossil CO2 Rate Limit: Unit 663 | 95 | 7998 | Rate Constraint in lbs/MWh | FALSE | L | Annual | Qualifying Generation | TWh | 0.11755 | 0.12187 | 0.018411 | 0.038827 | 0.017161 | 0.073446 | 0.053316
7.23 - NJ Fossil CO2 Rate Limit: Unit 663 | 95 | 7998 | Rate Constraint in lbs/MWh | FALSE | L | Annual | Constraint Shadow Price | US2022$/Ton | 0 | 0 | 0 | 0 | 0 | 0 | 0
AES Warrior Run 1- NOX Rate Annual v7.23 | 96 | 7969 | Rate Constraint in lbs/MMBtu | FALSE | L | Annual | Seasons Included | Seasons | Winter, Spring, Summer, Fall | Winter, Spring, Summer, Fall | Winter, Spring, Summer, Fall | Winter, Spring, Summer, Fall | Winter, Spring, Summer, Fall | Winter, Spring, Summer, Fall | Winter, Spring, Summer, Fall
AES Warrior Run 1- NOX Rate Annual v7.23 | 96 | 7969 | Rate Constraint in lbs/MMBtu | FALSE | L | Annual | Standard NOX | lb/MMBtu | 0.1 | 0.1 | 0.1 | 0.1 | 0.1 | 0.1 | 0.1
AES Warrior Run 1- NOX Rate Annual v7.23 | 96 | 7969 | Rate Constraint in lbs/MMBtu | FALSE | L | Annual | Emissions at Affected Plants NOX | Thousand Tons | 0.49274 | 0.49704 | 0.49704 | 0.49704 | 0 | 0 | 0
AES Warrior Run 1- NOX Rate Annual v7.23 | 96 | 7969 | Rate Constraint in lbs/MMBtu | FALSE | L | Annual | Allowances Purchased NOX | Thousand Tons | 0 | 0 | 0 | 0 | 0 | 0 | 0
AES Warrior Run 1- NOX Rate Annual v7.23 | 96 | 7969 | Rate Constraint in lbs/MMBtu | FALSE | L | Annual | Allowances Sold NOX | Thousand Tons | 0 | 0 | 0 | 0 | 0 | 0 | 0
AES Warrior Run 1- NOX Rate Annual v7.23 | 96 | 7969 | Rate Constraint in lbs/MMBtu | FALSE | L | Annual | Allowances Banked | Thousand Tons | 0 | 0 | 0 | 0 | 0 | 0 | 0
AES Warrior Run 1- NOX Rate Annual v7.23 | 96 | 7969 | Rate Constraint in lbs/MMBtu | FALSE | L | Annual | Allowances Withdrawn (1:1) | Thousand Tons | 0 | 0 | 0 | 0 | 0 | 0 | 0
AES Warrior Run 1- NOX Rate Annual v7.23 | 96 | 7969 | Rate Constraint in lbs/MMBtu | FALSE | L | Annual | Allowances Withdrawn (n:1) | Thousand Tons | 0 | 0 | 0 | 0 | 0 | 0 | 0
AES Warrior Run 1- NOX Rate Annual v7.23 | 96 | 7969 | Rate Constraint in lbs/MMBtu | FALSE | L | Annual | Net Emissions Allowance Position | Thousand Tons | 0.49274 | 0.49704 | 0.49704 | 0.49704 | 0 | 0 | 0
AES Warrior Run 1- NOX Rate Annual v7.23 | 96 | 7969 | Rate Constraint in lbs/MMBtu | FALSE | L | Annual | Fuel Consumed | TBtu | 11.0766 | 11.1731 | 11.1731 | 11.1731 | 0 | 0 | 0
AES Warrior Run 1- NOX Rate Annual v7.23 | 96 | 7969 | Rate Constraint in lbs/MMBtu | FALSE | L | Annual | Rate | lb/MMBtu | 0.08897 | 0.08897 | 0.08897 | 0.08897 | 0 | 0 | 0
AES Warrior Run 1- NOX Rate Annual v7.23 | 96 | 7969 | Rate Constraint in lbs/MMBtu | FALSE | L | Annual | Generation | TWh | 1.2433 | 1.2541 | 0.90898 | 0.90898 | 0 | 0 | 0
AES Warrior Run 1- NOX Rate Annual v7.23 | 96 | 7969 | Rate Constraint in lbs/MMBtu | FALSE | L | Annual | Qualifying Generation | TWh | 1.2433 | 1.2541 | 0.90898 | 0.90898 | 0 | 0 | 0
AES Warrior Run 1- NOX Rate Annual v7.23 | 96 | 7969 | Rate Constraint in lbs/MMBtu | FALSE | L | Annual | Rate | lb/MWh | 0.79263 | 0.79263 | 1.0936 | 1.0936 | 0 | 0 | 0
AES Warrior Run 1- NOX Rate Annual v7.23 | 96 | 7969 | Rate Constraint in lbs/MMBtu | FALSE | L | Annual | Constraint Shadow Price | US2022$/Ton | 0 | 0 | 0 | 0 | 0 | 0 | 0
AZ Hg Rule - MER Removal Annual v3.1 | 97 | 7278 | MACT Fuel Choice Floor in lbs/MMBtu | FALSE | L | Annual | Seasons Included | Seasons | Winter, Spring, Summer, Fall | Winter, Spring, Summer, Fall | Winter, Spring, Summer, Fall | Winter, Spring, Summer, Fall | Winter, Spring, Summer, Fall | Winter, Spring, Summer, Fall | Winter, Spring, Summer, Fall
AZ Hg Rule - MER Removal Annual v3.1 | 97 | 7278 | MACT Fuel Choice Floor in lbs/MMBtu | FALSE | L | Annual | Emission Floor | lbs/MMBtu | 8.44e-07 | 8.44e-07 | 8.44e-07 | 8.44e-07 | 8.44e-07 | 8.44e-07 | 8.44e-07
AZ Hg Rule - MER Removal Annual v3.1 | 97 | 7278 | MACT Fuel Choice Floor in lbs/MMBtu | FALSE | L | Annual | Emissions at Affected Plants MER | lbs | 19.5648 | 55.0196 | 32.8614 | 25.7753 | 4.8296 | 5.7495 | 5.7495
AZ Hg Rule - MER Removal Annual v3.1 | 97 | 7278 | MACT Fuel Choice Floor in lbs/MMBtu | FALSE | L | Annual | Allowances Purchased MER | lbs | 0 | 0 | 0 | 0 | 0 | 0 | 0
AZ Hg Rule - MER Removal Annual v3.1 | 97 | 7278 | MACT Fuel Choice Floor in lbs/MMBtu | FALSE | L | Annual | Allowances Sold MER | lbs | 0 | 0 | 0 | 0 | 0 | 0 | 0
AZ Hg Rule - MER Removal Annual v3.1 | 97 | 7278 | MACT Fuel Choice Floor in lbs/MMBtu | FALSE | L | Annual | Allowances Banked | lbs | 0 | 0 | 0 | 0 | 0 | 0 | 0
AZ Hg Rule - MER Removal Annual v3.1 | 97 | 7278 | MACT Fuel Choice Floor in lbs/MMBtu | FALSE | L | Annual | Allowances Withdrawn (1:1) | lbs | 0 | 0 | 0 | 0 | 0 | 0 | 0
AZ Hg Rule - MER Removal Annual v3.1 | 97 | 7278 | MACT Fuel Choice Floor in lbs/MMBtu | FALSE | L | Annual | Allowances Withdrawn (n:1) | lbs | 0 | 0 | 0 | 0 | 0 | 0 | 0
AZ Hg Rule - MER Removal Annual v3.1 | 97 | 7278 | MACT Fuel Choice Floor in lbs/MMBtu | FALSE | L | Annual | Net Emissions Allowance Position | lbs | 19.5648 | 55.0196 | 32.8614 | 25.7753 | 4.8296 | 5.7495 | 5.7495
AZ Hg Rule - MER Removal Annual v3.1 | 97 | 7278 | MACT Fuel Choice Floor in lbs/MMBtu | FALSE | L | Annual | Fuel Consumed | TBtu | 23.725 | 64.2634 | 45.9351 | 45.9351 | 5.5863 | 6.6503 | 6.6503
AZ Hg Rule - MER Removal Annual v3.1 | 97 | 7278 | MACT Fuel Choice Floor in lbs/MMBtu | FALSE | L | Annual | Rate | lb/MMBtu | 8.2465e-07 | 8.5616e-07 | 7.1539e-07 | 5.6112e-07 | 8.6455e-07 | 8.6455e-07 | 8.6455e-07
AZ Hg Rule - MER Removal Annual v3.1 | 97 | 7278 | MACT Fuel Choice Floor in lbs/MMBtu | FALSE | L | Annual | Generation | TWh | 2.2726 | 6.1698 | 3.0261 | 3.0261 | 0.36802 | 0.43811 | 0.43811
AZ Hg Rule - MER Removal Annual v3.1 | 97 | 7278 | MACT Fuel Choice Floor in lbs/MMBtu | FALSE | L | Annual | Qualifying Generation | TWh | 2.2726 | 6.1698 | 3.0261 | 3.0261 | 0.36802 | 0.43811 | 0.43811
AZ Hg Rule - MER Removal Annual v3.1 | 97 | 7278 | MACT Fuel Choice Floor in lbs/MMBtu | FALSE | L | Annual | Constraint Shadow Price | US2022$/Lb | 0 | 0 | 0 | 0 | 0 | 0 | 0
BART NOX Annual- Antelope Valley 1- v5.16 | 98 | 7196 | Rate Constraint in lbs/MMBtu | FALSE | L | Annual | Seasons Included | Seasons | Winter, Spring, Summer, Fall | Winter, Spring, Summer, Fall | Winter, Spring, Summer, Fall | Winter, Spring, Summer, Fall | Winter, Spring, Summer, Fall | Winter, Spring, Summer, Fall | Winter, Spring, Summer, Fall
BART NOX Annual- Antelope Valley 1- v5.16 | 98 | 7196 | Rate Constraint in lbs/MMBtu | FALSE | L | Annual | Standard NOX | lb/MMBtu | 0.17 | 0.17 | 0.17 | 0.17 | 0.17 | 0.17 | 0.17
BART NOX Annual- Antelope Valley 1- v5.16 | 98 | 7196 | Rate Constraint in lbs/MMBtu | FALSE | L | Annual | Emissions at Affected Plants NOX | Thousand Tons | 1.0646 | 1.2556 | 0.91628 | 0.91628 | 0 | 0 | 0
BART NOX Annual- Antelope Valley 1- v5.16 | 98 | 7196 | Rate Constraint in lbs/MMBtu | FALSE | L | Annual | Allowances Purchased NOX | Thousand Tons | 0 | 0 | 0 | 0 | 0 | 0 | 0
BART NOX Annual- Antelope Valley 1- v5.16 | 98 | 7196 | Rate Constraint in lbs/MMBtu | FALSE | L | Annual | Allowances Sold NOX | Thousand Tons | 0 | 0 | 0 | 0 | 0 | 0 | 0
BART NOX Annual- Antelope Valley 1- v5.16 | 98 | 7196 | Rate Constraint in lbs/MMBtu | FALSE | L | Annual | Allowances Banked | Thousand Tons | 0 | 0 | 0 | 0 | 0 | 0 | 0
BART NOX Annual- Antelope Valley 1- v5.16 | 98 | 7196 | Rate Constraint in lbs/MMBtu | FALSE | L | Annual | Allowances Withdrawn (1:1) | Thousand Tons | 0 | 0 | 0 | 0 | 0 | 0 | 0
BART NOX Annual- Antelope Valley 1- v5.16 | 98 | 7196 | Rate Constraint in lbs/MMBtu | FALSE | L | Annual | Allowances Withdrawn (n:1) | Thousand Tons | 0 | 0 | 0 | 0 | 0 | 0 | 0
BART NOX Annual- Antelope Valley 1- v5.16 | 98 | 7196 | Rate Constraint in lbs/MMBtu | FALSE | L | Annual | Net Emissions Allowance Position | Thousand Tons | 1.0646 | 1.2556 | 0.91628 | 0.91628 | 0 | 0 | 0
BART NOX Annual- Antelope Valley 1- v5.16 | 98 | 7196 | Rate Constraint in lbs/MMBtu | FALSE | L | Annual | Fuel Consumed | TBtu | 20.1011 | 23.7078 | 36.6511 | 36.6511 | 0 | 0 | 0
BART NOX Annual- Antelope Valley 1- v5.16 | 98 | 7196 | Rate Constraint in lbs/MMBtu | FALSE | L | Annual | Rate | lb/MMBtu | 0.10592 | 0.10592 | 0.05 | 0.05 | 0 | 0 | 0
BART NOX Annual- Antelope Valley 1- v5.16 | 98 | 7196 | Rate Constraint in lbs/MMBtu | FALSE | L | Annual | Generation | TWh | 1.7754 | 2.094 | 2.0549 | 2.0549 | 0 | 0 | 0
BART NOX Annual- Antelope Valley 1- v5.16 | 98 | 7196 | Rate Constraint in lbs/MMBtu | FALSE | L | Annual | Qualifying Generation | TWh | 1.7754 | 2.094 | 2.0549 | 2.0549 | 0 | 0 | 0
BART NOX Annual- Antelope Valley 1- v5.16 | 98 | 7196 | Rate Constraint in lbs/MMBtu | FALSE | L | Annual | Rate | lb/MWh | 1.1992 | 1.1992 | 0.89181 | 0.89181 | 0 | 0 | 0
BART NOX Annual- Antelope Valley 1- v5.16 | 98 | 7196 | Rate Constraint in lbs/MMBtu | FALSE | L | Annual | Constraint Shadow Price | US2022$/Ton | 0 | 0 | 0 | 0 | 0 | 0 | 0
BART NOX Annual- Antelope Valley 2- v5.16 | 99 | 7197 | Rate Constraint in lbs/MMBtu | FALSE | L | Annual | Seasons Included | Seasons | Winter, Spring, Summer, Fall | Winter, Spring, Summer, Fall | Winter, Spring, Summer, Fall | Winter, Spring, Summer, Fall | Winter, Spring, Summer, Fall | Winter, Spring, Summer, Fall | Winter, Spring, Summer, Fall
BART NOX Annual- Antelope Valley 2- v5.16 | 99 | 7197 | Rate Constraint in lbs/MMBtu | FALSE | L | Annual | Standard NOX | lb/MMBtu | 0.17 | 0.17 | 0.17 | 0.17 | 0.17 | 0.17 | 0.17
BART NOX Annual- Antelope Valley 2- v5.16 | 99 | 7197 | Rate Constraint in lbs/MMBtu | FALSE | L | Annual | Emissions at Affected Plants NOX | Thousand Tons | 1.0493 | 1.3101 | 0.9115 | 0.9115 | 0 | 0 | 0
BART NOX Annual- Antelope Valley 2- v5.16 | 99 | 7197 | Rate Constraint in lbs/MMBtu | FALSE | L | Annual | Allowances Purchased NOX | Thousand Tons | 0 | 0 | 0 | 0 | 0 | 0 | 0
BART NOX Annual- Antelope Valley 2- v5.16 | 99 | 7197 | Rate Constraint in lbs/MMBtu | FALSE | L | Annual | Allowances Sold NOX | Thousand Tons | 0 | 0 | 0 | 0 | 0 | 0 | 0
BART NOX Annual- Antelope Valley 2- v5.16 | 99 | 7197 | Rate Constraint in lbs/MMBtu | FALSE | L | Annual | Allowances Banked | Thousand Tons | 0 | 0 | 0 | 0 | 0 | 0 | 0
BART NOX Annual- Antelope Valley 2- v5.16 | 99 | 7197 | Rate Constraint in lbs/MMBtu | FALSE | L | Annual | Allowances Withdrawn (1:1) | Thousand Tons | 0 | 0 | 0 | 0 | 0 | 0 | 0
BART NOX Annual- Antelope Valley 2- v5.16 | 99 | 7197 | Rate Constraint in lbs/MMBtu | FALSE | L | Annual | Allowances Withdrawn (n:1) | Thousand Tons | 0 | 0 | 0 | 0 | 0 | 0 | 0
BART NOX Annual- Antelope Valley 2- v5.16 | 99 | 7197 | Rate Constraint in lbs/MMBtu | FALSE | L | Annual | Net Emissions Allowance Position | Thousand Tons | 1.0493 | 1.3101 | 0.9115 | 0.9115 | 0 | 0 | 0
BART NOX Annual- Antelope Valley 2- v5.16 | 99 | 7197 | Rate Constraint in lbs/MMBtu | FALSE | L | Annual | Fuel Consumed | TBtu | 19.9963 | 24.967 | 36.4601 | 36.4601 | 0 | 0 | 0
BART NOX Annual- Antelope Valley 2- v5.16 | 99 | 7197 | Rate Constraint in lbs/MMBtu | FALSE | L | Annual | Rate | lb/MMBtu | 0.10495 | 0.10495 | 0.05 | 0.05 | 0 | 0 | 0
BART NOX Annual- Antelope Valley 2- v5.16 | 99 | 7197 | Rate Constraint in lbs/MMBtu | FALSE | L | Annual | Generation | TWh | 1.7754 | 2.2167 | 2.0609 | 2.0609 | 0 | 0 | 0
BART NOX Annual- Antelope Valley 2- v5.16 | 99 | 7197 | Rate Constraint in lbs/MMBtu | FALSE | L | Annual | Qualifying Generation | TWh | 1.7754 | 2.2167 | 2.0609 | 2.0609 | 0 | 0 | 0
BART NOX Annual- Antelope Valley 2- v5.16 | 99 | 7197 | Rate Constraint in lbs/MMBtu | FALSE | L | Annual | Rate | lb/MWh | 1.1821 | 1.1821 | 0.88455 | 0.88455 | 0 | 0 | 0
BART NOX Annual- Antelope Valley 2- v5.16 | 99 | 7197 | Rate Constraint in lbs/MMBtu | FALSE | L | Annual | Constraint Shadow Price | US2022$/Ton | 0 | 0 | 0 | 0 | 0 | 0 | 0
BART NOX Annual- Arthur Kill- v5.16 | 100 | 7182 | Rate Constraint in lbs/MMBtu | FALSE | L | Annual | Seasons Included | Seasons | Winter, Spring, Summer, Fall | Winter, Spring, Summer, Fall | Winter, Spring, Summer, Fall | Winter, Spring, Summer, Fall | Winter, Spring, Summer, Fall | Winter, Spring, Summer, Fall | Winter, Spring, Summer, Fall
BART NOX Annual- Arthur Kill- v5.16 | 100 | 7182 | Rate Constraint in lbs/MMBtu | FALSE | L | Annual | Standard NOX | lb/MMBtu | 0.15 | 0.15 | 0.15 | 0.15 | 0.15 | 0.15 | 0.15
BART NOX Annual- Arthur Kill- v5.16 | 100 | 7182 | Rate Constraint in lbs/MMBtu | FALSE | L | Annual | Emissions at Affected Plants NOX | Thousand Tons | 0.12602 | 0.12602 | 0 | 0 | 0 | 0 | 0
BART NOX Annual- Arthur Kill- v5.16 | 100 | 7182 | Rate Constraint in lbs/MMBtu | FALSE | L | Annual | Allowances Purchased NOX | Thousand Tons | 0 | 0 | 0 | 0 | 0 | 0 | 0
BART NOX Annual- Arthur Kill- v5.16 | 100 | 7182 | Rate Constraint in lbs/MMBtu | FALSE | L | Annual | Allowances Sold NOX | Thousand Tons | 0 | 0 | 0 | 0 | 0 | 0 | 0
BART NOX Annual- Arthur Kill- v5.16 | 100 | 7182 | Rate Constraint in lbs/MMBtu | FALSE | L | Annual | Allowances Banked | Thousand Tons | 0 | 0 | 0 | 0 | 0 | 0 | 0
BART NOX Annual- Arthur Kill- v5.16 | 100 | 7182 | Rate Constraint in lbs/MMBtu | FALSE | L | Annual | Allowances Withdrawn (1:1) | Thousand Tons | 0 | 0 | 0 | 0 | 0 | 0 | 0
BART NOX Annual- Arthur Kill- v5.16 | 100 | 7182 | Rate Constraint in lbs/MMBtu | FALSE | L | Annual | Allowances Withdrawn (n:1) | Thousand Tons | 0 | 0 | 0 | 0 | 0 | 0 | 0
BART NOX Annual- Arthur Kill- v5.16 | 100 | 7182 | Rate Constraint in lbs/MMBtu | FALSE | L | Annual | Net Emissions Allowance Position | Thousand Tons | 0.12602 | 0.12602 | 0 | 0 | 0 | 0 | 0
BART NOX Annual- Arthur Kill- v5.16 | 100 | 7182 | Rate Constraint in lbs/MMBtu | FALSE | L | Annual | Fuel Consumed | TBtu | 3.6906 | 3.6906 | 0 | 0 | 0 | 0 | 0
BART NOX Annual- Arthur Kill- v5.16 | 100 | 7182 | Rate Constraint in lbs/MMBtu | FALSE | L | Annual | Rate | lb/MMBtu | 0.06829 | 0.06829 | 0 | 0 | 0 | 0 | 0
BART NOX Annual- Arthur Kill- v5.16 | 100 | 7182 | Rate Constraint in lbs/MMBtu | FALSE | L | Annual | Generation | TWh | 0.32873 | 0.32873 | 0 | 0 | 0 | 0 | 0
BART NOX Annual- Arthur Kill- v5.16 | 100 | 7182 | Rate Constraint in lbs/MMBtu | FALSE | L | Annual | Qualifying Generation | TWh | 0.32873 | 0.32873 | 0 | 0 | 0 | 0 | 0
BART NOX Annual- Arthur Kill- v5.16 | 100 | 7182 | Rate Constraint in lbs/MMBtu | FALSE | L | Annual | Rate | lb/MWh | 0.76669 | 0.76669 | 0 | 0 | 0 | 0 | 0
BART NOX Annual- Arthur Kill- v5.16 | 100 | 7182 | Rate Constraint in lbs/MMBtu | FALSE | L | Annual | Constraint Shadow Price | US2022$/Ton | 0 | 0 | 0 | 0 | 0 | 0 | 0
BART NOX Annual- Big Stone 1- v5.16 | 101 | 7161 | Rate Constraint in lbs/MMBtu | FALSE | L | Annual | Seasons Included | Seasons | Winter, Spring, Summer, Fall | Winter, Spring, Summer, Fall | Winter, Spring, Summer, Fall | Winter, Spring, Summer, Fall | Winter, Spring, Summer, Fall | Winter, Spring, Summer, Fall | Winter, Spring, Summer, Fall
BART NOX Annual- Big Stone 1- v5.16 | 101 | 7161 | Rate Constraint in lbs/MMBtu | FALSE | L | Annual | Standard NOX | lb/MMBtu | 0.1 | 0.1 | 0.1 | 0.1 | 0.1 | 0.1 | 0.1
BART NOX Annual- Big Stone 1- v5.16 | 101 | 7161 | Rate Constraint in lbs/MMBtu | FALSE | L | Annual | Emissions at Affected Plants NOX | Thousand Tons | 1.0035 | 1.1695 | 0 | 0 | 0 | 0 | 0
BART NOX Annual- Big Stone 1- v5.16 | 101 | 7161 | Rate Constraint in lbs/MMBtu | FALSE | L | Annual | Allowances Purchased NOX | Thousand Tons | 0 | 0 | 0 | 0 | 0 | 0 | 0
BART NOX Annual- Big Stone 1- v5.16 | 101 | 7161 | Rate Constraint in lbs/MMBtu | FALSE | L | Annual | Allowances Sold NOX | Thousand Tons | 0 | 0 | 0 | 0 | 0 | 0 | 0
BART NOX Annual- Big Stone 1- v5.16 | 101 | 7161 | Rate Constraint in lbs/MMBtu | FALSE | L | Annual | Allowances Banked | Thousand Tons | 0 | 0 | 0 | 0 | 0 | 0 | 0
BART NOX Annual- Big Stone 1- v5.16 | 101 | 7161 | Rate Constraint in lbs/MMBtu | FALSE | L | Annual | Allowances Withdrawn (1:1) | Thousand Tons | 0 | 0 | 0 | 0 | 0 | 0 | 0
BART NOX Annual- Big Stone 1- v5.16 | 101 | 7161 | Rate Constraint in lbs/MMBtu | FALSE | L | Annual | Allowances Withdrawn (n:1) | Thousand Tons | 0 | 0 | 0 | 0 | 0 | 0 | 0
BART NOX Annual- Big Stone 1- v5.16 | 101 | 7161 | Rate Constraint in lbs/MMBtu | FALSE | L | Annual | Net Emissions Allowance Position | Thousand Tons | 1.0035 | 1.1695 | 0 | 0 | 0 | 0 | 0
BART NOX Annual- Big Stone 1- v5.16 | 101 | 7161 | Rate Constraint in lbs/MMBtu | FALSE | L | Annual | Fuel Consumed | TBtu | 26.5236 | 30.9097 | 0 | 0 | 0 | 0 | 0
BART NOX Annual- Big Stone 1- v5.16 | 101 | 7161 | Rate Constraint in lbs/MMBtu | FALSE | L | Annual | Rate | lb/MMBtu | 0.07567 | 0.07567 | 0 | 0 | 0 | 0 | 0
BART NOX Annual- Big Stone 1- v5.16 | 101 | 7161 | Rate Constraint in lbs/MMBtu | FALSE | L | Annual | Generation | TWh | 2.5927 | 3.0215 | 0 | 0 | 0 | 0 | 0
BART NOX Annual- Big Stone 1- v5.16 | 101 | 7161 | Rate Constraint in lbs/MMBtu | FALSE | L | Annual | Qualifying Generation | TWh | 2.5927 | 3.0215 | 0 | 0 | 0 | 0 | 0
BART NOX Annual- Big Stone 1- v5.16 | 101 | 7161 | Rate Constraint in lbs/MMBtu | FALSE | L | Annual | Rate | lb/MWh | 0.7741 | 0.7741 | 0 | 0 | 0 | 0 | 0
BART NOX Annual- Big Stone 1- v5.16 | 101 | 7161 | Rate Constraint in lbs/MMBtu | FALSE | L | Annual | Constraint Shadow Price | US2022$/Ton | 0 | 0 | 0 | 0 | 0 | 0 | 0
BART NOX Annual- Bowline Point 1- v6.17 | 102 | 7193 | Rate Constraint in lbs/MMBtu | FALSE | L | Annual | Seasons Included | Seasons | Winter, Spring, Summer, Fall | Winter, Spring, Summer, Fall | Winter, Spring, Summer, Fall | Winter, Spring, Summer, Fall | Winter, Spring, Summer, Fall | Winter, Spring, Summer, Fall | Winter, Spring, Summer, Fall
BART NOX Annual- Bowline Point 1- v6.17 | 102 | 7193 | Rate Constraint in lbs/MMBtu | FALSE | L | Annual | Standard NOX | lb/MMBtu | 0.15 | 0.15 | 0.15 | 0.15 | 0.15 | 0.15 | 0.15
BART NOX Annual- Bowline Point 1- v6.17 | 102 | 7193 | Rate Constraint in lbs/MMBtu | FALSE | L | Annual | Emissions at Affected Plants NOX | Thousand Tons | 0 | 0 | 0 | 0 | 0 | 0 | 0
BART NOX Annual- Bowline Point 1- v6.17 | 102 | 7193 | Rate Constraint in lbs/MMBtu | FALSE | L | Annual | Allowances Purchased NOX | Thousand Tons | 0 | 0 | 0 | 0 | 0 | 0 | 0
BART NOX Annual- Bowline Point 1- v6.17 | 102 | 7193 | Rate Constraint in lbs/MMBtu | FALSE | L | Annual | Allowances Sold NOX | Thousand Tons | 0 | 0 | 0 | 0 | 0 | 0 | 0
BART NOX Annual- Bowline Point 1- v6.17 | 102 | 7193 | Rate Constraint in lbs/MMBtu | FALSE | L | Annual | Allowances Banked | Thousand Tons | 0 | 0 | 0 | 0 | 0 | 0 | 0
BART NOX Annual- Bowline Point 1- v6.17 | 102 | 7193 | Rate Constraint in lbs/MMBtu | FALSE | L | Annual | Allowances Withdrawn (1:1) | Thousand Tons | 0 | 0 | 0 | 0 | 0 | 0 | 0
BART NOX Annual- Bowline Point 1- v6.17 | 102 | 7193 | Rate Constraint in lbs/MMBtu | FALSE | L | Annual | Allowances Withdrawn (n:1) | Thousand Tons | 0 | 0 | 0 | 0 | 0 | 0 | 0
BART NOX Annual- Bowline Point 1- v6.17 | 102 | 7193 | Rate Constraint in lbs/MMBtu | FALSE | L | Annual | Net Emissions Allowance Position | Thousand Tons | 0 | 0 | 0 | 0 | 0 | 0 | 0
BART NOX Annual- Bowline Point 1- v6.17 | 102 | 7193 | Rate Constraint in lbs/MMBtu | FALSE | L | Annual | Fuel Consumed | TBtu | 0 | 0 | 0 | 0 | 0 | 0 | 0
BART NOX Annual- Bowline Point 1- v6.17 | 102 | 7193 | Rate Constraint in lbs/MMBtu | FALSE | L | Annual | Rate | lb/MMBtu | 0 | 0 | 0 | 0 | 0 | 0 | 0
BART NOX Annual- Bowline Point 1- v6.17 | 102 | 7193 | Rate Constraint in lbs/MMBtu | FALSE | L | Annual | Generation | TWh | 0 | 0 | 0 | 0 | 0 | 0 | 0
BART NOX Annual- Bowline Point 1- v6.17 | 102 | 7193 | Rate Constraint in lbs/MMBtu | FALSE | L | Annual | Qualifying Generation | TWh | 0 | 0 | 0 | 0 | 0 | 0 | 0
BART NOX Annual- Bowline Point 1- v6.17 | 102 | 7193 | Rate Constraint in lbs/MMBtu | FALSE | L | Annual | Rate | lb/MWh | 0 | 0 | 0 | 0 | 0 | 0 | 0
BART NOX Annual- Bowline Point 1- v6.17 | 102 | 7193 | Rate Constraint in lbs/MMBtu | FALSE | L | Annual | Constraint Shadow Price | US2022$/Ton | 0 | 0 | 0 | 0 | 0 | 0 | 0
BART NOX Annual- Bowline Point 2- v6.17 | 103 | 7194 | Rate Constraint in lbs/MMBtu | FALSE | L | Annual | Seasons Included | Seasons | Winter, Spring, Summer, Fall | Winter, Spring, Summer, Fall | Winter, Spring, Summer, Fall | Winter, Spring, Summer, Fall | Winter, Spring, Summer, Fall | Winter, Spring, Summer, Fall | Winter, Spring, Summer, Fall
BART NOX Annual- Bowline Point 2- v6.17 | 103 | 7194 | Rate Constraint in lbs/MMBtu | FALSE | L | Annual | Standard NOX | lb/MMBtu | 0.15 | 0.15 | 0.15 | 0.15 | 0.15 | 0.15 | 0.15
BART NOX Annual- Bowline Point 2- v6.17 | 103 | 7194 | Rate Constraint in lbs/MMBtu | FALSE | L | Annual | Emissions at Affected Plants NOX | Thousand Tons | 0 | 0 | 0 | 0 | 0 | 0 | 0
BART NOX Annual- Bowline Point 2- v6.17 | 103 | 7194 | Rate Constraint in lbs/MMBtu | FALSE | L | Annual | Allowances Purchased NOX | Thousand Tons | 0 | 0 | 0 | 0 | 0 | 0 | 0
BART NOX Annual- Bowline Point 2- v6.17 | 103 | 7194 | Rate Constraint in lbs/MMBtu | FALSE | L | Annual | Allowances Sold NOX | Thousand Tons | 0 | 0 | 0 | 0 | 0 | 0 | 0
BART NOX Annual- Bowline Point 2- v6.17 | 103 | 7194 | Rate Constraint in lbs/MMBtu | FALSE | L | Annual | Allowances Banked | Thousand Tons | 0 | 0 | 0 | 0 | 0 | 0 | 0
BART NOX Annual- Bowline Point 2- v6.17 | 103 | 7194 | Rate Constraint in lbs/MMBtu | FALSE | L | Annual | Allowances Withdrawn (1:1) | Thousand Tons | 0 | 0 | 0 | 0 | 0 | 0 | 0
BART NOX Annual- Bowline Point 2- v6.17 | 103 | 7194 | Rate Constraint in lbs/MMBtu | FALSE | L | Annual | Allowances Withdrawn (n:1) | Thousand Tons | 0 | 0 | 0 | 0 | 0 | 0 | 0
BART NOX Annual- Bowline Point 2- v6.17 | 103 | 7194 | Rate Constraint in lbs/MMBtu | FALSE | L | Annual | Net Emissions Allowance Position | Thousand Tons | 0 | 0 | 0 | 0 | 0 | 0 | 0
BART NOX Annual- Bowline Point 2- v6.17 | 103 | 7194 | Rate Constraint in lbs/MMBtu | FALSE | L | Annual | Fuel Consumed | TBtu | 0 | 0 | 0 | 0 | 0 | 0 | 0
BART NOX Annual- Bowline Point 2- v6.17 | 103 | 7194 | Rate Constraint in lbs/MMBtu | FALSE | L | Annual | Rate | lb/MMBtu | 0 | 0 | 0 | 0 | 0 | 0 | 0
BART NOX Annual- Bowline Point 2- v6.17 | 103 | 7194 | Rate Constraint in lbs/MMBtu | FALSE | L | Annual | Generation | TWh | 0 | 0 | 0 | 0 | 0 | 0 | 0
BART NOX Annual- Bowline Point 2- v6.17 | 103 | 7194 | Rate Constraint in lbs/MMBtu | FALSE | L | Annual | Qualifying Generation | TWh | 0 | 0 | 0 | 0 | 0 | 0 | 0
BART NOX Annual- Bowline Point 2- v6.17 | 103 | 7194 | Rate Constraint in lbs/MMBtu | FALSE | L | Annual | Rate | lb/MWh | 0 | 0 | 0 | 0 | 0 | 0 | 0
BART NOX Annual- Bowline Point 2- v6.17 | 103 | 7194 | Rate Constraint in lbs/MMBtu | FALSE | L | Annual | Constraint Shadow Price | US2022$/Ton | 0 | 0 | 0 | 0 | 0 | 0 | 0
BART NOX Annual- E F Barrett- v5.16 | 105 | 7186 | Rate Constraint in lbs/MMBtu | FALSE | L | Annual | Seasons Included | Seasons | Winter, Spring, Summer, Fall | Winter, Spring, Summer, Fall | Winter, Spring, Summer, Fall | Winter, Spring, Summer, Fall | Winter, Spring, Summer, Fall | Winter, Spring, Summer, Fall | Winter, Spring, Summer, Fall
BART NOX Annual- E F Barrett- v5.16 | 105 | 7186 | Rate Constraint in lbs/MMBtu | FALSE | L | Annual | Standard NOX | lb/MMBtu | 0.1 | 0.1 | 0.1 | 0.1 | 0.1 | 0.1 | 0.1
BART NOX Annual- E F Barrett- v5.16 | 105 | 7186 | Rate Constraint in lbs/MMBtu | FALSE | L | Annual | Emissions at Affected Plants NOX | Thousand Tons | 0 | 0 | 0 | 0 | 0 | 0 | 0
BART NOX Annual- E F Barrett- v5.16 | 105 | 7186 | Rate Constraint in lbs/MMBtu | FALSE | L | Annual | Allowances Purchased NOX | Thousand Tons | 0 | 0 | 0 | 0 | 0 | 0 | 0
BART NOX Annual- E F Barrett- v5.16 | 105 | 7186 | Rate Constraint in lbs/MMBtu | FALSE | L | Annual | Allowances Sold NOX | Thousand Tons | 0 | 0 | 0 | 0 | 0 | 0 | 0
BART NOX Annual- E F Barrett- v5.16 | 105 | 7186 | Rate Constraint in lbs/MMBtu | FALSE | L | Annual | Allowances Banked | Thousand Tons | 0 | 0 | 0 | 0 | 0 | 0 | 0
BART NOX Annual- E F Barrett- v5.16 | 105 | 7186 | Rate Constraint in lbs/MMBtu | FALSE | L | Annual | Allowances Withdrawn (1:1) | Thousand Tons | 0 | 0 | 0 | 0 | 0 | 0 | 0
BART NOX Annual- E F Barrett- v5.16 | 105 | 7186 | Rate Constraint in lbs/MMBtu | FALSE | L | Annual | Allowances Withdrawn (n:1) | Thousand Tons | 0 | 0 | 0 | 0 | 0 | 0 | 0
BART NOX Annual- E F Barrett- v5.16 | 105 | 7186 | Rate Constraint in lbs/MMBtu | FALSE | L | Annual | Net Emissions Allowance Position | Thousand Tons | 0 | 0 | 0 | 0 | 0 | 0 | 0
BART NOX Annual- E F Barrett- v5.16 | 105 | 7186 | Rate Constraint in lbs/MMBtu | FALSE | L | Annual | Fuel Consumed | TBtu | 0 | 0 | 0 | 0 | 0 | 0 | 0
BART NOX Annual- E F Barrett- v5.16 | 105 | 7186 | Rate Constraint in lbs/MMBtu | FALSE | L | Annual | Rate | lb/MMBtu | 0 | 0 | 0 | 0 | 0 | 0 | 0
BART NOX Annual- E F Barrett- v5.16 | 105 | 7186 | Rate Constraint in lbs/MMBtu | FALSE | L | Annual | Generation | TWh | 0 | 0 | 0 | 0 | 0 | 0 | 0
BART NOX Annual- E F Barrett- v5.16 | 105 | 7186 | Rate Constraint in lbs/MMBtu | FALSE | L | Annual | Qualifying Generation | TWh | 0 | 0 | 0 | 0 | 0 | 0 | 0
BART NOX Annual- E F Barrett- v5.16 | 105 | 7186 | Rate Constraint in lbs/MMBtu | FALSE | L | Annual | Rate | lb/MWh | 0 | 0 | 0 | 0 | 0 | 0 | 0
BART NOX Annual- E F Barrett- v5.16 | 105 | 7186 | Rate Constraint in lbs/MMBtu | FALSE | L | Annual | Constraint Shadow Price | US2022$/Ton | 0 | 0 | 0 | 0 | 0 | 0 | 0
BART NOX Annual- Hunter 1- v5.16 | 106 | 7175 | Rate Constraint in lbs/MMBtu | FALSE | L | Annual | Seasons Included | Seasons | Winter, Spring, Summer, Fall | Winter, Spring, Summer, Fall | Winter, Spring, Summer, Fall | Winter, Spring, Summer, Fall | Winter, Spring, Summer, Fall | Winter, Spring, Summer, Fall | Winter, Spring, Summer, Fall
BART NOX Annual- Hunter 1- v5.16 | 106 | 7175 | Rate Constraint in lbs/MMBtu | FALSE | L | Annual | Standard NOX | lb/MMBtu | 0.26 | 0.26 | 0.26 | 0.26 | 0.26 | 0.26 | 0.26
BART NOX Annual- Hunter 1- v5.16 | 106 | 7175 | Rate Constraint in lbs/MMBtu | FALSE | L | Annual | Emissions at Affected Plants NOX | Thousand Tons | 2.3079 | 0 | 0 | 0 | 0 | 0 | 0
BART NOX Annual- Hunter 1- v5.16 | 106 | 7175 | Rate Constraint in lbs/MMBtu | FALSE | L | Annual | Allowances Purchased NOX | Thousand Tons | 0 | 0 | 0 | 0 | 0 | 0 | 0
BART NOX Annual- Hunter 1- v5.16 | 106 | 7175 | Rate Constraint in lbs/MMBtu | FALSE | L | Annual | Allowances Sold NOX | Thousand Tons | 0 | 0 | 0 | 0 | 0 | 0 | 0
BART NOX Annual- Hunter 1- v5.16 | 106 | 7175 | Rate Constraint in lbs/MMBtu | FALSE | L | Annual | Allowances Banked | Thousand Tons | 0 | 0 | 0 | 0 | 0 | 0 | 0
BART NOX Annual- Hunter 1- v5.16 | 106 | 7175 | Rate Constraint in lbs/MMBtu | FALSE | L | Annual | Allowances Withdrawn (1:1) | Thousand Tons | 0 | 0 | 0 | 0 | 0 | 0 | 0
BART NOX Annual- Hunter 1- v5.16 | 106 | 7175 | Rate Constraint in lbs/MMBtu | FALSE | L | Annual | Allowances Withdrawn (n:1) | Thousand Tons | 0 | 0 | 0 | 0 | 0 | 0 | 0
BART NOX Annual- Hunter 1- v5.16 | 106 | 7175 | Rate Constraint in lbs/MMBtu | FALSE | L | Annual | Net Emissions Allowance Position | Thousand Tons | 2.3079 | 0 | 0 | 0 | 0 | 0 | 0
BART NOX Annual- Hunter 1- v5.16 | 106 | 7175 | Rate Constraint in lbs/MMBtu | FALSE | L | Annual | Fuel Consumed | TBtu | 22.4312 | 0 | 0 | 0 | 0 | 0 | 0
BART NOX Annual- Hunter 1- v5.16 | 106 | 7175 | Rate Constraint in lbs/MMBtu | FALSE | L | Annual | Rate | lb/MMBtu | 0.20578 | 0 | 0 | 0 | 0 | 0 | 0
BART NOX Annual- Hunter 1- v5.16 | 106 | 7175 | Rate Constraint in lbs/MMBtu | FALSE | L | Annual | Generation | TWh | 2.1822 | 0 | 0 | 0 | 0 | 0 | 0
BART NOX Annual- Hunter 1- v5.16 | 106 | 7175 | Rate Constraint in lbs/MMBtu | FALSE | L | Annual | Qualifying Generation | TWh | 2.1822 | 0 | 0 | 0 | 0 | 0 | 0
BART NOX Annual- Hunter 1- v5.16 | 106 | 7175 | Rate Constraint in lbs/MMBtu | FALSE | L | Annual | Rate | lb/MWh | 2.1152 | 0 | 0 | 0 | 0 | 0 | 0
BART NOX Annual- Hunter 1- v5.16 | 106 | 7175 | Rate Constraint in lbs/MMBtu | FALSE | L | Annual | Constraint Shadow Price | US2022$/Ton | 0 | 0 | 0 | 0 | 0 | 0 | 0
BART NOX Annual- Hunter 2- v5.16 | 107 | 7176 | Rate Constraint in lbs/MMBtu | FALSE | L | Annual | Seasons Included | Seasons | Winter, Spring, Summer, Fall | Winter, Spring, Summer, Fall | Winter, Spring, Summer, Fall | Winter, Spring, Summer, Fall | Winter, Spring, Summer, Fall | Winter, Spring, Summer, Fall | Winter, Spring, Summer, Fall
BART NOX Annual- Hunter 2- v5.16 | 107 | 7176 | Rate Constraint in lbs/MMBtu | FALSE | L | Annual | Standard NOX | lb/MMBtu | 0.26 | 0.26 | 0.26 | 0.26 | 0.26 | 0.26 | 0.26
BART NOX Annual- Hunter 2- v5.16 | 107 | 7176 | Rate Constraint in lbs/MMBtu | FALSE | L | Annual | Emissions at Affected Plants NOX | Thousand Tons | 2.6519 | 0 | 0 | 0 | 0 | 0 | 0
BART NOX Annual- Hunter 2- v5.16 | 107 | 7176 | Rate Constraint in lbs/MMBtu | FALSE | L | Annual | Allowances Purchased NOX | Thousand Tons | 0 | 0 | 0 | 0 | 0 | 0 | 0
BART NOX Annual- Hunter 2- v5.16 | 107 | 7176 | Rate Constraint in lbs/MMBtu | FALSE | L | Annual | Allowances Sold NOX | Thousand Tons | 0 | 0 | 0 | 0 | 0 | 0 | 0
BART NOX Annual- Hunter 2- v5.16 | 107 | 7176 | Rate Constraint in lbs/MMBtu | FALSE | L | Annual | Allowances Banked | Thousand Tons | 0 | 0 | 0 | 0 | 0 | 0 | 0
BART NOX Annual- Hunter 2- v5.16 | 107 | 7176 | Rate Constraint in lbs/MMBtu | FALSE | L | Annual | Allowances Withdrawn (1:1) | Thousand Tons | 0 | 0 | 0 | 0 | 0 | 0 | 0
BART NOX Annual- Hunter 2- v5.16 | 107 | 7176 | Rate Constraint in lbs/MMBtu | FALSE | L | Annual | Allowances Withdrawn (n:1) | Thousand Tons | 0 | 0 | 0 | 0 | 0 | 0 | 0
BART NOX Annual- Hunter 2- v5.16 | 107 | 7176 | Rate Constraint in lbs/MMBtu | FALSE | L | Annual | Net Emissions Allowance Position | Thousand Tons | 2.6519 | 0 | 0 | 0 | 0 | 0 | 0
BART NOX Annual- Hunter 2- v5.16 | 107 | 7176 | Rate Constraint in lbs/MMBtu | FALSE | L | Annual | Fuel Consumed | TBtu | 26.4064 | 0 | 0 | 0 | 0 | 0 | 0
BART NOX Annual- Hunter 2- v5.16 | 107 | 7176 | Rate Constraint in lbs/MMBtu | FALSE | L | Annual | Rate | lb/MMBtu | 0.20085 | 0 | 0 | 0 | 0 | 0 | 0
BART NOX Annual- Hunter 2- v5.16 | 107 | 7176 | Rate Constraint in lbs/MMBtu | FALSE | L | Annual | Generation | TWh | 2.5777 | 0 | 0 | 0 | 0 | 0 | 0
BART NOX Annual- Hunter 2- v5.16 | 107 | 7176 | Rate Constraint in lbs/MMBtu | FALSE | L | Annual | Qualifying Generation | TWh | 2.5777 | 0 | 0 | 0 | 0 | 0 | 0
BART NOX Annual- Hunter 2- v5.16 | 107 | 7176 | Rate Constraint in lbs/MMBtu | FALSE | L | Annual | Rate | lb/MWh | 2.0575 | 0 | 0 | 0 | 0 | 0 | 0
BART NOX Annual- Hunter 2- v5.16 | 107 | 7176 | Rate Constraint in lbs/MMBtu | FALSE | L | Annual | Constraint Shadow Price | US2022$/Ton | 0 | 0 | 0 | 0 | 0 | 0 | 0
BART NOX Annual- Hunter 3- v6.17 | 108 | 7177 | Rate Constraint in lbs/MMBtu | FALSE | L | Annual | Seasons Included | Seasons | Winter, Spring, Summer, Fall | Winter, Spring, Summer, Fall | Winter, Spring, Summer, Fall | Winter, Spring, Summer, Fall | Winter, Spring, Summer, Fall | Winter, Spring, Summer, Fall | Winter, Spring, Summer, Fall
BART NOX Annual- Hunter 3- v6.17 | 108 | 7177 | Rate Constraint in lbs/MMBtu | FALSE | L | Annual | Standard NOX | lb/MMBtu | 0.34 | 0.34 | 0.34 | 0.34 | 0.34 | 0.34 | 0.34
BART NOX Annual- Hunter 3- v6.17 | 108 | 7177 | Rate Constraint in lbs/MMBtu | FALSE | L | Annual | Emissions at Affected Plants NOX | Thousand Tons | 2.5931 | 0 | 0 | 0 | 0 | 0 | 0
BART NOX Annual- Hunter 3- v6.17 | 108 | 7177 | Rate Constraint in lbs/MMBtu | FALSE | L | Annual | Allowances Purchased NOX | Thousand Tons | 0 | 0 | 0 | 0 | 0 | 0 | 0
BART NOX Annual- Hunter 3- v6.17 | 108 | 7177 | Rate Constraint in lbs/MMBtu | FALSE | L | Annual | Allowances Sold NOX | Thousand Tons | 0 | 0 | 0 | 0 | 0 | 0 | 0
BART NOX Annual- Hunter 3- v6.17 | 108 | 7177 | Rate Constraint in lbs/MMBtu | FALSE | L | Annual | Allowances Banked | Thousand Tons | 0 | 0 | 0 | 0 | 0 | 0 | 0
BART NOX Annual- Hunter 3- v6.17 | 108 | 7177 | Rate Constraint in lbs/MMBtu | FALSE | L | Annual | Allowances Withdrawn (1:1) | Thousand Tons | 0 | 0 | 0 | 0 | 0 | 0 | 0
BART NOX Annual- Hunter 3- v6.17 | 108 | 7177 | Rate Constraint in lbs/MMBtu | FALSE | L | Annual | Allowances Withdrawn (n:1) | Thousand Tons | 0 | 0 | 0 | 0 | 0 | 0 | 0
BART NOX Annual- Hunter 3- v6.17 | 108 | 7177 | Rate Constraint in lbs/MMBtu | FALSE | L | Annual | Net Emissions Allowance Position | Thousand Tons | 2.5931 | 0 | 0 | 0 | 0 | 0 | 0
BART NOX Annual- Hunter 3- v6.17 | 108 | 7177 | Rate Constraint in lbs/MMBtu | FALSE | L | Annual | Fuel Consumed | TBtu | 18.1062 | 0 | 0 | 0 | 0 | 0 | 0
BART NOX Annual- Hunter 3- v6.17 | 108 | 7177 | Rate Constraint in lbs/MMBtu | FALSE | L | Annual | Rate | lb/MMBtu | 0.28643 | 0 | 0 | 0 | 0 | 0 | 0
BART NOX Annual- Hunter 3- v6.17 | 108 | 7177 | Rate Constraint in lbs/MMBtu | FALSE | L | Annual | Generation | TWh | 1.7828 | 0 | 0 | 0 | 0 | 0 | 0
BART NOX Annual- Hunter 3- v6.17 | 108 | 7177 | Rate Constraint in lbs/MMBtu | FALSE | L | Annual | Qualifying Generation | TWh | 1.7828 | 0 | 0 | 0 | 0 | 0 | 0
BART NOX Annual- Hunter 3- v6.17 | 108 | 7177 | Rate Constraint in lbs/MMBtu | FALSE | L | Annual | Rate | lb/MWh | 2.909 | 0 | 0 | 0 | 0 | 0 | 0
BART NOX Annual- Hunter 3- v6.17 | 108 | 7177 | Rate Constraint in lbs/MMBtu | FALSE | L | Annual | Constraint Shadow Price | US2022$/Ton | 0 | 0 | 0 | 0 | 0 | 0 | 0
BART NOX Annual- Huntington 1- v5.16 | 109 | 7178 | Rate Constraint in lbs/MMBtu | FALSE | L | Annual | Seasons Included | Seasons | Winter, Spring, Summer, Fall | Winter, Spring, Summer, Fall | Winter, Spring, Summer, Fall | Winter, Spring, Summer, Fall | Winter, Spring, Summer, Fall | Winter, Spring, Summer, Fall | Winter, Spring, Summer, Fall
BART NOX Annual- Huntington 1- v5.16 | 109 | 7178 | Rate Constraint in lbs/MMBtu | FALSE | L | Annual | Standard NOX | lb/MMBtu | 0.26 | 0.26 | 0.26 | 0.26 | 0.26 | 0.26 | 0.26
BART NOX Annual- Huntington 1- v5.16 | 109 | 7178 | Rate Constraint in lbs/MMBtu | FALSE | L | Annual | Emissions at Affected Plants NOX | Thousand Tons | 2.3246 | 0 | 0 | 0 | 0 | 0 | 0
BART NOX Annual- Huntington 1- v5.16 | 109 | 7178 | Rate Constraint in lbs/MMBtu | FALSE | L | Annual | Allowances Purchased NOX | Thousand Tons | 0 | 0 | 0 | 0 | 0 | 0 | 0
BART NOX Annual- Huntington 1- v5.16 | 109 | 7178 | Rate Constraint in lbs/MMBtu | FALSE | L | Annual | Allowances Sold NOX | Thousand Tons | 0 | 0 | 0 | 0 | 0 | 0 | 0
BART NOX Annual- Huntington 1- v5.16 | 109 | 7178 | Rate Constraint in lbs/MMBtu | FALSE | L | Annual | Allowances Banked | Thousand Tons | 0 | 0 | 0 | 0 | 0 | 0 | 0
BART NOX Annual- Huntington 1- v5.16 | 109 | 7178 | Rate Constraint in lbs/MMBtu | FALSE | L | Annual | Allowances Withdrawn (1:1) | Thousand Tons | 0 | 0 | 0 | 0 | 0 | 0 | 0
BART NOX Annual- Huntington 1- v5.16 | 109 | 7178 | Rate Constraint in lbs/MMBtu | FALSE | L | Annual | Allowances Withdrawn (n:1) | Thousand Tons | 0 | 0 | 0 | 0 | 0 | 0 | 0
BART NOX Annual- Huntington 1- v5.16 | 109 | 7178 | Rate Constraint in lbs/MMBtu | FALSE | L | Annual | Net Emissions Allowance Position | Thousand Tons | 2.3246 | 0 | 0 | 0 | 0 | 0 | 0
BART NOX Annual- Huntington 1- v5.16 | 109 | 7178 | Rate Constraint in lbs/MMBtu | FALSE | L | Annual | Fuel Consumed | TBtu | 23.094 | 0 | 0 | 0 | 0 | 0 | 0
BART NOX Annual- Huntington 1- v5.16 | 109 | 7178 | Rate Constraint in lbs/MMBtu | FALSE | L | Annual | Rate | lb/MMBtu | 0.20132 | 0 | 0 | 0 | 0 | 0 | 0
BART NOX Annual- Huntington 1- v5.16 | 109 | 7178 | Rate Constraint in lbs/MMBtu | FALSE | L | Annual | Generation | TWh | 2.2458 | 0 | 0 | 0 | 0 | 0 | 0
BART NOX Annual- Huntington 1- v5.16 | 109 | 7178 | Rate Constraint in lbs/MMBtu | FALSE | L | Annual | Qualifying Generation | TWh | 2.2458 | 0 | 0 | 0 | 0 | 0 | 0
BART NOX Annual- Huntington 1- v5.16 | 109 | 7178 | Rate Constraint in lbs/MMBtu | FALSE | L | Annual | Rate | lb/MWh | 2.0702 | 0 | 0 | 0 | 0 | 0 | 0
BART NOX Annual- Huntington 1- v5.16 | 109 | 7178 | Rate Constraint in lbs/MMBtu | FALSE | L | Annual | Constraint Shadow Price | US2022$/Ton | 0 | 0 | 0 | 0 | 0 | 0 | 0
BART NOX Annual- Huntington 2- v5.16 | 110 | 7179 | Rate Constraint in lbs/MMBtu | FALSE | L | Annual | Seasons Included | Seasons | Winter, Spring, Summer, Fall | Winter, Spring, Summer, Fall | Winter, Spring, Summer, Fall | Winter, Spring, Summer, Fall | Winter, Spring, Summer, Fall | Winter, Spring, Summer, Fall | Winter, Spring, Summer, Fall
BART NOX Annual- Huntington 2- v5.16 | 110 | 7179 | Rate Constraint in lbs/MMBtu | FALSE | L | Annual | Standard NOX | lb/MMBtu | 0.26 | 0.26 | 0.26 | 0.26 | 0.26 | 0.26 | 0.26
BART NOX Annual- Huntington 2- v5.16 | 110 | 7179 | Rate Constraint in lbs/MMBtu | FALSE | L | Annual | Emissions at Affected Plants NOX | Thousand Tons | 2.2385 | 0 | 0 | 0 | 0 | 0 | 0
BART NOX Annual- Huntington 2- v5.16 | 110 | 7179 | Rate Constraint in lbs/MMBtu | FALSE | L | Annual | Allowances Purchased NOX | Thousand Tons | 0 | 0 | 0 | 0 | 0 | 0 | 0
BART NOX Annual- Huntington 2- v5.16 | 110 | 7179 | Rate Constraint in lbs/MMBtu | FALSE | L | Annual | Allowances Sold NOX | Thousand Tons | 0 | 0 | 0 | 0 | 0 | 0 | 0
BART NOX Annual- Huntington 2- v5.16 | 110 | 7179 | Rate Constraint in lbs/MMBtu | FALSE | L | Annual | Allowances Banked | Thousand Tons | 0 | 0 | 0 | 0 | 0 | 0 | 0
BART NOX Annual- Huntington 2- v5.16 | 110 | 7179 | Rate Constraint in lbs/MMBtu | FALSE | L | Annual | Allowances Withdrawn (1:1) | Thousand Tons | 0 | 0 | 0 | 0 | 0 | 0 | 0
BART NOX Annual- Huntington 2- v5.16 | 110 | 7179 | Rate Constraint in lbs/MMBtu | FALSE | L | Annual | Allowances Withdrawn (n:1) | Thousand Tons | 0 | 0 | 0 | 0 | 0 | 0 | 0
BART NOX Annual- Huntington 2- v5.16 | 110 | 7179 | Rate Constraint in lbs/MMBtu | FALSE | L | Annual | Net Emissions Allowance Position | Thousand Tons | 2.2385 | 0 | 0 | 0 | 0 | 0 | 0
BART NOX Annual- Huntington 2- v5.16 | 110 | 7179 | Rate Constraint in lbs/MMBtu | FALSE | L | Annual | Fuel Consumed | TBtu | 22.7337 | 0 | 0 | 0 | 0 | 0 | 0
BART NOX Annual- Huntington 2- v5.16 | 110 | 7179 | Rate Constraint in lbs/MMBtu | FALSE | L | Annual | Rate | lb/MMBtu | 0.19693 | 0 | 0 | 0 | 0 | 0 | 0
BART NOX Annual- Huntington 2- v5.16 | 110 | 7179 | Rate Constraint in lbs/MMBtu | FALSE | L | Annual | Generation | TWh | 2.2018 | 0 | 0 | 0 | 0 | 0 | 0
BART NOX Annual- Huntington 2- v5.16 | 110 | 7179 | Rate Constraint in lbs/MMBtu | FALSE | L | Annual | Qualifying Generation | TWh | 2.2018 | 0 | 0 | 0 | 0 | 0 | 0
BART NOX Annual- Huntington 2- v5.16 | 110 | 7179 | Rate Constraint in lbs/MMBtu | FALSE | L | Annual | Rate | lb/MWh | 2.0333 | 0 | 0 | 0 | 0 | 0 | 0
BART NOX Annual- Huntington 2- v5.16 | 110 | 7179 | Rate Constraint in lbs/MMBtu | FALSE | L | Annual | Constraint Shadow Price | US2022$/Ton | 0 | 0 | 0 | 0 | 0 | 0 | 0
BART NOX Annual- Merrimack 2- v7.23 | 111 | 7944 | Rate Constraint in lbs/MMBtu | FALSE | L | Annual | Seasons Included | Seasons | Winter, Spring, Summer, Fall | Winter, Spring, Summer, Fall | Winter, Spring, Summer, Fall | Winter, Spring, Summer, Fall | Winter, Spring, Summer, Fall | Winter, Spring, Summer, Fall | Winter, Spring, Summer, Fall
BART NOX Annual- Merrimack 2- v7.23 | 111 | 7944 | Rate Constraint in lbs/MMBtu | FALSE | L | Annual | Standard NOX | lb/MMBtu | 0.22 | 0.22 | 0.22 | 0.22 | 0.22 | 0.22 | 0.22
BART NOX Annual- Merrimack 2- v7.23 | 111 | 7944 | Rate Constraint in lbs/MMBtu | FALSE | L | Annual | Emissions at Affected Plants NOX | Thousand Tons | 0 | 0 | 0 | 0 | 0 | 0 | 0
BART NOX Annual- Merrimack 2- v7.23 | 111 | 7944 | Rate Constraint in lbs/MMBtu | FALSE | L | Annual | Allowances Purchased NOX | Thousand Tons | 0 | 0 | 0 | 0 | 0 | 0 | 0
BART NOX Annual- Merrimack 2- v7.23 | 111 | 7944 | Rate Constraint in lbs/MMBtu | FALSE | L | Annual | Allowances Sold NOX | Thousand Tons | 0 | 0 | 0 | 0 | 0 | 0 | 0
BART NOX Annual- Merrimack 2- v7.23 | 111 | 7944 | Rate Constraint in lbs/MMBtu | FALSE | L | Annual | Allowances Banked | Thousand Tons | 0 | 0 | 0 | 0 | 0 | 0 | 0
BART NOX Annual- Merrimack 2- v7.23 | 111 | 7944 | Rate Constraint in lbs/MMBtu | FALSE | L | Annual | Allowances Withdrawn (1:1) | Thousand Tons | 0 | 0 | 0 | 0 | 0 | 0 | 0
BART NOX Annual- Merrimack 2- v7.23 | 111 | 7944 | Rate Constraint in lbs/MMBtu | FALSE | L | Annual | Allowances Withdrawn (n:1) | Thousand Tons | 0 | 0 | 0 | 0 | 0 | 0 | 0
BART NOX Annual- Merrimack 2- v7.23 | 111 | 7944 | Rate Constraint in lbs/MMBtu | FALSE | L | Annual | Net Emissions Allowance Position | Thousand Tons | 0 | 0 | 0 | 0 | 0 | 0 | 0
BART NOX Annual- Merrimack 2- v7.23 | 111 | 7944 | Rate Constraint in lbs/MMBtu | FALSE | L | Annual | Fuel Consumed | TBtu | 0 | 0 | 0 | 0 | 0 | 0 | 0
BART NOX Annual- Merrimack 2- v7.23 | 111 | 7944 | Rate Constraint in lbs/MMBtu | FALSE | L | Annual | Rate | lb/MMBtu | 0 | 0 | 0 | 0 | 0 | 0 | 0
BART NOX Annual- Merrimack 2- v7.23 | 111 | 7944 | Rate Constraint in lbs/MMBtu | FALSE | L | Annual | Generation | TWh | 0 | 0 | 0 | 0 | 0 | 0 | 0
BART NOX Annual- Merrimack 2- v7.23 | 111 | 7944 | Rate Constraint in lbs/MMBtu | FALSE | L | Annual | Qualifying Generation | TWh | 0 | 0 | 0 | 0 | 0 | 0 | 0
BART NOX Annual- Merrimack 2- v7.23 | 111 | 7944 | Rate Constraint in lbs/MMBtu | FALSE | L | Annual | Rate | lb/MWh | 0 | 0 | 0 | 0 | 0 | 0 | 0
BART NOX Annual- Merrimack 2- v7.23 | 111 | 7944 | Rate Constraint in lbs/MMBtu | FALSE | L | Annual | Constraint Shadow Price | US2022$/Ton | 0 | 0 | 0 | 0 | 0 | 0 | 0
BART NOX Annual- Northport 1- v5.16 | 112 | 7187 | Rate Constraint in lbs/MMBtu | FALSE | L | Annual | Seasons Included | Seasons | Winter, Spring, Summer, Fall | Winter, Spring, Summer, Fall | Winter, Spring, Summer, Fall | Winter, Spring, Summer, Fall | Winter, Spring, Summer, Fall | Winter, Spring, Summer, Fall | Winter, Spring, Summer, Fall
BART NOX Annual- Northport 1- v5.16 | 112 | 7187 | Rate Constraint in lbs/MMBtu | FALSE | L | Annual | Standard NOX | lb/MMBtu | 0.1 | 0.1 | 0.1 | 0.1 | 0.1 | 0.1 | 0.1
BART NOX Annual- Northport 1- v5.16 | 112 | 7187 | Rate Constraint in lbs/MMBtu | FALSE | L | Annual | Emissions at Affected Plants NOX | Thousand Tons | 0.17201 | 0.17235 | 0 | 0 | 0 | 0 | 0
BART NOX Annual- Northport 1- v5.16 | 112 | 7187 | Rate Constraint in lbs/MMBtu | FALSE | L | Annual | Allowances Purchased NOX | Thousand Tons | 0 | 0 | 0 | 0 | 0 | 0 | 0
BART NOX Annual- Northport 1- v5.16 | 112 | 7187 | Rate Constraint in lbs/MMBtu | FALSE | L | Annual | Allowances Sold NOX | Thousand Tons | 0 | 0 | 0 | 0 | 0 | 0 | 0
BART NOX Annual- Northport 1- v5.16 | 112 | 7187 | Rate Constraint in lbs/MMBtu | FALSE | L | Annual | Allowances Banked | Thousand Tons | 0 | 0 | 0 | 0 | 0 | 0 | 0
BART NOX Annual- Northport 1- v5.16 | 112 | 7187 | Rate Constraint in lbs/MMBtu | FALSE | L | Annual | Allowances Withdrawn (1:1) | Thousand Tons | 0 | 0 | 0 | 0 | 0 | 0 | 0
BART NOX Annual- Northport 1- v5.16 | 112 | 7187 | Rate Constraint in lbs/MMBtu | FALSE | L | Annual | Allowances Withdrawn (n:1) | Thousand Tons | 0 | 0 | 0 | 0 | 0 | 0 | 0
BART NOX Annual- Northport 1- v5.16 | 112 | 7187 | Rate Constraint in lbs/MMBtu | FALSE | L | Annual | Net Emissions Allowance Position | Thousand Tons | 0.17201 | 0.17235 | 0 | 0 | 0 | 0 | 0
BART NOX Annual- Northport 1- v5.16 | 112 | 7187 | Rate Constraint in lbs/MMBtu | FALSE | L | Annual | Fuel Consumed | TBtu | 5.3319 | 5.3427 | 0 | 0 | 0 | 0 | 0
BART NOX Annual- Northport 1- v5.16 | 112 | 7187 | Rate Constraint in lbs/MMBtu | FALSE | L | Annual | Rate | lb/MMBtu | 0.06452 | 0.06452 | 0 | 0 | 0 | 0 | 0
BART NOX Annual- Northport 1- v5.16 | 112 | 7187 | Rate Constraint in lbs/MMBtu | FALSE | L | Annual | Generation | TWh | 0.49678 | 0.49778 | 0 | 0 | 0 | 0 | 0
BART NOX Annual- Northport 1- v5.16 | 112 | 7187 | Rate Constraint in lbs/MMBtu | FALSE | L | Annual | Qualifying Generation | TWh | 0.49678 | 0.49778 | 0 | 0 | 0 | 0 | 0
BART NOX Annual- Northport 1- v5.16 | 112 | 7187 | Rate Constraint in lbs/MMBtu | FALSE | L | Annual | Rate | lb/MWh | 0.69249 | 0.69249 | 0 | 0 | 0 | 0 | 0
BART NOX Annual- Northport 1- v5.16 | 112 | 7187 | Rate Constraint in lbs/MMBtu | FALSE | L | Annual | Constraint Shadow Price | US2022$/Ton | 0 | 0 | 0 | 0 | 0 | 0 | 0
BART NOX Annual- Northport 2- v5.16 | 113 | 7188 | Rate Constraint in lbs/MMBtu | FALSE | L | Annual | Seasons Included | Seasons | Winter, Spring, Summer, Fall | Winter, Spring, Summer, Fall | Winter, Spring, Summer, Fall | Winter, Spring, Summer, Fall | Winter, Spring, Summer, Fall | Winter, Spring, Summer, Fall | Winter, Spring, Summer, Fall
BART NOX Annual- Northport 2- v5.16 | 113 | 7188 | Rate Constraint in lbs/MMBtu | FALSE | L | Annual | Standard NOX | lb/MMBtu | 0.1 | 0.1 | 0.1 | 0.1 | 0.1 | 0.1 | 0.1
BART NOX Annual- Northport 2- v5.16 | 113 | 7188 | Rate Constraint in lbs/MMBtu | FALSE | L | Annual | Emissions at Affected Plants NOX | Thousand Tons | 0.19901 | 0.14285 | 0 | 0 | 0 | 0 | 0
BART NOX Annual- Northport 2- v5.16 | 113 | 7188 | Rate Constraint in lbs/MMBtu | FALSE | L | Annual | Allowances Purchased NOX | Thousand Tons | 0 | 0 | 0 | 0 | 0 | 0 | 0
BART NOX Annual- Northport 2- v5.16 | 113 | 7188 | Rate Constraint in lbs/MMBtu | FALSE | L | Annual | Allowances Sold NOX | Thousand Tons | 0 | 0 | 0 | 0 | 0 | 0 | 0
BART NOX Annual- Northport 2- v5.16 | 113 | 7188 | Rate Constraint in lbs/MMBtu | FALSE | L | Annual | Allowances Banked | Thousand Tons | 0 | 0 | 0 | 0 | 0 | 0 | 0
BART NOX Annual- Northport 2- v5.16 | 113 | 7188 | Rate Constraint in lbs/MMBtu | FALSE | L | Annual | Allowances Withdrawn (1:1) | Thousand Tons | 0 | 0 | 0 | 0 | 0 | 0 | 0
BART NOX Annual- Northport 2- v5.16 | 113 | 7188 | Rate Constraint in lbs/MMBtu | FALSE | L | Annual | Allowances Withdrawn (n:1) | Thousand Tons | 0 | 0 | 0 | 0 | 0 | 0 | 0
BART NOX Annual- Northport 2- v5.16 | 113 | 7188 | Rate Constraint in lbs/MMBtu | FALSE | L | Annual | Net Emissions Allowance Position | Thousand Tons | 0.19901 | 0.14285 | 0 | 0 | 0 | 0 | 0
BART NOX Annual- Northport 2- v5.16 | 113 | 7188 | Rate Constraint in lbs/MMBtu | FALSE | L | Annual | Fuel Consumed | TBtu | 6.4867 | 4.656 | 0 | 0 | 0 | 0 | 0
BART NOX Annual- Northport 2- v5.16 | 113 | 7188 | Rate Constraint in lbs/MMBtu | FALSE | L | Annual | Rate | lb/MMBtu | 0.06136 | 0.06136 | 0 | 0 | 0 | 0 | 0
BART NOX Annual- Northport 2- v5.16 | 113 | 7188 | Rate Constraint in lbs/MMBtu | FALSE | L | Annual | Generation | TWh | 0.60095 | 0.43135 | 0 | 0 | 0 | 0 | 0
BART NOX Annual- Northport 2- v5.16 | 113 | 7188 | Rate Constraint in lbs/MMBtu | FALSE | L | Annual | Qualifying Generation | TWh | 0.60095 | 0.43135 | 0 | 0 | 0 | 0 | 0
BART NOX Annual- Northport 2- v5.16 | 113 | 7188 | Rate Constraint in lbs/MMBtu | FALSE | L | Annual | Rate | lb/MWh | 0.66232 | 0.66232 | 0 | 0 | 0 | 0 | 0
BART NOX Annual- Northport 2- v5.16 | 113 | 7188 | Rate Constraint in lbs/MMBtu | FALSE | L | Annual | Constraint Shadow Price | US2022$/Ton | 0 | 0 | 0 | 0 | 0 | 0 | 0
BART NOX Annual- Northport 3- v5.16 | 114 | 7189 | Rate Constraint in lbs/MMBtu | FALSE | L | Annual | Seasons Included | Seasons | Winter, Spring, Summer, Fall | Winter, Spring, Summer, Fall | Winter, Spring, Summer, Fall | Winter, Spring, Summer, Fall | Winter, Spring, Summer, Fall | Winter, Spring, Summer, Fall | Winter, Spring, Summer, Fall
BART NOX Annual- Northport 3- v5.16 | 114 | 7189 | Rate Constraint in lbs/MMBtu | FALSE | L | Annual | Standard NOX | lb/MMBtu | 0.1 | 0.1 | 0.1 | 0.1 | 0.1 | 0.1 | 0.1
BART NOX Annual- Northport 3- v5.16 | 114 | 7189 | Rate Constraint in lbs/MMBtu | FALSE | L | Annual | Emissions at Affected Plants NOX | Thousand Tons | 0.20664 | 0.17242 | 0 | 0 | 0 | 0 | 0
BART NOX Annual- Northport 3- v5.16 | 114 | 7189 | Rate Constraint in lbs/MMBtu | FALSE | L | Annual | Allowances Purchased NOX | Thousand Tons | 0 | 0 | 0 | 0 | 0 | 0 | 0
BART NOX Annual- Northport 3- v5.16 | 114 | 7189 | Rate Constraint in lbs/MMBtu | FALSE | L | Annual | Allowances Sold NOX | Thousand Tons | 0 | 0 | 0 | 0 | 0 | 0 | 0
BART NOX Annual- Northport 3- v5.16 | 114 | 7189 | Rate Constraint in lbs/MMBtu | FALSE | L | Annual | Allowances Banked | Thousand Tons | 0 | 0 | 0 | 0 | 0 | 0 | 0
BART NOX Annual- Northport 3- v5.16 | 114 | 7189 | Rate Constraint in lbs/MMBtu | FALSE | L | Annual | Allowances Withdrawn (1:1) | Thousand Tons | 0 | 0 | 0 | 0 | 0 | 0 | 0
BART NOX Annual- Northport 3- v5.16 | 114 | 7189 | Rate Constraint in lbs/MMBtu | FALSE | L | Annual | Allowances Withdrawn (n:1) | Thousand Tons | 0 | 0 | 0 | 0 | 0 | 0 | 0
BART NOX Annual- Northport 3- v5.16 | 114 | 7189 | Rate Constraint in lbs/MMBtu | FALSE | L | Annual | Net Emissions Allowance Position | Thousand Tons | 0.20664 | 0.17242 | 0 | 0 | 0 | 0 | 0
BART NOX Annual- Northport 3- v5.16 | 114 | 7189 | Rate Constraint in lbs/MMBtu | FALSE | L | Annual | Fuel Consumed | TBtu | 6.4344 | 5.3687 | 0 | 0 | 0 | 0 | 0
BART NOX Annual- Northport 3- v5.16 | 114 | 7189 | Rate Constraint in lbs/MMBtu | FALSE | L | Annual | Rate | lb/MMBtu | 0.06423 | 0.06423 | 0 | 0 | 0 | 0 | 0
BART NOX Annual- Northport 3- v5.16 | 114 | 7189 | Rate Constraint in lbs/MMBtu | FALSE | L | Annual | Generation | TWh | 0.60095 | 0.50142 | 0 | 0 | 0 | 0 | 0
BART NOX Annual- Northport 3- v5.16 | 114 | 7189 | Rate Constraint in lbs/MMBtu | FALSE | L | Annual | Qualifying Generation | TWh | 0.60095 | 0.50142 | 0 | 0 | 0 | 0 | 0
BART NOX Annual- Northport 3- v5.16 | 114 | 7189 | Rate Constraint in lbs/MMBtu | FALSE | L | Annual | Rate | lb/MWh | 0.68771 | 0.68771 | 0 | 0 | 0 | 0 | 0
BART NOX Annual- Northport 3- v5.16 | 114 | 7189 | Rate Constraint in lbs/MMBtu | FALSE | L | Annual | Constraint Shadow Price | US2022$/Ton | 0 | 0 | 0 | 0 | 0 | 0 | 0
BART NOX Annual- Northport 4- v5.16 | 115 | 7190 | Rate Constraint in lbs/MMBtu | FALSE | L | Annual | Seasons Included | Seasons | Winter, Spring, Summer, Fall | Winter, Spring, Summer, Fall | Winter, Spring, Summer, Fall | Winter, Spring, Summer, Fall | Winter, Spring, Summer, Fall | Winter, Spring, Summer, Fall | Winter, Spring, Summer, Fall
BART NOX Annual- Northport 4- v5.16 | 115 | 7190 | Rate Constraint in lbs/MMBtu | FALSE | L | Annual | Standard NOX | lb/MMBtu | 0.1 | 0.1 | 0.1 | 0.1 | 0.1 | 0.1 | 0.1
BART NOX Annual- Northport 4- v5.16 | 115 | 7190 | Rate Constraint in lbs/MMBtu | FALSE | L | Annual | Emissions at Affected Plants NOX | Thousand Tons | 0.15859 | 0.13233 | 0.10378 | 0 | 0 | 0 | 0
BART NOX Annual- Northport 4- v5.16 | 115 | 7190 | Rate Constraint in lbs/MMBtu | FALSE | L | Annual | Allowances Purchased NOX | Thousand Tons | 0 | 0 | 0 | 0 | 0 | 0 | 0
BART NOX Annual- Northport 4- v5.16 | 115 | 7190 | Rate Constraint in lbs/MMBtu | FALSE | L | Annual | Allowances Sold NOX | Thousand Tons | 0 | 0 | 0 | 0 | 0 | 0 | 0
BART NOX Annual- Northport 4- v5.16 | 115 | 7190 | Rate Constraint in lbs/MMBtu | FALSE | L | Annual | Allowances Banked | Thousand Tons | 0 | 0 | 0 | 0 | 0 | 0 | 0
BART NOX Annual- Northport 4- v5.16 | 115 | 7190 | Rate Constraint in lbs/MMBtu | FALSE | L | Annual | Allowances Withdrawn (1:1) | Thousand Tons | 0 | 0 | 0 | 0 | 0 | 0 | 0
BART NOX Annual- Northport 4- v5.16 | 115 | 7190 | Rate Constraint in lbs/MMBtu | FALSE | L | Annual | Allowances Withdrawn (n:1) | Thousand Tons | 0 | 0 | 0 | 0 | 0 | 0 | 0
BART NOX Annual- Northport 4- v5.16 | 115 | 7190 | Rate Constraint in lbs/MMBtu | FALSE | L | Annual | Net Emissions Allowance Position | Thousand Tons | 0.15859 | 0.13233 | 0.10378 | 0 | 0 | 0 | 0
BART NOX Annual- Northport 4- v5.16 | 115 | 7190 | Rate Constraint in lbs/MMBtu | FALSE | L | Annual | Fuel Consumed | TBtu | 6.3731 | 5.3175 | 4.1703 | 0 | 0 | 0 | 0
BART NOX Annual- Northport 4- v5.16 | 115 | 7190 | Rate Constraint in lbs/MMBtu | FALSE | L | Annual | Rate | lb/MMBtu | 0.04977 | 0.04977 | 0.04977 | 0 | 0 | 0 | 0
BART NOX Annual- Northport 4- v5.16 | 115 | 7190 | Rate Constraint in lbs/MMBtu | FALSE | L | Annual | Generation | TWh | 0.60095 | 0.50142 | 0.39324 | 0 | 0 | 0 | 0
BART NOX Annual- Northport 4- v5.16 | 115 | 7190 | Rate Constraint in lbs/MMBtu | FALSE | L | Annual | Qualifying Generation | TWh | 0.60095 | 0.50142 | 0.39324 | 0 | 0 | 0 | 0
BART NOX Annual- Northport 4- v5.16 | 115 | 7190 | Rate Constraint in lbs/MMBtu | FALSE | L | Annual | Rate | lb/MWh | 0.52781 | 0.52781 | 0.52781 | 0 | 0 | 0 | 0
BART NOX Annual- Northport 4- v5.16 | 115 | 7190 | Rate Constraint in lbs/MMBtu | FALSE | L | Annual | Constraint Shadow Price | US2022$/Ton | 0 | 0 | 0 | 0 | 0 | 0 | 0
BART NOX Annual- Ravenswood 1- v5.16 | 116 | 7183 | Rate Constraint in lbs/MMBtu | FALSE | L | Annual | Seasons Included | Seasons | Winter, Spring, Summer, Fall | Winter, Spring, Summer, Fall | Winter, Spring, Summer, Fall | Winter, Spring, Summer, Fall | Winter, Spring, Summer, Fall | Winter, Spring, Summer, Fall | Winter, Spring, Summer, Fall
BART NOX Annual- Ravenswood 1- v5.16 | 116 | 7183 | Rate Constraint in lbs/MMBtu | FALSE | L | Annual | Standard NOX | lb/MMBtu | 0.15 | 0.15 | 0.15 | 0.15 | 0.15 | 0.15 | 0.15
BART NOX Annual- Ravenswood 1- v5.16 | 116 | 7183 | Rate Constraint in lbs/MMBtu | FALSE | L | Annual | Emissions at Affected Plants NOX | Thousand Tons | 0.16039 | 0.12325 | 0 | 0 | 0 | 0 | 0
BART NOX Annual- Ravenswood 1- v5.16 | 116 | 7183 | Rate Constraint in lbs/MMBtu | FALSE | L | Annual | Allowances Purchased NOX | Thousand Tons | 0 | 0 | 0 | 0 | 0 | 0 | 0
BART NOX Annual- Ravenswood 1- v5.16 | 116 | 7183 | Rate Constraint in lbs/MMBtu | FALSE | L | Annual | Allowances Sold NOX | Thousand Tons | 0 | 0 | 0 | 0 | 0 | 0 | 0
BART NOX Annual- Ravenswood 1- v5.16 | 116 | 7183 | Rate Constraint in lbs/MMBtu | FALSE | L | Annual | Allowances Banked | Thousand Tons | 0 | 0 | 0 | 0 | 0 | 0 | 0
BART NOX Annual- Ravenswood 1- v5.16 | 116 | 7183 | Rate Constraint in lbs/MMBtu | FALSE | L | Annual | Allowances Withdrawn (1:1) | Thousand Tons | 0 | 0 | 0 | 0 | 0 | 0 | 0
BART NOX Annual- Ravenswood 1- v5.16 | 116 | 7183 | Rate Constraint in lbs/MMBtu | FALSE | L | Annual | Allowances Withdrawn (n:1) | Thousand Tons | 0 | 0 | 0 | 0 | 0 | 0 | 0
BART NOX Annual- Ravenswood 1- v5.16 | 116 | 7183 | Rate Constraint in lbs/MMBtu | FALSE | L | Annual | Net Emissions Allowance Position | Thousand Tons | 0.16039 | 0.12325 | 0 | 0 | 0 | 0 | 0
BART NOX Annual- Ravenswood 1- v5.16 | 116 | 7183 | Rate Constraint in lbs/MMBtu | FALSE | L | Annual | Fuel Consumed | TBtu | 4.9959 | 3.8391 | 0 | 0 | 0 | 0 | 0
BART NOX Annual- Ravenswood 1- v5.16 | 116 | 7183 | Rate Constraint in lbs/MMBtu | FALSE | L | Annual | Rate | lb/MMBtu | 0.06421 | 0.06421 | 0 | 0 | 0 | 0 | 0
BART NOX Annual- Ravenswood 1- v5.16 | 116 | 7183 | Rate Constraint in lbs/MMBtu | FALSE | L | Annual | Generation | TWh | 0.45356 | 0.34853 | 0 | 0 | 0 | 0 | 0
BART NOX Annual- Ravenswood 1- v5.16 | 116 | 7183 | Rate Constraint in lbs/MMBtu | FALSE | L | Annual | Qualifying Generation | TWh | 0.45356 | 0.34853 | 0 | 0 | 0 | 0 | 0
BART NOX Annual- Ravenswood 1- v5.16 | 116 | 7183 | Rate Constraint in lbs/MMBtu | FALSE | L | Annual | Rate | lb/MWh | 0.70727 | 0.70727 | 0 | 0 | 0 | 0 | 0
BART NOX Annual- Ravenswood 1- v5.16 | 116 | 7183 | Rate Constraint in lbs/MMBtu | FALSE | L | Annual | Constraint Shadow Price | US2022$/Ton | 0 | 0 | 0 | 0 | 0 | 0 | 0
BART NOX Annual- Ravenswood 2- v5.16 | 117 | 7184 | Rate Constraint in lbs/MMBtu | FALSE | L | Annual | Seasons Included | Seasons | Winter, Spring, Summer, Fall | Winter, Spring, Summer, Fall | Winter, Spring, Summer, Fall | Winter, Spring, Summer, Fall | Winter, Spring, Summer, Fall | Winter, Spring, Summer, Fall | Winter, Spring, Summer, Fall
BART NOX Annual- Ravenswood 2- v5.16 | 117 | 7184 | Rate Constraint in lbs/MMBtu | FALSE | L | Annual | Standard NOX | lb/MMBtu | 0.15 | 0.15 | 0.15 | 0.15 | 0.15 | 0.15 | 0.15
BART NOX Annual- Ravenswood 2- v5.16 | 117 | 7184 | Rate Constraint in lbs/MMBtu | FALSE | L | Annual | Emissions at Affected Plants NOX | Thousand Tons | 0 | 0 | 0 | 0 | 0 | 0 | 0
BART NOX Annual- Ravenswood 2- v5.16 | 117 | 7184 | Rate Constraint in lbs/MMBtu | FALSE | L | Annual | Allowances Purchased NOX | Thousand Tons | 0 | 0 | 0 | 0 | 0 | 0 | 0
BART NOX Annual- Ravenswood 2- v5.16 | 117 | 7184 | Rate Constraint in lbs/MMBtu | FALSE | L | Annual | Allowances Sold NOX | Thousand Tons | 0 | 0 | 0 | 0 | 0 | 0 | 0
BART NOX Annual- Ravenswood 2- v5.16 | 117 | 7184 | Rate Constraint in lbs/MMBtu | FALSE | L | Annual | Allowances Banked | Thousand Tons | 0 | 0 | 0 | 0 | 0 | 0 | 0
BART NOX Annual- Ravenswood 2- v5.16 | 117 | 7184 | Rate Constraint in lbs/MMBtu | FALSE | L | Annual | Allowances Withdrawn (1:1) | Thousand Tons | 0 | 0 | 0 | 0 | 0 | 0 | 0
BART NOX Annual- Ravenswood 2- v5.16 | 117 | 7184 | Rate Constraint in lbs/MMBtu | FALSE | L | Annual | Allowances Withdrawn (n:1) | Thousand Tons | 0 | 0 | 0 | 0 | 0 | 0 | 0
BART NOX Annual- Ravenswood 2- v5.16 | 117 | 7184 | Rate Constraint in lbs/MMBtu | FALSE | L | Annual | Net Emissions Allowance Position | Thousand Tons | 0 | 0 | 0 | 0 | 0 | 0 | 0
BART NOX Annual- Ravenswood 2- v5.16 | 117 | 7184 | Rate Constraint in lbs/MMBtu | FALSE | L | Annual | Fuel Consumed | TBtu | 0 | 0 | 0 | 0 | 0 | 0 | 0
BART NOX Annual- Ravenswood 2- v5.16 | 117 | 7184 | Rate Constraint in lbs/MMBtu | FALSE | L | Annual | Rate | lb/MMBtu | 0 | 0 | 0 | 0 | 0 | 0 | 0
BART NOX Annual- Ravenswood 2- v5.16 | 117 | 7184 | Rate Constraint in lbs/MMBtu | FALSE | L | Annual | Generation | TWh | 0 | 0 | 0 | 0 | 0 | 0 | 0
BART NOX Annual- Ravenswood 2- v5.16 | 117 | 7184 | Rate Constraint in lbs/MMBtu | FALSE | L | Annual | Qualifying Generation | TWh | 0 | 0 | 0 | 0 | 0 | 0 | 0
BART NOX Annual- Ravenswood 2- v5.16 | 117 | 7184 | Rate Constraint in lbs/MMBtu | FALSE | L | Annual | Rate | lb/MWh | 0 | 0 | 0 | 0 | 0 | 0 | 0
BART NOX Annual- Ravenswood 2- v5.16 | 117 | 7184 | Rate Constraint in lbs/MMBtu | FALSE | L | Annual | Constraint Shadow Price | US2022$/Ton | 0 | 0 | 0 | 0 | 0 | 0 | 0
BART NOX Annual- Ravenswood 3- v5.16 | 118 | 7185 | Rate Constraint in lbs/MMBtu | FALSE | L | Annual | Seasons Included | Seasons | Winter, Spring, Summer, Fall | Winter, Spring, Summer, Fall | Winter, Spring, Summer, Fall | Winter, Spring, Summer, Fall | Winter, Spring, Summer, Fall | Winter, Spring, Summer, Fall | Winter, Spring, Summer, Fall
BART NOX Annual- Ravenswood 3- v5.16 | 118 | 7185 | Rate Constraint in lbs/MMBtu | FALSE | L | Annual | Standard NOX | lb/MMBtu | 0.15 | 0.15 | 0.15 | 0.15 | 0.15 | 0.15 | 0.15
BART NOX Annual- Ravenswood 3- v5.16 | 118 | 7185 | Rate Constraint in lbs/MMBtu | FALSE | L | Annual | Emissions at Affected Plants NOX | Thousand Tons | 0.2185 | 0 | 0 | 0 | 0 | 0 | 0
BART NOX Annual- Ravenswood 3- v5.16 | 118 | 7185 | Rate Constraint in lbs/MMBtu | FALSE | L | Annual | Allowances Purchased NOX | Thousand Tons | 0 | 0 | 0 | 0 | 0 | 0 | 0
BART NOX Annual- Ravenswood 3- v5.16 | 118 | 7185 | Rate Constraint in lbs/MMBtu | FALSE | L | Annual | Allowances Sold NOX | Thousand Tons | 0 | 0 | 0 | 0 | 0 | 0 | 0
BART NOX Annual- Ravenswood 3- v5.16 | 118 | 7185 | Rate Constraint in lbs/MMBtu | FALSE | L | Annual | Allowances Banked | Thousand Tons | 0 | 0 | 0 | 0 | 0 | 0 | 0
BART NOX Annual- Ravenswood 3- v5.16 | 118 | 7185 | Rate Constraint in lbs/MMBtu | FALSE | L | Annual | Allowances Withdrawn (1:1) | Thousand Tons | 0 | 0 | 0 | 0 | 0 | 0 | 0
BART NOX Annual- Ravenswood 3- v5.16 | 118 | 7185 | Rate Constraint in lbs/MMBtu | FALSE | L | Annual | Allowances Withdrawn (n:1) | Thousand Tons | 0 | 0 | 0 | 0 | 0 | 0 | 0
BART NOX Annual- Ravenswood 3- v5.16 | 118 | 7185 | Rate Constraint in lbs/MMBtu | FALSE | L | Annual | Net Emissions Allowance Position | Thousand Tons | 0.2185 | 0 | 0 | 0 | 0 | 0 | 0
BART NOX Annual- Ravenswood 3- v5.16 | 118 | 7185 | Rate Constraint in lbs/MMBtu | FALSE | L | Annual | Fuel Consumed | TBtu | 6.2331 | 0 | 0 | 0 | 0 | 0 | 0
BART NOX Annual- Ravenswood 3- v5.16 | 118 | 7185 | Rate Constraint in lbs/MMBtu | FALSE | L | Annual | Rate | lb/MMBtu | 0.07011 | 0 | 0 | 0 | 0 | 0 | 0
BART NOX Annual- Ravenswood 3- v5.16 | 118 | 7185 | Rate Constraint in lbs/MMBtu | FALSE | L | Annual | Generation | TWh | 0.56505 | 0 | 0 | 0 | 0 | 0 | 0
BART NOX Annual- Ravenswood 3- v5.16 | 118 | 7185 | Rate Constraint in lbs/MMBtu | FALSE | L | Annual | Qualifying Generation | TWh | 0.56505 | 0 | 0 | 0 | 0 | 0 | 0
BART NOX Annual- Ravenswood 3- v5.16 | 118 | 7185 | Rate Constraint in lbs/MMBtu | FALSE | L | Annual | Rate | lb/MWh | 0.77338 | 0 | 0 | 0 | 0 | 0 | 0
BART NOX Annual- Ravenswood 3- v5.16 | 118 | 7185 | Rate Constraint in lbs/MMBtu | FALSE | L | Annual | Constraint Shadow Price | US2022$/Ton | 0 | 0 | 0 | 0 | 0 | 0 | 0
BART NOX Annual- Seminole 1- v7.23 | 119 | 7947 | Rate Constraint in lbs/MMBtu | FALSE | L | Annual | Seasons Included | Seasons | Winter, Spring, Summer, Fall | Winter, Spring, Summer, Fall | Winter, Spring, Summer, Fall | Winter, Spring, Summer, Fall | Winter, Spring, Summer, Fall | Winter, Spring, Summer, Fall | Winter, Spring, Summer, Fall
BART NOX Annual- Seminole 1- v7.23 | 119 | 7947 | Rate Constraint in lbs/MMBtu | FALSE | L | Annual | Standard NOX | lb/MMBtu | 0.203 | 0.203 | 0.203 | 0.203 | 0.203 | 0.203 | 0.203
BART NOX Annual- Seminole 1- v7.23 | 119 | 7947 | Rate Constraint in lbs/MMBtu | FALSE | L | Annual | Emissions at Affected Plants NOX | Thousand Tons | 0.11779 | 0.11779 | 0 | 0 | 0 | 0 | 0
BART NOX Annual- Seminole 1- v7.23 | 119 | 7947 | Rate Constraint in lbs/MMBtu | FALSE | L | Annual | Allowances Purchased NOX | Thousand Tons | 0 | 0 | 0 | 0 | 0 | 0 | 0
BART NOX Annual- Seminole 1- v7.23 | 119 | 7947 | Rate Constraint in lbs/MMBtu | FALSE | L | Annual | Allowances Sold NOX | Thousand Tons | 0 | 0 | 0 | 0 | 0 | 0 | 0
BART NOX Annual- Seminole 1- v7.23 | 119 | 7947 | Rate Constraint in lbs/MMBtu | FALSE | L | Annual | Allowances Banked | Thousand Tons | 0 | 0 | 0 | 0 | 0 | 0 | 0
BART NOX Annual- Seminole 1- v7.23 | 119 | 7947 | Rate Constraint in lbs/MMBtu | FALSE | L | Annual | Allowances Withdrawn (1:1) | Thousand Tons | 0 | 0 | 0 | 0 | 0 | 0 | 0
BART NOX Annual- Seminole 1- v7.23 | 119 | 7947 | Rate Constraint in lbs/MMBtu | FALSE | L | Annual | Allowances Withdrawn (n:1) | Thousand Tons | 0 | 0 | 0 | 0 | 0 | 0 | 0
BART NOX Annual- Seminole 1- v7.23 | 119 | 7947 | Rate Constraint in lbs/MMBtu | FALSE | L | Annual | Net Emissions Allowance Position | Thousand Tons | 0.11779 | 0.11779 | 0 | 0 | 0 | 0 | 0
BART NOX Annual- Seminole 1- v7.23 | 119 | 7947 | Rate Constraint in lbs/MMBtu | FALSE | L | Annual | Fuel Consumed | TBtu | 2.0058 | 2.0058 | 0 | 0 | 0 | 0 | 0
BART NOX Annual- Seminole 1- v7.23 | 119 | 7947 | Rate Constraint in lbs/MMBtu | FALSE | L | Annual | Rate | lb/MMBtu | 0.11745 | 0.11745 | 0 | 0 | 0 | 0 | 0
BART NOX Annual- Seminole 1- v7.23 | 119 | 7947 | Rate Constraint in lbs/MMBtu | FALSE | L | Annual | Generation | TWh | 0.17257 | 0.17257 | 0 | 0 | 0 | 0 | 0
BART NOX Annual- Seminole 1- v7.23 | 119 | 7947 | Rate Constraint in lbs/MMBtu | FALSE | L | Annual | Qualifying Generation | TWh | 0.17257 | 0.17257 | 0 | 0 | 0 | 0 | 0
BART NOX Annual- Seminole 1- v7.23 | 119 | 7947 | Rate Constraint in lbs/MMBtu | FALSE | L | Annual | Rate | lb/MWh | 1.3652 | 1.3652 | 0 | 0 | 0 | 0 | 0
BART NOX Annual- Seminole 1- v7.23 | 119 | 7947 | Rate Constraint in lbs/MMBtu | FALSE | L | Annual | Constraint Shadow Price | US2022$/Ton | 0 | 0 | 0 | 0 | 0 | 0 | 0
BART NOX Annual- Seminole 2- v7.23 | 120 | 7948 | Rate Constraint in lbs/MMBtu | FALSE | L | Annual | Seasons Included | Seasons | Winter, Spring, Summer, Fall | Winter, Spring, Summer, Fall | Winter, Spring, Summer, Fall | Winter, Spring, Summer, Fall | Winter, Spring, Summer, Fall | Winter, Spring, Summer, Fall | Winter, Spring, Summer, Fall
BART NOX Annual- Seminole 2- v7.23 | 120 | 7948 | Rate Constraint in lbs/MMBtu | FALSE | L | Annual | Standard NOX | lb/MMBtu | 0.212 | 0.212 | 0.212 | 0.212 | 0.212 | 0.212 | 0.212
BART NOX Annual- Seminole 2- v7.23 | 120 | 7948 | Rate Constraint in lbs/MMBtu | FALSE | L | Annual | Emissions at Affected Plants NOX | Thousand Tons | 0.11779 | 0.11779 | 0 | 0 | 0 | 0 | 0
BART NOX Annual- Seminole 2- v7.23 | 120 | 7948 | Rate Constraint in lbs/MMBtu | FALSE | L | Annual | Allowances Purchased NOX | Thousand Tons | 0 | 0 | 0 | 0 | 0 | 0 | 0
BART NOX Annual- Seminole 2- v7.23 | 120 | 7948 | Rate Constraint in lbs/MMBtu | FALSE | L | Annual | Allowances Sold NOX | Thousand Tons | 0 | 0 | 0 | 0 | 0 | 0 | 0
BART NOX Annual- Seminole 2- v7.23 | 120 | 7948 | Rate Constraint in lbs/MMBtu | FALSE | L | Annual | Allowances Banked | Thousand Tons | 0 | 0 | 0 | 0 | 0 | 0 | 0
BART NOX Annual- Seminole 2- v7.23 | 120 | 7948 | Rate Constraint in lbs/MMBtu | FALSE | L | Annual | Allowances Withdrawn (1:1) | Thousand Tons | 0 | 0 | 0 | 0 | 0 | 0 | 0
BART NOX Annual- Seminole 2- v7.23 | 120 | 7948 | Rate Constraint in lbs/MMBtu | FALSE | L | Annual | Allowances Withdrawn (n:1) | Thousand Tons | 0 | 0 | 0 | 0 | 0 | 0 | 0
BART NOX Annual- Seminole 2- v7.23 | 120 | 7948 | Rate Constraint in lbs/MMBtu | FALSE | L | Annual | Net Emissions Allowance Position | Thousand Tons | 0.11779 | 0.11779 | 0 | 0 | 0 | 0 | 0
BART NOX Annual- Seminole 2- v7.23 | 120 | 7948 | Rate Constraint in lbs/MMBtu | FALSE | L | Annual | Fuel Consumed | TBtu | 2.0058 | 2.0058 | 0 | 0 | 0 | 0 | 0
BART NOX Annual- Seminole 2- v7.23 | 120 | 7948 | Rate Constraint in lbs/MMBtu | FALSE | L | Annual | Rate | lb/MMBtu | 0.11745 | 0.11745 | 0 | 0 | 0 | 0 | 0
BART NOX Annual- Seminole 2- v7.23 | 120 | 7948 | Rate Constraint in lbs/MMBtu | FALSE | L | Annual | Generation | TWh | 0.17257 | 0.17257 | 0 | 0 | 0 | 0 | 0
BART NOX Annual- Seminole 2- v7.23 | 120 | 7948 | Rate Constraint in lbs/MMBtu | FALSE | L | Annual | Qualifying Generation | TWh | 0.17257 | 0.17257 | 0 | 0 | 0 | 0 | 0
BART NOX Annual- Seminole 2- v7.23 | 120 | 7948 | Rate Constraint in lbs/MMBtu | FALSE | L | Annual | Rate | lb/MWh | 1.3652 | 1.3652 | 0 | 0 | 0 | 0 | 0
BART NOX Annual- Seminole 2- v7.23 | 120 | 7948 | Rate Constraint in lbs/MMBtu | FALSE | L | Annual | Constraint Shadow Price | US2022$/Ton | 0 | 0 | 0 | 0 | 0 | 0 | 0
BART NOX Annual- Seminole 3- v7.23 | 121 | 7949 | Rate Constraint in lbs/MMBtu | FALSE | L | Annual | Seasons Included | Seasons | Winter, Spring, Summer, Fall | Winter, Spring, Summer, Fall | Winter, Spring, Summer, Fall | Winter, Spring, Summer, Fall | Winter, Spring, Summer, Fall | Winter, Spring, Summer, Fall | Winter, Spring, Summer, Fall
BART NOX Annual- Seminole 3- v7.23 | 121 | 7949 | Rate Constraint in lbs/MMBtu | FALSE | L | Annual | Standard NOX | lb/MMBtu | 0.164 | 0.164 | 0.164 | 0.164 | 0.164 | 0.164 | 0.164
BART NOX Annual- Seminole 3- v7.23 | 121 | 7949 | Rate Constraint in lbs/MMBtu | FALSE | L | Annual | Emissions at Affected Plants NOX | Thousand Tons | 0.053128 | 0.053128 | 0 | 0 | 0 | 0 | 0
BART NOX Annual- Seminole 3- v7.23 | 121 | 7949 | Rate Constraint in lbs/MMBtu | FALSE | L | Annual | Allowances Purchased NOX | Thousand Tons | 0 | 0 | 0 | 0 | 0 | 0 | 0
BART NOX Annual- Seminole 3- v7.23 | 121 | 7949 | Rate Constraint in lbs/MMBtu | FALSE | L | Annual | Allowances Sold NOX | Thousand Tons | 0 | 0 | 0 | 0 | 0 | 0 | 0
BART NOX Annual- Seminole 3- v7.23 | 121 | 7949 | Rate Constraint in lbs/MMBtu | FALSE | L | Annual | Allowances Banked | Thousand Tons | 0 | 0 | 0 | 0 | 0 | 0 | 0
BART NOX Annual- Seminole 3- v7.23 | 121 | 7949 | Rate Constraint in lbs/MMBtu | FALSE | L | Annual | Allowances Withdrawn (1:1) | Thousand Tons | 0 | 0 | 0 | 0 | 0 | 0 | 0
BART NOX Annual- Seminole 3- v7.23 | 121 | 7949 | Rate Constraint in lbs/MMBtu | FALSE | L | Annual | Allowances Withdrawn (n:1) | Thousand Tons | 0 | 0 | 0 | 0 | 0 | 0 | 0
BART NOX Annual- Seminole 3- v7.23 | 121 | 7949 | Rate Constraint in lbs/MMBtu | FALSE | L | Annual | Net Emissions Allowance Position | Thousand Tons | 0.053128 | 0.053128 | 0 | 0 | 0 | 0 | 0
BART NOX Annual- Seminole 3- v7.23 | 121 | 7949 | Rate Constraint in lbs/MMBtu | FALSE | L | Annual | Fuel Consumed | TBtu | 1.0023 | 1.0023 | 0 | 0 | 0 | 0 | 0
BART NOX Annual- Seminole 3- v7.23 | 121 | 7949 | Rate Constraint in lbs/MMBtu | FALSE | L | Annual | Rate | lb/MMBtu | 0.10601 | 0.10601 | 0 | 0 | 0 | 0 | 0
BART NOX Annual- Seminole 3- v7.23 | 121 | 7949 | Rate Constraint in lbs/MMBtu | FALSE | L | Annual | Generation | TWh | 0.08725 | 0.08725 | 0 | 0 | 0 | 0 | 0
BART NOX Annual- Seminole 3- v7.23 | 121 | 7949 | Rate Constraint in lbs/MMBtu | FALSE | L | Annual | Qualifying Generation | TWh | 0.08725 | 0.08725 | 0 | 0 | 0 | 0 | 0
BART NOX Annual- Seminole 3- v7.23 | 121 | 7949 | Rate Constraint in lbs/MMBtu | FALSE | L | Annual | Rate | lb/MWh | 1.2178 | 1.2178 | 0 | 0 | 0 | 0 | 0
BART NOX Annual- Seminole 3- v7.23 | 121 | 7949 | Rate Constraint in lbs/MMBtu | FALSE | L | Annual | Constraint Shadow Price | US2022$/Ton | 0 | 0 | 0 | 0 | 0 | 0 | 0
BART NOX Annual- Southwestern 3- v7.23 | 122 | 7950 | Rate Constraint in lbs/MMBtu | FALSE | L | Annual | Seasons Included | Seasons | Winter, Spring, Summer, Fall | Winter, Spring, Summer, Fall | Winter, Spring, Summer, Fall | Winter, Spring, Summer, Fall | Winter, Spring, Summer, Fall | Winter, Spring, Summer, Fall | Winter, Spring, Summer, Fall
BART NOX Annual- Southwestern 3- v7.23 | 122 | 7950 | Rate Constraint in lbs/MMBtu | FALSE | L | Annual | Standard NOX | lb/MMBtu | 0.45 | 0.45 | 0.45 | 0.45 | 0.45 | 0.45 | 0.45
BART NOX Annual- Southwestern 3- v7.23 | 122 | 7950 | Rate Constraint in lbs/MMBtu | FALSE | L | Annual | Emissions at Affected Plants NOX | Thousand Tons | 0.097785 | 0.097785 | 0.097785 | 0.097785 | 0.097785 | 0.097785 | 0.097785
BART NOX Annual- Southwestern 3- v7.23 | 122 | 7950 | Rate Constraint in lbs/MMBtu | FALSE | L | Annual | Allowances Purchased NOX | Thousand Tons | 0 | 0 | 0 | 0 | 0 | 0 | 0
BART NOX Annual- Southwestern 3- v7.23 | 122 | 7950 | Rate Constraint in lbs/MMBtu | FALSE | L | Annual | Allowances Sold NOX | Thousand Tons | 0 | 0 | 0 | 0 | 0 | 0 | 0
BART NOX Annual- Southwestern 3- v7.23 | 122 | 7950 | Rate Constraint in lbs/MMBtu | FALSE | L | Annual | Allowances Banked | Thousand Tons | 0 | 0 | 0 | 0 | 0 | 0 | 0
BART NOX Annual- Southwestern 3- v7.23 | 122 | 7950 | Rate Constraint in lbs/MMBtu | FALSE | L | Annual | Allowances Withdrawn (1:1) | Thousand Tons | 0 | 0 | 0 | 0 | 0 | 0 | 0
BART NOX Annual- Southwestern 3- v7.23 | 122 | 7950 | Rate Constraint in lbs/MMBtu | FALSE | L | Annual | Allowances Withdrawn (n:1) | Thousand Tons | 0 | 0 | 0 | 0 | 0 | 0 | 0
BART NOX Annual- Southwestern 3- v7.23 | 122 | 7950 | Rate Constraint in lbs/MMBtu | FALSE | L | Annual | Net Emissions Allowance Position | Thousand Tons | 0.097785 | 0.097785 | 0.097785 | 0.097785 | 0.097785 | 0.097785 | 0.097785
BART NOX Annual- Southwestern 3- v7.23 | 122 | 7950 | Rate Constraint in lbs/MMBtu | FALSE | L | Annual | Fuel Consumed | TBtu | 0.67153 | 0.67153 | 0.67153 | 0.67153 | 0.67153 | 0.67153 | 0.67153
BART NOX Annual- Southwestern 3- v7.23 | 122 | 7950 | Rate Constraint in lbs/MMBtu | FALSE | L | Annual | Rate | lb/MMBtu | 0.29123 | 0.29123 | 0.29123 | 0.29123 | 0.29123 | 0.29123 | 0.29123
BART NOX Annual- Southwestern 3- v7.23 | 122 | 7950 | Rate Constraint in lbs/MMBtu | FALSE | L | Annual | Generation | TWh | 0.051684 | 0.051684 | 0.051684 | 0.051684 | 0.051684 | 0.051684 | 0.051684
BART NOX Annual- Southwestern 3- v7.23 | 122 | 7950 | Rate Constraint in lbs/MMBtu | FALSE | L | Annual | Qualifying Generation | TWh | 0.051684 | 0.051684 | 0.051684 | 0.051684 | 0.051684 | 0.051684 | 0.051684
BART NOX Annual- Southwestern 3- v7.23 | 122 | 7950 | Rate Constraint in lbs/MMBtu | FALSE | L | Annual | Rate | lb/MWh | 3.784 | 3.784 | 3.784 | 3.784 | 3.784 | 3.784 | 3.784
BART NOX Annual- Southwestern 3- v7.23 | 122 | 7950 | Rate Constraint in lbs/MMBtu | FALSE | L | Annual | Constraint Shadow Price | US2022$/Ton | 0 | 0 | 0 | 0 | 0 | 0 | 0
BART NOX Annual- Wyodak 1- v7.23 | 123 | 7945 | Rate Constraint in lbs/MMBtu | FALSE | L | Annual | Seasons Included | Seasons | Winter, Spring, Summer, Fall | Winter, Spring, Summer, Fall | Winter, Spring, Summer, Fall | Winter, Spring, Summer, Fall | Winter, Spring, Summer, Fall | Winter, Spring, Summer, Fall | Winter, Spring, Summer, Fall
BART NOX Annual- Wyodak 1- v7.23 | 123 | 7945 | Rate Constraint in lbs/MMBtu | FALSE | L | Annual | Standard NOX | lb/MMBtu | 0.23 | 0.23 | 0.23 | 0.23 | 0.23 | 0.23 | 0.23
BART NOX Annual- Wyodak 1- v7.23 | 123 | 7945 | Rate Constraint in lbs/MMBtu | FALSE | L | Annual | Emissions at Affected Plants NOX | Thousand Tons | 3.0968 | 3.0968 | 0.1526 | 0 | 0 | 0 | 0
BART NOX Annual- Wyodak 1- v7.23 | 123 | 7945 | Rate Constraint in lbs/MMBtu | FALSE | L | Annual | Allowances Purchased NOX | Thousand Tons | 0 | 0 | 0 | 0 | 0 | 0 | 0
BART NOX Annual- Wyodak 1- v7.23 | 123 | 7945 | Rate Constraint in lbs/MMBtu | FALSE | L | Annual | Allowances Sold NOX | Thousand Tons | 0 | 0 | 0 | 0 | 0 | 0 | 0
BART NOX Annual- Wyodak 1- v7.23 | 123 | 7945 | Rate Constraint in lbs/MMBtu | FALSE | L | Annual | Allowances Banked | Thousand Tons | 0 | 0 | 0 | 0 | 0 | 0 | 0
BART NOX Annual- Wyodak 1- v7.23 | 123 | 7945 | Rate Constraint in lbs/MMBtu | FALSE | L | Annual | Allowances Withdrawn (1:1) | Thousand Tons | 0 | 0 | 0 | 0 | 0 | 0 | 0
BART NOX Annual- Wyodak 1- v7.23 | 123 | 7945 | Rate Constraint in lbs/MMBtu | FALSE | L | Annual | Allowances Withdrawn (n:1) | Thousand Tons | 0 | 0 | 0 | 0 | 0 | 0 | 0
BART NOX Annual- Wyodak 1- v7.23 | 123 | 7945 | Rate Constraint in lbs/MMBtu | FALSE | L | Annual | Net Emissions Allowance Position | Thousand Tons | 3.0968 | 3.0968 | 0.1526 | 0 | 0 | 0 | 0
BART NOX Annual- Wyodak 1- v7.23 | 123 | 7945 | Rate Constraint in lbs/MMBtu | FALSE | L | Annual | Fuel Consumed | TBtu | 27.3713 | 27.3713 | 6.1039 | 0 | 0 | 0 | 0
BART NOX Annual- Wyodak 1- v7.23 | 123 | 7945 | Rate Constraint in lbs/MMBtu | FALSE | L | Annual | Rate | lb/MMBtu | 0.22628 | 0.22628 | 0.05 | 0 | 0 | 0 | 0
BART NOX Annual- Wyodak 1- v7.23 | 123 | 7945 | Rate Constraint in lbs/MMBtu | FALSE | L | Annual | Generation | TWh | 2.2397 | 2.2397 | 0.30278 | 0 | 0 | 0 | 0
BART NOX Annual- Wyodak 1- v7.23 | 123 | 7945 | Rate Constraint in lbs/MMBtu | FALSE | L | Annual | Qualifying Generation | TWh | 2.2397 | 2.2397 | 0.30278 | 0 | 0 | 0 | 0
BART NOX Annual- Wyodak 1- v7.23 | 123 | 7945 | Rate Constraint in lbs/MMBtu | FALSE | L | Annual | Rate | lb/MWh | 2.7654 | 2.7654 | 1.008 | 0 | 0 | 0 | 0
BART NOX Annual- Wyodak 1- v7.23 | 123 | 7945 | Rate Constraint in lbs/MMBtu | FALSE | L | Annual | Constraint Shadow Price | US2022$/Ton | 0 | 0 | 0 | 0 | 0 | 0 | 0
BART NOX Annual-Apache Station 2 -v5.13 | 124 | 7138 | Rate Constraint in lbs/MMBtu | FALSE | L | Annual | Seasons Included | Seasons | Winter, Spring, Summer, Fall | Winter, Spring, Summer, Fall | Winter, Spring, Summer, Fall | Winter, Spring, Summer, Fall | Winter, Spring, Summer, Fall | Winter, Spring, Summer, Fall | Winter, Spring, Summer, Fall
BART NOX Annual-Apache Station 2 -v5.13 | 124 | 7138 | Rate Constraint in lbs/MMBtu | FALSE | L | Annual | Standard NOX | lb/MMBtu | 0.085 | 0.085 | 0.085 | 0.085 | 0.085 | 0.085 | 0.085
BART NOX Annual-Apache Station 2 -v5.13 | 124 | 7138 | Rate Constraint in lbs/MMBtu | FALSE | L | Annual | Emissions at Affected Plants NOX | Thousand Tons | 0.011317 | 0.011317 | 0.011317 | 0.011317 | 0.011317 | 0.011317 | 0.011317
BART NOX Annual-Apache Station 2 -v5.13 | 124 | 7138 | Rate Constraint in lbs/MMBtu | FALSE | L | Annual | Allowances Purchased NOX | Thousand Tons | 0 | 0 | 0 | 0 | 0 | 0 | 0
BART NOX Annual-Apache Station 2 -v5.13 | 124 | 7138 | Rate Constraint in lbs/MMBtu | FALSE | L | Annual | Allowances Sold NOX | Thousand Tons | 0 | 0 | 0 | 0 | 0 | 0 | 0
BART NOX Annual-Apache Station 2 -v5.13 | 124 | 7138 | Rate Constraint in lbs/MMBtu | FALSE | L | Annual | Allowances Banked | Thousand Tons | 0 | 0 | 0 | 0 | 0 | 0 | 0
BART NOX Annual-Apache Station 2 -v5.13 | 124 | 7138 | Rate Constraint in lbs/MMBtu | FALSE | L | Annual | Allowances Withdrawn (1:1) | Thousand Tons | 0 | 0 | 0 | 0 | 0 | 0 | 0
BART NOX Annual-Apache Station 2 -v5.13 | 124 | 7138 | Rate Constraint in lbs/MMBtu | FALSE | L | Annual | Allowances Withdrawn (n:1) | Thousand Tons | 0 | 0 | 0 | 0 | 0 | 0 | 0
BART NOX Annual-Apache Station 2 -v5.13 | 124 | 7138 | Rate Constraint in lbs/MMBtu | FALSE | L | Annual | Net Emissions Allowance Position | Thousand Tons | 0.011317 | 0.011317 | 0.011317 | 0.011317 | 0.011317 | 0.011317 | 0.011317
BART NOX Annual-Apache Station 2 -v5.13 | 124 | 7138 | Rate Constraint in lbs/MMBtu | FALSE | L | Annual | Fuel Consumed | TBtu | 0.33913 | 0.33913 | 0.33913 | 0.33913 | 0.33913 | 0.33913 | 0.33913
BART NOX Annual-Apache Station 2 -v5.13 | 124 | 7138 | Rate Constraint in lbs/MMBtu | FALSE | L | Annual | Rate | lb/MMBtu | 0.06674 | 0.06674 | 0.06674 | 0.06674 | 0.06674 | 0.06674 | 0.06674
BART NOX Annual-Apache Station 2 -v5.13 | 124 | 7138 | Rate Constraint in lbs/MMBtu | FALSE | L | Annual | Generation | TWh | 0.03066 | 0.03066 | 0.03066 | 0.03066 | 0.03066 | 0.03066 | 0.03066
BART NOX Annual-Apache Station 2 -v5.13 | 124 | 7138 | Rate Constraint in lbs/MMBtu | FALSE | L | Annual | Qualifying Generation | TWh | 0.03066 | 0.03066 | 0.03066 | 0.03066 | 0.03066 | 0.03066 | 0.03066
BART NOX Annual-Apache Station 2 -v5.13 | 124 | 7138 | Rate Constraint in lbs/MMBtu | FALSE | L | Annual | Rate | lb/MWh | 0.73821 | 0.73821 | 0.73821 | 0.73821 | 0.73821 | 0.73821 | 0.73821
BART NOX Annual-Apache Station 2 -v5.13 | 124 | 7138 | Rate Constraint in lbs/MMBtu | FALSE | L | Annual | Constraint Shadow Price | US2022$/Ton | 0 | 0 | 0 | 0 | 0 | 0 | 0
BART NOX Annual-Apache Station 3 -v5.13 | 125 | 7139 | Rate Constraint in lbs/MMBtu | FALSE | L | Annual | Seasons Included | Seasons | Winter, Spring, Summer, Fall | Winter, Spring, Summer, Fall | Winter, Spring, Summer, Fall | Winter, Spring, Summer, Fall | Winter, Spring, Summer, Fall | Winter, Spring, Summer, Fall | Winter, Spring, Summer, Fall
BART NOX Annual-Apache Station 3 -v5.13 | 125 | 7139 | Rate Constraint in lbs/MMBtu | FALSE | L | Annual | Standard NOX | lb/MMBtu | 0.23 | 0.23 | 0.23 | 0.23 | 0.23 | 0.23 | 0.23
BART NOX Annual-Apache Station 3 -v5.13 | 125 | 7139 | Rate Constraint in lbs/MMBtu | FALSE | L | Annual | Emissions at Affected Plants NOX | Thousand Tons | 0.16469 | 0.16469 | 0 | 0 | 0 | 0 | 0
BART NOX Annual-Apache Station 3 -v5.13 | 125 | 7139 | Rate Constraint in lbs/MMBtu | FALSE | L | Annual | Allowances Purchased NOX | Thousand Tons | 0 | 0 | 0 | 0 | 0 | 0 | 0
BART NOX Annual-Apache Station 3 -v5.13 | 125 | 7139 | Rate Constraint in lbs/MMBtu | FALSE | L | Annual | Allowances Sold NOX | Thousand Tons | 0 | 0 | 0 | 0 | 0 | 0 | 0
BART NOX Annual-Apache Station 3 -v5.13 | 125 | 7139 | Rate Constraint in lbs/MMBtu | FALSE | L | Annual | Allowances Banked | Thousand Tons | 0 | 0 | 0 | 0 | 0 | 0 | 0
BART NOX Annual-Apache Station 3 -v5.13 | 125 | 7139 | Rate Constraint in lbs/MMBtu | FALSE | L | Annual | Allowances Withdrawn (1:1) | Thousand Tons | 0 | 0 | 0 | 0 | 0 | 0 | 0
BART NOX Annual-Apache Station 3 -v5.13 | 125 | 7139 | Rate Constraint in lbs/MMBtu | FALSE | L | Annual | Allowances Withdrawn (n:1) | Thousand Tons | 0 | 0 | 0 | 0 | 0 | 0 | 0
BART NOX Annual-Apache Station 3 -v5.13 | 125 | 7139 | Rate Constraint in lbs/MMBtu | FALSE | L | Annual | Net Emissions Allowance Position | Thousand Tons | 0.16469 | 0.16469 | 0 | 0 | 0 | 0 | 0
BART NOX Annual-Apache Station 3 -v5.13 | 125 | 7139 | Rate Constraint in lbs/MMBtu | FALSE | L | Annual | Fuel Consumed | TBtu | 1.7771 | 1.7771 | 0 | 0 | 0 | 0 | 0
BART NOX Annual-Apache Station 3 -v5.13 | 125 | 7139 | Rate Constraint in lbs/MMBtu | FALSE | L | Annual | Rate | lb/MMBtu | 0.18535 | 0.18535 | 0 | 0 | 0 | 0 | 0
BART NOX Annual-Apache Station 3 -v5.13 | 125 | 7139 | Rate Constraint in lbs/MMBtu | FALSE | L | Annual | Generation | TWh | 0.1533 | 0.1533 | 0 | 0 | 0 | 0 | 0
BART NOX Annual-Apache Station 3 -v5.13 | 125 | 7139 | Rate Constraint in lbs/MMBtu | FALSE | L | Annual | Qualifying Generation | TWh | 0.1533 | 0.1533 | 0 | 0 | 0 | 0 | 0
BART NOX Annual-Apache Station 3 -v5.13 | 125 | 7139 | Rate Constraint in lbs/MMBtu | FALSE | L | Annual | Rate | lb/MWh | 2.1486 | 2.1486 | 0 | 0 | 0 | 0 | 0
BART NOX Annual-Apache Station 3 -v5.13 | 125 | 7139 | Rate Constraint in lbs/MMBtu | FALSE | L | Annual | Constraint Shadow Price | US2022$/Ton | 0 | 0 | 0 | 0 | 0 | 0 | 0
BART NOX Annual-Big Cajun 2 -v5.14 | 126 | 7160 | Rate Constraint in lbs/MMBtu | FALSE | L | Annual | Seasons Included | Seasons | Winter, Spring, Summer, Fall | Winter, Spring, Summer, Fall | Winter, Spring, Summer, Fall | Winter, Spring, Summer, Fall | Winter, Spring, Summer, Fall | Winter, Spring, Summer, Fall | Winter, Spring, Summer, Fall
BART NOX Annual-Big Cajun 2 -v5.14 | 126 | 7160 | Rate Constraint in lbs/MMBtu | FALSE | L | Annual | Standard NOX | lb/MMBtu | 0.15 | 0.15 | 0.15 | 0.15 | 0.15 | 0.15 | 0.15
BART NOX Annual-Big Cajun 2 -v5.14 | 126 | 7160 | Rate Constraint in lbs/MMBtu | FALSE | L | Annual | Emissions at Affected Plants NOX | Thousand Tons | 0 | 0 | 0 | 0 | 0 | 0 | 0
BART NOX Annual-Big Cajun 2 -v5.14 | 126 | 7160 | Rate Constraint in lbs/MMBtu | FALSE | L | Annual | Allowances Purchased NOX | Thousand Tons | 0 | 0 | 0 | 0 | 0 | 0 | 0
BART NOX Annual-Big Cajun 2 -v5.14 | 126 | 7160 | Rate Constraint in lbs/MMBtu | FALSE | L | Annual | Allowances Sold NOX | Thousand Tons | 0 | 0 | 0 | 0 | 0 | 0 | 0
BART NOX Annual-Big Cajun 2 -v5.14 | 126 | 7160 | Rate Constraint in lbs/MMBtu | FALSE | L | Annual | Allowances Banked | Thousand Tons | 0 | 0 | 0 | 0 | 0 | 0 | 0
BART NOX Annual-Big Cajun 2 -v5.14 | 126 | 7160 | Rate Constraint in lbs/MMBtu | FALSE | L | Annual | Allowances Withdrawn (1:1) | Thousand Tons | 0 | 0 | 0 | 0 | 0 | 0 | 0
BART NOX Annual-Big Cajun 2 -v5.14 | 126 | 7160 | Rate Constraint in lbs/MMBtu | FALSE | L | Annual | Allowances Withdrawn (n:1) | Thousand Tons | 0 | 0 | 0 | 0 | 0 | 0 | 0
BART NOX Annual-Big Cajun 2 -v5.14 | 126 | 7160 | Rate Constraint in lbs/MMBtu | FALSE | L | Annual | Net Emissions Allowance Position | Thousand Tons | 0 | 0 | 0 | 0 | 0 | 0 | 0
BART NOX Annual-Big Cajun 2 -v5.14 | 126 | 7160 | Rate Constraint in lbs/MMBtu | FALSE | L | Annual | Fuel Consumed | TBtu | 0 | 0 | 0 | 0 | 0 | 0 | 0
BART NOX Annual-Big Cajun 2 -v5.14 | 126 | 7160 | Rate Constraint in lbs/MMBtu | FALSE | L | Annual | Rate | lb/MMBtu | 0 | 0 | 0 | 0 | 0 | 0 | 0
BART NOX Annual-Big Cajun 2 -v5.14 | 126 | 7160 | Rate Constraint in lbs/MMBtu | FALSE | L | Annual | Generation | TWh | 0 | 0 | 0 | 0 | 0 | 0 | 0
BART NOX Annual-Big Cajun 2 -v5.14 | 126 | 7160 | Rate Constraint in lbs/MMBtu | FALSE | L | Annual | Qualifying Generation | TWh | 0 | 0 | 0 | 0 | 0 | 0 | 0
BART NOX Annual-Big Cajun 2 -v5.14 | 126 | 7160 | Rate Constraint in lbs/MMBtu | FALSE | L | Annual | Rate | lb/MWh | 0 | 0 | 0 | 0 | 0 | 0 | 0
BART NOX Annual-Big Cajun 2 -v5.14 | 126 | 7160 | Rate Constraint in lbs/MMBtu | FALSE | L | Annual | Constraint Shadow Price | US2022$/Ton | 0 | 0 | 0 | 0 | 0 | 0 | 0
BART NOX AnnualCap- Oswego Harbor 5- v5.16 | 127 | 7191 | Rate Constraint in MTons | FALSE | L | Annual | Seasons Included | Seasons | Winter, Spring, Summer, Fall | Winter, Spring, Summer, Fall | Winter, Spring, Summer, Fall | Winter, Spring, Summer, Fall | Winter, Spring, Summer, Fall | Winter, Spring, Summer, Fall | Winter, Spring, Summer, Fall
BART NOX AnnualCap- Oswego Harbor 5- v5.16 | 127 | 7191 | Rate Constraint in MTons | FALSE | L | Annual | Standard NOX | Thousand Tons | 0.383 | 0.383 | 0.383 | 0.383 | 0.383 | 0.383 | 0.383
BART NOX AnnualCap- Oswego Harbor 5- v5.16 | 127 | 7191 | Rate Constraint in MTons | FALSE | L | Annual | Emissions at Affected Plants NOX | Thousand Tons | 0 | 0 | 0 | 0 | 0 | 0 | 0
BART NOX AnnualCap- Oswego Harbor 5- v5.16 | 127 | 7191 | Rate Constraint in MTons | FALSE | L | Annual | Allowances Purchased NOX | Thousand Tons | 0 | 0 | 0 | 0 | 0 | 0 | 0
BART NOX AnnualCap- Oswego Harbor 5- v5.16 | 127 | 7191 | Rate Constraint in MTons | FALSE | L | Annual | Allowances Sold NOX | Thousand Tons | 0 | 0 | 0 | 0 | 0 | 0 | 0
BART NOX AnnualCap- Oswego Harbor 5- v5.16 | 127 | 7191 | Rate Constraint in MTons | FALSE | L | Annual | Allowances Banked | Thousand Tons | 0 | 0 | 0 | 0 | 0 | 0 | 0
BART NOX AnnualCap- Oswego Harbor 5- v5.16 | 127 | 7191 | Rate Constraint in MTons | FALSE | L | Annual | Allowances Withdrawn (1:1) | Thousand Tons | 0 | 0 | 0 | 0 | 0 | 0 | 0
BART NOX AnnualCap- Oswego Harbor 5- v5.16 | 127 | 7191 | Rate Constraint in MTons | FALSE | L | Annual | Allowances Withdrawn (n:1) | Thousand Tons | 0 | 0 | 0 | 0 | 0 | 0 | 0
BART NOX AnnualCap- Oswego Harbor 5- v5.16 | 127 | 7191 | Rate Constraint in MTons | FALSE | L | Annual | Net Emissions Allowance Position | Thousand Tons | 0 | 0 | 0 | 0 | 0 | 0 | 0
BART NOX AnnualCap- Oswego Harbor 5- v5.16 | 127 | 7191 | Rate Constraint in MTons | FALSE | L | Annual | Fuel Consumed | TBtu | 0 | 0 | 0 | 0 | 0 | 0 | 0
BART NOX AnnualCap- Oswego Harbor 5- v5.16 | 127 | 7191 | Rate Constraint in MTons | FALSE | L | Annual | Rate | lb/MMBtu | 0 | 0 | 0 | 0 | 0 | 0 | 0
BART NOX AnnualCap- Oswego Harbor 5- v5.16 | 127 | 7191 | Rate Constraint in MTons | FALSE | L | Annual | Generation | TWh | 0 | 0 | 0 | 0 | 0 | 0 | 0
BART NOX AnnualCap- Oswego Harbor 5- v5.16 | 127 | 7191 | Rate Constraint in MTons | FALSE | L | Annual | Qualifying Generation | TWh | 0 | 0 | 0 | 0 | 0 | 0 | 0
BART NOX AnnualCap- Oswego Harbor 5- v5.16 | 127 | 7191 | Rate Constraint in MTons | FALSE | L | Annual | Rate | lb/MWh | 0 | 0 | 0 | 0 | 0 | 0 | 0
BART NOX AnnualCap- Oswego Harbor 5- v5.16 | 127 | 7191 | Rate Constraint in MTons | FALSE | L | Annual | Constraint Shadow Price | US2022$/Ton | 0 | 0 | 0 | 0 | 0 | 0 | 0
BART NOX AnnualCap- Oswego Harbor 6- v5.16 | 128 | 7192 | Rate Constraint in MTons | FALSE | L | Annual | Seasons Included | Seasons | Winter, Spring, Summer, Fall | Winter, Spring, Summer, Fall | Winter, Spring, Summer, Fall | Winter, Spring, Summer, Fall | Winter, Spring, Summer, Fall | Winter, Spring, Summer, Fall | Winter, Spring, Summer, Fall
BART NOX AnnualCap- Oswego Harbor 6- v5.16 | 128 | 7192 | Rate Constraint in MTons | FALSE | L | Annual | Standard NOX | Thousand Tons | 0.665 | 0.665 | 0.665 | 0.665 | 0.665 | 0.665 | 0.665
BART NOX AnnualCap- Oswego Harbor 6- v5.16 | 128 | 7192 | Rate Constraint in MTons | FALSE | L | Annual | Emissions at Affected Plants NOX | Thousand Tons | 0 | 0 | 0 | 0 | 0 | 0 | 0
BART NOX AnnualCap- Oswego Harbor 6- v5.16 | 128 | 7192 | Rate Constraint in MTons | FALSE | L | Annual | Allowances Purchased NOX | Thousand Tons | 0 | 0 | 0 | 0 | 0 | 0 | 0
BART NOX AnnualCap- Oswego Harbor 6- v5.16 | 128 | 7192 | Rate Constraint in MTons | FALSE | L | Annual | Allowances Sold NOX | Thousand Tons | 0 | 0 | 0 | 0 | 0 | 0 | 0
BART NOX AnnualCap- Oswego Harbor 6- v5.16 | 128 | 7192 | Rate Constraint in MTons | FALSE | L | Annual | Allowances Banked | Thousand Tons | 0 | 0 | 0 | 0 | 0 | 0 | 0
BART NOX AnnualCap- Oswego Harbor 6- v5.16 | 128 | 7192 | Rate Constraint in MTons | FALSE | L | Annual | Allowances Withdrawn (1:1) | Thousand Tons | 0 | 0 | 0 | 0 | 0 | 0 | 0
BART NOX AnnualCap- Oswego Harbor 6- v5.16 | 128 | 7192 | Rate Constraint in MTons | FALSE | L | Annual | Allowances Withdrawn (n:1) | Thousand Tons | 0 | 0 | 0 | 0 | 0 | 0 | 0
BART NOX AnnualCap- Oswego Harbor 6- v5.16 | 128 | 7192 | Rate Constraint in MTons | FALSE | L | Annual | Net Emissions Allowance Position | Thousand Tons | 0 | 0 | 0 | 0 | 0 | 0 | 0
BART NOX AnnualCap- Oswego Harbor 6- v5.16 | 128 | 7192 | Rate Constraint in MTons | FALSE | L | Annual | Fuel Consumed | TBtu | 0 | 0 | 0 | 0 | 0 | 0 | 0
BART NOX AnnualCap- Oswego Harbor 6- v5.16 | 128 | 7192 | Rate Constraint in MTons | FALSE | L | Annual | Rate | lb/MMBtu | 0 | 0 | 0 | 0 | 0 | 0 | 0
BART NOX AnnualCap- Oswego Harbor 6- v5.16 | 128 | 7192 | Rate Constraint in MTons | FALSE | L | Annual | Generation | TWh | 0 | 0 | 0 | 0 | 0 | 0 | 0
BART NOX AnnualCap- Oswego Harbor 6- v5.16 | 128 | 7192 | Rate Constraint in MTons | FALSE | L | Annual | Qualifying Generation | TWh | 0 | 0 | 0 | 0 | 0 | 0 | 0
BART NOX AnnualCap- Oswego Harbor 6- v5.16 | 128 | 7192 | Rate Constraint in MTons | FALSE | L | Annual | Rate | lb/MWh | 0 | 0 | 0 | 0 | 0 | 0 | 0
BART NOX AnnualCap- Oswego Harbor 6- v5.16 | 128 | 7192 | Rate Constraint in MTons | FALSE | L | Annual | Constraint Shadow Price | US2022$/Ton | 0 | 0 | 0 | 0 | 0 | 0 | 0
BART NOX Annual-Craig C2 -v5.13 | 130 | 7128 | Rate Constraint in lbs/MMBtu | FALSE | L | Annual | Seasons Included | Seasons | Winter, Spring, Summer, Fall | Winter, Spring, Summer, Fall | Winter, Spring, Summer, Fall | Winter, Spring, Summer, Fall | Winter, Spring, Summer, Fall | Winter, Spring, Summer, Fall | Winter, Spring, Summer, Fall
BART NOX Annual-Craig C2 -v5.13 | 130 | 7128 | Rate Constraint in lbs/MMBtu | FALSE | L | Annual | Standard NOX | lb/MMBtu | 0.08 | 0.08 | 0.08 | 0.08 | 0.08 | 0.08 | 0.08
BART NOX Annual-Craig C2 -v5.13 | 130 | 7128 | Rate Constraint in lbs/MMBtu | FALSE | L | Annual | Emissions at Affected Plants NOX | Thousand Tons | 0.6687 | 0 | 0 | 0 | 0 | 0 | 0
BART NOX Annual-Craig C2 -v5.13 | 130 | 7128 | Rate Constraint in lbs/MMBtu | FALSE | L | Annual | Allowances Purchased NOX | Thousand Tons | 0 | 0 | 0 | 0 | 0 | 0 | 0
BART NOX Annual-Craig C2 -v5.13 | 130 | 7128 | Rate Constraint in lbs/MMBtu | FALSE | L | Annual | Allowances Sold NOX | Thousand Tons | 0 | 0 | 0 | 0 | 0 | 0 | 0
BART NOX Annual-Craig C2 -v5.13 | 130 | 7128 | Rate Constraint in lbs/MMBtu | FALSE | L | Annual | Allowances Banked | Thousand Tons | 0 | 0 | 0 | 0 | 0 | 0 | 0
BART NOX Annual-Craig C2 -v5.13 | 130 | 7128 | Rate Constraint in lbs/MMBtu | FALSE | L | Annual | Allowances Withdrawn (1:1) | Thousand Tons | 0 | 0 | 0 | 0 | 0 | 0 | 0
BART NOX Annual-Craig C2 -v5.13 | 130 | 7128 | Rate Constraint in lbs/MMBtu | FALSE | L | Annual | Allowances Withdrawn (n:1) | Thousand Tons | 0 | 0 | 0 | 0 | 0 | 0 | 0
BART NOX Annual-Craig C2 -v5.13 | 130 | 7128 | Rate Constraint in lbs/MMBtu | FALSE | L | Annual | Net Emissions Allowance Position | Thousand Tons | 0.6687 | 0 | 0 | 0 | 0 | 0 | 0
BART NOX Annual-Craig C2 -v5.13 | 130 | 7128 | Rate Constraint in lbs/MMBtu | FALSE | L | Annual | Fuel Consumed | TBtu | 21.2691 | 0 | 0 | 0 | 0 | 0 | 0
BART NOX Annual-Craig C2 -v5.13 | 130 | 7128 | Rate Constraint in lbs/MMBtu | FALSE | L | Annual | Rate | lb/MMBtu | 0.06288 | 0 | 0 | 0 | 0 | 0 | 0
BART NOX Annual-Craig C2 -v5.13 | 130 | 7128 | Rate Constraint in lbs/MMBtu | FALSE | L | Annual | Generation | TWh | 2.0771 | 0 | 0 | 0 | 0 | 0 | 0
BART NOX Annual-Craig C2 -v5.13 | 130 | 7128 | Rate Constraint in lbs/MMBtu | FALSE | L | Annual | Qualifying Generation | TWh | 2.0771 | 0 | 0 | 0 | 0 | 0 | 0
BART NOX Annual-Craig C2 -v5.13 | 130 | 7128 | Rate Constraint in lbs/MMBtu | FALSE | L | Annual | Rate | lb/MWh | 0.64389 | 0 | 0 | 0 | 0 | 0 | 0
BART NOX Annual-Craig C2 -v5.13 | 130 | 7128 | Rate Constraint in lbs/MMBtu | FALSE | L | Annual | Constraint Shadow Price | US2022$/Ton | 0 | 0 | 0 | 0 | 0 | 0 | 0
BART NOX Annual-Four Corners 4 -v5.14 | 131 | 7129 | Rate Constraint in lbs/MMBtu | FALSE | L | Annual | Seasons Included | Seasons | Winter, Spring, Summer, Fall | Winter, Spring, Summer, Fall | Winter, Spring, Summer, Fall | Winter, Spring, Summer, Fall | Winter, Spring, Summer, Fall | Winter, Spring, Summer, Fall | Winter, Spring, Summer, Fall
BART NOX Annual-Four Corners 4 -v5.14 | 131 | 7129 | Rate Constraint in lbs/MMBtu | FALSE | L | Annual | Standard NOX | lb/MMBtu | 0.098 | 0.098 | 0.098 | 0.098 | 0.098 | 0.098 | 0.098
BART NOX Annual-Four Corners 4 -v5.14 | 131 | 7129 | Rate Constraint in lbs/MMBtu | FALSE | L | Annual | Emissions at Affected Plants NOX | Thousand Tons | 1.392 | 1.3078 | 0.023612 | 0.023612 | 0.023612 | 0.023612 | 0.023612
BART NOX Annual-Four Corners 4 -v5.14 | 131 | 7129 | Rate Constraint in lbs/MMBtu | FALSE | L | Annual | Allowances Purchased NOX | Thousand Tons | 0 | 0 | 0 | 0 | 0 | 0 | 0
BART NOX Annual-Four Corners 4 -v5.14 | 131 | 7129 | Rate Constraint in lbs/MMBtu | FALSE | L | Annual | Allowances Sold NOX | Thousand Tons | 0 | 0 | 0 | 0 | 0 | 0 | 0
BART NOX Annual-Four Corners 4 -v5.14 | 131 | 7129 | Rate Constraint in lbs/MMBtu | FALSE | L | Annual | Allowances Banked | Thousand Tons | 0 | 0 | 0 | 0 | 0 | 0 | 0
BART NOX Annual-Four Corners 4 -v5.14 | 131 | 7129 | Rate Constraint in lbs/MMBtu | FALSE | L | Annual | Allowances Withdrawn (1:1) | Thousand Tons | 0 | 0 | 0 | 0 | 0 | 0 | 0
BART NOX Annual-Four Corners 4 -v5.14 | 131 | 7129 | Rate Constraint in lbs/MMBtu | FALSE | L | Annual | Allowances Withdrawn (n:1) | Thousand Tons | 0 | 0 | 0 | 0 | 0 | 0 | 0
BART NOX Annual-Four Corners 4 -v5.14 | 131 | 7129 | Rate Constraint in lbs/MMBtu | FALSE | L | Annual | Net Emissions Allowance Position | Thousand Tons | 1.392 | 1.3078 | 0.023612 | 0.023612 | 0.023612 | 0.023612 | 0.023612
BART NOX Annual-Four Corners 4 -v5.14 | 131 | 7129 | Rate Constraint in lbs/MMBtu | FALSE | L | Annual | Fuel Consumed | TBtu | 47.843 | 44.9495 | 0.81153 | 0.81153 | 0.81153 | 0.81153 | 0.81153
BART NOX Annual-Four Corners 4 -v5.14 | 131 | 7129 | Rate Constraint in lbs/MMBtu | FALSE | L | Annual | Rate | lb/MMBtu | 0.05819 | 0.05819 | 0.05819 | 0.05819 | 0.05819 | 0.05819 | 0.05819
BART NOX Annual-Four Corners 4 -v5.14 | 131 | 7129 | Rate Constraint in lbs/MMBtu | FALSE | L | Annual | Generation | TWh | 4.8964 | 4.5746 | 0.057312 | 0.057312 | 0.057312 | 0.057312 | 0.057312
BART NOX Annual-Four Corners 4 -v5.14 | 131 | 7129 | Rate Constraint in lbs/MMBtu | FALSE | L | Annual | Qualifying Generation | TWh | 4.8964 | 4.5746 | 0.057312 | 0.057312 | 0.057312 | 0.057312 | 0.057312
BART NOX Annual-Four Corners 4 -v5.14 | 131 | 7129 | Rate Constraint in lbs/MMBtu | FALSE | L | Annual | Rate | lb/MWh | 0.56857 | 0.57177 | 0.82397 | 0.82397 | 0.82397 | 0.82397 | 0.82397
BART NOX Annual-Four Corners 4 -v5.14 | 131 | 7129 | Rate Constraint in lbs/MMBtu | FALSE | L | Annual | Constraint Shadow Price | US2022$/Ton | 0 | 0 | 0 | 0 | 0 | 0 | 0
BART NOX Annual-Four Corners 5 -v5.14 | 132 | 7130 | Rate Constraint in lbs/MMBtu | FALSE | L | Annual | Seasons Included | Seasons | Winter, Spring, Summer, Fall | Winter, Spring, Summer, Fall | Winter, Spring, Summer, Fall | Winter, Spring, Summer, Fall | Winter, Spring, Summer, Fall | Winter, Spring, Summer, Fall | Winter, Spring, Summer, Fall
BART NOX Annual-Four Corners 5 -v5.14 | 132 | 7130 | Rate Constraint in lbs/MMBtu | FALSE | L | Annual | Standard NOX | lb/MMBtu | 0.098 | 0.098 | 0.098 | 0.098 | 0.098 | 0.098 | 0.098
BART NOX Annual-Four Corners 5 -v5.14 | 132 | 7130 | Rate Constraint in lbs/MMBtu | FALSE | L | Annual | Emissions at Affected Plants NOX | Thousand Tons | 1.343 | 1.4365 | 0 | 0 | 0 | 0 | 0
BART NOX Annual-Four Corners 5 -v5.14 | 132 | 7130 | Rate Constraint in lbs/MMBtu | FALSE | L | Annual | Allowances Purchased NOX | Thousand Tons | 0 | 0 | 0 | 0 | 0 | 0 | 0
BART NOX Annual-Four Corners 5 -v5.14 | 132 | 7130 | Rate Constraint in lbs/MMBtu | FALSE | L | Annual | Allowances Sold NOX | Thousand Tons | 0 | 0 | 0 | 0 | 0 | 0 | 0
BART NOX Annual-Four Corners 5 -v5.14 | 132 | 7130 | Rate Constraint in lbs/MMBtu | FALSE | L | Annual | Allowances Banked | Thousand Tons | 0 | 0 | 0 | 0 | 0 | 0 | 0
BART NOX Annual-Four Corners 5 -v5.14 | 132 | 7130 | Rate Constraint in lbs/MMBtu | FALSE | L | Annual | Allowances Withdrawn (1:1) | Thousand Tons | 0 | 0 | 0 | 0 | 0 | 0 | 0
BART NOX Annual-Four Corners 5 -v5.14 | 132 | 7130 | Rate Constraint in lbs/MMBtu | FALSE | L | Annual | Allowances Withdrawn (n:1) | Thousand Tons | 0 | 0 | 0 | 0 | 0 | 0 | 0
BART NOX Annual-Four Corners 5 -v5.14 | 132 | 7130 | Rate Constraint in lbs/MMBtu | FALSE | L | Annual | Net Emissions Allowance Position | Thousand Tons | 1.343 | 1.4365 | 0 | 0 | 0 | 0 | 0
BART NOX Annual-Four Corners 5 -v5.14 | 132 | 7130 | Rate Constraint in lbs/MMBtu | FALSE | L | Annual | Fuel Consumed | TBtu | 41.5857 | 44.4791 | 0 | 0 | 0 | 0 | 0
BART NOX Annual-Four Corners 5 -v5.14 | 132 | 7130 | Rate Constraint in lbs/MMBtu | FALSE | L | Annual | Rate | lb/MMBtu | 0.06459 | 0.06459 | 0 | 0 | 0 | 0 | 0
BART NOX Annual-Four Corners 5 -v5.14 | 132 | 7130 | Rate Constraint in lbs/MMBtu | FALSE | L | Annual | Generation | TWh | 4.2582 | 4.5545 | 0 | 0 | 0 | 0 | 0
BART NOX Annual-Four Corners 5 -v5.14 | 132 | 7130 | Rate Constraint in lbs/MMBtu | FALSE | L | Annual | Qualifying Generation | TWh | 4.2582 | 4.5545 | 0 | 0 | 0 | 0 | 0
BART NOX Annual-Four Corners 5 -v5.14 | 132 | 7130 | Rate Constraint in lbs/MMBtu | FALSE | L | Annual | Rate | lb/MWh | 0.63079 | 0.63079 | 0 | 0 | 0 | 0 | 0
BART NOX Annual-Four Corners 5 -v5.14 | 132 | 7130 | Rate Constraint in lbs/MMBtu | FALSE | L | Annual | Constraint Shadow Price | US2022$/Ton | 0 | 0 | 0 | 0 | 0 | 0 | 0
BART NOX Annual-Gerald Gentleman 1 -v5.14 | 133 | 7131 | Rate Constraint in lbs/MMBtu | FALSE | L | Annual | Seasons Included | Seasons | Winter, Spring, Summer, Fall | Winter, Spring, Summer, Fall | Winter, Spring, Summer, Fall | Winter, Spring, Summer, Fall | Winter, Spring, Summer, Fall | Winter, Spring, Summer, Fall | Winter, Spring, Summer, Fall
BART NOX Annual-Gerald Gentleman 1 -v5.14 | 133 | 7131 | Rate Constraint in lbs/MMBtu | FALSE | L | Annual | Standard NOX | lb/MMBtu | 0.23 | 0.23 | 0.23 | 0.23 | 0.23 | 0.23 | 0.23
BART NOX Annual-Gerald Gentleman 1 -v5.14 | 133 | 7131 | Rate Constraint in lbs/MMBtu | FALSE | L | Annual | Emissions at Affected Plants NOX | Thousand Tons | 4.7599 | 4.7599 | 0 | 0 | 0 | 0 | 0
BART NOX Annual-Gerald Gentleman 1 -v5.14 | 133 | 7131 | Rate Constraint in lbs/MMBtu | FALSE | L | Annual | Allowances Purchased NOX | Thousand Tons | 0 | 0 | 0 | 0 | 0 | 0 | 0
BART NOX Annual-Gerald Gentleman 1 -v5.14 | 133 | 7131 | Rate Constraint in lbs/MMBtu | FALSE | L | Annual | Allowances Sold NOX | Thousand Tons | 0 | 0 | 0 | 0 | 0 | 0 | 0
BART NOX Annual-Gerald Gentleman 1 -v5.14 | 133 | 7131 | Rate Constraint in lbs/MMBtu | FALSE | L | Annual | Allowances Banked | Thousand Tons | 0 | 0 | 0 | 0 | 0 | 0 | 0
BART NOX Annual-Gerald Gentleman 1 -v5.14 | 133 | 7131 | Rate Constraint in lbs/MMBtu | FALSE | L | Annual | Allowances Withdrawn (1:1) | Thousand Tons | 0 | 0 | 0 | 0 | 0 | 0 | 0
BART NOX Annual-Gerald Gentleman 1 -v5.14 | 133 | 7131 | Rate Constraint in lbs/MMBtu | FALSE | L | Annual | Allowances Withdrawn (n:1) | Thousand Tons | 0 | 0 | 0 | 0 | 0 | 0 | 0
BART NOX Annual-Gerald Gentleman 1 -v5.14 | 133 | 7131 | Rate Constraint in lbs/MMBtu | FALSE | L | Annual | Net Emissions Allowance Position | Thousand Tons | 4.7599 | 4.7599 | 0 | 0 | 0 | 0 | 0
BART NOX Annual-Gerald Gentleman 1 -v5.14 | 133 | 7131 | Rate Constraint in lbs/MMBtu | FALSE | L | Annual | Fuel Consumed | TBtu | 46.2152 | 46.2152 | 0 | 0 | 0 | 0 | 0
BART NOX Annual-Gerald Gentleman 1 -v5.14 | 133 | 7131 | Rate Constraint in lbs/MMBtu | FALSE | L | Annual | Rate | lb/MMBtu | 0.20599 | 0.20599 | 0 | 0 | 0 | 0 | 0
BART NOX Annual-Gerald Gentleman 1 -v5.14 | 133 | 7131 | Rate Constraint in lbs/MMBtu | FALSE | L | Annual | Generation | TWh | 4.6026 | 4.6026 | 0 | 0 | 0 | 0 | 0
BART NOX Annual-Gerald Gentleman 1 -v5.14 | 133 | 7131 | Rate Constraint in lbs/MMBtu | FALSE | L | Annual | Qualifying Generation | TWh | 4.6026 | 4.6026 | 0 | 0 | 0 | 0 | 0
BART NOX Annual-Gerald Gentleman 1 -v5.14 | 133 | 7131 | Rate Constraint in lbs/MMBtu | FALSE | L | Annual | Rate | lb/MWh | 2.0683 | 2.0683 | 0 | 0 | 0 | 0 | 0
BART NOX Annual-Gerald Gentleman 1 -v5.14 | 133 | 7131 | Rate Constraint in lbs/MMBtu | FALSE | L | Annual | Constraint Shadow Price | US2022$/Ton | 0 | 0 | 0 | 0 | 0 | 0 | 0
BART NOX Annual-Gerald Gentleman 2 -v5.14 | 134 | 7132 | Rate Constraint in lbs/MMBtu | FALSE | L | Annual | Seasons Included | Seasons | Winter, Spring, Summer, Fall | Winter, Spring, Summer, Fall | Winter, Spring, Summer, Fall | Winter, Spring, Summer, Fall | Winter, Spring, Summer, Fall | Winter, Spring, Summer, Fall | Winter, Spring, Summer, Fall
BART NOX Annual-Gerald Gentleman 2 -v5.14 | 134 | 7132 | Rate Constraint in lbs/MMBtu | FALSE | L | Annual | Standard NOX | lb/MMBtu | 0.23 | 0.23 | 0.23 | 0.23 | 0.23 | 0.23 | 0.23
BART NOX Annual-Gerald Gentleman 2 -v5.14 | 134 | 7132 | Rate Constraint in lbs/MMBtu | FALSE | L | Annual | Emissions at Affected Plants NOX | Thousand Tons | 3.8462 | 3.8462 | 0.64296 | 0.64296 | 0.033659 | 0.039567 | 0.039567
BART NOX Annual-Gerald Gentleman 2 -v5.14 | 134 | 7132 | Rate Constraint in lbs/MMBtu | FALSE | L | Annual | Allowances Purchased NOX | Thousand Tons | 0 | 0 | 0 | 0 | 0 | 0 | 0
BART NOX Annual-Gerald Gentleman 2 -v5.14 | 134 | 7132 | Rate Constraint in lbs/MMBtu | FALSE | L | Annual | Allowances Sold NOX | Thousand Tons | 0 | 0 | 0 | 0 | 0 | 0 | 0
BART NOX Annual-Gerald Gentleman 2 -v5.14 | 134 | 7132 | Rate Constraint in lbs/MMBtu | FALSE | L | Annual | Allowances Banked | Thousand Tons | 0 | 0 | 0 | 0 | 0 | 0 | 0
BART NOX Annual-Gerald Gentleman 2 -v5.14 | 134 | 7132 | Rate Constraint in lbs/MMBtu | FALSE | L | Annual | Allowances Withdrawn (1:1) | Thousand Tons | 0 | 0 | 0 | 0 | 0 | 0 | 0
BART NOX Annual-Gerald Gentleman 2 -v5.14 | 134 | 7132 | Rate Constraint in lbs/MMBtu | FALSE | L | Annual | Allowances Withdrawn (n:1) | Thousand Tons | 0 | 0 | 0 | 0 | 0 | 0 | 0
BART NOX Annual-Gerald Gentleman 2 -v5.14 | 134 | 7132 | Rate Constraint in lbs/MMBtu | FALSE | L | Annual | Net Emissions Allowance Position | Thousand Tons | 3.8462 | 3.8462 | 0.64296 | 0.64296 | 0.033659 | 0.039567 | 0.039567
BART NOX Annual-Gerald Gentleman 2 -v5.14 | 134 | 7132 | Rate Constraint in lbs/MMBtu | FALSE | L | Annual | Fuel Consumed | TBtu | 48.7784 | 48.7784 | 25.7185 | 25.7185 | 1.3464 | 1.5827 | 1.5827
BART NOX Annual-Gerald Gentleman 2 -v5.14 | 134 | 7132 | Rate Constraint in lbs/MMBtu | FALSE | L | Annual | Rate | lb/MMBtu | 0.1577 | 0.1577 | 0.05 | 0.05 | 0.05 | 0.05 | 0.05
BART NOX Annual-Gerald Gentleman 2 -v5.14 | 134 | 7132 | Rate Constraint in lbs/MMBtu | FALSE | L | Annual | Generation | TWh | 4.8449 | 4.8449 | 1.699 | 1.699 | 0.088943 | 0.10455 | 0.10455
BART NOX Annual-Gerald Gentleman 2 -v5.14 | 134 | 7132 | Rate Constraint in lbs/MMBtu | FALSE | L | Annual | Qualifying Generation | TWh | 4.8449 | 4.8449 | 1.699 | 1.699 | 0.088943 | 0.10455 | 0.10455
BART NOX Annual-Gerald Gentleman 2 -v5.14 | 134 | 7132 | Rate Constraint in lbs/MMBtu | FALSE | L | Annual | Rate | lb/MWh | 1.5877 | 1.5877 | 0.75687 | 0.75687 | 0.75687 | 0.75687 | 0.75687
BART NOX Annual-Gerald Gentleman 2 -v5.14 | 134 | 7132 | Rate Constraint in lbs/MMBtu | FALSE | L | Annual | Constraint Shadow Price | US2022$/Ton | 0 | 0 | 0 | 0 | 0 | 0 | 0
BART NOX Annual-Hayden H1 -v5.13 | 135 | 7133 | Rate Constraint in lbs/MMBtu | FALSE | L | Annual | Seasons Included | Seasons | Winter, Spring, Summer, Fall | Winter, Spring, Summer, Fall | Winter, Spring, Summer, Fall | Winter, Spring, Summer, Fall | Winter, Spring, Summer, Fall | Winter, Spring, Summer, Fall | Winter, Spring, Summer, Fall
BART NOX Annual-Hayden H1 -v5.13 | 135 | 7133 | Rate Constraint in lbs/MMBtu | FALSE | L | Annual | Standard NOX | lb/MMBtu | 0.08 | 0.08 | 0.08 | 0.08 | 0.08 | 0.08 | 0.08
BART NOX Annual-Hayden H1 -v5.13 | 135 | 7133 | Rate Constraint in lbs/MMBtu | FALSE | L | Annual | Emissions at Affected Plants NOX | Thousand Tons | 0.05352 | 0 | 0 | 0 | 0 | 0 | 0
BART NOX Annual-Hayden H1 -v5.13 | 135 | 7133 | Rate Constraint in lbs/MMBtu | FALSE | L | Annual | Allowances Purchased NOX | Thousand Tons | 0 | 0 | 0 | 0 | 0 | 0 | 0
BART NOX Annual-Hayden H1 -v5.13 | 135 | 7133 | Rate Constraint in lbs/MMBtu | FALSE | L | Annual | Allowances Sold NOX | Thousand Tons | 0 | 0 | 0 | 0 | 0 | 0 | 0
BART NOX Annual-Hayden H1 -v5.13 | 135 | 7133 | Rate Constraint in lbs/MMBtu | FALSE | L | Annual | Allowances Banked | Thousand Tons | 0 | 0 | 0 | 0 | 0 | 0 | 0
BART NOX Annual-Hayden H1 -v5.13 | 135 | 7133 | Rate Constraint in lbs/MMBtu | FALSE | L | Annual | Allowances Withdrawn (1:1) | Thousand Tons | 0 | 0 | 0 | 0 | 0 | 0 | 0
BART NOX Annual-Hayden H1 -v5.13 | 135 | 7133 | Rate Constraint in lbs/MMBtu | FALSE | L | Annual | Allowances Withdrawn (n:1) | Thousand Tons | 0 | 0 | 0 | 0 | 0 | 0 | 0
BART NOX Annual-Hayden H1 -v5.13 | 135 | 7133 | Rate Constraint in lbs/MMBtu | FALSE | L | Annual | Net Emissions Allowance Position | Thousand Tons | 0.05352 | 0 | 0 | 0 | 0 | 0 | 0
BART NOX Annual-Hayden H1 -v5.13 | 135 | 7133 | Rate Constraint in lbs/MMBtu | FALSE | L | Annual | Fuel Consumed | TBtu | 2.2389 | 0 | 0 | 0 | 0 | 0 | 0
BART NOX Annual-Hayden H1 -v5.13 | 135 | 7133 | Rate Constraint in lbs/MMBtu | FALSE | L | Annual | Rate | lb/MMBtu | 0.04781 | 0 | 0 | 0 | 0 | 0 | 0
BART NOX Annual-Hayden H1 -v5.13 | 135 | 7133 | Rate Constraint in lbs/MMBtu | FALSE | L | Annual | Generation | TWh | 0.20521 | 0 | 0 | 0 | 0 | 0 | 0
BART NOX Annual-Hayden H1 -v5.13 | 135 | 7133 | Rate Constraint in lbs/MMBtu | FALSE | L | Annual | Qualifying Generation | TWh | 0.20521 | 0 | 0 | 0 | 0 | 0 | 0
BART NOX Annual-Hayden H1 -v5.13 | 135 | 7133 | Rate Constraint in lbs/MMBtu | FALSE | L | Annual | Rate | lb/MWh | 0.52161 | 0 | 0 | 0 | 0 | 0 | 0
BART NOX Annual-Hayden H1 -v5.13 | 135 | 7133 | Rate Constraint in lbs/MMBtu | FALSE | L | Annual | Constraint Shadow Price | US2022$/Ton | 0 | 0 | 0 | 0 | 0 | 0 | 0
BART NOX Annual-Jeffrey Energy Center 1 -v5.13 | 136 | 7145 | Rate Constraint in lbs/MMBtu | FALSE | L | Annual | Seasons Included | Seasons | Winter, Spring, Summer, Fall | Winter, Spring, Summer, Fall | Winter, Spring, Summer, Fall | Winter, Spring, Summer, Fall | Winter, Spring, Summer, Fall | Winter, Spring, Summer, Fall | Winter, Spring, Summer, Fall
BART NOX Annual-Jeffrey Energy Center 1 -v5.13 | 136 | 7145 | Rate Constraint in lbs/MMBtu | FALSE | L | Annual | Standard NOX | lb/MMBtu | 0.15 | 0.15 | 0.15 | 0.15 | 0.15 | 0.15 | 0.15
BART NOX Annual-Jeffrey Energy Center 1 -v5.13 | 136 | 7145 | Rate Constraint in lbs/MMBtu | FALSE | L | Annual | Emissions at Affected Plants NOX | Thousand Tons | 0.78167 | 0.87586 | 0 | 0 | 0 | 0 | 0
BART NOX Annual-Jeffrey Energy Center 1 -v5.13 | 136 | 7145 | Rate Constraint in lbs/MMBtu | FALSE | L | Annual | Allowances Purchased NOX | Thousand Tons | 0 | 0 | 0 | 0 | 0 | 0 | 0
BART NOX Annual-Jeffrey Energy Center 1 -v5.13 | 136 | 7145 | Rate Constraint in lbs/MMBtu | FALSE | L | Annual | Allowances Sold NOX | Thousand Tons | 0 | 0 | 0 | 0 | 0 | 0 | 0
BART NOX Annual-Jeffrey Energy Center 1 -v5.13 | 136 | 7145 | Rate Constraint in lbs/MMBtu | FALSE | L | Annual | Allowances Banked | Thousand Tons | 0 | 0 | 0 | 0 | 0 | 0 | 0
BART NOX Annual-Jeffrey Energy Center 1 -v5.13 | 136 | 7145 | Rate Constraint in lbs/MMBtu | FALSE | L | Annual | Allowances Withdrawn (1:1) | Thousand Tons | 0 | 0 | 0 | 0 | 0 | 0 | 0
BART NOX Annual-Jeffrey Energy Center 1 -v5.13 | 136 | 7145 | Rate Constraint in lbs/MMBtu | FALSE | L | Annual | Allowances Withdrawn (n:1) | Thousand Tons | 0 | 0 | 0 | 0 | 0 | 0 | 0
BART NOX Annual-Jeffrey Energy Center 1 -v5.13 | 136 | 7145 | Rate Constraint in lbs/MMBtu | FALSE | L | Annual | Net Emissions Allowance Position | Thousand Tons | 0.78167 | 0.87586 | 0 | 0 | 0 | 0 | 0
BART NOX Annual-Jeffrey Energy Center 1 -v5.13 | 136 | 7145 | Rate Constraint in lbs/MMBtu | FALSE | L | Annual | Fuel Consumed | TBtu | 39.1619 | 43.881 | 0 | 0 | 0 | 0 | 0
BART NOX Annual-Jeffrey Energy Center 1 -v5.13 | 136 | 7145 | Rate Constraint in lbs/MMBtu | FALSE | L | Annual | Rate | lb/MMBtu | 0.03992 | 0.03992 | 0 | 0 | 0 | 0 | 0
BART NOX Annual-Jeffrey Energy Center 1 -v5.13 | 136 | 7145 | Rate Constraint in lbs/MMBtu | FALSE | L | Annual | Generation | TWh | 3.5634 | 3.9928 | 0 | 0 | 0 | 0 | 0
BART NOX Annual-Jeffrey Energy Center 1 -v5.13 | 136 | 7145 | Rate Constraint in lbs/MMBtu | FALSE | L | Annual | Qualifying Generation | TWh | 3.5634 | 3.9928 | 0 | 0 | 0 | 0 | 0
BART NOX Annual-Jeffrey Energy Center 1 -v5.13 | 136 | 7145 | Rate Constraint in lbs/MMBtu | FALSE | L | Annual | Rate | lb/MWh | 0.43872 | 0.43872 | 0 | 0 | 0 | 0 | 0
BART NOX Annual-Jeffrey Energy Center 1 -v5.13 | 136 | 7145 | Rate Constraint in lbs/MMBtu | FALSE | L | Annual | Constraint Shadow Price | US2022$/Ton | 0 | 0 | 0 | 0 | 0 | 0 | 0
BART NOX Annual-Jeffrey Energy Center 2 -v5.13 | 137 | 7146 | Rate Constraint in lbs/MMBtu | FALSE | L | Annual | Seasons Included | Seasons | Winter, Spring, Summer, Fall | Winter, Spring, Summer, Fall | Winter, Spring, Summer, Fall | Winter, Spring, Summer, Fall | Winter, Spring, Summer, Fall | Winter, Spring, Summer, Fall | Winter, Spring, Summer, Fall
BART NOX Annual-Jeffrey Energy Center 2 -v5.13 | 137 | 7146 | Rate Constraint in lbs/MMBtu | FALSE | L | Annual | Standard NOX | lb/MMBtu | 0.15 | 0.15 | 0.15 | 0.15 | 0.15 | 0.15 | 0.15
BART NOX Annual-Jeffrey Energy Center 2 -v5.13 | 137 | 7146 | Rate Constraint in lbs/MMBtu | FALSE | L | Annual | Emissions at Affected Plants NOX | Thousand Tons | 0 | 0 | 0 | 0 | 0 | 0 | 0
BART NOX Annual-Jeffrey Energy Center 2 -v5.13 | 137 | 7146 | Rate Constraint in lbs/MMBtu | FALSE | L | Annual | Allowances Purchased NOX | Thousand Tons | 0 | 0 | 0 | 0 | 0 | 0 | 0
BART NOX Annual-Jeffrey Energy Center 2 -v5.13 | 137 | 7146 | Rate Constraint in lbs/MMBtu | FALSE | L | Annual | Allowances Sold NOX | Thousand Tons | 0 | 0 | 0 | 0 | 0 | 0 | 0
BART NOX Annual-Jeffrey Energy Center 2 -v5.13 | 137 | 7146 | Rate Constraint in lbs/MMBtu | FALSE | L | Annual | Allowances Banked | Thousand Tons | 0 | 0 | 0 | 0 | 0 | 0 | 0
BART NOX Annual-Jeffrey Energy Center 2 -v5.13 | 137 | 7146 | Rate Constraint in lbs/MMBtu | FALSE | L | Annual | Allowances Withdrawn (1:1) | Thousand Tons | 0 | 0 | 0 | 0 | 0 | 0 | 0
BART NOX Annual-Jeffrey Energy Center 2 -v5.13 | 137 | 7146 | Rate Constraint in lbs/MMBtu | FALSE | L | Annual | Allowances Withdrawn (n:1) | Thousand Tons | 0 | 0 | 0 | 0 | 0 | 0 | 0
BART NOX Annual-Jeffrey Energy Center 2 -v5.13 | 137 | 7146 | Rate Constraint in lbs/MMBtu | FALSE | L | Annual | Net Emissions Allowance Position | Thousand Tons | 0 | 0 | 0 | 0 | 0 | 0 | 0
BART NOX Annual-Jeffrey Energy Center 2 -v5.13 | 137 | 7146 | Rate Constraint in lbs/MMBtu | FALSE | L | Annual | Fuel Consumed | TBtu | 0 | 0 | 0 | 0 | 0 | 0 | 0
BART NOX Annual-Jeffrey Energy Center 2 -v5.13 | 137 | 7146 | Rate Constraint in lbs/MMBtu | FALSE | L | Annual | Rate | lb/MMBtu | 0 | 0 | 0 | 0 | 0 | 0 | 0
BART NOX Annual-Jeffrey Energy Center 2 -v5.13 | 137 | 7146 | Rate Constraint in lbs/MMBtu | FALSE | L | Annual | Generation | TWh | 0 | 0 | 0 | 0 | 0 | 0 | 0
BART NOX Annual-Jeffrey Energy Center 2 -v5.13 | 137 | 7146 | Rate Constraint in lbs/MMBtu | FALSE | L | Annual | Qualifying Generation | TWh | 0 | 0 | 0 | 0 | 0 | 0 | 0
BART NOX Annual-Jeffrey Energy Center 2 -v5.13 | 137 | 7146 | Rate Constraint in lbs/MMBtu | FALSE | L | Annual | Rate | lb/MWh | 0 | 0 | 0 | 0 | 0 | 0 | 0
BART NOX Annual-Jeffrey Energy Center 2 -v5.13 | 137 | 7146 | Rate Constraint in lbs/MMBtu | FALSE | L | Annual | Constraint Shadow Price | US2022$/Ton | 0 | 0 | 0 | 0 | 0 | 0 | 0
BART NOX Annual-Jim Bridger 1 -v5.14 | 138 | 7165 | Rate Constraint in lbs/MMBtu | FALSE | L | Annual | Seasons Included | Seasons | Winter, Spring, Summer, Fall | Winter, Spring, Summer, Fall | Winter, Spring, Summer, Fall | Winter, Spring, Summer, Fall | Winter, Spring, Summer, Fall | Winter, Spring, Summer, Fall | Winter, Spring, Summer, Fall
BART NOX Annual-Jim Bridger 1 -v5.14 | 138 | 7165 | Rate Constraint in lbs/MMBtu | FALSE | L | Annual | Standard NOX | lb/MMBtu | 0.12 | 0.12 | 0.12 | 0.12 | 0.12 | 0.12 | 0.12
BART NOX Annual-Jim Bridger 1 -v5.14 | 138 | 7165 | Rate Constraint in lbs/MMBtu | FALSE | L | Annual | Emissions at Affected Plants NOX | Thousand Tons | 0.037212 | 0.037212 | 0.037212 | 0 | 0 | 0 | 0
BART NOX Annual-Jim Bridger 1 -v5.14 | 138 | 7165 | Rate Constraint in lbs/MMBtu | FALSE | L | Annual | Allowances Purchased NOX | Thousand Tons | 0 | 0 | 0 | 0 | 0 | 0 | 0
BART NOX Annual-Jim Bridger 1 -v5.14 | 138 | 7165 | Rate Constraint in lbs/MMBtu | FALSE | L | Annual | Allowances Sold NOX | Thousand Tons | 0 | 0 | 0 | 0 | 0 | 0 | 0
BART NOX Annual-Jim Bridger 1 -v5.14 | 138 | 7165 | Rate Constraint in lbs/MMBtu | FALSE | L | Annual | Allowances Banked | Thousand Tons | 0 | 0 | 0 | 0 | 0 | 0 | 0
BART NOX Annual-Jim Bridger 1 -v5.14 | 138 | 7165 | Rate Constraint in lbs/MMBtu | FALSE | L | Annual | Allowances Withdrawn (1:1) | Thousand Tons | 0 | 0 | 0 | 0 | 0 | 0 | 0
BART NOX Annual-Jim Bridger 1 -v5.14 | 138 | 7165 | Rate Constraint in lbs/MMBtu | FALSE | L | Annual | Allowances Withdrawn (n:1) | Thousand Tons | 0 | 0 | 0 | 0 | 0 | 0 | 0
BART NOX Annual-Jim Bridger 1 -v5.14 | 138 | 7165 | Rate Constraint in lbs/MMBtu | FALSE | L | Annual | Net Emissions Allowance Position | Thousand Tons | 0.037212 | 0.037212 | 0.037212 | 0 | 0 | 0 | 0
BART NOX Annual-Jim Bridger 1 -v5.14 | 138 | 7165 | Rate Constraint in lbs/MMBtu | FALSE | L | Annual | Fuel Consumed | TBtu | 1.0133 | 1.0133 | 1.0133 | 0 | 0 | 0 | 0
BART NOX Annual-Jim Bridger 1 -v5.14 | 138 | 7165 | Rate Constraint in lbs/MMBtu | FALSE | L | Annual | Rate | lb/MMBtu | 0.07345 | 0.07345 | 0.07345 | 0 | 0 | 0 | 0
BART NOX Annual-Jim Bridger 1 -v5.14 | 138 | 7165 | Rate Constraint in lbs/MMBtu | FALSE | L | Annual | Generation | TWh | 0.093031 | 0.093031 | 0.093031 | 0 | 0 | 0 | 0
BART NOX Annual-Jim Bridger 1 -v5.14 | 138 | 7165 | Rate Constraint in lbs/MMBtu | FALSE | L | Annual | Qualifying Generation | TWh | 0.093031 | 0.093031 | 0.093031 | 0 | 0 | 0 | 0
BART NOX Annual-Jim Bridger 1 -v5.14 | 138 | 7165 | Rate Constraint in lbs/MMBtu | FALSE | L | Annual | Rate | lb/MWh | 0.79999 | 0.79999 | 0.79999 | 0 | 0 | 0 | 0
BART NOX Annual-Jim Bridger 1 -v5.14 | 138 | 7165 | Rate Constraint in lbs/MMBtu | FALSE | L | Annual | Constraint Shadow Price | US2022$/Ton | 0 | 0 | 0 | 0 | 0 | 0 | 0
BART NOX Annual-Jim Bridger 2 -v5.14 | 139 | 7166 | Rate Constraint in lbs/MMBtu | FALSE | L | Annual | Seasons Included | Seasons | Winter, Spring, Summer, Fall | Winter, Spring, Summer, Fall | Winter, Spring, Summer, Fall | Winter, Spring, Summer, Fall | Winter, Spring, Summer, Fall | Winter, Spring, Summer, Fall | Winter, Spring, Summer, Fall
BART NOX Annual-Jim Bridger 2 -v5.14 | 139 | 7166 | Rate Constraint in lbs/MMBtu | FALSE | L | Annual | Standard NOX | lb/MMBtu | 0.12 | 0.12 | 0.12 | 0.12 | 0.12 | 0.12 | 0.12
BART NOX Annual-Jim Bridger 2 -v5.14 | 139 | 7166 | Rate Constraint in lbs/MMBtu | FALSE | L | Annual | Emissions at Affected Plants NOX | Thousand Tons | 0.037856 | 0.037856 | 0.037856 | 0 | 0 | 0 | 0
BART NOX Annual-Jim Bridger 2 -v5.14 | 139 | 7166 | Rate Constraint in lbs/MMBtu | FALSE | L | Annual | Allowances Purchased NOX | Thousand Tons | 0 | 0 | 0 | 0 | 0 | 0 | 0
BART NOX Annual-Jim Bridger 2 -v5.14 | 139 | 7166 | Rate Constraint in lbs/MMBtu | FALSE | L | Annual | Allowances Sold NOX | Thousand Tons | 0 | 0 | 0 | 0 | 0 | 0 | 0
BART NOX Annual-Jim Bridger 2 -v5.14 | 139 | 7166 | Rate Constraint in lbs/MMBtu | FALSE | L | Annual | Allowances Banked | Thousand Tons | 0 | 0 | 0 | 0 | 0 | 0 | 0
BART NOX Annual-Jim Bridger 2 -v5.14 | 139 | 7166 | Rate Constraint in lbs/MMBtu | FALSE | L | Annual | Allowances Withdrawn (1:1) | Thousand Tons | 0 | 0 | 0 | 0 | 0 | 0 | 0
BART NOX Annual-Jim Bridger 2 -v5.14 | 139 | 7166 | Rate Constraint in lbs/MMBtu | FALSE | L | Annual | Allowances Withdrawn (n:1) | Thousand Tons | 0 | 0 | 0 | 0 | 0 | 0 | 0
BART NOX Annual-Jim Bridger 2 -v5.14 | 139 | 7166 | Rate Constraint in lbs/MMBtu | FALSE | L | Annual | Net Emissions Allowance Position | Thousand Tons | 0.037856 | 0.037856 | 0.037856 | 0 | 0 | 0 | 0
BART NOX Annual-Jim Bridger 2 -v5.14 | 139 | 7166 | Rate Constraint in lbs/MMBtu | FALSE | L | Annual | Fuel Consumed | TBtu | 1.0308 | 1.0308 | 1.0308 | 0 | 0 | 0 | 0
BART NOX Annual-Jim Bridger 2 -v5.14 | 139 | 7166 | Rate Constraint in lbs/MMBtu | FALSE | L | Annual | Rate | lb/MMBtu | 0.07345 | 0.07345 | 0.07345 | 0 | 0 | 0 | 0
BART NOX Annual-Jim Bridger 2 -v5.14 | 139 | 7166 | Rate Constraint in lbs/MMBtu | FALSE | L | Annual | Generation | TWh | 0.094433 | 0.094433 | 0.094433 | 0 | 0 | 0 | 0
BART NOX Annual-Jim Bridger 2 -v5.14 | 139 | 7166 | Rate Constraint in lbs/MMBtu | FALSE | L | Annual | Qualifying Generation | TWh | 0.094433 | 0.094433 | 0.094433 | 0 | 0 | 0 | 0
BART NOX Annual-Jim Bridger 2 -v5.14 | 139 | 7166 | Rate Constraint in lbs/MMBtu | FALSE | L | Annual | Rate | lb/MWh | 0.80177 | 0.80177 | 0.80177 | 0 | 0 | 0 | 0
BART NOX Annual-Jim Bridger 2 -v5.14 | 139 | 7166 | Rate Constraint in lbs/MMBtu | FALSE | L | Annual | Constraint Shadow Price | US2022$/Ton | 0 | 0 | 0 | 0 | 0 | 0 | 0
BART NOX Annual-Jim Bridger 3 -v5.14 | 140 | 7167 | Rate Constraint in lbs/MMBtu | FALSE | L | Annual | Seasons Included | Seasons | Winter, Spring, Summer, Fall | Winter, Spring, Summer, Fall | Winter, Spring, Summer, Fall | Winter, Spring, Summer, Fall | Winter, Spring, Summer, Fall | Winter, Spring, Summer, Fall | Winter, Spring, Summer, Fall
BART NOX Annual-Jim Bridger 3 -v5.14 | 140 | 7167 | Rate Constraint in lbs/MMBtu | FALSE | L | Annual | Standard NOX | lb/MMBtu | 0.07 | 0.07 | 0.07 | 0.07 | 0.07 | 0.07 | 0.07
BART NOX Annual-Jim Bridger 3 -v5.14 | 140 | 7167 | Rate Constraint in lbs/MMBtu | FALSE | L | Annual | Emissions at Affected Plants NOX | Thousand Tons | 0.66149 | 0.96129 | 0.96129 | 0 | 0 | 0 | 0
BART NOX Annual-Jim Bridger 3 -v5.14 | 140 | 7167 | Rate Constraint in lbs/MMBtu | FALSE | L | Annual | Allowances Purchased NOX | Thousand Tons | 0 | 0 | 0 | 0 | 0 | 0 | 0
BART NOX Annual-Jim Bridger 3 -v5.14 | 140 | 7167 | Rate Constraint in lbs/MMBtu | FALSE | L | Annual | Allowances Sold NOX | Thousand Tons | 0 | 0 | 0 | 0 | 0 | 0 | 0
BART NOX Annual-Jim Bridger 3 -v5.14 | 140 | 7167 | Rate Constraint in lbs/MMBtu | FALSE | L | Annual | Allowances Banked | Thousand Tons | 0 | 0 | 0 | 0 | 0 | 0 | 0
BART NOX Annual-Jim Bridger 3 -v5.14 | 140 | 7167 | Rate Constraint in lbs/MMBtu | FALSE | L | Annual | Allowances Withdrawn (1:1) | Thousand Tons | 0 | 0 | 0 | 0 | 0 | 0 | 0
BART NOX Annual-Jim Bridger 3 -v5.14 | 140 | 7167 | Rate Constraint in lbs/MMBtu | FALSE | L | Annual | Allowances Withdrawn (n:1) | Thousand Tons | 0 | 0 | 0 | 0 | 0 | 0 | 0
BART NOX Annual-Jim Bridger 3 -v5.14 | 140 | 7167 | Rate Constraint in lbs/MMBtu | FALSE | L | Annual | Net Emissions Allowance Position | Thousand Tons | 0.66149 | 0.96129 | 0.96129 | 0 | 0 | 0 | 0
BART NOX Annual-Jim Bridger 3 -v5.14 | 140 | 7167 | Rate Constraint in lbs/MMBtu | FALSE | L | Annual | Fuel Consumed | TBtu | 25.5798 | 37.1728 | 37.1728 | 0 | 0 | 0 | 0
BART NOX Annual-Jim Bridger 3 -v5.14 | 140 | 7167 | Rate Constraint in lbs/MMBtu | FALSE | L | Annual | Rate | lb/MMBtu | 0.05172 | 0.05172 | 0.05172 | 0 | 0 | 0 | 0
BART NOX Annual-Jim Bridger 3 -v5.14 | 140 | 7167 | Rate Constraint in lbs/MMBtu | FALSE | L | Annual | Generation | TWh | 2.4499 | 3.5603 | 2.374 | 0 | 0 | 0 | 0
BART NOX Annual-Jim Bridger 3 -v5.14 | 140 | 7167 | Rate Constraint in lbs/MMBtu | FALSE | L | Annual | Qualifying Generation | TWh | 2.4499 | 3.5603 | 2.374 | 0 | 0 | 0 | 0
BART NOX Annual-Jim Bridger 3 -v5.14 | 140 | 7167 | Rate Constraint in lbs/MMBtu | FALSE | L | Annual | Rate | lb/MWh | 0.54001 | 0.54001 | 0.80985 | 0 | 0 | 0 | 0
BART NOX Annual-Jim Bridger 3 -v5.14 | 140 | 7167 | Rate Constraint in lbs/MMBtu | FALSE | L | Annual | Constraint Shadow Price | US2022$/Ton | 0 | 0 | 0 | 0 | 0 | 0 | 0
BART NOX Annual-Jim Bridger 4 -v5.14 | 141 | 7168 | Rate Constraint in lbs/MMBtu | FALSE | L | Annual | Seasons Included | Seasons | Winter, Spring, Summer, Fall | Winter, Spring, Summer, Fall | Winter, Spring, Summer, Fall | Winter, Spring, Summer, Fall | Winter, Spring, Summer, Fall | Winter, Spring, Summer, Fall | Winter, Spring, Summer, Fall
BART NOX Annual-Jim Bridger 4 -v5.14 | 141 | 7168 | Rate Constraint in lbs/MMBtu | FALSE | L | Annual | Standard NOX | lb/MMBtu | 0.07 | 0.07 | 0.07 | 0.07 | 0.07 | 0.07 | 0.07
BART NOX Annual-Jim Bridger 4 -v5.14 | 141 | 7168 | Rate Constraint in lbs/MMBtu | FALSE | L | Annual | Emissions at Affected Plants NOX | Thousand Tons | 0.33633 | 0.98318 | 1.0217 | 0.019423 | 0.019423 | 0.019423 | 0.019423
BART NOX Annual-Jim Bridger 4 -v5.14 | 141 | 7168 | Rate Constraint in lbs/MMBtu | FALSE | L | Annual | Allowances Purchased NOX | Thousand Tons | 0 | 0 | 0 | 0 | 0 | 0 | 0
BART NOX Annual-Jim Bridger 4 -v5.14 | 141 | 7168 | Rate Constraint in lbs/MMBtu | FALSE | L | Annual | Allowances Sold NOX | Thousand Tons | 0 | 0 | 0 | 0 | 0 | 0 | 0
BART NOX Annual-Jim Bridger 4 -v5.14 | 141 | 7168 | Rate Constraint in lbs/MMBtu | FALSE | L | Annual | Allowances Banked | Thousand Tons | 0 | 0 | 0 | 0 | 0 | 0 | 0
BART NOX Annual-Jim Bridger 4 -v5.14 | 141 | 7168 | Rate Constraint in lbs/MMBtu | FALSE | L | Annual | Allowances Withdrawn (1:1) | Thousand Tons | 0 | 0 | 0 | 0 | 0 | 0 | 0
BART NOX Annual-Jim Bridger 4 -v5.14 | 141 | 7168 | Rate Constraint in lbs/MMBtu | FALSE | L | Annual | Allowances Withdrawn (n:1) | Thousand Tons | 0 | 0 | 0 | 0 | 0 | 0 | 0
BART NOX Annual-Jim Bridger 4 -v5.14 | 141 | 7168 | Rate Constraint in lbs/MMBtu | FALSE | L | Annual | Net Emissions Allowance Position | Thousand Tons | 0.33633 | 0.98318 | 1.0217 | 0.019423 | 0.019423 | 0.019423 | 0.019423
BART NOX Annual-Jim Bridger 4 -v5.14 | 141 | 7168 | Rate Constraint in lbs/MMBtu | FALSE | L | Annual | Fuel Consumed | TBtu | 12.3355 | 36.06 | 37.4719 | 0.71239 | 0.71239 | 0.71239 | 0.71239
BART NOX Annual-Jim Bridger 4 -v5.14 | 141 | 7168 | Rate Constraint in lbs/MMBtu | FALSE | L | Annual | Rate | lb/MMBtu | 0.05453 | 0.05453 | 0.05453 | 0.05453 | 0.05453 | 0.05453 | 0.05453
BART NOX Annual-Jim Bridger 4 -v5.14 | 141 | 7168 | Rate Constraint in lbs/MMBtu | FALSE | L | Annual | Generation | TWh | 1.1787 | 3.4458 | 2.3849 | 0.04534 | 0.04534 | 0.04534 | 0.04534
BART NOX Annual-Jim Bridger 4 -v5.14 | 141 | 7168 | Rate Constraint in lbs/MMBtu | FALSE | L | Annual | Qualifying Generation | TWh | 1.1787 | 3.4458 | 2.3849 | 0.04534 | 0.04534 | 0.04534 | 0.04534
BART NOX Annual-Jim Bridger 4 -v5.14 | 141 | 7168 | Rate Constraint in lbs/MMBtu | FALSE | L | Annual | Rate | lb/MWh | 0.57066 | 0.57066 | 0.85679 | 0.85679 | 0.85679 | 0.85679 | 0.85679
BART NOX Annual-Jim Bridger 4 -v5.14 | 141 | 7168 | Rate Constraint in lbs/MMBtu | FALSE | L | Annual | Constraint Shadow Price | US2022$/Ton | 0 | 0 | 0 | 0 | 0 | 0 | 0
BART NOX Annual-La Cygne 1 & 2 -v5.13 | 142 | 7147 | Rate Constraint in lbs/MMBtu | FALSE | L | Annual | Seasons Included | Seasons | Winter, Spring, Summer, Fall | Winter, Spring, Summer, Fall | Winter, Spring, Summer, Fall | Winter, Spring, Summer, Fall | Winter, Spring, Summer, Fall | Winter, Spring, Summer, Fall | Winter, Spring, Summer, Fall
BART NOX Annual-La Cygne 1 & 2 -v5.13 | 142 | 7147 | Rate Constraint in lbs/MMBtu | FALSE | L | Annual | Standard NOX | lb/MMBtu | 0.13 | 0.13 | 0.13 | 0.13 | 0.13 | 0.13 | 0.13
BART NOX Annual-La Cygne 1 & 2 -v5.13 | 142 | 7147 | Rate Constraint in lbs/MMBtu | FALSE | L | Annual | Emissions at Affected Plants NOX | Thousand Tons | 1.8571 | 2.0959 | 0 | 0 | 0 | 0 | 0
BART NOX Annual-La Cygne 1 & 2 -v5.13 | 142 | 7147 | Rate Constraint in lbs/MMBtu | FALSE | L | Annual | Allowances Purchased NOX | Thousand Tons | 0 | 0 | 0 | 0 | 0 | 0 | 0
BART NOX Annual-La Cygne 1 & 2 -v5.13 | 142 | 7147 | Rate Constraint in lbs/MMBtu | FALSE | L | Annual | Allowances Sold NOX | Thousand Tons | 0 | 0 | 0 | 0 | 0 | 0 | 0
BART NOX Annual-La Cygne 1 & 2 -v5.13 | 142 | 7147 | Rate Constraint in lbs/MMBtu | FALSE | L | Annual | Allowances Banked | Thousand Tons | 0 | 0 | 0 | 0 | 0 | 0 | 0
BART NOX Annual-La Cygne 1 & 2 -v5.13 | 142 | 7147 | Rate Constraint in lbs/MMBtu | FALSE | L | Annual | Allowances Withdrawn (1:1) | Thousand Tons | 0 | 0 | 0 | 0 | 0 | 0 | 0
BART NOX Annual-La Cygne 1 & 2 -v5.13 | 142 | 7147 | Rate Constraint in lbs/MMBtu | FALSE | L | Annual | Allowances Withdrawn (n:1) | Thousand Tons | 0 | 0 | 0 | 0 | 0 | 0 | 0
BART NOX Annual-La Cygne 1 & 2 -v5.13 | 142 | 7147 | Rate Constraint in lbs/MMBtu | FALSE | L | Annual | Net Emissions Allowance Position | Thousand Tons | 1.8571 | 2.0959 | 0 | 0 | 0 | 0 | 0
BART NOX Annual-La Cygne 1 & 2 -v5.13 | 142 | 7147 | Rate Constraint in lbs/MMBtu | FALSE | L | Annual | Fuel Consumed | TBtu | 38.6657 | 43.6369 | 0 | 0 | 0 | 0 | 0
BART NOX Annual-La Cygne 1 & 2 -v5.13 | 142 | 7147 | Rate Constraint in lbs/MMBtu | FALSE | L | Annual | Rate | lb/MMBtu | 0.09606 | 0.09606 | 0 | 0 | 0 | 0 | 0
BART NOX Annual-La Cygne 1 & 2 -v5.13 | 142 | 7147 | Rate Constraint in lbs/MMBtu | FALSE | L | Annual | Generation | TWh | 3.5327 | 3.9869 | 0 | 0 | 0 | 0 | 0
BART NOX Annual-La Cygne 1 & 2 -v5.13 | 142 | 7147 | Rate Constraint in lbs/MMBtu | FALSE | L | Annual | Qualifying Generation | TWh | 3.5327 | 3.9869 | 0 | 0 | 0 | 0 | 0
BART NOX Annual-La Cygne 1 & 2 -v5.13 | 142 | 7147 | Rate Constraint in lbs/MMBtu | FALSE | L | Annual | Rate | lb/MWh | 1.0514 | 1.0514 | 0 | 0 | 0 | 0 | 0
BART NOX Annual-La Cygne 1 & 2 -v5.13 | 142 | 7147 | Rate Constraint in lbs/MMBtu | FALSE | L | Annual | Constraint Shadow Price | US2022$/Ton | 0 | 0 | 0 | 0 | 0 | 0 | 0
BART NOX Annual-Laramie 1 -v5.14 | 143 | 7169 | Rate Constraint in lbs/MMBtu | FALSE | L | Annual | Seasons Included | Seasons | Winter, Spring, Summer, Fall | Winter, Spring, Summer, Fall | Winter, Spring, Summer, Fall | Winter, Spring, Summer, Fall | Winter, Spring, Summer, Fall | Winter, Spring, Summer, Fall | Winter, Spring, Summer, Fall
BART NOX Annual-Laramie 1 -v5.14 | 143 | 7169 | Rate Constraint in lbs/MMBtu | FALSE | L | Annual | Standard NOX | lb/MMBtu | 0.06 | 0.06 | 0.06 | 0.06 | 0.06 | 0.06 | 0.06
BART NOX Annual-Laramie 1 -v5.14 | 143 | 7169 | Rate Constraint in lbs/MMBtu | FALSE | L | Annual | Emissions at Affected Plants NOX | Thousand Tons | 1.1684 | 1.1684 | 1.1684 | 1.1684 | 0 | 0 | 0
BART NOX Annual-Laramie 1 -v5.14 | 143 | 7169 | Rate Constraint in lbs/MMBtu | FALSE | L | Annual | Allowances Purchased NOX | Thousand Tons | 0 | 0 | 0 | 0 | 0 | 0 | 0
BART NOX Annual-Laramie 1 -v5.14 | 143 | 7169 | Rate Constraint in lbs/MMBtu | FALSE | L | Annual | Allowances Sold NOX | Thousand Tons | 0 | 0 | 0 | 0 | 0 | 0 | 0
BART NOX Annual-Laramie 1 -v5.14 | 143 | 7169 | Rate Constraint in lbs/MMBtu | FALSE | L | Annual | Allowances Banked | Thousand Tons | 0 | 0 | 0 | 0 | 0 | 0 | 0
BART NOX Annual-Laramie 1 -v5.14 | 143 | 7169 | Rate Constraint in lbs/MMBtu | FALSE | L | Annual | Allowances Withdrawn (1:1) | Thousand Tons | 0 | 0 | 0 | 0 | 0 | 0 | 0
BART NOX Annual-Laramie 1 -v5.14 | 143 | 7169 | Rate Constraint in lbs/MMBtu | FALSE | L | Annual | Allowances Withdrawn (n:1) | Thousand Tons | 0 | 0 | 0 | 0 | 0 | 0 | 0
BART NOX Annual-Laramie 1 -v5.14 | 143 | 7169 | Rate Constraint in lbs/MMBtu | FALSE | L | Annual | Net Emissions Allowance Position | Thousand Tons | 1.1684 | 1.1684 | 1.1684 | 1.1684 | 0 | 0 | 0
BART NOX Annual-Laramie 1 -v5.14 | 143 | 7169 | Rate Constraint in lbs/MMBtu | FALSE | L | Annual | Fuel Consumed | TBtu | 38.9525 | 38.9525 | 38.9525 | 38.9525 | 0 | 0 | 0
BART NOX Annual-Laramie 1 -v5.14 | 143 | 7169 | Rate Constraint in lbs/MMBtu | FALSE | L | Annual | Rate | lb/MMBtu | 0.05999 | 0.05999 | 0.05999 | 0.05999 | 0 | 0 | 0
BART NOX Annual-Laramie 1 -v5.14 | 143 | 7169 | Rate Constraint in lbs/MMBtu | FALSE | L | Annual | Generation | TWh | 3.8121 | 3.8121 | 2.5693 | 2.5693 | 0 | 0 | 0
BART NOX Annual-Laramie 1 -v5.14 | 143 | 7169 | Rate Constraint in lbs/MMBtu | FALSE | L | Annual | Qualifying Generation | TWh | 3.8121 | 3.8121 | 2.5693 | 2.5693 | 0 | 0 | 0
BART NOX Annual-Laramie 1 -v5.14 | 143 | 7169 | Rate Constraint in lbs/MMBtu | FALSE | L | Annual | Rate | lb/MWh | 0.61298 | 0.61298 | 0.90949 | 0.90949 | 0 | 0 | 0
BART NOX Annual-Laramie 1 -v5.14 | 143 | 7169 | Rate Constraint in lbs/MMBtu | FALSE | L | Annual | Constraint Shadow Price | US2022$/Ton | 0 | 0 | 0 | 0 | 0 | 0 | 0
BART NOX Annual-Laramie 2 -v5.14 | 144 | 7170 | Rate Constraint in lbs/MMBtu | FALSE | L | Annual | Seasons Included | Seasons | Winter, Spring, Summer, Fall | Winter, Spring, Summer, Fall | Winter, Spring, Summer, Fall | Winter, Spring, Summer, Fall | Winter, Spring, Summer, Fall | Winter, Spring, Summer, Fall | Winter, Spring, Summer, Fall
BART NOX Annual-Laramie 2 -v5.14 | 144 | 7170 | Rate Constraint in lbs/MMBtu | FALSE | L | Annual | Standard NOX | lb/MMBtu | 0.15 | 0.15 | 0.15 | 0.15 | 0.15 | 0.15 | 0.15
BART NOX Annual-Laramie 2 -v5.14 | 144 | 7170 | Rate Constraint in lbs/MMBtu | FALSE | L | Annual | Emissions at Affected Plants NOX | Thousand Tons | 2.7822 | 2.7822 | 0.98596 | 0.98596 | 0 | 0 | 0
BART NOX Annual-Laramie 2 -v5.14 | 144 | 7170 | Rate Constraint in lbs/MMBtu | FALSE | L | Annual | Allowances Purchased NOX | Thousand Tons | 0 | 0 | 0 | 0 | 0 | 0 | 0
BART NOX Annual-Laramie 2 -v5.14 | 144 | 7170 | Rate Constraint in lbs/MMBtu | FALSE | L | Annual | Allowances Sold NOX | Thousand Tons | 0 | 0 | 0 | 0 | 0 | 0 | 0
BART NOX Annual-Laramie 2 -v5.14 | 144 | 7170 | Rate Constraint in lbs/MMBtu | FALSE | L | Annual | Allowances Banked | Thousand Tons | 0 | 0 | 0 | 0 | 0 | 0 | 0
BART NOX Annual-Laramie 2 -v5.14 | 144 | 7170 | Rate Constraint in lbs/MMBtu | FALSE | L | Annual | Allowances Withdrawn (1:1) | Thousand Tons | 0 | 0 | 0 | 0 | 0 | 0 | 0
BART NOX Annual-Laramie 2 -v5.14 | 144 | 7170 | Rate Constraint in lbs/MMBtu | FALSE | L | Annual | Allowances Withdrawn (n:1) | Thousand Tons | 0 | 0 | 0 | 0 | 0 | 0 | 0
BART NOX Annual-Laramie 2 -v5.14 | 144 | 7170 | Rate Constraint in lbs/MMBtu | FALSE | L | Annual | Net Emissions Allowance Position | Thousand Tons | 2.7822 | 2.7822 | 0.98596 | 0.98596 | 0 | 0 | 0
BART NOX Annual-Laramie 2 -v5.14 | 144 | 7170 | Rate Constraint in lbs/MMBtu | FALSE | L | Annual | Fuel Consumed | TBtu | 39.4385 | 39.4385 | 39.4385 | 39.4385 | 0 | 0 | 0
BART NOX Annual-Laramie 2 -v5.14 | 144 | 7170 | Rate Constraint in lbs/MMBtu | FALSE | L | Annual | Rate | lb/MMBtu | 0.14109 | 0.14109 | 0.05 | 0.05 | 0 | 0 | 0
BART NOX Annual-Laramie 2 -v5.14 | 144 | 7170 | Rate Constraint in lbs/MMBtu | FALSE | L | Annual | Generation | TWh | 3.8802 | 3.8802 | 2.6063 | 2.6063 | 0 | 0 | 0
BART NOX Annual-Laramie 2 -v5.14 | 144 | 7170 | Rate Constraint in lbs/MMBtu | FALSE | L | Annual | Qualifying Generation | TWh | 3.8802 | 3.8802 | 2.6063 | 2.6063 | 0 | 0 | 0
BART NOX Annual-Laramie 2 -v5.14 | 144 | 7170 | Rate Constraint in lbs/MMBtu | FALSE | L | Annual | Rate | lb/MWh | 1.434 | 1.434 | 0.75659 | 0.75659 | 0 | 0 | 0
BART NOX Annual-Laramie 2 -v5.14 | 144 | 7170 | Rate Constraint in lbs/MMBtu | FALSE | L | Annual | Constraint Shadow Price | US2022$/Ton | 0 | 0 | 0 | 0 | 0 | 0 | 0
BART NOX Annual-Laramie 3 -v5.14 | 145 | 7195 | Rate Constraint in lbs/MMBtu | FALSE | L | Annual | Seasons Included | Seasons | Winter, Spring, Summer, Fall | Winter, Spring, Summer, Fall | Winter, Spring, Summer, Fall | Winter, Spring, Summer, Fall | Winter, Spring, Summer, Fall | Winter, Spring, Summer, Fall | Winter, Spring, Summer, Fall
BART NOX Annual-Laramie 3 -v5.14 | 145 | 7195 | Rate Constraint in lbs/MMBtu | FALSE | L | Annual | Standard NOX | lb/MMBtu | 0.15 | 0.15 | 0.15 | 0.15 | 0.15 | 0.15 | 0.15
BART NOX Annual-Laramie 3 -v5.14 | 145 | 7195 | Rate Constraint in lbs/MMBtu | FALSE | L | Annual | Emissions at Affected Plants NOX | Thousand Tons | 2.8163 | 2.8163 | 0.98334 | 0.98334 | 0.52448 | 0.62437 | 0.62437
BART NOX Annual-Laramie 3 -v5.14 | 145 | 7195 | Rate Constraint in lbs/MMBtu | FALSE | L | Annual | Allowances Purchased NOX | Thousand Tons | 0 | 0 | 0 | 0 | 0 | 0 | 0
BART NOX Annual-Laramie 3 -v5.14 | 145 | 7195 | Rate Constraint in lbs/MMBtu | FALSE | L | Annual | Allowances Sold NOX | Thousand Tons | 0 | 0 | 0 | 0 | 0 | 0 | 0
BART NOX Annual-Laramie 3 -v5.14 | 145 | 7195 | Rate Constraint in lbs/MMBtu | FALSE | L | Annual | Allowances Banked | Thousand Tons | 0 | 0 | 0 | 0 | 0 | 0 | 0
BART NOX Annual-Laramie 3 -v5.14 | 145 | 7195 | Rate Constraint in lbs/MMBtu | FALSE | L | Annual | Allowances Withdrawn (1:1) | Thousand Tons | 0 | 0 | 0 | 0 | 0 | 0 | 0
BART NOX Annual-Laramie 3 -v5.14 | 145 | 7195 | Rate Constraint in lbs/MMBtu | FALSE | L | Annual | Allowances Withdrawn (n:1) | Thousand Tons | 0 | 0 | 0 | 0 | 0 | 0 | 0
BART NOX Annual-Laramie 3 -v5.14 | 145 | 7195 | Rate Constraint in lbs/MMBtu | FALSE | L | Annual | Net Emissions Allowance Position | Thousand Tons | 2.8163 | 2.8163 | 0.98334 | 0.98334 | 0.52448 | 0.62437 | 0.62437
BART NOX Annual-Laramie 3 -v5.14 | 145 | 7195 | Rate Constraint in lbs/MMBtu | FALSE | L | Annual | Fuel Consumed | TBtu | 39.3337 | 39.3337 | 39.3337 | 39.3337 | 20.979 | 24.9748 | 24.9748
BART NOX Annual-Laramie 3 -v5.14 | 145 | 7195 | Rate Constraint in lbs/MMBtu | FALSE | L | Annual | Rate | lb/MMBtu | 0.1432 | 0.1432 | 0.05 | 0.05 | 0.05 | 0.05 | 0.05
BART NOX Annual-Laramie 3 -v5.14 | 145 | 7195 | Rate Constraint in lbs/MMBtu | FALSE | L | Annual | Generation | TWh | 3.8802 | 3.8802 | 2.6099 | 2.6099 | 1.392 | 1.6572 | 1.6572
BART NOX Annual-Laramie 3 -v5.14 | 145 | 7195 | Rate Constraint in lbs/MMBtu | FALSE | L | Annual | Qualifying Generation | TWh | 3.8802 | 3.8802 | 2.6099 | 2.6099 | 1.392 | 1.6572 | 1.6572
BART NOX Annual-Laramie 3 -v5.14 | 145 | 7195 | Rate Constraint in lbs/MMBtu | FALSE | L | Annual | Rate | lb/MWh | 1.4516 | 1.4516 | 0.75354 | 0.75354 | 0.75354 | 0.75354 | 0.75354
BART NOX Annual-Laramie 3 -v5.14 | 145 | 7195 | Rate Constraint in lbs/MMBtu | FALSE | L | Annual | Constraint Shadow Price | US2022$/Ton | 0 | 0 | 0 | 0 | 0 | 0 | 0
BART NOX Annual-Leland Olds 1 -v5.13 | 146 | 7148 | Rate Constraint in lbs/MMBtu | FALSE | L | Annual | Seasons Included | Seasons | Winter, Spring, Summer, Fall | Winter, Spring, Summer, Fall | Winter, Spring, Summer, Fall | Winter, Spring, Summer, Fall | Winter, Spring, Summer, Fall | Winter, Spring, Summer, Fall | Winter, Spring, Summer, Fall
BART NOX Annual-Leland Olds 1 -v5.13 | 146 | 7148 | Rate Constraint in lbs/MMBtu | FALSE | L | Annual | Standard NOX | lb/MMBtu | 0.19 | 0.19 | 0.19 | 0.19 | 0.19 | 0.19 | 0.19
BART NOX Annual-Leland Olds 1 -v5.13 | 146 | 7148 | Rate Constraint in lbs/MMBtu | FALSE | L | Annual | Emissions at Affected Plants NOX | Thousand Tons | 0 | 0 | 0 | 0 | 0 | 0 | 0
BART NOX Annual-Leland Olds 1 -v5.13 | 146 | 7148 | Rate Constraint in lbs/MMBtu | FALSE | L | Annual | Allowances Purchased NOX | Thousand Tons | 0 | 0 | 0 | 0 | 0 | 0 | 0
BART NOX Annual-Leland Olds 1 -v5.13 | 146 | 7148 | Rate Constraint in lbs/MMBtu | FALSE | L | Annual | Allowances Sold NOX | Thousand Tons | 0 | 0 | 0 | 0 | 0 | 0 | 0
BART NOX Annual-Leland Olds 1 -v5.13 | 146 | 7148 | Rate Constraint in lbs/MMBtu | FALSE | L | Annual | Allowances Banked | Thousand Tons | 0 | 0 | 0 | 0 | 0 | 0 | 0
BART NOX Annual-Leland Olds 1 -v5.13 | 146 | 7148 | Rate Constraint in lbs/MMBtu | FALSE | L | Annual | Allowances Withdrawn (1:1) | Thousand Tons | 0 | 0 | 0 | 0 | 0 | 0 | 0
BART NOX Annual-Leland Olds 1 -v5.13 | 146 | 7148 | Rate Constraint in lbs/MMBtu | FALSE | L | Annual | Allowances Withdrawn (n:1) | Thousand Tons | 0 | 0 | 0 | 0 | 0 | 0 | 0
BART NOX Annual-Leland Olds 1 -v5.13 | 146 | 7148 | Rate Constraint in lbs/MMBtu | FALSE | L | Annual | Net Emissions Allowance Position | Thousand Tons | 0 | 0 | 0 | 0 | 0 | 0 | 0
BART NOX Annual-Leland Olds 1 -v5.13 | 146 | 7148 | Rate Constraint in lbs/MMBtu | FALSE | L | Annual | Fuel Consumed | TBtu | 0 | 0 | 0 | 0 | 0 | 0 | 0
BART NOX Annual-Leland Olds 1 -v5.13 | 146 | 7148 | Rate Constraint in lbs/MMBtu | FALSE | L | Annual | Rate | lb/MMBtu | 0 | 0 | 0 | 0 | 0 | 0 | 0
BART NOX Annual-Leland Olds 1 -v5.13 | 146 | 7148 | Rate Constraint in lbs/MMBtu | FALSE | L | Annual | Generation | TWh | 0 | 0 | 0 | 0 | 0 | 0 | 0
BART NOX Annual-Leland Olds 1 -v5.13 | 146 | 7148 | Rate Constraint in lbs/MMBtu | FALSE | L | Annual | Qualifying Generation | TWh | 0 | 0 | 0 | 0 | 0 | 0 | 0
BART NOX Annual-Leland Olds 1 -v5.13 | 146 | 7148 | Rate Constraint in lbs/MMBtu | FALSE | L | Annual | Rate | lb/MWh | 0 | 0 | 0 | 0 | 0 | 0 | 0
BART NOX Annual-Leland Olds 1 -v5.13 | 146 | 7148 | Rate Constraint in lbs/MMBtu | FALSE | L | Annual | Constraint Shadow Price | US2022$/Ton | 0 | 0 | 0 | 0 | 0 | 0 | 0
BART NOX Annual-Leland Olds 2 -v5.13 | 147 | 7149 | Rate Constraint in lbs/MMBtu | FALSE | L | Annual | Seasons Included | Seasons | Winter, Spring, Summer, Fall | Winter, Spring, Summer, Fall | Winter, Spring, Summer, Fall | Winter, Spring, Summer, Fall | Winter, Spring, Summer, Fall | Winter, Spring, Summer, Fall | Winter, Spring, Summer, Fall
BART NOX Annual-Leland Olds 2 -v5.13 | 147 | 7149 | Rate Constraint in lbs/MMBtu | FALSE | L | Annual | Standard NOX | lb/MMBtu | 0.35 | 0.35 | 0.35 | 0.35 | 0.35 | 0.35 | 0.35
BART NOX Annual-Leland Olds 2 -v5.13 | 147 | 7149 | Rate Constraint in lbs/MMBtu | FALSE | L | Annual | Emissions at Affected Plants NOX | Thousand Tons | 0 | 0 | 0 | 0 | 0 | 0 | 0
BART NOX Annual-Leland Olds 2 -v5.13 | 147 | 7149 | Rate Constraint in lbs/MMBtu | FALSE | L | Annual | Allowances Purchased NOX | Thousand Tons | 0 | 0 | 0 | 0 | 0 | 0 | 0
BART NOX Annual-Leland Olds 2 -v5.13 | 147 | 7149 | Rate Constraint in lbs/MMBtu | FALSE | L | Annual | Allowances Sold NOX | Thousand Tons | 0 | 0 | 0 | 0 | 0 | 0 | 0
BART NOX Annual-Leland Olds 2 -v5.13 | 147 | 7149 | Rate Constraint in lbs/MMBtu | FALSE | L | Annual | Allowances Banked | Thousand Tons | 0 | 0 | 0 | 0 | 0 | 0 | 0
BART NOX Annual-Leland Olds 2 -v5.13 | 147 | 7149 | Rate Constraint in lbs/MMBtu | FALSE | L | Annual | Allowances Withdrawn (1:1) | Thousand Tons | 0 | 0 | 0 | 0 | 0 | 0 | 0
BART NOX Annual-Leland Olds 2 -v5.13 | 147 | 7149 | Rate Constraint in lbs/MMBtu | FALSE | L | Annual | Allowances Withdrawn (n:1) | Thousand Tons | 0 | 0 | 0 | 0 | 0 | 0 | 0
BART NOX Annual-Leland Olds 2 -v5.13 | 147 | 7149 | Rate Constraint in lbs/MMBtu | FALSE | L | Annual | Net Emissions Allowance Position | Thousand Tons | 0 | 0 | 0 | 0 | 0 | 0 | 0
BART NOX Annual-Leland Olds 2 -v5.13 | 147 | 7149 | Rate Constraint in lbs/MMBtu | FALSE | L | Annual | Fuel Consumed | TBtu | 0 | 0 | 0 | 0 | 0 | 0 | 0
BART NOX Annual-Leland Olds 2 -v5.13 | 147 | 7149 | Rate Constraint in lbs/MMBtu | FALSE | L | Annual | Rate | lb/MMBtu | 0 | 0 | 0 | 0 | 0 | 0 | 0
BART NOX Annual-Leland Olds 2 -v5.13 | 147 | 7149 | Rate Constraint in lbs/MMBtu | FALSE | L | Annual | Generation | TWh | 0 | 0 | 0 | 0 | 0 | 0 | 0
BART NOX Annual-Leland Olds 2 -v5.13 | 147 | 7149 | Rate Constraint in lbs/MMBtu | FALSE | L | Annual | Qualifying Generation | TWh | 0 | 0 | 0 | 0 | 0 | 0 | 0
BART NOX Annual-Leland Olds 2 -v5.13 | 147 | 7149 | Rate Constraint in lbs/MMBtu | FALSE | L | Annual | Rate | lb/MWh | 0 | 0 | 0 | 0 | 0 | 0 | 0
BART NOX Annual-Leland Olds 2 -v5.13 | 147 | 7149 | Rate Constraint in lbs/MMBtu | FALSE | L | Annual | Constraint Shadow Price | US2022$/Ton | 0 | 0 | 0 | 0 | 0 | 0 | 0
BART NOX Annual-Milton R Young B1 -v5.13 | 148 | 7151 | Rate Constraint in lbs/MMBtu | FALSE | L | Annual | Seasons Included | Seasons | Winter, Spring, Summer, Fall | Winter, Spring, Summer, Fall | Winter, Spring, Summer, Fall | Winter, Spring, Summer, Fall | Winter, Spring, Summer, Fall | Winter, Spring, Summer, Fall | Winter, Spring, Summer, Fall
BART NOX Annual-Milton R Young B1 -v5.13 | 148 | 7151 | Rate Constraint in lbs/MMBtu | FALSE | L | Annual | Standard NOX | lb/MMBtu | 0.36 | 0.36 | 0.36 | 0.36 | 0.36 | 0.36 | 0.36
BART NOX Annual-Milton R Young B1 -v5.13 | 148 | 7151 | Rate Constraint in lbs/MMBtu | FALSE | L | Annual | Emissions at Affected Plants NOX | Thousand Tons | 2.4026 | 2.4797 | 0.39521 | 0.39521 | 0 | 0 | 0
BART NOX Annual-Milton R Young B1 -v5.13 | 148 | 7151 | Rate Constraint in lbs/MMBtu | FALSE | L | Annual | Allowances Purchased NOX | Thousand Tons | 0 | 0 | 0 | 0 | 0 | 0 | 0
BART NOX Annual-Milton R Young B1 -v5.13 | 148 | 7151 | Rate Constraint in lbs/MMBtu | FALSE | L | Annual | Allowances Sold NOX | Thousand Tons | 0 | 0 | 0 | 0 | 0 | 0 | 0
BART NOX Annual-Milton R Young B1 -v5.13 | 148 | 7151 | Rate Constraint in lbs/MMBtu | FALSE | L | Annual | Allowances Banked | Thousand Tons | 0 | 0 | 0 | 0 | 0 | 0 | 0
BART NOX Annual-Milton R Young B1 -v5.13 | 148 | 7151 | Rate Constraint in lbs/MMBtu | FALSE | L | Annual | Allowances Withdrawn (1:1) | Thousand Tons | 0 | 0 | 0 | 0 | 0 | 0 | 0
BART NOX Annual-Milton R Young B1 -v5.13 | 148 | 7151 | Rate Constraint in lbs/MMBtu | FALSE | L | Annual | Allowances Withdrawn (n:1) | Thousand Tons | 0 | 0 | 0 | 0 | 0 | 0 | 0
BART NOX Annual-Milton R Young B1 -v5.13 | 148 | 7151 | Rate Constraint in lbs/MMBtu | FALSE | L | Annual | Net Emissions Allowance Position | Thousand Tons | 2.4026 | 2.4797 | 0.39521 | 0.39521 | 0 | 0 | 0
BART NOX Annual-Milton R Young B1 -v5.13 | 148 | 7151 | Rate Constraint in lbs/MMBtu | FALSE | L | Annual | Fuel Consumed | TBtu | 17.9812 | 18.5585 | 15.8084 | 15.8084 | 0 | 0 | 0
BART NOX Annual-Milton R Young B1 -v5.13 | 148 | 7151 | Rate Constraint in lbs/MMBtu | FALSE | L | Annual | Rate | lb/MMBtu | 0.26723 | 0.26723 | 0.05 | 0.05 | 0 | 0 | 0
BART NOX Annual-Milton R Young B1 -v5.13 | 148 | 7151 | Rate Constraint in lbs/MMBtu | FALSE | L | Annual | Generation | TWh | 1.546 | 1.5956 | 0.84961 | 0.84961 | 0 | 0 | 0
BART NOX Annual-Milton R Young B1 -v5.13 | 148 | 7151 | Rate Constraint in lbs/MMBtu | FALSE | L | Annual | Qualifying Generation | TWh | 1.546 | 1.5956 | 0.84961 | 0.84961 | 0 | 0 | 0
BART NOX Annual-Milton R Young B1 -v5.13 | 148 | 7151 | Rate Constraint in lbs/MMBtu | FALSE | L | Annual | Rate | lb/MWh | 3.1082 | 3.1082 | 0.93033 | 0.93033 | 0 | 0 | 0
BART NOX Annual-Milton R Young B1 -v5.13 | 148 | 7151 | Rate Constraint in lbs/MMBtu | FALSE | L | Annual | Constraint Shadow Price | US2022$/Ton | 0 | 0 | 0 | 0 | 0 | 0 | 0
BART NOX Annual-Milton R Young B2 -v5.13 | 149 | 7152 | Rate Constraint in lbs/MMBtu | FALSE | L | Annual | Seasons Included | Seasons | Winter, Spring, Summer, Fall | Winter, Spring, Summer, Fall | Winter, Spring, Summer, Fall | Winter, Spring, Summer, Fall | Winter, Spring, Summer, Fall | Winter, Spring, Summer, Fall | Winter, Spring, Summer, Fall
BART NOX Annual-Milton R Young B2 -v5.13 | 149 | 7152 | Rate Constraint in lbs/MMBtu | FALSE | L | Annual | Standard NOX | lb/MMBtu | 0.35 | 0.35 | 0.35 | 0.35 | 0.35 | 0.35 | 0.35
BART NOX Annual-Milton R Young B2 -v5.13 | 149 | 7152 | Rate Constraint in lbs/MMBtu | FALSE | L | Annual | Emissions at Affected Plants NOX | Thousand Tons | 4.5535 | 3.8514 | 0.90914 | 0.90914 | 0 | 0 | 0
BART NOX Annual-Milton R Young B2 -v5.13 | 149 | 7152 | Rate Constraint in lbs/MMBtu | FALSE | L | Annual | Allowances Purchased NOX | Thousand Tons | 0 | 0 | 0 | 0 | 0 | 0 | 0
BART NOX Annual-Milton R Young B2 -v5.13 | 149 | 7152 | Rate Constraint in lbs/MMBtu | FALSE | L | Annual | Allowances Sold NOX | Thousand Tons | 0 | 0 | 0 | 0 | 0 | 0 | 0
BART NOX Annual-Milton R Young B2 -v5.13 | 149 | 7152 | Rate Constraint in lbs/MMBtu | FALSE | L | Annual | Allowances Banked | Thousand Tons | 0 | 0 | 0 | 0 | 0 | 0 | 0
BART NOX Annual-Milton R Young B2 -v5.13 | 149 | 7152 | Rate Constraint in lbs/MMBtu | FALSE | L | Annual | Allowances Withdrawn (1:1) | Thousand Tons | 0 | 0 | 0 | 0 | 0 | 0 | 0
BART NOX Annual-Milton R Young B2 -v5.13 | 149 | 7152 | Rate Constraint in lbs/MMBtu | FALSE | L | Annual | Allowances Withdrawn (n:1) | Thousand Tons | 0 | 0 | 0 | 0 | 0 | 0 | 0
BART NOX Annual-Milton R Young B2 -v5.13 | 149 | 7152 | Rate Constraint in lbs/MMBtu | FALSE | L | Annual | Net Emissions Allowance Position | Thousand Tons | 4.5535 | 3.8514 | 0.90914 | 0.90914 | 0 | 0 | 0
BART NOX Annual-Milton R Young B2 -v5.13 | 149 | 7152 | Rate Constraint in lbs/MMBtu | FALSE | L | Annual | Fuel Consumed | TBtu | 32.1203 | 34.8471 | 36.3656 | 36.3656 | 0 | 0 | 0
BART NOX Annual-Milton R Young B2 -v5.13 | 149 | 7152 | Rate Constraint in lbs/MMBtu | FALSE | L | Annual | Rate | lb/MMBtu | 0.28353 | 0.22104 | 0.05 | 0.05 | 0 | 0 | 0
BART NOX Annual-Milton R Young B2 -v5.13 | 149 | 7152 | Rate Constraint in lbs/MMBtu | FALSE | L | Annual | Generation | TWh | 2.8198 | 2.7584 | 2.0196 | 2.0196 | 0 | 0 | 0
BART NOX Annual-Milton R Young B2 -v5.13 | 149 | 7152 | Rate Constraint in lbs/MMBtu | FALSE | L | Annual | Qualifying Generation | TWh | 2.8198 | 2.7584 | 2.0196 | 2.0196 | 0 | 0 | 0
BART NOX Annual-Milton R Young B2 -v5.13 | 149 | 7152 | Rate Constraint in lbs/MMBtu | FALSE | L | Annual | Rate | lb/MWh | 3.2297 | 2.7924 | 0.9003 | 0.9003 | 0 | 0 | 0
BART NOX Annual-Milton R Young B2 -v5.13 | 149 | 7152 | Rate Constraint in lbs/MMBtu | FALSE | L | Annual | Constraint Shadow Price | US2022$/Ton | 0 | 0 | 0 | 0 | 0 | 0 | 0
BART NOX Annual-Muskogee 4 -v6.17 | 150 | 7153 | Rate Constraint in lbs/MMBtu | FALSE | L | Annual | Seasons Included | Seasons | Winter, Spring, Summer, Fall | Winter, Spring, Summer, Fall | Winter, Spring, Summer, Fall | Winter, Spring, Summer, Fall | Winter, Spring, Summer, Fall | Winter, Spring, Summer, Fall | Winter, Spring, Summer, Fall
BART NOX Annual-Muskogee 4 -v6.17 | 150 | 7153 | Rate Constraint in lbs/MMBtu | FALSE | L | Annual | Standard NOX | lb/MMBtu | 0.15 | 0.15 | 0.15 | 0.15 | 0.15 | 0.15 | 0.15
BART NOX Annual-Muskogee 4 -v6.17 | 150 | 7153 | Rate Constraint in lbs/MMBtu | FALSE | L | Annual | Emissions at Affected Plants NOX | Thousand Tons | 0.05096 | 0.05096 | 0.05096 | 0.05096 | 0.05096 | 0.05096 | 0.05096
BART NOX Annual-Muskogee 4 -v6.17 | 150 | 7153 | Rate Constraint in lbs/MMBtu | FALSE | L | Annual | Allowances Purchased NOX | Thousand Tons | 0 | 0 | 0 | 0 | 0 | 0 | 0
BART NOX Annual-Muskogee 4 -v6.17 | 150 | 7153 | Rate Constraint in lbs/MMBtu | FALSE | L | Annual | Allowances Sold NOX | Thousand Tons | 0 | 0 | 0 | 0 | 0 | 0 | 0
BART NOX Annual-Muskogee 4 -v6.17 | 150 | 7153 | Rate Constraint in lbs/MMBtu | FALSE | L | Annual | Allowances Banked | Thousand Tons | 0 | 0 | 0 | 0 | 0 | 0 | 0
BART NOX Annual-Muskogee 4 -v6.17 | 150 | 7153 | Rate Constraint in lbs/MMBtu | FALSE | L | Annual | Allowances Withdrawn (1:1) | Thousand Tons | 0 | 0 | 0 | 0 | 0 | 0 | 0
BART NOX Annual-Muskogee 4 -v6.17 | 150 | 7153 | Rate Constraint in lbs/MMBtu | FALSE | L | Annual | Allowances Withdrawn (n:1) | Thousand Tons | 0 | 0 | 0 | 0 | 0 | 0 | 0
BART NOX Annual-Muskogee 4 -v6.17 | 150 | 7153 | Rate Constraint in lbs/MMBtu | FALSE | L | Annual | Net Emissions Allowance Position | Thousand Tons | 0.05096 | 0.05096 | 0.05096 | 0.05096 | 0.05096 | 0.05096 | 0.05096
BART NOX Annual-Muskogee 4 -v6.17 | 150 | 7153 | Rate Constraint in lbs/MMBtu | FALSE | L | Annual | Fuel Consumed | TBtu | 0.95574 | 0.95574 | 0.95574 | 0.95574 | 0.95574 | 0.95574 | 0.95574
BART NOX Annual-Muskogee 4 -v6.17 | 150 | 7153 | Rate Constraint in lbs/MMBtu | FALSE | L | Annual | Rate | lb/MMBtu | 0.10664 | 0.10664 | 0.10664 | 0.10664 | 0.10664 | 0.10664 | 0.10664
BART NOX Annual-Muskogee 4 -v6.17 | 150 | 7153 | Rate Constraint in lbs/MMBtu | FALSE | L | Annual | Generation | TWh | 0.084797 | 0.084797 | 0.084797 | 0.084797 | 0.084797 | 0.084797 | 0.084797
BART NOX Annual-Muskogee 4 -v6.17 | 150 | 7153 | Rate Constraint in lbs/MMBtu | FALSE | L | Annual | Qualifying Generation | TWh | 0.084797 | 0.084797 | 0.084797 | 0.084797 | 0.084797 | 0.084797 | 0.084797
BART NOX Annual-Muskogee 4 -v6.17 | 150 | 7153 | Rate Constraint in lbs/MMBtu | FALSE | L | Annual | Rate | lb/MWh | 1.2019 | 1.2019 | 1.2019 | 1.2019 | 1.2019 | 1.2019 | 1.2019
BART NOX Annual-Muskogee 4 -v6.17 | 150 | 7153 | Rate Constraint in lbs/MMBtu | FALSE | L | Annual | Constraint Shadow Price | US2022$/Ton | 0 | 0 | 0 | 0 | 0 | 0 | 0
BART NOX Annual-Muskogee 5 -v6.17 | 151 | 7154 | Rate Constraint in lbs/MMBtu | FALSE | L | Annual | Seasons Included | Seasons | Winter, Spring, Summer, Fall | Winter, Spring, Summer, Fall | Winter, Spring, Summer, Fall | Winter, Spring, Summer, Fall | Winter, Spring, Summer, Fall | Winter, Spring, Summer, Fall | Winter, Spring, Summer, Fall
BART NOX Annual-Muskogee 5 -v6.17 | 151 | 7154 | Rate Constraint in lbs/MMBtu | FALSE | L | Annual | Standard NOX | lb/MMBtu | 0.15 | 0.15 | 0.15 | 0.15 | 0.15 | 0.15 | 0.15
BART NOX Annual-Muskogee 5 -v6.17 | 151 | 7154 | Rate Constraint in lbs/MMBtu | FALSE | L | Annual | Emissions at Affected Plants NOX | Thousand Tons | 0.047778 | 0.047778 | 0.047778 | 0.047778 | 0.047778 | 0.047778 | 0.047778
BART NOX Annual-Muskogee 5 -v6.17 | 151 | 7154 | Rate Constraint in lbs/MMBtu | FALSE | L | Annual | Allowances Purchased NOX | Thousand Tons | 0 | 0 | 0 | 0 | 0 | 0 | 0
BART NOX Annual-Muskogee 5 -v6.17 | 151 | 7154 | Rate Constraint in lbs/MMBtu | FALSE | L | Annual | Allowances Sold NOX | Thousand Tons | 0 | 0 | 0 | 0 | 0 | 0 | 0
BART NOX Annual-Muskogee 5 -v6.17 | 151 | 7154 | Rate Constraint in lbs/MMBtu | FALSE | L | Annual | Allowances Banked | Thousand Tons | 0 | 0 | 0 | 0 | 0 | 0 | 0
BART NOX Annual-Muskogee 5 -v6.17 | 151 | 7154 | Rate Constraint in lbs/MMBtu | FALSE | L | Annual | Allowances Withdrawn (1:1) | Thousand Tons | 0 | 0 | 0 | 0 | 0 | 0 | 0
BART NOX Annual-Muskogee 5 -v6.17 | 151 | 7154 | Rate Constraint in lbs/MMBtu | FALSE | L | Annual | Allowances Withdrawn (n:1) | Thousand Tons | 0 | 0 | 0 | 0 | 0 | 0 | 0
BART NOX Annual-Muskogee 5 -v6.17 | 151 | 7154 | Rate Constraint in lbs/MMBtu | FALSE | L | Annual | Net Emissions Allowance Position | Thousand Tons | 0.047778 | 0.047778 | 0.047778 | 0.047778 | 0.047778 | 0.047778 | 0.047778
BART NOX Annual-Muskogee 5 -v6.17 | 151 | 7154 | Rate Constraint in lbs/MMBtu | FALSE | L | Annual | Fuel Consumed | TBtu | 0.96279 | 0.96279 | 0.96279 | 0.96279 | 0.96279 | 0.96279 | 0.96279
BART NOX Annual-Muskogee 5 -v6.17 | 151 | 7154 | Rate Constraint in lbs/MMBtu | FALSE | L | Annual | Rate | lb/MMBtu | 0.09925 | 0.09925 | 0.09925 | 0.09925 | 0.09925 | 0.09925 | 0.09925
BART NOX Annual-Muskogee 5 -v6.17 | 151 | 7154 | Rate Constraint in lbs/MMBtu | FALSE | L | Annual | Generation | TWh | 0.085498 | 0.085498 | 0.085498 | 0.085498 | 0.085498 | 0.085498 | 0.085498
BART NOX Annual-Muskogee 5 -v6.17 | 151 | 7154 | Rate Constraint in lbs/MMBtu | FALSE | L | Annual | Qualifying Generation | TWh | 0.085498 | 0.085498 | 0.085498 | 0.085498 | 0.085498 | 0.085498 | 0.085498
BART NOX Annual-Muskogee 5 -v6.17 | 151 | 7154 | Rate Constraint in lbs/MMBtu | FALSE | L | Annual | Rate | lb/MWh | 1.1177 | 1.1177 | 1.1177 | 1.1177 | 1.1177 | 1.1177 | 1.1177
BART NOX Annual-Muskogee 5 -v6.17 | 151 | 7154 | Rate Constraint in lbs/MMBtu | FALSE | L | Annual | Constraint Shadow Price | US2022$/Ton | 0 | 0 | 0 | 0 | 0 | 0 | 0
BART NOX Annual-Naughton 3 -v5.14 | 152 | 7173 | Rate Constraint in lbs/MMBtu | FALSE | L | Annual | Seasons Included | Seasons | Winter, Spring, Summer, Fall | Winter, Spring, Summer, Fall | Winter, Spring, Summer, Fall | Winter, Spring, Summer, Fall | Winter, Spring, Summer, Fall | Winter, Spring, Summer, Fall | Winter, Spring, Summer, Fall
BART NOX Annual-Naughton 3 -v5.14 | 152 | 7173 | Rate Constraint in lbs/MMBtu | FALSE | L | Annual | Standard NOX | lb/MMBtu | 0.12 | 0.12 | 0.12 | 0.12 | 0.12 | 0.12 | 0.12
BART NOX Annual-Naughton 3 -v5.14 | 152 | 7173 | Rate Constraint in lbs/MMBtu | FALSE | L | Annual | Emissions at Affected Plants NOX | Thousand Tons | 0 | 0 | 0 | 0 | 0 | 0 | 0
BART NOX Annual-Naughton 3 -v5.14 | 152 | 7173 | Rate Constraint in lbs/MMBtu | FALSE | L | Annual | Allowances Purchased NOX | Thousand Tons | 0 | 0 | 0 | 0 | 0 | 0 | 0
BART NOX Annual-Naughton 3 -v5.14 | 152 | 7173 | Rate Constraint in lbs/MMBtu | FALSE | L | Annual | Allowances Sold NOX | Thousand Tons | 0 | 0 | 0 | 0 | 0 | 0 | 0
BART NOX Annual-Naughton 3 -v5.14 | 152 | 7173 | Rate Constraint in lbs/MMBtu | FALSE | L | Annual | Allowances Banked | Thousand Tons | 0 | 0 | 0 | 0 | 0 | 0 | 0
BART NOX Annual-Naughton 3 -v5.14 | 152 | 7173 | Rate Constraint in lbs/MMBtu | FALSE | L | Annual | Allowances Withdrawn (1:1) | Thousand Tons | 0 | 0 | 0 | 0 | 0 | 0 | 0
BART NOX Annual-Naughton 3 -v5.14 | 152 | 7173 | Rate Constraint in lbs/MMBtu | FALSE | L | Annual | Allowances Withdrawn (n:1) | Thousand Tons | 0 | 0 | 0 | 0 | 0 | 0 | 0
BART NOX Annual-Naughton 3 -v5.14 | 152 | 7173 | Rate Constraint in lbs/MMBtu | FALSE | L | Annual | Net Emissions Allowance Position | Thousand Tons | 0 | 0 | 0 | 0 | 0 | 0 | 0
BART NOX Annual-Naughton 3 -v5.14 | 152 | 7173 | Rate Constraint in lbs/MMBtu | FALSE | L | Annual | Fuel Consumed | TBtu | 0 | 0 | 0 | 0 | 0 | 0 | 0
BART NOX Annual-Naughton 3 -v5.14 | 152 | 7173 | Rate Constraint in lbs/MMBtu | FALSE | L | Annual | Rate | lb/MMBtu | 0 | 0 | 0 | 0 | 0 | 0 | 0
BART NOX Annual-Naughton 3 -v5.14 | 152 | 7173 | Rate Constraint in lbs/MMBtu | FALSE | L | Annual | Generation | TWh | 0 | 0 | 0 | 0 | 0 | 0 | 0
BART NOX Annual-Naughton 3 -v5.14 | 152 | 7173 | Rate Constraint in lbs/MMBtu | FALSE | L | Annual | Qualifying Generation | TWh | 0 | 0 | 0 | 0 | 0 | 0 | 0
BART NOX Annual-Naughton 3 -v5.14 | 152 | 7173 | Rate Constraint in lbs/MMBtu | FALSE | L | Annual | Rate | lb/MWh | 0 | 0 | 0 | 0 | 0 | 0 | 0
BART NOX Annual-Naughton 3 -v5.14 | 152 | 7173 | Rate Constraint in lbs/MMBtu | FALSE | L | Annual | Constraint Shadow Price | US2022$/Ton | 0 | 0 | 0 | 0 | 0 | 0 | 0
BART NOX Annual-Nebraska City 1 -v5.14 | 153 | 7137 | Rate Constraint in lbs/MMBtu | FALSE | L | Annual | Seasons Included | Seasons | Winter, Spring, Summer, Fall | Winter, Spring, Summer, Fall | Winter, Spring, Summer, Fall | Winter, Spring, Summer, Fall | Winter, Spring, Summer, Fall | Winter, Spring, Summer, Fall | Winter, Spring, Summer, Fall
BART NOX Annual-Nebraska City 1 -v5.14 | 153 | 7137 | Rate Constraint in lbs/MMBtu | FALSE | L | Annual | Standard NOX | lb/MMBtu | 0.23 | 0.23 | 0.23 | 0.23 | 0.23 | 0.23 | 0.23
BART NOX Annual-Nebraska City 1 -v5.14 | 153 | 7137 | Rate Constraint in lbs/MMBtu | FALSE | L | Annual | Emissions at Affected Plants NOX | Thousand Tons | 3.7143 | 3.8412 | 0 | 0 | 0 | 0 | 0
BART NOX Annual-Nebraska City 1 -v5.14 | 153 | 7137 | Rate Constraint in lbs/MMBtu | FALSE | L | Annual | Allowances Purchased NOX | Thousand Tons | 0 | 0 | 0 | 0 | 0 | 0 | 0
BART NOX Annual-Nebraska City 1 -v5.14 | 153 | 7137 | Rate Constraint in lbs/MMBtu | FALSE | L | Annual | Allowances Sold NOX | Thousand Tons | 0 | 0 | 0 | 0 | 0 | 0 | 0
BART NOX Annual-Nebraska City 1 -v5.14 | 153 | 7137 | Rate Constraint in lbs/MMBtu | FALSE | L | Annual | Allowances Banked | Thousand Tons | 0 | 0 | 0 | 0 | 0 | 0 | 0
BART NOX Annual-Nebraska City 1 -v5.14 | 153 | 7137 | Rate Constraint in lbs/MMBtu | FALSE | L | Annual | Allowances Withdrawn (1:1) | Thousand Tons | 0 | 0 | 0 | 0 | 0 | 0 | 0
BART NOX Annual-Nebraska City 1 -v5.14 | 153 | 7137 | Rate Constraint in lbs/MMBtu | FALSE | L | Annual | Allowances Withdrawn (n:1) | Thousand Tons | 0 | 0 | 0 | 0 | 0 | 0 | 0
BART NOX Annual-Nebraska City 1 -v5.14 | 153 | 7137 | Rate Constraint in lbs/MMBtu | FALSE | L | Annual | Net Emissions Allowance Position | Thousand Tons | 3.7143 | 3.8412 | 0 | 0 | 0 | 0 | 0
BART NOX Annual-Nebraska City 1 -v5.14 | 153 | 7137 | Rate Constraint in lbs/MMBtu | FALSE | L | Annual | Fuel Consumed | TBtu | 39.6404 | 40.9946 | 0 | 0 | 0 | 0 | 0
BART NOX Annual-Nebraska City 1 -v5.14 | 153 | 7137 | Rate Constraint in lbs/MMBtu | FALSE | L | Annual | Rate | lb/MMBtu | 0.1874 | 0.1874 | 0 | 0 | 0 | 0 | 0
BART NOX Annual-Nebraska City 1 -v5.14 | 153 | 7137 | Rate Constraint in lbs/MMBtu | FALSE | L | Annual | Generation | TWh | 4.0375 | 4.1755 | 0 | 0 | 0 | 0 | 0
BART NOX Annual-Nebraska City 1 -v5.14 | 153 | 7137 | Rate Constraint in lbs/MMBtu | FALSE | L | Annual | Qualifying Generation | TWh | 4.0375 | 4.1755 | 0 | 0 | 0 | 0 | 0
BART NOX Annual-Nebraska City 1 -v5.14 | 153 | 7137 | Rate Constraint in lbs/MMBtu | FALSE | L | Annual | Rate | lb/MWh | 1.8399 | 1.8399 | 0 | 0 | 0 | 0 | 0
BART NOX Annual-Nebraska City 1 -v5.14 | 153 | 7137 | Rate Constraint in lbs/MMBtu | FALSE | L | Annual | Constraint Shadow Price | US2022$/Ton | 0 | 0 | 0 | 0 | 0 | 0 | 0
BART NOX Annual-Pawnee 1 -v5.13 | 154 | 7155 | Rate Constraint in lbs/MMBtu | FALSE | L | Annual | Seasons Included | Seasons | Winter, Spring, Summer, Fall | Winter, Spring, Summer, Fall | Winter, Spring, Summer, Fall | Winter, Spring, Summer, Fall | Winter, Spring, Summer, Fall | Winter, Spring, Summer, Fall | Winter, Spring, Summer, Fall
BART NOX Annual-Pawnee 1 -v5.13 | 154 | 7155 | Rate Constraint in lbs/MMBtu | FALSE | L | Annual | Standard NOX | lb/MMBtu | 0.07 | 0.07 | 0.07 | 0.07 | 0.07 | 0.07 | 0.07
BART NOX Annual-Pawnee 1 -v5.13 | 154 | 7155 | Rate Constraint in lbs/MMBtu | FALSE | L | Annual | Emissions at Affected Plants NOX | Thousand Tons | 0.037163 | 0.026607 | 0.040029 | 0.040029 | 0.040029 | 0.040029 | 0.040029
BART NOX Annual-Pawnee 1 -v5.13 | 154 | 7155 | Rate Constraint in lbs/MMBtu | FALSE | L | Annual | Allowances Purchased NOX | Thousand Tons | 0 | 0 | 0 | 0 | 0 | 0 | 0
BART NOX Annual-Pawnee 1 -v5.13 | 154 | 7155 | Rate Constraint in lbs/MMBtu | FALSE | L | Annual | Allowances Sold NOX | Thousand Tons | 0 | 0 | 0 | 0 | 0 | 0 | 0
BART NOX Annual-Pawnee 1 -v5.13 | 154 | 7155 | Rate Constraint in lbs/MMBtu | FALSE | L | Annual | Allowances Banked | Thousand Tons | 0 | 0 | 0 | 0 | 0 | 0 | 0
BART NOX Annual-Pawnee 1 -v5.13 | 154 | 7155 | Rate Constraint in lbs/MMBtu | FALSE | L | Annual | Allowances Withdrawn (1:1) | Thousand Tons | 0 | 0 | 0 | 0 | 0 | 0 | 0
BART NOX Annual-Pawnee 1 -v5.13 | 154 | 7155 | Rate Constraint in lbs/MMBtu | FALSE | L | Annual | Allowances Withdrawn (n:1) | Thousand Tons | 0 | 0 | 0 | 0 | 0 | 0 | 0
BART NOX Annual-Pawnee 1 -v5.13 | 154 | 7155 | Rate Constraint in lbs/MMBtu | FALSE | L | Annual | Net Emissions Allowance Position | Thousand Tons | 0.037163 | 0.026607 | 0.040029 | 0.040029 | 0.040029 | 0.040029 | 0.040029
BART NOX Annual-Pawnee 1 -v5.13 | 154 | 7155 | Rate Constraint in lbs/MMBtu | FALSE | L | Annual | Fuel Consumed | TBtu | 1.4504 | 1.0586 | 1.5568 | 1.5568 | 1.5568 | 1.5568 | 1.5568
BART NOX Annual-Pawnee 1 -v5.13 | 154 | 7155 | Rate Constraint in lbs/MMBtu | FALSE | L | Annual | Rate | lb/MMBtu | 0.051245 | 0.05027 | 0.051425 | 0.051425 | 0.051425 | 0.051425 | 0.051425
BART NOX Annual-Pawnee 1 -v5.13 | 154 | 7155 | Rate Constraint in lbs/MMBtu | FALSE | L | Annual | Generation | TWh | 0.13033 | 0.093942 | 0.12207 | 0.12207 | 0.12207 | 0.12207 | 0.12207
BART NOX Annual-Pawnee 1 -v5.13 | 154 | 7155 | Rate Constraint in lbs/MMBtu | FALSE | L | Annual | Qualifying Generation | TWh | 0.13033 | 0.093942 | 0.12207 | 0.12207 | 0.12207 | 0.12207 | 0.12207
BART NOX Annual-Pawnee 1 -v5.13 | 154 | 7155 | Rate Constraint in lbs/MMBtu | FALSE | L | Annual | Rate | lb/MWh | 0.5703 | 0.56645 | 0.65585 | 0.65585 | 0.65585 | 0.65585 | 0.65585
BART NOX Annual-Pawnee 1 -v5.13 | 154 | 7155 | Rate Constraint in lbs/MMBtu | FALSE | L | Annual | Constraint Shadow Price | US2022$/Ton | 0 | 0 | 0 | 0 | 0 | 0 | 0
BART NOX Annual-Ray D Nixon 1 -v5.13 | 155 | 7156 | Rate Constraint in lbs/MMBtu | FALSE | L | Annual | Seasons Included | Seasons | Winter, Spring, Summer, Fall | Winter, Spring, Summer, Fall | Winter, Spring, Summer, Fall | Winter, Spring, Summer, Fall | Winter, Spring, Summer, Fall | Winter, Spring, Summer, Fall | Winter, Spring, Summer, Fall
BART NOX Annual-Ray D Nixon 1 -v5.13 | 155 | 7156 | Rate Constraint in lbs/MMBtu | FALSE | L | Annual | Standard NOX | lb/MMBtu | 0.21 | 0.21 | 0.21 | 0.21 | 0.21 | 0.21 | 0.21
BART NOX Annual-Ray D Nixon 1 -v5.13 | 155 | 7156 | Rate Constraint in lbs/MMBtu | FALSE | L | Annual | Emissions at Affected Plants NOX | Thousand Tons | 1.236 | 0.0089489 | 0.068242 | 0.068164 | 0.059808 | 0.071305 | 0.071305
BART NOX Annual-Ray D Nixon 1 -v5.13 | 155 | 7156 | Rate Constraint in lbs/MMBtu | FALSE | L | Annual | Allowances Purchased NOX | Thousand Tons | 0 | 0 | 0 | 0 | 0 | 0 | 0
BART NOX Annual-Ray D Nixon 1 -v5.13 | 155 | 7156 | Rate Constraint in lbs/MMBtu | FALSE | L | Annual | Allowances Sold NOX | Thousand Tons | 0 | 0 | 0 | 0 | 0 | 0 | 0
BART NOX Annual-Ray D Nixon 1 -v5.13 | 155 | 7156 | Rate Constraint in lbs/MMBtu | FALSE | L | Annual | Allowances Banked | Thousand Tons | 0 | 0 | 0 | 0 | 0 | 0 | 0
BART NOX Annual-Ray D Nixon 1 -v5.13 | 155 | 7156 | Rate Constraint in lbs/MMBtu | FALSE | L | Annual | Allowances Withdrawn (1:1) | Thousand Tons | 0 | 0 | 0 | 0 | 0 | 0 | 0
BART NOX Annual-Ray D Nixon 1 -v5.13 | 155 | 7156 | Rate Constraint in lbs/MMBtu | FALSE | L | Annual | Allowances Withdrawn (n:1) | Thousand Tons | 0 | 0 | 0 | 0 | 0 | 0 | 0
BART NOX Annual-Ray D Nixon 1 -v5.13 | 155 | 7156 | Rate Constraint in lbs/MMBtu | FALSE | L | Annual | Net Emissions Allowance Position | Thousand Tons | 1.236 | 0.0089489 | 0.068242 | 0.068164 | 0.059808 | 0.071305 | 0.071305
BART NOX Annual-Ray D Nixon 1 -v5.13 | 155 | 7156 | Rate Constraint in lbs/MMBtu | FALSE | L | Annual | Fuel Consumed | TBtu | 15.1818 | 0.10992 | 0.83825 | 0.83729 | 0.73465 | 0.87587 | 0.87587
BART NOX Annual-Ray D Nixon 1 -v5.13 | 155 | 7156 | Rate Constraint in lbs/MMBtu | FALSE | L | Annual | Rate | lb/MMBtu | 0.16282 | 0.16282 | 0.16282 | 0.16282 | 0.16282 | 0.16282 | 0.16282
BART NOX Annual-Ray D Nixon 1 -v5.13 | 155 | 7156 | Rate Constraint in lbs/MMBtu | FALSE | L | Annual | Generation | TWh | 1.4518 | 0.010512 | 0.080162 | 0.08007 | 0.070255 | 0.08376 | 0.08376
BART NOX Annual-Ray D Nixon 1 -v5.13 | 155 | 7156 | Rate Constraint in lbs/MMBtu | FALSE | L | Annual | Qualifying Generation | TWh | 1.4518 | 0.010512 | 0.080162 | 0.08007 | 0.070255 | 0.08376 | 0.08376
BART NOX Annual-Ray D Nixon 1 -v5.13 | 155 | 7156 | Rate Constraint in lbs/MMBtu | FALSE | L | Annual | Rate | lb/MWh | 1.7026 | 1.7026 | 1.7026 | 1.7026 | 1.7026 | 1.7026 | 1.7026
BART NOX Annual-Ray D Nixon 1 -v5.13 | 155 | 7156 | Rate Constraint in lbs/MMBtu | FALSE | L | Annual | Constraint Shadow Price | US2022$/Ton | 0 | 0 | 0 | 0 | 0 | 0 | 0
BART NOX Annual-Sooner 1 -v5.13 | 156 | 7157 | Rate Constraint in lbs/MMBtu | FALSE | L | Annual | Seasons Included | Seasons | Winter, Spring, Summer, Fall | Winter, Spring, Summer, Fall | Winter, Spring, Summer, Fall | Winter, Spring, Summer, Fall | Winter, Spring, Summer, Fall | Winter, Spring, Summer, Fall | Winter, Spring, Summer, Fall
BART NOX Annual-Sooner 1 -v5.13 | 156 | 7157 | Rate Constraint in lbs/MMBtu | FALSE | L | Annual | Standard NOX | lb/MMBtu | 0.15 | 0.15 | 0.15 | 0.15 | 0.15 | 0.15 | 0.15
BART NOX Annual-Sooner 1 -v5.13 | 156 | 7157 | Rate Constraint in lbs/MMBtu | FALSE | L | Annual | Emissions at Affected Plants NOX | Thousand Tons | 0 | 0 | 0 | 0 | 0 | 0 | 0
BART NOX Annual-Sooner 1 -v5.13 | 156 | 7157 | Rate Constraint in lbs/MMBtu | FALSE | L | Annual | Allowances Purchased NOX | Thousand Tons | 0 | 0 | 0 | 0 | 0 | 0 | 0
BART NOX Annual-Sooner 1 -v5.13 | 156 | 7157 | Rate Constraint in lbs/MMBtu | FALSE | L | Annual | Allowances Sold NOX | Thousand Tons | 0 | 0 | 0 | 0 | 0 | 0 | 0
BART NOX Annual-Sooner 1 -v5.13 | 156 | 7157 | Rate Constraint in lbs/MMBtu | FALSE | L | Annual | Allowances Banked | Thousand Tons | 0 | 0 | 0 | 0 | 0 | 0 | 0
BART NOX Annual-Sooner 1 -v5.13 | 156 | 7157 | Rate Constraint in lbs/MMBtu | FALSE | L | Annual | Allowances Withdrawn (1:1) | Thousand Tons | 0 | 0 | 0 | 0 | 0 | 0 | 0
BART NOX Annual-Sooner 1 -v5.13 | 156 | 7157 | Rate Constraint in lbs/MMBtu | FALSE | L | Annual | Allowances Withdrawn (n:1) | Thousand Tons | 0 | 0 | 0 | 0 | 0 | 0 | 0
BART NOX Annual-Sooner 1 -v5.13 | 156 | 7157 | Rate Constraint in lbs/MMBtu | FALSE | L | Annual | Net Emissions Allowance Position | Thousand Tons | 0 | 0 | 0 | 0 | 0 | 0 | 0
BART NOX Annual-Sooner 1 -v5.13 | 156 | 7157 | Rate Constraint in lbs/MMBtu | FALSE | L | Annual | Fuel Consumed | TBtu | 0 | 0 | 0 | 0 | 0 | 0 | 0
BART NOX Annual-Sooner 1 -v5.13 | 156 | 7157 | Rate Constraint in lbs/MMBtu | FALSE | L | Annual | Rate | lb/MMBtu | 0 | 0 | 0 | 0 | 0 | 0 | 0
BART NOX Annual-Sooner 1 -v5.13 | 156 | 7157 | Rate Constraint in lbs/MMBtu | FALSE | L | Annual | Generation | TWh | 0 | 0 | 0 | 0 | 0 | 0 | 0
BART NOX Annual-Sooner 1 -v5.13 | 156 | 7157 | Rate Constraint in lbs/MMBtu | FALSE | L | Annual | Qualifying Generation | TWh | 0 | 0 | 0 | 0 | 0 | 0 | 0
BART NOX Annual-Sooner 1 -v5.13 | 156 | 7157 | Rate Constraint in lbs/MMBtu | FALSE | L | Annual | Rate | lb/MWh | 0 | 0 | 0 | 0 | 0 | 0 | 0
BART NOX Annual-Sooner 1 -v5.13 | 156 | 7157 | Rate Constraint in lbs/MMBtu | FALSE | L | Annual | Constraint Shadow Price | US2022$/Ton | 0 | 0 | 0 | 0 | 0 | 0 | 0
BART NOX Annual-Sooner 2 -v5.13 | 157 | 7158 | Rate Constraint in lbs/MMBtu | FALSE | L | Annual | Seasons Included | Seasons | Winter, Spring, Summer, Fall | Winter, Spring, Summer, Fall | Winter, Spring, Summer, Fall | Winter, Spring, Summer, Fall | Winter, Spring, Summer, Fall | Winter, Spring, Summer, Fall | Winter, Spring, Summer, Fall
BART NOX Annual-Sooner 2 -v5.13 | 157 | 7158 | Rate Constraint in lbs/MMBtu | FALSE | L | Annual | Standard NOX | lb/MMBtu | 0.15 | 0.15 | 0.15 | 0.15 | 0.15 | 0.15 | 0.15
BART NOX Annual-Sooner 2 -v5.13 | 157 | 7158 | Rate Constraint in lbs/MMBtu | FALSE | L | Annual | Emissions at Affected Plants NOX | Thousand Tons | 0 | 0 | 0 | 0 | 0 | 0 | 0
BART NOX Annual-Sooner 2 -v5.13 | 157 | 7158 | Rate Constraint in lbs/MMBtu | FALSE | L | Annual | Allowances Purchased NOX | Thousand Tons | 0 | 0 | 0 | 0 | 0 | 0 | 0
BART NOX Annual-Sooner 2 -v5.13 | 157 | 7158 | Rate Constraint in lbs/MMBtu | FALSE | L | Annual | Allowances Sold NOX | Thousand Tons | 0 | 0 | 0 | 0 | 0 | 0 | 0
BART NOX Annual-Sooner 2 -v5.13 | 157 | 7158 | Rate Constraint in lbs/MMBtu | FALSE | L | Annual | Allowances Banked | Thousand Tons | 0 | 0 | 0 | 0 | 0 | 0 | 0
BART NOX Annual-Sooner 2 -v5.13 | 157 | 7158 | Rate Constraint in lbs/MMBtu | FALSE | L | Annual | Allowances Withdrawn (1:1) | Thousand Tons | 0 | 0 | 0 | 0 | 0 | 0 | 0
BART NOX Annual-Sooner 2 -v5.13 | 157 | 7158 | Rate Constraint in lbs/MMBtu | FALSE | L | Annual | Allowances Withdrawn (n:1) | Thousand Tons | 0 | 0 | 0 | 0 | 0 | 0 | 0
BART NOX Annual-Sooner 2 -v5.13 | 157 | 7158 | Rate Constraint in lbs/MMBtu | FALSE | L | Annual | Net Emissions Allowance Position | Thousand Tons | 0 | 0 | 0 | 0 | 0 | 0 | 0
BART NOX Annual-Sooner 2 -v5.13 | 157 | 7158 | Rate Constraint in lbs/MMBtu | FALSE | L | Annual | Fuel Consumed | TBtu | 0 | 0 | 0 | 0 | 0 | 0 | 0
BART NOX Annual-Sooner 2 -v5.13 | 157 | 7158 | Rate Constraint in lbs/MMBtu | FALSE | L | Annual | Rate | lb/MMBtu | 0 | 0 | 0 | 0 | 0 | 0 | 0
BART NOX Annual-Sooner 2 -v5.13 | 157 | 7158 | Rate Constraint in lbs/MMBtu | FALSE | L | Annual | Generation | TWh | 0 | 0 | 0 | 0 | 0 | 0 | 0
BART NOX Annual-Sooner 2 -v5.13 | 157 | 7158 | Rate Constraint in lbs/MMBtu | FALSE | L | Annual | Qualifying Generation | TWh | 0 | 0 | 0 | 0 | 0 | 0 | 0
BART NOX Annual-Sooner 2 -v5.13 | 157 | 7158 | Rate Constraint in lbs/MMBtu | FALSE | L | Annual | Rate | lb/MWh | 0 | 0 | 0 | 0 | 0 | 0 | 0
BART NOX Annual-Sooner 2 -v5.13 | 157 | 7158 | Rate Constraint in lbs/MMBtu | FALSE | L | Annual | Constraint Shadow Price | US2022$/Ton | 0 | 0 | 0 | 0 | 0 | 0 | 0
BART NOX Annual-Wyodak - v6.20 | 158 | 7659 | Rate Constraint in lbs/MMBtu | FALSE | L | Annual | Seasons Included | Seasons | Winter, Spring, Summer, Fall | Winter, Spring, Summer, Fall | Winter, Spring, Summer, Fall | Winter, Spring, Summer, Fall | Winter, Spring, Summer, Fall | Winter, Spring, Summer, Fall | Winter, Spring, Summer, Fall
BART NOX Annual-Wyodak - v6.20 | 158 | 7659 | Rate Constraint in lbs/MMBtu | FALSE | L | Annual | Standard NOX | lb/MMBtu | 0.23 | 0.23 | 0.23 | 0.23 | 0.23 | 0.23 | 0.23
BART NOX Annual-Wyodak - v6.20 | 158 | 7659 | Rate Constraint in lbs/MMBtu | FALSE | L | Annual | Emissions at Affected Plants NOX | Thousand Tons | 3.0968 | 3.0968 | 0.1526 | 0 | 0 | 0 | 0
BART NOX Annual-Wyodak - v6.20 | 158 | 7659 | Rate Constraint in lbs/MMBtu | FALSE | L | Annual | Allowances Purchased NOX | Thousand Tons | 0 | 0 | 0 | 0 | 0 | 0 | 0
BART NOX Annual-Wyodak - v6.20 | 158 | 7659 | Rate Constraint in lbs/MMBtu | FALSE | L | Annual | Allowances Sold NOX | Thousand Tons | 0 | 0 | 0 | 0 | 0 | 0 | 0
BART NOX Annual-Wyodak - v6.20 | 158 | 7659 | Rate Constraint in lbs/MMBtu | FALSE | L | Annual | Allowances Banked | Thousand Tons | 0 | 0 | 0 | 0 | 0 | 0 | 0
BART NOX Annual-Wyodak - v6.20 | 158 | 7659 | Rate Constraint in lbs/MMBtu | FALSE | L | Annual | Allowances Withdrawn (1:1) | Thousand Tons | 0 | 0 | 0 | 0 | 0 | 0 | 0
BART NOX Annual-Wyodak - v6.20 | 158 | 7659 | Rate Constraint in lbs/MMBtu | FALSE | L | Annual | Allowances Withdrawn (n:1) | Thousand Tons | 0 | 0 | 0 | 0 | 0 | 0 | 0
BART NOX Annual-Wyodak - v6.20 | 158 | 7659 | Rate Constraint in lbs/MMBtu | FALSE | L | Annual | Net Emissions Allowance Position | Thousand Tons | 3.0968 | 3.0968 | 0.1526 | 0 | 0 | 0 | 0
BART NOX Annual-Wyodak - v6.20 | 158 | 7659 | Rate Constraint in lbs/MMBtu | FALSE | L | Annual | Fuel Consumed | TBtu | 27.3713 | 27.3713 | 6.1039 | 0 | 0 | 0 | 0
BART NOX Annual-Wyodak - v6.20 | 158 | 7659 | Rate Constraint in lbs/MMBtu | FALSE | L | Annual | Rate | lb/MMBtu | 0.22628 | 0.22628 | 0.05 | 0 | 0 | 0 | 0
BART NOX Annual-Wyodak - v6.20 | 158 | 7659 | Rate Constraint in lbs/MMBtu | FALSE | L | Annual | Generation | TWh | 2.2397 | 2.2397 | 0.30278 | 0 | 0 | 0 | 0
BART NOX Annual-Wyodak - v6.20 | 158 | 7659 | Rate Constraint in lbs/MMBtu | FALSE | L | Annual | Qualifying Generation | TWh | 2.2397 | 2.2397 | 0.30278 | 0 | 0 | 0 | 0
BART NOX Annual-Wyodak - v6.20 | 158 | 7659 | Rate Constraint in lbs/MMBtu | FALSE | L | Annual | Rate | lb/MWh | 2.7654 | 2.7654 | 1.008 | 0 | 0 | 0 | 0
BART NOX Annual-Wyodak - v6.20 | 158 | 7659 | Rate Constraint in lbs/MMBtu | FALSE | L | Annual | Constraint Shadow Price | US2022$/Ton | 0 | 0 | 0 | 0 | 0 | 0 | 0
BART SO2 Annual- Arthur Kill- v5.16 | 159 | 7243 | Rate Constraint in lbs/MMBtu | FALSE | L | Annual | Seasons Included | Seasons | Winter, Spring, Summer, Fall | Winter, Spring, Summer, Fall | Winter, Spring, Summer, Fall | Winter, Spring, Summer, Fall | Winter, Spring, Summer, Fall | Winter, Spring, Summer, Fall | Winter, Spring, Summer, Fall
BART SO2 Annual- Arthur Kill- v5.16 | 159 | 7243 | Rate Constraint in lbs/MMBtu | FALSE | L | Annual | Standard SO2 | lb/MMBtu | 0.15 | 0.15 | 0.15 | 0.15 | 0.15 | 0.15 | 0.15
BART SO2 Annual- Arthur Kill- v5.16 | 159 | 7243 | Rate Constraint in lbs/MMBtu | FALSE | L | Annual | Emissions at Affected Plants SO2 | Thousand Tons | 0 | 0 | 0 | 0 | 0 | 0 | 0
BART SO2 Annual- Arthur Kill- v5.16 | 159 | 7243 | Rate Constraint in lbs/MMBtu | FALSE | L | Annual | Allowances Purchased SO2 | Thousand Tons | 0 | 0 | 0 | 0 | 0 | 0 | 0
BART SO2 Annual- Arthur Kill- v5.16 | 159 | 7243 | Rate Constraint in lbs/MMBtu | FALSE | L | Annual | Allowances Sold SO2 | Thousand Tons | 0 | 0 | 0 | 0 | 0 | 0 | 0
BART SO2 Annual- Arthur Kill- v5.16 | 159 | 7243 | Rate Constraint in lbs/MMBtu | FALSE | L | Annual | Allowances Banked | Thousand Tons | 0 | 0 | 0 | 0 | 0 | 0 | 0
BART SO2 Annual- Arthur Kill- v5.16 | 159 | 7243 | Rate Constraint in lbs/MMBtu | FALSE | L | Annual | Allowances Withdrawn (1:1) | Thousand Tons | 0 | 0 | 0 | 0 | 0 | 0 | 0
BART SO2 Annual- Arthur Kill- v5.16 | 159 | 7243 | Rate Constraint in lbs/MMBtu | FALSE | L | Annual | Allowances Withdrawn (n:1) | Thousand Tons | 0 | 0 | 0 | 0 | 0 | 0 | 0
BART SO2 Annual- Arthur Kill- v5.16 | 159 | 7243 | Rate Constraint in lbs/MMBtu | FALSE | L | Annual | Net Emissions Allowance Position | Thousand Tons | 0 | 0 | 0 | 0 | 0 | 0 | 0
BART SO2 Annual- Arthur Kill- v5.16 | 159 | 7243 | Rate Constraint in lbs/MMBtu | FALSE | L | Annual | Fuel Consumed | TBtu | 3.6906 | 3.6906 | 0 | 0 | 0 | 0 | 0
BART SO2 Annual- Arthur Kill- v5.16 | 159 | 7243 | Rate Constraint in lbs/MMBtu | FALSE | L | Annual | Rate | lb/MMBtu | 0 | 0 | 0 | 0 | 0 | 0 | 0
BART SO2 Annual- Arthur Kill- v5.16 | 159 | 7243 | Rate Constraint in lbs/MMBtu | FALSE | L | Annual | Generation | TWh | 0.32873 | 0.32873 | 0 | 0 | 0 | 0 | 0
BART SO2 Annual- Arthur Kill- v5.16 | 159 | 7243 | Rate Constraint in lbs/MMBtu | FALSE | L | Annual | Qualifying Generation | TWh | 0.32873 | 0.32873 | 0 | 0 | 0 | 0 | 0
BART SO2 Annual- Arthur Kill- v5.16 | 159 | 7243 | Rate Constraint in lbs/MMBtu | FALSE | L | Annual | Rate | lb/MWh | 0 | 0 | 0 | 0 | 0 | 0 | 0
BART SO2 Annual- Arthur Kill- v5.16 | 159 | 7243 | Rate Constraint in lbs/MMBtu | FALSE | L | Annual | Constraint Shadow Price | US2022$/Ton | 0 | 0 | 0 | 0 | 0 | 0 | 0
BART SO2 Annual- Big Stone 1- v5.16 | 160 | 7234 | Rate Constraint in lbs/MMBtu | FALSE | L | Annual | Seasons Included | Seasons | Winter, Spring, Summer, Fall | Winter, Spring, Summer, Fall | Winter, Spring, Summer, Fall | Winter, Spring, Summer, Fall | Winter, Spring, Summer, Fall | Winter, Spring, Summer, Fall | Winter, Spring, Summer, Fall
BART SO2 Annual- Big Stone 1- v5.16 | 160 | 7234 | Rate Constraint in lbs/MMBtu | FALSE | L | Annual | Standard SO2 | lb/MMBtu | 0.09 | 0.09 | 0.09 | 0.09 | 0.09 | 0.09 | 0.09
BART SO2 Annual- Big Stone 1- v5.16 | 160 | 7234 | Rate Constraint in lbs/MMBtu | FALSE | L | Annual | Emissions at Affected Plants SO2 | Thousand Tons | 1.1037 | 1.2364 | 0 | 0 | 0 | 0 | 0
BART SO2 Annual- Big Stone 1- v5.16 | 160 | 7234 | Rate Constraint in lbs/MMBtu | FALSE | L | Annual | Allowances Purchased SO2 | Thousand Tons | 0 | 0 | 0 | 0 | 0 | 0 | 0
BART SO2 Annual- Big Stone 1- v5.16 | 160 | 7234 | Rate Constraint in lbs/MMBtu | FALSE | L | Annual | Allowances Sold SO2 | Thousand Tons | 0 | 0 | 0 | 0 | 0 | 0 | 0
BART SO2 Annual- Big Stone 1- v5.16 | 160 | 7234 | Rate Constraint in lbs/MMBtu | FALSE | L | Annual | Allowances Banked | Thousand Tons | 0 | 0 | 0 | 0 | 0 | 0 | 0
BART SO2 Annual- Big Stone 1- v5.16 | 160 | 7234 | Rate Constraint in lbs/MMBtu | FALSE | L | Annual | Allowances Withdrawn (1:1) | Thousand Tons | 0 | 0 | 0 | 0 | 0 | 0 | 0
BART SO2 Annual- Big Stone 1- v5.16 | 160 | 7234 | Rate Constraint in lbs/MMBtu | FALSE | L | Annual | Allowances Withdrawn (n:1) | Thousand Tons | 0 | 0 | 0 | 0 | 0 | 0 | 0
BART SO2 Annual- Big Stone 1- v5.16 | 160 | 7234 | Rate Constraint in lbs/MMBtu | FALSE | L | Annual | Net Emissions Allowance Position | Thousand Tons | 1.1037 | 1.2364 | 0 | 0 | 0 | 0 | 0
BART SO2 Annual- Big Stone 1- v5.16 | 160 | 7234 | Rate Constraint in lbs/MMBtu | FALSE | L | Annual | Fuel Consumed | TBtu | 26.5236 | 30.9097 | 0 | 0 | 0 | 0 | 0
BART SO2 Annual- Big Stone 1- v5.16 | 160 | 7234 | Rate Constraint in lbs/MMBtu | FALSE | L | Annual | Rate | lb/MMBtu | 0.083225 | 0.08 | 0 | 0 | 0 | 0 | 0
BART SO2 Annual- Big Stone 1- v5.16 | 160 | 7234 | Rate Constraint in lbs/MMBtu | FALSE | L | Annual | Generation | TWh | 2.5927 | 3.0215 | 0 | 0 | 0 | 0 | 0
BART SO2 Annual- Big Stone 1- v5.16 | 160 | 7234 | Rate Constraint in lbs/MMBtu | FALSE | L | Annual | Qualifying Generation | TWh | 2.5927 | 3.0215 | 0 | 0 | 0 | 0 | 0
BART SO2 Annual- Big Stone 1- v5.16 | 160 | 7234 | Rate Constraint in lbs/MMBtu | FALSE | L | Annual | Rate | lb/MWh | 0.85139 | 0.8184 | 0 | 0 | 0 | 0 | 0
BART SO2 Annual- Big Stone 1- v5.16 | 160 | 7234 | Rate Constraint in lbs/MMBtu | FALSE | L | Annual | Constraint Shadow Price | US2022$/Ton | 0 | 0 | 0 | 0 | 0 | 0 | 0
BART SO2 Annual Cap-Deerhaven B2 -v5.13 | 161 | 7233 | Rate Constraint in MTons | FALSE | L | Annual | Seasons Included | Seasons | Winter, Spring, Summer, Fall | Winter, Spring, Summer, Fall | Winter, Spring, Summer, Fall | Winter, Spring, Summer, Fall | Winter, Spring, Summer, Fall | Winter, Spring, Summer, Fall | Winter, Spring, Summer, Fall
BART SO2 Annual Cap-Deerhaven B2 -v5.13 | 161 | 7233 | Rate Constraint in MTons | FALSE | L | Annual | Standard SO2 | Thousand Tons | 5.5 | 5.5 | 5.5 | 5.5 | 5.5 | 5.5 | 5.5
BART SO2 Annual Cap-Deerhaven B2 -v5.13 | 161 | 7233 | Rate Constraint in MTons | FALSE | L | Annual | Emissions at Affected Plants SO2 | Thousand Tons | 0 | 0 | 0 | 0 | 0 | 0 | 0
BART SO2 Annual Cap-Deerhaven B2 -v5.13 | 161 | 7233 | Rate Constraint in MTons | FALSE | L | Annual | Allowances Purchased SO2 | Thousand Tons | 0 | 0 | 0 | 0 | 0 | 0 | 0
BART SO2 Annual Cap-Deerhaven B2 -v5.13 | 161 | 7233 | Rate Constraint in MTons | FALSE | L | Annual | Allowances Sold SO2 | Thousand Tons | 0 | 0 | 0 | 0 | 0 | 0 | 0
BART SO2 Annual Cap-Deerhaven B2 -v5.13 | 161 | 7233 | Rate Constraint in MTons | FALSE | L | Annual | Allowances Banked | Thousand Tons | 0 | 0 | 0 | 0 | 0 | 0 | 0
BART SO2 Annual Cap-Deerhaven B2 -v5.13 | 161 | 7233 | Rate Constraint in MTons | FALSE | L | Annual | Allowances Withdrawn (1:1) | Thousand Tons | 0 | 0 | 0 | 0 | 0 | 0 | 0
BART SO2 Annual Cap-Deerhaven B2 -v5.13 | 161 | 7233 | Rate Constraint in MTons | FALSE | L | Annual | Allowances Withdrawn (n:1) | Thousand Tons | 0 | 0 | 0 | 0 | 0 | 0 | 0
BART SO2 Annual Cap-Deerhaven B2 -v5.13 | 161 | 7233 | Rate Constraint in MTons | FALSE | L | Annual | Net Emissions Allowance Position | Thousand Tons | 0 | 0 | 0 | 0 | 0 | 0 | 0
BART SO2 Annual Cap-Deerhaven B2 -v5.13 | 161 | 7233 | Rate Constraint in MTons | FALSE | L | Annual | Fuel Consumed | TBtu | 0.50003 | 0.50003 | 0 | 0 | 0 | 0 | 0
BART SO2 Annual Cap-Deerhaven B2 -v5.13 | 161 | 7233 | Rate Constraint in MTons | FALSE | L | Annual | Rate | lb/MMBtu | 0 | 0 | 0 | 0 | 0 | 0 | 0
BART SO2 Annual Cap-Deerhaven B2 -v5.13 | 161 | 7233 | Rate Constraint in MTons | FALSE | L | Annual | Generation | TWh | 0.040646 | 0.040646 | 0 | 0 | 0 | 0 | 0
BART SO2 Annual Cap-Deerhaven B2 -v5.13 | 161 | 7233 | Rate Constraint in MTons | FALSE | L | Annual | Qualifying Generation | TWh | 0.040646 | 0.040646 | 0 | 0 | 0 | 0 | 0
BART SO2 Annual Cap-Deerhaven B2 -v5.13 | 161 | 7233 | Rate Constraint in MTons | FALSE | L | Annual | Rate | lb/MWh | 0 | 0 | 0 | 0 | 0 | 0 | 0
BART SO2 Annual Cap-Deerhaven B2 -v5.13 | 161 | 7233 | Rate Constraint in MTons | FALSE | L | Annual | Constraint Shadow Price | US2022$/Ton | 0 | 0 | 0 | 0 | 0 | 0 | 0
BART SO2 Annual Cap-Northside 1-3 -v5.13 | 162 | 7232 | Rate Constraint in MTons | FALSE | L | Annual | Seasons Included | Seasons | Winter, Spring, Summer, Fall | Winter, Spring, Summer, Fall | Winter, Spring, Summer, Fall | Winter, Spring, Summer, Fall | Winter, Spring, Summer, Fall | Winter, Spring, Summer, Fall | Winter, Spring, Summer, Fall
BART SO2 Annual Cap-Northside 1-3 -v5.13 | 162 | 7232 | Rate Constraint in MTons | FALSE | L | Annual | Standard SO2 | Thousand Tons | 3.6 | 3.6 | 3.6 | 3.6 | 3.6 | 3.6 | 3.6
BART SO2 Annual Cap-Northside 1-3 -v5.13 | 162 | 7232 | Rate Constraint in MTons | FALSE | L | Annual | Emissions at Affected Plants SO2 | Thousand Tons | 3.6 | 3.6 | 3.6 | 3.6 | 0 | 0 | 0
BART SO2 Annual Cap-Northside 1-3 -v5.13 | 162 | 7232 | Rate Constraint in MTons | FALSE | L | Annual | Allowances Purchased SO2 | Thousand Tons | 0 | 0 | 0 | 0 | 0 | 0 | 0
BART SO2 Annual Cap-Northside 1-3 -v5.13 | 162 | 7232 | Rate Constraint in MTons | FALSE | L | Annual | Allowances Sold SO2 | Thousand Tons | 0 | 0 | 0 | 0 | 0 | 0 | 0
BART SO2 Annual Cap-Northside 1-3 -v5.13 | 162 | 7232 | Rate Constraint in MTons | FALSE | L | Annual | Allowances Banked | Thousand Tons | 0 | 0 | 0 | 0 | 0 | 0 | 0
BART SO2 Annual Cap-Northside 1-3 -v5.13 | 162 | 7232 | Rate Constraint in MTons | FALSE | L | Annual | Allowances Withdrawn (1:1) | Thousand Tons | 0 | 0 | 0 | 0 | 0 | 0 | 0
BART SO2 Annual Cap-Northside 1-3 -v5.13 | 162 | 7232 | Rate Constraint in MTons | FALSE | L | Annual | Allowances Withdrawn (n:1) | Thousand Tons | 0 | 0 | 0 | 0 | 0 | 0 | 0
BART SO2 Annual Cap-Northside 1-3 -v5.13 | 162 | 7232 | Rate Constraint in MTons | FALSE | L | Annual | Net Emissions Allowance Position | Thousand Tons | 3.6 | 3.6 | 3.6 | 3.6 | 0 | 0 | 0
BART SO2 Annual Cap-Northside 1-3 -v5.13 | 162 | 7232 | Rate Constraint in MTons | FALSE | L | Annual | Fuel Consumed | TBtu | 6.2338 | 6.2338 | 6.2338 | 6.2338 | 0 | 0 | 0
BART SO2 Annual Cap-Northside 1-3 -v5.13 | 162 | 7232 | Rate Constraint in MTons | FALSE | L | Annual | Rate | lb/MMBtu | 1.155 | 1.155 | 1.155 | 1.155 | 0 | 0 | 0
BART SO2 Annual Cap-Northside 1-3 -v5.13 | 162 | 7232 | Rate Constraint in MTons | FALSE | L | Annual | Generation | TWh | 0.60073 | 0.60073 | 0.40828 | 0.40828 | 0 | 0 | 0
BART SO2 Annual Cap-Northside 1-3 -v5.13 | 162 | 7232 | Rate Constraint in MTons | FALSE | L | Annual | Qualifying Generation | TWh | 0.60073 | 0.60073 | 0.40828 | 0.40828 | 0 | 0 | 0
BART SO2 Annual Cap-Northside 1-3 -v5.13 | 162 | 7232 | Rate Constraint in MTons | FALSE | L | Annual | Rate | lb/MWh | 11.9854 | 11.9854 | 17.6348 | 17.6348 | 0 | 0 | 0
BART SO2 Annual Cap-Northside 1-3 -v5.13 | 162 | 7232 | Rate Constraint in MTons | FALSE | L | Annual | Constraint Shadow Price | US2022$/Ton | 273.3925 | 1030.2883 | 2550.4298 | 2083.4798 | 0 | 0 | 0
BART SO2 Annual- Coal Creek 1- v6.17 | 163 | 7212 | Rate Constraint in lbs/MMBtu | FALSE | L | Annual | Seasons Included | Seasons | Winter, Spring, Summer, Fall | Winter, Spring, Summer, Fall | Winter, Spring, Summer, Fall | Winter, Spring, Summer, Fall | Winter, Spring, Summer, Fall | Winter, Spring, Summer, Fall | Winter, Spring, Summer, Fall
BART SO2 Annual- Coal Creek 1- v6.17 | 163 | 7212 | Rate Constraint in lbs/MMBtu | FALSE | L | Annual | Standard SO2 | lb/MMBtu | 0.15 | 0.15 | 0.15 | 0.15 | 0.15 | 0.15 | 0.15
BART SO2 Annual- Coal Creek 1- v6.17 | 163 | 7212 | Rate Constraint in lbs/MMBtu | FALSE | L | Annual | Emissions at Affected Plants SO2 | Thousand Tons | 2.9577 | 2.9577 | 2.9577 | 2.9577 | 0 | 0 | 0
BART SO2 Annual- Coal Creek 1- v6.17 | 163 | 7212 | Rate Constraint in lbs/MMBtu | FALSE | L | Annual | Allowances Purchased SO2 | Thousand Tons | 0 | 0 | 0 | 0 | 0 | 0 | 0
BART SO2 Annual- Coal Creek 1- v6.17 | 163 | 7212 | Rate Constraint in lbs/MMBtu | FALSE | L | Annual | Allowances Sold SO2 | Thousand Tons | 0 | 0 | 0 | 0 | 0 | 0 | 0
BART SO2 Annual- Coal Creek 1- v6.17 | 163 | 7212 | Rate Constraint in lbs/MMBtu | FALSE | L | Annual | Allowances Banked | Thousand Tons | 0 | 0 | 0 | 0 | 0 | 0 | 0
BART SO2 Annual- Coal Creek 1- v6.17 | 163 | 7212 | Rate Constraint in lbs/MMBtu | FALSE | L | Annual | Allowances Withdrawn (1:1) | Thousand Tons | 0 | 0 | 0 | 0 | 0 | 0 | 0
BART SO2 Annual- Coal Creek 1- v6.17 | 163 | 7212 | Rate Constraint in lbs/MMBtu | FALSE | L | Annual | Allowances Withdrawn (n:1) | Thousand Tons | 0 | 0 | 0 | 0 | 0 | 0 | 0
BART SO2 Annual- Coal Creek 1- v6.17 | 163 | 7212 | Rate Constraint in lbs/MMBtu | FALSE | L | Annual | Net Emissions Allowance Position | Thousand Tons | 2.9577 | 2.9577 | 2.9577 | 2.9577 | 0 | 0 | 0
BART SO2 Annual- Coal Creek 1- v6.17 | 163 | 7212 | Rate Constraint in lbs/MMBtu | FALSE | L | Annual | Fuel Consumed | TBtu | 40.3639 | 40.3639 | 40.3639 | 40.3639 | 0 | 0 | 0
BART SO2 Annual- Coal Creek 1- v6.17 | 163 | 7212 | Rate Constraint in lbs/MMBtu | FALSE | L | Annual | Rate | lb/MMBtu | 0.14655 | 0.14655 | 0.14655 | 0.14655 | 0 | 0 | 0
BART SO2 Annual- Coal Creek 1- v6.17 | 163 | 7212 | Rate Constraint in lbs/MMBtu | FALSE | L | Annual | Generation | TWh | 4.0567 | 4.0567 | 2.7528 | 2.7528 | 0 | 0 | 0
BART SO2 Annual- Coal Creek 1- v6.17 | 163 | 7212 | Rate Constraint in lbs/MMBtu | FALSE | L | Annual | Qualifying Generation | TWh | 4.0567 | 4.0567 | 2.7528 | 2.7528 | 0 | 0 | 0
BART SO2 Annual- Coal Creek 1- v6.17 | 163 | 7212 | Rate Constraint in lbs/MMBtu | FALSE | L | Annual | Rate | lb/MWh | 1.4582 | 1.4582 | 2.1488 | 2.1488 | 0 | 0 | 0
BART SO2 Annual- Coal Creek 1- v6.17 | 163 | 7212 | Rate Constraint in lbs/MMBtu | FALSE | L | Annual | Constraint Shadow Price | US2022$/Ton | 0 | 0 | 0 | 0 | 0 | 0 | 0
BART SO2 Annual- Coal Creek 2- v6.17 | 164 | 7213 | Rate Constraint in lbs/MMBtu | FALSE | L | Annual | Seasons Included | Seasons | Winter, Spring, Summer, Fall | Winter, Spring, Summer, Fall | Winter, Spring, Summer, Fall | Winter, Spring, Summer, Fall | Winter, Spring, Summer, Fall | Winter, Spring, Summer, Fall | Winter, Spring, Summer, Fall
BART SO2 Annual- Coal Creek 2- v6.17 | 164 | 7213 | Rate Constraint in lbs/MMBtu | FALSE | L | Annual | Standard SO2 | lb/MMBtu | 0.15 | 0.15 | 0.15 | 0.15 | 0.15 | 0.15 | 0.15
BART SO2 Annual- Coal Creek 2- v6.17 | 164 | 7213 | Rate Constraint in lbs/MMBtu | FALSE | L | Annual | Emissions at Affected Plants SO2 | Thousand Tons | 2.9722 | 2.9722 | 2.9722 | 2.9722 | 0.68097 | 0.68097 | 0.68097
BART SO2 Annual- Coal Creek 2- v6.17 | 164 | 7213 | Rate Constraint in lbs/MMBtu | FALSE | L | Annual | Allowances Purchased SO2 | Thousand Tons | 0 | 0 | 0 | 0 | 0 | 0 | 0
BART SO2 Annual- Coal Creek 2- v6.17 | 164 | 7213 | Rate Constraint in lbs/MMBtu | FALSE | L | Annual | Allowances Sold SO2 | Thousand Tons | 0 | 0 | 0 | 0 | 0 | 0 | 0
BART SO2 Annual- Coal Creek 2- v6.17 | 164 | 7213 | Rate Constraint in lbs/MMBtu | FALSE | L | Annual | Allowances Banked | Thousand Tons | 0 | 0 | 0 | 0 | 0 | 0 | 0
BART SO2 Annual- Coal Creek 2- v6.17 | 164 | 7213 | Rate Constraint in lbs/MMBtu | FALSE | L | Annual | Allowances Withdrawn (1:1) | Thousand Tons | 0 | 0 | 0 | 0 | 0 | 0 | 0
BART SO2 Annual- Coal Creek 2- v6.17 | 164 | 7213 | Rate Constraint in lbs/MMBtu | FALSE | L | Annual | Allowances Withdrawn (n:1) | Thousand Tons | 0 | 0 | 0 | 0 | 0 | 0 | 0
BART SO2 Annual- Coal Creek 2- v6.17 | 164 | 7213 | Rate Constraint in lbs/MMBtu | FALSE | L | Annual | Net Emissions Allowance Position | Thousand Tons | 2.9722 | 2.9722 | 2.9722 | 2.9722 | 0.68097 | 0.68097 | 0.68097
BART SO2 Annual- Coal Creek 2- v6.17 | 164 | 7213 | Rate Constraint in lbs/MMBtu | FALSE | L | Annual | Fuel Consumed | TBtu | 40.7903 | 40.7903 | 40.7903 | 40.7903 | 9.3454 | 9.3454 | 9.3454
BART SO2 Annual- Coal Creek 2- v6.17 | 164 | 7213 | Rate Constraint in lbs/MMBtu | FALSE | L | Annual | Rate | lb/MMBtu | 0.14573 | 0.14573 | 0.14573 | 0.14573 | 0.14573 | 0.14573 | 0.14573
BART SO2 Annual- Coal Creek 2- v6.17 | 164 | 7213 | Rate Constraint in lbs/MMBtu | FALSE | L | Annual | Generation | TWh | 4.0995 | 4.0995 | 2.7817 | 2.7817 | 0.6373 | 0.6373 | 0.6373
BART SO2 Annual- Coal Creek 2- v6.17 | 164 | 7213 | Rate Constraint in lbs/MMBtu | FALSE | L | Annual | Qualifying Generation | TWh | 4.0995 | 4.0995 | 2.7817 | 2.7817 | 0.6373 | 0.6373 | 0.6373
BART SO2 Annual- Coal Creek 2- v6.17 | 164 | 7213 | Rate Constraint in lbs/MMBtu | FALSE | L | Annual | Rate | lb/MWh | 1.45 | 1.45 | 2.137 | 2.137 | 2.137 | 2.137 | 2.137
BART SO2 Annual- Coal Creek 2- v6.17 | 164 | 7213 | Rate Constraint in lbs/MMBtu | FALSE | L | Annual | Constraint Shadow Price | US2022$/Ton | 0 | 0 | 0 | 0 | 0 | 0 | 0
BART SO2 Annual- Flint Creek- v6.20 | 165 | 7643 | Rate Constraint in lbs/MMBtu | FALSE | L | Annual | Seasons Included | Seasons | Winter, Spring, Summer, Fall | Winter, Spring, Summer, Fall | Winter, Spring, Summer, Fall | Winter, Spring, Summer, Fall | Winter, Spring, Summer, Fall | Winter, Spring, Summer, Fall | Winter, Spring, Summer, Fall
BART SO2 Annual- Flint Creek- v6.20 | 165 | 7643 | Rate Constraint in lbs/MMBtu | FALSE | L | Annual | Standard SO2 | lb/MMBtu | 0.06 | 0.06 | 0.06 | 0.06 | 0.06 | 0.06 | 0.06
BART SO2 Annual- Flint Creek- v6.20 | 165 | 7643 | Rate Constraint in lbs/MMBtu | FALSE | L | Annual | Emissions at Affected Plants SO2 | Thousand Tons | 0 | 0 | 0 | 0 | 0 | 0 | 0
BART SO2 Annual- Flint Creek- v6.20 | 165 | 7643 | Rate Constraint in lbs/MMBtu | FALSE | L | Annual | Allowances Purchased SO2 | Thousand Tons | 0 | 0 | 0 | 0 | 0 | 0 | 0
BART SO2 Annual- Flint Creek- v6.20 | 165 | 7643 | Rate Constraint in lbs/MMBtu | FALSE | L | Annual | Allowances Sold SO2 | Thousand Tons | 0 | 0 | 0 | 0 | 0 | 0 | 0
BART SO2 Annual- Flint Creek- v6.20 | 165 | 7643 | Rate Constraint in lbs/MMBtu | FALSE | L | Annual | Allowances Banked | Thousand Tons | 0 | 0 | 0 | 0 | 0 | 0 | 0
BART SO2 Annual- Flint Creek- v6.20 | 165 | 7643 | Rate Constraint in lbs/MMBtu | FALSE | L | Annual | Allowances Withdrawn (1:1) | Thousand Tons | 0 | 0 | 0 | 0 | 0 | 0 | 0
BART SO2 Annual- Flint Creek- v6.20 | 165 | 7643 | Rate Constraint in lbs/MMBtu | FALSE | L | Annual | Allowances Withdrawn (n:1) | Thousand Tons | 0 | 0 | 0 | 0 | 0 | 0 | 0
BART SO2 Annual- Flint Creek- v6.20 | 165 | 7643 | Rate Constraint in lbs/MMBtu | FALSE | L | Annual | Net Emissions Allowance Position | Thousand Tons | 0 | 0 | 0 | 0 | 0 | 0 | 0
BART SO2 Annual- Flint Creek- v6.20 | 165 | 7643 | Rate Constraint in lbs/MMBtu | FALSE | L | Annual | Fuel Consumed | TBtu | 0 | 0 | 0 | 0 | 0 | 0 | 0
BART SO2 Annual- Flint Creek- v6.20 | 165 | 7643 | Rate Constraint in lbs/MMBtu | FALSE | L | Annual | Rate | lb/MMBtu | 0 | 0 | 0 | 0 | 0 | 0 | 0
BART SO2 Annual- Flint Creek- v6.20 | 165 | 7643 | Rate Constraint in lbs/MMBtu | FALSE | L | Annual | Generation | TWh | 0 | 0 | 0 | 0 | 0 | 0 | 0
BART SO2 Annual- Flint Creek- v6.20 | 165 | 7643 | Rate Constraint in lbs/MMBtu | FALSE | L | Annual | Qualifying Generation | TWh | 0 | 0 | 0 | 0 | 0 | 0 | 0
BART SO2 Annual- Flint Creek- v6.20 | 165 | 7643 | Rate Constraint in lbs/MMBtu | FALSE | L | Annual | Rate | lb/MWh | 0 | 0 | 0 | 0 | 0 | 0 | 0
BART SO2 Annual- Flint Creek- v6.20 | 165 | 7643 | Rate Constraint in lbs/MMBtu | FALSE | L | Annual | Constraint Shadow Price | US2022$/Ton | 81568.7863 | 0 | 24059.0406 | 34410.0276 | 81808.0845 | 96055.7164 | 99100.4223
BART SO2 Annual- Hayden 1- v5.16 | 166 | 7202 | Rate Constraint in lbs/MMBtu | FALSE | L | Annual | Seasons Included | Seasons | Winter, Spring, Summer, Fall | Winter, Spring, Summer, Fall | Winter, Spring, Summer, Fall | Winter, Spring, Summer, Fall | Winter, Spring, Summer, Fall | Winter, Spring, Summer, Fall | Winter, Spring, Summer, Fall
BART SO2 Annual- Hayden 1- v5.16 | 166 | 7202 | Rate Constraint in lbs/MMBtu | FALSE | L | Annual | Standard SO2 | lb/MMBtu | 0.13 | 0.13 | 0.13 | 0.13 | 0.13 | 0.13 | 0.13
BART SO2 Annual- Hayden 1- v5.16 | 166 | 7202 | Rate Constraint in lbs/MMBtu | FALSE | L | Annual | Emissions at Affected Plants SO2 | Thousand Tons | 0.13795 | 0 | 0 | 0 | 0 | 0 | 0
BART SO2 Annual- Hayden 1- v5.16 | 166 | 7202 | Rate Constraint in lbs/MMBtu | FALSE | L | Annual | Allowances Purchased SO2 | Thousand Tons | 0 | 0 | 0 | 0 | 0 | 0 | 0
BART SO2 Annual- Hayden 1- v5.16 | 166 | 7202 | Rate Constraint in lbs/MMBtu | FALSE | L | Annual | Allowances Sold SO2 | Thousand Tons | 0 | 0 | 0 | 0 | 0 | 0 | 0
BART SO2 Annual- Hayden 1- v5.16 | 166 | 7202 | Rate Constraint in lbs/MMBtu | FALSE | L | Annual | Allowances Banked | Thousand Tons | 0 | 0 | 0 | 0 | 0 | 0 | 0
BART SO2 Annual- Hayden 1- v5.16 | 166 | 7202 | Rate Constraint in lbs/MMBtu | FALSE | L | Annual | Allowances Withdrawn (1:1) | Thousand Tons | 0 | 0 | 0 | 0 | 0 | 0 | 0
BART SO2 Annual- Hayden 1- v5.16 | 166 | 7202 | Rate Constraint in lbs/MMBtu | FALSE | L | Annual | Allowances Withdrawn (n:1) | Thousand Tons | 0 | 0 | 0 | 0 | 0 | 0 | 0
BART SO2 Annual- Hayden 1- v5.16 | 166 | 7202 | Rate Constraint in lbs/MMBtu | FALSE | L | Annual | Net Emissions Allowance Position | Thousand Tons | 0.13795 | 0 | 0 | 0 | 0 | 0 | 0
BART SO2 Annual- Hayden 1- v5.16 | 166 | 7202 | Rate Constraint in lbs/MMBtu | FALSE | L | Annual | Fuel Consumed | TBtu | 2.2389 | 0 | 0 | 0 | 0 | 0 | 0
BART SO2 Annual- Hayden 1- v5.16 | 166 | 7202 | Rate Constraint in lbs/MMBtu | FALSE | L | Annual | Rate | lb/MMBtu | 0.12323 | 0 | 0 | 0 | 0 | 0 | 0
BART SO2 Annual- Hayden 1- v5.16 | 166 | 7202 | Rate Constraint in lbs/MMBtu | FALSE | L | Annual | Generation | TWh | 0.20521 | 0 | 0 | 0 | 0 | 0 | 0
BART SO2 Annual- Hayden 1- v5.16 | 166 | 7202 | Rate Constraint in lbs/MMBtu | FALSE | L | Annual | Qualifying Generation | TWh | 0.20521 | 0 | 0 | 0 | 0 | 0 | 0
BART SO2 Annual- Hayden 1- v5.16 | 166 | 7202 | Rate Constraint in lbs/MMBtu | FALSE | L | Annual | Rate | lb/MWh | 1.3444 | 0 | 0 | 0 | 0 | 0 | 0
BART SO2 Annual- Hayden 1- v5.16 | 166 | 7202 | Rate Constraint in lbs/MMBtu | FALSE | L | Annual | Constraint Shadow Price | US2022$/Ton | 0 | 0 | 0 | 0 | 0 | 0 | 0
BART SO2 Annual- Nebraska City- v6.17 | 167 | 7206 | Rate Constraint in lbs/MMBtu | FALSE | L | Annual | Seasons Included | Seasons | Winter, Spring, Summer, Fall | Winter, Spring, Summer, Fall | Winter, Spring, Summer, Fall | Winter, Spring, Summer, Fall | Winter, Spring, Summer, Fall | Winter, Spring, Summer, Fall | Winter, Spring, Summer, Fall
BART SO2 Annual- Nebraska City- v6.17 | 167 | 7206 | Rate Constraint in lbs/MMBtu | FALSE | L | Annual | Standard SO2 | lb/MMBtu | 1.2 | 1.2 | 1.2 | 1.2 | 1.2 | 1.2 | 1.2
BART SO2 Annual- Nebraska City- v6.17 | 167 | 7206 | Rate Constraint in lbs/MMBtu | FALSE | L | Annual | Emissions at Affected Plants SO2 | Thousand Tons | 10.3525 | 10.7061 | 0 | 0 | 0 | 0 | 0
BART SO2 Annual- Nebraska City- v6.17 | 167 | 7206 | Rate Constraint in lbs/MMBtu | FALSE | L | Annual | Allowances Purchased SO2 | Thousand Tons | 0 | 0 | 0 | 0 | 0 | 0 | 0
BART SO2 Annual- Nebraska City- v6.17 | 167 | 7206 | Rate Constraint in lbs/MMBtu | FALSE | L | Annual | Allowances Sold SO2 | Thousand Tons | 0 | 0 | 0 | 0 | 0 | 0 | 0
BART SO2 Annual- Nebraska City- v6.17 | 167 | 7206 | Rate Constraint in lbs/MMBtu | FALSE | L | Annual | Allowances Banked | Thousand Tons | 0 | 0 | 0 | 0 | 0 | 0 | 0
BART SO2 Annual- Nebraska City- v6.17 | 167 | 7206 | Rate Constraint in lbs/MMBtu | FALSE | L | Annual | Allowances Withdrawn (1:1) | Thousand Tons | 0 | 0 | 0 | 0 | 0 | 0 | 0
BART SO2 Annual- Nebraska City- v6.17 | 167 | 7206 | Rate Constraint in lbs/MMBtu | FALSE | L | Annual | Allowances Withdrawn (n:1) | Thousand Tons | 0 | 0 | 0 | 0 | 0 | 0 | 0
BART SO2 Annual- Nebraska City- v6.17 | 167 | 7206 | Rate Constraint in lbs/MMBtu | FALSE | L | Annual | Net Emissions Allowance Position | Thousand Tons | 10.3525 | 10.7061 | 0 | 0 | 0 | 0 | 0
BART SO2 Annual- Nebraska City- v6.17 | 167 | 7206 | Rate Constraint in lbs/MMBtu | FALSE | L | Annual | Fuel Consumed | TBtu | 39.6404 | 40.9946 | 0 | 0 | 0 | 0 | 0
BART SO2 Annual- Nebraska City- v6.17 | 167 | 7206 | Rate Constraint in lbs/MMBtu | FALSE | L | Annual | Rate | lb/MMBtu | 0.52232 | 0.52232 | 0 | 0 | 0 | 0 | 0
BART SO2 Annual- Nebraska City- v6.17 | 167 | 7206 | Rate Constraint in lbs/MMBtu | FALSE | L | Annual | Generation | TWh | 4.0375 | 4.1755 | 0 | 0 | 0 | 0 | 0
BART SO2 Annual- Nebraska City- v6.17 | 167 | 7206 | Rate Constraint in lbs/MMBtu | FALSE | L | Annual | Qualifying Generation | TWh | 4.0375 | 4.1755 | 0 | 0 | 0 | 0 | 0
BART SO2 Annual- Nebraska City- v6.17 | 167 | 7206 | Rate Constraint in lbs/MMBtu | FALSE | L | Annual | Rate | lb/MWh | 5.1281 | 5.1281 | 0 | 0 | 0 | 0 | 0
BART SO2 Annual- Nebraska City- v6.17 | 167 | 7206 | Rate Constraint in lbs/MMBtu | FALSE | L | Annual | Constraint Shadow Price | US2022$/Ton | 0 | 0 | 0 | 0 | 0 | 0 | 0
BART SO2 Annual- Oswego Harbor 5- v5.16 | 168 | 7244 | Rate Constraint in lbs/MMBtu | FALSE | L | Annual | Seasons Included | Seasons | Winter, Spring, Summer, Fall | Winter, Spring, Summer, Fall | Winter, Spring, Summer, Fall | Winter, Spring, Summer, Fall | Winter, Spring, Summer, Fall | Winter, Spring, Summer, Fall | Winter, Spring, Summer, Fall
BART SO2 Annual- Oswego Harbor 5- v5.16 | 168 | 7244 | Rate Constraint in lbs/MMBtu | FALSE | L | Annual | Standard SO2 | lb/MMBtu | 0.8 | 0.8 | 0.8 | 0.8 | 0.8 | 0.8 | 0.8
BART SO2 Annual- Oswego Harbor 5- v5.16 | 168 | 7244 | Rate Constraint in lbs/MMBtu | FALSE | L | Annual | Emissions at Affected Plants SO2 | Thousand Tons | 0 | 0 | 0 | 0 | 0 | 0 | 0
BART SO2 Annual- Oswego Harbor 5- v5.16 | 168 | 7244 | Rate Constraint in lbs/MMBtu | FALSE | L | Annual | Allowances Purchased SO2 | Thousand Tons | 0 | 0 | 0 | 0 | 0 | 0 | 0
BART SO2 Annual- Oswego Harbor 5- v5.16 | 168 | 7244 | Rate Constraint in lbs/MMBtu | FALSE | L | Annual | Allowances Sold SO2 | Thousand Tons | 0 | 0 | 0 | 0 | 0 | 0 | 0
BART SO2 Annual- Oswego Harbor 5- v5.16 | 168 | 7244 | Rate Constraint in lbs/MMBtu | FALSE | L | Annual | Allowances Banked | Thousand Tons | 0 | 0 | 0 | 0 | 0 | 0 | 0
BART SO2 Annual- Oswego Harbor 5- v5.16 | 168 | 7244 | Rate Constraint in lbs/MMBtu | FALSE | L | Annual | Allowances Withdrawn (1:1) | Thousand Tons | 0 | 0 | 0 | 0 | 0 | 0 | 0
BART SO2 Annual- Oswego Harbor 5- v5.16 | 168 | 7244 | Rate Constraint in lbs/MMBtu | FALSE | L | Annual | Allowances Withdrawn (n:1) | Thousand Tons | 0 | 0 | 0 | 0 | 0 | 0 | 0
BART SO2 Annual- Oswego Harbor 5- v5.16 | 168 | 7244 | Rate Constraint in lbs/MMBtu | FALSE | L | Annual | Net Emissions Allowance Position | Thousand Tons | 0 | 0 | 0 | 0 | 0 | 0 | 0
BART SO2 Annual- Oswego Harbor 5- v5.16 | 168 | 7244 | Rate Constraint in lbs/MMBtu | FALSE | L | Annual | Fuel Consumed | TBtu | 0 | 0 | 0 | 0 | 0 | 0 | 0
BART SO2 Annual- Oswego Harbor 5- v5.16 | 168 | 7244 | Rate Constraint in lbs/MMBtu | FALSE | L | Annual | Rate | lb/MMBtu | 0 | 0 | 0 | 0 | 0 | 0 | 0
BART SO2 Annual- Oswego Harbor 5- v5.16 | 168 | 7244 | Rate Constraint in lbs/MMBtu | FALSE | L | Annual | Generation | TWh | 0 | 0 | 0 | 0 | 0 | 0 | 0
BART SO2 Annual- Oswego Harbor 5- v5.16 | 168 | 7244 | Rate Constraint in lbs/MMBtu | FALSE | L | Annual | Qualifying Generation | TWh | 0 | 0 | 0 | 0 | 0 | 0 | 0
BART SO2 Annual- Oswego Harbor 5- v5.16 | 168 | 7244 | Rate Constraint in lbs/MMBtu | FALSE | L | Annual | Rate | lb/MWh | 0 | 0 | 0 | 0 | 0 | 0 | 0
BART SO2 Annual- Oswego Harbor 5- v5.16 | 168 | 7244 | Rate Constraint in lbs/MMBtu | FALSE | L | Annual | Constraint Shadow Price | US2022$/Ton | 0 | 0 | 0 | 0 | 0 | 0 | 0
BART SO2 Annual- Oswego Harbor 6- v6.17 | 169 | 7245 | Rate Constraint in lbs/MMBtu | FALSE | L | Annual | Seasons Included | Seasons | Winter, Spring, Summer, Fall | Winter, Spring, Summer, Fall | Winter, Spring, Summer, Fall | Winter, Spring, Summer, Fall | Winter, Spring, Summer, Fall | Winter, Spring, Summer, Fall | Winter, Spring, Summer, Fall
BART SO2 Annual- Oswego Harbor 6- v6.17 | 169 | 7245 | Rate Constraint in lbs/MMBtu | FALSE | L | Annual | Standard SO2 | lb/MMBtu | 0.8 | 0.8 | 0.8 | 0.8 | 0.8 | 0.8 | 0.8
BART SO2 Annual- Oswego Harbor 6- v6.17 | 169 | 7245 | Rate Constraint in lbs/MMBtu | FALSE | L | Annual | Emissions at Affected Plants SO2 | Thousand Tons | 0 | 0 | 0 | 0 | 0 | 0 | 0
BART SO2 Annual- Oswego Harbor 6- v6.17 | 169 | 7245 | Rate Constraint in lbs/MMBtu | FALSE | L | Annual | Allowances Purchased SO2 | Thousand Tons | 0 | 0 | 0 | 0 | 0 | 0 | 0
BART SO2 Annual- Oswego Harbor 6- v6.17 | 169 | 7245 | Rate Constraint in lbs/MMBtu | FALSE | L | Annual | Allowances Sold SO2 | Thousand Tons | 0 | 0 | 0 | 0 | 0 | 0 | 0
BART SO2 Annual- Oswego Harbor 6- v6.17 | 169 | 7245 | Rate Constraint in lbs/MMBtu | FALSE | L | Annual | Allowances Banked | Thousand Tons | 0 | 0 | 0 | 0 | 0 | 0 | 0
BART SO2 Annual- Oswego Harbor 6- v6.17 | 169 | 7245 | Rate Constraint in lbs/MMBtu | FALSE | L | Annual | Allowances Withdrawn (1:1) | Thousand Tons | 0 | 0 | 0 | 0 | 0 | 0 | 0
BART SO2 Annual- Oswego Harbor 6- v6.17 | 169 | 7245 | Rate Constraint in lbs/MMBtu | FALSE | L | Annual | Allowances Withdrawn (n:1) | Thousand Tons | 0 | 0 | 0 | 0 | 0 | 0 | 0
BART SO2 Annual- Oswego Harbor 6- v6.17 | 169 | 7245 | Rate Constraint in lbs/MMBtu | FALSE | L | Annual | Net Emissions Allowance Position | Thousand Tons | 0 | 0 | 0 | 0 | 0 | 0 | 0
BART SO2 Annual- Oswego Harbor 6- v6.17 | 169 | 7245 | Rate Constraint in lbs/MMBtu | FALSE | L | Annual | Fuel Consumed | TBtu | 0 | 0 | 0 | 0 | 0 | 0 | 0
BART SO2 Annual- Oswego Harbor 6- v6.17 | 169 | 7245 | Rate Constraint in lbs/MMBtu | FALSE | L | Annual | Rate | lb/MMBtu | 0 | 0 | 0 | 0 | 0 | 0 | 0
BART SO2 Annual- Oswego Harbor 6- v6.17 | 169 | 7245 | Rate Constraint in lbs/MMBtu | FALSE | L | Annual | Generation | TWh | 0 | 0 | 0 | 0 | 0 | 0 | 0
BART SO2 Annual- Oswego Harbor 6- v6.17 | 169 | 7245 | Rate Constraint in lbs/MMBtu | FALSE | L | Annual | Qualifying Generation | TWh | 0 | 0 | 0 | 0 | 0 | 0 | 0
BART SO2 Annual- Oswego Harbor 6- v6.17 | 169 | 7245 | Rate Constraint in lbs/MMBtu | FALSE | L | Annual | Rate | lb/MWh | 0 | 0 | 0 | 0 | 0 | 0 | 0
BART SO2 Annual- Oswego Harbor 6- v6.17 | 169 | 7245 | Rate Constraint in lbs/MMBtu | FALSE | L | Annual | Constraint Shadow Price | US2022$/Ton | 0 | 0 | 0 | 0 | 0 | 0 | 0
BART SO2 Annual- R S Nelson 3- v7.23 | 170 | 7952 | Rate Constraint in lbs/MMBtu | FALSE | L | Annual | Seasons Included | Seasons | Winter, Spring, Summer, Fall | Winter, Spring, Summer, Fall | Winter, Spring, Summer, Fall | Winter, Spring, Summer, Fall | Winter, Spring, Summer, Fall | Winter, Spring, Summer, Fall | Winter, Spring, Summer, Fall
BART SO2 Annual- R S Nelson 3- v7.23 | 170 | 7952 | Rate Constraint in lbs/MMBtu | FALSE | L | Annual | Standard SO2 | lb/MMBtu | 0.6 | 0.6 | 0.6 | 0.6 | 0.6 | 0.6 | 0.6
BART SO2 Annual- R S Nelson 3- v7.23 | 170 | 7952 | Rate Constraint in lbs/MMBtu | FALSE | L | Annual | Emissions at Affected Plants SO2 | Thousand Tons | 0 | 0 | 0 | 0 | 0 | 0 | 0
BART SO2 Annual- R S Nelson 3- v7.23 | 170 | 7952 | Rate Constraint in lbs/MMBtu | FALSE | L | Annual | Allowances Purchased SO2 | Thousand Tons | 0 | 0 | 0 | 0 | 0 | 0 | 0
BART SO2 Annual- R S Nelson 3- v7.23 | 170 | 7952 | Rate Constraint in lbs/MMBtu | FALSE | L | Annual | Allowances Sold SO2 | Thousand Tons | 0 | 0 | 0 | 0 | 0 | 0 | 0
BART SO2 Annual- R S Nelson 3- v7.23 | 170 | 7952 | Rate Constraint in lbs/MMBtu | FALSE | L | Annual | Allowances Banked | Thousand Tons | 0 | 0 | 0 | 0 | 0 | 0 | 0
BART SO2 Annual- R S Nelson 3- v7.23 | 170 | 7952 | Rate Constraint in lbs/MMBtu | FALSE | L | Annual | Allowances Withdrawn (1:1) | Thousand Tons | 0 | 0 | 0 | 0 | 0 | 0 | 0
BART SO2 Annual- R S Nelson 3- v7.23 | 170 | 7952 | Rate Constraint in lbs/MMBtu | FALSE | L | Annual | Allowances Withdrawn (n:1) | Thousand Tons | 0 | 0 | 0 | 0 | 0 | 0 | 0
BART SO2 Annual- R S Nelson 3- v7.23 | 170 | 7952 | Rate Constraint in lbs/MMBtu | FALSE | L | Annual | Net Emissions Allowance Position | Thousand Tons | 0 | 0 | 0 | 0 | 0 | 0 | 0
BART SO2 Annual- R S Nelson 3- v7.23 | 170 | 7952 | Rate Constraint in lbs/MMBtu | FALSE | L | Annual | Fuel Consumed | TBtu | 0 | 0 | 0 | 0 | 0 | 0 | 0
BART SO2 Annual- R S Nelson 3- v7.23 | 170 | 7952 | Rate Constraint in lbs/MMBtu | FALSE | L | Annual | Rate | lb/MMBtu | 0 | 0 | 0 | 0 | 0 | 0 | 0
BART SO2 Annual- R S Nelson 3- v7.23 | 170 | 7952 | Rate Constraint in lbs/MMBtu | FALSE | L | Annual | Generation | TWh | 0 | 0 | 0 | 0 | 0 | 0 | 0
BART SO2 Annual- R S Nelson 3- v7.23 | 170 | 7952 | Rate Constraint in lbs/MMBtu | FALSE | L | Annual | Qualifying Generation | TWh | 0 | 0 | 0 | 0 | 0 | 0 | 0
BART SO2 Annual- R S Nelson 3- v7.23 | 170 | 7952 | Rate Constraint in lbs/MMBtu | FALSE | L | Annual | Rate | lb/MWh | 0 | 0 | 0 | 0 | 0 | 0 | 0
BART SO2 Annual- R S Nelson 3- v7.23 | 170 | 7952 | Rate Constraint in lbs/MMBtu | FALSE | L | Annual | Constraint Shadow Price | US2022$/Ton | 0 | 0 | 0 | 0 | 0 | 0 | 0
BART SO2 Annual Rate-Seminole 1&2 -v5.13 | 171 | 7231 | Rate Constraint in lbs/MMBtu | FALSE | L | Annual | Seasons Included | Seasons | Winter, Spring, Summer, Fall | Winter, Spring, Summer, Fall | Winter, Spring, Summer, Fall | Winter, Spring, Summer, Fall | Winter, Spring, Summer, Fall | Winter, Spring, Summer, Fall | Winter, Spring, Summer, Fall
BART SO2 Annual Rate-Seminole 1&2 -v5.13 | 171 | 7231 | Rate Constraint in lbs/MMBtu | FALSE | L | Annual | Standard SO2 | lb/MMBtu | 0.25 | 0.25 | 0.25 | 0.25 | 0.25 | 0.25 | 0.25
BART SO2 Annual Rate-Seminole 1&2 -v5.13 | 171 | 7231 | Rate Constraint in lbs/MMBtu | FALSE | L | Annual | Emissions at Affected Plants SO2 | Thousand Tons | 0.29988 | 0.84679 | 0 | 0 | 0 | 0 | 0
BART SO2 Annual Rate-Seminole 1&2 -v5.13 | 171 | 7231 | Rate Constraint in lbs/MMBtu | FALSE | L | Annual | Allowances Purchased SO2 | Thousand Tons | 0 | 0 | 0 | 0 | 0 | 0 | 0
BART SO2 Annual Rate-Seminole 1&2 -v5.13 | 171 | 7231 | Rate Constraint in lbs/MMBtu | FALSE | L | Annual | Allowances Sold SO2 | Thousand Tons | 0 | 0 | 0 | 0 | 0 | 0 | 0
BART SO2 Annual Rate-Seminole 1&2 -v5.13 | 171 | 7231 | Rate Constraint in lbs/MMBtu | FALSE | L | Annual | Allowances Banked | Thousand Tons | 0 | 0 | 0 | 0 | 0 | 0 | 0
BART SO2 Annual Rate-Seminole 1&2 -v5.13 | 171 | 7231 | Rate Constraint in lbs/MMBtu | FALSE | L | Annual | Allowances Withdrawn (1:1) | Thousand Tons | 0 | 0 | 0 | 0 | 0 | 0 | 0
BART SO2 Annual Rate-Seminole 1&2 -v5.13 | 171 | 7231 | Rate Constraint in lbs/MMBtu | FALSE | L | Annual | Allowances Withdrawn (n:1) | Thousand Tons | 0 | 0 | 0 | 0 | 0 | 0 | 0
BART SO2 Annual Rate-Seminole 1&2 -v5.13 | 171 | 7231 | Rate Constraint in lbs/MMBtu | FALSE | L | Annual | Net Emissions Allowance Position | Thousand Tons | 0.29988 | 0.84679 | 0 | 0 | 0 | 0 | 0
BART SO2 Annual Rate-Seminole 1&2 -v5.13 | 171 | 7231 | Rate Constraint in lbs/MMBtu | FALSE | L | Annual | Fuel Consumed | TBtu | 5.4822 | 15.4806 | 0 | 0 | 0 | 0 | 0
BART SO2 Annual Rate-Seminole 1&2 -v5.13 | 171 | 7231 | Rate Constraint in lbs/MMBtu | FALSE | L | Annual | Rate | lb/MMBtu | 0.1094 | 0.1094 | 0 | 0 | 0 | 0 | 0
BART SO2 Annual Rate-Seminole 1&2 -v5.13 | 171 | 7231 | Rate Constraint in lbs/MMBtu | FALSE | L | Annual | Generation | TWh | 0.55538 | 1.5683 | 0 | 0 | 0 | 0 | 0
BART SO2 Annual Rate-Seminole 1&2 -v5.13 | 171 | 7231 | Rate Constraint in lbs/MMBtu | FALSE | L | Annual | Qualifying Generation | TWh | 0.55538 | 1.5683 | 0 | 0 | 0 | 0 | 0
BART SO2 Annual Rate-Seminole 1&2 -v5.13 | 171 | 7231 | Rate Constraint in lbs/MMBtu | FALSE | L | Annual | Rate | lb/MWh | 1.0799 | 1.0799 | 0 | 0 | 0 | 0 | 0
BART SO2 Annual Rate-Seminole 1&2 -v5.13 | 171 | 7231 | Rate Constraint in lbs/MMBtu | FALSE | L | Annual | Constraint Shadow Price | US2022$/Ton | 0 | 0 | 0 | 0 | 0 | 0 | 0
BART SO2 Annual- Roseton 1- v5.16 | 172 | 7247 | Rate Constraint in lbs/MMBtu | FALSE | L | Annual | Seasons Included | Seasons | Winter, Spring, Summer, Fall | Winter, Spring, Summer, Fall | Winter, Spring, Summer, Fall | Winter, Spring, Summer, Fall | Winter, Spring, Summer, Fall | Winter, Spring, Summer, Fall | Winter, Spring, Summer, Fall
BART SO2 Annual- Roseton 1- v5.16 | 172 | 7247 | Rate Constraint in lbs/MMBtu | FALSE | L | Annual | Standard SO2 | lb/MMBtu | 0.55 | 0.55 | 0.55 | 0.55 | 0.55 | 0.55 | 0.55
BART SO2 Annual- Roseton 1- v5.16 | 172 | 7247 | Rate Constraint in lbs/MMBtu | FALSE | L | Annual | Emissions at Affected Plants SO2 | Thousand Tons | 0 | 0 | 0 | 0 | 0 | 0 | 0
BART SO2 Annual- Roseton 1- v5.16 | 172 | 7247 | Rate Constraint in lbs/MMBtu | FALSE | L | Annual | Allowances Purchased SO2 | Thousand Tons | 0 | 0 | 0 | 0 | 0 | 0 | 0
BART SO2 Annual- Roseton 1- v5.16 | 172 | 7247 | Rate Constraint in lbs/MMBtu | FALSE | L | Annual | Allowances Sold SO2 | Thousand Tons | 0 | 0 | 0 | 0 | 0 | 0 | 0
BART SO2 Annual- Roseton 1- v5.16 | 172 | 7247 | Rate Constraint in lbs/MMBtu | FALSE | L | Annual | Allowances Banked | Thousand Tons | 0 | 0 | 0 | 0 | 0 | 0 | 0
BART SO2 Annual- Roseton 1- v5.16 | 172 | 7247 | Rate Constraint in lbs/MMBtu | FALSE | L | Annual | Allowances Withdrawn (1:1) | Thousand Tons | 0 | 0 | 0 | 0 | 0 | 0 | 0
BART SO2 Annual- Roseton 1- v5.16 | 172 | 7247 | Rate Constraint in lbs/MMBtu | FALSE | L | Annual | Allowances Withdrawn (n:1) | Thousand Tons | 0 | 0 | 0 | 0 | 0 | 0 | 0
BART SO2 Annual- Roseton 1- v5.16 | 172 | 7247 | Rate Constraint in lbs/MMBtu | FALSE | L | Annual | Net Emissions Allowance Position | Thousand Tons | 0 | 0 | 0 | 0 | 0 | 0 | 0
BART SO2 Annual- Roseton 1- v5.16 | 172 | 7247 | Rate Constraint in lbs/MMBtu | FALSE | L | Annual | Fuel Consumed | TBtu | 0 | 0 | 0 | 0 | 0 | 0 | 0
BART SO2 Annual- Roseton 1- v5.16 | 172 | 7247 | Rate Constraint in lbs/MMBtu | FALSE | L | Annual | Rate | lb/MMBtu | 0 | 0 | 0 | 0 | 0 | 0 | 0
BART SO2 Annual- Roseton 1- v5.16 | 172 | 7247 | Rate Constraint in lbs/MMBtu | FALSE | L | Annual | Generation | TWh | 0 | 0 | 0 | 0 | 0 | 0 | 0
BART SO2 Annual- Roseton 1- v5.16 | 172 | 7247 | Rate Constraint in lbs/MMBtu | FALSE | L | Annual | Qualifying Generation | TWh | 0 | 0 | 0 | 0 | 0 | 0 | 0
BART SO2 Annual- Roseton 1- v5.16 | 172 | 7247 | Rate Constraint in lbs/MMBtu | FALSE | L | Annual | Rate | lb/MWh | 0 | 0 | 0 | 0 | 0 | 0 | 0
BART SO2 Annual- Roseton 1- v5.16 | 172 | 7247 | Rate Constraint in lbs/MMBtu | FALSE | L | Annual | Constraint Shadow Price | US2022$/Ton | 0 | 0 | 0 | 56.535 | 0 | 0 | 0
BART SO2 Annual- Roseton 2- v5.16 | 173 | 7248 | Rate Constraint in lbs/MMBtu | FALSE | L | Annual | Seasons Included | Seasons | Winter, Spring, Summer, Fall | Winter, Spring, Summer, Fall | Winter, Spring, Summer, Fall | Winter, Spring, Summer, Fall | Winter, Spring, Summer, Fall | Winter, Spring, Summer, Fall | Winter, Spring, Summer, Fall
BART SO2 Annual- Roseton 2- v5.16 | 173 | 7248 | Rate Constraint in lbs/MMBtu | FALSE | L | Annual | Standard SO2 | lb/MMBtu | 0.55 | 0.55 | 0.55 | 0.55 | 0.55 | 0.55 | 0.55
BART SO2 Annual- Roseton 2- v5.16 | 173 | 7248 | Rate Constraint in lbs/MMBtu | FALSE | L | Annual | Emissions at Affected Plants SO2 | Thousand Tons | 0 | 0 | 0 | 0 | 0 | 0 | 0
BART SO2 Annual- Roseton 2- v5.16 | 173 | 7248 | Rate Constraint in lbs/MMBtu | FALSE | L | Annual | Allowances Purchased SO2 | Thousand Tons | 0 | 0 | 0 | 0 | 0 | 0 | 0
BART SO2 Annual- Roseton 2- v5.16 | 173 | 7248 | Rate Constraint in lbs/MMBtu | FALSE | L | Annual | Allowances Sold SO2 | Thousand Tons | 0 | 0 | 0 | 0 | 0 | 0 | 0
BART SO2 Annual- Roseton 2- v5.16 | 173 | 7248 | Rate Constraint in lbs/MMBtu | FALSE | L | Annual | Allowances Banked | Thousand Tons | 0 | 0 | 0 | 0 | 0 | 0 | 0
BART SO2 Annual- Roseton 2- v5.16 | 173 | 7248 | Rate Constraint in lbs/MMBtu | FALSE | L | Annual | Allowances Withdrawn (1:1) | Thousand Tons | 0 | 0 | 0 | 0 | 0 | 0 | 0
BART SO2 Annual- Roseton 2- v5.16 | 173 | 7248 | Rate Constraint in lbs/MMBtu | FALSE | L | Annual | Allowances Withdrawn (n:1) | Thousand Tons | 0 | 0 | 0 | 0 | 0 | 0 | 0
BART SO2 Annual- Roseton 2- v5.16 | 173 | 7248 | Rate Constraint in lbs/MMBtu | FALSE | L | Annual | Net Emissions Allowance Position | Thousand Tons | 0 | 0 | 0 | 0 | 0 | 0 | 0
BART SO2 Annual- Roseton 2- v5.16 | 173 | 7248 | Rate Constraint in lbs/MMBtu | FALSE | L | Annual | Fuel Consumed | TBtu | 0 | 0 | 0 | 0 | 0 | 0 | 0
BART SO2 Annual- Roseton 2- v5.16 | 173 | 7248 | Rate Constraint in lbs/MMBtu | FALSE | L | Annual | Rate | lb/MMBtu | 0 | 0 | 0 | 0 | 0 | 0 | 0
BART SO2 Annual- Roseton 2- v5.16 | 173 | 7248 | Rate Constraint in lbs/MMBtu | FALSE | L | Annual | Generation | TWh | 0 | 0 | 0 | 0 | 0 | 0 | 0
BART SO2 Annual- Roseton 2- v5.16 | 173 | 7248 | Rate Constraint in lbs/MMBtu | FALSE | L | Annual | Qualifying Generation | TWh | 0 | 0 | 0 | 0 | 0 | 0 | 0
BART SO2 Annual- Roseton 2- v5.16 | 173 | 7248 | Rate Constraint in lbs/MMBtu | FALSE | L | Annual | Rate | lb/MWh | 0 | 0 | 0 | 0 | 0 | 0 | 0
BART SO2 Annual- Roseton 2- v5.16 | 173 | 7248 | Rate Constraint in lbs/MMBtu | FALSE | L | Annual | Constraint Shadow Price | US2022$/Ton | 0 | 0 | 0 | 41.4057 | 20.5026 | 0 | 0
BART SO2 Annual- Sherburne County 3- v5.16 | 174 | 7246 | Rate Constraint in lbs/MMBtu | FALSE | L | Annual | Seasons Included | Seasons | Winter, Spring, Summer, Fall | Winter, Spring, Summer, Fall | Winter, Spring, Summer, Fall | Winter, Spring, Summer, Fall | Winter, Spring, Summer, Fall | Winter, Spring, Summer, Fall | Winter, Spring, Summer, Fall
BART SO2 Annual- Sherburne County 3- v5.16 | 174 | 7246 | Rate Constraint in lbs/MMBtu | FALSE | L | Annual | Standard SO2 | lb/MMBtu | 0.29 | 0.29 | 0.29 | 0.29 | 0.29 | 0.29 | 0.29
BART SO2 Annual- Sherburne County 3- v5.16 | 174 | 7246 | Rate Constraint in lbs/MMBtu | FALSE | L | Annual | Emissions at Affected Plants SO2 | Thousand Tons | 4.0849 | 4.9465 | 0 | 0 | 0 | 0 | 0
BART SO2 Annual- Sherburne County 3- v5.16 | 174 | 7246 | Rate Constraint in lbs/MMBtu | FALSE | L | Annual | Allowances Purchased SO2 | Thousand Tons | 0 | 0 | 0 | 0 | 0 | 0 | 0
BART SO2 Annual- Sherburne County 3- v5.16 | 174 | 7246 | Rate Constraint in lbs/MMBtu | FALSE | L | Annual | Allowances Sold SO2 | Thousand Tons | 0 | 0 | 0 | 0 | 0 | 0 | 0
BART SO2 Annual- Sherburne County 3- v5.16 | 174 | 7246 | Rate Constraint in lbs/MMBtu | FALSE | L | Annual | Allowances Banked | Thousand Tons | 0 | 0 | 0 | 0 | 0 | 0 | 0
BART SO2 Annual- Sherburne County 3- v5.16 | 174 | 7246 | Rate Constraint in lbs/MMBtu | FALSE | L | Annual | Allowances Withdrawn (1:1) | Thousand Tons | 0 | 0 | 0 | 0 | 0 | 0 | 0
BART SO2 Annual- Sherburne County 3- v5.16 | 174 | 7246 | Rate Constraint in lbs/MMBtu | FALSE | L | Annual | Allowances Withdrawn (n:1) | Thousand Tons | 0 | 0 | 0 | 0 | 0 | 0 | 0
BART SO2 Annual- Sherburne County 3- v5.16 | 174 | 7246 | Rate Constraint in lbs/MMBtu | FALSE | L | Annual | Net Emissions Allowance Position | Thousand Tons | 4.0849 | 4.9465 | 0 | 0 | 0 | 0 | 0
BART SO2 Annual- Sherburne County 3- v5.16 | 174 | 7246 | Rate Constraint in lbs/MMBtu | FALSE | L | Annual | Fuel Consumed | TBtu | 49.3162 | 59.7187 | 0 | 0 | 0 | 0 | 0
BART SO2 Annual- Sherburne County 3- v5.16 | 174 | 7246 | Rate Constraint in lbs/MMBtu | FALSE | L | Annual | Rate | lb/MMBtu | 0.16566 | 0.16566 | 0 | 0 | 0 | 0 | 0
BART SO2 Annual- Sherburne County 3- v5.16 | 174 | 7246 | Rate Constraint in lbs/MMBtu | FALSE | L | Annual | Generation | TWh | 4.9228 | 5.9611 | 0 | 0 | 0 | 0 | 0
BART SO2 Annual- Sherburne County 3- v5.16 | 174 | 7246 | Rate Constraint in lbs/MMBtu | FALSE | L | Annual | Qualifying Generation | TWh | 4.9228 | 5.9611 | 0 | 0 | 0 | 0 | 0
BART SO2 Annual- Sherburne County 3- v5.16 | 174 | 7246 | Rate Constraint in lbs/MMBtu | FALSE | L | Annual | Rate | lb/MWh | 1.6596 | 1.6596 | 0 | 0 | 0 | 0 | 0
BART SO2 Annual- Sherburne County 3- v5.16 | 174 | 7246 | Rate Constraint in lbs/MMBtu | FALSE | L | Annual | Constraint Shadow Price | US2022$/Ton | 0 | 0 | 0 | 0 | 0 | 0 | 0
BART SO2 Annual- White Bluff 1- v6.20 | 175 | 7641 | Rate Constraint in lbs/MMBtu | FALSE | L | Annual | Seasons Included | Seasons | Winter, Spring, Summer, Fall | Winter, Spring, Summer, Fall | Winter, Spring, Summer, Fall | Winter, Spring, Summer, Fall | Winter, Spring, Summer, Fall | Winter, Spring, Summer, Fall | Winter, Spring, Summer, Fall
BART SO2 Annual- White Bluff 1- v6.20 | 175 | 7641 | Rate Constraint in lbs/MMBtu | FALSE | L | Annual | Standard SO2 | lb/MMBtu | 0.6 | 0.6 | 0.6 | 0.6 | 0.6 | 0.6 | 0.6
BART SO2 Annual- White Bluff 1- v6.20 | 175 | 7641 | Rate Constraint in lbs/MMBtu | FALSE | L | Annual | Emissions at Affected Plants SO2 | Thousand Tons | 9.706 | 0 | 0 | 0 | 0 | 0 | 0
BART SO2 Annual- White Bluff 1- v6.20 | 175 | 7641 | Rate Constraint in lbs/MMBtu | FALSE | L | Annual | Allowances Purchased SO2 | Thousand Tons | 0 | 0 | 0 | 0 | 0 | 0 | 0
BART SO2 Annual- White Bluff 1- v6.20 | 175 | 7641 | Rate Constraint in lbs/MMBtu | FALSE | L | Annual | Allowances Sold SO2 | Thousand Tons | 0 | 0 | 0 | 0 | 0 | 0 | 0
BART SO2 Annual- White Bluff 1- v6.20 | 175 | 7641 | Rate Constraint in lbs/MMBtu | FALSE | L | Annual | Allowances Banked | Thousand Tons | 0 | 0 | 0 | 0 | 0 | 0 | 0
BART SO2 Annual- White Bluff 1- v6.20 | 175 | 7641 | Rate Constraint in lbs/MMBtu | FALSE | L | Annual | Allowances Withdrawn (1:1) | Thousand Tons | 0 | 0 | 0 | 0 | 0 | 0 | 0
BART SO2 Annual- White Bluff 1- v6.20 | 175 | 7641 | Rate Constraint in lbs/MMBtu | FALSE | L | Annual | Allowances Withdrawn (n:1) | Thousand Tons | 0 | 0 | 0 | 0 | 0 | 0 | 0
BART SO2 Annual- White Bluff 1- v6.20 | 175 | 7641 | Rate Constraint in lbs/MMBtu | FALSE | L | Annual | Net Emissions Allowance Position | Thousand Tons | 9.706 | 0 | 0 | 0 | 0 | 0 | 0
BART SO2 Annual- White Bluff 1- v6.20 | 175 | 7641 | Rate Constraint in lbs/MMBtu | FALSE | L | Annual | Fuel Consumed | TBtu | 37.1651 | 9.7456 | 0 | 0 | 0 | 0 | 0
BART SO2 Annual- White Bluff 1- v6.20 | 175 | 7641 | Rate Constraint in lbs/MMBtu | FALSE | L | Annual | Rate | lb/MMBtu | 0.52232 | 0 | 0 | 0 | 0 | 0 | 0
BART SO2 Annual- White Bluff 1- v6.20 | 175 | 7641 | Rate Constraint in lbs/MMBtu | FALSE | L | Annual | Generation | TWh | 3.595 | 0.89781 | 0 | 0 | 0 | 0 | 0
BART SO2 Annual- White Bluff 1- v6.20 | 175 | 7641 | Rate Constraint in lbs/MMBtu | FALSE | L | Annual | Qualifying Generation | TWh | 3.595 | 0.89781 | 0 | 0 | 0 | 0 | 0
BART SO2 Annual- White Bluff 1- v6.20 | 175 | 7641 | Rate Constraint in lbs/MMBtu | FALSE | L | Annual | Rate | lb/MWh | 5.3997 | 0 | 0 | 0 | 0 | 0 | 0
BART SO2 Annual- White Bluff 1- v6.20 | 175 | 7641 | Rate Constraint in lbs/MMBtu | FALSE | L | Annual | Constraint Shadow Price | US2022$/Ton | 0 | 0 | 0 | 0 | 0 | 0 | 0
BART SO2 Annual- White Bluff 2- v6.20 | 176 | 7642 | Rate Constraint in lbs/MMBtu | FALSE | L | Annual | Seasons Included | Seasons | Winter, Spring, Summer, Fall | Winter, Spring, Summer, Fall | Winter, Spring, Summer, Fall | Winter, Spring, Summer, Fall | Winter, Spring, Summer, Fall | Winter, Spring, Summer, Fall | Winter, Spring, Summer, Fall
BART SO2 Annual- White Bluff 2- v6.20 | 176 | 7642 | Rate Constraint in lbs/MMBtu | FALSE | L | Annual | Standard SO2 | lb/MMBtu | 0.6 | 0.6 | 0.6 | 0.6 | 0.6 | 0.6 | 0.6
BART SO2 Annual- White Bluff 2- v6.20 | 176 | 7642 | Rate Constraint in lbs/MMBtu | FALSE | L | Annual | Emissions at Affected Plants SO2 | Thousand Tons | 10.9642 | 0.1694 | 0.1261 | 0 | 0 | 0.13056 | 0.1483
BART SO2 Annual- White Bluff 2- v6.20 | 176 | 7642 | Rate Constraint in lbs/MMBtu | FALSE | L | Annual | Allowances Purchased SO2 | Thousand Tons | 0 | 0 | 0 | 0 | 0 | 0 | 0
BART SO2 Annual- White Bluff 2- v6.20 | 176 | 7642 | Rate Constraint in lbs/MMBtu | FALSE | L | Annual | Allowances Sold SO2 | Thousand Tons | 0 | 0 | 0 | 0 | 0 | 0 | 0
BART SO2 Annual- White Bluff 2- v6.20 | 176 | 7642 | Rate Constraint in lbs/MMBtu | FALSE | L | Annual | Allowances Banked | Thousand Tons | 0 | 0 | 0 | 0 | 0 | 0 | 0
BART SO2 Annual- White Bluff 2- v6.20 | 176 | 7642 | Rate Constraint in lbs/MMBtu | FALSE | L | Annual | Allowances Withdrawn (1:1) | Thousand Tons | 0 | 0 | 0 | 0 | 0 | 0 | 0
BART SO2 Annual- White Bluff 2- v6.20 | 176 | 7642 | Rate Constraint in lbs/MMBtu | FALSE | L | Annual | Allowances Withdrawn (n:1) | Thousand Tons | 0 | 0 | 0 | 0 | 0 | 0 | 0
BART SO2 Annual- White Bluff 2- v6.20 | 176 | 7642 | Rate Constraint in lbs/MMBtu | FALSE | L | Annual | Net Emissions Allowance Position | Thousand Tons | 10.9642 | 0.1694 | 0.1261 | 0 | 0 | 0.13056 | 0.1483
BART SO2 Annual- White Bluff 2- v6.20 | 176 | 7642 | Rate Constraint in lbs/MMBtu | FALSE | L | Annual | Fuel Consumed | TBtu | 41.9828 | 11.564 | 0.48283 | 0 | 0 | 0.49994 | 0.56784
BART SO2 Annual- White Bluff 2- v6.20 | 176 | 7642 | Rate Constraint in lbs/MMBtu | FALSE | L | Annual | Rate | lb/MMBtu | 0.52232 | 0.029297 | 0.52232 | 0 | 0 | 0.52232 | 0.52232
BART SO2 Annual- White Bluff 2- v6.20 | 176 | 7642 | Rate Constraint in lbs/MMBtu | FALSE | L | Annual | Generation | TWh | 4.1135 | 1.0821 | 0.047309 | 0 | 0 | 0.048985 | 0.055638
BART SO2 Annual- White Bluff 2- v6.20 | 176 | 7642 | Rate Constraint in lbs/MMBtu | FALSE | L | Annual | Qualifying Generation | TWh | 4.1135 | 1.0821 | 0.047309 | 0 | 0 | 0.048985 | 0.055638
BART SO2 Annual- White Bluff 2- v6.20 | 176 | 7642 | Rate Constraint in lbs/MMBtu | FALSE | L | Annual | Rate | lb/MWh | 5.3308 | 0.31308 | 5.3308 | 0 | 0 | 5.3308 | 5.3308
BART SO2 Annual- White Bluff 2- v6.20 | 176 | 7642 | Rate Constraint in lbs/MMBtu | FALSE | L | Annual | Constraint Shadow Price | US2022$/Ton | 0 | 0 | 0 | 0 | 0 | 0 | 0
BART SO2 Annual-Apache Station 2 -v5.13 | 177 | 7207 | Rate Constraint in lbs/MMBtu | FALSE | L | Annual | Seasons Included | Seasons | Winter, Spring, Summer, Fall | Winter, Spring, Summer, Fall | Winter, Spring, Summer, Fall | Winter, Spring, Summer, Fall | Winter, Spring, Summer, Fall | Winter, Spring, Summer, Fall | Winter, Spring, Summer, Fall
BART SO2 Annual-Apache Station 2 -v5.13 | 177 | 7207 | Rate Constraint in lbs/MMBtu | FALSE | L | Annual | Standard SO2 | lb/MMBtu | 0.00064 | 0.00064 | 0.00064 | 0.00064 | 0.00064 | 0.00064 | 0.00064
BART SO2 Annual-Apache Station 2 -v5.13 | 177 | 7207 | Rate Constraint in lbs/MMBtu | FALSE | L | Annual | Emissions at Affected Plants SO2 | Thousand Tons | 0 | 0 | 0 | 0 | 0 | 0 | 0
BART SO2 Annual-Apache Station 2 -v5.13 | 177 | 7207 | Rate Constraint in lbs/MMBtu | FALSE | L | Annual | Allowances Purchased SO2 | Thousand Tons | 0 | 0 | 0 | 0 | 0 | 0 | 0
BART SO2 Annual-Apache Station 2 -v5.13 | 177 | 7207 | Rate Constraint in lbs/MMBtu | FALSE | L | Annual | Allowances Sold SO2 | Thousand Tons | 0 | 0 | 0 | 0 | 0 | 0 | 0
BART SO2 Annual-Apache Station 2 -v5.13 | 177 | 7207 | Rate Constraint in lbs/MMBtu | FALSE | L | Annual | Allowances Banked | Thousand Tons | 0 | 0 | 0 | 0 | 0 | 0 | 0
BART SO2 Annual-Apache Station 2 -v5.13 | 177 | 7207 | Rate Constraint in lbs/MMBtu | FALSE | L | Annual | Allowances Withdrawn (1:1) | Thousand Tons | 0 | 0 | 0 | 0 | 0 | 0 | 0
BART SO2 Annual-Apache Station 2 -v5.13 | 177 | 7207 | Rate Constraint in lbs/MMBtu | FALSE | L | Annual | Allowances Withdrawn (n:1) | Thousand Tons | 0 | 0 | 0 | 0 | 0 | 0 | 0
BART SO2 Annual-Apache Station 2 -v5.13 | 177 | 7207 | Rate Constraint in lbs/MMBtu | FALSE | L | Annual | Net Emissions Allowance Position | Thousand Tons | 0 | 0 | 0 | 0 | 0 | 0 | 0
BART SO2 Annual-Apache Station 2 -v5.13 | 177 | 7207 | Rate Constraint in lbs/MMBtu | FALSE | L | Annual | Fuel Consumed | TBtu | 0.33913 | 0.33913 | 0.33913 | 0.33913 | 0.33913 | 0.33913 | 0.33913
BART SO2 Annual-Apache Station 2 -v5.13 | 177 | 7207 | Rate Constraint in lbs/MMBtu | FALSE | L | Annual | Rate | lb/MMBtu | 0 | 0 | 0 | 0 | 0 | 0 | 0
BART SO2 Annual-Apache Station 2 -v5.13 | 177 | 7207 | Rate Constraint in lbs/MMBtu | FALSE | L | Annual | Generation | TWh | 0.03066 | 0.03066 | 0.03066 | 0.03066 | 0.03066 | 0.03066 | 0.03066
BART SO2 Annual-Apache Station 2 -v5.13 | 177 | 7207 | Rate Constraint in lbs/MMBtu | FALSE | L | Annual | Qualifying Generation | TWh | 0.03066 | 0.03066 | 0.03066 | 0.03066 | 0.03066 | 0.03066 | 0.03066
BART SO2 Annual-Apache Station 2 -v5.13 | 177 | 7207 | Rate Constraint in lbs/MMBtu | FALSE | L | Annual | Rate | lb/MWh | 0 | 0 | 0 | 0 | 0 | 0 | 0
BART SO2 Annual-Apache Station 2 -v5.13 | 177 | 7207 | Rate Constraint in lbs/MMBtu | FALSE | L | Annual | Constraint Shadow Price | US2022$/Ton | 0 | 0 | 0 | 0 | 0 | 0 | 0
BART SO2 Annual-Apache Station 3 -v5.13 | 178 | 7208 | Rate Constraint in lbs/MMBtu | FALSE | L | Annual | Seasons Included | Seasons | Winter, Spring, Summer, Fall | Winter, Spring, Summer, Fall | Winter, Spring, Summer, Fall | Winter, Spring, Summer, Fall | Winter, Spring, Summer, Fall | Winter, Spring, Summer, Fall | Winter, Spring, Summer, Fall
BART SO2 Annual-Apache Station 3 -v5.13 | 178 | 7208 | Rate Constraint in lbs/MMBtu | FALSE | L | Annual | Standard SO2 | lb/MMBtu | 0.15 | 0.15 | 0.15 | 0.15 | 0.15 | 0.15 | 0.15
BART SO2 Annual-Apache Station 3 -v5.13 | 178 | 7208 | Rate Constraint in lbs/MMBtu | FALSE | L | Annual | Emissions at Affected Plants SO2 | Thousand Tons | 0.069614 | 0.069614 | 0 | 0 | 0 | 0 | 0
BART SO2 Annual-Apache Station 3 -v5.13 | 178 | 7208 | Rate Constraint in lbs/MMBtu | FALSE | L | Annual | Allowances Purchased SO2 | Thousand Tons | 0 | 0 | 0 | 0 | 0 | 0 | 0
BART SO2 Annual-Apache Station 3 -v5.13 | 178 | 7208 | Rate Constraint in lbs/MMBtu | FALSE | L | Annual | Allowances Sold SO2 | Thousand Tons | 0 | 0 | 0 | 0 | 0 | 0 | 0
BART SO2 Annual-Apache Station 3 -v5.13 | 178 | 7208 | Rate Constraint in lbs/MMBtu | FALSE | L | Annual | Allowances Banked | Thousand Tons | 0 | 0 | 0 | 0 | 0 | 0 | 0
BART SO2 Annual-Apache Station 3 -v5.13 | 178 | 7208 | Rate Constraint in lbs/MMBtu | FALSE | L | Annual | Allowances Withdrawn (1:1) | Thousand Tons | 0 | 0 | 0 | 0 | 0 | 0 | 0
BART SO2 Annual-Apache Station 3 -v5.13 | 178 | 7208 | Rate Constraint in lbs/MMBtu | FALSE | L | Annual | Allowances Withdrawn (n:1) | Thousand Tons | 0 | 0 | 0 | 0 | 0 | 0 | 0
BART SO2 Annual-Apache Station 3 -v5.13 | 178 | 7208 | Rate Constraint in lbs/MMBtu | FALSE | L | Annual | Net Emissions Allowance Position | Thousand Tons | 0.069614 | 0.069614 | 0 | 0 | 0 | 0 | 0
BART SO2 Annual-Apache Station 3 -v5.13 | 178 | 7208 | Rate Constraint in lbs/MMBtu | FALSE | L | Annual | Fuel Consumed | TBtu | 1.7771 | 1.7771 | 0 | 0 | 0 | 0 | 0
BART SO2 Annual-Apache Station 3 -v5.13 | 178 | 7208 | Rate Constraint in lbs/MMBtu | FALSE | L | Annual | Rate | lb/MMBtu | 0.078348 | 0.078348 | 0 | 0 | 0 | 0 | 0
BART SO2 Annual-Apache Station 3 -v5.13 | 178 | 7208 | Rate Constraint in lbs/MMBtu | FALSE | L | Annual | Generation | TWh | 0.1533 | 0.1533 | 0 | 0 | 0 | 0 | 0
BART SO2 Annual-Apache Station 3 -v5.13 | 178 | 7208 | Rate Constraint in lbs/MMBtu | FALSE | L | Annual | Qualifying Generation | TWh | 0.1533 | 0.1533 | 0 | 0 | 0 | 0 | 0
BART SO2 Annual-Apache Station 3 -v5.13 | 178 | 7208 | Rate Constraint in lbs/MMBtu | FALSE | L | Annual | Rate | lb/MWh | 0.90821 | 0.90821 | 0 | 0 | 0 | 0 | 0
BART SO2 Annual-Apache Station 3 -v5.13 | 178 | 7208 | Rate Constraint in lbs/MMBtu | FALSE | L | Annual | Constraint Shadow Price | US2022$/Ton | 0 | 0 | 0 | 0 | 0 | 0 | 0
BART SO2 Annual-Coronado U1B -v5.13 | 179 | 7214 | Rate Constraint in lbs/MMBtu | FALSE | L | Annual | Seasons Included | Seasons | Winter, Spring, Summer, Fall | Winter, Spring, Summer, Fall | Winter, Spring, Summer, Fall | Winter, Spring, Summer, Fall | Winter, Spring, Summer, Fall | Winter, Spring, Summer, Fall | Winter, Spring, Summer, Fall
BART SO2 Annual-Coronado U1B -v5.13 | 179 | 7214 | Rate Constraint in lbs/MMBtu | FALSE | L | Annual | Standard SO2 | lb/MMBtu | 0.06 | 0.06 | 0.06 | 0.06 | 0.06 | 0.06 | 0.06
BART SO2 Annual-Coronado U1B -v5.13 | 179 | 7214 | Rate Constraint in lbs/MMBtu | FALSE | L | Annual | Emissions at Affected Plants SO2 | Thousand Tons | 0.0034739 | 0.0055545 | 0 | 0 | 0 | 0 | 0
BART SO2 Annual-Coronado U1B -v5.13 | 179 | 7214 | Rate Constraint in lbs/MMBtu | FALSE | L | Annual | Allowances Purchased SO2 | Thousand Tons | 0 | 0 | 0 | 0 | 0 | 0 | 0
BART SO2 Annual-Coronado U1B -v5.13 | 179 | 7214 | Rate Constraint in lbs/MMBtu | FALSE | L | Annual | Allowances Sold SO2 | Thousand Tons | 0 | 0 | 0 | 0 | 0 | 0 | 0
BART SO2 Annual-Coronado U1B -v5.13 | 179 | 7214 | Rate Constraint in lbs/MMBtu | FALSE | L | Annual | Allowances Banked | Thousand Tons | 0 | 0 | 0 | 0 | 0 | 0 | 0
BART SO2 Annual-Coronado U1B -v5.13 | 179 | 7214 | Rate Constraint in lbs/MMBtu | FALSE | L | Annual | Allowances Withdrawn (1:1) | Thousand Tons | 0 | 0 | 0 | 0 | 0 | 0 | 0
BART SO2 Annual-Coronado U1B -v5.13 | 179 | 7214 | Rate Constraint in lbs/MMBtu | FALSE | L | Annual | Allowances Withdrawn (n:1) | Thousand Tons | 0 | 0 | 0 | 0 | 0 | 0 | 0
BART SO2 Annual-Coronado U1B -v5.13 | 179 | 7214 | Rate Constraint in lbs/MMBtu | FALSE | L | Annual | Net Emissions Allowance Position | Thousand Tons | 0.0034739 | 0.0055545 | 0 | 0 | 0 | 0 | 0
BART SO2 Annual-Coronado U1B -v5.13 | 179 | 7214 | Rate Constraint in lbs/MMBtu | FALSE | L | Annual | Fuel Consumed | TBtu | 0.1158 | 0.18515 | 0 | 0 | 0 | 0 | 0
BART SO2 Annual-Coronado U1B -v5.13 | 179 | 7214 | Rate Constraint in lbs/MMBtu | FALSE | L | Annual | Rate | lb/MMBtu | 0.06 | 0.06 | 0 | 0 | 0 | 0 | 0
BART SO2 Annual-Coronado U1B -v5.13 | 179 | 7214 | Rate Constraint in lbs/MMBtu | FALSE | L | Annual | Generation | TWh | 0.010907 | 0.017439 | 0 | 0 | 0 | 0 | 0
BART SO2 Annual-Coronado U1B -v5.13 | 179 | 7214 | Rate Constraint in lbs/MMBtu | FALSE | L | Annual | Qualifying Generation | TWh | 0.010907 | 0.017439 | 0 | 0 | 0 | 0 | 0
BART SO2 Annual-Coronado U1B -v5.13 | 179 | 7214 | Rate Constraint in lbs/MMBtu | FALSE | L | Annual | Rate | lb/MWh | 0.63702 | 0.63702 | 0 | 0 | 0 | 0 | 0
BART SO2 Annual-Coronado U1B -v5.13 | 179 | 7214 | Rate Constraint in lbs/MMBtu | FALSE | L | Annual | Constraint Shadow Price | US2022$/Ton | 0 | 0 | 0 | 0 | 0 | 0 | 0
BART SO2 Annual-Coronado U2B -v5.13 | 180 | 7215 | Rate Constraint in lbs/MMBtu | FALSE | L | Annual | Seasons Included | Seasons | Winter, Spring, Summer, Fall | Winter, Spring, Summer, Fall | Winter, Spring, Summer, Fall | Winter, Spring, Summer, Fall | Winter, Spring, Summer, Fall | Winter, Spring, Summer, Fall | Winter, Spring, Summer, Fall
BART SO2 Annual-Coronado U2B -v5.13 | 180 | 7215 | Rate Constraint in lbs/MMBtu | FALSE | L | Annual | Standard SO2 | lb/MMBtu | 0.06 | 0.06 | 0.06 | 0.06 | 0.06 | 0.06 | 0.06
BART SO2 Annual-Coronado U2B -v5.13 | 180 | 7215 | Rate Constraint in lbs/MMBtu | FALSE | L | Annual | Emissions at Affected Plants SO2 | Thousand Tons | 0.16326 | 0.64358 | 0 | 0 | 0 | 0 | 0
BART SO2 Annual-Coronado U2B -v5.13 | 180 | 7215 | Rate Constraint in lbs/MMBtu | FALSE | L | Annual | Allowances Purchased SO2 | Thousand Tons | 0 | 0 | 0 | 0 | 0 | 0 | 0
BART SO2 Annual-Coronado U2B -v5.13 | 180 | 7215 | Rate Constraint in lbs/MMBtu | FALSE | L | Annual | Allowances Sold SO2 | Thousand Tons | 0 | 0 | 0 | 0 | 0 | 0 | 0
BART SO2 Annual-Coronado U2B -v5.13 | 180 | 7215 | Rate Constraint in lbs/MMBtu | FALSE | L | Annual | Allowances Banked | Thousand Tons | 0 | 0 | 0 | 0 | 0 | 0 | 0
BART SO2 Annual-Coronado U2B -v5.13 | 180 | 7215 | Rate Constraint in lbs/MMBtu | FALSE | L | Annual | Allowances Withdrawn (1:1) | Thousand Tons | 0 | 0 | 0 | 0 | 0 | 0 | 0
BART SO2 Annual-Coronado U2B -v5.13 | 180 | 7215 | Rate Constraint in lbs/MMBtu | FALSE | L | Annual | Allowances Withdrawn (n:1) | Thousand Tons | 0 | 0 | 0 | 0 | 0 | 0 | 0
BART SO2 Annual-Coronado U2B -v5.13 | 180 | 7215 | Rate Constraint in lbs/MMBtu | FALSE | L | Annual | Net Emissions Allowance Position | Thousand Tons | 0.16326 | 0.64358 | 0 | 0 | 0 | 0 | 0
BART SO2 Annual-Coronado U2B -v5.13 | 180 | 7215 | Rate Constraint in lbs/MMBtu | FALSE | L | Annual | Fuel Consumed | TBtu | 5.442 | 21.4527 | 0 | 0 | 0 | 0 | 0
BART SO2 Annual-Coronado U2B -v5.13 | 180 | 7215 | Rate Constraint in lbs/MMBtu | FALSE | L | Annual | Rate | lb/MMBtu | 0.06 | 0.06 | 0 | 0 | 0 | 0 | 0
BART SO2 Annual-Coronado U2B -v5.13 | 180 | 7215 | Rate Constraint in lbs/MMBtu | FALSE | L | Annual | Generation | TWh | 0.50903 | 2.0066 | 0 | 0 | 0 | 0 | 0
BART SO2 Annual-Coronado U2B -v5.13 | 180 | 7215 | Rate Constraint in lbs/MMBtu | FALSE | L | Annual | Qualifying Generation | TWh | 0.50903 | 2.0066 | 0 | 0 | 0 | 0 | 0
BART SO2 Annual-Coronado U2B -v5.13 | 180 | 7215 | Rate Constraint in lbs/MMBtu | FALSE | L | Annual | Rate | lb/MWh | 0.64146 | 0.64146 | 0 | 0 | 0 | 0 | 0
BART SO2 Annual-Coronado U2B -v5.13 | 180 | 7215 | Rate Constraint in lbs/MMBtu | FALSE | L | Annual | Constraint Shadow Price | US2022$/Ton | 0 | 0 | 0 | 0 | 0 | 0 | 0
BART SO2 Annual-Craig C2 -v5.14 | 181 | 7201 | Rate Constraint in lbs/MMBtu | FALSE | L | Annual | Seasons Included | Seasons | Winter, Spring, Summer, Fall | Winter, Spring, Summer, Fall | Winter, Spring, Summer, Fall | Winter, Spring, Summer, Fall | Winter, Spring, Summer, Fall | Winter, Spring, Summer, Fall | Winter, Spring, Summer, Fall
BART SO2 Annual-Craig C2 -v5.14 | 181 | 7201 | Rate Constraint in lbs/MMBtu | FALSE | L | Annual | Standard SO2 | lb/MMBtu | 0.11 | 0.11 | 0.11 | 0.11 | 0.11 | 0.11 | 0.11
BART SO2 Annual-Craig C2 -v5.14 | 181 | 7201 | Rate Constraint in lbs/MMBtu | FALSE | L | Annual | Emissions at Affected Plants SO2 | Thousand Tons | 0.63807 | 0 | 0 | 0 | 0 | 0 | 0
BART SO2 Annual-Craig C2 -v5.14 | 181 | 7201 | Rate Constraint in lbs/MMBtu | FALSE | L | Annual | Allowances Purchased SO2 | Thousand Tons | 0 | 0 | 0 | 0 | 0 | 0 | 0
BART SO2 Annual-Craig C2 -v5.14 | 181 | 7201 | Rate Constraint in lbs/MMBtu | FALSE | L | Annual | Allowances Sold SO2 | Thousand Tons | 0 | 0 | 0 | 0 | 0 | 0 | 0
BART SO2 Annual-Craig C2 -v5.14 | 181 | 7201 | Rate Constraint in lbs/MMBtu | FALSE | L | Annual | Allowances Banked | Thousand Tons | 0 | 0 | 0 | 0 | 0 | 0 | 0
BART SO2 Annual-Craig C2 -v5.14 | 181 | 7201 | Rate Constraint in lbs/MMBtu | FALSE | L | Annual | Allowances Withdrawn (1:1) | Thousand Tons | 0 | 0 | 0 | 0 | 0 | 0 | 0
BART SO2 Annual-Craig C2 -v5.14 | 181 | 7201 | Rate Constraint in lbs/MMBtu | FALSE | L | Annual | Allowances Withdrawn (n:1) | Thousand Tons | 0 | 0 | 0 | 0 | 0 | 0 | 0
BART SO2 Annual-Craig C2 -v5.14 | 181 | 7201 | Rate Constraint in lbs/MMBtu | FALSE | L | Annual | Net Emissions Allowance Position | Thousand Tons | 0.63807 | 0 | 0 | 0 | 0 | 0 | 0
BART SO2 Annual-Craig C2 -v5.14 | 181 | 7201 | Rate Constraint in lbs/MMBtu | FALSE | L | Annual | Fuel Consumed | TBtu | 21.2691 | 0 | 0 | 0 | 0 | 0 | 0
BART SO2 Annual-Craig C2 -v5.14 | 181 | 7201 | Rate Constraint in lbs/MMBtu | FALSE | L | Annual | Rate | lb/MMBtu | 0.06 | 0 | 0 | 0 | 0 | 0 | 0
BART SO2 Annual-Craig C2 -v5.14 | 181 | 7201 | Rate Constraint in lbs/MMBtu | FALSE | L | Annual | Generation | TWh | 2.0771 | 0 | 0 | 0 | 0 | 0 | 0
BART SO2 Annual-Craig C2 -v5.14 | 181 | 7201 | Rate Constraint in lbs/MMBtu | FALSE | L | Annual | Qualifying Generation | TWh | 2.0771 | 0 | 0 | 0 | 0 | 0 | 0
BART SO2 Annual-Craig C2 -v5.14 | 181 | 7201 | Rate Constraint in lbs/MMBtu | FALSE | L | Annual | Rate | lb/MWh | 0.6144 | 0 | 0 | 0 | 0 | 0 | 0
BART SO2 Annual-Craig C2 -v5.14 | 181 | 7201 | Rate Constraint in lbs/MMBtu | FALSE | L | Annual | Constraint Shadow Price | US2022$/Ton | 0 | 0 | 0 | 0 | 0 | 0 | 0
BART SO2 Annual-Jeffrey Energy Center 1 -v5.13 | 182 | 7216 | Rate Constraint in lbs/MMBtu | FALSE | L | Annual | Seasons Included | Seasons | Winter, Spring, Summer, Fall | Winter, Spring, Summer, Fall | Winter, Spring, Summer, Fall | Winter, Spring, Summer, Fall | Winter, Spring, Summer, Fall | Winter, Spring, Summer, Fall | Winter, Spring, Summer, Fall
BART SO2 Annual-Jeffrey Energy Center 1 -v5.13 | 182 | 7216 | Rate Constraint in lbs/MMBtu | FALSE | L | Annual | Standard SO2 | lb/MMBtu | 0.15 | 0.15 | 0.15 | 0.15 | 0.15 | 0.15 | 0.15
BART SO2 Annual-Jeffrey Energy Center 1 -v5.13 | 182 | 7216 | Rate Constraint in lbs/MMBtu | FALSE | L | Annual | Emissions at Affected Plants SO2 | Thousand Tons | 1.1749 | 1.3164 | 0 | 0 | 0 | 0 | 0
BART SO2 Annual-Jeffrey Energy Center 1 -v5.13 | 182 | 7216 | Rate Constraint in lbs/MMBtu | FALSE | L | Annual | Allowances Purchased SO2 | Thousand Tons | 0 | 0 | 0 | 0 | 0 | 0 | 0
BART SO2 Annual-Jeffrey Energy Center 1 -v5.13 | 182 | 7216 | Rate Constraint in lbs/MMBtu | FALSE | L | Annual | Allowances Sold SO2 | Thousand Tons | 0 | 0 | 0 | 0 | 0 | 0 | 0
BART SO2 Annual-Jeffrey Energy Center 1 -v5.13 | 182 | 7216 | Rate Constraint in lbs/MMBtu | FALSE | L | Annual | Allowances Banked | Thousand Tons | 0 | 0 | 0 | 0 | 0 | 0 | 0
BART SO2 Annual-Jeffrey Energy Center 1 -v5.13 | 182 | 7216 | Rate Constraint in lbs/MMBtu | FALSE | L | Annual | Allowances Withdrawn (1:1) | Thousand Tons | 0 | 0 | 0 | 0 | 0 | 0 | 0
BART SO2 Annual-Jeffrey Energy Center 1 -v5.13 | 182 | 7216 | Rate Constraint in lbs/MMBtu | FALSE | L | Annual | Allowances Withdrawn (n:1) | Thousand Tons | 0 | 0 | 0 | 0 | 0 | 0 | 0
BART SO2 Annual-Jeffrey Energy Center 1 -v5.13 | 182 | 7216 | Rate Constraint in lbs/MMBtu | FALSE | L | Annual | Net Emissions Allowance Position | Thousand Tons | 1.1749 | 1.3164 | 0 | 0 | 0 | 0 | 0
BART SO2 Annual-Jeffrey Energy Center 1 -v5.13 | 182 | 7216 | Rate Constraint in lbs/MMBtu | FALSE | L | Annual | Fuel Consumed | TBtu | 39.1619 | 43.881 | 0 | 0 | 0 | 0 | 0
BART SO2 Annual-Jeffrey Energy Center 1 -v5.13 | 182 | 7216 | Rate Constraint in lbs/MMBtu | FALSE | L | Annual | Rate | lb/MMBtu | 0.06 | 0.06 | 0 | 0 | 0 | 0 | 0
BART SO2 Annual-Jeffrey Energy Center 1 -v5.13 | 182 | 7216 | Rate Constraint in lbs/MMBtu | FALSE | L | Annual | Generation | TWh | 3.5634 | 3.9928 | 0 | 0 | 0 | 0 | 0
BART SO2 Annual-Jeffrey Energy Center 1 -v5.13 | 182 | 7216 | Rate Constraint in lbs/MMBtu | FALSE | L | Annual | Qualifying Generation | TWh | 3.5634 | 3.9928 | 0 | 0 | 0 | 0 | 0
BART SO2 Annual-Jeffrey Energy Center 1 -v5.13 | 182 | 7216 | Rate Constraint in lbs/MMBtu | FALSE | L | Annual | Rate | lb/MWh | 0.6594 | 0.6594 | 0 | 0 | 0 | 0 | 0
BART SO2 Annual-Jeffrey Energy Center 1 -v5.13 | 182 | 7216 | Rate Constraint in lbs/MMBtu | FALSE | L | Annual | Constraint Shadow Price | US2022$/Ton | 0 | 0 | 0 | 0 | 0 | 0 | 0
BART SO2 Annual-Jeffrey Energy Center 2 -v5.13 | 183 | 7217 | Rate Constraint in lbs/MMBtu | FALSE | L | Annual | Seasons Included | Seasons | Winter, Spring, Summer, Fall | Winter, Spring, Summer, Fall | Winter, Spring, Summer, Fall | Winter, Spring, Summer, Fall | Winter, Spring, Summer, Fall | Winter, Spring, Summer, Fall | Winter, Spring, Summer, Fall
BART SO2 Annual-Jeffrey Energy Center 2 -v5.13 | 183 | 7217 | Rate Constraint in lbs/MMBtu | FALSE | L | Annual | Standard SO2 | lb/MMBtu | 0.15 | 0.15 | 0.15 | 0.15 | 0.15 | 0.15 | 0.15
BART SO2 Annual-Jeffrey Energy Center 2 -v5.13 | 183 | 7217 | Rate Constraint in lbs/MMBtu | FALSE | L | Annual | Emissions at Affected Plants SO2 | Thousand Tons | 0 | 0 | 0 | 0 | 0 | 0 | 0
BART SO2 Annual-Jeffrey Energy Center 2 -v5.13 | 183 | 7217 | Rate Constraint in lbs/MMBtu | FALSE | L | Annual | Allowances Purchased SO2 | Thousand Tons | 0 | 0 | 0 | 0 | 0 | 0 | 0
BART SO2 Annual-Jeffrey Energy Center 2 -v5.13 | 183 | 7217 | Rate Constraint in lbs/MMBtu | FALSE | L | Annual | Allowances Sold SO2 | Thousand Tons | 0 | 0 | 0 | 0 | 0 | 0 | 0
BART SO2 Annual-Jeffrey Energy Center 2 -v5.13 | 183 | 7217 | Rate Constraint in lbs/MMBtu | FALSE | L | Annual | Allowances Banked | Thousand Tons | 0 | 0 | 0 | 0 | 0 | 0 | 0
BART SO2 Annual-Jeffrey Energy Center 2 -v5.13 | 183 | 7217 | Rate Constraint in lbs/MMBtu | FALSE | L | Annual | Allowances Withdrawn (1:1) | Thousand Tons | 0 | 0 | 0 | 0 | 0 | 0 | 0
BART SO2 Annual-Jeffrey Energy Center 2 -v5.13 | 183 | 7217 | Rate Constraint in lbs/MMBtu | FALSE | L | Annual | Allowances Withdrawn (n:1) | Thousand Tons | 0 | 0 | 0 | 0 | 0 | 0 | 0
BART SO2 Annual-Jeffrey Energy Center 2 -v5.13 | 183 | 7217 | Rate Constraint in lbs/MMBtu | FALSE | L | Annual | Net Emissions Allowance Position | Thousand Tons | 0 | 0 | 0 | 0 | 0 | 0 | 0
BART SO2 Annual-Jeffrey Energy Center 2 -v5.13 | 183 | 7217 | Rate Constraint in lbs/MMBtu | FALSE | L | Annual | Fuel Consumed | TBtu | 0 | 0 | 0 | 0 | 0 | 0 | 0
BART SO2 Annual-Jeffrey Energy Center 2 -v5.13 | 183 | 7217 | Rate Constraint in lbs/MMBtu | FALSE | L | Annual | Rate | lb/MMBtu | 0 | 0 | 0 | 0 | 0 | 0 | 0
BART SO2 Annual-Jeffrey Energy Center 2 -v5.13 | 183 | 7217 | Rate Constraint in lbs/MMBtu | FALSE | L | Annual | Generation | TWh | 0 | 0 | 0 | 0 | 0 | 0 | 0
BART SO2 Annual-Jeffrey Energy Center 2 -v5.13 | 183 | 7217 | Rate Constraint in lbs/MMBtu | FALSE | L | Annual | Qualifying Generation | TWh | 0 | 0 | 0 | 0 | 0 | 0 | 0
BART SO2 Annual-Jeffrey Energy Center 2 -v5.13 | 183 | 7217 | Rate Constraint in lbs/MMBtu | FALSE | L | Annual | Rate | lb/MWh | 0 | 0 | 0 | 0 | 0 | 0 | 0
BART SO2 Annual-Jeffrey Energy Center 2 -v5.13 | 183 | 7217 | Rate Constraint in lbs/MMBtu | FALSE | L | Annual | Constraint Shadow Price | US2022$/Ton | 0 | 0 | 0 | 0 | 0 | 0 | 0
BART SO2 Annual-La Cygne 1 -v5.13 | 184 | 7218 | Rate Constraint in lbs/MMBtu | FALSE | L | Annual | Seasons Included | Seasons | Winter, Spring, Summer, Fall | Winter, Spring, Summer, Fall | Winter, Spring, Summer, Fall | Winter, Spring, Summer, Fall | Winter, Spring, Summer, Fall | Winter, Spring, Summer, Fall | Winter, Spring, Summer, Fall
BART SO2 Annual-La Cygne 1 -v5.13 | 184 | 7218 | Rate Constraint in lbs/MMBtu | FALSE | L | Annual | Standard SO2 | lb/MMBtu | 0.15 | 0.15 | 0.15 | 0.15 | 0.15 | 0.15 | 0.15
BART SO2 Annual-La Cygne 1 -v5.13 | 184 | 7218 | Rate Constraint in lbs/MMBtu | FALSE | L | Annual | Emissions at Affected Plants SO2 | Thousand Tons | 0 | 0 | 0 | 0 | 0 | 0 | 0
BART SO2 Annual-La Cygne 1 -v5.13 | 184 | 7218 | Rate Constraint in lbs/MMBtu | FALSE | L | Annual | Allowances Purchased SO2 | Thousand Tons | 0 | 0 | 0 | 0 | 0 | 0 | 0
BART SO2 Annual-La Cygne 1 -v5.13 | 184 | 7218 | Rate Constraint in lbs/MMBtu | FALSE | L | Annual | Allowances Sold SO2 | Thousand Tons | 0 | 0 | 0 | 0 | 0 | 0 | 0
BART SO2 Annual-La Cygne 1 -v5.13 | 184 | 7218 | Rate Constraint in lbs/MMBtu | FALSE | L | Annual | Allowances Banked | Thousand Tons | 0 | 0 | 0 | 0 | 0 | 0 | 0
BART SO2 Annual-La Cygne 1 -v5.13 | 184 | 7218 | Rate Constraint in lbs/MMBtu | FALSE | L | Annual | Allowances Withdrawn (1:1) | Thousand Tons | 0 | 0 | 0 | 0 | 0 | 0 | 0
BART SO2 Annual-La Cygne 1 -v5.13 | 184 | 7218 | Rate Constraint in lbs/MMBtu | FALSE | L | Annual | Allowances Withdrawn (n:1) | Thousand Tons | 0 | 0 | 0 | 0 | 0 | 0 | 0
BART SO2 Annual-La Cygne 1 -v5.13 | 184 | 7218 | Rate Constraint in lbs/MMBtu | FALSE | L | Annual | Net Emissions Allowance Position | Thousand Tons | 0 | 0 | 0 | 0 | 0 | 0 | 0
BART SO2 Annual-La Cygne 1 -v5.13 | 184 | 7218 | Rate Constraint in lbs/MMBtu | FALSE | L | Annual | Fuel Consumed | TBtu | 0 | 0 | 0 | 0 | 0 | 0 | 0
BART SO2 Annual-La Cygne 1 -v5.13 | 184 | 7218 | Rate Constraint in lbs/MMBtu | FALSE | L | Annual | Rate | lb/MMBtu | 0 | 0 | 0 | 0 | 0 | 0 | 0
BART SO2 Annual-La Cygne 1 -v5.13 | 184 | 7218 | Rate Constraint in lbs/MMBtu | FALSE | L | Annual | Generation | TWh | 0 | 0 | 0 | 0 | 0 | 0 | 0
BART SO2 Annual-La Cygne 1 -v5.13 | 184 | 7218 | Rate Constraint in lbs/MMBtu | FALSE | L | Annual | Qualifying Generation | TWh | 0 | 0 | 0 | 0 | 0 | 0 | 0
BART SO2 Annual-La Cygne 1 -v5.13 | 184 | 7218 | Rate Constraint in lbs/MMBtu | FALSE | L | Annual | Rate | lb/MWh | 0 | 0 | 0 | 0 | 0 | 0 | 0
BART SO2 Annual-La Cygne 1 -v5.13 | 184 | 7218 | Rate Constraint in lbs/MMBtu | FALSE | L | Annual | Constraint Shadow Price | US2022$/Ton | 0 | 0 | 0 | 0 | 0 | 0 | 0
BART SO2 Annual-La Cygne 2 -v5.13 | 185 | 7219 | Rate Constraint in lbs/MMBtu | FALSE | L | Annual | Seasons Included | Seasons | Winter, Spring, Summer, Fall | Winter, Spring, Summer, Fall | Winter, Spring, Summer, Fall | Winter, Spring, Summer, Fall | Winter, Spring, Summer, Fall | Winter, Spring, Summer, Fall | Winter, Spring, Summer, Fall
BART SO2 Annual-La Cygne 2 -v5.13 | 185 | 7219 | Rate Constraint in lbs/MMBtu | FALSE | L | Annual | Standard SO2 | lb/MMBtu | 0.15 | 0.15 | 0.15 | 0.15 | 0.15 | 0.15 | 0.15
BART SO2 Annual-La Cygne 2 -v5.13 | 185 | 7219 | Rate Constraint in lbs/MMBtu | FALSE | L | Annual | Emissions at Affected Plants SO2 | Thousand Tons | 1.1047 | 1.2468 | 0 | 0 | 0 | 0 | 0
BART SO2 Annual-La Cygne 2 -v5.13 | 185 | 7219 | Rate Constraint in lbs/MMBtu | FALSE | L | Annual | Allowances Purchased SO2 | Thousand Tons | 0 | 0 | 0 | 0 | 0 | 0 | 0
BART SO2 Annual-La Cygne 2 -v5.13 | 185 | 7219 | Rate Constraint in lbs/MMBtu | FALSE | L | Annual | Allowances Sold SO2 | Thousand Tons | 0 | 0 | 0 | 0 | 0 | 0 | 0
BART SO2 Annual-La Cygne 2 -v5.13 | 185 | 7219 | Rate Constraint in lbs/MMBtu | FALSE | L | Annual | Allowances Banked | Thousand Tons | 0 | 0 | 0 | 0 | 0 | 0 | 0
BART SO2 Annual-La Cygne 2 -v5.13 | 185 | 7219 | Rate Constraint in lbs/MMBtu | FALSE | L | Annual | Allowances Withdrawn (1:1) | Thousand Tons | 0 | 0 | 0 | 0 | 0 | 0 | 0
BART SO2 Annual-La Cygne 2 -v5.13 | 185 | 7219 | Rate Constraint in lbs/MMBtu | FALSE | L | Annual | Allowances Withdrawn (n:1) | Thousand Tons | 0 | 0 | 0 | 0 | 0 | 0 | 0
BART SO2 Annual-La Cygne 2 -v5.13 | 185 | 7219 | Rate Constraint in lbs/MMBtu | FALSE | L | Annual | Net Emissions Allowance Position | Thousand Tons | 1.1047 | 1.2468 | 0 | 0 | 0 | 0 | 0
BART SO2 Annual-La Cygne 2 -v5.13 | 185 | 7219 | Rate Constraint in lbs/MMBtu | FALSE | L | Annual | Fuel Consumed | TBtu | 38.6657 | 43.6369 | 0 | 0 | 0 | 0 | 0
BART SO2 Annual-La Cygne 2 -v5.13 | 185 | 7219 | Rate Constraint in lbs/MMBtu | FALSE | L | Annual | Rate | lb/MMBtu | 0.057143 | 0.057143 | 0 | 0 | 0 | 0 | 0
BART SO2 Annual-La Cygne 2 -v5.13 | 185 | 7219 | Rate Constraint in lbs/MMBtu | FALSE | L | Annual | Generation | TWh | 3.5327 | 3.9869 | 0 | 0 | 0 | 0 | 0
BART SO2 Annual-La Cygne 2 -v5.13 | 185 | 7219 | Rate Constraint in lbs/MMBtu | FALSE | L | Annual | Qualifying Generation | TWh | 3.5327 | 3.9869 | 0 | 0 | 0 | 0 | 0
BART SO2 Annual-La Cygne 2 -v5.13 | 185 | 7219 | Rate Constraint in lbs/MMBtu | FALSE | L | Annual | Rate | lb/MWh | 0.62544 | 0.62544 | 0 | 0 | 0 | 0 | 0
BART SO2 Annual-La Cygne 2 -v5.13 | 185 | 7219 | Rate Constraint in lbs/MMBtu | FALSE | L | Annual | Constraint Shadow Price | US2022$/Ton | 0 | 0 | 0 | 0 | 0 | 0 | 0
BART SO2 Annual-Leland Olds 1 -v5.13 | 186 | 7220 | Rate Constraint in lbs/MMBtu | FALSE | L | Annual | Seasons Included | Seasons | Winter, Spring, Summer, Fall | Winter, Spring, Summer, Fall | Winter, Spring, Summer, Fall | Winter, Spring, Summer, Fall | Winter, Spring, Summer, Fall | Winter, Spring, Summer, Fall | Winter, Spring, Summer, Fall
BART SO2 Annual-Leland Olds 1 -v5.13 | 186 | 7220 | Rate Constraint in lbs/MMBtu | FALSE | L | Annual | Standard SO2 | lb/MMBtu | 0.15 | 0.15 | 0.15 | 0.15 | 0.15 | 0.15 | 0.15
BART SO2 Annual-Leland Olds 1 -v5.13 | 186 | 7220 | Rate Constraint in lbs/MMBtu | FALSE | L | Annual | Emissions at Affected Plants SO2 | Thousand Tons | 0 | 0 | 0 | 0 | 0 | 0 | 0
BART SO2 Annual-Leland Olds 1 -v5.13 | 186 | 7220 | Rate Constraint in lbs/MMBtu | FALSE | L | Annual | Allowances Purchased SO2 | Thousand Tons | 0 | 0 | 0 | 0 | 0 | 0 | 0
BART SO2 Annual-Leland Olds 1 -v5.13 | 186 | 7220 | Rate Constraint in lbs/MMBtu | FALSE | L | Annual | Allowances Sold SO2 | Thousand Tons | 0 | 0 | 0 | 0 | 0 | 0 | 0
BART SO2 Annual-Leland Olds 1 -v5.13 | 186 | 7220 | Rate Constraint in lbs/MMBtu | FALSE | L | Annual | Allowances Banked | Thousand Tons | 0 | 0 | 0 | 0 | 0 | 0 | 0
BART SO2 Annual-Leland Olds 1 -v5.13 | 186 | 7220 | Rate Constraint in lbs/MMBtu | FALSE | L | Annual | Allowances Withdrawn (1:1) | Thousand Tons | 0 | 0 | 0 | 0 | 0 | 0 | 0
BART SO2 Annual-Leland Olds 1 -v5.13 | 186 | 7220 | Rate Constraint in lbs/MMBtu | FALSE | L | Annual | Allowances Withdrawn (n:1) | Thousand Tons | 0 | 0 | 0 | 0 | 0 | 0 | 0
BART SO2 Annual-Leland Olds 1 -v5.13 | 186 | 7220 | Rate Constraint in lbs/MMBtu | FALSE | L | Annual | Net Emissions Allowance Position | Thousand Tons | 0 | 0 | 0 | 0 | 0 | 0 | 0
BART SO2 Annual-Leland Olds 1 -v5.13 | 186 | 7220 | Rate Constraint in lbs/MMBtu | FALSE | L | Annual | Fuel Consumed | TBtu | 0 | 0 | 0 | 0 | 0 | 0 | 0
BART SO2 Annual-Leland Olds 1 -v5.13 | 186 | 7220 | Rate Constraint in lbs/MMBtu | FALSE | L | Annual | Rate | lb/MMBtu | 0 | 0 | 0 | 0 | 0 | 0 | 0
BART SO2 Annual-Leland Olds 1 -v5.13 | 186 | 7220 | Rate Constraint in lbs/MMBtu | FALSE | L | Annual | Generation | TWh | 0 | 0 | 0 | 0 | 0 | 0 | 0
BART SO2 Annual-Leland Olds 1 -v5.13 | 186 | 7220 | Rate Constraint in lbs/MMBtu | FALSE | L | Annual | Qualifying Generation | TWh | 0 | 0 | 0 | 0 | 0 | 0 | 0
BART SO2 Annual-Leland Olds 1 -v5.13 | 186 | 7220 | Rate Constraint in lbs/MMBtu | FALSE | L | Annual | Rate | lb/MWh | 0 | 0 | 0 | 0 | 0 | 0 | 0
BART SO2 Annual-Leland Olds 1 -v5.13 | 186 | 7220 | Rate Constraint in lbs/MMBtu | FALSE | L | Annual | Constraint Shadow Price | US2022$/Ton | 0 | 0 | 0 | 0 | 0 | 0 | 0
BART SO2 Annual-Leland Olds 2 -v5.13 | 187 | 7221 | Rate Constraint in lbs/MMBtu | FALSE | L | Annual | Seasons Included | Seasons | Winter, Spring, Summer, Fall | Winter, Spring, Summer, Fall | Winter, Spring, Summer, Fall | Winter, Spring, Summer, Fall | Winter, Spring, Summer, Fall | Winter, Spring, Summer, Fall | Winter, Spring, Summer, Fall
BART SO2 Annual-Leland Olds 2 -v5.13 | 187 | 7221 | Rate Constraint in lbs/MMBtu | FALSE | L | Annual | Standard SO2 | lb/MMBtu | 0.15 | 0.15 | 0.15 | 0.15 | 0.15 | 0.15 | 0.15
BART SO2 Annual-Leland Olds 2 -v5.13 | 187 | 7221 | Rate Constraint in lbs/MMBtu | FALSE | L | Annual | Emissions at Affected Plants SO2 | Thousand Tons | 0 | 0 | 0 | 0 | 0 | 0 | 0
BART SO2 Annual-Leland Olds 2 -v5.13 | 187 | 7221 | Rate Constraint in lbs/MMBtu | FALSE | L | Annual | Allowances Purchased SO2 | Thousand Tons | 0 | 0 | 0 | 0 | 0 | 0 | 0
BART SO2 Annual-Leland Olds 2 -v5.13 | 187 | 7221 | Rate Constraint in lbs/MMBtu | FALSE | L | Annual | Allowances Sold SO2 | Thousand Tons | 0 | 0 | 0 | 0 | 0 | 0 | 0
BART SO2 Annual-Leland Olds 2 -v5.13 | 187 | 7221 | Rate Constraint in lbs/MMBtu | FALSE | L | Annual | Allowances Banked | Thousand Tons | 0 | 0 | 0 | 0 | 0 | 0 | 0
BART SO2 Annual-Leland Olds 2 -v5.13 | 187 | 7221 | Rate Constraint in lbs/MMBtu | FALSE | L | Annual | Allowances Withdrawn (1:1) | Thousand Tons | 0 | 0 | 0 | 0 | 0 | 0 | 0
BART SO2 Annual-Leland Olds 2 -v5.13 | 187 | 7221 | Rate Constraint in lbs/MMBtu | FALSE | L | Annual | Allowances Withdrawn (n:1) | Thousand Tons | 0 | 0 | 0 | 0 | 0 | 0 | 0
BART SO2 Annual-Leland Olds 2 -v5.13 | 187 | 7221 | Rate Constraint in lbs/MMBtu | FALSE | L | Annual | Net Emissions Allowance Position | Thousand Tons | 0 | 0 | 0 | 0 | 0 | 0 | 0
BART SO2 Annual-Leland Olds 2 -v5.13 | 187 | 7221 | Rate Constraint in lbs/MMBtu | FALSE | L | Annual | Fuel Consumed | TBtu | 0 | 0 | 0 | 0 | 0 | 0 | 0
BART SO2 Annual-Leland Olds 2 -v5.13 | 187 | 7221 | Rate Constraint in lbs/MMBtu | FALSE | L | Annual | Rate | lb/MMBtu | 0 | 0 | 0 | 0 | 0 | 0 | 0
BART SO2 Annual-Leland Olds 2 -v5.13 | 187 | 7221 | Rate Constraint in lbs/MMBtu | FALSE | L | Annual | Generation | TWh | 0 | 0 | 0 | 0 | 0 | 0 | 0
BART SO2 Annual-Leland Olds 2 -v5.13 | 187 | 7221 | Rate Constraint in lbs/MMBtu | FALSE | L | Annual | Qualifying Generation | TWh | 0 | 0 | 0 | 0 | 0 | 0 | 0
BART SO2 Annual-Leland Olds 2 -v5.13 | 187 | 7221 | Rate Constraint in lbs/MMBtu | FALSE | L | Annual | Rate | lb/MWh | 0 | 0 | 0 | 0 | 0 | 0 | 0
BART SO2 Annual-Leland Olds 2 -v5.13 | 187 | 7221 | Rate Constraint in lbs/MMBtu | FALSE | L | Annual | Constraint Shadow Price | US2022$/Ton | 0 | 0 | 0 | 0 | 0 | 0 | 0
BART SO2 Annual-Milton R Young B1 -v5.13 | 188 | 7222 | Rate Constraint in lbs/MMBtu | FALSE | L | Annual | Seasons Included | Seasons | Winter, Spring, Summer, Fall | Winter, Spring, Summer, Fall | Winter, Spring, Summer, Fall | Winter, Spring, Summer, Fall | Winter, Spring, Summer, Fall | Winter, Spring, Summer, Fall | Winter, Spring, Summer, Fall
BART SO2 Annual-Milton R Young B1 -v5.13 | 188 | 7222 | Rate Constraint in lbs/MMBtu | FALSE | L | Annual | Standard SO2 | lb/MMBtu | 0.15 | 0.15 | 0.15 | 0.15 | 0.15 | 0.15 | 0.15
BART SO2 Annual-Milton R Young B1 -v5.13 | 188 | 7222 | Rate Constraint in lbs/MMBtu | FALSE | L | Annual | Emissions at Affected Plants SO2 | Thousand Tons | 0.62067 | 0.6406 | 0.54568 | 0.54568 | 0 | 0 | 0
BART SO2 Annual-Milton R Young B1 -v5.13 | 188 | 7222 | Rate Constraint in lbs/MMBtu | FALSE | L | Annual | Allowances Purchased SO2 | Thousand Tons | 0 | 0 | 0 | 0 | 0 | 0 | 0
BART SO2 Annual-Milton R Young B1 -v5.13 | 188 | 7222 | Rate Constraint in lbs/MMBtu | FALSE | L | Annual | Allowances Sold SO2 | Thousand Tons | 0 | 0 | 0 | 0 | 0 | 0 | 0
BART SO2 Annual-Milton R Young B1 -v5.13 | 188 | 7222 | Rate Constraint in lbs/MMBtu | FALSE | L | Annual | Allowances Banked | Thousand Tons | 0 | 0 | 0 | 0 | 0 | 0 | 0
BART SO2 Annual-Milton R Young B1 -v5.13 | 188 | 7222 | Rate Constraint in lbs/MMBtu | FALSE | L | Annual | Allowances Withdrawn (1:1) | Thousand Tons | 0 | 0 | 0 | 0 | 0 | 0 | 0
BART SO2 Annual-Milton R Young B1 -v5.13 | 188 | 7222 | Rate Constraint in lbs/MMBtu | FALSE | L | Annual | Allowances Withdrawn (n:1) | Thousand Tons | 0 | 0 | 0 | 0 | 0 | 0 | 0
BART SO2 Annual-Milton R Young B1 -v5.13 | 188 | 7222 | Rate Constraint in lbs/MMBtu | FALSE | L | Annual | Net Emissions Allowance Position | Thousand Tons | 0.62067 | 0.6406 | 0.54568 | 0.54568 | 0 | 0 | 0
BART SO2 Annual-Milton R Young B1 -v5.13 | 188 | 7222 | Rate Constraint in lbs/MMBtu | FALSE | L | Annual | Fuel Consumed | TBtu | 17.9812 | 18.5585 | 15.8084 | 15.8084 | 0 | 0 | 0
BART SO2 Annual-Milton R Young B1 -v5.13 | 188 | 7222 | Rate Constraint in lbs/MMBtu | FALSE | L | Annual | Rate | lb/MMBtu | 0.069036 | 0.069036 | 0.069036 | 0.069036 | 0 | 0 | 0
BART SO2 Annual-Milton R Young B1 -v5.13 | 188 | 7222 | Rate Constraint in lbs/MMBtu | FALSE | L | Annual | Generation | TWh | 1.546 | 1.5956 | 0.84961 | 0.84961 | 0 | 0 | 0
BART SO2 Annual-Milton R Young B1 -v5.13 | 188 | 7222 | Rate Constraint in lbs/MMBtu | FALSE | L | Annual | Qualifying Generation | TWh | 1.546 | 1.5956 | 0.84961 | 0.84961 | 0 | 0 | 0
BART SO2 Annual-Milton R Young B1 -v5.13 | 188 | 7222 | Rate Constraint in lbs/MMBtu | FALSE | L | Annual | Rate | lb/MWh | 0.80296 | 0.80296 | 1.2845 | 1.2845 | 0 | 0 | 0
BART SO2 Annual-Milton R Young B1 -v5.13 | 188 | 7222 | Rate Constraint in lbs/MMBtu | FALSE | L | Annual | Constraint Shadow Price | US2022$/Ton | 0 | 0 | 0 | 0 | 0 | 0 | 0
BART SO2 Annual-Milton R Young B2 -v5.13 | 189 | 7223 | Rate Constraint in lbs/MMBtu | FALSE | L | Annual | Seasons Included | Seasons | Winter, Spring, Summer, Fall | Winter, Spring, Summer, Fall | Winter, Spring, Summer, Fall | Winter, Spring, Summer, Fall | Winter, Spring, Summer, Fall | Winter, Spring, Summer, Fall | Winter, Spring, Summer, Fall
BART SO2 Annual-Milton R Young B2 -v5.13 | 189 | 7223 | Rate Constraint in lbs/MMBtu | FALSE | L | Annual | Standard SO2 | lb/MMBtu | 0.15 | 0.15 | 0.15 | 0.15 | 0.15 | 0.15 | 0.15
BART SO2 Annual-Milton R Young B2 -v5.13 | 189 | 7223 | Rate Constraint in lbs/MMBtu | FALSE | L | Annual | Emissions at Affected Plants SO2 | Thousand Tons | 1.1852 | 1.2858 | 1.3418 | 1.3418 | 0 | 0 | 0
BART SO2 Annual-Milton R Young B2 -v5.13 | 189 | 7223 | Rate Constraint in lbs/MMBtu | FALSE | L | Annual | Allowances Purchased SO2 | Thousand Tons | 0 | 0 | 0 | 0 | 0 | 0 | 0
BART SO2 Annual-Milton R Young B2 -v5.13 | 189 | 7223 | Rate Constraint in lbs/MMBtu | FALSE | L | Annual | Allowances Sold SO2 | Thousand Tons | 0 | 0 | 0 | 0 | 0 | 0 | 0
BART SO2 Annual-Milton R Young B2 -v5.13 | 189 | 7223 | Rate Constraint in lbs/MMBtu | FALSE | L | Annual | Allowances Banked | Thousand Tons | 0 | 0 | 0 | 0 | 0 | 0 | 0
BART SO2 Annual-Milton R Young B2 -v5.13 | 189 | 7223 | Rate Constraint in lbs/MMBtu | FALSE | L | Annual | Allowances Withdrawn (1:1) | Thousand Tons | 0 | 0 | 0 | 0 | 0 | 0 | 0
BART SO2 Annual-Milton R Young B2 -v5.13 | 189 | 7223 | Rate Constraint in lbs/MMBtu | FALSE | L | Annual | Allowances Withdrawn (n:1) | Thousand Tons | 0 | 0 | 0 | 0 | 0 | 0 | 0
BART SO2 Annual-Milton R Young B2 -v5.13 | 189 | 7223 | Rate Constraint in lbs/MMBtu | FALSE | L | Annual | Net Emissions Allowance Position | Thousand Tons | 1.1852 | 1.2858 | 1.3418 | 1.3418 | 0 | 0 | 0
BART SO2 Annual-Milton R Young B2 -v5.13 | 189 | 7223 | Rate Constraint in lbs/MMBtu | FALSE | L | Annual | Fuel Consumed | TBtu | 32.1203 | 34.8471 | 36.3656 | 36.3656 | 0 | 0 | 0
BART SO2 Annual-Milton R Young B2 -v5.13 | 189 | 7223 | Rate Constraint in lbs/MMBtu | FALSE | L | Annual | Rate | lb/MMBtu | 0.073797 | 0.073797 | 0.073797 | 0.073797 | 0 | 0 | 0
BART SO2 Annual-Milton R Young B2 -v5.13 | 189 | 7223 | Rate Constraint in lbs/MMBtu | FALSE | L | Annual | Generation | TWh | 2.8198 | 2.7584 | 2.0196 | 2.0196 | 0 | 0 | 0
BART SO2 Annual-Milton R Young B2 -v5.13 | 189 | 7223 | Rate Constraint in lbs/MMBtu | FALSE | L | Annual | Qualifying Generation | TWh | 2.8198 | 2.7584 | 2.0196 | 2.0196 | 0 | 0 | 0
BART SO2 Annual-Milton R Young B2 -v5.13 | 189 | 7223 | Rate Constraint in lbs/MMBtu | FALSE | L | Annual | Rate | lb/MWh | 0.84062 | 0.93227 | 1.3288 | 1.3288 | 0 | 0 | 0
BART SO2 Annual-Milton R Young B2 -v5.13 | 189 | 7223 | Rate Constraint in lbs/MMBtu | FALSE | L | Annual | Constraint Shadow Price | US2022$/Ton | 0 | 0 | 0 | 0 | 0 | 0 | 0
BART SO2 Annual-Muskogee 4 -v5.13 | 190 | 7224 | Rate Constraint in lbs/MMBtu | FALSE | L | Annual | Seasons Included | Seasons | Winter, Spring, Summer, Fall | Winter, Spring, Summer, Fall | Winter, Spring, Summer, Fall | Winter, Spring, Summer, Fall | Winter, Spring, Summer, Fall | Winter, Spring, Summer, Fall | Winter, Spring, Summer, Fall
BART SO2 Annual-Muskogee 4 -v5.13 | 190 | 7224 | Rate Constraint in lbs/MMBtu | FALSE | L | Annual | Standard SO2 | lb/MMBtu | 0.06 | 0.06 | 0.06 | 0.06 | 0.06 | 0.06 | 0.06
BART SO2 Annual-Muskogee 4 -v5.13 | 190 | 7224 | Rate Constraint in lbs/MMBtu | FALSE | L | Annual | Emissions at Affected Plants SO2 | Thousand Tons | 0 | 0 | 0 | 0 | 0 | 0 | 0
BART SO2 Annual-Muskogee 4 -v5.13 | 190 | 7224 | Rate Constraint in lbs/MMBtu | FALSE | L | Annual | Allowances Purchased SO2 | Thousand Tons | 0 | 0 | 0 | 0 | 0 | 0 | 0
BART SO2 Annual-Muskogee 4 -v5.13 | 190 | 7224 | Rate Constraint in lbs/MMBtu | FALSE | L | Annual | Allowances Sold SO2 | Thousand Tons | 0 | 0 | 0 | 0 | 0 | 0 | 0
BART SO2 Annual-Muskogee 4 -v5.13 | 190 | 7224 | Rate Constraint in lbs/MMBtu | FALSE | L | Annual | Allowances Banked | Thousand Tons | 0 | 0 | 0 | 0 | 0 | 0 | 0
BART SO2 Annual-Muskogee 4 -v5.13 | 190 | 7224 | Rate Constraint in lbs/MMBtu | FALSE | L | Annual | Allowances Withdrawn (1:1) | Thousand Tons | 0 | 0 | 0 | 0 | 0 | 0 | 0
BART SO2 Annual-Muskogee 4 -v5.13 | 190 | 7224 | Rate Constraint in lbs/MMBtu | FALSE | L | Annual | Allowances Withdrawn (n:1) | Thousand Tons | 0 | 0 | 0 | 0 | 0 | 0 | 0
BART SO2 Annual-Muskogee 4 -v5.13 | 190 | 7224 | Rate Constraint in lbs/MMBtu | FALSE | L | Annual | Net Emissions Allowance Position | Thousand Tons | 0 | 0 | 0 | 0 | 0 | 0 | 0
BART SO2 Annual-Muskogee 4 -v5.13 | 190 | 7224 | Rate Constraint in lbs/MMBtu | FALSE | L | Annual | Fuel Consumed | TBtu | 0.95574 | 0.95574 | 0.95574 | 0.95574 | 0.95574 | 0.95574 | 0.95574
BART SO2 Annual-Muskogee 4 -v5.13 | 190 | 7224 | Rate Constraint in lbs/MMBtu | FALSE | L | Annual | Rate | lb/MMBtu | 0 | 0 | 0 | 0 | 0 | 0 | 0
BART SO2 Annual-Muskogee 4 -v5.13 | 190 | 7224 | Rate Constraint in lbs/MMBtu | FALSE | L | Annual | Generation | TWh | 0.084797 | 0.084797 | 0.084797 | 0.084797 | 0.084797 | 0.084797 | 0.084797
BART SO2 Annual-Muskogee 4 -v5.13 | 190 | 7224 | Rate Constraint in lbs/MMBtu | FALSE | L | Annual | Qualifying Generation | TWh | 0.084797 | 0.084797 | 0.084797 | 0.084797 | 0.084797 | 0.084797 | 0.084797
BART SO2 Annual-Muskogee 4 -v5.13 | 190 | 7224 | Rate Constraint in lbs/MMBtu | FALSE | L | Annual | Rate | lb/MWh | 0 | 0 | 0 | 0 | 0 | 0 | 0
BART SO2 Annual-Muskogee 4 -v5.13 | 190 | 7224 | Rate Constraint in lbs/MMBtu | FALSE | L | Annual | Constraint Shadow Price | US2022$/Ton | 0 | 0 | 0 | 0 | 0 | 0 | 0
BART SO2 Annual-Muskogee 5 -v5.13 | 191 | 7225 | Rate Constraint in lbs/MMBtu | FALSE | L | Annual | Seasons Included | Seasons | Winter, Spring, Summer, Fall | Winter, Spring, Summer, Fall | Winter, Spring, Summer, Fall | Winter, Spring, Summer, Fall | Winter, Spring, Summer, Fall | Winter, Spring, Summer, Fall | Winter, Spring, Summer, Fall
BART SO2 Annual-Muskogee 5 -v5.13 | 191 | 7225 | Rate Constraint in lbs/MMBtu | FALSE | L | Annual | Standard SO2 | lb/MMBtu | 0.06 | 0.06 | 0.06 | 0.06 | 0.06 | 0.06 | 0.06
BART SO2 Annual-Muskogee 5 -v5.13 | 191 | 7225 | Rate Constraint in lbs/MMBtu | FALSE | L | Annual | Emissions at Affected Plants SO2 | Thousand Tons | 0 | 0 | 0 | 0 | 0 | 0 | 0
BART SO2 Annual-Muskogee 5 -v5.13 | 191 | 7225 | Rate Constraint in lbs/MMBtu | FALSE | L | Annual | Allowances Purchased SO2 | Thousand Tons | 0 | 0 | 0 | 0 | 0 | 0 | 0
BART SO2 Annual-Muskogee 5 -v5.13 | 191 | 7225 | Rate Constraint in lbs/MMBtu | FALSE | L | Annual | Allowances Sold SO2 | Thousand Tons | 0 | 0 | 0 | 0 | 0 | 0 | 0
BART SO2 Annual-Muskogee 5 -v5.13 | 191 | 7225 | Rate Constraint in lbs/MMBtu | FALSE | L | Annual | Allowances Banked | Thousand Tons | 0 | 0 | 0 | 0 | 0 | 0 | 0
BART SO2 Annual-Muskogee 5 -v5.13 | 191 | 7225 | Rate Constraint in lbs/MMBtu | FALSE | L | Annual | Allowances Withdrawn (1:1) | Thousand Tons | 0 | 0 | 0 | 0 | 0 | 0 | 0
BART SO2 Annual-Muskogee 5 -v5.13 | 191 | 7225 | Rate Constraint in lbs/MMBtu | FALSE | L | Annual | Allowances Withdrawn (n:1) | Thousand Tons | 0 | 0 | 0 | 0 | 0 | 0 | 0
BART SO2 Annual-Muskogee 5 -v5.13 | 191 | 7225 | Rate Constraint in lbs/MMBtu | FALSE | L | Annual | Net Emissions Allowance Position | Thousand Tons | 0 | 0 | 0 | 0 | 0 | 0 | 0
BART SO2 Annual-Muskogee 5 -v5.13 | 191 | 7225 | Rate Constraint in lbs/MMBtu | FALSE | L | Annual | Fuel Consumed | TBtu | 0.96279 | 0.96279 | 0.96279 | 0.96279 | 0.96279 | 0.96279 | 0.96279
BART SO2 Annual-Muskogee 5 -v5.13 | 191 | 7225 | Rate Constraint in lbs/MMBtu | FALSE | L | Annual | Rate | lb/MMBtu | 0 | 0 | 0 | 0 | 0 | 0 | 0
BART SO2 Annual-Muskogee 5 -v5.13 | 191 | 7225 | Rate Constraint in lbs/MMBtu | FALSE | L | Annual | Generation | TWh | 0.085498 | 0.085498 | 0.085498 | 0.085498 | 0.085498 | 0.085498 | 0.085498
BART SO2 Annual-Muskogee 5 -v5.13 | 191 | 7225 | Rate Constraint in lbs/MMBtu | FALSE | L | Annual | Qualifying Generation | TWh | 0.085498 | 0.085498 | 0.085498 | 0.085498 | 0.085498 | 0.085498 | 0.085498
BART SO2 Annual-Muskogee 5 -v5.13 | 191 | 7225 | Rate Constraint in lbs/MMBtu | FALSE | L | Annual | Rate | lb/MWh | 0 | 0 | 0 | 0 | 0 | 0 | 0
BART SO2 Annual-Muskogee 5 -v5.13 | 191 | 7225 | Rate Constraint in lbs/MMBtu | FALSE | L | Annual | Constraint Shadow Price | US2022$/Ton | 0 | 0 | 0 | 0 | 0 | 0 | 0
BART SO2 Annual-Nelson -v6.20 | 192 | 7238 | Rate Constraint in lbs/MMBtu | FALSE | L | Annual | Seasons Included | Seasons | Winter, Spring, Summer, Fall | Winter, Spring, Summer, Fall | Winter, Spring, Summer, Fall | Winter, Spring, Summer, Fall | Winter, Spring, Summer, Fall | Winter, Spring, Summer, Fall | Winter, Spring, Summer, Fall
BART SO2 Annual-Nelson -v6.20 | 192 | 7238 | Rate Constraint in lbs/MMBtu | FALSE | L | Annual | Standard SO2 | lb/MMBtu | 0.6 | 0.6 | 0.6 | 0.6 | 0.6 | 0.6 | 0.6
BART SO2 Annual-Nelson -v6.20 | 192 | 7238 | Rate Constraint in lbs/MMBtu | FALSE | L | Annual | Emissions at Affected Plants SO2 | Thousand Tons | 0 | 0 | 0 | 0 | 0 | 0 | 0
BART SO2 Annual-Nelson -v6.20 | 192 | 7238 | Rate Constraint in lbs/MMBtu | FALSE | L | Annual | Allowances Purchased SO2 | Thousand Tons | 0 | 0 | 0 | 0 | 0 | 0 | 0
BART SO2 Annual-Nelson -v6.20 | 192 | 7238 | Rate Constraint in lbs/MMBtu | FALSE | L | Annual | Allowances Sold SO2 | Thousand Tons | 0 | 0 | 0 | 0 | 0 | 0 | 0
BART SO2 Annual-Nelson -v6.20 | 192 | 7238 | Rate Constraint in lbs/MMBtu | FALSE | L | Annual | Allowances Banked | Thousand Tons | 0 | 0 | 0 | 0 | 0 | 0 | 0
BART SO2 Annual-Nelson -v6.20 | 192 | 7238 | Rate Constraint in lbs/MMBtu | FALSE | L | Annual | Allowances Withdrawn (1:1) | Thousand Tons | 0 | 0 | 0 | 0 | 0 | 0 | 0
BART SO2 Annual-Nelson -v6.20 | 192 | 7238 | Rate Constraint in lbs/MMBtu | FALSE | L | Annual | Allowances Withdrawn (n:1) | Thousand Tons | 0 | 0 | 0 | 0 | 0 | 0 | 0
BART SO2 Annual-Nelson -v6.20 | 192 | 7238 | Rate Constraint in lbs/MMBtu | FALSE | L | Annual | Net Emissions Allowance Position | Thousand Tons | 0 | 0 | 0 | 0 | 0 | 0 | 0
BART SO2 Annual-Nelson -v6.20 | 192 | 7238 | Rate Constraint in lbs/MMBtu | FALSE | L | Annual | Fuel Consumed | TBtu | 0 | 0 | 0 | 0 | 0 | 0 | 0
BART SO2 Annual-Nelson -v6.20 | 192 | 7238 | Rate Constraint in lbs/MMBtu | FALSE | L | Annual | Rate | lb/MMBtu | 0 | 0 | 0 | 0 | 0 | 0 | 0
BART SO2 Annual-Nelson -v6.20 | 192 | 7238 | Rate Constraint in lbs/MMBtu | FALSE | L | Annual | Generation | TWh | 0 | 0 | 0 | 0 | 0 | 0 | 0
BART SO2 Annual-Nelson -v6.20 | 192 | 7238 | Rate Constraint in lbs/MMBtu | FALSE | L | Annual | Qualifying Generation | TWh | 0 | 0 | 0 | 0 | 0 | 0 | 0
BART SO2 Annual-Nelson -v6.20 | 192 | 7238 | Rate Constraint in lbs/MMBtu | FALSE | L | Annual | Rate | lb/MWh | 0 | 0 | 0 | 0 | 0 | 0 | 0
BART SO2 Annual-Nelson -v6.20 | 192 | 7238 | Rate Constraint in lbs/MMBtu | FALSE | L | Annual | Constraint Shadow Price | US2022$/Ton | 0 | 0 | 0 | 0 | 0 | 0 | 0
BART SO2 Annual-Pawnee 1 -v5.13 | 193 | 7226 | Rate Constraint in lbs/MMBtu | FALSE | L | Annual | Seasons Included | Seasons | Winter, Spring, Summer, Fall | Winter, Spring, Summer, Fall | Winter, Spring, Summer, Fall | Winter, Spring, Summer, Fall | Winter, Spring, Summer, Fall | Winter, Spring, Summer, Fall | Winter, Spring, Summer, Fall
BART SO2 Annual-Pawnee 1 -v5.13 | 193 | 7226 | Rate Constraint in lbs/MMBtu | FALSE | L | Annual | Standard SO2 | lb/MMBtu | 0.12 | 0.12 | 0.12 | 0.12 | 0.12 | 0.12 | 0.12
BART SO2 Annual-Pawnee 1 -v5.13 | 193 | 7226 | Rate Constraint in lbs/MMBtu | FALSE | L | Annual | Emissions at Affected Plants SO2 | Thousand Tons | 0.018617 | 0.0029433 | 0.026774 | 0.026774 | 0.026774 | 0.026774 | 0.026774
BART SO2 Annual-Pawnee 1 -v5.13 | 193 | 7226 | Rate Constraint in lbs/MMBtu | FALSE | L | Annual | Allowances Purchased SO2 | Thousand Tons | 0 | 0 | 0 | 0 | 0 | 0 | 0
BART SO2 Annual-Pawnee 1 -v5.13 | 193 | 7226 | Rate Constraint in lbs/MMBtu | FALSE | L | Annual | Allowances Sold SO2 | Thousand Tons | 0 | 0 | 0 | 0 | 0 | 0 | 0
BART SO2 Annual-Pawnee 1 -v5.13 | 193 | 7226 | Rate Constraint in lbs/MMBtu | FALSE | L | Annual | Allowances Banked | Thousand Tons | 0 | 0 | 0 | 0 | 0 | 0 | 0
BART SO2 Annual-Pawnee 1 -v5.13 | 193 | 7226 | Rate Constraint in lbs/MMBtu | FALSE | L | Annual | Allowances Withdrawn (1:1) | Thousand Tons | 0 | 0 | 0 | 0 | 0 | 0 | 0
BART SO2 Annual-Pawnee 1 -v5.13 | 193 | 7226 | Rate Constraint in lbs/MMBtu | FALSE | L | Annual | Allowances Withdrawn (n:1) | Thousand Tons | 0 | 0 | 0 | 0 | 0 | 0 | 0
BART SO2 Annual-Pawnee 1 -v5.13 | 193 | 7226 | Rate Constraint in lbs/MMBtu | FALSE | L | Annual | Net Emissions Allowance Position | Thousand Tons | 0.018617 | 0.0029433 | 0.026774 | 0.026774 | 0.026774 | 0.026774 | 0.026774
BART SO2 Annual-Pawnee 1 -v5.13 | 193 | 7226 | Rate Constraint in lbs/MMBtu | FALSE | L | Annual | Fuel Consumed | TBtu | 1.4504 | 1.0586 | 1.5568 | 1.5568 | 1.5568 | 1.5568 | 1.5568
BART SO2 Annual-Pawnee 1 -v5.13 | 193 | 7226 | Rate Constraint in lbs/MMBtu | FALSE | L | Annual | Rate | lb/MMBtu | 0.025671 | 0.0055609 | 0.034396 | 0.034396 | 0.034396 | 0.034396 | 0.034396
BART SO2 Annual-Pawnee 1 -v5.13 | 193 | 7226 | Rate Constraint in lbs/MMBtu | FALSE | L | Annual | Generation | TWh | 0.13033 | 0.093942 | 0.12207 | 0.12207 | 0.12207 | 0.12207 | 0.12207
BART SO2 Annual-Pawnee 1 -v5.13 | 193 | 7226 | Rate Constraint in lbs/MMBtu | FALSE | L | Annual | Qualifying Generation | TWh | 0.13033 | 0.093942 | 0.12207 | 0.12207 | 0.12207 | 0.12207 | 0.12207
BART SO2 Annual-Pawnee 1 -v5.13 | 193 | 7226 | Rate Constraint in lbs/MMBtu | FALSE | L | Annual | Rate | lb/MWh | 0.2857 | 0.062662 | 0.43867 | 0.43867 | 0.43867 | 0.43867 | 0.43867
BART SO2 Annual-Pawnee 1 -v5.13 | 193 | 7226 | Rate Constraint in lbs/MMBtu | FALSE | L | Annual | Constraint Shadow Price | US2022$/Ton | 0 | 0 | 0 | 0 | 0 | 0 | 0
BART SO2 Annual-Ray D Nixon 1 -v5.13 | 194 | 7227 | Rate Constraint in lbs/MMBtu | FALSE | L | Annual | Seasons Included | Seasons | Winter, Spring, Summer, Fall | Winter, Spring, Summer, Fall | Winter, Spring, Summer, Fall | Winter, Spring, Summer, Fall | Winter, Spring, Summer, Fall | Winter, Spring, Summer, Fall | Winter, Spring, Summer, Fall
BART SO2 Annual-Ray D Nixon 1 -v5.13 | 194 | 7227 | Rate Constraint in lbs/MMBtu | FALSE | L | Annual | Standard SO2 | lb/MMBtu | 0.11 | 0.11 | 0.11 | 0.11 | 0.11 | 0.11 | 0.11
BART SO2 Annual-Ray D Nixon 1 -v5.13 | 194 | 7227 | Rate Constraint in lbs/MMBtu | FALSE | L | Annual | Emissions at Affected Plants SO2 | Thousand Tons | 0.60727 | 0.004397 | 0.03353 | 0.033492 | 0.034399 | 0.041011 | 0.041011
BART SO2 Annual-Ray D Nixon 1 -v5.13 | 194 | 7227 | Rate Constraint in lbs/MMBtu | FALSE | L | Annual | Allowances Purchased SO2 | Thousand Tons | 0 | 0 | 0 | 0 | 0 | 0 | 0
BART SO2 Annual-Ray D Nixon 1 -v5.13 | 194 | 7227 | Rate Constraint in lbs/MMBtu | FALSE | L | Annual | Allowances Sold SO2 | Thousand Tons | 0 | 0 | 0 | 0 | 0 | 0 | 0
BART SO2 Annual-Ray D Nixon 1 -v5.13 | 194 | 7227 | Rate Constraint in lbs/MMBtu | FALSE | L | Annual | Allowances Banked | Thousand Tons | 0 | 0 | 0 | 0 | 0 | 0 | 0
BART SO2 Annual-Ray D Nixon 1 -v5.13 | 194 | 7227 | Rate Constraint in lbs/MMBtu | FALSE | L | Annual | Allowances Withdrawn (1:1) | Thousand Tons | 0 | 0 | 0 | 0 | 0 | 0 | 0
BART SO2 Annual-Ray D Nixon 1 -v5.13 | 194 | 7227 | Rate Constraint in lbs/MMBtu | FALSE | L | Annual | Allowances Withdrawn (n:1) | Thousand Tons | 0 | 0 | 0 | 0 | 0 | 0 | 0
BART SO2 Annual-Ray D Nixon 1 -v5.13 | 194 | 7227 | Rate Constraint in lbs/MMBtu | FALSE | L | Annual | Net Emissions Allowance Position | Thousand Tons | 0.60727 | 0.004397 | 0.03353 | 0.033492 | 0.034399 | 0.041011 | 0.041011
BART SO2 Annual-Ray D Nixon 1 -v5.13 | 194 | 7227 | Rate Constraint in lbs/MMBtu | FALSE | L | Annual | Fuel Consumed | TBtu | 15.1818 | 0.10992 | 0.83825 | 0.83729 | 0.73465 | 0.87587 | 0.87587
BART SO2 Annual-Ray D Nixon 1 -v5.13 | 194 | 7227 | Rate Constraint in lbs/MMBtu | FALSE | L | Annual | Rate | lb/MMBtu | 0.08 | 0.08 | 0.08 | 0.08 | 0.093647 | 0.093647 | 0.093647
BART SO2 Annual-Ray D Nixon 1 -v5.13 | 194 | 7227 | Rate Constraint in lbs/MMBtu | FALSE | L | Annual | Generation | TWh | 1.4518 | 0.010512 | 0.080162 | 0.08007 | 0.070255 | 0.08376 | 0.08376
BART SO2 Annual-Ray D Nixon 1 -v5.13 | 194 | 7227 | Rate Constraint in lbs/MMBtu | FALSE | L | Annual | Qualifying Generation | TWh | 1.4518 | 0.010512 | 0.080162 | 0.08007 | 0.070255 | 0.08376 | 0.08376
BART SO2 Annual-Ray D Nixon 1 -v5.13 | 194 | 7227 | Rate Constraint in lbs/MMBtu | FALSE | L | Annual | Rate | lb/MWh | 0.83656 | 0.83656 | 0.83656 | 0.83656 | 0.97926 | 0.97926 | 0.97926
BART SO2 Annual-Ray D Nixon 1 -v5.13 | 194 | 7227 | Rate Constraint in lbs/MMBtu | FALSE | L | Annual | Constraint Shadow Price | US2022$/Ton | 0 | 0 | 0 | 0 | 0 | 0 | 0
BART SO2 Annual-Sooner 1 -v5.13 | 195 | 7228 | Rate Constraint in lbs/MMBtu | FALSE | L | Annual | Seasons Included | Seasons | Winter, Spring, Summer, Fall | Winter, Spring, Summer, Fall | Winter, Spring, Summer, Fall | Winter, Spring, Summer, Fall | Winter, Spring, Summer, Fall | Winter, Spring, Summer, Fall | Winter, Spring, Summer, Fall
BART SO2 Annual-Sooner 1 -v5.13 | 195 | 7228 | Rate Constraint in lbs/MMBtu | FALSE | L | Annual | Standard SO2 | lb/MMBtu | 0.06 | 0.06 | 0.06 | 0.06 | 0.06 | 0.06 | 0.06
BART SO2 Annual-Sooner 1 -v5.13 | 195 | 7228 | Rate Constraint in lbs/MMBtu | FALSE | L | Annual | Emissions at Affected Plants SO2 | Thousand Tons | 0 | 0 | 0 | 0 | 0 | 0 | 0
BART SO2 Annual-Sooner 1 -v5.13 | 195 | 7228 | Rate Constraint in lbs/MMBtu | FALSE | L | Annual | Allowances Purchased SO2 | Thousand Tons | 0 | 0 | 0 | 0 | 0 | 0 | 0
BART SO2 Annual-Sooner 1 -v5.13 | 195 | 7228 | Rate Constraint in lbs/MMBtu | FALSE | L | Annual | Allowances Sold SO2 | Thousand Tons | 0 | 0 | 0 | 0 | 0 | 0 | 0
BART SO2 Annual-Sooner 1 -v5.13 | 195 | 7228 | Rate Constraint in lbs/MMBtu | FALSE | L | Annual | Allowances Banked | Thousand Tons | 0 | 0 | 0 | 0 | 0 | 0 | 0
BART SO2 Annual-Sooner 1 -v5.13 | 195 | 7228 | Rate Constraint in lbs/MMBtu | FALSE | L | Annual | Allowances Withdrawn (1:1) | Thousand Tons | 0 | 0 | 0 | 0 | 0 | 0 | 0
BART SO2 Annual-Sooner 1 -v5.13 | 195 | 7228 | Rate Constraint in lbs/MMBtu | FALSE | L | Annual | Allowances Withdrawn (n:1) | Thousand Tons | 0 | 0 | 0 | 0 | 0 | 0 | 0
BART SO2 Annual-Sooner 1 -v5.13 | 195 | 7228 | Rate Constraint in lbs/MMBtu | FALSE | L | Annual | Net Emissions Allowance Position | Thousand Tons | 0 | 0 | 0 | 0 | 0 | 0 | 0
BART SO2 Annual-Sooner 1 -v5.13 | 195 | 7228 | Rate Constraint in lbs/MMBtu | FALSE | L | Annual | Fuel Consumed | TBtu | 0 | 0 | 0 | 0 | 0 | 0 | 0
BART SO2 Annual-Sooner 1 -v5.13 | 195 | 7228 | Rate Constraint in lbs/MMBtu | FALSE | L | Annual | Rate | lb/MMBtu | 0 | 0 | 0 | 0 | 0 | 0 | 0
BART SO2 Annual-Sooner 1 -v5.13 | 195 | 7228 | Rate Constraint in lbs/MMBtu | FALSE | L | Annual | Generation | TWh | 0 | 0 | 0 | 0 | 0 | 0 | 0
BART SO2 Annual-Sooner 1 -v5.13 | 195 | 7228 | Rate Constraint in lbs/MMBtu | FALSE | L | Annual | Qualifying Generation | TWh | 0 | 0 | 0 | 0 | 0 | 0 | 0
BART SO2 Annual-Sooner 1 -v5.13 | 195 | 7228 | Rate Constraint in lbs/MMBtu | FALSE | L | Annual | Rate | lb/MWh | 0 | 0 | 0 | 0 | 0 | 0 | 0
BART SO2 Annual-Sooner 1 -v5.13 | 195 | 7228 | Rate Constraint in lbs/MMBtu | FALSE | L | Annual | Constraint Shadow Price | US2022$/Ton | 0 | 0 | 0 | 0 | 0 | 0 | 0
BART SO2 Annual-Sooner 2 -v5.13 | 196 | 7229 | Rate Constraint in lbs/MMBtu | FALSE | L | Annual | Seasons Included | Seasons | Winter, Spring, Summer, Fall | Winter, Spring, Summer, Fall | Winter, Spring, Summer, Fall | Winter, Spring, Summer, Fall | Winter, Spring, Summer, Fall | Winter, Spring, Summer, Fall | Winter, Spring, Summer, Fall
BART SO2 Annual-Sooner 2 -v5.13 | 196 | 7229 | Rate Constraint in lbs/MMBtu | FALSE | L | Annual | Standard SO2 | lb/MMBtu | 0.06 | 0.06 | 0.06 | 0.06 | 0.06 | 0.06 | 0.06
BART SO2 Annual-Sooner 2 -v5.13 | 196 | 7229 | Rate Constraint in lbs/MMBtu | FALSE | L | Annual | Emissions at Affected Plants SO2 | Thousand Tons | 0 | 0 | 0 | 0 | 0 | 0 | 0
BART SO2 Annual-Sooner 2 -v5.13 | 196 | 7229 | Rate Constraint in lbs/MMBtu | FALSE | L | Annual | Allowances Purchased SO2 | Thousand Tons | 0 | 0 | 0 | 0 | 0 | 0 | 0
BART SO2 Annual-Sooner 2 -v5.13 | 196 | 7229 | Rate Constraint in lbs/MMBtu | FALSE | L | Annual | Allowances Sold SO2 | Thousand Tons | 0 | 0 | 0 | 0 | 0 | 0 | 0
BART SO2 Annual-Sooner 2 -v5.13 | 196 | 7229 | Rate Constraint in lbs/MMBtu | FALSE | L | Annual | Allowances Banked | Thousand Tons | 0 | 0 | 0 | 0 | 0 | 0 | 0
BART SO2 Annual-Sooner 2 -v5.13 | 196 | 7229 | Rate Constraint in lbs/MMBtu | FALSE | L | Annual | Allowances Withdrawn (1:1) | Thousand Tons | 0 | 0 | 0 | 0 | 0 | 0 | 0
BART SO2 Annual-Sooner 2 -v5.13 | 196 | 7229 | Rate Constraint in lbs/MMBtu | FALSE | L | Annual | Allowances Withdrawn (n:1) | Thousand Tons | 0 | 0 | 0 | 0 | 0 | 0 | 0
BART SO2 Annual-Sooner 2 -v5.13 | 196 | 7229 | Rate Constraint in lbs/MMBtu | FALSE | L | Annual | Net Emissions Allowance Position | Thousand Tons | 0 | 0 | 0 | 0 | 0 | 0 | 0
BART SO2 Annual-Sooner 2 -v5.13 | 196 | 7229 | Rate Constraint in lbs/MMBtu | FALSE | L | Annual | Fuel Consumed | TBtu | 0 | 0 | 0 | 0 | 0 | 0 | 0
BART SO2 Annual-Sooner 2 -v5.13 | 196 | 7229 | Rate Constraint in lbs/MMBtu | FALSE | L | Annual | Rate | lb/MMBtu | 0 | 0 | 0 | 0 | 0 | 0 | 0
BART SO2 Annual-Sooner 2 -v5.13 | 196 | 7229 | Rate Constraint in lbs/MMBtu | FALSE | L | Annual | Generation | TWh | 0 | 0 | 0 | 0 | 0 | 0 | 0
BART SO2 Annual-Sooner 2 -v5.13 | 196 | 7229 | Rate Constraint in lbs/MMBtu | FALSE | L | Annual | Qualifying Generation | TWh | 0 | 0 | 0 | 0 | 0 | 0 | 0
BART SO2 Annual-Sooner 2 -v5.13 | 196 | 7229 | Rate Constraint in lbs/MMBtu | FALSE | L | Annual | Rate | lb/MWh | 0 | 0 | 0 | 0 | 0 | 0 | 0
BART SO2 Annual-Sooner 2 -v5.13 | 196 | 7229 | Rate Constraint in lbs/MMBtu | FALSE | L | Annual | Constraint Shadow Price | US2022$/Ton | 0 | 0 | 0 | 0 | 0 | 0 | 0
BART SO2 Cap-Coronado U1B&U2B -v6.20 | 197 | 7668 | Rate Constraint in MTons | FALSE | L | Annual | Seasons Included | Seasons | Winter, Spring, Summer, Fall | Winter, Spring, Summer, Fall | Winter, Spring, Summer, Fall | Winter, Spring, Summer, Fall | Winter, Spring, Summer, Fall | Winter, Spring, Summer, Fall | Winter, Spring, Summer, Fall
BART SO2 Cap-Coronado U1B&U2B -v6.20 | 197 | 7668 | Rate Constraint in MTons | FALSE | L | Annual | Standard SO2 | Thousand Tons | 1.97 | 1.97 | 1.97 | 1.97 | 1.97 | 1.97 | 1.97
BART SO2 Cap-Coronado U1B&U2B -v6.20 | 197 | 7668 | Rate Constraint in MTons | FALSE | L | Annual | Emissions at Affected Plants SO2 | Thousand Tons | 0.16673 | 0.64914 | 0 | 0 | 0 | 0 | 0
BART SO2 Cap-Coronado U1B&U2B -v6.20 | 197 | 7668 | Rate Constraint in MTons | FALSE | L | Annual | Allowances Purchased SO2 | Thousand Tons | 0 | 0 | 0 | 0 | 0 | 0 | 0
BART SO2 Cap-Coronado U1B&U2B -v6.20 | 197 | 7668 | Rate Constraint in MTons | FALSE | L | Annual | Allowances Sold SO2 | Thousand Tons | 0 | 0 | 0 | 0 | 0 | 0 | 0
BART SO2 Cap-Coronado U1B&U2B -v6.20 | 197 | 7668 | Rate Constraint in MTons | FALSE | L | Annual | Allowances Banked | Thousand Tons | 0 | 0 | 0 | 0 | 0 | 0 | 0
BART SO2 Cap-Coronado U1B&U2B -v6.20 | 197 | 7668 | Rate Constraint in MTons | FALSE | L | Annual | Allowances Withdrawn (1:1) | Thousand Tons | 0 | 0 | 0 | 0 | 0 | 0 | 0
BART SO2 Cap-Coronado U1B&U2B -v6.20 | 197 | 7668 | Rate Constraint in MTons | FALSE | L | Annual | Allowances Withdrawn (n:1) | Thousand Tons | 0 | 0 | 0 | 0 | 0 | 0 | 0
BART SO2 Cap-Coronado U1B&U2B -v6.20 | 197 | 7668 | Rate Constraint in MTons | FALSE | L | Annual | Net Emissions Allowance Position | Thousand Tons | 0.16673 | 0.64914 | 0 | 0 | 0 | 0 | 0
BART SO2 Cap-Coronado U1B&U2B -v6.20 | 197 | 7668 | Rate Constraint in MTons | FALSE | L | Annual | Fuel Consumed | TBtu | 5.5578 | 21.6379 | 0 | 0 | 0 | 0 | 0
BART SO2 Cap-Coronado U1B&U2B -v6.20 | 197 | 7668 | Rate Constraint in MTons | FALSE | L | Annual | Rate | lb/MMBtu | 0.06 | 0.06 | 0 | 0 | 0 | 0 | 0
BART SO2 Cap-Coronado U1B&U2B -v6.20 | 197 | 7668 | Rate Constraint in MTons | FALSE | L | Annual | Generation | TWh | 0.51993 | 2.0241 | 0 | 0 | 0 | 0 | 0
BART SO2 Cap-Coronado U1B&U2B -v6.20 | 197 | 7668 | Rate Constraint in MTons | FALSE | L | Annual | Qualifying Generation | TWh | 0.51993 | 2.0241 | 0 | 0 | 0 | 0 | 0
BART SO2 Cap-Coronado U1B&U2B -v6.20 | 197 | 7668 | Rate Constraint in MTons | FALSE | L | Annual | Rate | lb/MWh | 0.64137 | 0.64142 | 0 | 0 | 0 | 0 | 0
BART SO2 Cap-Coronado U1B&U2B -v6.20 | 197 | 7668 | Rate Constraint in MTons | FALSE | L | Annual | Constraint Shadow Price | US2022$/Ton | 0 | 0 | 0 | 0 | 0 | 0 | 0
CA AB 32- CO2 Constraint- v.5.13 | 198 | 7281 | Rate Constraint in MTons | FALSE | L | Annual | Seasons Included | Seasons | Winter, Spring, Summer, Fall | Winter, Spring, Summer, Fall | Winter, Spring, Summer, Fall | Winter, Spring, Summer, Fall | Winter, Spring, Summer, Fall | Winter, Spring, Summer, Fall | Winter, Spring, Summer, Fall
CA AB 32- CO2 Constraint- v.5.13 | 198 | 7281 | Rate Constraint in MTons | FALSE | L | Annual | Standard CO2 | Thousand Tons | 0 | 0 | 0 | 0 | 0 | 0 | 0
CA AB 32- CO2 Constraint- v.5.13 | 198 | 7281 | Rate Constraint in MTons | FALSE | L | Annual | Emissions at Affected Plants CO2 | Thousand Tons | 56662.6222 | 63029.7624 | 49105.5056 | 40175.7922 | 11302.6226 | 11953.8074 | 15829.171
CA AB 32- CO2 Constraint- v.5.13 | 198 | 7281 | Rate Constraint in MTons | FALSE | L | Annual | Allowances Purchased CO2 | Thousand Tons | -56662.6222 | -63029.7625 | -49105.5056 | -40175.7922 | -11302.6226 | -11953.8074 | -15829.171
CA AB 32- CO2 Constraint- v.5.13 | 198 | 7281 | Rate Constraint in MTons | FALSE | L | Annual | Allowances Sold CO2 | Thousand Tons | 0 | 0 | 0 | 0 | 0 | 0 | 0
CA AB 32- CO2 Constraint- v.5.13 | 198 | 7281 | Rate Constraint in MTons | FALSE | L | Annual | Allowances Banked | Thousand Tons | 0 | 0 | 0 | 0 | 0 | 0 | 0
CA AB 32- CO2 Constraint- v.5.13 | 198 | 7281 | Rate Constraint in MTons | FALSE | L | Annual | Allowances Withdrawn (1:1) | Thousand Tons | 0 | 0 | 0 | 0 | 0 | 0 | 0
CA AB 32- CO2 Constraint- v.5.13 | 198 | 7281 | Rate Constraint in MTons | FALSE | L | Annual | Allowances Withdrawn (n:1) | Thousand Tons | 0 | 0 | 0 | 0 | 0 | 0 | 0
CA AB 32- CO2 Constraint- v.5.13 | 198 | 7281 | Rate Constraint in MTons | FALSE | L | Annual | Net Emissions Allowance Position | Thousand Tons | -2.8567e-05 | -4.1805e-05 | -7.2806e-06 | -8.5745e-06 | -7.001e-06 | -7.0596e-06 | -9.005e-06
CA AB 32- CO2 Constraint- v.5.13 | 198 | 7281 | Rate Constraint in MTons | FALSE | L | Annual | Fuel Consumed | TBtu | 1052.8148 | 1159.6191 | 1038.381 | 905.2822 | 362.3045 | 403.9003 | 503.415
CA AB 32- CO2 Constraint- v.5.13 | 198 | 7281 | Rate Constraint in MTons | FALSE | L | Annual | Rate | lb/MMBtu | 107.6403 | 108.7077 | 94.5809 | 88.7586 | 62.393 | 59.1919 | 62.8872
CA AB 32- CO2 Constraint- v.5.13 | 198 | 7281 | Rate Constraint in MTons | FALSE | L | Annual | Generation | TWh | 142.85 | 156.6641 | 134.3935 | 118.6263 | 46.3156 | 60.873 | 77.0759
CA AB 32- CO2 Constraint- v.5.13 | 198 | 7281 | Rate Constraint in MTons | FALSE | L | Annual | Qualifying Generation | TWh | 142.8461 | 156.6641 | 134.3935 | 118.6263 | 46.3156 | 52.7058 | 66.536
CA AB 32- CO2 Constraint- v.5.13 | 198 | 7281 | Rate Constraint in MTons | FALSE | L | Annual | Rate | lb/MWh | 793.3381 | 804.6483 | 730.7723 | 677.3505 | 488.0697 | 453.6054 | 475.8078
CA AB 32- CO2 Constraint- v.5.13 | 198 | 7281 | Rate Constraint in MTons | FALSE | L | Annual | Constraint Shadow Price | US2022$/Ton | 15.9205 | 15.9204 | 15.9201 | 15.9205 | 18.7303 | 72.9104 | 72.9104
CA NOx Annual v5.14 | 199 | 7279 | Rate Constraint in MTons | FALSE | L | Annual | Seasons Included | Seasons | Winter, Spring, Summer, Fall | Winter, Spring, Summer, Fall | Winter, Spring, Summer, Fall | Winter, Spring, Summer, Fall | Winter, Spring, Summer, Fall | Winter, Spring, Summer, Fall | Winter, Spring, Summer, Fall
CA NOx Annual v5.14 | 199 | 7279 | Rate Constraint in MTons | FALSE | L | Annual | Standard NOX | Thousand Tons | 5.286 | 5.286 | 5.286 | 5.286 | 5.286 | 5.286 | 5.286
CA NOx Annual v5.14 | 199 | 7279 | Rate Constraint in MTons | FALSE | L | Annual | Emissions at Affected Plants NOX | Thousand Tons | 0.58474 | 0.80078 | 0.55027 | 0.52597 | 0.15016 | 0.17738 | 0.19877
CA NOx Annual v5.14 | 199 | 7279 | Rate Constraint in MTons | FALSE | L | Annual | Allowances Purchased NOX | Thousand Tons | 0 | 0 | 0 | 0 | 0 | 0 | 0
CA NOx Annual v5.14 | 199 | 7279 | Rate Constraint in MTons | FALSE | L | Annual | Allowances Sold NOX | Thousand Tons | 0 | 0 | 0 | 0 | 0 | 0 | 0
CA NOx Annual v5.14 | 199 | 7279 | Rate Constraint in MTons | FALSE | L | Annual | Allowances Banked | Thousand Tons | 0 | 0 | 0 | 0 | 0 | 0 | 0
CA NOx Annual v5.14 | 199 | 7279 | Rate Constraint in MTons | FALSE | L | Annual | Allowances Withdrawn (1:1) | Thousand Tons | 0 | 0 | 0 | 0 | 0 | 0 | 0
CA NOx Annual v5.14 | 199 | 7279 | Rate Constraint in MTons | FALSE | L | Annual | Allowances Withdrawn (n:1) | Thousand Tons | 0 | 0 | 0 | 0 | 0 | 0 | 0
CA NOx Annual v5.14 | 199 | 7279 | Rate Constraint in MTons | FALSE | L | Annual | Net Emissions Allowance Position | Thousand Tons | 0.58474 | 0.80078 | 0.55027 | 0.52597 | 0.15016 | 0.17738 | 0.19877
CA NOx Annual v5.14 | 199 | 7279 | Rate Constraint in MTons | FALSE | L | Annual | Fuel Consumed | TBtu | 120.9353 | 176.5742 | 108.5084 | 108.0175 | 35.4733 | 42.4618 | 48.2338
CA NOx Annual v5.14 | 199 | 7279 | Rate Constraint in MTons | FALSE | L | Annual | Rate | lb/MMBtu | 0.0096703 | 0.0090702 | 0.010142 | 0.0097385 | 0.0084659 | 0.008355 | 0.0082418
CA NOx Annual v5.14 | 199 | 7279 | Rate Constraint in MTons | FALSE | L | Annual | Generation | TWh | 16.5472 | 24.1876 | 14.7661 | 14.832 | 4.9174 | 5.8818 | 6.6508
CA NOx Annual v5.14 | 199 | 7279 | Rate Constraint in MTons | FALSE | L | Annual | Qualifying Generation | TWh | 16.5472 | 24.1876 | 14.7661 | 14.832 | 4.9174 | 5.8818 | 6.6508
CA NOx Annual v5.14 | 199 | 7279 | Rate Constraint in MTons | FALSE | L | Annual | Rate | lb/MWh | 0.070675 | 0.066214 | 0.074531 | 0.070923 | 0.061072 | 0.060317 | 0.059772
CA NOx Annual v5.14 | 199 | 7279 | Rate Constraint in MTons | FALSE | L | Annual | Constraint Shadow Price | US2022$/Ton | 0 | 0 | 0 | 0 | 0 | 0 | 0
CA SO2 Annual v5.14 | 200 | 7280 | Rate Constraint in MTons | FALSE | L | Annual | Seasons Included | Seasons | Winter, Spring, Summer, Fall | Winter, Spring, Summer, Fall | Winter, Spring, Summer, Fall | Winter, Spring, Summer, Fall | Winter, Spring, Summer, Fall | Winter, Spring, Summer, Fall | Winter, Spring, Summer, Fall
CA SO2 Annual v5.14 | 200 | 7280 | Rate Constraint in MTons | FALSE | L | Annual | Standard SO2 | Thousand Tons | 2.219 | 2.219 | 2.219 | 2.219 | 2.219 | 2.219 | 2.219
CA SO2 Annual v5.14 | 200 | 7280 | Rate Constraint in MTons | FALSE | L | Annual | Emissions at Affected Plants SO2 | Thousand Tons | 0 | 0 | 0 | 0 | 0 | 0 | 0
CA SO2 Annual v5.14 | 200 | 7280 | Rate Constraint in MTons | FALSE | L | Annual | Allowances Purchased SO2 | Thousand Tons | 0 | 0 | 0 | 0 | 0 | 0 | 0
CA SO2 Annual v5.14 | 200 | 7280 | Rate Constraint in MTons | FALSE | L | Annual | Allowances Sold SO2 | Thousand Tons | 0 | 0 | 0 | 0 | 0 | 0 | 0
CA SO2 Annual v5.14 | 200 | 7280 | Rate Constraint in MTons | FALSE | L | Annual | Allowances Banked | Thousand Tons | 0 | 0 | 0 | 0 | 0 | 0 | 0
CA SO2 Annual v5.14 | 200 | 7280 | Rate Constraint in MTons | FALSE | L | Annual | Allowances Withdrawn (1:1) | Thousand Tons | 0 | 0 | 0 | 0 | 0 | 0 | 0
CA SO2 Annual v5.14 | 200 | 7280 | Rate Constraint in MTons | FALSE | L | Annual | Allowances Withdrawn (n:1) | Thousand Tons | 0 | 0 | 0 | 0 | 0 | 0 | 0
CA SO2 Annual v5.14 | 200 | 7280 | Rate Constraint in MTons | FALSE | L | Annual | Net Emissions Allowance Position | Thousand Tons | 0 | 0 | 0 | 0 | 0 | 0 | 0
CA SO2 Annual v5.14 | 200 | 7280 | Rate Constraint in MTons | FALSE | L | Annual | Fuel Consumed | TBtu | 0 | 0.013796 | 0.6489 | 0 | 0 | 0 | 0
CA SO2 Annual v5.14 | 200 | 7280 | Rate Constraint in MTons | FALSE | L | Annual | Rate | lb/MMBtu | 0 | 0 | 0 | 0 | 0 | 0 | 0
CA SO2 Annual v5.14 | 200 | 7280 | Rate Constraint in MTons | FALSE | L | Annual | Generation | TWh | 0 | 0.0012839 | 0.060391 | 0 | 0 | 0 | 0
CA SO2 Annual v5.14 | 200 | 7280 | Rate Constraint in MTons | FALSE | L | Annual | Qualifying Generation | TWh | 0 | 0.0012839 | 0.060391 | 0 | 0 | 0 | 0
CA SO2 Annual v5.14 | 200 | 7280 | Rate Constraint in MTons | FALSE | L | Annual | Rate | lb/MWh | 0 | 0 | 0 | 0 | 0 | 0 | 0
CA SO2 Annual v5.14 | 200 | 7280 | Rate Constraint in MTons | FALSE | L | Annual | Constraint Shadow Price | US2022$/Ton | 0 | 0 | 0 | 0 | 0 | 0 | 0
CO - CO2 Cap Annual v6.21 | 201 | 7790 | Rate Constraint in MTons | FALSE | L | Annual | Seasons Included | Seasons | Winter, Spring, Summer, Fall | Winter, Spring, Summer, Fall | Winter, Spring, Summer, Fall | Winter, Spring, Summer, Fall | Winter, Spring, Summer, Fall | Winter, Spring, Summer, Fall | Winter, Spring, Summer, Fall
CO - CO2 Cap Annual v6.21 | 201 | 7790 | Rate Constraint in MTons | FALSE | L | Annual | Standard CO2 | Thousand Tons | 19040.0934 | 9066.7111 | 9066.7111 | 9066.7111 | 9066.7111 | 9066.7111 | 9066.7111
CO - CO2 Cap Annual v6.21 | 201 | 7790 | Rate Constraint in MTons | FALSE | L | Annual | Emissions at Affected Plants CO2 | Thousand Tons | 19040.0934 | 9066.7111 | 9066.7111 | 6308.9519 | 3544.7798 | 5414.8755 | 5960.6811
CO - CO2 Cap Annual v6.21 | 201 | 7790 | Rate Constraint in MTons | FALSE | L | Annual | Allowances Purchased CO2 | Thousand Tons | 0 | 0 | 0 | 0 | 0 | 0 | 0
CO - CO2 Cap Annual v6.21 | 201 | 7790 | Rate Constraint in MTons | FALSE | L | Annual | Allowances Sold CO2 | Thousand Tons | 0 | 0 | 0 | 0 | 0 | 0 | 0
CO - CO2 Cap Annual v6.21 | 201 | 7790 | Rate Constraint in MTons | FALSE | L | Annual | Allowances Banked | Thousand Tons | 0 | 0 | 0 | 0 | 0 | 0 | 0
CO - CO2 Cap Annual v6.21 | 201 | 7790 | Rate Constraint in MTons | FALSE | L | Annual | Allowances Withdrawn (1:1) | Thousand Tons | 0 | 0 | 0 | 0 | 0 | 0 | 0
CO - CO2 Cap Annual v6.21 | 201 | 7790 | Rate Constraint in MTons | FALSE | L | Annual | Allowances Withdrawn (n:1) | Thousand Tons | 0 | 0 | 0 | 0 | 0 | 0 | 0
CO - CO2 Cap Annual v6.21 | 201 | 7790 | Rate Constraint in MTons | FALSE | L | Annual | Net Emissions Allowance Position | Thousand Tons | 19040.0934 | 9066.7111 | 9066.7111 | 6308.9519 | 3544.7798 | 5414.8755 | 5960.6811
CO - CO2 Cap Annual v6.21 | 201 | 7790 | Rate Constraint in MTons | FALSE | L | Annual | Fuel Consumed | TBtu | 236.3401 | 148.1739 | 178.2326 | 129.7343 | 79.8387 | 112.6228 | 121.9424
CO - CO2 Cap Annual v6.21 | 201 | 7790 | Rate Constraint in MTons | FALSE | L | Annual | Rate | lb/MMBtu | 161.1246 | 122.3793 | 101.7402 | 97.2596 | 88.7985 | 96.1595 | 97.7622
CO - CO2 Cap Annual v6.21 | 201 | 7790 | Rate Constraint in MTons | FALSE | L | Annual | Generation | TWh | 28.4514 | 20.7071 | 23.4485 | 17.5253 | 10.9156 | 15.2905 | 16.8866
CO - CO2 Cap Annual v6.21 | 201 | 7790 | Rate Constraint in MTons | FALSE | L | Annual | Qualifying Generation | TWh | 28.4514 | 20.7071 | 23.4485 | 17.5253 | 10.9156 | 15.2905 | 16.8866
CO - CO2 Cap Annual v6.21 | 201 | 7790 | Rate Constraint in MTons | FALSE | L | Annual | Rate | lb/MWh | 1338.4282 | 875.7121 | 773.329 | 719.9811 | 649.4867 | 708.2688 | 705.9664
CO - CO2 Cap Annual v6.21 | 201 | 7790 | Rate Constraint in MTons | FALSE | L | Annual | Constraint Shadow Price | US2022$/Ton | 8.9145 | 31.8752 | 10.7042 | 0 | 0 | 0 | 0
CO Hg Rate Annual - Comanche 1,2 & 3 v5.14 | 202 | 7283 | Rate Constraint in lbs/MWh | FALSE | L | Annual | Seasons Included | Seasons | Winter, Spring, Summer, Fall | Winter, Spring, Summer, Fall | Winter, Spring, Summer, Fall | Winter, Spring, Summer, Fall | Winter, Spring, Summer, Fall | Winter, Spring, Summer, Fall | Winter, Spring, Summer, Fall
CO Hg Rate Annual - Comanche 1,2 & 3 v5.14 | 202 | 7283 | Rate Constraint in lbs/MWh | FALSE | L | Annual | Standard MER | lb/MWh | 1.3e-05 | 1.3e-05 | 1.3e-05 | 1.3e-05 | 1.3e-05 | 1.3e-05 | 1.3e-05
CO Hg Rate Annual - Comanche 1,2 & 3 v5.14 | 202 | 7283 | Rate Constraint in lbs/MWh | FALSE | L | Annual | Emissions at Affected Plants MER | lbs | 13.2558 | 3.8558 | 0 | 0 | 0 | 0 | 0
CO Hg Rate Annual - Comanche 1,2 & 3 v5.14 | 202 | 7283 | Rate Constraint in lbs/MWh | FALSE | L | Annual | Allowances Purchased MER | lbs | 0 | 0 | 0 | 0 | 0 | 0 | 0
CO Hg Rate Annual - Comanche 1,2 & 3 v5.14 | 202 | 7283 | Rate Constraint in lbs/MWh | FALSE | L | Annual | Allowances Sold MER | lbs | 0 | 0 | 0 | 0 | 0 | 0 | 0
CO Hg Rate Annual - Comanche 1,2 & 3 v5.14 | 202 | 7283 | Rate Constraint in lbs/MWh | FALSE | L | Annual | Allowances Banked | lbs | 0 | 0 | 0 | 0 | 0 | 0 | 0
CO Hg Rate Annual - Comanche 1,2 & 3 v5.14 | 202 | 7283 | Rate Constraint in lbs/MWh | FALSE | L | Annual | Allowances Withdrawn (1:1) | lbs | 0 | 0 | 0 | 0 | 0 | 0 | 0
CO Hg Rate Annual - Comanche 1,2 & 3 v5.14 | 202 | 7283 | Rate Constraint in lbs/MWh | FALSE | L | Annual | Allowances Withdrawn (n:1) | lbs | 0 | 0 | 0 | 0 | 0 | 0 | 0
CO Hg Rate Annual - Comanche 1,2 & 3 v5.14 | 202 | 7283 | Rate Constraint in lbs/MWh | FALSE | L | Annual | Net Emissions Allowance Position | lbs | 13.2558 | 3.8558 | 0 | 0 | 0 | 0 | 0
CO Hg Rate Annual - Comanche 1,2 & 3 v5.14 | 202 | 7283 | Rate Constraint in lbs/MWh | FALSE | L | Annual | Fuel Consumed | TBtu | 23.6237 | 6.8716 | 0 | 0 | 0 | 0 | 0
CO Hg Rate Annual - Comanche 1,2 & 3 v5.14 | 202 | 7283 | Rate Constraint in lbs/MWh | FALSE | L | Annual | Rate | lb/MMBtu | 5.6112e-07 | 5.6112e-07 | 0 | 0 | 0 | 0 | 0
CO Hg Rate Annual - Comanche 1,2 & 3 v5.14 | 202 | 7283 | Rate Constraint in lbs/MWh | FALSE | L | Annual | Generation | TWh | 2.2587 | 0.657 | 0 | 0 | 0 | 0 | 0
CO Hg Rate Annual - Comanche 1,2 & 3 v5.14 | 202 | 7283 | Rate Constraint in lbs/MWh | FALSE | L | Annual | Qualifying Generation | TWh | 2.2587 | 0.657 | 0 | 0 | 0 | 0 | 0
CO Hg Rate Annual - Comanche 1,2 & 3 v5.14 | 202 | 7283 | Rate Constraint in lbs/MWh | FALSE | L | Annual | Constraint Shadow Price | US2022$/Lb | 0 | 0 | 0 | 0 | 0 | 0 | 0
CO Hg Rule - MER Removal Annual v3.1 | 203 | 7282 | MACT Fuel Choice Floor in lbs/MMBtu | FALSE | L | Annual | Seasons Included | Seasons | Winter, Spring, Summer, Fall | Winter, Spring, Summer, Fall | Winter, Spring, Summer, Fall | Winter, Spring, Summer, Fall | Winter, Spring, Summer, Fall | Winter, Spring, Summer, Fall | Winter, Spring, Summer, Fall
CO Hg Rule - MER Removal Annual v3.1 | 203 | 7282 | MACT Fuel Choice Floor in lbs/MMBtu | FALSE | L | Annual | Emission Floor | lbs/MMBtu | 8.248e-07 | 8.248e-07 | 8.248e-07 | 8.248e-07 | 8.248e-07 | 8.248e-07 | 8.248e-07
CO Hg Rule - MER Removal Annual v3.1 | 203 | 7282 | MACT Fuel Choice Floor in lbs/MMBtu | FALSE | L | Annual | Emissions at Affected Plants MER | lbs | 57.4092 | 3.9588 | 0.82797 | 0.82743 | 0.81704 | 0.90536 | 0.90536
CO Hg Rule - MER Removal Annual v3.1 | 203 | 7282 | MACT Fuel Choice Floor in lbs/MMBtu | FALSE | L | Annual | Allowances Purchased MER | lbs | 0 | 0 | 0 | 0 | 0 | 0 | 0
CO Hg Rule - MER Removal Annual v3.1 | 203 | 7282 | MACT Fuel Choice Floor in lbs/MMBtu | FALSE | L | Annual | Allowances Sold MER | lbs | 0 | 0 | 0 | 0 | 0 | 0 | 0
CO Hg Rule - MER Removal Annual v3.1 | 203 | 7282 | MACT Fuel Choice Floor in lbs/MMBtu | FALSE | L | Annual | Allowances Banked | lbs | 0 | 0 | 0 | 0 | 0 | 0 | 0
CO Hg Rule - MER Removal Annual v3.1 | 203 | 7282 | MACT Fuel Choice Floor in lbs/MMBtu | FALSE | L | Annual | Allowances Withdrawn (1:1) | lbs | 0 | 0 | 0 | 0 | 0 | 0 | 0
CO Hg Rule - MER Removal Annual v3.1 | 203 | 7282 | MACT Fuel Choice Floor in lbs/MMBtu | FALSE | L | Annual | Allowances Withdrawn (n:1) | lbs | 0 | 0 | 0 | 0 | 0 | 0 | 0
CO Hg Rule - MER Removal Annual v3.1 | 203 | 7282 | MACT Fuel Choice Floor in lbs/MMBtu | FALSE | L | Annual | Net Emissions Allowance Position | lbs | 57.4092 | 3.9588 | 0.82797 | 0.82743 | 0.81704 | 0.90536 | 0.90536
CO Hg Rule - MER Removal Annual v3.1 | 203 | 7282 | MACT Fuel Choice Floor in lbs/MMBtu | FALSE | L | Annual | Fuel Consumed | TBtu | 106.5529 | 8.0401 | 2.395 | 2.3941 | 2.2914 | 2.4327 | 2.4327
CO Hg Rule - MER Removal Annual v3.1 | 203 | 7282 | MACT Fuel Choice Floor in lbs/MMBtu | FALSE | L | Annual | Rate | lb/MMBtu | 5.3879e-07 | 4.9238e-07 | 3.457e-07 | 3.4562e-07 | 3.5656e-07 | 3.7217e-07 | 3.7217e-07
CO Hg Rule - MER Removal Annual v3.1 | 203 | 7282 | MACT Fuel Choice Floor in lbs/MMBtu | FALSE | L | Annual | Generation | TWh | 10.3844 | 0.76145 | 0.20223 | 0.20214 | 0.19232 | 0.20583 | 0.20583
CO Hg Rule - MER Removal Annual v3.1 | 203 | 7282 | MACT Fuel Choice Floor in lbs/MMBtu | FALSE | L | Annual | Qualifying Generation | TWh | 10.3844 | 0.76145 | 0.20223 | 0.20214 | 0.19232 | 0.20583 | 0.20583
CO Hg Rule - MER Removal Annual v3.1 | 203 | 7282 | MACT Fuel Choice Floor in lbs/MMBtu | FALSE | L | Annual | Constraint Shadow Price | US2022$/Lb | 0 | 0 | 0 | 0 | 0 | 0 | 0
CO NOX Rate Annual - Craig 1,3 v5.14 | 204 | 7284 | Rate Constraint in lbs/MMBtu | FALSE | L | Annual | Seasons Included | Seasons | Winter, Spring, Summer, Fall | Winter, Spring, Summer, Fall | Winter, Spring, Summer, Fall | Winter, Spring, Summer, Fall | Winter, Spring, Summer, Fall | Winter, Spring, Summer, Fall | Winter, Spring, Summer, Fall
CO NOX Rate Annual - Craig 1,3 v5.14 | 204 | 7284 | Rate Constraint in lbs/MMBtu | FALSE | L | Annual | Standard NOX | lb/MMBtu | 0.28 | 0.28 | 0.28 | 0.28 | 0.28 | 0.28 | 0.28
CO NOX Rate Annual - Craig 1,3 v5.14 | 204 | 7284 | Rate Constraint in lbs/MMBtu | FALSE | L | Annual | Emissions at Affected Plants NOX | Thousand Tons | 3.1864 | 0 | 0 | 0 | 0 | 0 | 0
CO NOX Rate Annual - Craig 1,3 v5.14 | 204 | 7284 | Rate Constraint in lbs/MMBtu | FALSE | L | Annual | Allowances Purchased NOX | Thousand Tons | 0 | 0 | 0 | 0 | 0 | 0 | 0
CO NOX Rate Annual - Craig 1,3 v5.14 | 204 | 7284 | Rate Constraint in lbs/MMBtu | FALSE | L | Annual | Allowances Sold NOX | Thousand Tons | 0 | 0 | 0 | 0 | 0 | 0 | 0
CO NOX Rate Annual - Craig 1,3 v5.14 | 204 | 7284 | Rate Constraint in lbs/MMBtu | FALSE | L | Annual | Allowances Banked | Thousand Tons | 0 | 0 | 0 | 0 | 0 | 0 | 0
CO NOX Rate Annual - Craig 1,3 v5.14 | 204 | 7284 | Rate Constraint in lbs/MMBtu | FALSE | L | Annual | Allowances Withdrawn (1:1) | Thousand Tons | 0 | 0 | 0 | 0 | 0 | 0 | 0
CO NOX Rate Annual - Craig 1,3 v5.14 | 204 | 7284 | Rate Constraint in lbs/MMBtu | FALSE | L | Annual | Allowances Withdrawn (n:1) | Thousand Tons | 0 | 0 | 0 | 0 | 0 | 0 | 0
CO NOX Rate Annual - Craig 1,3 v5.14 | 204 | 7284 | Rate Constraint in lbs/MMBtu | FALSE | L | Annual | Net Emissions Allowance Position | Thousand Tons | 3.1864 | 0 | 0 | 0 | 0 | 0 | 0
CO NOX Rate Annual - Craig 1,3 v5.14 | 204 | 7284 | Rate Constraint in lbs/MMBtu | FALSE | L | Annual | Fuel Consumed | TBtu | 27.4457 | 0 | 0 | 0 | 0 | 0 | 0
CO NOX Rate Annual - Craig 1,3 v5.14 | 204 | 7284 | Rate Constraint in lbs/MMBtu | FALSE | L | Annual | Rate | lb/MMBtu | 0.2322 | 0 | 0 | 0 | 0 | 0 | 0
CO NOX Rate Annual - Craig 1,3 v5.14 | 204 | 7284 | Rate Constraint in lbs/MMBtu | FALSE | L | Annual | Generation | TWh | 2.7407 | 0 | 0 | 0 | 0 | 0 | 0
CO NOX Rate Annual - Craig 1,3 v5.14 | 204 | 7284 | Rate Constraint in lbs/MMBtu | FALSE | L | Annual | Qualifying Generation | TWh | 2.7407 | 0 | 0 | 0 | 0 | 0 | 0
CO NOX Rate Annual - Craig 1,3 v5.14 | 204 | 7284 | Rate Constraint in lbs/MMBtu | FALSE | L | Annual | Rate | lb/MWh | 2.3253 | 0 | 0 | 0 | 0 | 0 | 0
CO NOX Rate Annual - Craig 1,3 v5.14 | 204 | 7284 | Rate Constraint in lbs/MMBtu | FALSE | L | Annual | Constraint Shadow Price | US2022$/Ton | 0 | 0 | 0 | 0 | 0 | 0 | 0
CO NOX Rate Annual - Craig 2 v5.14 | 205 | 7285 | Rate Constraint in lbs/MMBtu | FALSE | L | Annual | Seasons Included | Seasons | Winter, Spring, Summer, Fall | Winter, Spring, Summer, Fall | Winter, Spring, Summer, Fall | Winter, Spring, Summer, Fall | Winter, Spring, Summer, Fall | Winter, Spring, Summer, Fall | Winter, Spring, Summer, Fall
CO NOX Rate Annual - Craig 2 v5.14 | 205 | 7285 | Rate Constraint in lbs/MMBtu | FALSE | L | Annual | Standard NOX | lb/MMBtu | 0.08 | 0.08 | 0.08 | 0.08 | 0.08 | 0.08 | 0.08
CO NOX Rate Annual - Craig 2 v5.14 | 205 | 7285 | Rate Constraint in lbs/MMBtu | FALSE | L | Annual | Emissions at Affected Plants NOX | Thousand Tons | 0.6687 | 0 | 0 | 0 | 0 | 0 | 0
CO NOX Rate Annual - Craig 2 v5.14 | 205 | 7285 | Rate Constraint in lbs/MMBtu | FALSE | L | Annual | Allowances Purchased NOX | Thousand Tons | 0 | 0 | 0 | 0 | 0 | 0 | 0
CO NOX Rate Annual - Craig 2 v5.14 | 205 | 7285 | Rate Constraint in lbs/MMBtu | FALSE | L | Annual | Allowances Sold NOX | Thousand Tons | 0 | 0 | 0 | 0 | 0 | 0 | 0
CO NOX Rate Annual - Craig 2 v5.14 | 205 | 7285 | Rate Constraint in lbs/MMBtu | FALSE | L | Annual | Allowances Banked | Thousand Tons | 0 | 0 | 0 | 0 | 0 | 0 | 0
CO NOX Rate Annual - Craig 2 v5.14 | 205 | 7285 | Rate Constraint in lbs/MMBtu | FALSE | L | Annual | Allowances Withdrawn (1:1) | Thousand Tons | 0 | 0 | 0 | 0 | 0 | 0 | 0
CO NOX Rate Annual - Craig 2 v5.14 | 205 | 7285 | Rate Constraint in lbs/MMBtu | FALSE | L | Annual | Allowances Withdrawn (n:1) | Thousand Tons | 0 | 0 | 0 | 0 | 0 | 0 | 0
CO NOX Rate Annual - Craig 2 v5.14 | 205 | 7285 | Rate Constraint in lbs/MMBtu | FALSE | L | Annual | Net Emissions Allowance Position | Thousand Tons | 0.6687 | 0 | 0 | 0 | 0 | 0 | 0
CO NOX Rate Annual - Craig 2 v5.14 | 205 | 7285 | Rate Constraint in lbs/MMBtu | FALSE | L | Annual | Fuel Consumed | TBtu | 21.2691 | 0 | 0 | 0 | 0 | 0 | 0
CO NOX Rate Annual - Craig 2 v5.14 | 205 | 7285 | Rate Constraint in lbs/MMBtu | FALSE | L | Annual | Rate | lb/MMBtu | 0.06288 | 0 | 0 | 0 | 0 | 0 | 0
CO NOX Rate Annual - Craig 2 v5.14 | 205 | 7285 | Rate Constraint in lbs/MMBtu | FALSE | L | Annual | Generation | TWh | 2.0771 | 0 | 0 | 0 | 0 | 0 | 0
CO NOX Rate Annual - Craig 2 v5.14 | 205 | 7285 | Rate Constraint in lbs/MMBtu | FALSE | L | Annual | Qualifying Generation | TWh | 2.0771 | 0 | 0 | 0 | 0 | 0 | 0
CO NOX Rate Annual - Craig 2 v5.14 | 205 | 7285 | Rate Constraint in lbs/MMBtu | FALSE | L | Annual | Rate | lb/MWh | 0.64389 | 0 | 0 | 0 | 0 | 0 | 0
CO NOX Rate Annual - Craig 2 v5.14 | 205 | 7285 | Rate Constraint in lbs/MMBtu | FALSE | L | Annual | Constraint Shadow Price | US2022$/Ton | 0 | 0 | 0 | 0 | 0 | 0 | 0
CT - CO2 Cap Annual v6.21 | 206 | 7789 | Rate Constraint in MTons | FALSE | L | Annual | Seasons Included | Seasons | Winter, Spring, Summer, Fall | Winter, Spring, Summer, Fall | Winter, Spring, Summer, Fall | Winter, Spring, Summer, Fall | Winter, Spring, Summer, Fall | Winter, Spring, Summer, Fall | Winter, Spring, Summer, Fall
CT - CO2 Cap Annual v6.21 | 206 | 7789 | Rate Constraint in MTons | FALSE | L | Annual | Standard CO2 | Thousand Tons | NA | NA | NA | 0 | 0 | 0 | 0
CT - CO2 Cap Annual v6.21 | 206 | 7789 | Rate Constraint in MTons | FALSE | L | Annual | Emissions at Affected Plants CO2 | Thousand Tons | 0 | 0 | 0 | 0 | 0 | 0 | 0
CT - CO2 Cap Annual v6.21 | 206 | 7789 | Rate Constraint in MTons | FALSE | L | Annual | Allowances Purchased CO2 | Thousand Tons | 0 | 0 | 0 | 0 | 0 | 0 | 0
CT - CO2 Cap Annual v6.21 | 206 | 7789 | Rate Constraint in MTons | FALSE | L | Annual | Allowances Sold CO2 | Thousand Tons | 0 | 0 | 0 | 0 | 0 | 0 | 0
CT - CO2 Cap Annual v6.21 | 206 | 7789 | Rate Constraint in MTons | FALSE | L | Annual | Allowances Banked | Thousand Tons | 0 | 0 | 0 | 0 | 0 | 0 | 0
CT - CO2 Cap Annual v6.21 | 206 | 7789 | Rate Constraint in MTons | FALSE | L | Annual | Allowances Withdrawn (1:1) | Thousand Tons | 0 | 0 | 0 | 0 | 0 | 0 | 0
CT - CO2 Cap Annual v6.21 | 206 | 7789 | Rate Constraint in MTons | FALSE | L | Annual | Allowances Withdrawn (n:1) | Thousand Tons | 0 | 0 | 0 | 0 | 0 | 0 | 0
CT - CO2 Cap Annual v6.21 | 206 | 7789 | Rate Constraint in MTons | FALSE | L | Annual | Net Emissions Allowance Position | Thousand Tons | 0 | 0 | 0 | 0 | 0 | 0 | 0
CT - CO2 Cap Annual v6.21 | 206 | 7789 | Rate Constraint in MTons | FALSE | L | Annual | Fuel Consumed | TBtu | 0 | 0 | 0 | 0 | 0.47508 | 1.0694 | 1.1119
CT - CO2 Cap Annual v6.21 | 206 | 7789 | Rate Constraint in MTons | FALSE | L | Annual | Rate | lb/MMBtu | 0 | 0 | 0 | 0 | 0 | 0 | 0
CT - CO2 Cap Annual v6.21 | 206 | 7789 | Rate Constraint in MTons | FALSE | L | Annual | Generation | TWh | 0 | 0 | 0 | 0 | 0.068504 | 0.10797 | 0.11226
CT - CO2 Cap Annual v6.21 | 206 | 7789 | Rate Constraint in MTons | FALSE | L | Annual | Qualifying Generation | TWh | 0 | 0 | 0 | 0 | 0.068504 | 0.10797 | 0.11226
CT - CO2 Cap Annual v6.21 | 206 | 7789 | Rate Constraint in MTons | FALSE | L | Annual | Rate | lb/MWh | 0 | 0 | 0 | 0 | 0 | 0 | 0
CT - CO2 Cap Annual v6.21 | 206 | 7789 | Rate Constraint in MTons | FALSE | L | Annual | Constraint Shadow Price | US2022$/Ton | 0 | 0 | 0 | 1337.325 | 1664.9098 | 1168.6272 | 1156.3431
CT Fac. Spec. - MER Rate Annual v3.1 | 207 | 7562 | MACT Fuel Choice Floor in lbs/MMBtu | FALSE | L | Annual | Seasons Included | Seasons | Winter, Spring, Summer, Fall | Winter, Spring, Summer, Fall | Winter, Spring, Summer, Fall | Winter, Spring, Summer, Fall | Winter, Spring, Summer, Fall | Winter, Spring, Summer, Fall | Winter, Spring, Summer, Fall
CT Fac. Spec. - MER Rate Annual v3.1 | 207 | 7562 | MACT Fuel Choice Floor in lbs/MMBtu | FALSE | L | Annual | Emission Floor | lbs/MMBtu | 6e-07 | 6e-07 | 6e-07 | 6e-07 | 6e-07 | 6e-07 | 6e-07
CT Fac. Spec. - MER Rate Annual v3.1 | 207 | 7562 | MACT Fuel Choice Floor in lbs/MMBtu | FALSE | L | Annual | Emissions at Affected Plants MER | lbs | 0 | 0 | 0 | 0 | 0 | 0 | 0
CT Fac. Spec. - MER Rate Annual v3.1 | 207 | 7562 | MACT Fuel Choice Floor in lbs/MMBtu | FALSE | L | Annual | Allowances Purchased MER | lbs | 0 | 0 | 0 | 0 | 0 | 0 | 0
CT Fac. Spec. - MER Rate Annual v3.1 | 207 | 7562 | MACT Fuel Choice Floor in lbs/MMBtu | FALSE | L | Annual | Allowances Sold MER | lbs | 0 | 0 | 0 | 0 | 0 | 0 | 0
CT Fac. Spec. - MER Rate Annual v3.1 | 207 | 7562 | MACT Fuel Choice Floor in lbs/MMBtu | FALSE | L | Annual | Allowances Banked | lbs | 0 | 0 | 0 | 0 | 0 | 0 | 0
CT Fac. Spec. - MER Rate Annual v3.1 | 207 | 7562 | MACT Fuel Choice Floor in lbs/MMBtu | FALSE | L | Annual | Allowances Withdrawn (1:1) | lbs | 0 | 0 | 0 | 0 | 0 | 0 | 0
CT Fac. Spec. - MER Rate Annual v3.1 | 207 | 7562 | MACT Fuel Choice Floor in lbs/MMBtu | FALSE | L | Annual | Allowances Withdrawn (n:1) | lbs | 0 | 0 | 0 | 0 | 0 | 0 | 0
CT Fac. Spec. - MER Rate Annual v3.1 | 207 | 7562 | MACT Fuel Choice Floor in lbs/MMBtu | FALSE | L | Annual | Net Emissions Allowance Position | lbs | 0 | 0 | 0 | 0 | 0 | 0 | 0
CT Fac. Spec. - MER Rate Annual v3.1 | 207 | 7562 | MACT Fuel Choice Floor in lbs/MMBtu | FALSE | L | Annual | Fuel Consumed | TBtu | 0 | 0 | 0 | 0 | 0 | 0 | 0
CT Fac. Spec. - MER Rate Annual v3.1 | 207 | 7562 | MACT Fuel Choice Floor in lbs/MMBtu | FALSE | L | Annual | Rate | lb/MMBtu | 0 | 0 | 0 | 0 | 0 | 0 | 0
CT Fac. Spec. - MER Rate Annual v3.1 | 207 | 7562 | MACT Fuel Choice Floor in lbs/MMBtu | FALSE | L | Annual | Generation | TWh | 0 | 0 | 0 | 0 | 0 | 0 | 0
CT Fac. Spec. - MER Rate Annual v3.1 | 207 | 7562 | MACT Fuel Choice Floor in lbs/MMBtu | FALSE | L | Annual | Qualifying Generation | TWh | 0 | 0 | 0 | 0 | 0 | 0 | 0
CT Fac. Spec. - MER Rate Annual v3.1 | 207 | 7562 | MACT Fuel Choice Floor in lbs/MMBtu | FALSE | L | Annual | Constraint Shadow Price | US2022$/Lb | 0 | 0 | 0 | 0 | 0 | 0 | 0
CT Fac. Spec. - NOX Rate Winter v.4.10 Final, Unit 608 and retrofits | 208 | 7286 | Rate Constraint in lbs/MMBtu | FALSE | L | Annual | Seasons Included | Seasons | Winter, Spring, Fall | Winter, Spring, Fall | Winter, Spring, Fall | Winter, Spring, Fall | Winter, Spring, Fall | Winter, Spring, Fall | Winter, Spring, Fall
CT Fac. Spec. - NOX Rate Winter v.4.10 Final, Unit 608 and retrofits | 208 | 7286 | Rate Constraint in lbs/MMBtu | FALSE | L | Annual | Standard NOX | lb/MMBtu | 0.15 | 0.15 | 0.15 | 0.15 | 0.15 | 0.15 | 0.15
CT Fac. Spec. - NOX Rate Winter v.4.10 Final, Unit 608 and retrofits | 208 | 7286 | Rate Constraint in lbs/MMBtu | FALSE | L | Annual | Emissions at Affected Plants NOX | Thousand Tons | 0 | 0 | 0 | 0 | 0 | 0 | 0
CT Fac. Spec. - NOX Rate Winter v.4.10 Final, Unit 608 and retrofits | 208 | 7286 | Rate Constraint in lbs/MMBtu | FALSE | L | Annual | Allowances Purchased NOX | Thousand Tons | 0 | 0 | 0 | 0 | 0 | 0 | 0
CT Fac. Spec. - NOX Rate Winter v.4.10 Final, Unit 608 and retrofits | 208 | 7286 | Rate Constraint in lbs/MMBtu | FALSE | L | Annual | Allowances Sold NOX | Thousand Tons | 0 | 0 | 0 | 0 | 0 | 0 | 0
CT Fac. Spec. - NOX Rate Winter v.4.10 Final, Unit 608 and retrofits | 208 | 7286 | Rate Constraint in lbs/MMBtu | FALSE | L | Annual | Allowances Banked | Thousand Tons | 0 | 0 | 0 | 0 | 0 | 0 | 0
CT Fac. Spec. - NOX Rate Winter v.4.10 Final, Unit 608 and retrofits | 208 | 7286 | Rate Constraint in lbs/MMBtu | FALSE | L | Annual | Allowances Withdrawn (1:1) | Thousand Tons | 0 | 0 | 0 | 0 | 0 | 0 | 0
CT Fac. Spec. - NOX Rate Winter v.4.10 Final, Unit 608 and retrofits | 208 | 7286 | Rate Constraint in lbs/MMBtu | FALSE | L | Annual | Allowances Withdrawn (n:1) | Thousand Tons | 0 | 0 | 0 | 0 | 0 | 0 | 0
CT Fac. Spec. - NOX Rate Winter v.4.10 Final, Unit 608 and retrofits | 208 | 7286 | Rate Constraint in lbs/MMBtu | FALSE | L | Annual | Net Emissions Allowance Position | Thousand Tons | 0 | 0 | 0 | 0 | 0 | 0 | 0
CT Fac. Spec. - NOX Rate Winter v.4.10 Final, Unit 608 and retrofits | 208 | 7286 | Rate Constraint in lbs/MMBtu | FALSE | L | Annual | Fuel Consumed | TBtu | 0 | 0 | 0 | 0 | 0 | 0 | 0
CT Fac. Spec. - NOX Rate Winter v.4.10 Final, Unit 608 and retrofits | 208 | 7286 | Rate Constraint in lbs/MMBtu | FALSE | L | Annual | Rate | lb/MMBtu | 0 | 0 | 0 | 0 | 0 | 0 | 0
CT Fac. Spec. - NOX Rate Winter v.4.10 Final, Unit 608 and retrofits | 208 | 7286 | Rate Constraint in lbs/MMBtu | FALSE | L | Annual | Generation | TWh | 0 | 0 | 0 | 0 | 0 | 0 | 0
CT Fac. Spec. - NOX Rate Winter v.4.10 Final, Unit 608 and retrofits | 208 | 7286 | Rate Constraint in lbs/MMBtu | FALSE | L | Annual | Qualifying Generation | TWh | 0 | 0 | 0 | 0 | 0 | 0 | 0
CT Fac. Spec. - NOX Rate Winter v.4.10 Final, Unit 608 and retrofits | 208 | 7286 | Rate Constraint in lbs/MMBtu | FALSE | L | Annual | Rate | lb/MWh | 0 | 0 | 0 | 0 | 0 | 0 | 0
CT Fac. Spec. - NOX Rate Winter v.4.10 Final, Unit 608 and retrofits | 208 | 7286 | Rate Constraint in lbs/MMBtu | FALSE | L | Annual | Constraint Shadow Price | US2022$/Ton | 0 | 0 | 0 | 0 | 0 | 0 | 0
CT Fac. Spec. - NOX Rate Winter v.4.10 Final, Unit 609 and retrofits | 209 | 7286 | Rate Constraint in lbs/MMBtu | FALSE | L | Annual | Seasons Included | Seasons | Winter, Spring, Fall | Winter, Spring, Fall | Winter, Spring, Fall | Winter, Spring, Fall | Winter, Spring, Fall | Winter, Spring, Fall | Winter, Spring, Fall
CT Fac. Spec. - NOX Rate Winter v.4.10 Final, Unit 609 and retrofits | 209 | 7286 | Rate Constraint in lbs/MMBtu | FALSE | L | Annual | Standard NOX | lb/MMBtu | 0.15 | 0.15 | 0.15 | 0.15 | 0.15 | 0.15 | 0.15
CT Fac. Spec. - NOX Rate Winter v.4.10 Final, Unit 609 and retrofits | 209 | 7286 | Rate Constraint in lbs/MMBtu | FALSE | L | Annual | Emissions at Affected Plants NOX | Thousand Tons | 0 | 0 | 0 | 0 | 0 | 0 | 0
CT Fac. Spec. - NOX Rate Winter v.4.10 Final, Unit 609 and retrofits | 209 | 7286 | Rate Constraint in lbs/MMBtu | FALSE | L | Annual | Allowances Purchased NOX | Thousand Tons | 0 | 0 | 0 | 0 | 0 | 0 | 0
CT Fac. Spec. - NOX Rate Winter v.4.10 Final, Unit 609 and retrofits | 209 | 7286 | Rate Constraint in lbs/MMBtu | FALSE | L | Annual | Allowances Sold NOX | Thousand Tons | 0 | 0 | 0 | 0 | 0 | 0 | 0
CT Fac. Spec. - NOX Rate Winter v.4.10 Final, Unit 609 and retrofits | 209 | 7286 | Rate Constraint in lbs/MMBtu | FALSE | L | Annual | Allowances Banked | Thousand Tons | 0 | 0 | 0 | 0 | 0 | 0 | 0
CT Fac. Spec. - NOX Rate Winter v.4.10 Final, Unit 609 and retrofits | 209 | 7286 | Rate Constraint in lbs/MMBtu | FALSE | L | Annual | Allowances Withdrawn (1:1) | Thousand Tons | 0 | 0 | 0 | 0 | 0 | 0 | 0
CT Fac. Spec. - NOX Rate Winter v.4.10 Final, Unit 609 and retrofits | 209 | 7286 | Rate Constraint in lbs/MMBtu | FALSE | L | Annual | Allowances Withdrawn (n:1) | Thousand Tons | 0 | 0 | 0 | 0 | 0 | 0 | 0
CT Fac. Spec. - NOX Rate Winter v.4.10 Final, Unit 609 and retrofits | 209 | 7286 | Rate Constraint in lbs/MMBtu | FALSE | L | Annual | Net Emissions Allowance Position | Thousand Tons | 0 | 0 | 0 | 0 | 0 | 0 | 0
CT Fac. Spec. - NOX Rate Winter v.4.10 Final, Unit 609 and retrofits | 209 | 7286 | Rate Constraint in lbs/MMBtu | FALSE | L | Annual | Fuel Consumed | TBtu | 0 | 0 | 0 | 0 | 0 | 0 | 0
CT Fac. Spec. - NOX Rate Winter v.4.10 Final, Unit 609 and retrofits | 209 | 7286 | Rate Constraint in lbs/MMBtu | FALSE | L | Annual | Rate | lb/MMBtu | 0 | 0 | 0 | 0 | 0 | 0 | 0
CT Fac. Spec. - NOX Rate Winter v.4.10 Final, Unit 609 and retrofits | 209 | 7286 | Rate Constraint in lbs/MMBtu | FALSE | L | Annual | Generation | TWh | 0 | 0 | 0 | 0 | 0 | 0 | 0
CT Fac. Spec. - NOX Rate Winter v.4.10 Final, Unit 609 and retrofits | 209 | 7286 | Rate Constraint in lbs/MMBtu | FALSE | L | Annual | Qualifying Generation | TWh | 0 | 0 | 0 | 0 | 0 | 0 | 0
CT Fac. Spec. - NOX Rate Winter v.4.10 Final, Unit 609 and retrofits | 209 | 7286 | Rate Constraint in lbs/MMBtu | FALSE | L | Annual | Rate | lb/MWh | 0 | 0 | 0 | 0 | 0 | 0 | 0
CT Fac. Spec. - NOX Rate Winter v.4.10 Final, Unit 609 and retrofits | 209 | 7286 | Rate Constraint in lbs/MMBtu | FALSE | L | Annual | Constraint Shadow Price | US2022$/Ton | 0 | 0 | 0 | 0 | 0 | 0 | 0
CT Fac. Spec. - NOX Rate Winter v.4.10 Final, Unit 610 and retrofits | 210 | 7286 | Rate Constraint in lbs/MMBtu | FALSE | L | Annual | Seasons Included | Seasons | Winter, Spring, Fall | Winter, Spring, Fall | Winter, Spring, Fall | Winter, Spring, Fall | Winter, Spring, Fall | Winter, Spring, Fall | Winter, Spring, Fall
CT Fac. Spec. - NOX Rate Winter v.4.10 Final, Unit 610 and retrofits | 210 | 7286 | Rate Constraint in lbs/MMBtu | FALSE | L | Annual | Standard NOX | lb/MMBtu | 0.15 | 0.15 | 0.15 | 0.15 | 0.15 | 0.15 | 0.15
CT Fac. Spec. - NOX Rate Winter v.4.10 Final, Unit 610 and retrofits | 210 | 7286 | Rate Constraint in lbs/MMBtu | FALSE | L | Annual | Emissions at Affected Plants NOX | Thousand Tons | 0 | 0 | 0 | 0 | 0 | 0 | 0
CT Fac. Spec. - NOX Rate Winter v.4.10 Final, Unit 610 and retrofits | 210 | 7286 | Rate Constraint in lbs/MMBtu | FALSE | L | Annual | Allowances Purchased NOX | Thousand Tons | 0 | 0 | 0 | 0 | 0 | 0 | 0
CT Fac. Spec. - NOX Rate Winter v.4.10 Final, Unit 610 and retrofits | 210 | 7286 | Rate Constraint in lbs/MMBtu | FALSE | L | Annual | Allowances Sold NOX | Thousand Tons | 0 | 0 | 0 | 0 | 0 | 0 | 0
CT Fac. Spec. - NOX Rate Winter v.4.10 Final, Unit 610 and retrofits | 210 | 7286 | Rate Constraint in lbs/MMBtu | FALSE | L | Annual | Allowances Banked | Thousand Tons | 0 | 0 | 0 | 0 | 0 | 0 | 0
CT Fac. Spec. - NOX Rate Winter v.4.10 Final, Unit 610 and retrofits | 210 | 7286 | Rate Constraint in lbs/MMBtu | FALSE | L | Annual | Allowances Withdrawn (1:1) | Thousand Tons | 0 | 0 | 0 | 0 | 0 | 0 | 0
CT Fac. Spec. - NOX Rate Winter v.4.10 Final, Unit 610 and retrofits | 210 | 7286 | Rate Constraint in lbs/MMBtu | FALSE | L | Annual | Allowances Withdrawn (n:1) | Thousand Tons | 0 | 0 | 0 | 0 | 0 | 0 | 0
CT Fac. Spec. - NOX Rate Winter v.4.10 Final, Unit 610 and retrofits | 210 | 7286 | Rate Constraint in lbs/MMBtu | FALSE | L | Annual | Net Emissions Allowance Position | Thousand Tons | 0 | 0 | 0 | 0 | 0 | 0 | 0
CT Fac. Spec. - NOX Rate Winter v.4.10 Final, Unit 610 and retrofits | 210 | 7286 | Rate Constraint in lbs/MMBtu | FALSE | L | Annual | Fuel Consumed | TBtu | 0 | 0 | 0 | 0 | 0 | 0 | 0
CT Fac. Spec. - NOX Rate Winter v.4.10 Final, Unit 610 and retrofits | 210 | 7286 | Rate Constraint in lbs/MMBtu | FALSE | L | Annual | Rate | lb/MMBtu | 0 | 0 | 0 | 0 | 0 | 0 | 0
CT Fac. Spec. - NOX Rate Winter v.4.10 Final, Unit 610 and retrofits | 210 | 7286 | Rate Constraint in lbs/MMBtu | FALSE | L | Annual | Generation | TWh | 0 | 0 | 0 | 0 | 0 | 0 | 0
CT Fac. Spec. - NOX Rate Winter v.4.10 Final, Unit 610 and retrofits | 210 | 7286 | Rate Constraint in lbs/MMBtu | FALSE | L | Annual | Qualifying Generation | TWh | 0 | 0 | 0 | 0 | 0 | 0 | 0
CT Fac. Spec. - NOX Rate Winter v.4.10 Final, Unit 610 and retrofits | 210 | 7286 | Rate Constraint in lbs/MMBtu | FALSE | L | Annual | Rate | lb/MWh | 0 | 0 | 0 | 0 | 0 | 0 | 0
CT Fac. Spec. - NOX Rate Winter v.4.10 Final, Unit 610 and retrofits | 210 | 7286 | Rate Constraint in lbs/MMBtu | FALSE | L | Annual | Constraint Shadow Price | US2022$/Ton | 0 | 0 | 0 | 0 | 0 | 0 | 0
CT Fac. Spec. - NOX Rate Winter v.4.10 Final, Unit 611 and retrofits | 211 | 7286 | Rate Constraint in lbs/MMBtu | FALSE | L | Annual | Seasons Included | Seasons | Winter, Spring, Fall | Winter, Spring, Fall | Winter, Spring, Fall | Winter, Spring, Fall | Winter, Spring, Fall | Winter, Spring, Fall | Winter, Spring, Fall
CT Fac. Spec. - NOX Rate Winter v.4.10 Final, Unit 611 and retrofits | 211 | 7286 | Rate Constraint in lbs/MMBtu | FALSE | L | Annual | Standard NOX | lb/MMBtu | 0.15 | 0.15 | 0.15 | 0.15 | 0.15 | 0.15 | 0.15
CT Fac. Spec. - NOX Rate Winter v.4.10 Final, Unit 611 and retrofits | 211 | 7286 | Rate Constraint in lbs/MMBtu | FALSE | L | Annual | Emissions at Affected Plants NOX | Thousand Tons | 0 | 0 | 0 | 0 | 0 | 0 | 0
CT Fac. Spec. - NOX Rate Winter v.4.10 Final, Unit 611 and retrofits | 211 | 7286 | Rate Constraint in lbs/MMBtu | FALSE | L | Annual | Allowances Purchased NOX | Thousand Tons | 0 | 0 | 0 | 0 | 0 | 0 | 0
CT Fac. Spec. - NOX Rate Winter v.4.10 Final, Unit 611 and retrofits | 211 | 7286 | Rate Constraint in lbs/MMBtu | FALSE | L | Annual | Allowances Sold NOX | Thousand Tons | 0 | 0 | 0 | 0 | 0 | 0 | 0
CT Fac. Spec. - NOX Rate Winter v.4.10 Final, Unit 611 and retrofits | 211 | 7286 | Rate Constraint in lbs/MMBtu | FALSE | L | Annual | Allowances Banked | Thousand Tons | 0 | 0 | 0 | 0 | 0 | 0 | 0
CT Fac. Spec. - NOX Rate Winter v.4.10 Final, Unit 611 and retrofits | 211 | 7286 | Rate Constraint in lbs/MMBtu | FALSE | L | Annual | Allowances Withdrawn (1:1) | Thousand Tons | 0 | 0 | 0 | 0 | 0 | 0 | 0
CT Fac. Spec. - NOX Rate Winter v.4.10 Final, Unit 611 and retrofits | 211 | 7286 | Rate Constraint in lbs/MMBtu | FALSE | L | Annual | Allowances Withdrawn (n:1) | Thousand Tons | 0 | 0 | 0 | 0 | 0 | 0 | 0
CT Fac. Spec. - NOX Rate Winter v.4.10 Final, Unit 611 and retrofits | 211 | 7286 | Rate Constraint in lbs/MMBtu | FALSE | L | Annual | Net Emissions Allowance Position | Thousand Tons | 0 | 0 | 0 | 0 | 0 | 0 | 0
CT Fac. Spec. - NOX Rate Winter v.4.10 Final, Unit 611 and retrofits | 211 | 7286 | Rate Constraint in lbs/MMBtu | FALSE | L | Annual | Fuel Consumed | TBtu | 0 | 0 | 0 | 0 | 0 | 0 | 0
CT Fac. Spec. - NOX Rate Winter v.4.10 Final, Unit 611 and retrofits | 211 | 7286 | Rate Constraint in lbs/MMBtu | FALSE | L | Annual | Rate | lb/MMBtu | 0 | 0 | 0 | 0 | 0 | 0 | 0
CT Fac. Spec. - NOX Rate Winter v.4.10 Final, Unit 611 and retrofits | 211 | 7286 | Rate Constraint in lbs/MMBtu | FALSE | L | Annual | Generation | TWh | 0 | 0 | 0 | 0 | 0 | 0 | 0
CT Fac. Spec. - NOX Rate Winter v.4.10 Final, Unit 611 and retrofits | 211 | 7286 | Rate Constraint in lbs/MMBtu | FALSE | L | Annual | Qualifying Generation | TWh | 0 | 0 | 0 | 0 | 0 | 0 | 0
CT Fac. Spec. - NOX Rate Winter v.4.10 Final, Unit 611 and retrofits | 211 | 7286 | Rate Constraint in lbs/MMBtu | FALSE | L | Annual | Rate | lb/MWh | 0 | 0 | 0 | 0 | 0 | 0 | 0
CT Fac. Spec. - NOX Rate Winter v.4.10 Final, Unit 611 and retrofits | 211 | 7286 | Rate Constraint in lbs/MMBtu | FALSE | L | Annual | Constraint Shadow Price | US2022$/Ton | 0 | 0 | 0 | 0 | 0 | 0 | 0
CT Fac. Spec. - NOX Rate Winter v.4.10 Final, Unit 612 and retrofits | 212 | 7286 | Rate Constraint in lbs/MMBtu | FALSE | L | Annual | Seasons Included | Seasons | Winter, Spring, Fall | Winter, Spring, Fall | Winter, Spring, Fall | Winter, Spring, Fall | Winter, Spring, Fall | Winter, Spring, Fall | Winter, Spring, Fall
CT Fac. Spec. - NOX Rate Winter v.4.10 Final, Unit 612 and retrofits | 212 | 7286 | Rate Constraint in lbs/MMBtu | FALSE | L | Annual | Standard NOX | lb/MMBtu | 0.15 | 0.15 | 0.15 | 0.15 | 0.15 | 0.15 | 0.15
CT Fac. Spec. - NOX Rate Winter v.4.10 Final, Unit 612 and retrofits | 212 | 7286 | Rate Constraint in lbs/MMBtu | FALSE | L | Annual | Emissions at Affected Plants NOX | Thousand Tons | 0 | 0 | 0 | 0 | 0 | 0 | 0
CT Fac. Spec. - NOX Rate Winter v.4.10 Final, Unit 612 and retrofits | 212 | 7286 | Rate Constraint in lbs/MMBtu | FALSE | L | Annual | Allowances Purchased NOX | Thousand Tons | 0 | 0 | 0 | 0 | 0 | 0 | 0
CT Fac. Spec. - NOX Rate Winter v.4.10 Final, Unit 612 and retrofits | 212 | 7286 | Rate Constraint in lbs/MMBtu | FALSE | L | Annual | Allowances Sold NOX | Thousand Tons | 0 | 0 | 0 | 0 | 0 | 0 | 0
CT Fac. Spec. - NOX Rate Winter v.4.10 Final, Unit 612 and retrofits | 212 | 7286 | Rate Constraint in lbs/MMBtu | FALSE | L | Annual | Allowances Banked | Thousand Tons | 0 | 0 | 0 | 0 | 0 | 0 | 0
CT Fac. Spec. - NOX Rate Winter v.4.10 Final, Unit 612 and retrofits | 212 | 7286 | Rate Constraint in lbs/MMBtu | FALSE | L | Annual | Allowances Withdrawn (1:1) | Thousand Tons | 0 | 0 | 0 | 0 | 0 | 0 | 0
CT Fac. Spec. - NOX Rate Winter v.4.10 Final, Unit 612 and retrofits | 212 | 7286 | Rate Constraint in lbs/MMBtu | FALSE | L | Annual | Allowances Withdrawn (n:1) | Thousand Tons | 0 | 0 | 0 | 0 | 0 | 0 | 0
CT Fac. Spec. - NOX Rate Winter v.4.10 Final, Unit 612 and retrofits | 212 | 7286 | Rate Constraint in lbs/MMBtu | FALSE | L | Annual | Net Emissions Allowance Position | Thousand Tons | 0 | 0 | 0 | 0 | 0 | 0 | 0
CT Fac. Spec. - NOX Rate Winter v.4.10 Final, Unit 612 and retrofits | 212 | 7286 | Rate Constraint in lbs/MMBtu | FALSE | L | Annual | Fuel Consumed | TBtu | 0 | 0 | 0 | 0 | 0 | 0 | 0
CT Fac. Spec. - NOX Rate Winter v.4.10 Final, Unit 612 and retrofits | 212 | 7286 | Rate Constraint in lbs/MMBtu | FALSE | L | Annual | Rate | lb/MMBtu | 0 | 0 | 0 | 0 | 0 | 0 | 0
CT Fac. Spec. - NOX Rate Winter v.4.10 Final, Unit 612 and retrofits | 212 | 7286 | Rate Constraint in lbs/MMBtu | FALSE | L | Annual | Generation | TWh | 0 | 0 | 0 | 0 | 0 | 0 | 0
CT Fac. Spec. - NOX Rate Winter v.4.10 Final, Unit 612 and retrofits | 212 | 7286 | Rate Constraint in lbs/MMBtu | FALSE | L | Annual | Qualifying Generation | TWh | 0 | 0 | 0 | 0 | 0 | 0 | 0
CT Fac. Spec. - NOX Rate Winter v.4.10 Final, Unit 612 and retrofits | 212 | 7286 | Rate Constraint in lbs/MMBtu | FALSE | L | Annual | Rate | lb/MWh | 0 | 0 | 0 | 0 | 0 | 0 | 0
CT Fac. Spec. - NOX Rate Winter v.4.10 Final, Unit 612 and retrofits | 212 | 7286 | Rate Constraint in lbs/MMBtu | FALSE | L | Annual | Constraint Shadow Price | US2022$/Ton | 0 | 0 | 0 | 0 | 0 | 0 | 0
CT Fac. Spec. - NOX Rate Winter v.4.10 Final, Unit 613 and retrofits | 213 | 7286 | Rate Constraint in lbs/MMBtu | FALSE | L | Annual | Seasons Included | Seasons | Winter, Spring, Fall | Winter, Spring, Fall | Winter, Spring, Fall | Winter, Spring, Fall | Winter, Spring, Fall | Winter, Spring, Fall | Winter, Spring, Fall
CT Fac. Spec. - NOX Rate Winter v.4.10 Final, Unit 613 and retrofits | 213 | 7286 | Rate Constraint in lbs/MMBtu | FALSE | L | Annual | Standard NOX | lb/MMBtu | 0.15 | 0.15 | 0.15 | 0.15 | 0.15 | 0.15 | 0.15
CT Fac. Spec. - NOX Rate Winter v.4.10 Final, Unit 613 and retrofits | 213 | 7286 | Rate Constraint in lbs/MMBtu | FALSE | L | Annual | Emissions at Affected Plants NOX | Thousand Tons | 0 | 0 | 0 | 0 | 0 | 0 | 0
CT Fac. Spec. - NOX Rate Winter v.4.10 Final, Unit 613 and retrofits | 213 | 7286 | Rate Constraint in lbs/MMBtu | FALSE | L | Annual | Allowances Purchased NOX | Thousand Tons | 0 | 0 | 0 | 0 | 0 | 0 | 0
CT Fac. Spec. - NOX Rate Winter v.4.10 Final, Unit 613 and retrofits | 213 | 7286 | Rate Constraint in lbs/MMBtu | FALSE | L | Annual | Allowances Sold NOX | Thousand Tons | 0 | 0 | 0 | 0 | 0 | 0 | 0
CT Fac. Spec. - NOX Rate Winter v.4.10 Final, Unit 613 and retrofits | 213 | 7286 | Rate Constraint in lbs/MMBtu | FALSE | L | Annual | Allowances Banked | Thousand Tons | 0 | 0 | 0 | 0 | 0 | 0 | 0
CT Fac. Spec. - NOX Rate Winter v.4.10 Final, Unit 613 and retrofits | 213 | 7286 | Rate Constraint in lbs/MMBtu | FALSE | L | Annual | Allowances Withdrawn (1:1) | Thousand Tons | 0 | 0 | 0 | 0 | 0 | 0 | 0
CT Fac. Spec. - NOX Rate Winter v.4.10 Final, Unit 613 and retrofits | 213 | 7286 | Rate Constraint in lbs/MMBtu | FALSE | L | Annual | Allowances Withdrawn (n:1) | Thousand Tons | 0 | 0 | 0 | 0 | 0 | 0 | 0
CT Fac. Spec. - NOX Rate Winter v.4.10 Final, Unit 613 and retrofits | 213 | 7286 | Rate Constraint in lbs/MMBtu | FALSE | L | Annual | Net Emissions Allowance Position | Thousand Tons | 0 | 0 | 0 | 0 | 0 | 0 | 0
CT Fac. Spec. - NOX Rate Winter v.4.10 Final, Unit 613 and retrofits | 213 | 7286 | Rate Constraint in lbs/MMBtu | FALSE | L | Annual | Fuel Consumed | TBtu | 0 | 0 | 0 | 0 | 0 | 0 | 0
CT Fac. Spec. - NOX Rate Winter v.4.10 Final, Unit 613 and retrofits | 213 | 7286 | Rate Constraint in lbs/MMBtu | FALSE | L | Annual | Rate | lb/MMBtu | 0 | 0 | 0 | 0 | 0 | 0 | 0
CT Fac. Spec. - NOX Rate Winter v.4.10 Final, Unit 613 and retrofits | 213 | 7286 | Rate Constraint in lbs/MMBtu | FALSE | L | Annual | Generation | TWh | 0 | 0 | 0 | 0 | 0 | 0 | 0
CT Fac. Spec. - NOX Rate Winter v.4.10 Final, Unit 613 and retrofits | 213 | 7286 | Rate Constraint in lbs/MMBtu | FALSE | L | Annual | Qualifying Generation | TWh | 0 | 0 | 0 | 0 | 0 | 0 | 0
CT Fac. Spec. - NOX Rate Winter v.4.10 Final, Unit 613 and retrofits | 213 | 7286 | Rate Constraint in lbs/MMBtu | FALSE | L | Annual | Rate | lb/MWh | 0 | 0 | 0 | 0 | 0 | 0 | 0
CT Fac. Spec. - NOX Rate Winter v.4.10 Final, Unit 613 and retrofits | 213 | 7286 | Rate Constraint in lbs/MMBtu | FALSE | L | Annual | Constraint Shadow Price | US2022$/Ton | 0 | 0 | 0 | 0 | 0 | 0 | 0
CT Fac. Spec. - NOX Rate Winter v.4.10 Final, Unit 614 and retrofits | 214 | 7286 | Rate Constraint in lbs/MMBtu | FALSE | L | Annual | Seasons Included | Seasons | Winter, Spring, Fall | Winter, Spring, Fall | Winter, Spring, Fall | Winter, Spring, Fall | Winter, Spring, Fall | Winter, Spring, Fall | Winter, Spring, Fall
CT Fac. Spec. - NOX Rate Winter v.4.10 Final, Unit 614 and retrofits | 214 | 7286 | Rate Constraint in lbs/MMBtu | FALSE | L | Annual | Standard NOX | lb/MMBtu | 0.15 | 0.15 | 0.15 | 0.15 | 0.15 | 0.15 | 0.15
CT Fac. Spec. - NOX Rate Winter v.4.10 Final, Unit 614 and retrofits | 214 | 7286 | Rate Constraint in lbs/MMBtu | FALSE | L | Annual | Emissions at Affected Plants NOX | Thousand Tons | 0 | 0 | 0 | 0 | 0 | 0 | 0
CT Fac. Spec. - NOX Rate Winter v.4.10 Final, Unit 614 and retrofits | 214 | 7286 | Rate Constraint in lbs/MMBtu | FALSE | L | Annual | Allowances Purchased NOX | Thousand Tons | 0 | 0 | 0 | 0 | 0 | 0 | 0
CT Fac. Spec. - NOX Rate Winter v.4.10 Final, Unit 614 and retrofits | 214 | 7286 | Rate Constraint in lbs/MMBtu | FALSE | L | Annual | Allowances Sold NOX | Thousand Tons | 0 | 0 | 0 | 0 | 0 | 0 | 0
CT Fac. Spec. - NOX Rate Winter v.4.10 Final, Unit 614 and retrofits | 214 | 7286 | Rate Constraint in lbs/MMBtu | FALSE | L | Annual | Allowances Banked | Thousand Tons | 0 | 0 | 0 | 0 | 0 | 0 | 0
CT Fac. Spec. - NOX Rate Winter v.4.10 Final, Unit 614 and retrofits | 214 | 7286 | Rate Constraint in lbs/MMBtu | FALSE | L | Annual | Allowances Withdrawn (1:1) | Thousand Tons | 0 | 0 | 0 | 0 | 0 | 0 | 0
CT Fac. Spec. - NOX Rate Winter v.4.10 Final, Unit 614 and retrofits | 214 | 7286 | Rate Constraint in lbs/MMBtu | FALSE | L | Annual | Allowances Withdrawn (n:1) | Thousand Tons | 0 | 0 | 0 | 0 | 0 | 0 | 0
CT Fac. Spec. - NOX Rate Winter v.4.10 Final, Unit 614 and retrofits | 214 | 7286 | Rate Constraint in lbs/MMBtu | FALSE | L | Annual | Net Emissions Allowance Position | Thousand Tons | 0 | 0 | 0 | 0 | 0 | 0 | 0
CT Fac. Spec. - NOX Rate Winter v.4.10 Final, Unit 614 and retrofits | 214 | 7286 | Rate Constraint in lbs/MMBtu | FALSE | L | Annual | Fuel Consumed | TBtu | 0 | 0 | 0 | 0 | 0 | 0 | 0
CT Fac. Spec. - NOX Rate Winter v.4.10 Final, Unit 614 and retrofits | 214 | 7286 | Rate Constraint in lbs/MMBtu | FALSE | L | Annual | Rate | lb/MMBtu | 0 | 0 | 0 | 0 | 0 | 0 | 0
CT Fac. Spec. - NOX Rate Winter v.4.10 Final, Unit 614 and retrofits | 214 | 7286 | Rate Constraint in lbs/MMBtu | FALSE | L | Annual | Generation | TWh | 0 | 0 | 0 | 0 | 0 | 0 | 0
CT Fac. Spec. - NOX Rate Winter v.4.10 Final, Unit 614 and retrofits | 214 | 7286 | Rate Constraint in lbs/MMBtu | FALSE | L | Annual | Qualifying Generation | TWh | 0 | 0 | 0 | 0 | 0 | 0 | 0
CT Fac. Spec. - NOX Rate Winter v.4.10 Final, Unit 614 and retrofits | 214 | 7286 | Rate Constraint in lbs/MMBtu | FALSE | L | Annual | Rate | lb/MWh | 0 | 0 | 0 | 0 | 0 | 0 | 0
CT Fac. Spec. - NOX Rate Winter v.4.10 Final, Unit 614 and retrofits | 214 | 7286 | Rate Constraint in lbs/MMBtu | FALSE | L | Annual | Constraint Shadow Price | US2022$/Ton | 0 | 0 | 0 | 0 | 0 | 0 | 0
CT Fac. Spec. - NOX Rate Winter v.4.10 Final, Unit 616 and retrofits | 215 | 7286 | Rate Constraint in lbs/MMBtu | FALSE | L | Annual | Seasons Included | Seasons | Winter, Spring, Fall | Winter, Spring, Fall | Winter, Spring, Fall | Winter, Spring, Fall | Winter, Spring, Fall | Winter, Spring, Fall | Winter, Spring, Fall
CT Fac. Spec. - NOX Rate Winter v.4.10 Final, Unit 616 and retrofits | 215 | 7286 | Rate Constraint in lbs/MMBtu | FALSE | L | Annual | Standard NOX | lb/MMBtu | 0.15 | 0.15 | 0.15 | 0.15 | 0.15 | 0.15 | 0.15
CT Fac. Spec. - NOX Rate Winter v.4.10 Final, Unit 616 and retrofits | 215 | 7286 | Rate Constraint in lbs/MMBtu | FALSE | L | Annual | Emissions at Affected Plants NOX | Thousand Tons | 0 | 0 | 0 | 0 | 0 | 0 | 0
CT Fac. Spec. - NOX Rate Winter v.4.10 Final, Unit 616 and retrofits | 215 | 7286 | Rate Constraint in lbs/MMBtu | FALSE | L | Annual | Allowances Purchased NOX | Thousand Tons | 0 | 0 | 0 | 0 | 0 | 0 | 0
CT Fac. Spec. - NOX Rate Winter v.4.10 Final, Unit 616 and retrofits | 215 | 7286 | Rate Constraint in lbs/MMBtu | FALSE | L | Annual | Allowances Sold NOX | Thousand Tons | 0 | 0 | 0 | 0 | 0 | 0 | 0
CT Fac. Spec. - NOX Rate Winter v.4.10 Final, Unit 616 and retrofits | 215 | 7286 | Rate Constraint in lbs/MMBtu | FALSE | L | Annual | Allowances Banked | Thousand Tons | 0 | 0 | 0 | 0 | 0 | 0 | 0
CT Fac. Spec. - NOX Rate Winter v.4.10 Final, Unit 616 and retrofits | 215 | 7286 | Rate Constraint in lbs/MMBtu | FALSE | L | Annual | Allowances Withdrawn (1:1) | Thousand Tons | 0 | 0 | 0 | 0 | 0 | 0 | 0
CT Fac. Spec. - NOX Rate Winter v.4.10 Final, Unit 616 and retrofits | 215 | 7286 | Rate Constraint in lbs/MMBtu | FALSE | L | Annual | Allowances Withdrawn (n:1) | Thousand Tons | 0 | 0 | 0 | 0 | 0 | 0 | 0
CT Fac. Spec. - NOX Rate Winter v.4.10 Final, Unit 616 and retrofits | 215 | 7286 | Rate Constraint in lbs/MMBtu | FALSE | L | Annual | Net Emissions Allowance Position | Thousand Tons | 0 | 0 | 0 | 0 | 0 | 0 | 0
CT Fac. Spec. - NOX Rate Winter v.4.10 Final, Unit 616 and retrofits | 215 | 7286 | Rate Constraint in lbs/MMBtu | FALSE | L | Annual | Fuel Consumed | TBtu | 0 | 0 | 0 | 0 | 0 | 0 | 0
CT Fac. Spec. - NOX Rate Winter v.4.10 Final, Unit 616 and retrofits | 215 | 7286 | Rate Constraint in lbs/MMBtu | FALSE | L | Annual | Rate | lb/MMBtu | 0 | 0 | 0 | 0 | 0 | 0 | 0
CT Fac. Spec. - NOX Rate Winter v.4.10 Final, Unit 616 and retrofits | 215 | 7286 | Rate Constraint in lbs/MMBtu | FALSE | L | Annual | Generation | TWh | 0 | 0 | 0 | 0 | 0 | 0 | 0
CT Fac. Spec. - NOX Rate Winter v.4.10 Final, Unit 616 and retrofits | 215 | 7286 | Rate Constraint in lbs/MMBtu | FALSE | L | Annual | Qualifying Generation | TWh | 0 | 0 | 0 | 0 | 0 | 0 | 0
CT Fac. Spec. - NOX Rate Winter v.4.10 Final, Unit 616 and retrofits | 215 | 7286 | Rate Constraint in lbs/MMBtu | FALSE | L | Annual | Rate | lb/MWh | 0 | 0 | 0 | 0 | 0 | 0 | 0
CT Fac. Spec. - NOX Rate Winter v.4.10 Final, Unit 616 and retrofits | 215 | 7286 | Rate Constraint in lbs/MMBtu | FALSE | L | Annual | Constraint Shadow Price | US2022$/Ton | 0 | 0 | 0 | 0 | 0 | 0 | 0
CT Fac. Spec. - NOX Rate Winter v.4.10 Final, Unit 617 and retrofits | 216 | 7286 | Rate Constraint in lbs/MMBtu | FALSE | L | Annual | Seasons Included | Seasons | Winter, Spring, Fall | Winter, Spring, Fall | Winter, Spring, Fall | Winter, Spring, Fall | Winter, Spring, Fall | Winter, Spring, Fall | Winter, Spring, Fall
CT Fac. Spec. - NOX Rate Winter v.4.10 Final, Unit 617 and retrofits | 216 | 7286 | Rate Constraint in lbs/MMBtu | FALSE | L | Annual | Standard NOX | lb/MMBtu | 0.15 | 0.15 | 0.15 | 0.15 | 0.15 | 0.15 | 0.15
CT Fac. Spec. - NOX Rate Winter v.4.10 Final, Unit 617 and retrofits | 216 | 7286 | Rate Constraint in lbs/MMBtu | FALSE | L | Annual | Emissions at Affected Plants NOX | Thousand Tons | 0 | 0 | 0 | 0 | 0 | 0 | 0
CT Fac. Spec. - NOX Rate Winter v.4.10 Final, Unit 617 and retrofits | 216 | 7286 | Rate Constraint in lbs/MMBtu | FALSE | L | Annual | Allowances Purchased NOX | Thousand Tons | 0 | 0 | 0 | 0 | 0 | 0 | 0
CT Fac. Spec. - NOX Rate Winter v.4.10 Final, Unit 617 and retrofits | 216 | 7286 | Rate Constraint in lbs/MMBtu | FALSE | L | Annual | Allowances Sold NOX | Thousand Tons | 0 | 0 | 0 | 0 | 0 | 0 | 0
CT Fac. Spec. - NOX Rate Winter v.4.10 Final, Unit 617 and retrofits | 216 | 7286 | Rate Constraint in lbs/MMBtu | FALSE | L | Annual | Allowances Banked | Thousand Tons | 0 | 0 | 0 | 0 | 0 | 0 | 0
CT Fac. Spec. - NOX Rate Winter v.4.10 Final, Unit 617 and retrofits | 216 | 7286 | Rate Constraint in lbs/MMBtu | FALSE | L | Annual | Allowances Withdrawn (1:1) | Thousand Tons | 0 | 0 | 0 | 0 | 0 | 0 | 0
CT Fac. Spec. - NOX Rate Winter v.4.10 Final, Unit 617 and retrofits | 216 | 7286 | Rate Constraint in lbs/MMBtu | FALSE | L | Annual | Allowances Withdrawn (n:1) | Thousand Tons | 0 | 0 | 0 | 0 | 0 | 0 | 0
CT Fac. Spec. - NOX Rate Winter v.4.10 Final, Unit 617 and retrofits | 216 | 7286 | Rate Constraint in lbs/MMBtu | FALSE | L | Annual | Net Emissions Allowance Position | Thousand Tons | 0 | 0 | 0 | 0 | 0 | 0 | 0
CT Fac. Spec. - NOX Rate Winter v.4.10 Final, Unit 617 and retrofits | 216 | 7286 | Rate Constraint in lbs/MMBtu | FALSE | L | Annual | Fuel Consumed | TBtu | 0 | 0 | 0 | 0 | 0 | 0 | 0
CT Fac. Spec. - NOX Rate Winter v.4.10 Final, Unit 617 and retrofits | 216 | 7286 | Rate Constraint in lbs/MMBtu | FALSE | L | Annual | Rate | lb/MMBtu | 0 | 0 | 0 | 0 | 0 | 0 | 0
CT Fac. Spec. - NOX Rate Winter v.4.10 Final, Unit 617 and retrofits | 216 | 7286 | Rate Constraint in lbs/MMBtu | FALSE | L | Annual | Generation | TWh | 0 | 0 | 0 | 0 | 0 | 0 | 0
CT Fac. Spec. - NOX Rate Winter v.4.10 Final, Unit 617 and retrofits | 216 | 7286 | Rate Constraint in lbs/MMBtu | FALSE | L | Annual | Qualifying Generation | TWh | 0 | 0 | 0 | 0 | 0 | 0 | 0
CT Fac. Spec. - NOX Rate Winter v.4.10 Final, Unit 617 and retrofits | 216 | 7286 | Rate Constraint in lbs/MMBtu | FALSE | L | Annual | Rate | lb/MWh | 0 | 0 | 0 | 0 | 0 | 0 | 0
CT Fac. Spec. - NOX Rate Winter v.4.10 Final, Unit 617 and retrofits | 216 | 7286 | Rate Constraint in lbs/MMBtu | FALSE | L | Annual | Constraint Shadow Price | US2022$/Ton | 0 | 0 | 0 | 0 | 0 | 0 | 0
CT Fac. Spec. - NOX Rate Winter v.4.10 Final, Unit 618 and retrofits | 217 | 7286 | Rate Constraint in lbs/MMBtu | FALSE | L | Annual | Seasons Included | Seasons | Winter, Spring, Fall | Winter, Spring, Fall | Winter, Spring, Fall | Winter, Spring, Fall | Winter, Spring, Fall | Winter, Spring, Fall | Winter, Spring, Fall
CT Fac. Spec. - NOX Rate Winter v.4.10 Final, Unit 618 and retrofits | 217 | 7286 | Rate Constraint in lbs/MMBtu | FALSE | L | Annual | Standard NOX | lb/MMBtu | 0.15 | 0.15 | 0.15 | 0.15 | 0.15 | 0.15 | 0.15
CT Fac. Spec. - NOX Rate Winter v.4.10 Final, Unit 618 and retrofits | 217 | 7286 | Rate Constraint in lbs/MMBtu | FALSE | L | Annual | Emissions at Affected Plants NOX | Thousand Tons | 0 | 0 | 0 | 0 | 0 | 0 | 0
CT Fac. Spec. - NOX Rate Winter v.4.10 Final, Unit 618 and retrofits | 217 | 7286 | Rate Constraint in lbs/MMBtu | FALSE | L | Annual | Allowances Purchased NOX | Thousand Tons | 0 | 0 | 0 | 0 | 0 | 0 | 0
CT Fac. Spec. - NOX Rate Winter v.4.10 Final, Unit 618 and retrofits | 217 | 7286 | Rate Constraint in lbs/MMBtu | FALSE | L | Annual | Allowances Sold NOX | Thousand Tons | 0 | 0 | 0 | 0 | 0 | 0 | 0
CT Fac. Spec. - NOX Rate Winter v.4.10 Final, Unit 618 and retrofits | 217 | 7286 | Rate Constraint in lbs/MMBtu | FALSE | L | Annual | Allowances Banked | Thousand Tons | 0 | 0 | 0 | 0 | 0 | 0 | 0
CT Fac. Spec. - NOX Rate Winter v.4.10 Final, Unit 618 and retrofits | 217 | 7286 | Rate Constraint in lbs/MMBtu | FALSE | L | Annual | Allowances Withdrawn (1:1) | Thousand Tons | 0 | 0 | 0 | 0 | 0 | 0 | 0
CT Fac. Spec. - NOX Rate Winter v.4.10 Final, Unit 618 and retrofits | 217 | 7286 | Rate Constraint in lbs/MMBtu | FALSE | L | Annual | Allowances Withdrawn (n:1) | Thousand Tons | 0 | 0 | 0 | 0 | 0 | 0 | 0
CT Fac. Spec. - NOX Rate Winter v.4.10 Final, Unit 618 and retrofits | 217 | 7286 | Rate Constraint in lbs/MMBtu | FALSE | L | Annual | Net Emissions Allowance Position | Thousand Tons | 0 | 0 | 0 | 0 | 0 | 0 | 0
CT Fac. Spec. - NOX Rate Winter v.4.10 Final, Unit 618 and retrofits | 217 | 7286 | Rate Constraint in lbs/MMBtu | FALSE | L | Annual | Fuel Consumed | TBtu | 0 | 0 | 0 | 0 | 0 | 0 | 0
CT Fac. Spec. - NOX Rate Winter v.4.10 Final, Unit 618 and retrofits | 217 | 7286 | Rate Constraint in lbs/MMBtu | FALSE | L | Annual | Rate | lb/MMBtu | 0 | 0 | 0 | 0 | 0 | 0 | 0
CT Fac. Spec. - NOX Rate Winter v.4.10 Final, Unit 618 and retrofits | 217 | 7286 | Rate Constraint in lbs/MMBtu | FALSE | L | Annual | Generation | TWh | 0 | 0 | 0 | 0 | 0 | 0 | 0
CT Fac. Spec. - NOX Rate Winter v.4.10 Final, Unit 618 and retrofits | 217 | 7286 | Rate Constraint in lbs/MMBtu | FALSE | L | Annual | Qualifying Generation | TWh | 0 | 0 | 0 | 0 | 0 | 0 | 0
CT Fac. Spec. - NOX Rate Winter v.4.10 Final, Unit 618 and retrofits | 217 | 7286 | Rate Constraint in lbs/MMBtu | FALSE | L | Annual | Rate | lb/MWh | 0 | 0 | 0 | 0 | 0 | 0 | 0
CT Fac. Spec. - NOX Rate Winter v.4.10 Final, Unit 618 and retrofits | 217 | 7286 | Rate Constraint in lbs/MMBtu | FALSE | L | Annual | Constraint Shadow Price | US2022$/Ton | 0 | 0 | 0 | 0 | 0 | 0 | 0
CT Fac. Spec. - NOX Rate Winter v.4.10 Final, Unit 619 and retrofits | 218 | 7286 | Rate Constraint in lbs/MMBtu | FALSE | L | Annual | Seasons Included | Seasons | Winter, Spring, Fall | Winter, Spring, Fall | Winter, Spring, Fall | Winter, Spring, Fall | Winter, Spring, Fall | Winter, Spring, Fall | Winter, Spring, Fall
CT Fac. Spec. - NOX Rate Winter v.4.10 Final, Unit 619 and retrofits | 218 | 7286 | Rate Constraint in lbs/MMBtu | FALSE | L | Annual | Standard NOX | lb/MMBtu | 0.15 | 0.15 | 0.15 | 0.15 | 0.15 | 0.15 | 0.15
CT Fac. Spec. - NOX Rate Winter v.4.10 Final, Unit 619 and retrofits | 218 | 7286 | Rate Constraint in lbs/MMBtu | FALSE | L | Annual | Emissions at Affected Plants NOX | Thousand Tons | 0 | 0 | 0 | 0 | 0 | 0 | 0
CT Fac. Spec. - NOX Rate Winter v.4.10 Final, Unit 619 and retrofits | 218 | 7286 | Rate Constraint in lbs/MMBtu | FALSE | L | Annual | Allowances Purchased NOX | Thousand Tons | 0 | 0 | 0 | 0 | 0 | 0 | 0
CT Fac. Spec. - NOX Rate Winter v.4.10 Final, Unit 619 and retrofits | 218 | 7286 | Rate Constraint in lbs/MMBtu | FALSE | L | Annual | Allowances Sold NOX | Thousand Tons | 0 | 0 | 0 | 0 | 0 | 0 | 0
CT Fac. Spec. - NOX Rate Winter v.4.10 Final, Unit 619 and retrofits | 218 | 7286 | Rate Constraint in lbs/MMBtu | FALSE | L | Annual | Allowances Banked | Thousand Tons | 0 | 0 | 0 | 0 | 0 | 0 | 0
CT Fac. Spec. - NOX Rate Winter v.4.10 Final, Unit 619 and retrofits | 218 | 7286 | Rate Constraint in lbs/MMBtu | FALSE | L | Annual | Allowances Withdrawn (1:1) | Thousand Tons | 0 | 0 | 0 | 0 | 0 | 0 | 0
CT Fac. Spec. - NOX Rate Winter v.4.10 Final, Unit 619 and retrofits | 218 | 7286 | Rate Constraint in lbs/MMBtu | FALSE | L | Annual | Allowances Withdrawn (n:1) | Thousand Tons | 0 | 0 | 0 | 0 | 0 | 0 | 0
CT Fac. Spec. - NOX Rate Winter v.4.10 Final, Unit 619 and retrofits | 218 | 7286 | Rate Constraint in lbs/MMBtu | FALSE | L | Annual | Net Emissions Allowance Position | Thousand Tons | 0 | 0 | 0 | 0 | 0 | 0 | 0
CT Fac. Spec. - NOX Rate Winter v.4.10 Final, Unit 619 and retrofits | 218 | 7286 | Rate Constraint in lbs/MMBtu | FALSE | L | Annual | Fuel Consumed | TBtu | 0 | 0 | 0 | 0 | 0 | 0 | 0
CT Fac. Spec. - NOX Rate Winter v.4.10 Final, Unit 619 and retrofits | 218 | 7286 | Rate Constraint in lbs/MMBtu | FALSE | L | Annual | Rate | lb/MMBtu | 0 | 0 | 0 | 0 | 0 | 0 | 0
CT Fac. Spec. - NOX Rate Winter v.4.10 Final, Unit 619 and retrofits | 218 | 7286 | Rate Constraint in lbs/MMBtu | FALSE | L | Annual | Generation | TWh | 0 | 0 | 0 | 0 | 0 | 0 | 0
CT Fac. Spec. - NOX Rate Winter v.4.10 Final, Unit 619 and retrofits | 218 | 7286 | Rate Constraint in lbs/MMBtu | FALSE | L | Annual | Qualifying Generation | TWh | 0 | 0 | 0 | 0 | 0 | 0 | 0
CT Fac. Spec. - NOX Rate Winter v.4.10 Final, Unit 619 and retrofits | 218 | 7286 | Rate Constraint in lbs/MMBtu | FALSE | L | Annual | Rate | lb/MWh | 0 | 0 | 0 | 0 | 0 | 0 | 0
CT Fac. Spec. - NOX Rate Winter v.4.10 Final, Unit 619 and retrofits | 218 | 7286 | Rate Constraint in lbs/MMBtu | FALSE | L | Annual | Constraint Shadow Price | US2022$/Ton | 0 | 0 | 0 | 0 | 0 | 0 | 0
CT Fac. Spec. - NOX Rate Winter v.4.10 Final, Unit 620 and retrofits | 219 | 7286 | Rate Constraint in lbs/MMBtu | FALSE | L | Annual | Seasons Included | Seasons | Winter, Spring, Fall | Winter, Spring, Fall | Winter, Spring, Fall | Winter, Spring, Fall | Winter, Spring, Fall | Winter, Spring, Fall | Winter, Spring, Fall
CT Fac. Spec. - NOX Rate Winter v.4.10 Final, Unit 620 and retrofits | 219 | 7286 | Rate Constraint in lbs/MMBtu | FALSE | L | Annual | Standard NOX | lb/MMBtu | 0.15 | 0.15 | 0.15 | 0.15 | 0.15 | 0.15 | 0.15
CT Fac. Spec. - NOX Rate Winter v.4.10 Final, Unit 620 and retrofits | 219 | 7286 | Rate Constraint in lbs/MMBtu | FALSE | L | Annual | Emissions at Affected Plants NOX | Thousand Tons | 0 | 0 | 0 | 0 | 0 | 0 | 0
CT Fac. Spec. - NOX Rate Winter v.4.10 Final, Unit 620 and retrofits | 219 | 7286 | Rate Constraint in lbs/MMBtu | FALSE | L | Annual | Allowances Purchased NOX | Thousand Tons | 0 | 0 | 0 | 0 | 0 | 0 | 0
CT Fac. Spec. - NOX Rate Winter v.4.10 Final, Unit 620 and retrofits | 219 | 7286 | Rate Constraint in lbs/MMBtu | FALSE | L | Annual | Allowances Sold NOX | Thousand Tons | 0 | 0 | 0 | 0 | 0 | 0 | 0
CT Fac. Spec. - NOX Rate Winter v.4.10 Final, Unit 620 and retrofits | 219 | 7286 | Rate Constraint in lbs/MMBtu | FALSE | L | Annual | Allowances Banked | Thousand Tons | 0 | 0 | 0 | 0 | 0 | 0 | 0
CT Fac. Spec. - NOX Rate Winter v.4.10 Final, Unit 620 and retrofits | 219 | 7286 | Rate Constraint in lbs/MMBtu | FALSE | L | Annual | Allowances Withdrawn (1:1) | Thousand Tons | 0 | 0 | 0 | 0 | 0 | 0 | 0
CT Fac. Spec. - NOX Rate Winter v.4.10 Final, Unit 620 and retrofits | 219 | 7286 | Rate Constraint in lbs/MMBtu | FALSE | L | Annual | Allowances Withdrawn (n:1) | Thousand Tons | 0 | 0 | 0 | 0 | 0 | 0 | 0
CT Fac. Spec. - NOX Rate Winter v.4.10 Final, Unit 620 and retrofits | 219 | 7286 | Rate Constraint in lbs/MMBtu | FALSE | L | Annual | Net Emissions Allowance Position | Thousand Tons | 0 | 0 | 0 | 0 | 0 | 0 | 0
CT Fac. Spec. - NOX Rate Winter v.4.10 Final, Unit 620 and retrofits | 219 | 7286 | Rate Constraint in lbs/MMBtu | FALSE | L | Annual | Fuel Consumed | TBtu | 0 | 0 | 0 | 0 | 0 | 0 | 0
CT Fac. Spec. - NOX Rate Winter v.4.10 Final, Unit 620 and retrofits | 219 | 7286 | Rate Constraint in lbs/MMBtu | FALSE | L | Annual | Rate | lb/MMBtu | 0 | 0 | 0 | 0 | 0 | 0 | 0
CT Fac. Spec. - NOX Rate Winter v.4.10 Final, Unit 620 and retrofits | 219 | 7286 | Rate Constraint in lbs/MMBtu | FALSE | L | Annual | Generation | TWh | 0 | 0 | 0 | 0 | 0 | 0 | 0
CT Fac. Spec. - NOX Rate Winter v.4.10 Final, Unit 620 and retrofits | 219 | 7286 | Rate Constraint in lbs/MMBtu | FALSE | L | Annual | Qualifying Generation | TWh | 0 | 0 | 0 | 0 | 0 | 0 | 0
CT Fac. Spec. - NOX Rate Winter v.4.10 Final, Unit 620 and retrofits | 219 | 7286 | Rate Constraint in lbs/MMBtu | FALSE | L | Annual | Rate | lb/MWh | 0 | 0 | 0 | 0 | 0 | 0 | 0
CT Fac. Spec. - NOX Rate Winter v.4.10 Final, Unit 620 and retrofits | 219 | 7286 | Rate Constraint in lbs/MMBtu | FALSE | L | Annual | Constraint Shadow Price | US2022$/Ton | 0 | 0 | 0 | 0 | 0 | 0 | 0
CT Fac. Spec. - NOX Rate Winter v.4.10 Final, Unit 621 and retrofits | 220 | 7286 | Rate Constraint in lbs/MMBtu | FALSE | L | Annual | Seasons Included | Seasons | Winter, Spring, Fall | Winter, Spring, Fall | Winter, Spring, Fall | Winter, Spring, Fall | Winter, Spring, Fall | Winter, Spring, Fall | Winter, Spring, Fall
CT Fac. Spec. - NOX Rate Winter v.4.10 Final, Unit 621 and retrofits | 220 | 7286 | Rate Constraint in lbs/MMBtu | FALSE | L | Annual | Standard NOX | lb/MMBtu | 0.15 | 0.15 | 0.15 | 0.15 | 0.15 | 0.15 | 0.15
CT Fac. Spec. - NOX Rate Winter v.4.10 Final, Unit 621 and retrofits | 220 | 7286 | Rate Constraint in lbs/MMBtu | FALSE | L | Annual | Emissions at Affected Plants NOX | Thousand Tons | 0 | 0 | 0 | 0 | 0 | 0 | 0
CT Fac. Spec. - NOX Rate Winter v.4.10 Final, Unit 621 and retrofits | 220 | 7286 | Rate Constraint in lbs/MMBtu | FALSE | L | Annual | Allowances Purchased NOX | Thousand Tons | 0 | 0 | 0 | 0 | 0 | 0 | 0
CT Fac. Spec. - NOX Rate Winter v.4.10 Final, Unit 621 and retrofits | 220 | 7286 | Rate Constraint in lbs/MMBtu | FALSE | L | Annual | Allowances Sold NOX | Thousand Tons | 0 | 0 | 0 | 0 | 0 | 0 | 0
CT Fac. Spec. - NOX Rate Winter v.4.10 Final, Unit 621 and retrofits | 220 | 7286 | Rate Constraint in lbs/MMBtu | FALSE | L | Annual | Allowances Banked | Thousand Tons | 0 | 0 | 0 | 0 | 0 | 0 | 0
CT Fac. Spec. - NOX Rate Winter v.4.10 Final, Unit 621 and retrofits | 220 | 7286 | Rate Constraint in lbs/MMBtu | FALSE | L | Annual | Allowances Withdrawn (1:1) | Thousand Tons | 0 | 0 | 0 | 0 | 0 | 0 | 0
CT Fac. Spec. - NOX Rate Winter v.4.10 Final, Unit 621 and retrofits | 220 | 7286 | Rate Constraint in lbs/MMBtu | FALSE | L | Annual | Allowances Withdrawn (n:1) | Thousand Tons | 0 | 0 | 0 | 0 | 0 | 0 | 0
CT Fac. Spec. - NOX Rate Winter v.4.10 Final, Unit 621 and retrofits | 220 | 7286 | Rate Constraint in lbs/MMBtu | FALSE | L | Annual | Net Emissions Allowance Position | Thousand Tons | 0 | 0 | 0 | 0 | 0 | 0 | 0
CT Fac. Spec. - NOX Rate Winter v.4.10 Final, Unit 621 and retrofits | 220 | 7286 | Rate Constraint in lbs/MMBtu | FALSE | L | Annual | Fuel Consumed | TBtu | 0 | 0 | 0 | 0 | 0 | 0 | 0
CT Fac. Spec. - NOX Rate Winter v.4.10 Final, Unit 621 and retrofits | 220 | 7286 | Rate Constraint in lbs/MMBtu | FALSE | L | Annual | Rate | lb/MMBtu | 0 | 0 | 0 | 0 | 0 | 0 | 0
CT Fac. Spec. - NOX Rate Winter v.4.10 Final, Unit 621 and retrofits | 220 | 7286 | Rate Constraint in lbs/MMBtu | FALSE | L | Annual | Generation | TWh | 0 | 0 | 0 | 0 | 0 | 0 | 0
CT Fac. Spec. - NOX Rate Winter v.4.10 Final, Unit 621 and retrofits | 220 | 7286 | Rate Constraint in lbs/MMBtu | FALSE | L | Annual | Qualifying Generation | TWh | 0 | 0 | 0 | 0 | 0 | 0 | 0
CT Fac. Spec. - NOX Rate Winter v.4.10 Final, Unit 621 and retrofits | 220 | 7286 | Rate Constraint in lbs/MMBtu | FALSE | L | Annual | Rate | lb/MWh | 0 | 0 | 0 | 0 | 0 | 0 | 0
CT Fac. Spec. - NOX Rate Winter v.4.10 Final, Unit 621 and retrofits | 220 | 7286 | Rate Constraint in lbs/MMBtu | FALSE | L | Annual | Constraint Shadow Price | US2022$/Ton | 0 | 0 | 0 | 0 | 0 | 0 | 0
CT Fac. Spec. - NOX Rate Winter v.4.10 Final, Unit 622 and retrofits | 221 | 7286 | Rate Constraint in lbs/MMBtu | FALSE | L | Annual | Seasons Included | Seasons | Winter, Spring, Fall | Winter, Spring, Fall | Winter, Spring, Fall | Winter, Spring, Fall | Winter, Spring, Fall | Winter, Spring, Fall | Winter, Spring, Fall
CT Fac. Spec. - NOX Rate Winter v.4.10 Final, Unit 622 and retrofits | 221 | 7286 | Rate Constraint in lbs/MMBtu | FALSE | L | Annual | Standard NOX | lb/MMBtu | 0.15 | 0.15 | 0.15 | 0.15 | 0.15 | 0.15 | 0.15
CT Fac. Spec. - NOX Rate Winter v.4.10 Final, Unit 622 and retrofits | 221 | 7286 | Rate Constraint in lbs/MMBtu | FALSE | L | Annual | Emissions at Affected Plants NOX | Thousand Tons | 0 | 0 | 0 | 0 | 0 | 0 | 0
CT Fac. Spec. - NOX Rate Winter v.4.10 Final, Unit 622 and retrofits | 221 | 7286 | Rate Constraint in lbs/MMBtu | FALSE | L | Annual | Allowances Purchased NOX | Thousand Tons | 0 | 0 | 0 | 0 | 0 | 0 | 0
CT Fac. Spec. - NOX Rate Winter v.4.10 Final, Unit 622 and retrofits | 221 | 7286 | Rate Constraint in lbs/MMBtu | FALSE | L | Annual | Allowances Sold NOX | Thousand Tons | 0 | 0 | 0 | 0 | 0 | 0 | 0
CT Fac. Spec. - NOX Rate Winter v.4.10 Final, Unit 622 and retrofits | 221 | 7286 | Rate Constraint in lbs/MMBtu | FALSE | L | Annual | Allowances Banked | Thousand Tons | 0 | 0 | 0 | 0 | 0 | 0 | 0
CT Fac. Spec. - NOX Rate Winter v.4.10 Final, Unit 622 and retrofits | 221 | 7286 | Rate Constraint in lbs/MMBtu | FALSE | L | Annual | Allowances Withdrawn (1:1) | Thousand Tons | 0 | 0 | 0 | 0 | 0 | 0 | 0
CT Fac. Spec. - NOX Rate Winter v.4.10 Final, Unit 622 and retrofits | 221 | 7286 | Rate Constraint in lbs/MMBtu | FALSE | L | Annual | Allowances Withdrawn (n:1) | Thousand Tons | 0 | 0 | 0 | 0 | 0 | 0 | 0
CT Fac. Spec. - NOX Rate Winter v.4.10 Final, Unit 622 and retrofits | 221 | 7286 | Rate Constraint in lbs/MMBtu | FALSE | L | Annual | Net Emissions Allowance Position | Thousand Tons | 0 | 0 | 0 | 0 | 0 | 0 | 0
CT Fac. Spec. - NOX Rate Winter v.4.10 Final, Unit 622 and retrofits | 221 | 7286 | Rate Constraint in lbs/MMBtu | FALSE | L | Annual | Fuel Consumed | TBtu | 0 | 0 | 0 | 0 | 0 | 0 | 0
CT Fac. Spec. - NOX Rate Winter v.4.10 Final, Unit 622 and retrofits | 221 | 7286 | Rate Constraint in lbs/MMBtu | FALSE | L | Annual | Rate | lb/MMBtu | 0 | 0 | 0 | 0 | 0 | 0 | 0
CT Fac. Spec. - NOX Rate Winter v.4.10 Final, Unit 622 and retrofits | 221 | 7286 | Rate Constraint in lbs/MMBtu | FALSE | L | Annual | Generation | TWh | 0 | 0 | 0 | 0 | 0 | 0 | 0
CT Fac. Spec. - NOX Rate Winter v.4.10 Final, Unit 622 and retrofits | 221 | 7286 | Rate Constraint in lbs/MMBtu | FALSE | L | Annual | Qualifying Generation | TWh | 0 | 0 | 0 | 0 | 0 | 0 | 0
CT Fac. Spec. - NOX Rate Winter v.4.10 Final, Unit 622 and retrofits | 221 | 7286 | Rate Constraint in lbs/MMBtu | FALSE | L | Annual | Rate | lb/MWh | 0 | 0 | 0 | 0 | 0 | 0 | 0
CT Fac. Spec. - NOX Rate Winter v.4.10 Final, Unit 622 and retrofits | 221 | 7286 | Rate Constraint in lbs/MMBtu | FALSE | L | Annual | Constraint Shadow Price | US2022$/Ton | 0 | 0 | 0 | 0 | 0 | 0 | 0
CT Fac. Spec. - NOX Rate Winter v.4.10 Final, Unit 623 and retrofits | 222 | 7286 | Rate Constraint in lbs/MMBtu | FALSE | L | Annual | Seasons Included | Seasons | Winter, Spring, Fall | Winter, Spring, Fall | Winter, Spring, Fall | Winter, Spring, Fall | Winter, Spring, Fall | Winter, Spring, Fall | Winter, Spring, Fall
CT Fac. Spec. - NOX Rate Winter v.4.10 Final, Unit 623 and retrofits | 222 | 7286 | Rate Constraint in lbs/MMBtu | FALSE | L | Annual | Standard NOX | lb/MMBtu | 0.15 | 0.15 | 0.15 | 0.15 | 0.15 | 0.15 | 0.15
CT Fac. Spec. - NOX Rate Winter v.4.10 Final, Unit 623 and retrofits | 222 | 7286 | Rate Constraint in lbs/MMBtu | FALSE | L | Annual | Emissions at Affected Plants NOX | Thousand Tons | 0 | 0 | 0 | 0 | 0 | 0 | 0
CT Fac. Spec. - NOX Rate Winter v.4.10 Final, Unit 623 and retrofits | 222 | 7286 | Rate Constraint in lbs/MMBtu | FALSE | L | Annual | Allowances Purchased NOX | Thousand Tons | 0 | 0 | 0 | 0 | 0 | 0 | 0
CT Fac. Spec. - NOX Rate Winter v.4.10 Final, Unit 623 and retrofits | 222 | 7286 | Rate Constraint in lbs/MMBtu | FALSE | L | Annual | Allowances Sold NOX | Thousand Tons | 0 | 0 | 0 | 0 | 0 | 0 | 0
CT Fac. Spec. - NOX Rate Winter v.4.10 Final, Unit 623 and retrofits | 222 | 7286 | Rate Constraint in lbs/MMBtu | FALSE | L | Annual | Allowances Banked | Thousand Tons | 0 | 0 | 0 | 0 | 0 | 0 | 0
CT Fac. Spec. - NOX Rate Winter v.4.10 Final, Unit 623 and retrofits | 222 | 7286 | Rate Constraint in lbs/MMBtu | FALSE | L | Annual | Allowances Withdrawn (1:1) | Thousand Tons | 0 | 0 | 0 | 0 | 0 | 0 | 0
CT Fac. Spec. - NOX Rate Winter v.4.10 Final, Unit 623 and retrofits | 222 | 7286 | Rate Constraint in lbs/MMBtu | FALSE | L | Annual | Allowances Withdrawn (n:1) | Thousand Tons | 0 | 0 | 0 | 0 | 0 | 0 | 0
CT Fac. Spec. - NOX Rate Winter v.4.10 Final, Unit 623 and retrofits | 222 | 7286 | Rate Constraint in lbs/MMBtu | FALSE | L | Annual | Net Emissions Allowance Position | Thousand Tons | 0 | 0 | 0 | 0 | 0 | 0 | 0
CT Fac. Spec. - NOX Rate Winter v.4.10 Final, Unit 623 and retrofits | 222 | 7286 | Rate Constraint in lbs/MMBtu | FALSE | L | Annual | Fuel Consumed | TBtu | 0 | 0 | 0 | 0 | 0 | 0 | 0
CT Fac. Spec. - NOX Rate Winter v.4.10 Final, Unit 623 and retrofits | 222 | 7286 | Rate Constraint in lbs/MMBtu | FALSE | L | Annual | Rate | lb/MMBtu | 0 | 0 | 0 | 0 | 0 | 0 | 0
CT Fac. Spec. - NOX Rate Winter v.4.10 Final, Unit 623 and retrofits | 222 | 7286 | Rate Constraint in lbs/MMBtu | FALSE | L | Annual | Generation | TWh | 0 | 0 | 0 | 0 | 0 | 0 | 0
CT Fac. Spec. - NOX Rate Winter v.4.10 Final, Unit 623 and retrofits | 222 | 7286 | Rate Constraint in lbs/MMBtu | FALSE | L | Annual | Qualifying Generation | TWh | 0 | 0 | 0 | 0 | 0 | 0 | 0
CT Fac. Spec. - NOX Rate Winter v.4.10 Final, Unit 623 and retrofits | 222 | 7286 | Rate Constraint in lbs/MMBtu | FALSE | L | Annual | Rate | lb/MWh | 0 | 0 | 0 | 0 | 0 | 0 | 0
CT Fac. Spec. - NOX Rate Winter v.4.10 Final, Unit 623 and retrofits | 222 | 7286 | Rate Constraint in lbs/MMBtu | FALSE | L | Annual | Constraint Shadow Price | US2022$/Ton | 0 | 0 | 0 | 0 | 0 | 0 | 0
CT Fac. Spec. - NOX Rate Winter v.4.10 Final, Unit 624 and retrofits | 223 | 7286 | Rate Constraint in lbs/MMBtu | FALSE | L | Annual | Seasons Included | Seasons | Winter, Spring, Fall | Winter, Spring, Fall | Winter, Spring, Fall | Winter, Spring, Fall | Winter, Spring, Fall | Winter, Spring, Fall | Winter, Spring, Fall
CT Fac. Spec. - NOX Rate Winter v.4.10 Final, Unit 624 and retrofits | 223 | 7286 | Rate Constraint in lbs/MMBtu | FALSE | L | Annual | Standard NOX | lb/MMBtu | 0.15 | 0.15 | 0.15 | 0.15 | 0.15 | 0.15 | 0.15
CT Fac. Spec. - NOX Rate Winter v.4.10 Final, Unit 624 and retrofits | 223 | 7286 | Rate Constraint in lbs/MMBtu | FALSE | L | Annual | Emissions at Affected Plants NOX | Thousand Tons | 0 | 0 | 0 | 0 | 0 | 0 | 0
CT Fac. Spec. - NOX Rate Winter v.4.10 Final, Unit 624 and retrofits | 223 | 7286 | Rate Constraint in lbs/MMBtu | FALSE | L | Annual | Allowances Purchased NOX | Thousand Tons | 0 | 0 | 0 | 0 | 0 | 0 | 0
CT Fac. Spec. - NOX Rate Winter v.4.10 Final, Unit 624 and retrofits | 223 | 7286 | Rate Constraint in lbs/MMBtu | FALSE | L | Annual | Allowances Sold NOX | Thousand Tons | 0 | 0 | 0 | 0 | 0 | 0 | 0
CT Fac. Spec. - NOX Rate Winter v.4.10 Final, Unit 624 and retrofits | 223 | 7286 | Rate Constraint in lbs/MMBtu | FALSE | L | Annual | Allowances Banked | Thousand Tons | 0 | 0 | 0 | 0 | 0 | 0 | 0
CT Fac. Spec. - NOX Rate Winter v.4.10 Final, Unit 624 and retrofits | 223 | 7286 | Rate Constraint in lbs/MMBtu | FALSE | L | Annual | Allowances Withdrawn (1:1) | Thousand Tons | 0 | 0 | 0 | 0 | 0 | 0 | 0
CT Fac. Spec. - NOX Rate Winter v.4.10 Final, Unit 624 and retrofits | 223 | 7286 | Rate Constraint in lbs/MMBtu | FALSE | L | Annual | Allowances Withdrawn (n:1) | Thousand Tons | 0 | 0 | 0 | 0 | 0 | 0 | 0
CT Fac. Spec. - NOX Rate Winter v.4.10 Final, Unit 624 and retrofits | 223 | 7286 | Rate Constraint in lbs/MMBtu | FALSE | L | Annual | Net Emissions Allowance Position | Thousand Tons | 0 | 0 | 0 | 0 | 0 | 0 | 0
CT Fac. Spec. - NOX Rate Winter v.4.10 Final, Unit 624 and retrofits | 223 | 7286 | Rate Constraint in lbs/MMBtu | FALSE | L | Annual | Fuel Consumed | TBtu | 0 | 0 | 0 | 0 | 0 | 0 | 0
CT Fac. Spec. - NOX Rate Winter v.4.10 Final, Unit 624 and retrofits | 223 | 7286 | Rate Constraint in lbs/MMBtu | FALSE | L | Annual | Rate | lb/MMBtu | 0 | 0 | 0 | 0 | 0 | 0 | 0
CT Fac. Spec. - NOX Rate Winter v.4.10 Final, Unit 624 and retrofits | 223 | 7286 | Rate Constraint in lbs/MMBtu | FALSE | L | Annual | Generation | TWh | 0 | 0 | 0 | 0 | 0 | 0 | 0
CT Fac. Spec. - NOX Rate Winter v.4.10 Final, Unit 624 and retrofits | 223 | 7286 | Rate Constraint in lbs/MMBtu | FALSE | L | Annual | Qualifying Generation | TWh | 0 | 0 | 0 | 0 | 0 | 0 | 0
CT Fac. Spec. - NOX Rate Winter v.4.10 Final, Unit 624 and retrofits | 223 | 7286 | Rate Constraint in lbs/MMBtu | FALSE | L | Annual | Rate | lb/MWh | 0 | 0 | 0 | 0 | 0 | 0 | 0
CT Fac. Spec. - NOX Rate Winter v.4.10 Final, Unit 624 and retrofits | 223 | 7286 | Rate Constraint in lbs/MMBtu | FALSE | L | Annual | Constraint Shadow Price | US2022$/Ton | 0 | 0 | 0 | 0 | 0 | 0 | 0
CT Fac. Spec. - NOX Rate Winter v.4.10 Final, Unit 625 and retrofits | 224 | 7286 | Rate Constraint in lbs/MMBtu | FALSE | L | Annual | Seasons Included | Seasons | Winter, Spring, Fall | Winter, Spring, Fall | Winter, Spring, Fall | Winter, Spring, Fall | Winter, Spring, Fall | Winter, Spring, Fall | Winter, Spring, Fall
CT Fac. Spec. - NOX Rate Winter v.4.10 Final, Unit 625 and retrofits | 224 | 7286 | Rate Constraint in lbs/MMBtu | FALSE | L | Annual | Standard NOX | lb/MMBtu | 0.15 | 0.15 | 0.15 | 0.15 | 0.15 | 0.15 | 0.15
CT Fac. Spec. - NOX Rate Winter v.4.10 Final, Unit 625 and retrofits | 224 | 7286 | Rate Constraint in lbs/MMBtu | FALSE | L | Annual | Emissions at Affected Plants NOX | Thousand Tons | 0 | 0 | 0 | 0 | 0 | 0 | 0
CT Fac. Spec. - NOX Rate Winter v.4.10 Final, Unit 625 and retrofits | 224 | 7286 | Rate Constraint in lbs/MMBtu | FALSE | L | Annual | Allowances Purchased NOX | Thousand Tons | 0 | 0 | 0 | 0 | 0 | 0 | 0
CT Fac. Spec. - NOX Rate Winter v.4.10 Final, Unit 625 and retrofits | 224 | 7286 | Rate Constraint in lbs/MMBtu | FALSE | L | Annual | Allowances Sold NOX | Thousand Tons | 0 | 0 | 0 | 0 | 0 | 0 | 0
CT Fac. Spec. - NOX Rate Winter v.4.10 Final, Unit 625 and retrofits | 224 | 7286 | Rate Constraint in lbs/MMBtu | FALSE | L | Annual | Allowances Banked | Thousand Tons | 0 | 0 | 0 | 0 | 0 | 0 | 0
CT Fac. Spec. - NOX Rate Winter v.4.10 Final, Unit 625 and retrofits | 224 | 7286 | Rate Constraint in lbs/MMBtu | FALSE | L | Annual | Allowances Withdrawn (1:1) | Thousand Tons | 0 | 0 | 0 | 0 | 0 | 0 | 0
CT Fac. Spec. - NOX Rate Winter v.4.10 Final, Unit 625 and retrofits | 224 | 7286 | Rate Constraint in lbs/MMBtu | FALSE | L | Annual | Allowances Withdrawn (n:1) | Thousand Tons | 0 | 0 | 0 | 0 | 0 | 0 | 0
CT Fac. Spec. - NOX Rate Winter v.4.10 Final, Unit 625 and retrofits | 224 | 7286 | Rate Constraint in lbs/MMBtu | FALSE | L | Annual | Net Emissions Allowance Position | Thousand Tons | 0 | 0 | 0 | 0 | 0 | 0 | 0
CT Fac. Spec. - NOX Rate Winter v.4.10 Final, Unit 625 and retrofits | 224 | 7286 | Rate Constraint in lbs/MMBtu | FALSE | L | Annual | Fuel Consumed | TBtu | 0 | 0 | 0 | 0 | 0 | 0 | 0
CT Fac. Spec. - NOX Rate Winter v.4.10 Final, Unit 625 and retrofits | 224 | 7286 | Rate Constraint in lbs/MMBtu | FALSE | L | Annual | Rate | lb/MMBtu | 0 | 0 | 0 | 0 | 0 | 0 | 0
CT Fac. Spec. - NOX Rate Winter v.4.10 Final, Unit 625 and retrofits | 224 | 7286 | Rate Constraint in lbs/MMBtu | FALSE | L | Annual | Generation | TWh | 0 | 0 | 0 | 0 | 0 | 0 | 0
CT Fac. Spec. - NOX Rate Winter v.4.10 Final, Unit 625 and retrofits | 224 | 7286 | Rate Constraint in lbs/MMBtu | FALSE | L | Annual | Qualifying Generation | TWh | 0 | 0 | 0 | 0 | 0 | 0 | 0
CT Fac. Spec. - NOX Rate Winter v.4.10 Final, Unit 625 and retrofits | 224 | 7286 | Rate Constraint in lbs/MMBtu | FALSE | L | Annual | Rate | lb/MWh | 0 | 0 | 0 | 0 | 0 | 0 | 0
CT Fac. Spec. - NOX Rate Winter v.4.10 Final, Unit 625 and retrofits | 224 | 7286 | Rate Constraint in lbs/MMBtu | FALSE | L | Annual | Constraint Shadow Price | US2022$/Ton | 0 | 0 | 0 | 0 | 0 | 0 | 0
CT Fac. Spec. - NOX Rate Winter v.4.10 Final, Unit 626 and retrofits | 225 | 7286 | Rate Constraint in lbs/MMBtu | FALSE | L | Annual | Seasons Included | Seasons | Winter, Spring, Fall | Winter, Spring, Fall | Winter, Spring, Fall | Winter, Spring, Fall | Winter, Spring, Fall | Winter, Spring, Fall | Winter, Spring, Fall
CT Fac. Spec. - NOX Rate Winter v.4.10 Final, Unit 626 and retrofits | 225 | 7286 | Rate Constraint in lbs/MMBtu | FALSE | L | Annual | Standard NOX | lb/MMBtu | 0.15 | 0.15 | 0.15 | 0.15 | 0.15 | 0.15 | 0.15
CT Fac. Spec. - NOX Rate Winter v.4.10 Final, Unit 626 and retrofits | 225 | 7286 | Rate Constraint in lbs/MMBtu | FALSE | L | Annual | Emissions at Affected Plants NOX | Thousand Tons | 0 | 0 | 0 | 0 | 0 | 0 | 0
CT Fac. Spec. - NOX Rate Winter v.4.10 Final, Unit 626 and retrofits | 225 | 7286 | Rate Constraint in lbs/MMBtu | FALSE | L | Annual | Allowances Purchased NOX | Thousand Tons | 0 | 0 | 0 | 0 | 0 | 0 | 0
CT Fac. Spec. - NOX Rate Winter v.4.10 Final, Unit 626 and retrofits | 225 | 7286 | Rate Constraint in lbs/MMBtu | FALSE | L | Annual | Allowances Sold NOX | Thousand Tons | 0 | 0 | 0 | 0 | 0 | 0 | 0
CT Fac. Spec. - NOX Rate Winter v.4.10 Final, Unit 626 and retrofits | 225 | 7286 | Rate Constraint in lbs/MMBtu | FALSE | L | Annual | Allowances Banked | Thousand Tons | 0 | 0 | 0 | 0 | 0 | 0 | 0
CT Fac. Spec. - NOX Rate Winter v.4.10 Final, Unit 626 and retrofits | 225 | 7286 | Rate Constraint in lbs/MMBtu | FALSE | L | Annual | Allowances Withdrawn (1:1) | Thousand Tons | 0 | 0 | 0 | 0 | 0 | 0 | 0
CT Fac. Spec. - NOX Rate Winter v.4.10 Final, Unit 626 and retrofits | 225 | 7286 | Rate Constraint in lbs/MMBtu | FALSE | L | Annual | Allowances Withdrawn (n:1) | Thousand Tons | 0 | 0 | 0 | 0 | 0 | 0 | 0
CT Fac. Spec. - NOX Rate Winter v.4.10 Final, Unit 626 and retrofits | 225 | 7286 | Rate Constraint in lbs/MMBtu | FALSE | L | Annual | Net Emissions Allowance Position | Thousand Tons | 0 | 0 | 0 | 0 | 0 | 0 | 0
CT Fac. Spec. - NOX Rate Winter v.4.10 Final, Unit 626 and retrofits | 225 | 7286 | Rate Constraint in lbs/MMBtu | FALSE | L | Annual | Fuel Consumed | TBtu | 0 | 0 | 0 | 0 | 0 | 0 | 0
CT Fac. Spec. - NOX Rate Winter v.4.10 Final, Unit 626 and retrofits | 225 | 7286 | Rate Constraint in lbs/MMBtu | FALSE | L | Annual | Rate | lb/MMBtu | 0 | 0 | 0 | 0 | 0 | 0 | 0
CT Fac. Spec. - NOX Rate Winter v.4.10 Final, Unit 626 and retrofits | 225 | 7286 | Rate Constraint in lbs/MMBtu | FALSE | L | Annual | Generation | TWh | 0 | 0 | 0 | 0 | 0 | 0 | 0
CT Fac. Spec. - NOX Rate Winter v.4.10 Final, Unit 626 and retrofits | 225 | 7286 | Rate Constraint in lbs/MMBtu | FALSE | L | Annual | Qualifying Generation | TWh | 0 | 0 | 0 | 0 | 0 | 0 | 0
CT Fac. Spec. - NOX Rate Winter v.4.10 Final, Unit 626 and retrofits | 225 | 7286 | Rate Constraint in lbs/MMBtu | FALSE | L | Annual | Rate | lb/MWh | 0 | 0 | 0 | 0 | 0 | 0 | 0
CT Fac. Spec. - NOX Rate Winter v.4.10 Final, Unit 626 and retrofits | 225 | 7286 | Rate Constraint in lbs/MMBtu | FALSE | L | Annual | Constraint Shadow Price | US2022$/Ton | 0 | 0 | 0 | 0 | 0 | 0 | 0
CT Fac. Spec. - NOX Rate Winter v.4.10 Final, Unit 627 and retrofits | 226 | 7286 | Rate Constraint in lbs/MMBtu | FALSE | L | Annual | Seasons Included | Seasons | Winter, Spring, Fall | Winter, Spring, Fall | Winter, Spring, Fall | Winter, Spring, Fall | Winter, Spring, Fall | Winter, Spring, Fall | Winter, Spring, Fall
CT Fac. Spec. - NOX Rate Winter v.4.10 Final, Unit 627 and retrofits | 226 | 7286 | Rate Constraint in lbs/MMBtu | FALSE | L | Annual | Standard NOX | lb/MMBtu | 0.15 | 0.15 | 0.15 | 0.15 | 0.15 | 0.15 | 0.15
CT Fac. Spec. - NOX Rate Winter v.4.10 Final, Unit 627 and retrofits | 226 | 7286 | Rate Constraint in lbs/MMBtu | FALSE | L | Annual | Emissions at Affected Plants NOX | Thousand Tons | 0 | 0 | 0 | 0 | 0 | 0 | 0
CT Fac. Spec. - NOX Rate Winter v.4.10 Final, Unit 627 and retrofits | 226 | 7286 | Rate Constraint in lbs/MMBtu | FALSE | L | Annual | Allowances Purchased NOX | Thousand Tons | 0 | 0 | 0 | 0 | 0 | 0 | 0
CT Fac. Spec. - NOX Rate Winter v.4.10 Final, Unit 627 and retrofits | 226 | 7286 | Rate Constraint in lbs/MMBtu | FALSE | L | Annual | Allowances Sold NOX | Thousand Tons | 0 | 0 | 0 | 0 | 0 | 0 | 0
CT Fac. Spec. - NOX Rate Winter v.4.10 Final, Unit 627 and retrofits | 226 | 7286 | Rate Constraint in lbs/MMBtu | FALSE | L | Annual | Allowances Banked | Thousand Tons | 0 | 0 | 0 | 0 | 0 | 0 | 0
CT Fac. Spec. - NOX Rate Winter v.4.10 Final, Unit 627 and retrofits | 226 | 7286 | Rate Constraint in lbs/MMBtu | FALSE | L | Annual | Allowances Withdrawn (1:1) | Thousand Tons | 0 | 0 | 0 | 0 | 0 | 0 | 0
CT Fac. Spec. - NOX Rate Winter v.4.10 Final, Unit 627 and retrofits | 226 | 7286 | Rate Constraint in lbs/MMBtu | FALSE | L | Annual | Allowances Withdrawn (n:1) | Thousand Tons | 0 | 0 | 0 | 0 | 0 | 0 | 0
CT Fac. Spec. - NOX Rate Winter v.4.10 Final, Unit 627 and retrofits | 226 | 7286 | Rate Constraint in lbs/MMBtu | FALSE | L | Annual | Net Emissions Allowance Position | Thousand Tons | 0 | 0 | 0 | 0 | 0 | 0 | 0
CT Fac. Spec. - NOX Rate Winter v.4.10 Final, Unit 627 and retrofits | 226 | 7286 | Rate Constraint in lbs/MMBtu | FALSE | L | Annual | Fuel Consumed | TBtu | 0 | 0 | 0 | 0 | 0 | 0 | 0
CT Fac. Spec. - NOX Rate Winter v.4.10 Final, Unit 627 and retrofits | 226 | 7286 | Rate Constraint in lbs/MMBtu | FALSE | L | Annual | Rate | lb/MMBtu | 0 | 0 | 0 | 0 | 0 | 0 | 0
CT Fac. Spec. - NOX Rate Winter v.4.10 Final, Unit 627 and retrofits | 226 | 7286 | Rate Constraint in lbs/MMBtu | FALSE | L | Annual | Generation | TWh | 0 | 0 | 0 | 0 | 0 | 0 | 0
CT Fac. Spec. - NOX Rate Winter v.4.10 Final, Unit 627 and retrofits | 226 | 7286 | Rate Constraint in lbs/MMBtu | FALSE | L | Annual | Qualifying Generation | TWh | 0 | 0 | 0 | 0 | 0 | 0 | 0
CT Fac. Spec. - NOX Rate Winter v.4.10 Final, Unit 627 and retrofits | 226 | 7286 | Rate Constraint in lbs/MMBtu | FALSE | L | Annual | Rate | lb/MWh | 0 | 0 | 0 | 0 | 0 | 0 | 0
CT Fac. Spec. - NOX Rate Winter v.4.10 Final, Unit 627 and retrofits | 226 | 7286 | Rate Constraint in lbs/MMBtu | FALSE | L | Annual | Constraint Shadow Price | US2022$/Ton | 0 | 0 | 0 | 0 | 0 | 0 | 0
CT Fac. Spec. - NOX Rate Winter v.4.10 Final, Unit 628 and retrofits | 227 | 7286 | Rate Constraint in lbs/MMBtu | FALSE | L | Annual | Seasons Included | Seasons | Winter, Spring, Fall | Winter, Spring, Fall | Winter, Spring, Fall | Winter, Spring, Fall | Winter, Spring, Fall | Winter, Spring, Fall | Winter, Spring, Fall
CT Fac. Spec. - NOX Rate Winter v.4.10 Final, Unit 628 and retrofits | 227 | 7286 | Rate Constraint in lbs/MMBtu | FALSE | L | Annual | Standard NOX | lb/MMBtu | 0.15 | 0.15 | 0.15 | 0.15 | 0.15 | 0.15 | 0.15
CT Fac. Spec. - NOX Rate Winter v.4.10 Final, Unit 628 and retrofits | 227 | 7286 | Rate Constraint in lbs/MMBtu | FALSE | L | Annual | Emissions at Affected Plants NOX | Thousand Tons | 0 | 0 | 0 | 0 | 0 | 0 | 0
CT Fac. Spec. - NOX Rate Winter v.4.10 Final, Unit 628 and retrofits | 227 | 7286 | Rate Constraint in lbs/MMBtu | FALSE | L | Annual | Allowances Purchased NOX | Thousand Tons | 0 | 0 | 0 | 0 | 0 | 0 | 0
CT Fac. Spec. - NOX Rate Winter v.4.10 Final, Unit 628 and retrofits | 227 | 7286 | Rate Constraint in lbs/MMBtu | FALSE | L | Annual | Allowances Sold NOX | Thousand Tons | 0 | 0 | 0 | 0 | 0 | 0 | 0
CT Fac. Spec. - NOX Rate Winter v.4.10 Final, Unit 628 and retrofits | 227 | 7286 | Rate Constraint in lbs/MMBtu | FALSE | L | Annual | Allowances Banked | Thousand Tons | 0 | 0 | 0 | 0 | 0 | 0 | 0
CT Fac. Spec. - NOX Rate Winter v.4.10 Final, Unit 628 and retrofits | 227 | 7286 | Rate Constraint in lbs/MMBtu | FALSE | L | Annual | Allowances Withdrawn (1:1) | Thousand Tons | 0 | 0 | 0 | 0 | 0 | 0 | 0
CT Fac. Spec. - NOX Rate Winter v.4.10 Final, Unit 628 and retrofits | 227 | 7286 | Rate Constraint in lbs/MMBtu | FALSE | L | Annual | Allowances Withdrawn (n:1) | Thousand Tons | 0 | 0 | 0 | 0 | 0 | 0 | 0
CT Fac. Spec. - NOX Rate Winter v.4.10 Final, Unit 628 and retrofits | 227 | 7286 | Rate Constraint in lbs/MMBtu | FALSE | L | Annual | Net Emissions Allowance Position | Thousand Tons | 0 | 0 | 0 | 0 | 0 | 0 | 0
CT Fac. Spec. - NOX Rate Winter v.4.10 Final, Unit 628 and retrofits | 227 | 7286 | Rate Constraint in lbs/MMBtu | FALSE | L | Annual | Fuel Consumed | TBtu | 0 | 0 | 0 | 0 | 0 | 0 | 0
CT Fac. Spec. - NOX Rate Winter v.4.10 Final, Unit 628 and retrofits | 227 | 7286 | Rate Constraint in lbs/MMBtu | FALSE | L | Annual | Rate | lb/MMBtu | 0 | 0 | 0 | 0 | 0 | 0 | 0
CT Fac. Spec. - NOX Rate Winter v.4.10 Final, Unit 628 and retrofits | 227 | 7286 | Rate Constraint in lbs/MMBtu | FALSE | L | Annual | Generation | TWh | 0 | 0 | 0 | 0 | 0 | 0 | 0
CT Fac. Spec. - NOX Rate Winter v.4.10 Final, Unit 628 and retrofits | 227 | 7286 | Rate Constraint in lbs/MMBtu | FALSE | L | Annual | Qualifying Generation | TWh | 0 | 0 | 0 | 0 | 0 | 0 | 0
CT Fac. Spec. - NOX Rate Winter v.4.10 Final, Unit 628 and retrofits | 227 | 7286 | Rate Constraint in lbs/MMBtu | FALSE | L | Annual | Rate | lb/MWh | 0 | 0 | 0 | 0 | 0 | 0 | 0
CT Fac. Spec. - NOX Rate Winter v.4.10 Final, Unit 628 and retrofits | 227 | 7286 | Rate Constraint in lbs/MMBtu | FALSE | L | Annual | Constraint Shadow Price | US2022$/Ton | 0 | 0 | 0 | 0 | 0 | 0 | 0
CT Fac. Spec. - NOX Rate Winter v.4.10 Final, Unit 629 and retrofits | 228 | 7286 | Rate Constraint in lbs/MMBtu | FALSE | L | Annual | Seasons Included | Seasons | Winter, Spring, Fall | Winter, Spring, Fall | Winter, Spring, Fall | Winter, Spring, Fall | Winter, Spring, Fall | Winter, Spring, Fall | Winter, Spring, Fall
CT Fac. Spec. - NOX Rate Winter v.4.10 Final, Unit 629 and retrofits | 228 | 7286 | Rate Constraint in lbs/MMBtu | FALSE | L | Annual | Standard NOX | lb/MMBtu | 0.15 | 0.15 | 0.15 | 0.15 | 0.15 | 0.15 | 0.15
CT Fac. Spec. - NOX Rate Winter v.4.10 Final, Unit 629 and retrofits | 228 | 7286 | Rate Constraint in lbs/MMBtu | FALSE | L | Annual | Emissions at Affected Plants NOX | Thousand Tons | 0 | 0 | 0 | 0 | 0 | 0 | 0
CT Fac. Spec. - NOX Rate Winter v.4.10 Final, Unit 629 and retrofits | 228 | 7286 | Rate Constraint in lbs/MMBtu | FALSE | L | Annual | Allowances Purchased NOX | Thousand Tons | 0 | 0 | 0 | 0 | 0 | 0 | 0
CT Fac. Spec. - NOX Rate Winter v.4.10 Final, Unit 629 and retrofits | 228 | 7286 | Rate Constraint in lbs/MMBtu | FALSE | L | Annual | Allowances Sold NOX | Thousand Tons | 0 | 0 | 0 | 0 | 0 | 0 | 0
CT Fac. Spec. - NOX Rate Winter v.4.10 Final, Unit 629 and retrofits | 228 | 7286 | Rate Constraint in lbs/MMBtu | FALSE | L | Annual | Allowances Banked | Thousand Tons | 0 | 0 | 0 | 0 | 0 | 0 | 0
CT Fac. Spec. - NOX Rate Winter v.4.10 Final, Unit 629 and retrofits | 228 | 7286 | Rate Constraint in lbs/MMBtu | FALSE | L | Annual | Allowances Withdrawn (1:1) | Thousand Tons | 0 | 0 | 0 | 0 | 0 | 0 | 0
CT Fac. Spec. - NOX Rate Winter v.4.10 Final, Unit 629 and retrofits | 228 | 7286 | Rate Constraint in lbs/MMBtu | FALSE | L | Annual | Allowances Withdrawn (n:1) | Thousand Tons | 0 | 0 | 0 | 0 | 0 | 0 | 0
CT Fac. Spec. - NOX Rate Winter v.4.10 Final, Unit 629 and retrofits | 228 | 7286 | Rate Constraint in lbs/MMBtu | FALSE | L | Annual | Net Emissions Allowance Position | Thousand Tons | 0 | 0 | 0 | 0 | 0 | 0 | 0
CT Fac. Spec. - NOX Rate Winter v.4.10 Final, Unit 629 and retrofits | 228 | 7286 | Rate Constraint in lbs/MMBtu | FALSE | L | Annual | Fuel Consumed | TBtu | 0 | 0 | 0 | 0 | 0 | 0 | 0
CT Fac. Spec. - NOX Rate Winter v.4.10 Final, Unit 629 and retrofits | 228 | 7286 | Rate Constraint in lbs/MMBtu | FALSE | L | Annual | Rate | lb/MMBtu | 0 | 0 | 0 | 0 | 0 | 0 | 0
CT Fac. Spec. - NOX Rate Winter v.4.10 Final, Unit 629 and retrofits | 228 | 7286 | Rate Constraint in lbs/MMBtu | FALSE | L | Annual | Generation | TWh | 0 | 0 | 0 | 0 | 0 | 0 | 0
CT Fac. Spec. - NOX Rate Winter v.4.10 Final, Unit 629 and retrofits | 228 | 7286 | Rate Constraint in lbs/MMBtu | FALSE | L | Annual | Qualifying Generation | TWh | 0 | 0 | 0 | 0 | 0 | 0 | 0
CT Fac. Spec. - NOX Rate Winter v.4.10 Final, Unit 629 and retrofits | 228 | 7286 | Rate Constraint in lbs/MMBtu | FALSE | L | Annual | Rate | lb/MWh | 0 | 0 | 0 | 0 | 0 | 0 | 0
CT Fac. Spec. - NOX Rate Winter v.4.10 Final, Unit 629 and retrofits | 228 | 7286 | Rate Constraint in lbs/MMBtu | FALSE | L | Annual | Constraint Shadow Price | US2022$/Ton | 0 | 0 | 0 | 0 | 0 | 0 | 0
CT Fac. Spec. - NOX Rate Winter v.4.10 Final, Unit 630 and retrofits | 229 | 7286 | Rate Constraint in lbs/MMBtu | FALSE | L | Annual | Seasons Included | Seasons | Winter, Spring, Fall | Winter, Spring, Fall | Winter, Spring, Fall | Winter, Spring, Fall | Winter, Spring, Fall | Winter, Spring, Fall | Winter, Spring, Fall
CT Fac. Spec. - NOX Rate Winter v.4.10 Final, Unit 630 and retrofits | 229 | 7286 | Rate Constraint in lbs/MMBtu | FALSE | L | Annual | Standard NOX | lb/MMBtu | 0.15 | 0.15 | 0.15 | 0.15 | 0.15 | 0.15 | 0.15
CT Fac. Spec. - NOX Rate Winter v.4.10 Final, Unit 630 and retrofits | 229 | 7286 | Rate Constraint in lbs/MMBtu | FALSE | L | Annual | Emissions at Affected Plants NOX | Thousand Tons | 0 | 0 | 0 | 0 | 0 | 0 | 0
CT Fac. Spec. - NOX Rate Winter v.4.10 Final, Unit 630 and retrofits | 229 | 7286 | Rate Constraint in lbs/MMBtu | FALSE | L | Annual | Allowances Purchased NOX | Thousand Tons | 0 | 0 | 0 | 0 | 0 | 0 | 0
CT Fac. Spec. - NOX Rate Winter v.4.10 Final, Unit 630 and retrofits | 229 | 7286 | Rate Constraint in lbs/MMBtu | FALSE | L | Annual | Allowances Sold NOX | Thousand Tons | 0 | 0 | 0 | 0 | 0 | 0 | 0
CT Fac. Spec. - NOX Rate Winter v.4.10 Final, Unit 630 and retrofits | 229 | 7286 | Rate Constraint in lbs/MMBtu | FALSE | L | Annual | Allowances Banked | Thousand Tons | 0 | 0 | 0 | 0 | 0 | 0 | 0
CT Fac. Spec. - NOX Rate Winter v.4.10 Final, Unit 630 and retrofits | 229 | 7286 | Rate Constraint in lbs/MMBtu | FALSE | L | Annual | Allowances Withdrawn (1:1) | Thousand Tons | 0 | 0 | 0 | 0 | 0 | 0 | 0
CT Fac. Spec. - NOX Rate Winter v.4.10 Final, Unit 630 and retrofits | 229 | 7286 | Rate Constraint in lbs/MMBtu | FALSE | L | Annual | Allowances Withdrawn (n:1) | Thousand Tons | 0 | 0 | 0 | 0 | 0 | 0 | 0
CT Fac. Spec. - NOX Rate Winter v.4.10 Final, Unit 630 and retrofits | 229 | 7286 | Rate Constraint in lbs/MMBtu | FALSE | L | Annual | Net Emissions Allowance Position | Thousand Tons | 0 | 0 | 0 | 0 | 0 | 0 | 0
CT Fac. Spec. - NOX Rate Winter v.4.10 Final, Unit 630 and retrofits | 229 | 7286 | Rate Constraint in lbs/MMBtu | FALSE | L | Annual | Fuel Consumed | TBtu | 0 | 0 | 0 | 0 | 0 | 0 | 0
CT Fac. Spec. - NOX Rate Winter v.4.10 Final, Unit 630 and retrofits | 229 | 7286 | Rate Constraint in lbs/MMBtu | FALSE | L | Annual | Rate | lb/MMBtu | 0 | 0 | 0 | 0 | 0 | 0 | 0
CT Fac. Spec. - NOX Rate Winter v.4.10 Final, Unit 630 and retrofits | 229 | 7286 | Rate Constraint in lbs/MMBtu | FALSE | L | Annual | Generation | TWh | 0 | 0 | 0 | 0 | 0 | 0 | 0
CT Fac. Spec. - NOX Rate Winter v.4.10 Final, Unit 630 and retrofits | 229 | 7286 | Rate Constraint in lbs/MMBtu | FALSE | L | Annual | Qualifying Generation | TWh | 0 | 0 | 0 | 0 | 0 | 0 | 0
CT Fac. Spec. - NOX Rate Winter v.4.10 Final, Unit 630 and retrofits | 229 | 7286 | Rate Constraint in lbs/MMBtu | FALSE | L | Annual | Rate | lb/MWh | 0 | 0 | 0 | 0 | 0 | 0 | 0
CT Fac. Spec. - NOX Rate Winter v.4.10 Final, Unit 630 and retrofits | 229 | 7286 | Rate Constraint in lbs/MMBtu | FALSE | L | Annual | Constraint Shadow Price | US2022$/Ton | 0 | 0 | 0 | 0 | 0 | 0 | 0
CT Fac. Spec. - NOX Rate Winter v.4.10 Final, Unit 631 and retrofits | 230 | 7286 | Rate Constraint in lbs/MMBtu | FALSE | L | Annual | Seasons Included | Seasons | Winter, Spring, Fall | Winter, Spring, Fall | Winter, Spring, Fall | Winter, Spring, Fall | Winter, Spring, Fall | Winter, Spring, Fall | Winter, Spring, Fall
CT Fac. Spec. - NOX Rate Winter v.4.10 Final, Unit 631 and retrofits | 230 | 7286 | Rate Constraint in lbs/MMBtu | FALSE | L | Annual | Standard NOX | lb/MMBtu | 0.15 | 0.15 | 0.15 | 0.15 | 0.15 | 0.15 | 0.15
CT Fac. Spec. - NOX Rate Winter v.4.10 Final, Unit 631 and retrofits | 230 | 7286 | Rate Constraint in lbs/MMBtu | FALSE | L | Annual | Emissions at Affected Plants NOX | Thousand Tons | 0 | 0 | 0 | 0 | 0 | 0 | 0
CT Fac. Spec. - NOX Rate Winter v.4.10 Final, Unit 631 and retrofits | 230 | 7286 | Rate Constraint in lbs/MMBtu | FALSE | L | Annual | Allowances Purchased NOX | Thousand Tons | 0 | 0 | 0 | 0 | 0 | 0 | 0
CT Fac. Spec. - NOX Rate Winter v.4.10 Final, Unit 631 and retrofits | 230 | 7286 | Rate Constraint in lbs/MMBtu | FALSE | L | Annual | Allowances Sold NOX | Thousand Tons | 0 | 0 | 0 | 0 | 0 | 0 | 0
CT Fac. Spec. - NOX Rate Winter v.4.10 Final, Unit 631 and retrofits | 230 | 7286 | Rate Constraint in lbs/MMBtu | FALSE | L | Annual | Allowances Banked | Thousand Tons | 0 | 0 | 0 | 0 | 0 | 0 | 0
CT Fac. Spec. - NOX Rate Winter v.4.10 Final, Unit 631 and retrofits | 230 | 7286 | Rate Constraint in lbs/MMBtu | FALSE | L | Annual | Allowances Withdrawn (1:1) | Thousand Tons | 0 | 0 | 0 | 0 | 0 | 0 | 0
CT Fac. Spec. - NOX Rate Winter v.4.10 Final, Unit 631 and retrofits | 230 | 7286 | Rate Constraint in lbs/MMBtu | FALSE | L | Annual | Allowances Withdrawn (n:1) | Thousand Tons | 0 | 0 | 0 | 0 | 0 | 0 | 0
CT Fac. Spec. - NOX Rate Winter v.4.10 Final, Unit 631 and retrofits | 230 | 7286 | Rate Constraint in lbs/MMBtu | FALSE | L | Annual | Net Emissions Allowance Position | Thousand Tons | 0 | 0 | 0 | 0 | 0 | 0 | 0
CT Fac. Spec. - NOX Rate Winter v.4.10 Final, Unit 631 and retrofits | 230 | 7286 | Rate Constraint in lbs/MMBtu | FALSE | L | Annual | Fuel Consumed | TBtu | 0 | 0 | 0 | 0 | 0 | 0 | 0
CT Fac. Spec. - NOX Rate Winter v.4.10 Final, Unit 631 and retrofits | 230 | 7286 | Rate Constraint in lbs/MMBtu | FALSE | L | Annual | Rate | lb/MMBtu | 0 | 0 | 0 | 0 | 0 | 0 | 0
CT Fac. Spec. - NOX Rate Winter v.4.10 Final, Unit 631 and retrofits | 230 | 7286 | Rate Constraint in lbs/MMBtu | FALSE | L | Annual | Generation | TWh | 0 | 0 | 0 | 0 | 0 | 0 | 0
CT Fac. Spec. - NOX Rate Winter v.4.10 Final, Unit 631 and retrofits | 230 | 7286 | Rate Constraint in lbs/MMBtu | FALSE | L | Annual | Qualifying Generation | TWh | 0 | 0 | 0 | 0 | 0 | 0 | 0
CT Fac. Spec. - NOX Rate Winter v.4.10 Final, Unit 631 and retrofits | 230 | 7286 | Rate Constraint in lbs/MMBtu | FALSE | L | Annual | Rate | lb/MWh | 0 | 0 | 0 | 0 | 0 | 0 | 0
CT Fac. Spec. - NOX Rate Winter v.4.10 Final, Unit 631 and retrofits | 230 | 7286 | Rate Constraint in lbs/MMBtu | FALSE | L | Annual | Constraint Shadow Price | US2022$/Ton | 0 | 0 | 0 | 0 | 0 | 0 | 0
CT Fac. Spec. - NOX Rate Winter v.4.10 Final, Unit 632 and retrofits | 231 | 7286 | Rate Constraint in lbs/MMBtu | FALSE | L | Annual | Seasons Included | Seasons | Winter, Spring, Fall | Winter, Spring, Fall | Winter, Spring, Fall | Winter, Spring, Fall | Winter, Spring, Fall | Winter, Spring, Fall | Winter, Spring, Fall
CT Fac. Spec. - NOX Rate Winter v.4.10 Final, Unit 632 and retrofits | 231 | 7286 | Rate Constraint in lbs/MMBtu | FALSE | L | Annual | Standard NOX | lb/MMBtu | 0.15 | 0.15 | 0.15 | 0.15 | 0.15 | 0.15 | 0.15
CT Fac. Spec. - NOX Rate Winter v.4.10 Final, Unit 632 and retrofits | 231 | 7286 | Rate Constraint in lbs/MMBtu | FALSE | L | Annual | Emissions at Affected Plants NOX | Thousand Tons | 0 | 0 | 0 | 0 | 0 | 0 | 0
CT Fac. Spec. - NOX Rate Winter v.4.10 Final, Unit 632 and retrofits | 231 | 7286 | Rate Constraint in lbs/MMBtu | FALSE | L | Annual | Allowances Purchased NOX | Thousand Tons | 0 | 0 | 0 | 0 | 0 | 0 | 0
CT Fac. Spec. - NOX Rate Winter v.4.10 Final, Unit 632 and retrofits | 231 | 7286 | Rate Constraint in lbs/MMBtu | FALSE | L | Annual | Allowances Sold NOX | Thousand Tons | 0 | 0 | 0 | 0 | 0 | 0 | 0
CT Fac. Spec. - NOX Rate Winter v.4.10 Final, Unit 632 and retrofits | 231 | 7286 | Rate Constraint in lbs/MMBtu | FALSE | L | Annual | Allowances Banked | Thousand Tons | 0 | 0 | 0 | 0 | 0 | 0 | 0
CT Fac. Spec. - NOX Rate Winter v.4.10 Final, Unit 632 and retrofits | 231 | 7286 | Rate Constraint in lbs/MMBtu | FALSE | L | Annual | Allowances Withdrawn (1:1) | Thousand Tons | 0 | 0 | 0 | 0 | 0 | 0 | 0
CT Fac. Spec. - NOX Rate Winter v.4.10 Final, Unit 632 and retrofits | 231 | 7286 | Rate Constraint in lbs/MMBtu | FALSE | L | Annual | Allowances Withdrawn (n:1) | Thousand Tons | 0 | 0 | 0 | 0 | 0 | 0 | 0
CT Fac. Spec. - NOX Rate Winter v.4.10 Final, Unit 632 and retrofits | 231 | 7286 | Rate Constraint in lbs/MMBtu | FALSE | L | Annual | Net Emissions Allowance Position | Thousand Tons | 0 | 0 | 0 | 0 | 0 | 0 | 0
CT Fac. Spec. - NOX Rate Winter v.4.10 Final, Unit 632 and retrofits | 231 | 7286 | Rate Constraint in lbs/MMBtu | FALSE | L | Annual | Fuel Consumed | TBtu | 0 | 0 | 0 | 0 | 0 | 0 | 0
CT Fac. Spec. - NOX Rate Winter v.4.10 Final, Unit 632 and retrofits | 231 | 7286 | Rate Constraint in lbs/MMBtu | FALSE | L | Annual | Rate | lb/MMBtu | 0 | 0 | 0 | 0 | 0 | 0 | 0
CT Fac. Spec. - NOX Rate Winter v.4.10 Final, Unit 632 and retrofits | 231 | 7286 | Rate Constraint in lbs/MMBtu | FALSE | L | Annual | Generation | TWh | 0 | 0 | 0 | 0 | 0 | 0 | 0
CT Fac. Spec. - NOX Rate Winter v.4.10 Final, Unit 632 and retrofits | 231 | 7286 | Rate Constraint in lbs/MMBtu | FALSE | L | Annual | Qualifying Generation | TWh | 0 | 0 | 0 | 0 | 0 | 0 | 0
CT Fac. Spec. - NOX Rate Winter v.4.10 Final, Unit 632 and retrofits | 231 | 7286 | Rate Constraint in lbs/MMBtu | FALSE | L | Annual | Rate | lb/MWh | 0 | 0 | 0 | 0 | 0 | 0 | 0
CT Fac. Spec. - NOX Rate Winter v.4.10 Final, Unit 632 and retrofits | 231 | 7286 | Rate Constraint in lbs/MMBtu | FALSE | L | Annual | Constraint Shadow Price | US2022$/Ton | 0 | 0 | 0 | 0 | 0 | 0 | 0
CT Fac. Spec. - NOX Rate Winter v.4.10 Final, Unit 636 and retrofits | 232 | 7286 | Rate Constraint in lbs/MMBtu | FALSE | L | Annual | Seasons Included | Seasons | Winter, Spring, Fall | Winter, Spring, Fall | Winter, Spring, Fall | Winter, Spring, Fall | Winter, Spring, Fall | Winter, Spring, Fall | Winter, Spring, Fall
CT Fac. Spec. - NOX Rate Winter v.4.10 Final, Unit 636 and retrofits | 232 | 7286 | Rate Constraint in lbs/MMBtu | FALSE | L | Annual | Standard NOX | lb/MMBtu | 0.15 | 0.15 | 0.15 | 0.15 | 0.15 | 0.15 | 0.15
CT Fac. Spec. - NOX Rate Winter v.4.10 Final, Unit 636 and retrofits | 232 | 7286 | Rate Constraint in lbs/MMBtu | FALSE | L | Annual | Emissions at Affected Plants NOX | Thousand Tons | 0 | 0 | 0 | 0 | 0 | 0 | 0
CT Fac. Spec. - NOX Rate Winter v.4.10 Final, Unit 636 and retrofits | 232 | 7286 | Rate Constraint in lbs/MMBtu | FALSE | L | Annual | Allowances Purchased NOX | Thousand Tons | 0 | 0 | 0 | 0 | 0 | 0 | 0
CT Fac. Spec. - NOX Rate Winter v.4.10 Final, Unit 636 and retrofits | 232 | 7286 | Rate Constraint in lbs/MMBtu | FALSE | L | Annual | Allowances Sold NOX | Thousand Tons | 0 | 0 | 0 | 0 | 0 | 0 | 0
CT Fac. Spec. - NOX Rate Winter v.4.10 Final, Unit 636 and retrofits | 232 | 7286 | Rate Constraint in lbs/MMBtu | FALSE | L | Annual | Allowances Banked | Thousand Tons | 0 | 0 | 0 | 0 | 0 | 0 | 0
CT Fac. Spec. - NOX Rate Winter v.4.10 Final, Unit 636 and retrofits | 232 | 7286 | Rate Constraint in lbs/MMBtu | FALSE | L | Annual | Allowances Withdrawn (1:1) | Thousand Tons | 0 | 0 | 0 | 0 | 0 | 0 | 0
CT Fac. Spec. - NOX Rate Winter v.4.10 Final, Unit 636 and retrofits | 232 | 7286 | Rate Constraint in lbs/MMBtu | FALSE | L | Annual | Allowances Withdrawn (n:1) | Thousand Tons | 0 | 0 | 0 | 0 | 0 | 0 | 0
CT Fac. Spec. - NOX Rate Winter v.4.10 Final, Unit 636 and retrofits | 232 | 7286 | Rate Constraint in lbs/MMBtu | FALSE | L | Annual | Net Emissions Allowance Position | Thousand Tons | 0 | 0 | 0 | 0 | 0 | 0 | 0
CT Fac. Spec. - NOX Rate Winter v.4.10 Final, Unit 636 and retrofits | 232 | 7286 | Rate Constraint in lbs/MMBtu | FALSE | L | Annual | Fuel Consumed | TBtu | 0 | 0 | 0 | 0 | 0 | 0 | 0
CT Fac. Spec. - NOX Rate Winter v.4.10 Final, Unit 636 and retrofits | 232 | 7286 | Rate Constraint in lbs/MMBtu | FALSE | L | Annual | Rate | lb/MMBtu | 0 | 0 | 0 | 0 | 0 | 0 | 0
CT Fac. Spec. - NOX Rate Winter v.4.10 Final, Unit 636 and retrofits | 232 | 7286 | Rate Constraint in lbs/MMBtu | FALSE | L | Annual | Generation | TWh | 0 | 0 | 0 | 0 | 0 | 0 | 0
CT Fac. Spec. - NOX Rate Winter v.4.10 Final, Unit 636 and retrofits | 232 | 7286 | Rate Constraint in lbs/MMBtu | FALSE | L | Annual | Qualifying Generation | TWh | 0 | 0 | 0 | 0 | 0 | 0 | 0
CT Fac. Spec. - NOX Rate Winter v.4.10 Final, Unit 636 and retrofits | 232 | 7286 | Rate Constraint in lbs/MMBtu | FALSE | L | Annual | Rate | lb/MWh | 0 | 0 | 0 | 0 | 0 | 0 | 0
CT Fac. Spec. - NOX Rate Winter v.4.10 Final, Unit 636 and retrofits | 232 | 7286 | Rate Constraint in lbs/MMBtu | FALSE | L | Annual | Constraint Shadow Price | US2022$/Ton | 0 | 0 | 0 | 0 | 0 | 0 | 0
CT Fac. Spec. - NOX Rate Winter v.4.10 Final, Unit 637 and retrofits | 233 | 7286 | Rate Constraint in lbs/MMBtu | FALSE | L | Annual | Seasons Included | Seasons | Winter, Spring, Fall | Winter, Spring, Fall | Winter, Spring, Fall | Winter, Spring, Fall | Winter, Spring, Fall | Winter, Spring, Fall | Winter, Spring, Fall
CT Fac. Spec. - NOX Rate Winter v.4.10 Final, Unit 637 and retrofits | 233 | 7286 | Rate Constraint in lbs/MMBtu | FALSE | L | Annual | Standard NOX | lb/MMBtu | 0.15 | 0.15 | 0.15 | 0.15 | 0.15 | 0.15 | 0.15
CT Fac. Spec. - NOX Rate Winter v.4.10 Final, Unit 637 and retrofits | 233 | 7286 | Rate Constraint in lbs/MMBtu | FALSE | L | Annual | Emissions at Affected Plants NOX | Thousand Tons | 0 | 0 | 0 | 0 | 0 | 0 | 0
CT Fac. Spec. - NOX Rate Winter v.4.10 Final, Unit 637 and retrofits | 233 | 7286 | Rate Constraint in lbs/MMBtu | FALSE | L | Annual | Allowances Purchased NOX | Thousand Tons | 0 | 0 | 0 | 0 | 0 | 0 | 0
CT Fac. Spec. - NOX Rate Winter v.4.10 Final, Unit 637 and retrofits | 233 | 7286 | Rate Constraint in lbs/MMBtu | FALSE | L | Annual | Allowances Sold NOX | Thousand Tons | 0 | 0 | 0 | 0 | 0 | 0 | 0
CT Fac. Spec. - NOX Rate Winter v.4.10 Final, Unit 637 and retrofits | 233 | 7286 | Rate Constraint in lbs/MMBtu | FALSE | L | Annual | Allowances Banked | Thousand Tons | 0 | 0 | 0 | 0 | 0 | 0 | 0
CT Fac. Spec. - NOX Rate Winter v.4.10 Final, Unit 637 and retrofits | 233 | 7286 | Rate Constraint in lbs/MMBtu | FALSE | L | Annual | Allowances Withdrawn (1:1) | Thousand Tons | 0 | 0 | 0 | 0 | 0 | 0 | 0
CT Fac. Spec. - NOX Rate Winter v.4.10 Final, Unit 637 and retrofits | 233 | 7286 | Rate Constraint in lbs/MMBtu | FALSE | L | Annual | Allowances Withdrawn (n:1) | Thousand Tons | 0 | 0 | 0 | 0 | 0 | 0 | 0
CT Fac. Spec. - NOX Rate Winter v.4.10 Final, Unit 637 and retrofits | 233 | 7286 | Rate Constraint in lbs/MMBtu | FALSE | L | Annual | Net Emissions Allowance Position | Thousand Tons | 0 | 0 | 0 | 0 | 0 | 0 | 0
CT Fac. Spec. - NOX Rate Winter v.4.10 Final, Unit 637 and retrofits | 233 | 7286 | Rate Constraint in lbs/MMBtu | FALSE | L | Annual | Fuel Consumed | TBtu | 0 | 0 | 0 | 0 | 0 | 0 | 0
CT Fac. Spec. - NOX Rate Winter v.4.10 Final, Unit 637 and retrofits | 233 | 7286 | Rate Constraint in lbs/MMBtu | FALSE | L | Annual | Rate | lb/MMBtu | 0 | 0 | 0 | 0 | 0 | 0 | 0
CT Fac. Spec. - NOX Rate Winter v.4.10 Final, Unit 637 and retrofits | 233 | 7286 | Rate Constraint in lbs/MMBtu | FALSE | L | Annual | Generation | TWh | 0 | 0 | 0 | 0 | 0 | 0 | 0
CT Fac. Spec. - NOX Rate Winter v.4.10 Final, Unit 637 and retrofits | 233 | 7286 | Rate Constraint in lbs/MMBtu | FALSE | L | Annual | Qualifying Generation | TWh | 0 | 0 | 0 | 0 | 0 | 0 | 0
CT Fac. Spec. - NOX Rate Winter v.4.10 Final, Unit 637 and retrofits | 233 | 7286 | Rate Constraint in lbs/MMBtu | FALSE | L | Annual | Rate | lb/MWh | 0 | 0 | 0 | 0 | 0 | 0 | 0
CT Fac. Spec. - NOX Rate Winter v.4.10 Final, Unit 637 and retrofits | 233 | 7286 | Rate Constraint in lbs/MMBtu | FALSE | L | Annual | Constraint Shadow Price | US2022$/Ton | 0 | 0 | 0 | 0 | 0 | 0 | 0
CT Fac. Spec. - NOX Rate Winter v.4.10 Final, Unit 638 and retrofits | 234 | 7286 | Rate Constraint in lbs/MMBtu | FALSE | L | Annual | Seasons Included | Seasons | Winter, Spring, Fall | Winter, Spring, Fall | Winter, Spring, Fall | Winter, Spring, Fall | Winter, Spring, Fall | Winter, Spring, Fall | Winter, Spring, Fall
CT Fac. Spec. - NOX Rate Winter v.4.10 Final, Unit 638 and retrofits | 234 | 7286 | Rate Constraint in lbs/MMBtu | FALSE | L | Annual | Standard NOX | lb/MMBtu | 0.15 | 0.15 | 0.15 | 0.15 | 0.15 | 0.15 | 0.15
CT Fac. Spec. - NOX Rate Winter v.4.10 Final, Unit 638 and retrofits | 234 | 7286 | Rate Constraint in lbs/MMBtu | FALSE | L | Annual | Emissions at Affected Plants NOX | Thousand Tons | 0 | 0 | 0 | 0 | 0 | 0 | 0
CT Fac. Spec. - NOX Rate Winter v.4.10 Final, Unit 638 and retrofits | 234 | 7286 | Rate Constraint in lbs/MMBtu | FALSE | L | Annual | Allowances Purchased NOX | Thousand Tons | 0 | 0 | 0 | 0 | 0 | 0 | 0
CT Fac. Spec. - NOX Rate Winter v.4.10 Final, Unit 638 and retrofits | 234 | 7286 | Rate Constraint in lbs/MMBtu | FALSE | L | Annual | Allowances Sold NOX | Thousand Tons | 0 | 0 | 0 | 0 | 0 | 0 | 0
CT Fac. Spec. - NOX Rate Winter v.4.10 Final, Unit 638 and retrofits | 234 | 7286 | Rate Constraint in lbs/MMBtu | FALSE | L | Annual | Allowances Banked | Thousand Tons | 0 | 0 | 0 | 0 | 0 | 0 | 0
CT Fac. Spec. - NOX Rate Winter v.4.10 Final, Unit 638 and retrofits | 234 | 7286 | Rate Constraint in lbs/MMBtu | FALSE | L | Annual | Allowances Withdrawn (1:1) | Thousand Tons | 0 | 0 | 0 | 0 | 0 | 0 | 0
CT Fac. Spec. - NOX Rate Winter v.4.10 Final, Unit 638 and retrofits | 234 | 7286 | Rate Constraint in lbs/MMBtu | FALSE | L | Annual | Allowances Withdrawn (n:1) | Thousand Tons | 0 | 0 | 0 | 0 | 0 | 0 | 0
CT Fac. Spec. - NOX Rate Winter v.4.10 Final, Unit 638 and retrofits | 234 | 7286 | Rate Constraint in lbs/MMBtu | FALSE | L | Annual | Net Emissions Allowance Position | Thousand Tons | 0 | 0 | 0 | 0 | 0 | 0 | 0
CT Fac. Spec. - NOX Rate Winter v.4.10 Final, Unit 638 and retrofits | 234 | 7286 | Rate Constraint in lbs/MMBtu | FALSE | L | Annual | Fuel Consumed | TBtu | 0 | 0 | 0 | 0 | 0 | 0 | 0
CT Fac. Spec. - NOX Rate Winter v.4.10 Final, Unit 638 and retrofits | 234 | 7286 | Rate Constraint in lbs/MMBtu | FALSE | L | Annual | Rate | lb/MMBtu | 0 | 0 | 0 | 0 | 0 | 0 | 0
CT Fac. Spec. - NOX Rate Winter v.4.10 Final, Unit 638 and retrofits | 234 | 7286 | Rate Constraint in lbs/MMBtu | FALSE | L | Annual | Generation | TWh | 0 | 0 | 0 | 0 | 0 | 0 | 0
CT Fac. Spec. - NOX Rate Winter v.4.10 Final, Unit 638 and retrofits | 234 | 7286 | Rate Constraint in lbs/MMBtu | FALSE | L | Annual | Qualifying Generation | TWh | 0 | 0 | 0 | 0 | 0 | 0 | 0
CT Fac. Spec. - NOX Rate Winter v.4.10 Final, Unit 638 and retrofits | 234 | 7286 | Rate Constraint in lbs/MMBtu | FALSE | L | Annual | Rate | lb/MWh | 0 | 0 | 0 | 0 | 0 | 0 | 0
CT Fac. Spec. - NOX Rate Winter v.4.10 Final, Unit 638 and retrofits | 234 | 7286 | Rate Constraint in lbs/MMBtu | FALSE | L | Annual | Constraint Shadow Price | US2022$/Ton | 0 | 0 | 0 | 0 | 0 | 0 | 0
CT Fac. Spec. - NOX Rate Winter v.4.10 Final, Unit 639 and retrofits | 235 | 7286 | Rate Constraint in lbs/MMBtu | FALSE | L | Annual | Seasons Included | Seasons | Winter, Spring, Fall | Winter, Spring, Fall | Winter, Spring, Fall | Winter, Spring, Fall | Winter, Spring, Fall | Winter, Spring, Fall | Winter, Spring, Fall
CT Fac. Spec. - NOX Rate Winter v.4.10 Final, Unit 639 and retrofits | 235 | 7286 | Rate Constraint in lbs/MMBtu | FALSE | L | Annual | Standard NOX | lb/MMBtu | 0.15 | 0.15 | 0.15 | 0.15 | 0.15 | 0.15 | 0.15
CT Fac. Spec. - NOX Rate Winter v.4.10 Final, Unit 639 and retrofits | 235 | 7286 | Rate Constraint in lbs/MMBtu | FALSE | L | Annual | Emissions at Affected Plants NOX | Thousand Tons | 0 | 0 | 0 | 0 | 0 | 0 | 0
CT Fac. Spec. - NOX Rate Winter v.4.10 Final, Unit 639 and retrofits | 235 | 7286 | Rate Constraint in lbs/MMBtu | FALSE | L | Annual | Allowances Purchased NOX | Thousand Tons | 0 | 0 | 0 | 0 | 0 | 0 | 0
CT Fac. Spec. - NOX Rate Winter v.4.10 Final, Unit 639 and retrofits | 235 | 7286 | Rate Constraint in lbs/MMBtu | FALSE | L | Annual | Allowances Sold NOX | Thousand Tons | 0 | 0 | 0 | 0 | 0 | 0 | 0
CT Fac. Spec. - NOX Rate Winter v.4.10 Final, Unit 639 and retrofits | 235 | 7286 | Rate Constraint in lbs/MMBtu | FALSE | L | Annual | Allowances Banked | Thousand Tons | 0 | 0 | 0 | 0 | 0 | 0 | 0
CT Fac. Spec. - NOX Rate Winter v.4.10 Final, Unit 639 and retrofits | 235 | 7286 | Rate Constraint in lbs/MMBtu | FALSE | L | Annual | Allowances Withdrawn (1:1) | Thousand Tons | 0 | 0 | 0 | 0 | 0 | 0 | 0
CT Fac. Spec. - NOX Rate Winter v.4.10 Final, Unit 639 and retrofits | 235 | 7286 | Rate Constraint in lbs/MMBtu | FALSE | L | Annual | Allowances Withdrawn (n:1) | Thousand Tons | 0 | 0 | 0 | 0 | 0 | 0 | 0
CT Fac. Spec. - NOX Rate Winter v.4.10 Final, Unit 639 and retrofits | 235 | 7286 | Rate Constraint in lbs/MMBtu | FALSE | L | Annual | Net Emissions Allowance Position | Thousand Tons | 0 | 0 | 0 | 0 | 0 | 0 | 0
CT Fac. Spec. - NOX Rate Winter v.4.10 Final, Unit 639 and retrofits | 235 | 7286 | Rate Constraint in lbs/MMBtu | FALSE | L | Annual | Fuel Consumed | TBtu | 0 | 0 | 0 | 0 | 0 | 0 | 0
CT Fac. Spec. - NOX Rate Winter v.4.10 Final, Unit 639 and retrofits | 235 | 7286 | Rate Constraint in lbs/MMBtu | FALSE | L | Annual | Rate | lb/MMBtu | 0 | 0 | 0 | 0 | 0 | 0 | 0
CT Fac. Spec. - NOX Rate Winter v.4.10 Final, Unit 639 and retrofits | 235 | 7286 | Rate Constraint in lbs/MMBtu | FALSE | L | Annual | Generation | TWh | 0 | 0 | 0 | 0 | 0 | 0 | 0
CT Fac. Spec. - NOX Rate Winter v.4.10 Final, Unit 639 and retrofits | 235 | 7286 | Rate Constraint in lbs/MMBtu | FALSE | L | Annual | Qualifying Generation | TWh | 0 | 0 | 0 | 0 | 0 | 0 | 0
CT Fac. Spec. - NOX Rate Winter v.4.10 Final, Unit 639 and retrofits | 235 | 7286 | Rate Constraint in lbs/MMBtu | FALSE | L | Annual | Rate | lb/MWh | 0 | 0 | 0 | 0 | 0 | 0 | 0
CT Fac. Spec. - NOX Rate Winter v.4.10 Final, Unit 639 and retrofits | 235 | 7286 | Rate Constraint in lbs/MMBtu | FALSE | L | Annual | Constraint Shadow Price | US2022$/Ton | 0 | 0 | 0 | 0 | 0 | 0 | 0
CT Fac. Spec. - NOX Rate Winter v.4.10 Final, Unit 640 and retrofits | 236 | 7286 | Rate Constraint in lbs/MMBtu | FALSE | L | Annual | Seasons Included | Seasons | Winter, Spring, Fall | Winter, Spring, Fall | Winter, Spring, Fall | Winter, Spring, Fall | Winter, Spring, Fall | Winter, Spring, Fall | Winter, Spring, Fall
CT Fac. Spec. - NOX Rate Winter v.4.10 Final, Unit 640 and retrofits | 236 | 7286 | Rate Constraint in lbs/MMBtu | FALSE | L | Annual | Standard NOX | lb/MMBtu | 0.15 | 0.15 | 0.15 | 0.15 | 0.15 | 0.15 | 0.15
CT Fac. Spec. - NOX Rate Winter v.4.10 Final, Unit 640 and retrofits | 236 | 7286 | Rate Constraint in lbs/MMBtu | FALSE | L | Annual | Emissions at Affected Plants NOX | Thousand Tons | 0 | 0 | 0 | 0 | 0 | 0 | 0
CT Fac. Spec. - NOX Rate Winter v.4.10 Final, Unit 640 and retrofits | 236 | 7286 | Rate Constraint in lbs/MMBtu | FALSE | L | Annual | Allowances Purchased NOX | Thousand Tons | 0 | 0 | 0 | 0 | 0 | 0 | 0
CT Fac. Spec. - NOX Rate Winter v.4.10 Final, Unit 640 and retrofits | 236 | 7286 | Rate Constraint in lbs/MMBtu | FALSE | L | Annual | Allowances Sold NOX | Thousand Tons | 0 | 0 | 0 | 0 | 0 | 0 | 0
CT Fac. Spec. - NOX Rate Winter v.4.10 Final, Unit 640 and retrofits | 236 | 7286 | Rate Constraint in lbs/MMBtu | FALSE | L | Annual | Allowances Banked | Thousand Tons | 0 | 0 | 0 | 0 | 0 | 0 | 0
CT Fac. Spec. - NOX Rate Winter v.4.10 Final, Unit 640 and retrofits | 236 | 7286 | Rate Constraint in lbs/MMBtu | FALSE | L | Annual | Allowances Withdrawn (1:1) | Thousand Tons | 0 | 0 | 0 | 0 | 0 | 0 | 0
CT Fac. Spec. - NOX Rate Winter v.4.10 Final, Unit 640 and retrofits | 236 | 7286 | Rate Constraint in lbs/MMBtu | FALSE | L | Annual | Allowances Withdrawn (n:1) | Thousand Tons | 0 | 0 | 0 | 0 | 0 | 0 | 0
CT Fac. Spec. - NOX Rate Winter v.4.10 Final, Unit 640 and retrofits | 236 | 7286 | Rate Constraint in lbs/MMBtu | FALSE | L | Annual | Net Emissions Allowance Position | Thousand Tons | 0 | 0 | 0 | 0 | 0 | 0 | 0
CT Fac. Spec. - NOX Rate Winter v.4.10 Final, Unit 640 and retrofits | 236 | 7286 | Rate Constraint in lbs/MMBtu | FALSE | L | Annual | Fuel Consumed | TBtu | 0 | 0 | 0 | 0 | 0 | 0 | 0
CT Fac. Spec. - NOX Rate Winter v.4.10 Final, Unit 640 and retrofits | 236 | 7286 | Rate Constraint in lbs/MMBtu | FALSE | L | Annual | Rate | lb/MMBtu | 0 | 0 | 0 | 0 | 0 | 0 | 0
CT Fac. Spec. - NOX Rate Winter v.4.10 Final, Unit 640 and retrofits | 236 | 7286 | Rate Constraint in lbs/MMBtu | FALSE | L | Annual | Generation | TWh | 0 | 0 | 0 | 0 | 0 | 0 | 0
CT Fac. Spec. - NOX Rate Winter v.4.10 Final, Unit 640 and retrofits | 236 | 7286 | Rate Constraint in lbs/MMBtu | FALSE | L | Annual | Qualifying Generation | TWh | 0 | 0 | 0 | 0 | 0 | 0 | 0
CT Fac. Spec. - NOX Rate Winter v.4.10 Final, Unit 640 and retrofits | 236 | 7286 | Rate Constraint in lbs/MMBtu | FALSE | L | Annual | Rate | lb/MWh | 0 | 0 | 0 | 0 | 0 | 0 | 0
CT Fac. Spec. - NOX Rate Winter v.4.10 Final, Unit 640 and retrofits | 236 | 7286 | Rate Constraint in lbs/MMBtu | FALSE | L | Annual | Constraint Shadow Price | US2022$/Ton | 0 | 0 | 0 | 0 | 0 | 0 | 0
CT Fac. Spec. - NOX Rate Winter v.4.10 Final, Unit 641 and retrofits | 237 | 7286 | Rate Constraint in lbs/MMBtu | FALSE | L | Annual | Seasons Included | Seasons | Winter, Spring, Fall | Winter, Spring, Fall | Winter, Spring, Fall | Winter, Spring, Fall | Winter, Spring, Fall | Winter, Spring, Fall | Winter, Spring, Fall
CT Fac. Spec. - NOX Rate Winter v.4.10 Final, Unit 641 and retrofits | 237 | 7286 | Rate Constraint in lbs/MMBtu | FALSE | L | Annual | Standard NOX | lb/MMBtu | 0.15 | 0.15 | 0.15 | 0.15 | 0.15 | 0.15 | 0.15
CT Fac. Spec. - NOX Rate Winter v.4.10 Final, Unit 641 and retrofits | 237 | 7286 | Rate Constraint in lbs/MMBtu | FALSE | L | Annual | Emissions at Affected Plants NOX | Thousand Tons | 0 | 0 | 0 | 0 | 0 | 0 | 0
CT Fac. Spec. - NOX Rate Winter v.4.10 Final, Unit 641 and retrofits | 237 | 7286 | Rate Constraint in lbs/MMBtu | FALSE | L | Annual | Allowances Purchased NOX | Thousand Tons | 0 | 0 | 0 | 0 | 0 | 0 | 0
CT Fac. Spec. - NOX Rate Winter v.4.10 Final, Unit 641 and retrofits | 237 | 7286 | Rate Constraint in lbs/MMBtu | FALSE | L | Annual | Allowances Sold NOX | Thousand Tons | 0 | 0 | 0 | 0 | 0 | 0 | 0
CT Fac. Spec. - NOX Rate Winter v.4.10 Final, Unit 641 and retrofits | 237 | 7286 | Rate Constraint in lbs/MMBtu | FALSE | L | Annual | Allowances Banked | Thousand Tons | 0 | 0 | 0 | 0 | 0 | 0 | 0
CT Fac. Spec. - NOX Rate Winter v.4.10 Final, Unit 641 and retrofits | 237 | 7286 | Rate Constraint in lbs/MMBtu | FALSE | L | Annual | Allowances Withdrawn (1:1) | Thousand Tons | 0 | 0 | 0 | 0 | 0 | 0 | 0
CT Fac. Spec. - NOX Rate Winter v.4.10 Final, Unit 641 and retrofits | 237 | 7286 | Rate Constraint in lbs/MMBtu | FALSE | L | Annual | Allowances Withdrawn (n:1) | Thousand Tons | 0 | 0 | 0 | 0 | 0 | 0 | 0
CT Fac. Spec. - NOX Rate Winter v.4.10 Final, Unit 641 and retrofits | 237 | 7286 | Rate Constraint in lbs/MMBtu | FALSE | L | Annual | Net Emissions Allowance Position | Thousand Tons | 0 | 0 | 0 | 0 | 0 | 0 | 0
CT Fac. Spec. - NOX Rate Winter v.4.10 Final, Unit 641 and retrofits | 237 | 7286 | Rate Constraint in lbs/MMBtu | FALSE | L | Annual | Fuel Consumed | TBtu | 0 | 0 | 0 | 0 | 0 | 0 | 0
CT Fac. Spec. - NOX Rate Winter v.4.10 Final, Unit 641 and retrofits | 237 | 7286 | Rate Constraint in lbs/MMBtu | FALSE | L | Annual | Rate | lb/MMBtu | 0 | 0 | 0 | 0 | 0 | 0 | 0
CT Fac. Spec. - NOX Rate Winter v.4.10 Final, Unit 641 and retrofits | 237 | 7286 | Rate Constraint in lbs/MMBtu | FALSE | L | Annual | Generation | TWh | 0 | 0 | 0 | 0 | 0 | 0 | 0
CT Fac. Spec. - NOX Rate Winter v.4.10 Final, Unit 641 and retrofits | 237 | 7286 | Rate Constraint in lbs/MMBtu | FALSE | L | Annual | Qualifying Generation | TWh | 0 | 0 | 0 | 0 | 0 | 0 | 0
CT Fac. Spec. - NOX Rate Winter v.4.10 Final, Unit 641 and retrofits | 237 | 7286 | Rate Constraint in lbs/MMBtu | FALSE | L | Annual | Rate | lb/MWh | 0 | 0 | 0 | 0 | 0 | 0 | 0
CT Fac. Spec. - NOX Rate Winter v.4.10 Final, Unit 641 and retrofits | 237 | 7286 | Rate Constraint in lbs/MMBtu | FALSE | L | Annual | Constraint Shadow Price | US2022$/Ton | 0 | 0 | 0 | 0 | 0 | 0 | 0
CT Fac. Spec. - NOX Rate Winter v.4.10 Final, Unit 642 and retrofits | 238 | 7286 | Rate Constraint in lbs/MMBtu | FALSE | L | Annual | Seasons Included | Seasons | Winter, Spring, Fall | Winter, Spring, Fall | Winter, Spring, Fall | Winter, Spring, Fall | Winter, Spring, Fall | Winter, Spring, Fall | Winter, Spring, Fall
CT Fac. Spec. - NOX Rate Winter v.4.10 Final, Unit 642 and retrofits | 238 | 7286 | Rate Constraint in lbs/MMBtu | FALSE | L | Annual | Standard NOX | lb/MMBtu | 0.15 | 0.15 | 0.15 | 0.15 | 0.15 | 0.15 | 0.15
CT Fac. Spec. - NOX Rate Winter v.4.10 Final, Unit 642 and retrofits | 238 | 7286 | Rate Constraint in lbs/MMBtu | FALSE | L | Annual | Emissions at Affected Plants NOX | Thousand Tons | 0 | 0 | 0 | 0 | 0 | 0 | 0
CT Fac. Spec. - NOX Rate Winter v.4.10 Final, Unit 642 and retrofits | 238 | 7286 | Rate Constraint in lbs/MMBtu | FALSE | L | Annual | Allowances Purchased NOX | Thousand Tons | 0 | 0 | 0 | 0 | 0 | 0 | 0
CT Fac. Spec. - NOX Rate Winter v.4.10 Final, Unit 642 and retrofits | 238 | 7286 | Rate Constraint in lbs/MMBtu | FALSE | L | Annual | Allowances Sold NOX | Thousand Tons | 0 | 0 | 0 | 0 | 0 | 0 | 0
CT Fac. Spec. - NOX Rate Winter v.4.10 Final, Unit 642 and retrofits | 238 | 7286 | Rate Constraint in lbs/MMBtu | FALSE | L | Annual | Allowances Banked | Thousand Tons | 0 | 0 | 0 | 0 | 0 | 0 | 0
CT Fac. Spec. - NOX Rate Winter v.4.10 Final, Unit 642 and retrofits | 238 | 7286 | Rate Constraint in lbs/MMBtu | FALSE | L | Annual | Allowances Withdrawn (1:1) | Thousand Tons | 0 | 0 | 0 | 0 | 0 | 0 | 0
CT Fac. Spec. - NOX Rate Winter v.4.10 Final, Unit 642 and retrofits | 238 | 7286 | Rate Constraint in lbs/MMBtu | FALSE | L | Annual | Allowances Withdrawn (n:1) | Thousand Tons | 0 | 0 | 0 | 0 | 0 | 0 | 0
CT Fac. Spec. - NOX Rate Winter v.4.10 Final, Unit 642 and retrofits | 238 | 7286 | Rate Constraint in lbs/MMBtu | FALSE | L | Annual | Net Emissions Allowance Position | Thousand Tons | 0 | 0 | 0 | 0 | 0 | 0 | 0
CT Fac. Spec. - NOX Rate Winter v.4.10 Final, Unit 642 and retrofits | 238 | 7286 | Rate Constraint in lbs/MMBtu | FALSE | L | Annual | Fuel Consumed | TBtu | 0 | 0 | 0 | 0 | 0 | 0 | 0
CT Fac. Spec. - NOX Rate Winter v.4.10 Final, Unit 642 and retrofits | 238 | 7286 | Rate Constraint in lbs/MMBtu | FALSE | L | Annual | Rate | lb/MMBtu | 0 | 0 | 0 | 0 | 0 | 0 | 0
CT Fac. Spec. - NOX Rate Winter v.4.10 Final, Unit 642 and retrofits | 238 | 7286 | Rate Constraint in lbs/MMBtu | FALSE | L | Annual | Generation | TWh | 0 | 0 | 0 | 0 | 0 | 0 | 0
CT Fac. Spec. - NOX Rate Winter v.4.10 Final, Unit 642 and retrofits | 238 | 7286 | Rate Constraint in lbs/MMBtu | FALSE | L | Annual | Qualifying Generation | TWh | 0 | 0 | 0 | 0 | 0 | 0 | 0
CT Fac. Spec. - NOX Rate Winter v.4.10 Final, Unit 642 and retrofits | 238 | 7286 | Rate Constraint in lbs/MMBtu | FALSE | L | Annual | Rate | lb/MWh | 0 | 0 | 0 | 0 | 0 | 0 | 0
CT Fac. Spec. - NOX Rate Winter v.4.10 Final, Unit 642 and retrofits | 238 | 7286 | Rate Constraint in lbs/MMBtu | FALSE | L | Annual | Constraint Shadow Price | US2022$/Ton | 0 | 0 | 0 | 0 | 0 | 0 | 0
CT Fac. Spec. - NOX Rate Winter v.4.10 Final, Unit 643 and retrofits | 239 | 7286 | Rate Constraint in lbs/MMBtu | FALSE | L | Annual | Seasons Included | Seasons | Winter, Spring, Fall | Winter, Spring, Fall | Winter, Spring, Fall | Winter, Spring, Fall | Winter, Spring, Fall | Winter, Spring, Fall | Winter, Spring, Fall
CT Fac. Spec. - NOX Rate Winter v.4.10 Final, Unit 643 and retrofits | 239 | 7286 | Rate Constraint in lbs/MMBtu | FALSE | L | Annual | Standard NOX | lb/MMBtu | 0.15 | 0.15 | 0.15 | 0.15 | 0.15 | 0.15 | 0.15
CT Fac. Spec. - NOX Rate Winter v.4.10 Final, Unit 643 and retrofits | 239 | 7286 | Rate Constraint in lbs/MMBtu | FALSE | L | Annual | Emissions at Affected Plants NOX | Thousand Tons | 0 | 0 | 0 | 0 | 0 | 0 | 0
CT Fac. Spec. - NOX Rate Winter v.4.10 Final, Unit 643 and retrofits | 239 | 7286 | Rate Constraint in lbs/MMBtu | FALSE | L | Annual | Allowances Purchased NOX | Thousand Tons | 0 | 0 | 0 | 0 | 0 | 0 | 0
CT Fac. Spec. - NOX Rate Winter v.4.10 Final, Unit 643 and retrofits | 239 | 7286 | Rate Constraint in lbs/MMBtu | FALSE | L | Annual | Allowances Sold NOX | Thousand Tons | 0 | 0 | 0 | 0 | 0 | 0 | 0
CT Fac. Spec. - NOX Rate Winter v.4.10 Final, Unit 643 and retrofits | 239 | 7286 | Rate Constraint in lbs/MMBtu | FALSE | L | Annual | Allowances Banked | Thousand Tons | 0 | 0 | 0 | 0 | 0 | 0 | 0
CT Fac. Spec. - NOX Rate Winter v.4.10 Final, Unit 643 and retrofits | 239 | 7286 | Rate Constraint in lbs/MMBtu | FALSE | L | Annual | Allowances Withdrawn (1:1) | Thousand Tons | 0 | 0 | 0 | 0 | 0 | 0 | 0
CT Fac. Spec. - NOX Rate Winter v.4.10 Final, Unit 643 and retrofits | 239 | 7286 | Rate Constraint in lbs/MMBtu | FALSE | L | Annual | Allowances Withdrawn (n:1) | Thousand Tons | 0 | 0 | 0 | 0 | 0 | 0 | 0
CT Fac. Spec. - NOX Rate Winter v.4.10 Final, Unit 643 and retrofits | 239 | 7286 | Rate Constraint in lbs/MMBtu | FALSE | L | Annual | Net Emissions Allowance Position | Thousand Tons | 0 | 0 | 0 | 0 | 0 | 0 | 0
CT Fac. Spec. - NOX Rate Winter v.4.10 Final, Unit 643 and retrofits | 239 | 7286 | Rate Constraint in lbs/MMBtu | FALSE | L | Annual | Fuel Consumed | TBtu | 0 | 0 | 0 | 0 | 0 | 0 | 0
CT Fac. Spec. - NOX Rate Winter v.4.10 Final, Unit 643 and retrofits | 239 | 7286 | Rate Constraint in lbs/MMBtu | FALSE | L | Annual | Rate | lb/MMBtu | 0 | 0 | 0 | 0 | 0 | 0 | 0
CT Fac. Spec. - NOX Rate Winter v.4.10 Final, Unit 643 and retrofits | 239 | 7286 | Rate Constraint in lbs/MMBtu | FALSE | L | Annual | Generation | TWh | 0 | 0 | 0 | 0 | 0 | 0 | 0
CT Fac. Spec. - NOX Rate Winter v.4.10 Final, Unit 643 and retrofits | 239 | 7286 | Rate Constraint in lbs/MMBtu | FALSE | L | Annual | Qualifying Generation | TWh | 0 | 0 | 0 | 0 | 0 | 0 | 0
CT Fac. Spec. - NOX Rate Winter v.4.10 Final, Unit 643 and retrofits | 239 | 7286 | Rate Constraint in lbs/MMBtu | FALSE | L | Annual | Rate | lb/MWh | 0 | 0 | 0 | 0 | 0 | 0 | 0
CT Fac. Spec. - NOX Rate Winter v.4.10 Final, Unit 643 and retrofits | 239 | 7286 | Rate Constraint in lbs/MMBtu | FALSE | L | Annual | Constraint Shadow Price | US2022$/Ton | 0 | 0 | 0 | 0 | 0 | 0 | 0
CT Fac. Spec. - NOX Rate Winter v.4.10 Final, Unit 644 and retrofits | 240 | 7286 | Rate Constraint in lbs/MMBtu | FALSE | L | Annual | Seasons Included | Seasons | Winter, Spring, Fall | Winter, Spring, Fall | Winter, Spring, Fall | Winter, Spring, Fall | Winter, Spring, Fall | Winter, Spring, Fall | Winter, Spring, Fall
CT Fac. Spec. - NOX Rate Winter v.4.10 Final, Unit 644 and retrofits | 240 | 7286 | Rate Constraint in lbs/MMBtu | FALSE | L | Annual | Standard NOX | lb/MMBtu | 0.15 | 0.15 | 0.15 | 0.15 | 0.15 | 0.15 | 0.15
CT Fac. Spec. - NOX Rate Winter v.4.10 Final, Unit 644 and retrofits | 240 | 7286 | Rate Constraint in lbs/MMBtu | FALSE | L | Annual | Emissions at Affected Plants NOX | Thousand Tons | 0 | 0 | 0 | 0 | 0 | 0 | 0
CT Fac. Spec. - NOX Rate Winter v.4.10 Final, Unit 644 and retrofits | 240 | 7286 | Rate Constraint in lbs/MMBtu | FALSE | L | Annual | Allowances Purchased NOX | Thousand Tons | 0 | 0 | 0 | 0 | 0 | 0 | 0
CT Fac. Spec. - NOX Rate Winter v.4.10 Final, Unit 644 and retrofits | 240 | 7286 | Rate Constraint in lbs/MMBtu | FALSE | L | Annual | Allowances Sold NOX | Thousand Tons | 0 | 0 | 0 | 0 | 0 | 0 | 0
CT Fac. Spec. - NOX Rate Winter v.4.10 Final, Unit 644 and retrofits | 240 | 7286 | Rate Constraint in lbs/MMBtu | FALSE | L | Annual | Allowances Banked | Thousand Tons | 0 | 0 | 0 | 0 | 0 | 0 | 0
CT Fac. Spec. - NOX Rate Winter v.4.10 Final, Unit 644 and retrofits | 240 | 7286 | Rate Constraint in lbs/MMBtu | FALSE | L | Annual | Allowances Withdrawn (1:1) | Thousand Tons | 0 | 0 | 0 | 0 | 0 | 0 | 0
CT Fac. Spec. - NOX Rate Winter v.4.10 Final, Unit 644 and retrofits | 240 | 7286 | Rate Constraint in lbs/MMBtu | FALSE | L | Annual | Allowances Withdrawn (n:1) | Thousand Tons | 0 | 0 | 0 | 0 | 0 | 0 | 0
CT Fac. Spec. - NOX Rate Winter v.4.10 Final, Unit 644 and retrofits | 240 | 7286 | Rate Constraint in lbs/MMBtu | FALSE | L | Annual | Net Emissions Allowance Position | Thousand Tons | 0 | 0 | 0 | 0 | 0 | 0 | 0
CT Fac. Spec. - NOX Rate Winter v.4.10 Final, Unit 644 and retrofits | 240 | 7286 | Rate Constraint in lbs/MMBtu | FALSE | L | Annual | Fuel Consumed | TBtu | 0 | 0 | 0 | 0 | 0 | 0 | 0
CT Fac. Spec. - NOX Rate Winter v.4.10 Final, Unit 644 and retrofits | 240 | 7286 | Rate Constraint in lbs/MMBtu | FALSE | L | Annual | Rate | lb/MMBtu | 0 | 0 | 0 | 0 | 0 | 0 | 0
CT Fac. Spec. - NOX Rate Winter v.4.10 Final, Unit 644 and retrofits | 240 | 7286 | Rate Constraint in lbs/MMBtu | FALSE | L | Annual | Generation | TWh | 0 | 0 | 0 | 0 | 0 | 0 | 0
CT Fac. Spec. - NOX Rate Winter v.4.10 Final, Unit 644 and retrofits | 240 | 7286 | Rate Constraint in lbs/MMBtu | FALSE | L | Annual | Qualifying Generation | TWh | 0 | 0 | 0 | 0 | 0 | 0 | 0
CT Fac. Spec. - NOX Rate Winter v.4.10 Final, Unit 644 and retrofits | 240 | 7286 | Rate Constraint in lbs/MMBtu | FALSE | L | Annual | Rate | lb/MWh | 0 | 0 | 0 | 0 | 0 | 0 | 0
CT Fac. Spec. - NOX Rate Winter v.4.10 Final, Unit 644 and retrofits | 240 | 7286 | Rate Constraint in lbs/MMBtu | FALSE | L | Annual | Constraint Shadow Price | US2022$/Ton | 0 | 0 | 0 | 0 | 0 | 0 | 0
CT Fac. Spec. - NOX Rate Winter v.4.10 Final, Unit 645 and retrofits | 241 | 7286 | Rate Constraint in lbs/MMBtu | FALSE | L | Annual | Seasons Included | Seasons | Winter, Spring, Fall | Winter, Spring, Fall | Winter, Spring, Fall | Winter, Spring, Fall | Winter, Spring, Fall | Winter, Spring, Fall | Winter, Spring, Fall
CT Fac. Spec. - NOX Rate Winter v.4.10 Final, Unit 645 and retrofits | 241 | 7286 | Rate Constraint in lbs/MMBtu | FALSE | L | Annual | Standard NOX | lb/MMBtu | 0.15 | 0.15 | 0.15 | 0.15 | 0.15 | 0.15 | 0.15
CT Fac. Spec. - NOX Rate Winter v.4.10 Final, Unit 645 and retrofits | 241 | 7286 | Rate Constraint in lbs/MMBtu | FALSE | L | Annual | Emissions at Affected Plants NOX | Thousand Tons | 0 | 0 | 0 | 0 | 0 | 0 | 0
CT Fac. Spec. - NOX Rate Winter v.4.10 Final, Unit 645 and retrofits | 241 | 7286 | Rate Constraint in lbs/MMBtu | FALSE | L | Annual | Allowances Purchased NOX | Thousand Tons | 0 | 0 | 0 | 0 | 0 | 0 | 0
CT Fac. Spec. - NOX Rate Winter v.4.10 Final, Unit 645 and retrofits | 241 | 7286 | Rate Constraint in lbs/MMBtu | FALSE | L | Annual | Allowances Sold NOX | Thousand Tons | 0 | 0 | 0 | 0 | 0 | 0 | 0
CT Fac. Spec. - NOX Rate Winter v.4.10 Final, Unit 645 and retrofits | 241 | 7286 | Rate Constraint in lbs/MMBtu | FALSE | L | Annual | Allowances Banked | Thousand Tons | 0 | 0 | 0 | 0 | 0 | 0 | 0
CT Fac. Spec. - NOX Rate Winter v.4.10 Final, Unit 645 and retrofits | 241 | 7286 | Rate Constraint in lbs/MMBtu | FALSE | L | Annual | Allowances Withdrawn (1:1) | Thousand Tons | 0 | 0 | 0 | 0 | 0 | 0 | 0
CT Fac. Spec. - NOX Rate Winter v.4.10 Final, Unit 645 and retrofits | 241 | 7286 | Rate Constraint in lbs/MMBtu | FALSE | L | Annual | Allowances Withdrawn (n:1) | Thousand Tons | 0 | 0 | 0 | 0 | 0 | 0 | 0
CT Fac. Spec. - NOX Rate Winter v.4.10 Final, Unit 645 and retrofits | 241 | 7286 | Rate Constraint in lbs/MMBtu | FALSE | L | Annual | Net Emissions Allowance Position | Thousand Tons | 0 | 0 | 0 | 0 | 0 | 0 | 0
CT Fac. Spec. - NOX Rate Winter v.4.10 Final, Unit 645 and retrofits | 241 | 7286 | Rate Constraint in lbs/MMBtu | FALSE | L | Annual | Fuel Consumed | TBtu | 0 | 0 | 0 | 0 | 0 | 0 | 0
CT Fac. Spec. - NOX Rate Winter v.4.10 Final, Unit 645 and retrofits | 241 | 7286 | Rate Constraint in lbs/MMBtu | FALSE | L | Annual | Rate | lb/MMBtu | 0 | 0 | 0 | 0 | 0 | 0 | 0
CT Fac. Spec. - NOX Rate Winter v.4.10 Final, Unit 645 and retrofits | 241 | 7286 | Rate Constraint in lbs/MMBtu | FALSE | L | Annual | Generation | TWh | 0 | 0 | 0 | 0 | 0 | 0 | 0
CT Fac. Spec. - NOX Rate Winter v.4.10 Final, Unit 645 and retrofits | 241 | 7286 | Rate Constraint in lbs/MMBtu | FALSE | L | Annual | Qualifying Generation | TWh | 0 | 0 | 0 | 0 | 0 | 0 | 0
CT Fac. Spec. - NOX Rate Winter v.4.10 Final, Unit 645 and retrofits | 241 | 7286 | Rate Constraint in lbs/MMBtu | FALSE | L | Annual | Rate | lb/MWh | 0 | 0 | 0 | 0 | 0 | 0 | 0
CT Fac. Spec. - NOX Rate Winter v.4.10 Final, Unit 645 and retrofits | 241 | 7286 | Rate Constraint in lbs/MMBtu | FALSE | L | Annual | Constraint Shadow Price | US2022$/Ton | 0 | 0 | 0 | 0 | 0 | 0 | 0
CT Fac. Spec. - NOX Rate Winter v.4.10 Final, Unit 646 and retrofits | 242 | 7286 | Rate Constraint in lbs/MMBtu | FALSE | L | Annual | Seasons Included | Seasons | Winter, Spring, Fall | Winter, Spring, Fall | Winter, Spring, Fall | Winter, Spring, Fall | Winter, Spring, Fall | Winter, Spring, Fall | Winter, Spring, Fall
CT Fac. Spec. - NOX Rate Winter v.4.10 Final, Unit 646 and retrofits | 242 | 7286 | Rate Constraint in lbs/MMBtu | FALSE | L | Annual | Standard NOX | lb/MMBtu | 0.15 | 0.15 | 0.15 | 0.15 | 0.15 | 0.15 | 0.15
CT Fac. Spec. - NOX Rate Winter v.4.10 Final, Unit 646 and retrofits | 242 | 7286 | Rate Constraint in lbs/MMBtu | FALSE | L | Annual | Emissions at Affected Plants NOX | Thousand Tons | 0 | 0 | 0 | 0 | 0 | 0 | 0
CT Fac. Spec. - NOX Rate Winter v.4.10 Final, Unit 646 and retrofits | 242 | 7286 | Rate Constraint in lbs/MMBtu | FALSE | L | Annual | Allowances Purchased NOX | Thousand Tons | 0 | 0 | 0 | 0 | 0 | 0 | 0
CT Fac. Spec. - NOX Rate Winter v.4.10 Final, Unit 646 and retrofits | 242 | 7286 | Rate Constraint in lbs/MMBtu | FALSE | L | Annual | Allowances Sold NOX | Thousand Tons | 0 | 0 | 0 | 0 | 0 | 0 | 0
CT Fac. Spec. - NOX Rate Winter v.4.10 Final, Unit 646 and retrofits | 242 | 7286 | Rate Constraint in lbs/MMBtu | FALSE | L | Annual | Allowances Banked | Thousand Tons | 0 | 0 | 0 | 0 | 0 | 0 | 0
CT Fac. Spec. - NOX Rate Winter v.4.10 Final, Unit 646 and retrofits | 242 | 7286 | Rate Constraint in lbs/MMBtu | FALSE | L | Annual | Allowances Withdrawn (1:1) | Thousand Tons | 0 | 0 | 0 | 0 | 0 | 0 | 0
CT Fac. Spec. - NOX Rate Winter v.4.10 Final, Unit 646 and retrofits | 242 | 7286 | Rate Constraint in lbs/MMBtu | FALSE | L | Annual | Allowances Withdrawn (n:1) | Thousand Tons | 0 | 0 | 0 | 0 | 0 | 0 | 0
CT Fac. Spec. - NOX Rate Winter v.4.10 Final, Unit 646 and retrofits | 242 | 7286 | Rate Constraint in lbs/MMBtu | FALSE | L | Annual | Net Emissions Allowance Position | Thousand Tons | 0 | 0 | 0 | 0 | 0 | 0 | 0
CT Fac. Spec. - NOX Rate Winter v.4.10 Final, Unit 646 and retrofits | 242 | 7286 | Rate Constraint in lbs/MMBtu | FALSE | L | Annual | Fuel Consumed | TBtu | 0 | 0 | 0 | 0 | 0 | 0 | 0
CT Fac. Spec. - NOX Rate Winter v.4.10 Final, Unit 646 and retrofits | 242 | 7286 | Rate Constraint in lbs/MMBtu | FALSE | L | Annual | Rate | lb/MMBtu | 0 | 0 | 0 | 0 | 0 | 0 | 0
CT Fac. Spec. - NOX Rate Winter v.4.10 Final, Unit 646 and retrofits | 242 | 7286 | Rate Constraint in lbs/MMBtu | FALSE | L | Annual | Generation | TWh | 0 | 0 | 0 | 0 | 0 | 0 | 0
CT Fac. Spec. - NOX Rate Winter v.4.10 Final, Unit 646 and retrofits | 242 | 7286 | Rate Constraint in lbs/MMBtu | FALSE | L | Annual | Qualifying Generation | TWh | 0 | 0 | 0 | 0 | 0 | 0 | 0
CT Fac. Spec. - NOX Rate Winter v.4.10 Final, Unit 646 and retrofits | 242 | 7286 | Rate Constraint in lbs/MMBtu | FALSE | L | Annual | Rate | lb/MWh | 0 | 0 | 0 | 0 | 0 | 0 | 0
CT Fac. Spec. - NOX Rate Winter v.4.10 Final, Unit 646 and retrofits | 242 | 7286 | Rate Constraint in lbs/MMBtu | FALSE | L | Annual | Constraint Shadow Price | US2022$/Ton | 0 | 0 | 0 | 0 | 0 | 0 | 0
CT Fac. Spec. - NOX Rate Winter v.4.10 Final, Unit 647 and retrofits | 243 | 7286 | Rate Constraint in lbs/MMBtu | FALSE | L | Annual | Seasons Included | Seasons | Winter, Spring, Fall | Winter, Spring, Fall | Winter, Spring, Fall | Winter, Spring, Fall | Winter, Spring, Fall | Winter, Spring, Fall | Winter, Spring, Fall
CT Fac. Spec. - NOX Rate Winter v.4.10 Final, Unit 647 and retrofits | 243 | 7286 | Rate Constraint in lbs/MMBtu | FALSE | L | Annual | Standard NOX | lb/MMBtu | 0.15 | 0.15 | 0.15 | 0.15 | 0.15 | 0.15 | 0.15
CT Fac. Spec. - NOX Rate Winter v.4.10 Final, Unit 647 and retrofits | 243 | 7286 | Rate Constraint in lbs/MMBtu | FALSE | L | Annual | Emissions at Affected Plants NOX | Thousand Tons | 0 | 0 | 0 | 0 | 0 | 0 | 0
CT Fac. Spec. - NOX Rate Winter v.4.10 Final, Unit 647 and retrofits | 243 | 7286 | Rate Constraint in lbs/MMBtu | FALSE | L | Annual | Allowances Purchased NOX | Thousand Tons | 0 | 0 | 0 | 0 | 0 | 0 | 0
CT Fac. Spec. - NOX Rate Winter v.4.10 Final, Unit 647 and retrofits | 243 | 7286 | Rate Constraint in lbs/MMBtu | FALSE | L | Annual | Allowances Sold NOX | Thousand Tons | 0 | 0 | 0 | 0 | 0 | 0 | 0
CT Fac. Spec. - NOX Rate Winter v.4.10 Final, Unit 647 and retrofits | 243 | 7286 | Rate Constraint in lbs/MMBtu | FALSE | L | Annual | Allowances Banked | Thousand Tons | 0 | 0 | 0 | 0 | 0 | 0 | 0
CT Fac. Spec. - NOX Rate Winter v.4.10 Final, Unit 647 and retrofits | 243 | 7286 | Rate Constraint in lbs/MMBtu | FALSE | L | Annual | Allowances Withdrawn (1:1) | Thousand Tons | 0 | 0 | 0 | 0 | 0 | 0 | 0
CT Fac. Spec. - NOX Rate Winter v.4.10 Final, Unit 647 and retrofits | 243 | 7286 | Rate Constraint in lbs/MMBtu | FALSE | L | Annual | Allowances Withdrawn (n:1) | Thousand Tons | 0 | 0 | 0 | 0 | 0 | 0 | 0
CT Fac. Spec. - NOX Rate Winter v.4.10 Final, Unit 647 and retrofits | 243 | 7286 | Rate Constraint in lbs/MMBtu | FALSE | L | Annual | Net Emissions Allowance Position | Thousand Tons | 0 | 0 | 0 | 0 | 0 | 0 | 0
CT Fac. Spec. - NOX Rate Winter v.4.10 Final, Unit 647 and retrofits | 243 | 7286 | Rate Constraint in lbs/MMBtu | FALSE | L | Annual | Fuel Consumed | TBtu | 0 | 0 | 0 | 0 | 0 | 0 | 0
CT Fac. Spec. - NOX Rate Winter v.4.10 Final, Unit 647 and retrofits | 243 | 7286 | Rate Constraint in lbs/MMBtu | FALSE | L | Annual | Rate | lb/MMBtu | 0 | 0 | 0 | 0 | 0 | 0 | 0
CT Fac. Spec. - NOX Rate Winter v.4.10 Final, Unit 647 and retrofits | 243 | 7286 | Rate Constraint in lbs/MMBtu | FALSE | L | Annual | Generation | TWh | 0 | 0 | 0 | 0 | 0 | 0 | 0
CT Fac. Spec. - NOX Rate Winter v.4.10 Final, Unit 647 and retrofits | 243 | 7286 | Rate Constraint in lbs/MMBtu | FALSE | L | Annual | Qualifying Generation | TWh | 0 | 0 | 0 | 0 | 0 | 0 | 0
CT Fac. Spec. - NOX Rate Winter v.4.10 Final, Unit 647 and retrofits | 243 | 7286 | Rate Constraint in lbs/MMBtu | FALSE | L | Annual | Rate | lb/MWh | 0 | 0 | 0 | 0 | 0 | 0 | 0
CT Fac. Spec. - NOX Rate Winter v.4.10 Final, Unit 647 and retrofits | 243 | 7286 | Rate Constraint in lbs/MMBtu | FALSE | L | Annual | Constraint Shadow Price | US2022$/Ton | 0 | 0 | 0 | 0 | 0 | 0 | 0
CT Fac. Spec. - NOX Rate Winter v.4.10 Final, Unit 648 and retrofits | 244 | 7286 | Rate Constraint in lbs/MMBtu | FALSE | L | Annual | Seasons Included | Seasons | Winter, Spring, Fall | Winter, Spring, Fall | Winter, Spring, Fall | Winter, Spring, Fall | Winter, Spring, Fall | Winter, Spring, Fall | Winter, Spring, Fall
CT Fac. Spec. - NOX Rate Winter v.4.10 Final, Unit 648 and retrofits | 244 | 7286 | Rate Constraint in lbs/MMBtu | FALSE | L | Annual | Standard NOX | lb/MMBtu | 0.15 | 0.15 | 0.15 | 0.15 | 0.15 | 0.15 | 0.15
CT Fac. Spec. - NOX Rate Winter v.4.10 Final, Unit 648 and retrofits | 244 | 7286 | Rate Constraint in lbs/MMBtu | FALSE | L | Annual | Emissions at Affected Plants NOX | Thousand Tons | 0 | 0 | 0 | 0 | 0 | 0 | 0
CT Fac. Spec. - NOX Rate Winter v.4.10 Final, Unit 648 and retrofits | 244 | 7286 | Rate Constraint in lbs/MMBtu | FALSE | L | Annual | Allowances Purchased NOX | Thousand Tons | 0 | 0 | 0 | 0 | 0 | 0 | 0
CT Fac. Spec. - NOX Rate Winter v.4.10 Final, Unit 648 and retrofits | 244 | 7286 | Rate Constraint in lbs/MMBtu | FALSE | L | Annual | Allowances Sold NOX | Thousand Tons | 0 | 0 | 0 | 0 | 0 | 0 | 0
CT Fac. Spec. - NOX Rate Winter v.4.10 Final, Unit 648 and retrofits | 244 | 7286 | Rate Constraint in lbs/MMBtu | FALSE | L | Annual | Allowances Banked | Thousand Tons | 0 | 0 | 0 | 0 | 0 | 0 | 0
CT Fac. Spec. - NOX Rate Winter v.4.10 Final, Unit 648 and retrofits | 244 | 7286 | Rate Constraint in lbs/MMBtu | FALSE | L | Annual | Allowances Withdrawn (1:1) | Thousand Tons | 0 | 0 | 0 | 0 | 0 | 0 | 0
CT Fac. Spec. - NOX Rate Winter v.4.10 Final, Unit 648 and retrofits | 244 | 7286 | Rate Constraint in lbs/MMBtu | FALSE | L | Annual | Allowances Withdrawn (n:1) | Thousand Tons | 0 | 0 | 0 | 0 | 0 | 0 | 0
CT Fac. Spec. - NOX Rate Winter v.4.10 Final, Unit 648 and retrofits | 244 | 7286 | Rate Constraint in lbs/MMBtu | FALSE | L | Annual | Net Emissions Allowance Position | Thousand Tons | 0 | 0 | 0 | 0 | 0 | 0 | 0
CT Fac. Spec. - NOX Rate Winter v.4.10 Final, Unit 648 and retrofits | 244 | 7286 | Rate Constraint in lbs/MMBtu | FALSE | L | Annual | Fuel Consumed | TBtu | 0 | 0 | 0 | 0 | 0 | 0 | 0
CT Fac. Spec. - NOX Rate Winter v.4.10 Final, Unit 648 and retrofits | 244 | 7286 | Rate Constraint in lbs/MMBtu | FALSE | L | Annual | Rate | lb/MMBtu | 0 | 0 | 0 | 0 | 0 | 0 | 0
CT Fac. Spec. - NOX Rate Winter v.4.10 Final, Unit 648 and retrofits | 244 | 7286 | Rate Constraint in lbs/MMBtu | FALSE | L | Annual | Generation | TWh | 0 | 0 | 0 | 0 | 0 | 0 | 0
CT Fac. Spec. - NOX Rate Winter v.4.10 Final, Unit 648 and retrofits | 244 | 7286 | Rate Constraint in lbs/MMBtu | FALSE | L | Annual | Qualifying Generation | TWh | 0 | 0 | 0 | 0 | 0 | 0 | 0
CT Fac. Spec. - NOX Rate Winter v.4.10 Final, Unit 648 and retrofits | 244 | 7286 | Rate Constraint in lbs/MMBtu | FALSE | L | Annual | Rate | lb/MWh | 0 | 0 | 0 | 0 | 0 | 0 | 0
CT Fac. Spec. - NOX Rate Winter v.4.10 Final, Unit 648 and retrofits | 244 | 7286 | Rate Constraint in lbs/MMBtu | FALSE | L | Annual | Constraint Shadow Price | US2022$/Ton | 0 | 0 | 0 | 0 | 0 | 0 | 0
CT Fac. Spec. - NOX Rate Winter v.4.10 Final, Unit 649 and retrofits | 245 | 7286 | Rate Constraint in lbs/MMBtu | FALSE | L | Annual | Seasons Included | Seasons | Winter, Spring, Fall | Winter, Spring, Fall | Winter, Spring, Fall | Winter, Spring, Fall | Winter, Spring, Fall | Winter, Spring, Fall | Winter, Spring, Fall
CT Fac. Spec. - NOX Rate Winter v.4.10 Final, Unit 649 and retrofits | 245 | 7286 | Rate Constraint in lbs/MMBtu | FALSE | L | Annual | Standard NOX | lb/MMBtu | 0.15 | 0.15 | 0.15 | 0.15 | 0.15 | 0.15 | 0.15
CT Fac. Spec. - NOX Rate Winter v.4.10 Final, Unit 649 and retrofits | 245 | 7286 | Rate Constraint in lbs/MMBtu | FALSE | L | Annual | Emissions at Affected Plants NOX | Thousand Tons | 0 | 0 | 0 | 0 | 0 | 0 | 0
CT Fac. Spec. - NOX Rate Winter v.4.10 Final, Unit 649 and retrofits | 245 | 7286 | Rate Constraint in lbs/MMBtu | FALSE | L | Annual | Allowances Purchased NOX | Thousand Tons | 0 | 0 | 0 | 0 | 0 | 0 | 0
CT Fac. Spec. - NOX Rate Winter v.4.10 Final, Unit 649 and retrofits | 245 | 7286 | Rate Constraint in lbs/MMBtu | FALSE | L | Annual | Allowances Sold NOX | Thousand Tons | 0 | 0 | 0 | 0 | 0 | 0 | 0
CT Fac. Spec. - NOX Rate Winter v.4.10 Final, Unit 649 and retrofits | 245 | 7286 | Rate Constraint in lbs/MMBtu | FALSE | L | Annual | Allowances Banked | Thousand Tons | 0 | 0 | 0 | 0 | 0 | 0 | 0
CT Fac. Spec. - NOX Rate Winter v.4.10 Final, Unit 649 and retrofits | 245 | 7286 | Rate Constraint in lbs/MMBtu | FALSE | L | Annual | Allowances Withdrawn (1:1) | Thousand Tons | 0 | 0 | 0 | 0 | 0 | 0 | 0
CT Fac. Spec. - NOX Rate Winter v.4.10 Final, Unit 649 and retrofits | 245 | 7286 | Rate Constraint in lbs/MMBtu | FALSE | L | Annual | Allowances Withdrawn (n:1) | Thousand Tons | 0 | 0 | 0 | 0 | 0 | 0 | 0
CT Fac. Spec. - NOX Rate Winter v.4.10 Final, Unit 649 and retrofits | 245 | 7286 | Rate Constraint in lbs/MMBtu | FALSE | L | Annual | Net Emissions Allowance Position | Thousand Tons | 0 | 0 | 0 | 0 | 0 | 0 | 0
CT Fac. Spec. - NOX Rate Winter v.4.10 Final, Unit 649 and retrofits | 245 | 7286 | Rate Constraint in lbs/MMBtu | FALSE | L | Annual | Fuel Consumed | TBtu | 0 | 0 | 0 | 0 | 0 | 0 | 0
CT Fac. Spec. - NOX Rate Winter v.4.10 Final, Unit 649 and retrofits | 245 | 7286 | Rate Constraint in lbs/MMBtu | FALSE | L | Annual | Rate | lb/MMBtu | 0 | 0 | 0 | 0 | 0 | 0 | 0
CT Fac. Spec. - NOX Rate Winter v.4.10 Final, Unit 649 and retrofits | 245 | 7286 | Rate Constraint in lbs/MMBtu | FALSE | L | Annual | Generation | TWh | 0 | 0 | 0 | 0 | 0 | 0 | 0
CT Fac. Spec. - NOX Rate Winter v.4.10 Final, Unit 649 and retrofits | 245 | 7286 | Rate Constraint in lbs/MMBtu | FALSE | L | Annual | Qualifying Generation | TWh | 0 | 0 | 0 | 0 | 0 | 0 | 0
CT Fac. Spec. - NOX Rate Winter v.4.10 Final, Unit 649 and retrofits | 245 | 7286 | Rate Constraint in lbs/MMBtu | FALSE | L | Annual | Rate | lb/MWh | 0 | 0 | 0 | 0 | 0 | 0 | 0
CT Fac. Spec. - NOX Rate Winter v.4.10 Final, Unit 649 and retrofits | 245 | 7286 | Rate Constraint in lbs/MMBtu | FALSE | L | Annual | Constraint Shadow Price | US2022$/Ton | 0 | 0 | 0 | 0 | 0 | 0 | 0
CT Fac. Spec. - NOX Rate Winter v.4.10 Final, Unit 1717 and retrofits | 246 | 7286 | Rate Constraint in lbs/MMBtu | FALSE | L | Annual | Seasons Included | Seasons | Winter, Spring, Fall | Winter, Spring, Fall | Winter, Spring, Fall | Winter, Spring, Fall | Winter, Spring, Fall | Winter, Spring, Fall | Winter, Spring, Fall
CT Fac. Spec. - NOX Rate Winter v.4.10 Final, Unit 1717 and retrofits | 246 | 7286 | Rate Constraint in lbs/MMBtu | FALSE | L | Annual | Standard NOX | lb/MMBtu | 0.15 | 0.15 | 0.15 | 0.15 | 0.15 | 0.15 | 0.15
CT Fac. Spec. - NOX Rate Winter v.4.10 Final, Unit 1717 and retrofits | 246 | 7286 | Rate Constraint in lbs/MMBtu | FALSE | L | Annual | Emissions at Affected Plants NOX | Thousand Tons | 0.026058 | 0.022008 | 0.0046961 | 0 | 0 | 0 | 0
CT Fac. Spec. - NOX Rate Winter v.4.10 Final, Unit 1717 and retrofits | 246 | 7286 | Rate Constraint in lbs/MMBtu | FALSE | L | Annual | Allowances Purchased NOX | Thousand Tons | 0 | 0 | 0 | 0 | 0 | 0 | 0
CT Fac. Spec. - NOX Rate Winter v.4.10 Final, Unit 1717 and retrofits | 246 | 7286 | Rate Constraint in lbs/MMBtu | FALSE | L | Annual | Allowances Sold NOX | Thousand Tons | 0 | 0 | 0 | 0 | 0 | 0 | 0
CT Fac. Spec. - NOX Rate Winter v.4.10 Final, Unit 1717 and retrofits | 246 | 7286 | Rate Constraint in lbs/MMBtu | FALSE | L | Annual | Allowances Banked | Thousand Tons | 0 | 0 | 0 | 0 | 0 | 0 | 0
CT Fac. Spec. - NOX Rate Winter v.4.10 Final, Unit 1717 and retrofits | 246 | 7286 | Rate Constraint in lbs/MMBtu | FALSE | L | Annual | Allowances Withdrawn (1:1) | Thousand Tons | 0 | 0 | 0 | 0 | 0 | 0 | 0
CT Fac. Spec. - NOX Rate Winter v.4.10 Final, Unit 1717 and retrofits | 246 | 7286 | Rate Constraint in lbs/MMBtu | FALSE | L | Annual | Allowances Withdrawn (n:1) | Thousand Tons | 0 | 0 | 0 | 0 | 0 | 0 | 0
CT Fac. Spec. - NOX Rate Winter v.4.10 Final, Unit 1717 and retrofits | 246 | 7286 | Rate Constraint in lbs/MMBtu | FALSE | L | Annual | Net Emissions Allowance Position | Thousand Tons | 0.026058 | 0.022008 | 0.0046961 | 0 | 0 | 0 | 0
CT Fac. Spec. - NOX Rate Winter v.4.10 Final, Unit 1717 and retrofits | 246 | 7286 | Rate Constraint in lbs/MMBtu | FALSE | L | Annual | Fuel Consumed | TBtu | 2.6361 | 2.2264 | 0.47507 | 0 | 0 | 0 | 0
CT Fac. Spec. - NOX Rate Winter v.4.10 Final, Unit 1717 and retrofits | 246 | 7286 | Rate Constraint in lbs/MMBtu | FALSE | L | Annual | Rate | lb/MMBtu | 0.01977 | 0.01977 | 0.01977 | 0 | 0 | 0 | 0
CT Fac. Spec. - NOX Rate Winter v.4.10 Final, Unit 1717 and retrofits | 246 | 7286 | Rate Constraint in lbs/MMBtu | FALSE | L | Annual | Generation | TWh | 0.37144 | 0.31371 | 0.06694 | 0 | 0 | 0 | 0
CT Fac. Spec. - NOX Rate Winter v.4.10 Final, Unit 1717 and retrofits | 246 | 7286 | Rate Constraint in lbs/MMBtu | FALSE | L | Annual | Qualifying Generation | TWh | 0.37144 | 0.31371 | 0.06694 | 0 | 0 | 0 | 0
CT Fac. Spec. - NOX Rate Winter v.4.10 Final, Unit 1717 and retrofits | 246 | 7286 | Rate Constraint in lbs/MMBtu | FALSE | L | Annual | Rate | lb/MWh | 0.14031 | 0.14031 | 0.14031 | 0 | 0 | 0 | 0
CT Fac. Spec. - NOX Rate Winter v.4.10 Final, Unit 1717 and retrofits | 246 | 7286 | Rate Constraint in lbs/MMBtu | FALSE | L | Annual | Constraint Shadow Price | US2022$/Ton | 0 | 0 | 0 | 0 | 0 | 0 | 0
CT Fac. Spec. - NOX Rate Winter v.4.10 Final, Unit 1718 and retrofits | 247 | 7286 | Rate Constraint in lbs/MMBtu | FALSE | L | Annual | Seasons Included | Seasons | Winter, Spring, Fall | Winter, Spring, Fall | Winter, Spring, Fall | Winter, Spring, Fall | Winter, Spring, Fall | Winter, Spring, Fall | Winter, Spring, Fall
CT Fac. Spec. - NOX Rate Winter v.4.10 Final, Unit 1718 and retrofits | 247 | 7286 | Rate Constraint in lbs/MMBtu | FALSE | L | Annual | Standard NOX | lb/MMBtu | 0.15 | 0.15 | 0.15 | 0.15 | 0.15 | 0.15 | 0.15
CT Fac. Spec. - NOX Rate Winter v.4.10 Final, Unit 1718 and retrofits | 247 | 7286 | Rate Constraint in lbs/MMBtu | FALSE | L | Annual | Emissions at Affected Plants NOX | Thousand Tons | 0.024919 | 0.020426 | 0.0041515 | 0 | 0 | 0 | 0
CT Fac. Spec. - NOX Rate Winter v.4.10 Final, Unit 1718 and retrofits | 247 | 7286 | Rate Constraint in lbs/MMBtu | FALSE | L | Annual | Allowances Purchased NOX | Thousand Tons | 0 | 0 | 0 | 0 | 0 | 0 | 0
CT Fac. Spec. - NOX Rate Winter v.4.10 Final, Unit 1718 and retrofits | 247 | 7286 | Rate Constraint in lbs/MMBtu | FALSE | L | Annual | Allowances Sold NOX | Thousand Tons | 0 | 0 | 0 | 0 | 0 | 0 | 0
CT Fac. Spec. - NOX Rate Winter v.4.10 Final, Unit 1718 and retrofits | 247 | 7286 | Rate Constraint in lbs/MMBtu | FALSE | L | Annual | Allowances Banked | Thousand Tons | 0 | 0 | 0 | 0 | 0 | 0 | 0
CT Fac. Spec. - NOX Rate Winter v.4.10 Final, Unit 1718 and retrofits | 247 | 7286 | Rate Constraint in lbs/MMBtu | FALSE | L | Annual | Allowances Withdrawn (1:1) | Thousand Tons | 0 | 0 | 0 | 0 | 0 | 0 | 0
CT Fac. Spec. - NOX Rate Winter v.4.10 Final, Unit 1718 and retrofits | 247 | 7286 | Rate Constraint in lbs/MMBtu | FALSE | L | Annual | Allowances Withdrawn (n:1) | Thousand Tons | 0 | 0 | 0 | 0 | 0 | 0 | 0
CT Fac. Spec. - NOX Rate Winter v.4.10 Final, Unit 1718 and retrofits | 247 | 7286 | Rate Constraint in lbs/MMBtu | FALSE | L | Annual | Net Emissions Allowance Position | Thousand Tons | 0.024919 | 0.020426 | 0.0041515 | 0 | 0 | 0 | 0
CT Fac. Spec. - NOX Rate Winter v.4.10 Final, Unit 1718 and retrofits | 247 | 7286 | Rate Constraint in lbs/MMBtu | FALSE | L | Annual | Fuel Consumed | TBtu | 2.5209 | 2.0664 | 0.41998 | 0 | 0 | 0 | 0
CT Fac. Spec. - NOX Rate Winter v.4.10 Final, Unit 1718 and retrofits | 247 | 7286 | Rate Constraint in lbs/MMBtu | FALSE | L | Annual | Rate | lb/MMBtu | 0.01977 | 0.01977 | 0.01977 | 0 | 0 | 0 | 0
CT Fac. Spec. - NOX Rate Winter v.4.10 Final, Unit 1718 and retrofits | 247 | 7286 | Rate Constraint in lbs/MMBtu | FALSE | L | Annual | Generation | TWh | 0.35521 | 0.29116 | 0.059177 | 0 | 0 | 0 | 0
CT Fac. Spec. - NOX Rate Winter v.4.10 Final, Unit 1718 and retrofits | 247 | 7286 | Rate Constraint in lbs/MMBtu | FALSE | L | Annual | Qualifying Generation | TWh | 0.35521 | 0.29116 | 0.059177 | 0 | 0 | 0 | 0
CT Fac. Spec. - NOX Rate Winter v.4.10 Final, Unit 1718 and retrofits | 247 | 7286 | Rate Constraint in lbs/MMBtu | FALSE | L | Annual | Rate | lb/MWh | 0.14031 | 0.14031 | 0.14031 | 0 | 0 | 0 | 0
CT Fac. Spec. - NOX Rate Winter v.4.10 Final, Unit 1718 and retrofits | 247 | 7286 | Rate Constraint in lbs/MMBtu | FALSE | L | Annual | Constraint Shadow Price | US2022$/Ton | 0 | 0 | 0 | 0 | 0 | 0 | 0
CT Fac. Spec. - NOX Rate Winter v.4.10 Final, Unit 1719 and retrofits | 248 | 7286 | Rate Constraint in lbs/MMBtu | FALSE | L | Annual | Seasons Included | Seasons | Winter, Spring, Fall | Winter, Spring, Fall | Winter, Spring, Fall | Winter, Spring, Fall | Winter, Spring, Fall | Winter, Spring, Fall | Winter, Spring, Fall
CT Fac. Spec. - NOX Rate Winter v.4.10 Final, Unit 1719 and retrofits | 248 | 7286 | Rate Constraint in lbs/MMBtu | FALSE | L | Annual | Standard NOX | lb/MMBtu | 0.15 | 0.15 | 0.15 | 0.15 | 0.15 | 0.15 | 0.15
CT Fac. Spec. - NOX Rate Winter v.4.10 Final, Unit 1719 and retrofits | 248 | 7286 | Rate Constraint in lbs/MMBtu | FALSE | L | Annual | Emissions at Affected Plants NOX | Thousand Tons | 0.024777 | 0.01605 | 0.0041278 | 0 | 0 | 0 | 0
CT Fac. Spec. - NOX Rate Winter v.4.10 Final, Unit 1719 and retrofits | 248 | 7286 | Rate Constraint in lbs/MMBtu | FALSE | L | Annual | Allowances Purchased NOX | Thousand Tons | 0 | 0 | 0 | 0 | 0 | 0 | 0
CT Fac. Spec. - NOX Rate Winter v.4.10 Final, Unit 1719 and retrofits | 248 | 7286 | Rate Constraint in lbs/MMBtu | FALSE | L | Annual | Allowances Sold NOX | Thousand Tons | 0 | 0 | 0 | 0 | 0 | 0 | 0
CT Fac. Spec. - NOX Rate Winter v.4.10 Final, Unit 1719 and retrofits | 248 | 7286 | Rate Constraint in lbs/MMBtu | FALSE | L | Annual | Allowances Banked | Thousand Tons | 0 | 0 | 0 | 0 | 0 | 0 | 0
CT Fac. Spec. - NOX Rate Winter v.4.10 Final, Unit 1719 and retrofits | 248 | 7286 | Rate Constraint in lbs/MMBtu | FALSE | L | Annual | Allowances Withdrawn (1:1) | Thousand Tons | 0 | 0 | 0 | 0 | 0 | 0 | 0
CT Fac. Spec. - NOX Rate Winter v.4.10 Final, Unit 1719 and retrofits | 248 | 7286 | Rate Constraint in lbs/MMBtu | FALSE | L | Annual | Allowances Withdrawn (n:1) | Thousand Tons | 0 | 0 | 0 | 0 | 0 | 0 | 0
CT Fac. Spec. - NOX Rate Winter v.4.10 Final, Unit 1719 and retrofits | 248 | 7286 | Rate Constraint in lbs/MMBtu | FALSE | L | Annual | Net Emissions Allowance Position | Thousand Tons | 0.024777 | 0.01605 | 0.0041278 | 0 | 0 | 0 | 0
CT Fac. Spec. - NOX Rate Winter v.4.10 Final, Unit 1719 and retrofits | 248 | 7286 | Rate Constraint in lbs/MMBtu | FALSE | L | Annual | Fuel Consumed | TBtu | 2.5065 | 1.6237 | 0.41758 | 0 | 0 | 0 | 0
CT Fac. Spec. - NOX Rate Winter v.4.10 Final, Unit 1719 and retrofits | 248 | 7286 | Rate Constraint in lbs/MMBtu | FALSE | L | Annual | Rate | lb/MMBtu | 0.01977 | 0.01977 | 0.01977 | 0 | 0 | 0 | 0
CT Fac. Spec. - NOX Rate Winter v.4.10 Final, Unit 1719 and retrofits | 248 | 7286 | Rate Constraint in lbs/MMBtu | FALSE | L | Annual | Generation | TWh | 0.35318 | 0.22878 | 0.058839 | 0 | 0 | 0 | 0
CT Fac. Spec. - NOX Rate Winter v.4.10 Final, Unit 1719 and retrofits | 248 | 7286 | Rate Constraint in lbs/MMBtu | FALSE | L | Annual | Qualifying Generation | TWh | 0.35318 | 0.22878 | 0.058839 | 0 | 0 | 0 | 0
CT Fac. Spec. - NOX Rate Winter v.4.10 Final, Unit 1719 and retrofits | 248 | 7286 | Rate Constraint in lbs/MMBtu | FALSE | L | Annual | Rate | lb/MWh | 0.14031 | 0.14031 | 0.14031 | 0 | 0 | 0 | 0
CT Fac. Spec. - NOX Rate Winter v.4.10 Final, Unit 1719 and retrofits | 248 | 7286 | Rate Constraint in lbs/MMBtu | FALSE | L | Annual | Constraint Shadow Price | US2022$/Ton | 0 | 0 | 0 | 0 | 0 | 0 | 0
CT Fac. Spec. - NOX Rate Winter v.4.10 Final, Unit 1720 and retrofits | 249 | 7286 | Rate Constraint in lbs/MMBtu | FALSE | L | Annual | Seasons Included | Seasons | Winter, Spring, Fall | Winter, Spring, Fall | Winter, Spring, Fall | Winter, Spring, Fall | Winter, Spring, Fall | Winter, Spring, Fall | Winter, Spring, Fall
CT Fac. Spec. - NOX Rate Winter v.4.10 Final, Unit 1720 and retrofits | 249 | 7286 | Rate Constraint in lbs/MMBtu | FALSE | L | Annual | Standard NOX | lb/MMBtu | 0.15 | 0.15 | 0.15 | 0.15 | 0.15 | 0.15 | 0.15
CT Fac. Spec. - NOX Rate Winter v.4.10 Final, Unit 1720 and retrofits | 249 | 7286 | Rate Constraint in lbs/MMBtu | FALSE | L | Annual | Emissions at Affected Plants NOX | Thousand Tons | 0.0020326 | 0.00038514 | 0.00037332 | 0 | 0 | 0 | 0
CT Fac. Spec. - NOX Rate Winter v.4.10 Final, Unit 1720 and retrofits | 249 | 7286 | Rate Constraint in lbs/MMBtu | FALSE | L | Annual | Allowances Purchased NOX | Thousand Tons | 0 | 0 | 0 | 0 | 0 | 0 | 0
CT Fac. Spec. - NOX Rate Winter v.4.10 Final, Unit 1720 and retrofits | 249 | 7286 | Rate Constraint in lbs/MMBtu | FALSE | L | Annual | Allowances Sold NOX | Thousand Tons | 0 | 0 | 0 | 0 | 0 | 0 | 0
CT Fac. Spec. - NOX Rate Winter v.4.10 Final, Unit 1720 and retrofits | 249 | 7286 | Rate Constraint in lbs/MMBtu | FALSE | L | Annual | Allowances Banked | Thousand Tons | 0 | 0 | 0 | 0 | 0 | 0 | 0
CT Fac. Spec. - NOX Rate Winter v.4.10 Final, Unit 1720 and retrofits | 249 | 7286 | Rate Constraint in lbs/MMBtu | FALSE | L | Annual | Allowances Withdrawn (1:1) | Thousand Tons | 0 | 0 | 0 | 0 | 0 | 0 | 0
CT Fac. Spec. - NOX Rate Winter v.4.10 Final, Unit 1720 and retrofits | 249 | 7286 | Rate Constraint in lbs/MMBtu | FALSE | L | Annual | Allowances Withdrawn (n:1) | Thousand Tons | 0 | 0 | 0 | 0 | 0 | 0 | 0
CT Fac. Spec. - NOX Rate Winter v.4.10 Final, Unit 1720 and retrofits | 249 | 7286 | Rate Constraint in lbs/MMBtu | FALSE | L | Annual | Net Emissions Allowance Position | Thousand Tons | 0.0020326 | 0.00038514 | 0.00037332 | 0 | 0 | 0 | 0
CT Fac. Spec. - NOX Rate Winter v.4.10 Final, Unit 1720 and retrofits | 249 | 7286 | Rate Constraint in lbs/MMBtu | FALSE | L | Annual | Fuel Consumed | TBtu | 0.66208 | 0.12545 | 0.1216 | 0 | 0 | 0 | 0
CT Fac. Spec. - NOX Rate Winter v.4.10 Final, Unit 1720 and retrofits | 249 | 7286 | Rate Constraint in lbs/MMBtu | FALSE | L | Annual | Rate | lb/MMBtu | 0.00614 | 0.00614 | 0.00614 | 0 | 0 | 0 | 0
CT Fac. Spec. - NOX Rate Winter v.4.10 Final, Unit 1720 and retrofits | 249 | 7286 | Rate Constraint in lbs/MMBtu | FALSE | L | Annual | Generation | TWh | 0.089326 | 0.016926 | 0.016406 | 0 | 0 | 0 | 0
CT Fac. Spec. - NOX Rate Winter v.4.10 Final, Unit 1720 and retrofits | 249 | 7286 | Rate Constraint in lbs/MMBtu | FALSE | L | Annual | Qualifying Generation | TWh | 0.089326 | 0.016926 | 0.016406 | 0 | 0 | 0 | 0
CT Fac. Spec. - NOX Rate Winter v.4.10 Final, Unit 1720 and retrofits | 249 | 7286 | Rate Constraint in lbs/MMBtu | FALSE | L | Annual | Rate | lb/MWh | 0.04551 | 0.04551 | 0.04551 | 0 | 0 | 0 | 0
CT Fac. Spec. - NOX Rate Winter v.4.10 Final, Unit 1720 and retrofits | 249 | 7286 | Rate Constraint in lbs/MMBtu | FALSE | L | Annual | Constraint Shadow Price | US2022$/Ton | 0 | 0 | 0 | 0 | 0 | 0 | 0
CT Fac. Spec. - NOX Rate Winter v.4.10 Final, Unit 1721 and retrofits | 250 | 7286 | Rate Constraint in lbs/MMBtu | FALSE | L | Annual | Seasons Included | Seasons | Winter, Spring, Fall | Winter, Spring, Fall | Winter, Spring, Fall | Winter, Spring, Fall | Winter, Spring, Fall | Winter, Spring, Fall | Winter, Spring, Fall
CT Fac. Spec. - NOX Rate Winter v.4.10 Final, Unit 1721 and retrofits | 250 | 7286 | Rate Constraint in lbs/MMBtu | FALSE | L | Annual | Standard NOX | lb/MMBtu | 0.15 | 0.15 | 0.15 | 0.15 | 0.15 | 0.15 | 0.15
CT Fac. Spec. - NOX Rate Winter v.4.10 Final, Unit 1721 and retrofits | 250 | 7286 | Rate Constraint in lbs/MMBtu | FALSE | L | Annual | Emissions at Affected Plants NOX | Thousand Tons | 0.0018944 | 0.00035115 | 7.1247e-05 | 0 | 0 | 0 | 0
CT Fac. Spec. - NOX Rate Winter v.4.10 Final, Unit 1721 and retrofits | 250 | 7286 | Rate Constraint in lbs/MMBtu | FALSE | L | Annual | Allowances Purchased NOX | Thousand Tons | 0 | 0 | 0 | 0 | 0 | 0 | 0
CT Fac. Spec. - NOX Rate Winter v.4.10 Final, Unit 1721 and retrofits | 250 | 7286 | Rate Constraint in lbs/MMBtu | FALSE | L | Annual | Allowances Sold NOX | Thousand Tons | 0 | 0 | 0 | 0 | 0 | 0 | 0
CT Fac. Spec. - NOX Rate Winter v.4.10 Final, Unit 1721 and retrofits | 250 | 7286 | Rate Constraint in lbs/MMBtu | FALSE | L | Annual | Allowances Banked | Thousand Tons | 0 | 0 | 0 | 0 | 0 | 0 | 0
CT Fac. Spec. - NOX Rate Winter v.4.10 Final, Unit 1721 and retrofits | 250 | 7286 | Rate Constraint in lbs/MMBtu | FALSE | L | Annual | Allowances Withdrawn (1:1) | Thousand Tons | 0 | 0 | 0 | 0 | 0 | 0 | 0
CT Fac. Spec. - NOX Rate Winter v.4.10 Final, Unit 1721 and retrofits | 250 | 7286 | Rate Constraint in lbs/MMBtu | FALSE | L | Annual | Allowances Withdrawn (n:1) | Thousand Tons | 0 | 0 | 0 | 0 | 0 | 0 | 0
CT Fac. Spec. - NOX Rate Winter v.4.10 Final, Unit 1721 and retrofits | 250 | 7286 | Rate Constraint in lbs/MMBtu | FALSE | L | Annual | Net Emissions Allowance Position | Thousand Tons | 0.0018944 | 0.00035115 | 7.1247e-05 | 0 | 0 | 0 | 0
CT Fac. Spec. - NOX Rate Winter v.4.10 Final, Unit 1721 and retrofits | 250 | 7286 | Rate Constraint in lbs/MMBtu | FALSE | L | Annual | Fuel Consumed | TBtu | 0.62214 | 0.11532 | 0.023398 | 0 | 0 | 0 | 0
CT Fac. Spec. - NOX Rate Winter v.4.10 Final, Unit 1721 and retrofits | 250 | 7286 | Rate Constraint in lbs/MMBtu | FALSE | L | Annual | Rate | lb/MMBtu | 0.00609 | 0.00609 | 0.00609 | 0 | 0 | 0 | 0
CT Fac. Spec. - NOX Rate Winter v.4.10 Final, Unit 1721 and retrofits | 250 | 7286 | Rate Constraint in lbs/MMBtu | FALSE | L | Annual | Generation | TWh | 0.083688 | 0.015512 | 0.0031474 | 0 | 0 | 0 | 0
CT Fac. Spec. - NOX Rate Winter v.4.10 Final, Unit 1721 and retrofits | 250 | 7286 | Rate Constraint in lbs/MMBtu | FALSE | L | Annual | Qualifying Generation | TWh | 0.083688 | 0.015512 | 0.0031474 | 0 | 0 | 0 | 0
CT Fac. Spec. - NOX Rate Winter v.4.10 Final, Unit 1721 and retrofits | 250 | 7286 | Rate Constraint in lbs/MMBtu | FALSE | L | Annual | Rate | lb/MWh | 0.045273 | 0.045273 | 0.045273 | 0 | 0 | 0 | 0
CT Fac. Spec. - NOX Rate Winter v.4.10 Final, Unit 1721 and retrofits | 250 | 7286 | Rate Constraint in lbs/MMBtu | FALSE | L | Annual | Constraint Shadow Price | US2022$/Ton | 0 | 0 | 0 | 0 | 0 | 0 | 0
CT Fac. Spec. - NOX Rate Winter v.4.10 Final, Unit 1722 and retrofits | 251 | 7286 | Rate Constraint in lbs/MMBtu | FALSE | L | Annual | Seasons Included | Seasons | Winter, Spring, Fall | Winter, Spring, Fall | Winter, Spring, Fall | Winter, Spring, Fall | Winter, Spring, Fall | Winter, Spring, Fall | Winter, Spring, Fall
CT Fac. Spec. - NOX Rate Winter v.4.10 Final, Unit 1722 and retrofits | 251 | 7286 | Rate Constraint in lbs/MMBtu | FALSE | L | Annual | Standard NOX | lb/MMBtu | 0.15 | 0.15 | 0.15 | 0.15 | 0.15 | 0.15 | 0.15
CT Fac. Spec. - NOX Rate Winter v.4.10 Final, Unit 1722 and retrofits | 251 | 7286 | Rate Constraint in lbs/MMBtu | FALSE | L | Annual | Emissions at Affected Plants NOX | Thousand Tons | 0.0017634 | 0.0003654 | 0.00030504 | 0 | 0 | 0 | 0
CT Fac. Spec. - NOX Rate Winter v.4.10 Final, Unit 1722 and retrofits | 251 | 7286 | Rate Constraint in lbs/MMBtu | FALSE | L | Annual | Allowances Purchased NOX | Thousand Tons | 0 | 0 | 0 | 0 | 0 | 0 | 0
CT Fac. Spec. - NOX Rate Winter v.4.10 Final, Unit 1722 and retrofits | 251 | 7286 | Rate Constraint in lbs/MMBtu | FALSE | L | Annual | Allowances Sold NOX | Thousand Tons | 0 | 0 | 0 | 0 | 0 | 0 | 0
CT Fac. Spec. - NOX Rate Winter v.4.10 Final, Unit 1722 and retrofits | 251 | 7286 | Rate Constraint in lbs/MMBtu | FALSE | L | Annual | Allowances Banked | Thousand Tons | 0 | 0 | 0 | 0 | 0 | 0 | 0
CT Fac. Spec. - NOX Rate Winter v.4.10 Final, Unit 1722 and retrofits | 251 | 7286 | Rate Constraint in lbs/MMBtu | FALSE | L | Annual | Allowances Withdrawn (1:1) | Thousand Tons | 0 | 0 | 0 | 0 | 0 | 0 | 0
CT Fac. Spec. - NOX Rate Winter v.4.10 Final, Unit 1722 and retrofits | 251 | 7286 | Rate Constraint in lbs/MMBtu | FALSE | L | Annual | Allowances Withdrawn (n:1) | Thousand Tons | 0 | 0 | 0 | 0 | 0 | 0 | 0
CT Fac. Spec. - NOX Rate Winter v.4.10 Final, Unit 1722 and retrofits | 251 | 7286 | Rate Constraint in lbs/MMBtu | FALSE | L | Annual | Net Emissions Allowance Position | Thousand Tons | 0.0017634 | 0.0003654 | 0.00030504 | 0 | 0 | 0 | 0
CT Fac. Spec. - NOX Rate Winter v.4.10 Final, Unit 1722 and retrofits | 251 | 7286 | Rate Constraint in lbs/MMBtu | FALSE | L | Annual | Fuel Consumed | TBtu | 0.69017 | 0.14301 | 0.11939 | 0 | 0 | 0 | 0
CT Fac. Spec. - NOX Rate Winter v.4.10 Final, Unit 1722 and retrofits | 251 | 7286 | Rate Constraint in lbs/MMBtu | FALSE | L | Annual | Rate | lb/MMBtu | 0.00511 | 0.00511 | 0.00511 | 0 | 0 | 0 | 0
CT Fac. Spec. - NOX Rate Winter v.4.10 Final, Unit 1722 and retrofits | 251 | 7286 | Rate Constraint in lbs/MMBtu | FALSE | L | Annual | Generation | TWh | 0.093166 | 0.019305 | 0.016116 | 0 | 0 | 0 | 0
CT Fac. Spec. - NOX Rate Winter v.4.10 Final, Unit 1722 and retrofits | 251 | 7286 | Rate Constraint in lbs/MMBtu | FALSE | L | Annual | Qualifying Generation | TWh | 0.093166 | 0.019305 | 0.016116 | 0 | 0 | 0 | 0
CT Fac. Spec. - NOX Rate Winter v.4.10 Final, Unit 1722 and retrofits | 251 | 7286 | Rate Constraint in lbs/MMBtu | FALSE | L | Annual | Rate | lb/MWh | 0.037855 | 0.037855 | 0.037855 | 0 | 0 | 0 | 0
CT Fac. Spec. - NOX Rate Winter v.4.10 Final, Unit 1722 and retrofits | 251 | 7286 | Rate Constraint in lbs/MMBtu | FALSE | L | Annual | Constraint Shadow Price | US2022$/Ton | 0 | 0 | 0 | 0 | 0 | 0 | 0
CT Fac. Spec. - NOX Rate Winter v.4.10 Final, Unit 1723 and retrofits | 252 | 7286 | Rate Constraint in lbs/MMBtu | FALSE | L | Annual | Seasons Included | Seasons | Winter, Spring, Fall | Winter, Spring, Fall | Winter, Spring, Fall | Winter, Spring, Fall | Winter, Spring, Fall | Winter, Spring, Fall | Winter, Spring, Fall
CT Fac. Spec. - NOX Rate Winter v.4.10 Final, Unit 1723 and retrofits | 252 | 7286 | Rate Constraint in lbs/MMBtu | FALSE | L | Annual | Standard NOX | lb/MMBtu | 0.15 | 0.15 | 0.15 | 0.15 | 0.15 | 0.15 | 0.15
CT Fac. Spec. - NOX Rate Winter v.4.10 Final, Unit 1723 and retrofits | 252 | 7286 | Rate Constraint in lbs/MMBtu | FALSE | L | Annual | Emissions at Affected Plants NOX | Thousand Tons | 0.0028253 | 0.0019285 | 0.0008374 | 0 | 0 | 0 | 0
CT Fac. Spec. - NOX Rate Winter v.4.10 Final, Unit 1723 and retrofits | 252 | 7286 | Rate Constraint in lbs/MMBtu | FALSE | L | Annual | Allowances Purchased NOX | Thousand Tons | 0 | 0 | 0 | 0 | 0 | 0 | 0
CT Fac. Spec. - NOX Rate Winter v.4.10 Final, Unit 1723 and retrofits | 252 | 7286 | Rate Constraint in lbs/MMBtu | FALSE | L | Annual | Allowances Sold NOX | Thousand Tons | 0 | 0 | 0 | 0 | 0 | 0 | 0
CT Fac. Spec. - NOX Rate Winter v.4.10 Final, Unit 1723 and retrofits | 252 | 7286 | Rate Constraint in lbs/MMBtu | FALSE | L | Annual | Allowances Banked | Thousand Tons | 0 | 0 | 0 | 0 | 0 | 0 | 0
CT Fac. Spec. - NOX Rate Winter v.4.10 Final, Unit 1723 and retrofits | 252 | 7286 | Rate Constraint in lbs/MMBtu | FALSE | L | Annual | Allowances Withdrawn (1:1) | Thousand Tons | 0 | 0 | 0 | 0 | 0 | 0 | 0
CT Fac. Spec. - NOX Rate Winter v.4.10 Final, Unit 1723 and retrofits | 252 | 7286 | Rate Constraint in lbs/MMBtu | FALSE | L | Annual | Allowances Withdrawn (n:1) | Thousand Tons | 0 | 0 | 0 | 0 | 0 | 0 | 0
CT Fac. Spec. - NOX Rate Winter v.4.10 Final, Unit 1723 and retrofits | 252 | 7286 | Rate Constraint in lbs/MMBtu | FALSE | L | Annual | Net Emissions Allowance Position | Thousand Tons | 0.0028253 | 0.0019285 | 0.0008374 | 0 | 0 | 0 | 0
CT Fac. Spec. - NOX Rate Winter v.4.10 Final, Unit 1723 and retrofits | 252 | 7286 | Rate Constraint in lbs/MMBtu | FALSE | L | Annual | Fuel Consumed | TBtu | 0.90121 | 0.61515 | 0.26711 | 0 | 0 | 0 | 0
CT Fac. Spec. - NOX Rate Winter v.4.10 Final, Unit 1723 and retrofits | 252 | 7286 | Rate Constraint in lbs/MMBtu | FALSE | L | Annual | Rate | lb/MMBtu | 0.00627 | 0.00627 | 0.00627 | 0 | 0 | 0 | 0
CT Fac. Spec. - NOX Rate Winter v.4.10 Final, Unit 1723 and retrofits | 252 | 7286 | Rate Constraint in lbs/MMBtu | FALSE | L | Annual | Generation | TWh | 0.12283 | 0.083842 | 0.036406 | 0 | 0 | 0 | 0
CT Fac. Spec. - NOX Rate Winter v.4.10 Final, Unit 1723 and retrofits | 252 | 7286 | Rate Constraint in lbs/MMBtu | FALSE | L | Annual | Qualifying Generation | TWh | 0.12283 | 0.083842 | 0.036406 | 0 | 0 | 0 | 0
CT Fac. Spec. - NOX Rate Winter v.4.10 Final, Unit 1723 and retrofits | 252 | 7286 | Rate Constraint in lbs/MMBtu | FALSE | L | Annual | Rate | lb/MWh | 0.046003 | 0.046003 | 0.046003 | 0 | 0 | 0 | 0
CT Fac. Spec. - NOX Rate Winter v.4.10 Final, Unit 1723 and retrofits | 252 | 7286 | Rate Constraint in lbs/MMBtu | FALSE | L | Annual | Constraint Shadow Price | US2022$/Ton | 0 | 0 | 0 | 0 | 0 | 0 | 0
CT Fac. Spec. - NOX Rate Winter v.4.10 Final, Unit 1724 and retrofits | 253 | 7286 | Rate Constraint in lbs/MMBtu | FALSE | L | Annual | Seasons Included | Seasons | Winter, Spring, Fall | Winter, Spring, Fall | Winter, Spring, Fall | Winter, Spring, Fall | Winter, Spring, Fall | Winter, Spring, Fall | Winter, Spring, Fall
CT Fac. Spec. - NOX Rate Winter v.4.10 Final, Unit 1724 and retrofits | 253 | 7286 | Rate Constraint in lbs/MMBtu | FALSE | L | Annual | Standard NOX | lb/MMBtu | 0.15 | 0.15 | 0.15 | 0.15 | 0.15 | 0.15 | 0.15
CT Fac. Spec. - NOX Rate Winter v.4.10 Final, Unit 1724 and retrofits | 253 | 7286 | Rate Constraint in lbs/MMBtu | FALSE | L | Annual | Emissions at Affected Plants NOX | Thousand Tons | 0.0031514 | 0.0021269 | 0.0014803 | 0 | 0 | 0 | 0
CT Fac. Spec. - NOX Rate Winter v.4.10 Final, Unit 1724 and retrofits | 253 | 7286 | Rate Constraint in lbs/MMBtu | FALSE | L | Annual | Allowances Purchased NOX | Thousand Tons | 0 | 0 | 0 | 0 | 0 | 0 | 0
CT Fac. Spec. - NOX Rate Winter v.4.10 Final, Unit 1724 and retrofits | 253 | 7286 | Rate Constraint in lbs/MMBtu | FALSE | L | Annual | Allowances Sold NOX | Thousand Tons | 0 | 0 | 0 | 0 | 0 | 0 | 0
CT Fac. Spec. - NOX Rate Winter v.4.10 Final, Unit 1724 and retrofits | 253 | 7286 | Rate Constraint in lbs/MMBtu | FALSE | L | Annual | Allowances Banked | Thousand Tons | 0 | 0 | 0 | 0 | 0 | 0 | 0
CT Fac. Spec. - NOX Rate Winter v.4.10 Final, Unit 1724 and retrofits | 253 | 7286 | Rate Constraint in lbs/MMBtu | FALSE | L | Annual | Allowances Withdrawn (1:1) | Thousand Tons | 0 | 0 | 0 | 0 | 0 | 0 | 0
CT Fac. Spec. - NOX Rate Winter v.4.10 Final, Unit 1724 and retrofits | 253 | 7286 | Rate Constraint in lbs/MMBtu | FALSE | L | Annual | Allowances Withdrawn (n:1) | Thousand Tons | 0 | 0 | 0 | 0 | 0 | 0 | 0
CT Fac. Spec. - NOX Rate Winter v.4.10 Final, Unit 1724 and retrofits | 253 | 7286 | Rate Constraint in lbs/MMBtu | FALSE | L | Annual | Net Emissions Allowance Position | Thousand Tons | 0.0031514 | 0.0021269 | 0.0014803 | 0 | 0 | 0 | 0
CT Fac. Spec. - NOX Rate Winter v.4.10 Final, Unit 1724 and retrofits | 253 | 7286 | Rate Constraint in lbs/MMBtu | FALSE | L | Annual | Fuel Consumed | TBtu | 0.94637 | 0.6387 | 0.44452 | 0 | 0 | 0 | 0
CT Fac. Spec. - NOX Rate Winter v.4.10 Final, Unit 1724 and retrofits | 253 | 7286 | Rate Constraint in lbs/MMBtu | FALSE | L | Annual | Rate | lb/MMBtu | 0.00666 | 0.00666 | 0.00666 | 0 | 0 | 0 | 0
CT Fac. Spec. - NOX Rate Winter v.4.10 Final, Unit 1724 and retrofits | 253 | 7286 | Rate Constraint in lbs/MMBtu | FALSE | L | Annual | Generation | TWh | 0.12914 | 0.087159 | 0.060661 | 0 | 0 | 0 | 0
CT Fac. Spec. - NOX Rate Winter v.4.10 Final, Unit 1724 and retrofits | 253 | 7286 | Rate Constraint in lbs/MMBtu | FALSE | L | Annual | Qualifying Generation | TWh | 0.12914 | 0.087159 | 0.060661 | 0 | 0 | 0 | 0
CT Fac. Spec. - NOX Rate Winter v.4.10 Final, Unit 1724 and retrofits | 253 | 7286 | Rate Constraint in lbs/MMBtu | FALSE | L | Annual | Rate | lb/MWh | 0.048804 | 0.048804 | 0.048804 | 0 | 0 | 0 | 0
CT Fac. Spec. - NOX Rate Winter v.4.10 Final, Unit 1724 and retrofits | 253 | 7286 | Rate Constraint in lbs/MMBtu | FALSE | L | Annual | Constraint Shadow Price | US2022$/Ton | 0 | 0 | 0 | 0 | 0 | 0 | 0
CT Fac. Spec. - NOX Rate Winter v.4.10 Final, Unit 1725 and retrofits | 254 | 7286 | Rate Constraint in lbs/MMBtu | FALSE | L | Annual | Seasons Included | Seasons | Winter, Spring, Fall | Winter, Spring, Fall | Winter, Spring, Fall | Winter, Spring, Fall | Winter, Spring, Fall | Winter, Spring, Fall | Winter, Spring, Fall
CT Fac. Spec. - NOX Rate Winter v.4.10 Final, Unit 1725 and retrofits | 254 | 7286 | Rate Constraint in lbs/MMBtu | FALSE | L | Annual | Standard NOX | lb/MMBtu | 0.15 | 0.15 | 0.15 | 0.15 | 0.15 | 0.15 | 0.15
CT Fac. Spec. - NOX Rate Winter v.4.10 Final, Unit 1725 and retrofits | 254 | 7286 | Rate Constraint in lbs/MMBtu | FALSE | L | Annual | Emissions at Affected Plants NOX | Thousand Tons | 0.015049 | 0.014983 | 0.0098815 | 0 | 0 | 0 | 0
CT Fac. Spec. - NOX Rate Winter v.4.10 Final, Unit 1725 and retrofits | 254 | 7286 | Rate Constraint in lbs/MMBtu | FALSE | L | Annual | Allowances Purchased NOX | Thousand Tons | 0 | 0 | 0 | 0 | 0 | 0 | 0
CT Fac. Spec. - NOX Rate Winter v.4.10 Final, Unit 1725 and retrofits | 254 | 7286 | Rate Constraint in lbs/MMBtu | FALSE | L | Annual | Allowances Sold NOX | Thousand Tons | 0 | 0 | 0 | 0 | 0 | 0 | 0
CT Fac. Spec. - NOX Rate Winter v.4.10 Final, Unit 1725 and retrofits | 254 | 7286 | Rate Constraint in lbs/MMBtu | FALSE | L | Annual | Allowances Banked | Thousand Tons | 0 | 0 | 0 | 0 | 0 | 0 | 0
CT Fac. Spec. - NOX Rate Winter v.4.10 Final, Unit 1725 and retrofits | 254 | 7286 | Rate Constraint in lbs/MMBtu | FALSE | L | Annual | Allowances Withdrawn (1:1) | Thousand Tons | 0 | 0 | 0 | 0 | 0 | 0 | 0
CT Fac. Spec. - NOX Rate Winter v.4.10 Final, Unit 1725 and retrofits | 254 | 7286 | Rate Constraint in lbs/MMBtu | FALSE | L | Annual | Allowances Withdrawn (n:1) | Thousand Tons | 0 | 0 | 0 | 0 | 0 | 0 | 0
CT Fac. Spec. - NOX Rate Winter v.4.10 Final, Unit 1725 and retrofits | 254 | 7286 | Rate Constraint in lbs/MMBtu | FALSE | L | Annual | Net Emissions Allowance Position | Thousand Tons | 0.015049 | 0.014983 | 0.0098815 | 0 | 0 | 0 | 0
CT Fac. Spec. - NOX Rate Winter v.4.10 Final, Unit 1725 and retrofits | 254 | 7286 | Rate Constraint in lbs/MMBtu | FALSE | L | Annual | Fuel Consumed | TBtu | 4.8939 | 4.8725 | 3.2135 | 0 | 0 | 0 | 0
CT Fac. Spec. - NOX Rate Winter v.4.10 Final, Unit 1725 and retrofits | 254 | 7286 | Rate Constraint in lbs/MMBtu | FALSE | L | Annual | Rate | lb/MMBtu | 0.00615 | 0.00615 | 0.00615 | 0 | 0 | 0 | 0
CT Fac. Spec. - NOX Rate Winter v.4.10 Final, Unit 1725 and retrofits | 254 | 7286 | Rate Constraint in lbs/MMBtu | FALSE | L | Annual | Generation | TWh | 0.69417 | 0.69113 | 0.45582 | 0 | 0 | 0 | 0
CT Fac. Spec. - NOX Rate Winter v.4.10 Final, Unit 1725 and retrofits | 254 | 7286 | Rate Constraint in lbs/MMBtu | FALSE | L | Annual | Qualifying Generation | TWh | 0.69417 | 0.69113 | 0.45582 | 0 | 0 | 0 | 0
CT Fac. Spec. - NOX Rate Winter v.4.10 Final, Unit 1725 and retrofits | 254 | 7286 | Rate Constraint in lbs/MMBtu | FALSE | L | Annual | Rate | lb/MWh | 0.043357 | 0.043357 | 0.043357 | 0 | 0 | 0 | 0
CT Fac. Spec. - NOX Rate Winter v.4.10 Final, Unit 1725 and retrofits | 254 | 7286 | Rate Constraint in lbs/MMBtu | FALSE | L | Annual | Constraint Shadow Price | US2022$/Ton | 0 | 0 | 0 | 0 | 0 | 0 | 0
CT Fac. Spec. - NOX Rate Winter v.4.10 Final, Unit 1726 and retrofits | 255 | 7286 | Rate Constraint in lbs/MMBtu | FALSE | L | Annual | Seasons Included | Seasons | Winter, Spring, Fall | Winter, Spring, Fall | Winter, Spring, Fall | Winter, Spring, Fall | Winter, Spring, Fall | Winter, Spring, Fall | Winter, Spring, Fall
CT Fac. Spec. - NOX Rate Winter v.4.10 Final, Unit 1726 and retrofits | 255 | 7286 | Rate Constraint in lbs/MMBtu | FALSE | L | Annual | Standard NOX | lb/MMBtu | 0.15 | 0.15 | 0.15 | 0.15 | 0.15 | 0.15 | 0.15
CT Fac. Spec. - NOX Rate Winter v.4.10 Final, Unit 1726 and retrofits | 255 | 7286 | Rate Constraint in lbs/MMBtu | FALSE | L | Annual | Emissions at Affected Plants NOX | Thousand Tons | 0.0068028 | 0.0065723 | 0.0013584 | 0 | 0 | 0 | 0
CT Fac. Spec. - NOX Rate Winter v.4.10 Final, Unit 1726 and retrofits | 255 | 7286 | Rate Constraint in lbs/MMBtu | FALSE | L | Annual | Allowances Purchased NOX | Thousand Tons | 0 | 0 | 0 | 0 | 0 | 0 | 0
CT Fac. Spec. - NOX Rate Winter v.4.10 Final, Unit 1726 and retrofits | 255 | 7286 | Rate Constraint in lbs/MMBtu | FALSE | L | Annual | Allowances Sold NOX | Thousand Tons | 0 | 0 | 0 | 0 | 0 | 0 | 0
CT Fac. Spec. - NOX Rate Winter v.4.10 Final, Unit 1726 and retrofits | 255 | 7286 | Rate Constraint in lbs/MMBtu | FALSE | L | Annual | Allowances Banked | Thousand Tons | 0 | 0 | 0 | 0 | 0 | 0 | 0
CT Fac. Spec. - NOX Rate Winter v.4.10 Final, Unit 1726 and retrofits | 255 | 7286 | Rate Constraint in lbs/MMBtu | FALSE | L | Annual | Allowances Withdrawn (1:1) | Thousand Tons | 0 | 0 | 0 | 0 | 0 | 0 | 0
CT Fac. Spec. - NOX Rate Winter v.4.10 Final, Unit 1726 and retrofits | 255 | 7286 | Rate Constraint in lbs/MMBtu | FALSE | L | Annual | Allowances Withdrawn (n:1) | Thousand Tons | 0 | 0 | 0 | 0 | 0 | 0 | 0
CT Fac. Spec. - NOX Rate Winter v.4.10 Final, Unit 1726 and retrofits | 255 | 7286 | Rate Constraint in lbs/MMBtu | FALSE | L | Annual | Net Emissions Allowance Position | Thousand Tons | 0.0068028 | 0.0065723 | 0.0013584 | 0 | 0 | 0 | 0
CT Fac. Spec. - NOX Rate Winter v.4.10 Final, Unit 1726 and retrofits | 255 | 7286 | Rate Constraint in lbs/MMBtu | FALSE | L | Annual | Fuel Consumed | TBtu | 2.2123 | 2.1373 | 0.44175 | 0 | 0 | 0 | 0
CT Fac. Spec. - NOX Rate Winter v.4.10 Final, Unit 1726 and retrofits | 255 | 7286 | Rate Constraint in lbs/MMBtu | FALSE | L | Annual | Rate | lb/MMBtu | 0.00615 | 0.00615 | 0.00615 | 0 | 0 | 0 | 0
CT Fac. Spec. - NOX Rate Winter v.4.10 Final, Unit 1726 and retrofits | 255 | 7286 | Rate Constraint in lbs/MMBtu | FALSE | L | Annual | Generation | TWh | 0.3138 | 0.30317 | 0.06266 | 0 | 0 | 0 | 0
CT Fac. Spec. - NOX Rate Winter v.4.10 Final, Unit 1726 and retrofits | 255 | 7286 | Rate Constraint in lbs/MMBtu | FALSE | L | Annual | Qualifying Generation | TWh | 0.3138 | 0.30317 | 0.06266 | 0 | 0 | 0 | 0
CT Fac. Spec. - NOX Rate Winter v.4.10 Final, Unit 1726 and retrofits | 255 | 7286 | Rate Constraint in lbs/MMBtu | FALSE | L | Annual | Rate | lb/MWh | 0.043357 | 0.043357 | 0.043357 | 0 | 0 | 0 | 0
CT Fac. Spec. - NOX Rate Winter v.4.10 Final, Unit 1726 and retrofits | 255 | 7286 | Rate Constraint in lbs/MMBtu | FALSE | L | Annual | Constraint Shadow Price | US2022$/Ton | 0 | 0 | 0 | 0 | 0 | 0 | 0
CT Fac. Spec. - NOX Rate Winter v.4.10 Final, Unit 1730 and retrofits | 256 | 7286 | Rate Constraint in lbs/MMBtu | FALSE | L | Annual | Seasons Included | Seasons | Winter, Spring, Fall | Winter, Spring, Fall | Winter, Spring, Fall | Winter, Spring, Fall | Winter, Spring, Fall | Winter, Spring, Fall | Winter, Spring, Fall
CT Fac. Spec. - NOX Rate Winter v.4.10 Final, Unit 1730 and retrofits | 256 | 7286 | Rate Constraint in lbs/MMBtu | FALSE | L | Annual | Standard NOX | lb/MMBtu | 0.15 | 0.15 | 0.15 | 0.15 | 0.15 | 0.15 | 0.15
CT Fac. Spec. - NOX Rate Winter v.4.10 Final, Unit 1730 and retrofits | 256 | 7286 | Rate Constraint in lbs/MMBtu | FALSE | L | Annual | Emissions at Affected Plants NOX | Thousand Tons | 0.010574 | 0.0058034 | 0.0017617 | 0 | 0 | 0 | 0
CT Fac. Spec. - NOX Rate Winter v.4.10 Final, Unit 1730 and retrofits | 256 | 7286 | Rate Constraint in lbs/MMBtu | FALSE | L | Annual | Allowances Purchased NOX | Thousand Tons | 0 | 0 | 0 | 0 | 0 | 0 | 0
CT Fac. Spec. - NOX Rate Winter v.4.10 Final, Unit 1730 and retrofits | 256 | 7286 | Rate Constraint in lbs/MMBtu | FALSE | L | Annual | Allowances Sold NOX | Thousand Tons | 0 | 0 | 0 | 0 | 0 | 0 | 0
CT Fac. Spec. - NOX Rate Winter v.4.10 Final, Unit 1730 and retrofits | 256 | 7286 | Rate Constraint in lbs/MMBtu | FALSE | L | Annual | Allowances Banked | Thousand Tons | 0 | 0 | 0 | 0 | 0 | 0 | 0
CT Fac. Spec. - NOX Rate Winter v.4.10 Final, Unit 1730 and retrofits | 256 | 7286 | Rate Constraint in lbs/MMBtu | FALSE | L | Annual | Allowances Withdrawn (1:1) | Thousand Tons | 0 | 0 | 0 | 0 | 0 | 0 | 0
CT Fac. Spec. - NOX Rate Winter v.4.10 Final, Unit 1730 and retrofits | 256 | 7286 | Rate Constraint in lbs/MMBtu | FALSE | L | Annual | Allowances Withdrawn (n:1) | Thousand Tons | 0 | 0 | 0 | 0 | 0 | 0 | 0
CT Fac. Spec. - NOX Rate Winter v.4.10 Final, Unit 1730 and retrofits | 256 | 7286 | Rate Constraint in lbs/MMBtu | FALSE | L | Annual | Net Emissions Allowance Position | Thousand Tons | 0.010574 | 0.0058034 | 0.0017617 | 0 | 0 | 0 | 0
CT Fac. Spec. - NOX Rate Winter v.4.10 Final, Unit 1730 and retrofits | 256 | 7286 | Rate Constraint in lbs/MMBtu | FALSE | L | Annual | Fuel Consumed | TBtu | 2.5572 | 1.4035 | 0.42604 | 0 | 0 | 0 | 0
CT Fac. Spec. - NOX Rate Winter v.4.10 Final, Unit 1730 and retrofits | 256 | 7286 | Rate Constraint in lbs/MMBtu | FALSE | L | Annual | Rate | lb/MMBtu | 0.00827 | 0.00827 | 0.00827 | 0 | 0 | 0 | 0
CT Fac. Spec. - NOX Rate Winter v.4.10 Final, Unit 1730 and retrofits | 256 | 7286 | Rate Constraint in lbs/MMBtu | FALSE | L | Annual | Generation | TWh | 0.35926 | 0.19717 | 0.059854 | 0 | 0 | 0 | 0
CT Fac. Spec. - NOX Rate Winter v.4.10 Final, Unit 1730 and retrofits | 256 | 7286 | Rate Constraint in lbs/MMBtu | FALSE | L | Annual | Qualifying Generation | TWh | 0.35926 | 0.19717 | 0.059854 | 0 | 0 | 0 | 0
CT Fac. Spec. - NOX Rate Winter v.4.10 Final, Unit 1730 and retrofits | 256 | 7286 | Rate Constraint in lbs/MMBtu | FALSE | L | Annual | Rate | lb/MWh | 0.058866 | 0.058866 | 0.058866 | 0 | 0 | 0 | 0
CT Fac. Spec. - NOX Rate Winter v.4.10 Final, Unit 1730 and retrofits | 256 | 7286 | Rate Constraint in lbs/MMBtu | FALSE | L | Annual | Constraint Shadow Price | US2022$/Ton | 0 | 0 | 0 | 0 | 0 | 0 | 0
CT Fac. Spec. - NOX Rate Winter v.4.10 Final, Unit 1731 and retrofits | 257 | 7286 | Rate Constraint in lbs/MMBtu | FALSE | L | Annual | Seasons Included | Seasons | Winter, Spring, Fall | Winter, Spring, Fall | Winter, Spring, Fall | Winter, Spring, Fall | Winter, Spring, Fall | Winter, Spring, Fall | Winter, Spring, Fall
CT Fac. Spec. - NOX Rate Winter v.4.10 Final, Unit 1731 and retrofits | 257 | 7286 | Rate Constraint in lbs/MMBtu | FALSE | L | Annual | Standard NOX | lb/MMBtu | 0.15 | 0.15 | 0.15 | 0.15 | 0.15 | 0.15 | 0.15
CT Fac. Spec. - NOX Rate Winter v.4.10 Final, Unit 1731 and retrofits | 257 | 7286 | Rate Constraint in lbs/MMBtu | FALSE | L | Annual | Emissions at Affected Plants NOX | Thousand Tons | 0.0089182 | 0.0058034 | 0.0017617 | 0 | 0 | 0 | 0
CT Fac. Spec. - NOX Rate Winter v.4.10 Final, Unit 1731 and retrofits | 257 | 7286 | Rate Constraint in lbs/MMBtu | FALSE | L | Annual | Allowances Purchased NOX | Thousand Tons | 0 | 0 | 0 | 0 | 0 | 0 | 0
CT Fac. Spec. - NOX Rate Winter v.4.10 Final, Unit 1731 and retrofits | 257 | 7286 | Rate Constraint in lbs/MMBtu | FALSE | L | Annual | Allowances Sold NOX | Thousand Tons | 0 | 0 | 0 | 0 | 0 | 0 | 0
CT Fac. Spec. - NOX Rate Winter v.4.10 Final, Unit 1731 and retrofits | 257 | 7286 | Rate Constraint in lbs/MMBtu | FALSE | L | Annual | Allowances Banked | Thousand Tons | 0 | 0 | 0 | 0 | 0 | 0 | 0
CT Fac. Spec. - NOX Rate Winter v.4.10 Final, Unit 1731 and retrofits | 257 | 7286 | Rate Constraint in lbs/MMBtu | FALSE | L | Annual | Allowances Withdrawn (1:1) | Thousand Tons | 0 | 0 | 0 | 0 | 0 | 0 | 0
CT Fac. Spec. - NOX Rate Winter v.4.10 Final, Unit 1731 and retrofits | 257 | 7286 | Rate Constraint in lbs/MMBtu | FALSE | L | Annual | Allowances Withdrawn (n:1) | Thousand Tons | 0 | 0 | 0 | 0 | 0 | 0 | 0
CT Fac. Spec. - NOX Rate Winter v.4.10 Final, Unit 1731 and retrofits | 257 | 7286 | Rate Constraint in lbs/MMBtu | FALSE | L | Annual | Net Emissions Allowance Position | Thousand Tons | 0.0089182 | 0.0058034 | 0.0017617 | 0 | 0 | 0 | 0
CT Fac. Spec. - NOX Rate Winter v.4.10 Final, Unit 1731 and retrofits | 257 | 7286 | Rate Constraint in lbs/MMBtu | FALSE | L | Annual | Fuel Consumed | TBtu | 2.1568 | 1.4035 | 0.42604 | 0 | 0 | 0 | 0
CT Fac. Spec. - NOX Rate Winter v.4.10 Final, Unit 1731 and retrofits | 257 | 7286 | Rate Constraint in lbs/MMBtu | FALSE | L | Annual | Rate | lb/MMBtu | 0.00827 | 0.00827 | 0.00827 | 0 | 0 | 0 | 0
CT Fac. Spec. - NOX Rate Winter v.4.10 Final, Unit 1731 and retrofits | 257 | 7286 | Rate Constraint in lbs/MMBtu | FALSE | L | Annual | Generation | TWh | 0.303 | 0.19717 | 0.059854 | 0 | 0 | 0 | 0
CT Fac. Spec. - NOX Rate Winter v.4.10 Final, Unit 1731 and retrofits | 257 | 7286 | Rate Constraint in lbs/MMBtu | FALSE | L | Annual | Qualifying Generation | TWh | 0.303 | 0.19717 | 0.059854 | 0 | 0 | 0 | 0
CT Fac. Spec. - NOX Rate Winter v.4.10 Final, Unit 1731 and retrofits | 257 | 7286 | Rate Constraint in lbs/MMBtu | FALSE | L | Annual | Rate | lb/MWh | 0.058866 | 0.058866 | 0.058866 | 0 | 0 | 0 | 0
CT Fac. Spec. - NOX Rate Winter v.4.10 Final, Unit 1731 and retrofits | 257 | 7286 | Rate Constraint in lbs/MMBtu | FALSE | L | Annual | Constraint Shadow Price | US2022$/Ton | 0 | 0 | 0 | 0 | 0 | 0 | 0
CT Fac. Spec. - NOX Rate Winter v.4.10 Final, Unit 1732 and retrofits | 258 | 7286 | Rate Constraint in lbs/MMBtu | FALSE | L | Annual | Seasons Included | Seasons | Winter, Spring, Fall | Winter, Spring, Fall | Winter, Spring, Fall | Winter, Spring, Fall | Winter, Spring, Fall | Winter, Spring, Fall | Winter, Spring, Fall
CT Fac. Spec. - NOX Rate Winter v.4.10 Final, Unit 1732 and retrofits | 258 | 7286 | Rate Constraint in lbs/MMBtu | FALSE | L | Annual | Standard NOX | lb/MMBtu | 0.15 | 0.15 | 0.15 | 0.15 | 0.15 | 0.15 | 0.15
CT Fac. Spec. - NOX Rate Winter v.4.10 Final, Unit 1732 and retrofits | 258 | 7286 | Rate Constraint in lbs/MMBtu | FALSE | L | Annual | Emissions at Affected Plants NOX | Thousand Tons | 0.012702 | 0.0075052 | 0.002557 | 0 | 0 | 0 | 0
CT Fac. Spec. - NOX Rate Winter v.4.10 Final, Unit 1732 and retrofits | 258 | 7286 | Rate Constraint in lbs/MMBtu | FALSE | L | Annual | Allowances Purchased NOX | Thousand Tons | 0 | 0 | 0 | 0 | 0 | 0 | 0
CT Fac. Spec. - NOX Rate Winter v.4.10 Final, Unit 1732 and retrofits | 258 | 7286 | Rate Constraint in lbs/MMBtu | FALSE | L | Annual | Allowances Sold NOX | Thousand Tons | 0 | 0 | 0 | 0 | 0 | 0 | 0
CT Fac. Spec. - NOX Rate Winter v.4.10 Final, Unit 1732 and retrofits | 258 | 7286 | Rate Constraint in lbs/MMBtu | FALSE | L | Annual | Allowances Banked | Thousand Tons | 0 | 0 | 0 | 0 | 0 | 0 | 0
CT Fac. Spec. - NOX Rate Winter v.4.10 Final, Unit 1732 and retrofits | 258 | 7286 | Rate Constraint in lbs/MMBtu | FALSE | L | Annual | Allowances Withdrawn (1:1) | Thousand Tons | 0 | 0 | 0 | 0 | 0 | 0 | 0
CT Fac. Spec. - NOX Rate Winter v.4.10 Final, Unit 1732 and retrofits | 258 | 7286 | Rate Constraint in lbs/MMBtu | FALSE | L | Annual | Allowances Withdrawn (n:1) | Thousand Tons | 0 | 0 | 0 | 0 | 0 | 0 | 0
CT Fac. Spec. - NOX Rate Winter v.4.10 Final, Unit 1732 and retrofits | 258 | 7286 | Rate Constraint in lbs/MMBtu | FALSE | L | Annual | Net Emissions Allowance Position | Thousand Tons | 0.012702 | 0.0075052 | 0.002557 | 0 | 0 | 0 | 0
CT Fac. Spec. - NOX Rate Winter v.4.10 Final, Unit 1732 and retrofits | 258 | 7286 | Rate Constraint in lbs/MMBtu | FALSE | L | Annual | Fuel Consumed | TBtu | 3.0719 | 1.8151 | 0.61838 | 0 | 0 | 0 | 0
CT Fac. Spec. - NOX Rate Winter v.4.10 Final, Unit 1732 and retrofits | 258 | 7286 | Rate Constraint in lbs/MMBtu | FALSE | L | Annual | Rate | lb/MMBtu | 0.00827 | 0.00827 | 0.00827 | 0 | 0 | 0 | 0
CT Fac. Spec. - NOX Rate Winter v.4.10 Final, Unit 1732 and retrofits | 258 | 7286 | Rate Constraint in lbs/MMBtu | FALSE | L | Annual | Generation | TWh | 0.43157 | 0.25499 | 0.086875 | 0 | 0 | 0 | 0
CT Fac. Spec. - NOX Rate Winter v.4.10 Final, Unit 1732 and retrofits | 258 | 7286 | Rate Constraint in lbs/MMBtu | FALSE | L | Annual | Qualifying Generation | TWh | 0.43157 | 0.25499 | 0.086875 | 0 | 0 | 0 | 0
CT Fac. Spec. - NOX Rate Winter v.4.10 Final, Unit 1732 and retrofits | 258 | 7286 | Rate Constraint in lbs/MMBtu | FALSE | L | Annual | Rate | lb/MWh | 0.058866 | 0.058866 | 0.058866 | 0 | 0 | 0 | 0
CT Fac. Spec. - NOX Rate Winter v.4.10 Final, Unit 1732 and retrofits | 258 | 7286 | Rate Constraint in lbs/MMBtu | FALSE | L | Annual | Constraint Shadow Price | US2022$/Ton | 0 | 0 | 0 | 0 | 0 | 0 | 0
CT Fac. Spec. - NOX Rate Winter v.4.10 Final, Unit 1733 and retrofits | 259 | 7286 | Rate Constraint in lbs/MMBtu | FALSE | L | Annual | Seasons Included | Seasons | Winter, Spring, Fall | Winter, Spring, Fall | Winter, Spring, Fall | Winter, Spring, Fall | Winter, Spring, Fall | Winter, Spring, Fall | Winter, Spring, Fall
CT Fac. Spec. - NOX Rate Winter v.4.10 Final, Unit 1733 and retrofits | 259 | 7286 | Rate Constraint in lbs/MMBtu | FALSE | L | Annual | Standard NOX | lb/MMBtu | 0.15 | 0.15 | 0.15 | 0.15 | 0.15 | 0.15 | 0.15
CT Fac. Spec. - NOX Rate Winter v.4.10 Final, Unit 1733 and retrofits | 259 | 7286 | Rate Constraint in lbs/MMBtu | FALSE | L | Annual | Emissions at Affected Plants NOX | Thousand Tons | 0.011171 | 0.010342 | 0.010427 | 0 | 0 | 0 | 0
CT Fac. Spec. - NOX Rate Winter v.4.10 Final, Unit 1733 and retrofits | 259 | 7286 | Rate Constraint in lbs/MMBtu | FALSE | L | Annual | Allowances Purchased NOX | Thousand Tons | 0 | 0 | 0 | 0 | 0 | 0 | 0
CT Fac. Spec. - NOX Rate Winter v.4.10 Final, Unit 1733 and retrofits | 259 | 7286 | Rate Constraint in lbs/MMBtu | FALSE | L | Annual | Allowances Sold NOX | Thousand Tons | 0 | 0 | 0 | 0 | 0 | 0 | 0
CT Fac. Spec. - NOX Rate Winter v.4.10 Final, Unit 1733 and retrofits | 259 | 7286 | Rate Constraint in lbs/MMBtu | FALSE | L | Annual | Allowances Banked | Thousand Tons | 0 | 0 | 0 | 0 | 0 | 0 | 0
CT Fac. Spec. - NOX Rate Winter v.4.10 Final, Unit 1733 and retrofits | 259 | 7286 | Rate Constraint in lbs/MMBtu | FALSE | L | Annual | Allowances Withdrawn (1:1) | Thousand Tons | 0 | 0 | 0 | 0 | 0 | 0 | 0
CT Fac. Spec. - NOX Rate Winter v.4.10 Final, Unit 1733 and retrofits | 259 | 7286 | Rate Constraint in lbs/MMBtu | FALSE | L | Annual | Allowances Withdrawn (n:1) | Thousand Tons | 0 | 0 | 0 | 0 | 0 | 0 | 0
CT Fac. Spec. - NOX Rate Winter v.4.10 Final, Unit 1733 and retrofits | 259 | 7286 | Rate Constraint in lbs/MMBtu | FALSE | L | Annual | Net Emissions Allowance Position | Thousand Tons | 0.011171 | 0.010342 | 0.010427 | 0 | 0 | 0 | 0
CT Fac. Spec. - NOX Rate Winter v.4.10 Final, Unit 1733 and retrofits | 259 | 7286 | Rate Constraint in lbs/MMBtu | FALSE | L | Annual | Fuel Consumed | TBtu | 3.872 | 3.5848 | 3.6144 | 0 | 0 | 0 | 0
CT Fac. Spec. - NOX Rate Winter v.4.10 Final, Unit 1733 and retrofits | 259 | 7286 | Rate Constraint in lbs/MMBtu | FALSE | L | Annual | Rate | lb/MMBtu | 0.00577 | 0.00577 | 0.00577 | 0 | 0 | 0 | 0
CT Fac. Spec. - NOX Rate Winter v.4.10 Final, Unit 1733 and retrofits | 259 | 7286 | Rate Constraint in lbs/MMBtu | FALSE | L | Annual | Generation | TWh | 0.54922 | 0.50848 | 0.51268 | 0 | 0 | 0 | 0
CT Fac. Spec. - NOX Rate Winter v.4.10 Final, Unit 1733 and retrofits | 259 | 7286 | Rate Constraint in lbs/MMBtu | FALSE | L | Annual | Qualifying Generation | TWh | 0.54922 | 0.50848 | 0.51268 | 0 | 0 | 0 | 0
CT Fac. Spec. - NOX Rate Winter v.4.10 Final, Unit 1733 and retrofits | 259 | 7286 | Rate Constraint in lbs/MMBtu | FALSE | L | Annual | Rate | lb/MWh | 0.040679 | 0.040679 | 0.040679 | 0 | 0 | 0 | 0
CT Fac. Spec. - NOX Rate Winter v.4.10 Final, Unit 1733 and retrofits | 259 | 7286 | Rate Constraint in lbs/MMBtu | FALSE | L | Annual | Constraint Shadow Price | US2022$/Ton | 0 | 0 | 0 | 0 | 0 | 0 | 0
CT Fac. Spec. - NOX Rate Winter v.4.10 Final, Unit 1734 and retrofits | 260 | 7286 | Rate Constraint in lbs/MMBtu | FALSE | L | Annual | Seasons Included | Seasons | Winter, Spring, Fall | Winter, Spring, Fall | Winter, Spring, Fall | Winter, Spring, Fall | Winter, Spring, Fall | Winter, Spring, Fall | Winter, Spring, Fall
CT Fac. Spec. - NOX Rate Winter v.4.10 Final, Unit 1734 and retrofits | 260 | 7286 | Rate Constraint in lbs/MMBtu | FALSE | L | Annual | Standard NOX | lb/MMBtu | 0.15 | 0.15 | 0.15 | 0.15 | 0.15 | 0.15 | 0.15
CT Fac. Spec. - NOX Rate Winter v.4.10 Final, Unit 1734 and retrofits | 260 | 7286 | Rate Constraint in lbs/MMBtu | FALSE | L | Annual | Emissions at Affected Plants NOX | Thousand Tons | 0.010395 | 0.010327 | 0.010126 | 0 | 0 | 0 | 0
CT Fac. Spec. - NOX Rate Winter v.4.10 Final, Unit 1734 and retrofits | 260 | 7286 | Rate Constraint in lbs/MMBtu | FALSE | L | Annual | Allowances Purchased NOX | Thousand Tons | 0 | 0 | 0 | 0 | 0 | 0 | 0
CT Fac. Spec. - NOX Rate Winter v.4.10 Final, Unit 1734 and retrofits | 260 | 7286 | Rate Constraint in lbs/MMBtu | FALSE | L | Annual | Allowances Sold NOX | Thousand Tons | 0 | 0 | 0 | 0 | 0 | 0 | 0
CT Fac. Spec. - NOX Rate Winter v.4.10 Final, Unit 1734 and retrofits | 260 | 7286 | Rate Constraint in lbs/MMBtu | FALSE | L | Annual | Allowances Banked | Thousand Tons | 0 | 0 | 0 | 0 | 0 | 0 | 0
CT Fac. Spec. - NOX Rate Winter v.4.10 Final, Unit 1734 and retrofits | 260 | 7286 | Rate Constraint in lbs/MMBtu | FALSE | L | Annual | Allowances Withdrawn (1:1) | Thousand Tons | 0 | 0 | 0 | 0 | 0 | 0 | 0
CT Fac. Spec. - NOX Rate Winter v.4.10 Final, Unit 1734 and retrofits | 260 | 7286 | Rate Constraint in lbs/MMBtu | FALSE | L | Annual | Allowances Withdrawn (n:1) | Thousand Tons | 0 | 0 | 0 | 0 | 0 | 0 | 0
CT Fac. Spec. - NOX Rate Winter v.4.10 Final, Unit 1734 and retrofits | 260 | 7286 | Rate Constraint in lbs/MMBtu | FALSE | L | Annual | Net Emissions Allowance Position | Thousand Tons | 0.010395 | 0.010327 | 0.010126 | 0 | 0 | 0 | 0
CT Fac. Spec. - NOX Rate Winter v.4.10 Final, Unit 1734 and retrofits | 260 | 7286 | Rate Constraint in lbs/MMBtu | FALSE | L | Annual | Fuel Consumed | TBtu | 3.6032 | 3.5795 | 3.5098 | 0 | 0 | 0 | 0
CT Fac. Spec. - NOX Rate Winter v.4.10 Final, Unit 1734 and retrofits | 260 | 7286 | Rate Constraint in lbs/MMBtu | FALSE | L | Annual | Rate | lb/MMBtu | 0.00577 | 0.00577 | 0.00577 | 0 | 0 | 0 | 0
CT Fac. Spec. - NOX Rate Winter v.4.10 Final, Unit 1734 and retrofits | 260 | 7286 | Rate Constraint in lbs/MMBtu | FALSE | L | Annual | Generation | TWh | 0.51109 | 0.50772 | 0.49785 | 0 | 0 | 0 | 0
CT Fac. Spec. - NOX Rate Winter v.4.10 Final, Unit 1734 and retrofits | 260 | 7286 | Rate Constraint in lbs/MMBtu | FALSE | L | Annual | Qualifying Generation | TWh | 0.51109 | 0.50772 | 0.49785 | 0 | 0 | 0 | 0
CT Fac. Spec. - NOX Rate Winter v.4.10 Final, Unit 1734 and retrofits | 260 | 7286 | Rate Constraint in lbs/MMBtu | FALSE | L | Annual | Rate | lb/MWh | 0.040679 | 0.040679 | 0.040679 | 0 | 0 | 0 | 0
CT Fac. Spec. - NOX Rate Winter v.4.10 Final, Unit 1734 and retrofits | 260 | 7286 | Rate Constraint in lbs/MMBtu | FALSE | L | Annual | Constraint Shadow Price | US2022$/Ton | 0 | 0 | 0 | 0 | 0 | 0 | 0
CT Fac. Spec. - NOX Rate Winter v.4.10 Final, Unit 1735 and retrofits | 261 | 7286 | Rate Constraint in lbs/MMBtu | FALSE | L | Annual | Seasons Included | Seasons | Winter, Spring, Fall | Winter, Spring, Fall | Winter, Spring, Fall | Winter, Spring, Fall | Winter, Spring, Fall | Winter, Spring, Fall | Winter, Spring, Fall
CT Fac. Spec. - NOX Rate Winter v.4.10 Final, Unit 1735 and retrofits | 261 | 7286 | Rate Constraint in lbs/MMBtu | FALSE | L | Annual | Standard NOX | lb/MMBtu | 0.15 | 0.15 | 0.15 | 0.15 | 0.15 | 0.15 | 0.15
CT Fac. Spec. - NOX Rate Winter v.4.10 Final, Unit 1735 and retrofits | 261 | 7286 | Rate Constraint in lbs/MMBtu | FALSE | L | Annual | Emissions at Affected Plants NOX | Thousand Tons | 0.011477 | 0.011088 | 0.0092868 | 0 | 0 | 0 | 0
CT Fac. Spec. - NOX Rate Winter v.4.10 Final, Unit 1735 and retrofits | 261 | 7286 | Rate Constraint in lbs/MMBtu | FALSE | L | Annual | Allowances Purchased NOX | Thousand Tons | 0 | 0 | 0 | 0 | 0 | 0 | 0
CT Fac. Spec. - NOX Rate Winter v.4.10 Final, Unit 1735 and retrofits | 261 | 7286 | Rate Constraint in lbs/MMBtu | FALSE | L | Annual | Allowances Sold NOX | Thousand Tons | 0 | 0 | 0 | 0 | 0 | 0 | 0
CT Fac. Spec. - NOX Rate Winter v.4.10 Final, Unit 1735 and retrofits | 261 | 7286 | Rate Constraint in lbs/MMBtu | FALSE | L | Annual | Allowances Banked | Thousand Tons | 0 | 0 | 0 | 0 | 0 | 0 | 0
CT Fac. Spec. - NOX Rate Winter v.4.10 Final, Unit 1735 and retrofits | 261 | 7286 | Rate Constraint in lbs/MMBtu | FALSE | L | Annual | Allowances Withdrawn (1:1) | Thousand Tons | 0 | 0 | 0 | 0 | 0 | 0 | 0
CT Fac. Spec. - NOX Rate Winter v.4.10 Final, Unit 1735 and retrofits | 261 | 7286 | Rate Constraint in lbs/MMBtu | FALSE | L | Annual | Allowances Withdrawn (n:1) | Thousand Tons | 0 | 0 | 0 | 0 | 0 | 0 | 0
CT Fac. Spec. - NOX Rate Winter v.4.10 Final, Unit 1735 and retrofits | 261 | 7286 | Rate Constraint in lbs/MMBtu | FALSE | L | Annual | Net Emissions Allowance Position | Thousand Tons | 0.011477 | 0.011088 | 0.0092868 | 0 | 0 | 0 | 0
CT Fac. Spec. - NOX Rate Winter v.4.10 Final, Unit 1735 and retrofits | 261 | 7286 | Rate Constraint in lbs/MMBtu | FALSE | L | Annual | Fuel Consumed | TBtu | 3.9781 | 3.8433 | 3.219 | 0 | 0 | 0 | 0
CT Fac. Spec. - NOX Rate Winter v.4.10 Final, Unit 1735 and retrofits | 261 | 7286 | Rate Constraint in lbs/MMBtu | FALSE | L | Annual | Rate | lb/MMBtu | 0.00577 | 0.00577 | 0.00577 | 0 | 0 | 0 | 0
CT Fac. Spec. - NOX Rate Winter v.4.10 Final, Unit 1735 and retrofits | 261 | 7286 | Rate Constraint in lbs/MMBtu | FALSE | L | Annual | Generation | TWh | 0.56427 | 0.54515 | 0.45659 | 0 | 0 | 0 | 0
CT Fac. Spec. - NOX Rate Winter v.4.10 Final, Unit 1735 and retrofits | 261 | 7286 | Rate Constraint in lbs/MMBtu | FALSE | L | Annual | Qualifying Generation | TWh | 0.56427 | 0.54515 | 0.45659 | 0 | 0 | 0 | 0
CT Fac. Spec. - NOX Rate Winter v.4.10 Final, Unit 1735 and retrofits | 261 | 7286 | Rate Constraint in lbs/MMBtu | FALSE | L | Annual | Rate | lb/MWh | 0.040679 | 0.040679 | 0.040679 | 0 | 0 | 0 | 0
CT Fac. Spec. - NOX Rate Winter v.4.10 Final, Unit 1735 and retrofits | 261 | 7286 | Rate Constraint in lbs/MMBtu | FALSE | L | Annual | Constraint Shadow Price | US2022$/Ton | 0 | 0 | 0 | 0 | 0 | 0 | 0
CT Fac. Spec. - NOX Rate Winter v.4.10 Final, Unit 1736 and retrofits | 262 | 7286 | Rate Constraint in lbs/MMBtu | FALSE | L | Annual | Seasons Included | Seasons | Winter, Spring, Fall | Winter, Spring, Fall | Winter, Spring, Fall | Winter, Spring, Fall | Winter, Spring, Fall | Winter, Spring, Fall | Winter, Spring, Fall
CT Fac. Spec. - NOX Rate Winter v.4.10 Final, Unit 1736 and retrofits | 262 | 7286 | Rate Constraint in lbs/MMBtu | FALSE | L | Annual | Standard NOX | lb/MMBtu | 0.15 | 0.15 | 0.15 | 0.15 | 0.15 | 0.15 | 0.15
CT Fac. Spec. - NOX Rate Winter v.4.10 Final, Unit 1736 and retrofits | 262 | 7286 | Rate Constraint in lbs/MMBtu | FALSE | L | Annual | Emissions at Affected Plants NOX | Thousand Tons | 0 | 0 | 0 | 0 | 0 | 0 | 0
CT Fac. Spec. - NOX Rate Winter v.4.10 Final, Unit 1736 and retrofits | 262 | 7286 | Rate Constraint in lbs/MMBtu | FALSE | L | Annual | Allowances Purchased NOX | Thousand Tons | 0 | 0 | 0 | 0 | 0 | 0 | 0
CT Fac. Spec. - NOX Rate Winter v.4.10 Final, Unit 1736 and retrofits | 262 | 7286 | Rate Constraint in lbs/MMBtu | FALSE | L | Annual | Allowances Sold NOX | Thousand Tons | 0 | 0 | 0 | 0 | 0 | 0 | 0
CT Fac. Spec. - NOX Rate Winter v.4.10 Final, Unit 1736 and retrofits | 262 | 7286 | Rate Constraint in lbs/MMBtu | FALSE | L | Annual | Allowances Banked | Thousand Tons | 0 | 0 | 0 | 0 | 0 | 0 | 0
CT Fac. Spec. - NOX Rate Winter v.4.10 Final, Unit 1736 and retrofits | 262 | 7286 | Rate Constraint in lbs/MMBtu | FALSE | L | Annual | Allowances Withdrawn (1:1) | Thousand Tons | 0 | 0 | 0 | 0 | 0 | 0 | 0
CT Fac. Spec. - NOX Rate Winter v.4.10 Final, Unit 1736 and retrofits | 262 | 7286 | Rate Constraint in lbs/MMBtu | FALSE | L | Annual | Allowances Withdrawn (n:1) | Thousand Tons | 0 | 0 | 0 | 0 | 0 | 0 | 0
CT Fac. Spec. - NOX Rate Winter v.4.10 Final, Unit 1736 and retrofits | 262 | 7286 | Rate Constraint in lbs/MMBtu | FALSE | L | Annual | Net Emissions Allowance Position | Thousand Tons | 0 | 0 | 0 | 0 | 0 | 0 | 0
CT Fac. Spec. - NOX Rate Winter v.4.10 Final, Unit 1736 and retrofits | 262 | 7286 | Rate Constraint in lbs/MMBtu | FALSE | L | Annual | Fuel Consumed | TBtu | 0 | 0 | 0 | 0 | 0 | 0 | 0
CT Fac. Spec. - NOX Rate Winter v.4.10 Final, Unit 1736 and retrofits | 262 | 7286 | Rate Constraint in lbs/MMBtu | FALSE | L | Annual | Rate | lb/MMBtu | 0 | 0 | 0 | 0 | 0 | 0 | 0
CT Fac. Spec. - NOX Rate Winter v.4.10 Final, Unit 1736 and retrofits | 262 | 7286 | Rate Constraint in lbs/MMBtu | FALSE | L | Annual | Generation | TWh | 0 | 0 | 0 | 0 | 0 | 0 | 0
CT Fac. Spec. - NOX Rate Winter v.4.10 Final, Unit 1736 and retrofits | 262 | 7286 | Rate Constraint in lbs/MMBtu | FALSE | L | Annual | Qualifying Generation | TWh | 0 | 0 | 0 | 0 | 0 | 0 | 0
CT Fac. Spec. - NOX Rate Winter v.4.10 Final, Unit 1736 and retrofits | 262 | 7286 | Rate Constraint in lbs/MMBtu | FALSE | L | Annual | Rate | lb/MWh | 0 | 0 | 0 | 0 | 0 | 0 | 0
CT Fac. Spec. - NOX Rate Winter v.4.10 Final, Unit 1736 and retrofits | 262 | 7286 | Rate Constraint in lbs/MMBtu | FALSE | L | Annual | Constraint Shadow Price | US2022$/Ton | 36496.6649 | 32262.8842 | 29114.1167 | 0 | 0 | 0 | 0
CT Fac. Spec. - NOX Rate Winter v.4.10 Final, Unit 1737 and retrofits | 263 | 7286 | Rate Constraint in lbs/MMBtu | FALSE | L | Annual | Seasons Included | Seasons | Winter, Spring, Fall | Winter, Spring, Fall | Winter, Spring, Fall | Winter, Spring, Fall | Winter, Spring, Fall | Winter, Spring, Fall | Winter, Spring, Fall
CT Fac. Spec. - NOX Rate Winter v.4.10 Final, Unit 1737 and retrofits | 263 | 7286 | Rate Constraint in lbs/MMBtu | FALSE | L | Annual | Standard NOX | lb/MMBtu | 0.15 | 0.15 | 0.15 | 0.15 | 0.15 | 0.15 | 0.15
CT Fac. Spec. - NOX Rate Winter v.4.10 Final, Unit 1737 and retrofits | 263 | 7286 | Rate Constraint in lbs/MMBtu | FALSE | L | Annual | Emissions at Affected Plants NOX | Thousand Tons | 0 | 0 | 0 | 0 | 0 | 0 | 0
CT Fac. Spec. - NOX Rate Winter v.4.10 Final, Unit 1737 and retrofits | 263 | 7286 | Rate Constraint in lbs/MMBtu | FALSE | L | Annual | Allowances Purchased NOX | Thousand Tons | 0 | 0 | 0 | 0 | 0 | 0 | 0
CT Fac. Spec. - NOX Rate Winter v.4.10 Final, Unit 1737 and retrofits | 263 | 7286 | Rate Constraint in lbs/MMBtu | FALSE | L | Annual | Allowances Sold NOX | Thousand Tons | 0 | 0 | 0 | 0 | 0 | 0 | 0
CT Fac. Spec. - NOX Rate Winter v.4.10 Final, Unit 1737 and retrofits | 263 | 7286 | Rate Constraint in lbs/MMBtu | FALSE | L | Annual | Allowances Banked | Thousand Tons | 0 | 0 | 0 | 0 | 0 | 0 | 0
CT Fac. Spec. - NOX Rate Winter v.4.10 Final, Unit 1737 and retrofits | 263 | 7286 | Rate Constraint in lbs/MMBtu | FALSE | L | Annual | Allowances Withdrawn (1:1) | Thousand Tons | 0 | 0 | 0 | 0 | 0 | 0 | 0
CT Fac. Spec. - NOX Rate Winter v.4.10 Final, Unit 1737 and retrofits | 263 | 7286 | Rate Constraint in lbs/MMBtu | FALSE | L | Annual | Allowances Withdrawn (n:1) | Thousand Tons | 0 | 0 | 0 | 0 | 0 | 0 | 0
CT Fac. Spec. - NOX Rate Winter v.4.10 Final, Unit 1737 and retrofits | 263 | 7286 | Rate Constraint in lbs/MMBtu | FALSE | L | Annual | Net Emissions Allowance Position | Thousand Tons | 0 | 0 | 0 | 0 | 0 | 0 | 0
CT Fac. Spec. - NOX Rate Winter v.4.10 Final, Unit 1737 and retrofits | 263 | 7286 | Rate Constraint in lbs/MMBtu | FALSE | L | Annual | Fuel Consumed | TBtu | 0 | 0 | 0 | 0 | 0 | 0 | 0
CT Fac. Spec. - NOX Rate Winter v.4.10 Final, Unit 1737 and retrofits | 263 | 7286 | Rate Constraint in lbs/MMBtu | FALSE | L | Annual | Rate | lb/MMBtu | 0 | 0 | 0 | 0 | 0 | 0 | 0
CT Fac. Spec. - NOX Rate Winter v.4.10 Final, Unit 1737 and retrofits | 263 | 7286 | Rate Constraint in lbs/MMBtu | FALSE | L | Annual | Generation | TWh | 0 | 0 | 0 | 0 | 0 | 0 | 0
CT Fac. Spec. - NOX Rate Winter v.4.10 Final, Unit 1737 and retrofits | 263 | 7286 | Rate Constraint in lbs/MMBtu | FALSE | L | Annual | Qualifying Generation | TWh | 0 | 0 | 0 | 0 | 0 | 0 | 0
CT Fac. Spec. - NOX Rate Winter v.4.10 Final, Unit 1737 and retrofits | 263 | 7286 | Rate Constraint in lbs/MMBtu | FALSE | L | Annual | Rate | lb/MWh | 0 | 0 | 0 | 0 | 0 | 0 | 0
CT Fac. Spec. - NOX Rate Winter v.4.10 Final, Unit 1737 and retrofits | 263 | 7286 | Rate Constraint in lbs/MMBtu | FALSE | L | Annual | Constraint Shadow Price | US2022$/Ton | 36496.6649 | 32262.8842 | 29114.1167 | 0 | 0 | 23038.5329 | 13691.592
CT Fac. Spec. - NOX Rate Winter v.4.10 Final, Unit 2198 and retrofits | 264 | 7286 | Rate Constraint in lbs/MMBtu | FALSE | L | Annual | Seasons Included | Seasons | Winter, Spring, Fall | Winter, Spring, Fall | Winter, Spring, Fall | Winter, Spring, Fall | Winter, Spring, Fall | Winter, Spring, Fall | Winter, Spring, Fall
CT Fac. Spec. - NOX Rate Winter v.4.10 Final, Unit 2198 and retrofits | 264 | 7286 | Rate Constraint in lbs/MMBtu | FALSE | L | Annual | Standard NOX | lb/MMBtu | 0.15 | 0.15 | 0.15 | 0.15 | 0.15 | 0.15 | 0.15
CT Fac. Spec. - NOX Rate Winter v.4.10 Final, Unit 2198 and retrofits | 264 | 7286 | Rate Constraint in lbs/MMBtu | FALSE | L | Annual | Emissions at Affected Plants NOX | Thousand Tons | 0 | 0 | 0 | 0 | 0 | 0 | 0
CT Fac. Spec. - NOX Rate Winter v.4.10 Final, Unit 2198 and retrofits | 264 | 7286 | Rate Constraint in lbs/MMBtu | FALSE | L | Annual | Allowances Purchased NOX | Thousand Tons | 0 | 0 | 0 | 0 | 0 | 0 | 0
CT Fac. Spec. - NOX Rate Winter v.4.10 Final, Unit 2198 and retrofits | 264 | 7286 | Rate Constraint in lbs/MMBtu | FALSE | L | Annual | Allowances Sold NOX | Thousand Tons | 0 | 0 | 0 | 0 | 0 | 0 | 0
CT Fac. Spec. - NOX Rate Winter v.4.10 Final, Unit 2198 and retrofits | 264 | 7286 | Rate Constraint in lbs/MMBtu | FALSE | L | Annual | Allowances Banked | Thousand Tons | 0 | 0 | 0 | 0 | 0 | 0 | 0
CT Fac. Spec. - NOX Rate Winter v.4.10 Final, Unit 2198 and retrofits | 264 | 7286 | Rate Constraint in lbs/MMBtu | FALSE | L | Annual | Allowances Withdrawn (1:1) | Thousand Tons | 0 | 0 | 0 | 0 | 0 | 0 | 0
CT Fac. Spec. - NOX Rate Winter v.4.10 Final, Unit 2198 and retrofits | 264 | 7286 | Rate Constraint in lbs/MMBtu | FALSE | L | Annual | Allowances Withdrawn (n:1) | Thousand Tons | 0 | 0 | 0 | 0 | 0 | 0 | 0
CT Fac. Spec. - NOX Rate Winter v.4.10 Final, Unit 2198 and retrofits | 264 | 7286 | Rate Constraint in lbs/MMBtu | FALSE | L | Annual | Net Emissions Allowance Position | Thousand Tons | 0 | 0 | 0 | 0 | 0 | 0 | 0
CT Fac. Spec. - NOX Rate Winter v.4.10 Final, Unit 2198 and retrofits | 264 | 7286 | Rate Constraint in lbs/MMBtu | FALSE | L | Annual | Fuel Consumed | TBtu | 0 | 0 | 0 | 0 | 0 | 0 | 0
CT Fac. Spec. - NOX Rate Winter v.4.10 Final, Unit 2198 and retrofits | 264 | 7286 | Rate Constraint in lbs/MMBtu | FALSE | L | Annual | Rate | lb/MMBtu | 0 | 0 | 0 | 0 | 0 | 0 | 0
CT Fac. Spec. - NOX Rate Winter v.4.10 Final, Unit 2198 and retrofits | 264 | 7286 | Rate Constraint in lbs/MMBtu | FALSE | L | Annual | Generation | TWh | 0 | 0 | 0 | 0 | 0 | 0 | 0
CT Fac. Spec. - NOX Rate Winter v.4.10 Final, Unit 2198 and retrofits | 264 | 7286 | Rate Constraint in lbs/MMBtu | FALSE | L | Annual | Qualifying Generation | TWh | 0 | 0 | 0 | 0 | 0 | 0 | 0
CT Fac. Spec. - NOX Rate Winter v.4.10 Final, Unit 2198 and retrofits | 264 | 7286 | Rate Constraint in lbs/MMBtu | FALSE | L | Annual | Rate | lb/MWh | 0 | 0 | 0 | 0 | 0 | 0 | 0
CT Fac. Spec. - NOX Rate Winter v.4.10 Final, Unit 2198 and retrofits | 264 | 7286 | Rate Constraint in lbs/MMBtu | FALSE | L | Annual | Constraint Shadow Price | US2022$/Ton | 0 | 0 | 0 | 0 | 0 | 0 | 0
CT Fac. Spec. - NOX Rate Winter v.4.10 Final, Unit 2199 and retrofits | 265 | 7286 | Rate Constraint in lbs/MMBtu | FALSE | L | Annual | Seasons Included | Seasons | Winter, Spring, Fall | Winter, Spring, Fall | Winter, Spring, Fall | Winter, Spring, Fall | Winter, Spring, Fall | Winter, Spring, Fall | Winter, Spring, Fall
CT Fac. Spec. - NOX Rate Winter v.4.10 Final, Unit 2199 and retrofits | 265 | 7286 | Rate Constraint in lbs/MMBtu | FALSE | L | Annual | Standard NOX | lb/MMBtu | 0.15 | 0.15 | 0.15 | 0.15 | 0.15 | 0.15 | 0.15
CT Fac. Spec. - NOX Rate Winter v.4.10 Final, Unit 2199 and retrofits | 265 | 7286 | Rate Constraint in lbs/MMBtu | FALSE | L | Annual | Emissions at Affected Plants NOX | Thousand Tons | 0 | 0 | 0 | 0 | 0 | 0 | 0
CT Fac. Spec. - NOX Rate Winter v.4.10 Final, Unit 2199 and retrofits | 265 | 7286 | Rate Constraint in lbs/MMBtu | FALSE | L | Annual | Allowances Purchased NOX | Thousand Tons | 0 | 0 | 0 | 0 | 0 | 0 | 0
CT Fac. Spec. - NOX Rate Winter v.4.10 Final, Unit 2199 and retrofits | 265 | 7286 | Rate Constraint in lbs/MMBtu | FALSE | L | Annual | Allowances Sold NOX | Thousand Tons | 0 | 0 | 0 | 0 | 0 | 0 | 0
CT Fac. Spec. - NOX Rate Winter v.4.10 Final, Unit 2199 and retrofits | 265 | 7286 | Rate Constraint in lbs/MMBtu | FALSE | L | Annual | Allowances Banked | Thousand Tons | 0 | 0 | 0 | 0 | 0 | 0 | 0
CT Fac. Spec. - NOX Rate Winter v.4.10 Final, Unit 2199 and retrofits | 265 | 7286 | Rate Constraint in lbs/MMBtu | FALSE | L | Annual | Allowances Withdrawn (1:1) | Thousand Tons | 0 | 0 | 0 | 0 | 0 | 0 | 0
CT Fac. Spec. - NOX Rate Winter v.4.10 Final, Unit 2199 and retrofits | 265 | 7286 | Rate Constraint in lbs/MMBtu | FALSE | L | Annual | Allowances Withdrawn (n:1) | Thousand Tons | 0 | 0 | 0 | 0 | 0 | 0 | 0
CT Fac. Spec. - NOX Rate Winter v.4.10 Final, Unit 2199 and retrofits | 265 | 7286 | Rate Constraint in lbs/MMBtu | FALSE | L | Annual | Net Emissions Allowance Position | Thousand Tons | 0 | 0 | 0 | 0 | 0 | 0 | 0
CT Fac. Spec. - NOX Rate Winter v.4.10 Final, Unit 2199 and retrofits | 265 | 7286 | Rate Constraint in lbs/MMBtu | FALSE | L | Annual | Fuel Consumed | TBtu | 0 | 0 | 0 | 0 | 0 | 0 | 0
CT Fac. Spec. - NOX Rate Winter v.4.10 Final, Unit 2199 and retrofits | 265 | 7286 | Rate Constraint in lbs/MMBtu | FALSE | L | Annual | Rate | lb/MMBtu | 0 | 0 | 0 | 0 | 0 | 0 | 0
CT Fac. Spec. - NOX Rate Winter v.4.10 Final, Unit 2199 and retrofits | 265 | 7286 | Rate Constraint in lbs/MMBtu | FALSE | L | Annual | Generation | TWh | 0 | 0 | 0 | 0 | 0 | 0 | 0
CT Fac. Spec. - NOX Rate Winter v.4.10 Final, Unit 2199 and retrofits | 265 | 7286 | Rate Constraint in lbs/MMBtu | FALSE | L | Annual | Qualifying Generation | TWh | 0 | 0 | 0 | 0 | 0 | 0 | 0
CT Fac. Spec. - NOX Rate Winter v.4.10 Final, Unit 2199 and retrofits | 265 | 7286 | Rate Constraint in lbs/MMBtu | FALSE | L | Annual | Rate | lb/MWh | 0 | 0 | 0 | 0 | 0 | 0 | 0
CT Fac. Spec. - NOX Rate Winter v.4.10 Final, Unit 2199 and retrofits | 265 | 7286 | Rate Constraint in lbs/MMBtu | FALSE | L | Annual | Constraint Shadow Price | US2022$/Ton | 0 | 0 | 0 | 0 | 0 | 0 | 0
CT Fac. Spec. - NOX Rate Winter v.4.10 Final, Unit 2299 and retrofits | 266 | 7286 | Rate Constraint in lbs/MMBtu | FALSE | L | Annual | Seasons Included | Seasons | Winter, Spring, Fall | Winter, Spring, Fall | Winter, Spring, Fall | Winter, Spring, Fall | Winter, Spring, Fall | Winter, Spring, Fall | Winter, Spring, Fall
CT Fac. Spec. - NOX Rate Winter v.4.10 Final, Unit 2299 and retrofits | 266 | 7286 | Rate Constraint in lbs/MMBtu | FALSE | L | Annual | Standard NOX | lb/MMBtu | 0.15 | 0.15 | 0.15 | 0.15 | 0.15 | 0.15 | 0.15
CT Fac. Spec. - NOX Rate Winter v.4.10 Final, Unit 2299 and retrofits | 266 | 7286 | Rate Constraint in lbs/MMBtu | FALSE | L | Annual | Emissions at Affected Plants NOX | Thousand Tons | 0 | 0 | 0 | 0 | 0 | 0 | 0
CT Fac. Spec. - NOX Rate Winter v.4.10 Final, Unit 2299 and retrofits | 266 | 7286 | Rate Constraint in lbs/MMBtu | FALSE | L | Annual | Allowances Purchased NOX | Thousand Tons | 0 | 0 | 0 | 0 | 0 | 0 | 0
CT Fac. Spec. - NOX Rate Winter v.4.10 Final, Unit 2299 and retrofits | 266 | 7286 | Rate Constraint in lbs/MMBtu | FALSE | L | Annual | Allowances Sold NOX | Thousand Tons | 0 | 0 | 0 | 0 | 0 | 0 | 0
CT Fac. Spec. - NOX Rate Winter v.4.10 Final, Unit 2299 and retrofits | 266 | 7286 | Rate Constraint in lbs/MMBtu | FALSE | L | Annual | Allowances Banked | Thousand Tons | 0 | 0 | 0 | 0 | 0 | 0 | 0
CT Fac. Spec. - NOX Rate Winter v.4.10 Final, Unit 2299 and retrofits | 266 | 7286 | Rate Constraint in lbs/MMBtu | FALSE | L | Annual | Allowances Withdrawn (1:1) | Thousand Tons | 0 | 0 | 0 | 0 | 0 | 0 | 0
CT Fac. Spec. - NOX Rate Winter v.4.10 Final, Unit 2299 and retrofits | 266 | 7286 | Rate Constraint in lbs/MMBtu | FALSE | L | Annual | Allowances Withdrawn (n:1) | Thousand Tons | 0 | 0 | 0 | 0 | 0 | 0 | 0
CT Fac. Spec. - NOX Rate Winter v.4.10 Final, Unit 2299 and retrofits | 266 | 7286 | Rate Constraint in lbs/MMBtu | FALSE | L | Annual | Net Emissions Allowance Position | Thousand Tons | 0 | 0 | 0 | 0 | 0 | 0 | 0
CT Fac. Spec. - NOX Rate Winter v.4.10 Final, Unit 2299 and retrofits | 266 | 7286 | Rate Constraint in lbs/MMBtu | FALSE | L | Annual | Fuel Consumed | TBtu | 0 | 0 | 0 | 0 | 0 | 0 | 0
CT Fac. Spec. - NOX Rate Winter v.4.10 Final, Unit 2299 and retrofits | 266 | 7286 | Rate Constraint in lbs/MMBtu | FALSE | L | Annual | Rate | lb/MMBtu | 0 | 0 | 0 | 0 | 0 | 0 | 0
CT Fac. Spec. - NOX Rate Winter v.4.10 Final, Unit 2299 and retrofits | 266 | 7286 | Rate Constraint in lbs/MMBtu | FALSE | L | Annual | Generation | TWh | 0 | 0 | 0 | 0 | 0 | 0 | 0
CT Fac. Spec. - NOX Rate Winter v.4.10 Final, Unit 2299 and retrofits | 266 | 7286 | Rate Constraint in lbs/MMBtu | FALSE | L | Annual | Qualifying Generation | TWh | 0 | 0 | 0 | 0 | 0 | 0 | 0
CT Fac. Spec. - NOX Rate Winter v.4.10 Final, Unit 2299 and retrofits | 266 | 7286 | Rate Constraint in lbs/MMBtu | FALSE | L | Annual | Rate | lb/MWh | 0 | 0 | 0 | 0 | 0 | 0 | 0
CT Fac. Spec. - NOX Rate Winter v.4.10 Final, Unit 2299 and retrofits | 266 | 7286 | Rate Constraint in lbs/MMBtu | FALSE | L | Annual | Constraint Shadow Price | US2022$/Ton | 0 | 0 | 0 | 0 | 0 | 0 | 0
CT Fac. Spec. - NOX Rate Winter v.4.10 Final, Unit 2300 and retrofits | 267 | 7286 | Rate Constraint in lbs/MMBtu | FALSE | L | Annual | Seasons Included | Seasons | Winter, Spring, Fall | Winter, Spring, Fall | Winter, Spring, Fall | Winter, Spring, Fall | Winter, Spring, Fall | Winter, Spring, Fall | Winter, Spring, Fall
CT Fac. Spec. - NOX Rate Winter v.4.10 Final, Unit 2300 and retrofits | 267 | 7286 | Rate Constraint in lbs/MMBtu | FALSE | L | Annual | Standard NOX | lb/MMBtu | 0.15 | 0.15 | 0.15 | 0.15 | 0.15 | 0.15 | 0.15
CT Fac. Spec. - NOX Rate Winter v.4.10 Final, Unit 2300 and retrofits | 267 | 7286 | Rate Constraint in lbs/MMBtu | FALSE | L | Annual | Emissions at Affected Plants NOX | Thousand Tons | 0 | 0 | 0 | 0 | 0 | 0 | 0
CT Fac. Spec. - NOX Rate Winter v.4.10 Final, Unit 2300 and retrofits | 267 | 7286 | Rate Constraint in lbs/MMBtu | FALSE | L | Annual | Allowances Purchased NOX | Thousand Tons | 0 | 0 | 0 | 0 | 0 | 0 | 0
CT Fac. Spec. - NOX Rate Winter v.4.10 Final, Unit 2300 and retrofits | 267 | 7286 | Rate Constraint in lbs/MMBtu | FALSE | L | Annual | Allowances Sold NOX | Thousand Tons | 0 | 0 | 0 | 0 | 0 | 0 | 0
CT Fac. Spec. - NOX Rate Winter v.4.10 Final, Unit 2300 and retrofits | 267 | 7286 | Rate Constraint in lbs/MMBtu | FALSE | L | Annual | Allowances Banked | Thousand Tons | 0 | 0 | 0 | 0 | 0 | 0 | 0
CT Fac. Spec. - NOX Rate Winter v.4.10 Final, Unit 2300 and retrofits | 267 | 7286 | Rate Constraint in lbs/MMBtu | FALSE | L | Annual | Allowances Withdrawn (1:1) | Thousand Tons | 0 | 0 | 0 | 0 | 0 | 0 | 0
CT Fac. Spec. - NOX Rate Winter v.4.10 Final, Unit 2300 and retrofits | 267 | 7286 | Rate Constraint in lbs/MMBtu | FALSE | L | Annual | Allowances Withdrawn (n:1) | Thousand Tons | 0 | 0 | 0 | 0 | 0 | 0 | 0
CT Fac. Spec. - NOX Rate Winter v.4.10 Final, Unit 2300 and retrofits | 267 | 7286 | Rate Constraint in lbs/MMBtu | FALSE | L | Annual | Net Emissions Allowance Position | Thousand Tons | 0 | 0 | 0 | 0 | 0 | 0 | 0
CT Fac. Spec. - NOX Rate Winter v.4.10 Final, Unit 2300 and retrofits | 267 | 7286 | Rate Constraint in lbs/MMBtu | FALSE | L | Annual | Fuel Consumed | TBtu | 0 | 0 | 0 | 0 | 0 | 0 | 0
CT Fac. Spec. - NOX Rate Winter v.4.10 Final, Unit 2300 and retrofits | 267 | 7286 | Rate Constraint in lbs/MMBtu | FALSE | L | Annual | Rate | lb/MMBtu | 0 | 0 | 0 | 0 | 0 | 0 | 0
CT Fac. Spec. - NOX Rate Winter v.4.10 Final, Unit 2300 and retrofits | 267 | 7286 | Rate Constraint in lbs/MMBtu | FALSE | L | Annual | Generation | TWh | 0 | 0 | 0 | 0 | 0 | 0 | 0
CT Fac. Spec. - NOX Rate Winter v.4.10 Final, Unit 2300 and retrofits | 267 | 7286 | Rate Constraint in lbs/MMBtu | FALSE | L | Annual | Qualifying Generation | TWh | 0 | 0 | 0 | 0 | 0 | 0 | 0
CT Fac. Spec. - NOX Rate Winter v.4.10 Final, Unit 2300 and retrofits | 267 | 7286 | Rate Constraint in lbs/MMBtu | FALSE | L | Annual | Rate | lb/MWh | 0 | 0 | 0 | 0 | 0 | 0 | 0
CT Fac. Spec. - NOX Rate Winter v.4.10 Final, Unit 2300 and retrofits | 267 | 7286 | Rate Constraint in lbs/MMBtu | FALSE | L | Annual | Constraint Shadow Price | US2022$/Ton | 0 | 0 | 0 | 0 | 0 | 0 | 0
CT Fac. Spec. - NOX Rate Winter v.4.10 Final, Unit 2301 and retrofits | 268 | 7286 | Rate Constraint in lbs/MMBtu | FALSE | L | Annual | Seasons Included | Seasons | Winter, Spring, Fall | Winter, Spring, Fall | Winter, Spring, Fall | Winter, Spring, Fall | Winter, Spring, Fall | Winter, Spring, Fall | Winter, Spring, Fall
CT Fac. Spec. - NOX Rate Winter v.4.10 Final, Unit 2301 and retrofits | 268 | 7286 | Rate Constraint in lbs/MMBtu | FALSE | L | Annual | Standard NOX | lb/MMBtu | 0.15 | 0.15 | 0.15 | 0.15 | 0.15 | 0.15 | 0.15
CT Fac. Spec. - NOX Rate Winter v.4.10 Final, Unit 2301 and retrofits | 268 | 7286 | Rate Constraint in lbs/MMBtu | FALSE | L | Annual | Emissions at Affected Plants NOX | Thousand Tons | 0 | 0 | 0 | 0 | 0 | 0 | 0
CT Fac. Spec. - NOX Rate Winter v.4.10 Final, Unit 2301 and retrofits | 268 | 7286 | Rate Constraint in lbs/MMBtu | FALSE | L | Annual | Allowances Purchased NOX | Thousand Tons | 0 | 0 | 0 | 0 | 0 | 0 | 0
CT Fac. Spec. - NOX Rate Winter v.4.10 Final, Unit 2301 and retrofits | 268 | 7286 | Rate Constraint in lbs/MMBtu | FALSE | L | Annual | Allowances Sold NOX | Thousand Tons | 0 | 0 | 0 | 0 | 0 | 0 | 0
CT Fac. Spec. - NOX Rate Winter v.4.10 Final, Unit 2301 and retrofits | 268 | 7286 | Rate Constraint in lbs/MMBtu | FALSE | L | Annual | Allowances Banked | Thousand Tons | 0 | 0 | 0 | 0 | 0 | 0 | 0
CT Fac. Spec. - NOX Rate Winter v.4.10 Final, Unit 2301 and retrofits | 268 | 7286 | Rate Constraint in lbs/MMBtu | FALSE | L | Annual | Allowances Withdrawn (1:1) | Thousand Tons | 0 | 0 | 0 | 0 | 0 | 0 | 0
CT Fac. Spec. - NOX Rate Winter v.4.10 Final, Unit 2301 and retrofits | 268 | 7286 | Rate Constraint in lbs/MMBtu | FALSE | L | Annual | Allowances Withdrawn (n:1) | Thousand Tons | 0 | 0 | 0 | 0 | 0 | 0 | 0
CT Fac. Spec. - NOX Rate Winter v.4.10 Final, Unit 2301 and retrofits | 268 | 7286 | Rate Constraint in lbs/MMBtu | FALSE | L | Annual | Net Emissions Allowance Position | Thousand Tons | 0 | 0 | 0 | 0 | 0 | 0 | 0
CT Fac. Spec. - NOX Rate Winter v.4.10 Final, Unit 2301 and retrofits | 268 | 7286 | Rate Constraint in lbs/MMBtu | FALSE | L | Annual | Fuel Consumed | TBtu | 0 | 0 | 0 | 0 | 0 | 0 | 0
CT Fac. Spec. - NOX Rate Winter v.4.10 Final, Unit 2301 and retrofits | 268 | 7286 | Rate Constraint in lbs/MMBtu | FALSE | L | Annual | Rate | lb/MMBtu | 0 | 0 | 0 | 0 | 0 | 0 | 0
CT Fac. Spec. - NOX Rate Winter v.4.10 Final, Unit 2301 and retrofits | 268 | 7286 | Rate Constraint in lbs/MMBtu | FALSE | L | Annual | Generation | TWh | 0 | 0 | 0 | 0 | 0 | 0 | 0
CT Fac. Spec. - NOX Rate Winter v.4.10 Final, Unit 2301 and retrofits | 268 | 7286 | Rate Constraint in lbs/MMBtu | FALSE | L | Annual | Qualifying Generation | TWh | 0 | 0 | 0 | 0 | 0 | 0 | 0
CT Fac. Spec. - NOX Rate Winter v.4.10 Final, Unit 2301 and retrofits | 268 | 7286 | Rate Constraint in lbs/MMBtu | FALSE | L | Annual | Rate | lb/MWh | 0 | 0 | 0 | 0 | 0 | 0 | 0
CT Fac. Spec. - NOX Rate Winter v.4.10 Final, Unit 2301 and retrofits | 268 | 7286 | Rate Constraint in lbs/MMBtu | FALSE | L | Annual | Constraint Shadow Price | US2022$/Ton | 0 | 0 | 0 | 0 | 0 | 0 | 0
CT Fac. Spec. - NOX Rate Winter v.4.10 Final, Unit 2302 and retrofits | 269 | 7286 | Rate Constraint in lbs/MMBtu | FALSE | L | Annual | Seasons Included | Seasons | Winter, Spring, Fall | Winter, Spring, Fall | Winter, Spring, Fall | Winter, Spring, Fall | Winter, Spring, Fall | Winter, Spring, Fall | Winter, Spring, Fall
CT Fac. Spec. - NOX Rate Winter v.4.10 Final, Unit 2302 and retrofits | 269 | 7286 | Rate Constraint in lbs/MMBtu | FALSE | L | Annual | Standard NOX | lb/MMBtu | 0.15 | 0.15 | 0.15 | 0.15 | 0.15 | 0.15 | 0.15
CT Fac. Spec. - NOX Rate Winter v.4.10 Final, Unit 2302 and retrofits | 269 | 7286 | Rate Constraint in lbs/MMBtu | FALSE | L | Annual | Emissions at Affected Plants NOX | Thousand Tons | 0 | 0 | 0 | 0 | 0 | 0 | 0
CT Fac. Spec. - NOX Rate Winter v.4.10 Final, Unit 2302 and retrofits | 269 | 7286 | Rate Constraint in lbs/MMBtu | FALSE | L | Annual | Allowances Purchased NOX | Thousand Tons | 0 | 0 | 0 | 0 | 0 | 0 | 0
CT Fac. Spec. - NOX Rate Winter v.4.10 Final, Unit 2302 and retrofits | 269 | 7286 | Rate Constraint in lbs/MMBtu | FALSE | L | Annual | Allowances Sold NOX | Thousand Tons | 0 | 0 | 0 | 0 | 0 | 0 | 0
CT Fac. Spec. - NOX Rate Winter v.4.10 Final, Unit 2302 and retrofits | 269 | 7286 | Rate Constraint in lbs/MMBtu | FALSE | L | Annual | Allowances Banked | Thousand Tons | 0 | 0 | 0 | 0 | 0 | 0 | 0
CT Fac. Spec. - NOX Rate Winter v.4.10 Final, Unit 2302 and retrofits | 269 | 7286 | Rate Constraint in lbs/MMBtu | FALSE | L | Annual | Allowances Withdrawn (1:1) | Thousand Tons | 0 | 0 | 0 | 0 | 0 | 0 | 0
CT Fac. Spec. - NOX Rate Winter v.4.10 Final, Unit 2302 and retrofits | 269 | 7286 | Rate Constraint in lbs/MMBtu | FALSE | L | Annual | Allowances Withdrawn (n:1) | Thousand Tons | 0 | 0 | 0 | 0 | 0 | 0 | 0
CT Fac. Spec. - NOX Rate Winter v.4.10 Final, Unit 2302 and retrofits | 269 | 7286 | Rate Constraint in lbs/MMBtu | FALSE | L | Annual | Net Emissions Allowance Position | Thousand Tons | 0 | 0 | 0 | 0 | 0 | 0 | 0
CT Fac. Spec. - NOX Rate Winter v.4.10 Final, Unit 2302 and retrofits | 269 | 7286 | Rate Constraint in lbs/MMBtu | FALSE | L | Annual | Fuel Consumed | TBtu | 0 | 0 | 0 | 0 | 0 | 0 | 0
CT Fac. Spec. - NOX Rate Winter v.4.10 Final, Unit 2302 and retrofits | 269 | 7286 | Rate Constraint in lbs/MMBtu | FALSE | L | Annual | Rate | lb/MMBtu | 0 | 0 | 0 | 0 | 0 | 0 | 0
CT Fac. Spec. - NOX Rate Winter v.4.10 Final, Unit 2302 and retrofits | 269 | 7286 | Rate Constraint in lbs/MMBtu | FALSE | L | Annual | Generation | TWh | 0 | 0 | 0 | 0 | 0 | 0 | 0
CT Fac. Spec. - NOX Rate Winter v.4.10 Final, Unit 2302 and retrofits | 269 | 7286 | Rate Constraint in lbs/MMBtu | FALSE | L | Annual | Qualifying Generation | TWh | 0 | 0 | 0 | 0 | 0 | 0 | 0
CT Fac. Spec. - NOX Rate Winter v.4.10 Final, Unit 2302 and retrofits | 269 | 7286 | Rate Constraint in lbs/MMBtu | FALSE | L | Annual | Rate | lb/MWh | 0 | 0 | 0 | 0 | 0 | 0 | 0
CT Fac. Spec. - NOX Rate Winter v.4.10 Final, Unit 2302 and retrofits | 269 | 7286 | Rate Constraint in lbs/MMBtu | FALSE | L | Annual | Constraint Shadow Price | US2022$/Ton | 0 | 0 | 0 | 0 | 0 | 0 | 0
CT Fac. Spec. - SO2 Rate Annual Non-Title IV v3.1, Unit 636 and retrofits | 270 | 7288 | Rate Constraint in lbs/MMBtu | FALSE | L | Annual | Seasons Included | Seasons | Winter, Spring, Summer, Fall | Winter, Spring, Summer, Fall | Winter, Spring, Summer, Fall | Winter, Spring, Summer, Fall | Winter, Spring, Summer, Fall | Winter, Spring, Summer, Fall | Winter, Spring, Summer, Fall
CT Fac. Spec. - SO2 Rate Annual Non-Title IV v3.1, Unit 636 and retrofits | 270 | 7288 | Rate Constraint in lbs/MMBtu | FALSE | L | Annual | Standard SO2 | lb/MMBtu | 0.55 | 0.55 | 0.55 | 0.55 | 0.55 | 0.55 | 0.55
CT Fac. Spec. - SO2 Rate Annual Non-Title IV v3.1, Unit 636 and retrofits | 270 | 7288 | Rate Constraint in lbs/MMBtu | FALSE | L | Annual | Emissions at Affected Plants SO2 | Thousand Tons | 0 | 0 | 0 | 0 | 0 | 0 | 0
CT Fac. Spec. - SO2 Rate Annual Non-Title IV v3.1, Unit 636 and retrofits | 270 | 7288 | Rate Constraint in lbs/MMBtu | FALSE | L | Annual | Allowances Purchased SO2 | Thousand Tons | 0 | 0 | 0 | 0 | 0 | 0 | 0
CT Fac. Spec. - SO2 Rate Annual Non-Title IV v3.1, Unit 636 and retrofits | 270 | 7288 | Rate Constraint in lbs/MMBtu | FALSE | L | Annual | Allowances Sold SO2 | Thousand Tons | 0 | 0 | 0 | 0 | 0 | 0 | 0
CT Fac. Spec. - SO2 Rate Annual Non-Title IV v3.1, Unit 636 and retrofits | 270 | 7288 | Rate Constraint in lbs/MMBtu | FALSE | L | Annual | Allowances Banked | Thousand Tons | 0 | 0 | 0 | 0 | 0 | 0 | 0
CT Fac. Spec. - SO2 Rate Annual Non-Title IV v3.1, Unit 636 and retrofits | 270 | 7288 | Rate Constraint in lbs/MMBtu | FALSE | L | Annual | Allowances Withdrawn (1:1) | Thousand Tons | 0 | 0 | 0 | 0 | 0 | 0 | 0
CT Fac. Spec. - SO2 Rate Annual Non-Title IV v3.1, Unit 636 and retrofits | 270 | 7288 | Rate Constraint in lbs/MMBtu | FALSE | L | Annual | Allowances Withdrawn (n:1) | Thousand Tons | 0 | 0 | 0 | 0 | 0 | 0 | 0
CT Fac. Spec. - SO2 Rate Annual Non-Title IV v3.1, Unit 636 and retrofits | 270 | 7288 | Rate Constraint in lbs/MMBtu | FALSE | L | Annual | Net Emissions Allowance Position | Thousand Tons | 0 | 0 | 0 | 0 | 0 | 0 | 0
CT Fac. Spec. - SO2 Rate Annual Non-Title IV v3.1, Unit 636 and retrofits | 270 | 7288 | Rate Constraint in lbs/MMBtu | FALSE | L | Annual | Fuel Consumed | TBtu | 0 | 0 | 0 | 0 | 0 | 0 | 0
CT Fac. Spec. - SO2 Rate Annual Non-Title IV v3.1, Unit 636 and retrofits | 270 | 7288 | Rate Constraint in lbs/MMBtu | FALSE | L | Annual | Rate | lb/MMBtu | 0 | 0 | 0 | 0 | 0 | 0 | 0
CT Fac. Spec. - SO2 Rate Annual Non-Title IV v3.1, Unit 636 and retrofits | 270 | 7288 | Rate Constraint in lbs/MMBtu | FALSE | L | Annual | Generation | TWh | 0 | 0 | 0 | 0 | 0 | 0 | 0
CT Fac. Spec. - SO2 Rate Annual Non-Title IV v3.1, Unit 636 and retrofits | 270 | 7288 | Rate Constraint in lbs/MMBtu | FALSE | L | Annual | Qualifying Generation | TWh | 0 | 0 | 0 | 0 | 0 | 0 | 0
CT Fac. Spec. - SO2 Rate Annual Non-Title IV v3.1, Unit 636 and retrofits | 270 | 7288 | Rate Constraint in lbs/MMBtu | FALSE | L | Annual | Rate | lb/MWh | 0 | 0 | 0 | 0 | 0 | 0 | 0
CT Fac. Spec. - SO2 Rate Annual Non-Title IV v3.1, Unit 636 and retrofits | 270 | 7288 | Rate Constraint in lbs/MMBtu | FALSE | L | Annual | Constraint Shadow Price | US2022$/Ton | 0 | 0 | 0 | 0 | 0 | 0 | 0
CT Fac. Spec. - SO2 Rate Annual Non-Title IV v3.1, Unit 637 and retrofits | 271 | 7288 | Rate Constraint in lbs/MMBtu | FALSE | L | Annual | Seasons Included | Seasons | Winter, Spring, Summer, Fall | Winter, Spring, Summer, Fall | Winter, Spring, Summer, Fall | Winter, Spring, Summer, Fall | Winter, Spring, Summer, Fall | Winter, Spring, Summer, Fall | Winter, Spring, Summer, Fall
CT Fac. Spec. - SO2 Rate Annual Non-Title IV v3.1, Unit 637 and retrofits | 271 | 7288 | Rate Constraint in lbs/MMBtu | FALSE | L | Annual | Standard SO2 | lb/MMBtu | 0.55 | 0.55 | 0.55 | 0.55 | 0.55 | 0.55 | 0.55
CT Fac. Spec. - SO2 Rate Annual Non-Title IV v3.1, Unit 637 and retrofits | 271 | 7288 | Rate Constraint in lbs/MMBtu | FALSE | L | Annual | Emissions at Affected Plants SO2 | Thousand Tons | 0 | 0 | 0 | 0 | 0 | 0 | 0
CT Fac. Spec. - SO2 Rate Annual Non-Title IV v3.1, Unit 637 and retrofits | 271 | 7288 | Rate Constraint in lbs/MMBtu | FALSE | L | Annual | Allowances Purchased SO2 | Thousand Tons | 0 | 0 | 0 | 0 | 0 | 0 | 0
CT Fac. Spec. - SO2 Rate Annual Non-Title IV v3.1, Unit 637 and retrofits | 271 | 7288 | Rate Constraint in lbs/MMBtu | FALSE | L | Annual | Allowances Sold SO2 | Thousand Tons | 0 | 0 | 0 | 0 | 0 | 0 | 0
CT Fac. Spec. - SO2 Rate Annual Non-Title IV v3.1, Unit 637 and retrofits | 271 | 7288 | Rate Constraint in lbs/MMBtu | FALSE | L | Annual | Allowances Banked | Thousand Tons | 0 | 0 | 0 | 0 | 0 | 0 | 0
CT Fac. Spec. - SO2 Rate Annual Non-Title IV v3.1, Unit 637 and retrofits | 271 | 7288 | Rate Constraint in lbs/MMBtu | FALSE | L | Annual | Allowances Withdrawn (1:1) | Thousand Tons | 0 | 0 | 0 | 0 | 0 | 0 | 0
CT Fac. Spec. - SO2 Rate Annual Non-Title IV v3.1, Unit 637 and retrofits | 271 | 7288 | Rate Constraint in lbs/MMBtu | FALSE | L | Annual | Allowances Withdrawn (n:1) | Thousand Tons | 0 | 0 | 0 | 0 | 0 | 0 | 0
CT Fac. Spec. - SO2 Rate Annual Non-Title IV v3.1, Unit 637 and retrofits | 271 | 7288 | Rate Constraint in lbs/MMBtu | FALSE | L | Annual | Net Emissions Allowance Position | Thousand Tons | 0 | 0 | 0 | 0 | 0 | 0 | 0
CT Fac. Spec. - SO2 Rate Annual Non-Title IV v3.1, Unit 637 and retrofits | 271 | 7288 | Rate Constraint in lbs/MMBtu | FALSE | L | Annual | Fuel Consumed | TBtu | 0 | 0 | 0 | 0 | 0 | 0 | 0
CT Fac. Spec. - SO2 Rate Annual Non-Title IV v3.1, Unit 637 and retrofits | 271 | 7288 | Rate Constraint in lbs/MMBtu | FALSE | L | Annual | Rate | lb/MMBtu | 0 | 0 | 0 | 0 | 0 | 0 | 0
CT Fac. Spec. - SO2 Rate Annual Non-Title IV v3.1, Unit 637 and retrofits | 271 | 7288 | Rate Constraint in lbs/MMBtu | FALSE | L | Annual | Generation | TWh | 0 | 0 | 0 | 0 | 0 | 0 | 0
CT Fac. Spec. - SO2 Rate Annual Non-Title IV v3.1, Unit 637 and retrofits | 271 | 7288 | Rate Constraint in lbs/MMBtu | FALSE | L | Annual | Qualifying Generation | TWh | 0 | 0 | 0 | 0 | 0 | 0 | 0
CT Fac. Spec. - SO2 Rate Annual Non-Title IV v3.1, Unit 637 and retrofits | 271 | 7288 | Rate Constraint in lbs/MMBtu | FALSE | L | Annual | Rate | lb/MWh | 0 | 0 | 0 | 0 | 0 | 0 | 0
CT Fac. Spec. - SO2 Rate Annual Non-Title IV v3.1, Unit 637 and retrofits | 271 | 7288 | Rate Constraint in lbs/MMBtu | FALSE | L | Annual | Constraint Shadow Price | US2022$/Ton | 0 | 0 | 0 | 0 | 0 | 0 | 0
CT Fac. Spec. - SO2 Rate Annual Non-Title IV v3.1, Unit 638 and retrofits | 272 | 7288 | Rate Constraint in lbs/MMBtu | FALSE | L | Annual | Seasons Included | Seasons | Winter, Spring, Summer, Fall | Winter, Spring, Summer, Fall | Winter, Spring, Summer, Fall | Winter, Spring, Summer, Fall | Winter, Spring, Summer, Fall | Winter, Spring, Summer, Fall | Winter, Spring, Summer, Fall
CT Fac. Spec. - SO2 Rate Annual Non-Title IV v3.1, Unit 638 and retrofits | 272 | 7288 | Rate Constraint in lbs/MMBtu | FALSE | L | Annual | Standard SO2 | lb/MMBtu | 0.55 | 0.55 | 0.55 | 0.55 | 0.55 | 0.55 | 0.55
CT Fac. Spec. - SO2 Rate Annual Non-Title IV v3.1, Unit 638 and retrofits | 272 | 7288 | Rate Constraint in lbs/MMBtu | FALSE | L | Annual | Emissions at Affected Plants SO2 | Thousand Tons | 0 | 0 | 0 | 0 | 0 | 0 | 0
CT Fac. Spec. - SO2 Rate Annual Non-Title IV v3.1, Unit 638 and retrofits | 272 | 7288 | Rate Constraint in lbs/MMBtu | FALSE | L | Annual | Allowances Purchased SO2 | Thousand Tons | 0 | 0 | 0 | 0 | 0 | 0 | 0
CT Fac. Spec. - SO2 Rate Annual Non-Title IV v3.1, Unit 638 and retrofits | 272 | 7288 | Rate Constraint in lbs/MMBtu | FALSE | L | Annual | Allowances Sold SO2 | Thousand Tons | 0 | 0 | 0 | 0 | 0 | 0 | 0
CT Fac. Spec. - SO2 Rate Annual Non-Title IV v3.1, Unit 638 and retrofits | 272 | 7288 | Rate Constraint in lbs/MMBtu | FALSE | L | Annual | Allowances Banked | Thousand Tons | 0 | 0 | 0 | 0 | 0 | 0 | 0
CT Fac. Spec. - SO2 Rate Annual Non-Title IV v3.1, Unit 638 and retrofits | 272 | 7288 | Rate Constraint in lbs/MMBtu | FALSE | L | Annual | Allowances Withdrawn (1:1) | Thousand Tons | 0 | 0 | 0 | 0 | 0 | 0 | 0
CT Fac. Spec. - SO2 Rate Annual Non-Title IV v3.1, Unit 638 and retrofits | 272 | 7288 | Rate Constraint in lbs/MMBtu | FALSE | L | Annual | Allowances Withdrawn (n:1) | Thousand Tons | 0 | 0 | 0 | 0 | 0 | 0 | 0
CT Fac. Spec. - SO2 Rate Annual Non-Title IV v3.1, Unit 638 and retrofits | 272 | 7288 | Rate Constraint in lbs/MMBtu | FALSE | L | Annual | Net Emissions Allowance Position | Thousand Tons | 0 | 0 | 0 | 0 | 0 | 0 | 0
CT Fac. Spec. - SO2 Rate Annual Non-Title IV v3.1, Unit 638 and retrofits | 272 | 7288 | Rate Constraint in lbs/MMBtu | FALSE | L | Annual | Fuel Consumed | TBtu | 0 | 0 | 0 | 0 | 0 | 0 | 0
CT Fac. Spec. - SO2 Rate Annual Non-Title IV v3.1, Unit 638 and retrofits | 272 | 7288 | Rate Constraint in lbs/MMBtu | FALSE | L | Annual | Rate | lb/MMBtu | 0 | 0 | 0 | 0 | 0 | 0 | 0
CT Fac. Spec. - SO2 Rate Annual Non-Title IV v3.1, Unit 638 and retrofits | 272 | 7288 | Rate Constraint in lbs/MMBtu | FALSE | L | Annual | Generation | TWh | 0 | 0 | 0 | 0 | 0 | 0 | 0
CT Fac. Spec. - SO2 Rate Annual Non-Title IV v3.1, Unit 638 and retrofits | 272 | 7288 | Rate Constraint in lbs/MMBtu | FALSE | L | Annual | Qualifying Generation | TWh | 0 | 0 | 0 | 0 | 0 | 0 | 0
CT Fac. Spec. - SO2 Rate Annual Non-Title IV v3.1, Unit 638 and retrofits | 272 | 7288 | Rate Constraint in lbs/MMBtu | FALSE | L | Annual | Rate | lb/MWh | 0 | 0 | 0 | 0 | 0 | 0 | 0
CT Fac. Spec. - SO2 Rate Annual Non-Title IV v3.1, Unit 638 and retrofits | 272 | 7288 | Rate Constraint in lbs/MMBtu | FALSE | L | Annual | Constraint Shadow Price | US2022$/Ton | 0 | 0 | 0 | 0 | 0 | 0 | 0
CT Fac. Spec. - SO2 Rate Annual Non-Title IV v3.1, Unit 639 and retrofits | 273 | 7288 | Rate Constraint in lbs/MMBtu | FALSE | L | Annual | Seasons Included | Seasons | Winter, Spring, Summer, Fall | Winter, Spring, Summer, Fall | Winter, Spring, Summer, Fall | Winter, Spring, Summer, Fall | Winter, Spring, Summer, Fall | Winter, Spring, Summer, Fall | Winter, Spring, Summer, Fall
CT Fac. Spec. - SO2 Rate Annual Non-Title IV v3.1, Unit 639 and retrofits | 273 | 7288 | Rate Constraint in lbs/MMBtu | FALSE | L | Annual | Standard SO2 | lb/MMBtu | 0.55 | 0.55 | 0.55 | 0.55 | 0.55 | 0.55 | 0.55
CT Fac. Spec. - SO2 Rate Annual Non-Title IV v3.1, Unit 639 and retrofits | 273 | 7288 | Rate Constraint in lbs/MMBtu | FALSE | L | Annual | Emissions at Affected Plants SO2 | Thousand Tons | 0 | 0 | 0 | 0 | 0 | 0 | 0
CT Fac. Spec. - SO2 Rate Annual Non-Title IV v3.1, Unit 639 and retrofits | 273 | 7288 | Rate Constraint in lbs/MMBtu | FALSE | L | Annual | Allowances Purchased SO2 | Thousand Tons | 0 | 0 | 0 | 0 | 0 | 0 | 0
CT Fac. Spec. - SO2 Rate Annual Non-Title IV v3.1, Unit 639 and retrofits | 273 | 7288 | Rate Constraint in lbs/MMBtu | FALSE | L | Annual | Allowances Sold SO2 | Thousand Tons | 0 | 0 | 0 | 0 | 0 | 0 | 0
CT Fac. Spec. - SO2 Rate Annual Non-Title IV v3.1, Unit 639 and retrofits | 273 | 7288 | Rate Constraint in lbs/MMBtu | FALSE | L | Annual | Allowances Banked | Thousand Tons | 0 | 0 | 0 | 0 | 0 | 0 | 0
CT Fac. Spec. - SO2 Rate Annual Non-Title IV v3.1, Unit 639 and retrofits | 273 | 7288 | Rate Constraint in lbs/MMBtu | FALSE | L | Annual | Allowances Withdrawn (1:1) | Thousand Tons | 0 | 0 | 0 | 0 | 0 | 0 | 0
CT Fac. Spec. - SO2 Rate Annual Non-Title IV v3.1, Unit 639 and retrofits | 273 | 7288 | Rate Constraint in lbs/MMBtu | FALSE | L | Annual | Allowances Withdrawn (n:1) | Thousand Tons | 0 | 0 | 0 | 0 | 0 | 0 | 0
CT Fac. Spec. - SO2 Rate Annual Non-Title IV v3.1, Unit 639 and retrofits | 273 | 7288 | Rate Constraint in lbs/MMBtu | FALSE | L | Annual | Net Emissions Allowance Position | Thousand Tons | 0 | 0 | 0 | 0 | 0 | 0 | 0
CT Fac. Spec. - SO2 Rate Annual Non-Title IV v3.1, Unit 639 and retrofits | 273 | 7288 | Rate Constraint in lbs/MMBtu | FALSE | L | Annual | Fuel Consumed | TBtu | 0 | 0 | 0 | 0 | 0 | 0 | 0
CT Fac. Spec. - SO2 Rate Annual Non-Title IV v3.1, Unit 639 and retrofits | 273 | 7288 | Rate Constraint in lbs/MMBtu | FALSE | L | Annual | Rate | lb/MMBtu | 0 | 0 | 0 | 0 | 0 | 0 | 0
CT Fac. Spec. - SO2 Rate Annual Non-Title IV v3.1, Unit 639 and retrofits | 273 | 7288 | Rate Constraint in lbs/MMBtu | FALSE | L | Annual | Generation | TWh | 0 | 0 | 0 | 0 | 0 | 0 | 0
CT Fac. Spec. - SO2 Rate Annual Non-Title IV v3.1, Unit 639 and retrofits | 273 | 7288 | Rate Constraint in lbs/MMBtu | FALSE | L | Annual | Qualifying Generation | TWh | 0 | 0 | 0 | 0 | 0 | 0 | 0
CT Fac. Spec. - SO2 Rate Annual Non-Title IV v3.1, Unit 639 and retrofits | 273 | 7288 | Rate Constraint in lbs/MMBtu | FALSE | L | Annual | Rate | lb/MWh | 0 | 0 | 0 | 0 | 0 | 0 | 0
CT Fac. Spec. - SO2 Rate Annual Non-Title IV v3.1, Unit 639 and retrofits | 273 | 7288 | Rate Constraint in lbs/MMBtu | FALSE | L | Annual | Constraint Shadow Price | US2022$/Ton | 0 | 0 | 0 | 0 | 0 | 0 | 0
CT Fac. Spec. - SO2 Rate Annual Non-Title IV v3.1, Unit 640 and retrofits | 274 | 7288 | Rate Constraint in lbs/MMBtu | FALSE | L | Annual | Seasons Included | Seasons | Winter, Spring, Summer, Fall | Winter, Spring, Summer, Fall | Winter, Spring, Summer, Fall | Winter, Spring, Summer, Fall | Winter, Spring, Summer, Fall | Winter, Spring, Summer, Fall | Winter, Spring, Summer, Fall
CT Fac. Spec. - SO2 Rate Annual Non-Title IV v3.1, Unit 640 and retrofits | 274 | 7288 | Rate Constraint in lbs/MMBtu | FALSE | L | Annual | Standard SO2 | lb/MMBtu | 0.55 | 0.55 | 0.55 | 0.55 | 0.55 | 0.55 | 0.55
CT Fac. Spec. - SO2 Rate Annual Non-Title IV v3.1, Unit 640 and retrofits | 274 | 7288 | Rate Constraint in lbs/MMBtu | FALSE | L | Annual | Emissions at Affected Plants SO2 | Thousand Tons | 0 | 0 | 0 | 0 | 0 | 0 | 0
CT Fac. Spec. - SO2 Rate Annual Non-Title IV v3.1, Unit 640 and retrofits | 274 | 7288 | Rate Constraint in lbs/MMBtu | FALSE | L | Annual | Allowances Purchased SO2 | Thousand Tons | 0 | 0 | 0 | 0 | 0 | 0 | 0
CT Fac. Spec. - SO2 Rate Annual Non-Title IV v3.1, Unit 640 and retrofits | 274 | 7288 | Rate Constraint in lbs/MMBtu | FALSE | L | Annual | Allowances Sold SO2 | Thousand Tons | 0 | 0 | 0 | 0 | 0 | 0 | 0
CT Fac. Spec. - SO2 Rate Annual Non-Title IV v3.1, Unit 640 and retrofits | 274 | 7288 | Rate Constraint in lbs/MMBtu | FALSE | L | Annual | Allowances Banked | Thousand Tons | 0 | 0 | 0 | 0 | 0 | 0 | 0
CT Fac. Spec. - SO2 Rate Annual Non-Title IV v3.1, Unit 640 and retrofits | 274 | 7288 | Rate Constraint in lbs/MMBtu | FALSE | L | Annual | Allowances Withdrawn (1:1) | Thousand Tons | 0 | 0 | 0 | 0 | 0 | 0 | 0
CT Fac. Spec. - SO2 Rate Annual Non-Title IV v3.1, Unit 640 and retrofits | 274 | 7288 | Rate Constraint in lbs/MMBtu | FALSE | L | Annual | Allowances Withdrawn (n:1) | Thousand Tons | 0 | 0 | 0 | 0 | 0 | 0 | 0
CT Fac. Spec. - SO2 Rate Annual Non-Title IV v3.1, Unit 640 and retrofits | 274 | 7288 | Rate Constraint in lbs/MMBtu | FALSE | L | Annual | Net Emissions Allowance Position | Thousand Tons | 0 | 0 | 0 | 0 | 0 | 0 | 0
CT Fac. Spec. - SO2 Rate Annual Non-Title IV v3.1, Unit 640 and retrofits | 274 | 7288 | Rate Constraint in lbs/MMBtu | FALSE | L | Annual | Fuel Consumed | TBtu | 0 | 0 | 0 | 0 | 0 | 0 | 0
CT Fac. Spec. - SO2 Rate Annual Non-Title IV v3.1, Unit 640 and retrofits | 274 | 7288 | Rate Constraint in lbs/MMBtu | FALSE | L | Annual | Rate | lb/MMBtu | 0 | 0 | 0 | 0 | 0 | 0 | 0
CT Fac. Spec. - SO2 Rate Annual Non-Title IV v3.1, Unit 640 and retrofits | 274 | 7288 | Rate Constraint in lbs/MMBtu | FALSE | L | Annual | Generation | TWh | 0 | 0 | 0 | 0 | 0 | 0 | 0
CT Fac. Spec. - SO2 Rate Annual Non-Title IV v3.1, Unit 640 and retrofits | 274 | 7288 | Rate Constraint in lbs/MMBtu | FALSE | L | Annual | Qualifying Generation | TWh | 0 | 0 | 0 | 0 | 0 | 0 | 0
CT Fac. Spec. - SO2 Rate Annual Non-Title IV v3.1, Unit 640 and retrofits | 274 | 7288 | Rate Constraint in lbs/MMBtu | FALSE | L | Annual | Rate | lb/MWh | 0 | 0 | 0 | 0 | 0 | 0 | 0
CT Fac. Spec. - SO2 Rate Annual Non-Title IV v3.1, Unit 640 and retrofits | 274 | 7288 | Rate Constraint in lbs/MMBtu | FALSE | L | Annual | Constraint Shadow Price | US2022$/Ton | 0 | 0 | 0 | 0 | 0 | 0 | 0
CT Fac. Spec. - SO2 Rate Annual Non-Title IV v3.1, Unit 641 and retrofits | 275 | 7288 | Rate Constraint in lbs/MMBtu | FALSE | L | Annual | Seasons Included | Seasons | Winter, Spring, Summer, Fall | Winter, Spring, Summer, Fall | Winter, Spring, Summer, Fall | Winter, Spring, Summer, Fall | Winter, Spring, Summer, Fall | Winter, Spring, Summer, Fall | Winter, Spring, Summer, Fall
CT Fac. Spec. - SO2 Rate Annual Non-Title IV v3.1, Unit 641 and retrofits | 275 | 7288 | Rate Constraint in lbs/MMBtu | FALSE | L | Annual | Standard SO2 | lb/MMBtu | 0.55 | 0.55 | 0.55 | 0.55 | 0.55 | 0.55 | 0.55
CT Fac. Spec. - SO2 Rate Annual Non-Title IV v3.1, Unit 641 and retrofits | 275 | 7288 | Rate Constraint in lbs/MMBtu | FALSE | L | Annual | Emissions at Affected Plants SO2 | Thousand Tons | 0 | 0 | 0 | 0 | 0 | 0 | 0
CT Fac. Spec. - SO2 Rate Annual Non-Title IV v3.1, Unit 641 and retrofits | 275 | 7288 | Rate Constraint in lbs/MMBtu | FALSE | L | Annual | Allowances Purchased SO2 | Thousand Tons | 0 | 0 | 0 | 0 | 0 | 0 | 0
CT Fac. Spec. - SO2 Rate Annual Non-Title IV v3.1, Unit 641 and retrofits | 275 | 7288 | Rate Constraint in lbs/MMBtu | FALSE | L | Annual | Allowances Sold SO2 | Thousand Tons | 0 | 0 | 0 | 0 | 0 | 0 | 0
CT Fac. Spec. - SO2 Rate Annual Non-Title IV v3.1, Unit 641 and retrofits | 275 | 7288 | Rate Constraint in lbs/MMBtu | FALSE | L | Annual | Allowances Banked | Thousand Tons | 0 | 0 | 0 | 0 | 0 | 0 | 0
CT Fac. Spec. - SO2 Rate Annual Non-Title IV v3.1, Unit 641 and retrofits | 275 | 7288 | Rate Constraint in lbs/MMBtu | FALSE | L | Annual | Allowances Withdrawn (1:1) | Thousand Tons | 0 | 0 | 0 | 0 | 0 | 0 | 0
CT Fac. Spec. - SO2 Rate Annual Non-Title IV v3.1, Unit 641 and retrofits | 275 | 7288 | Rate Constraint in lbs/MMBtu | FALSE | L | Annual | Allowances Withdrawn (n:1) | Thousand Tons | 0 | 0 | 0 | 0 | 0 | 0 | 0
CT Fac. Spec. - SO2 Rate Annual Non-Title IV v3.1, Unit 641 and retrofits | 275 | 7288 | Rate Constraint in lbs/MMBtu | FALSE | L | Annual | Net Emissions Allowance Position | Thousand Tons | 0 | 0 | 0 | 0 | 0 | 0 | 0
CT Fac. Spec. - SO2 Rate Annual Non-Title IV v3.1, Unit 641 and retrofits | 275 | 7288 | Rate Constraint in lbs/MMBtu | FALSE | L | Annual | Fuel Consumed | TBtu | 0 | 0 | 0 | 0 | 0 | 0 | 0
CT Fac. Spec. - SO2 Rate Annual Non-Title IV v3.1, Unit 641 and retrofits | 275 | 7288 | Rate Constraint in lbs/MMBtu | FALSE | L | Annual | Rate | lb/MMBtu | 0 | 0 | 0 | 0 | 0 | 0 | 0
CT Fac. Spec. - SO2 Rate Annual Non-Title IV v3.1, Unit 641 and retrofits | 275 | 7288 | Rate Constraint in lbs/MMBtu | FALSE | L | Annual | Generation | TWh | 0 | 0 | 0 | 0 | 0 | 0 | 0
CT Fac. Spec. - SO2 Rate Annual Non-Title IV v3.1, Unit 641 and retrofits | 275 | 7288 | Rate Constraint in lbs/MMBtu | FALSE | L | Annual | Qualifying Generation | TWh | 0 | 0 | 0 | 0 | 0 | 0 | 0
CT Fac. Spec. - SO2 Rate Annual Non-Title IV v3.1, Unit 641 and retrofits | 275 | 7288 | Rate Constraint in lbs/MMBtu | FALSE | L | Annual | Rate | lb/MWh | 0 | 0 | 0 | 0 | 0 | 0 | 0
CT Fac. Spec. - SO2 Rate Annual Non-Title IV v3.1, Unit 641 and retrofits | 275 | 7288 | Rate Constraint in lbs/MMBtu | FALSE | L | Annual | Constraint Shadow Price | US2022$/Ton | 0 | 0 | 0 | 0 | 0 | 0 | 0
CT Fac. Spec. - SO2 Rate Annual Non-Title IV v3.1, Unit 642 and retrofits | 276 | 7288 | Rate Constraint in lbs/MMBtu | FALSE | L | Annual | Seasons Included | Seasons | Winter, Spring, Summer, Fall | Winter, Spring, Summer, Fall | Winter, Spring, Summer, Fall | Winter, Spring, Summer, Fall | Winter, Spring, Summer, Fall | Winter, Spring, Summer, Fall | Winter, Spring, Summer, Fall
CT Fac. Spec. - SO2 Rate Annual Non-Title IV v3.1, Unit 642 and retrofits | 276 | 7288 | Rate Constraint in lbs/MMBtu | FALSE | L | Annual | Standard SO2 | lb/MMBtu | 0.55 | 0.55 | 0.55 | 0.55 | 0.55 | 0.55 | 0.55
CT Fac. Spec. - SO2 Rate Annual Non-Title IV v3.1, Unit 642 and retrofits | 276 | 7288 | Rate Constraint in lbs/MMBtu | FALSE | L | Annual | Emissions at Affected Plants SO2 | Thousand Tons | 0 | 0 | 0 | 0 | 0 | 0 | 0
CT Fac. Spec. - SO2 Rate Annual Non-Title IV v3.1, Unit 642 and retrofits | 276 | 7288 | Rate Constraint in lbs/MMBtu | FALSE | L | Annual | Allowances Purchased SO2 | Thousand Tons | 0 | 0 | 0 | 0 | 0 | 0 | 0
CT Fac. Spec. - SO2 Rate Annual Non-Title IV v3.1, Unit 642 and retrofits | 276 | 7288 | Rate Constraint in lbs/MMBtu | FALSE | L | Annual | Allowances Sold SO2 | Thousand Tons | 0 | 0 | 0 | 0 | 0 | 0 | 0
CT Fac. Spec. - SO2 Rate Annual Non-Title IV v3.1, Unit 642 and retrofits | 276 | 7288 | Rate Constraint in lbs/MMBtu | FALSE | L | Annual | Allowances Banked | Thousand Tons | 0 | 0 | 0 | 0 | 0 | 0 | 0
CT Fac. Spec. - SO2 Rate Annual Non-Title IV v3.1, Unit 642 and retrofits | 276 | 7288 | Rate Constraint in lbs/MMBtu | FALSE | L | Annual | Allowances Withdrawn (1:1) | Thousand Tons | 0 | 0 | 0 | 0 | 0 | 0 | 0
CT Fac. Spec. - SO2 Rate Annual Non-Title IV v3.1, Unit 642 and retrofits | 276 | 7288 | Rate Constraint in lbs/MMBtu | FALSE | L | Annual | Allowances Withdrawn (n:1) | Thousand Tons | 0 | 0 | 0 | 0 | 0 | 0 | 0
CT Fac. Spec. - SO2 Rate Annual Non-Title IV v3.1, Unit 642 and retrofits | 276 | 7288 | Rate Constraint in lbs/MMBtu | FALSE | L | Annual | Net Emissions Allowance Position | Thousand Tons | 0 | 0 | 0 | 0 | 0 | 0 | 0
CT Fac. Spec. - SO2 Rate Annual Non-Title IV v3.1, Unit 642 and retrofits | 276 | 7288 | Rate Constraint in lbs/MMBtu | FALSE | L | Annual | Fuel Consumed | TBtu | 0 | 0 | 0 | 0 | 0 | 0 | 0
CT Fac. Spec. - SO2 Rate Annual Non-Title IV v3.1, Unit 642 and retrofits | 276 | 7288 | Rate Constraint in lbs/MMBtu | FALSE | L | Annual | Rate | lb/MMBtu | 0 | 0 | 0 | 0 | 0 | 0 | 0
CT Fac. Spec. - SO2 Rate Annual Non-Title IV v3.1, Unit 642 and retrofits | 276 | 7288 | Rate Constraint in lbs/MMBtu | FALSE | L | Annual | Generation | TWh | 0 | 0 | 0 | 0 | 0 | 0 | 0
CT Fac. Spec. - SO2 Rate Annual Non-Title IV v3.1, Unit 642 and retrofits | 276 | 7288 | Rate Constraint in lbs/MMBtu | FALSE | L | Annual | Qualifying Generation | TWh | 0 | 0 | 0 | 0 | 0 | 0 | 0
CT Fac. Spec. - SO2 Rate Annual Non-Title IV v3.1, Unit 642 and retrofits | 276 | 7288 | Rate Constraint in lbs/MMBtu | FALSE | L | Annual | Rate | lb/MWh | 0 | 0 | 0 | 0 | 0 | 0 | 0
CT Fac. Spec. - SO2 Rate Annual Non-Title IV v3.1, Unit 642 and retrofits | 276 | 7288 | Rate Constraint in lbs/MMBtu | FALSE | L | Annual | Constraint Shadow Price | US2022$/Ton | 0 | 0 | 0 | 0 | 0 | 0 | 0
CT Fac. Spec. - SO2 Rate Annual Non-Title IV v3.1, Unit 643 and retrofits | 277 | 7288 | Rate Constraint in lbs/MMBtu | FALSE | L | Annual | Seasons Included | Seasons | Winter, Spring, Summer, Fall | Winter, Spring, Summer, Fall | Winter, Spring, Summer, Fall | Winter, Spring, Summer, Fall | Winter, Spring, Summer, Fall | Winter, Spring, Summer, Fall | Winter, Spring, Summer, Fall
CT Fac. Spec. - SO2 Rate Annual Non-Title IV v3.1, Unit 643 and retrofits | 277 | 7288 | Rate Constraint in lbs/MMBtu | FALSE | L | Annual | Standard SO2 | lb/MMBtu | 0.55 | 0.55 | 0.55 | 0.55 | 0.55 | 0.55 | 0.55
CT Fac. Spec. - SO2 Rate Annual Non-Title IV v3.1, Unit 643 and retrofits | 277 | 7288 | Rate Constraint in lbs/MMBtu | FALSE | L | Annual | Emissions at Affected Plants SO2 | Thousand Tons | 0 | 0 | 0 | 0 | 0 | 0 | 0
CT Fac. Spec. - SO2 Rate Annual Non-Title IV v3.1, Unit 643 and retrofits | 277 | 7288 | Rate Constraint in lbs/MMBtu | FALSE | L | Annual | Allowances Purchased SO2 | Thousand Tons | 0 | 0 | 0 | 0 | 0 | 0 | 0
CT Fac. Spec. - SO2 Rate Annual Non-Title IV v3.1, Unit 643 and retrofits | 277 | 7288 | Rate Constraint in lbs/MMBtu | FALSE | L | Annual | Allowances Sold SO2 | Thousand Tons | 0 | 0 | 0 | 0 | 0 | 0 | 0
CT Fac. Spec. - SO2 Rate Annual Non-Title IV v3.1, Unit 643 and retrofits | 277 | 7288 | Rate Constraint in lbs/MMBtu | FALSE | L | Annual | Allowances Banked | Thousand Tons | 0 | 0 | 0 | 0 | 0 | 0 | 0
CT Fac. Spec. - SO2 Rate Annual Non-Title IV v3.1, Unit 643 and retrofits | 277 | 7288 | Rate Constraint in lbs/MMBtu | FALSE | L | Annual | Allowances Withdrawn (1:1) | Thousand Tons | 0 | 0 | 0 | 0 | 0 | 0 | 0
CT Fac. Spec. - SO2 Rate Annual Non-Title IV v3.1, Unit 643 and retrofits | 277 | 7288 | Rate Constraint in lbs/MMBtu | FALSE | L | Annual | Allowances Withdrawn (n:1) | Thousand Tons | 0 | 0 | 0 | 0 | 0 | 0 | 0
CT Fac. Spec. - SO2 Rate Annual Non-Title IV v3.1, Unit 643 and retrofits | 277 | 7288 | Rate Constraint in lbs/MMBtu | FALSE | L | Annual | Net Emissions Allowance Position | Thousand Tons | 0 | 0 | 0 | 0 | 0 | 0 | 0
CT Fac. Spec. - SO2 Rate Annual Non-Title IV v3.1, Unit 643 and retrofits | 277 | 7288 | Rate Constraint in lbs/MMBtu | FALSE | L | Annual | Fuel Consumed | TBtu | 0 | 0 | 0 | 0 | 0 | 0 | 0
CT Fac. Spec. - SO2 Rate Annual Non-Title IV v3.1, Unit 643 and retrofits | 277 | 7288 | Rate Constraint in lbs/MMBtu | FALSE | L | Annual | Rate | lb/MMBtu | 0 | 0 | 0 | 0 | 0 | 0 | 0
CT Fac. Spec. - SO2 Rate Annual Non-Title IV v3.1, Unit 643 and retrofits | 277 | 7288 | Rate Constraint in lbs/MMBtu | FALSE | L | Annual | Generation | TWh | 0 | 0 | 0 | 0 | 0 | 0 | 0
CT Fac. Spec. - SO2 Rate Annual Non-Title IV v3.1, Unit 643 and retrofits | 277 | 7288 | Rate Constraint in lbs/MMBtu | FALSE | L | Annual | Qualifying Generation | TWh | 0 | 0 | 0 | 0 | 0 | 0 | 0
CT Fac. Spec. - SO2 Rate Annual Non-Title IV v3.1, Unit 643 and retrofits | 277 | 7288 | Rate Constraint in lbs/MMBtu | FALSE | L | Annual | Rate | lb/MWh | 0 | 0 | 0 | 0 | 0 | 0 | 0
CT Fac. Spec. - SO2 Rate Annual Non-Title IV v3.1, Unit 643 and retrofits | 277 | 7288 | Rate Constraint in lbs/MMBtu | FALSE | L | Annual | Constraint Shadow Price | US2022$/Ton | 0 | 0 | 0 | 0 | 0 | 0 | 0
CT Fac. Spec. - SO2 Rate Annual Non-Title IV v3.1, Unit 644 and retrofits | 278 | 7288 | Rate Constraint in lbs/MMBtu | FALSE | L | Annual | Seasons Included | Seasons | Winter, Spring, Summer, Fall | Winter, Spring, Summer, Fall | Winter, Spring, Summer, Fall | Winter, Spring, Summer, Fall | Winter, Spring, Summer, Fall | Winter, Spring, Summer, Fall | Winter, Spring, Summer, Fall
CT Fac. Spec. - SO2 Rate Annual Non-Title IV v3.1, Unit 644 and retrofits | 278 | 7288 | Rate Constraint in lbs/MMBtu | FALSE | L | Annual | Standard SO2 | lb/MMBtu | 0.55 | 0.55 | 0.55 | 0.55 | 0.55 | 0.55 | 0.55
CT Fac. Spec. - SO2 Rate Annual Non-Title IV v3.1, Unit 644 and retrofits | 278 | 7288 | Rate Constraint in lbs/MMBtu | FALSE | L | Annual | Emissions at Affected Plants SO2 | Thousand Tons | 0 | 0 | 0 | 0 | 0 | 0 | 0
CT Fac. Spec. - SO2 Rate Annual Non-Title IV v3.1, Unit 644 and retrofits | 278 | 7288 | Rate Constraint in lbs/MMBtu | FALSE | L | Annual | Allowances Purchased SO2 | Thousand Tons | 0 | 0 | 0 | 0 | 0 | 0 | 0
CT Fac. Spec. - SO2 Rate Annual Non-Title IV v3.1, Unit 644 and retrofits | 278 | 7288 | Rate Constraint in lbs/MMBtu | FALSE | L | Annual | Allowances Sold SO2 | Thousand Tons | 0 | 0 | 0 | 0 | 0 | 0 | 0
CT Fac. Spec. - SO2 Rate Annual Non-Title IV v3.1, Unit 644 and retrofits | 278 | 7288 | Rate Constraint in lbs/MMBtu | FALSE | L | Annual | Allowances Banked | Thousand Tons | 0 | 0 | 0 | 0 | 0 | 0 | 0
CT Fac. Spec. - SO2 Rate Annual Non-Title IV v3.1, Unit 644 and retrofits | 278 | 7288 | Rate Constraint in lbs/MMBtu | FALSE | L | Annual | Allowances Withdrawn (1:1) | Thousand Tons | 0 | 0 | 0 | 0 | 0 | 0 | 0
CT Fac. Spec. - SO2 Rate Annual Non-Title IV v3.1, Unit 644 and retrofits | 278 | 7288 | Rate Constraint in lbs/MMBtu | FALSE | L | Annual | Allowances Withdrawn (n:1) | Thousand Tons | 0 | 0 | 0 | 0 | 0 | 0 | 0
CT Fac. Spec. - SO2 Rate Annual Non-Title IV v3.1, Unit 644 and retrofits | 278 | 7288 | Rate Constraint in lbs/MMBtu | FALSE | L | Annual | Net Emissions Allowance Position | Thousand Tons | 0 | 0 | 0 | 0 | 0 | 0 | 0
CT Fac. Spec. - SO2 Rate Annual Non-Title IV v3.1, Unit 644 and retrofits | 278 | 7288 | Rate Constraint in lbs/MMBtu | FALSE | L | Annual | Fuel Consumed | TBtu | 0 | 0 | 0 | 0 | 0 | 0 | 0
CT Fac. Spec. - SO2 Rate Annual Non-Title IV v3.1, Unit 644 and retrofits | 278 | 7288 | Rate Constraint in lbs/MMBtu | FALSE | L | Annual | Rate | lb/MMBtu | 0 | 0 | 0 | 0 | 0 | 0 | 0
CT Fac. Spec. - SO2 Rate Annual Non-Title IV v3.1, Unit 644 and retrofits | 278 | 7288 | Rate Constraint in lbs/MMBtu | FALSE | L | Annual | Generation | TWh | 0 | 0 | 0 | 0 | 0 | 0 | 0
CT Fac. Spec. - SO2 Rate Annual Non-Title IV v3.1, Unit 644 and retrofits | 278 | 7288 | Rate Constraint in lbs/MMBtu | FALSE | L | Annual | Qualifying Generation | TWh | 0 | 0 | 0 | 0 | 0 | 0 | 0
CT Fac. Spec. - SO2 Rate Annual Non-Title IV v3.1, Unit 644 and retrofits | 278 | 7288 | Rate Constraint in lbs/MMBtu | FALSE | L | Annual | Rate | lb/MWh | 0 | 0 | 0 | 0 | 0 | 0 | 0
CT Fac. Spec. - SO2 Rate Annual Non-Title IV v3.1, Unit 644 and retrofits | 278 | 7288 | Rate Constraint in lbs/MMBtu | FALSE | L | Annual | Constraint Shadow Price | US2022$/Ton | 0 | 0 | 0 | 0 | 0 | 0 | 0
CT Fac. Spec. - SO2 Rate Annual Non-Title IV v3.1, Unit 645 and retrofits | 279 | 7288 | Rate Constraint in lbs/MMBtu | FALSE | L | Annual | Seasons Included | Seasons | Winter, Spring, Summer, Fall | Winter, Spring, Summer, Fall | Winter, Spring, Summer, Fall | Winter, Spring, Summer, Fall | Winter, Spring, Summer, Fall | Winter, Spring, Summer, Fall | Winter, Spring, Summer, Fall
CT Fac. Spec. - SO2 Rate Annual Non-Title IV v3.1, Unit 645 and retrofits | 279 | 7288 | Rate Constraint in lbs/MMBtu | FALSE | L | Annual | Standard SO2 | lb/MMBtu | 0.55 | 0.55 | 0.55 | 0.55 | 0.55 | 0.55 | 0.55
CT Fac. Spec. - SO2 Rate Annual Non-Title IV v3.1, Unit 645 and retrofits | 279 | 7288 | Rate Constraint in lbs/MMBtu | FALSE | L | Annual | Emissions at Affected Plants SO2 | Thousand Tons | 0 | 0 | 0 | 0 | 0 | 0 | 0
CT Fac. Spec. - SO2 Rate Annual Non-Title IV v3.1, Unit 645 and retrofits | 279 | 7288 | Rate Constraint in lbs/MMBtu | FALSE | L | Annual | Allowances Purchased SO2 | Thousand Tons | 0 | 0 | 0 | 0 | 0 | 0 | 0
CT Fac. Spec. - SO2 Rate Annual Non-Title IV v3.1, Unit 645 and retrofits | 279 | 7288 | Rate Constraint in lbs/MMBtu | FALSE | L | Annual | Allowances Sold SO2 | Thousand Tons | 0 | 0 | 0 | 0 | 0 | 0 | 0
CT Fac. Spec. - SO2 Rate Annual Non-Title IV v3.1, Unit 645 and retrofits | 279 | 7288 | Rate Constraint in lbs/MMBtu | FALSE | L | Annual | Allowances Banked | Thousand Tons | 0 | 0 | 0 | 0 | 0 | 0 | 0
CT Fac. Spec. - SO2 Rate Annual Non-Title IV v3.1, Unit 645 and retrofits | 279 | 7288 | Rate Constraint in lbs/MMBtu | FALSE | L | Annual | Allowances Withdrawn (1:1) | Thousand Tons | 0 | 0 | 0 | 0 | 0 | 0 | 0
CT Fac. Spec. - SO2 Rate Annual Non-Title IV v3.1, Unit 645 and retrofits | 279 | 7288 | Rate Constraint in lbs/MMBtu | FALSE | L | Annual | Allowances Withdrawn (n:1) | Thousand Tons | 0 | 0 | 0 | 0 | 0 | 0 | 0
CT Fac. Spec. - SO2 Rate Annual Non-Title IV v3.1, Unit 645 and retrofits | 279 | 7288 | Rate Constraint in lbs/MMBtu | FALSE | L | Annual | Net Emissions Allowance Position | Thousand Tons | 0 | 0 | 0 | 0 | 0 | 0 | 0
CT Fac. Spec. - SO2 Rate Annual Non-Title IV v3.1, Unit 645 and retrofits | 279 | 7288 | Rate Constraint in lbs/MMBtu | FALSE | L | Annual | Fuel Consumed | TBtu | 0 | 0 | 0 | 0 | 0 | 0 | 0
CT Fac. Spec. - SO2 Rate Annual Non-Title IV v3.1, Unit 645 and retrofits | 279 | 7288 | Rate Constraint in lbs/MMBtu | FALSE | L | Annual | Rate | lb/MMBtu | 0 | 0 | 0 | 0 | 0 | 0 | 0
CT Fac. Spec. - SO2 Rate Annual Non-Title IV v3.1, Unit 645 and retrofits | 279 | 7288 | Rate Constraint in lbs/MMBtu | FALSE | L | Annual | Generation | TWh | 0 | 0 | 0 | 0 | 0 | 0 | 0
CT Fac. Spec. - SO2 Rate Annual Non-Title IV v3.1, Unit 645 and retrofits | 279 | 7288 | Rate Constraint in lbs/MMBtu | FALSE | L | Annual | Qualifying Generation | TWh | 0 | 0 | 0 | 0 | 0 | 0 | 0
CT Fac. Spec. - SO2 Rate Annual Non-Title IV v3.1, Unit 645 and retrofits | 279 | 7288 | Rate Constraint in lbs/MMBtu | FALSE | L | Annual | Rate | lb/MWh | 0 | 0 | 0 | 0 | 0 | 0 | 0
CT Fac. Spec. - SO2 Rate Annual Non-Title IV v3.1, Unit 645 and retrofits | 279 | 7288 | Rate Constraint in lbs/MMBtu | FALSE | L | Annual | Constraint Shadow Price | US2022$/Ton | 0 | 0 | 0 | 0 | 0 | 0 | 0
CT Fac. Spec. - SO2 Rate Annual Non-Title IV v3.1, Unit 646 and retrofits | 280 | 7288 | Rate Constraint in lbs/MMBtu | FALSE | L | Annual | Seasons Included | Seasons | Winter, Spring, Summer, Fall | Winter, Spring, Summer, Fall | Winter, Spring, Summer, Fall | Winter, Spring, Summer, Fall | Winter, Spring, Summer, Fall | Winter, Spring, Summer, Fall | Winter, Spring, Summer, Fall
CT Fac. Spec. - SO2 Rate Annual Non-Title IV v3.1, Unit 646 and retrofits | 280 | 7288 | Rate Constraint in lbs/MMBtu | FALSE | L | Annual | Standard SO2 | lb/MMBtu | 0.55 | 0.55 | 0.55 | 0.55 | 0.55 | 0.55 | 0.55
CT Fac. Spec. - SO2 Rate Annual Non-Title IV v3.1, Unit 646 and retrofits | 280 | 7288 | Rate Constraint in lbs/MMBtu | FALSE | L | Annual | Emissions at Affected Plants SO2 | Thousand Tons | 0 | 0 | 0 | 0 | 0 | 0 | 0
CT Fac. Spec. - SO2 Rate Annual Non-Title IV v3.1, Unit 646 and retrofits | 280 | 7288 | Rate Constraint in lbs/MMBtu | FALSE | L | Annual | Allowances Purchased SO2 | Thousand Tons | 0 | 0 | 0 | 0 | 0 | 0 | 0
CT Fac. Spec. - SO2 Rate Annual Non-Title IV v3.1, Unit 646 and retrofits | 280 | 7288 | Rate Constraint in lbs/MMBtu | FALSE | L | Annual | Allowances Sold SO2 | Thousand Tons | 0 | 0 | 0 | 0 | 0 | 0 | 0
CT Fac. Spec. - SO2 Rate Annual Non-Title IV v3.1, Unit 646 and retrofits | 280 | 7288 | Rate Constraint in lbs/MMBtu | FALSE | L | Annual | Allowances Banked | Thousand Tons | 0 | 0 | 0 | 0 | 0 | 0 | 0
CT Fac. Spec. - SO2 Rate Annual Non-Title IV v3.1, Unit 646 and retrofits | 280 | 7288 | Rate Constraint in lbs/MMBtu | FALSE | L | Annual | Allowances Withdrawn (1:1) | Thousand Tons | 0 | 0 | 0 | 0 | 0 | 0 | 0
CT Fac. Spec. - SO2 Rate Annual Non-Title IV v3.1, Unit 646 and retrofits | 280 | 7288 | Rate Constraint in lbs/MMBtu | FALSE | L | Annual | Allowances Withdrawn (n:1) | Thousand Tons | 0 | 0 | 0 | 0 | 0 | 0 | 0
CT Fac. Spec. - SO2 Rate Annual Non-Title IV v3.1, Unit 646 and retrofits | 280 | 7288 | Rate Constraint in lbs/MMBtu | FALSE | L | Annual | Net Emissions Allowance Position | Thousand Tons | 0 | 0 | 0 | 0 | 0 | 0 | 0
CT Fac. Spec. - SO2 Rate Annual Non-Title IV v3.1, Unit 646 and retrofits | 280 | 7288 | Rate Constraint in lbs/MMBtu | FALSE | L | Annual | Fuel Consumed | TBtu | 0 | 0 | 0 | 0 | 0 | 0 | 0
CT Fac. Spec. - SO2 Rate Annual Non-Title IV v3.1, Unit 646 and retrofits | 280 | 7288 | Rate Constraint in lbs/MMBtu | FALSE | L | Annual | Rate | lb/MMBtu | 0 | 0 | 0 | 0 | 0 | 0 | 0
CT Fac. Spec. - SO2 Rate Annual Non-Title IV v3.1, Unit 646 and retrofits | 280 | 7288 | Rate Constraint in lbs/MMBtu | FALSE | L | Annual | Generation | TWh | 0 | 0 | 0 | 0 | 0 | 0 | 0
CT Fac. Spec. - SO2 Rate Annual Non-Title IV v3.1, Unit 646 and retrofits | 280 | 7288 | Rate Constraint in lbs/MMBtu | FALSE | L | Annual | Qualifying Generation | TWh | 0 | 0 | 0 | 0 | 0 | 0 | 0
CT Fac. Spec. - SO2 Rate Annual Non-Title IV v3.1, Unit 646 and retrofits | 280 | 7288 | Rate Constraint in lbs/MMBtu | FALSE | L | Annual | Rate | lb/MWh | 0 | 0 | 0 | 0 | 0 | 0 | 0
CT Fac. Spec. - SO2 Rate Annual Non-Title IV v3.1, Unit 646 and retrofits | 280 | 7288 | Rate Constraint in lbs/MMBtu | FALSE | L | Annual | Constraint Shadow Price | US2022$/Ton | 0 | 0 | 0 | 0 | 0 | 0 | 0
CT Fac. Spec. - SO2 Rate Annual Non-Title IV v3.1, Unit 647 and retrofits | 281 | 7288 | Rate Constraint in lbs/MMBtu | FALSE | L | Annual | Seasons Included | Seasons | Winter, Spring, Summer, Fall | Winter, Spring, Summer, Fall | Winter, Spring, Summer, Fall | Winter, Spring, Summer, Fall | Winter, Spring, Summer, Fall | Winter, Spring, Summer, Fall | Winter, Spring, Summer, Fall
CT Fac. Spec. - SO2 Rate Annual Non-Title IV v3.1, Unit 647 and retrofits | 281 | 7288 | Rate Constraint in lbs/MMBtu | FALSE | L | Annual | Standard SO2 | lb/MMBtu | 0.55 | 0.55 | 0.55 | 0.55 | 0.55 | 0.55 | 0.55
CT Fac. Spec. - SO2 Rate Annual Non-Title IV v3.1, Unit 647 and retrofits | 281 | 7288 | Rate Constraint in lbs/MMBtu | FALSE | L | Annual | Emissions at Affected Plants SO2 | Thousand Tons | 0 | 0 | 0 | 0 | 0 | 0 | 0
CT Fac. Spec. - SO2 Rate Annual Non-Title IV v3.1, Unit 647 and retrofits | 281 | 7288 | Rate Constraint in lbs/MMBtu | FALSE | L | Annual | Allowances Purchased SO2 | Thousand Tons | 0 | 0 | 0 | 0 | 0 | 0 | 0
CT Fac. Spec. - SO2 Rate Annual Non-Title IV v3.1, Unit 647 and retrofits | 281 | 7288 | Rate Constraint in lbs/MMBtu | FALSE | L | Annual | Allowances Sold SO2 | Thousand Tons | 0 | 0 | 0 | 0 | 0 | 0 | 0
CT Fac. Spec. - SO2 Rate Annual Non-Title IV v3.1, Unit 647 and retrofits | 281 | 7288 | Rate Constraint in lbs/MMBtu | FALSE | L | Annual | Allowances Banked | Thousand Tons | 0 | 0 | 0 | 0 | 0 | 0 | 0
CT Fac. Spec. - SO2 Rate Annual Non-Title IV v3.1, Unit 647 and retrofits | 281 | 7288 | Rate Constraint in lbs/MMBtu | FALSE | L | Annual | Allowances Withdrawn (1:1) | Thousand Tons | 0 | 0 | 0 | 0 | 0 | 0 | 0
CT Fac. Spec. - SO2 Rate Annual Non-Title IV v3.1, Unit 647 and retrofits | 281 | 7288 | Rate Constraint in lbs/MMBtu | FALSE | L | Annual | Allowances Withdrawn (n:1) | Thousand Tons | 0 | 0 | 0 | 0 | 0 | 0 | 0
CT Fac. Spec. - SO2 Rate Annual Non-Title IV v3.1, Unit 647 and retrofits | 281 | 7288 | Rate Constraint in lbs/MMBtu | FALSE | L | Annual | Net Emissions Allowance Position | Thousand Tons | 0 | 0 | 0 | 0 | 0 | 0 | 0
CT Fac. Spec. - SO2 Rate Annual Non-Title IV v3.1, Unit 647 and retrofits | 281 | 7288 | Rate Constraint in lbs/MMBtu | FALSE | L | Annual | Fuel Consumed | TBtu | 0 | 0 | 0 | 0 | 0 | 0 | 0
CT Fac. Spec. - SO2 Rate Annual Non-Title IV v3.1, Unit 647 and retrofits | 281 | 7288 | Rate Constraint in lbs/MMBtu | FALSE | L | Annual | Rate | lb/MMBtu | 0 | 0 | 0 | 0 | 0 | 0 | 0
CT Fac. Spec. - SO2 Rate Annual Non-Title IV v3.1, Unit 647 and retrofits | 281 | 7288 | Rate Constraint in lbs/MMBtu | FALSE | L | Annual | Generation | TWh | 0 | 0 | 0 | 0 | 0 | 0 | 0
CT Fac. Spec. - SO2 Rate Annual Non-Title IV v3.1, Unit 647 and retrofits | 281 | 7288 | Rate Constraint in lbs/MMBtu | FALSE | L | Annual | Qualifying Generation | TWh | 0 | 0 | 0 | 0 | 0 | 0 | 0
CT Fac. Spec. - SO2 Rate Annual Non-Title IV v3.1, Unit 647 and retrofits | 281 | 7288 | Rate Constraint in lbs/MMBtu | FALSE | L | Annual | Rate | lb/MWh | 0 | 0 | 0 | 0 | 0 | 0 | 0
CT Fac. Spec. - SO2 Rate Annual Non-Title IV v3.1, Unit 647 and retrofits | 281 | 7288 | Rate Constraint in lbs/MMBtu | FALSE | L | Annual | Constraint Shadow Price | US2022$/Ton | 0 | 0 | 0 | 0 | 0 | 0 | 0
CT Fac. Spec. - SO2 Rate Annual Non-Title IV v3.1, Unit 648 and retrofits | 282 | 7288 | Rate Constraint in lbs/MMBtu | FALSE | L | Annual | Seasons Included | Seasons | Winter, Spring, Summer, Fall | Winter, Spring, Summer, Fall | Winter, Spring, Summer, Fall | Winter, Spring, Summer, Fall | Winter, Spring, Summer, Fall | Winter, Spring, Summer, Fall | Winter, Spring, Summer, Fall
CT Fac. Spec. - SO2 Rate Annual Non-Title IV v3.1, Unit 648 and retrofits | 282 | 7288 | Rate Constraint in lbs/MMBtu | FALSE | L | Annual | Standard SO2 | lb/MMBtu | 0.55 | 0.55 | 0.55 | 0.55 | 0.55 | 0.55 | 0.55
CT Fac. Spec. - SO2 Rate Annual Non-Title IV v3.1, Unit 648 and retrofits | 282 | 7288 | Rate Constraint in lbs/MMBtu | FALSE | L | Annual | Emissions at Affected Plants SO2 | Thousand Tons | 0 | 0 | 0 | 0 | 0 | 0 | 0
CT Fac. Spec. - SO2 Rate Annual Non-Title IV v3.1, Unit 648 and retrofits | 282 | 7288 | Rate Constraint in lbs/MMBtu | FALSE | L | Annual | Allowances Purchased SO2 | Thousand Tons | 0 | 0 | 0 | 0 | 0 | 0 | 0
CT Fac. Spec. - SO2 Rate Annual Non-Title IV v3.1, Unit 648 and retrofits | 282 | 7288 | Rate Constraint in lbs/MMBtu | FALSE | L | Annual | Allowances Sold SO2 | Thousand Tons | 0 | 0 | 0 | 0 | 0 | 0 | 0
CT Fac. Spec. - SO2 Rate Annual Non-Title IV v3.1, Unit 648 and retrofits | 282 | 7288 | Rate Constraint in lbs/MMBtu | FALSE | L | Annual | Allowances Banked | Thousand Tons | 0 | 0 | 0 | 0 | 0 | 0 | 0
CT Fac. Spec. - SO2 Rate Annual Non-Title IV v3.1, Unit 648 and retrofits | 282 | 7288 | Rate Constraint in lbs/MMBtu | FALSE | L | Annual | Allowances Withdrawn (1:1) | Thousand Tons | 0 | 0 | 0 | 0 | 0 | 0 | 0
CT Fac. Spec. - SO2 Rate Annual Non-Title IV v3.1, Unit 648 and retrofits | 282 | 7288 | Rate Constraint in lbs/MMBtu | FALSE | L | Annual | Allowances Withdrawn (n:1) | Thousand Tons | 0 | 0 | 0 | 0 | 0 | 0 | 0
CT Fac. Spec. - SO2 Rate Annual Non-Title IV v3.1, Unit 648 and retrofits | 282 | 7288 | Rate Constraint in lbs/MMBtu | FALSE | L | Annual | Net Emissions Allowance Position | Thousand Tons | 0 | 0 | 0 | 0 | 0 | 0 | 0
CT Fac. Spec. - SO2 Rate Annual Non-Title IV v3.1, Unit 648 and retrofits | 282 | 7288 | Rate Constraint in lbs/MMBtu | FALSE | L | Annual | Fuel Consumed | TBtu | 0 | 0 | 0 | 0 | 0 | 0 | 0
CT Fac. Spec. - SO2 Rate Annual Non-Title IV v3.1, Unit 648 and retrofits | 282 | 7288 | Rate Constraint in lbs/MMBtu | FALSE | L | Annual | Rate | lb/MMBtu | 0 | 0 | 0 | 0 | 0 | 0 | 0
CT Fac. Spec. - SO2 Rate Annual Non-Title IV v3.1, Unit 648 and retrofits | 282 | 7288 | Rate Constraint in lbs/MMBtu | FALSE | L | Annual | Generation | TWh | 0 | 0 | 0 | 0 | 0 | 0 | 0
CT Fac. Spec. - SO2 Rate Annual Non-Title IV v3.1, Unit 648 and retrofits | 282 | 7288 | Rate Constraint in lbs/MMBtu | FALSE | L | Annual | Qualifying Generation | TWh | 0 | 0 | 0 | 0 | 0 | 0 | 0
CT Fac. Spec. - SO2 Rate Annual Non-Title IV v3.1, Unit 648 and retrofits | 282 | 7288 | Rate Constraint in lbs/MMBtu | FALSE | L | Annual | Rate | lb/MWh | 0 | 0 | 0 | 0 | 0 | 0 | 0
CT Fac. Spec. - SO2 Rate Annual Non-Title IV v3.1, Unit 648 and retrofits | 282 | 7288 | Rate Constraint in lbs/MMBtu | FALSE | L | Annual | Constraint Shadow Price | US2022$/Ton | 0 | 0 | 0 | 0 | 0 | 0 | 0
CT Fac. Spec. - SO2 Rate Annual Non-Title IV v3.1, Unit 649 and retrofits | 283 | 7288 | Rate Constraint in lbs/MMBtu | FALSE | L | Annual | Seasons Included | Seasons | Winter, Spring, Summer, Fall | Winter, Spring, Summer, Fall | Winter, Spring, Summer, Fall | Winter, Spring, Summer, Fall | Winter, Spring, Summer, Fall | Winter, Spring, Summer, Fall | Winter, Spring, Summer, Fall
CT Fac. Spec. - SO2 Rate Annual Non-Title IV v3.1, Unit 649 and retrofits | 283 | 7288 | Rate Constraint in lbs/MMBtu | FALSE | L | Annual | Standard SO2 | lb/MMBtu | 0.55 | 0.55 | 0.55 | 0.55 | 0.55 | 0.55 | 0.55
CT Fac. Spec. - SO2 Rate Annual Non-Title IV v3.1, Unit 649 and retrofits | 283 | 7288 | Rate Constraint in lbs/MMBtu | FALSE | L | Annual | Emissions at Affected Plants SO2 | Thousand Tons | 0 | 0 | 0 | 0 | 0 | 0 | 0
CT Fac. Spec. - SO2 Rate Annual Non-Title IV v3.1, Unit 649 and retrofits | 283 | 7288 | Rate Constraint in lbs/MMBtu | FALSE | L | Annual | Allowances Purchased SO2 | Thousand Tons | 0 | 0 | 0 | 0 | 0 | 0 | 0
CT Fac. Spec. - SO2 Rate Annual Non-Title IV v3.1, Unit 649 and retrofits | 283 | 7288 | Rate Constraint in lbs/MMBtu | FALSE | L | Annual | Allowances Sold SO2 | Thousand Tons | 0 | 0 | 0 | 0 | 0 | 0 | 0
CT Fac. Spec. - SO2 Rate Annual Non-Title IV v3.1, Unit 649 and retrofits | 283 | 7288 | Rate Constraint in lbs/MMBtu | FALSE | L | Annual | Allowances Banked | Thousand Tons | 0 | 0 | 0 | 0 | 0 | 0 | 0
CT Fac. Spec. - SO2 Rate Annual Non-Title IV v3.1, Unit 649 and retrofits | 283 | 7288 | Rate Constraint in lbs/MMBtu | FALSE | L | Annual | Allowances Withdrawn (1:1) | Thousand Tons | 0 | 0 | 0 | 0 | 0 | 0 | 0
CT Fac. Spec. - SO2 Rate Annual Non-Title IV v3.1, Unit 649 and retrofits | 283 | 7288 | Rate Constraint in lbs/MMBtu | FALSE | L | Annual | Allowances Withdrawn (n:1) | Thousand Tons | 0 | 0 | 0 | 0 | 0 | 0 | 0
CT Fac. Spec. - SO2 Rate Annual Non-Title IV v3.1, Unit 649 and retrofits | 283 | 7288 | Rate Constraint in lbs/MMBtu | FALSE | L | Annual | Net Emissions Allowance Position | Thousand Tons | 0 | 0 | 0 | 0 | 0 | 0 | 0
CT Fac. Spec. - SO2 Rate Annual Non-Title IV v3.1, Unit 649 and retrofits | 283 | 7288 | Rate Constraint in lbs/MMBtu | FALSE | L | Annual | Fuel Consumed | TBtu | 0 | 0 | 0 | 0 | 0 | 0 | 0
CT Fac. Spec. - SO2 Rate Annual Non-Title IV v3.1, Unit 649 and retrofits | 283 | 7288 | Rate Constraint in lbs/MMBtu | FALSE | L | Annual | Rate | lb/MMBtu | 0 | 0 | 0 | 0 | 0 | 0 | 0
CT Fac. Spec. - SO2 Rate Annual Non-Title IV v3.1, Unit 649 and retrofits | 283 | 7288 | Rate Constraint in lbs/MMBtu | FALSE | L | Annual | Generation | TWh | 0 | 0 | 0 | 0 | 0 | 0 | 0
CT Fac. Spec. - SO2 Rate Annual Non-Title IV v3.1, Unit 649 and retrofits | 283 | 7288 | Rate Constraint in lbs/MMBtu | FALSE | L | Annual | Qualifying Generation | TWh | 0 | 0 | 0 | 0 | 0 | 0 | 0
CT Fac. Spec. - SO2 Rate Annual Non-Title IV v3.1, Unit 649 and retrofits | 283 | 7288 | Rate Constraint in lbs/MMBtu | FALSE | L | Annual | Rate | lb/MWh | 0 | 0 | 0 | 0 | 0 | 0 | 0
CT Fac. Spec. - SO2 Rate Annual Non-Title IV v3.1, Unit 649 and retrofits | 283 | 7288 | Rate Constraint in lbs/MMBtu | FALSE | L | Annual | Constraint Shadow Price | US2022$/Ton | 0 | 0 | 0 | 0 | 0 | 0 | 0
CT Fac. Spec. - SO2 Rate Annual Non-Title IV v3.1, Unit 1736 and retrofits | 284 | 7288 | Rate Constraint in lbs/MMBtu | FALSE | L | Annual | Seasons Included | Seasons | Winter, Spring, Summer, Fall | Winter, Spring, Summer, Fall | Winter, Spring, Summer, Fall | Winter, Spring, Summer, Fall | Winter, Spring, Summer, Fall | Winter, Spring, Summer, Fall | Winter, Spring, Summer, Fall
CT Fac. Spec. - SO2 Rate Annual Non-Title IV v3.1, Unit 1736 and retrofits | 284 | 7288 | Rate Constraint in lbs/MMBtu | FALSE | L | Annual | Standard SO2 | lb/MMBtu | 0.55 | 0.55 | 0.55 | 0.55 | 0.55 | 0.55 | 0.55
CT Fac. Spec. - SO2 Rate Annual Non-Title IV v3.1, Unit 1736 and retrofits | 284 | 7288 | Rate Constraint in lbs/MMBtu | FALSE | L | Annual | Emissions at Affected Plants SO2 | Thousand Tons | 0 | 0 | 0 | 0 | 0 | 0 | 0
CT Fac. Spec. - SO2 Rate Annual Non-Title IV v3.1, Unit 1736 and retrofits | 284 | 7288 | Rate Constraint in lbs/MMBtu | FALSE | L | Annual | Allowances Purchased SO2 | Thousand Tons | 0 | 0 | 0 | 0 | 0 | 0 | 0
CT Fac. Spec. - SO2 Rate Annual Non-Title IV v3.1, Unit 1736 and retrofits | 284 | 7288 | Rate Constraint in lbs/MMBtu | FALSE | L | Annual | Allowances Sold SO2 | Thousand Tons | 0 | 0 | 0 | 0 | 0 | 0 | 0
CT Fac. Spec. - SO2 Rate Annual Non-Title IV v3.1, Unit 1736 and retrofits | 284 | 7288 | Rate Constraint in lbs/MMBtu | FALSE | L | Annual | Allowances Banked | Thousand Tons | 0 | 0 | 0 | 0 | 0 | 0 | 0
CT Fac. Spec. - SO2 Rate Annual Non-Title IV v3.1, Unit 1736 and retrofits | 284 | 7288 | Rate Constraint in lbs/MMBtu | FALSE | L | Annual | Allowances Withdrawn (1:1) | Thousand Tons | 0 | 0 | 0 | 0 | 0 | 0 | 0
CT Fac. Spec. - SO2 Rate Annual Non-Title IV v3.1, Unit 1736 and retrofits | 284 | 7288 | Rate Constraint in lbs/MMBtu | FALSE | L | Annual | Allowances Withdrawn (n:1) | Thousand Tons | 0 | 0 | 0 | 0 | 0 | 0 | 0
CT Fac. Spec. - SO2 Rate Annual Non-Title IV v3.1, Unit 1736 and retrofits | 284 | 7288 | Rate Constraint in lbs/MMBtu | FALSE | L | Annual | Net Emissions Allowance Position | Thousand Tons | 0 | 0 | 0 | 0 | 0 | 0 | 0
CT Fac. Spec. - SO2 Rate Annual Non-Title IV v3.1, Unit 1736 and retrofits | 284 | 7288 | Rate Constraint in lbs/MMBtu | FALSE | L | Annual | Fuel Consumed | TBtu | 0.29756 | 0.29756 | 0.29756 | 0 | 0 | 0 | 0
CT Fac. Spec. - SO2 Rate Annual Non-Title IV v3.1, Unit 1736 and retrofits | 284 | 7288 | Rate Constraint in lbs/MMBtu | FALSE | L | Annual | Rate | lb/MMBtu | 0 | 0 | 0 | 0 | 0 | 0 | 0
CT Fac. Spec. - SO2 Rate Annual Non-Title IV v3.1, Unit 1736 and retrofits | 284 | 7288 | Rate Constraint in lbs/MMBtu | FALSE | L | Annual | Generation | TWh | 0.052451 | 0.052451 | 0.052451 | 0 | 0 | 0 | 0
CT Fac. Spec. - SO2 Rate Annual Non-Title IV v3.1, Unit 1736 and retrofits | 284 | 7288 | Rate Constraint in lbs/MMBtu | FALSE | L | Annual | Qualifying Generation | TWh | 0.052451 | 0.052451 | 0.052451 | 0 | 0 | 0 | 0
CT Fac. Spec. - SO2 Rate Annual Non-Title IV v3.1, Unit 1736 and retrofits | 284 | 7288 | Rate Constraint in lbs/MMBtu | FALSE | L | Annual | Rate | lb/MWh | 0 | 0 | 0 | 0 | 0 | 0 | 0
CT Fac. Spec. - SO2 Rate Annual Non-Title IV v3.1, Unit 1736 and retrofits | 284 | 7288 | Rate Constraint in lbs/MMBtu | FALSE | L | Annual | Constraint Shadow Price | US2022$/Ton | 0 | 0 | 0 | 0 | 0 | 0 | 0
CT Fac. Spec. - SO2 Rate Annual v3.1, Unit 608 and retrofits | 285 | 7287 | Rate Constraint in lbs/MMBtu | FALSE | L | Annual | Seasons Included | Seasons | Winter, Spring, Summer, Fall | Winter, Spring, Summer, Fall | Winter, Spring, Summer, Fall | Winter, Spring, Summer, Fall | Winter, Spring, Summer, Fall | Winter, Spring, Summer, Fall | Winter, Spring, Summer, Fall
CT Fac. Spec. - SO2 Rate Annual v3.1, Unit 608 and retrofits | 285 | 7287 | Rate Constraint in lbs/MMBtu | FALSE | L | Annual | Standard SO2 | lb/MMBtu | 0.33 | 0.33 | 0.33 | 0.33 | 0.33 | 0.33 | 0.33
CT Fac. Spec. - SO2 Rate Annual v3.1, Unit 608 and retrofits | 285 | 7287 | Rate Constraint in lbs/MMBtu | FALSE | L | Annual | Emissions at Affected Plants SO2 | Thousand Tons | 0 | 0 | 0 | 0 | 0 | 0 | 0
CT Fac. Spec. - SO2 Rate Annual v3.1, Unit 608 and retrofits | 285 | 7287 | Rate Constraint in lbs/MMBtu | FALSE | L | Annual | Allowances Purchased SO2 | Thousand Tons | 0 | 0 | 0 | 0 | 0 | 0 | 0
CT Fac. Spec. - SO2 Rate Annual v3.1, Unit 608 and retrofits | 285 | 7287 | Rate Constraint in lbs/MMBtu | FALSE | L | Annual | Allowances Sold SO2 | Thousand Tons | 0 | 0 | 0 | 0 | 0 | 0 | 0
CT Fac. Spec. - SO2 Rate Annual v3.1, Unit 608 and retrofits | 285 | 7287 | Rate Constraint in lbs/MMBtu | FALSE | L | Annual | Allowances Banked | Thousand Tons | 0 | 0 | 0 | 0 | 0 | 0 | 0
CT Fac. Spec. - SO2 Rate Annual v3.1, Unit 608 and retrofits | 285 | 7287 | Rate Constraint in lbs/MMBtu | FALSE | L | Annual | Allowances Withdrawn (1:1) | Thousand Tons | 0 | 0 | 0 | 0 | 0 | 0 | 0
CT Fac. Spec. - SO2 Rate Annual v3.1, Unit 608 and retrofits | 285 | 7287 | Rate Constraint in lbs/MMBtu | FALSE | L | Annual | Allowances Withdrawn (n:1) | Thousand Tons | 0 | 0 | 0 | 0 | 0 | 0 | 0
CT Fac. Spec. - SO2 Rate Annual v3.1, Unit 608 and retrofits | 285 | 7287 | Rate Constraint in lbs/MMBtu | FALSE | L | Annual | Net Emissions Allowance Position | Thousand Tons | 0 | 0 | 0 | 0 | 0 | 0 | 0
CT Fac. Spec. - SO2 Rate Annual v3.1, Unit 608 and retrofits | 285 | 7287 | Rate Constraint in lbs/MMBtu | FALSE | L | Annual | Fuel Consumed | TBtu | 0 | 0 | 0.02674 | 0 | 0 | 0 | 0
CT Fac. Spec. - SO2 Rate Annual v3.1, Unit 608 and retrofits | 285 | 7287 | Rate Constraint in lbs/MMBtu | FALSE | L | Annual | Rate | lb/MMBtu | 0 | 0 | 0 | 0 | 0 | 0 | 0
CT Fac. Spec. - SO2 Rate Annual v3.1, Unit 608 and retrofits | 285 | 7287 | Rate Constraint in lbs/MMBtu | FALSE | L | Annual | Generation | TWh | 0 | 0 | 0.0024704 | 0 | 0 | 0 | 0
CT Fac. Spec. - SO2 Rate Annual v3.1, Unit 608 and retrofits | 285 | 7287 | Rate Constraint in lbs/MMBtu | FALSE | L | Annual | Qualifying Generation | TWh | 0 | 0 | 0.0024704 | 0 | 0 | 0 | 0
CT Fac. Spec. - SO2 Rate Annual v3.1, Unit 608 and retrofits | 285 | 7287 | Rate Constraint in lbs/MMBtu | FALSE | L | Annual | Rate | lb/MWh | 0 | 0 | 0 | 0 | 0 | 0 | 0
CT Fac. Spec. - SO2 Rate Annual v3.1, Unit 608 and retrofits | 285 | 7287 | Rate Constraint in lbs/MMBtu | FALSE | L | Annual | Constraint Shadow Price | US2022$/Ton | 0 | 0 | 0 | 0 | 0 | 0 | 0
CT Fac. Spec. - SO2 Rate Annual v3.1, Unit 609 and retrofits | 286 | 7287 | Rate Constraint in lbs/MMBtu | FALSE | L | Annual | Seasons Included | Seasons | Winter, Spring, Summer, Fall | Winter, Spring, Summer, Fall | Winter, Spring, Summer, Fall | Winter, Spring, Summer, Fall | Winter, Spring, Summer, Fall | Winter, Spring, Summer, Fall | Winter, Spring, Summer, Fall
CT Fac. Spec. - SO2 Rate Annual v3.1, Unit 609 and retrofits | 286 | 7287 | Rate Constraint in lbs/MMBtu | FALSE | L | Annual | Standard SO2 | lb/MMBtu | 0.33 | 0.33 | 0.33 | 0.33 | 0.33 | 0.33 | 0.33
CT Fac. Spec. - SO2 Rate Annual v3.1, Unit 609 and retrofits | 286 | 7287 | Rate Constraint in lbs/MMBtu | FALSE | L | Annual | Emissions at Affected Plants SO2 | Thousand Tons | 0 | 0 | 0 | 0 | 0 | 0 | 0
CT Fac. Spec. - SO2 Rate Annual v3.1, Unit 609 and retrofits | 286 | 7287 | Rate Constraint in lbs/MMBtu | FALSE | L | Annual | Allowances Purchased SO2 | Thousand Tons | 0 | 0 | 0 | 0 | 0 | 0 | 0
CT Fac. Spec. - SO2 Rate Annual v3.1, Unit 609 and retrofits | 286 | 7287 | Rate Constraint in lbs/MMBtu | FALSE | L | Annual | Allowances Sold SO2 | Thousand Tons | 0 | 0 | 0 | 0 | 0 | 0 | 0
CT Fac. Spec. - SO2 Rate Annual v3.1, Unit 609 and retrofits | 286 | 7287 | Rate Constraint in lbs/MMBtu | FALSE | L | Annual | Allowances Banked | Thousand Tons | 0 | 0 | 0 | 0 | 0 | 0 | 0
CT Fac. Spec. - SO2 Rate Annual v3.1, Unit 609 and retrofits | 286 | 7287 | Rate Constraint in lbs/MMBtu | FALSE | L | Annual | Allowances Withdrawn (1:1) | Thousand Tons | 0 | 0 | 0 | 0 | 0 | 0 | 0
CT Fac. Spec. - SO2 Rate Annual v3.1, Unit 609 and retrofits | 286 | 7287 | Rate Constraint in lbs/MMBtu | FALSE | L | Annual | Allowances Withdrawn (n:1) | Thousand Tons | 0 | 0 | 0 | 0 | 0 | 0 | 0
CT Fac. Spec. - SO2 Rate Annual v3.1, Unit 609 and retrofits | 286 | 7287 | Rate Constraint in lbs/MMBtu | FALSE | L | Annual | Net Emissions Allowance Position | Thousand Tons | 0 | 0 | 0 | 0 | 0 | 0 | 0
CT Fac. Spec. - SO2 Rate Annual v3.1, Unit 609 and retrofits | 286 | 7287 | Rate Constraint in lbs/MMBtu | FALSE | L | Annual | Fuel Consumed | TBtu | 0 | 0 | 0.02605 | 0 | 0 | 0 | 0
CT Fac. Spec. - SO2 Rate Annual v3.1, Unit 609 and retrofits | 286 | 7287 | Rate Constraint in lbs/MMBtu | FALSE | L | Annual | Rate | lb/MMBtu | 0 | 0 | 0 | 0 | 0 | 0 | 0
CT Fac. Spec. - SO2 Rate Annual v3.1, Unit 609 and retrofits | 286 | 7287 | Rate Constraint in lbs/MMBtu | FALSE | L | Annual | Generation | TWh | 0 | 0 | 0.0024067 | 0 | 0 | 0 | 0
CT Fac. Spec. - SO2 Rate Annual v3.1, Unit 609 and retrofits | 286 | 7287 | Rate Constraint in lbs/MMBtu | FALSE | L | Annual | Qualifying Generation | TWh | 0 | 0 | 0.0024067 | 0 | 0 | 0 | 0
CT Fac. Spec. - SO2 Rate Annual v3.1, Unit 609 and retrofits | 286 | 7287 | Rate Constraint in lbs/MMBtu | FALSE | L | Annual | Rate | lb/MWh | 0 | 0 | 0 | 0 | 0 | 0 | 0
CT Fac. Spec. - SO2 Rate Annual v3.1, Unit 609 and retrofits | 286 | 7287 | Rate Constraint in lbs/MMBtu | FALSE | L | Annual | Constraint Shadow Price | US2022$/Ton | 0 | 0 | 0 | 0 | 0 | 0 | 0
CT Fac. Spec. - SO2 Rate Annual v3.1, Unit 610 and retrofits | 287 | 7287 | Rate Constraint in lbs/MMBtu | FALSE | L | Annual | Seasons Included | Seasons | Winter, Spring, Summer, Fall | Winter, Spring, Summer, Fall | Winter, Spring, Summer, Fall | Winter, Spring, Summer, Fall | Winter, Spring, Summer, Fall | Winter, Spring, Summer, Fall | Winter, Spring, Summer, Fall
CT Fac. Spec. - SO2 Rate Annual v3.1, Unit 610 and retrofits | 287 | 7287 | Rate Constraint in lbs/MMBtu | FALSE | L | Annual | Standard SO2 | lb/MMBtu | 0.33 | 0.33 | 0.33 | 0.33 | 0.33 | 0.33 | 0.33
CT Fac. Spec. - SO2 Rate Annual v3.1, Unit 610 and retrofits | 287 | 7287 | Rate Constraint in lbs/MMBtu | FALSE | L | Annual | Emissions at Affected Plants SO2 | Thousand Tons | 0 | 0 | 0 | 0 | 0 | 0 | 0
CT Fac. Spec. - SO2 Rate Annual v3.1, Unit 610 and retrofits | 287 | 7287 | Rate Constraint in lbs/MMBtu | FALSE | L | Annual | Allowances Purchased SO2 | Thousand Tons | 0 | 0 | 0 | 0 | 0 | 0 | 0
CT Fac. Spec. - SO2 Rate Annual v3.1, Unit 610 and retrofits | 287 | 7287 | Rate Constraint in lbs/MMBtu | FALSE | L | Annual | Allowances Sold SO2 | Thousand Tons | 0 | 0 | 0 | 0 | 0 | 0 | 0
CT Fac. Spec. - SO2 Rate Annual v3.1, Unit 610 and retrofits | 287 | 7287 | Rate Constraint in lbs/MMBtu | FALSE | L | Annual | Allowances Banked | Thousand Tons | 0 | 0 | 0 | 0 | 0 | 0 | 0
CT Fac. Spec. - SO2 Rate Annual v3.1, Unit 610 and retrofits | 287 | 7287 | Rate Constraint in lbs/MMBtu | FALSE | L | Annual | Allowances Withdrawn (1:1) | Thousand Tons | 0 | 0 | 0 | 0 | 0 | 0 | 0
CT Fac. Spec. - SO2 Rate Annual v3.1, Unit 610 and retrofits | 287 | 7287 | Rate Constraint in lbs/MMBtu | FALSE | L | Annual | Allowances Withdrawn (n:1) | Thousand Tons | 0 | 0 | 0 | 0 | 0 | 0 | 0
CT Fac. Spec. - SO2 Rate Annual v3.1, Unit 610 and retrofits | 287 | 7287 | Rate Constraint in lbs/MMBtu | FALSE | L | Annual | Net Emissions Allowance Position | Thousand Tons | 0 | 0 | 0 | 0 | 0 | 0 | 0
CT Fac. Spec. - SO2 Rate Annual v3.1, Unit 610 and retrofits | 287 | 7287 | Rate Constraint in lbs/MMBtu | FALSE | L | Annual | Fuel Consumed | TBtu | 0 | 0 | 0.02651 | 0 | 0 | 0 | 0
CT Fac. Spec. - SO2 Rate Annual v3.1, Unit 610 and retrofits | 287 | 7287 | Rate Constraint in lbs/MMBtu | FALSE | L | Annual | Rate | lb/MMBtu | 0 | 0 | 0 | 0 | 0 | 0 | 0
CT Fac. Spec. - SO2 Rate Annual v3.1, Unit 610 and retrofits | 287 | 7287 | Rate Constraint in lbs/MMBtu | FALSE | L | Annual | Generation | TWh | 0 | 0 | 0.0024492 | 0 | 0 | 0 | 0
CT Fac. Spec. - SO2 Rate Annual v3.1, Unit 610 and retrofits | 287 | 7287 | Rate Constraint in lbs/MMBtu | FALSE | L | Annual | Qualifying Generation | TWh | 0 | 0 | 0.0024492 | 0 | 0 | 0 | 0
CT Fac. Spec. - SO2 Rate Annual v3.1, Unit 610 and retrofits | 287 | 7287 | Rate Constraint in lbs/MMBtu | FALSE | L | Annual | Rate | lb/MWh | 0 | 0 | 0 | 0 | 0 | 0 | 0
CT Fac. Spec. - SO2 Rate Annual v3.1, Unit 610 and retrofits | 287 | 7287 | Rate Constraint in lbs/MMBtu | FALSE | L | Annual | Constraint Shadow Price | US2022$/Ton | 0 | 0 | 0 | 0 | 0 | 0 | 0
CT Fac. Spec. - SO2 Rate Annual v3.1, Unit 611 and retrofits | 288 | 7287 | Rate Constraint in lbs/MMBtu | FALSE | L | Annual | Seasons Included | Seasons | Winter, Spring, Summer, Fall | Winter, Spring, Summer, Fall | Winter, Spring, Summer, Fall | Winter, Spring, Summer, Fall | Winter, Spring, Summer, Fall | Winter, Spring, Summer, Fall | Winter, Spring, Summer, Fall
CT Fac. Spec. - SO2 Rate Annual v3.1, Unit 611 and retrofits | 288 | 7287 | Rate Constraint in lbs/MMBtu | FALSE | L | Annual | Standard SO2 | lb/MMBtu | 0.33 | 0.33 | 0.33 | 0.33 | 0.33 | 0.33 | 0.33
CT Fac. Spec. - SO2 Rate Annual v3.1, Unit 611 and retrofits | 288 | 7287 | Rate Constraint in lbs/MMBtu | FALSE | L | Annual | Emissions at Affected Plants SO2 | Thousand Tons | 0 | 0 | 0 | 0 | 0 | 0 | 0
CT Fac. Spec. - SO2 Rate Annual v3.1, Unit 611 and retrofits | 288 | 7287 | Rate Constraint in lbs/MMBtu | FALSE | L | Annual | Allowances Purchased SO2 | Thousand Tons | 0 | 0 | 0 | 0 | 0 | 0 | 0
CT Fac. Spec. - SO2 Rate Annual v3.1, Unit 611 and retrofits | 288 | 7287 | Rate Constraint in lbs/MMBtu | FALSE | L | Annual | Allowances Sold SO2 | Thousand Tons | 0 | 0 | 0 | 0 | 0 | 0 | 0
CT Fac. Spec. - SO2 Rate Annual v3.1, Unit 611 and retrofits | 288 | 7287 | Rate Constraint in lbs/MMBtu | FALSE | L | Annual | Allowances Banked | Thousand Tons | 0 | 0 | 0 | 0 | 0 | 0 | 0
CT Fac. Spec. - SO2 Rate Annual v3.1, Unit 611 and retrofits | 288 | 7287 | Rate Constraint in lbs/MMBtu | FALSE | L | Annual | Allowances Withdrawn (1:1) | Thousand Tons | 0 | 0 | 0 | 0 | 0 | 0 | 0
CT Fac. Spec. - SO2 Rate Annual v3.1, Unit 611 and retrofits | 288 | 7287 | Rate Constraint in lbs/MMBtu | FALSE | L | Annual | Allowances Withdrawn (n:1) | Thousand Tons | 0 | 0 | 0 | 0 | 0 | 0 | 0
CT Fac. Spec. - SO2 Rate Annual v3.1, Unit 611 and retrofits | 288 | 7287 | Rate Constraint in lbs/MMBtu | FALSE | L | Annual | Net Emissions Allowance Position | Thousand Tons | 0 | 0 | 0 | 0 | 0 | 0 | 0
CT Fac. Spec. - SO2 Rate Annual v3.1, Unit 611 and retrofits | 288 | 7287 | Rate Constraint in lbs/MMBtu | FALSE | L | Annual | Fuel Consumed | TBtu | 0 | 0 | 0.02628 | 0 | 0 | 0 | 0
CT Fac. Spec. - SO2 Rate Annual v3.1, Unit 611 and retrofits | 288 | 7287 | Rate Constraint in lbs/MMBtu | FALSE | L | Annual | Rate | lb/MMBtu | 0 | 0 | 0 | 0 | 0 | 0 | 0
CT Fac. Spec. - SO2 Rate Annual v3.1, Unit 611 and retrofits | 288 | 7287 | Rate Constraint in lbs/MMBtu | FALSE | L | Annual | Generation | TWh | 0 | 0 | 0.0024279 | 0 | 0 | 0 | 0
CT Fac. Spec. - SO2 Rate Annual v3.1, Unit 611 and retrofits | 288 | 7287 | Rate Constraint in lbs/MMBtu | FALSE | L | Annual | Qualifying Generation | TWh | 0 | 0 | 0.0024279 | 0 | 0 | 0 | 0
CT Fac. Spec. - SO2 Rate Annual v3.1, Unit 611 and retrofits | 288 | 7287 | Rate Constraint in lbs/MMBtu | FALSE | L | Annual | Rate | lb/MWh | 0 | 0 | 0 | 0 | 0 | 0 | 0
CT Fac. Spec. - SO2 Rate Annual v3.1, Unit 611 and retrofits | 288 | 7287 | Rate Constraint in lbs/MMBtu | FALSE | L | Annual | Constraint Shadow Price | US2022$/Ton | 0 | 0 | 0 | 0 | 0 | 0 | 0
CT Fac. Spec. - SO2 Rate Annual v3.1, Unit 612 and retrofits | 289 | 7287 | Rate Constraint in lbs/MMBtu | FALSE | L | Annual | Seasons Included | Seasons | Winter, Spring, Summer, Fall | Winter, Spring, Summer, Fall | Winter, Spring, Summer, Fall | Winter, Spring, Summer, Fall | Winter, Spring, Summer, Fall | Winter, Spring, Summer, Fall | Winter, Spring, Summer, Fall
CT Fac. Spec. - SO2 Rate Annual v3.1, Unit 612 and retrofits | 289 | 7287 | Rate Constraint in lbs/MMBtu | FALSE | L | Annual | Standard SO2 | lb/MMBtu | 0.33 | 0.33 | 0.33 | 0.33 | 0.33 | 0.33 | 0.33
CT Fac. Spec. - SO2 Rate Annual v3.1, Unit 612 and retrofits | 289 | 7287 | Rate Constraint in lbs/MMBtu | FALSE | L | Annual | Emissions at Affected Plants SO2 | Thousand Tons | 0 | 0 | 0 | 0 | 0 | 0 | 0
CT Fac. Spec. - SO2 Rate Annual v3.1, Unit 612 and retrofits | 289 | 7287 | Rate Constraint in lbs/MMBtu | FALSE | L | Annual | Allowances Purchased SO2 | Thousand Tons | 0 | 0 | 0 | 0 | 0 | 0 | 0
CT Fac. Spec. - SO2 Rate Annual v3.1, Unit 612 and retrofits | 289 | 7287 | Rate Constraint in lbs/MMBtu | FALSE | L | Annual | Allowances Sold SO2 | Thousand Tons | 0 | 0 | 0 | 0 | 0 | 0 | 0
CT Fac. Spec. - SO2 Rate Annual v3.1, Unit 612 and retrofits | 289 | 7287 | Rate Constraint in lbs/MMBtu | FALSE | L | Annual | Allowances Banked | Thousand Tons | 0 | 0 | 0 | 0 | 0 | 0 | 0
CT Fac. Spec. - SO2 Rate Annual v3.1, Unit 612 and retrofits | 289 | 7287 | Rate Constraint in lbs/MMBtu | FALSE | L | Annual | Allowances Withdrawn (1:1) | Thousand Tons | 0 | 0 | 0 | 0 | 0 | 0 | 0
CT Fac. Spec. - SO2 Rate Annual v3.1, Unit 612 and retrofits | 289 | 7287 | Rate Constraint in lbs/MMBtu | FALSE | L | Annual | Allowances Withdrawn (n:1) | Thousand Tons | 0 | 0 | 0 | 0 | 0 | 0 | 0
CT Fac. Spec. - SO2 Rate Annual v3.1, Unit 612 and retrofits | 289 | 7287 | Rate Constraint in lbs/MMBtu | FALSE | L | Annual | Net Emissions Allowance Position | Thousand Tons | 0 | 0 | 0 | 0 | 0 | 0 | 0
CT Fac. Spec. - SO2 Rate Annual v3.1, Unit 612 and retrofits | 289 | 7287 | Rate Constraint in lbs/MMBtu | FALSE | L | Annual | Fuel Consumed | TBtu | 0 | 0 | 0.02651 | 0 | 0 | 0 | 0
CT Fac. Spec. - SO2 Rate Annual v3.1, Unit 612 and retrofits | 289 | 7287 | Rate Constraint in lbs/MMBtu | FALSE | L | Annual | Rate | lb/MMBtu | 0 | 0 | 0 | 0 | 0 | 0 | 0
CT Fac. Spec. - SO2 Rate Annual v3.1, Unit 612 and retrofits | 289 | 7287 | Rate Constraint in lbs/MMBtu | FALSE | L | Annual | Generation | TWh | 0 | 0 | 0.0024492 | 0 | 0 | 0 | 0
CT Fac. Spec. - SO2 Rate Annual v3.1, Unit 612 and retrofits | 289 | 7287 | Rate Constraint in lbs/MMBtu | FALSE | L | Annual | Qualifying Generation | TWh | 0 | 0 | 0.0024492 | 0 | 0 | 0 | 0
CT Fac. Spec. - SO2 Rate Annual v3.1, Unit 612 and retrofits | 289 | 7287 | Rate Constraint in lbs/MMBtu | FALSE | L | Annual | Rate | lb/MWh | 0 | 0 | 0 | 0 | 0 | 0 | 0
CT Fac. Spec. - SO2 Rate Annual v3.1, Unit 612 and retrofits | 289 | 7287 | Rate Constraint in lbs/MMBtu | FALSE | L | Annual | Constraint Shadow Price | US2022$/Ton | 0 | 0 | 0 | 0 | 0 | 0 | 0
CT Fac. Spec. - SO2 Rate Annual v3.1, Unit 613 and retrofits | 290 | 7287 | Rate Constraint in lbs/MMBtu | FALSE | L | Annual | Seasons Included | Seasons | Winter, Spring, Summer, Fall | Winter, Spring, Summer, Fall | Winter, Spring, Summer, Fall | Winter, Spring, Summer, Fall | Winter, Spring, Summer, Fall | Winter, Spring, Summer, Fall | Winter, Spring, Summer, Fall
CT Fac. Spec. - SO2 Rate Annual v3.1, Unit 613 and retrofits | 290 | 7287 | Rate Constraint in lbs/MMBtu | FALSE | L | Annual | Standard SO2 | lb/MMBtu | 0.33 | 0.33 | 0.33 | 0.33 | 0.33 | 0.33 | 0.33
CT Fac. Spec. - SO2 Rate Annual v3.1, Unit 613 and retrofits | 290 | 7287 | Rate Constraint in lbs/MMBtu | FALSE | L | Annual | Emissions at Affected Plants SO2 | Thousand Tons | 0 | 0 | 0 | 0 | 0 | 0 | 0
CT Fac. Spec. - SO2 Rate Annual v3.1, Unit 613 and retrofits | 290 | 7287 | Rate Constraint in lbs/MMBtu | FALSE | L | Annual | Allowances Purchased SO2 | Thousand Tons | 0 | 0 | 0 | 0 | 0 | 0 | 0
CT Fac. Spec. - SO2 Rate Annual v3.1, Unit 613 and retrofits | 290 | 7287 | Rate Constraint in lbs/MMBtu | FALSE | L | Annual | Allowances Sold SO2 | Thousand Tons | 0 | 0 | 0 | 0 | 0 | 0 | 0
CT Fac. Spec. - SO2 Rate Annual v3.1, Unit 613 and retrofits | 290 | 7287 | Rate Constraint in lbs/MMBtu | FALSE | L | Annual | Allowances Banked | Thousand Tons | 0 | 0 | 0 | 0 | 0 | 0 | 0
CT Fac. Spec. - SO2 Rate Annual v3.1, Unit 613 and retrofits | 290 | 7287 | Rate Constraint in lbs/MMBtu | FALSE | L | Annual | Allowances Withdrawn (1:1) | Thousand Tons | 0 | 0 | 0 | 0 | 0 | 0 | 0
CT Fac. Spec. - SO2 Rate Annual v3.1, Unit 613 and retrofits | 290 | 7287 | Rate Constraint in lbs/MMBtu | FALSE | L | Annual | Allowances Withdrawn (n:1) | Thousand Tons | 0 | 0 | 0 | 0 | 0 | 0 | 0
CT Fac. Spec. - SO2 Rate Annual v3.1, Unit 613 and retrofits | 290 | 7287 | Rate Constraint in lbs/MMBtu | FALSE | L | Annual | Net Emissions Allowance Position | Thousand Tons | 0 | 0 | 0 | 0 | 0 | 0 | 0
CT Fac. Spec. - SO2 Rate Annual v3.1, Unit 613 and retrofits | 290 | 7287 | Rate Constraint in lbs/MMBtu | FALSE | L | Annual | Fuel Consumed | TBtu | 0.0090194 | 0.020745 | 0.027058 | 0 | 0 | 0 | 0
CT Fac. Spec. - SO2 Rate Annual v3.1, Unit 613 and retrofits | 290 | 7287 | Rate Constraint in lbs/MMBtu | FALSE | L | Annual | Rate | lb/MMBtu | 0 | 0 | 0 | 0 | 0 | 0 | 0
CT Fac. Spec. - SO2 Rate Annual v3.1, Unit 613 and retrofits | 290 | 7287 | Rate Constraint in lbs/MMBtu | FALSE | L | Annual | Generation | TWh | 0.00083941 | 0.0019306 | 0.0025182 | 0 | 0 | 0 | 0
CT Fac. Spec. - SO2 Rate Annual v3.1, Unit 613 and retrofits | 290 | 7287 | Rate Constraint in lbs/MMBtu | FALSE | L | Annual | Qualifying Generation | TWh | 0.00083941 | 0.0019306 | 0.0025182 | 0 | 0 | 0 | 0
CT Fac. Spec. - SO2 Rate Annual v3.1, Unit 613 and retrofits | 290 | 7287 | Rate Constraint in lbs/MMBtu | FALSE | L | Annual | Rate | lb/MWh | 0 | 0 | 0 | 0 | 0 | 0 | 0
CT Fac. Spec. - SO2 Rate Annual v3.1, Unit 613 and retrofits | 290 | 7287 | Rate Constraint in lbs/MMBtu | FALSE | L | Annual | Constraint Shadow Price | US2022$/Ton | 0 | 0 | 0 | 0 | 0 | 0 | 0
CT Fac. Spec. - SO2 Rate Annual v3.1, Unit 614 and retrofits | 291 | 7287 | Rate Constraint in lbs/MMBtu | FALSE | L | Annual | Seasons Included | Seasons | Winter, Spring, Summer, Fall | Winter, Spring, Summer, Fall | Winter, Spring, Summer, Fall | Winter, Spring, Summer, Fall | Winter, Spring, Summer, Fall | Winter, Spring, Summer, Fall | Winter, Spring, Summer, Fall
CT Fac. Spec. - SO2 Rate Annual v3.1, Unit 614 and retrofits | 291 | 7287 | Rate Constraint in lbs/MMBtu | FALSE | L | Annual | Standard SO2 | lb/MMBtu | 0.33 | 0.33 | 0.33 | 0.33 | 0.33 | 0.33 | 0.33
CT Fac. Spec. - SO2 Rate Annual v3.1, Unit 614 and retrofits | 291 | 7287 | Rate Constraint in lbs/MMBtu | FALSE | L | Annual | Emissions at Affected Plants SO2 | Thousand Tons | 0 | 0 | 0 | 0 | 0 | 0 | 0
CT Fac. Spec. - SO2 Rate Annual v3.1, Unit 614 and retrofits | 291 | 7287 | Rate Constraint in lbs/MMBtu | FALSE | L | Annual | Allowances Purchased SO2 | Thousand Tons | 0 | 0 | 0 | 0 | 0 | 0 | 0
CT Fac. Spec. - SO2 Rate Annual v3.1, Unit 614 and retrofits | 291 | 7287 | Rate Constraint in lbs/MMBtu | FALSE | L | Annual | Allowances Sold SO2 | Thousand Tons | 0 | 0 | 0 | 0 | 0 | 0 | 0
CT Fac. Spec. - SO2 Rate Annual v3.1, Unit 614 and retrofits | 291 | 7287 | Rate Constraint in lbs/MMBtu | FALSE | L | Annual | Allowances Banked | Thousand Tons | 0 | 0 | 0 | 0 | 0 | 0 | 0
CT Fac. Spec. - SO2 Rate Annual v3.1, Unit 614 and retrofits | 291 | 7287 | Rate Constraint in lbs/MMBtu | FALSE | L | Annual | Allowances Withdrawn (1:1) | Thousand Tons | 0 | 0 | 0 | 0 | 0 | 0 | 0
CT Fac. Spec. - SO2 Rate Annual v3.1, Unit 614 and retrofits | 291 | 7287 | Rate Constraint in lbs/MMBtu | FALSE | L | Annual | Allowances Withdrawn (n:1) | Thousand Tons | 0 | 0 | 0 | 0 | 0 | 0 | 0
CT Fac. Spec. - SO2 Rate Annual v3.1, Unit 614 and retrofits | 291 | 7287 | Rate Constraint in lbs/MMBtu | FALSE | L | Annual | Net Emissions Allowance Position | Thousand Tons | 0 | 0 | 0 | 0 | 0 | 0 | 0
CT Fac. Spec. - SO2 Rate Annual v3.1, Unit 614 and retrofits | 291 | 7287 | Rate Constraint in lbs/MMBtu | FALSE | L | Annual | Fuel Consumed | TBtu | 0.0087911 | 0.01011 | 0.026373 | 0 | 0 | 0 | 0
CT Fac. Spec. - SO2 Rate Annual v3.1, Unit 614 and retrofits | 291 | 7287 | Rate Constraint in lbs/MMBtu | FALSE | L | Annual | Rate | lb/MMBtu | 0 | 0 | 0 | 0 | 0 | 0 | 0
CT Fac. Spec. - SO2 Rate Annual v3.1, Unit 614 and retrofits | 291 | 7287 | Rate Constraint in lbs/MMBtu | FALSE | L | Annual | Generation | TWh | 0.00081816 | 0.00094088 | 0.0024545 | 0 | 0 | 0 | 0
CT Fac. Spec. - SO2 Rate Annual v3.1, Unit 614 and retrofits | 291 | 7287 | Rate Constraint in lbs/MMBtu | FALSE | L | Annual | Qualifying Generation | TWh | 0.00081816 | 0.00094088 | 0.0024545 | 0 | 0 | 0 | 0
CT Fac. Spec. - SO2 Rate Annual v3.1, Unit 614 and retrofits | 291 | 7287 | Rate Constraint in lbs/MMBtu | FALSE | L | Annual | Rate | lb/MWh | 0 | 0 | 0 | 0 | 0 | 0 | 0
CT Fac. Spec. - SO2 Rate Annual v3.1, Unit 614 and retrofits | 291 | 7287 | Rate Constraint in lbs/MMBtu | FALSE | L | Annual | Constraint Shadow Price | US2022$/Ton | 0 | 0 | 0 | 0 | 0 | 0 | 0
CT Fac. Spec. - SO2 Rate Annual v3.1, Unit 616 and retrofits | 292 | 7287 | Rate Constraint in lbs/MMBtu | FALSE | L | Annual | Seasons Included | Seasons | Winter, Spring, Summer, Fall | Winter, Spring, Summer, Fall | Winter, Spring, Summer, Fall | Winter, Spring, Summer, Fall | Winter, Spring, Summer, Fall | Winter, Spring, Summer, Fall | Winter, Spring, Summer, Fall
CT Fac. Spec. - SO2 Rate Annual v3.1, Unit 616 and retrofits | 292 | 7287 | Rate Constraint in lbs/MMBtu | FALSE | L | Annual | Standard SO2 | lb/MMBtu | 0.33 | 0.33 | 0.33 | 0.33 | 0.33 | 0.33 | 0.33
CT Fac. Spec. - SO2 Rate Annual v3.1, Unit 616 and retrofits | 292 | 7287 | Rate Constraint in lbs/MMBtu | FALSE | L | Annual | Emissions at Affected Plants SO2 | Thousand Tons | 0 | 0 | 0 | 0 | 0 | 0 | 0
CT Fac. Spec. - SO2 Rate Annual v3.1, Unit 616 and retrofits | 292 | 7287 | Rate Constraint in lbs/MMBtu | FALSE | L | Annual | Allowances Purchased SO2 | Thousand Tons | 0 | 0 | 0 | 0 | 0 | 0 | 0
CT Fac. Spec. - SO2 Rate Annual v3.1, Unit 616 and retrofits | 292 | 7287 | Rate Constraint in lbs/MMBtu | FALSE | L | Annual | Allowances Sold SO2 | Thousand Tons | 0 | 0 | 0 | 0 | 0 | 0 | 0
CT Fac. Spec. - SO2 Rate Annual v3.1, Unit 616 and retrofits | 292 | 7287 | Rate Constraint in lbs/MMBtu | FALSE | L | Annual | Allowances Banked | Thousand Tons | 0 | 0 | 0 | 0 | 0 | 0 | 0
CT Fac. Spec. - SO2 Rate Annual v3.1, Unit 616 and retrofits | 292 | 7287 | Rate Constraint in lbs/MMBtu | FALSE | L | Annual | Allowances Withdrawn (1:1) | Thousand Tons | 0 | 0 | 0 | 0 | 0 | 0 | 0
CT Fac. Spec. - SO2 Rate Annual v3.1, Unit 616 and retrofits | 292 | 7287 | Rate Constraint in lbs/MMBtu | FALSE | L | Annual | Allowances Withdrawn (n:1) | Thousand Tons | 0 | 0 | 0 | 0 | 0 | 0 | 0
CT Fac. Spec. - SO2 Rate Annual v3.1, Unit 616 and retrofits | 292 | 7287 | Rate Constraint in lbs/MMBtu | FALSE | L | Annual | Net Emissions Allowance Position | Thousand Tons | 0 | 0 | 0 | 0 | 0 | 0 | 0
CT Fac. Spec. - SO2 Rate Annual v3.1, Unit 616 and retrofits | 292 | 7287 | Rate Constraint in lbs/MMBtu | FALSE | L | Annual | Fuel Consumed | TBtu | 0.018481 | 0.021253 | 0.055443 | 0 | 0 | 0 | 0
CT Fac. Spec. - SO2 Rate Annual v3.1, Unit 616 and retrofits | 292 | 7287 | Rate Constraint in lbs/MMBtu | FALSE | L | Annual | Rate | lb/MMBtu | 0 | 0 | 0 | 0 | 0 | 0 | 0
CT Fac. Spec. - SO2 Rate Annual v3.1, Unit 616 and retrofits | 292 | 7287 | Rate Constraint in lbs/MMBtu | FALSE | L | Annual | Generation | TWh | 0.00172 | 0.0019779 | 0.0051599 | 0 | 0 | 0 | 0
CT Fac. Spec. - SO2 Rate Annual v3.1, Unit 616 and retrofits | 292 | 7287 | Rate Constraint in lbs/MMBtu | FALSE | L | Annual | Qualifying Generation | TWh | 0.00172 | 0.0019779 | 0.0051599 | 0 | 0 | 0 | 0
CT Fac. Spec. - SO2 Rate Annual v3.1, Unit 616 and retrofits | 292 | 7287 | Rate Constraint in lbs/MMBtu | FALSE | L | Annual | Rate | lb/MWh | 0 | 0 | 0 | 0 | 0 | 0 | 0
CT Fac. Spec. - SO2 Rate Annual v3.1, Unit 616 and retrofits | 292 | 7287 | Rate Constraint in lbs/MMBtu | FALSE | L | Annual | Constraint Shadow Price | US2022$/Ton | 0 | 0 | 0 | 0 | 0 | 0 | 0
CT Fac. Spec. - SO2 Rate Annual v3.1, Unit 617 and retrofits | 293 | 7287 | Rate Constraint in lbs/MMBtu | FALSE | L | Annual | Seasons Included | Seasons | Winter, Spring, Summer, Fall | Winter, Spring, Summer, Fall | Winter, Spring, Summer, Fall | Winter, Spring, Summer, Fall | Winter, Spring, Summer, Fall | Winter, Spring, Summer, Fall | Winter, Spring, Summer, Fall
CT Fac. Spec. - SO2 Rate Annual v3.1, Unit 617 and retrofits | 293 | 7287 | Rate Constraint in lbs/MMBtu | FALSE | L | Annual | Standard SO2 | lb/MMBtu | 0.33 | 0.33 | 0.33 | 0.33 | 0.33 | 0.33 | 0.33
CT Fac. Spec. - SO2 Rate Annual v3.1, Unit 617 and retrofits | 293 | 7287 | Rate Constraint in lbs/MMBtu | FALSE | L | Annual | Emissions at Affected Plants SO2 | Thousand Tons | 0 | 0 | 0 | 0 | 0 | 0 | 0
CT Fac. Spec. - SO2 Rate Annual v3.1, Unit 617 and retrofits | 293 | 7287 | Rate Constraint in lbs/MMBtu | FALSE | L | Annual | Allowances Purchased SO2 | Thousand Tons | 0 | 0 | 0 | 0 | 0 | 0 | 0
CT Fac. Spec. - SO2 Rate Annual v3.1, Unit 617 and retrofits | 293 | 7287 | Rate Constraint in lbs/MMBtu | FALSE | L | Annual | Allowances Sold SO2 | Thousand Tons | 0 | 0 | 0 | 0 | 0 | 0 | 0
CT Fac. Spec. - SO2 Rate Annual v3.1, Unit 617 and retrofits | 293 | 7287 | Rate Constraint in lbs/MMBtu | FALSE | L | Annual | Allowances Banked | Thousand Tons | 0 | 0 | 0 | 0 | 0 | 0 | 0
CT Fac. Spec. - SO2 Rate Annual v3.1, Unit 617 and retrofits | 293 | 7287 | Rate Constraint in lbs/MMBtu | FALSE | L | Annual | Allowances Withdrawn (1:1) | Thousand Tons | 0 | 0 | 0 | 0 | 0 | 0 | 0
CT Fac. Spec. - SO2 Rate Annual v3.1, Unit 617 and retrofits | 293 | 7287 | Rate Constraint in lbs/MMBtu | FALSE | L | Annual | Allowances Withdrawn (n:1) | Thousand Tons | 0 | 0 | 0 | 0 | 0 | 0 | 0
CT Fac. Spec. - SO2 Rate Annual v3.1, Unit 617 and retrofits | 293 | 7287 | Rate Constraint in lbs/MMBtu | FALSE | L | Annual | Net Emissions Allowance Position | Thousand Tons | 0 | 0 | 0 | 0 | 0 | 0 | 0
CT Fac. Spec. - SO2 Rate Annual v3.1, Unit 617 and retrofits | 293 | 7287 | Rate Constraint in lbs/MMBtu | FALSE | L | Annual | Fuel Consumed | TBtu | 0 | 0 | 0.0015507 | 0 | 0 | 0 | 0
CT Fac. Spec. - SO2 Rate Annual v3.1, Unit 617 and retrofits | 293 | 7287 | Rate Constraint in lbs/MMBtu | FALSE | L | Annual | Rate | lb/MMBtu | 0 | 0 | 0 | 0 | 0 | 0 | 0
CT Fac. Spec. - SO2 Rate Annual v3.1, Unit 617 and retrofits | 293 | 7287 | Rate Constraint in lbs/MMBtu | FALSE | L | Annual | Generation | TWh | 0 | 0 | 0.00011475 | 0 | 0 | 0 | 0
CT Fac. Spec. - SO2 Rate Annual v3.1, Unit 617 and retrofits | 293 | 7287 | Rate Constraint in lbs/MMBtu | FALSE | L | Annual | Qualifying Generation | TWh | 0 | 0 | 0.00011475 | 0 | 0 | 0 | 0
CT Fac. Spec. - SO2 Rate Annual v3.1, Unit 617 and retrofits | 293 | 7287 | Rate Constraint in lbs/MMBtu | FALSE | L | Annual | Rate | lb/MWh | 0 | 0 | 0 | 0 | 0 | 0 | 0
CT Fac. Spec. - SO2 Rate Annual v3.1, Unit 617 and retrofits | 293 | 7287 | Rate Constraint in lbs/MMBtu | FALSE | L | Annual | Constraint Shadow Price | US2022$/Ton | 0 | 0 | 0 | 0 | 0 | 0 | 0
CT Fac. Spec. - SO2 Rate Annual v3.1, Unit 618 and retrofits | 294 | 7287 | Rate Constraint in lbs/MMBtu | FALSE | L | Annual | Seasons Included | Seasons | Winter, Spring, Summer, Fall | Winter, Spring, Summer, Fall | Winter, Spring, Summer, Fall | Winter, Spring, Summer, Fall | Winter, Spring, Summer, Fall | Winter, Spring, Summer, Fall | Winter, Spring, Summer, Fall
CT Fac. Spec. - SO2 Rate Annual v3.1, Unit 618 and retrofits | 294 | 7287 | Rate Constraint in lbs/MMBtu | FALSE | L | Annual | Standard SO2 | lb/MMBtu | 0.33 | 0.33 | 0.33 | 0.33 | 0.33 | 0.33 | 0.33
CT Fac. Spec. - SO2 Rate Annual v3.1, Unit 618 and retrofits | 294 | 7287 | Rate Constraint in lbs/MMBtu | FALSE | L | Annual | Emissions at Affected Plants SO2 | Thousand Tons | 0 | 0 | 0 | 0 | 0 | 0 | 0
CT Fac. Spec. - SO2 Rate Annual v3.1, Unit 618 and retrofits | 294 | 7287 | Rate Constraint in lbs/MMBtu | FALSE | L | Annual | Allowances Purchased SO2 | Thousand Tons | 0 | 0 | 0 | 0 | 0 | 0 | 0
CT Fac. Spec. - SO2 Rate Annual v3.1, Unit 618 and retrofits | 294 | 7287 | Rate Constraint in lbs/MMBtu | FALSE | L | Annual | Allowances Sold SO2 | Thousand Tons | 0 | 0 | 0 | 0 | 0 | 0 | 0
CT Fac. Spec. - SO2 Rate Annual v3.1, Unit 618 and retrofits | 294 | 7287 | Rate Constraint in lbs/MMBtu | FALSE | L | Annual | Allowances Banked | Thousand Tons | 0 | 0 | 0 | 0 | 0 | 0 | 0
CT Fac. Spec. - SO2 Rate Annual v3.1, Unit 618 and retrofits | 294 | 7287 | Rate Constraint in lbs/MMBtu | FALSE | L | Annual | Allowances Withdrawn (1:1) | Thousand Tons | 0 | 0 | 0 | 0 | 0 | 0 | 0
CT Fac. Spec. - SO2 Rate Annual v3.1, Unit 618 and retrofits | 294 | 7287 | Rate Constraint in lbs/MMBtu | FALSE | L | Annual | Allowances Withdrawn (n:1) | Thousand Tons | 0 | 0 | 0 | 0 | 0 | 0 | 0
CT Fac. Spec. - SO2 Rate Annual v3.1, Unit 618 and retrofits | 294 | 7287 | Rate Constraint in lbs/MMBtu | FALSE | L | Annual | Net Emissions Allowance Position | Thousand Tons | 0 | 0 | 0 | 0 | 0 | 0 | 0
CT Fac. Spec. - SO2 Rate Annual v3.1, Unit 618 and retrofits | 294 | 7287 | Rate Constraint in lbs/MMBtu | FALSE | L | Annual | Fuel Consumed | TBtu | 0 | 0 | 0.0053589 | 0 | 0 | 0 | 0
CT Fac. Spec. - SO2 Rate Annual v3.1, Unit 618 and retrofits | 294 | 7287 | Rate Constraint in lbs/MMBtu | FALSE | L | Annual | Rate | lb/MMBtu | 0 | 0 | 0 | 0 | 0 | 0 | 0
CT Fac. Spec. - SO2 Rate Annual v3.1, Unit 618 and retrofits | 294 | 7287 | Rate Constraint in lbs/MMBtu | FALSE | L | Annual | Generation | TWh | 0 | 0 | 0.0003966 | 0 | 0 | 0 | 0
CT Fac. Spec. - SO2 Rate Annual v3.1, Unit 618 and retrofits | 294 | 7287 | Rate Constraint in lbs/MMBtu | FALSE | L | Annual | Qualifying Generation | TWh | 0 | 0 | 0.0003966 | 0 | 0 | 0 | 0
CT Fac. Spec. - SO2 Rate Annual v3.1, Unit 618 and retrofits | 294 | 7287 | Rate Constraint in lbs/MMBtu | FALSE | L | Annual | Rate | lb/MWh | 0 | 0 | 0 | 0 | 0 | 0 | 0
CT Fac. Spec. - SO2 Rate Annual v3.1, Unit 618 and retrofits | 294 | 7287 | Rate Constraint in lbs/MMBtu | FALSE | L | Annual | Constraint Shadow Price | US2022$/Ton | 0 | 0 | 0 | 0 | 0 | 0 | 0
CT Fac. Spec. - SO2 Rate Annual v3.1, Unit 619 and retrofits | 295 | 7287 | Rate Constraint in lbs/MMBtu | FALSE | L | Annual | Seasons Included | Seasons | Winter, Spring, Summer, Fall | Winter, Spring, Summer, Fall | Winter, Spring, Summer, Fall | Winter, Spring, Summer, Fall | Winter, Spring, Summer, Fall | Winter, Spring, Summer, Fall | Winter, Spring, Summer, Fall
CT Fac. Spec. - SO2 Rate Annual v3.1, Unit 619 and retrofits | 295 | 7287 | Rate Constraint in lbs/MMBtu | FALSE | L | Annual | Standard SO2 | lb/MMBtu | 0.33 | 0.33 | 0.33 | 0.33 | 0.33 | 0.33 | 0.33
CT Fac. Spec. - SO2 Rate Annual v3.1, Unit 619 and retrofits | 295 | 7287 | Rate Constraint in lbs/MMBtu | FALSE | L | Annual | Emissions at Affected Plants SO2 | Thousand Tons | 0 | 0 | 0 | 0 | 0 | 0 | 0
CT Fac. Spec. - SO2 Rate Annual v3.1, Unit 619 and retrofits | 295 | 7287 | Rate Constraint in lbs/MMBtu | FALSE | L | Annual | Allowances Purchased SO2 | Thousand Tons | 0 | 0 | 0 | 0 | 0 | 0 | 0
CT Fac. Spec. - SO2 Rate Annual v3.1, Unit 619 and retrofits | 295 | 7287 | Rate Constraint in lbs/MMBtu | FALSE | L | Annual | Allowances Sold SO2 | Thousand Tons | 0 | 0 | 0 | 0 | 0 | 0 | 0
CT Fac. Spec. - SO2 Rate Annual v3.1, Unit 619 and retrofits | 295 | 7287 | Rate Constraint in lbs/MMBtu | FALSE | L | Annual | Allowances Banked | Thousand Tons | 0 | 0 | 0 | 0 | 0 | 0 | 0
CT Fac. Spec. - SO2 Rate Annual v3.1, Unit 619 and retrofits | 295 | 7287 | Rate Constraint in lbs/MMBtu | FALSE | L | Annual | Allowances Withdrawn (1:1) | Thousand Tons | 0 | 0 | 0 | 0 | 0 | 0 | 0
CT Fac. Spec. - SO2 Rate Annual v3.1, Unit 619 and retrofits | 295 | 7287 | Rate Constraint in lbs/MMBtu | FALSE | L | Annual | Allowances Withdrawn (n:1) | Thousand Tons | 0 | 0 | 0 | 0 | 0 | 0 | 0
CT Fac. Spec. - SO2 Rate Annual v3.1, Unit 619 and retrofits | 295 | 7287 | Rate Constraint in lbs/MMBtu | FALSE | L | Annual | Net Emissions Allowance Position | Thousand Tons | 0 | 0 | 0 | 0 | 0 | 0 | 0
CT Fac. Spec. - SO2 Rate Annual v3.1, Unit 619 and retrofits | 295 | 7287 | Rate Constraint in lbs/MMBtu | FALSE | L | Annual | Fuel Consumed | TBtu | 0 | 0 | 0.0015506 | 0 | 0 | 0 | 0
CT Fac. Spec. - SO2 Rate Annual v3.1, Unit 619 and retrofits | 295 | 7287 | Rate Constraint in lbs/MMBtu | FALSE | L | Annual | Rate | lb/MMBtu | 0 | 0 | 0 | 0 | 0 | 0 | 0
CT Fac. Spec. - SO2 Rate Annual v3.1, Unit 619 and retrofits | 295 | 7287 | Rate Constraint in lbs/MMBtu | FALSE | L | Annual | Generation | TWh | 0 | 0 | 0.00011475 | 0 | 0 | 0 | 0
CT Fac. Spec. - SO2 Rate Annual v3.1, Unit 619 and retrofits | 295 | 7287 | Rate Constraint in lbs/MMBtu | FALSE | L | Annual | Qualifying Generation | TWh | 0 | 0 | 0.00011475 | 0 | 0 | 0 | 0
CT Fac. Spec. - SO2 Rate Annual v3.1, Unit 619 and retrofits | 295 | 7287 | Rate Constraint in lbs/MMBtu | FALSE | L | Annual | Rate | lb/MWh | 0 | 0 | 0 | 0 | 0 | 0 | 0
CT Fac. Spec. - SO2 Rate Annual v3.1, Unit 619 and retrofits | 295 | 7287 | Rate Constraint in lbs/MMBtu | FALSE | L | Annual | Constraint Shadow Price | US2022$/Ton | 0 | 0 | 0 | 0 | 0 | 0 | 0
CT Fac. Spec. - SO2 Rate Annual v3.1, Unit 620 and retrofits | 296 | 7287 | Rate Constraint in lbs/MMBtu | FALSE | L | Annual | Seasons Included | Seasons | Winter, Spring, Summer, Fall | Winter, Spring, Summer, Fall | Winter, Spring, Summer, Fall | Winter, Spring, Summer, Fall | Winter, Spring, Summer, Fall | Winter, Spring, Summer, Fall | Winter, Spring, Summer, Fall
CT Fac. Spec. - SO2 Rate Annual v3.1, Unit 620 and retrofits | 296 | 7287 | Rate Constraint in lbs/MMBtu | FALSE | L | Annual | Standard SO2 | lb/MMBtu | 0.33 | 0.33 | 0.33 | 0.33 | 0.33 | 0.33 | 0.33
CT Fac. Spec. - SO2 Rate Annual v3.1, Unit 620 and retrofits | 296 | 7287 | Rate Constraint in lbs/MMBtu | FALSE | L | Annual | Emissions at Affected Plants SO2 | Thousand Tons | 0 | 0 | 0 | 0 | 0 | 0 | 0
CT Fac. Spec. - SO2 Rate Annual v3.1, Unit 620 and retrofits | 296 | 7287 | Rate Constraint in lbs/MMBtu | FALSE | L | Annual | Allowances Purchased SO2 | Thousand Tons | 0 | 0 | 0 | 0 | 0 | 0 | 0
CT Fac. Spec. - SO2 Rate Annual v3.1, Unit 620 and retrofits | 296 | 7287 | Rate Constraint in lbs/MMBtu | FALSE | L | Annual | Allowances Sold SO2 | Thousand Tons | 0 | 0 | 0 | 0 | 0 | 0 | 0
CT Fac. Spec. - SO2 Rate Annual v3.1, Unit 620 and retrofits | 296 | 7287 | Rate Constraint in lbs/MMBtu | FALSE | L | Annual | Allowances Banked | Thousand Tons | 0 | 0 | 0 | 0 | 0 | 0 | 0
CT Fac. Spec. - SO2 Rate Annual v3.1, Unit 620 and retrofits | 296 | 7287 | Rate Constraint in lbs/MMBtu | FALSE | L | Annual | Allowances Withdrawn (1:1) | Thousand Tons | 0 | 0 | 0 | 0 | 0 | 0 | 0
CT Fac. Spec. - SO2 Rate Annual v3.1, Unit 620 and retrofits | 296 | 7287 | Rate Constraint in lbs/MMBtu | FALSE | L | Annual | Allowances Withdrawn (n:1) | Thousand Tons | 0 | 0 | 0 | 0 | 0 | 0 | 0
CT Fac. Spec. - SO2 Rate Annual v3.1, Unit 620 and retrofits | 296 | 7287 | Rate Constraint in lbs/MMBtu | FALSE | L | Annual | Net Emissions Allowance Position | Thousand Tons | 0 | 0 | 0 | 0 | 0 | 0 | 0
CT Fac. Spec. - SO2 Rate Annual v3.1, Unit 620 and retrofits | 296 | 7287 | Rate Constraint in lbs/MMBtu | FALSE | L | Annual | Fuel Consumed | TBtu | 0 | 0 | 0.028116 | 0 | 0 | 0 | 0
CT Fac. Spec. - SO2 Rate Annual v3.1, Unit 620 and retrofits | 296 | 7287 | Rate Constraint in lbs/MMBtu | FALSE | L | Annual | Rate | lb/MMBtu | 0 | 0 | 0 | 0 | 0 | 0 | 0
CT Fac. Spec. - SO2 Rate Annual v3.1, Unit 620 and retrofits | 296 | 7287 | Rate Constraint in lbs/MMBtu | FALSE | L | Annual | Generation | TWh | 0 | 0 | 0.0024917 | 0 | 0 | 0 | 0
CT Fac. Spec. - SO2 Rate Annual v3.1, Unit 620 and retrofits | 296 | 7287 | Rate Constraint in lbs/MMBtu | FALSE | L | Annual | Qualifying Generation | TWh | 0 | 0 | 0.0024917 | 0 | 0 | 0 | 0
CT Fac. Spec. - SO2 Rate Annual v3.1, Unit 620 and retrofits | 296 | 7287 | Rate Constraint in lbs/MMBtu | FALSE | L | Annual | Rate | lb/MWh | 0 | 0 | 0 | 0 | 0 | 0 | 0
CT Fac. Spec. - SO2 Rate Annual v3.1, Unit 620 and retrofits | 296 | 7287 | Rate Constraint in lbs/MMBtu | FALSE | L | Annual | Constraint Shadow Price | US2022$/Ton | 0 | 0 | 0 | 0 | 0 | 0 | 0
CT Fac. Spec. - SO2 Rate Annual v3.1, Unit 621 and retrofits | 297 | 7287 | Rate Constraint in lbs/MMBtu | FALSE | L | Annual | Seasons Included | Seasons | Winter, Spring, Summer, Fall | Winter, Spring, Summer, Fall | Winter, Spring, Summer, Fall | Winter, Spring, Summer, Fall | Winter, Spring, Summer, Fall | Winter, Spring, Summer, Fall | Winter, Spring, Summer, Fall
CT Fac. Spec. - SO2 Rate Annual v3.1, Unit 621 and retrofits | 297 | 7287 | Rate Constraint in lbs/MMBtu | FALSE | L | Annual | Standard SO2 | lb/MMBtu | 0.33 | 0.33 | 0.33 | 0.33 | 0.33 | 0.33 | 0.33
CT Fac. Spec. - SO2 Rate Annual v3.1, Unit 621 and retrofits | 297 | 7287 | Rate Constraint in lbs/MMBtu | FALSE | L | Annual | Emissions at Affected Plants SO2 | Thousand Tons | 0 | 0 | 0 | 0 | 0 | 0 | 0
CT Fac. Spec. - SO2 Rate Annual v3.1, Unit 621 and retrofits | 297 | 7287 | Rate Constraint in lbs/MMBtu | FALSE | L | Annual | Allowances Purchased SO2 | Thousand Tons | 0 | 0 | 0 | 0 | 0 | 0 | 0
CT Fac. Spec. - SO2 Rate Annual v3.1, Unit 621 and retrofits | 297 | 7287 | Rate Constraint in lbs/MMBtu | FALSE | L | Annual | Allowances Sold SO2 | Thousand Tons | 0 | 0 | 0 | 0 | 0 | 0 | 0
CT Fac. Spec. - SO2 Rate Annual v3.1, Unit 621 and retrofits | 297 | 7287 | Rate Constraint in lbs/MMBtu | FALSE | L | Annual | Allowances Banked | Thousand Tons | 0 | 0 | 0 | 0 | 0 | 0 | 0
CT Fac. Spec. - SO2 Rate Annual v3.1, Unit 621 and retrofits | 297 | 7287 | Rate Constraint in lbs/MMBtu | FALSE | L | Annual | Allowances Withdrawn (1:1) | Thousand Tons | 0 | 0 | 0 | 0 | 0 | 0 | 0
CT Fac. Spec. - SO2 Rate Annual v3.1, Unit 621 and retrofits | 297 | 7287 | Rate Constraint in lbs/MMBtu | FALSE | L | Annual | Allowances Withdrawn (n:1) | Thousand Tons | 0 | 0 | 0 | 0 | 0 | 0 | 0
CT Fac. Spec. - SO2 Rate Annual v3.1, Unit 621 and retrofits | 297 | 7287 | Rate Constraint in lbs/MMBtu | FALSE | L | Annual | Net Emissions Allowance Position | Thousand Tons | 0 | 0 | 0 | 0 | 0 | 0 | 0
CT Fac. Spec. - SO2 Rate Annual v3.1, Unit 621 and retrofits | 297 | 7287 | Rate Constraint in lbs/MMBtu | FALSE | L | Annual | Fuel Consumed | TBtu | 0 | 0 | 0.028121 | 0 | 0 | 0 | 0
CT Fac. Spec. - SO2 Rate Annual v3.1, Unit 621 and retrofits | 297 | 7287 | Rate Constraint in lbs/MMBtu | FALSE | L | Annual | Rate | lb/MMBtu | 0 | 0 | 0 | 0 | 0 | 0 | 0
CT Fac. Spec. - SO2 Rate Annual v3.1, Unit 621 and retrofits | 297 | 7287 | Rate Constraint in lbs/MMBtu | FALSE | L | Annual | Generation | TWh | 0 | 0 | 0.0024917 | 0 | 0 | 0 | 0
CT Fac. Spec. - SO2 Rate Annual v3.1, Unit 621 and retrofits | 297 | 7287 | Rate Constraint in lbs/MMBtu | FALSE | L | Annual | Qualifying Generation | TWh | 0 | 0 | 0.0024917 | 0 | 0 | 0 | 0
CT Fac. Spec. - SO2 Rate Annual v3.1, Unit 621 and retrofits | 297 | 7287 | Rate Constraint in lbs/MMBtu | FALSE | L | Annual | Rate | lb/MWh | 0 | 0 | 0 | 0 | 0 | 0 | 0
CT Fac. Spec. - SO2 Rate Annual v3.1, Unit 621 and retrofits | 297 | 7287 | Rate Constraint in lbs/MMBtu | FALSE | L | Annual | Constraint Shadow Price | US2022$/Ton | 0 | 0 | 0 | 0 | 0 | 0 | 0
CT Fac. Spec. - SO2 Rate Annual v3.1, Unit 622 and retrofits | 298 | 7287 | Rate Constraint in lbs/MMBtu | FALSE | L | Annual | Seasons Included | Seasons | Winter, Spring, Summer, Fall | Winter, Spring, Summer, Fall | Winter, Spring, Summer, Fall | Winter, Spring, Summer, Fall | Winter, Spring, Summer, Fall | Winter, Spring, Summer, Fall | Winter, Spring, Summer, Fall
CT Fac. Spec. - SO2 Rate Annual v3.1, Unit 622 and retrofits | 298 | 7287 | Rate Constraint in lbs/MMBtu | FALSE | L | Annual | Standard SO2 | lb/MMBtu | 0.33 | 0.33 | 0.33 | 0.33 | 0.33 | 0.33 | 0.33
CT Fac. Spec. - SO2 Rate Annual v3.1, Unit 622 and retrofits | 298 | 7287 | Rate Constraint in lbs/MMBtu | FALSE | L | Annual | Emissions at Affected Plants SO2 | Thousand Tons | 0 | 0 | 0 | 0 | 0 | 0 | 0
CT Fac. Spec. - SO2 Rate Annual v3.1, Unit 622 and retrofits | 298 | 7287 | Rate Constraint in lbs/MMBtu | FALSE | L | Annual | Allowances Purchased SO2 | Thousand Tons | 0 | 0 | 0 | 0 | 0 | 0 | 0
CT Fac. Spec. - SO2 Rate Annual v3.1, Unit 622 and retrofits | 298 | 7287 | Rate Constraint in lbs/MMBtu | FALSE | L | Annual | Allowances Sold SO2 | Thousand Tons | 0 | 0 | 0 | 0 | 0 | 0 | 0
CT Fac. Spec. - SO2 Rate Annual v3.1, Unit 622 and retrofits | 298 | 7287 | Rate Constraint in lbs/MMBtu | FALSE | L | Annual | Allowances Banked | Thousand Tons | 0 | 0 | 0 | 0 | 0 | 0 | 0
CT Fac. Spec. - SO2 Rate Annual v3.1, Unit 622 and retrofits | 298 | 7287 | Rate Constraint in lbs/MMBtu | FALSE | L | Annual | Allowances Withdrawn (1:1) | Thousand Tons | 0 | 0 | 0 | 0 | 0 | 0 | 0
CT Fac. Spec. - SO2 Rate Annual v3.1, Unit 622 and retrofits | 298 | 7287 | Rate Constraint in lbs/MMBtu | FALSE | L | Annual | Allowances Withdrawn (n:1) | Thousand Tons | 0 | 0 | 0 | 0 | 0 | 0 | 0
CT Fac. Spec. - SO2 Rate Annual v3.1, Unit 622 and retrofits | 298 | 7287 | Rate Constraint in lbs/MMBtu | FALSE | L | Annual | Net Emissions Allowance Position | Thousand Tons | 0 | 0 | 0 | 0 | 0 | 0 | 0
CT Fac. Spec. - SO2 Rate Annual v3.1, Unit 622 and retrofits | 298 | 7287 | Rate Constraint in lbs/MMBtu | FALSE | L | Annual | Fuel Consumed | TBtu | 0 | 0 | 0.028121 | 0 | 0 | 0 | 0
CT Fac. Spec. - SO2 Rate Annual v3.1, Unit 622 and retrofits | 298 | 7287 | Rate Constraint in lbs/MMBtu | FALSE | L | Annual | Rate | lb/MMBtu | 0 | 0 | 0 | 0 | 0 | 0 | 0
CT Fac. Spec. - SO2 Rate Annual v3.1, Unit 622 and retrofits | 298 | 7287 | Rate Constraint in lbs/MMBtu | FALSE | L | Annual | Generation | TWh | 0 | 0 | 0.0024917 | 0 | 0 | 0 | 0
CT Fac. Spec. - SO2 Rate Annual v3.1, Unit 622 and retrofits | 298 | 7287 | Rate Constraint in lbs/MMBtu | FALSE | L | Annual | Qualifying Generation | TWh | 0 | 0 | 0.0024917 | 0 | 0 | 0 | 0
CT Fac. Spec. - SO2 Rate Annual v3.1, Unit 622 and retrofits | 298 | 7287 | Rate Constraint in lbs/MMBtu | FALSE | L | Annual | Rate | lb/MWh | 0 | 0 | 0 | 0 | 0 | 0 | 0
CT Fac. Spec. - SO2 Rate Annual v3.1, Unit 622 and retrofits | 298 | 7287 | Rate Constraint in lbs/MMBtu | FALSE | L | Annual | Constraint Shadow Price | US2022$/Ton | 0 | 0 | 0 | 0 | 0 | 0 | 0
CT Fac. Spec. - SO2 Rate Annual v3.1, Unit 623 and retrofits | 299 | 7287 | Rate Constraint in lbs/MMBtu | FALSE | L | Annual | Seasons Included | Seasons | Winter, Spring, Summer, Fall | Winter, Spring, Summer, Fall | Winter, Spring, Summer, Fall | Winter, Spring, Summer, Fall | Winter, Spring, Summer, Fall | Winter, Spring, Summer, Fall | Winter, Spring, Summer, Fall
CT Fac. Spec. - SO2 Rate Annual v3.1, Unit 623 and retrofits | 299 | 7287 | Rate Constraint in lbs/MMBtu | FALSE | L | Annual | Standard SO2 | lb/MMBtu | 0.33 | 0.33 | 0.33 | 0.33 | 0.33 | 0.33 | 0.33
CT Fac. Spec. - SO2 Rate Annual v3.1, Unit 623 and retrofits | 299 | 7287 | Rate Constraint in lbs/MMBtu | FALSE | L | Annual | Emissions at Affected Plants SO2 | Thousand Tons | 0 | 0 | 0 | 0 | 0 | 0 | 0
CT Fac. Spec. - SO2 Rate Annual v3.1, Unit 623 and retrofits | 299 | 7287 | Rate Constraint in lbs/MMBtu | FALSE | L | Annual | Allowances Purchased SO2 | Thousand Tons | 0 | 0 | 0 | 0 | 0 | 0 | 0
CT Fac. Spec. - SO2 Rate Annual v3.1, Unit 623 and retrofits | 299 | 7287 | Rate Constraint in lbs/MMBtu | FALSE | L | Annual | Allowances Sold SO2 | Thousand Tons | 0 | 0 | 0 | 0 | 0 | 0 | 0
CT Fac. Spec. - SO2 Rate Annual v3.1, Unit 623 and retrofits | 299 | 7287 | Rate Constraint in lbs/MMBtu | FALSE | L | Annual | Allowances Banked | Thousand Tons | 0 | 0 | 0 | 0 | 0 | 0 | 0
CT Fac. Spec. - SO2 Rate Annual v3.1, Unit 623 and retrofits | 299 | 7287 | Rate Constraint in lbs/MMBtu | FALSE | L | Annual | Allowances Withdrawn (1:1) | Thousand Tons | 0 | 0 | 0 | 0 | 0 | 0 | 0
CT Fac. Spec. - SO2 Rate Annual v3.1, Unit 623 and retrofits | 299 | 7287 | Rate Constraint in lbs/MMBtu | FALSE | L | Annual | Allowances Withdrawn (n:1) | Thousand Tons | 0 | 0 | 0 | 0 | 0 | 0 | 0
CT Fac. Spec. - SO2 Rate Annual v3.1, Unit 623 and retrofits | 299 | 7287 | Rate Constraint in lbs/MMBtu | FALSE | L | Annual | Net Emissions Allowance Position | Thousand Tons | 0 | 0 | 0 | 0 | 0 | 0 | 0
CT Fac. Spec. - SO2 Rate Annual v3.1, Unit 623 and retrofits | 299 | 7287 | Rate Constraint in lbs/MMBtu | FALSE | L | Annual | Fuel Consumed | TBtu | 0 | 0 | 0.028121 | 0 | 0 | 0 | 0
CT Fac. Spec. - SO2 Rate Annual v3.1, Unit 623 and retrofits | 299 | 7287 | Rate Constraint in lbs/MMBtu | FALSE | L | Annual | Rate | lb/MMBtu | 0 | 0 | 0 | 0 | 0 | 0 | 0
CT Fac. Spec. - SO2 Rate Annual v3.1, Unit 623 and retrofits | 299 | 7287 | Rate Constraint in lbs/MMBtu | FALSE | L | Annual | Generation | TWh | 0 | 0 | 0.0024917 | 0 | 0 | 0 | 0
CT Fac. Spec. - SO2 Rate Annual v3.1, Unit 623 and retrofits | 299 | 7287 | Rate Constraint in lbs/MMBtu | FALSE | L | Annual | Qualifying Generation | TWh | 0 | 0 | 0.0024917 | 0 | 0 | 0 | 0
CT Fac. Spec. - SO2 Rate Annual v3.1, Unit 623 and retrofits | 299 | 7287 | Rate Constraint in lbs/MMBtu | FALSE | L | Annual | Rate | lb/MWh | 0 | 0 | 0 | 0 | 0 | 0 | 0
CT Fac. Spec. - SO2 Rate Annual v3.1, Unit 623 and retrofits | 299 | 7287 | Rate Constraint in lbs/MMBtu | FALSE | L | Annual | Constraint Shadow Price | US2022$/Ton | 0 | 0 | 0 | 0 | 0 | 0 | 0
CT Fac. Spec. - SO2 Rate Annual v3.1, Unit 624 and retrofits | 300 | 7287 | Rate Constraint in lbs/MMBtu | FALSE | L | Annual | Seasons Included | Seasons | Winter, Spring, Summer, Fall | Winter, Spring, Summer, Fall | Winter, Spring, Summer, Fall | Winter, Spring, Summer, Fall | Winter, Spring, Summer, Fall | Winter, Spring, Summer, Fall | Winter, Spring, Summer, Fall
CT Fac. Spec. - SO2 Rate Annual v3.1, Unit 624 and retrofits | 300 | 7287 | Rate Constraint in lbs/MMBtu | FALSE | L | Annual | Standard SO2 | lb/MMBtu | 0.33 | 0.33 | 0.33 | 0.33 | 0.33 | 0.33 | 0.33
CT Fac. Spec. - SO2 Rate Annual v3.1, Unit 624 and retrofits | 300 | 7287 | Rate Constraint in lbs/MMBtu | FALSE | L | Annual | Emissions at Affected Plants SO2 | Thousand Tons | 0 | 0 | 0 | 0 | 0 | 0 | 0
CT Fac. Spec. - SO2 Rate Annual v3.1, Unit 624 and retrofits | 300 | 7287 | Rate Constraint in lbs/MMBtu | FALSE | L | Annual | Allowances Purchased SO2 | Thousand Tons | 0 | 0 | 0 | 0 | 0 | 0 | 0
CT Fac. Spec. - SO2 Rate Annual v3.1, Unit 624 and retrofits | 300 | 7287 | Rate Constraint in lbs/MMBtu | FALSE | L | Annual | Allowances Sold SO2 | Thousand Tons | 0 | 0 | 0 | 0 | 0 | 0 | 0
CT Fac. Spec. - SO2 Rate Annual v3.1, Unit 624 and retrofits | 300 | 7287 | Rate Constraint in lbs/MMBtu | FALSE | L | Annual | Allowances Banked | Thousand Tons | 0 | 0 | 0 | 0 | 0 | 0 | 0
CT Fac. Spec. - SO2 Rate Annual v3.1, Unit 624 and retrofits | 300 | 7287 | Rate Constraint in lbs/MMBtu | FALSE | L | Annual | Allowances Withdrawn (1:1) | Thousand Tons | 0 | 0 | 0 | 0 | 0 | 0 | 0
CT Fac. Spec. - SO2 Rate Annual v3.1, Unit 624 and retrofits | 300 | 7287 | Rate Constraint in lbs/MMBtu | FALSE | L | Annual | Allowances Withdrawn (n:1) | Thousand Tons | 0 | 0 | 0 | 0 | 0 | 0 | 0
CT Fac. Spec. - SO2 Rate Annual v3.1, Unit 624 and retrofits | 300 | 7287 | Rate Constraint in lbs/MMBtu | FALSE | L | Annual | Net Emissions Allowance Position | Thousand Tons | 0 | 0 | 0 | 0 | 0 | 0 | 0
CT Fac. Spec. - SO2 Rate Annual v3.1, Unit 624 and retrofits | 300 | 7287 | Rate Constraint in lbs/MMBtu | FALSE | L | Annual | Fuel Consumed | TBtu | 0 | 0.017784 | 0.027972 | 0 | 0 | 0 | 0
CT Fac. Spec. - SO2 Rate Annual v3.1, Unit 624 and retrofits | 300 | 7287 | Rate Constraint in lbs/MMBtu | FALSE | L | Annual | Rate | lb/MMBtu | 0 | 0 | 0 | 0 | 0 | 0 | 0
CT Fac. Spec. - SO2 Rate Annual v3.1, Unit 624 and retrofits | 300 | 7287 | Rate Constraint in lbs/MMBtu | FALSE | L | Annual | Generation | TWh | 0 | 0.0016551 | 0.0026032 | 0 | 0 | 0 | 0
CT Fac. Spec. - SO2 Rate Annual v3.1, Unit 624 and retrofits | 300 | 7287 | Rate Constraint in lbs/MMBtu | FALSE | L | Annual | Qualifying Generation | TWh | 0 | 0.0016551 | 0.0026032 | 0 | 0 | 0 | 0
CT Fac. Spec. - SO2 Rate Annual v3.1, Unit 624 and retrofits | 300 | 7287 | Rate Constraint in lbs/MMBtu | FALSE | L | Annual | Rate | lb/MWh | 0 | 0 | 0 | 0 | 0 | 0 | 0
CT Fac. Spec. - SO2 Rate Annual v3.1, Unit 624 and retrofits | 300 | 7287 | Rate Constraint in lbs/MMBtu | FALSE | L | Annual | Constraint Shadow Price | US2022$/Ton | 0 | 0 | 0 | 0 | 0 | 0 | 0
CT Fac. Spec. - SO2 Rate Annual v3.1, Unit 625 and retrofits | 301 | 7287 | Rate Constraint in lbs/MMBtu | FALSE | L | Annual | Seasons Included | Seasons | Winter, Spring, Summer, Fall | Winter, Spring, Summer, Fall | Winter, Spring, Summer, Fall | Winter, Spring, Summer, Fall | Winter, Spring, Summer, Fall | Winter, Spring, Summer, Fall | Winter, Spring, Summer, Fall
CT Fac. Spec. - SO2 Rate Annual v3.1, Unit 625 and retrofits | 301 | 7287 | Rate Constraint in lbs/MMBtu | FALSE | L | Annual | Standard SO2 | lb/MMBtu | 0.33 | 0.33 | 0.33 | 0.33 | 0.33 | 0.33 | 0.33
CT Fac. Spec. - SO2 Rate Annual v3.1, Unit 625 and retrofits | 301 | 7287 | Rate Constraint in lbs/MMBtu | FALSE | L | Annual | Emissions at Affected Plants SO2 | Thousand Tons | 0 | 0 | 0 | 0 | 0 | 0 | 0
CT Fac. Spec. - SO2 Rate Annual v3.1, Unit 625 and retrofits | 301 | 7287 | Rate Constraint in lbs/MMBtu | FALSE | L | Annual | Allowances Purchased SO2 | Thousand Tons | 0 | 0 | 0 | 0 | 0 | 0 | 0
CT Fac. Spec. - SO2 Rate Annual v3.1, Unit 625 and retrofits | 301 | 7287 | Rate Constraint in lbs/MMBtu | FALSE | L | Annual | Allowances Sold SO2 | Thousand Tons | 0 | 0 | 0 | 0 | 0 | 0 | 0
CT Fac. Spec. - SO2 Rate Annual v3.1, Unit 625 and retrofits | 301 | 7287 | Rate Constraint in lbs/MMBtu | FALSE | L | Annual | Allowances Banked | Thousand Tons | 0 | 0 | 0 | 0 | 0 | 0 | 0
CT Fac. Spec. - SO2 Rate Annual v3.1, Unit 625 and retrofits | 301 | 7287 | Rate Constraint in lbs/MMBtu | FALSE | L | Annual | Allowances Withdrawn (1:1) | Thousand Tons | 0 | 0 | 0 | 0 | 0 | 0 | 0
CT Fac. Spec. - SO2 Rate Annual v3.1, Unit 625 and retrofits | 301 | 7287 | Rate Constraint in lbs/MMBtu | FALSE | L | Annual | Allowances Withdrawn (n:1) | Thousand Tons | 0 | 0 | 0 | 0 | 0 | 0 | 0
CT Fac. Spec. - SO2 Rate Annual v3.1, Unit 625 and retrofits | 301 | 7287 | Rate Constraint in lbs/MMBtu | FALSE | L | Annual | Net Emissions Allowance Position | Thousand Tons | 0 | 0 | 0 | 0 | 0 | 0 | 0
CT Fac. Spec. - SO2 Rate Annual v3.1, Unit 625 and retrofits | 301 | 7287 | Rate Constraint in lbs/MMBtu | FALSE | L | Annual | Fuel Consumed | TBtu | 0 | 0.0097901 | 0.027972 | 0 | 0 | 0 | 0
CT Fac. Spec. - SO2 Rate Annual v3.1, Unit 625 and retrofits | 301 | 7287 | Rate Constraint in lbs/MMBtu | FALSE | L | Annual | Rate | lb/MMBtu | 0 | 0 | 0 | 0 | 0 | 0 | 0
CT Fac. Spec. - SO2 Rate Annual v3.1, Unit 625 and retrofits | 301 | 7287 | Rate Constraint in lbs/MMBtu | FALSE | L | Annual | Generation | TWh | 0 | 0.00091113 | 0.0026032 | 0 | 0 | 0 | 0
CT Fac. Spec. - SO2 Rate Annual v3.1, Unit 625 and retrofits | 301 | 7287 | Rate Constraint in lbs/MMBtu | FALSE | L | Annual | Qualifying Generation | TWh | 0 | 0.00091113 | 0.0026032 | 0 | 0 | 0 | 0
CT Fac. Spec. - SO2 Rate Annual v3.1, Unit 625 and retrofits | 301 | 7287 | Rate Constraint in lbs/MMBtu | FALSE | L | Annual | Rate | lb/MWh | 0 | 0 | 0 | 0 | 0 | 0 | 0
CT Fac. Spec. - SO2 Rate Annual v3.1, Unit 625 and retrofits | 301 | 7287 | Rate Constraint in lbs/MMBtu | FALSE | L | Annual | Constraint Shadow Price | US2022$/Ton | 0 | 0 | 0 | 0 | 0 | 0 | 0
CT Fac. Spec. - SO2 Rate Annual v3.1, Unit 626 and retrofits | 302 | 7287 | Rate Constraint in lbs/MMBtu | FALSE | L | Annual | Seasons Included | Seasons | Winter, Spring, Summer, Fall | Winter, Spring, Summer, Fall | Winter, Spring, Summer, Fall | Winter, Spring, Summer, Fall | Winter, Spring, Summer, Fall | Winter, Spring, Summer, Fall | Winter, Spring, Summer, Fall
CT Fac. Spec. - SO2 Rate Annual v3.1, Unit 626 and retrofits | 302 | 7287 | Rate Constraint in lbs/MMBtu | FALSE | L | Annual | Standard SO2 | lb/MMBtu | 0.33 | 0.33 | 0.33 | 0.33 | 0.33 | 0.33 | 0.33
CT Fac. Spec. - SO2 Rate Annual v3.1, Unit 626 and retrofits | 302 | 7287 | Rate Constraint in lbs/MMBtu | FALSE | L | Annual | Emissions at Affected Plants SO2 | Thousand Tons | 0 | 0 | 0 | 0 | 0 | 0 | 0
CT Fac. Spec. - SO2 Rate Annual v3.1, Unit 626 and retrofits | 302 | 7287 | Rate Constraint in lbs/MMBtu | FALSE | L | Annual | Allowances Purchased SO2 | Thousand Tons | 0 | 0 | 0 | 0 | 0 | 0 | 0
CT Fac. Spec. - SO2 Rate Annual v3.1, Unit 626 and retrofits | 302 | 7287 | Rate Constraint in lbs/MMBtu | FALSE | L | Annual | Allowances Sold SO2 | Thousand Tons | 0 | 0 | 0 | 0 | 0 | 0 | 0
CT Fac. Spec. - SO2 Rate Annual v3.1, Unit 626 and retrofits | 302 | 7287 | Rate Constraint in lbs/MMBtu | FALSE | L | Annual | Allowances Banked | Thousand Tons | 0 | 0 | 0 | 0 | 0 | 0 | 0
CT Fac. Spec. - SO2 Rate Annual v3.1, Unit 626 and retrofits | 302 | 7287 | Rate Constraint in lbs/MMBtu | FALSE | L | Annual | Allowances Withdrawn (1:1) | Thousand Tons | 0 | 0 | 0 | 0 | 0 | 0 | 0
CT Fac. Spec. - SO2 Rate Annual v3.1, Unit 626 and retrofits | 302 | 7287 | Rate Constraint in lbs/MMBtu | FALSE | L | Annual | Allowances Withdrawn (n:1) | Thousand Tons | 0 | 0 | 0 | 0 | 0 | 0 | 0
CT Fac. Spec. - SO2 Rate Annual v3.1, Unit 626 and retrofits | 302 | 7287 | Rate Constraint in lbs/MMBtu | FALSE | L | Annual | Net Emissions Allowance Position | Thousand Tons | 0 | 0 | 0 | 0 | 0 | 0 | 0
CT Fac. Spec. - SO2 Rate Annual v3.1, Unit 626 and retrofits | 302 | 7287 | Rate Constraint in lbs/MMBtu | FALSE | L | Annual | Fuel Consumed | TBtu | 0.008551 | 0.0097901 | 0.027972 | 0 | 0 | 0 | 0
CT Fac. Spec. - SO2 Rate Annual v3.1, Unit 626 and retrofits | 302 | 7287 | Rate Constraint in lbs/MMBtu | FALSE | L | Annual | Rate | lb/MMBtu | 0 | 0 | 0 | 0 | 0 | 0 | 0
CT Fac. Spec. - SO2 Rate Annual v3.1, Unit 626 and retrofits | 302 | 7287 | Rate Constraint in lbs/MMBtu | FALSE | L | Annual | Generation | TWh | 0.00079581 | 0.00091113 | 0.0026032 | 0 | 0 | 0 | 0
CT Fac. Spec. - SO2 Rate Annual v3.1, Unit 626 and retrofits | 302 | 7287 | Rate Constraint in lbs/MMBtu | FALSE | L | Annual | Qualifying Generation | TWh | 0.00079581 | 0.00091113 | 0.0026032 | 0 | 0 | 0 | 0
CT Fac. Spec. - SO2 Rate Annual v3.1, Unit 626 and retrofits | 302 | 7287 | Rate Constraint in lbs/MMBtu | FALSE | L | Annual | Rate | lb/MWh | 0 | 0 | 0 | 0 | 0 | 0 | 0
CT Fac. Spec. - SO2 Rate Annual v3.1, Unit 626 and retrofits | 302 | 7287 | Rate Constraint in lbs/MMBtu | FALSE | L | Annual | Constraint Shadow Price | US2022$/Ton | 0 | 0 | 0 | 0 | 0 | 0 | 0
CT Fac. Spec. - SO2 Rate Annual v3.1, Unit 627 and retrofits | 303 | 7287 | Rate Constraint in lbs/MMBtu | FALSE | L | Annual | Seasons Included | Seasons | Winter, Spring, Summer, Fall | Winter, Spring, Summer, Fall | Winter, Spring, Summer, Fall | Winter, Spring, Summer, Fall | Winter, Spring, Summer, Fall | Winter, Spring, Summer, Fall | Winter, Spring, Summer, Fall
CT Fac. Spec. - SO2 Rate Annual v3.1, Unit 627 and retrofits | 303 | 7287 | Rate Constraint in lbs/MMBtu | FALSE | L | Annual | Standard SO2 | lb/MMBtu | 0.33 | 0.33 | 0.33 | 0.33 | 0.33 | 0.33 | 0.33
CT Fac. Spec. - SO2 Rate Annual v3.1, Unit 627 and retrofits | 303 | 7287 | Rate Constraint in lbs/MMBtu | FALSE | L | Annual | Emissions at Affected Plants SO2 | Thousand Tons | 0 | 0 | 0 | 0 | 0 | 0 | 0
CT Fac. Spec. - SO2 Rate Annual v3.1, Unit 627 and retrofits | 303 | 7287 | Rate Constraint in lbs/MMBtu | FALSE | L | Annual | Allowances Purchased SO2 | Thousand Tons | 0 | 0 | 0 | 0 | 0 | 0 | 0
CT Fac. Spec. - SO2 Rate Annual v3.1, Unit 627 and retrofits | 303 | 7287 | Rate Constraint in lbs/MMBtu | FALSE | L | Annual | Allowances Sold SO2 | Thousand Tons | 0 | 0 | 0 | 0 | 0 | 0 | 0
CT Fac. Spec. - SO2 Rate Annual v3.1, Unit 627 and retrofits | 303 | 7287 | Rate Constraint in lbs/MMBtu | FALSE | L | Annual | Allowances Banked | Thousand Tons | 0 | 0 | 0 | 0 | 0 | 0 | 0
CT Fac. Spec. - SO2 Rate Annual v3.1, Unit 627 and retrofits | 303 | 7287 | Rate Constraint in lbs/MMBtu | FALSE | L | Annual | Allowances Withdrawn (1:1) | Thousand Tons | 0 | 0 | 0 | 0 | 0 | 0 | 0
CT Fac. Spec. - SO2 Rate Annual v3.1, Unit 627 and retrofits | 303 | 7287 | Rate Constraint in lbs/MMBtu | FALSE | L | Annual | Allowances Withdrawn (n:1) | Thousand Tons | 0 | 0 | 0 | 0 | 0 | 0 | 0
CT Fac. Spec. - SO2 Rate Annual v3.1, Unit 627 and retrofits | 303 | 7287 | Rate Constraint in lbs/MMBtu | FALSE | L | Annual | Net Emissions Allowance Position | Thousand Tons | 0 | 0 | 0 | 0 | 0 | 0 | 0
CT Fac. Spec. - SO2 Rate Annual v3.1, Unit 627 and retrofits | 303 | 7287 | Rate Constraint in lbs/MMBtu | FALSE | L | Annual | Fuel Consumed | TBtu | 0 | 0.0082924 | 0.027972 | 0 | 0 | 0 | 0
CT Fac. Spec. - SO2 Rate Annual v3.1, Unit 627 and retrofits | 303 | 7287 | Rate Constraint in lbs/MMBtu | FALSE | L | Annual | Rate | lb/MMBtu | 0 | 0 | 0 | 0 | 0 | 0 | 0
CT Fac. Spec. - SO2 Rate Annual v3.1, Unit 627 and retrofits | 303 | 7287 | Rate Constraint in lbs/MMBtu | FALSE | L | Annual | Generation | TWh | 0 | 0.00077175 | 0.0026032 | 0 | 0 | 0 | 0
CT Fac. Spec. - SO2 Rate Annual v3.1, Unit 627 and retrofits | 303 | 7287 | Rate Constraint in lbs/MMBtu | FALSE | L | Annual | Qualifying Generation | TWh | 0 | 0.00077175 | 0.0026032 | 0 | 0 | 0 | 0
CT Fac. Spec. - SO2 Rate Annual v3.1, Unit 627 and retrofits | 303 | 7287 | Rate Constraint in lbs/MMBtu | FALSE | L | Annual | Rate | lb/MWh | 0 | 0 | 0 | 0 | 0 | 0 | 0
CT Fac. Spec. - SO2 Rate Annual v3.1, Unit 627 and retrofits | 303 | 7287 | Rate Constraint in lbs/MMBtu | FALSE | L | Annual | Constraint Shadow Price | US2022$/Ton | 0 | 0 | 0 | 0 | 0 | 0 | 0
CT Fac. Spec. - SO2 Rate Annual v3.1, Unit 628 and retrofits | 304 | 7287 | Rate Constraint in lbs/MMBtu | FALSE | L | Annual | Seasons Included | Seasons | Winter, Spring, Summer, Fall | Winter, Spring, Summer, Fall | Winter, Spring, Summer, Fall | Winter, Spring, Summer, Fall | Winter, Spring, Summer, Fall | Winter, Spring, Summer, Fall | Winter, Spring, Summer, Fall
CT Fac. Spec. - SO2 Rate Annual v3.1, Unit 628 and retrofits | 304 | 7287 | Rate Constraint in lbs/MMBtu | FALSE | L | Annual | Standard SO2 | lb/MMBtu | 0.33 | 0.33 | 0.33 | 0.33 | 0.33 | 0.33 | 0.33
CT Fac. Spec. - SO2 Rate Annual v3.1, Unit 628 and retrofits | 304 | 7287 | Rate Constraint in lbs/MMBtu | FALSE | L | Annual | Emissions at Affected Plants SO2 | Thousand Tons | 0 | 0 | 0 | 0 | 0 | 0 | 0
CT Fac. Spec. - SO2 Rate Annual v3.1, Unit 628 and retrofits | 304 | 7287 | Rate Constraint in lbs/MMBtu | FALSE | L | Annual | Allowances Purchased SO2 | Thousand Tons | 0 | 0 | 0 | 0 | 0 | 0 | 0
CT Fac. Spec. - SO2 Rate Annual v3.1, Unit 628 and retrofits | 304 | 7287 | Rate Constraint in lbs/MMBtu | FALSE | L | Annual | Allowances Sold SO2 | Thousand Tons | 0 | 0 | 0 | 0 | 0 | 0 | 0
CT Fac. Spec. - SO2 Rate Annual v3.1, Unit 628 and retrofits | 304 | 7287 | Rate Constraint in lbs/MMBtu | FALSE | L | Annual | Allowances Banked | Thousand Tons | 0 | 0 | 0 | 0 | 0 | 0 | 0
CT Fac. Spec. - SO2 Rate Annual v3.1, Unit 628 and retrofits | 304 | 7287 | Rate Constraint in lbs/MMBtu | FALSE | L | Annual | Allowances Withdrawn (1:1) | Thousand Tons | 0 | 0 | 0 | 0 | 0 | 0 | 0
CT Fac. Spec. - SO2 Rate Annual v3.1, Unit 628 and retrofits | 304 | 7287 | Rate Constraint in lbs/MMBtu | FALSE | L | Annual | Allowances Withdrawn (n:1) | Thousand Tons | 0 | 0 | 0 | 0 | 0 | 0 | 0
CT Fac. Spec. - SO2 Rate Annual v3.1, Unit 628 and retrofits | 304 | 7287 | Rate Constraint in lbs/MMBtu | FALSE | L | Annual | Net Emissions Allowance Position | Thousand Tons | 0 | 0 | 0 | 0 | 0 | 0 | 0
CT Fac. Spec. - SO2 Rate Annual v3.1, Unit 628 and retrofits | 304 | 7287 | Rate Constraint in lbs/MMBtu | FALSE | L | Annual | Fuel Consumed | TBtu | 0 | 0 | 0.017127 | 0 | 0 | 0 | 0
CT Fac. Spec. - SO2 Rate Annual v3.1, Unit 628 and retrofits | 304 | 7287 | Rate Constraint in lbs/MMBtu | FALSE | L | Annual | Rate | lb/MMBtu | 0 | 0 | 0 | 0 | 0 | 0 | 0
CT Fac. Spec. - SO2 Rate Annual v3.1, Unit 628 and retrofits | 304 | 7287 | Rate Constraint in lbs/MMBtu | FALSE | L | Annual | Generation | TWh | 0 | 0 | 0.0015885 | 0 | 0 | 0 | 0
CT Fac. Spec. - SO2 Rate Annual v3.1, Unit 628 and retrofits | 304 | 7287 | Rate Constraint in lbs/MMBtu | FALSE | L | Annual | Qualifying Generation | TWh | 0 | 0 | 0.0015885 | 0 | 0 | 0 | 0
CT Fac. Spec. - SO2 Rate Annual v3.1, Unit 628 and retrofits | 304 | 7287 | Rate Constraint in lbs/MMBtu | FALSE | L | Annual | Rate | lb/MWh | 0 | 0 | 0 | 0 | 0 | 0 | 0
CT Fac. Spec. - SO2 Rate Annual v3.1, Unit 628 and retrofits | 304 | 7287 | Rate Constraint in lbs/MMBtu | FALSE | L | Annual | Constraint Shadow Price | US2022$/Ton | 0 | 0 | 0 | 0 | 0 | 0 | 0
CT Fac. Spec. - SO2 Rate Annual v3.1, Unit 629 and retrofits | 305 | 7287 | Rate Constraint in lbs/MMBtu | FALSE | L | Annual | Seasons Included | Seasons | Winter, Spring, Summer, Fall | Winter, Spring, Summer, Fall | Winter, Spring, Summer, Fall | Winter, Spring, Summer, Fall | Winter, Spring, Summer, Fall | Winter, Spring, Summer, Fall | Winter, Spring, Summer, Fall
CT Fac. Spec. - SO2 Rate Annual v3.1, Unit 629 and retrofits | 305 | 7287 | Rate Constraint in lbs/MMBtu | FALSE | L | Annual | Standard SO2 | lb/MMBtu | 0.33 | 0.33 | 0.33 | 0.33 | 0.33 | 0.33 | 0.33
CT Fac. Spec. - SO2 Rate Annual v3.1, Unit 629 and retrofits | 305 | 7287 | Rate Constraint in lbs/MMBtu | FALSE | L | Annual | Emissions at Affected Plants SO2 | Thousand Tons | 0 | 0 | 0 | 0 | 0 | 0 | 0
CT Fac. Spec. - SO2 Rate Annual v3.1, Unit 629 and retrofits | 305 | 7287 | Rate Constraint in lbs/MMBtu | FALSE | L | Annual | Allowances Purchased SO2 | Thousand Tons | 0 | 0 | 0 | 0 | 0 | 0 | 0
CT Fac. Spec. - SO2 Rate Annual v3.1, Unit 629 and retrofits | 305 | 7287 | Rate Constraint in lbs/MMBtu | FALSE | L | Annual | Allowances Sold SO2 | Thousand Tons | 0 | 0 | 0 | 0 | 0 | 0 | 0
CT Fac. Spec. - SO2 Rate Annual v3.1, Unit 629 and retrofits | 305 | 7287 | Rate Constraint in lbs/MMBtu | FALSE | L | Annual | Allowances Banked | Thousand Tons | 0 | 0 | 0 | 0 | 0 | 0 | 0
CT Fac. Spec. - SO2 Rate Annual v3.1, Unit 629 and retrofits | 305 | 7287 | Rate Constraint in lbs/MMBtu | FALSE | L | Annual | Allowances Withdrawn (1:1) | Thousand Tons | 0 | 0 | 0 | 0 | 0 | 0 | 0
CT Fac. Spec. - SO2 Rate Annual v3.1, Unit 629 and retrofits | 305 | 7287 | Rate Constraint in lbs/MMBtu | FALSE | L | Annual | Allowances Withdrawn (n:1) | Thousand Tons | 0 | 0 | 0 | 0 | 0 | 0 | 0
CT Fac. Spec. - SO2 Rate Annual v3.1, Unit 629 and retrofits | 305 | 7287 | Rate Constraint in lbs/MMBtu | FALSE | L | Annual | Net Emissions Allowance Position | Thousand Tons | 0 | 0 | 0 | 0 | 0 | 0 | 0
CT Fac. Spec. - SO2 Rate Annual v3.1, Unit 629 and retrofits | 305 | 7287 | Rate Constraint in lbs/MMBtu | FALSE | L | Annual | Fuel Consumed | TBtu | 0 | 0 | 0.016728 | 0 | 0 | 0 | 0
CT Fac. Spec. - SO2 Rate Annual v3.1, Unit 629 and retrofits | 305 | 7287 | Rate Constraint in lbs/MMBtu | FALSE | L | Annual | Rate | lb/MMBtu | 0 | 0 | 0 | 0 | 0 | 0 | 0
CT Fac. Spec. - SO2 Rate Annual v3.1, Unit 629 and retrofits | 305 | 7287 | Rate Constraint in lbs/MMBtu | FALSE | L | Annual | Generation | TWh | 0 | 0 | 0.0015513 | 0 | 0 | 0 | 0
CT Fac. Spec. - SO2 Rate Annual v3.1, Unit 629 and retrofits | 305 | 7287 | Rate Constraint in lbs/MMBtu | FALSE | L | Annual | Qualifying Generation | TWh | 0 | 0 | 0.0015513 | 0 | 0 | 0 | 0
CT Fac. Spec. - SO2 Rate Annual v3.1, Unit 629 and retrofits | 305 | 7287 | Rate Constraint in lbs/MMBtu | FALSE | L | Annual | Rate | lb/MWh | 0 | 0 | 0 | 0 | 0 | 0 | 0
CT Fac. Spec. - SO2 Rate Annual v3.1, Unit 629 and retrofits | 305 | 7287 | Rate Constraint in lbs/MMBtu | FALSE | L | Annual | Constraint Shadow Price | US2022$/Ton | 0 | 0 | 0 | 0 | 0 | 0 | 0
CT Fac. Spec. - SO2 Rate Annual v3.1, Unit 630 and retrofits | 306 | 7287 | Rate Constraint in lbs/MMBtu | FALSE | L | Annual | Seasons Included | Seasons | Winter, Spring, Summer, Fall | Winter, Spring, Summer, Fall | Winter, Spring, Summer, Fall | Winter, Spring, Summer, Fall | Winter, Spring, Summer, Fall | Winter, Spring, Summer, Fall | Winter, Spring, Summer, Fall
CT Fac. Spec. - SO2 Rate Annual v3.1, Unit 630 and retrofits | 306 | 7287 | Rate Constraint in lbs/MMBtu | FALSE | L | Annual | Standard SO2 | lb/MMBtu | 0.33 | 0.33 | 0.33 | 0.33 | 0.33 | 0.33 | 0.33
CT Fac. Spec. - SO2 Rate Annual v3.1, Unit 630 and retrofits | 306 | 7287 | Rate Constraint in lbs/MMBtu | FALSE | L | Annual | Emissions at Affected Plants SO2 | Thousand Tons | 0 | 0 | 0 | 0 | 0 | 0 | 0
CT Fac. Spec. - SO2 Rate Annual v3.1, Unit 630 and retrofits | 306 | 7287 | Rate Constraint in lbs/MMBtu | FALSE | L | Annual | Allowances Purchased SO2 | Thousand Tons | 0 | 0 | 0 | 0 | 0 | 0 | 0
CT Fac. Spec. - SO2 Rate Annual v3.1, Unit 630 and retrofits | 306 | 7287 | Rate Constraint in lbs/MMBtu | FALSE | L | Annual | Allowances Sold SO2 | Thousand Tons | 0 | 0 | 0 | 0 | 0 | 0 | 0
CT Fac. Spec. - SO2 Rate Annual v3.1, Unit 630 and retrofits | 306 | 7287 | Rate Constraint in lbs/MMBtu | FALSE | L | Annual | Allowances Banked | Thousand Tons | 0 | 0 | 0 | 0 | 0 | 0 | 0
CT Fac. Spec. - SO2 Rate Annual v3.1, Unit 630 and retrofits | 306 | 7287 | Rate Constraint in lbs/MMBtu | FALSE | L | Annual | Allowances Withdrawn (1:1) | Thousand Tons | 0 | 0 | 0 | 0 | 0 | 0 | 0
CT Fac. Spec. - SO2 Rate Annual v3.1, Unit 630 and retrofits | 306 | 7287 | Rate Constraint in lbs/MMBtu | FALSE | L | Annual | Allowances Withdrawn (n:1) | Thousand Tons | 0 | 0 | 0 | 0 | 0 | 0 | 0
CT Fac. Spec. - SO2 Rate Annual v3.1, Unit 630 and retrofits | 306 | 7287 | Rate Constraint in lbs/MMBtu | FALSE | L | Annual | Net Emissions Allowance Position | Thousand Tons | 0 | 0 | 0 | 0 | 0 | 0 | 0
CT Fac. Spec. - SO2 Rate Annual v3.1, Unit 630 and retrofits | 306 | 7287 | Rate Constraint in lbs/MMBtu | FALSE | L | Annual | Fuel Consumed | TBtu | 0 | 0 | 0.016726 | 0 | 0 | 0 | 0
CT Fac. Spec. - SO2 Rate Annual v3.1, Unit 630 and retrofits | 306 | 7287 | Rate Constraint in lbs/MMBtu | FALSE | L | Annual | Rate | lb/MMBtu | 0 | 0 | 0 | 0 | 0 | 0 | 0
CT Fac. Spec. - SO2 Rate Annual v3.1, Unit 630 and retrofits | 306 | 7287 | Rate Constraint in lbs/MMBtu | FALSE | L | Annual | Generation | TWh | 0 | 0 | 0.0015513 | 0 | 0 | 0 | 0
CT Fac. Spec. - SO2 Rate Annual v3.1, Unit 630 and retrofits | 306 | 7287 | Rate Constraint in lbs/MMBtu | FALSE | L | Annual | Qualifying Generation | TWh | 0 | 0 | 0.0015513 | 0 | 0 | 0 | 0
CT Fac. Spec. - SO2 Rate Annual v3.1, Unit 630 and retrofits | 306 | 7287 | Rate Constraint in lbs/MMBtu | FALSE | L | Annual | Rate | lb/MWh | 0 | 0 | 0 | 0 | 0 | 0 | 0
CT Fac. Spec. - SO2 Rate Annual v3.1, Unit 630 and retrofits | 306 | 7287 | Rate Constraint in lbs/MMBtu | FALSE | L | Annual | Constraint Shadow Price | US2022$/Ton | 0 | 0 | 0 | 0 | 0 | 0 | 0
CT Fac. Spec. - SO2 Rate Annual v3.1, Unit 631 and retrofits | 307 | 7287 | Rate Constraint in lbs/MMBtu | FALSE | L | Annual | Seasons Included | Seasons | Winter, Spring, Summer, Fall | Winter, Spring, Summer, Fall | Winter, Spring, Summer, Fall | Winter, Spring, Summer, Fall | Winter, Spring, Summer, Fall | Winter, Spring, Summer, Fall | Winter, Spring, Summer, Fall
CT Fac. Spec. - SO2 Rate Annual v3.1, Unit 631 and retrofits | 307 | 7287 | Rate Constraint in lbs/MMBtu | FALSE | L | Annual | Standard SO2 | lb/MMBtu | 0.33 | 0.33 | 0.33 | 0.33 | 0.33 | 0.33 | 0.33
CT Fac. Spec. - SO2 Rate Annual v3.1, Unit 631 and retrofits | 307 | 7287 | Rate Constraint in lbs/MMBtu | FALSE | L | Annual | Emissions at Affected Plants SO2 | Thousand Tons | 0 | 0 | 0 | 0 | 0 | 0 | 0
CT Fac. Spec. - SO2 Rate Annual v3.1, Unit 631 and retrofits | 307 | 7287 | Rate Constraint in lbs/MMBtu | FALSE | L | Annual | Allowances Purchased SO2 | Thousand Tons | 0 | 0 | 0 | 0 | 0 | 0 | 0
CT Fac. Spec. - SO2 Rate Annual v3.1, Unit 631 and retrofits | 307 | 7287 | Rate Constraint in lbs/MMBtu | FALSE | L | Annual | Allowances Sold SO2 | Thousand Tons | 0 | 0 | 0 | 0 | 0 | 0 | 0
CT Fac. Spec. - SO2 Rate Annual v3.1, Unit 631 and retrofits | 307 | 7287 | Rate Constraint in lbs/MMBtu | FALSE | L | Annual | Allowances Banked | Thousand Tons | 0 | 0 | 0 | 0 | 0 | 0 | 0
CT Fac. Spec. - SO2 Rate Annual v3.1, Unit 631 and retrofits | 307 | 7287 | Rate Constraint in lbs/MMBtu | FALSE | L | Annual | Allowances Withdrawn (1:1) | Thousand Tons | 0 | 0 | 0 | 0 | 0 | 0 | 0
CT Fac. Spec. - SO2 Rate Annual v3.1, Unit 631 and retrofits | 307 | 7287 | Rate Constraint in lbs/MMBtu | FALSE | L | Annual | Allowances Withdrawn (n:1) | Thousand Tons | 0 | 0 | 0 | 0 | 0 | 0 | 0
CT Fac. Spec. - SO2 Rate Annual v3.1, Unit 631 and retrofits | 307 | 7287 | Rate Constraint in lbs/MMBtu | FALSE | L | Annual | Net Emissions Allowance Position | Thousand Tons | 0 | 0 | 0 | 0 | 0 | 0 | 0
CT Fac. Spec. - SO2 Rate Annual v3.1, Unit 631 and retrofits | 307 | 7287 | Rate Constraint in lbs/MMBtu | FALSE | L | Annual | Fuel Consumed | TBtu | 0 | 0 | 0.017013 | 0 | 0 | 0 | 0
CT Fac. Spec. - SO2 Rate Annual v3.1, Unit 631 and retrofits | 307 | 7287 | Rate Constraint in lbs/MMBtu | FALSE | L | Annual | Rate | lb/MMBtu | 0 | 0 | 0 | 0 | 0 | 0 | 0
CT Fac. Spec. - SO2 Rate Annual v3.1, Unit 631 and retrofits | 307 | 7287 | Rate Constraint in lbs/MMBtu | FALSE | L | Annual | Generation | TWh | 0 | 0 | 0.0015779 | 0 | 0 | 0 | 0
CT Fac. Spec. - SO2 Rate Annual v3.1, Unit 631 and retrofits | 307 | 7287 | Rate Constraint in lbs/MMBtu | FALSE | L | Annual | Qualifying Generation | TWh | 0 | 0 | 0.0015779 | 0 | 0 | 0 | 0
CT Fac. Spec. - SO2 Rate Annual v3.1, Unit 631 and retrofits | 307 | 7287 | Rate Constraint in lbs/MMBtu | FALSE | L | Annual | Rate | lb/MWh | 0 | 0 | 0 | 0 | 0 | 0 | 0
CT Fac. Spec. - SO2 Rate Annual v3.1, Unit 631 and retrofits | 307 | 7287 | Rate Constraint in lbs/MMBtu | FALSE | L | Annual | Constraint Shadow Price | US2022$/Ton | 0 | 0 | 0 | 0 | 0 | 0 | 0
CT Fac. Spec. - SO2 Rate Annual v3.1, Unit 632 and retrofits | 308 | 7287 | Rate Constraint in lbs/MMBtu | FALSE | L | Annual | Seasons Included | Seasons | Winter, Spring, Summer, Fall | Winter, Spring, Summer, Fall | Winter, Spring, Summer, Fall | Winter, Spring, Summer, Fall | Winter, Spring, Summer, Fall | Winter, Spring, Summer, Fall | Winter, Spring, Summer, Fall
CT Fac. Spec. - SO2 Rate Annual v3.1, Unit 632 and retrofits | 308 | 7287 | Rate Constraint in lbs/MMBtu | FALSE | L | Annual | Standard SO2 | lb/MMBtu | 0.33 | 0.33 | 0.33 | 0.33 | 0.33 | 0.33 | 0.33
CT Fac. Spec. - SO2 Rate Annual v3.1, Unit 632 and retrofits | 308 | 7287 | Rate Constraint in lbs/MMBtu | FALSE | L | Annual | Emissions at Affected Plants SO2 | Thousand Tons | 0 | 0 | 0 | 0 | 0 | 0 | 0
CT Fac. Spec. - SO2 Rate Annual v3.1, Unit 632 and retrofits | 308 | 7287 | Rate Constraint in lbs/MMBtu | FALSE | L | Annual | Allowances Purchased SO2 | Thousand Tons | 0 | 0 | 0 | 0 | 0 | 0 | 0
CT Fac. Spec. - SO2 Rate Annual v3.1, Unit 632 and retrofits | 308 | 7287 | Rate Constraint in lbs/MMBtu | FALSE | L | Annual | Allowances Sold SO2 | Thousand Tons | 0 | 0 | 0 | 0 | 0 | 0 | 0
CT Fac. Spec. - SO2 Rate Annual v3.1, Unit 632 and retrofits | 308 | 7287 | Rate Constraint in lbs/MMBtu | FALSE | L | Annual | Allowances Banked | Thousand Tons | 0 | 0 | 0 | 0 | 0 | 0 | 0
CT Fac. Spec. - SO2 Rate Annual v3.1, Unit 632 and retrofits | 308 | 7287 | Rate Constraint in lbs/MMBtu | FALSE | L | Annual | Allowances Withdrawn (1:1) | Thousand Tons | 0 | 0 | 0 | 0 | 0 | 0 | 0
CT Fac. Spec. - SO2 Rate Annual v3.1, Unit 632 and retrofits | 308 | 7287 | Rate Constraint in lbs/MMBtu | FALSE | L | Annual | Allowances Withdrawn (n:1) | Thousand Tons | 0 | 0 | 0 | 0 | 0 | 0 | 0
CT Fac. Spec. - SO2 Rate Annual v3.1, Unit 632 and retrofits | 308 | 7287 | Rate Constraint in lbs/MMBtu | FALSE | L | Annual | Net Emissions Allowance Position | Thousand Tons | 0 | 0 | 0 | 0 | 0 | 0 | 0
CT Fac. Spec. - SO2 Rate Annual v3.1, Unit 632 and retrofits | 308 | 7287 | Rate Constraint in lbs/MMBtu | FALSE | L | Annual | Fuel Consumed | TBtu | 0 | 0 | 0.022798 | 0 | 0 | 0 | 0
CT Fac. Spec. - SO2 Rate Annual v3.1, Unit 632 and retrofits | 308 | 7287 | Rate Constraint in lbs/MMBtu | FALSE | L | Annual | Rate | lb/MMBtu | 0 | 0 | 0 | 0 | 0 | 0 | 0
CT Fac. Spec. - SO2 Rate Annual v3.1, Unit 632 and retrofits | 308 | 7287 | Rate Constraint in lbs/MMBtu | FALSE | L | Annual | Generation | TWh | 0 | 0 | 0.001925 | 0 | 0 | 0 | 0
CT Fac. Spec. - SO2 Rate Annual v3.1, Unit 632 and retrofits | 308 | 7287 | Rate Constraint in lbs/MMBtu | FALSE | L | Annual | Qualifying Generation | TWh | 0 | 0 | 0.001925 | 0 | 0 | 0 | 0
CT Fac. Spec. - SO2 Rate Annual v3.1, Unit 632 and retrofits | 308 | 7287 | Rate Constraint in lbs/MMBtu | FALSE | L | Annual | Rate | lb/MWh | 0 | 0 | 0 | 0 | 0 | 0 | 0
CT Fac. Spec. - SO2 Rate Annual v3.1, Unit 632 and retrofits | 308 | 7287 | Rate Constraint in lbs/MMBtu | FALSE | L | Annual | Constraint Shadow Price | US2022$/Ton | 0 | 0 | 0 | 0 | 0 | 0 | 0
CT Fac. Spec. - SO2 Rate Annual v3.1, Unit 1717 and retrofits | 309 | 7287 | Rate Constraint in lbs/MMBtu | FALSE | L | Annual | Seasons Included | Seasons | Winter, Spring, Summer, Fall | Winter, Spring, Summer, Fall | Winter, Spring, Summer, Fall | Winter, Spring, Summer, Fall | Winter, Spring, Summer, Fall | Winter, Spring, Summer, Fall | Winter, Spring, Summer, Fall
CT Fac. Spec. - SO2 Rate Annual v3.1, Unit 1717 and retrofits | 309 | 7287 | Rate Constraint in lbs/MMBtu | FALSE | L | Annual | Standard SO2 | lb/MMBtu | 0.33 | 0.33 | 0.33 | 0.33 | 0.33 | 0.33 | 0.33
CT Fac. Spec. - SO2 Rate Annual v3.1, Unit 1717 and retrofits | 309 | 7287 | Rate Constraint in lbs/MMBtu | FALSE | L | Annual | Emissions at Affected Plants SO2 | Thousand Tons | 0 | 0 | 0 | 0 | 0 | 0 | 0
CT Fac. Spec. - SO2 Rate Annual v3.1, Unit 1717 and retrofits | 309 | 7287 | Rate Constraint in lbs/MMBtu | FALSE | L | Annual | Allowances Purchased SO2 | Thousand Tons | 0 | 0 | 0 | 0 | 0 | 0 | 0
CT Fac. Spec. - SO2 Rate Annual v3.1, Unit 1717 and retrofits | 309 | 7287 | Rate Constraint in lbs/MMBtu | FALSE | L | Annual | Allowances Sold SO2 | Thousand Tons | 0 | 0 | 0 | 0 | 0 | 0 | 0
CT Fac. Spec. - SO2 Rate Annual v3.1, Unit 1717 and retrofits | 309 | 7287 | Rate Constraint in lbs/MMBtu | FALSE | L | Annual | Allowances Banked | Thousand Tons | 0 | 0 | 0 | 0 | 0 | 0 | 0
CT Fac. Spec. - SO2 Rate Annual v3.1, Unit 1717 and retrofits | 309 | 7287 | Rate Constraint in lbs/MMBtu | FALSE | L | Annual | Allowances Withdrawn (1:1) | Thousand Tons | 0 | 0 | 0 | 0 | 0 | 0 | 0
CT Fac. Spec. - SO2 Rate Annual v3.1, Unit 1717 and retrofits | 309 | 7287 | Rate Constraint in lbs/MMBtu | FALSE | L | Annual | Allowances Withdrawn (n:1) | Thousand Tons | 0 | 0 | 0 | 0 | 0 | 0 | 0
CT Fac. Spec. - SO2 Rate Annual v3.1, Unit 1717 and retrofits | 309 | 7287 | Rate Constraint in lbs/MMBtu | FALSE | L | Annual | Net Emissions Allowance Position | Thousand Tons | 0 | 0 | 0 | 0 | 0 | 0 | 0
CT Fac. Spec. - SO2 Rate Annual v3.1, Unit 1717 and retrofits | 309 | 7287 | Rate Constraint in lbs/MMBtu | FALSE | L | Annual | Fuel Consumed | TBtu | 6.8937 | 6.4839 | 3.7367 | 0 | 0 | 0 | 0
CT Fac. Spec. - SO2 Rate Annual v3.1, Unit 1717 and retrofits | 309 | 7287 | Rate Constraint in lbs/MMBtu | FALSE | L | Annual | Rate | lb/MMBtu | 0 | 0 | 0 | 0 | 0 | 0 | 0
CT Fac. Spec. - SO2 Rate Annual v3.1, Unit 1717 and retrofits | 309 | 7287 | Rate Constraint in lbs/MMBtu | FALSE | L | Annual | Generation | TWh | 0.97135 | 0.91362 | 0.52651 | 0 | 0 | 0 | 0
CT Fac. Spec. - SO2 Rate Annual v3.1, Unit 1717 and retrofits | 309 | 7287 | Rate Constraint in lbs/MMBtu | FALSE | L | Annual | Qualifying Generation | TWh | 0.97135 | 0.91362 | 0.52651 | 0 | 0 | 0 | 0
CT Fac. Spec. - SO2 Rate Annual v3.1, Unit 1717 and retrofits | 309 | 7287 | Rate Constraint in lbs/MMBtu | FALSE | L | Annual | Rate | lb/MWh | 0 | 0 | 0 | 0 | 0 | 0 | 0
CT Fac. Spec. - SO2 Rate Annual v3.1, Unit 1717 and retrofits | 309 | 7287 | Rate Constraint in lbs/MMBtu | FALSE | L | Annual | Constraint Shadow Price | US2022$/Ton | 0 | 0 | 0 | 0 | 0 | 0 | 0
CT Fac. Spec. - SO2 Rate Annual v3.1, Unit 1718 and retrofits | 310 | 7287 | Rate Constraint in lbs/MMBtu | FALSE | L | Annual | Seasons Included | Seasons | Winter, Spring, Summer, Fall | Winter, Spring, Summer, Fall | Winter, Spring, Summer, Fall | Winter, Spring, Summer, Fall | Winter, Spring, Summer, Fall | Winter, Spring, Summer, Fall | Winter, Spring, Summer, Fall
CT Fac. Spec. - SO2 Rate Annual v3.1, Unit 1718 and retrofits | 310 | 7287 | Rate Constraint in lbs/MMBtu | FALSE | L | Annual | Standard SO2 | lb/MMBtu | 0.33 | 0.33 | 0.33 | 0.33 | 0.33 | 0.33 | 0.33
CT Fac. Spec. - SO2 Rate Annual v3.1, Unit 1718 and retrofits | 310 | 7287 | Rate Constraint in lbs/MMBtu | FALSE | L | Annual | Emissions at Affected Plants SO2 | Thousand Tons | 0 | 0 | 0 | 0 | 0 | 0 | 0
CT Fac. Spec. - SO2 Rate Annual v3.1, Unit 1718 and retrofits | 310 | 7287 | Rate Constraint in lbs/MMBtu | FALSE | L | Annual | Allowances Purchased SO2 | Thousand Tons | 0 | 0 | 0 | 0 | 0 | 0 | 0
CT Fac. Spec. - SO2 Rate Annual v3.1, Unit 1718 and retrofits | 310 | 7287 | Rate Constraint in lbs/MMBtu | FALSE | L | Annual | Allowances Sold SO2 | Thousand Tons | 0 | 0 | 0 | 0 | 0 | 0 | 0
CT Fac. Spec. - SO2 Rate Annual v3.1, Unit 1718 and retrofits | 310 | 7287 | Rate Constraint in lbs/MMBtu | FALSE | L | Annual | Allowances Banked | Thousand Tons | 0 | 0 | 0 | 0 | 0 | 0 | 0
CT Fac. Spec. - SO2 Rate Annual v3.1, Unit 1718 and retrofits | 310 | 7287 | Rate Constraint in lbs/MMBtu | FALSE | L | Annual | Allowances Withdrawn (1:1) | Thousand Tons | 0 | 0 | 0 | 0 | 0 | 0 | 0
CT Fac. Spec. - SO2 Rate Annual v3.1, Unit 1718 and retrofits | 310 | 7287 | Rate Constraint in lbs/MMBtu | FALSE | L | Annual | Allowances Withdrawn (n:1) | Thousand Tons | 0 | 0 | 0 | 0 | 0 | 0 | 0
CT Fac. Spec. - SO2 Rate Annual v3.1, Unit 1718 and retrofits | 310 | 7287 | Rate Constraint in lbs/MMBtu | FALSE | L | Annual | Net Emissions Allowance Position | Thousand Tons | 0 | 0 | 0 | 0 | 0 | 0 | 0
CT Fac. Spec. - SO2 Rate Annual v3.1, Unit 1718 and retrofits | 310 | 7287 | Rate Constraint in lbs/MMBtu | FALSE | L | Annual | Fuel Consumed | TBtu | 6.5923 | 6.1378 | 3.539 | 0 | 0 | 0 | 0
CT Fac. Spec. - SO2 Rate Annual v3.1, Unit 1718 and retrofits | 310 | 7287 | Rate Constraint in lbs/MMBtu | FALSE | L | Annual | Rate | lb/MMBtu | 0 | 0 | 0 | 0 | 0 | 0 | 0
CT Fac. Spec. - SO2 Rate Annual v3.1, Unit 1718 and retrofits | 310 | 7287 | Rate Constraint in lbs/MMBtu | FALSE | L | Annual | Generation | TWh | 0.92889 | 0.86485 | 0.49866 | 0 | 0 | 0 | 0
CT Fac. Spec. - SO2 Rate Annual v3.1, Unit 1718 and retrofits | 310 | 7287 | Rate Constraint in lbs/MMBtu | FALSE | L | Annual | Qualifying Generation | TWh | 0.92889 | 0.86485 | 0.49866 | 0 | 0 | 0 | 0
CT Fac. Spec. - SO2 Rate Annual v3.1, Unit 1718 and retrofits | 310 | 7287 | Rate Constraint in lbs/MMBtu | FALSE | L | Annual | Rate | lb/MWh | 0 | 0 | 0 | 0 | 0 | 0 | 0
CT Fac. Spec. - SO2 Rate Annual v3.1, Unit 1718 and retrofits | 310 | 7287 | Rate Constraint in lbs/MMBtu | FALSE | L | Annual | Constraint Shadow Price | US2022$/Ton | 0 | 0 | 0 | 0 | 0 | 0 | 0
CT Fac. Spec. - SO2 Rate Annual v3.1, Unit 1719 and retrofits | 311 | 7287 | Rate Constraint in lbs/MMBtu | FALSE | L | Annual | Seasons Included | Seasons | Winter, Spring, Summer, Fall | Winter, Spring, Summer, Fall | Winter, Spring, Summer, Fall | Winter, Spring, Summer, Fall | Winter, Spring, Summer, Fall | Winter, Spring, Summer, Fall | Winter, Spring, Summer, Fall
CT Fac. Spec. - SO2 Rate Annual v3.1, Unit 1719 and retrofits | 311 | 7287 | Rate Constraint in lbs/MMBtu | FALSE | L | Annual | Standard SO2 | lb/MMBtu | 0.33 | 0.33 | 0.33 | 0.33 | 0.33 | 0.33 | 0.33
CT Fac. Spec. - SO2 Rate Annual v3.1, Unit 1719 and retrofits | 311 | 7287 | Rate Constraint in lbs/MMBtu | FALSE | L | Annual | Emissions at Affected Plants SO2 | Thousand Tons | 0 | 0 | 0 | 0 | 0 | 0 | 0
CT Fac. Spec. - SO2 Rate Annual v3.1, Unit 1719 and retrofits | 311 | 7287 | Rate Constraint in lbs/MMBtu | FALSE | L | Annual | Allowances Purchased SO2 | Thousand Tons | 0 | 0 | 0 | 0 | 0 | 0 | 0
CT Fac. Spec. - SO2 Rate Annual v3.1, Unit 1719 and retrofits | 311 | 7287 | Rate Constraint in lbs/MMBtu | FALSE | L | Annual | Allowances Sold SO2 | Thousand Tons | 0 | 0 | 0 | 0 | 0 | 0 | 0
CT Fac. Spec. - SO2 Rate Annual v3.1, Unit 1719 and retrofits | 311 | 7287 | Rate Constraint in lbs/MMBtu | FALSE | L | Annual | Allowances Banked | Thousand Tons | 0 | 0 | 0 | 0 | 0 | 0 | 0
CT Fac. Spec. - SO2 Rate Annual v3.1, Unit 1719 and retrofits | 311 | 7287 | Rate Constraint in lbs/MMBtu | FALSE | L | Annual | Allowances Withdrawn (1:1) | Thousand Tons | 0 | 0 | 0 | 0 | 0 | 0 | 0
CT Fac. Spec. - SO2 Rate Annual v3.1, Unit 1719 and retrofits | 311 | 7287 | Rate Constraint in lbs/MMBtu | FALSE | L | Annual | Allowances Withdrawn (n:1) | Thousand Tons | 0 | 0 | 0 | 0 | 0 | 0 | 0
CT Fac. Spec. - SO2 Rate Annual v3.1, Unit 1719 and retrofits | 311 | 7287 | Rate Constraint in lbs/MMBtu | FALSE | L | Annual | Net Emissions Allowance Position | Thousand Tons | 0 | 0 | 0 | 0 | 0 | 0 | 0
CT Fac. Spec. - SO2 Rate Annual v3.1, Unit 1719 and retrofits | 311 | 7287 | Rate Constraint in lbs/MMBtu | FALSE | L | Annual | Fuel Consumed | TBtu | 6.5547 | 5.4672 | 3.5188 | 0 | 0 | 0 | 0
CT Fac. Spec. - SO2 Rate Annual v3.1, Unit 1719 and retrofits | 311 | 7287 | Rate Constraint in lbs/MMBtu | FALSE | L | Annual | Rate | lb/MMBtu | 0 | 0 | 0 | 0 | 0 | 0 | 0
CT Fac. Spec. - SO2 Rate Annual v3.1, Unit 1719 and retrofits | 311 | 7287 | Rate Constraint in lbs/MMBtu | FALSE | L | Annual | Generation | TWh | 0.92358 | 0.77036 | 0.49581 | 0 | 0 | 0 | 0
CT Fac. Spec. - SO2 Rate Annual v3.1, Unit 1719 and retrofits | 311 | 7287 | Rate Constraint in lbs/MMBtu | FALSE | L | Annual | Qualifying Generation | TWh | 0.92358 | 0.77036 | 0.49581 | 0 | 0 | 0 | 0
CT Fac. Spec. - SO2 Rate Annual v3.1, Unit 1719 and retrofits | 311 | 7287 | Rate Constraint in lbs/MMBtu | FALSE | L | Annual | Rate | lb/MWh | 0 | 0 | 0 | 0 | 0 | 0 | 0
CT Fac. Spec. - SO2 Rate Annual v3.1, Unit 1719 and retrofits | 311 | 7287 | Rate Constraint in lbs/MMBtu | FALSE | L | Annual | Constraint Shadow Price | US2022$/Ton | 0 | 0 | 0 | 0 | 0 | 0 | 0
CT Fac. Spec. - SO2 Rate Annual v3.1, Unit 1720 and retrofits | 312 | 7287 | Rate Constraint in lbs/MMBtu | FALSE | L | Annual | Seasons Included | Seasons | Winter, Spring, Summer, Fall | Winter, Spring, Summer, Fall | Winter, Spring, Summer, Fall | Winter, Spring, Summer, Fall | Winter, Spring, Summer, Fall | Winter, Spring, Summer, Fall | Winter, Spring, Summer, Fall
CT Fac. Spec. - SO2 Rate Annual v3.1, Unit 1720 and retrofits | 312 | 7287 | Rate Constraint in lbs/MMBtu | FALSE | L | Annual | Standard SO2 | lb/MMBtu | 0.33 | 0.33 | 0.33 | 0.33 | 0.33 | 0.33 | 0.33
CT Fac. Spec. - SO2 Rate Annual v3.1, Unit 1720 and retrofits | 312 | 7287 | Rate Constraint in lbs/MMBtu | FALSE | L | Annual | Emissions at Affected Plants SO2 | Thousand Tons | 0 | 0 | 0 | 0 | 0 | 0 | 0
CT Fac. Spec. - SO2 Rate Annual v3.1, Unit 1720 and retrofits | 312 | 7287 | Rate Constraint in lbs/MMBtu | FALSE | L | Annual | Allowances Purchased SO2 | Thousand Tons | 0 | 0 | 0 | 0 | 0 | 0 | 0
CT Fac. Spec. - SO2 Rate Annual v3.1, Unit 1720 and retrofits | 312 | 7287 | Rate Constraint in lbs/MMBtu | FALSE | L | Annual | Allowances Sold SO2 | Thousand Tons | 0 | 0 | 0 | 0 | 0 | 0 | 0
CT Fac. Spec. - SO2 Rate Annual v3.1, Unit 1720 and retrofits | 312 | 7287 | Rate Constraint in lbs/MMBtu | FALSE | L | Annual | Allowances Banked | Thousand Tons | 0 | 0 | 0 | 0 | 0 | 0 | 0
CT Fac. Spec. - SO2 Rate Annual v3.1, Unit 1720 and retrofits | 312 | 7287 | Rate Constraint in lbs/MMBtu | FALSE | L | Annual | Allowances Withdrawn (1:1) | Thousand Tons | 0 | 0 | 0 | 0 | 0 | 0 | 0
CT Fac. Spec. - SO2 Rate Annual v3.1, Unit 1720 and retrofits | 312 | 7287 | Rate Constraint in lbs/MMBtu | FALSE | L | Annual | Allowances Withdrawn (n:1) | Thousand Tons | 0 | 0 | 0 | 0 | 0 | 0 | 0
CT Fac. Spec. - SO2 Rate Annual v3.1, Unit 1720 and retrofits | 312 | 7287 | Rate Constraint in lbs/MMBtu | FALSE | L | Annual | Net Emissions Allowance Position | Thousand Tons | 0 | 0 | 0 | 0 | 0 | 0 | 0
CT Fac. Spec. - SO2 Rate Annual v3.1, Unit 1720 and retrofits | 312 | 7287 | Rate Constraint in lbs/MMBtu | FALSE | L | Annual | Fuel Consumed | TBtu | 2.0877 | 0.64605 | 2.1893 | 0 | 0 | 0 | 0
CT Fac. Spec. - SO2 Rate Annual v3.1, Unit 1720 and retrofits | 312 | 7287 | Rate Constraint in lbs/MMBtu | FALSE | L | Annual | Rate | lb/MMBtu | 0 | 0 | 0 | 0 | 0 | 0 | 0
CT Fac. Spec. - SO2 Rate Annual v3.1, Unit 1720 and retrofits | 312 | 7287 | Rate Constraint in lbs/MMBtu | FALSE | L | Annual | Generation | TWh | 0.28167 | 0.087162 | 0.29537 | 0 | 0 | 0 | 0
CT Fac. Spec. - SO2 Rate Annual v3.1, Unit 1720 and retrofits | 312 | 7287 | Rate Constraint in lbs/MMBtu | FALSE | L | Annual | Qualifying Generation | TWh | 0.28167 | 0.087162 | 0.29537 | 0 | 0 | 0 | 0
CT Fac. Spec. - SO2 Rate Annual v3.1, Unit 1720 and retrofits | 312 | 7287 | Rate Constraint in lbs/MMBtu | FALSE | L | Annual | Rate | lb/MWh | 0 | 0 | 0 | 0 | 0 | 0 | 0
CT Fac. Spec. - SO2 Rate Annual v3.1, Unit 1720 and retrofits | 312 | 7287 | Rate Constraint in lbs/MMBtu | FALSE | L | Annual | Constraint Shadow Price | US2022$/Ton | 0 | 0 | 0 | 0 | 0 | 0 | 0
CT Fac. Spec. - SO2 Rate Annual v3.1, Unit 1721 and retrofits | 313 | 7287 | Rate Constraint in lbs/MMBtu | FALSE | L | Annual | Seasons Included | Seasons | Winter, Spring, Summer, Fall | Winter, Spring, Summer, Fall | Winter, Spring, Summer, Fall | Winter, Spring, Summer, Fall | Winter, Spring, Summer, Fall | Winter, Spring, Summer, Fall | Winter, Spring, Summer, Fall
CT Fac. Spec. - SO2 Rate Annual v3.1, Unit 1721 and retrofits | 313 | 7287 | Rate Constraint in lbs/MMBtu | FALSE | L | Annual | Standard SO2 | lb/MMBtu | 0.33 | 0.33 | 0.33 | 0.33 | 0.33 | 0.33 | 0.33
CT Fac. Spec. - SO2 Rate Annual v3.1, Unit 1721 and retrofits | 313 | 7287 | Rate Constraint in lbs/MMBtu | FALSE | L | Annual | Emissions at Affected Plants SO2 | Thousand Tons | 0 | 0 | 0 | 0 | 0 | 0 | 0
CT Fac. Spec. - SO2 Rate Annual v3.1, Unit 1721 and retrofits | 313 | 7287 | Rate Constraint in lbs/MMBtu | FALSE | L | Annual | Allowances Purchased SO2 | Thousand Tons | 0 | 0 | 0 | 0 | 0 | 0 | 0
CT Fac. Spec. - SO2 Rate Annual v3.1, Unit 1721 and retrofits | 313 | 7287 | Rate Constraint in lbs/MMBtu | FALSE | L | Annual | Allowances Sold SO2 | Thousand Tons | 0 | 0 | 0 | 0 | 0 | 0 | 0
CT Fac. Spec. - SO2 Rate Annual v3.1, Unit 1721 and retrofits | 313 | 7287 | Rate Constraint in lbs/MMBtu | FALSE | L | Annual | Allowances Banked | Thousand Tons | 0 | 0 | 0 | 0 | 0 | 0 | 0
CT Fac. Spec. - SO2 Rate Annual v3.1, Unit 1721 and retrofits | 313 | 7287 | Rate Constraint in lbs/MMBtu | FALSE | L | Annual | Allowances Withdrawn (1:1) | Thousand Tons | 0 | 0 | 0 | 0 | 0 | 0 | 0
CT Fac. Spec. - SO2 Rate Annual v3.1, Unit 1721 and retrofits | 313 | 7287 | Rate Constraint in lbs/MMBtu | FALSE | L | Annual | Allowances Withdrawn (n:1) | Thousand Tons | 0 | 0 | 0 | 0 | 0 | 0 | 0
CT Fac. Spec. - SO2 Rate Annual v3.1, Unit 1721 and retrofits | 313 | 7287 | Rate Constraint in lbs/MMBtu | FALSE | L | Annual | Net Emissions Allowance Position | Thousand Tons | 0 | 0 | 0 | 0 | 0 | 0 | 0
CT Fac. Spec. - SO2 Rate Annual v3.1, Unit 1721 and retrofits | 313 | 7287 | Rate Constraint in lbs/MMBtu | FALSE | L | Annual | Fuel Consumed | TBtu | 1.7067 | 0.63727 | 2.0965 | 0 | 0 | 0 | 0
CT Fac. Spec. - SO2 Rate Annual v3.1, Unit 1721 and retrofits | 313 | 7287 | Rate Constraint in lbs/MMBtu | FALSE | L | Annual | Rate | lb/MMBtu | 0 | 0 | 0 | 0 | 0 | 0 | 0
CT Fac. Spec. - SO2 Rate Annual v3.1, Unit 1721 and retrofits | 313 | 7287 | Rate Constraint in lbs/MMBtu | FALSE | L | Annual | Generation | TWh | 0.22957 | 0.085724 | 0.28201 | 0 | 0 | 0 | 0
CT Fac. Spec. - SO2 Rate Annual v3.1, Unit 1721 and retrofits | 313 | 7287 | Rate Constraint in lbs/MMBtu | FALSE | L | Annual | Qualifying Generation | TWh | 0.22957 | 0.085724 | 0.28201 | 0 | 0 | 0 | 0
CT Fac. Spec. - SO2 Rate Annual v3.1, Unit 1721 and retrofits | 313 | 7287 | Rate Constraint in lbs/MMBtu | FALSE | L | Annual | Rate | lb/MWh | 0 | 0 | 0 | 0 | 0 | 0 | 0
CT Fac. Spec. - SO2 Rate Annual v3.1, Unit 1721 and retrofits | 313 | 7287 | Rate Constraint in lbs/MMBtu | FALSE | L | Annual | Constraint Shadow Price | US2022$/Ton | 0 | 0 | 0 | 0 | 0 | 0 | 0
CT Fac. Spec. - SO2 Rate Annual v3.1, Unit 1722 and retrofits | 314 | 7287 | Rate Constraint in lbs/MMBtu | FALSE | L | Annual | Seasons Included | Seasons | Winter, Spring, Summer, Fall | Winter, Spring, Summer, Fall | Winter, Spring, Summer, Fall | Winter, Spring, Summer, Fall | Winter, Spring, Summer, Fall | Winter, Spring, Summer, Fall | Winter, Spring, Summer, Fall
CT Fac. Spec. - SO2 Rate Annual v3.1, Unit 1722 and retrofits | 314 | 7287 | Rate Constraint in lbs/MMBtu | FALSE | L | Annual | Standard SO2 | lb/MMBtu | 0.33 | 0.33 | 0.33 | 0.33 | 0.33 | 0.33 | 0.33
CT Fac. Spec. - SO2 Rate Annual v3.1, Unit 1722 and retrofits | 314 | 7287 | Rate Constraint in lbs/MMBtu | FALSE | L | Annual | Emissions at Affected Plants SO2 | Thousand Tons | 0 | 0 | 0 | 0 | 0 | 0 | 0
CT Fac. Spec. - SO2 Rate Annual v3.1, Unit 1722 and retrofits | 314 | 7287 | Rate Constraint in lbs/MMBtu | FALSE | L | Annual | Allowances Purchased SO2 | Thousand Tons | 0 | 0 | 0 | 0 | 0 | 0 | 0
CT Fac. Spec. - SO2 Rate Annual v3.1, Unit 1722 and retrofits | 314 | 7287 | Rate Constraint in lbs/MMBtu | FALSE | L | Annual | Allowances Sold SO2 | Thousand Tons | 0 | 0 | 0 | 0 | 0 | 0 | 0
CT Fac. Spec. - SO2 Rate Annual v3.1, Unit 1722 and retrofits | 314 | 7287 | Rate Constraint in lbs/MMBtu | FALSE | L | Annual | Allowances Banked | Thousand Tons | 0 | 0 | 0 | 0 | 0 | 0 | 0
CT Fac. Spec. - SO2 Rate Annual v3.1, Unit 1722 and retrofits | 314 | 7287 | Rate Constraint in lbs/MMBtu | FALSE | L | Annual | Allowances Withdrawn (1:1) | Thousand Tons | 0 | 0 | 0 | 0 | 0 | 0 | 0
CT Fac. Spec. - SO2 Rate Annual v3.1, Unit 1722 and retrofits | 314 | 7287 | Rate Constraint in lbs/MMBtu | FALSE | L | Annual | Allowances Withdrawn (n:1) | Thousand Tons | 0 | 0 | 0 | 0 | 0 | 0 | 0
CT Fac. Spec. - SO2 Rate Annual v3.1, Unit 1722 and retrofits | 314 | 7287 | Rate Constraint in lbs/MMBtu | FALSE | L | Annual | Net Emissions Allowance Position | Thousand Tons | 0 | 0 | 0 | 0 | 0 | 0 | 0
CT Fac. Spec. - SO2 Rate Annual v3.1, Unit 1722 and retrofits | 314 | 7287 | Rate Constraint in lbs/MMBtu | FALSE | L | Annual | Fuel Consumed | TBtu | 2.0889 | 0.89741 | 2.148 | 0 | 0 | 0 | 0
CT Fac. Spec. - SO2 Rate Annual v3.1, Unit 1722 and retrofits | 314 | 7287 | Rate Constraint in lbs/MMBtu | FALSE | L | Annual | Rate | lb/MMBtu | 0 | 0 | 0 | 0 | 0 | 0 | 0
CT Fac. Spec. - SO2 Rate Annual v3.1, Unit 1722 and retrofits | 314 | 7287 | Rate Constraint in lbs/MMBtu | FALSE | L | Annual | Generation | TWh | 0.28198 | 0.12114 | 0.28996 | 0 | 0 | 0 | 0
CT Fac. Spec. - SO2 Rate Annual v3.1, Unit 1722 and retrofits | 314 | 7287 | Rate Constraint in lbs/MMBtu | FALSE | L | Annual | Qualifying Generation | TWh | 0.28198 | 0.12114 | 0.28996 | 0 | 0 | 0 | 0
CT Fac. Spec. - SO2 Rate Annual v3.1, Unit 1722 and retrofits | 314 | 7287 | Rate Constraint in lbs/MMBtu | FALSE | L | Annual | Rate | lb/MWh | 0 | 0 | 0 | 0 | 0 | 0 | 0
CT Fac. Spec. - SO2 Rate Annual v3.1, Unit 1722 and retrofits | 314 | 7287 | Rate Constraint in lbs/MMBtu | FALSE | L | Annual | Constraint Shadow Price | US2022$/Ton | 0 | 0 | 0 | 0 | 0 | 0 | 0
CT Fac. Spec. - SO2 Rate Annual v3.1, Unit 1723 and retrofits | 315 | 7287 | Rate Constraint in lbs/MMBtu | FALSE | L | Annual | Seasons Included | Seasons | Winter, Spring, Summer, Fall | Winter, Spring, Summer, Fall | Winter, Spring, Summer, Fall | Winter, Spring, Summer, Fall | Winter, Spring, Summer, Fall | Winter, Spring, Summer, Fall | Winter, Spring, Summer, Fall
CT Fac. Spec. - SO2 Rate Annual v3.1, Unit 1723 and retrofits | 315 | 7287 | Rate Constraint in lbs/MMBtu | FALSE | L | Annual | Standard SO2 | lb/MMBtu | 0.33 | 0.33 | 0.33 | 0.33 | 0.33 | 0.33 | 0.33
CT Fac. Spec. - SO2 Rate Annual v3.1, Unit 1723 and retrofits | 315 | 7287 | Rate Constraint in lbs/MMBtu | FALSE | L | Annual | Emissions at Affected Plants SO2 | Thousand Tons | 0 | 0 | 0 | 0 | 0 | 0 | 0
CT Fac. Spec. - SO2 Rate Annual v3.1, Unit 1723 and retrofits | 315 | 7287 | Rate Constraint in lbs/MMBtu | FALSE | L | Annual | Allowances Purchased SO2 | Thousand Tons | 0 | 0 | 0 | 0 | 0 | 0 | 0
CT Fac. Spec. - SO2 Rate Annual v3.1, Unit 1723 and retrofits | 315 | 7287 | Rate Constraint in lbs/MMBtu | FALSE | L | Annual | Allowances Sold SO2 | Thousand Tons | 0 | 0 | 0 | 0 | 0 | 0 | 0
CT Fac. Spec. - SO2 Rate Annual v3.1, Unit 1723 and retrofits | 315 | 7287 | Rate Constraint in lbs/MMBtu | FALSE | L | Annual | Allowances Banked | Thousand Tons | 0 | 0 | 0 | 0 | 0 | 0 | 0
CT Fac. Spec. - SO2 Rate Annual v3.1, Unit 1723 and retrofits | 315 | 7287 | Rate Constraint in lbs/MMBtu | FALSE | L | Annual | Allowances Withdrawn (1:1) | Thousand Tons | 0 | 0 | 0 | 0 | 0 | 0 | 0
CT Fac. Spec. - SO2 Rate Annual v3.1, Unit 1723 and retrofits | 315 | 7287 | Rate Constraint in lbs/MMBtu | FALSE | L | Annual | Allowances Withdrawn (n:1) | Thousand Tons | 0 | 0 | 0 | 0 | 0 | 0 | 0
CT Fac. Spec. - SO2 Rate Annual v3.1, Unit 1723 and retrofits | 315 | 7287 | Rate Constraint in lbs/MMBtu | FALSE | L | Annual | Net Emissions Allowance Position | Thousand Tons | 0 | 0 | 0 | 0 | 0 | 0 | 0
CT Fac. Spec. - SO2 Rate Annual v3.1, Unit 1723 and retrofits | 315 | 7287 | Rate Constraint in lbs/MMBtu | FALSE | L | Annual | Fuel Consumed | TBtu | 3.8641 | 3.0942 | 2.2078 | 0 | 0 | 0 | 0
CT Fac. Spec. - SO2 Rate Annual v3.1, Unit 1723 and retrofits | 315 | 7287 | Rate Constraint in lbs/MMBtu | FALSE | L | Annual | Rate | lb/MMBtu | 0 | 0 | 0 | 0 | 0 | 0 | 0
CT Fac. Spec. - SO2 Rate Annual v3.1, Unit 1723 and retrofits | 315 | 7287 | Rate Constraint in lbs/MMBtu | FALSE | L | Annual | Generation | TWh | 0.52666 | 0.42173 | 0.30092 | 0 | 0 | 0 | 0
CT Fac. Spec. - SO2 Rate Annual v3.1, Unit 1723 and retrofits | 315 | 7287 | Rate Constraint in lbs/MMBtu | FALSE | L | Annual | Qualifying Generation | TWh | 0.52666 | 0.42173 | 0.30092 | 0 | 0 | 0 | 0
CT Fac. Spec. - SO2 Rate Annual v3.1, Unit 1723 and retrofits | 315 | 7287 | Rate Constraint in lbs/MMBtu | FALSE | L | Annual | Rate | lb/MWh | 0 | 0 | 0 | 0 | 0 | 0 | 0
CT Fac. Spec. - SO2 Rate Annual v3.1, Unit 1723 and retrofits | 315 | 7287 | Rate Constraint in lbs/MMBtu | FALSE | L | Annual | Constraint Shadow Price | US2022$/Ton | 0 | 0 | 0 | 0 | 0 | 0 | 0
CT Fac. Spec. - SO2 Rate Annual v3.1, Unit 1724 and retrofits | 316 | 7287 | Rate Constraint in lbs/MMBtu | FALSE | L | Annual | Seasons Included | Seasons | Winter, Spring, Summer, Fall | Winter, Spring, Summer, Fall | Winter, Spring, Summer, Fall | Winter, Spring, Summer, Fall | Winter, Spring, Summer, Fall | Winter, Spring, Summer, Fall | Winter, Spring, Summer, Fall
CT Fac. Spec. - SO2 Rate Annual v3.1, Unit 1724 and retrofits | 316 | 7287 | Rate Constraint in lbs/MMBtu | FALSE | L | Annual | Standard SO2 | lb/MMBtu | 0.33 | 0.33 | 0.33 | 0.33 | 0.33 | 0.33 | 0.33
CT Fac. Spec. - SO2 Rate Annual v3.1, Unit 1724 and retrofits | 316 | 7287 | Rate Constraint in lbs/MMBtu | FALSE | L | Annual | Emissions at Affected Plants SO2 | Thousand Tons | 0 | 0 | 0 | 0 | 0 | 0 | 0
CT Fac. Spec. - SO2 Rate Annual v3.1, Unit 1724 and retrofits | 316 | 7287 | Rate Constraint in lbs/MMBtu | FALSE | L | Annual | Allowances Purchased SO2 | Thousand Tons | 0 | 0 | 0 | 0 | 0 | 0 | 0
CT Fac. Spec. - SO2 Rate Annual v3.1, Unit 1724 and retrofits | 316 | 7287 | Rate Constraint in lbs/MMBtu | FALSE | L | Annual | Allowances Sold SO2 | Thousand Tons | 0 | 0 | 0 | 0 | 0 | 0 | 0
CT Fac. Spec. - SO2 Rate Annual v3.1, Unit 1724 and retrofits | 316 | 7287 | Rate Constraint in lbs/MMBtu | FALSE | L | Annual | Allowances Banked | Thousand Tons | 0 | 0 | 0 | 0 | 0 | 0 | 0
CT Fac. Spec. - SO2 Rate Annual v3.1, Unit 1724 and retrofits | 316 | 7287 | Rate Constraint in lbs/MMBtu | FALSE | L | Annual | Allowances Withdrawn (1:1) | Thousand Tons | 0 | 0 | 0 | 0 | 0 | 0 | 0
CT Fac. Spec. - SO2 Rate Annual v3.1, Unit 1724 and retrofits | 316 | 7287 | Rate Constraint in lbs/MMBtu | FALSE | L | Annual | Allowances Withdrawn (n:1) | Thousand Tons | 0 | 0 | 0 | 0 | 0 | 0 | 0
CT Fac. Spec. - SO2 Rate Annual v3.1, Unit 1724 and retrofits | 316 | 7287 | Rate Constraint in lbs/MMBtu | FALSE | L | Annual | Net Emissions Allowance Position | Thousand Tons | 0 | 0 | 0 | 0 | 0 | 0 | 0
CT Fac. Spec. - SO2 Rate Annual v3.1, Unit 1724 and retrofits | 316 | 7287 | Rate Constraint in lbs/MMBtu | FALSE | L | Annual | Fuel Consumed | TBtu | 5.5531 | 3.667 | 2.4351 | 0 | 0 | 0 | 0
CT Fac. Spec. - SO2 Rate Annual v3.1, Unit 1724 and retrofits | 316 | 7287 | Rate Constraint in lbs/MMBtu | FALSE | L | Annual | Rate | lb/MMBtu | 0 | 0 | 0 | 0 | 0 | 0 | 0
CT Fac. Spec. - SO2 Rate Annual v3.1, Unit 1724 and retrofits | 316 | 7287 | Rate Constraint in lbs/MMBtu | FALSE | L | Annual | Generation | TWh | 0.75779 | 0.50041 | 0.3323 | 0 | 0 | 0 | 0
CT Fac. Spec. - SO2 Rate Annual v3.1, Unit 1724 and retrofits | 316 | 7287 | Rate Constraint in lbs/MMBtu | FALSE | L | Annual | Qualifying Generation | TWh | 0.75779 | 0.50041 | 0.3323 | 0 | 0 | 0 | 0
CT Fac. Spec. - SO2 Rate Annual v3.1, Unit 1724 and retrofits | 316 | 7287 | Rate Constraint in lbs/MMBtu | FALSE | L | Annual | Rate | lb/MWh | 0 | 0 | 0 | 0 | 0 | 0 | 0
CT Fac. Spec. - SO2 Rate Annual v3.1, Unit 1724 and retrofits | 316 | 7287 | Rate Constraint in lbs/MMBtu | FALSE | L | Annual | Constraint Shadow Price | US2022$/Ton | 0 | 0 | 0 | 0 | 0 | 0 | 0
CT Fac. Spec. - SO2 Rate Annual v3.1, Unit 1725 and retrofits | 317 | 7287 | Rate Constraint in lbs/MMBtu | FALSE | L | Annual | Seasons Included | Seasons | Winter, Spring, Summer, Fall | Winter, Spring, Summer, Fall | Winter, Spring, Summer, Fall | Winter, Spring, Summer, Fall | Winter, Spring, Summer, Fall | Winter, Spring, Summer, Fall | Winter, Spring, Summer, Fall
CT Fac. Spec. - SO2 Rate Annual v3.1, Unit 1725 and retrofits | 317 | 7287 | Rate Constraint in lbs/MMBtu | FALSE | L | Annual | Standard SO2 | lb/MMBtu | 0.33 | 0.33 | 0.33 | 0.33 | 0.33 | 0.33 | 0.33
CT Fac. Spec. - SO2 Rate Annual v3.1, Unit 1725 and retrofits | 317 | 7287 | Rate Constraint in lbs/MMBtu | FALSE | L | Annual | Emissions at Affected Plants SO2 | Thousand Tons | 0 | 0 | 0 | 0 | 0 | 0 | 0
CT Fac. Spec. - SO2 Rate Annual v3.1, Unit 1725 and retrofits | 317 | 7287 | Rate Constraint in lbs/MMBtu | FALSE | L | Annual | Allowances Purchased SO2 | Thousand Tons | 0 | 0 | 0 | 0 | 0 | 0 | 0
CT Fac. Spec. - SO2 Rate Annual v3.1, Unit 1725 and retrofits | 317 | 7287 | Rate Constraint in lbs/MMBtu | FALSE | L | Annual | Allowances Sold SO2 | Thousand Tons | 0 | 0 | 0 | 0 | 0 | 0 | 0
CT Fac. Spec. - SO2 Rate Annual v3.1, Unit 1725 and retrofits | 317 | 7287 | Rate Constraint in lbs/MMBtu | FALSE | L | Annual | Allowances Banked | Thousand Tons | 0 | 0 | 0 | 0 | 0 | 0 | 0
CT Fac. Spec. - SO2 Rate Annual v3.1, Unit 1725 and retrofits | 317 | 7287 | Rate Constraint in lbs/MMBtu | FALSE | L | Annual | Allowances Withdrawn (1:1) | Thousand Tons | 0 | 0 | 0 | 0 | 0 | 0 | 0
CT Fac. Spec. - SO2 Rate Annual v3.1, Unit 1725 and retrofits | 317 | 7287 | Rate Constraint in lbs/MMBtu | FALSE | L | Annual | Allowances Withdrawn (n:1) | Thousand Tons | 0 | 0 | 0 | 0 | 0 | 0 | 0
CT Fac. Spec. - SO2 Rate Annual v3.1, Unit 1725 and retrofits | 317 | 7287 | Rate Constraint in lbs/MMBtu | FALSE | L | Annual | Net Emissions Allowance Position | Thousand Tons | 0 | 0 | 0 | 0 | 0 | 0 | 0
CT Fac. Spec. - SO2 Rate Annual v3.1, Unit 1725 and retrofits | 317 | 7287 | Rate Constraint in lbs/MMBtu | FALSE | L | Annual | Fuel Consumed | TBtu | 12.798 | 12.7765 | 10.0474 | 0 | 0 | 0 | 0
CT Fac. Spec. - SO2 Rate Annual v3.1, Unit 1725 and retrofits | 317 | 7287 | Rate Constraint in lbs/MMBtu | FALSE | L | Annual | Rate | lb/MMBtu | 0 | 0 | 0 | 0 | 0 | 0 | 0
CT Fac. Spec. - SO2 Rate Annual v3.1, Unit 1725 and retrofits | 317 | 7287 | Rate Constraint in lbs/MMBtu | FALSE | L | Annual | Generation | TWh | 1.8153 | 1.8123 | 1.4252 | 0 | 0 | 0 | 0
CT Fac. Spec. - SO2 Rate Annual v3.1, Unit 1725 and retrofits | 317 | 7287 | Rate Constraint in lbs/MMBtu | FALSE | L | Annual | Qualifying Generation | TWh | 1.8153 | 1.8123 | 1.4252 | 0 | 0 | 0 | 0
CT Fac. Spec. - SO2 Rate Annual v3.1, Unit 1725 and retrofits | 317 | 7287 | Rate Constraint in lbs/MMBtu | FALSE | L | Annual | Rate | lb/MWh | 0 | 0 | 0 | 0 | 0 | 0 | 0
CT Fac. Spec. - SO2 Rate Annual v3.1, Unit 1725 and retrofits | 317 | 7287 | Rate Constraint in lbs/MMBtu | FALSE | L | Annual | Constraint Shadow Price | US2022$/Ton | 0 | 0 | 0 | 0 | 0 | 0 | 0
CT Fac. Spec. - SO2 Rate Annual v3.1, Unit 1726 and retrofits | 318 | 7287 | Rate Constraint in lbs/MMBtu | FALSE | L | Annual | Seasons Included | Seasons | Winter, Spring, Summer, Fall | Winter, Spring, Summer, Fall | Winter, Spring, Summer, Fall | Winter, Spring, Summer, Fall | Winter, Spring, Summer, Fall | Winter, Spring, Summer, Fall | Winter, Spring, Summer, Fall
CT Fac. Spec. - SO2 Rate Annual v3.1, Unit 1726 and retrofits | 318 | 7287 | Rate Constraint in lbs/MMBtu | FALSE | L | Annual | Standard SO2 | lb/MMBtu | 0.33 | 0.33 | 0.33 | 0.33 | 0.33 | 0.33 | 0.33
CT Fac. Spec. - SO2 Rate Annual v3.1, Unit 1726 and retrofits | 318 | 7287 | Rate Constraint in lbs/MMBtu | FALSE | L | Annual | Emissions at Affected Plants SO2 | Thousand Tons | 0 | 0 | 0 | 0 | 0 | 0 | 0
CT Fac. Spec. - SO2 Rate Annual v3.1, Unit 1726 and retrofits | 318 | 7287 | Rate Constraint in lbs/MMBtu | FALSE | L | Annual | Allowances Purchased SO2 | Thousand Tons | 0 | 0 | 0 | 0 | 0 | 0 | 0
CT Fac. Spec. - SO2 Rate Annual v3.1, Unit 1726 and retrofits | 318 | 7287 | Rate Constraint in lbs/MMBtu | FALSE | L | Annual | Allowances Sold SO2 | Thousand Tons | 0 | 0 | 0 | 0 | 0 | 0 | 0
CT Fac. Spec. - SO2 Rate Annual v3.1, Unit 1726 and retrofits | 318 | 7287 | Rate Constraint in lbs/MMBtu | FALSE | L | Annual | Allowances Banked | Thousand Tons | 0 | 0 | 0 | 0 | 0 | 0 | 0
CT Fac. Spec. - SO2 Rate Annual v3.1, Unit 1726 and retrofits | 318 | 7287 | Rate Constraint in lbs/MMBtu | FALSE | L | Annual | Allowances Withdrawn (1:1) | Thousand Tons | 0 | 0 | 0 | 0 | 0 | 0 | 0
CT Fac. Spec. - SO2 Rate Annual v3.1, Unit 1726 and retrofits | 318 | 7287 | Rate Constraint in lbs/MMBtu | FALSE | L | Annual | Allowances Withdrawn (n:1) | Thousand Tons | 0 | 0 | 0 | 0 | 0 | 0 | 0
CT Fac. Spec. - SO2 Rate Annual v3.1, Unit 1726 and retrofits | 318 | 7287 | Rate Constraint in lbs/MMBtu | FALSE | L | Annual | Net Emissions Allowance Position | Thousand Tons | 0 | 0 | 0 | 0 | 0 | 0 | 0
CT Fac. Spec. - SO2 Rate Annual v3.1, Unit 1726 and retrofits | 318 | 7287 | Rate Constraint in lbs/MMBtu | FALSE | L | Annual | Fuel Consumed | TBtu | 5.7853 | 5.7103 | 3.1789 | 0 | 0 | 0 | 0
CT Fac. Spec. - SO2 Rate Annual v3.1, Unit 1726 and retrofits | 318 | 7287 | Rate Constraint in lbs/MMBtu | FALSE | L | Annual | Rate | lb/MMBtu | 0 | 0 | 0 | 0 | 0 | 0 | 0
CT Fac. Spec. - SO2 Rate Annual v3.1, Unit 1726 and retrofits | 318 | 7287 | Rate Constraint in lbs/MMBtu | FALSE | L | Annual | Generation | TWh | 0.82061 | 0.80998 | 0.45091 | 0 | 0 | 0 | 0
CT Fac. Spec. - SO2 Rate Annual v3.1, Unit 1726 and retrofits | 318 | 7287 | Rate Constraint in lbs/MMBtu | FALSE | L | Annual | Qualifying Generation | TWh | 0.82061 | 0.80998 | 0.45091 | 0 | 0 | 0 | 0
CT Fac. Spec. - SO2 Rate Annual v3.1, Unit 1726 and retrofits | 318 | 7287 | Rate Constraint in lbs/MMBtu | FALSE | L | Annual | Rate | lb/MWh | 0 | 0 | 0 | 0 | 0 | 0 | 0
CT Fac. Spec. - SO2 Rate Annual v3.1, Unit 1726 and retrofits | 318 | 7287 | Rate Constraint in lbs/MMBtu | FALSE | L | Annual | Constraint Shadow Price | US2022$/Ton | 0 | 0 | 0 | 0 | 0 | 0 | 0
CT Fac. Spec. - SO2 Rate Annual v3.1, Unit 1730 and retrofits | 319 | 7287 | Rate Constraint in lbs/MMBtu | FALSE | L | Annual | Seasons Included | Seasons | Winter, Spring, Summer, Fall | Winter, Spring, Summer, Fall | Winter, Spring, Summer, Fall | Winter, Spring, Summer, Fall | Winter, Spring, Summer, Fall | Winter, Spring, Summer, Fall | Winter, Spring, Summer, Fall
CT Fac. Spec. - SO2 Rate Annual v3.1, Unit 1730 and retrofits | 319 | 7287 | Rate Constraint in lbs/MMBtu | FALSE | L | Annual | Standard SO2 | lb/MMBtu | 0.33 | 0.33 | 0.33 | 0.33 | 0.33 | 0.33 | 0.33
CT Fac. Spec. - SO2 Rate Annual v3.1, Unit 1730 and retrofits | 319 | 7287 | Rate Constraint in lbs/MMBtu | FALSE | L | Annual | Emissions at Affected Plants SO2 | Thousand Tons | 0 | 0 | 0 | 0 | 0 | 0 | 0
CT Fac. Spec. - SO2 Rate Annual v3.1, Unit 1730 and retrofits | 319 | 7287 | Rate Constraint in lbs/MMBtu | FALSE | L | Annual | Allowances Purchased SO2 | Thousand Tons | 0 | 0 | 0 | 0 | 0 | 0 | 0
CT Fac. Spec. - SO2 Rate Annual v3.1, Unit 1730 and retrofits | 319 | 7287 | Rate Constraint in lbs/MMBtu | FALSE | L | Annual | Allowances Sold SO2 | Thousand Tons | 0 | 0 | 0 | 0 | 0 | 0 | 0
CT Fac. Spec. - SO2 Rate Annual v3.1, Unit 1730 and retrofits | 319 | 7287 | Rate Constraint in lbs/MMBtu | FALSE | L | Annual | Allowances Banked | Thousand Tons | 0 | 0 | 0 | 0 | 0 | 0 | 0
CT Fac. Spec. - SO2 Rate Annual v3.1, Unit 1730 and retrofits | 319 | 7287 | Rate Constraint in lbs/MMBtu | FALSE | L | Annual | Allowances Withdrawn (1:1) | Thousand Tons | 0 | 0 | 0 | 0 | 0 | 0 | 0
CT Fac. Spec. - SO2 Rate Annual v3.1, Unit 1730 and retrofits | 319 | 7287 | Rate Constraint in lbs/MMBtu | FALSE | L | Annual | Allowances Withdrawn (n:1) | Thousand Tons | 0 | 0 | 0 | 0 | 0 | 0 | 0
CT Fac. Spec. - SO2 Rate Annual v3.1, Unit 1730 and retrofits | 319 | 7287 | Rate Constraint in lbs/MMBtu | FALSE | L | Annual | Net Emissions Allowance Position | Thousand Tons | 0 | 0 | 0 | 0 | 0 | 0 | 0
CT Fac. Spec. - SO2 Rate Annual v3.1, Unit 1730 and retrofits | 319 | 7287 | Rate Constraint in lbs/MMBtu | FALSE | L | Annual | Fuel Consumed | TBtu | 6.6874 | 4.5663 | 1.9387 | 0 | 0 | 0 | 0
CT Fac. Spec. - SO2 Rate Annual v3.1, Unit 1730 and retrofits | 319 | 7287 | Rate Constraint in lbs/MMBtu | FALSE | L | Annual | Rate | lb/MMBtu | 0 | 0 | 0 | 0 | 0 | 0 | 0
CT Fac. Spec. - SO2 Rate Annual v3.1, Unit 1730 and retrofits | 319 | 7287 | Rate Constraint in lbs/MMBtu | FALSE | L | Annual | Generation | TWh | 0.93951 | 0.64152 | 0.27236 | 0 | 0 | 0 | 0
CT Fac. Spec. - SO2 Rate Annual v3.1, Unit 1730 and retrofits | 319 | 7287 | Rate Constraint in lbs/MMBtu | FALSE | L | Annual | Qualifying Generation | TWh | 0.93951 | 0.64152 | 0.27236 | 0 | 0 | 0 | 0
CT Fac. Spec. - SO2 Rate Annual v3.1, Unit 1730 and retrofits | 319 | 7287 | Rate Constraint in lbs/MMBtu | FALSE | L | Annual | Rate | lb/MWh | 0 | 0 | 0 | 0 | 0 | 0 | 0
CT Fac. Spec. - SO2 Rate Annual v3.1, Unit 1730 and retrofits | 319 | 7287 | Rate Constraint in lbs/MMBtu | FALSE | L | Annual | Constraint Shadow Price | US2022$/Ton | 0 | 0 | 0 | 0 | 0 | 0 | 0
CT Fac. Spec. - SO2 Rate Annual v3.1, Unit 1731 and retrofits | 320 | 7287 | Rate Constraint in lbs/MMBtu | FALSE | L | Annual | Seasons Included | Seasons | Winter, Spring, Summer, Fall | Winter, Spring, Summer, Fall | Winter, Spring, Summer, Fall | Winter, Spring, Summer, Fall | Winter, Spring, Summer, Fall | Winter, Spring, Summer, Fall | Winter, Spring, Summer, Fall
CT Fac. Spec. - SO2 Rate Annual v3.1, Unit 1731 and retrofits | 320 | 7287 | Rate Constraint in lbs/MMBtu | FALSE | L | Annual | Standard SO2 | lb/MMBtu | 0.33 | 0.33 | 0.33 | 0.33 | 0.33 | 0.33 | 0.33
CT Fac. Spec. - SO2 Rate Annual v3.1, Unit 1731 and retrofits | 320 | 7287 | Rate Constraint in lbs/MMBtu | FALSE | L | Annual | Emissions at Affected Plants SO2 | Thousand Tons | 0 | 0 | 0 | 0 | 0 | 0 | 0
CT Fac. Spec. - SO2 Rate Annual v3.1, Unit 1731 and retrofits | 320 | 7287 | Rate Constraint in lbs/MMBtu | FALSE | L | Annual | Allowances Purchased SO2 | Thousand Tons | 0 | 0 | 0 | 0 | 0 | 0 | 0
CT Fac. Spec. - SO2 Rate Annual v3.1, Unit 1731 and retrofits | 320 | 7287 | Rate Constraint in lbs/MMBtu | FALSE | L | Annual | Allowances Sold SO2 | Thousand Tons | 0 | 0 | 0 | 0 | 0 | 0 | 0
CT Fac. Spec. - SO2 Rate Annual v3.1, Unit 1731 and retrofits | 320 | 7287 | Rate Constraint in lbs/MMBtu | FALSE | L | Annual | Allowances Banked | Thousand Tons | 0 | 0 | 0 | 0 | 0 | 0 | 0
CT Fac. Spec. - SO2 Rate Annual v3.1, Unit 1731 and retrofits | 320 | 7287 | Rate Constraint in lbs/MMBtu | FALSE | L | Annual | Allowances Withdrawn (1:1) | Thousand Tons | 0 | 0 | 0 | 0 | 0 | 0 | 0
CT Fac. Spec. - SO2 Rate Annual v3.1, Unit 1731 and retrofits | 320 | 7287 | Rate Constraint in lbs/MMBtu | FALSE | L | Annual | Allowances Withdrawn (n:1) | Thousand Tons | 0 | 0 | 0 | 0 | 0 | 0 | 0
CT Fac. Spec. - SO2 Rate Annual v3.1, Unit 1731 and retrofits | 320 | 7287 | Rate Constraint in lbs/MMBtu | FALSE | L | Annual | Net Emissions Allowance Position | Thousand Tons | 0 | 0 | 0 | 0 | 0 | 0 | 0
CT Fac. Spec. - SO2 Rate Annual v3.1, Unit 1731 and retrofits | 320 | 7287 | Rate Constraint in lbs/MMBtu | FALSE | L | Annual | Fuel Consumed | TBtu | 6.2869 | 4.5663 | 1.6903 | 0 | 0 | 0 | 0
CT Fac. Spec. - SO2 Rate Annual v3.1, Unit 1731 and retrofits | 320 | 7287 | Rate Constraint in lbs/MMBtu | FALSE | L | Annual | Rate | lb/MMBtu | 0 | 0 | 0 | 0 | 0 | 0 | 0
CT Fac. Spec. - SO2 Rate Annual v3.1, Unit 1731 and retrofits | 320 | 7287 | Rate Constraint in lbs/MMBtu | FALSE | L | Annual | Generation | TWh | 0.88324 | 0.64152 | 0.23747 | 0 | 0 | 0 | 0
CT Fac. Spec. - SO2 Rate Annual v3.1, Unit 1731 and retrofits | 320 | 7287 | Rate Constraint in lbs/MMBtu | FALSE | L | Annual | Qualifying Generation | TWh | 0.88324 | 0.64152 | 0.23747 | 0 | 0 | 0 | 0
CT Fac. Spec. - SO2 Rate Annual v3.1, Unit 1731 and retrofits | 320 | 7287 | Rate Constraint in lbs/MMBtu | FALSE | L | Annual | Rate | lb/MWh | 0 | 0 | 0 | 0 | 0 | 0 | 0
CT Fac. Spec. - SO2 Rate Annual v3.1, Unit 1731 and retrofits | 320 | 7287 | Rate Constraint in lbs/MMBtu | FALSE | L | Annual | Constraint Shadow Price | US2022$/Ton | 0 | 0 | 0 | 0 | 0 | 0 | 0
CT Fac. Spec. - SO2 Rate Annual v3.1, Unit 1732 and retrofits | 321 | 7287 | Rate Constraint in lbs/MMBtu | FALSE | L | Annual | Seasons Included | Seasons | Winter, Spring, Summer, Fall | Winter, Spring, Summer, Fall | Winter, Spring, Summer, Fall | Winter, Spring, Summer, Fall | Winter, Spring, Summer, Fall | Winter, Spring, Summer, Fall | Winter, Spring, Summer, Fall
CT Fac. Spec. - SO2 Rate Annual v3.1, Unit 1732 and retrofits | 321 | 7287 | Rate Constraint in lbs/MMBtu | FALSE | L | Annual | Standard SO2 | lb/MMBtu | 0.33 | 0.33 | 0.33 | 0.33 | 0.33 | 0.33 | 0.33
CT Fac. Spec. - SO2 Rate Annual v3.1, Unit 1732 and retrofits | 321 | 7287 | Rate Constraint in lbs/MMBtu | FALSE | L | Annual | Emissions at Affected Plants SO2 | Thousand Tons | 0 | 0 | 0 | 0 | 0 | 0 | 0
CT Fac. Spec. - SO2 Rate Annual v3.1, Unit 1732 and retrofits | 321 | 7287 | Rate Constraint in lbs/MMBtu | FALSE | L | Annual | Allowances Purchased SO2 | Thousand Tons | 0 | 0 | 0 | 0 | 0 | 0 | 0
CT Fac. Spec. - SO2 Rate Annual v3.1, Unit 1732 and retrofits | 321 | 7287 | Rate Constraint in lbs/MMBtu | FALSE | L | Annual | Allowances Sold SO2 | Thousand Tons | 0 | 0 | 0 | 0 | 0 | 0 | 0
CT Fac. Spec. - SO2 Rate Annual v3.1, Unit 1732 and retrofits | 321 | 7287 | Rate Constraint in lbs/MMBtu | FALSE | L | Annual | Allowances Banked | Thousand Tons | 0 | 0 | 0 | 0 | 0 | 0 | 0
CT Fac. Spec. - SO2 Rate Annual v3.1, Unit 1732 and retrofits | 321 | 7287 | Rate Constraint in lbs/MMBtu | FALSE | L | Annual | Allowances Withdrawn (1:1) | Thousand Tons | 0 | 0 | 0 | 0 | 0 | 0 | 0
CT Fac. Spec. - SO2 Rate Annual v3.1, Unit 1732 and retrofits | 321 | 7287 | Rate Constraint in lbs/MMBtu | FALSE | L | Annual | Allowances Withdrawn (n:1) | Thousand Tons | 0 | 0 | 0 | 0 | 0 | 0 | 0
CT Fac. Spec. - SO2 Rate Annual v3.1, Unit 1732 and retrofits | 321 | 7287 | Rate Constraint in lbs/MMBtu | FALSE | L | Annual | Net Emissions Allowance Position | Thousand Tons | 0 | 0 | 0 | 0 | 0 | 0 | 0
CT Fac. Spec. - SO2 Rate Annual v3.1, Unit 1732 and retrofits | 321 | 7287 | Rate Constraint in lbs/MMBtu | FALSE | L | Annual | Fuel Consumed | TBtu | 9.0807 | 6.604 | 2.5326 | 0 | 0 | 0 | 0
CT Fac. Spec. - SO2 Rate Annual v3.1, Unit 1732 and retrofits | 321 | 7287 | Rate Constraint in lbs/MMBtu | FALSE | L | Annual | Rate | lb/MMBtu | 0 | 0 | 0 | 0 | 0 | 0 | 0
CT Fac. Spec. - SO2 Rate Annual v3.1, Unit 1732 and retrofits | 321 | 7287 | Rate Constraint in lbs/MMBtu | FALSE | L | Annual | Generation | TWh | 1.2757 | 0.92779 | 0.3558 | 0 | 0 | 0 | 0
CT Fac. Spec. - SO2 Rate Annual v3.1, Unit 1732 and retrofits | 321 | 7287 | Rate Constraint in lbs/MMBtu | FALSE | L | Annual | Qualifying Generation | TWh | 1.2757 | 0.92779 | 0.3558 | 0 | 0 | 0 | 0
CT Fac. Spec. - SO2 Rate Annual v3.1, Unit 1732 and retrofits | 321 | 7287 | Rate Constraint in lbs/MMBtu | FALSE | L | Annual | Rate | lb/MWh | 0 | 0 | 0 | 0 | 0 | 0 | 0
CT Fac. Spec. - SO2 Rate Annual v3.1, Unit 1732 and retrofits | 321 | 7287 | Rate Constraint in lbs/MMBtu | FALSE | L | Annual | Constraint Shadow Price | US2022$/Ton | 0 | 0 | 0 | 0 | 0 | 0 | 0
CT Fac. Spec. - SO2 Rate Annual v3.1, Unit 1733 and retrofits | 322 | 7287 | Rate Constraint in lbs/MMBtu | FALSE | L | Annual | Seasons Included | Seasons | Winter, Spring, Summer, Fall | Winter, Spring, Summer, Fall | Winter, Spring, Summer, Fall | Winter, Spring, Summer, Fall | Winter, Spring, Summer, Fall | Winter, Spring, Summer, Fall | Winter, Spring, Summer, Fall
CT Fac. Spec. - SO2 Rate Annual v3.1, Unit 1733 and retrofits | 322 | 7287 | Rate Constraint in lbs/MMBtu | FALSE | L | Annual | Standard SO2 | lb/MMBtu | 0.33 | 0.33 | 0.33 | 0.33 | 0.33 | 0.33 | 0.33
CT Fac. Spec. - SO2 Rate Annual v3.1, Unit 1733 and retrofits | 322 | 7287 | Rate Constraint in lbs/MMBtu | FALSE | L | Annual | Emissions at Affected Plants SO2 | Thousand Tons | 0 | 0 | 0 | 0 | 0 | 0 | 0
CT Fac. Spec. - SO2 Rate Annual v3.1, Unit 1733 and retrofits | 322 | 7287 | Rate Constraint in lbs/MMBtu | FALSE | L | Annual | Allowances Purchased SO2 | Thousand Tons | 0 | 0 | 0 | 0 | 0 | 0 | 0
CT Fac. Spec. - SO2 Rate Annual v3.1, Unit 1733 and retrofits | 322 | 7287 | Rate Constraint in lbs/MMBtu | FALSE | L | Annual | Allowances Sold SO2 | Thousand Tons | 0 | 0 | 0 | 0 | 0 | 0 | 0
CT Fac. Spec. - SO2 Rate Annual v3.1, Unit 1733 and retrofits | 322 | 7287 | Rate Constraint in lbs/MMBtu | FALSE | L | Annual | Allowances Banked | Thousand Tons | 0 | 0 | 0 | 0 | 0 | 0 | 0
CT Fac. Spec. - SO2 Rate Annual v3.1, Unit 1733 and retrofits | 322 | 7287 | Rate Constraint in lbs/MMBtu | FALSE | L | Annual | Allowances Withdrawn (1:1) | Thousand Tons | 0 | 0 | 0 | 0 | 0 | 0 | 0
CT Fac. Spec. - SO2 Rate Annual v3.1, Unit 1733 and retrofits | 322 | 7287 | Rate Constraint in lbs/MMBtu | FALSE | L | Annual | Allowances Withdrawn (n:1) | Thousand Tons | 0 | 0 | 0 | 0 | 0 | 0 | 0
CT Fac. Spec. - SO2 Rate Annual v3.1, Unit 1733 and retrofits | 322 | 7287 | Rate Constraint in lbs/MMBtu | FALSE | L | Annual | Net Emissions Allowance Position | Thousand Tons | 0 | 0 | 0 | 0 | 0 | 0 | 0
CT Fac. Spec. - SO2 Rate Annual v3.1, Unit 1733 and retrofits | 322 | 7287 | Rate Constraint in lbs/MMBtu | FALSE | L | Annual | Fuel Consumed | TBtu | 9.8648 | 9.5776 | 9.6071 | 0 | 0.29866 | 0 | 0
CT Fac. Spec. - SO2 Rate Annual v3.1, Unit 1733 and retrofits | 322 | 7287 | Rate Constraint in lbs/MMBtu | FALSE | L | Annual | Rate | lb/MMBtu | 0 | 0 | 0 | 0 | 0 | 0 | 0
CT Fac. Spec. - SO2 Rate Annual v3.1, Unit 1733 and retrofits | 322 | 7287 | Rate Constraint in lbs/MMBtu | FALSE | L | Annual | Generation | TWh | 1.3993 | 1.3585 | 1.3627 | 0 | 0.042363 | 0 | 0
CT Fac. Spec. - SO2 Rate Annual v3.1, Unit 1733 and retrofits | 322 | 7287 | Rate Constraint in lbs/MMBtu | FALSE | L | Annual | Qualifying Generation | TWh | 1.3993 | 1.3585 | 1.3627 | 0 | 0.042363 | 0 | 0
CT Fac. Spec. - SO2 Rate Annual v3.1, Unit 1733 and retrofits | 322 | 7287 | Rate Constraint in lbs/MMBtu | FALSE | L | Annual | Rate | lb/MWh | 0 | 0 | 0 | 0 | 0 | 0 | 0
CT Fac. Spec. - SO2 Rate Annual v3.1, Unit 1733 and retrofits | 322 | 7287 | Rate Constraint in lbs/MMBtu | FALSE | L | Annual | Constraint Shadow Price | US2022$/Ton | 0 | 0 | 0 | 0 | 0 | 0 | 0
CT Fac. Spec. - SO2 Rate Annual v3.1, Unit 1734 and retrofits | 323 | 7287 | Rate Constraint in lbs/MMBtu | FALSE | L | Annual | Seasons Included | Seasons | Winter, Spring, Summer, Fall | Winter, Spring, Summer, Fall | Winter, Spring, Summer, Fall | Winter, Spring, Summer, Fall | Winter, Spring, Summer, Fall | Winter, Spring, Summer, Fall | Winter, Spring, Summer, Fall
CT Fac. Spec. - SO2 Rate Annual v3.1, Unit 1734 and retrofits | 323 | 7287 | Rate Constraint in lbs/MMBtu | FALSE | L | Annual | Standard SO2 | lb/MMBtu | 0.33 | 0.33 | 0.33 | 0.33 | 0.33 | 0.33 | 0.33
CT Fac. Spec. - SO2 Rate Annual v3.1, Unit 1734 and retrofits | 323 | 7287 | Rate Constraint in lbs/MMBtu | FALSE | L | Annual | Emissions at Affected Plants SO2 | Thousand Tons | 0 | 0 | 0 | 0 | 0 | 0 | 0
CT Fac. Spec. - SO2 Rate Annual v3.1, Unit 1734 and retrofits | 323 | 7287 | Rate Constraint in lbs/MMBtu | FALSE | L | Annual | Allowances Purchased SO2 | Thousand Tons | 0 | 0 | 0 | 0 | 0 | 0 | 0
CT Fac. Spec. - SO2 Rate Annual v3.1, Unit 1734 and retrofits | 323 | 7287 | Rate Constraint in lbs/MMBtu | FALSE | L | Annual | Allowances Sold SO2 | Thousand Tons | 0 | 0 | 0 | 0 | 0 | 0 | 0
CT Fac. Spec. - SO2 Rate Annual v3.1, Unit 1734 and retrofits | 323 | 7287 | Rate Constraint in lbs/MMBtu | FALSE | L | Annual | Allowances Banked | Thousand Tons | 0 | 0 | 0 | 0 | 0 | 0 | 0
CT Fac. Spec. - SO2 Rate Annual v3.1, Unit 1734 and retrofits | 323 | 7287 | Rate Constraint in lbs/MMBtu | FALSE | L | Annual | Allowances Withdrawn (1:1) | Thousand Tons | 0 | 0 | 0 | 0 | 0 | 0 | 0
CT Fac. Spec. - SO2 Rate Annual v3.1, Unit 1734 and retrofits | 323 | 7287 | Rate Constraint in lbs/MMBtu | FALSE | L | Annual | Allowances Withdrawn (n:1) | Thousand Tons | 0 | 0 | 0 | 0 | 0 | 0 | 0
CT Fac. Spec. - SO2 Rate Annual v3.1, Unit 1734 and retrofits | 323 | 7287 | Rate Constraint in lbs/MMBtu | FALSE | L | Annual | Net Emissions Allowance Position | Thousand Tons | 0 | 0 | 0 | 0 | 0 | 0 | 0
CT Fac. Spec. - SO2 Rate Annual v3.1, Unit 1734 and retrofits | 323 | 7287 | Rate Constraint in lbs/MMBtu | FALSE | L | Annual | Fuel Consumed | TBtu | 9.4226 | 9.3989 | 9.3293 | 0 | 0.14398 | 0 | 0
CT Fac. Spec. - SO2 Rate Annual v3.1, Unit 1734 and retrofits | 323 | 7287 | Rate Constraint in lbs/MMBtu | FALSE | L | Annual | Rate | lb/MMBtu | 0 | 0 | 0 | 0 | 0 | 0 | 0
CT Fac. Spec. - SO2 Rate Annual v3.1, Unit 1734 and retrofits | 323 | 7287 | Rate Constraint in lbs/MMBtu | FALSE | L | Annual | Generation | TWh | 1.3365 | 1.3332 | 1.3233 | 0 | 0.020423 | 0 | 0
CT Fac. Spec. - SO2 Rate Annual v3.1, Unit 1734 and retrofits | 323 | 7287 | Rate Constraint in lbs/MMBtu | FALSE | L | Annual | Qualifying Generation | TWh | 1.3365 | 1.3332 | 1.3233 | 0 | 0.020423 | 0 | 0
CT Fac. Spec. - SO2 Rate Annual v3.1, Unit 1734 and retrofits | 323 | 7287 | Rate Constraint in lbs/MMBtu | FALSE | L | Annual | Rate | lb/MWh | 0 | 0 | 0 | 0 | 0 | 0 | 0
CT Fac. Spec. - SO2 Rate Annual v3.1, Unit 1734 and retrofits | 323 | 7287 | Rate Constraint in lbs/MMBtu | FALSE | L | Annual | Constraint Shadow Price | US2022$/Ton | 0 | 0 | 0 | 0 | 0 | 0 | 0
CT Fac. Spec. - SO2 Rate Annual v3.1, Unit 1735 and retrofits | 324 | 7287 | Rate Constraint in lbs/MMBtu | FALSE | L | Annual | Seasons Included | Seasons | Winter, Spring, Summer, Fall | Winter, Spring, Summer, Fall | Winter, Spring, Summer, Fall | Winter, Spring, Summer, Fall | Winter, Spring, Summer, Fall | Winter, Spring, Summer, Fall | Winter, Spring, Summer, Fall
CT Fac. Spec. - SO2 Rate Annual v3.1, Unit 1735 and retrofits | 324 | 7287 | Rate Constraint in lbs/MMBtu | FALSE | L | Annual | Standard SO2 | lb/MMBtu | 0.33 | 0.33 | 0.33 | 0.33 | 0.33 | 0.33 | 0.33
CT Fac. Spec. - SO2 Rate Annual v3.1, Unit 1735 and retrofits | 324 | 7287 | Rate Constraint in lbs/MMBtu | FALSE | L | Annual | Emissions at Affected Plants SO2 | Thousand Tons | 0 | 0 | 0 | 0 | 0 | 0 | 0
CT Fac. Spec. - SO2 Rate Annual v3.1, Unit 1735 and retrofits | 324 | 7287 | Rate Constraint in lbs/MMBtu | FALSE | L | Annual | Allowances Purchased SO2 | Thousand Tons | 0 | 0 | 0 | 0 | 0 | 0 | 0
CT Fac. Spec. - SO2 Rate Annual v3.1, Unit 1735 and retrofits | 324 | 7287 | Rate Constraint in lbs/MMBtu | FALSE | L | Annual | Allowances Sold SO2 | Thousand Tons | 0 | 0 | 0 | 0 | 0 | 0 | 0
CT Fac. Spec. - SO2 Rate Annual v3.1, Unit 1735 and retrofits | 324 | 7287 | Rate Constraint in lbs/MMBtu | FALSE | L | Annual | Allowances Banked | Thousand Tons | 0 | 0 | 0 | 0 | 0 | 0 | 0
CT Fac. Spec. - SO2 Rate Annual v3.1, Unit 1735 and retrofits | 324 | 7287 | Rate Constraint in lbs/MMBtu | FALSE | L | Annual | Allowances Withdrawn (1:1) | Thousand Tons | 0 | 0 | 0 | 0 | 0 | 0 | 0
CT Fac. Spec. - SO2 Rate Annual v3.1, Unit 1735 and retrofits | 324 | 7287 | Rate Constraint in lbs/MMBtu | FALSE | L | Annual | Allowances Withdrawn (n:1) | Thousand Tons | 0 | 0 | 0 | 0 | 0 | 0 | 0
CT Fac. Spec. - SO2 Rate Annual v3.1, Unit 1735 and retrofits | 324 | 7287 | Rate Constraint in lbs/MMBtu | FALSE | L | Annual | Net Emissions Allowance Position | Thousand Tons | 0 | 0 | 0 | 0 | 0 | 0 | 0
CT Fac. Spec. - SO2 Rate Annual v3.1, Unit 1735 and retrofits | 324 | 7287 | Rate Constraint in lbs/MMBtu | FALSE | L | Annual | Fuel Consumed | TBtu | 10.403 | 10.2683 | 9.6439 | 0 | 0 | 0 | 0
CT Fac. Spec. - SO2 Rate Annual v3.1, Unit 1735 and retrofits | 324 | 7287 | Rate Constraint in lbs/MMBtu | FALSE | L | Annual | Rate | lb/MMBtu | 0 | 0 | 0 | 0 | 0 | 0 | 0
CT Fac. Spec. - SO2 Rate Annual v3.1, Unit 1735 and retrofits | 324 | 7287 | Rate Constraint in lbs/MMBtu | FALSE | L | Annual | Generation | TWh | 1.4756 | 1.4565 | 1.3679 | 0 | 0 | 0 | 0
CT Fac. Spec. - SO2 Rate Annual v3.1, Unit 1735 and retrofits | 324 | 7287 | Rate Constraint in lbs/MMBtu | FALSE | L | Annual | Qualifying Generation | TWh | 1.4756 | 1.4565 | 1.3679 | 0 | 0 | 0 | 0
CT Fac. Spec. - SO2 Rate Annual v3.1, Unit 1735 and retrofits | 324 | 7287 | Rate Constraint in lbs/MMBtu | FALSE | L | Annual | Rate | lb/MWh | 0 | 0 | 0 | 0 | 0 | 0 | 0
CT Fac. Spec. - SO2 Rate Annual v3.1, Unit 1735 and retrofits | 324 | 7287 | Rate Constraint in lbs/MMBtu | FALSE | L | Annual | Constraint Shadow Price | US2022$/Ton | 0 | 0 | 0 | 0 | 0 | 0 | 0
CT Fac. Spec. - SO2 Rate Annual v3.1, Unit 1737 and retrofits | 325 | 7287 | Rate Constraint in lbs/MMBtu | FALSE | L | Annual | Seasons Included | Seasons | Winter, Spring, Summer, Fall | Winter, Spring, Summer, Fall | Winter, Spring, Summer, Fall | Winter, Spring, Summer, Fall | Winter, Spring, Summer, Fall | Winter, Spring, Summer, Fall | Winter, Spring, Summer, Fall
CT Fac. Spec. - SO2 Rate Annual v3.1, Unit 1737 and retrofits | 325 | 7287 | Rate Constraint in lbs/MMBtu | FALSE | L | Annual | Standard SO2 | lb/MMBtu | 0.33 | 0.33 | 0.33 | 0.33 | 0.33 | 0.33 | 0.33
CT Fac. Spec. - SO2 Rate Annual v3.1, Unit 1737 and retrofits | 325 | 7287 | Rate Constraint in lbs/MMBtu | FALSE | L | Annual | Emissions at Affected Plants SO2 | Thousand Tons | 0 | 0 | 0 | 0 | 0 | 0 | 0
CT Fac. Spec. - SO2 Rate Annual v3.1, Unit 1737 and retrofits | 325 | 7287 | Rate Constraint in lbs/MMBtu | FALSE | L | Annual | Allowances Purchased SO2 | Thousand Tons | 0 | 0 | 0 | 0 | 0 | 0 | 0
CT Fac. Spec. - SO2 Rate Annual v3.1, Unit 1737 and retrofits | 325 | 7287 | Rate Constraint in lbs/MMBtu | FALSE | L | Annual | Allowances Sold SO2 | Thousand Tons | 0 | 0 | 0 | 0 | 0 | 0 | 0
CT Fac. Spec. - SO2 Rate Annual v3.1, Unit 1737 and retrofits | 325 | 7287 | Rate Constraint in lbs/MMBtu | FALSE | L | Annual | Allowances Banked | Thousand Tons | 0 | 0 | 0 | 0 | 0 | 0 | 0
CT Fac. Spec. - SO2 Rate Annual v3.1, Unit 1737 and retrofits | 325 | 7287 | Rate Constraint in lbs/MMBtu | FALSE | L | Annual | Allowances Withdrawn (1:1) | Thousand Tons | 0 | 0 | 0 | 0 | 0 | 0 | 0
CT Fac. Spec. - SO2 Rate Annual v3.1, Unit 1737 and retrofits | 325 | 7287 | Rate Constraint in lbs/MMBtu | FALSE | L | Annual | Allowances Withdrawn (n:1) | Thousand Tons | 0 | 0 | 0 | 0 | 0 | 0 | 0
CT Fac. Spec. - SO2 Rate Annual v3.1, Unit 1737 and retrofits | 325 | 7287 | Rate Constraint in lbs/MMBtu | FALSE | L | Annual | Net Emissions Allowance Position | Thousand Tons | 0 | 0 | 0 | 0 | 0 | 0 | 0
CT Fac. Spec. - SO2 Rate Annual v3.1, Unit 1737 and retrofits | 325 | 7287 | Rate Constraint in lbs/MMBtu | FALSE | L | Annual | Fuel Consumed | TBtu | 0.6509 | 0.6509 | 0.6509 | 0 | 0.032439 | 0 | 0
CT Fac. Spec. - SO2 Rate Annual v3.1, Unit 1737 and retrofits | 325 | 7287 | Rate Constraint in lbs/MMBtu | FALSE | L | Annual | Rate | lb/MMBtu | 0 | 0 | 0 | 0 | 0 | 0 | 0
CT Fac. Spec. - SO2 Rate Annual v3.1, Unit 1737 and retrofits | 325 | 7287 | Rate Constraint in lbs/MMBtu | FALSE | L | Annual | Generation | TWh | 0.11474 | 0.11474 | 0.11474 | 0 | 0.0057181 | 0 | 0
CT Fac. Spec. - SO2 Rate Annual v3.1, Unit 1737 and retrofits | 325 | 7287 | Rate Constraint in lbs/MMBtu | FALSE | L | Annual | Qualifying Generation | TWh | 0.11474 | 0.11474 | 0.11474 | 0 | 0.0057181 | 0 | 0
CT Fac. Spec. - SO2 Rate Annual v3.1, Unit 1737 and retrofits | 325 | 7287 | Rate Constraint in lbs/MMBtu | FALSE | L | Annual | Rate | lb/MWh | 0 | 0 | 0 | 0 | 0 | 0 | 0
CT Fac. Spec. - SO2 Rate Annual v3.1, Unit 1737 and retrofits | 325 | 7287 | Rate Constraint in lbs/MMBtu | FALSE | L | Annual | Constraint Shadow Price | US2022$/Ton | 0 | 0 | 0 | 0 | 0 | 0 | 0
CT Fac. Spec. - SO2 Rate Annual v3.1, Unit 2198 and retrofits | 326 | 7287 | Rate Constraint in lbs/MMBtu | FALSE | L | Annual | Seasons Included | Seasons | Winter, Spring, Summer, Fall | Winter, Spring, Summer, Fall | Winter, Spring, Summer, Fall | Winter, Spring, Summer, Fall | Winter, Spring, Summer, Fall | Winter, Spring, Summer, Fall | Winter, Spring, Summer, Fall
CT Fac. Spec. - SO2 Rate Annual v3.1, Unit 2198 and retrofits | 326 | 7287 | Rate Constraint in lbs/MMBtu | FALSE | L | Annual | Standard SO2 | lb/MMBtu | 0.33 | 0.33 | 0.33 | 0.33 | 0.33 | 0.33 | 0.33
CT Fac. Spec. - SO2 Rate Annual v3.1, Unit 2198 and retrofits | 326 | 7287 | Rate Constraint in lbs/MMBtu | FALSE | L | Annual | Emissions at Affected Plants SO2 | Thousand Tons | 0 | 0 | 0 | 0 | 0 | 0 | 0
CT Fac. Spec. - SO2 Rate Annual v3.1, Unit 2198 and retrofits | 326 | 7287 | Rate Constraint in lbs/MMBtu | FALSE | L | Annual | Allowances Purchased SO2 | Thousand Tons | 0 | 0 | 0 | 0 | 0 | 0 | 0
CT Fac. Spec. - SO2 Rate Annual v3.1, Unit 2198 and retrofits | 326 | 7287 | Rate Constraint in lbs/MMBtu | FALSE | L | Annual | Allowances Sold SO2 | Thousand Tons | 0 | 0 | 0 | 0 | 0 | 0 | 0
CT Fac. Spec. - SO2 Rate Annual v3.1, Unit 2198 and retrofits | 326 | 7287 | Rate Constraint in lbs/MMBtu | FALSE | L | Annual | Allowances Banked | Thousand Tons | 0 | 0 | 0 | 0 | 0 | 0 | 0
CT Fac. Spec. - SO2 Rate Annual v3.1, Unit 2198 and retrofits | 326 | 7287 | Rate Constraint in lbs/MMBtu | FALSE | L | Annual | Allowances Withdrawn (1:1) | Thousand Tons | 0 | 0 | 0 | 0 | 0 | 0 | 0
CT Fac. Spec. - SO2 Rate Annual v3.1, Unit 2198 and retrofits | 326 | 7287 | Rate Constraint in lbs/MMBtu | FALSE | L | Annual | Allowances Withdrawn (n:1) | Thousand Tons | 0 | 0 | 0 | 0 | 0 | 0 | 0
CT Fac. Spec. - SO2 Rate Annual v3.1, Unit 2198 and retrofits | 326 | 7287 | Rate Constraint in lbs/MMBtu | FALSE | L | Annual | Net Emissions Allowance Position | Thousand Tons | 0 | 0 | 0 | 0 | 0 | 0 | 0
CT Fac. Spec. - SO2 Rate Annual v3.1, Unit 2198 and retrofits | 326 | 7287 | Rate Constraint in lbs/MMBtu | FALSE | L | Annual | Fuel Consumed | TBtu | 0 | 0 | 0 | 0 | 0 | 0 | 0
CT Fac. Spec. - SO2 Rate Annual v3.1, Unit 2198 and retrofits | 326 | 7287 | Rate Constraint in lbs/MMBtu | FALSE | L | Annual | Rate | lb/MMBtu | 0 | 0 | 0 | 0 | 0 | 0 | 0
CT Fac. Spec. - SO2 Rate Annual v3.1, Unit 2198 and retrofits | 326 | 7287 | Rate Constraint in lbs/MMBtu | FALSE | L | Annual | Generation | TWh | 0 | 0 | 0 | 0 | 0 | 0 | 0
CT Fac. Spec. - SO2 Rate Annual v3.1, Unit 2198 and retrofits | 326 | 7287 | Rate Constraint in lbs/MMBtu | FALSE | L | Annual | Qualifying Generation | TWh | 0 | 0 | 0 | 0 | 0 | 0 | 0
CT Fac. Spec. - SO2 Rate Annual v3.1, Unit 2198 and retrofits | 326 | 7287 | Rate Constraint in lbs/MMBtu | FALSE | L | Annual | Rate | lb/MWh | 0 | 0 | 0 | 0 | 0 | 0 | 0
CT Fac. Spec. - SO2 Rate Annual v3.1, Unit 2198 and retrofits | 326 | 7287 | Rate Constraint in lbs/MMBtu | FALSE | L | Annual | Constraint Shadow Price | US2022$/Ton | 0 | 0 | 0 | 0 | 0 | 0 | 0
CT Fac. Spec. - SO2 Rate Annual v3.1, Unit 2199 and retrofits | 327 | 7287 | Rate Constraint in lbs/MMBtu | FALSE | L | Annual | Seasons Included | Seasons | Winter, Spring, Summer, Fall | Winter, Spring, Summer, Fall | Winter, Spring, Summer, Fall | Winter, Spring, Summer, Fall | Winter, Spring, Summer, Fall | Winter, Spring, Summer, Fall | Winter, Spring, Summer, Fall
CT Fac. Spec. - SO2 Rate Annual v3.1, Unit 2199 and retrofits | 327 | 7287 | Rate Constraint in lbs/MMBtu | FALSE | L | Annual | Standard SO2 | lb/MMBtu | 0.33 | 0.33 | 0.33 | 0.33 | 0.33 | 0.33 | 0.33
CT Fac. Spec. - SO2 Rate Annual v3.1, Unit 2199 and retrofits | 327 | 7287 | Rate Constraint in lbs/MMBtu | FALSE | L | Annual | Emissions at Affected Plants SO2 | Thousand Tons | 0 | 0 | 0 | 0 | 0 | 0 | 0
CT Fac. Spec. - SO2 Rate Annual v3.1, Unit 2199 and retrofits | 327 | 7287 | Rate Constraint in lbs/MMBtu | FALSE | L | Annual | Allowances Purchased SO2 | Thousand Tons | 0 | 0 | 0 | 0 | 0 | 0 | 0
CT Fac. Spec. - SO2 Rate Annual v3.1, Unit 2199 and retrofits | 327 | 7287 | Rate Constraint in lbs/MMBtu | FALSE | L | Annual | Allowances Sold SO2 | Thousand Tons | 0 | 0 | 0 | 0 | 0 | 0 | 0
CT Fac. Spec. - SO2 Rate Annual v3.1, Unit 2199 and retrofits | 327 | 7287 | Rate Constraint in lbs/MMBtu | FALSE | L | Annual | Allowances Banked | Thousand Tons | 0 | 0 | 0 | 0 | 0 | 0 | 0
CT Fac. Spec. - SO2 Rate Annual v3.1, Unit 2199 and retrofits | 327 | 7287 | Rate Constraint in lbs/MMBtu | FALSE | L | Annual | Allowances Withdrawn (1:1) | Thousand Tons | 0 | 0 | 0 | 0 | 0 | 0 | 0
CT Fac. Spec. - SO2 Rate Annual v3.1, Unit 2199 and retrofits | 327 | 7287 | Rate Constraint in lbs/MMBtu | FALSE | L | Annual | Allowances Withdrawn (n:1) | Thousand Tons | 0 | 0 | 0 | 0 | 0 | 0 | 0
CT Fac. Spec. - SO2 Rate Annual v3.1, Unit 2199 and retrofits | 327 | 7287 | Rate Constraint in lbs/MMBtu | FALSE | L | Annual | Net Emissions Allowance Position | Thousand Tons | 0 | 0 | 0 | 0 | 0 | 0 | 0
CT Fac. Spec. - SO2 Rate Annual v3.1, Unit 2199 and retrofits | 327 | 7287 | Rate Constraint in lbs/MMBtu | FALSE | L | Annual | Fuel Consumed | TBtu | 0 | 0 | 0 | 0 | 0 | 0 | 0
CT Fac. Spec. - SO2 Rate Annual v3.1, Unit 2199 and retrofits | 327 | 7287 | Rate Constraint in lbs/MMBtu | FALSE | L | Annual | Rate | lb/MMBtu | 0 | 0 | 0 | 0 | 0 | 0 | 0
CT Fac. Spec. - SO2 Rate Annual v3.1, Unit 2199 and retrofits | 327 | 7287 | Rate Constraint in lbs/MMBtu | FALSE | L | Annual | Generation | TWh | 0 | 0 | 0 | 0 | 0 | 0 | 0
CT Fac. Spec. - SO2 Rate Annual v3.1, Unit 2199 and retrofits | 327 | 7287 | Rate Constraint in lbs/MMBtu | FALSE | L | Annual | Qualifying Generation | TWh | 0 | 0 | 0 | 0 | 0 | 0 | 0
CT Fac. Spec. - SO2 Rate Annual v3.1, Unit 2199 and retrofits | 327 | 7287 | Rate Constraint in lbs/MMBtu | FALSE | L | Annual | Rate | lb/MWh | 0 | 0 | 0 | 0 | 0 | 0 | 0
CT Fac. Spec. - SO2 Rate Annual v3.1, Unit 2199 and retrofits | 327 | 7287 | Rate Constraint in lbs/MMBtu | FALSE | L | Annual | Constraint Shadow Price | US2022$/Ton | 0 | 0 | 0 | 0 | 0 | 0 | 0
CT Fac. Spec. - SO2 Rate Annual v3.1, Unit 2299 and retrofits | 328 | 7287 | Rate Constraint in lbs/MMBtu | FALSE | L | Annual | Seasons Included | Seasons | Winter, Spring, Summer, Fall | Winter, Spring, Summer, Fall | Winter, Spring, Summer, Fall | Winter, Spring, Summer, Fall | Winter, Spring, Summer, Fall | Winter, Spring, Summer, Fall | Winter, Spring, Summer, Fall
CT Fac. Spec. - SO2 Rate Annual v3.1, Unit 2299 and retrofits | 328 | 7287 | Rate Constraint in lbs/MMBtu | FALSE | L | Annual | Standard SO2 | lb/MMBtu | 0.33 | 0.33 | 0.33 | 0.33 | 0.33 | 0.33 | 0.33
CT Fac. Spec. - SO2 Rate Annual v3.1, Unit 2299 and retrofits | 328 | 7287 | Rate Constraint in lbs/MMBtu | FALSE | L | Annual | Emissions at Affected Plants SO2 | Thousand Tons | 0 | 0 | 0 | 0 | 0 | 0 | 0
CT Fac. Spec. - SO2 Rate Annual v3.1, Unit 2299 and retrofits | 328 | 7287 | Rate Constraint in lbs/MMBtu | FALSE | L | Annual | Allowances Purchased SO2 | Thousand Tons | 0 | 0 | 0 | 0 | 0 | 0 | 0
CT Fac. Spec. - SO2 Rate Annual v3.1, Unit 2299 and retrofits | 328 | 7287 | Rate Constraint in lbs/MMBtu | FALSE | L | Annual | Allowances Sold SO2 | Thousand Tons | 0 | 0 | 0 | 0 | 0 | 0 | 0
CT Fac. Spec. - SO2 Rate Annual v3.1, Unit 2299 and retrofits | 328 | 7287 | Rate Constraint in lbs/MMBtu | FALSE | L | Annual | Allowances Banked | Thousand Tons | 0 | 0 | 0 | 0 | 0 | 0 | 0
CT Fac. Spec. - SO2 Rate Annual v3.1, Unit 2299 and retrofits | 328 | 7287 | Rate Constraint in lbs/MMBtu | FALSE | L | Annual | Allowances Withdrawn (1:1) | Thousand Tons | 0 | 0 | 0 | 0 | 0 | 0 | 0
CT Fac. Spec. - SO2 Rate Annual v3.1, Unit 2299 and retrofits | 328 | 7287 | Rate Constraint in lbs/MMBtu | FALSE | L | Annual | Allowances Withdrawn (n:1) | Thousand Tons | 0 | 0 | 0 | 0 | 0 | 0 | 0
CT Fac. Spec. - SO2 Rate Annual v3.1, Unit 2299 and retrofits | 328 | 7287 | Rate Constraint in lbs/MMBtu | FALSE | L | Annual | Net Emissions Allowance Position | Thousand Tons | 0 | 0 | 0 | 0 | 0 | 0 | 0
CT Fac. Spec. - SO2 Rate Annual v3.1, Unit 2299 and retrofits | 328 | 7287 | Rate Constraint in lbs/MMBtu | FALSE | L | Annual | Fuel Consumed | TBtu | 0 | 0 | 0 | 0 | 0 | 0 | 0
CT Fac. Spec. - SO2 Rate Annual v3.1, Unit 2299 and retrofits | 328 | 7287 | Rate Constraint in lbs/MMBtu | FALSE | L | Annual | Rate | lb/MMBtu | 0 | 0 | 0 | 0 | 0 | 0 | 0
CT Fac. Spec. - SO2 Rate Annual v3.1, Unit 2299 and retrofits | 328 | 7287 | Rate Constraint in lbs/MMBtu | FALSE | L | Annual | Generation | TWh | 0 | 0 | 0 | 0 | 0 | 0 | 0
CT Fac. Spec. - SO2 Rate Annual v3.1, Unit 2299 and retrofits | 328 | 7287 | Rate Constraint in lbs/MMBtu | FALSE | L | Annual | Qualifying Generation | TWh | 0 | 0 | 0 | 0 | 0 | 0 | 0
CT Fac. Spec. - SO2 Rate Annual v3.1, Unit 2299 and retrofits | 328 | 7287 | Rate Constraint in lbs/MMBtu | FALSE | L | Annual | Rate | lb/MWh | 0 | 0 | 0 | 0 | 0 | 0 | 0
CT Fac. Spec. - SO2 Rate Annual v3.1, Unit 2299 and retrofits | 328 | 7287 | Rate Constraint in lbs/MMBtu | FALSE | L | Annual | Constraint Shadow Price | US2022$/Ton | 0 | 0 | 0 | 0 | 0 | 0 | 0
CT Fac. Spec. - SO2 Rate Annual v3.1, Unit 2300 and retrofits | 329 | 7287 | Rate Constraint in lbs/MMBtu | FALSE | L | Annual | Seasons Included | Seasons | Winter, Spring, Summer, Fall | Winter, Spring, Summer, Fall | Winter, Spring, Summer, Fall | Winter, Spring, Summer, Fall | Winter, Spring, Summer, Fall | Winter, Spring, Summer, Fall | Winter, Spring, Summer, Fall
CT Fac. Spec. - SO2 Rate Annual v3.1, Unit 2300 and retrofits | 329 | 7287 | Rate Constraint in lbs/MMBtu | FALSE | L | Annual | Standard SO2 | lb/MMBtu | 0.33 | 0.33 | 0.33 | 0.33 | 0.33 | 0.33 | 0.33
CT Fac. Spec. - SO2 Rate Annual v3.1, Unit 2300 and retrofits | 329 | 7287 | Rate Constraint in lbs/MMBtu | FALSE | L | Annual | Emissions at Affected Plants SO2 | Thousand Tons | 0 | 0 | 0 | 0 | 0 | 0 | 0
CT Fac. Spec. - SO2 Rate Annual v3.1, Unit 2300 and retrofits | 329 | 7287 | Rate Constraint in lbs/MMBtu | FALSE | L | Annual | Allowances Purchased SO2 | Thousand Tons | 0 | 0 | 0 | 0 | 0 | 0 | 0
CT Fac. Spec. - SO2 Rate Annual v3.1, Unit 2300 and retrofits | 329 | 7287 | Rate Constraint in lbs/MMBtu | FALSE | L | Annual | Allowances Sold SO2 | Thousand Tons | 0 | 0 | 0 | 0 | 0 | 0 | 0
CT Fac. Spec. - SO2 Rate Annual v3.1, Unit 2300 and retrofits | 329 | 7287 | Rate Constraint in lbs/MMBtu | FALSE | L | Annual | Allowances Banked | Thousand Tons | 0 | 0 | 0 | 0 | 0 | 0 | 0
CT Fac. Spec. - SO2 Rate Annual v3.1, Unit 2300 and retrofits | 329 | 7287 | Rate Constraint in lbs/MMBtu | FALSE | L | Annual | Allowances Withdrawn (1:1) | Thousand Tons | 0 | 0 | 0 | 0 | 0 | 0 | 0
CT Fac. Spec. - SO2 Rate Annual v3.1, Unit 2300 and retrofits | 329 | 7287 | Rate Constraint in lbs/MMBtu | FALSE | L | Annual | Allowances Withdrawn (n:1) | Thousand Tons | 0 | 0 | 0 | 0 | 0 | 0 | 0
CT Fac. Spec. - SO2 Rate Annual v3.1, Unit 2300 and retrofits | 329 | 7287 | Rate Constraint in lbs/MMBtu | FALSE | L | Annual | Net Emissions Allowance Position | Thousand Tons | 0 | 0 | 0 | 0 | 0 | 0 | 0
CT Fac. Spec. - SO2 Rate Annual v3.1, Unit 2300 and retrofits | 329 | 7287 | Rate Constraint in lbs/MMBtu | FALSE | L | Annual | Fuel Consumed | TBtu | 0 | 0 | 0 | 0 | 0 | 0 | 0
CT Fac. Spec. - SO2 Rate Annual v3.1, Unit 2300 and retrofits | 329 | 7287 | Rate Constraint in lbs/MMBtu | FALSE | L | Annual | Rate | lb/MMBtu | 0 | 0 | 0 | 0 | 0 | 0 | 0
CT Fac. Spec. - SO2 Rate Annual v3.1, Unit 2300 and retrofits | 329 | 7287 | Rate Constraint in lbs/MMBtu | FALSE | L | Annual | Generation | TWh | 0 | 0 | 0 | 0 | 0 | 0 | 0
CT Fac. Spec. - SO2 Rate Annual v3.1, Unit 2300 and retrofits | 329 | 7287 | Rate Constraint in lbs/MMBtu | FALSE | L | Annual | Qualifying Generation | TWh | 0 | 0 | 0 | 0 | 0 | 0 | 0
CT Fac. Spec. - SO2 Rate Annual v3.1, Unit 2300 and retrofits | 329 | 7287 | Rate Constraint in lbs/MMBtu | FALSE | L | Annual | Rate | lb/MWh | 0 | 0 | 0 | 0 | 0 | 0 | 0
CT Fac. Spec. - SO2 Rate Annual v3.1, Unit 2300 and retrofits | 329 | 7287 | Rate Constraint in lbs/MMBtu | FALSE | L | Annual | Constraint Shadow Price | US2022$/Ton | 0 | 0 | 0 | 0 | 0 | 0 | 0
CT Fac. Spec. - SO2 Rate Annual v3.1, Unit 2301 and retrofits | 330 | 7287 | Rate Constraint in lbs/MMBtu | FALSE | L | Annual | Seasons Included | Seasons | Winter, Spring, Summer, Fall | Winter, Spring, Summer, Fall | Winter, Spring, Summer, Fall | Winter, Spring, Summer, Fall | Winter, Spring, Summer, Fall | Winter, Spring, Summer, Fall | Winter, Spring, Summer, Fall
CT Fac. Spec. - SO2 Rate Annual v3.1, Unit 2301 and retrofits | 330 | 7287 | Rate Constraint in lbs/MMBtu | FALSE | L | Annual | Standard SO2 | lb/MMBtu | 0.33 | 0.33 | 0.33 | 0.33 | 0.33 | 0.33 | 0.33
CT Fac. Spec. - SO2 Rate Annual v3.1, Unit 2301 and retrofits | 330 | 7287 | Rate Constraint in lbs/MMBtu | FALSE | L | Annual | Emissions at Affected Plants SO2 | Thousand Tons | 0 | 0 | 0 | 0 | 0 | 0 | 0
CT Fac. Spec. - SO2 Rate Annual v3.1, Unit 2301 and retrofits | 330 | 7287 | Rate Constraint in lbs/MMBtu | FALSE | L | Annual | Allowances Purchased SO2 | Thousand Tons | 0 | 0 | 0 | 0 | 0 | 0 | 0
CT Fac. Spec. - SO2 Rate Annual v3.1, Unit 2301 and retrofits | 330 | 7287 | Rate Constraint in lbs/MMBtu | FALSE | L | Annual | Allowances Sold SO2 | Thousand Tons | 0 | 0 | 0 | 0 | 0 | 0 | 0
CT Fac. Spec. - SO2 Rate Annual v3.1, Unit 2301 and retrofits | 330 | 7287 | Rate Constraint in lbs/MMBtu | FALSE | L | Annual | Allowances Banked | Thousand Tons | 0 | 0 | 0 | 0 | 0 | 0 | 0
CT Fac. Spec. - SO2 Rate Annual v3.1, Unit 2301 and retrofits | 330 | 7287 | Rate Constraint in lbs/MMBtu | FALSE | L | Annual | Allowances Withdrawn (1:1) | Thousand Tons | 0 | 0 | 0 | 0 | 0 | 0 | 0
CT Fac. Spec. - SO2 Rate Annual v3.1, Unit 2301 and retrofits | 330 | 7287 | Rate Constraint in lbs/MMBtu | FALSE | L | Annual | Allowances Withdrawn (n:1) | Thousand Tons | 0 | 0 | 0 | 0 | 0 | 0 | 0
CT Fac. Spec. - SO2 Rate Annual v3.1, Unit 2301 and retrofits | 330 | 7287 | Rate Constraint in lbs/MMBtu | FALSE | L | Annual | Net Emissions Allowance Position | Thousand Tons | 0 | 0 | 0 | 0 | 0 | 0 | 0
CT Fac. Spec. - SO2 Rate Annual v3.1, Unit 2301 and retrofits | 330 | 7287 | Rate Constraint in lbs/MMBtu | FALSE | L | Annual | Fuel Consumed | TBtu | 0 | 0 | 0 | 0 | 0 | 0 | 0
CT Fac. Spec. - SO2 Rate Annual v3.1, Unit 2301 and retrofits | 330 | 7287 | Rate Constraint in lbs/MMBtu | FALSE | L | Annual | Rate | lb/MMBtu | 0 | 0 | 0 | 0 | 0 | 0 | 0
CT Fac. Spec. - SO2 Rate Annual v3.1, Unit 2301 and retrofits | 330 | 7287 | Rate Constraint in lbs/MMBtu | FALSE | L | Annual | Generation | TWh | 0 | 0 | 0 | 0 | 0 | 0 | 0
CT Fac. Spec. - SO2 Rate Annual v3.1, Unit 2301 and retrofits | 330 | 7287 | Rate Constraint in lbs/MMBtu | FALSE | L | Annual | Qualifying Generation | TWh | 0 | 0 | 0 | 0 | 0 | 0 | 0
CT Fac. Spec. - SO2 Rate Annual v3.1, Unit 2301 and retrofits | 330 | 7287 | Rate Constraint in lbs/MMBtu | FALSE | L | Annual | Rate | lb/MWh | 0 | 0 | 0 | 0 | 0 | 0 | 0
CT Fac. Spec. - SO2 Rate Annual v3.1, Unit 2301 and retrofits | 330 | 7287 | Rate Constraint in lbs/MMBtu | FALSE | L | Annual | Constraint Shadow Price | US2022$/Ton | 708.5724 | 0 | 278.5404 | 0 | 0 | 0 | 0
CT Fac. Spec. - SO2 Rate Annual v3.1, Unit 2302 and retrofits | 331 | 7287 | Rate Constraint in lbs/MMBtu | FALSE | L | Annual | Seasons Included | Seasons | Winter, Spring, Summer, Fall | Winter, Spring, Summer, Fall | Winter, Spring, Summer, Fall | Winter, Spring, Summer, Fall | Winter, Spring, Summer, Fall | Winter, Spring, Summer, Fall | Winter, Spring, Summer, Fall
CT Fac. Spec. - SO2 Rate Annual v3.1, Unit 2302 and retrofits | 331 | 7287 | Rate Constraint in lbs/MMBtu | FALSE | L | Annual | Standard SO2 | lb/MMBtu | 0.33 | 0.33 | 0.33 | 0.33 | 0.33 | 0.33 | 0.33
CT Fac. Spec. - SO2 Rate Annual v3.1, Unit 2302 and retrofits | 331 | 7287 | Rate Constraint in lbs/MMBtu | FALSE | L | Annual | Emissions at Affected Plants SO2 | Thousand Tons | 0 | 0 | 0 | 0 | 0 | 0 | 0
CT Fac. Spec. - SO2 Rate Annual v3.1, Unit 2302 and retrofits | 331 | 7287 | Rate Constraint in lbs/MMBtu | FALSE | L | Annual | Allowances Purchased SO2 | Thousand Tons | 0 | 0 | 0 | 0 | 0 | 0 | 0
CT Fac. Spec. - SO2 Rate Annual v3.1, Unit 2302 and retrofits | 331 | 7287 | Rate Constraint in lbs/MMBtu | FALSE | L | Annual | Allowances Sold SO2 | Thousand Tons | 0 | 0 | 0 | 0 | 0 | 0 | 0
CT Fac. Spec. - SO2 Rate Annual v3.1, Unit 2302 and retrofits | 331 | 7287 | Rate Constraint in lbs/MMBtu | FALSE | L | Annual | Allowances Banked | Thousand Tons | 0 | 0 | 0 | 0 | 0 | 0 | 0
CT Fac. Spec. - SO2 Rate Annual v3.1, Unit 2302 and retrofits | 331 | 7287 | Rate Constraint in lbs/MMBtu | FALSE | L | Annual | Allowances Withdrawn (1:1) | Thousand Tons | 0 | 0 | 0 | 0 | 0 | 0 | 0
CT Fac. Spec. - SO2 Rate Annual v3.1, Unit 2302 and retrofits | 331 | 7287 | Rate Constraint in lbs/MMBtu | FALSE | L | Annual | Allowances Withdrawn (n:1) | Thousand Tons | 0 | 0 | 0 | 0 | 0 | 0 | 0
CT Fac. Spec. - SO2 Rate Annual v3.1, Unit 2302 and retrofits | 331 | 7287 | Rate Constraint in lbs/MMBtu | FALSE | L | Annual | Net Emissions Allowance Position | Thousand Tons | 0 | 0 | 0 | 0 | 0 | 0 | 0
CT Fac. Spec. - SO2 Rate Annual v3.1, Unit 2302 and retrofits | 331 | 7287 | Rate Constraint in lbs/MMBtu | FALSE | L | Annual | Fuel Consumed | TBtu | 0 | 0 | 0 | 0 | 0 | 0 | 0
CT Fac. Spec. - SO2 Rate Annual v3.1, Unit 2302 and retrofits | 331 | 7287 | Rate Constraint in lbs/MMBtu | FALSE | L | Annual | Rate | lb/MMBtu | 0 | 0 | 0 | 0 | 0 | 0 | 0
CT Fac. Spec. - SO2 Rate Annual v3.1, Unit 2302 and retrofits | 331 | 7287 | Rate Constraint in lbs/MMBtu | FALSE | L | Annual | Generation | TWh | 0 | 0 | 0 | 0 | 0 | 0 | 0
CT Fac. Spec. - SO2 Rate Annual v3.1, Unit 2302 and retrofits | 331 | 7287 | Rate Constraint in lbs/MMBtu | FALSE | L | Annual | Qualifying Generation | TWh | 0 | 0 | 0 | 0 | 0 | 0 | 0
CT Fac. Spec. - SO2 Rate Annual v3.1, Unit 2302 and retrofits | 331 | 7287 | Rate Constraint in lbs/MMBtu | FALSE | L | Annual | Rate | lb/MWh | 0 | 0 | 0 | 0 | 0 | 0 | 0
CT Fac. Spec. - SO2 Rate Annual v3.1, Unit 2302 and retrofits | 331 | 7287 | Rate Constraint in lbs/MMBtu | FALSE | L | Annual | Constraint Shadow Price | US2022$/Ton | 0 | 0 | 0 | 0 | 0 | 0 | 0
DE Facility Specific - NOx Annual Rate v3.1, Unit 2192 and retrofits | 332 | 7289 | Rate Constraint in lbs/MMBtu | FALSE | L | Annual | Seasons Included | Seasons | Winter, Spring, Summer, Fall | Winter, Spring, Summer, Fall | Winter, Spring, Summer, Fall | Winter, Spring, Summer, Fall | Winter, Spring, Summer, Fall | Winter, Spring, Summer, Fall | Winter, Spring, Summer, Fall
DE Facility Specific - NOx Annual Rate v3.1, Unit 2192 and retrofits | 332 | 7289 | Rate Constraint in lbs/MMBtu | FALSE | L | Annual | Standard NOX | lb/MMBtu | 0.125 | 0.125 | 0.125 | 0.125 | 0.125 | 0.125 | 0.125
DE Facility Specific - NOx Annual Rate v3.1, Unit 2192 and retrofits | 332 | 7289 | Rate Constraint in lbs/MMBtu | FALSE | L | Annual | Emissions at Affected Plants NOX | Thousand Tons | 0 | 0 | 0 | 0 | 0 | 0 | 0
DE Facility Specific - NOx Annual Rate v3.1, Unit 2192 and retrofits | 332 | 7289 | Rate Constraint in lbs/MMBtu | FALSE | L | Annual | Allowances Purchased NOX | Thousand Tons | 0 | 0 | 0 | 0 | 0 | 0 | 0
DE Facility Specific - NOx Annual Rate v3.1, Unit 2192 and retrofits | 332 | 7289 | Rate Constraint in lbs/MMBtu | FALSE | L | Annual | Allowances Sold NOX | Thousand Tons | 0 | 0 | 0 | 0 | 0 | 0 | 0
DE Facility Specific - NOx Annual Rate v3.1, Unit 2192 and retrofits | 332 | 7289 | Rate Constraint in lbs/MMBtu | FALSE | L | Annual | Allowances Banked | Thousand Tons | 0 | 0 | 0 | 0 | 0 | 0 | 0
DE Facility Specific - NOx Annual Rate v3.1, Unit 2192 and retrofits | 332 | 7289 | Rate Constraint in lbs/MMBtu | FALSE | L | Annual | Allowances Withdrawn (1:1) | Thousand Tons | 0 | 0 | 0 | 0 | 0 | 0 | 0
DE Facility Specific - NOx Annual Rate v3.1, Unit 2192 and retrofits | 332 | 7289 | Rate Constraint in lbs/MMBtu | FALSE | L | Annual | Allowances Withdrawn (n:1) | Thousand Tons | 0 | 0 | 0 | 0 | 0 | 0 | 0
DE Facility Specific - NOx Annual Rate v3.1, Unit 2192 and retrofits | 332 | 7289 | Rate Constraint in lbs/MMBtu | FALSE | L | Annual | Net Emissions Allowance Position | Thousand Tons | 0 | 0 | 0 | 0 | 0 | 0 | 0
DE Facility Specific - NOx Annual Rate v3.1, Unit 2192 and retrofits | 332 | 7289 | Rate Constraint in lbs/MMBtu | FALSE | L | Annual | Fuel Consumed | TBtu | 0 | 0 | 0 | 0 | 0 | 0 | 0
DE Facility Specific - NOx Annual Rate v3.1, Unit 2192 and retrofits | 332 | 7289 | Rate Constraint in lbs/MMBtu | FALSE | L | Annual | Rate | lb/MMBtu | 0 | 0 | 0 | 0 | 0 | 0 | 0
DE Facility Specific - NOx Annual Rate v3.1, Unit 2192 and retrofits | 332 | 7289 | Rate Constraint in lbs/MMBtu | FALSE | L | Annual | Generation | TWh | 0 | 0 | 0 | 0 | 0 | 0 | 0
DE Facility Specific - NOx Annual Rate v3.1, Unit 2192 and retrofits | 332 | 7289 | Rate Constraint in lbs/MMBtu | FALSE | L | Annual | Qualifying Generation | TWh | 0 | 0 | 0 | 0 | 0 | 0 | 0
DE Facility Specific - NOx Annual Rate v3.1, Unit 2192 and retrofits | 332 | 7289 | Rate Constraint in lbs/MMBtu | FALSE | L | Annual | Rate | lb/MWh | 0 | 0 | 0 | 0 | 0 | 0 | 0
DE Facility Specific - NOx Annual Rate v3.1, Unit 2192 and retrofits | 332 | 7289 | Rate Constraint in lbs/MMBtu | FALSE | L | Annual | Constraint Shadow Price | US2022$/Ton | 0 | 0 | 0 | 0 | 0 | 0 | 0
DE Facility Specific - NOx Annual Rate v3.1, Unit 2193 and retrofits | 333 | 7289 | Rate Constraint in lbs/MMBtu | FALSE | L | Annual | Seasons Included | Seasons | Winter, Spring, Summer, Fall | Winter, Spring, Summer, Fall | Winter, Spring, Summer, Fall | Winter, Spring, Summer, Fall | Winter, Spring, Summer, Fall | Winter, Spring, Summer, Fall | Winter, Spring, Summer, Fall
DE Facility Specific - NOx Annual Rate v3.1, Unit 2193 and retrofits | 333 | 7289 | Rate Constraint in lbs/MMBtu | FALSE | L | Annual | Standard NOX | lb/MMBtu | 0.125 | 0.125 | 0.125 | 0.125 | 0.125 | 0.125 | 0.125
DE Facility Specific - NOx Annual Rate v3.1, Unit 2193 and retrofits | 333 | 7289 | Rate Constraint in lbs/MMBtu | FALSE | L | Annual | Emissions at Affected Plants NOX | Thousand Tons | 0 | 0 | 0 | 0 | 0 | 0 | 0
DE Facility Specific - NOx Annual Rate v3.1, Unit 2193 and retrofits | 333 | 7289 | Rate Constraint in lbs/MMBtu | FALSE | L | Annual | Allowances Purchased NOX | Thousand Tons | 0 | 0 | 0 | 0 | 0 | 0 | 0
DE Facility Specific - NOx Annual Rate v3.1, Unit 2193 and retrofits | 333 | 7289 | Rate Constraint in lbs/MMBtu | FALSE | L | Annual | Allowances Sold NOX | Thousand Tons | 0 | 0 | 0 | 0 | 0 | 0 | 0
DE Facility Specific - NOx Annual Rate v3.1, Unit 2193 and retrofits | 333 | 7289 | Rate Constraint in lbs/MMBtu | FALSE | L | Annual | Allowances Banked | Thousand Tons | 0 | 0 | 0 | 0 | 0 | 0 | 0
DE Facility Specific - NOx Annual Rate v3.1, Unit 2193 and retrofits | 333 | 7289 | Rate Constraint in lbs/MMBtu | FALSE | L | Annual | Allowances Withdrawn (1:1) | Thousand Tons | 0 | 0 | 0 | 0 | 0 | 0 | 0
DE Facility Specific - NOx Annual Rate v3.1, Unit 2193 and retrofits | 333 | 7289 | Rate Constraint in lbs/MMBtu | FALSE | L | Annual | Allowances Withdrawn (n:1) | Thousand Tons | 0 | 0 | 0 | 0 | 0 | 0 | 0
DE Facility Specific - NOx Annual Rate v3.1, Unit 2193 and retrofits | 333 | 7289 | Rate Constraint in lbs/MMBtu | FALSE | L | Annual | Net Emissions Allowance Position | Thousand Tons | 0 | 0 | 0 | 0 | 0 | 0 | 0
DE Facility Specific - NOx Annual Rate v3.1, Unit 2193 and retrofits | 333 | 7289 | Rate Constraint in lbs/MMBtu | FALSE | L | Annual | Fuel Consumed | TBtu | 0 | 0 | 0 | 0 | 0 | 0 | 0
DE Facility Specific - NOx Annual Rate v3.1, Unit 2193 and retrofits | 333 | 7289 | Rate Constraint in lbs/MMBtu | FALSE | L | Annual | Rate | lb/MMBtu | 0 | 0 | 0 | 0 | 0 | 0 | 0
DE Facility Specific - NOx Annual Rate v3.1, Unit 2193 and retrofits | 333 | 7289 | Rate Constraint in lbs/MMBtu | FALSE | L | Annual | Generation | TWh | 0 | 0 | 0 | 0 | 0 | 0 | 0
DE Facility Specific - NOx Annual Rate v3.1, Unit 2193 and retrofits | 333 | 7289 | Rate Constraint in lbs/MMBtu | FALSE | L | Annual | Qualifying Generation | TWh | 0 | 0 | 0 | 0 | 0 | 0 | 0
DE Facility Specific - NOx Annual Rate v3.1, Unit 2193 and retrofits | 333 | 7289 | Rate Constraint in lbs/MMBtu | FALSE | L | Annual | Rate | lb/MWh | 0 | 0 | 0 | 0 | 0 | 0 | 0
DE Facility Specific - NOx Annual Rate v3.1, Unit 2193 and retrofits | 333 | 7289 | Rate Constraint in lbs/MMBtu | FALSE | L | Annual | Constraint Shadow Price | US2022$/Ton | 0 | 0 | 0 | 0 | 0 | 0 | 0
DE Facility Specific - NOx Annual Rate v3.1, Unit 2194 and retrofits | 334 | 7289 | Rate Constraint in lbs/MMBtu | FALSE | L | Annual | Seasons Included | Seasons | Winter, Spring, Summer, Fall | Winter, Spring, Summer, Fall | Winter, Spring, Summer, Fall | Winter, Spring, Summer, Fall | Winter, Spring, Summer, Fall | Winter, Spring, Summer, Fall | Winter, Spring, Summer, Fall
DE Facility Specific - NOx Annual Rate v3.1, Unit 2194 and retrofits | 334 | 7289 | Rate Constraint in lbs/MMBtu | FALSE | L | Annual | Standard NOX | lb/MMBtu | 0.125 | 0.125 | 0.125 | 0.125 | 0.125 | 0.125 | 0.125
DE Facility Specific - NOx Annual Rate v3.1, Unit 2194 and retrofits | 334 | 7289 | Rate Constraint in lbs/MMBtu | FALSE | L | Annual | Emissions at Affected Plants NOX | Thousand Tons | 0 | 0 | 0 | 0 | 0 | 0 | 0
DE Facility Specific - NOx Annual Rate v3.1, Unit 2194 and retrofits | 334 | 7289 | Rate Constraint in lbs/MMBtu | FALSE | L | Annual | Allowances Purchased NOX | Thousand Tons | 0 | 0 | 0 | 0 | 0 | 0 | 0
DE Facility Specific - NOx Annual Rate v3.1, Unit 2194 and retrofits | 334 | 7289 | Rate Constraint in lbs/MMBtu | FALSE | L | Annual | Allowances Sold NOX | Thousand Tons | 0 | 0 | 0 | 0 | 0 | 0 | 0
DE Facility Specific - NOx Annual Rate v3.1, Unit 2194 and retrofits | 334 | 7289 | Rate Constraint in lbs/MMBtu | FALSE | L | Annual | Allowances Banked | Thousand Tons | 0 | 0 | 0 | 0 | 0 | 0 | 0
DE Facility Specific - NOx Annual Rate v3.1, Unit 2194 and retrofits | 334 | 7289 | Rate Constraint in lbs/MMBtu | FALSE | L | Annual | Allowances Withdrawn (1:1) | Thousand Tons | 0 | 0 | 0 | 0 | 0 | 0 | 0
DE Facility Specific - NOx Annual Rate v3.1, Unit 2194 and retrofits | 334 | 7289 | Rate Constraint in lbs/MMBtu | FALSE | L | Annual | Allowances Withdrawn (n:1) | Thousand Tons | 0 | 0 | 0 | 0 | 0 | 0 | 0
DE Facility Specific - NOx Annual Rate v3.1, Unit 2194 and retrofits | 334 | 7289 | Rate Constraint in lbs/MMBtu | FALSE | L | Annual | Net Emissions Allowance Position | Thousand Tons | 0 | 0 | 0 | 0 | 0 | 0 | 0
DE Facility Specific - NOx Annual Rate v3.1, Unit 2194 and retrofits | 334 | 7289 | Rate Constraint in lbs/MMBtu | FALSE | L | Annual | Fuel Consumed | TBtu | 0 | 0 | 0 | 0 | 0 | 0 | 0
DE Facility Specific - NOx Annual Rate v3.1, Unit 2194 and retrofits | 334 | 7289 | Rate Constraint in lbs/MMBtu | FALSE | L | Annual | Rate | lb/MMBtu | 0 | 0 | 0 | 0 | 0 | 0 | 0
DE Facility Specific - NOx Annual Rate v3.1, Unit 2194 and retrofits | 334 | 7289 | Rate Constraint in lbs/MMBtu | FALSE | L | Annual | Generation | TWh | 0 | 0 | 0 | 0 | 0 | 0 | 0
DE Facility Specific - NOx Annual Rate v3.1, Unit 2194 and retrofits | 334 | 7289 | Rate Constraint in lbs/MMBtu | FALSE | L | Annual | Qualifying Generation | TWh | 0 | 0 | 0 | 0 | 0 | 0 | 0
DE Facility Specific - NOx Annual Rate v3.1, Unit 2194 and retrofits | 334 | 7289 | Rate Constraint in lbs/MMBtu | FALSE | L | Annual | Rate | lb/MWh | 0 | 0 | 0 | 0 | 0 | 0 | 0
DE Facility Specific - NOx Annual Rate v3.1, Unit 2194 and retrofits | 334 | 7289 | Rate Constraint in lbs/MMBtu | FALSE | L | Annual | Constraint Shadow Price | US2022$/Ton | 0 | 0 | 0 | 0 | 0 | 0 | 0
DE Facility Specific - SO2 Annual Rate v3.1, Unit 2192 and retrofits | 335 | 7295 | Rate Constraint in lbs/MMBtu | FALSE | L | Annual | Seasons Included | Seasons | Winter, Spring, Summer, Fall | Winter, Spring, Summer, Fall | Winter, Spring, Summer, Fall | Winter, Spring, Summer, Fall | Winter, Spring, Summer, Fall | Winter, Spring, Summer, Fall | Winter, Spring, Summer, Fall
DE Facility Specific - SO2 Annual Rate v3.1, Unit 2192 and retrofits | 335 | 7295 | Rate Constraint in lbs/MMBtu | FALSE | L | Annual | Standard SO2 | lb/MMBtu | 0.26 | 0.26 | 0.26 | 0.26 | 0.26 | 0.26 | 0.26
DE Facility Specific - SO2 Annual Rate v3.1, Unit 2192 and retrofits | 335 | 7295 | Rate Constraint in lbs/MMBtu | FALSE | L | Annual | Emissions at Affected Plants SO2 | Thousand Tons | 0 | 0 | 0 | 0 | 0 | 0 | 0
DE Facility Specific - SO2 Annual Rate v3.1, Unit 2192 and retrofits | 335 | 7295 | Rate Constraint in lbs/MMBtu | FALSE | L | Annual | Allowances Purchased SO2 | Thousand Tons | 0 | 0 | 0 | 0 | 0 | 0 | 0
DE Facility Specific - SO2 Annual Rate v3.1, Unit 2192 and retrofits | 335 | 7295 | Rate Constraint in lbs/MMBtu | FALSE | L | Annual | Allowances Sold SO2 | Thousand Tons | 0 | 0 | 0 | 0 | 0 | 0 | 0
DE Facility Specific - SO2 Annual Rate v3.1, Unit 2192 and retrofits | 335 | 7295 | Rate Constraint in lbs/MMBtu | FALSE | L | Annual | Allowances Banked | Thousand Tons | 0 | 0 | 0 | 0 | 0 | 0 | 0
DE Facility Specific - SO2 Annual Rate v3.1, Unit 2192 and retrofits | 335 | 7295 | Rate Constraint in lbs/MMBtu | FALSE | L | Annual | Allowances Withdrawn (1:1) | Thousand Tons | 0 | 0 | 0 | 0 | 0 | 0 | 0
DE Facility Specific - SO2 Annual Rate v3.1, Unit 2192 and retrofits | 335 | 7295 | Rate Constraint in lbs/MMBtu | FALSE | L | Annual | Allowances Withdrawn (n:1) | Thousand Tons | 0 | 0 | 0 | 0 | 0 | 0 | 0
DE Facility Specific - SO2 Annual Rate v3.1, Unit 2192 and retrofits | 335 | 7295 | Rate Constraint in lbs/MMBtu | FALSE | L | Annual | Net Emissions Allowance Position | Thousand Tons | 0 | 0 | 0 | 0 | 0 | 0 | 0
DE Facility Specific - SO2 Annual Rate v3.1, Unit 2192 and retrofits | 335 | 7295 | Rate Constraint in lbs/MMBtu | FALSE | L | Annual | Fuel Consumed | TBtu | 0 | 0 | 0 | 0 | 0 | 0 | 0
DE Facility Specific - SO2 Annual Rate v3.1, Unit 2192 and retrofits | 335 | 7295 | Rate Constraint in lbs/MMBtu | FALSE | L | Annual | Rate | lb/MMBtu | 0 | 0 | 0 | 0 | 0 | 0 | 0
DE Facility Specific - SO2 Annual Rate v3.1, Unit 2192 and retrofits | 335 | 7295 | Rate Constraint in lbs/MMBtu | FALSE | L | Annual | Generation | TWh | 0 | 0 | 0 | 0 | 0 | 0 | 0
DE Facility Specific - SO2 Annual Rate v3.1, Unit 2192 and retrofits | 335 | 7295 | Rate Constraint in lbs/MMBtu | FALSE | L | Annual | Qualifying Generation | TWh | 0 | 0 | 0 | 0 | 0 | 0 | 0
DE Facility Specific - SO2 Annual Rate v3.1, Unit 2192 and retrofits | 335 | 7295 | Rate Constraint in lbs/MMBtu | FALSE | L | Annual | Rate | lb/MWh | 0 | 0 | 0 | 0 | 0 | 0 | 0
DE Facility Specific - SO2 Annual Rate v3.1, Unit 2192 and retrofits | 335 | 7295 | Rate Constraint in lbs/MMBtu | FALSE | L | Annual | Constraint Shadow Price | US2022$/Ton | 0 | 0 | 0 | 0 | 0 | 0 | 0
DE Facility Specific - SO2 Annual Rate v3.1, Unit 2193 and retrofits | 336 | 7295 | Rate Constraint in lbs/MMBtu | FALSE | L | Annual | Seasons Included | Seasons | Winter, Spring, Summer, Fall | Winter, Spring, Summer, Fall | Winter, Spring, Summer, Fall | Winter, Spring, Summer, Fall | Winter, Spring, Summer, Fall | Winter, Spring, Summer, Fall | Winter, Spring, Summer, Fall
DE Facility Specific - SO2 Annual Rate v3.1, Unit 2193 and retrofits | 336 | 7295 | Rate Constraint in lbs/MMBtu | FALSE | L | Annual | Standard SO2 | lb/MMBtu | 0.26 | 0.26 | 0.26 | 0.26 | 0.26 | 0.26 | 0.26
DE Facility Specific - SO2 Annual Rate v3.1, Unit 2193 and retrofits | 336 | 7295 | Rate Constraint in lbs/MMBtu | FALSE | L | Annual | Emissions at Affected Plants SO2 | Thousand Tons | 0 | 0 | 0 | 0 | 0 | 0 | 0
DE Facility Specific - SO2 Annual Rate v3.1, Unit 2193 and retrofits | 336 | 7295 | Rate Constraint in lbs/MMBtu | FALSE | L | Annual | Allowances Purchased SO2 | Thousand Tons | 0 | 0 | 0 | 0 | 0 | 0 | 0
DE Facility Specific - SO2 Annual Rate v3.1, Unit 2193 and retrofits | 336 | 7295 | Rate Constraint in lbs/MMBtu | FALSE | L | Annual | Allowances Sold SO2 | Thousand Tons | 0 | 0 | 0 | 0 | 0 | 0 | 0
DE Facility Specific - SO2 Annual Rate v3.1, Unit 2193 and retrofits | 336 | 7295 | Rate Constraint in lbs/MMBtu | FALSE | L | Annual | Allowances Banked | Thousand Tons | 0 | 0 | 0 | 0 | 0 | 0 | 0
DE Facility Specific - SO2 Annual Rate v3.1, Unit 2193 and retrofits | 336 | 7295 | Rate Constraint in lbs/MMBtu | FALSE | L | Annual | Allowances Withdrawn (1:1) | Thousand Tons | 0 | 0 | 0 | 0 | 0 | 0 | 0
DE Facility Specific - SO2 Annual Rate v3.1, Unit 2193 and retrofits | 336 | 7295 | Rate Constraint in lbs/MMBtu | FALSE | L | Annual | Allowances Withdrawn (n:1) | Thousand Tons | 0 | 0 | 0 | 0 | 0 | 0 | 0
DE Facility Specific - SO2 Annual Rate v3.1, Unit 2193 and retrofits | 336 | 7295 | Rate Constraint in lbs/MMBtu | FALSE | L | Annual | Net Emissions Allowance Position | Thousand Tons | 0 | 0 | 0 | 0 | 0 | 0 | 0
DE Facility Specific - SO2 Annual Rate v3.1, Unit 2193 and retrofits | 336 | 7295 | Rate Constraint in lbs/MMBtu | FALSE | L | Annual | Fuel Consumed | TBtu | 0 | 0 | 0 | 0 | 0 | 0 | 0
DE Facility Specific - SO2 Annual Rate v3.1, Unit 2193 and retrofits | 336 | 7295 | Rate Constraint in lbs/MMBtu | FALSE | L | Annual | Rate | lb/MMBtu | 0 | 0 | 0 | 0 | 0 | 0 | 0
DE Facility Specific - SO2 Annual Rate v3.1, Unit 2193 and retrofits | 336 | 7295 | Rate Constraint in lbs/MMBtu | FALSE | L | Annual | Generation | TWh | 0 | 0 | 0 | 0 | 0 | 0 | 0
DE Facility Specific - SO2 Annual Rate v3.1, Unit 2193 and retrofits | 336 | 7295 | Rate Constraint in lbs/MMBtu | FALSE | L | Annual | Qualifying Generation | TWh | 0 | 0 | 0 | 0 | 0 | 0 | 0
DE Facility Specific - SO2 Annual Rate v3.1, Unit 2193 and retrofits | 336 | 7295 | Rate Constraint in lbs/MMBtu | FALSE | L | Annual | Rate | lb/MWh | 0 | 0 | 0 | 0 | 0 | 0 | 0
DE Facility Specific - SO2 Annual Rate v3.1, Unit 2193 and retrofits | 336 | 7295 | Rate Constraint in lbs/MMBtu | FALSE | L | Annual | Constraint Shadow Price | US2022$/Ton | 0 | 0 | 0 | 0 | 0 | 0 | 0
DE Facility Specific - SO2 Annual Rate v3.1, Unit 2194 and retrofits | 337 | 7295 | Rate Constraint in lbs/MMBtu | FALSE | L | Annual | Seasons Included | Seasons | Winter, Spring, Summer, Fall | Winter, Spring, Summer, Fall | Winter, Spring, Summer, Fall | Winter, Spring, Summer, Fall | Winter, Spring, Summer, Fall | Winter, Spring, Summer, Fall | Winter, Spring, Summer, Fall
DE Facility Specific - SO2 Annual Rate v3.1, Unit 2194 and retrofits | 337 | 7295 | Rate Constraint in lbs/MMBtu | FALSE | L | Annual | Standard SO2 | lb/MMBtu | 0.26 | 0.26 | 0.26 | 0.26 | 0.26 | 0.26 | 0.26
DE Facility Specific - SO2 Annual Rate v3.1, Unit 2194 and retrofits | 337 | 7295 | Rate Constraint in lbs/MMBtu | FALSE | L | Annual | Emissions at Affected Plants SO2 | Thousand Tons | 0 | 0 | 0 | 0 | 0 | 0 | 0
DE Facility Specific - SO2 Annual Rate v3.1, Unit 2194 and retrofits | 337 | 7295 | Rate Constraint in lbs/MMBtu | FALSE | L | Annual | Allowances Purchased SO2 | Thousand Tons | 0 | 0 | 0 | 0 | 0 | 0 | 0
DE Facility Specific - SO2 Annual Rate v3.1, Unit 2194 and retrofits | 337 | 7295 | Rate Constraint in lbs/MMBtu | FALSE | L | Annual | Allowances Sold SO2 | Thousand Tons | 0 | 0 | 0 | 0 | 0 | 0 | 0
DE Facility Specific - SO2 Annual Rate v3.1, Unit 2194 and retrofits | 337 | 7295 | Rate Constraint in lbs/MMBtu | FALSE | L | Annual | Allowances Banked | Thousand Tons | 0 | 0 | 0 | 0 | 0 | 0 | 0
DE Facility Specific - SO2 Annual Rate v3.1, Unit 2194 and retrofits | 337 | 7295 | Rate Constraint in lbs/MMBtu | FALSE | L | Annual | Allowances Withdrawn (1:1) | Thousand Tons | 0 | 0 | 0 | 0 | 0 | 0 | 0
DE Facility Specific - SO2 Annual Rate v3.1, Unit 2194 and retrofits | 337 | 7295 | Rate Constraint in lbs/MMBtu | FALSE | L | Annual | Allowances Withdrawn (n:1) | Thousand Tons | 0 | 0 | 0 | 0 | 0 | 0 | 0
DE Facility Specific - SO2 Annual Rate v3.1, Unit 2194 and retrofits | 337 | 7295 | Rate Constraint in lbs/MMBtu | FALSE | L | Annual | Net Emissions Allowance Position | Thousand Tons | 0 | 0 | 0 | 0 | 0 | 0 | 0
DE Facility Specific - SO2 Annual Rate v3.1, Unit 2194 and retrofits | 337 | 7295 | Rate Constraint in lbs/MMBtu | FALSE | L | Annual | Fuel Consumed | TBtu | 0 | 0 | 0 | 0 | 0 | 0 | 0
DE Facility Specific - SO2 Annual Rate v3.1, Unit 2194 and retrofits | 337 | 7295 | Rate Constraint in lbs/MMBtu | FALSE | L | Annual | Rate | lb/MMBtu | 0 | 0 | 0 | 0 | 0 | 0 | 0
DE Facility Specific - SO2 Annual Rate v3.1, Unit 2194 and retrofits | 337 | 7295 | Rate Constraint in lbs/MMBtu | FALSE | L | Annual | Generation | TWh | 0 | 0 | 0 | 0 | 0 | 0 | 0
DE Facility Specific - SO2 Annual Rate v3.1, Unit 2194 and retrofits | 337 | 7295 | Rate Constraint in lbs/MMBtu | FALSE | L | Annual | Qualifying Generation | TWh | 0 | 0 | 0 | 0 | 0 | 0 | 0
DE Facility Specific - SO2 Annual Rate v3.1, Unit 2194 and retrofits | 337 | 7295 | Rate Constraint in lbs/MMBtu | FALSE | L | Annual | Rate | lb/MWh | 0 | 0 | 0 | 0 | 0 | 0 | 0
DE Facility Specific - SO2 Annual Rate v3.1, Unit 2194 and retrofits | 337 | 7295 | Rate Constraint in lbs/MMBtu | FALSE | L | Annual | Constraint Shadow Price | US2022$/Ton | 0 | 0 | 0 | 0 | 0 | 0 | 0
DE Unit Level EdMoore3 - MER Cap Annual v3.1 | 338 | 7302 | Rate Constraint in MTons | FALSE | L | Annual | Seasons Included | Seasons | Winter, Spring, Summer, Fall | Winter, Spring, Summer, Fall | Winter, Spring, Summer, Fall | Winter, Spring, Summer, Fall | Winter, Spring, Summer, Fall | Winter, Spring, Summer, Fall | Winter, Spring, Summer, Fall
DE Unit Level EdMoore3 - MER Cap Annual v3.1 | 338 | 7302 | Rate Constraint in MTons | FALSE | L | Annual | Standard MER | lbs | 6.6 | 6.6 | 6.6 | 6.6 | 6.6 | 6.6 | 6.6
DE Unit Level EdMoore3 - MER Cap Annual v3.1 | 338 | 7302 | Rate Constraint in MTons | FALSE | L | Annual | Emissions at Affected Plants MER | lbs | 0 | 0 | 0 | 0 | 0 | 0 | 0
DE Unit Level EdMoore3 - MER Cap Annual v3.1 | 338 | 7302 | Rate Constraint in MTons | FALSE | L | Annual | Allowances Purchased MER | lbs | 0 | 0 | 0 | 0 | 0 | 0 | 0
DE Unit Level EdMoore3 - MER Cap Annual v3.1 | 338 | 7302 | Rate Constraint in MTons | FALSE | L | Annual | Allowances Sold MER | lbs | 0 | 0 | 0 | 0 | 0 | 0 | 0
DE Unit Level EdMoore3 - MER Cap Annual v3.1 | 338 | 7302 | Rate Constraint in MTons | FALSE | L | Annual | Allowances Banked | lbs | 0 | 0 | 0 | 0 | 0 | 0 | 0
DE Unit Level EdMoore3 - MER Cap Annual v3.1 | 338 | 7302 | Rate Constraint in MTons | FALSE | L | Annual | Allowances Withdrawn (1:1) | lbs | 0 | 0 | 0 | 0 | 0 | 0 | 0
DE Unit Level EdMoore3 - MER Cap Annual v3.1 | 338 | 7302 | Rate Constraint in MTons | FALSE | L | Annual | Allowances Withdrawn (n:1) | lbs | 0 | 0 | 0 | 0 | 0 | 0 | 0
DE Unit Level EdMoore3 - MER Cap Annual v3.1 | 338 | 7302 | Rate Constraint in MTons | FALSE | L | Annual | Net Emissions Allowance Position | lbs | 0 | 0 | 0 | 0 | 0 | 0 | 0
DE Unit Level EdMoore3 - MER Cap Annual v3.1 | 338 | 7302 | Rate Constraint in MTons | FALSE | L | Annual | Fuel Consumed | TBtu | 0 | 0 | 0 | 0 | 0 | 0 | 0
DE Unit Level EdMoore3 - MER Cap Annual v3.1 | 338 | 7302 | Rate Constraint in MTons | FALSE | L | Annual | Rate | lb/MMBtu | 0 | 0 | 0 | 0 | 0 | 0 | 0
DE Unit Level EdMoore3 - MER Cap Annual v3.1 | 338 | 7302 | Rate Constraint in MTons | FALSE | L | Annual | Generation | TWh | 0 | 0 | 0 | 0 | 0 | 0 | 0
DE Unit Level EdMoore3 - MER Cap Annual v3.1 | 338 | 7302 | Rate Constraint in MTons | FALSE | L | Annual | Qualifying Generation | TWh | 0 | 0 | 0 | 0 | 0 | 0 | 0
DE Unit Level EdMoore3 - MER Cap Annual v3.1 | 338 | 7302 | Rate Constraint in MTons | FALSE | L | Annual | Rate | lb/MWh | 0 | 0 | 0 | 0 | 0 | 0 | 0
DE Unit Level EdMoore3 - MER Cap Annual v3.1 | 338 | 7302 | Rate Constraint in MTons | FALSE | L | Annual | Constraint Shadow Price | US2022$/Lb | 0 | 0 | 0 | 0 | 0 | 0 | 0
DE Unit Level EdMoore3 - NOX Cap Annual v3.1 | 339 | 7290 | Rate Constraint in MTons | FALSE | L | Annual | Seasons Included | Seasons | Winter, Spring, Summer, Fall | Winter, Spring, Summer, Fall | Winter, Spring, Summer, Fall | Winter, Spring, Summer, Fall | Winter, Spring, Summer, Fall | Winter, Spring, Summer, Fall | Winter, Spring, Summer, Fall
DE Unit Level EdMoore3 - NOX Cap Annual v3.1 | 339 | 7290 | Rate Constraint in MTons | FALSE | L | Annual | Standard NOX | Thousand Tons | 0.773 | 0.773 | 0.773 | 0.773 | 0.773 | 0.773 | 0.773
DE Unit Level EdMoore3 - NOX Cap Annual v3.1 | 339 | 7290 | Rate Constraint in MTons | FALSE | L | Annual | Emissions at Affected Plants NOX | Thousand Tons | 0 | 0 | 0 | 0 | 0 | 0 | 0
DE Unit Level EdMoore3 - NOX Cap Annual v3.1 | 339 | 7290 | Rate Constraint in MTons | FALSE | L | Annual | Allowances Purchased NOX | Thousand Tons | 0 | 0 | 0 | 0 | 0 | 0 | 0
DE Unit Level EdMoore3 - NOX Cap Annual v3.1 | 339 | 7290 | Rate Constraint in MTons | FALSE | L | Annual | Allowances Sold NOX | Thousand Tons | 0 | 0 | 0 | 0 | 0 | 0 | 0
DE Unit Level EdMoore3 - NOX Cap Annual v3.1 | 339 | 7290 | Rate Constraint in MTons | FALSE | L | Annual | Allowances Banked | Thousand Tons | 0 | 0 | 0 | 0 | 0 | 0 | 0
DE Unit Level EdMoore3 - NOX Cap Annual v3.1 | 339 | 7290 | Rate Constraint in MTons | FALSE | L | Annual | Allowances Withdrawn (1:1) | Thousand Tons | 0 | 0 | 0 | 0 | 0 | 0 | 0
DE Unit Level EdMoore3 - NOX Cap Annual v3.1 | 339 | 7290 | Rate Constraint in MTons | FALSE | L | Annual | Allowances Withdrawn (n:1) | Thousand Tons | 0 | 0 | 0 | 0 | 0 | 0 | 0
DE Unit Level EdMoore3 - NOX Cap Annual v3.1 | 339 | 7290 | Rate Constraint in MTons | FALSE | L | Annual | Net Emissions Allowance Position | Thousand Tons | 0 | 0 | 0 | 0 | 0 | 0 | 0
DE Unit Level EdMoore3 - NOX Cap Annual v3.1 | 339 | 7290 | Rate Constraint in MTons | FALSE | L | Annual | Fuel Consumed | TBtu | 0 | 0 | 0 | 0 | 0 | 0 | 0
DE Unit Level EdMoore3 - NOX Cap Annual v3.1 | 339 | 7290 | Rate Constraint in MTons | FALSE | L | Annual | Rate | lb/MMBtu | 0 | 0 | 0 | 0 | 0 | 0 | 0
DE Unit Level EdMoore3 - NOX Cap Annual v3.1 | 339 | 7290 | Rate Constraint in MTons | FALSE | L | Annual | Generation | TWh | 0 | 0 | 0 | 0 | 0 | 0 | 0
DE Unit Level EdMoore3 - NOX Cap Annual v3.1 | 339 | 7290 | Rate Constraint in MTons | FALSE | L | Annual | Qualifying Generation | TWh | 0 | 0 | 0 | 0 | 0 | 0 | 0
DE Unit Level EdMoore3 - NOX Cap Annual v3.1 | 339 | 7290 | Rate Constraint in MTons | FALSE | L | Annual | Rate | lb/MWh | 0 | 0 | 0 | 0 | 0 | 0 | 0
DE Unit Level EdMoore3 - NOX Cap Annual v3.1 | 339 | 7290 | Rate Constraint in MTons | FALSE | L | Annual | Constraint Shadow Price | US2022$/Ton | 0 | 0 | 0 | 0 | 0 | 0 | 0
DE Unit Level EdMoore3 - SO2 Cap Annual v3.1 | 340 | 7296 | Rate Constraint in MTons | FALSE | L | Annual | Seasons Included | Seasons | Winter, Spring, Summer, Fall | Winter, Spring, Summer, Fall | Winter, Spring, Summer, Fall | Winter, Spring, Summer, Fall | Winter, Spring, Summer, Fall | Winter, Spring, Summer, Fall | Winter, Spring, Summer, Fall
DE Unit Level EdMoore3 - SO2 Cap Annual v3.1 | 340 | 7296 | Rate Constraint in MTons | FALSE | L | Annual | Standard SO2 | Thousand Tons | 1.391 | 1.391 | 1.391 | 1.391 | 1.391 | 1.391 | 1.391
DE Unit Level EdMoore3 - SO2 Cap Annual v3.1 | 340 | 7296 | Rate Constraint in MTons | FALSE | L | Annual | Emissions at Affected Plants SO2 | Thousand Tons | 0 | 0 | 0 | 0 | 0 | 0 | 0
DE Unit Level EdMoore3 - SO2 Cap Annual v3.1 | 340 | 7296 | Rate Constraint in MTons | FALSE | L | Annual | Allowances Purchased SO2 | Thousand Tons | 0 | 0 | 0 | 0 | 0 | 0 | 0
DE Unit Level EdMoore3 - SO2 Cap Annual v3.1 | 340 | 7296 | Rate Constraint in MTons | FALSE | L | Annual | Allowances Sold SO2 | Thousand Tons | 0 | 0 | 0 | 0 | 0 | 0 | 0
DE Unit Level EdMoore3 - SO2 Cap Annual v3.1 | 340 | 7296 | Rate Constraint in MTons | FALSE | L | Annual | Allowances Banked | Thousand Tons | 0 | 0 | 0 | 0 | 0 | 0 | 0
DE Unit Level EdMoore3 - SO2 Cap Annual v3.1 | 340 | 7296 | Rate Constraint in MTons | FALSE | L | Annual | Allowances Withdrawn (1:1) | Thousand Tons | 0 | 0 | 0 | 0 | 0 | 0 | 0
DE Unit Level EdMoore3 - SO2 Cap Annual v3.1 | 340 | 7296 | Rate Constraint in MTons | FALSE | L | Annual | Allowances Withdrawn (n:1) | Thousand Tons | 0 | 0 | 0 | 0 | 0 | 0 | 0
DE Unit Level EdMoore3 - SO2 Cap Annual v3.1 | 340 | 7296 | Rate Constraint in MTons | FALSE | L | Annual | Net Emissions Allowance Position | Thousand Tons | 0 | 0 | 0 | 0 | 0 | 0 | 0
DE Unit Level EdMoore3 - SO2 Cap Annual v3.1 | 340 | 7296 | Rate Constraint in MTons | FALSE | L | Annual | Fuel Consumed | TBtu | 0 | 0 | 0 | 0 | 0 | 0 | 0
DE Unit Level EdMoore3 - SO2 Cap Annual v3.1 | 340 | 7296 | Rate Constraint in MTons | FALSE | L | Annual | Rate | lb/MMBtu | 0 | 0 | 0 | 0 | 0 | 0 | 0
DE Unit Level EdMoore3 - SO2 Cap Annual v3.1 | 340 | 7296 | Rate Constraint in MTons | FALSE | L | Annual | Generation | TWh | 0 | 0 | 0 | 0 | 0 | 0 | 0
DE Unit Level EdMoore3 - SO2 Cap Annual v3.1 | 340 | 7296 | Rate Constraint in MTons | FALSE | L | Annual | Qualifying Generation | TWh | 0 | 0 | 0 | 0 | 0 | 0 | 0
DE Unit Level EdMoore3 - SO2 Cap Annual v3.1 | 340 | 7296 | Rate Constraint in MTons | FALSE | L | Annual | Rate | lb/MWh | 0 | 0 | 0 | 0 | 0 | 0 | 0
DE Unit Level EdMoore3 - SO2 Cap Annual v3.1 | 340 | 7296 | Rate Constraint in MTons | FALSE | L | Annual | Constraint Shadow Price | US2022$/Ton | 0 | 0 | 0 | 0 | 0 | 0 | 0
DE Unit Level EdMoore4 - MER Cap Annual v3.1 | 341 | 7303 | Rate Constraint in MTons | FALSE | L | Annual | Seasons Included | Seasons | Winter, Spring, Summer, Fall | Winter, Spring, Summer, Fall | Winter, Spring, Summer, Fall | Winter, Spring, Summer, Fall | Winter, Spring, Summer, Fall | Winter, Spring, Summer, Fall | Winter, Spring, Summer, Fall
DE Unit Level EdMoore4 - MER Cap Annual v3.1 | 341 | 7303 | Rate Constraint in MTons | FALSE | L | Annual | Standard MER | lbs | 11.4 | 11.4 | 11.4 | 11.4 | 11.4 | 11.4 | 11.4
DE Unit Level EdMoore4 - MER Cap Annual v3.1 | 341 | 7303 | Rate Constraint in MTons | FALSE | L | Annual | Emissions at Affected Plants MER | lbs | 0 | 0 | 0 | 0 | 0 | 0 | 0
DE Unit Level EdMoore4 - MER Cap Annual v3.1 | 341 | 7303 | Rate Constraint in MTons | FALSE | L | Annual | Allowances Purchased MER | lbs | 0 | 0 | 0 | 0 | 0 | 0 | 0
DE Unit Level EdMoore4 - MER Cap Annual v3.1 | 341 | 7303 | Rate Constraint in MTons | FALSE | L | Annual | Allowances Sold MER | lbs | 0 | 0 | 0 | 0 | 0 | 0 | 0
DE Unit Level EdMoore4 - MER Cap Annual v3.1 | 341 | 7303 | Rate Constraint in MTons | FALSE | L | Annual | Allowances Banked | lbs | 0 | 0 | 0 | 0 | 0 | 0 | 0
DE Unit Level EdMoore4 - MER Cap Annual v3.1 | 341 | 7303 | Rate Constraint in MTons | FALSE | L | Annual | Allowances Withdrawn (1:1) | lbs | 0 | 0 | 0 | 0 | 0 | 0 | 0
DE Unit Level EdMoore4 - MER Cap Annual v3.1 | 341 | 7303 | Rate Constraint in MTons | FALSE | L | Annual | Allowances Withdrawn (n:1) | lbs | 0 | 0 | 0 | 0 | 0 | 0 | 0
DE Unit Level EdMoore4 - MER Cap Annual v3.1 | 341 | 7303 | Rate Constraint in MTons | FALSE | L | Annual | Net Emissions Allowance Position | lbs | 0 | 0 | 0 | 0 | 0 | 0 | 0
DE Unit Level EdMoore4 - MER Cap Annual v3.1 | 341 | 7303 | Rate Constraint in MTons | FALSE | L | Annual | Fuel Consumed | TBtu | 0 | 0 | 0 | 0 | 0 | 0 | 0
DE Unit Level EdMoore4 - MER Cap Annual v3.1 | 341 | 7303 | Rate Constraint in MTons | FALSE | L | Annual | Rate | lb/MMBtu | 0 | 0 | 0 | 0 | 0 | 0 | 0
DE Unit Level EdMoore4 - MER Cap Annual v3.1 | 341 | 7303 | Rate Constraint in MTons | FALSE | L | Annual | Generation | TWh | 0 | 0 | 0 | 0 | 0 | 0 | 0
DE Unit Level EdMoore4 - MER Cap Annual v3.1 | 341 | 7303 | Rate Constraint in MTons | FALSE | L | Annual | Qualifying Generation | TWh | 0 | 0 | 0 | 0 | 0 | 0 | 0
DE Unit Level EdMoore4 - MER Cap Annual v3.1 | 341 | 7303 | Rate Constraint in MTons | FALSE | L | Annual | Rate | lb/MWh | 0 | 0 | 0 | 0 | 0 | 0 | 0
DE Unit Level EdMoore4 - MER Cap Annual v3.1 | 341 | 7303 | Rate Constraint in MTons | FALSE | L | Annual | Constraint Shadow Price | US2022$/Lb | 0 | 0 | 0 | 0 | 0 | 0 | 0
DE Unit Level EdMoore4 - NOX Cap Annual v3.1 | 342 | 7291 | Rate Constraint in MTons | FALSE | L | Annual | Seasons Included | Seasons | Winter, Spring, Summer, Fall | Winter, Spring, Summer, Fall | Winter, Spring, Summer, Fall | Winter, Spring, Summer, Fall | Winter, Spring, Summer, Fall | Winter, Spring, Summer, Fall | Winter, Spring, Summer, Fall
DE Unit Level EdMoore4 - NOX Cap Annual v3.1 | 342 | 7291 | Rate Constraint in MTons | FALSE | L | Annual | Standard NOX | Thousand Tons | 1.339 | 1.339 | 1.339 | 1.339 | 1.339 | 1.339 | 1.339
DE Unit Level EdMoore4 - NOX Cap Annual v3.1 | 342 | 7291 | Rate Constraint in MTons | FALSE | L | Annual | Emissions at Affected Plants NOX | Thousand Tons | 0 | 0 | 0 | 0 | 0 | 0 | 0
DE Unit Level EdMoore4 - NOX Cap Annual v3.1 | 342 | 7291 | Rate Constraint in MTons | FALSE | L | Annual | Allowances Purchased NOX | Thousand Tons | 0 | 0 | 0 | 0 | 0 | 0 | 0
DE Unit Level EdMoore4 - NOX Cap Annual v3.1 | 342 | 7291 | Rate Constraint in MTons | FALSE | L | Annual | Allowances Sold NOX | Thousand Tons | 0 | 0 | 0 | 0 | 0 | 0 | 0
DE Unit Level EdMoore4 - NOX Cap Annual v3.1 | 342 | 7291 | Rate Constraint in MTons | FALSE | L | Annual | Allowances Banked | Thousand Tons | 0 | 0 | 0 | 0 | 0 | 0 | 0
DE Unit Level EdMoore4 - NOX Cap Annual v3.1 | 342 | 7291 | Rate Constraint in MTons | FALSE | L | Annual | Allowances Withdrawn (1:1) | Thousand Tons | 0 | 0 | 0 | 0 | 0 | 0 | 0
DE Unit Level EdMoore4 - NOX Cap Annual v3.1 | 342 | 7291 | Rate Constraint in MTons | FALSE | L | Annual | Allowances Withdrawn (n:1) | Thousand Tons | 0 | 0 | 0 | 0 | 0 | 0 | 0
DE Unit Level EdMoore4 - NOX Cap Annual v3.1 | 342 | 7291 | Rate Constraint in MTons | FALSE | L | Annual | Net Emissions Allowance Position | Thousand Tons | 0 | 0 | 0 | 0 | 0 | 0 | 0
DE Unit Level EdMoore4 - NOX Cap Annual v3.1 | 342 | 7291 | Rate Constraint in MTons | FALSE | L | Annual | Fuel Consumed | TBtu | 0 | 0 | 0 | 0 | 0 | 0 | 0
DE Unit Level EdMoore4 - NOX Cap Annual v3.1 | 342 | 7291 | Rate Constraint in MTons | FALSE | L | Annual | Rate | lb/MMBtu | 0 | 0 | 0 | 0 | 0 | 0 | 0
DE Unit Level EdMoore4 - NOX Cap Annual v3.1 | 342 | 7291 | Rate Constraint in MTons | FALSE | L | Annual | Generation | TWh | 0 | 0 | 0 | 0 | 0 | 0 | 0
DE Unit Level EdMoore4 - NOX Cap Annual v3.1 | 342 | 7291 | Rate Constraint in MTons | FALSE | L | Annual | Qualifying Generation | TWh | 0 | 0 | 0 | 0 | 0 | 0 | 0
DE Unit Level EdMoore4 - NOX Cap Annual v3.1 | 342 | 7291 | Rate Constraint in MTons | FALSE | L | Annual | Rate | lb/MWh | 0 | 0 | 0 | 0 | 0 | 0 | 0
DE Unit Level EdMoore4 - NOX Cap Annual v3.1 | 342 | 7291 | Rate Constraint in MTons | FALSE | L | Annual | Constraint Shadow Price | US2022$/Ton | 0 | 0 | 0 | 0 | 0 | 0 | 0
DE Unit Level EdMoore4 - SO2 Cap Annual v3.1 | 343 | 7297 | Rate Constraint in MTons | FALSE | L | Annual | Seasons Included | Seasons | Winter, Spring, Summer, Fall | Winter, Spring, Summer, Fall | Winter, Spring, Summer, Fall | Winter, Spring, Summer, Fall | Winter, Spring, Summer, Fall | Winter, Spring, Summer, Fall | Winter, Spring, Summer, Fall
DE Unit Level EdMoore4 - SO2 Cap Annual v3.1 | 343 | 7297 | Rate Constraint in MTons | FALSE | L | Annual | Standard SO2 | Thousand Tons | 2.41 | 2.41 | 2.41 | 2.41 | 2.41 | 2.41 | 2.41
DE Unit Level EdMoore4 - SO2 Cap Annual v3.1 | 343 | 7297 | Rate Constraint in MTons | FALSE | L | Annual | Emissions at Affected Plants SO2 | Thousand Tons | 0 | 0 | 0 | 0 | 0 | 0 | 0
DE Unit Level EdMoore4 - SO2 Cap Annual v3.1 | 343 | 7297 | Rate Constraint in MTons | FALSE | L | Annual | Allowances Purchased SO2 | Thousand Tons | 0 | 0 | 0 | 0 | 0 | 0 | 0
DE Unit Level EdMoore4 - SO2 Cap Annual v3.1 | 343 | 7297 | Rate Constraint in MTons | FALSE | L | Annual | Allowances Sold SO2 | Thousand Tons | 0 | 0 | 0 | 0 | 0 | 0 | 0
DE Unit Level EdMoore4 - SO2 Cap Annual v3.1 | 343 | 7297 | Rate Constraint in MTons | FALSE | L | Annual | Allowances Banked | Thousand Tons | 0 | 0 | 0 | 0 | 0 | 0 | 0
DE Unit Level EdMoore4 - SO2 Cap Annual v3.1 | 343 | 7297 | Rate Constraint in MTons | FALSE | L | Annual | Allowances Withdrawn (1:1) | Thousand Tons | 0 | 0 | 0 | 0 | 0 | 0 | 0
DE Unit Level EdMoore4 - SO2 Cap Annual v3.1 | 343 | 7297 | Rate Constraint in MTons | FALSE | L | Annual | Allowances Withdrawn (n:1) | Thousand Tons | 0 | 0 | 0 | 0 | 0 | 0 | 0
DE Unit Level EdMoore4 - SO2 Cap Annual v3.1 | 343 | 7297 | Rate Constraint in MTons | FALSE | L | Annual | Net Emissions Allowance Position | Thousand Tons | 0 | 0 | 0 | 0 | 0 | 0 | 0
DE Unit Level EdMoore4 - SO2 Cap Annual v3.1 | 343 | 7297 | Rate Constraint in MTons | FALSE | L | Annual | Fuel Consumed | TBtu | 0 | 0 | 0 | 0 | 0 | 0 | 0
DE Unit Level EdMoore4 - SO2 Cap Annual v3.1 | 343 | 7297 | Rate Constraint in MTons | FALSE | L | Annual | Rate | lb/MMBtu | 0 | 0 | 0 | 0 | 0 | 0 | 0
DE Unit Level EdMoore4 - SO2 Cap Annual v3.1 | 343 | 7297 | Rate Constraint in MTons | FALSE | L | Annual | Generation | TWh | 0 | 0 | 0 | 0 | 0 | 0 | 0
DE Unit Level EdMoore4 - SO2 Cap Annual v3.1 | 343 | 7297 | Rate Constraint in MTons | FALSE | L | Annual | Qualifying Generation | TWh | 0 | 0 | 0 | 0 | 0 | 0 | 0
DE Unit Level EdMoore4 - SO2 Cap Annual v3.1 | 343 | 7297 | Rate Constraint in MTons | FALSE | L | Annual | Rate | lb/MWh | 0 | 0 | 0 | 0 | 0 | 0 | 0
DE Unit Level EdMoore4 - SO2 Cap Annual v3.1 | 343 | 7297 | Rate Constraint in MTons | FALSE | L | Annual | Constraint Shadow Price | US2022$/Ton | 0 | 0 | 0 | 0 | 0 | 0 | 0
DE Unit Level EdMoore5 - NOX Cap Annual v3.1 | 344 | 7292 | Rate Constraint in MTons | FALSE | L | Annual | Seasons Included | Seasons | Winter, Spring, Summer, Fall | Winter, Spring, Summer, Fall | Winter, Spring, Summer, Fall | Winter, Spring, Summer, Fall | Winter, Spring, Summer, Fall | Winter, Spring, Summer, Fall | Winter, Spring, Summer, Fall
DE Unit Level EdMoore5 - NOX Cap Annual v3.1 | 344 | 7292 | Rate Constraint in MTons | FALSE | L | Annual | Standard NOX | Thousand Tons | 1.348 | 1.348 | 1.348 | 1.348 | 1.348 | 1.348 | 1.348
DE Unit Level EdMoore5 - NOX Cap Annual v3.1 | 344 | 7292 | Rate Constraint in MTons | FALSE | L | Annual | Emissions at Affected Plants NOX | Thousand Tons | 0 | 0 | 0 | 0 | 0 | 0 | 0
DE Unit Level EdMoore5 - NOX Cap Annual v3.1 | 344 | 7292 | Rate Constraint in MTons | FALSE | L | Annual | Allowances Purchased NOX | Thousand Tons | 0 | 0 | 0 | 0 | 0 | 0 | 0
DE Unit Level EdMoore5 - NOX Cap Annual v3.1 | 344 | 7292 | Rate Constraint in MTons | FALSE | L | Annual | Allowances Sold NOX | Thousand Tons | 0 | 0 | 0 | 0 | 0 | 0 | 0
DE Unit Level EdMoore5 - NOX Cap Annual v3.1 | 344 | 7292 | Rate Constraint in MTons | FALSE | L | Annual | Allowances Banked | Thousand Tons | 0 | 0 | 0 | 0 | 0 | 0 | 0
DE Unit Level EdMoore5 - NOX Cap Annual v3.1 | 344 | 7292 | Rate Constraint in MTons | FALSE | L | Annual | Allowances Withdrawn (1:1) | Thousand Tons | 0 | 0 | 0 | 0 | 0 | 0 | 0
DE Unit Level EdMoore5 - NOX Cap Annual v3.1 | 344 | 7292 | Rate Constraint in MTons | FALSE | L | Annual | Allowances Withdrawn (n:1) | Thousand Tons | 0 | 0 | 0 | 0 | 0 | 0 | 0
DE Unit Level EdMoore5 - NOX Cap Annual v3.1 | 344 | 7292 | Rate Constraint in MTons | FALSE | L | Annual | Net Emissions Allowance Position | Thousand Tons | 0 | 0 | 0 | 0 | 0 | 0 | 0
DE Unit Level EdMoore5 - NOX Cap Annual v3.1 | 344 | 7292 | Rate Constraint in MTons | FALSE | L | Annual | Fuel Consumed | TBtu | 0 | 0 | 0 | 0 | 0 | 0 | 0
DE Unit Level EdMoore5 - NOX Cap Annual v3.1 | 344 | 7292 | Rate Constraint in MTons | FALSE | L | Annual | Rate | lb/MMBtu | 0 | 0 | 0 | 0 | 0 | 0 | 0
DE Unit Level EdMoore5 - NOX Cap Annual v3.1 | 344 | 7292 | Rate Constraint in MTons | FALSE | L | Annual | Generation | TWh | 0 | 0 | 0 | 0 | 0 | 0 | 0
DE Unit Level EdMoore5 - NOX Cap Annual v3.1 | 344 | 7292 | Rate Constraint in MTons | FALSE | L | Annual | Qualifying Generation | TWh | 0 | 0 | 0 | 0 | 0 | 0 | 0
DE Unit Level EdMoore5 - NOX Cap Annual v3.1 | 344 | 7292 | Rate Constraint in MTons | FALSE | L | Annual | Rate | lb/MWh | 0 | 0 | 0 | 0 | 0 | 0 | 0
DE Unit Level EdMoore5 - NOX Cap Annual v3.1 | 344 | 7292 | Rate Constraint in MTons | FALSE | L | Annual | Constraint Shadow Price | US2022$/Ton | 0 | 0 | 0 | 0 | 0 | 0 | 0
DE Unit Level EdMoore5 - SO2 Cap Annual v3.1 | 345 | 7298 | Rate Constraint in MTons | FALSE | L | Annual | Seasons Included | Seasons | Winter, Spring, Summer, Fall | Winter, Spring, Summer, Fall | Winter, Spring, Summer, Fall | Winter, Spring, Summer, Fall | Winter, Spring, Summer, Fall | Winter, Spring, Summer, Fall | Winter, Spring, Summer, Fall
DE Unit Level EdMoore5 - SO2 Cap Annual v3.1 | 345 | 7298 | Rate Constraint in MTons | FALSE | L | Annual | Standard SO2 | Thousand Tons | 2.427 | 2.427 | 2.427 | 2.427 | 2.427 | 2.427 | 2.427
DE Unit Level EdMoore5 - SO2 Cap Annual v3.1 | 345 | 7298 | Rate Constraint in MTons | FALSE | L | Annual | Emissions at Affected Plants SO2 | Thousand Tons | 0 | 0 | 0 | 0 | 0 | 0 | 0
DE Unit Level EdMoore5 - SO2 Cap Annual v3.1 | 345 | 7298 | Rate Constraint in MTons | FALSE | L | Annual | Allowances Purchased SO2 | Thousand Tons | 0 | 0 | 0 | 0 | 0 | 0 | 0
DE Unit Level EdMoore5 - SO2 Cap Annual v3.1 | 345 | 7298 | Rate Constraint in MTons | FALSE | L | Annual | Allowances Sold SO2 | Thousand Tons | 0 | 0 | 0 | 0 | 0 | 0 | 0
DE Unit Level EdMoore5 - SO2 Cap Annual v3.1 | 345 | 7298 | Rate Constraint in MTons | FALSE | L | Annual | Allowances Banked | Thousand Tons | 0 | 0 | 0 | 0 | 0 | 0 | 0
DE Unit Level EdMoore5 - SO2 Cap Annual v3.1 | 345 | 7298 | Rate Constraint in MTons | FALSE | L | Annual | Allowances Withdrawn (1:1) | Thousand Tons | 0 | 0 | 0 | 0 | 0 | 0 | 0
DE Unit Level EdMoore5 - SO2 Cap Annual v3.1 | 345 | 7298 | Rate Constraint in MTons | FALSE | L | Annual | Allowances Withdrawn (n:1) | Thousand Tons | 0 | 0 | 0 | 0 | 0 | 0 | 0
DE Unit Level EdMoore5 - SO2 Cap Annual v3.1 | 345 | 7298 | Rate Constraint in MTons | FALSE | L | Annual | Net Emissions Allowance Position | Thousand Tons | 0 | 0 | 0 | 0 | 0 | 0 | 0
DE Unit Level EdMoore5 - SO2 Cap Annual v3.1 | 345 | 7298 | Rate Constraint in MTons | FALSE | L | Annual | Fuel Consumed | TBtu | 0 | 0 | 0 | 0 | 0 | 0 | 0
DE Unit Level EdMoore5 - SO2 Cap Annual v3.1 | 345 | 7298 | Rate Constraint in MTons | FALSE | L | Annual | Rate | lb/MMBtu | 0 | 0 | 0 | 0 | 0 | 0 | 0
DE Unit Level EdMoore5 - SO2 Cap Annual v3.1 | 345 | 7298 | Rate Constraint in MTons | FALSE | L | Annual | Generation | TWh | 0 | 0 | 0 | 0 | 0 | 0 | 0
DE Unit Level EdMoore5 - SO2 Cap Annual v3.1 | 345 | 7298 | Rate Constraint in MTons | FALSE | L | Annual | Qualifying Generation | TWh | 0 | 0 | 0 | 0 | 0 | 0 | 0
DE Unit Level EdMoore5 - SO2 Cap Annual v3.1 | 345 | 7298 | Rate Constraint in MTons | FALSE | L | Annual | Rate | lb/MWh | 0 | 0 | 0 | 0 | 0 | 0 | 0
DE Unit Level EdMoore5 - SO2 Cap Annual v3.1 | 345 | 7298 | Rate Constraint in MTons | FALSE | L | Annual | Constraint Shadow Price | US2022$/Ton | 0 | 0 | 0 | 0 | 0 | 0 | 0
Env-A 1300, NOx RACT - Merrimack 1 Rate | 348 | 7975 | Rate Constraint in lbs/MMBtu | FALSE | L | Annual | Seasons Included | Seasons | Winter, Spring, Summer, Fall | Winter, Spring, Summer, Fall | Winter, Spring, Summer, Fall | Winter, Spring, Summer, Fall | Winter, Spring, Summer, Fall | Winter, Spring, Summer, Fall | Winter, Spring, Summer, Fall
Env-A 1300, NOx RACT - Merrimack 1 Rate | 348 | 7975 | Rate Constraint in lbs/MMBtu | FALSE | L | Annual | Standard NOX | lb/MMBtu | 0.22 | 0.22 | 0.22 | 0.22 | 0.22 | 0.22 | 0.22
Env-A 1300, NOx RACT - Merrimack 1 Rate | 348 | 7975 | Rate Constraint in lbs/MMBtu | FALSE | L | Annual | Emissions at Affected Plants NOX | Thousand Tons | 0 | 0 | 0 | 0 | 0 | 0 | 0
Env-A 1300, NOx RACT - Merrimack 1 Rate | 348 | 7975 | Rate Constraint in lbs/MMBtu | FALSE | L | Annual | Allowances Purchased NOX | Thousand Tons | 0 | 0 | 0 | 0 | 0 | 0 | 0
Env-A 1300, NOx RACT - Merrimack 1 Rate | 348 | 7975 | Rate Constraint in lbs/MMBtu | FALSE | L | Annual | Allowances Sold NOX | Thousand Tons | 0 | 0 | 0 | 0 | 0 | 0 | 0
Env-A 1300, NOx RACT - Merrimack 1 Rate | 348 | 7975 | Rate Constraint in lbs/MMBtu | FALSE | L | Annual | Allowances Banked | Thousand Tons | 0 | 0 | 0 | 0 | 0 | 0 | 0
Env-A 1300, NOx RACT - Merrimack 1 Rate | 348 | 7975 | Rate Constraint in lbs/MMBtu | FALSE | L | Annual | Allowances Withdrawn (1:1) | Thousand Tons | 0 | 0 | 0 | 0 | 0 | 0 | 0
Env-A 1300, NOx RACT - Merrimack 1 Rate | 348 | 7975 | Rate Constraint in lbs/MMBtu | FALSE | L | Annual | Allowances Withdrawn (n:1) | Thousand Tons | 0 | 0 | 0 | 0 | 0 | 0 | 0
Env-A 1300, NOx RACT - Merrimack 1 Rate | 348 | 7975 | Rate Constraint in lbs/MMBtu | FALSE | L | Annual | Net Emissions Allowance Position | Thousand Tons | 0 | 0 | 0 | 0 | 0 | 0 | 0
Env-A 1300, NOx RACT - Merrimack 1 Rate | 348 | 7975 | Rate Constraint in lbs/MMBtu | FALSE | L | Annual | Fuel Consumed | TBtu | 0 | 0 | 0 | 0 | 0 | 0 | 0
Env-A 1300, NOx RACT - Merrimack 1 Rate | 348 | 7975 | Rate Constraint in lbs/MMBtu | FALSE | L | Annual | Rate | lb/MMBtu | 0 | 0 | 0 | 0 | 0 | 0 | 0
Env-A 1300, NOx RACT - Merrimack 1 Rate | 348 | 7975 | Rate Constraint in lbs/MMBtu | FALSE | L | Annual | Generation | TWh | 0 | 0 | 0 | 0 | 0 | 0 | 0
Env-A 1300, NOx RACT - Merrimack 1 Rate | 348 | 7975 | Rate Constraint in lbs/MMBtu | FALSE | L | Annual | Qualifying Generation | TWh | 0 | 0 | 0 | 0 | 0 | 0 | 0
Env-A 1300, NOx RACT - Merrimack 1 Rate | 348 | 7975 | Rate Constraint in lbs/MMBtu | FALSE | L | Annual | Rate | lb/MWh | 0 | 0 | 0 | 0 | 0 | 0 | 0
Env-A 1300, NOx RACT - Merrimack 1 Rate | 348 | 7975 | Rate Constraint in lbs/MMBtu | FALSE | L | Annual | Constraint Shadow Price | US2022$/Ton | 0 | 0 | 0 | 0 | 0 | 0 | 0
EPA723 CO2 Rate Limit for NG Cofire - ORIS:10113 | 349 | 8125 | Rate Constraint in lbs/MMBtu | FALSE | L | Annual | Seasons Included | Seasons |  | Winter, Spring, Summer, Fall | Winter, Spring, Summer, Fall | Winter, Spring, Summer, Fall | Winter, Spring, Summer, Fall | Winter, Spring, Summer, Fall | Winter, Spring, Summer, Fall
EPA723 CO2 Rate Limit for NG Cofire - ORIS:10113 | 349 | 8125 | Rate Constraint in lbs/MMBtu | FALSE | L | Annual | Standard CO2 | lb/MMBtu | 169.652 | 169.652 | 169.652 | 169.652 | 169.652 | 169.652 | 169.652
EPA723 CO2 Rate Limit for NG Cofire - ORIS:10113 | 349 | 8125 | Rate Constraint in lbs/MMBtu | FALSE | L | Annual | Emissions at Affected Plants CO2 | Thousand Tons | 0 | 0 | 0 | 0 | 0 | 0 | 0
EPA723 CO2 Rate Limit for NG Cofire - ORIS:10113 | 349 | 8125 | Rate Constraint in lbs/MMBtu | FALSE | L | Annual | Allowances Purchased CO2 | Thousand Tons | 0 | 0 | 0 | 0 | 0 | 0 | 0
EPA723 CO2 Rate Limit for NG Cofire - ORIS:10113 | 349 | 8125 | Rate Constraint in lbs/MMBtu | FALSE | L | Annual | Allowances Sold CO2 | Thousand Tons | 0 | 0 | 0 | 0 | 0 | 0 | 0
EPA723 CO2 Rate Limit for NG Cofire - ORIS:10113 | 349 | 8125 | Rate Constraint in lbs/MMBtu | FALSE | L | Annual | Allowances Banked | Thousand Tons | 0 | 0 | 0 | 0 | 0 | 0 | 0
EPA723 CO2 Rate Limit for NG Cofire - ORIS:10113 | 349 | 8125 | Rate Constraint in lbs/MMBtu | FALSE | L | Annual | Allowances Withdrawn (1:1) | Thousand Tons | 0 | 0 | 0 | 0 | 0 | 0 | 0
EPA723 CO2 Rate Limit for NG Cofire - ORIS:10113 | 349 | 8125 | Rate Constraint in lbs/MMBtu | FALSE | L | Annual | Allowances Withdrawn (n:1) | Thousand Tons | 0 | 0 | 0 | 0 | 0 | 0 | 0
EPA723 CO2 Rate Limit for NG Cofire - ORIS:10113 | 349 | 8125 | Rate Constraint in lbs/MMBtu | FALSE | L | Annual | Net Emissions Allowance Position | Thousand Tons | 0 | 0 | 0 | 0 | 0 | 0 | 0
EPA723 CO2 Rate Limit for NG Cofire - ORIS:10113 | 349 | 8125 | Rate Constraint in lbs/MMBtu | FALSE | L | Annual | Fuel Consumed | TBtu | 0 | 0 | 0 | 0 | 0 | 0 | 0
EPA723 CO2 Rate Limit for NG Cofire - ORIS:10113 | 349 | 8125 | Rate Constraint in lbs/MMBtu | FALSE | L | Annual | Rate | lb/MMBtu | 0 | 0 | 0 | 0 | 0 | 0 | 0
EPA723 CO2 Rate Limit for NG Cofire - ORIS:10113 | 349 | 8125 | Rate Constraint in lbs/MMBtu | FALSE | L | Annual | Generation | TWh | 0 | 0 | 0 | 0 | 0 | 0 | 0
EPA723 CO2 Rate Limit for NG Cofire - ORIS:10113 | 349 | 8125 | Rate Constraint in lbs/MMBtu | FALSE | L | Annual | Qualifying Generation | TWh | 0 | 0 | 0 | 0 | 0 | 0 | 0
EPA723 CO2 Rate Limit for NG Cofire - ORIS:10113 | 349 | 8125 | Rate Constraint in lbs/MMBtu | FALSE | L | Annual | Rate | lb/MWh | 0 | 0 | 0 | 0 | 0 | 0 | 0
EPA723 CO2 Rate Limit for NG Cofire - ORIS:10113 | 349 | 8125 | Rate Constraint in lbs/MMBtu | FALSE | L | Annual | Constraint Shadow Price | US2022$/Ton | 0 | 41.8669 | 55.9822 | 123.1762 | 123.6592 | 176.442 | 194.5803
EPA723 CO2 Rate Limit for NG Cofire - ORIS:10143 | 350 | 8126 | Rate Constraint in lbs/MMBtu | FALSE | L | Annual | Seasons Included | Seasons |  | Winter, Spring, Summer, Fall | Winter, Spring, Summer, Fall | Winter, Spring, Summer, Fall | Winter, Spring, Summer, Fall | Winter, Spring, Summer, Fall | Winter, Spring, Summer, Fall
EPA723 CO2 Rate Limit for NG Cofire - ORIS:10143 | 350 | 8126 | Rate Constraint in lbs/MMBtu | FALSE | L | Annual | Standard CO2 | lb/MMBtu | 169.652 | 169.652 | 169.652 | 169.652 | 169.652 | 169.652 | 169.652
EPA723 CO2 Rate Limit for NG Cofire - ORIS:10143 | 350 | 8126 | Rate Constraint in lbs/MMBtu | FALSE | L | Annual | Emissions at Affected Plants CO2 | Thousand Tons | 0 | 0 | 0 | 0 | 0 | 0 | 0
EPA723 CO2 Rate Limit for NG Cofire - ORIS:10143 | 350 | 8126 | Rate Constraint in lbs/MMBtu | FALSE | L | Annual | Allowances Purchased CO2 | Thousand Tons | 0 | 0 | 0 | 0 | 0 | 0 | 0
EPA723 CO2 Rate Limit for NG Cofire - ORIS:10143 | 350 | 8126 | Rate Constraint in lbs/MMBtu | FALSE | L | Annual | Allowances Sold CO2 | Thousand Tons | 0 | 0 | 0 | 0 | 0 | 0 | 0
EPA723 CO2 Rate Limit for NG Cofire - ORIS:10143 | 350 | 8126 | Rate Constraint in lbs/MMBtu | FALSE | L | Annual | Allowances Banked | Thousand Tons | 0 | 0 | 0 | 0 | 0 | 0 | 0
EPA723 CO2 Rate Limit for NG Cofire - ORIS:10143 | 350 | 8126 | Rate Constraint in lbs/MMBtu | FALSE | L | Annual | Allowances Withdrawn (1:1) | Thousand Tons | 0 | 0 | 0 | 0 | 0 | 0 | 0
EPA723 CO2 Rate Limit for NG Cofire - ORIS:10143 | 350 | 8126 | Rate Constraint in lbs/MMBtu | FALSE | L | Annual | Allowances Withdrawn (n:1) | Thousand Tons | 0 | 0 | 0 | 0 | 0 | 0 | 0
EPA723 CO2 Rate Limit for NG Cofire - ORIS:10143 | 350 | 8126 | Rate Constraint in lbs/MMBtu | FALSE | L | Annual | Net Emissions Allowance Position | Thousand Tons | 0 | 0 | 0 | 0 | 0 | 0 | 0
EPA723 CO2 Rate Limit for NG Cofire - ORIS:10143 | 350 | 8126 | Rate Constraint in lbs/MMBtu | FALSE | L | Annual | Fuel Consumed | TBtu | 0 | 0 | 0 | 0 | 0 | 0 | 0
EPA723 CO2 Rate Limit for NG Cofire - ORIS:10143 | 350 | 8126 | Rate Constraint in lbs/MMBtu | FALSE | L | Annual | Rate | lb/MMBtu | 0 | 0 | 0 | 0 | 0 | 0 | 0
EPA723 CO2 Rate Limit for NG Cofire - ORIS:10143 | 350 | 8126 | Rate Constraint in lbs/MMBtu | FALSE | L | Annual | Generation | TWh | 0 | 0 | 0 | 0 | 0 | 0 | 0
EPA723 CO2 Rate Limit for NG Cofire - ORIS:10143 | 350 | 8126 | Rate Constraint in lbs/MMBtu | FALSE | L | Annual | Qualifying Generation | TWh | 0 | 0 | 0 | 0 | 0 | 0 | 0
EPA723 CO2 Rate Limit for NG Cofire - ORIS:10143 | 350 | 8126 | Rate Constraint in lbs/MMBtu | FALSE | L | Annual | Rate | lb/MWh | 0 | 0 | 0 | 0 | 0 | 0 | 0
EPA723 CO2 Rate Limit for NG Cofire - ORIS:10143 | 350 | 8126 | Rate Constraint in lbs/MMBtu | FALSE | L | Annual | Constraint Shadow Price | US2022$/Ton | 0 | 147.9574 | 140.1202 | 12.9706 | 84.586 | 153.7288 | 165.5983
EPA723 CO2 Rate Limit for NG Cofire - ORIS:10151 | 351 | 8127 | Rate Constraint in lbs/MMBtu | FALSE | L | Annual | Seasons Included | Seasons |  | Winter, Spring, Summer, Fall | Winter, Spring, Summer, Fall | Winter, Spring, Summer, Fall | Winter, Spring, Summer, Fall | Winter, Spring, Summer, Fall | Winter, Spring, Summer, Fall
EPA723 CO2 Rate Limit for NG Cofire - ORIS:10151 | 351 | 8127 | Rate Constraint in lbs/MMBtu | FALSE | L | Annual | Standard CO2 | lb/MMBtu | 169.652 | 169.652 | 169.652 | 169.652 | 169.652 | 169.652 | 169.652
EPA723 CO2 Rate Limit for NG Cofire - ORIS:10151 | 351 | 8127 | Rate Constraint in lbs/MMBtu | FALSE | L | Annual | Emissions at Affected Plants CO2 | Thousand Tons | 0 | 0 | 0 | 0 | 0 | 0 | 0
EPA723 CO2 Rate Limit for NG Cofire - ORIS:10151 | 351 | 8127 | Rate Constraint in lbs/MMBtu | FALSE | L | Annual | Allowances Purchased CO2 | Thousand Tons | 0 | 0 | 0 | 0 | 0 | 0 | 0
EPA723 CO2 Rate Limit for NG Cofire - ORIS:10151 | 351 | 8127 | Rate Constraint in lbs/MMBtu | FALSE | L | Annual | Allowances Sold CO2 | Thousand Tons | 0 | 0 | 0 | 0 | 0 | 0 | 0
EPA723 CO2 Rate Limit for NG Cofire - ORIS:10151 | 351 | 8127 | Rate Constraint in lbs/MMBtu | FALSE | L | Annual | Allowances Banked | Thousand Tons | 0 | 0 | 0 | 0 | 0 | 0 | 0
EPA723 CO2 Rate Limit for NG Cofire - ORIS:10151 | 351 | 8127 | Rate Constraint in lbs/MMBtu | FALSE | L | Annual | Allowances Withdrawn (1:1) | Thousand Tons | 0 | 0 | 0 | 0 | 0 | 0 | 0
EPA723 CO2 Rate Limit for NG Cofire - ORIS:10151 | 351 | 8127 | Rate Constraint in lbs/MMBtu | FALSE | L | Annual | Allowances Withdrawn (n:1) | Thousand Tons | 0 | 0 | 0 | 0 | 0 | 0 | 0
EPA723 CO2 Rate Limit for NG Cofire - ORIS:10151 | 351 | 8127 | Rate Constraint in lbs/MMBtu | FALSE | L | Annual | Net Emissions Allowance Position | Thousand Tons | 0 | 0 | 0 | 0 | 0 | 0 | 0
EPA723 CO2 Rate Limit for NG Cofire - ORIS:10151 | 351 | 8127 | Rate Constraint in lbs/MMBtu | FALSE | L | Annual | Fuel Consumed | TBtu | 0 | 0 | 0 | 0 | 0 | 0 | 0
EPA723 CO2 Rate Limit for NG Cofire - ORIS:10151 | 351 | 8127 | Rate Constraint in lbs/MMBtu | FALSE | L | Annual | Rate | lb/MMBtu | 0 | 0 | 0 | 0 | 0 | 0 | 0
EPA723 CO2 Rate Limit for NG Cofire - ORIS:10151 | 351 | 8127 | Rate Constraint in lbs/MMBtu | FALSE | L | Annual | Generation | TWh | 0 | 0 | 0 | 0 | 0 | 0 | 0
EPA723 CO2 Rate Limit for NG Cofire - ORIS:10151 | 351 | 8127 | Rate Constraint in lbs/MMBtu | FALSE | L | Annual | Qualifying Generation | TWh | 0 | 0 | 0 | 0 | 0 | 0 | 0
EPA723 CO2 Rate Limit for NG Cofire - ORIS:10151 | 351 | 8127 | Rate Constraint in lbs/MMBtu | FALSE | L | Annual | Rate | lb/MWh | 0 | 0 | 0 | 0 | 0 | 0 | 0
EPA723 CO2 Rate Limit for NG Cofire - ORIS:10151 | 351 | 8127 | Rate Constraint in lbs/MMBtu | FALSE | L | Annual | Constraint Shadow Price | US2022$/Ton | 0 | 36.4053 | 59.0544 | 148.7305 | 118.7445 | 170.5971 | 197.3447
EPA723 CO2 Rate Limit for NG Cofire - ORIS:10343 | 352 | 8128 | Rate Constraint in lbs/MMBtu | FALSE | L | Annual | Seasons Included | Seasons |  | Winter, Spring, Summer, Fall | Winter, Spring, Summer, Fall | Winter, Spring, Summer, Fall | Winter, Spring, Summer, Fall | Winter, Spring, Summer, Fall | Winter, Spring, Summer, Fall
EPA723 CO2 Rate Limit for NG Cofire - ORIS:10343 | 352 | 8128 | Rate Constraint in lbs/MMBtu | FALSE | L | Annual | Standard CO2 | lb/MMBtu | 181.6095 | 181.6095 | 181.6095 | 181.6095 | 181.6095 | 181.6095 | 181.6095
EPA723 CO2 Rate Limit for NG Cofire - ORIS:10343 | 352 | 8128 | Rate Constraint in lbs/MMBtu | FALSE | L | Annual | Emissions at Affected Plants CO2 | Thousand Tons | 0 | 0 | 0 | 0 | 0 | 0 | 0
EPA723 CO2 Rate Limit for NG Cofire - ORIS:10343 | 352 | 8128 | Rate Constraint in lbs/MMBtu | FALSE | L | Annual | Allowances Purchased CO2 | Thousand Tons | 0 | 0 | 0 | 0 | 0 | 0 | 0
EPA723 CO2 Rate Limit for NG Cofire - ORIS:10343 | 352 | 8128 | Rate Constraint in lbs/MMBtu | FALSE | L | Annual | Allowances Sold CO2 | Thousand Tons | 0 | 0 | 0 | 0 | 0 | 0 | 0
EPA723 CO2 Rate Limit for NG Cofire - ORIS:10343 | 352 | 8128 | Rate Constraint in lbs/MMBtu | FALSE | L | Annual | Allowances Banked | Thousand Tons | 0 | 0 | 0 | 0 | 0 | 0 | 0
EPA723 CO2 Rate Limit for NG Cofire - ORIS:10343 | 352 | 8128 | Rate Constraint in lbs/MMBtu | FALSE | L | Annual | Allowances Withdrawn (1:1) | Thousand Tons | 0 | 0 | 0 | 0 | 0 | 0 | 0
EPA723 CO2 Rate Limit for NG Cofire - ORIS:10343 | 352 | 8128 | Rate Constraint in lbs/MMBtu | FALSE | L | Annual | Allowances Withdrawn (n:1) | Thousand Tons | 0 | 0 | 0 | 0 | 0 | 0 | 0
EPA723 CO2 Rate Limit for NG Cofire - ORIS:10343 | 352 | 8128 | Rate Constraint in lbs/MMBtu | FALSE | L | Annual | Net Emissions Allowance Position | Thousand Tons | 0 | 0 | 0 | 0 | 0 | 0 | 0
EPA723 CO2 Rate Limit for NG Cofire - ORIS:10343 | 352 | 8128 | Rate Constraint in lbs/MMBtu | FALSE | L | Annual | Fuel Consumed | TBtu | 0 | 0 | 0 | 0 | 0 | 0 | 0
EPA723 CO2 Rate Limit for NG Cofire - ORIS:10343 | 352 | 8128 | Rate Constraint in lbs/MMBtu | FALSE | L | Annual | Rate | lb/MMBtu | 0 | 0 | 0 | 0 | 0 | 0 | 0
EPA723 CO2 Rate Limit for NG Cofire - ORIS:10343 | 352 | 8128 | Rate Constraint in lbs/MMBtu | FALSE | L | Annual | Generation | TWh | 0 | 0 | 0 | 0 | 0 | 0 | 0
EPA723 CO2 Rate Limit for NG Cofire - ORIS:10343 | 352 | 8128 | Rate Constraint in lbs/MMBtu | FALSE | L | Annual | Qualifying Generation | TWh | 0 | 0 | 0 | 0 | 0 | 0 | 0
EPA723 CO2 Rate Limit for NG Cofire - ORIS:10343 | 352 | 8128 | Rate Constraint in lbs/MMBtu | FALSE | L | Annual | Rate | lb/MWh | 0 | 0 | 0 | 0 | 0 | 0 | 0
EPA723 CO2 Rate Limit for NG Cofire - ORIS:10343 | 352 | 8128 | Rate Constraint in lbs/MMBtu | FALSE | L | Annual | Constraint Shadow Price | US2022$/Ton | 0 | 0 | 47.6296 | 84.0888 | 84.5116 | 130.7143 | 146.5917
EPA723 CO2 Rate Limit for NG Cofire - ORIS:1040 | 353 | 8036 | Rate Constraint in lbs/MMBtu | FALSE | L | Annual | Seasons Included | Seasons |  | Winter, Spring, Summer, Fall | Winter, Spring, Summer, Fall | Winter, Spring, Summer, Fall | Winter, Spring, Summer, Fall | Winter, Spring, Summer, Fall | Winter, Spring, Summer, Fall
EPA723 CO2 Rate Limit for NG Cofire - ORIS:1040 | 353 | 8036 | Rate Constraint in lbs/MMBtu | FALSE | L | Annual | Standard CO2 | lb/MMBtu | 174.542 | 174.542 | 174.542 | 174.542 | 174.542 | 174.542 | 174.542
EPA723 CO2 Rate Limit for NG Cofire - ORIS:1040 | 353 | 8036 | Rate Constraint in lbs/MMBtu | FALSE | L | Annual | Emissions at Affected Plants CO2 | Thousand Tons | 0 | 0 | 0 | 0 | 0 | 0 | 0
EPA723 CO2 Rate Limit for NG Cofire - ORIS:1040 | 353 | 8036 | Rate Constraint in lbs/MMBtu | FALSE | L | Annual | Allowances Purchased CO2 | Thousand Tons | 0 | 0 | 0 | 0 | 0 | 0 | 0
EPA723 CO2 Rate Limit for NG Cofire - ORIS:1040 | 353 | 8036 | Rate Constraint in lbs/MMBtu | FALSE | L | Annual | Allowances Sold CO2 | Thousand Tons | 0 | 0 | 0 | 0 | 0 | 0 | 0
EPA723 CO2 Rate Limit for NG Cofire - ORIS:1040 | 353 | 8036 | Rate Constraint in lbs/MMBtu | FALSE | L | Annual | Allowances Banked | Thousand Tons | 0 | 0 | 0 | 0 | 0 | 0 | 0
EPA723 CO2 Rate Limit for NG Cofire - ORIS:1040 | 353 | 8036 | Rate Constraint in lbs/MMBtu | FALSE | L | Annual | Allowances Withdrawn (1:1) | Thousand Tons | 0 | 0 | 0 | 0 | 0 | 0 | 0
EPA723 CO2 Rate Limit for NG Cofire - ORIS:1040 | 353 | 8036 | Rate Constraint in lbs/MMBtu | FALSE | L | Annual | Allowances Withdrawn (n:1) | Thousand Tons | 0 | 0 | 0 | 0 | 0 | 0 | 0
EPA723 CO2 Rate Limit for NG Cofire - ORIS:1040 | 353 | 8036 | Rate Constraint in lbs/MMBtu | FALSE | L | Annual | Net Emissions Allowance Position | Thousand Tons | 0 | 0 | 0 | 0 | 0 | 0 | 0
EPA723 CO2 Rate Limit for NG Cofire - ORIS:1040 | 353 | 8036 | Rate Constraint in lbs/MMBtu | FALSE | L | Annual | Fuel Consumed | TBtu | 0 | 0 | 0 | 0 | 0 | 0 | 0
EPA723 CO2 Rate Limit for NG Cofire - ORIS:1040 | 353 | 8036 | Rate Constraint in lbs/MMBtu | FALSE | L | Annual | Rate | lb/MMBtu | 0 | 0 | 0 | 0 | 0 | 0 | 0
EPA723 CO2 Rate Limit for NG Cofire - ORIS:1040 | 353 | 8036 | Rate Constraint in lbs/MMBtu | FALSE | L | Annual | Generation | TWh | 0 | 0 | 0 | 0 | 0 | 0 | 0
EPA723 CO2 Rate Limit for NG Cofire - ORIS:1040 | 353 | 8036 | Rate Constraint in lbs/MMBtu | FALSE | L | Annual | Qualifying Generation | TWh | 0 | 0 | 0 | 0 | 0 | 0 | 0
EPA723 CO2 Rate Limit for NG Cofire - ORIS:1040 | 353 | 8036 | Rate Constraint in lbs/MMBtu | FALSE | L | Annual | Rate | lb/MWh | 0 | 0 | 0 | 0 | 0 | 0 | 0
EPA723 CO2 Rate Limit for NG Cofire - ORIS:1040 | 353 | 8036 | Rate Constraint in lbs/MMBtu | FALSE | L | Annual | Constraint Shadow Price | US2022$/Ton | 0 | 7.5887 | 0 | 102.2444 | 100.8078 | 414.1965 | 211.2779
EPA723 CO2 Rate Limit for NG Cofire - ORIS:10603 | 354 | 8129 | Rate Constraint in lbs/MMBtu | FALSE | L | Annual | Seasons Included | Seasons |  | Winter, Spring, Summer, Fall | Winter, Spring, Summer, Fall | Winter, Spring, Summer, Fall | Winter, Spring, Summer, Fall | Winter, Spring, Summer, Fall | Winter, Spring, Summer, Fall
EPA723 CO2 Rate Limit for NG Cofire - ORIS:10603 | 354 | 8129 | Rate Constraint in lbs/MMBtu | FALSE | L | Annual | Standard CO2 | lb/MMBtu | 169.652 | 169.652 | 169.652 | 169.652 | 169.652 | 169.652 | 169.652
EPA723 CO2 Rate Limit for NG Cofire - ORIS:10603 | 354 | 8129 | Rate Constraint in lbs/MMBtu | FALSE | L | Annual | Emissions at Affected Plants CO2 | Thousand Tons | 0 | 0 | 0 | 0 | 0 | 0 | 0
EPA723 CO2 Rate Limit for NG Cofire - ORIS:10603 | 354 | 8129 | Rate Constraint in lbs/MMBtu | FALSE | L | Annual | Allowances Purchased CO2 | Thousand Tons | 0 | 0 | 0 | 0 | 0 | 0 | 0
EPA723 CO2 Rate Limit for NG Cofire - ORIS:10603 | 354 | 8129 | Rate Constraint in lbs/MMBtu | FALSE | L | Annual | Allowances Sold CO2 | Thousand Tons | 0 | 0 | 0 | 0 | 0 | 0 | 0
EPA723 CO2 Rate Limit for NG Cofire - ORIS:10603 | 354 | 8129 | Rate Constraint in lbs/MMBtu | FALSE | L | Annual | Allowances Banked | Thousand Tons | 0 | 0 | 0 | 0 | 0 | 0 | 0
EPA723 CO2 Rate Limit for NG Cofire - ORIS:10603 | 354 | 8129 | Rate Constraint in lbs/MMBtu | FALSE | L | Annual | Allowances Withdrawn (1:1) | Thousand Tons | 0 | 0 | 0 | 0 | 0 | 0 | 0
EPA723 CO2 Rate Limit for NG Cofire - ORIS:10603 | 354 | 8129 | Rate Constraint in lbs/MMBtu | FALSE | L | Annual | Allowances Withdrawn (n:1) | Thousand Tons | 0 | 0 | 0 | 0 | 0 | 0 | 0
EPA723 CO2 Rate Limit for NG Cofire - ORIS:10603 | 354 | 8129 | Rate Constraint in lbs/MMBtu | FALSE | L | Annual | Net Emissions Allowance Position | Thousand Tons | 0 | 0 | 0 | 0 | 0 | 0 | 0
EPA723 CO2 Rate Limit for NG Cofire - ORIS:10603 | 354 | 8129 | Rate Constraint in lbs/MMBtu | FALSE | L | Annual | Fuel Consumed | TBtu | 0 | 0 | 0 | 0 | 0 | 0 | 0
EPA723 CO2 Rate Limit for NG Cofire - ORIS:10603 | 354 | 8129 | Rate Constraint in lbs/MMBtu | FALSE | L | Annual | Rate | lb/MMBtu | 0 | 0 | 0 | 0 | 0 | 0 | 0
EPA723 CO2 Rate Limit for NG Cofire - ORIS:10603 | 354 | 8129 | Rate Constraint in lbs/MMBtu | FALSE | L | Annual | Generation | TWh | 0 | 0 | 0 | 0 | 0 | 0 | 0
EPA723 CO2 Rate Limit for NG Cofire - ORIS:10603 | 354 | 8129 | Rate Constraint in lbs/MMBtu | FALSE | L | Annual | Qualifying Generation | TWh | 0 | 0 | 0 | 0 | 0 | 0 | 0
EPA723 CO2 Rate Limit for NG Cofire - ORIS:10603 | 354 | 8129 | Rate Constraint in lbs/MMBtu | FALSE | L | Annual | Rate | lb/MWh | 0 | 0 | 0 | 0 | 0 | 0 | 0
EPA723 CO2 Rate Limit for NG Cofire - ORIS:10603 | 354 | 8129 | Rate Constraint in lbs/MMBtu | FALSE | L | Annual | Constraint Shadow Price | US2022$/Ton | 0 | 25.4581 | 45.4501 | 109.5247 | 109.2622 | 158.7702 | 170.954
EPA723 CO2 Rate Limit for NG Cofire - ORIS:10671 | 355 | 8130 | Rate Constraint in lbs/MMBtu | FALSE | L | Annual | Seasons Included | Seasons |  | Winter, Spring, Summer, Fall | Winter, Spring, Summer, Fall | Winter, Spring, Summer, Fall | Winter, Spring, Summer, Fall | Winter, Spring, Summer, Fall | Winter, Spring, Summer, Fall
EPA723 CO2 Rate Limit for NG Cofire - ORIS:10671 | 355 | 8130 | Rate Constraint in lbs/MMBtu | FALSE | L | Annual | Standard CO2 | lb/MMBtu | 184.5606 | 184.5606 | 184.5606 | 184.5606 | 184.5606 | 184.5606 | 184.5606
EPA723 CO2 Rate Limit for NG Cofire - ORIS:10671 | 355 | 8130 | Rate Constraint in lbs/MMBtu | FALSE | L | Annual | Emissions at Affected Plants CO2 | Thousand Tons | 0 | 0 | 0 | 0 | 0 | 0 | 0
EPA723 CO2 Rate Limit for NG Cofire - ORIS:10671 | 355 | 8130 | Rate Constraint in lbs/MMBtu | FALSE | L | Annual | Allowances Purchased CO2 | Thousand Tons | 0 | 0 | 0 | 0 | 0 | 0 | 0
EPA723 CO2 Rate Limit for NG Cofire - ORIS:10671 | 355 | 8130 | Rate Constraint in lbs/MMBtu | FALSE | L | Annual | Allowances Sold CO2 | Thousand Tons | 0 | 0 | 0 | 0 | 0 | 0 | 0
EPA723 CO2 Rate Limit for NG Cofire - ORIS:10671 | 355 | 8130 | Rate Constraint in lbs/MMBtu | FALSE | L | Annual | Allowances Banked | Thousand Tons | 0 | 0 | 0 | 0 | 0 | 0 | 0
EPA723 CO2 Rate Limit for NG Cofire - ORIS:10671 | 355 | 8130 | Rate Constraint in lbs/MMBtu | FALSE | L | Annual | Allowances Withdrawn (1:1) | Thousand Tons | 0 | 0 | 0 | 0 | 0 | 0 | 0
EPA723 CO2 Rate Limit for NG Cofire - ORIS:10671 | 355 | 8130 | Rate Constraint in lbs/MMBtu | FALSE | L | Annual | Allowances Withdrawn (n:1) | Thousand Tons | 0 | 0 | 0 | 0 | 0 | 0 | 0
EPA723 CO2 Rate Limit for NG Cofire - ORIS:10671 | 355 | 8130 | Rate Constraint in lbs/MMBtu | FALSE | L | Annual | Net Emissions Allowance Position | Thousand Tons | 0 | 0 | 0 | 0 | 0 | 0 | 0
EPA723 CO2 Rate Limit for NG Cofire - ORIS:10671 | 355 | 8130 | Rate Constraint in lbs/MMBtu | FALSE | L | Annual | Fuel Consumed | TBtu | 0 | 0 | 0 | 0 | 0 | 0 | 0
EPA723 CO2 Rate Limit for NG Cofire - ORIS:10671 | 355 | 8130 | Rate Constraint in lbs/MMBtu | FALSE | L | Annual | Rate | lb/MMBtu | 0 | 0 | 0 | 0 | 0 | 0 | 0
EPA723 CO2 Rate Limit for NG Cofire - ORIS:10671 | 355 | 8130 | Rate Constraint in lbs/MMBtu | FALSE | L | Annual | Generation | TWh | 0 | 0 | 0 | 0 | 0 | 0 | 0
EPA723 CO2 Rate Limit for NG Cofire - ORIS:10671 | 355 | 8130 | Rate Constraint in lbs/MMBtu | FALSE | L | Annual | Qualifying Generation | TWh | 0 | 0 | 0 | 0 | 0 | 0 | 0
EPA723 CO2 Rate Limit for NG Cofire - ORIS:10671 | 355 | 8130 | Rate Constraint in lbs/MMBtu | FALSE | L | Annual | Rate | lb/MWh | 0 | 0 | 0 | 0 | 0 | 0 | 0
EPA723 CO2 Rate Limit for NG Cofire - ORIS:10671 | 355 | 8130 | Rate Constraint in lbs/MMBtu | FALSE | L | Annual | Constraint Shadow Price | US2022$/Ton | 0 | 18.8364 | 19.7905 | 852.1183 | 254.0386 | 500.3087 | 334.552
EPA723 CO2 Rate Limit for NG Cofire - ORIS:10678 | 356 | 8131 | Rate Constraint in lbs/MMBtu | FALSE | L | Annual | Seasons Included | Seasons |  | Winter, Spring, Summer, Fall | Winter, Spring, Summer, Fall | Winter, Spring, Summer, Fall | Winter, Spring, Summer, Fall | Winter, Spring, Summer, Fall | Winter, Spring, Summer, Fall
EPA723 CO2 Rate Limit for NG Cofire - ORIS:10678 | 356 | 8131 | Rate Constraint in lbs/MMBtu | FALSE | L | Annual | Standard CO2 | lb/MMBtu | 216.6861 | 216.6861 | 216.6861 | 216.6861 | 216.6861 | 216.6861 | 216.6861
EPA723 CO2 Rate Limit for NG Cofire - ORIS:10678 | 356 | 8131 | Rate Constraint in lbs/MMBtu | FALSE | L | Annual | Emissions at Affected Plants CO2 | Thousand Tons | 0 | 0 | 0 | 0 | 0 | 0 | 0
EPA723 CO2 Rate Limit for NG Cofire - ORIS:10678 | 356 | 8131 | Rate Constraint in lbs/MMBtu | FALSE | L | Annual | Allowances Purchased CO2 | Thousand Tons | 0 | 0 | 0 | 0 | 0 | 0 | 0
EPA723 CO2 Rate Limit for NG Cofire - ORIS:10678 | 356 | 8131 | Rate Constraint in lbs/MMBtu | FALSE | L | Annual | Allowances Sold CO2 | Thousand Tons | 0 | 0 | 0 | 0 | 0 | 0 | 0
EPA723 CO2 Rate Limit for NG Cofire - ORIS:10678 | 356 | 8131 | Rate Constraint in lbs/MMBtu | FALSE | L | Annual | Allowances Banked | Thousand Tons | 0 | 0 | 0 | 0 | 0 | 0 | 0
EPA723 CO2 Rate Limit for NG Cofire - ORIS:10678 | 356 | 8131 | Rate Constraint in lbs/MMBtu | FALSE | L | Annual | Allowances Withdrawn (1:1) | Thousand Tons | 0 | 0 | 0 | 0 | 0 | 0 | 0
EPA723 CO2 Rate Limit for NG Cofire - ORIS:10678 | 356 | 8131 | Rate Constraint in lbs/MMBtu | FALSE | L | Annual | Allowances Withdrawn (n:1) | Thousand Tons | 0 | 0 | 0 | 0 | 0 | 0 | 0
EPA723 CO2 Rate Limit for NG Cofire - ORIS:10678 | 356 | 8131 | Rate Constraint in lbs/MMBtu | FALSE | L | Annual | Net Emissions Allowance Position | Thousand Tons | 0 | 0 | 0 | 0 | 0 | 0 | 0
EPA723 CO2 Rate Limit for NG Cofire - ORIS:10678 | 356 | 8131 | Rate Constraint in lbs/MMBtu | FALSE | L | Annual | Fuel Consumed | TBtu | 0 | 0 | 0 | 0 | 0 | 0 | 0
EPA723 CO2 Rate Limit for NG Cofire - ORIS:10678 | 356 | 8131 | Rate Constraint in lbs/MMBtu | FALSE | L | Annual | Rate | lb/MMBtu | 0 | 0 | 0 | 0 | 0 | 0 | 0
EPA723 CO2 Rate Limit for NG Cofire - ORIS:10678 | 356 | 8131 | Rate Constraint in lbs/MMBtu | FALSE | L | Annual | Generation | TWh | 0 | 0 | 0 | 0 | 0 | 0 | 0
EPA723 CO2 Rate Limit for NG Cofire - ORIS:10678 | 356 | 8131 | Rate Constraint in lbs/MMBtu | FALSE | L | Annual | Qualifying Generation | TWh | 0 | 0 | 0 | 0 | 0 | 0 | 0
EPA723 CO2 Rate Limit for NG Cofire - ORIS:10678 | 356 | 8131 | Rate Constraint in lbs/MMBtu | FALSE | L | Annual | Rate | lb/MWh | 0 | 0 | 0 | 0 | 0 | 0 | 0
EPA723 CO2 Rate Limit for NG Cofire - ORIS:10678 | 356 | 8131 | Rate Constraint in lbs/MMBtu | FALSE | L | Annual | Constraint Shadow Price | US2022$/Ton | 0 | 30.7546 | 32.2033 | 118.6197 | 71.127 | 139.4235 | 176.9189
EPA723 CO2 Rate Limit for NG Cofire - ORIS:10684 | 357 | 8132 | Rate Constraint in lbs/MMBtu | FALSE | L | Annual | Seasons Included | Seasons |  | Winter, Spring, Summer, Fall | Winter, Spring, Summer, Fall | Winter, Spring, Summer, Fall | Winter, Spring, Summer, Fall | Winter, Spring, Summer, Fall | Winter, Spring, Summer, Fall
EPA723 CO2 Rate Limit for NG Cofire - ORIS:10684 | 357 | 8132 | Rate Constraint in lbs/MMBtu | FALSE | L | Annual | Standard CO2 | lb/MMBtu | 233.0771 | 233.0771 | 233.0771 | 233.0771 | 233.0771 | 233.0771 | 233.0771
EPA723 CO2 Rate Limit for NG Cofire - ORIS:10684 | 357 | 8132 | Rate Constraint in lbs/MMBtu | FALSE | L | Annual | Emissions at Affected Plants CO2 | Thousand Tons | 0 | 0 | 0 | 0 | 0 | 0 | 0
EPA723 CO2 Rate Limit for NG Cofire - ORIS:10684 | 357 | 8132 | Rate Constraint in lbs/MMBtu | FALSE | L | Annual | Allowances Purchased CO2 | Thousand Tons | 0 | 0 | 0 | 0 | 0 | 0 | 0
EPA723 CO2 Rate Limit for NG Cofire - ORIS:10684 | 357 | 8132 | Rate Constraint in lbs/MMBtu | FALSE | L | Annual | Allowances Sold CO2 | Thousand Tons | 0 | 0 | 0 | 0 | 0 | 0 | 0
EPA723 CO2 Rate Limit for NG Cofire - ORIS:10684 | 357 | 8132 | Rate Constraint in lbs/MMBtu | FALSE | L | Annual | Allowances Banked | Thousand Tons | 0 | 0 | 0 | 0 | 0 | 0 | 0
EPA723 CO2 Rate Limit for NG Cofire - ORIS:10684 | 357 | 8132 | Rate Constraint in lbs/MMBtu | FALSE | L | Annual | Allowances Withdrawn (1:1) | Thousand Tons | 0 | 0 | 0 | 0 | 0 | 0 | 0
EPA723 CO2 Rate Limit for NG Cofire - ORIS:10684 | 357 | 8132 | Rate Constraint in lbs/MMBtu | FALSE | L | Annual | Allowances Withdrawn (n:1) | Thousand Tons | 0 | 0 | 0 | 0 | 0 | 0 | 0
EPA723 CO2 Rate Limit for NG Cofire - ORIS:10684 | 357 | 8132 | Rate Constraint in lbs/MMBtu | FALSE | L | Annual | Net Emissions Allowance Position | Thousand Tons | 0 | 0 | 0 | 0 | 0 | 0 | 0
EPA723 CO2 Rate Limit for NG Cofire - ORIS:10684 | 357 | 8132 | Rate Constraint in lbs/MMBtu | FALSE | L | Annual | Fuel Consumed | TBtu | 0 | 0 | 0 | 0 | 0 | 0 | 0
EPA723 CO2 Rate Limit for NG Cofire - ORIS:10684 | 357 | 8132 | Rate Constraint in lbs/MMBtu | FALSE | L | Annual | Rate | lb/MMBtu | 0 | 0 | 0 | 0 | 0 | 0 | 0
EPA723 CO2 Rate Limit for NG Cofire - ORIS:10684 | 357 | 8132 | Rate Constraint in lbs/MMBtu | FALSE | L | Annual | Generation | TWh | 0 | 0 | 0 | 0 | 0 | 0 | 0
EPA723 CO2 Rate Limit for NG Cofire - ORIS:10684 | 357 | 8132 | Rate Constraint in lbs/MMBtu | FALSE | L | Annual | Qualifying Generation | TWh | 0 | 0 | 0 | 0 | 0 | 0 | 0
EPA723 CO2 Rate Limit for NG Cofire - ORIS:10684 | 357 | 8132 | Rate Constraint in lbs/MMBtu | FALSE | L | Annual | Rate | lb/MWh | 0 | 0 | 0 | 0 | 0 | 0 | 0
EPA723 CO2 Rate Limit for NG Cofire - ORIS:10684 | 357 | 8132 | Rate Constraint in lbs/MMBtu | FALSE | L | Annual | Constraint Shadow Price | US2022$/Ton | 0 | 1.9024 | 0.44613 | 153.7845 | 92.907 | 485.1508 | 19.5624
EPA723 CO2 Rate Limit for NG Cofire - ORIS:10784 | 358 | 8133 | Rate Constraint in lbs/MMBtu | FALSE | L | Annual | Seasons Included | Seasons |  | Winter, Spring, Summer, Fall | Winter, Spring, Summer, Fall | Winter, Spring, Summer, Fall | Winter, Spring, Summer, Fall | Winter, Spring, Summer, Fall | Winter, Spring, Summer, Fall
EPA723 CO2 Rate Limit for NG Cofire - ORIS:10784 | 358 | 8133 | Rate Constraint in lbs/MMBtu | FALSE | L | Annual | Standard CO2 | lb/MMBtu | 169.652 | 169.652 | 169.652 | 169.652 | 169.652 | 169.652 | 169.652
EPA723 CO2 Rate Limit for NG Cofire - ORIS:10784 | 358 | 8133 | Rate Constraint in lbs/MMBtu | FALSE | L | Annual | Emissions at Affected Plants CO2 | Thousand Tons | 0 | 0 | 0 | 0 | 0 | 0 | 0
EPA723 CO2 Rate Limit for NG Cofire - ORIS:10784 | 358 | 8133 | Rate Constraint in lbs/MMBtu | FALSE | L | Annual | Allowances Purchased CO2 | Thousand Tons | 0 | 0 | 0 | 0 | 0 | 0 | 0
EPA723 CO2 Rate Limit for NG Cofire - ORIS:10784 | 358 | 8133 | Rate Constraint in lbs/MMBtu | FALSE | L | Annual | Allowances Sold CO2 | Thousand Tons | 0 | 0 | 0 | 0 | 0 | 0 | 0
EPA723 CO2 Rate Limit for NG Cofire - ORIS:10784 | 358 | 8133 | Rate Constraint in lbs/MMBtu | FALSE | L | Annual | Allowances Banked | Thousand Tons | 0 | 0 | 0 | 0 | 0 | 0 | 0
EPA723 CO2 Rate Limit for NG Cofire - ORIS:10784 | 358 | 8133 | Rate Constraint in lbs/MMBtu | FALSE | L | Annual | Allowances Withdrawn (1:1) | Thousand Tons | 0 | 0 | 0 | 0 | 0 | 0 | 0
EPA723 CO2 Rate Limit for NG Cofire - ORIS:10784 | 358 | 8133 | Rate Constraint in lbs/MMBtu | FALSE | L | Annual | Allowances Withdrawn (n:1) | Thousand Tons | 0 | 0 | 0 | 0 | 0 | 0 | 0
EPA723 CO2 Rate Limit for NG Cofire - ORIS:10784 | 358 | 8133 | Rate Constraint in lbs/MMBtu | FALSE | L | Annual | Net Emissions Allowance Position | Thousand Tons | 0 | 0 | 0 | 0 | 0 | 0 | 0
EPA723 CO2 Rate Limit for NG Cofire - ORIS:10784 | 358 | 8133 | Rate Constraint in lbs/MMBtu | FALSE | L | Annual | Fuel Consumed | TBtu | 0 | 0 | 0 | 0 | 0 | 0 | 0
EPA723 CO2 Rate Limit for NG Cofire - ORIS:10784 | 358 | 8133 | Rate Constraint in lbs/MMBtu | FALSE | L | Annual | Rate | lb/MMBtu | 0 | 0 | 0 | 0 | 0 | 0 | 0
EPA723 CO2 Rate Limit for NG Cofire - ORIS:10784 | 358 | 8133 | Rate Constraint in lbs/MMBtu | FALSE | L | Annual | Generation | TWh | 0 | 0 | 0 | 0 | 0 | 0 | 0
EPA723 CO2 Rate Limit for NG Cofire - ORIS:10784 | 358 | 8133 | Rate Constraint in lbs/MMBtu | FALSE | L | Annual | Qualifying Generation | TWh | 0 | 0 | 0 | 0 | 0 | 0 | 0
EPA723 CO2 Rate Limit for NG Cofire - ORIS:10784 | 358 | 8133 | Rate Constraint in lbs/MMBtu | FALSE | L | Annual | Rate | lb/MWh | 0 | 0 | 0 | 0 | 0 | 0 | 0
EPA723 CO2 Rate Limit for NG Cofire - ORIS:10784 | 358 | 8133 | Rate Constraint in lbs/MMBtu | FALSE | L | Annual | Constraint Shadow Price | US2022$/Ton | 0 | 44.2282 | 61.5698 | 1234.6983 | 109.8748 | 489.705 | 166.738
EPA723 CO2 Rate Limit for NG Cofire - ORIS:108 | 359 | 8024 | Rate Constraint in lbs/MMBtu | FALSE | L | Annual | Seasons Included | Seasons |  | Winter, Spring, Summer, Fall | Winter, Spring, Summer, Fall | Winter, Spring, Summer, Fall | Winter, Spring, Summer, Fall | Winter, Spring, Summer, Fall | Winter, Spring, Summer, Fall
EPA723 CO2 Rate Limit for NG Cofire - ORIS:108 | 359 | 8024 | Rate Constraint in lbs/MMBtu | FALSE | L | Annual | Standard CO2 | lb/MMBtu | 175.772 | 175.772 | 175.772 | 175.772 | 175.772 | 175.772 | 175.772
EPA723 CO2 Rate Limit for NG Cofire - ORIS:108 | 359 | 8024 | Rate Constraint in lbs/MMBtu | FALSE | L | Annual | Emissions at Affected Plants CO2 | Thousand Tons | 0 | 0 | 0 | 0 | 0 | 0 | 0
EPA723 CO2 Rate Limit for NG Cofire - ORIS:108 | 359 | 8024 | Rate Constraint in lbs/MMBtu | FALSE | L | Annual | Allowances Purchased CO2 | Thousand Tons | 0 | 0 | 0 | 0 | 0 | 0 | 0
EPA723 CO2 Rate Limit for NG Cofire - ORIS:108 | 359 | 8024 | Rate Constraint in lbs/MMBtu | FALSE | L | Annual | Allowances Sold CO2 | Thousand Tons | 0 | 0 | 0 | 0 | 0 | 0 | 0
EPA723 CO2 Rate Limit for NG Cofire - ORIS:108 | 359 | 8024 | Rate Constraint in lbs/MMBtu | FALSE | L | Annual | Allowances Banked | Thousand Tons | 0 | 0 | 0 | 0 | 0 | 0 | 0
EPA723 CO2 Rate Limit for NG Cofire - ORIS:108 | 359 | 8024 | Rate Constraint in lbs/MMBtu | FALSE | L | Annual | Allowances Withdrawn (1:1) | Thousand Tons | 0 | 0 | 0 | 0 | 0 | 0 | 0
EPA723 CO2 Rate Limit for NG Cofire - ORIS:108 | 359 | 8024 | Rate Constraint in lbs/MMBtu | FALSE | L | Annual | Allowances Withdrawn (n:1) | Thousand Tons | 0 | 0 | 0 | 0 | 0 | 0 | 0
EPA723 CO2 Rate Limit for NG Cofire - ORIS:108 | 359 | 8024 | Rate Constraint in lbs/MMBtu | FALSE | L | Annual | Net Emissions Allowance Position | Thousand Tons | 0 | 0 | 0 | 0 | 0 | 0 | 0
EPA723 CO2 Rate Limit for NG Cofire - ORIS:108 | 359 | 8024 | Rate Constraint in lbs/MMBtu | FALSE | L | Annual | Fuel Consumed | TBtu | 0 | 0 | 0 | 0 | 0 | 0 | 0
EPA723 CO2 Rate Limit for NG Cofire - ORIS:108 | 359 | 8024 | Rate Constraint in lbs/MMBtu | FALSE | L | Annual | Rate | lb/MMBtu | 0 | 0 | 0 | 0 | 0 | 0 | 0
EPA723 CO2 Rate Limit for NG Cofire - ORIS:108 | 359 | 8024 | Rate Constraint in lbs/MMBtu | FALSE | L | Annual | Generation | TWh | 0 | 0 | 0 | 0 | 0 | 0 | 0
EPA723 CO2 Rate Limit for NG Cofire - ORIS:108 | 359 | 8024 | Rate Constraint in lbs/MMBtu | FALSE | L | Annual | Qualifying Generation | TWh | 0 | 0 | 0 | 0 | 0 | 0 | 0
EPA723 CO2 Rate Limit for NG Cofire - ORIS:108 | 359 | 8024 | Rate Constraint in lbs/MMBtu | FALSE | L | Annual | Rate | lb/MWh | 0 | 0 | 0 | 0 | 0 | 0 | 0
EPA723 CO2 Rate Limit for NG Cofire - ORIS:108 | 359 | 8024 | Rate Constraint in lbs/MMBtu | FALSE | L | Annual | Constraint Shadow Price | US2022$/Ton | 0 | 37.6416 | 44.7665 | 70.1238 | 36.7363 | 94.7647 | 125.204
EPA723 CO2 Rate Limit for NG Cofire - ORIS:1082 | 360 | 8037 | Rate Constraint in lbs/MMBtu | FALSE | L | Annual | Seasons Included | Seasons |  | Winter, Spring, Summer, Fall | Winter, Spring, Summer, Fall | Winter, Spring, Summer, Fall | Winter, Spring, Summer, Fall | Winter, Spring, Summer, Fall | Winter, Spring, Summer, Fall
EPA723 CO2 Rate Limit for NG Cofire - ORIS:1082 | 360 | 8037 | Rate Constraint in lbs/MMBtu | FALSE | L | Annual | Standard CO2 | lb/MMBtu | 176.7282 | 176.7282 | 176.7282 | 176.7282 | 176.7282 | 176.7282 | 176.7282
EPA723 CO2 Rate Limit for NG Cofire - ORIS:1082 | 360 | 8037 | Rate Constraint in lbs/MMBtu | FALSE | L | Annual | Emissions at Affected Plants CO2 | Thousand Tons | 0 | 0 | 0 | 0 | 0 | 0 | 0
EPA723 CO2 Rate Limit for NG Cofire - ORIS:1082 | 360 | 8037 | Rate Constraint in lbs/MMBtu | FALSE | L | Annual | Allowances Purchased CO2 | Thousand Tons | 0 | 0 | 0 | 0 | 0 | 0 | 0
EPA723 CO2 Rate Limit for NG Cofire - ORIS:1082 | 360 | 8037 | Rate Constraint in lbs/MMBtu | FALSE | L | Annual | Allowances Sold CO2 | Thousand Tons | 0 | 0 | 0 | 0 | 0 | 0 | 0
EPA723 CO2 Rate Limit for NG Cofire - ORIS:1082 | 360 | 8037 | Rate Constraint in lbs/MMBtu | FALSE | L | Annual | Allowances Banked | Thousand Tons | 0 | 0 | 0 | 0 | 0 | 0 | 0
EPA723 CO2 Rate Limit for NG Cofire - ORIS:1082 | 360 | 8037 | Rate Constraint in lbs/MMBtu | FALSE | L | Annual | Allowances Withdrawn (1:1) | Thousand Tons | 0 | 0 | 0 | 0 | 0 | 0 | 0
EPA723 CO2 Rate Limit for NG Cofire - ORIS:1082 | 360 | 8037 | Rate Constraint in lbs/MMBtu | FALSE | L | Annual | Allowances Withdrawn (n:1) | Thousand Tons | 0 | 0 | 0 | 0 | 0 | 0 | 0
EPA723 CO2 Rate Limit for NG Cofire - ORIS:1082 | 360 | 8037 | Rate Constraint in lbs/MMBtu | FALSE | L | Annual | Net Emissions Allowance Position | Thousand Tons | 0 | 0 | 0 | 0 | 0 | 0 | 0
EPA723 CO2 Rate Limit for NG Cofire - ORIS:1082 | 360 | 8037 | Rate Constraint in lbs/MMBtu | FALSE | L | Annual | Fuel Consumed | TBtu | 0 | 0 | 0 | 0 | 0 | 0 | 0
EPA723 CO2 Rate Limit for NG Cofire - ORIS:1082 | 360 | 8037 | Rate Constraint in lbs/MMBtu | FALSE | L | Annual | Rate | lb/MMBtu | 0 | 0 | 0 | 0 | 0 | 0 | 0
EPA723 CO2 Rate Limit for NG Cofire - ORIS:1082 | 360 | 8037 | Rate Constraint in lbs/MMBtu | FALSE | L | Annual | Generation | TWh | 0 | 0 | 0 | 0 | 0 | 0 | 0
EPA723 CO2 Rate Limit for NG Cofire - ORIS:1082 | 360 | 8037 | Rate Constraint in lbs/MMBtu | FALSE | L | Annual | Qualifying Generation | TWh | 0 | 0 | 0 | 0 | 0 | 0 | 0
EPA723 CO2 Rate Limit for NG Cofire - ORIS:1082 | 360 | 8037 | Rate Constraint in lbs/MMBtu | FALSE | L | Annual | Rate | lb/MWh | 0 | 0 | 0 | 0 | 0 | 0 | 0
EPA723 CO2 Rate Limit for NG Cofire - ORIS:1082 | 360 | 8037 | Rate Constraint in lbs/MMBtu | FALSE | L | Annual | Constraint Shadow Price | US2022$/Ton | 0 | 44.1904 | 44.6382 | 69.1382 | 57.6818 | 120.6968 | 139.8664
EPA723 CO2 Rate Limit for NG Cofire - ORIS:10864 | 361 | 8134 | Rate Constraint in lbs/MMBtu | FALSE | L | Annual | Seasons Included | Seasons |  | Winter, Spring, Summer, Fall | Winter, Spring, Summer, Fall | Winter, Spring, Summer, Fall | Winter, Spring, Summer, Fall | Winter, Spring, Summer, Fall | Winter, Spring, Summer, Fall
EPA723 CO2 Rate Limit for NG Cofire - ORIS:10864 | 361 | 8134 | Rate Constraint in lbs/MMBtu | FALSE | L | Annual | Standard CO2 | lb/MMBtu | 237.3074 | 237.3074 | 237.3074 | 237.3074 | 237.3074 | 237.3074 | 237.3074
EPA723 CO2 Rate Limit for NG Cofire - ORIS:10864 | 361 | 8134 | Rate Constraint in lbs/MMBtu | FALSE | L | Annual | Emissions at Affected Plants CO2 | Thousand Tons | 0 | 1847.6387 | 1510.2014 | 0 | 0 | 0 | 0
EPA723 CO2 Rate Limit for NG Cofire - ORIS:10864 | 361 | 8134 | Rate Constraint in lbs/MMBtu | FALSE | L | Annual | Allowances Purchased CO2 | Thousand Tons | 0 | 0 | 0 | 0 | 0 | 0 | 0
EPA723 CO2 Rate Limit for NG Cofire - ORIS:10864 | 361 | 8134 | Rate Constraint in lbs/MMBtu | FALSE | L | Annual | Allowances Sold CO2 | Thousand Tons | 0 | 0 | 0 | 0 | 0 | 0 | 0
EPA723 CO2 Rate Limit for NG Cofire - ORIS:10864 | 361 | 8134 | Rate Constraint in lbs/MMBtu | FALSE | L | Annual | Allowances Banked | Thousand Tons | 0 | 0 | 0 | 0 | 0 | 0 | 0
EPA723 CO2 Rate Limit for NG Cofire - ORIS:10864 | 361 | 8134 | Rate Constraint in lbs/MMBtu | FALSE | L | Annual | Allowances Withdrawn (1:1) | Thousand Tons | 0 | 0 | 0 | 0 | 0 | 0 | 0
EPA723 CO2 Rate Limit for NG Cofire - ORIS:10864 | 361 | 8134 | Rate Constraint in lbs/MMBtu | FALSE | L | Annual | Allowances Withdrawn (n:1) | Thousand Tons | 0 | 0 | 0 | 0 | 0 | 0 | 0
EPA723 CO2 Rate Limit for NG Cofire - ORIS:10864 | 361 | 8134 | Rate Constraint in lbs/MMBtu | FALSE | L | Annual | Net Emissions Allowance Position | Thousand Tons | 0 | 1847.6387 | 1510.2014 | 0 | 0 | 0 | 0
EPA723 CO2 Rate Limit for NG Cofire - ORIS:10864 | 361 | 8134 | Rate Constraint in lbs/MMBtu | FALSE | L | Annual | Fuel Consumed | TBtu | 0 | 15.5717 | 12.7278 | 0 | 0 | 0 | 0
EPA723 CO2 Rate Limit for NG Cofire - ORIS:10864 | 361 | 8134 | Rate Constraint in lbs/MMBtu | FALSE | L | Annual | Rate | lb/MMBtu | 0 | 237.3074 | 237.3074 | 0 | 0 | 0 | 0
EPA723 CO2 Rate Limit for NG Cofire - ORIS:10864 | 361 | 8134 | Rate Constraint in lbs/MMBtu | FALSE | L | Annual | Generation | TWh | 0 | 1.8592 | 1.5197 | 0 | 0 | 0 | 0
EPA723 CO2 Rate Limit for NG Cofire - ORIS:10864 | 361 | 8134 | Rate Constraint in lbs/MMBtu | FALSE | L | Annual | Qualifying Generation | TWh | 0 | 1.8592 | 1.5197 | 0 | 0 | 0 | 0
EPA723 CO2 Rate Limit for NG Cofire - ORIS:10864 | 361 | 8134 | Rate Constraint in lbs/MMBtu | FALSE | L | Annual | Rate | lb/MWh | 0 | 1987.5204 | 1987.5204 | 0 | 0 | 0 | 0
EPA723 CO2 Rate Limit for NG Cofire - ORIS:10864 | 361 | 8134 | Rate Constraint in lbs/MMBtu | FALSE | L | Annual | Constraint Shadow Price | US2022$/Ton | 0 | 23.7147 | 18.4912 | 97.0231 | 179.9512 | 151.448 | 176.6265
EPA723 CO2 Rate Limit for NG Cofire - ORIS:1091 | 362 | 8038 | Rate Constraint in lbs/MMBtu | FALSE | L | Annual | Seasons Included | Seasons |  | Winter, Spring, Summer, Fall | Winter, Spring, Summer, Fall | Winter, Spring, Summer, Fall | Winter, Spring, Summer, Fall | Winter, Spring, Summer, Fall | Winter, Spring, Summer, Fall
EPA723 CO2 Rate Limit for NG Cofire - ORIS:1091 | 362 | 8038 | Rate Constraint in lbs/MMBtu | FALSE | L | Annual | Standard CO2 | lb/MMBtu | 175.772 | 175.772 | 175.772 | 175.772 | 175.772 | 175.772 | 175.772
EPA723 CO2 Rate Limit for NG Cofire - ORIS:1091 | 362 | 8038 | Rate Constraint in lbs/MMBtu | FALSE | L | Annual | Emissions at Affected Plants CO2 | Thousand Tons | 0 | 0 | 0 | 0 | 0 | 0 | 0
EPA723 CO2 Rate Limit for NG Cofire - ORIS:1091 | 362 | 8038 | Rate Constraint in lbs/MMBtu | FALSE | L | Annual | Allowances Purchased CO2 | Thousand Tons | 0 | 0 | 0 | 0 | 0 | 0 | 0
EPA723 CO2 Rate Limit for NG Cofire - ORIS:1091 | 362 | 8038 | Rate Constraint in lbs/MMBtu | FALSE | L | Annual | Allowances Sold CO2 | Thousand Tons | 0 | 0 | 0 | 0 | 0 | 0 | 0
EPA723 CO2 Rate Limit for NG Cofire - ORIS:1091 | 362 | 8038 | Rate Constraint in lbs/MMBtu | FALSE | L | Annual | Allowances Banked | Thousand Tons | 0 | 0 | 0 | 0 | 0 | 0 | 0
EPA723 CO2 Rate Limit for NG Cofire - ORIS:1091 | 362 | 8038 | Rate Constraint in lbs/MMBtu | FALSE | L | Annual | Allowances Withdrawn (1:1) | Thousand Tons | 0 | 0 | 0 | 0 | 0 | 0 | 0
EPA723 CO2 Rate Limit for NG Cofire - ORIS:1091 | 362 | 8038 | Rate Constraint in lbs/MMBtu | FALSE | L | Annual | Allowances Withdrawn (n:1) | Thousand Tons | 0 | 0 | 0 | 0 | 0 | 0 | 0
EPA723 CO2 Rate Limit for NG Cofire - ORIS:1091 | 362 | 8038 | Rate Constraint in lbs/MMBtu | FALSE | L | Annual | Net Emissions Allowance Position | Thousand Tons | 0 | 0 | 0 | 0 | 0 | 0 | 0
EPA723 CO2 Rate Limit for NG Cofire - ORIS:1091 | 362 | 8038 | Rate Constraint in lbs/MMBtu | FALSE | L | Annual | Fuel Consumed | TBtu | 0 | 0 | 0 | 0 | 0 | 0 | 0
EPA723 CO2 Rate Limit for NG Cofire - ORIS:1091 | 362 | 8038 | Rate Constraint in lbs/MMBtu | FALSE | L | Annual | Rate | lb/MMBtu | 0 | 0 | 0 | 0 | 0 | 0 | 0
EPA723 CO2 Rate Limit for NG Cofire - ORIS:1091 | 362 | 8038 | Rate Constraint in lbs/MMBtu | FALSE | L | Annual | Generation | TWh | 0 | 0 | 0 | 0 | 0 | 0 | 0
EPA723 CO2 Rate Limit for NG Cofire - ORIS:1091 | 362 | 8038 | Rate Constraint in lbs/MMBtu | FALSE | L | Annual | Qualifying Generation | TWh | 0 | 0 | 0 | 0 | 0 | 0 | 0
EPA723 CO2 Rate Limit for NG Cofire - ORIS:1091 | 362 | 8038 | Rate Constraint in lbs/MMBtu | FALSE | L | Annual | Rate | lb/MWh | 0 | 0 | 0 | 0 | 0 | 0 | 0
EPA723 CO2 Rate Limit for NG Cofire - ORIS:1091 | 362 | 8038 | Rate Constraint in lbs/MMBtu | FALSE | L | Annual | Constraint Shadow Price | US2022$/Ton | 0 | 156.1131 | 57.5172 | 43.3036 | 67.2029 | 92.6665 | 90.7493
EPA723 CO2 Rate Limit for NG Cofire - ORIS:1167 | 363 | 8039 | Rate Constraint in lbs/MMBtu | FALSE | L | Annual | Seasons Included | Seasons |  | Winter, Spring, Summer, Fall | Winter, Spring, Summer, Fall | Winter, Spring, Summer, Fall | Winter, Spring, Summer, Fall | Winter, Spring, Summer, Fall | Winter, Spring, Summer, Fall
EPA723 CO2 Rate Limit for NG Cofire - ORIS:1167 | 363 | 8039 | Rate Constraint in lbs/MMBtu | FALSE | L | Annual | Standard CO2 | lb/MMBtu | 176.5228 | 176.5228 | 176.5228 | 176.5228 | 176.5228 | 176.5228 | 176.5228
EPA723 CO2 Rate Limit for NG Cofire - ORIS:1167 | 363 | 8039 | Rate Constraint in lbs/MMBtu | FALSE | L | Annual | Emissions at Affected Plants CO2 | Thousand Tons | 0 | 0 | 0 | 0 | 0 | 0 | 0
EPA723 CO2 Rate Limit for NG Cofire - ORIS:1167 | 363 | 8039 | Rate Constraint in lbs/MMBtu | FALSE | L | Annual | Allowances Purchased CO2 | Thousand Tons | 0 | 0 | 0 | 0 | 0 | 0 | 0
EPA723 CO2 Rate Limit for NG Cofire - ORIS:1167 | 363 | 8039 | Rate Constraint in lbs/MMBtu | FALSE | L | Annual | Allowances Sold CO2 | Thousand Tons | 0 | 0 | 0 | 0 | 0 | 0 | 0
EPA723 CO2 Rate Limit for NG Cofire - ORIS:1167 | 363 | 8039 | Rate Constraint in lbs/MMBtu | FALSE | L | Annual | Allowances Banked | Thousand Tons | 0 | 0 | 0 | 0 | 0 | 0 | 0
EPA723 CO2 Rate Limit for NG Cofire - ORIS:1167 | 363 | 8039 | Rate Constraint in lbs/MMBtu | FALSE | L | Annual | Allowances Withdrawn (1:1) | Thousand Tons | 0 | 0 | 0 | 0 | 0 | 0 | 0
EPA723 CO2 Rate Limit for NG Cofire - ORIS:1167 | 363 | 8039 | Rate Constraint in lbs/MMBtu | FALSE | L | Annual | Allowances Withdrawn (n:1) | Thousand Tons | 0 | 0 | 0 | 0 | 0 | 0 | 0
EPA723 CO2 Rate Limit for NG Cofire - ORIS:1167 | 363 | 8039 | Rate Constraint in lbs/MMBtu | FALSE | L | Annual | Net Emissions Allowance Position | Thousand Tons | 0 | 0 | 0 | 0 | 0 | 0 | 0
EPA723 CO2 Rate Limit for NG Cofire - ORIS:1167 | 363 | 8039 | Rate Constraint in lbs/MMBtu | FALSE | L | Annual | Fuel Consumed | TBtu | 0 | 0 | 0 | 0 | 0 | 0 | 0
EPA723 CO2 Rate Limit for NG Cofire - ORIS:1167 | 363 | 8039 | Rate Constraint in lbs/MMBtu | FALSE | L | Annual | Rate | lb/MMBtu | 0 | 0 | 0 | 0 | 0 | 0 | 0
EPA723 CO2 Rate Limit for NG Cofire - ORIS:1167 | 363 | 8039 | Rate Constraint in lbs/MMBtu | FALSE | L | Annual | Generation | TWh | 0 | 0 | 0 | 0 | 0 | 0 | 0
EPA723 CO2 Rate Limit for NG Cofire - ORIS:1167 | 363 | 8039 | Rate Constraint in lbs/MMBtu | FALSE | L | Annual | Qualifying Generation | TWh | 0 | 0 | 0 | 0 | 0 | 0 | 0
EPA723 CO2 Rate Limit for NG Cofire - ORIS:1167 | 363 | 8039 | Rate Constraint in lbs/MMBtu | FALSE | L | Annual | Rate | lb/MWh | 0 | 0 | 0 | 0 | 0 | 0 | 0
EPA723 CO2 Rate Limit for NG Cofire - ORIS:1167 | 363 | 8039 | Rate Constraint in lbs/MMBtu | FALSE | L | Annual | Constraint Shadow Price | US2022$/Ton | 0 | 45.0056 | 35.1857 | 59.3215 | 46.185 | 123.1477 | 138.8264
EPA723 CO2 Rate Limit for NG Cofire - ORIS:1241 | 364 | 8040 | Rate Constraint in lbs/MMBtu | FALSE | L | Annual | Seasons Included | Seasons |  | Winter, Spring, Summer, Fall | Winter, Spring, Summer, Fall | Winter, Spring, Summer, Fall | Winter, Spring, Summer, Fall | Winter, Spring, Summer, Fall | Winter, Spring, Summer, Fall
EPA723 CO2 Rate Limit for NG Cofire - ORIS:1241 | 364 | 8040 | Rate Constraint in lbs/MMBtu | FALSE | L | Annual | Standard CO2 | lb/MMBtu | 180.6719 | 180.6719 | 180.6719 | 180.6719 | 180.6719 | 180.6719 | 180.6719
EPA723 CO2 Rate Limit for NG Cofire - ORIS:1241 | 364 | 8040 | Rate Constraint in lbs/MMBtu | FALSE | L | Annual | Emissions at Affected Plants CO2 | Thousand Tons | 0 | 0 | 0 | 0 | 0 | 0 | 0
EPA723 CO2 Rate Limit for NG Cofire - ORIS:1241 | 364 | 8040 | Rate Constraint in lbs/MMBtu | FALSE | L | Annual | Allowances Purchased CO2 | Thousand Tons | 0 | 0 | 0 | 0 | 0 | 0 | 0
EPA723 CO2 Rate Limit for NG Cofire - ORIS:1241 | 364 | 8040 | Rate Constraint in lbs/MMBtu | FALSE | L | Annual | Allowances Sold CO2 | Thousand Tons | 0 | 0 | 0 | 0 | 0 | 0 | 0
EPA723 CO2 Rate Limit for NG Cofire - ORIS:1241 | 364 | 8040 | Rate Constraint in lbs/MMBtu | FALSE | L | Annual | Allowances Banked | Thousand Tons | 0 | 0 | 0 | 0 | 0 | 0 | 0
EPA723 CO2 Rate Limit for NG Cofire - ORIS:1241 | 364 | 8040 | Rate Constraint in lbs/MMBtu | FALSE | L | Annual | Allowances Withdrawn (1:1) | Thousand Tons | 0 | 0 | 0 | 0 | 0 | 0 | 0
EPA723 CO2 Rate Limit for NG Cofire - ORIS:1241 | 364 | 8040 | Rate Constraint in lbs/MMBtu | FALSE | L | Annual | Allowances Withdrawn (n:1) | Thousand Tons | 0 | 0 | 0 | 0 | 0 | 0 | 0
EPA723 CO2 Rate Limit for NG Cofire - ORIS:1241 | 364 | 8040 | Rate Constraint in lbs/MMBtu | FALSE | L | Annual | Net Emissions Allowance Position | Thousand Tons | 0 | 0 | 0 | 0 | 0 | 0 | 0
EPA723 CO2 Rate Limit for NG Cofire - ORIS:1241 | 364 | 8040 | Rate Constraint in lbs/MMBtu | FALSE | L | Annual | Fuel Consumed | TBtu | 0 | 0 | 0 | 0 | 0 | 0 | 0
EPA723 CO2 Rate Limit for NG Cofire - ORIS:1241 | 364 | 8040 | Rate Constraint in lbs/MMBtu | FALSE | L | Annual | Rate | lb/MMBtu | 0 | 0 | 0 | 0 | 0 | 0 | 0
EPA723 CO2 Rate Limit for NG Cofire - ORIS:1241 | 364 | 8040 | Rate Constraint in lbs/MMBtu | FALSE | L | Annual | Generation | TWh | 0 | 0 | 0 | 0 | 0 | 0 | 0
EPA723 CO2 Rate Limit for NG Cofire - ORIS:1241 | 364 | 8040 | Rate Constraint in lbs/MMBtu | FALSE | L | Annual | Qualifying Generation | TWh | 0 | 0 | 0 | 0 | 0 | 0 | 0
EPA723 CO2 Rate Limit for NG Cofire - ORIS:1241 | 364 | 8040 | Rate Constraint in lbs/MMBtu | FALSE | L | Annual | Rate | lb/MWh | 0 | 0 | 0 | 0 | 0 | 0 | 0
EPA723 CO2 Rate Limit for NG Cofire - ORIS:1241 | 364 | 8040 | Rate Constraint in lbs/MMBtu | FALSE | L | Annual | Constraint Shadow Price | US2022$/Ton | 0 | 34.6537 | 41.7089 | 127.5772 | 521.8421 | 480.226 | 212.2229
EPA723 CO2 Rate Limit for NG Cofire - ORIS:130 | 365 | 8025 | Rate Constraint in lbs/MMBtu | FALSE | L | Annual | Seasons Included | Seasons |  | Winter, Spring, Summer, Fall | Winter, Spring, Summer, Fall | Winter, Spring, Summer, Fall | Winter, Spring, Summer, Fall | Winter, Spring, Summer, Fall | Winter, Spring, Summer, Fall
EPA723 CO2 Rate Limit for NG Cofire - ORIS:130 | 365 | 8025 | Rate Constraint in lbs/MMBtu | FALSE | L | Annual | Standard CO2 | lb/MMBtu | 174.4837 | 174.4837 | 174.4837 | 174.4837 | 174.4837 | 174.4837 | 174.4837
EPA723 CO2 Rate Limit for NG Cofire - ORIS:130 | 365 | 8025 | Rate Constraint in lbs/MMBtu | FALSE | L | Annual | Emissions at Affected Plants CO2 | Thousand Tons | 0 | 0 | 0 | 0 | 0 | 0 | 0
EPA723 CO2 Rate Limit for NG Cofire - ORIS:130 | 365 | 8025 | Rate Constraint in lbs/MMBtu | FALSE | L | Annual | Allowances Purchased CO2 | Thousand Tons | 0 | 0 | 0 | 0 | 0 | 0 | 0
EPA723 CO2 Rate Limit for NG Cofire - ORIS:130 | 365 | 8025 | Rate Constraint in lbs/MMBtu | FALSE | L | Annual | Allowances Sold CO2 | Thousand Tons | 0 | 0 | 0 | 0 | 0 | 0 | 0
EPA723 CO2 Rate Limit for NG Cofire - ORIS:130 | 365 | 8025 | Rate Constraint in lbs/MMBtu | FALSE | L | Annual | Allowances Banked | Thousand Tons | 0 | 0 | 0 | 0 | 0 | 0 | 0
EPA723 CO2 Rate Limit for NG Cofire - ORIS:130 | 365 | 8025 | Rate Constraint in lbs/MMBtu | FALSE | L | Annual | Allowances Withdrawn (1:1) | Thousand Tons | 0 | 0 | 0 | 0 | 0 | 0 | 0
EPA723 CO2 Rate Limit for NG Cofire - ORIS:130 | 365 | 8025 | Rate Constraint in lbs/MMBtu | FALSE | L | Annual | Allowances Withdrawn (n:1) | Thousand Tons | 0 | 0 | 0 | 0 | 0 | 0 | 0
EPA723 CO2 Rate Limit for NG Cofire - ORIS:130 | 365 | 8025 | Rate Constraint in lbs/MMBtu | FALSE | L | Annual | Net Emissions Allowance Position | Thousand Tons | 0 | 0 | 0 | 0 | 0 | 0 | 0
EPA723 CO2 Rate Limit for NG Cofire - ORIS:130 | 365 | 8025 | Rate Constraint in lbs/MMBtu | FALSE | L | Annual | Fuel Consumed | TBtu | 0 | 0 | 0 | 0 | 0 | 0 | 0
EPA723 CO2 Rate Limit for NG Cofire - ORIS:130 | 365 | 8025 | Rate Constraint in lbs/MMBtu | FALSE | L | Annual | Rate | lb/MMBtu | 0 | 0 | 0 | 0 | 0 | 0 | 0
EPA723 CO2 Rate Limit for NG Cofire - ORIS:130 | 365 | 8025 | Rate Constraint in lbs/MMBtu | FALSE | L | Annual | Generation | TWh | 0 | 0 | 0 | 0 | 0 | 0 | 0
EPA723 CO2 Rate Limit for NG Cofire - ORIS:130 | 365 | 8025 | Rate Constraint in lbs/MMBtu | FALSE | L | Annual | Qualifying Generation | TWh | 0 | 0 | 0 | 0 | 0 | 0 | 0
EPA723 CO2 Rate Limit for NG Cofire - ORIS:130 | 365 | 8025 | Rate Constraint in lbs/MMBtu | FALSE | L | Annual | Rate | lb/MWh | 0 | 0 | 0 | 0 | 0 | 0 | 0
EPA723 CO2 Rate Limit for NG Cofire - ORIS:130 | 365 | 8025 | Rate Constraint in lbs/MMBtu | FALSE | L | Annual | Constraint Shadow Price | US2022$/Ton | 0 | 45.522 | 60.0153 | 86.6103 | 90.653 | 139.9027 | 188.6235
EPA723 CO2 Rate Limit for NG Cofire - ORIS:1356 | 366 | 8041 | Rate Constraint in lbs/MMBtu | FALSE | L | Annual | Seasons Included | Seasons |  | Winter, Spring, Summer, Fall | Winter, Spring, Summer, Fall | Winter, Spring, Summer, Fall | Winter, Spring, Summer, Fall | Winter, Spring, Summer, Fall | Winter, Spring, Summer, Fall
EPA723 CO2 Rate Limit for NG Cofire - ORIS:1356 | 366 | 8041 | Rate Constraint in lbs/MMBtu | FALSE | L | Annual | Standard CO2 | lb/MMBtu | 174.8101 | 174.8101 | 174.8101 | 174.8101 | 174.8101 | 174.8101 | 174.8101
EPA723 CO2 Rate Limit for NG Cofire - ORIS:1356 | 366 | 8041 | Rate Constraint in lbs/MMBtu | FALSE | L | Annual | Emissions at Affected Plants CO2 | Thousand Tons | 0 | 0 | 0 | 0 | 0 | 0 | 0
EPA723 CO2 Rate Limit for NG Cofire - ORIS:1356 | 366 | 8041 | Rate Constraint in lbs/MMBtu | FALSE | L | Annual | Allowances Purchased CO2 | Thousand Tons | 0 | 0 | 0 | 0 | 0 | 0 | 0
EPA723 CO2 Rate Limit for NG Cofire - ORIS:1356 | 366 | 8041 | Rate Constraint in lbs/MMBtu | FALSE | L | Annual | Allowances Sold CO2 | Thousand Tons | 0 | 0 | 0 | 0 | 0 | 0 | 0
EPA723 CO2 Rate Limit for NG Cofire - ORIS:1356 | 366 | 8041 | Rate Constraint in lbs/MMBtu | FALSE | L | Annual | Allowances Banked | Thousand Tons | 0 | 0 | 0 | 0 | 0 | 0 | 0
EPA723 CO2 Rate Limit for NG Cofire - ORIS:1356 | 366 | 8041 | Rate Constraint in lbs/MMBtu | FALSE | L | Annual | Allowances Withdrawn (1:1) | Thousand Tons | 0 | 0 | 0 | 0 | 0 | 0 | 0
EPA723 CO2 Rate Limit for NG Cofire - ORIS:1356 | 366 | 8041 | Rate Constraint in lbs/MMBtu | FALSE | L | Annual | Allowances Withdrawn (n:1) | Thousand Tons | 0 | 0 | 0 | 0 | 0 | 0 | 0
EPA723 CO2 Rate Limit for NG Cofire - ORIS:1356 | 366 | 8041 | Rate Constraint in lbs/MMBtu | FALSE | L | Annual | Net Emissions Allowance Position | Thousand Tons | 0 | 0 | 0 | 0 | 0 | 0 | 0
EPA723 CO2 Rate Limit for NG Cofire - ORIS:1356 | 366 | 8041 | Rate Constraint in lbs/MMBtu | FALSE | L | Annual | Fuel Consumed | TBtu | 0 | 0 | 0 | 0 | 0 | 0 | 0
EPA723 CO2 Rate Limit for NG Cofire - ORIS:1356 | 366 | 8041 | Rate Constraint in lbs/MMBtu | FALSE | L | Annual | Rate | lb/MMBtu | 0 | 0 | 0 | 0 | 0 | 0 | 0
EPA723 CO2 Rate Limit for NG Cofire - ORIS:1356 | 366 | 8041 | Rate Constraint in lbs/MMBtu | FALSE | L | Annual | Generation | TWh | 0 | 0 | 0 | 0 | 0 | 0 | 0
EPA723 CO2 Rate Limit for NG Cofire - ORIS:1356 | 366 | 8041 | Rate Constraint in lbs/MMBtu | FALSE | L | Annual | Qualifying Generation | TWh | 0 | 0 | 0 | 0 | 0 | 0 | 0
EPA723 CO2 Rate Limit for NG Cofire - ORIS:1356 | 366 | 8041 | Rate Constraint in lbs/MMBtu | FALSE | L | Annual | Rate | lb/MWh | 0 | 0 | 0 | 0 | 0 | 0 | 0
EPA723 CO2 Rate Limit for NG Cofire - ORIS:1356 | 366 | 8041 | Rate Constraint in lbs/MMBtu | FALSE | L | Annual | Constraint Shadow Price | US2022$/Ton | 0 | 34.6992 | 40.4667 | 64.1991 | 81.4099 | 576.8226 | 166.4372
EPA723 CO2 Rate Limit for NG Cofire - ORIS:136 | 367 | 8026 | Rate Constraint in lbs/MMBtu | FALSE | L | Annual | Seasons Included | Seasons |  | Winter, Spring, Summer, Fall | Winter, Spring, Summer, Fall | Winter, Spring, Summer, Fall | Winter, Spring, Summer, Fall | Winter, Spring, Summer, Fall | Winter, Spring, Summer, Fall
EPA723 CO2 Rate Limit for NG Cofire - ORIS:136 | 367 | 8026 | Rate Constraint in lbs/MMBtu | FALSE | L | Annual | Standard CO2 | lb/MMBtu | 173.8356 | 173.8356 | 173.8356 | 173.8356 | 173.8356 | 173.8356 | 173.8356
EPA723 CO2 Rate Limit for NG Cofire - ORIS:136 | 367 | 8026 | Rate Constraint in lbs/MMBtu | FALSE | L | Annual | Emissions at Affected Plants CO2 | Thousand Tons | 0 | 0 | 0 | 0 | 0 | 0 | 0
EPA723 CO2 Rate Limit for NG Cofire - ORIS:136 | 367 | 8026 | Rate Constraint in lbs/MMBtu | FALSE | L | Annual | Allowances Purchased CO2 | Thousand Tons | 0 | 0 | 0 | 0 | 0 | 0 | 0
EPA723 CO2 Rate Limit for NG Cofire - ORIS:136 | 367 | 8026 | Rate Constraint in lbs/MMBtu | FALSE | L | Annual | Allowances Sold CO2 | Thousand Tons | 0 | 0 | 0 | 0 | 0 | 0 | 0
EPA723 CO2 Rate Limit for NG Cofire - ORIS:136 | 367 | 8026 | Rate Constraint in lbs/MMBtu | FALSE | L | Annual | Allowances Banked | Thousand Tons | 0 | 0 | 0 | 0 | 0 | 0 | 0
EPA723 CO2 Rate Limit for NG Cofire - ORIS:136 | 367 | 8026 | Rate Constraint in lbs/MMBtu | FALSE | L | Annual | Allowances Withdrawn (1:1) | Thousand Tons | 0 | 0 | 0 | 0 | 0 | 0 | 0
EPA723 CO2 Rate Limit for NG Cofire - ORIS:136 | 367 | 8026 | Rate Constraint in lbs/MMBtu | FALSE | L | Annual | Allowances Withdrawn (n:1) | Thousand Tons | 0 | 0 | 0 | 0 | 0 | 0 | 0
EPA723 CO2 Rate Limit for NG Cofire - ORIS:136 | 367 | 8026 | Rate Constraint in lbs/MMBtu | FALSE | L | Annual | Net Emissions Allowance Position | Thousand Tons | 0 | 0 | 0 | 0 | 0 | 0 | 0
EPA723 CO2 Rate Limit for NG Cofire - ORIS:136 | 367 | 8026 | Rate Constraint in lbs/MMBtu | FALSE | L | Annual | Fuel Consumed | TBtu | 0 | 0 | 0 | 0 | 0 | 0 | 0
EPA723 CO2 Rate Limit for NG Cofire - ORIS:136 | 367 | 8026 | Rate Constraint in lbs/MMBtu | FALSE | L | Annual | Rate | lb/MMBtu | 0 | 0 | 0 | 0 | 0 | 0 | 0
EPA723 CO2 Rate Limit for NG Cofire - ORIS:136 | 367 | 8026 | Rate Constraint in lbs/MMBtu | FALSE | L | Annual | Generation | TWh | 0 | 0 | 0 | 0 | 0 | 0 | 0
EPA723 CO2 Rate Limit for NG Cofire - ORIS:136 | 367 | 8026 | Rate Constraint in lbs/MMBtu | FALSE | L | Annual | Qualifying Generation | TWh | 0 | 0 | 0 | 0 | 0 | 0 | 0
EPA723 CO2 Rate Limit for NG Cofire - ORIS:136 | 367 | 8026 | Rate Constraint in lbs/MMBtu | FALSE | L | Annual | Rate | lb/MWh | 0 | 0 | 0 | 0 | 0 | 0 | 0
EPA723 CO2 Rate Limit for NG Cofire - ORIS:136 | 367 | 8026 | Rate Constraint in lbs/MMBtu | FALSE | L | Annual | Constraint Shadow Price | US2022$/Ton | 0 | 14.3167 | 14.5667 | 46.8004 | 71.6698 | 114.4065 | 124.7751
EPA723 CO2 Rate Limit for NG Cofire - ORIS:1364 | 368 | 8042 | Rate Constraint in lbs/MMBtu | FALSE | L | Annual | Seasons Included | Seasons |  | Winter, Spring, Summer, Fall | Winter, Spring, Summer, Fall | Winter, Spring, Summer, Fall | Winter, Spring, Summer, Fall | Winter, Spring, Summer, Fall | Winter, Spring, Summer, Fall
EPA723 CO2 Rate Limit for NG Cofire - ORIS:1364 | 368 | 8042 | Rate Constraint in lbs/MMBtu | FALSE | L | Annual | Standard CO2 | lb/MMBtu | 174.8101 | 174.8101 | 174.8101 | 174.8101 | 174.8101 | 174.8101 | 174.8101
EPA723 CO2 Rate Limit for NG Cofire - ORIS:1364 | 368 | 8042 | Rate Constraint in lbs/MMBtu | FALSE | L | Annual | Emissions at Affected Plants CO2 | Thousand Tons | 0 | 0 | 0 | 0 | 0 | 0 | 0
EPA723 CO2 Rate Limit for NG Cofire - ORIS:1364 | 368 | 8042 | Rate Constraint in lbs/MMBtu | FALSE | L | Annual | Allowances Purchased CO2 | Thousand Tons | 0 | 0 | 0 | 0 | 0 | 0 | 0
EPA723 CO2 Rate Limit for NG Cofire - ORIS:1364 | 368 | 8042 | Rate Constraint in lbs/MMBtu | FALSE | L | Annual | Allowances Sold CO2 | Thousand Tons | 0 | 0 | 0 | 0 | 0 | 0 | 0
EPA723 CO2 Rate Limit for NG Cofire - ORIS:1364 | 368 | 8042 | Rate Constraint in lbs/MMBtu | FALSE | L | Annual | Allowances Banked | Thousand Tons | 0 | 0 | 0 | 0 | 0 | 0 | 0
EPA723 CO2 Rate Limit for NG Cofire - ORIS:1364 | 368 | 8042 | Rate Constraint in lbs/MMBtu | FALSE | L | Annual | Allowances Withdrawn (1:1) | Thousand Tons | 0 | 0 | 0 | 0 | 0 | 0 | 0
EPA723 CO2 Rate Limit for NG Cofire - ORIS:1364 | 368 | 8042 | Rate Constraint in lbs/MMBtu | FALSE | L | Annual | Allowances Withdrawn (n:1) | Thousand Tons | 0 | 0 | 0 | 0 | 0 | 0 | 0
EPA723 CO2 Rate Limit for NG Cofire - ORIS:1364 | 368 | 8042 | Rate Constraint in lbs/MMBtu | FALSE | L | Annual | Net Emissions Allowance Position | Thousand Tons | 0 | 0 | 0 | 0 | 0 | 0 | 0
EPA723 CO2 Rate Limit for NG Cofire - ORIS:1364 | 368 | 8042 | Rate Constraint in lbs/MMBtu | FALSE | L | Annual | Fuel Consumed | TBtu | 0 | 0 | 0 | 0 | 0 | 0 | 0
EPA723 CO2 Rate Limit for NG Cofire - ORIS:1364 | 368 | 8042 | Rate Constraint in lbs/MMBtu | FALSE | L | Annual | Rate | lb/MMBtu | 0 | 0 | 0 | 0 | 0 | 0 | 0
EPA723 CO2 Rate Limit for NG Cofire - ORIS:1364 | 368 | 8042 | Rate Constraint in lbs/MMBtu | FALSE | L | Annual | Generation | TWh | 0 | 0 | 0 | 0 | 0 | 0 | 0
EPA723 CO2 Rate Limit for NG Cofire - ORIS:1364 | 368 | 8042 | Rate Constraint in lbs/MMBtu | FALSE | L | Annual | Qualifying Generation | TWh | 0 | 0 | 0 | 0 | 0 | 0 | 0
EPA723 CO2 Rate Limit for NG Cofire - ORIS:1364 | 368 | 8042 | Rate Constraint in lbs/MMBtu | FALSE | L | Annual | Rate | lb/MWh | 0 | 0 | 0 | 0 | 0 | 0 | 0
EPA723 CO2 Rate Limit for NG Cofire - ORIS:1364 | 368 | 8042 | Rate Constraint in lbs/MMBtu | FALSE | L | Annual | Constraint Shadow Price | US2022$/Ton | 0 | 29.4443 | 31.11 | 69.952 | 72.1059 | 618.4218 | 119.4113
EPA723 CO2 Rate Limit for NG Cofire - ORIS:1379 | 369 | 8043 | Rate Constraint in lbs/MMBtu | FALSE | L | Annual | Seasons Included | Seasons |  | Winter, Spring, Summer, Fall | Winter, Spring, Summer, Fall | Winter, Spring, Summer, Fall | Winter, Spring, Summer, Fall | Winter, Spring, Summer, Fall | Winter, Spring, Summer, Fall
EPA723 CO2 Rate Limit for NG Cofire - ORIS:1379 | 369 | 8043 | Rate Constraint in lbs/MMBtu | FALSE | L | Annual | Standard CO2 | lb/MMBtu | 184.5606 | 184.5606 | 184.5606 | 184.5606 | 184.5606 | 184.5606 | 184.5606
EPA723 CO2 Rate Limit for NG Cofire - ORIS:1379 | 369 | 8043 | Rate Constraint in lbs/MMBtu | FALSE | L | Annual | Emissions at Affected Plants CO2 | Thousand Tons | 0 | 0 | 0 | 0 | 0 | 0 | 0
EPA723 CO2 Rate Limit for NG Cofire - ORIS:1379 | 369 | 8043 | Rate Constraint in lbs/MMBtu | FALSE | L | Annual | Allowances Purchased CO2 | Thousand Tons | 0 | 0 | 0 | 0 | 0 | 0 | 0
EPA723 CO2 Rate Limit for NG Cofire - ORIS:1379 | 369 | 8043 | Rate Constraint in lbs/MMBtu | FALSE | L | Annual | Allowances Sold CO2 | Thousand Tons | 0 | 0 | 0 | 0 | 0 | 0 | 0
EPA723 CO2 Rate Limit for NG Cofire - ORIS:1379 | 369 | 8043 | Rate Constraint in lbs/MMBtu | FALSE | L | Annual | Allowances Banked | Thousand Tons | 0 | 0 | 0 | 0 | 0 | 0 | 0
EPA723 CO2 Rate Limit for NG Cofire - ORIS:1379 | 369 | 8043 | Rate Constraint in lbs/MMBtu | FALSE | L | Annual | Allowances Withdrawn (1:1) | Thousand Tons | 0 | 0 | 0 | 0 | 0 | 0 | 0
EPA723 CO2 Rate Limit for NG Cofire - ORIS:1379 | 369 | 8043 | Rate Constraint in lbs/MMBtu | FALSE | L | Annual | Allowances Withdrawn (n:1) | Thousand Tons | 0 | 0 | 0 | 0 | 0 | 0 | 0
EPA723 CO2 Rate Limit for NG Cofire - ORIS:1379 | 369 | 8043 | Rate Constraint in lbs/MMBtu | FALSE | L | Annual | Net Emissions Allowance Position | Thousand Tons | 0 | 0 | 0 | 0 | 0 | 0 | 0
EPA723 CO2 Rate Limit for NG Cofire - ORIS:1379 | 369 | 8043 | Rate Constraint in lbs/MMBtu | FALSE | L | Annual | Fuel Consumed | TBtu | 0 | 0 | 0 | 0 | 0 | 0 | 0
EPA723 CO2 Rate Limit for NG Cofire - ORIS:1379 | 369 | 8043 | Rate Constraint in lbs/MMBtu | FALSE | L | Annual | Rate | lb/MMBtu | 0 | 0 | 0 | 0 | 0 | 0 | 0
EPA723 CO2 Rate Limit for NG Cofire - ORIS:1379 | 369 | 8043 | Rate Constraint in lbs/MMBtu | FALSE | L | Annual | Generation | TWh | 0 | 0 | 0 | 0 | 0 | 0 | 0
EPA723 CO2 Rate Limit for NG Cofire - ORIS:1379 | 369 | 8043 | Rate Constraint in lbs/MMBtu | FALSE | L | Annual | Qualifying Generation | TWh | 0 | 0 | 0 | 0 | 0 | 0 | 0
EPA723 CO2 Rate Limit for NG Cofire - ORIS:1379 | 369 | 8043 | Rate Constraint in lbs/MMBtu | FALSE | L | Annual | Rate | lb/MWh | 0 | 0 | 0 | 0 | 0 | 0 | 0
EPA723 CO2 Rate Limit for NG Cofire - ORIS:1379 | 369 | 8043 | Rate Constraint in lbs/MMBtu | FALSE | L | Annual | Constraint Shadow Price | US2022$/Ton | 0 | 27.6286 | 68.4584 | 2261.8663 | 888.5355 | 1159.4019 | 388.447
EPA723 CO2 Rate Limit for NG Cofire - ORIS:1384 | 370 | 8044 | Rate Constraint in lbs/MMBtu | FALSE | L | Annual | Seasons Included | Seasons |  | Winter, Spring, Summer, Fall | Winter, Spring, Summer, Fall | Winter, Spring, Summer, Fall | Winter, Spring, Summer, Fall | Winter, Spring, Summer, Fall | Winter, Spring, Summer, Fall
EPA723 CO2 Rate Limit for NG Cofire - ORIS:1384 | 370 | 8044 | Rate Constraint in lbs/MMBtu | FALSE | L | Annual | Standard CO2 | lb/MMBtu | 174.542 | 174.542 | 174.542 | 174.542 | 174.542 | 174.542 | 174.542
EPA723 CO2 Rate Limit for NG Cofire - ORIS:1384 | 370 | 8044 | Rate Constraint in lbs/MMBtu | FALSE | L | Annual | Emissions at Affected Plants CO2 | Thousand Tons | 0 | 0 | 0 | 0 | 0 | 0 | 0
EPA723 CO2 Rate Limit for NG Cofire - ORIS:1384 | 370 | 8044 | Rate Constraint in lbs/MMBtu | FALSE | L | Annual | Allowances Purchased CO2 | Thousand Tons | 0 | 0 | 0 | 0 | 0 | 0 | 0
EPA723 CO2 Rate Limit for NG Cofire - ORIS:1384 | 370 | 8044 | Rate Constraint in lbs/MMBtu | FALSE | L | Annual | Allowances Sold CO2 | Thousand Tons | 0 | 0 | 0 | 0 | 0 | 0 | 0
EPA723 CO2 Rate Limit for NG Cofire - ORIS:1384 | 370 | 8044 | Rate Constraint in lbs/MMBtu | FALSE | L | Annual | Allowances Banked | Thousand Tons | 0 | 0 | 0 | 0 | 0 | 0 | 0
EPA723 CO2 Rate Limit for NG Cofire - ORIS:1384 | 370 | 8044 | Rate Constraint in lbs/MMBtu | FALSE | L | Annual | Allowances Withdrawn (1:1) | Thousand Tons | 0 | 0 | 0 | 0 | 0 | 0 | 0
EPA723 CO2 Rate Limit for NG Cofire - ORIS:1384 | 370 | 8044 | Rate Constraint in lbs/MMBtu | FALSE | L | Annual | Allowances Withdrawn (n:1) | Thousand Tons | 0 | 0 | 0 | 0 | 0 | 0 | 0
EPA723 CO2 Rate Limit for NG Cofire - ORIS:1384 | 370 | 8044 | Rate Constraint in lbs/MMBtu | FALSE | L | Annual | Net Emissions Allowance Position | Thousand Tons | 0 | 0 | 0 | 0 | 0 | 0 | 0
EPA723 CO2 Rate Limit for NG Cofire - ORIS:1384 | 370 | 8044 | Rate Constraint in lbs/MMBtu | FALSE | L | Annual | Fuel Consumed | TBtu | 0 | 0 | 0 | 0 | 0 | 0 | 0
EPA723 CO2 Rate Limit for NG Cofire - ORIS:1384 | 370 | 8044 | Rate Constraint in lbs/MMBtu | FALSE | L | Annual | Rate | lb/MMBtu | 0 | 0 | 0 | 0 | 0 | 0 | 0
EPA723 CO2 Rate Limit for NG Cofire - ORIS:1384 | 370 | 8044 | Rate Constraint in lbs/MMBtu | FALSE | L | Annual | Generation | TWh | 0 | 0 | 0 | 0 | 0 | 0 | 0
EPA723 CO2 Rate Limit for NG Cofire - ORIS:1384 | 370 | 8044 | Rate Constraint in lbs/MMBtu | FALSE | L | Annual | Qualifying Generation | TWh | 0 | 0 | 0 | 0 | 0 | 0 | 0
EPA723 CO2 Rate Limit for NG Cofire - ORIS:1384 | 370 | 8044 | Rate Constraint in lbs/MMBtu | FALSE | L | Annual | Rate | lb/MWh | 0 | 0 | 0 | 0 | 0 | 0 | 0
EPA723 CO2 Rate Limit for NG Cofire - ORIS:1384 | 370 | 8044 | Rate Constraint in lbs/MMBtu | FALSE | L | Annual | Constraint Shadow Price | US2022$/Ton | 0 | 170.7204 | 27.0529 | 0 | 0 | 396.3402 | 134.7481
EPA723 CO2 Rate Limit for NG Cofire - ORIS:1393 | 371 | 8045 | Rate Constraint in lbs/MMBtu | FALSE | L | Annual | Seasons Included | Seasons |  | Winter, Spring, Summer, Fall | Winter, Spring, Summer, Fall | Winter, Spring, Summer, Fall | Winter, Spring, Summer, Fall | Winter, Spring, Summer, Fall | Winter, Spring, Summer, Fall
EPA723 CO2 Rate Limit for NG Cofire - ORIS:1393 | 371 | 8045 | Rate Constraint in lbs/MMBtu | FALSE | L | Annual | Standard CO2 | lb/MMBtu | 183.1953 | 183.1953 | 183.1953 | 183.1953 | 183.1953 | 183.1953 | 183.1953
EPA723 CO2 Rate Limit for NG Cofire - ORIS:1393 | 371 | 8045 | Rate Constraint in lbs/MMBtu | FALSE | L | Annual | Emissions at Affected Plants CO2 | Thousand Tons | 0 | 0 | 0 | 0 | 0 | 0 | 0
EPA723 CO2 Rate Limit for NG Cofire - ORIS:1393 | 371 | 8045 | Rate Constraint in lbs/MMBtu | FALSE | L | Annual | Allowances Purchased CO2 | Thousand Tons | 0 | 0 | 0 | 0 | 0 | 0 | 0
EPA723 CO2 Rate Limit for NG Cofire - ORIS:1393 | 371 | 8045 | Rate Constraint in lbs/MMBtu | FALSE | L | Annual | Allowances Sold CO2 | Thousand Tons | 0 | 0 | 0 | 0 | 0 | 0 | 0
EPA723 CO2 Rate Limit for NG Cofire - ORIS:1393 | 371 | 8045 | Rate Constraint in lbs/MMBtu | FALSE | L | Annual | Allowances Banked | Thousand Tons | 0 | 0 | 0 | 0 | 0 | 0 | 0
EPA723 CO2 Rate Limit for NG Cofire - ORIS:1393 | 371 | 8045 | Rate Constraint in lbs/MMBtu | FALSE | L | Annual | Allowances Withdrawn (1:1) | Thousand Tons | 0 | 0 | 0 | 0 | 0 | 0 | 0
EPA723 CO2 Rate Limit for NG Cofire - ORIS:1393 | 371 | 8045 | Rate Constraint in lbs/MMBtu | FALSE | L | Annual | Allowances Withdrawn (n:1) | Thousand Tons | 0 | 0 | 0 | 0 | 0 | 0 | 0
EPA723 CO2 Rate Limit for NG Cofire - ORIS:1393 | 371 | 8045 | Rate Constraint in lbs/MMBtu | FALSE | L | Annual | Net Emissions Allowance Position | Thousand Tons | 0 | 0 | 0 | 0 | 0 | 0 | 0
EPA723 CO2 Rate Limit for NG Cofire - ORIS:1393 | 371 | 8045 | Rate Constraint in lbs/MMBtu | FALSE | L | Annual | Fuel Consumed | TBtu | 0 | 0 | 0 | 0 | 0 | 0 | 0
EPA723 CO2 Rate Limit for NG Cofire - ORIS:1393 | 371 | 8045 | Rate Constraint in lbs/MMBtu | FALSE | L | Annual | Rate | lb/MMBtu | 0 | 0 | 0 | 0 | 0 | 0 | 0
EPA723 CO2 Rate Limit for NG Cofire - ORIS:1393 | 371 | 8045 | Rate Constraint in lbs/MMBtu | FALSE | L | Annual | Generation | TWh | 0 | 0 | 0 | 0 | 0 | 0 | 0
EPA723 CO2 Rate Limit for NG Cofire - ORIS:1393 | 371 | 8045 | Rate Constraint in lbs/MMBtu | FALSE | L | Annual | Qualifying Generation | TWh | 0 | 0 | 0 | 0 | 0 | 0 | 0
EPA723 CO2 Rate Limit for NG Cofire - ORIS:1393 | 371 | 8045 | Rate Constraint in lbs/MMBtu | FALSE | L | Annual | Rate | lb/MWh | 0 | 0 | 0 | 0 | 0 | 0 | 0
EPA723 CO2 Rate Limit for NG Cofire - ORIS:1393 | 371 | 8045 | Rate Constraint in lbs/MMBtu | FALSE | L | Annual | Constraint Shadow Price | US2022$/Ton | 0 | 34.5331 | 28.3867 | 126.2178 | 137.175 | 157.6946 | 186.9219
EPA723 CO2 Rate Limit for NG Cofire - ORIS:160 | 372 | 8027 | Rate Constraint in lbs/MMBtu | FALSE | L | Annual | Seasons Included | Seasons |  | Winter, Spring, Summer, Fall | Winter, Spring, Summer, Fall | Winter, Spring, Summer, Fall | Winter, Spring, Summer, Fall | Winter, Spring, Summer, Fall | Winter, Spring, Summer, Fall
EPA723 CO2 Rate Limit for NG Cofire - ORIS:160 | 372 | 8027 | Rate Constraint in lbs/MMBtu | FALSE | L | Annual | Standard CO2 | lb/MMBtu | 182.0636 | 182.0636 | 182.0636 | 182.0636 | 182.0636 | 182.0636 | 182.0636
EPA723 CO2 Rate Limit for NG Cofire - ORIS:160 | 372 | 8027 | Rate Constraint in lbs/MMBtu | FALSE | L | Annual | Emissions at Affected Plants CO2 | Thousand Tons | 0 | 0 | 0 | 0 | 0 | 0 | 0
EPA723 CO2 Rate Limit for NG Cofire - ORIS:160 | 372 | 8027 | Rate Constraint in lbs/MMBtu | FALSE | L | Annual | Allowances Purchased CO2 | Thousand Tons | 0 | 0 | 0 | 0 | 0 | 0 | 0
EPA723 CO2 Rate Limit for NG Cofire - ORIS:160 | 372 | 8027 | Rate Constraint in lbs/MMBtu | FALSE | L | Annual | Allowances Sold CO2 | Thousand Tons | 0 | 0 | 0 | 0 | 0 | 0 | 0
EPA723 CO2 Rate Limit for NG Cofire - ORIS:160 | 372 | 8027 | Rate Constraint in lbs/MMBtu | FALSE | L | Annual | Allowances Banked | Thousand Tons | 0 | 0 | 0 | 0 | 0 | 0 | 0
EPA723 CO2 Rate Limit for NG Cofire - ORIS:160 | 372 | 8027 | Rate Constraint in lbs/MMBtu | FALSE | L | Annual | Allowances Withdrawn (1:1) | Thousand Tons | 0 | 0 | 0 | 0 | 0 | 0 | 0
EPA723 CO2 Rate Limit for NG Cofire - ORIS:160 | 372 | 8027 | Rate Constraint in lbs/MMBtu | FALSE | L | Annual | Allowances Withdrawn (n:1) | Thousand Tons | 0 | 0 | 0 | 0 | 0 | 0 | 0
EPA723 CO2 Rate Limit for NG Cofire - ORIS:160 | 372 | 8027 | Rate Constraint in lbs/MMBtu | FALSE | L | Annual | Net Emissions Allowance Position | Thousand Tons | 0 | 0 | 0 | 0 | 0 | 0 | 0
EPA723 CO2 Rate Limit for NG Cofire - ORIS:160 | 372 | 8027 | Rate Constraint in lbs/MMBtu | FALSE | L | Annual | Fuel Consumed | TBtu | 0 | 0 | 0 | 0 | 0 | 0 | 0
EPA723 CO2 Rate Limit for NG Cofire - ORIS:160 | 372 | 8027 | Rate Constraint in lbs/MMBtu | FALSE | L | Annual | Rate | lb/MMBtu | 0 | 0 | 0 | 0 | 0 | 0 | 0
EPA723 CO2 Rate Limit for NG Cofire - ORIS:160 | 372 | 8027 | Rate Constraint in lbs/MMBtu | FALSE | L | Annual | Generation | TWh | 0 | 0 | 0 | 0 | 0 | 0 | 0
EPA723 CO2 Rate Limit for NG Cofire - ORIS:160 | 372 | 8027 | Rate Constraint in lbs/MMBtu | FALSE | L | Annual | Qualifying Generation | TWh | 0 | 0 | 0 | 0 | 0 | 0 | 0
EPA723 CO2 Rate Limit for NG Cofire - ORIS:160 | 372 | 8027 | Rate Constraint in lbs/MMBtu | FALSE | L | Annual | Rate | lb/MWh | 0 | 0 | 0 | 0 | 0 | 0 | 0
EPA723 CO2 Rate Limit for NG Cofire - ORIS:160 | 372 | 8027 | Rate Constraint in lbs/MMBtu | FALSE | L | Annual | Constraint Shadow Price | US2022$/Ton | 0 | 22.7805 | 27.7097 | 0 | 49.2968 | 583.233 | 85.7367
EPA723 CO2 Rate Limit for NG Cofire - ORIS:165 | 373 | 8028 | Rate Constraint in lbs/MMBtu | FALSE | L | Annual | Seasons Included | Seasons |  | Winter, Spring, Summer, Fall | Winter, Spring, Summer, Fall | Winter, Spring, Summer, Fall | Winter, Spring, Summer, Fall | Winter, Spring, Summer, Fall | Winter, Spring, Summer, Fall
EPA723 CO2 Rate Limit for NG Cofire - ORIS:165 | 373 | 8028 | Rate Constraint in lbs/MMBtu | FALSE | L | Annual | Standard CO2 | lb/MMBtu | 176.252 | 176.252 | 176.252 | 176.252 | 176.252 | 176.252 | 176.252
EPA723 CO2 Rate Limit for NG Cofire - ORIS:165 | 373 | 8028 | Rate Constraint in lbs/MMBtu | FALSE | L | Annual | Emissions at Affected Plants CO2 | Thousand Tons | 0 | 39.996 | 0 | 0 | 0 | 0 | 0
EPA723 CO2 Rate Limit for NG Cofire - ORIS:165 | 373 | 8028 | Rate Constraint in lbs/MMBtu | FALSE | L | Annual | Allowances Purchased CO2 | Thousand Tons | 0 | 0 | 0 | 0 | 0 | 0 | 0
EPA723 CO2 Rate Limit for NG Cofire - ORIS:165 | 373 | 8028 | Rate Constraint in lbs/MMBtu | FALSE | L | Annual | Allowances Sold CO2 | Thousand Tons | 0 | 0 | 0 | 0 | 0 | 0 | 0
EPA723 CO2 Rate Limit for NG Cofire - ORIS:165 | 373 | 8028 | Rate Constraint in lbs/MMBtu | FALSE | L | Annual | Allowances Banked | Thousand Tons | 0 | 0 | 0 | 0 | 0 | 0 | 0
EPA723 CO2 Rate Limit for NG Cofire - ORIS:165 | 373 | 8028 | Rate Constraint in lbs/MMBtu | FALSE | L | Annual | Allowances Withdrawn (1:1) | Thousand Tons | 0 | 0 | 0 | 0 | 0 | 0 | 0
EPA723 CO2 Rate Limit for NG Cofire - ORIS:165 | 373 | 8028 | Rate Constraint in lbs/MMBtu | FALSE | L | Annual | Allowances Withdrawn (n:1) | Thousand Tons | 0 | 0 | 0 | 0 | 0 | 0 | 0
EPA723 CO2 Rate Limit for NG Cofire - ORIS:165 | 373 | 8028 | Rate Constraint in lbs/MMBtu | FALSE | L | Annual | Net Emissions Allowance Position | Thousand Tons | 0 | 39.996 | 0 | 0 | 0 | 0 | 0
EPA723 CO2 Rate Limit for NG Cofire - ORIS:165 | 373 | 8028 | Rate Constraint in lbs/MMBtu | FALSE | L | Annual | Fuel Consumed | TBtu | 0 | 0.45385 | 0 | 0 | 0 | 0 | 0
EPA723 CO2 Rate Limit for NG Cofire - ORIS:165 | 373 | 8028 | Rate Constraint in lbs/MMBtu | FALSE | L | Annual | Rate | lb/MMBtu | 0 | 176.252 | 0 | 0 | 0 | 0 | 0
EPA723 CO2 Rate Limit for NG Cofire - ORIS:165 | 373 | 8028 | Rate Constraint in lbs/MMBtu | FALSE | L | Annual | Generation | TWh | 0 | 0.036538 | 0 | 0 | 0 | 0 | 0
EPA723 CO2 Rate Limit for NG Cofire - ORIS:165 | 373 | 8028 | Rate Constraint in lbs/MMBtu | FALSE | L | Annual | Qualifying Generation | TWh | 0 | 0.036538 | 0 | 0 | 0 | 0 | 0
EPA723 CO2 Rate Limit for NG Cofire - ORIS:165 | 373 | 8028 | Rate Constraint in lbs/MMBtu | FALSE | L | Annual | Rate | lb/MWh | 0 | 2189.2667 | 0 | 0 | 0 | 0 | 0
EPA723 CO2 Rate Limit for NG Cofire - ORIS:165 | 373 | 8028 | Rate Constraint in lbs/MMBtu | FALSE | L | Annual | Constraint Shadow Price | US2022$/Ton | 0 | 1590.7406 | 32.5757 | 289.2225 | 7.8993 | 346.3189 | 162.3682
EPA723 CO2 Rate Limit for NG Cofire - ORIS:1893 | 374 | 8046 | Rate Constraint in lbs/MMBtu | FALSE | L | Annual | Seasons Included | Seasons |  | Winter, Spring, Summer, Fall | Winter, Spring, Summer, Fall | Winter, Spring, Summer, Fall | Winter, Spring, Summer, Fall | Winter, Spring, Summer, Fall | Winter, Spring, Summer, Fall
EPA723 CO2 Rate Limit for NG Cofire - ORIS:1893 | 374 | 8046 | Rate Constraint in lbs/MMBtu | FALSE | L | Annual | Standard CO2 | lb/MMBtu | 176.8254 | 176.8254 | 176.8254 | 176.8254 | 176.8254 | 176.8254 | 176.8254
EPA723 CO2 Rate Limit for NG Cofire - ORIS:1893 | 374 | 8046 | Rate Constraint in lbs/MMBtu | FALSE | L | Annual | Emissions at Affected Plants CO2 | Thousand Tons | 0 | 0 | 0 | 0 | 0 | 0 | 0
EPA723 CO2 Rate Limit for NG Cofire - ORIS:1893 | 374 | 8046 | Rate Constraint in lbs/MMBtu | FALSE | L | Annual | Allowances Purchased CO2 | Thousand Tons | 0 | 0 | 0 | 0 | 0 | 0 | 0
EPA723 CO2 Rate Limit for NG Cofire - ORIS:1893 | 374 | 8046 | Rate Constraint in lbs/MMBtu | FALSE | L | Annual | Allowances Sold CO2 | Thousand Tons | 0 | 0 | 0 | 0 | 0 | 0 | 0
EPA723 CO2 Rate Limit for NG Cofire - ORIS:1893 | 374 | 8046 | Rate Constraint in lbs/MMBtu | FALSE | L | Annual | Allowances Banked | Thousand Tons | 0 | 0 | 0 | 0 | 0 | 0 | 0
EPA723 CO2 Rate Limit for NG Cofire - ORIS:1893 | 374 | 8046 | Rate Constraint in lbs/MMBtu | FALSE | L | Annual | Allowances Withdrawn (1:1) | Thousand Tons | 0 | 0 | 0 | 0 | 0 | 0 | 0
EPA723 CO2 Rate Limit for NG Cofire - ORIS:1893 | 374 | 8046 | Rate Constraint in lbs/MMBtu | FALSE | L | Annual | Allowances Withdrawn (n:1) | Thousand Tons | 0 | 0 | 0 | 0 | 0 | 0 | 0
EPA723 CO2 Rate Limit for NG Cofire - ORIS:1893 | 374 | 8046 | Rate Constraint in lbs/MMBtu | FALSE | L | Annual | Net Emissions Allowance Position | Thousand Tons | 0 | 0 | 0 | 0 | 0 | 0 | 0
EPA723 CO2 Rate Limit for NG Cofire - ORIS:1893 | 374 | 8046 | Rate Constraint in lbs/MMBtu | FALSE | L | Annual | Fuel Consumed | TBtu | 0 | 0 | 0 | 0 | 0 | 0 | 0
EPA723 CO2 Rate Limit for NG Cofire - ORIS:1893 | 374 | 8046 | Rate Constraint in lbs/MMBtu | FALSE | L | Annual | Rate | lb/MMBtu | 0 | 0 | 0 | 0 | 0 | 0 | 0
EPA723 CO2 Rate Limit for NG Cofire - ORIS:1893 | 374 | 8046 | Rate Constraint in lbs/MMBtu | FALSE | L | Annual | Generation | TWh | 0 | 0 | 0 | 0 | 0 | 0 | 0
EPA723 CO2 Rate Limit for NG Cofire - ORIS:1893 | 374 | 8046 | Rate Constraint in lbs/MMBtu | FALSE | L | Annual | Qualifying Generation | TWh | 0 | 0 | 0 | 0 | 0 | 0 | 0
EPA723 CO2 Rate Limit for NG Cofire - ORIS:1893 | 374 | 8046 | Rate Constraint in lbs/MMBtu | FALSE | L | Annual | Rate | lb/MWh | 0 | 0 | 0 | 0 | 0 | 0 | 0
EPA723 CO2 Rate Limit for NG Cofire - ORIS:1893 | 374 | 8046 | Rate Constraint in lbs/MMBtu | FALSE | L | Annual | Constraint Shadow Price | US2022$/Ton | 0 | 0 | 56.0507 | 134.2038 | 136.7817 | 197.4321 | 190.8853
EPA723 CO2 Rate Limit for NG Cofire - ORIS:2079 | 375 | 8047 | Rate Constraint in lbs/MMBtu | FALSE | L | Annual | Seasons Included | Seasons |  | Winter, Spring, Summer, Fall | Winter, Spring, Summer, Fall | Winter, Spring, Summer, Fall | Winter, Spring, Summer, Fall | Winter, Spring, Summer, Fall | Winter, Spring, Summer, Fall
EPA723 CO2 Rate Limit for NG Cofire - ORIS:2079 | 375 | 8047 | Rate Constraint in lbs/MMBtu | FALSE | L | Annual | Standard CO2 | lb/MMBtu | 175.772 | 175.772 | 175.772 | 175.772 | 175.772 | 175.772 | 175.772
EPA723 CO2 Rate Limit for NG Cofire - ORIS:2079 | 375 | 8047 | Rate Constraint in lbs/MMBtu | FALSE | L | Annual | Emissions at Affected Plants CO2 | Thousand Tons | 0 | 0 | 0 | 0 | 0 | 0 | 0
EPA723 CO2 Rate Limit for NG Cofire - ORIS:2079 | 375 | 8047 | Rate Constraint in lbs/MMBtu | FALSE | L | Annual | Allowances Purchased CO2 | Thousand Tons | 0 | 0 | 0 | 0 | 0 | 0 | 0
EPA723 CO2 Rate Limit for NG Cofire - ORIS:2079 | 375 | 8047 | Rate Constraint in lbs/MMBtu | FALSE | L | Annual | Allowances Sold CO2 | Thousand Tons | 0 | 0 | 0 | 0 | 0 | 0 | 0
EPA723 CO2 Rate Limit for NG Cofire - ORIS:2079 | 375 | 8047 | Rate Constraint in lbs/MMBtu | FALSE | L | Annual | Allowances Banked | Thousand Tons | 0 | 0 | 0 | 0 | 0 | 0 | 0
EPA723 CO2 Rate Limit for NG Cofire - ORIS:2079 | 375 | 8047 | Rate Constraint in lbs/MMBtu | FALSE | L | Annual | Allowances Withdrawn (1:1) | Thousand Tons | 0 | 0 | 0 | 0 | 0 | 0 | 0
EPA723 CO2 Rate Limit for NG Cofire - ORIS:2079 | 375 | 8047 | Rate Constraint in lbs/MMBtu | FALSE | L | Annual | Allowances Withdrawn (n:1) | Thousand Tons | 0 | 0 | 0 | 0 | 0 | 0 | 0
EPA723 CO2 Rate Limit for NG Cofire - ORIS:2079 | 375 | 8047 | Rate Constraint in lbs/MMBtu | FALSE | L | Annual | Net Emissions Allowance Position | Thousand Tons | 0 | 0 | 0 | 0 | 0 | 0 | 0
EPA723 CO2 Rate Limit for NG Cofire - ORIS:2079 | 375 | 8047 | Rate Constraint in lbs/MMBtu | FALSE | L | Annual | Fuel Consumed | TBtu | 0 | 0 | 0 | 0 | 0 | 0 | 0
EPA723 CO2 Rate Limit for NG Cofire - ORIS:2079 | 375 | 8047 | Rate Constraint in lbs/MMBtu | FALSE | L | Annual | Rate | lb/MMBtu | 0 | 0 | 0 | 0 | 0 | 0 | 0
EPA723 CO2 Rate Limit for NG Cofire - ORIS:2079 | 375 | 8047 | Rate Constraint in lbs/MMBtu | FALSE | L | Annual | Generation | TWh | 0 | 0 | 0 | 0 | 0 | 0 | 0
EPA723 CO2 Rate Limit for NG Cofire - ORIS:2079 | 375 | 8047 | Rate Constraint in lbs/MMBtu | FALSE | L | Annual | Qualifying Generation | TWh | 0 | 0 | 0 | 0 | 0 | 0 | 0
EPA723 CO2 Rate Limit for NG Cofire - ORIS:2079 | 375 | 8047 | Rate Constraint in lbs/MMBtu | FALSE | L | Annual | Rate | lb/MWh | 0 | 0 | 0 | 0 | 0 | 0 | 0
EPA723 CO2 Rate Limit for NG Cofire - ORIS:2079 | 375 | 8047 | Rate Constraint in lbs/MMBtu | FALSE | L | Annual | Constraint Shadow Price | US2022$/Ton | 0 | 41.5731 | 43.364 | 80.3171 | 45.5002 | 106.7743 | 138.5112
EPA723 CO2 Rate Limit for NG Cofire - ORIS:2103 | 376 | 8048 | Rate Constraint in lbs/MMBtu | FALSE | L | Annual | Seasons Included | Seasons |  | Winter, Spring, Summer, Fall | Winter, Spring, Summer, Fall | Winter, Spring, Summer, Fall | Winter, Spring, Summer, Fall | Winter, Spring, Summer, Fall | Winter, Spring, Summer, Fall
EPA723 CO2 Rate Limit for NG Cofire - ORIS:2103 | 376 | 8048 | Rate Constraint in lbs/MMBtu | FALSE | L | Annual | Standard CO2 | lb/MMBtu | 175.772 | 175.772 | 175.772 | 175.772 | 175.772 | 175.772 | 175.772
EPA723 CO2 Rate Limit for NG Cofire - ORIS:2103 | 376 | 8048 | Rate Constraint in lbs/MMBtu | FALSE | L | Annual | Emissions at Affected Plants CO2 | Thousand Tons | 0 | 0 | 0 | 0 | 0 | 0 | 0
EPA723 CO2 Rate Limit for NG Cofire - ORIS:2103 | 376 | 8048 | Rate Constraint in lbs/MMBtu | FALSE | L | Annual | Allowances Purchased CO2 | Thousand Tons | 0 | 0 | 0 | 0 | 0 | 0 | 0
EPA723 CO2 Rate Limit for NG Cofire - ORIS:2103 | 376 | 8048 | Rate Constraint in lbs/MMBtu | FALSE | L | Annual | Allowances Sold CO2 | Thousand Tons | 0 | 0 | 0 | 0 | 0 | 0 | 0
EPA723 CO2 Rate Limit for NG Cofire - ORIS:2103 | 376 | 8048 | Rate Constraint in lbs/MMBtu | FALSE | L | Annual | Allowances Banked | Thousand Tons | 0 | 0 | 0 | 0 | 0 | 0 | 0
EPA723 CO2 Rate Limit for NG Cofire - ORIS:2103 | 376 | 8048 | Rate Constraint in lbs/MMBtu | FALSE | L | Annual | Allowances Withdrawn (1:1) | Thousand Tons | 0 | 0 | 0 | 0 | 0 | 0 | 0
EPA723 CO2 Rate Limit for NG Cofire - ORIS:2103 | 376 | 8048 | Rate Constraint in lbs/MMBtu | FALSE | L | Annual | Allowances Withdrawn (n:1) | Thousand Tons | 0 | 0 | 0 | 0 | 0 | 0 | 0
EPA723 CO2 Rate Limit for NG Cofire - ORIS:2103 | 376 | 8048 | Rate Constraint in lbs/MMBtu | FALSE | L | Annual | Net Emissions Allowance Position | Thousand Tons | 0 | 0 | 0 | 0 | 0 | 0 | 0
EPA723 CO2 Rate Limit for NG Cofire - ORIS:2103 | 376 | 8048 | Rate Constraint in lbs/MMBtu | FALSE | L | Annual | Fuel Consumed | TBtu | 0 | 0 | 0 | 0 | 0 | 0 | 0
EPA723 CO2 Rate Limit for NG Cofire - ORIS:2103 | 376 | 8048 | Rate Constraint in lbs/MMBtu | FALSE | L | Annual | Rate | lb/MMBtu | 0 | 0 | 0 | 0 | 0 | 0 | 0
EPA723 CO2 Rate Limit for NG Cofire - ORIS:2103 | 376 | 8048 | Rate Constraint in lbs/MMBtu | FALSE | L | Annual | Generation | TWh | 0 | 0 | 0 | 0 | 0 | 0 | 0
EPA723 CO2 Rate Limit for NG Cofire - ORIS:2103 | 376 | 8048 | Rate Constraint in lbs/MMBtu | FALSE | L | Annual | Qualifying Generation | TWh | 0 | 0 | 0 | 0 | 0 | 0 | 0
EPA723 CO2 Rate Limit for NG Cofire - ORIS:2103 | 376 | 8048 | Rate Constraint in lbs/MMBtu | FALSE | L | Annual | Rate | lb/MWh | 0 | 0 | 0 | 0 | 0 | 0 | 0
EPA723 CO2 Rate Limit for NG Cofire - ORIS:2103 | 376 | 8048 | Rate Constraint in lbs/MMBtu | FALSE | L | Annual | Constraint Shadow Price | US2022$/Ton | 0 | 427.8561 | 46.1472 | 59.2253 | 72.9289 | 110.8381 | 131.166
EPA723 CO2 Rate Limit for NG Cofire - ORIS:2167 | 377 | 8049 | Rate Constraint in lbs/MMBtu | FALSE | L | Annual | Seasons Included | Seasons |  | Winter, Spring, Summer, Fall | Winter, Spring, Summer, Fall | Winter, Spring, Summer, Fall | Winter, Spring, Summer, Fall | Winter, Spring, Summer, Fall | Winter, Spring, Summer, Fall
EPA723 CO2 Rate Limit for NG Cofire - ORIS:2167 | 377 | 8049 | Rate Constraint in lbs/MMBtu | FALSE | L | Annual | Standard CO2 | lb/MMBtu | 175.772 | 175.772 | 175.772 | 175.772 | 175.772 | 175.772 | 175.772
EPA723 CO2 Rate Limit for NG Cofire - ORIS:2167 | 377 | 8049 | Rate Constraint in lbs/MMBtu | FALSE | L | Annual | Emissions at Affected Plants CO2 | Thousand Tons | 0 | 0 | 0 | 0 | 0 | 0 | 0
EPA723 CO2 Rate Limit for NG Cofire - ORIS:2167 | 377 | 8049 | Rate Constraint in lbs/MMBtu | FALSE | L | Annual | Allowances Purchased CO2 | Thousand Tons | 0 | 0 | 0 | 0 | 0 | 0 | 0
EPA723 CO2 Rate Limit for NG Cofire - ORIS:2167 | 377 | 8049 | Rate Constraint in lbs/MMBtu | FALSE | L | Annual | Allowances Sold CO2 | Thousand Tons | 0 | 0 | 0 | 0 | 0 | 0 | 0
EPA723 CO2 Rate Limit for NG Cofire - ORIS:2167 | 377 | 8049 | Rate Constraint in lbs/MMBtu | FALSE | L | Annual | Allowances Banked | Thousand Tons | 0 | 0 | 0 | 0 | 0 | 0 | 0
EPA723 CO2 Rate Limit for NG Cofire - ORIS:2167 | 377 | 8049 | Rate Constraint in lbs/MMBtu | FALSE | L | Annual | Allowances Withdrawn (1:1) | Thousand Tons | 0 | 0 | 0 | 0 | 0 | 0 | 0
EPA723 CO2 Rate Limit for NG Cofire - ORIS:2167 | 377 | 8049 | Rate Constraint in lbs/MMBtu | FALSE | L | Annual | Allowances Withdrawn (n:1) | Thousand Tons | 0 | 0 | 0 | 0 | 0 | 0 | 0
EPA723 CO2 Rate Limit for NG Cofire - ORIS:2167 | 377 | 8049 | Rate Constraint in lbs/MMBtu | FALSE | L | Annual | Net Emissions Allowance Position | Thousand Tons | 0 | 0 | 0 | 0 | 0 | 0 | 0
EPA723 CO2 Rate Limit for NG Cofire - ORIS:2167 | 377 | 8049 | Rate Constraint in lbs/MMBtu | FALSE | L | Annual | Fuel Consumed | TBtu | 0 | 0 | 0 | 0 | 0 | 0 | 0
EPA723 CO2 Rate Limit for NG Cofire - ORIS:2167 | 377 | 8049 | Rate Constraint in lbs/MMBtu | FALSE | L | Annual | Rate | lb/MMBtu | 0 | 0 | 0 | 0 | 0 | 0 | 0
EPA723 CO2 Rate Limit for NG Cofire - ORIS:2167 | 377 | 8049 | Rate Constraint in lbs/MMBtu | FALSE | L | Annual | Generation | TWh | 0 | 0 | 0 | 0 | 0 | 0 | 0
EPA723 CO2 Rate Limit for NG Cofire - ORIS:2167 | 377 | 8049 | Rate Constraint in lbs/MMBtu | FALSE | L | Annual | Qualifying Generation | TWh | 0 | 0 | 0 | 0 | 0 | 0 | 0
EPA723 CO2 Rate Limit for NG Cofire - ORIS:2167 | 377 | 8049 | Rate Constraint in lbs/MMBtu | FALSE | L | Annual | Rate | lb/MWh | 0 | 0 | 0 | 0 | 0 | 0 | 0
EPA723 CO2 Rate Limit for NG Cofire - ORIS:2167 | 377 | 8049 | Rate Constraint in lbs/MMBtu | FALSE | L | Annual | Constraint Shadow Price | US2022$/Ton | 0 | 47.9403 | 34.9066 | 48.3305 | 55.7691 | 87.4911 | 114.1729
EPA723 CO2 Rate Limit for NG Cofire - ORIS:2168 | 378 | 8050 | Rate Constraint in lbs/MMBtu | FALSE | L | Annual | Seasons Included | Seasons |  | Winter, Spring, Summer, Fall | Winter, Spring, Summer, Fall | Winter, Spring, Summer, Fall | Winter, Spring, Summer, Fall | Winter, Spring, Summer, Fall | Winter, Spring, Summer, Fall
EPA723 CO2 Rate Limit for NG Cofire - ORIS:2168 | 378 | 8050 | Rate Constraint in lbs/MMBtu | FALSE | L | Annual | Standard CO2 | lb/MMBtu | 175.772 | 175.772 | 175.772 | 175.772 | 175.772 | 175.772 | 175.772
EPA723 CO2 Rate Limit for NG Cofire - ORIS:2168 | 378 | 8050 | Rate Constraint in lbs/MMBtu | FALSE | L | Annual | Emissions at Affected Plants CO2 | Thousand Tons | 0 | 0 | 0 | 0 | 0 | 0 | 0
EPA723 CO2 Rate Limit for NG Cofire - ORIS:2168 | 378 | 8050 | Rate Constraint in lbs/MMBtu | FALSE | L | Annual | Allowances Purchased CO2 | Thousand Tons | 0 | 0 | 0 | 0 | 0 | 0 | 0
EPA723 CO2 Rate Limit for NG Cofire - ORIS:2168 | 378 | 8050 | Rate Constraint in lbs/MMBtu | FALSE | L | Annual | Allowances Sold CO2 | Thousand Tons | 0 | 0 | 0 | 0 | 0 | 0 | 0
EPA723 CO2 Rate Limit for NG Cofire - ORIS:2168 | 378 | 8050 | Rate Constraint in lbs/MMBtu | FALSE | L | Annual | Allowances Banked | Thousand Tons | 0 | 0 | 0 | 0 | 0 | 0 | 0
EPA723 CO2 Rate Limit for NG Cofire - ORIS:2168 | 378 | 8050 | Rate Constraint in lbs/MMBtu | FALSE | L | Annual | Allowances Withdrawn (1:1) | Thousand Tons | 0 | 0 | 0 | 0 | 0 | 0 | 0
EPA723 CO2 Rate Limit for NG Cofire - ORIS:2168 | 378 | 8050 | Rate Constraint in lbs/MMBtu | FALSE | L | Annual | Allowances Withdrawn (n:1) | Thousand Tons | 0 | 0 | 0 | 0 | 0 | 0 | 0
EPA723 CO2 Rate Limit for NG Cofire - ORIS:2168 | 378 | 8050 | Rate Constraint in lbs/MMBtu | FALSE | L | Annual | Net Emissions Allowance Position | Thousand Tons | 0 | 0 | 0 | 0 | 0 | 0 | 0
EPA723 CO2 Rate Limit for NG Cofire - ORIS:2168 | 378 | 8050 | Rate Constraint in lbs/MMBtu | FALSE | L | Annual | Fuel Consumed | TBtu | 0 | 0 | 0 | 0 | 0 | 0 | 0
EPA723 CO2 Rate Limit for NG Cofire - ORIS:2168 | 378 | 8050 | Rate Constraint in lbs/MMBtu | FALSE | L | Annual | Rate | lb/MMBtu | 0 | 0 | 0 | 0 | 0 | 0 | 0
EPA723 CO2 Rate Limit for NG Cofire - ORIS:2168 | 378 | 8050 | Rate Constraint in lbs/MMBtu | FALSE | L | Annual | Generation | TWh | 0 | 0 | 0 | 0 | 0 | 0 | 0
EPA723 CO2 Rate Limit for NG Cofire - ORIS:2168 | 378 | 8050 | Rate Constraint in lbs/MMBtu | FALSE | L | Annual | Qualifying Generation | TWh | 0 | 0 | 0 | 0 | 0 | 0 | 0
EPA723 CO2 Rate Limit for NG Cofire - ORIS:2168 | 378 | 8050 | Rate Constraint in lbs/MMBtu | FALSE | L | Annual | Rate | lb/MWh | 0 | 0 | 0 | 0 | 0 | 0 | 0
EPA723 CO2 Rate Limit for NG Cofire - ORIS:2168 | 378 | 8050 | Rate Constraint in lbs/MMBtu | FALSE | L | Annual | Constraint Shadow Price | US2022$/Ton | 0 | 31.48 | 36.4773 | 46.8283 | 58.4769 | 89.1907 | 113.4024
EPA723 CO2 Rate Limit for NG Cofire - ORIS:2240 | 379 | 8051 | Rate Constraint in lbs/MMBtu | FALSE | L | Annual | Seasons Included | Seasons |  | Winter, Spring, Summer, Fall | Winter, Spring, Summer, Fall | Winter, Spring, Summer, Fall | Winter, Spring, Summer, Fall | Winter, Spring, Summer, Fall | Winter, Spring, Summer, Fall
EPA723 CO2 Rate Limit for NG Cofire - ORIS:2240 | 379 | 8051 | Rate Constraint in lbs/MMBtu | FALSE | L | Annual | Standard CO2 | lb/MMBtu | 177.0048 | 177.0048 | 177.0048 | 177.0048 | 177.0048 | 177.0048 | 177.0048
EPA723 CO2 Rate Limit for NG Cofire - ORIS:2240 | 379 | 8051 | Rate Constraint in lbs/MMBtu | FALSE | L | Annual | Emissions at Affected Plants CO2 | Thousand Tons | 0 | 0 | 0 | 0 | 0 | 0 | 0
EPA723 CO2 Rate Limit for NG Cofire - ORIS:2240 | 379 | 8051 | Rate Constraint in lbs/MMBtu | FALSE | L | Annual | Allowances Purchased CO2 | Thousand Tons | 0 | 0 | 0 | 0 | 0 | 0 | 0
EPA723 CO2 Rate Limit for NG Cofire - ORIS:2240 | 379 | 8051 | Rate Constraint in lbs/MMBtu | FALSE | L | Annual | Allowances Sold CO2 | Thousand Tons | 0 | 0 | 0 | 0 | 0 | 0 | 0
EPA723 CO2 Rate Limit for NG Cofire - ORIS:2240 | 379 | 8051 | Rate Constraint in lbs/MMBtu | FALSE | L | Annual | Allowances Banked | Thousand Tons | 0 | 0 | 0 | 0 | 0 | 0 | 0
EPA723 CO2 Rate Limit for NG Cofire - ORIS:2240 | 379 | 8051 | Rate Constraint in lbs/MMBtu | FALSE | L | Annual | Allowances Withdrawn (1:1) | Thousand Tons | 0 | 0 | 0 | 0 | 0 | 0 | 0
EPA723 CO2 Rate Limit for NG Cofire - ORIS:2240 | 379 | 8051 | Rate Constraint in lbs/MMBtu | FALSE | L | Annual | Allowances Withdrawn (n:1) | Thousand Tons | 0 | 0 | 0 | 0 | 0 | 0 | 0
EPA723 CO2 Rate Limit for NG Cofire - ORIS:2240 | 379 | 8051 | Rate Constraint in lbs/MMBtu | FALSE | L | Annual | Net Emissions Allowance Position | Thousand Tons | 0 | 0 | 0 | 0 | 0 | 0 | 0
EPA723 CO2 Rate Limit for NG Cofire - ORIS:2240 | 379 | 8051 | Rate Constraint in lbs/MMBtu | FALSE | L | Annual | Fuel Consumed | TBtu | 0 | 0 | 0 | 0 | 0 | 0 | 0
EPA723 CO2 Rate Limit for NG Cofire - ORIS:2240 | 379 | 8051 | Rate Constraint in lbs/MMBtu | FALSE | L | Annual | Rate | lb/MMBtu | 0 | 0 | 0 | 0 | 0 | 0 | 0
EPA723 CO2 Rate Limit for NG Cofire - ORIS:2240 | 379 | 8051 | Rate Constraint in lbs/MMBtu | FALSE | L | Annual | Generation | TWh | 0 | 0 | 0 | 0 | 0 | 0 | 0
EPA723 CO2 Rate Limit for NG Cofire - ORIS:2240 | 379 | 8051 | Rate Constraint in lbs/MMBtu | FALSE | L | Annual | Qualifying Generation | TWh | 0 | 0 | 0 | 0 | 0 | 0 | 0
EPA723 CO2 Rate Limit for NG Cofire - ORIS:2240 | 379 | 8051 | Rate Constraint in lbs/MMBtu | FALSE | L | Annual | Rate | lb/MWh | 0 | 0 | 0 | 0 | 0 | 0 | 0
EPA723 CO2 Rate Limit for NG Cofire - ORIS:2240 | 379 | 8051 | Rate Constraint in lbs/MMBtu | FALSE | L | Annual | Constraint Shadow Price | US2022$/Ton | 0 | 47.1256 | 46.154 | 71.4405 | 33.8591 | 452.8718 | 123.4984
EPA723 CO2 Rate Limit for NG Cofire - ORIS:2277 | 380 | 8052 | Rate Constraint in lbs/MMBtu | FALSE | L | Annual | Seasons Included | Seasons |  | Winter, Spring, Summer, Fall | Winter, Spring, Summer, Fall | Winter, Spring, Summer, Fall | Winter, Spring, Summer, Fall | Winter, Spring, Summer, Fall | Winter, Spring, Summer, Fall
EPA723 CO2 Rate Limit for NG Cofire - ORIS:2277 | 380 | 8052 | Rate Constraint in lbs/MMBtu | FALSE | L | Annual | Standard CO2 | lb/MMBtu | 176.252 | 176.252 | 176.252 | 176.252 | 176.252 | 176.252 | 176.252
EPA723 CO2 Rate Limit for NG Cofire - ORIS:2277 | 380 | 8052 | Rate Constraint in lbs/MMBtu | FALSE | L | Annual | Emissions at Affected Plants CO2 | Thousand Tons | 0 | 0 | 0 | 0 | 0 | 0 | 0
EPA723 CO2 Rate Limit for NG Cofire - ORIS:2277 | 380 | 8052 | Rate Constraint in lbs/MMBtu | FALSE | L | Annual | Allowances Purchased CO2 | Thousand Tons | 0 | 0 | 0 | 0 | 0 | 0 | 0
EPA723 CO2 Rate Limit for NG Cofire - ORIS:2277 | 380 | 8052 | Rate Constraint in lbs/MMBtu | FALSE | L | Annual | Allowances Sold CO2 | Thousand Tons | 0 | 0 | 0 | 0 | 0 | 0 | 0
EPA723 CO2 Rate Limit for NG Cofire - ORIS:2277 | 380 | 8052 | Rate Constraint in lbs/MMBtu | FALSE | L | Annual | Allowances Banked | Thousand Tons | 0 | 0 | 0 | 0 | 0 | 0 | 0
EPA723 CO2 Rate Limit for NG Cofire - ORIS:2277 | 380 | 8052 | Rate Constraint in lbs/MMBtu | FALSE | L | Annual | Allowances Withdrawn (1:1) | Thousand Tons | 0 | 0 | 0 | 0 | 0 | 0 | 0
EPA723 CO2 Rate Limit for NG Cofire - ORIS:2277 | 380 | 8052 | Rate Constraint in lbs/MMBtu | FALSE | L | Annual | Allowances Withdrawn (n:1) | Thousand Tons | 0 | 0 | 0 | 0 | 0 | 0 | 0
EPA723 CO2 Rate Limit for NG Cofire - ORIS:2277 | 380 | 8052 | Rate Constraint in lbs/MMBtu | FALSE | L | Annual | Net Emissions Allowance Position | Thousand Tons | 0 | 0 | 0 | 0 | 0 | 0 | 0
EPA723 CO2 Rate Limit for NG Cofire - ORIS:2277 | 380 | 8052 | Rate Constraint in lbs/MMBtu | FALSE | L | Annual | Fuel Consumed | TBtu | 0 | 0 | 0 | 0 | 0 | 0 | 0
EPA723 CO2 Rate Limit for NG Cofire - ORIS:2277 | 380 | 8052 | Rate Constraint in lbs/MMBtu | FALSE | L | Annual | Rate | lb/MMBtu | 0 | 0 | 0 | 0 | 0 | 0 | 0
EPA723 CO2 Rate Limit for NG Cofire - ORIS:2277 | 380 | 8052 | Rate Constraint in lbs/MMBtu | FALSE | L | Annual | Generation | TWh | 0 | 0 | 0 | 0 | 0 | 0 | 0
EPA723 CO2 Rate Limit for NG Cofire - ORIS:2277 | 380 | 8052 | Rate Constraint in lbs/MMBtu | FALSE | L | Annual | Qualifying Generation | TWh | 0 | 0 | 0 | 0 | 0 | 0 | 0
EPA723 CO2 Rate Limit for NG Cofire - ORIS:2277 | 380 | 8052 | Rate Constraint in lbs/MMBtu | FALSE | L | Annual | Rate | lb/MWh | 0 | 0 | 0 | 0 | 0 | 0 | 0
EPA723 CO2 Rate Limit for NG Cofire - ORIS:2277 | 380 | 8052 | Rate Constraint in lbs/MMBtu | FALSE | L | Annual | Constraint Shadow Price | US2022$/Ton | 0 | 48.9655 | 50.5833 | 94.7254 | 309.9671 | 123.204 | 177.0502
EPA723 CO2 Rate Limit for NG Cofire - ORIS:2364 | 381 | 8053 | Rate Constraint in lbs/MMBtu | FALSE | L | Annual | Seasons Included | Seasons |  | Winter, Spring, Summer, Fall | Winter, Spring, Summer, Fall | Winter, Spring, Summer, Fall | Winter, Spring, Summer, Fall | Winter, Spring, Summer, Fall | Winter, Spring, Summer, Fall
EPA723 CO2 Rate Limit for NG Cofire - ORIS:2364 | 381 | 8053 | Rate Constraint in lbs/MMBtu | FALSE | L | Annual | Standard CO2 | lb/MMBtu | 176.0914 | 176.0914 | 176.0914 | 176.0914 | 176.0914 | 176.0914 | 176.0914
EPA723 CO2 Rate Limit for NG Cofire - ORIS:2364 | 381 | 8053 | Rate Constraint in lbs/MMBtu | FALSE | L | Annual | Emissions at Affected Plants CO2 | Thousand Tons | 0 | 0 | 0 | 0 | 0 | 0 | 0
EPA723 CO2 Rate Limit for NG Cofire - ORIS:2364 | 381 | 8053 | Rate Constraint in lbs/MMBtu | FALSE | L | Annual | Allowances Purchased CO2 | Thousand Tons | 0 | 0 | 0 | 0 | 0 | 0 | 0
EPA723 CO2 Rate Limit for NG Cofire - ORIS:2364 | 381 | 8053 | Rate Constraint in lbs/MMBtu | FALSE | L | Annual | Allowances Sold CO2 | Thousand Tons | 0 | 0 | 0 | 0 | 0 | 0 | 0
EPA723 CO2 Rate Limit for NG Cofire - ORIS:2364 | 381 | 8053 | Rate Constraint in lbs/MMBtu | FALSE | L | Annual | Allowances Banked | Thousand Tons | 0 | 0 | 0 | 0 | 0 | 0 | 0
EPA723 CO2 Rate Limit for NG Cofire - ORIS:2364 | 381 | 8053 | Rate Constraint in lbs/MMBtu | FALSE | L | Annual | Allowances Withdrawn (1:1) | Thousand Tons | 0 | 0 | 0 | 0 | 0 | 0 | 0
EPA723 CO2 Rate Limit for NG Cofire - ORIS:2364 | 381 | 8053 | Rate Constraint in lbs/MMBtu | FALSE | L | Annual | Allowances Withdrawn (n:1) | Thousand Tons | 0 | 0 | 0 | 0 | 0 | 0 | 0
EPA723 CO2 Rate Limit for NG Cofire - ORIS:2364 | 381 | 8053 | Rate Constraint in lbs/MMBtu | FALSE | L | Annual | Net Emissions Allowance Position | Thousand Tons | 0 | 0 | 0 | 0 | 0 | 0 | 0
EPA723 CO2 Rate Limit for NG Cofire - ORIS:2364 | 381 | 8053 | Rate Constraint in lbs/MMBtu | FALSE | L | Annual | Fuel Consumed | TBtu | 0 | 0 | 0 | 0 | 0 | 0 | 0
EPA723 CO2 Rate Limit for NG Cofire - ORIS:2364 | 381 | 8053 | Rate Constraint in lbs/MMBtu | FALSE | L | Annual | Rate | lb/MMBtu | 0 | 0 | 0 | 0 | 0 | 0 | 0
EPA723 CO2 Rate Limit for NG Cofire - ORIS:2364 | 381 | 8053 | Rate Constraint in lbs/MMBtu | FALSE | L | Annual | Generation | TWh | 0 | 0 | 0 | 0 | 0 | 0 | 0
EPA723 CO2 Rate Limit for NG Cofire - ORIS:2364 | 381 | 8053 | Rate Constraint in lbs/MMBtu | FALSE | L | Annual | Qualifying Generation | TWh | 0 | 0 | 0 | 0 | 0 | 0 | 0
EPA723 CO2 Rate Limit for NG Cofire - ORIS:2364 | 381 | 8053 | Rate Constraint in lbs/MMBtu | FALSE | L | Annual | Rate | lb/MWh | 0 | 0 | 0 | 0 | 0 | 0 | 0
EPA723 CO2 Rate Limit for NG Cofire - ORIS:2364 | 381 | 8053 | Rate Constraint in lbs/MMBtu | FALSE | L | Annual | Constraint Shadow Price | US2022$/Ton | 0 | 161.2227 | 95.5936 | 96.4873 | 70.7955 | 116.2434 | 117.8223
EPA723 CO2 Rate Limit for NG Cofire - ORIS:2367 | 382 | 8054 | Rate Constraint in lbs/MMBtu | FALSE | L | Annual | Seasons Included | Seasons |  | Winter, Spring, Summer, Fall | Winter, Spring, Summer, Fall | Winter, Spring, Summer, Fall | Winter, Spring, Summer, Fall | Winter, Spring, Summer, Fall | Winter, Spring, Summer, Fall
EPA723 CO2 Rate Limit for NG Cofire - ORIS:2367 | 382 | 8054 | Rate Constraint in lbs/MMBtu | FALSE | L | Annual | Standard CO2 | lb/MMBtu | 185.0145 | 185.0145 | 185.0145 | 185.0145 | 185.0145 | 185.0145 | 185.0145
EPA723 CO2 Rate Limit for NG Cofire - ORIS:2367 | 382 | 8054 | Rate Constraint in lbs/MMBtu | FALSE | L | Annual | Emissions at Affected Plants CO2 | Thousand Tons | 0 | 0 | 0 | 0 | 0 | 0 | 0
EPA723 CO2 Rate Limit for NG Cofire - ORIS:2367 | 382 | 8054 | Rate Constraint in lbs/MMBtu | FALSE | L | Annual | Allowances Purchased CO2 | Thousand Tons | 0 | 0 | 0 | 0 | 0 | 0 | 0
EPA723 CO2 Rate Limit for NG Cofire - ORIS:2367 | 382 | 8054 | Rate Constraint in lbs/MMBtu | FALSE | L | Annual | Allowances Sold CO2 | Thousand Tons | 0 | 0 | 0 | 0 | 0 | 0 | 0
EPA723 CO2 Rate Limit for NG Cofire - ORIS:2367 | 382 | 8054 | Rate Constraint in lbs/MMBtu | FALSE | L | Annual | Allowances Banked | Thousand Tons | 0 | 0 | 0 | 0 | 0 | 0 | 0
EPA723 CO2 Rate Limit for NG Cofire - ORIS:2367 | 382 | 8054 | Rate Constraint in lbs/MMBtu | FALSE | L | Annual | Allowances Withdrawn (1:1) | Thousand Tons | 0 | 0 | 0 | 0 | 0 | 0 | 0
EPA723 CO2 Rate Limit for NG Cofire - ORIS:2367 | 382 | 8054 | Rate Constraint in lbs/MMBtu | FALSE | L | Annual | Allowances Withdrawn (n:1) | Thousand Tons | 0 | 0 | 0 | 0 | 0 | 0 | 0
EPA723 CO2 Rate Limit for NG Cofire - ORIS:2367 | 382 | 8054 | Rate Constraint in lbs/MMBtu | FALSE | L | Annual | Net Emissions Allowance Position | Thousand Tons | 0 | 0 | 0 | 0 | 0 | 0 | 0
EPA723 CO2 Rate Limit for NG Cofire - ORIS:2367 | 382 | 8054 | Rate Constraint in lbs/MMBtu | FALSE | L | Annual | Fuel Consumed | TBtu | 0 | 0 | 0 | 0 | 0 | 0 | 0
EPA723 CO2 Rate Limit for NG Cofire - ORIS:2367 | 382 | 8054 | Rate Constraint in lbs/MMBtu | FALSE | L | Annual | Rate | lb/MMBtu | 0 | 0 | 0 | 0 | 0 | 0 | 0
EPA723 CO2 Rate Limit for NG Cofire - ORIS:2367 | 382 | 8054 | Rate Constraint in lbs/MMBtu | FALSE | L | Annual | Generation | TWh | 0 | 0 | 0 | 0 | 0 | 0 | 0
EPA723 CO2 Rate Limit for NG Cofire - ORIS:2367 | 382 | 8054 | Rate Constraint in lbs/MMBtu | FALSE | L | Annual | Qualifying Generation | TWh | 0 | 0 | 0 | 0 | 0 | 0 | 0
EPA723 CO2 Rate Limit for NG Cofire - ORIS:2367 | 382 | 8054 | Rate Constraint in lbs/MMBtu | FALSE | L | Annual | Rate | lb/MWh | 0 | 0 | 0 | 0 | 0 | 0 | 0
EPA723 CO2 Rate Limit for NG Cofire - ORIS:2367 | 382 | 8054 | Rate Constraint in lbs/MMBtu | FALSE | L | Annual | Constraint Shadow Price | US2022$/Ton | 0 | 149.0457 | 63.13 | 192.7803 | 207.1576 | 257.7517 | 283.8254
EPA723 CO2 Rate Limit for NG Cofire - ORIS:2442 | 383 | 8055 | Rate Constraint in lbs/MMBtu | FALSE | L | Annual | Seasons Included | Seasons |  | Winter, Spring, Summer, Fall | Winter, Spring, Summer, Fall | Winter, Spring, Summer, Fall | Winter, Spring, Summer, Fall | Winter, Spring, Summer, Fall | Winter, Spring, Summer, Fall
EPA723 CO2 Rate Limit for NG Cofire - ORIS:2442 | 383 | 8055 | Rate Constraint in lbs/MMBtu | FALSE | L | Annual | Standard CO2 | lb/MMBtu | 173.0882 | 173.0882 | 173.0882 | 173.0882 | 173.0882 | 173.0882 | 173.0882
EPA723 CO2 Rate Limit for NG Cofire - ORIS:2442 | 383 | 8055 | Rate Constraint in lbs/MMBtu | FALSE | L | Annual | Emissions at Affected Plants CO2 | Thousand Tons | 0 | 0 | 0 | 0 | 0 | 0 | 0
EPA723 CO2 Rate Limit for NG Cofire - ORIS:2442 | 383 | 8055 | Rate Constraint in lbs/MMBtu | FALSE | L | Annual | Allowances Purchased CO2 | Thousand Tons | 0 | 0 | 0 | 0 | 0 | 0 | 0
EPA723 CO2 Rate Limit for NG Cofire - ORIS:2442 | 383 | 8055 | Rate Constraint in lbs/MMBtu | FALSE | L | Annual | Allowances Sold CO2 | Thousand Tons | 0 | 0 | 0 | 0 | 0 | 0 | 0
EPA723 CO2 Rate Limit for NG Cofire - ORIS:2442 | 383 | 8055 | Rate Constraint in lbs/MMBtu | FALSE | L | Annual | Allowances Banked | Thousand Tons | 0 | 0 | 0 | 0 | 0 | 0 | 0
EPA723 CO2 Rate Limit for NG Cofire - ORIS:2442 | 383 | 8055 | Rate Constraint in lbs/MMBtu | FALSE | L | Annual | Allowances Withdrawn (1:1) | Thousand Tons | 0 | 0 | 0 | 0 | 0 | 0 | 0
EPA723 CO2 Rate Limit for NG Cofire - ORIS:2442 | 383 | 8055 | Rate Constraint in lbs/MMBtu | FALSE | L | Annual | Allowances Withdrawn (n:1) | Thousand Tons | 0 | 0 | 0 | 0 | 0 | 0 | 0
EPA723 CO2 Rate Limit for NG Cofire - ORIS:2442 | 383 | 8055 | Rate Constraint in lbs/MMBtu | FALSE | L | Annual | Net Emissions Allowance Position | Thousand Tons | 0 | 0 | 0 | 0 | 0 | 0 | 0
EPA723 CO2 Rate Limit for NG Cofire - ORIS:2442 | 383 | 8055 | Rate Constraint in lbs/MMBtu | FALSE | L | Annual | Fuel Consumed | TBtu | 0 | 0 | 0 | 0 | 0 | 0 | 0
EPA723 CO2 Rate Limit for NG Cofire - ORIS:2442 | 383 | 8055 | Rate Constraint in lbs/MMBtu | FALSE | L | Annual | Rate | lb/MMBtu | 0 | 0 | 0 | 0 | 0 | 0 | 0
EPA723 CO2 Rate Limit for NG Cofire - ORIS:2442 | 383 | 8055 | Rate Constraint in lbs/MMBtu | FALSE | L | Annual | Generation | TWh | 0 | 0 | 0 | 0 | 0 | 0 | 0
EPA723 CO2 Rate Limit for NG Cofire - ORIS:2442 | 383 | 8055 | Rate Constraint in lbs/MMBtu | FALSE | L | Annual | Qualifying Generation | TWh | 0 | 0 | 0 | 0 | 0 | 0 | 0
EPA723 CO2 Rate Limit for NG Cofire - ORIS:2442 | 383 | 8055 | Rate Constraint in lbs/MMBtu | FALSE | L | Annual | Rate | lb/MWh | 0 | 0 | 0 | 0 | 0 | 0 | 0
EPA723 CO2 Rate Limit for NG Cofire - ORIS:2442 | 383 | 8055 | Rate Constraint in lbs/MMBtu | FALSE | L | Annual | Constraint Shadow Price | US2022$/Ton | 0 | 22.5716 | 244.0586 | 61.1457 | 463.6685 | 603.3917 | 134.2511
EPA723 CO2 Rate Limit for NG Cofire - ORIS:2712 | 384 | 8056 | Rate Constraint in lbs/MMBtu | FALSE | L | Annual | Seasons Included | Seasons |  | Winter, Spring, Summer, Fall | Winter, Spring, Summer, Fall | Winter, Spring, Summer, Fall | Winter, Spring, Summer, Fall | Winter, Spring, Summer, Fall | Winter, Spring, Summer, Fall
EPA723 CO2 Rate Limit for NG Cofire - ORIS:2712 | 384 | 8056 | Rate Constraint in lbs/MMBtu | FALSE | L | Annual | Standard CO2 | lb/MMBtu | 174.3522 | 174.3522 | 174.3522 | 174.3522 | 174.3522 | 174.3522 | 174.3522
EPA723 CO2 Rate Limit for NG Cofire - ORIS:2712 | 384 | 8056 | Rate Constraint in lbs/MMBtu | FALSE | L | Annual | Emissions at Affected Plants CO2 | Thousand Tons | 0 | 0 | 0 | 0 | 0 | 0 | 0
EPA723 CO2 Rate Limit for NG Cofire - ORIS:2712 | 384 | 8056 | Rate Constraint in lbs/MMBtu | FALSE | L | Annual | Allowances Purchased CO2 | Thousand Tons | 0 | 0 | 0 | 0 | 0 | 0 | 0
EPA723 CO2 Rate Limit for NG Cofire - ORIS:2712 | 384 | 8056 | Rate Constraint in lbs/MMBtu | FALSE | L | Annual | Allowances Sold CO2 | Thousand Tons | 0 | 0 | 0 | 0 | 0 | 0 | 0
EPA723 CO2 Rate Limit for NG Cofire - ORIS:2712 | 384 | 8056 | Rate Constraint in lbs/MMBtu | FALSE | L | Annual | Allowances Banked | Thousand Tons | 0 | 0 | 0 | 0 | 0 | 0 | 0
EPA723 CO2 Rate Limit for NG Cofire - ORIS:2712 | 384 | 8056 | Rate Constraint in lbs/MMBtu | FALSE | L | Annual | Allowances Withdrawn (1:1) | Thousand Tons | 0 | 0 | 0 | 0 | 0 | 0 | 0
EPA723 CO2 Rate Limit for NG Cofire - ORIS:2712 | 384 | 8056 | Rate Constraint in lbs/MMBtu | FALSE | L | Annual | Allowances Withdrawn (n:1) | Thousand Tons | 0 | 0 | 0 | 0 | 0 | 0 | 0
EPA723 CO2 Rate Limit for NG Cofire - ORIS:2712 | 384 | 8056 | Rate Constraint in lbs/MMBtu | FALSE | L | Annual | Net Emissions Allowance Position | Thousand Tons | 0 | 0 | 0 | 0 | 0 | 0 | 0
EPA723 CO2 Rate Limit for NG Cofire - ORIS:2712 | 384 | 8056 | Rate Constraint in lbs/MMBtu | FALSE | L | Annual | Fuel Consumed | TBtu | 0 | 0 | 0 | 0 | 0 | 0 | 0
EPA723 CO2 Rate Limit for NG Cofire - ORIS:2712 | 384 | 8056 | Rate Constraint in lbs/MMBtu | FALSE | L | Annual | Rate | lb/MMBtu | 0 | 0 | 0 | 0 | 0 | 0 | 0
EPA723 CO2 Rate Limit for NG Cofire - ORIS:2712 | 384 | 8056 | Rate Constraint in lbs/MMBtu | FALSE | L | Annual | Generation | TWh | 0 | 0 | 0 | 0 | 0 | 0 | 0
EPA723 CO2 Rate Limit for NG Cofire - ORIS:2712 | 384 | 8056 | Rate Constraint in lbs/MMBtu | FALSE | L | Annual | Qualifying Generation | TWh | 0 | 0 | 0 | 0 | 0 | 0 | 0
EPA723 CO2 Rate Limit for NG Cofire - ORIS:2712 | 384 | 8056 | Rate Constraint in lbs/MMBtu | FALSE | L | Annual | Rate | lb/MWh | 0 | 0 | 0 | 0 | 0 | 0 | 0
EPA723 CO2 Rate Limit for NG Cofire - ORIS:2712 | 384 | 8056 | Rate Constraint in lbs/MMBtu | FALSE | L | Annual | Constraint Shadow Price | US2022$/Ton | 0 | 32.327 | 129.4204 | 246.5185 | 255.2876 | 823.8694 | 281.1019
EPA723 CO2 Rate Limit for NG Cofire - ORIS:2721 | 385 | 8057 | Rate Constraint in lbs/MMBtu | FALSE | L | Annual | Seasons Included | Seasons |  | Winter, Spring, Summer, Fall | Winter, Spring, Summer, Fall | Winter, Spring, Summer, Fall | Winter, Spring, Summer, Fall | Winter, Spring, Summer, Fall | Winter, Spring, Summer, Fall
EPA723 CO2 Rate Limit for NG Cofire - ORIS:2721 | 385 | 8057 | Rate Constraint in lbs/MMBtu | FALSE | L | Annual | Standard CO2 | lb/MMBtu | 174.578 | 174.578 | 174.578 | 174.578 | 174.578 | 174.578 | 174.578
EPA723 CO2 Rate Limit for NG Cofire - ORIS:2721 | 385 | 8057 | Rate Constraint in lbs/MMBtu | FALSE | L | Annual | Emissions at Affected Plants CO2 | Thousand Tons | 0 | 0 | 0 | 0 | 0 | 0 | 0
EPA723 CO2 Rate Limit for NG Cofire - ORIS:2721 | 385 | 8057 | Rate Constraint in lbs/MMBtu | FALSE | L | Annual | Allowances Purchased CO2 | Thousand Tons | 0 | 0 | 0 | 0 | 0 | 0 | 0
EPA723 CO2 Rate Limit for NG Cofire - ORIS:2721 | 385 | 8057 | Rate Constraint in lbs/MMBtu | FALSE | L | Annual | Allowances Sold CO2 | Thousand Tons | 0 | 0 | 0 | 0 | 0 | 0 | 0
EPA723 CO2 Rate Limit for NG Cofire - ORIS:2721 | 385 | 8057 | Rate Constraint in lbs/MMBtu | FALSE | L | Annual | Allowances Banked | Thousand Tons | 0 | 0 | 0 | 0 | 0 | 0 | 0
EPA723 CO2 Rate Limit for NG Cofire - ORIS:2721 | 385 | 8057 | Rate Constraint in lbs/MMBtu | FALSE | L | Annual | Allowances Withdrawn (1:1) | Thousand Tons | 0 | 0 | 0 | 0 | 0 | 0 | 0
EPA723 CO2 Rate Limit for NG Cofire - ORIS:2721 | 385 | 8057 | Rate Constraint in lbs/MMBtu | FALSE | L | Annual | Allowances Withdrawn (n:1) | Thousand Tons | 0 | 0 | 0 | 0 | 0 | 0 | 0
EPA723 CO2 Rate Limit for NG Cofire - ORIS:2721 | 385 | 8057 | Rate Constraint in lbs/MMBtu | FALSE | L | Annual | Net Emissions Allowance Position | Thousand Tons | 0 | 0 | 0 | 0 | 0 | 0 | 0
EPA723 CO2 Rate Limit for NG Cofire - ORIS:2721 | 385 | 8057 | Rate Constraint in lbs/MMBtu | FALSE | L | Annual | Fuel Consumed | TBtu | 0 | 0 | 0 | 0 | 0 | 0 | 0
EPA723 CO2 Rate Limit for NG Cofire - ORIS:2721 | 385 | 8057 | Rate Constraint in lbs/MMBtu | FALSE | L | Annual | Rate | lb/MMBtu | 0 | 0 | 0 | 0 | 0 | 0 | 0
EPA723 CO2 Rate Limit for NG Cofire - ORIS:2721 | 385 | 8057 | Rate Constraint in lbs/MMBtu | FALSE | L | Annual | Generation | TWh | 0 | 0 | 0 | 0 | 0 | 0 | 0
EPA723 CO2 Rate Limit for NG Cofire - ORIS:2721 | 385 | 8057 | Rate Constraint in lbs/MMBtu | FALSE | L | Annual | Qualifying Generation | TWh | 0 | 0 | 0 | 0 | 0 | 0 | 0
EPA723 CO2 Rate Limit for NG Cofire - ORIS:2721 | 385 | 8057 | Rate Constraint in lbs/MMBtu | FALSE | L | Annual | Rate | lb/MWh | 0 | 0 | 0 | 0 | 0 | 0 | 0
EPA723 CO2 Rate Limit for NG Cofire - ORIS:2721 | 385 | 8057 | Rate Constraint in lbs/MMBtu | FALSE | L | Annual | Constraint Shadow Price | US2022$/Ton | 0 | 24.5025 | 26.7421 | 0 | 0 | 0 | 0
EPA723 CO2 Rate Limit for NG Cofire - ORIS:2727 | 386 | 8058 | Rate Constraint in lbs/MMBtu | FALSE | L | Annual | Seasons Included | Seasons |  | Winter, Spring, Summer, Fall | Winter, Spring, Summer, Fall | Winter, Spring, Summer, Fall | Winter, Spring, Summer, Fall | Winter, Spring, Summer, Fall | Winter, Spring, Summer, Fall
EPA723 CO2 Rate Limit for NG Cofire - ORIS:2727 | 386 | 8058 | Rate Constraint in lbs/MMBtu | FALSE | L | Annual | Standard CO2 | lb/MMBtu | 173.6393 | 173.6393 | 173.6393 | 173.6393 | 173.6393 | 173.6393 | 173.6393
EPA723 CO2 Rate Limit for NG Cofire - ORIS:2727 | 386 | 8058 | Rate Constraint in lbs/MMBtu | FALSE | L | Annual | Emissions at Affected Plants CO2 | Thousand Tons | 0 | 0 | 0 | 0 | 0 | 0 | 0
EPA723 CO2 Rate Limit for NG Cofire - ORIS:2727 | 386 | 8058 | Rate Constraint in lbs/MMBtu | FALSE | L | Annual | Allowances Purchased CO2 | Thousand Tons | 0 | 0 | 0 | 0 | 0 | 0 | 0
EPA723 CO2 Rate Limit for NG Cofire - ORIS:2727 | 386 | 8058 | Rate Constraint in lbs/MMBtu | FALSE | L | Annual | Allowances Sold CO2 | Thousand Tons | 0 | 0 | 0 | 0 | 0 | 0 | 0
EPA723 CO2 Rate Limit for NG Cofire - ORIS:2727 | 386 | 8058 | Rate Constraint in lbs/MMBtu | FALSE | L | Annual | Allowances Banked | Thousand Tons | 0 | 0 | 0 | 0 | 0 | 0 | 0
EPA723 CO2 Rate Limit for NG Cofire - ORIS:2727 | 386 | 8058 | Rate Constraint in lbs/MMBtu | FALSE | L | Annual | Allowances Withdrawn (1:1) | Thousand Tons | 0 | 0 | 0 | 0 | 0 | 0 | 0
EPA723 CO2 Rate Limit for NG Cofire - ORIS:2727 | 386 | 8058 | Rate Constraint in lbs/MMBtu | FALSE | L | Annual | Allowances Withdrawn (n:1) | Thousand Tons | 0 | 0 | 0 | 0 | 0 | 0 | 0
EPA723 CO2 Rate Limit for NG Cofire - ORIS:2727 | 386 | 8058 | Rate Constraint in lbs/MMBtu | FALSE | L | Annual | Net Emissions Allowance Position | Thousand Tons | 0 | 0 | 0 | 0 | 0 | 0 | 0
EPA723 CO2 Rate Limit for NG Cofire - ORIS:2727 | 386 | 8058 | Rate Constraint in lbs/MMBtu | FALSE | L | Annual | Fuel Consumed | TBtu | 0 | 0 | 0 | 0 | 0 | 0 | 0
EPA723 CO2 Rate Limit for NG Cofire - ORIS:2727 | 386 | 8058 | Rate Constraint in lbs/MMBtu | FALSE | L | Annual | Rate | lb/MMBtu | 0 | 0 | 0 | 0 | 0 | 0 | 0
EPA723 CO2 Rate Limit for NG Cofire - ORIS:2727 | 386 | 8058 | Rate Constraint in lbs/MMBtu | FALSE | L | Annual | Generation | TWh | 0 | 0 | 0 | 0 | 0 | 0 | 0
EPA723 CO2 Rate Limit for NG Cofire - ORIS:2727 | 386 | 8058 | Rate Constraint in lbs/MMBtu | FALSE | L | Annual | Qualifying Generation | TWh | 0 | 0 | 0 | 0 | 0 | 0 | 0
EPA723 CO2 Rate Limit for NG Cofire - ORIS:2727 | 386 | 8058 | Rate Constraint in lbs/MMBtu | FALSE | L | Annual | Rate | lb/MWh | 0 | 0 | 0 | 0 | 0 | 0 | 0
EPA723 CO2 Rate Limit for NG Cofire - ORIS:2727 | 386 | 8058 | Rate Constraint in lbs/MMBtu | FALSE | L | Annual | Constraint Shadow Price | US2022$/Ton | 0 | 19.1747 | 300.6681 | 869.2287 | 2125.2111 | 821.5323 | 286.1245
EPA723 CO2 Rate Limit for NG Cofire - ORIS:2817 | 387 | 8059 | Rate Constraint in lbs/MMBtu | FALSE | L | Annual | Seasons Included | Seasons |  | Winter, Spring, Summer, Fall | Winter, Spring, Summer, Fall | Winter, Spring, Summer, Fall | Winter, Spring, Summer, Fall | Winter, Spring, Summer, Fall | Winter, Spring, Summer, Fall
EPA723 CO2 Rate Limit for NG Cofire - ORIS:2817 | 387 | 8059 | Rate Constraint in lbs/MMBtu | FALSE | L | Annual | Standard CO2 | lb/MMBtu | 179.4644 | 179.4644 | 179.4644 | 179.4644 | 179.4644 | 179.4644 | 179.4644
EPA723 CO2 Rate Limit for NG Cofire - ORIS:2817 | 387 | 8059 | Rate Constraint in lbs/MMBtu | FALSE | L | Annual | Emissions at Affected Plants CO2 | Thousand Tons | 0 | 0 | 0 | 0 | 0 | 0 | 0
EPA723 CO2 Rate Limit for NG Cofire - ORIS:2817 | 387 | 8059 | Rate Constraint in lbs/MMBtu | FALSE | L | Annual | Allowances Purchased CO2 | Thousand Tons | 0 | 0 | 0 | 0 | 0 | 0 | 0
EPA723 CO2 Rate Limit for NG Cofire - ORIS:2817 | 387 | 8059 | Rate Constraint in lbs/MMBtu | FALSE | L | Annual | Allowances Sold CO2 | Thousand Tons | 0 | 0 | 0 | 0 | 0 | 0 | 0
EPA723 CO2 Rate Limit for NG Cofire - ORIS:2817 | 387 | 8059 | Rate Constraint in lbs/MMBtu | FALSE | L | Annual | Allowances Banked | Thousand Tons | 0 | 0 | 0 | 0 | 0 | 0 | 0
EPA723 CO2 Rate Limit for NG Cofire - ORIS:2817 | 387 | 8059 | Rate Constraint in lbs/MMBtu | FALSE | L | Annual | Allowances Withdrawn (1:1) | Thousand Tons | 0 | 0 | 0 | 0 | 0 | 0 | 0
EPA723 CO2 Rate Limit for NG Cofire - ORIS:2817 | 387 | 8059 | Rate Constraint in lbs/MMBtu | FALSE | L | Annual | Allowances Withdrawn (n:1) | Thousand Tons | 0 | 0 | 0 | 0 | 0 | 0 | 0
EPA723 CO2 Rate Limit for NG Cofire - ORIS:2817 | 387 | 8059 | Rate Constraint in lbs/MMBtu | FALSE | L | Annual | Net Emissions Allowance Position | Thousand Tons | 0 | 0 | 0 | 0 | 0 | 0 | 0
EPA723 CO2 Rate Limit for NG Cofire - ORIS:2817 | 387 | 8059 | Rate Constraint in lbs/MMBtu | FALSE | L | Annual | Fuel Consumed | TBtu | 0 | 0 | 0 | 0 | 0 | 0 | 0
EPA723 CO2 Rate Limit for NG Cofire - ORIS:2817 | 387 | 8059 | Rate Constraint in lbs/MMBtu | FALSE | L | Annual | Rate | lb/MMBtu | 0 | 0 | 0 | 0 | 0 | 0 | 0
EPA723 CO2 Rate Limit for NG Cofire - ORIS:2817 | 387 | 8059 | Rate Constraint in lbs/MMBtu | FALSE | L | Annual | Generation | TWh | 0 | 0 | 0 | 0 | 0 | 0 | 0
EPA723 CO2 Rate Limit for NG Cofire - ORIS:2817 | 387 | 8059 | Rate Constraint in lbs/MMBtu | FALSE | L | Annual | Qualifying Generation | TWh | 0 | 0 | 0 | 0 | 0 | 0 | 0
EPA723 CO2 Rate Limit for NG Cofire - ORIS:2817 | 387 | 8059 | Rate Constraint in lbs/MMBtu | FALSE | L | Annual | Rate | lb/MWh | 0 | 0 | 0 | 0 | 0 | 0 | 0
EPA723 CO2 Rate Limit for NG Cofire - ORIS:2817 | 387 | 8059 | Rate Constraint in lbs/MMBtu | FALSE | L | Annual | Constraint Shadow Price | US2022$/Ton | 0 | 45.3515 | 35.6244 | 17.4289 | 4.8385 | 407.5594 | 83.919
EPA723 CO2 Rate Limit for NG Cofire - ORIS:2823 | 388 | 8060 | Rate Constraint in lbs/MMBtu | FALSE | L | Annual | Seasons Included | Seasons |  | Winter, Spring, Summer, Fall | Winter, Spring, Summer, Fall | Winter, Spring, Summer, Fall | Winter, Spring, Summer, Fall | Winter, Spring, Summer, Fall | Winter, Spring, Summer, Fall
EPA723 CO2 Rate Limit for NG Cofire - ORIS:2823 | 388 | 8060 | Rate Constraint in lbs/MMBtu | FALSE | L | Annual | Standard CO2 | lb/MMBtu | 177.7296 | 177.7296 | 177.7296 | 177.7296 | 177.7296 | 177.7296 | 177.7296
EPA723 CO2 Rate Limit for NG Cofire - ORIS:2823 | 388 | 8060 | Rate Constraint in lbs/MMBtu | FALSE | L | Annual | Emissions at Affected Plants CO2 | Thousand Tons | 0 | 0 | 0 | 0 | 0 | 0 | 0
EPA723 CO2 Rate Limit for NG Cofire - ORIS:2823 | 388 | 8060 | Rate Constraint in lbs/MMBtu | FALSE | L | Annual | Allowances Purchased CO2 | Thousand Tons | 0 | 0 | 0 | 0 | 0 | 0 | 0
EPA723 CO2 Rate Limit for NG Cofire - ORIS:2823 | 388 | 8060 | Rate Constraint in lbs/MMBtu | FALSE | L | Annual | Allowances Sold CO2 | Thousand Tons | 0 | 0 | 0 | 0 | 0 | 0 | 0
EPA723 CO2 Rate Limit for NG Cofire - ORIS:2823 | 388 | 8060 | Rate Constraint in lbs/MMBtu | FALSE | L | Annual | Allowances Banked | Thousand Tons | 0 | 0 | 0 | 0 | 0 | 0 | 0
EPA723 CO2 Rate Limit for NG Cofire - ORIS:2823 | 388 | 8060 | Rate Constraint in lbs/MMBtu | FALSE | L | Annual | Allowances Withdrawn (1:1) | Thousand Tons | 0 | 0 | 0 | 0 | 0 | 0 | 0
EPA723 CO2 Rate Limit for NG Cofire - ORIS:2823 | 388 | 8060 | Rate Constraint in lbs/MMBtu | FALSE | L | Annual | Allowances Withdrawn (n:1) | Thousand Tons | 0 | 0 | 0 | 0 | 0 | 0 | 0
EPA723 CO2 Rate Limit for NG Cofire - ORIS:2823 | 388 | 8060 | Rate Constraint in lbs/MMBtu | FALSE | L | Annual | Net Emissions Allowance Position | Thousand Tons | 0 | 0 | 0 | 0 | 0 | 0 | 0
EPA723 CO2 Rate Limit for NG Cofire - ORIS:2823 | 388 | 8060 | Rate Constraint in lbs/MMBtu | FALSE | L | Annual | Fuel Consumed | TBtu | 0 | 0 | 0 | 0 | 0 | 0 | 0
EPA723 CO2 Rate Limit for NG Cofire - ORIS:2823 | 388 | 8060 | Rate Constraint in lbs/MMBtu | FALSE | L | Annual | Rate | lb/MMBtu | 0 | 0 | 0 | 0 | 0 | 0 | 0
EPA723 CO2 Rate Limit for NG Cofire - ORIS:2823 | 388 | 8060 | Rate Constraint in lbs/MMBtu | FALSE | L | Annual | Generation | TWh | 0 | 0 | 0 | 0 | 0 | 0 | 0
EPA723 CO2 Rate Limit for NG Cofire - ORIS:2823 | 388 | 8060 | Rate Constraint in lbs/MMBtu | FALSE | L | Annual | Qualifying Generation | TWh | 0 | 0 | 0 | 0 | 0 | 0 | 0
EPA723 CO2 Rate Limit for NG Cofire - ORIS:2823 | 388 | 8060 | Rate Constraint in lbs/MMBtu | FALSE | L | Annual | Rate | lb/MWh | 0 | 0 | 0 | 0 | 0 | 0 | 0
EPA723 CO2 Rate Limit for NG Cofire - ORIS:2823 | 388 | 8060 | Rate Constraint in lbs/MMBtu | FALSE | L | Annual | Constraint Shadow Price | US2022$/Ton | 0 | 48.6196 | 42.4986 | 16.0125 | 8.8085 | 62.4489 | 74.8422
EPA723 CO2 Rate Limit for NG Cofire - ORIS:2828 | 389 | 8061 | Rate Constraint in lbs/MMBtu | FALSE | L | Annual | Seasons Included | Seasons |  | Winter, Spring, Summer, Fall | Winter, Spring, Summer, Fall | Winter, Spring, Summer, Fall | Winter, Spring, Summer, Fall | Winter, Spring, Summer, Fall | Winter, Spring, Summer, Fall
EPA723 CO2 Rate Limit for NG Cofire - ORIS:2828 | 389 | 8061 | Rate Constraint in lbs/MMBtu | FALSE | L | Annual | Standard CO2 | lb/MMBtu | 174.8101 | 174.8101 | 174.8101 | 174.8101 | 174.8101 | 174.8101 | 174.8101
EPA723 CO2 Rate Limit for NG Cofire - ORIS:2828 | 389 | 8061 | Rate Constraint in lbs/MMBtu | FALSE | L | Annual | Emissions at Affected Plants CO2 | Thousand Tons | 0 | 0 | 0 | 0 | 0 | 0 | 0
EPA723 CO2 Rate Limit for NG Cofire - ORIS:2828 | 389 | 8061 | Rate Constraint in lbs/MMBtu | FALSE | L | Annual | Allowances Purchased CO2 | Thousand Tons | 0 | 0 | 0 | 0 | 0 | 0 | 0
EPA723 CO2 Rate Limit for NG Cofire - ORIS:2828 | 389 | 8061 | Rate Constraint in lbs/MMBtu | FALSE | L | Annual | Allowances Sold CO2 | Thousand Tons | 0 | 0 | 0 | 0 | 0 | 0 | 0
EPA723 CO2 Rate Limit for NG Cofire - ORIS:2828 | 389 | 8061 | Rate Constraint in lbs/MMBtu | FALSE | L | Annual | Allowances Banked | Thousand Tons | 0 | 0 | 0 | 0 | 0 | 0 | 0
EPA723 CO2 Rate Limit for NG Cofire - ORIS:2828 | 389 | 8061 | Rate Constraint in lbs/MMBtu | FALSE | L | Annual | Allowances Withdrawn (1:1) | Thousand Tons | 0 | 0 | 0 | 0 | 0 | 0 | 0
EPA723 CO2 Rate Limit for NG Cofire - ORIS:2828 | 389 | 8061 | Rate Constraint in lbs/MMBtu | FALSE | L | Annual | Allowances Withdrawn (n:1) | Thousand Tons | 0 | 0 | 0 | 0 | 0 | 0 | 0
EPA723 CO2 Rate Limit for NG Cofire - ORIS:2828 | 389 | 8061 | Rate Constraint in lbs/MMBtu | FALSE | L | Annual | Net Emissions Allowance Position | Thousand Tons | 0 | 0 | 0 | 0 | 0 | 0 | 0
EPA723 CO2 Rate Limit for NG Cofire - ORIS:2828 | 389 | 8061 | Rate Constraint in lbs/MMBtu | FALSE | L | Annual | Fuel Consumed | TBtu | 0 | 0 | 0 | 0 | 0 | 0 | 0
EPA723 CO2 Rate Limit for NG Cofire - ORIS:2828 | 389 | 8061 | Rate Constraint in lbs/MMBtu | FALSE | L | Annual | Rate | lb/MMBtu | 0 | 0 | 0 | 0 | 0 | 0 | 0
EPA723 CO2 Rate Limit for NG Cofire - ORIS:2828 | 389 | 8061 | Rate Constraint in lbs/MMBtu | FALSE | L | Annual | Generation | TWh | 0 | 0 | 0 | 0 | 0 | 0 | 0
EPA723 CO2 Rate Limit for NG Cofire - ORIS:2828 | 389 | 8061 | Rate Constraint in lbs/MMBtu | FALSE | L | Annual | Qualifying Generation | TWh | 0 | 0 | 0 | 0 | 0 | 0 | 0
EPA723 CO2 Rate Limit for NG Cofire - ORIS:2828 | 389 | 8061 | Rate Constraint in lbs/MMBtu | FALSE | L | Annual | Rate | lb/MWh | 0 | 0 | 0 | 0 | 0 | 0 | 0
EPA723 CO2 Rate Limit for NG Cofire - ORIS:2828 | 389 | 8061 | Rate Constraint in lbs/MMBtu | FALSE | L | Annual | Constraint Shadow Price | US2022$/Ton | 0 | 36.7979 | 43.2621 | 31.6337 | 54.484 | 436.9375 | 163.5992
EPA723 CO2 Rate Limit for NG Cofire - ORIS:2876 | 390 | 8062 | Rate Constraint in lbs/MMBtu | FALSE | L | Annual | Seasons Included | Seasons |  | Winter, Spring, Summer, Fall | Winter, Spring, Summer, Fall | Winter, Spring, Summer, Fall | Winter, Spring, Summer, Fall | Winter, Spring, Summer, Fall | Winter, Spring, Summer, Fall
EPA723 CO2 Rate Limit for NG Cofire - ORIS:2876 | 390 | 8062 | Rate Constraint in lbs/MMBtu | FALSE | L | Annual | Standard CO2 | lb/MMBtu | 180.5389 | 180.5389 | 180.5389 | 180.5389 | 180.5389 | 180.5389 | 180.5389
EPA723 CO2 Rate Limit for NG Cofire - ORIS:2876 | 390 | 8062 | Rate Constraint in lbs/MMBtu | FALSE | L | Annual | Emissions at Affected Plants CO2 | Thousand Tons | 0 | 0 | 0 | 0 | 0 | 0 | 0
EPA723 CO2 Rate Limit for NG Cofire - ORIS:2876 | 390 | 8062 | Rate Constraint in lbs/MMBtu | FALSE | L | Annual | Allowances Purchased CO2 | Thousand Tons | 0 | 0 | 0 | 0 | 0 | 0 | 0
EPA723 CO2 Rate Limit for NG Cofire - ORIS:2876 | 390 | 8062 | Rate Constraint in lbs/MMBtu | FALSE | L | Annual | Allowances Sold CO2 | Thousand Tons | 0 | 0 | 0 | 0 | 0 | 0 | 0
EPA723 CO2 Rate Limit for NG Cofire - ORIS:2876 | 390 | 8062 | Rate Constraint in lbs/MMBtu | FALSE | L | Annual | Allowances Banked | Thousand Tons | 0 | 0 | 0 | 0 | 0 | 0 | 0
EPA723 CO2 Rate Limit for NG Cofire - ORIS:2876 | 390 | 8062 | Rate Constraint in lbs/MMBtu | FALSE | L | Annual | Allowances Withdrawn (1:1) | Thousand Tons | 0 | 0 | 0 | 0 | 0 | 0 | 0
EPA723 CO2 Rate Limit for NG Cofire - ORIS:2876 | 390 | 8062 | Rate Constraint in lbs/MMBtu | FALSE | L | Annual | Allowances Withdrawn (n:1) | Thousand Tons | 0 | 0 | 0 | 0 | 0 | 0 | 0
EPA723 CO2 Rate Limit for NG Cofire - ORIS:2876 | 390 | 8062 | Rate Constraint in lbs/MMBtu | FALSE | L | Annual | Net Emissions Allowance Position | Thousand Tons | 0 | 0 | 0 | 0 | 0 | 0 | 0
EPA723 CO2 Rate Limit for NG Cofire - ORIS:2876 | 390 | 8062 | Rate Constraint in lbs/MMBtu | FALSE | L | Annual | Fuel Consumed | TBtu | 0 | 0 | 0 | 0 | 0 | 0 | 0
EPA723 CO2 Rate Limit for NG Cofire - ORIS:2876 | 390 | 8062 | Rate Constraint in lbs/MMBtu | FALSE | L | Annual | Rate | lb/MMBtu | 0 | 0 | 0 | 0 | 0 | 0 | 0
EPA723 CO2 Rate Limit for NG Cofire - ORIS:2876 | 390 | 8062 | Rate Constraint in lbs/MMBtu | FALSE | L | Annual | Generation | TWh | 0 | 0 | 0 | 0 | 0 | 0 | 0
EPA723 CO2 Rate Limit for NG Cofire - ORIS:2876 | 390 | 8062 | Rate Constraint in lbs/MMBtu | FALSE | L | Annual | Qualifying Generation | TWh | 0 | 0 | 0 | 0 | 0 | 0 | 0
EPA723 CO2 Rate Limit for NG Cofire - ORIS:2876 | 390 | 8062 | Rate Constraint in lbs/MMBtu | FALSE | L | Annual | Rate | lb/MWh | 0 | 0 | 0 | 0 | 0 | 0 | 0
EPA723 CO2 Rate Limit for NG Cofire - ORIS:2876 | 390 | 8062 | Rate Constraint in lbs/MMBtu | FALSE | L | Annual | Constraint Shadow Price | US2022$/Ton | 0 | 33.2316 | 33.9422 | 22.5337 | 13.2342 | 496.0955 | 179.0733
EPA723 CO2 Rate Limit for NG Cofire - ORIS:2878 | 391 | 8063 | Rate Constraint in lbs/MMBtu | FALSE | L | Annual | Seasons Included | Seasons |  | Winter, Spring, Summer, Fall | Winter, Spring, Summer, Fall | Winter, Spring, Summer, Fall | Winter, Spring, Summer, Fall | Winter, Spring, Summer, Fall | Winter, Spring, Summer, Fall
EPA723 CO2 Rate Limit for NG Cofire - ORIS:2878 | 391 | 8063 | Rate Constraint in lbs/MMBtu | FALSE | L | Annual | Standard CO2 | lb/MMBtu | 181.91 | 181.91 | 181.91 | 181.91 | 181.91 | 181.91 | 181.91
EPA723 CO2 Rate Limit for NG Cofire - ORIS:2878 | 391 | 8063 | Rate Constraint in lbs/MMBtu | FALSE | L | Annual | Emissions at Affected Plants CO2 | Thousand Tons | 0 | 0 | 0 | 0 | 0 | 0 | 0
EPA723 CO2 Rate Limit for NG Cofire - ORIS:2878 | 391 | 8063 | Rate Constraint in lbs/MMBtu | FALSE | L | Annual | Allowances Purchased CO2 | Thousand Tons | 0 | 0 | 0 | 0 | 0 | 0 | 0
EPA723 CO2 Rate Limit for NG Cofire - ORIS:2878 | 391 | 8063 | Rate Constraint in lbs/MMBtu | FALSE | L | Annual | Allowances Sold CO2 | Thousand Tons | 0 | 0 | 0 | 0 | 0 | 0 | 0
EPA723 CO2 Rate Limit for NG Cofire - ORIS:2878 | 391 | 8063 | Rate Constraint in lbs/MMBtu | FALSE | L | Annual | Allowances Banked | Thousand Tons | 0 | 0 | 0 | 0 | 0 | 0 | 0
EPA723 CO2 Rate Limit for NG Cofire - ORIS:2878 | 391 | 8063 | Rate Constraint in lbs/MMBtu | FALSE | L | Annual | Allowances Withdrawn (1:1) | Thousand Tons | 0 | 0 | 0 | 0 | 0 | 0 | 0
EPA723 CO2 Rate Limit for NG Cofire - ORIS:2878 | 391 | 8063 | Rate Constraint in lbs/MMBtu | FALSE | L | Annual | Allowances Withdrawn (n:1) | Thousand Tons | 0 | 0 | 0 | 0 | 0 | 0 | 0
EPA723 CO2 Rate Limit for NG Cofire - ORIS:2878 | 391 | 8063 | Rate Constraint in lbs/MMBtu | FALSE | L | Annual | Net Emissions Allowance Position | Thousand Tons | 0 | 0 | 0 | 0 | 0 | 0 | 0
EPA723 CO2 Rate Limit for NG Cofire - ORIS:2878 | 391 | 8063 | Rate Constraint in lbs/MMBtu | FALSE | L | Annual | Fuel Consumed | TBtu | 0 | 0 | 0 | 0 | 0 | 0 | 0
EPA723 CO2 Rate Limit for NG Cofire - ORIS:2878 | 391 | 8063 | Rate Constraint in lbs/MMBtu | FALSE | L | Annual | Rate | lb/MMBtu | 0 | 0 | 0 | 0 | 0 | 0 | 0
EPA723 CO2 Rate Limit for NG Cofire - ORIS:2878 | 391 | 8063 | Rate Constraint in lbs/MMBtu | FALSE | L | Annual | Generation | TWh | 0 | 0 | 0 | 0 | 0 | 0 | 0
EPA723 CO2 Rate Limit for NG Cofire - ORIS:2878 | 391 | 8063 | Rate Constraint in lbs/MMBtu | FALSE | L | Annual | Qualifying Generation | TWh | 0 | 0 | 0 | 0 | 0 | 0 | 0
EPA723 CO2 Rate Limit for NG Cofire - ORIS:2878 | 391 | 8063 | Rate Constraint in lbs/MMBtu | FALSE | L | Annual | Rate | lb/MWh | 0 | 0 | 0 | 0 | 0 | 0 | 0
EPA723 CO2 Rate Limit for NG Cofire - ORIS:2878 | 391 | 8063 | Rate Constraint in lbs/MMBtu | FALSE | L | Annual | Constraint Shadow Price | US2022$/Ton | 0 | 19.7734 | 25.8556 | 7.026 | 7.5858 | 51.1906 | 49.6309
EPA723 CO2 Rate Limit for NG Cofire - ORIS:2952 | 392 | 8064 | Rate Constraint in lbs/MMBtu | FALSE | L | Annual | Seasons Included | Seasons |  | Winter, Spring, Summer, Fall | Winter, Spring, Summer, Fall | Winter, Spring, Summer, Fall | Winter, Spring, Summer, Fall | Winter, Spring, Summer, Fall | Winter, Spring, Summer, Fall
EPA723 CO2 Rate Limit for NG Cofire - ORIS:2952 | 392 | 8064 | Rate Constraint in lbs/MMBtu | FALSE | L | Annual | Standard CO2 | lb/MMBtu | 175.772 | 175.772 | 175.772 | 175.772 | 175.772 | 175.772 | 175.772
EPA723 CO2 Rate Limit for NG Cofire - ORIS:2952 | 392 | 8064 | Rate Constraint in lbs/MMBtu | FALSE | L | Annual | Emissions at Affected Plants CO2 | Thousand Tons | 0 | 0 | 0 | 0 | 0 | 0 | 0
EPA723 CO2 Rate Limit for NG Cofire - ORIS:2952 | 392 | 8064 | Rate Constraint in lbs/MMBtu | FALSE | L | Annual | Allowances Purchased CO2 | Thousand Tons | 0 | 0 | 0 | 0 | 0 | 0 | 0
EPA723 CO2 Rate Limit for NG Cofire - ORIS:2952 | 392 | 8064 | Rate Constraint in lbs/MMBtu | FALSE | L | Annual | Allowances Sold CO2 | Thousand Tons | 0 | 0 | 0 | 0 | 0 | 0 | 0
EPA723 CO2 Rate Limit for NG Cofire - ORIS:2952 | 392 | 8064 | Rate Constraint in lbs/MMBtu | FALSE | L | Annual | Allowances Banked | Thousand Tons | 0 | 0 | 0 | 0 | 0 | 0 | 0
EPA723 CO2 Rate Limit for NG Cofire - ORIS:2952 | 392 | 8064 | Rate Constraint in lbs/MMBtu | FALSE | L | Annual | Allowances Withdrawn (1:1) | Thousand Tons | 0 | 0 | 0 | 0 | 0 | 0 | 0
EPA723 CO2 Rate Limit for NG Cofire - ORIS:2952 | 392 | 8064 | Rate Constraint in lbs/MMBtu | FALSE | L | Annual | Allowances Withdrawn (n:1) | Thousand Tons | 0 | 0 | 0 | 0 | 0 | 0 | 0
EPA723 CO2 Rate Limit for NG Cofire - ORIS:2952 | 392 | 8064 | Rate Constraint in lbs/MMBtu | FALSE | L | Annual | Net Emissions Allowance Position | Thousand Tons | 0 | 0 | 0 | 0 | 0 | 0 | 0
EPA723 CO2 Rate Limit for NG Cofire - ORIS:2952 | 392 | 8064 | Rate Constraint in lbs/MMBtu | FALSE | L | Annual | Fuel Consumed | TBtu | 0 | 0 | 0 | 0 | 0 | 0 | 0
EPA723 CO2 Rate Limit for NG Cofire - ORIS:2952 | 392 | 8064 | Rate Constraint in lbs/MMBtu | FALSE | L | Annual | Rate | lb/MMBtu | 0 | 0 | 0 | 0 | 0 | 0 | 0
EPA723 CO2 Rate Limit for NG Cofire - ORIS:2952 | 392 | 8064 | Rate Constraint in lbs/MMBtu | FALSE | L | Annual | Generation | TWh | 0 | 0 | 0 | 0 | 0 | 0 | 0
EPA723 CO2 Rate Limit for NG Cofire - ORIS:2952 | 392 | 8064 | Rate Constraint in lbs/MMBtu | FALSE | L | Annual | Qualifying Generation | TWh | 0 | 0 | 0 | 0 | 0 | 0 | 0
EPA723 CO2 Rate Limit for NG Cofire - ORIS:2952 | 392 | 8064 | Rate Constraint in lbs/MMBtu | FALSE | L | Annual | Rate | lb/MWh | 0 | 0 | 0 | 0 | 0 | 0 | 0
EPA723 CO2 Rate Limit for NG Cofire - ORIS:2952 | 392 | 8064 | Rate Constraint in lbs/MMBtu | FALSE | L | Annual | Constraint Shadow Price | US2022$/Ton | 0 | 1105.0545 | 31.5754 | 11.3873 | 23.8003 | 950.5001 | 64.8019
EPA723 CO2 Rate Limit for NG Cofire - ORIS:3 | 393 | 8021 | Rate Constraint in lbs/MMBtu | FALSE | L | Annual | Seasons Included | Seasons |  | Winter, Spring, Summer, Fall | Winter, Spring, Summer, Fall | Winter, Spring, Summer, Fall | Winter, Spring, Summer, Fall | Winter, Spring, Summer, Fall | Winter, Spring, Summer, Fall
EPA723 CO2 Rate Limit for NG Cofire - ORIS:3 | 393 | 8021 | Rate Constraint in lbs/MMBtu | FALSE | L | Annual | Standard CO2 | lb/MMBtu | 174.8101 | 174.8101 | 174.8101 | 174.8101 | 174.8101 | 174.8101 | 174.8101
EPA723 CO2 Rate Limit for NG Cofire - ORIS:3 | 393 | 8021 | Rate Constraint in lbs/MMBtu | FALSE | L | Annual | Emissions at Affected Plants CO2 | Thousand Tons | 0 | 0 | 0 | 0 | 0 | 0 | 0
EPA723 CO2 Rate Limit for NG Cofire - ORIS:3 | 393 | 8021 | Rate Constraint in lbs/MMBtu | FALSE | L | Annual | Allowances Purchased CO2 | Thousand Tons | 0 | 0 | 0 | 0 | 0 | 0 | 0
EPA723 CO2 Rate Limit for NG Cofire - ORIS:3 | 393 | 8021 | Rate Constraint in lbs/MMBtu | FALSE | L | Annual | Allowances Sold CO2 | Thousand Tons | 0 | 0 | 0 | 0 | 0 | 0 | 0
EPA723 CO2 Rate Limit for NG Cofire - ORIS:3 | 393 | 8021 | Rate Constraint in lbs/MMBtu | FALSE | L | Annual | Allowances Banked | Thousand Tons | 0 | 0 | 0 | 0 | 0 | 0 | 0
EPA723 CO2 Rate Limit for NG Cofire - ORIS:3 | 393 | 8021 | Rate Constraint in lbs/MMBtu | FALSE | L | Annual | Allowances Withdrawn (1:1) | Thousand Tons | 0 | 0 | 0 | 0 | 0 | 0 | 0
EPA723 CO2 Rate Limit for NG Cofire - ORIS:3 | 393 | 8021 | Rate Constraint in lbs/MMBtu | FALSE | L | Annual | Allowances Withdrawn (n:1) | Thousand Tons | 0 | 0 | 0 | 0 | 0 | 0 | 0
EPA723 CO2 Rate Limit for NG Cofire - ORIS:3 | 393 | 8021 | Rate Constraint in lbs/MMBtu | FALSE | L | Annual | Net Emissions Allowance Position | Thousand Tons | 0 | 0 | 0 | 0 | 0 | 0 | 0
EPA723 CO2 Rate Limit for NG Cofire - ORIS:3 | 393 | 8021 | Rate Constraint in lbs/MMBtu | FALSE | L | Annual | Fuel Consumed | TBtu | 0 | 0 | 0 | 0 | 0 | 0 | 0
EPA723 CO2 Rate Limit for NG Cofire - ORIS:3 | 393 | 8021 | Rate Constraint in lbs/MMBtu | FALSE | L | Annual | Rate | lb/MMBtu | 0 | 0 | 0 | 0 | 0 | 0 | 0
EPA723 CO2 Rate Limit for NG Cofire - ORIS:3 | 393 | 8021 | Rate Constraint in lbs/MMBtu | FALSE | L | Annual | Generation | TWh | 0 | 0 | 0 | 0 | 0 | 0 | 0
EPA723 CO2 Rate Limit for NG Cofire - ORIS:3 | 393 | 8021 | Rate Constraint in lbs/MMBtu | FALSE | L | Annual | Qualifying Generation | TWh | 0 | 0 | 0 | 0 | 0 | 0 | 0
EPA723 CO2 Rate Limit for NG Cofire - ORIS:3 | 393 | 8021 | Rate Constraint in lbs/MMBtu | FALSE | L | Annual | Rate | lb/MWh | 0 | 0 | 0 | 0 | 0 | 0 | 0
EPA723 CO2 Rate Limit for NG Cofire - ORIS:3 | 393 | 8021 | Rate Constraint in lbs/MMBtu | FALSE | L | Annual | Constraint Shadow Price | US2022$/Ton | 0 | 36.1356 | 32.5302 | 30.9856 | 0 | 46.5195 | 111.64
EPA723 CO2 Rate Limit for NG Cofire - ORIS:3130 | 394 | 8065 | Rate Constraint in lbs/MMBtu | FALSE | L | Annual | Seasons Included | Seasons |  | Winter, Spring, Summer, Fall | Winter, Spring, Summer, Fall | Winter, Spring, Summer, Fall | Winter, Spring, Summer, Fall | Winter, Spring, Summer, Fall | Winter, Spring, Summer, Fall
EPA723 CO2 Rate Limit for NG Cofire - ORIS:3130 | 394 | 8065 | Rate Constraint in lbs/MMBtu | FALSE | L | Annual | Standard CO2 | lb/MMBtu | 169.652 | 169.652 | 169.652 | 169.652 | 169.652 | 169.652 | 169.652
EPA723 CO2 Rate Limit for NG Cofire - ORIS:3130 | 394 | 8065 | Rate Constraint in lbs/MMBtu | FALSE | L | Annual | Emissions at Affected Plants CO2 | Thousand Tons | 0 | 0 | 0 | 0 | 0 | 0 | 0
EPA723 CO2 Rate Limit for NG Cofire - ORIS:3130 | 394 | 8065 | Rate Constraint in lbs/MMBtu | FALSE | L | Annual | Allowances Purchased CO2 | Thousand Tons | 0 | 0 | 0 | 0 | 0 | 0 | 0
EPA723 CO2 Rate Limit for NG Cofire - ORIS:3130 | 394 | 8065 | Rate Constraint in lbs/MMBtu | FALSE | L | Annual | Allowances Sold CO2 | Thousand Tons | 0 | 0 | 0 | 0 | 0 | 0 | 0
EPA723 CO2 Rate Limit for NG Cofire - ORIS:3130 | 394 | 8065 | Rate Constraint in lbs/MMBtu | FALSE | L | Annual | Allowances Banked | Thousand Tons | 0 | 0 | 0 | 0 | 0 | 0 | 0
EPA723 CO2 Rate Limit for NG Cofire - ORIS:3130 | 394 | 8065 | Rate Constraint in lbs/MMBtu | FALSE | L | Annual | Allowances Withdrawn (1:1) | Thousand Tons | 0 | 0 | 0 | 0 | 0 | 0 | 0
EPA723 CO2 Rate Limit for NG Cofire - ORIS:3130 | 394 | 8065 | Rate Constraint in lbs/MMBtu | FALSE | L | Annual | Allowances Withdrawn (n:1) | Thousand Tons | 0 | 0 | 0 | 0 | 0 | 0 | 0
EPA723 CO2 Rate Limit for NG Cofire - ORIS:3130 | 394 | 8065 | Rate Constraint in lbs/MMBtu | FALSE | L | Annual | Net Emissions Allowance Position | Thousand Tons | 0 | 0 | 0 | 0 | 0 | 0 | 0
EPA723 CO2 Rate Limit for NG Cofire - ORIS:3130 | 394 | 8065 | Rate Constraint in lbs/MMBtu | FALSE | L | Annual | Fuel Consumed | TBtu | 0 | 0 | 0 | 0 | 0 | 0 | 0
EPA723 CO2 Rate Limit for NG Cofire - ORIS:3130 | 394 | 8065 | Rate Constraint in lbs/MMBtu | FALSE | L | Annual | Rate | lb/MMBtu | 0 | 0 | 0 | 0 | 0 | 0 | 0
EPA723 CO2 Rate Limit for NG Cofire - ORIS:3130 | 394 | 8065 | Rate Constraint in lbs/MMBtu | FALSE | L | Annual | Generation | TWh | 0 | 0 | 0 | 0 | 0 | 0 | 0
EPA723 CO2 Rate Limit for NG Cofire - ORIS:3130 | 394 | 8065 | Rate Constraint in lbs/MMBtu | FALSE | L | Annual | Qualifying Generation | TWh | 0 | 0 | 0 | 0 | 0 | 0 | 0
EPA723 CO2 Rate Limit for NG Cofire - ORIS:3130 | 394 | 8065 | Rate Constraint in lbs/MMBtu | FALSE | L | Annual | Rate | lb/MWh | 0 | 0 | 0 | 0 | 0 | 0 | 0
EPA723 CO2 Rate Limit for NG Cofire - ORIS:3130 | 394 | 8065 | Rate Constraint in lbs/MMBtu | FALSE | L | Annual | Constraint Shadow Price | US2022$/Ton | 0 | 68.1528 | 57.6589 | 0 | 61.4835 | 124.5545 | 137.643
EPA723 CO2 Rate Limit for NG Cofire - ORIS:3403 | 395 | 8066 | Rate Constraint in lbs/MMBtu | FALSE | L | Annual | Seasons Included | Seasons |  | Winter, Spring, Summer, Fall | Winter, Spring, Summer, Fall | Winter, Spring, Summer, Fall | Winter, Spring, Summer, Fall | Winter, Spring, Summer, Fall | Winter, Spring, Summer, Fall
EPA723 CO2 Rate Limit for NG Cofire - ORIS:3403 | 395 | 8066 | Rate Constraint in lbs/MMBtu | FALSE | L | Annual | Standard CO2 | lb/MMBtu | 184.5606 | 184.5606 | 184.5606 | 184.5606 | 184.5606 | 184.5606 | 184.5606
EPA723 CO2 Rate Limit for NG Cofire - ORIS:3403 | 395 | 8066 | Rate Constraint in lbs/MMBtu | FALSE | L | Annual | Emissions at Affected Plants CO2 | Thousand Tons | 0 | 0 | 0 | 0 | 0 | 0 | 0
EPA723 CO2 Rate Limit for NG Cofire - ORIS:3403 | 395 | 8066 | Rate Constraint in lbs/MMBtu | FALSE | L | Annual | Allowances Purchased CO2 | Thousand Tons | 0 | 0 | 0 | 0 | 0 | 0 | 0
EPA723 CO2 Rate Limit for NG Cofire - ORIS:3403 | 395 | 8066 | Rate Constraint in lbs/MMBtu | FALSE | L | Annual | Allowances Sold CO2 | Thousand Tons | 0 | 0 | 0 | 0 | 0 | 0 | 0
EPA723 CO2 Rate Limit for NG Cofire - ORIS:3403 | 395 | 8066 | Rate Constraint in lbs/MMBtu | FALSE | L | Annual | Allowances Banked | Thousand Tons | 0 | 0 | 0 | 0 | 0 | 0 | 0
EPA723 CO2 Rate Limit for NG Cofire - ORIS:3403 | 395 | 8066 | Rate Constraint in lbs/MMBtu | FALSE | L | Annual | Allowances Withdrawn (1:1) | Thousand Tons | 0 | 0 | 0 | 0 | 0 | 0 | 0
EPA723 CO2 Rate Limit for NG Cofire - ORIS:3403 | 395 | 8066 | Rate Constraint in lbs/MMBtu | FALSE | L | Annual | Allowances Withdrawn (n:1) | Thousand Tons | 0 | 0 | 0 | 0 | 0 | 0 | 0
EPA723 CO2 Rate Limit for NG Cofire - ORIS:3403 | 395 | 8066 | Rate Constraint in lbs/MMBtu | FALSE | L | Annual | Net Emissions Allowance Position | Thousand Tons | 0 | 0 | 0 | 0 | 0 | 0 | 0
EPA723 CO2 Rate Limit for NG Cofire - ORIS:3403 | 395 | 8066 | Rate Constraint in lbs/MMBtu | FALSE | L | Annual | Fuel Consumed | TBtu | 0 | 0 | 0 | 0 | 0 | 0 | 0
EPA723 CO2 Rate Limit for NG Cofire - ORIS:3403 | 395 | 8066 | Rate Constraint in lbs/MMBtu | FALSE | L | Annual | Rate | lb/MMBtu | 0 | 0 | 0 | 0 | 0 | 0 | 0
EPA723 CO2 Rate Limit for NG Cofire - ORIS:3403 | 395 | 8066 | Rate Constraint in lbs/MMBtu | FALSE | L | Annual | Generation | TWh | 0 | 0 | 0 | 0 | 0 | 0 | 0
EPA723 CO2 Rate Limit for NG Cofire - ORIS:3403 | 395 | 8066 | Rate Constraint in lbs/MMBtu | FALSE | L | Annual | Qualifying Generation | TWh | 0 | 0 | 0 | 0 | 0 | 0 | 0
EPA723 CO2 Rate Limit for NG Cofire - ORIS:3403 | 395 | 8066 | Rate Constraint in lbs/MMBtu | FALSE | L | Annual | Rate | lb/MWh | 0 | 0 | 0 | 0 | 0 | 0 | 0
EPA723 CO2 Rate Limit for NG Cofire - ORIS:3403 | 395 | 8066 | Rate Constraint in lbs/MMBtu | FALSE | L | Annual | Constraint Shadow Price | US2022$/Ton | 0 | 14.5481 | 47.6006 | 2361.7263 | 263.905 | 1134.281 | 400.116
EPA723 CO2 Rate Limit for NG Cofire - ORIS:3470 | 396 | 8067 | Rate Constraint in lbs/MMBtu | FALSE | L | Annual | Seasons Included | Seasons |  | Winter, Spring, Summer, Fall | Winter, Spring, Summer, Fall | Winter, Spring, Summer, Fall | Winter, Spring, Summer, Fall | Winter, Spring, Summer, Fall | Winter, Spring, Summer, Fall
EPA723 CO2 Rate Limit for NG Cofire - ORIS:3470 | 396 | 8067 | Rate Constraint in lbs/MMBtu | FALSE | L | Annual | Standard CO2 | lb/MMBtu | 176.5228 | 176.5228 | 176.5228 | 176.5228 | 176.5228 | 176.5228 | 176.5228
EPA723 CO2 Rate Limit for NG Cofire - ORIS:3470 | 396 | 8067 | Rate Constraint in lbs/MMBtu | FALSE | L | Annual | Emissions at Affected Plants CO2 | Thousand Tons | 0 | 0 | 0 | 0 | 0 | 0 | 0
EPA723 CO2 Rate Limit for NG Cofire - ORIS:3470 | 396 | 8067 | Rate Constraint in lbs/MMBtu | FALSE | L | Annual | Allowances Purchased CO2 | Thousand Tons | 0 | 0 | 0 | 0 | 0 | 0 | 0
EPA723 CO2 Rate Limit for NG Cofire - ORIS:3470 | 396 | 8067 | Rate Constraint in lbs/MMBtu | FALSE | L | Annual | Allowances Sold CO2 | Thousand Tons | 0 | 0 | 0 | 0 | 0 | 0 | 0
EPA723 CO2 Rate Limit for NG Cofire - ORIS:3470 | 396 | 8067 | Rate Constraint in lbs/MMBtu | FALSE | L | Annual | Allowances Banked | Thousand Tons | 0 | 0 | 0 | 0 | 0 | 0 | 0
EPA723 CO2 Rate Limit for NG Cofire - ORIS:3470 | 396 | 8067 | Rate Constraint in lbs/MMBtu | FALSE | L | Annual | Allowances Withdrawn (1:1) | Thousand Tons | 0 | 0 | 0 | 0 | 0 | 0 | 0
EPA723 CO2 Rate Limit for NG Cofire - ORIS:3470 | 396 | 8067 | Rate Constraint in lbs/MMBtu | FALSE | L | Annual | Allowances Withdrawn (n:1) | Thousand Tons | 0 | 0 | 0 | 0 | 0 | 0 | 0
EPA723 CO2 Rate Limit for NG Cofire - ORIS:3470 | 396 | 8067 | Rate Constraint in lbs/MMBtu | FALSE | L | Annual | Net Emissions Allowance Position | Thousand Tons | 0 | 0 | 0 | 0 | 0 | 0 | 0
EPA723 CO2 Rate Limit for NG Cofire - ORIS:3470 | 396 | 8067 | Rate Constraint in lbs/MMBtu | FALSE | L | Annual | Fuel Consumed | TBtu | 0 | 0 | 0 | 0 | 0 | 0 | 0
EPA723 CO2 Rate Limit for NG Cofire - ORIS:3470 | 396 | 8067 | Rate Constraint in lbs/MMBtu | FALSE | L | Annual | Rate | lb/MMBtu | 0 | 0 | 0 | 0 | 0 | 0 | 0
EPA723 CO2 Rate Limit for NG Cofire - ORIS:3470 | 396 | 8067 | Rate Constraint in lbs/MMBtu | FALSE | L | Annual | Generation | TWh | 0 | 0 | 0 | 0 | 0 | 0 | 0
EPA723 CO2 Rate Limit for NG Cofire - ORIS:3470 | 396 | 8067 | Rate Constraint in lbs/MMBtu | FALSE | L | Annual | Qualifying Generation | TWh | 0 | 0 | 0 | 0 | 0 | 0 | 0
EPA723 CO2 Rate Limit for NG Cofire - ORIS:3470 | 396 | 8067 | Rate Constraint in lbs/MMBtu | FALSE | L | Annual | Rate | lb/MWh | 0 | 0 | 0 | 0 | 0 | 0 | 0
EPA723 CO2 Rate Limit for NG Cofire - ORIS:3470 | 396 | 8067 | Rate Constraint in lbs/MMBtu | FALSE | L | Annual | Constraint Shadow Price | US2022$/Ton | 0 | 19.6961 | 17.562 | 0 | 0 | 0 | 0
EPA723 CO2 Rate Limit for NG Cofire - ORIS:3935 | 397 | 8068 | Rate Constraint in lbs/MMBtu | FALSE | L | Annual | Seasons Included | Seasons |  | Winter, Spring, Summer, Fall | Winter, Spring, Summer, Fall | Winter, Spring, Summer, Fall | Winter, Spring, Summer, Fall | Winter, Spring, Summer, Fall | Winter, Spring, Summer, Fall
EPA723 CO2 Rate Limit for NG Cofire - ORIS:3935 | 397 | 8068 | Rate Constraint in lbs/MMBtu | FALSE | L | Annual | Standard CO2 | lb/MMBtu | 174.8101 | 174.8101 | 174.8101 | 174.8101 | 174.8101 | 174.8101 | 174.8101
EPA723 CO2 Rate Limit for NG Cofire - ORIS:3935 | 397 | 8068 | Rate Constraint in lbs/MMBtu | FALSE | L | Annual | Emissions at Affected Plants CO2 | Thousand Tons | 0 | 0 | 0 | 0 | 0 | 0 | 0
EPA723 CO2 Rate Limit for NG Cofire - ORIS:3935 | 397 | 8068 | Rate Constraint in lbs/MMBtu | FALSE | L | Annual | Allowances Purchased CO2 | Thousand Tons | 0 | 0 | 0 | 0 | 0 | 0 | 0
EPA723 CO2 Rate Limit for NG Cofire - ORIS:3935 | 397 | 8068 | Rate Constraint in lbs/MMBtu | FALSE | L | Annual | Allowances Sold CO2 | Thousand Tons | 0 | 0 | 0 | 0 | 0 | 0 | 0
EPA723 CO2 Rate Limit for NG Cofire - ORIS:3935 | 397 | 8068 | Rate Constraint in lbs/MMBtu | FALSE | L | Annual | Allowances Banked | Thousand Tons | 0 | 0 | 0 | 0 | 0 | 0 | 0
EPA723 CO2 Rate Limit for NG Cofire - ORIS:3935 | 397 | 8068 | Rate Constraint in lbs/MMBtu | FALSE | L | Annual | Allowances Withdrawn (1:1) | Thousand Tons | 0 | 0 | 0 | 0 | 0 | 0 | 0
EPA723 CO2 Rate Limit for NG Cofire - ORIS:3935 | 397 | 8068 | Rate Constraint in lbs/MMBtu | FALSE | L | Annual | Allowances Withdrawn (n:1) | Thousand Tons | 0 | 0 | 0 | 0 | 0 | 0 | 0
EPA723 CO2 Rate Limit for NG Cofire - ORIS:3935 | 397 | 8068 | Rate Constraint in lbs/MMBtu | FALSE | L | Annual | Net Emissions Allowance Position | Thousand Tons | 0 | 0 | 0 | 0 | 0 | 0 | 0
EPA723 CO2 Rate Limit for NG Cofire - ORIS:3935 | 397 | 8068 | Rate Constraint in lbs/MMBtu | FALSE | L | Annual | Fuel Consumed | TBtu | 0 | 0 | 0 | 0 | 0 | 0 | 0
EPA723 CO2 Rate Limit for NG Cofire - ORIS:3935 | 397 | 8068 | Rate Constraint in lbs/MMBtu | FALSE | L | Annual | Rate | lb/MMBtu | 0 | 0 | 0 | 0 | 0 | 0 | 0
EPA723 CO2 Rate Limit for NG Cofire - ORIS:3935 | 397 | 8068 | Rate Constraint in lbs/MMBtu | FALSE | L | Annual | Generation | TWh | 0 | 0 | 0 | 0 | 0 | 0 | 0
EPA723 CO2 Rate Limit for NG Cofire - ORIS:3935 | 397 | 8068 | Rate Constraint in lbs/MMBtu | FALSE | L | Annual | Qualifying Generation | TWh | 0 | 0 | 0 | 0 | 0 | 0 | 0
EPA723 CO2 Rate Limit for NG Cofire - ORIS:3935 | 397 | 8068 | Rate Constraint in lbs/MMBtu | FALSE | L | Annual | Rate | lb/MWh | 0 | 0 | 0 | 0 | 0 | 0 | 0
EPA723 CO2 Rate Limit for NG Cofire - ORIS:3935 | 397 | 8068 | Rate Constraint in lbs/MMBtu | FALSE | L | Annual | Constraint Shadow Price | US2022$/Ton | 0 | 31.8051 | 29.9763 | 36.0546 | 50.154 | 451.3265 | 170.3573
EPA723 CO2 Rate Limit for NG Cofire - ORIS:3943 | 398 | 8069 | Rate Constraint in lbs/MMBtu | FALSE | L | Annual | Seasons Included | Seasons |  | Winter, Spring, Summer, Fall | Winter, Spring, Summer, Fall | Winter, Spring, Summer, Fall | Winter, Spring, Summer, Fall | Winter, Spring, Summer, Fall | Winter, Spring, Summer, Fall
EPA723 CO2 Rate Limit for NG Cofire - ORIS:3943 | 398 | 8069 | Rate Constraint in lbs/MMBtu | FALSE | L | Annual | Standard CO2 | lb/MMBtu | 176.0914 | 176.0914 | 176.0914 | 176.0914 | 176.0914 | 176.0914 | 176.0914
EPA723 CO2 Rate Limit for NG Cofire - ORIS:3943 | 398 | 8069 | Rate Constraint in lbs/MMBtu | FALSE | L | Annual | Emissions at Affected Plants CO2 | Thousand Tons | 0 | 0 | 0 | 0 | 0 | 0 | 0
EPA723 CO2 Rate Limit for NG Cofire - ORIS:3943 | 398 | 8069 | Rate Constraint in lbs/MMBtu | FALSE | L | Annual | Allowances Purchased CO2 | Thousand Tons | 0 | 0 | 0 | 0 | 0 | 0 | 0
EPA723 CO2 Rate Limit for NG Cofire - ORIS:3943 | 398 | 8069 | Rate Constraint in lbs/MMBtu | FALSE | L | Annual | Allowances Sold CO2 | Thousand Tons | 0 | 0 | 0 | 0 | 0 | 0 | 0
EPA723 CO2 Rate Limit for NG Cofire - ORIS:3943 | 398 | 8069 | Rate Constraint in lbs/MMBtu | FALSE | L | Annual | Allowances Banked | Thousand Tons | 0 | 0 | 0 | 0 | 0 | 0 | 0
EPA723 CO2 Rate Limit for NG Cofire - ORIS:3943 | 398 | 8069 | Rate Constraint in lbs/MMBtu | FALSE | L | Annual | Allowances Withdrawn (1:1) | Thousand Tons | 0 | 0 | 0 | 0 | 0 | 0 | 0
EPA723 CO2 Rate Limit for NG Cofire - ORIS:3943 | 398 | 8069 | Rate Constraint in lbs/MMBtu | FALSE | L | Annual | Allowances Withdrawn (n:1) | Thousand Tons | 0 | 0 | 0 | 0 | 0 | 0 | 0
EPA723 CO2 Rate Limit for NG Cofire - ORIS:3943 | 398 | 8069 | Rate Constraint in lbs/MMBtu | FALSE | L | Annual | Net Emissions Allowance Position | Thousand Tons | 0 | 0 | 0 | 0 | 0 | 0 | 0
EPA723 CO2 Rate Limit for NG Cofire - ORIS:3943 | 398 | 8069 | Rate Constraint in lbs/MMBtu | FALSE | L | Annual | Fuel Consumed | TBtu | 0 | 0 | 0 | 0 | 0 | 0 | 0
EPA723 CO2 Rate Limit for NG Cofire - ORIS:3943 | 398 | 8069 | Rate Constraint in lbs/MMBtu | FALSE | L | Annual | Rate | lb/MMBtu | 0 | 0 | 0 | 0 | 0 | 0 | 0
EPA723 CO2 Rate Limit for NG Cofire - ORIS:3943 | 398 | 8069 | Rate Constraint in lbs/MMBtu | FALSE | L | Annual | Generation | TWh | 0 | 0 | 0 | 0 | 0 | 0 | 0
EPA723 CO2 Rate Limit for NG Cofire - ORIS:3943 | 398 | 8069 | Rate Constraint in lbs/MMBtu | FALSE | L | Annual | Qualifying Generation | TWh | 0 | 0 | 0 | 0 | 0 | 0 | 0
EPA723 CO2 Rate Limit for NG Cofire - ORIS:3943 | 398 | 8069 | Rate Constraint in lbs/MMBtu | FALSE | L | Annual | Rate | lb/MWh | 0 | 0 | 0 | 0 | 0 | 0 | 0
EPA723 CO2 Rate Limit for NG Cofire - ORIS:3943 | 398 | 8069 | Rate Constraint in lbs/MMBtu | FALSE | L | Annual | Constraint Shadow Price | US2022$/Ton | 0 | 386.3515 | 40.1371 | 92.5728 | 45.7204 | 114.564 | 153.3763
EPA723 CO2 Rate Limit for NG Cofire - ORIS:3944 | 399 | 8070 | Rate Constraint in lbs/MMBtu | FALSE | L | Annual | Seasons Included | Seasons |  | Winter, Spring, Summer, Fall | Winter, Spring, Summer, Fall | Winter, Spring, Summer, Fall | Winter, Spring, Summer, Fall | Winter, Spring, Summer, Fall | Winter, Spring, Summer, Fall
EPA723 CO2 Rate Limit for NG Cofire - ORIS:3944 | 399 | 8070 | Rate Constraint in lbs/MMBtu | FALSE | L | Annual | Standard CO2 | lb/MMBtu | 174.578 | 174.578 | 174.578 | 174.578 | 174.578 | 174.578 | 174.578
EPA723 CO2 Rate Limit for NG Cofire - ORIS:3944 | 399 | 8070 | Rate Constraint in lbs/MMBtu | FALSE | L | Annual | Emissions at Affected Plants CO2 | Thousand Tons | 0 | 0 | 0 | 0 | 0 | 0 | 0
EPA723 CO2 Rate Limit for NG Cofire - ORIS:3944 | 399 | 8070 | Rate Constraint in lbs/MMBtu | FALSE | L | Annual | Allowances Purchased CO2 | Thousand Tons | 0 | 0 | 0 | 0 | 0 | 0 | 0
EPA723 CO2 Rate Limit for NG Cofire - ORIS:3944 | 399 | 8070 | Rate Constraint in lbs/MMBtu | FALSE | L | Annual | Allowances Sold CO2 | Thousand Tons | 0 | 0 | 0 | 0 | 0 | 0 | 0
EPA723 CO2 Rate Limit for NG Cofire - ORIS:3944 | 399 | 8070 | Rate Constraint in lbs/MMBtu | FALSE | L | Annual | Allowances Banked | Thousand Tons | 0 | 0 | 0 | 0 | 0 | 0 | 0
EPA723 CO2 Rate Limit for NG Cofire - ORIS:3944 | 399 | 8070 | Rate Constraint in lbs/MMBtu | FALSE | L | Annual | Allowances Withdrawn (1:1) | Thousand Tons | 0 | 0 | 0 | 0 | 0 | 0 | 0
EPA723 CO2 Rate Limit for NG Cofire - ORIS:3944 | 399 | 8070 | Rate Constraint in lbs/MMBtu | FALSE | L | Annual | Allowances Withdrawn (n:1) | Thousand Tons | 0 | 0 | 0 | 0 | 0 | 0 | 0
EPA723 CO2 Rate Limit for NG Cofire - ORIS:3944 | 399 | 8070 | Rate Constraint in lbs/MMBtu | FALSE | L | Annual | Net Emissions Allowance Position | Thousand Tons | 0 | 0 | 0 | 0 | 0 | 0 | 0
EPA723 CO2 Rate Limit for NG Cofire - ORIS:3944 | 399 | 8070 | Rate Constraint in lbs/MMBtu | FALSE | L | Annual | Fuel Consumed | TBtu | 0 | 0 | 0 | 0 | 0 | 0 | 0
EPA723 CO2 Rate Limit for NG Cofire - ORIS:3944 | 399 | 8070 | Rate Constraint in lbs/MMBtu | FALSE | L | Annual | Rate | lb/MMBtu | 0 | 0 | 0 | 0 | 0 | 0 | 0
EPA723 CO2 Rate Limit for NG Cofire - ORIS:3944 | 399 | 8070 | Rate Constraint in lbs/MMBtu | FALSE | L | Annual | Generation | TWh | 0 | 0 | 0 | 0 | 0 | 0 | 0
EPA723 CO2 Rate Limit for NG Cofire - ORIS:3944 | 399 | 8070 | Rate Constraint in lbs/MMBtu | FALSE | L | Annual | Qualifying Generation | TWh | 0 | 0 | 0 | 0 | 0 | 0 | 0
EPA723 CO2 Rate Limit for NG Cofire - ORIS:3944 | 399 | 8070 | Rate Constraint in lbs/MMBtu | FALSE | L | Annual | Rate | lb/MWh | 0 | 0 | 0 | 0 | 0 | 0 | 0
EPA723 CO2 Rate Limit for NG Cofire - ORIS:3944 | 399 | 8070 | Rate Constraint in lbs/MMBtu | FALSE | L | Annual | Constraint Shadow Price | US2022$/Ton | 0 | 29.9597 | 29.3963 | 22.2275 | 41.185 | 108.0965 | 111.4538
EPA723 CO2 Rate Limit for NG Cofire - ORIS:3948 | 400 | 8071 | Rate Constraint in lbs/MMBtu | FALSE | L | Annual | Seasons Included | Seasons |  | Winter, Spring, Summer, Fall | Winter, Spring, Summer, Fall | Winter, Spring, Summer, Fall | Winter, Spring, Summer, Fall | Winter, Spring, Summer, Fall | Winter, Spring, Summer, Fall
EPA723 CO2 Rate Limit for NG Cofire - ORIS:3948 | 400 | 8071 | Rate Constraint in lbs/MMBtu | FALSE | L | Annual | Standard CO2 | lb/MMBtu | 174.8101 | 174.8101 | 174.8101 | 174.8101 | 174.8101 | 174.8101 | 174.8101
EPA723 CO2 Rate Limit for NG Cofire - ORIS:3948 | 400 | 8071 | Rate Constraint in lbs/MMBtu | FALSE | L | Annual | Emissions at Affected Plants CO2 | Thousand Tons | 0 | 0 | 0 | 0 | 0 | 0 | 0
EPA723 CO2 Rate Limit for NG Cofire - ORIS:3948 | 400 | 8071 | Rate Constraint in lbs/MMBtu | FALSE | L | Annual | Allowances Purchased CO2 | Thousand Tons | 0 | 0 | 0 | 0 | 0 | 0 | 0
EPA723 CO2 Rate Limit for NG Cofire - ORIS:3948 | 400 | 8071 | Rate Constraint in lbs/MMBtu | FALSE | L | Annual | Allowances Sold CO2 | Thousand Tons | 0 | 0 | 0 | 0 | 0 | 0 | 0
EPA723 CO2 Rate Limit for NG Cofire - ORIS:3948 | 400 | 8071 | Rate Constraint in lbs/MMBtu | FALSE | L | Annual | Allowances Banked | Thousand Tons | 0 | 0 | 0 | 0 | 0 | 0 | 0
EPA723 CO2 Rate Limit for NG Cofire - ORIS:3948 | 400 | 8071 | Rate Constraint in lbs/MMBtu | FALSE | L | Annual | Allowances Withdrawn (1:1) | Thousand Tons | 0 | 0 | 0 | 0 | 0 | 0 | 0
EPA723 CO2 Rate Limit for NG Cofire - ORIS:3948 | 400 | 8071 | Rate Constraint in lbs/MMBtu | FALSE | L | Annual | Allowances Withdrawn (n:1) | Thousand Tons | 0 | 0 | 0 | 0 | 0 | 0 | 0
EPA723 CO2 Rate Limit for NG Cofire - ORIS:3948 | 400 | 8071 | Rate Constraint in lbs/MMBtu | FALSE | L | Annual | Net Emissions Allowance Position | Thousand Tons | 0 | 0 | 0 | 0 | 0 | 0 | 0
EPA723 CO2 Rate Limit for NG Cofire - ORIS:3948 | 400 | 8071 | Rate Constraint in lbs/MMBtu | FALSE | L | Annual | Fuel Consumed | TBtu | 0 | 0 | 0 | 0 | 0 | 0 | 0
EPA723 CO2 Rate Limit for NG Cofire - ORIS:3948 | 400 | 8071 | Rate Constraint in lbs/MMBtu | FALSE | L | Annual | Rate | lb/MMBtu | 0 | 0 | 0 | 0 | 0 | 0 | 0
EPA723 CO2 Rate Limit for NG Cofire - ORIS:3948 | 400 | 8071 | Rate Constraint in lbs/MMBtu | FALSE | L | Annual | Generation | TWh | 0 | 0 | 0 | 0 | 0 | 0 | 0
EPA723 CO2 Rate Limit for NG Cofire - ORIS:3948 | 400 | 8071 | Rate Constraint in lbs/MMBtu | FALSE | L | Annual | Qualifying Generation | TWh | 0 | 0 | 0 | 0 | 0 | 0 | 0
EPA723 CO2 Rate Limit for NG Cofire - ORIS:3948 | 400 | 8071 | Rate Constraint in lbs/MMBtu | FALSE | L | Annual | Rate | lb/MWh | 0 | 0 | 0 | 0 | 0 | 0 | 0
EPA723 CO2 Rate Limit for NG Cofire - ORIS:3948 | 400 | 8071 | Rate Constraint in lbs/MMBtu | FALSE | L | Annual | Constraint Shadow Price | US2022$/Ton | 0 | 31.1839 | 33.8963 | 36.6354 | 50.1641 | 442.8206 | 166.6351
EPA723 CO2 Rate Limit for NG Cofire - ORIS:3954 | 401 | 8072 | Rate Constraint in lbs/MMBtu | FALSE | L | Annual | Seasons Included | Seasons |  | Winter, Spring, Summer, Fall | Winter, Spring, Summer, Fall | Winter, Spring, Summer, Fall | Winter, Spring, Summer, Fall | Winter, Spring, Summer, Fall | Winter, Spring, Summer, Fall
EPA723 CO2 Rate Limit for NG Cofire - ORIS:3954 | 401 | 8072 | Rate Constraint in lbs/MMBtu | FALSE | L | Annual | Standard CO2 | lb/MMBtu | 173.7729 | 173.7729 | 173.7729 | 173.7729 | 173.7729 | 173.7729 | 173.7729
EPA723 CO2 Rate Limit for NG Cofire - ORIS:3954 | 401 | 8072 | Rate Constraint in lbs/MMBtu | FALSE | L | Annual | Emissions at Affected Plants CO2 | Thousand Tons | 0 | 0 | 0 | 0 | 0 | 0 | 0
EPA723 CO2 Rate Limit for NG Cofire - ORIS:3954 | 401 | 8072 | Rate Constraint in lbs/MMBtu | FALSE | L | Annual | Allowances Purchased CO2 | Thousand Tons | 0 | 0 | 0 | 0 | 0 | 0 | 0
EPA723 CO2 Rate Limit for NG Cofire - ORIS:3954 | 401 | 8072 | Rate Constraint in lbs/MMBtu | FALSE | L | Annual | Allowances Sold CO2 | Thousand Tons | 0 | 0 | 0 | 0 | 0 | 0 | 0
EPA723 CO2 Rate Limit for NG Cofire - ORIS:3954 | 401 | 8072 | Rate Constraint in lbs/MMBtu | FALSE | L | Annual | Allowances Banked | Thousand Tons | 0 | 0 | 0 | 0 | 0 | 0 | 0
EPA723 CO2 Rate Limit for NG Cofire - ORIS:3954 | 401 | 8072 | Rate Constraint in lbs/MMBtu | FALSE | L | Annual | Allowances Withdrawn (1:1) | Thousand Tons | 0 | 0 | 0 | 0 | 0 | 0 | 0
EPA723 CO2 Rate Limit for NG Cofire - ORIS:3954 | 401 | 8072 | Rate Constraint in lbs/MMBtu | FALSE | L | Annual | Allowances Withdrawn (n:1) | Thousand Tons | 0 | 0 | 0 | 0 | 0 | 0 | 0
EPA723 CO2 Rate Limit for NG Cofire - ORIS:3954 | 401 | 8072 | Rate Constraint in lbs/MMBtu | FALSE | L | Annual | Net Emissions Allowance Position | Thousand Tons | 0 | 0 | 0 | 0 | 0 | 0 | 0
EPA723 CO2 Rate Limit for NG Cofire - ORIS:3954 | 401 | 8072 | Rate Constraint in lbs/MMBtu | FALSE | L | Annual | Fuel Consumed | TBtu | 0 | 0 | 0 | 0 | 0 | 0 | 0
EPA723 CO2 Rate Limit for NG Cofire - ORIS:3954 | 401 | 8072 | Rate Constraint in lbs/MMBtu | FALSE | L | Annual | Rate | lb/MMBtu | 0 | 0 | 0 | 0 | 0 | 0 | 0
EPA723 CO2 Rate Limit for NG Cofire - ORIS:3954 | 401 | 8072 | Rate Constraint in lbs/MMBtu | FALSE | L | Annual | Generation | TWh | 0 | 0 | 0 | 0 | 0 | 0 | 0
EPA723 CO2 Rate Limit for NG Cofire - ORIS:3954 | 401 | 8072 | Rate Constraint in lbs/MMBtu | FALSE | L | Annual | Qualifying Generation | TWh | 0 | 0 | 0 | 0 | 0 | 0 | 0
EPA723 CO2 Rate Limit for NG Cofire - ORIS:3954 | 401 | 8072 | Rate Constraint in lbs/MMBtu | FALSE | L | Annual | Rate | lb/MWh | 0 | 0 | 0 | 0 | 0 | 0 | 0
EPA723 CO2 Rate Limit for NG Cofire - ORIS:3954 | 401 | 8072 | Rate Constraint in lbs/MMBtu | FALSE | L | Annual | Constraint Shadow Price | US2022$/Ton | 0 | 36.3154 | 36.7678 | 75.0549 | 29.6307 | 98.1411 | 139.3882
EPA723 CO2 Rate Limit for NG Cofire - ORIS:4078 | 402 | 8073 | Rate Constraint in lbs/MMBtu | FALSE | L | Annual | Seasons Included | Seasons |  | Winter, Spring, Summer, Fall | Winter, Spring, Summer, Fall | Winter, Spring, Summer, Fall | Winter, Spring, Summer, Fall | Winter, Spring, Summer, Fall | Winter, Spring, Summer, Fall
EPA723 CO2 Rate Limit for NG Cofire - ORIS:4078 | 402 | 8073 | Rate Constraint in lbs/MMBtu | FALSE | L | Annual | Standard CO2 | lb/MMBtu | 175.412 | 175.412 | 175.412 | 175.412 | 175.412 | 175.412 | 175.412
EPA723 CO2 Rate Limit for NG Cofire - ORIS:4078 | 402 | 8073 | Rate Constraint in lbs/MMBtu | FALSE | L | Annual | Emissions at Affected Plants CO2 | Thousand Tons | 0 | 0 | 0 | 0 | 0 | 0 | 0
EPA723 CO2 Rate Limit for NG Cofire - ORIS:4078 | 402 | 8073 | Rate Constraint in lbs/MMBtu | FALSE | L | Annual | Allowances Purchased CO2 | Thousand Tons | 0 | 0 | 0 | 0 | 0 | 0 | 0
EPA723 CO2 Rate Limit for NG Cofire - ORIS:4078 | 402 | 8073 | Rate Constraint in lbs/MMBtu | FALSE | L | Annual | Allowances Sold CO2 | Thousand Tons | 0 | 0 | 0 | 0 | 0 | 0 | 0
EPA723 CO2 Rate Limit for NG Cofire - ORIS:4078 | 402 | 8073 | Rate Constraint in lbs/MMBtu | FALSE | L | Annual | Allowances Banked | Thousand Tons | 0 | 0 | 0 | 0 | 0 | 0 | 0
EPA723 CO2 Rate Limit for NG Cofire - ORIS:4078 | 402 | 8073 | Rate Constraint in lbs/MMBtu | FALSE | L | Annual | Allowances Withdrawn (1:1) | Thousand Tons | 0 | 0 | 0 | 0 | 0 | 0 | 0
EPA723 CO2 Rate Limit for NG Cofire - ORIS:4078 | 402 | 8073 | Rate Constraint in lbs/MMBtu | FALSE | L | Annual | Allowances Withdrawn (n:1) | Thousand Tons | 0 | 0 | 0 | 0 | 0 | 0 | 0
EPA723 CO2 Rate Limit for NG Cofire - ORIS:4078 | 402 | 8073 | Rate Constraint in lbs/MMBtu | FALSE | L | Annual | Net Emissions Allowance Position | Thousand Tons | 0 | 0 | 0 | 0 | 0 | 0 | 0
EPA723 CO2 Rate Limit for NG Cofire - ORIS:4078 | 402 | 8073 | Rate Constraint in lbs/MMBtu | FALSE | L | Annual | Fuel Consumed | TBtu | 0 | 0 | 0 | 0 | 0 | 0 | 0
EPA723 CO2 Rate Limit for NG Cofire - ORIS:4078 | 402 | 8073 | Rate Constraint in lbs/MMBtu | FALSE | L | Annual | Rate | lb/MMBtu | 0 | 0 | 0 | 0 | 0 | 0 | 0
EPA723 CO2 Rate Limit for NG Cofire - ORIS:4078 | 402 | 8073 | Rate Constraint in lbs/MMBtu | FALSE | L | Annual | Generation | TWh | 0 | 0 | 0 | 0 | 0 | 0 | 0
EPA723 CO2 Rate Limit for NG Cofire - ORIS:4078 | 402 | 8073 | Rate Constraint in lbs/MMBtu | FALSE | L | Annual | Qualifying Generation | TWh | 0 | 0 | 0 | 0 | 0 | 0 | 0
EPA723 CO2 Rate Limit for NG Cofire - ORIS:4078 | 402 | 8073 | Rate Constraint in lbs/MMBtu | FALSE | L | Annual | Rate | lb/MWh | 0 | 0 | 0 | 0 | 0 | 0 | 0
EPA723 CO2 Rate Limit for NG Cofire - ORIS:4078 | 402 | 8073 | Rate Constraint in lbs/MMBtu | FALSE | L | Annual | Constraint Shadow Price | US2022$/Ton | 0 | 34.0561 | 32.0936 | 42.4971 | 75.9793 | 150.5257 | 118.7454
EPA723 CO2 Rate Limit for NG Cofire - ORIS:4125 | 403 | 8074 | Rate Constraint in lbs/MMBtu | FALSE | L | Annual | Seasons Included | Seasons |  | Winter, Spring, Summer, Fall | Winter, Spring, Summer, Fall | Winter, Spring, Summer, Fall | Winter, Spring, Summer, Fall | Winter, Spring, Summer, Fall | Winter, Spring, Summer, Fall
EPA723 CO2 Rate Limit for NG Cofire - ORIS:4125 | 403 | 8074 | Rate Constraint in lbs/MMBtu | FALSE | L | Annual | Standard CO2 | lb/MMBtu | 181.8087 | 181.8087 | 181.8087 | 181.8087 | 181.8087 | 181.8087 | 181.8087
EPA723 CO2 Rate Limit for NG Cofire - ORIS:4125 | 403 | 8074 | Rate Constraint in lbs/MMBtu | FALSE | L | Annual | Emissions at Affected Plants CO2 | Thousand Tons | 0 | 0 | 0 | 0 | 0 | 0 | 0
EPA723 CO2 Rate Limit for NG Cofire - ORIS:4125 | 403 | 8074 | Rate Constraint in lbs/MMBtu | FALSE | L | Annual | Allowances Purchased CO2 | Thousand Tons | 0 | 0 | 0 | 0 | 0 | 0 | 0
EPA723 CO2 Rate Limit for NG Cofire - ORIS:4125 | 403 | 8074 | Rate Constraint in lbs/MMBtu | FALSE | L | Annual | Allowances Sold CO2 | Thousand Tons | 0 | 0 | 0 | 0 | 0 | 0 | 0
EPA723 CO2 Rate Limit for NG Cofire - ORIS:4125 | 403 | 8074 | Rate Constraint in lbs/MMBtu | FALSE | L | Annual | Allowances Banked | Thousand Tons | 0 | 0 | 0 | 0 | 0 | 0 | 0
EPA723 CO2 Rate Limit for NG Cofire - ORIS:4125 | 403 | 8074 | Rate Constraint in lbs/MMBtu | FALSE | L | Annual | Allowances Withdrawn (1:1) | Thousand Tons | 0 | 0 | 0 | 0 | 0 | 0 | 0
EPA723 CO2 Rate Limit for NG Cofire - ORIS:4125 | 403 | 8074 | Rate Constraint in lbs/MMBtu | FALSE | L | Annual | Allowances Withdrawn (n:1) | Thousand Tons | 0 | 0 | 0 | 0 | 0 | 0 | 0
EPA723 CO2 Rate Limit for NG Cofire - ORIS:4125 | 403 | 8074 | Rate Constraint in lbs/MMBtu | FALSE | L | Annual | Net Emissions Allowance Position | Thousand Tons | 0 | 0 | 0 | 0 | 0 | 0 | 0
EPA723 CO2 Rate Limit for NG Cofire - ORIS:4125 | 403 | 8074 | Rate Constraint in lbs/MMBtu | FALSE | L | Annual | Fuel Consumed | TBtu | 0 | 0 | 0 | 0 | 0 | 0 | 0
EPA723 CO2 Rate Limit for NG Cofire - ORIS:4125 | 403 | 8074 | Rate Constraint in lbs/MMBtu | FALSE | L | Annual | Rate | lb/MMBtu | 0 | 0 | 0 | 0 | 0 | 0 | 0
EPA723 CO2 Rate Limit for NG Cofire - ORIS:4125 | 403 | 8074 | Rate Constraint in lbs/MMBtu | FALSE | L | Annual | Generation | TWh | 0 | 0 | 0 | 0 | 0 | 0 | 0
EPA723 CO2 Rate Limit for NG Cofire - ORIS:4125 | 403 | 8074 | Rate Constraint in lbs/MMBtu | FALSE | L | Annual | Qualifying Generation | TWh | 0 | 0 | 0 | 0 | 0 | 0 | 0
EPA723 CO2 Rate Limit for NG Cofire - ORIS:4125 | 403 | 8074 | Rate Constraint in lbs/MMBtu | FALSE | L | Annual | Rate | lb/MWh | 0 | 0 | 0 | 0 | 0 | 0 | 0
EPA723 CO2 Rate Limit for NG Cofire - ORIS:4125 | 403 | 8074 | Rate Constraint in lbs/MMBtu | FALSE | L | Annual | Constraint Shadow Price | US2022$/Ton | 0 | 48.4968 | 0 | 233.9928 | 208.0424 | 307.8765 | 339.8553
EPA723 CO2 Rate Limit for NG Cofire - ORIS:4158 | 404 | 8075 | Rate Constraint in lbs/MMBtu | FALSE | L | Annual | Seasons Included | Seasons |  | Winter, Spring, Summer, Fall | Winter, Spring, Summer, Fall | Winter, Spring, Summer, Fall | Winter, Spring, Summer, Fall | Winter, Spring, Summer, Fall | Winter, Spring, Summer, Fall
EPA723 CO2 Rate Limit for NG Cofire - ORIS:4158 | 404 | 8075 | Rate Constraint in lbs/MMBtu | FALSE | L | Annual | Standard CO2 | lb/MMBtu | 176.252 | 176.252 | 176.252 | 176.252 | 176.252 | 176.252 | 176.252
EPA723 CO2 Rate Limit for NG Cofire - ORIS:4158 | 404 | 8075 | Rate Constraint in lbs/MMBtu | FALSE | L | Annual | Emissions at Affected Plants CO2 | Thousand Tons | 0 | 291.8064 | 1887.6159 | 0 | 0 | 0 | 0
EPA723 CO2 Rate Limit for NG Cofire - ORIS:4158 | 404 | 8075 | Rate Constraint in lbs/MMBtu | FALSE | L | Annual | Allowances Purchased CO2 | Thousand Tons | 0 | 0 | 0 | 0 | 0 | 0 | 0
EPA723 CO2 Rate Limit for NG Cofire - ORIS:4158 | 404 | 8075 | Rate Constraint in lbs/MMBtu | FALSE | L | Annual | Allowances Sold CO2 | Thousand Tons | 0 | 0 | 0 | 0 | 0 | 0 | 0
EPA723 CO2 Rate Limit for NG Cofire - ORIS:4158 | 404 | 8075 | Rate Constraint in lbs/MMBtu | FALSE | L | Annual | Allowances Banked | Thousand Tons | 0 | 0 | 0 | 0 | 0 | 0 | 0
EPA723 CO2 Rate Limit for NG Cofire - ORIS:4158 | 404 | 8075 | Rate Constraint in lbs/MMBtu | FALSE | L | Annual | Allowances Withdrawn (1:1) | Thousand Tons | 0 | 0 | 0 | 0 | 0 | 0 | 0
EPA723 CO2 Rate Limit for NG Cofire - ORIS:4158 | 404 | 8075 | Rate Constraint in lbs/MMBtu | FALSE | L | Annual | Allowances Withdrawn (n:1) | Thousand Tons | 0 | 0 | 0 | 0 | 0 | 0 | 0
EPA723 CO2 Rate Limit for NG Cofire - ORIS:4158 | 404 | 8075 | Rate Constraint in lbs/MMBtu | FALSE | L | Annual | Net Emissions Allowance Position | Thousand Tons | 0 | 291.8064 | 1887.6159 | 0 | 0 | 0 | 0
EPA723 CO2 Rate Limit for NG Cofire - ORIS:4158 | 404 | 8075 | Rate Constraint in lbs/MMBtu | FALSE | L | Annual | Fuel Consumed | TBtu | 0 | 3.3112 | 21.4195 | 0 | 0 | 0 | 0
EPA723 CO2 Rate Limit for NG Cofire - ORIS:4158 | 404 | 8075 | Rate Constraint in lbs/MMBtu | FALSE | L | Annual | Rate | lb/MMBtu | 0 | 176.252 | 176.252 | 0 | 0 | 0 | 0
EPA723 CO2 Rate Limit for NG Cofire - ORIS:4158 | 404 | 8075 | Rate Constraint in lbs/MMBtu | FALSE | L | Annual | Generation | TWh | 0 | 0.28908 | 1.87 | 0 | 0 | 0 | 0
EPA723 CO2 Rate Limit for NG Cofire - ORIS:4158 | 404 | 8075 | Rate Constraint in lbs/MMBtu | FALSE | L | Annual | Qualifying Generation | TWh | 0 | 0.28908 | 1.87 | 0 | 0 | 0 | 0
EPA723 CO2 Rate Limit for NG Cofire - ORIS:4158 | 404 | 8075 | Rate Constraint in lbs/MMBtu | FALSE | L | Annual | Rate | lb/MWh | 0 | 2018.8627 | 2018.8627 | 0 | 0 | 0 | 0
EPA723 CO2 Rate Limit for NG Cofire - ORIS:4158 | 404 | 8075 | Rate Constraint in lbs/MMBtu | FALSE | L | Annual | Constraint Shadow Price | US2022$/Ton | 0 | 47.7101 | 37.1615 | 967.0323 | 645.6575 | 515.7324 | 159.903
EPA723 CO2 Rate Limit for NG Cofire - ORIS:4271 | 405 | 8076 | Rate Constraint in lbs/MMBtu | FALSE | L | Annual | Seasons Included | Seasons |  | Winter, Spring, Summer, Fall | Winter, Spring, Summer, Fall | Winter, Spring, Summer, Fall | Winter, Spring, Summer, Fall | Winter, Spring, Summer, Fall | Winter, Spring, Summer, Fall
EPA723 CO2 Rate Limit for NG Cofire - ORIS:4271 | 405 | 8076 | Rate Constraint in lbs/MMBtu | FALSE | L | Annual | Standard CO2 | lb/MMBtu | 175.412 | 175.412 | 175.412 | 175.412 | 175.412 | 175.412 | 175.412
EPA723 CO2 Rate Limit for NG Cofire - ORIS:4271 | 405 | 8076 | Rate Constraint in lbs/MMBtu | FALSE | L | Annual | Emissions at Affected Plants CO2 | Thousand Tons | 0 | 0 | 0 | 0 | 0 | 0 | 0
EPA723 CO2 Rate Limit for NG Cofire - ORIS:4271 | 405 | 8076 | Rate Constraint in lbs/MMBtu | FALSE | L | Annual | Allowances Purchased CO2 | Thousand Tons | 0 | 0 | 0 | 0 | 0 | 0 | 0
EPA723 CO2 Rate Limit for NG Cofire - ORIS:4271 | 405 | 8076 | Rate Constraint in lbs/MMBtu | FALSE | L | Annual | Allowances Sold CO2 | Thousand Tons | 0 | 0 | 0 | 0 | 0 | 0 | 0
EPA723 CO2 Rate Limit for NG Cofire - ORIS:4271 | 405 | 8076 | Rate Constraint in lbs/MMBtu | FALSE | L | Annual | Allowances Banked | Thousand Tons | 0 | 0 | 0 | 0 | 0 | 0 | 0
EPA723 CO2 Rate Limit for NG Cofire - ORIS:4271 | 405 | 8076 | Rate Constraint in lbs/MMBtu | FALSE | L | Annual | Allowances Withdrawn (1:1) | Thousand Tons | 0 | 0 | 0 | 0 | 0 | 0 | 0
EPA723 CO2 Rate Limit for NG Cofire - ORIS:4271 | 405 | 8076 | Rate Constraint in lbs/MMBtu | FALSE | L | Annual | Allowances Withdrawn (n:1) | Thousand Tons | 0 | 0 | 0 | 0 | 0 | 0 | 0
EPA723 CO2 Rate Limit for NG Cofire - ORIS:4271 | 405 | 8076 | Rate Constraint in lbs/MMBtu | FALSE | L | Annual | Net Emissions Allowance Position | Thousand Tons | 0 | 0 | 0 | 0 | 0 | 0 | 0
EPA723 CO2 Rate Limit for NG Cofire - ORIS:4271 | 405 | 8076 | Rate Constraint in lbs/MMBtu | FALSE | L | Annual | Fuel Consumed | TBtu | 0 | 0 | 0 | 0 | 0 | 0 | 0
EPA723 CO2 Rate Limit for NG Cofire - ORIS:4271 | 405 | 8076 | Rate Constraint in lbs/MMBtu | FALSE | L | Annual | Rate | lb/MMBtu | 0 | 0 | 0 | 0 | 0 | 0 | 0
EPA723 CO2 Rate Limit for NG Cofire - ORIS:4271 | 405 | 8076 | Rate Constraint in lbs/MMBtu | FALSE | L | Annual | Generation | TWh | 0 | 0 | 0 | 0 | 0 | 0 | 0
EPA723 CO2 Rate Limit for NG Cofire - ORIS:4271 | 405 | 8076 | Rate Constraint in lbs/MMBtu | FALSE | L | Annual | Qualifying Generation | TWh | 0 | 0 | 0 | 0 | 0 | 0 | 0
EPA723 CO2 Rate Limit for NG Cofire - ORIS:4271 | 405 | 8076 | Rate Constraint in lbs/MMBtu | FALSE | L | Annual | Rate | lb/MWh | 0 | 0 | 0 | 0 | 0 | 0 | 0
EPA723 CO2 Rate Limit for NG Cofire - ORIS:4271 | 405 | 8076 | Rate Constraint in lbs/MMBtu | FALSE | L | Annual | Constraint Shadow Price | US2022$/Ton | 0 | 131.3068 | 59.2624 | 72.8664 | 38.5765 | 59.5449 | 56.8232
EPA723 CO2 Rate Limit for NG Cofire - ORIS:470 | 406 | 8029 | Rate Constraint in lbs/MMBtu | FALSE | L | Annual | Seasons Included | Seasons |  | Winter, Spring, Summer, Fall | Winter, Spring, Summer, Fall | Winter, Spring, Summer, Fall | Winter, Spring, Summer, Fall | Winter, Spring, Summer, Fall | Winter, Spring, Summer, Fall
EPA723 CO2 Rate Limit for NG Cofire - ORIS:470 | 406 | 8029 | Rate Constraint in lbs/MMBtu | FALSE | L | Annual | Standard CO2 | lb/MMBtu | 175.772 | 175.772 | 175.772 | 175.772 | 175.772 | 175.772 | 175.772
EPA723 CO2 Rate Limit for NG Cofire - ORIS:470 | 406 | 8029 | Rate Constraint in lbs/MMBtu | FALSE | L | Annual | Emissions at Affected Plants CO2 | Thousand Tons | 0 | 0 | 0 | 0 | 0 | 0 | 0
EPA723 CO2 Rate Limit for NG Cofire - ORIS:470 | 406 | 8029 | Rate Constraint in lbs/MMBtu | FALSE | L | Annual | Allowances Purchased CO2 | Thousand Tons | 0 | 0 | 0 | 0 | 0 | 0 | 0
EPA723 CO2 Rate Limit for NG Cofire - ORIS:470 | 406 | 8029 | Rate Constraint in lbs/MMBtu | FALSE | L | Annual | Allowances Sold CO2 | Thousand Tons | 0 | 0 | 0 | 0 | 0 | 0 | 0
EPA723 CO2 Rate Limit for NG Cofire - ORIS:470 | 406 | 8029 | Rate Constraint in lbs/MMBtu | FALSE | L | Annual | Allowances Banked | Thousand Tons | 0 | 0 | 0 | 0 | 0 | 0 | 0
EPA723 CO2 Rate Limit for NG Cofire - ORIS:470 | 406 | 8029 | Rate Constraint in lbs/MMBtu | FALSE | L | Annual | Allowances Withdrawn (1:1) | Thousand Tons | 0 | 0 | 0 | 0 | 0 | 0 | 0
EPA723 CO2 Rate Limit for NG Cofire - ORIS:470 | 406 | 8029 | Rate Constraint in lbs/MMBtu | FALSE | L | Annual | Allowances Withdrawn (n:1) | Thousand Tons | 0 | 0 | 0 | 0 | 0 | 0 | 0
EPA723 CO2 Rate Limit for NG Cofire - ORIS:470 | 406 | 8029 | Rate Constraint in lbs/MMBtu | FALSE | L | Annual | Net Emissions Allowance Position | Thousand Tons | 0 | 0 | 0 | 0 | 0 | 0 | 0
EPA723 CO2 Rate Limit for NG Cofire - ORIS:470 | 406 | 8029 | Rate Constraint in lbs/MMBtu | FALSE | L | Annual | Fuel Consumed | TBtu | 0 | 0 | 0 | 0 | 0 | 0 | 0
EPA723 CO2 Rate Limit for NG Cofire - ORIS:470 | 406 | 8029 | Rate Constraint in lbs/MMBtu | FALSE | L | Annual | Rate | lb/MMBtu | 0 | 0 | 0 | 0 | 0 | 0 | 0
EPA723 CO2 Rate Limit for NG Cofire - ORIS:470 | 406 | 8029 | Rate Constraint in lbs/MMBtu | FALSE | L | Annual | Generation | TWh | 0 | 0 | 0 | 0 | 0 | 0 | 0
EPA723 CO2 Rate Limit for NG Cofire - ORIS:470 | 406 | 8029 | Rate Constraint in lbs/MMBtu | FALSE | L | Annual | Qualifying Generation | TWh | 0 | 0 | 0 | 0 | 0 | 0 | 0
EPA723 CO2 Rate Limit for NG Cofire - ORIS:470 | 406 | 8029 | Rate Constraint in lbs/MMBtu | FALSE | L | Annual | Rate | lb/MWh | 0 | 0 | 0 | 0 | 0 | 0 | 0
EPA723 CO2 Rate Limit for NG Cofire - ORIS:470 | 406 | 8029 | Rate Constraint in lbs/MMBtu | FALSE | L | Annual | Constraint Shadow Price | US2022$/Ton | 0 | 0 | 440.8274 | 171.7236 | 162.6015 | 665.4532 | 227.0415
EPA723 CO2 Rate Limit for NG Cofire - ORIS:50397 | 407 | 8135 | Rate Constraint in lbs/MMBtu | FALSE | L | Annual | Seasons Included | Seasons |  | Winter, Spring, Summer, Fall | Winter, Spring, Summer, Fall | Winter, Spring, Summer, Fall | Winter, Spring, Summer, Fall | Winter, Spring, Summer, Fall | Winter, Spring, Summer, Fall
EPA723 CO2 Rate Limit for NG Cofire - ORIS:50397 | 407 | 8135 | Rate Constraint in lbs/MMBtu | FALSE | L | Annual | Standard CO2 | lb/MMBtu | 233.0065 | 233.0065 | 233.0065 | 233.0065 | 233.0065 | 233.0065 | 233.0065
EPA723 CO2 Rate Limit for NG Cofire - ORIS:50397 | 407 | 8135 | Rate Constraint in lbs/MMBtu | FALSE | L | Annual | Emissions at Affected Plants CO2 | Thousand Tons | 0 | 0 | 0 | 0 | 0 | 0 | 0
EPA723 CO2 Rate Limit for NG Cofire - ORIS:50397 | 407 | 8135 | Rate Constraint in lbs/MMBtu | FALSE | L | Annual | Allowances Purchased CO2 | Thousand Tons | 0 | 0 | 0 | 0 | 0 | 0 | 0
EPA723 CO2 Rate Limit for NG Cofire - ORIS:50397 | 407 | 8135 | Rate Constraint in lbs/MMBtu | FALSE | L | Annual | Allowances Sold CO2 | Thousand Tons | 0 | 0 | 0 | 0 | 0 | 0 | 0
EPA723 CO2 Rate Limit for NG Cofire - ORIS:50397 | 407 | 8135 | Rate Constraint in lbs/MMBtu | FALSE | L | Annual | Allowances Banked | Thousand Tons | 0 | 0 | 0 | 0 | 0 | 0 | 0
EPA723 CO2 Rate Limit for NG Cofire - ORIS:50397 | 407 | 8135 | Rate Constraint in lbs/MMBtu | FALSE | L | Annual | Allowances Withdrawn (1:1) | Thousand Tons | 0 | 0 | 0 | 0 | 0 | 0 | 0
EPA723 CO2 Rate Limit for NG Cofire - ORIS:50397 | 407 | 8135 | Rate Constraint in lbs/MMBtu | FALSE | L | Annual | Allowances Withdrawn (n:1) | Thousand Tons | 0 | 0 | 0 | 0 | 0 | 0 | 0
EPA723 CO2 Rate Limit for NG Cofire - ORIS:50397 | 407 | 8135 | Rate Constraint in lbs/MMBtu | FALSE | L | Annual | Net Emissions Allowance Position | Thousand Tons | 0 | 0 | 0 | 0 | 0 | 0 | 0
EPA723 CO2 Rate Limit for NG Cofire - ORIS:50397 | 407 | 8135 | Rate Constraint in lbs/MMBtu | FALSE | L | Annual | Fuel Consumed | TBtu | 0 | 0 | 0 | 0 | 0 | 0 | 0
EPA723 CO2 Rate Limit for NG Cofire - ORIS:50397 | 407 | 8135 | Rate Constraint in lbs/MMBtu | FALSE | L | Annual | Rate | lb/MMBtu | 0 | 0 | 0 | 0 | 0 | 0 | 0
EPA723 CO2 Rate Limit for NG Cofire - ORIS:50397 | 407 | 8135 | Rate Constraint in lbs/MMBtu | FALSE | L | Annual | Generation | TWh | 0 | 0 | 0 | 0 | 0 | 0 | 0
EPA723 CO2 Rate Limit for NG Cofire - ORIS:50397 | 407 | 8135 | Rate Constraint in lbs/MMBtu | FALSE | L | Annual | Qualifying Generation | TWh | 0 | 0 | 0 | 0 | 0 | 0 | 0
EPA723 CO2 Rate Limit for NG Cofire - ORIS:50397 | 407 | 8135 | Rate Constraint in lbs/MMBtu | FALSE | L | Annual | Rate | lb/MWh | 0 | 0 | 0 | 0 | 0 | 0 | 0
EPA723 CO2 Rate Limit for NG Cofire - ORIS:50397 | 407 | 8135 | Rate Constraint in lbs/MMBtu | FALSE | L | Annual | Constraint Shadow Price | US2022$/Ton | 0 | 0.020159 | 0 | 92.1512 | 111.3106 | 150.9567 | 164.5807
EPA723 CO2 Rate Limit for NG Cofire - ORIS:50611 | 408 | 8136 | Rate Constraint in lbs/MMBtu | FALSE | L | Annual | Seasons Included | Seasons |  | Winter, Spring, Summer, Fall | Winter, Spring, Summer, Fall | Winter, Spring, Summer, Fall | Winter, Spring, Summer, Fall | Winter, Spring, Summer, Fall | Winter, Spring, Summer, Fall
EPA723 CO2 Rate Limit for NG Cofire - ORIS:50611 | 408 | 8136 | Rate Constraint in lbs/MMBtu | FALSE | L | Annual | Standard CO2 | lb/MMBtu | 169.652 | 169.652 | 169.652 | 169.652 | 169.652 | 169.652 | 169.652
EPA723 CO2 Rate Limit for NG Cofire - ORIS:50611 | 408 | 8136 | Rate Constraint in lbs/MMBtu | FALSE | L | Annual | Emissions at Affected Plants CO2 | Thousand Tons | 0 | 0 | 0 | 0 | 0 | 0 | 0
EPA723 CO2 Rate Limit for NG Cofire - ORIS:50611 | 408 | 8136 | Rate Constraint in lbs/MMBtu | FALSE | L | Annual | Allowances Purchased CO2 | Thousand Tons | 0 | 0 | 0 | 0 | 0 | 0 | 0
EPA723 CO2 Rate Limit for NG Cofire - ORIS:50611 | 408 | 8136 | Rate Constraint in lbs/MMBtu | FALSE | L | Annual | Allowances Sold CO2 | Thousand Tons | 0 | 0 | 0 | 0 | 0 | 0 | 0
EPA723 CO2 Rate Limit for NG Cofire - ORIS:50611 | 408 | 8136 | Rate Constraint in lbs/MMBtu | FALSE | L | Annual | Allowances Banked | Thousand Tons | 0 | 0 | 0 | 0 | 0 | 0 | 0
EPA723 CO2 Rate Limit for NG Cofire - ORIS:50611 | 408 | 8136 | Rate Constraint in lbs/MMBtu | FALSE | L | Annual | Allowances Withdrawn (1:1) | Thousand Tons | 0 | 0 | 0 | 0 | 0 | 0 | 0
EPA723 CO2 Rate Limit for NG Cofire - ORIS:50611 | 408 | 8136 | Rate Constraint in lbs/MMBtu | FALSE | L | Annual | Allowances Withdrawn (n:1) | Thousand Tons | 0 | 0 | 0 | 0 | 0 | 0 | 0
EPA723 CO2 Rate Limit for NG Cofire - ORIS:50611 | 408 | 8136 | Rate Constraint in lbs/MMBtu | FALSE | L | Annual | Net Emissions Allowance Position | Thousand Tons | 0 | 0 | 0 | 0 | 0 | 0 | 0
EPA723 CO2 Rate Limit for NG Cofire - ORIS:50611 | 408 | 8136 | Rate Constraint in lbs/MMBtu | FALSE | L | Annual | Fuel Consumed | TBtu | 0 | 0 | 0 | 0 | 0 | 0 | 0
EPA723 CO2 Rate Limit for NG Cofire - ORIS:50611 | 408 | 8136 | Rate Constraint in lbs/MMBtu | FALSE | L | Annual | Rate | lb/MMBtu | 0 | 0 | 0 | 0 | 0 | 0 | 0
EPA723 CO2 Rate Limit for NG Cofire - ORIS:50611 | 408 | 8136 | Rate Constraint in lbs/MMBtu | FALSE | L | Annual | Generation | TWh | 0 | 0 | 0 | 0 | 0 | 0 | 0
EPA723 CO2 Rate Limit for NG Cofire - ORIS:50611 | 408 | 8136 | Rate Constraint in lbs/MMBtu | FALSE | L | Annual | Qualifying Generation | TWh | 0 | 0 | 0 | 0 | 0 | 0 | 0
EPA723 CO2 Rate Limit for NG Cofire - ORIS:50611 | 408 | 8136 | Rate Constraint in lbs/MMBtu | FALSE | L | Annual | Rate | lb/MWh | 0 | 0 | 0 | 0 | 0 | 0 | 0
EPA723 CO2 Rate Limit for NG Cofire - ORIS:50611 | 408 | 8136 | Rate Constraint in lbs/MMBtu | FALSE | L | Annual | Constraint Shadow Price | US2022$/Ton | 0 | 30.1384 | 45.6761 | 115.4204 | 115.873 | 165.3322 | 182.3287
EPA723 CO2 Rate Limit for NG Cofire - ORIS:50776 | 409 | 8137 | Rate Constraint in lbs/MMBtu | FALSE | L | Annual | Seasons Included | Seasons |  | Winter, Spring, Summer, Fall | Winter, Spring, Summer, Fall | Winter, Spring, Summer, Fall | Winter, Spring, Summer, Fall | Winter, Spring, Summer, Fall | Winter, Spring, Summer, Fall
EPA723 CO2 Rate Limit for NG Cofire - ORIS:50776 | 409 | 8137 | Rate Constraint in lbs/MMBtu | FALSE | L | Annual | Standard CO2 | lb/MMBtu | 169.652 | 169.652 | 169.652 | 169.652 | 169.652 | 169.652 | 169.652
EPA723 CO2 Rate Limit for NG Cofire - ORIS:50776 | 409 | 8137 | Rate Constraint in lbs/MMBtu | FALSE | L | Annual | Emissions at Affected Plants CO2 | Thousand Tons | 0 | 0 | 0 | 0 | 0 | 0 | 0
EPA723 CO2 Rate Limit for NG Cofire - ORIS:50776 | 409 | 8137 | Rate Constraint in lbs/MMBtu | FALSE | L | Annual | Allowances Purchased CO2 | Thousand Tons | 0 | 0 | 0 | 0 | 0 | 0 | 0
EPA723 CO2 Rate Limit for NG Cofire - ORIS:50776 | 409 | 8137 | Rate Constraint in lbs/MMBtu | FALSE | L | Annual | Allowances Sold CO2 | Thousand Tons | 0 | 0 | 0 | 0 | 0 | 0 | 0
EPA723 CO2 Rate Limit for NG Cofire - ORIS:50776 | 409 | 8137 | Rate Constraint in lbs/MMBtu | FALSE | L | Annual | Allowances Banked | Thousand Tons | 0 | 0 | 0 | 0 | 0 | 0 | 0
EPA723 CO2 Rate Limit for NG Cofire - ORIS:50776 | 409 | 8137 | Rate Constraint in lbs/MMBtu | FALSE | L | Annual | Allowances Withdrawn (1:1) | Thousand Tons | 0 | 0 | 0 | 0 | 0 | 0 | 0
EPA723 CO2 Rate Limit for NG Cofire - ORIS:50776 | 409 | 8137 | Rate Constraint in lbs/MMBtu | FALSE | L | Annual | Allowances Withdrawn (n:1) | Thousand Tons | 0 | 0 | 0 | 0 | 0 | 0 | 0
EPA723 CO2 Rate Limit for NG Cofire - ORIS:50776 | 409 | 8137 | Rate Constraint in lbs/MMBtu | FALSE | L | Annual | Net Emissions Allowance Position | Thousand Tons | 0 | 0 | 0 | 0 | 0 | 0 | 0
EPA723 CO2 Rate Limit for NG Cofire - ORIS:50776 | 409 | 8137 | Rate Constraint in lbs/MMBtu | FALSE | L | Annual | Fuel Consumed | TBtu | 0 | 0 | 0 | 0 | 0 | 0 | 0
EPA723 CO2 Rate Limit for NG Cofire - ORIS:50776 | 409 | 8137 | Rate Constraint in lbs/MMBtu | FALSE | L | Annual | Rate | lb/MMBtu | 0 | 0 | 0 | 0 | 0 | 0 | 0
EPA723 CO2 Rate Limit for NG Cofire - ORIS:50776 | 409 | 8137 | Rate Constraint in lbs/MMBtu | FALSE | L | Annual | Generation | TWh | 0 | 0 | 0 | 0 | 0 | 0 | 0
EPA723 CO2 Rate Limit for NG Cofire - ORIS:50776 | 409 | 8137 | Rate Constraint in lbs/MMBtu | FALSE | L | Annual | Qualifying Generation | TWh | 0 | 0 | 0 | 0 | 0 | 0 | 0
EPA723 CO2 Rate Limit for NG Cofire - ORIS:50776 | 409 | 8137 | Rate Constraint in lbs/MMBtu | FALSE | L | Annual | Rate | lb/MWh | 0 | 0 | 0 | 0 | 0 | 0 | 0
EPA723 CO2 Rate Limit for NG Cofire - ORIS:50776 | 409 | 8137 | Rate Constraint in lbs/MMBtu | FALSE | L | Annual | Constraint Shadow Price | US2022$/Ton | 0 | 110.7643 | 163.5941 | 116.2678 | 116.7318 | 167.4466 | 180.6824
EPA723 CO2 Rate Limit for NG Cofire - ORIS:50888 | 410 | 8138 | Rate Constraint in lbs/MMBtu | FALSE | L | Annual | Seasons Included | Seasons |  | Winter, Spring, Summer, Fall | Winter, Spring, Summer, Fall | Winter, Spring, Summer, Fall | Winter, Spring, Summer, Fall | Winter, Spring, Summer, Fall | Winter, Spring, Summer, Fall
EPA723 CO2 Rate Limit for NG Cofire - ORIS:50888 | 410 | 8138 | Rate Constraint in lbs/MMBtu | FALSE | L | Annual | Standard CO2 | lb/MMBtu | 179.8311 | 179.8311 | 179.8311 | 179.8311 | 179.8311 | 179.8311 | 179.8311
EPA723 CO2 Rate Limit for NG Cofire - ORIS:50888 | 410 | 8138 | Rate Constraint in lbs/MMBtu | FALSE | L | Annual | Emissions at Affected Plants CO2 | Thousand Tons | 0 | 0 | 0 | 0 | 0 | 0 | 0
EPA723 CO2 Rate Limit for NG Cofire - ORIS:50888 | 410 | 8138 | Rate Constraint in lbs/MMBtu | FALSE | L | Annual | Allowances Purchased CO2 | Thousand Tons | 0 | 0 | 0 | 0 | 0 | 0 | 0
EPA723 CO2 Rate Limit for NG Cofire - ORIS:50888 | 410 | 8138 | Rate Constraint in lbs/MMBtu | FALSE | L | Annual | Allowances Sold CO2 | Thousand Tons | 0 | 0 | 0 | 0 | 0 | 0 | 0
EPA723 CO2 Rate Limit for NG Cofire - ORIS:50888 | 410 | 8138 | Rate Constraint in lbs/MMBtu | FALSE | L | Annual | Allowances Banked | Thousand Tons | 0 | 0 | 0 | 0 | 0 | 0 | 0
EPA723 CO2 Rate Limit for NG Cofire - ORIS:50888 | 410 | 8138 | Rate Constraint in lbs/MMBtu | FALSE | L | Annual | Allowances Withdrawn (1:1) | Thousand Tons | 0 | 0 | 0 | 0 | 0 | 0 | 0
EPA723 CO2 Rate Limit for NG Cofire - ORIS:50888 | 410 | 8138 | Rate Constraint in lbs/MMBtu | FALSE | L | Annual | Allowances Withdrawn (n:1) | Thousand Tons | 0 | 0 | 0 | 0 | 0 | 0 | 0
EPA723 CO2 Rate Limit for NG Cofire - ORIS:50888 | 410 | 8138 | Rate Constraint in lbs/MMBtu | FALSE | L | Annual | Net Emissions Allowance Position | Thousand Tons | 0 | 0 | 0 | 0 | 0 | 0 | 0
EPA723 CO2 Rate Limit for NG Cofire - ORIS:50888 | 410 | 8138 | Rate Constraint in lbs/MMBtu | FALSE | L | Annual | Fuel Consumed | TBtu | 0 | 0 | 0 | 0 | 0 | 0 | 0
EPA723 CO2 Rate Limit for NG Cofire - ORIS:50888 | 410 | 8138 | Rate Constraint in lbs/MMBtu | FALSE | L | Annual | Rate | lb/MMBtu | 0 | 0 | 0 | 0 | 0 | 0 | 0
EPA723 CO2 Rate Limit for NG Cofire - ORIS:50888 | 410 | 8138 | Rate Constraint in lbs/MMBtu | FALSE | L | Annual | Generation | TWh | 0 | 0 | 0 | 0 | 0 | 0 | 0
EPA723 CO2 Rate Limit for NG Cofire - ORIS:50888 | 410 | 8138 | Rate Constraint in lbs/MMBtu | FALSE | L | Annual | Qualifying Generation | TWh | 0 | 0 | 0 | 0 | 0 | 0 | 0
EPA723 CO2 Rate Limit for NG Cofire - ORIS:50888 | 410 | 8138 | Rate Constraint in lbs/MMBtu | FALSE | L | Annual | Rate | lb/MWh | 0 | 0 | 0 | 0 | 0 | 0 | 0
EPA723 CO2 Rate Limit for NG Cofire - ORIS:50888 | 410 | 8138 | Rate Constraint in lbs/MMBtu | FALSE | L | Annual | Constraint Shadow Price | US2022$/Ton | 0 | 132.4543 | 159.7559 | 69.472 | 147.9971 | 251.7098 | 279.5365
EPA723 CO2 Rate Limit for NG Cofire - ORIS:50931 | 411 | 8139 | Rate Constraint in lbs/MMBtu | FALSE | L | Annual | Seasons Included | Seasons |  | Winter, Spring, Summer, Fall | Winter, Spring, Summer, Fall | Winter, Spring, Summer, Fall | Winter, Spring, Summer, Fall | Winter, Spring, Summer, Fall | Winter, Spring, Summer, Fall
EPA723 CO2 Rate Limit for NG Cofire - ORIS:50931 | 411 | 8139 | Rate Constraint in lbs/MMBtu | FALSE | L | Annual | Standard CO2 | lb/MMBtu | 303.8275 | 303.8275 | 303.8275 | 303.8275 | 303.8275 | 303.8275 | 303.8275
EPA723 CO2 Rate Limit for NG Cofire - ORIS:50931 | 411 | 8139 | Rate Constraint in lbs/MMBtu | FALSE | L | Annual | Emissions at Affected Plants CO2 | Thousand Tons | 0 | 243.7862 | 510.367 | 0 | 0 | 0 | 0
EPA723 CO2 Rate Limit for NG Cofire - ORIS:50931 | 411 | 8139 | Rate Constraint in lbs/MMBtu | FALSE | L | Annual | Allowances Purchased CO2 | Thousand Tons | 0 | 0 | 0 | 0 | 0 | 0 | 0
EPA723 CO2 Rate Limit for NG Cofire - ORIS:50931 | 411 | 8139 | Rate Constraint in lbs/MMBtu | FALSE | L | Annual | Allowances Sold CO2 | Thousand Tons | 0 | 0 | 0 | 0 | 0 | 0 | 0
EPA723 CO2 Rate Limit for NG Cofire - ORIS:50931 | 411 | 8139 | Rate Constraint in lbs/MMBtu | FALSE | L | Annual | Allowances Banked | Thousand Tons | 0 | 0 | 0 | 0 | 0 | 0 | 0
EPA723 CO2 Rate Limit for NG Cofire - ORIS:50931 | 411 | 8139 | Rate Constraint in lbs/MMBtu | FALSE | L | Annual | Allowances Withdrawn (1:1) | Thousand Tons | 0 | 0 | 0 | 0 | 0 | 0 | 0
EPA723 CO2 Rate Limit for NG Cofire - ORIS:50931 | 411 | 8139 | Rate Constraint in lbs/MMBtu | FALSE | L | Annual | Allowances Withdrawn (n:1) | Thousand Tons | 0 | 0 | 0 | 0 | 0 | 0 | 0
EPA723 CO2 Rate Limit for NG Cofire - ORIS:50931 | 411 | 8139 | Rate Constraint in lbs/MMBtu | FALSE | L | Annual | Net Emissions Allowance Position | Thousand Tons | 0 | 243.7862 | 510.367 | 0 | 0 | 0 | 0
EPA723 CO2 Rate Limit for NG Cofire - ORIS:50931 | 411 | 8139 | Rate Constraint in lbs/MMBtu | FALSE | L | Annual | Fuel Consumed | TBtu | 0 | 1.6048 | 3.3596 | 0 | 0 | 0 | 0
EPA723 CO2 Rate Limit for NG Cofire - ORIS:50931 | 411 | 8139 | Rate Constraint in lbs/MMBtu | FALSE | L | Annual | Rate | lb/MMBtu | 0 | 303.8275 | 303.8275 | 0 | 0 | 0 | 0
EPA723 CO2 Rate Limit for NG Cofire - ORIS:50931 | 411 | 8139 | Rate Constraint in lbs/MMBtu | FALSE | L | Annual | Generation | TWh | 0 | 0.15206 | 0.31834 | 0 | 0 | 0 | 0
EPA723 CO2 Rate Limit for NG Cofire - ORIS:50931 | 411 | 8139 | Rate Constraint in lbs/MMBtu | FALSE | L | Annual | Qualifying Generation | TWh | 0 | 0.15206 | 0.31834 | 0 | 0 | 0 | 0
EPA723 CO2 Rate Limit for NG Cofire - ORIS:50931 | 411 | 8139 | Rate Constraint in lbs/MMBtu | FALSE | L | Annual | Rate | lb/MWh | 0 | 3206.4403 | 3206.4402 | 0 | 0 | 0 | 0
EPA723 CO2 Rate Limit for NG Cofire - ORIS:50931 | 411 | 8139 | Rate Constraint in lbs/MMBtu | FALSE | L | Annual | Constraint Shadow Price | US2022$/Ton | 0 | 17.3469 | 12.6566 | 78.9778 | 72.0228 | 317.9809 | 109.2212
EPA723 CO2 Rate Limit for NG Cofire - ORIS:50951 | 412 | 8140 | Rate Constraint in lbs/MMBtu | FALSE | L | Annual | Seasons Included | Seasons |  | Winter, Spring, Summer, Fall | Winter, Spring, Summer, Fall | Winter, Spring, Summer, Fall | Winter, Spring, Summer, Fall | Winter, Spring, Summer, Fall | Winter, Spring, Summer, Fall
EPA723 CO2 Rate Limit for NG Cofire - ORIS:50951 | 412 | 8140 | Rate Constraint in lbs/MMBtu | FALSE | L | Annual | Standard CO2 | lb/MMBtu | 172.8007 | 172.8007 | 172.8007 | 172.8007 | 172.8007 | 172.8007 | 172.8007
EPA723 CO2 Rate Limit for NG Cofire - ORIS:50951 | 412 | 8140 | Rate Constraint in lbs/MMBtu | FALSE | L | Annual | Emissions at Affected Plants CO2 | Thousand Tons | 0 | 0 | 0 | 0 | 0 | 0 | 0
EPA723 CO2 Rate Limit for NG Cofire - ORIS:50951 | 412 | 8140 | Rate Constraint in lbs/MMBtu | FALSE | L | Annual | Allowances Purchased CO2 | Thousand Tons | 0 | 0 | 0 | 0 | 0 | 0 | 0
EPA723 CO2 Rate Limit for NG Cofire - ORIS:50951 | 412 | 8140 | Rate Constraint in lbs/MMBtu | FALSE | L | Annual | Allowances Sold CO2 | Thousand Tons | 0 | 0 | 0 | 0 | 0 | 0 | 0
EPA723 CO2 Rate Limit for NG Cofire - ORIS:50951 | 412 | 8140 | Rate Constraint in lbs/MMBtu | FALSE | L | Annual | Allowances Banked | Thousand Tons | 0 | 0 | 0 | 0 | 0 | 0 | 0
EPA723 CO2 Rate Limit for NG Cofire - ORIS:50951 | 412 | 8140 | Rate Constraint in lbs/MMBtu | FALSE | L | Annual | Allowances Withdrawn (1:1) | Thousand Tons | 0 | 0 | 0 | 0 | 0 | 0 | 0
EPA723 CO2 Rate Limit for NG Cofire - ORIS:50951 | 412 | 8140 | Rate Constraint in lbs/MMBtu | FALSE | L | Annual | Allowances Withdrawn (n:1) | Thousand Tons | 0 | 0 | 0 | 0 | 0 | 0 | 0
EPA723 CO2 Rate Limit for NG Cofire - ORIS:50951 | 412 | 8140 | Rate Constraint in lbs/MMBtu | FALSE | L | Annual | Net Emissions Allowance Position | Thousand Tons | 0 | 0 | 0 | 0 | 0 | 0 | 0
EPA723 CO2 Rate Limit for NG Cofire - ORIS:50951 | 412 | 8140 | Rate Constraint in lbs/MMBtu | FALSE | L | Annual | Fuel Consumed | TBtu | 0 | 0 | 0 | 0 | 0 | 0 | 0
EPA723 CO2 Rate Limit for NG Cofire - ORIS:50951 | 412 | 8140 | Rate Constraint in lbs/MMBtu | FALSE | L | Annual | Rate | lb/MMBtu | 0 | 0 | 0 | 0 | 0 | 0 | 0
EPA723 CO2 Rate Limit for NG Cofire - ORIS:50951 | 412 | 8140 | Rate Constraint in lbs/MMBtu | FALSE | L | Annual | Generation | TWh | 0 | 0 | 0 | 0 | 0 | 0 | 0
EPA723 CO2 Rate Limit for NG Cofire - ORIS:50951 | 412 | 8140 | Rate Constraint in lbs/MMBtu | FALSE | L | Annual | Qualifying Generation | TWh | 0 | 0 | 0 | 0 | 0 | 0 | 0
EPA723 CO2 Rate Limit for NG Cofire - ORIS:50951 | 412 | 8140 | Rate Constraint in lbs/MMBtu | FALSE | L | Annual | Rate | lb/MWh | 0 | 0 | 0 | 0 | 0 | 0 | 0
EPA723 CO2 Rate Limit for NG Cofire - ORIS:50951 | 412 | 8140 | Rate Constraint in lbs/MMBtu | FALSE | L | Annual | Constraint Shadow Price | US2022$/Ton | 0 | 47.6689 | 65.6138 | 127.5268 | 140.1633 | 527.4023 | 205.9337
EPA723 CO2 Rate Limit for NG Cofire - ORIS:50974 | 413 | 8141 | Rate Constraint in lbs/MMBtu | FALSE | L | Annual | Seasons Included | Seasons |  | Winter, Spring, Summer, Fall | Winter, Spring, Summer, Fall | Winter, Spring, Summer, Fall | Winter, Spring, Summer, Fall | Winter, Spring, Summer, Fall | Winter, Spring, Summer, Fall
EPA723 CO2 Rate Limit for NG Cofire - ORIS:50974 | 413 | 8141 | Rate Constraint in lbs/MMBtu | FALSE | L | Annual | Standard CO2 | lb/MMBtu | 174.542 | 174.542 | 174.542 | 174.542 | 174.542 | 174.542 | 174.542
EPA723 CO2 Rate Limit for NG Cofire - ORIS:50974 | 413 | 8141 | Rate Constraint in lbs/MMBtu | FALSE | L | Annual | Emissions at Affected Plants CO2 | Thousand Tons | 0 | 0 | 0 | 0 | 0 | 0 | 0
EPA723 CO2 Rate Limit for NG Cofire - ORIS:50974 | 413 | 8141 | Rate Constraint in lbs/MMBtu | FALSE | L | Annual | Allowances Purchased CO2 | Thousand Tons | 0 | 0 | 0 | 0 | 0 | 0 | 0
EPA723 CO2 Rate Limit for NG Cofire - ORIS:50974 | 413 | 8141 | Rate Constraint in lbs/MMBtu | FALSE | L | Annual | Allowances Sold CO2 | Thousand Tons | 0 | 0 | 0 | 0 | 0 | 0 | 0
EPA723 CO2 Rate Limit for NG Cofire - ORIS:50974 | 413 | 8141 | Rate Constraint in lbs/MMBtu | FALSE | L | Annual | Allowances Banked | Thousand Tons | 0 | 0 | 0 | 0 | 0 | 0 | 0
EPA723 CO2 Rate Limit for NG Cofire - ORIS:50974 | 413 | 8141 | Rate Constraint in lbs/MMBtu | FALSE | L | Annual | Allowances Withdrawn (1:1) | Thousand Tons | 0 | 0 | 0 | 0 | 0 | 0 | 0
EPA723 CO2 Rate Limit for NG Cofire - ORIS:50974 | 413 | 8141 | Rate Constraint in lbs/MMBtu | FALSE | L | Annual | Allowances Withdrawn (n:1) | Thousand Tons | 0 | 0 | 0 | 0 | 0 | 0 | 0
EPA723 CO2 Rate Limit for NG Cofire - ORIS:50974 | 413 | 8141 | Rate Constraint in lbs/MMBtu | FALSE | L | Annual | Net Emissions Allowance Position | Thousand Tons | 0 | 0 | 0 | 0 | 0 | 0 | 0
EPA723 CO2 Rate Limit for NG Cofire - ORIS:50974 | 413 | 8141 | Rate Constraint in lbs/MMBtu | FALSE | L | Annual | Fuel Consumed | TBtu | 0 | 0 | 0 | 0 | 0 | 0 | 0
EPA723 CO2 Rate Limit for NG Cofire - ORIS:50974 | 413 | 8141 | Rate Constraint in lbs/MMBtu | FALSE | L | Annual | Rate | lb/MMBtu | 0 | 0 | 0 | 0 | 0 | 0 | 0
EPA723 CO2 Rate Limit for NG Cofire - ORIS:50974 | 413 | 8141 | Rate Constraint in lbs/MMBtu | FALSE | L | Annual | Generation | TWh | 0 | 0 | 0 | 0 | 0 | 0 | 0
EPA723 CO2 Rate Limit for NG Cofire - ORIS:50974 | 413 | 8141 | Rate Constraint in lbs/MMBtu | FALSE | L | Annual | Qualifying Generation | TWh | 0 | 0 | 0 | 0 | 0 | 0 | 0
EPA723 CO2 Rate Limit for NG Cofire - ORIS:50974 | 413 | 8141 | Rate Constraint in lbs/MMBtu | FALSE | L | Annual | Rate | lb/MWh | 0 | 0 | 0 | 0 | 0 | 0 | 0
EPA723 CO2 Rate Limit for NG Cofire - ORIS:50974 | 413 | 8141 | Rate Constraint in lbs/MMBtu | FALSE | L | Annual | Constraint Shadow Price | US2022$/Ton | 0 | 86.2371 | 151.9627 | 100.7776 | 100.4598 | 160.4613 | 176.2609
EPA723 CO2 Rate Limit for NG Cofire - ORIS:54634 | 414 | 8142 | Rate Constraint in lbs/MMBtu | FALSE | L | Annual | Seasons Included | Seasons |  | Winter, Spring, Summer, Fall | Winter, Spring, Summer, Fall | Winter, Spring, Summer, Fall | Winter, Spring, Summer, Fall | Winter, Spring, Summer, Fall | Winter, Spring, Summer, Fall
EPA723 CO2 Rate Limit for NG Cofire - ORIS:54634 | 414 | 8142 | Rate Constraint in lbs/MMBtu | FALSE | L | Annual | Standard CO2 | lb/MMBtu | 183.973 | 183.973 | 183.973 | 183.973 | 183.973 | 183.973 | 183.973
EPA723 CO2 Rate Limit for NG Cofire - ORIS:54634 | 414 | 8142 | Rate Constraint in lbs/MMBtu | FALSE | L | Annual | Emissions at Affected Plants CO2 | Thousand Tons | 0 | 0 | 0 | 0 | 0 | 0 | 0
EPA723 CO2 Rate Limit for NG Cofire - ORIS:54634 | 414 | 8142 | Rate Constraint in lbs/MMBtu | FALSE | L | Annual | Allowances Purchased CO2 | Thousand Tons | 0 | 0 | 0 | 0 | 0 | 0 | 0
EPA723 CO2 Rate Limit for NG Cofire - ORIS:54634 | 414 | 8142 | Rate Constraint in lbs/MMBtu | FALSE | L | Annual | Allowances Sold CO2 | Thousand Tons | 0 | 0 | 0 | 0 | 0 | 0 | 0
EPA723 CO2 Rate Limit for NG Cofire - ORIS:54634 | 414 | 8142 | Rate Constraint in lbs/MMBtu | FALSE | L | Annual | Allowances Banked | Thousand Tons | 0 | 0 | 0 | 0 | 0 | 0 | 0
EPA723 CO2 Rate Limit for NG Cofire - ORIS:54634 | 414 | 8142 | Rate Constraint in lbs/MMBtu | FALSE | L | Annual | Allowances Withdrawn (1:1) | Thousand Tons | 0 | 0 | 0 | 0 | 0 | 0 | 0
EPA723 CO2 Rate Limit for NG Cofire - ORIS:54634 | 414 | 8142 | Rate Constraint in lbs/MMBtu | FALSE | L | Annual | Allowances Withdrawn (n:1) | Thousand Tons | 0 | 0 | 0 | 0 | 0 | 0 | 0
EPA723 CO2 Rate Limit for NG Cofire - ORIS:54634 | 414 | 8142 | Rate Constraint in lbs/MMBtu | FALSE | L | Annual | Net Emissions Allowance Position | Thousand Tons | 0 | 0 | 0 | 0 | 0 | 0 | 0
EPA723 CO2 Rate Limit for NG Cofire - ORIS:54634 | 414 | 8142 | Rate Constraint in lbs/MMBtu | FALSE | L | Annual | Fuel Consumed | TBtu | 0 | 0 | 0 | 0 | 0 | 0 | 0
EPA723 CO2 Rate Limit for NG Cofire - ORIS:54634 | 414 | 8142 | Rate Constraint in lbs/MMBtu | FALSE | L | Annual | Rate | lb/MMBtu | 0 | 0 | 0 | 0 | 0 | 0 | 0
EPA723 CO2 Rate Limit for NG Cofire - ORIS:54634 | 414 | 8142 | Rate Constraint in lbs/MMBtu | FALSE | L | Annual | Generation | TWh | 0 | 0 | 0 | 0 | 0 | 0 | 0
EPA723 CO2 Rate Limit for NG Cofire - ORIS:54634 | 414 | 8142 | Rate Constraint in lbs/MMBtu | FALSE | L | Annual | Qualifying Generation | TWh | 0 | 0 | 0 | 0 | 0 | 0 | 0
EPA723 CO2 Rate Limit for NG Cofire - ORIS:54634 | 414 | 8142 | Rate Constraint in lbs/MMBtu | FALSE | L | Annual | Rate | lb/MWh | 0 | 0 | 0 | 0 | 0 | 0 | 0
EPA723 CO2 Rate Limit for NG Cofire - ORIS:54634 | 414 | 8142 | Rate Constraint in lbs/MMBtu | FALSE | L | Annual | Constraint Shadow Price | US2022$/Ton | 0 | 36.2442 | 50.5838 | 106.4358 | 106.8529 | 152.462 | 168.1356
EPA723 CO2 Rate Limit for NG Cofire - ORIS:55076 | 415 | 8143 | Rate Constraint in lbs/MMBtu | FALSE | L | Annual | Seasons Included | Seasons |  | Winter, Spring, Summer, Fall | Winter, Spring, Summer, Fall | Winter, Spring, Summer, Fall | Winter, Spring, Summer, Fall | Winter, Spring, Summer, Fall | Winter, Spring, Summer, Fall
EPA723 CO2 Rate Limit for NG Cofire - ORIS:55076 | 415 | 8143 | Rate Constraint in lbs/MMBtu | FALSE | L | Annual | Standard CO2 | lb/MMBtu | 177.572 | 177.572 | 177.572 | 177.572 | 177.572 | 177.572 | 177.572
EPA723 CO2 Rate Limit for NG Cofire - ORIS:55076 | 415 | 8143 | Rate Constraint in lbs/MMBtu | FALSE | L | Annual | Emissions at Affected Plants CO2 | Thousand Tons | 0 | 0 | 0 | 0 | 0 | 0 | 0
EPA723 CO2 Rate Limit for NG Cofire - ORIS:55076 | 415 | 8143 | Rate Constraint in lbs/MMBtu | FALSE | L | Annual | Allowances Purchased CO2 | Thousand Tons | 0 | 0 | 0 | 0 | 0 | 0 | 0
EPA723 CO2 Rate Limit for NG Cofire - ORIS:55076 | 415 | 8143 | Rate Constraint in lbs/MMBtu | FALSE | L | Annual | Allowances Sold CO2 | Thousand Tons | 0 | 0 | 0 | 0 | 0 | 0 | 0
EPA723 CO2 Rate Limit for NG Cofire - ORIS:55076 | 415 | 8143 | Rate Constraint in lbs/MMBtu | FALSE | L | Annual | Allowances Banked | Thousand Tons | 0 | 0 | 0 | 0 | 0 | 0 | 0
EPA723 CO2 Rate Limit for NG Cofire - ORIS:55076 | 415 | 8143 | Rate Constraint in lbs/MMBtu | FALSE | L | Annual | Allowances Withdrawn (1:1) | Thousand Tons | 0 | 0 | 0 | 0 | 0 | 0 | 0
EPA723 CO2 Rate Limit for NG Cofire - ORIS:55076 | 415 | 8143 | Rate Constraint in lbs/MMBtu | FALSE | L | Annual | Allowances Withdrawn (n:1) | Thousand Tons | 0 | 0 | 0 | 0 | 0 | 0 | 0
EPA723 CO2 Rate Limit for NG Cofire - ORIS:55076 | 415 | 8143 | Rate Constraint in lbs/MMBtu | FALSE | L | Annual | Net Emissions Allowance Position | Thousand Tons | 0 | 0 | 0 | 0 | 0 | 0 | 0
EPA723 CO2 Rate Limit for NG Cofire - ORIS:55076 | 415 | 8143 | Rate Constraint in lbs/MMBtu | FALSE | L | Annual | Fuel Consumed | TBtu | 0 | 0 | 0 | 0 | 0 | 0 | 0
EPA723 CO2 Rate Limit for NG Cofire - ORIS:55076 | 415 | 8143 | Rate Constraint in lbs/MMBtu | FALSE | L | Annual | Rate | lb/MMBtu | 0 | 0 | 0 | 0 | 0 | 0 | 0
EPA723 CO2 Rate Limit for NG Cofire - ORIS:55076 | 415 | 8143 | Rate Constraint in lbs/MMBtu | FALSE | L | Annual | Generation | TWh | 0 | 0 | 0 | 0 | 0 | 0 | 0
EPA723 CO2 Rate Limit for NG Cofire - ORIS:55076 | 415 | 8143 | Rate Constraint in lbs/MMBtu | FALSE | L | Annual | Qualifying Generation | TWh | 0 | 0 | 0 | 0 | 0 | 0 | 0
EPA723 CO2 Rate Limit for NG Cofire - ORIS:55076 | 415 | 8143 | Rate Constraint in lbs/MMBtu | FALSE | L | Annual | Rate | lb/MWh | 0 | 0 | 0 | 0 | 0 | 0 | 0
EPA723 CO2 Rate Limit for NG Cofire - ORIS:55076 | 415 | 8143 | Rate Constraint in lbs/MMBtu | FALSE | L | Annual | Constraint Shadow Price | US2022$/Ton | 0 | 19.6007 | 20.6001 | 16.1164 | 0 | 28.4433 | 47.7644
EPA723 CO2 Rate Limit for NG Cofire - ORIS:55479 | 416 | 8144 | Rate Constraint in lbs/MMBtu | FALSE | L | Annual | Seasons Included | Seasons |  | Winter, Spring, Summer, Fall | Winter, Spring, Summer, Fall | Winter, Spring, Summer, Fall | Winter, Spring, Summer, Fall | Winter, Spring, Summer, Fall | Winter, Spring, Summer, Fall
EPA723 CO2 Rate Limit for NG Cofire - ORIS:55479 | 416 | 8144 | Rate Constraint in lbs/MMBtu | FALSE | L | Annual | Standard CO2 | lb/MMBtu | 175.772 | 175.772 | 175.772 | 175.772 | 175.772 | 175.772 | 175.772
EPA723 CO2 Rate Limit for NG Cofire - ORIS:55479 | 416 | 8144 | Rate Constraint in lbs/MMBtu | FALSE | L | Annual | Emissions at Affected Plants CO2 | Thousand Tons | 0 | 0 | 0 | 0 | 0 | 0 | 0
EPA723 CO2 Rate Limit for NG Cofire - ORIS:55479 | 416 | 8144 | Rate Constraint in lbs/MMBtu | FALSE | L | Annual | Allowances Purchased CO2 | Thousand Tons | 0 | 0 | 0 | 0 | 0 | 0 | 0
EPA723 CO2 Rate Limit for NG Cofire - ORIS:55479 | 416 | 8144 | Rate Constraint in lbs/MMBtu | FALSE | L | Annual | Allowances Sold CO2 | Thousand Tons | 0 | 0 | 0 | 0 | 0 | 0 | 0
EPA723 CO2 Rate Limit for NG Cofire - ORIS:55479 | 416 | 8144 | Rate Constraint in lbs/MMBtu | FALSE | L | Annual | Allowances Banked | Thousand Tons | 0 | 0 | 0 | 0 | 0 | 0 | 0
EPA723 CO2 Rate Limit for NG Cofire - ORIS:55479 | 416 | 8144 | Rate Constraint in lbs/MMBtu | FALSE | L | Annual | Allowances Withdrawn (1:1) | Thousand Tons | 0 | 0 | 0 | 0 | 0 | 0 | 0
EPA723 CO2 Rate Limit for NG Cofire - ORIS:55479 | 416 | 8144 | Rate Constraint in lbs/MMBtu | FALSE | L | Annual | Allowances Withdrawn (n:1) | Thousand Tons | 0 | 0 | 0 | 0 | 0 | 0 | 0
EPA723 CO2 Rate Limit for NG Cofire - ORIS:55479 | 416 | 8144 | Rate Constraint in lbs/MMBtu | FALSE | L | Annual | Net Emissions Allowance Position | Thousand Tons | 0 | 0 | 0 | 0 | 0 | 0 | 0
EPA723 CO2 Rate Limit for NG Cofire - ORIS:55479 | 416 | 8144 | Rate Constraint in lbs/MMBtu | FALSE | L | Annual | Fuel Consumed | TBtu | 0 | 0 | 0 | 0 | 0 | 0 | 0
EPA723 CO2 Rate Limit for NG Cofire - ORIS:55479 | 416 | 8144 | Rate Constraint in lbs/MMBtu | FALSE | L | Annual | Rate | lb/MMBtu | 0 | 0 | 0 | 0 | 0 | 0 | 0
EPA723 CO2 Rate Limit for NG Cofire - ORIS:55479 | 416 | 8144 | Rate Constraint in lbs/MMBtu | FALSE | L | Annual | Generation | TWh | 0 | 0 | 0 | 0 | 0 | 0 | 0
EPA723 CO2 Rate Limit for NG Cofire - ORIS:55479 | 416 | 8144 | Rate Constraint in lbs/MMBtu | FALSE | L | Annual | Qualifying Generation | TWh | 0 | 0 | 0 | 0 | 0 | 0 | 0
EPA723 CO2 Rate Limit for NG Cofire - ORIS:55479 | 416 | 8144 | Rate Constraint in lbs/MMBtu | FALSE | L | Annual | Rate | lb/MWh | 0 | 0 | 0 | 0 | 0 | 0 | 0
EPA723 CO2 Rate Limit for NG Cofire - ORIS:55479 | 416 | 8144 | Rate Constraint in lbs/MMBtu | FALSE | L | Annual | Constraint Shadow Price | US2022$/Ton | 0 | 52.2654 | 56.634 | 91.6151 | 110.8516 | 516.7698 | 189.9862
EPA723 CO2 Rate Limit for NG Cofire - ORIS:55749 | 417 | 8145 | Rate Constraint in lbs/MMBtu | FALSE | L | Annual | Seasons Included | Seasons |  | Winter, Spring, Summer, Fall | Winter, Spring, Summer, Fall | Winter, Spring, Summer, Fall | Winter, Spring, Summer, Fall | Winter, Spring, Summer, Fall | Winter, Spring, Summer, Fall
EPA723 CO2 Rate Limit for NG Cofire - ORIS:55749 | 417 | 8145 | Rate Constraint in lbs/MMBtu | FALSE | L | Annual | Standard CO2 | lb/MMBtu | 176.252 | 176.252 | 176.252 | 176.252 | 176.252 | 176.252 | 176.252
EPA723 CO2 Rate Limit for NG Cofire - ORIS:55749 | 417 | 8145 | Rate Constraint in lbs/MMBtu | FALSE | L | Annual | Emissions at Affected Plants CO2 | Thousand Tons | 0 | 0 | 0 | 0 | 0 | 0 | 0
EPA723 CO2 Rate Limit for NG Cofire - ORIS:55749 | 417 | 8145 | Rate Constraint in lbs/MMBtu | FALSE | L | Annual | Allowances Purchased CO2 | Thousand Tons | 0 | 0 | 0 | 0 | 0 | 0 | 0
EPA723 CO2 Rate Limit for NG Cofire - ORIS:55749 | 417 | 8145 | Rate Constraint in lbs/MMBtu | FALSE | L | Annual | Allowances Sold CO2 | Thousand Tons | 0 | 0 | 0 | 0 | 0 | 0 | 0
EPA723 CO2 Rate Limit for NG Cofire - ORIS:55749 | 417 | 8145 | Rate Constraint in lbs/MMBtu | FALSE | L | Annual | Allowances Banked | Thousand Tons | 0 | 0 | 0 | 0 | 0 | 0 | 0
EPA723 CO2 Rate Limit for NG Cofire - ORIS:55749 | 417 | 8145 | Rate Constraint in lbs/MMBtu | FALSE | L | Annual | Allowances Withdrawn (1:1) | Thousand Tons | 0 | 0 | 0 | 0 | 0 | 0 | 0
EPA723 CO2 Rate Limit for NG Cofire - ORIS:55749 | 417 | 8145 | Rate Constraint in lbs/MMBtu | FALSE | L | Annual | Allowances Withdrawn (n:1) | Thousand Tons | 0 | 0 | 0 | 0 | 0 | 0 | 0
EPA723 CO2 Rate Limit for NG Cofire - ORIS:55749 | 417 | 8145 | Rate Constraint in lbs/MMBtu | FALSE | L | Annual | Net Emissions Allowance Position | Thousand Tons | 0 | 0 | 0 | 0 | 0 | 0 | 0
EPA723 CO2 Rate Limit for NG Cofire - ORIS:55749 | 417 | 8145 | Rate Constraint in lbs/MMBtu | FALSE | L | Annual | Fuel Consumed | TBtu | 0 | 0 | 0 | 0 | 0 | 0 | 0
EPA723 CO2 Rate Limit for NG Cofire - ORIS:55749 | 417 | 8145 | Rate Constraint in lbs/MMBtu | FALSE | L | Annual | Rate | lb/MMBtu | 0 | 0 | 0 | 0 | 0 | 0 | 0
EPA723 CO2 Rate Limit for NG Cofire - ORIS:55749 | 417 | 8145 | Rate Constraint in lbs/MMBtu | FALSE | L | Annual | Generation | TWh | 0 | 0 | 0 | 0 | 0 | 0 | 0
EPA723 CO2 Rate Limit for NG Cofire - ORIS:55749 | 417 | 8145 | Rate Constraint in lbs/MMBtu | FALSE | L | Annual | Qualifying Generation | TWh | 0 | 0 | 0 | 0 | 0 | 0 | 0
EPA723 CO2 Rate Limit for NG Cofire - ORIS:55749 | 417 | 8145 | Rate Constraint in lbs/MMBtu | FALSE | L | Annual | Rate | lb/MWh | 0 | 0 | 0 | 0 | 0 | 0 | 0
EPA723 CO2 Rate Limit for NG Cofire - ORIS:55749 | 417 | 8145 | Rate Constraint in lbs/MMBtu | FALSE | L | Annual | Constraint Shadow Price | US2022$/Ton | 0 | 30.1428 | 56.4689 | 10.2024 | 7.8479 | 21.4125 | 56.9189
EPA723 CO2 Rate Limit for NG Cofire - ORIS:55856 | 418 | 8146 | Rate Constraint in lbs/MMBtu | FALSE | L | Annual | Seasons Included | Seasons |  | Winter, Spring, Summer, Fall | Winter, Spring, Summer, Fall | Winter, Spring, Summer, Fall | Winter, Spring, Summer, Fall | Winter, Spring, Summer, Fall | Winter, Spring, Summer, Fall
EPA723 CO2 Rate Limit for NG Cofire - ORIS:55856 | 418 | 8146 | Rate Constraint in lbs/MMBtu | FALSE | L | Annual | Standard CO2 | lb/MMBtu | 170.1894 | 170.1894 | 170.1894 | 170.1894 | 170.1894 | 170.1894 | 170.1894
EPA723 CO2 Rate Limit for NG Cofire - ORIS:55856 | 418 | 8146 | Rate Constraint in lbs/MMBtu | FALSE | L | Annual | Emissions at Affected Plants CO2 | Thousand Tons | 0 | 0 | 0 | 0 | 0 | 0 | 0
EPA723 CO2 Rate Limit for NG Cofire - ORIS:55856 | 418 | 8146 | Rate Constraint in lbs/MMBtu | FALSE | L | Annual | Allowances Purchased CO2 | Thousand Tons | 0 | 0 | 0 | 0 | 0 | 0 | 0
EPA723 CO2 Rate Limit for NG Cofire - ORIS:55856 | 418 | 8146 | Rate Constraint in lbs/MMBtu | FALSE | L | Annual | Allowances Sold CO2 | Thousand Tons | 0 | 0 | 0 | 0 | 0 | 0 | 0
EPA723 CO2 Rate Limit for NG Cofire - ORIS:55856 | 418 | 8146 | Rate Constraint in lbs/MMBtu | FALSE | L | Annual | Allowances Banked | Thousand Tons | 0 | 0 | 0 | 0 | 0 | 0 | 0
EPA723 CO2 Rate Limit for NG Cofire - ORIS:55856 | 418 | 8146 | Rate Constraint in lbs/MMBtu | FALSE | L | Annual | Allowances Withdrawn (1:1) | Thousand Tons | 0 | 0 | 0 | 0 | 0 | 0 | 0
EPA723 CO2 Rate Limit for NG Cofire - ORIS:55856 | 418 | 8146 | Rate Constraint in lbs/MMBtu | FALSE | L | Annual | Allowances Withdrawn (n:1) | Thousand Tons | 0 | 0 | 0 | 0 | 0 | 0 | 0
EPA723 CO2 Rate Limit for NG Cofire - ORIS:55856 | 418 | 8146 | Rate Constraint in lbs/MMBtu | FALSE | L | Annual | Net Emissions Allowance Position | Thousand Tons | 0 | 0 | 0 | 0 | 0 | 0 | 0
EPA723 CO2 Rate Limit for NG Cofire - ORIS:55856 | 418 | 8146 | Rate Constraint in lbs/MMBtu | FALSE | L | Annual | Fuel Consumed | TBtu | 0 | 0 | 0 | 0 | 0 | 0 | 0
EPA723 CO2 Rate Limit for NG Cofire - ORIS:55856 | 418 | 8146 | Rate Constraint in lbs/MMBtu | FALSE | L | Annual | Rate | lb/MMBtu | 0 | 0 | 0 | 0 | 0 | 0 | 0
EPA723 CO2 Rate Limit for NG Cofire - ORIS:55856 | 418 | 8146 | Rate Constraint in lbs/MMBtu | FALSE | L | Annual | Generation | TWh | 0 | 0 | 0 | 0 | 0 | 0 | 0
EPA723 CO2 Rate Limit for NG Cofire - ORIS:55856 | 418 | 8146 | Rate Constraint in lbs/MMBtu | FALSE | L | Annual | Qualifying Generation | TWh | 0 | 0 | 0 | 0 | 0 | 0 | 0
EPA723 CO2 Rate Limit for NG Cofire - ORIS:55856 | 418 | 8146 | Rate Constraint in lbs/MMBtu | FALSE | L | Annual | Rate | lb/MWh | 0 | 0 | 0 | 0 | 0 | 0 | 0
EPA723 CO2 Rate Limit for NG Cofire - ORIS:55856 | 418 | 8146 | Rate Constraint in lbs/MMBtu | FALSE | L | Annual | Constraint Shadow Price | US2022$/Ton | 0 | 46.2161 | 45.851 | 32.8255 | 69.1859 | 95.6897 | 133.2468
EPA723 CO2 Rate Limit for NG Cofire - ORIS:56068 | 419 | 8147 | Rate Constraint in lbs/MMBtu | FALSE | L | Annual | Seasons Included | Seasons |  | Winter, Spring, Summer, Fall | Winter, Spring, Summer, Fall | Winter, Spring, Summer, Fall | Winter, Spring, Summer, Fall | Winter, Spring, Summer, Fall | Winter, Spring, Summer, Fall
EPA723 CO2 Rate Limit for NG Cofire - ORIS:56068 | 419 | 8147 | Rate Constraint in lbs/MMBtu | FALSE | L | Annual | Standard CO2 | lb/MMBtu | 182.0636 | 182.0636 | 182.0636 | 182.0636 | 182.0636 | 182.0636 | 182.0636
EPA723 CO2 Rate Limit for NG Cofire - ORIS:56068 | 419 | 8147 | Rate Constraint in lbs/MMBtu | FALSE | L | Annual | Emissions at Affected Plants CO2 | Thousand Tons | 0 | 0 | 0 | 0 | 0 | 0 | 0
EPA723 CO2 Rate Limit for NG Cofire - ORIS:56068 | 419 | 8147 | Rate Constraint in lbs/MMBtu | FALSE | L | Annual | Allowances Purchased CO2 | Thousand Tons | 0 | 0 | 0 | 0 | 0 | 0 | 0
EPA723 CO2 Rate Limit for NG Cofire - ORIS:56068 | 419 | 8147 | Rate Constraint in lbs/MMBtu | FALSE | L | Annual | Allowances Sold CO2 | Thousand Tons | 0 | 0 | 0 | 0 | 0 | 0 | 0
EPA723 CO2 Rate Limit for NG Cofire - ORIS:56068 | 419 | 8147 | Rate Constraint in lbs/MMBtu | FALSE | L | Annual | Allowances Banked | Thousand Tons | 0 | 0 | 0 | 0 | 0 | 0 | 0
EPA723 CO2 Rate Limit for NG Cofire - ORIS:56068 | 419 | 8147 | Rate Constraint in lbs/MMBtu | FALSE | L | Annual | Allowances Withdrawn (1:1) | Thousand Tons | 0 | 0 | 0 | 0 | 0 | 0 | 0
EPA723 CO2 Rate Limit for NG Cofire - ORIS:56068 | 419 | 8147 | Rate Constraint in lbs/MMBtu | FALSE | L | Annual | Allowances Withdrawn (n:1) | Thousand Tons | 0 | 0 | 0 | 0 | 0 | 0 | 0
EPA723 CO2 Rate Limit for NG Cofire - ORIS:56068 | 419 | 8147 | Rate Constraint in lbs/MMBtu | FALSE | L | Annual | Net Emissions Allowance Position | Thousand Tons | 0 | 0 | 0 | 0 | 0 | 0 | 0
EPA723 CO2 Rate Limit for NG Cofire - ORIS:56068 | 419 | 8147 | Rate Constraint in lbs/MMBtu | FALSE | L | Annual | Fuel Consumed | TBtu | 0 | 0 | 0 | 0 | 0 | 0 | 0
EPA723 CO2 Rate Limit for NG Cofire - ORIS:56068 | 419 | 8147 | Rate Constraint in lbs/MMBtu | FALSE | L | Annual | Rate | lb/MMBtu | 0 | 0 | 0 | 0 | 0 | 0 | 0
EPA723 CO2 Rate Limit for NG Cofire - ORIS:56068 | 419 | 8147 | Rate Constraint in lbs/MMBtu | FALSE | L | Annual | Generation | TWh | 0 | 0 | 0 | 0 | 0 | 0 | 0
EPA723 CO2 Rate Limit for NG Cofire - ORIS:56068 | 419 | 8147 | Rate Constraint in lbs/MMBtu | FALSE | L | Annual | Qualifying Generation | TWh | 0 | 0 | 0 | 0 | 0 | 0 | 0
EPA723 CO2 Rate Limit for NG Cofire - ORIS:56068 | 419 | 8147 | Rate Constraint in lbs/MMBtu | FALSE | L | Annual | Rate | lb/MWh | 0 | 0 | 0 | 0 | 0 | 0 | 0
EPA723 CO2 Rate Limit for NG Cofire - ORIS:56068 | 419 | 8147 | Rate Constraint in lbs/MMBtu | FALSE | L | Annual | Constraint Shadow Price | US2022$/Ton | 0 | 39.1712 | 29.1715 | 44.6822 | 86.1209 | 142.44 | 139.2601
EPA723 CO2 Rate Limit for NG Cofire - ORIS:56319 | 420 | 8148 | Rate Constraint in lbs/MMBtu | FALSE | L | Annual | Seasons Included | Seasons |  | Winter, Spring, Summer, Fall | Winter, Spring, Summer, Fall | Winter, Spring, Summer, Fall | Winter, Spring, Summer, Fall | Winter, Spring, Summer, Fall | Winter, Spring, Summer, Fall
EPA723 CO2 Rate Limit for NG Cofire - ORIS:56319 | 420 | 8148 | Rate Constraint in lbs/MMBtu | FALSE | L | Annual | Standard CO2 | lb/MMBtu | 175.772 | 175.772 | 175.772 | 175.772 | 175.772 | 175.772 | 175.772
EPA723 CO2 Rate Limit for NG Cofire - ORIS:56319 | 420 | 8148 | Rate Constraint in lbs/MMBtu | FALSE | L | Annual | Emissions at Affected Plants CO2 | Thousand Tons | 0 | 0 | 0 | 0 | 0 | 0 | 0
EPA723 CO2 Rate Limit for NG Cofire - ORIS:56319 | 420 | 8148 | Rate Constraint in lbs/MMBtu | FALSE | L | Annual | Allowances Purchased CO2 | Thousand Tons | 0 | 0 | 0 | 0 | 0 | 0 | 0
EPA723 CO2 Rate Limit for NG Cofire - ORIS:56319 | 420 | 8148 | Rate Constraint in lbs/MMBtu | FALSE | L | Annual | Allowances Sold CO2 | Thousand Tons | 0 | 0 | 0 | 0 | 0 | 0 | 0
EPA723 CO2 Rate Limit for NG Cofire - ORIS:56319 | 420 | 8148 | Rate Constraint in lbs/MMBtu | FALSE | L | Annual | Allowances Banked | Thousand Tons | 0 | 0 | 0 | 0 | 0 | 0 | 0
EPA723 CO2 Rate Limit for NG Cofire - ORIS:56319 | 420 | 8148 | Rate Constraint in lbs/MMBtu | FALSE | L | Annual | Allowances Withdrawn (1:1) | Thousand Tons | 0 | 0 | 0 | 0 | 0 | 0 | 0
EPA723 CO2 Rate Limit for NG Cofire - ORIS:56319 | 420 | 8148 | Rate Constraint in lbs/MMBtu | FALSE | L | Annual | Allowances Withdrawn (n:1) | Thousand Tons | 0 | 0 | 0 | 0 | 0 | 0 | 0
EPA723 CO2 Rate Limit for NG Cofire - ORIS:56319 | 420 | 8148 | Rate Constraint in lbs/MMBtu | FALSE | L | Annual | Net Emissions Allowance Position | Thousand Tons | 0 | 0 | 0 | 0 | 0 | 0 | 0
EPA723 CO2 Rate Limit for NG Cofire - ORIS:56319 | 420 | 8148 | Rate Constraint in lbs/MMBtu | FALSE | L | Annual | Fuel Consumed | TBtu | 0 | 0 | 0 | 0 | 0 | 0 | 0
EPA723 CO2 Rate Limit for NG Cofire - ORIS:56319 | 420 | 8148 | Rate Constraint in lbs/MMBtu | FALSE | L | Annual | Rate | lb/MMBtu | 0 | 0 | 0 | 0 | 0 | 0 | 0
EPA723 CO2 Rate Limit for NG Cofire - ORIS:56319 | 420 | 8148 | Rate Constraint in lbs/MMBtu | FALSE | L | Annual | Generation | TWh | 0 | 0 | 0 | 0 | 0 | 0 | 0
EPA723 CO2 Rate Limit for NG Cofire - ORIS:56319 | 420 | 8148 | Rate Constraint in lbs/MMBtu | FALSE | L | Annual | Qualifying Generation | TWh | 0 | 0 | 0 | 0 | 0 | 0 | 0
EPA723 CO2 Rate Limit for NG Cofire - ORIS:56319 | 420 | 8148 | Rate Constraint in lbs/MMBtu | FALSE | L | Annual | Rate | lb/MWh | 0 | 0 | 0 | 0 | 0 | 0 | 0
EPA723 CO2 Rate Limit for NG Cofire - ORIS:56319 | 420 | 8148 | Rate Constraint in lbs/MMBtu | FALSE | L | Annual | Constraint Shadow Price | US2022$/Ton | 0 | 47.4288 | 50.5256 | 95.3967 | 109.7399 | 510.8075 | 187.9287
EPA723 CO2 Rate Limit for NG Cofire - ORIS:56456 | 421 | 8149 | Rate Constraint in lbs/MMBtu | FALSE | L | Annual | Seasons Included | Seasons |  | Winter, Spring, Summer, Fall | Winter, Spring, Summer, Fall | Winter, Spring, Summer, Fall | Winter, Spring, Summer, Fall | Winter, Spring, Summer, Fall | Winter, Spring, Summer, Fall
EPA723 CO2 Rate Limit for NG Cofire - ORIS:56456 | 421 | 8149 | Rate Constraint in lbs/MMBtu | FALSE | L | Annual | Standard CO2 | lb/MMBtu | 175.772 | 175.772 | 175.772 | 175.772 | 175.772 | 175.772 | 175.772
EPA723 CO2 Rate Limit for NG Cofire - ORIS:56456 | 421 | 8149 | Rate Constraint in lbs/MMBtu | FALSE | L | Annual | Emissions at Affected Plants CO2 | Thousand Tons | 0 | 0 | 0 | 0 | 0 | 0 | 0
EPA723 CO2 Rate Limit for NG Cofire - ORIS:56456 | 421 | 8149 | Rate Constraint in lbs/MMBtu | FALSE | L | Annual | Allowances Purchased CO2 | Thousand Tons | 0 | 0 | 0 | 0 | 0 | 0 | 0
EPA723 CO2 Rate Limit for NG Cofire - ORIS:56456 | 421 | 8149 | Rate Constraint in lbs/MMBtu | FALSE | L | Annual | Allowances Sold CO2 | Thousand Tons | 0 | 0 | 0 | 0 | 0 | 0 | 0
EPA723 CO2 Rate Limit for NG Cofire - ORIS:56456 | 421 | 8149 | Rate Constraint in lbs/MMBtu | FALSE | L | Annual | Allowances Banked | Thousand Tons | 0 | 0 | 0 | 0 | 0 | 0 | 0
EPA723 CO2 Rate Limit for NG Cofire - ORIS:56456 | 421 | 8149 | Rate Constraint in lbs/MMBtu | FALSE | L | Annual | Allowances Withdrawn (1:1) | Thousand Tons | 0 | 0 | 0 | 0 | 0 | 0 | 0
EPA723 CO2 Rate Limit for NG Cofire - ORIS:56456 | 421 | 8149 | Rate Constraint in lbs/MMBtu | FALSE | L | Annual | Allowances Withdrawn (n:1) | Thousand Tons | 0 | 0 | 0 | 0 | 0 | 0 | 0
EPA723 CO2 Rate Limit for NG Cofire - ORIS:56456 | 421 | 8149 | Rate Constraint in lbs/MMBtu | FALSE | L | Annual | Net Emissions Allowance Position | Thousand Tons | 0 | 0 | 0 | 0 | 0 | 0 | 0
EPA723 CO2 Rate Limit for NG Cofire - ORIS:56456 | 421 | 8149 | Rate Constraint in lbs/MMBtu | FALSE | L | Annual | Fuel Consumed | TBtu | 0 | 0 | 0 | 0 | 0 | 0 | 0
EPA723 CO2 Rate Limit for NG Cofire - ORIS:56456 | 421 | 8149 | Rate Constraint in lbs/MMBtu | FALSE | L | Annual | Rate | lb/MMBtu | 0 | 0 | 0 | 0 | 0 | 0 | 0
EPA723 CO2 Rate Limit for NG Cofire - ORIS:56456 | 421 | 8149 | Rate Constraint in lbs/MMBtu | FALSE | L | Annual | Generation | TWh | 0 | 0 | 0 | 0 | 0 | 0 | 0
EPA723 CO2 Rate Limit for NG Cofire - ORIS:56456 | 421 | 8149 | Rate Constraint in lbs/MMBtu | FALSE | L | Annual | Qualifying Generation | TWh | 0 | 0 | 0 | 0 | 0 | 0 | 0
EPA723 CO2 Rate Limit for NG Cofire - ORIS:56456 | 421 | 8149 | Rate Constraint in lbs/MMBtu | FALSE | L | Annual | Rate | lb/MWh | 0 | 0 | 0 | 0 | 0 | 0 | 0
EPA723 CO2 Rate Limit for NG Cofire - ORIS:56456 | 421 | 8149 | Rate Constraint in lbs/MMBtu | FALSE | L | Annual | Constraint Shadow Price | US2022$/Ton | 0 | 40.4185 | 29.9773 | 45.9091 | 62.372 | 113.841 | 138.6882
EPA723 CO2 Rate Limit for NG Cofire - ORIS:56564 | 422 | 8150 | Rate Constraint in lbs/MMBtu | FALSE | L | Annual | Seasons Included | Seasons |  | Winter, Spring, Summer, Fall | Winter, Spring, Summer, Fall | Winter, Spring, Summer, Fall | Winter, Spring, Summer, Fall | Winter, Spring, Summer, Fall | Winter, Spring, Summer, Fall
EPA723 CO2 Rate Limit for NG Cofire - ORIS:56564 | 422 | 8150 | Rate Constraint in lbs/MMBtu | FALSE | L | Annual | Standard CO2 | lb/MMBtu | 175.772 | 175.772 | 175.772 | 175.772 | 175.772 | 175.772 | 175.772
EPA723 CO2 Rate Limit for NG Cofire - ORIS:56564 | 422 | 8150 | Rate Constraint in lbs/MMBtu | FALSE | L | Annual | Emissions at Affected Plants CO2 | Thousand Tons | 0 | 0 | 0 | 0 | 0 | 0 | 0
EPA723 CO2 Rate Limit for NG Cofire - ORIS:56564 | 422 | 8150 | Rate Constraint in lbs/MMBtu | FALSE | L | Annual | Allowances Purchased CO2 | Thousand Tons | 0 | 0 | 0 | 0 | 0 | 0 | 0
EPA723 CO2 Rate Limit for NG Cofire - ORIS:56564 | 422 | 8150 | Rate Constraint in lbs/MMBtu | FALSE | L | Annual | Allowances Sold CO2 | Thousand Tons | 0 | 0 | 0 | 0 | 0 | 0 | 0
EPA723 CO2 Rate Limit for NG Cofire - ORIS:56564 | 422 | 8150 | Rate Constraint in lbs/MMBtu | FALSE | L | Annual | Allowances Banked | Thousand Tons | 0 | 0 | 0 | 0 | 0 | 0 | 0
EPA723 CO2 Rate Limit for NG Cofire - ORIS:56564 | 422 | 8150 | Rate Constraint in lbs/MMBtu | FALSE | L | Annual | Allowances Withdrawn (1:1) | Thousand Tons | 0 | 0 | 0 | 0 | 0 | 0 | 0
EPA723 CO2 Rate Limit for NG Cofire - ORIS:56564 | 422 | 8150 | Rate Constraint in lbs/MMBtu | FALSE | L | Annual | Allowances Withdrawn (n:1) | Thousand Tons | 0 | 0 | 0 | 0 | 0 | 0 | 0
EPA723 CO2 Rate Limit for NG Cofire - ORIS:56564 | 422 | 8150 | Rate Constraint in lbs/MMBtu | FALSE | L | Annual | Net Emissions Allowance Position | Thousand Tons | 0 | 0 | 0 | 0 | 0 | 0 | 0
EPA723 CO2 Rate Limit for NG Cofire - ORIS:56564 | 422 | 8150 | Rate Constraint in lbs/MMBtu | FALSE | L | Annual | Fuel Consumed | TBtu | 0 | 0 | 0 | 0 | 0 | 0 | 0
EPA723 CO2 Rate Limit for NG Cofire - ORIS:56564 | 422 | 8150 | Rate Constraint in lbs/MMBtu | FALSE | L | Annual | Rate | lb/MMBtu | 0 | 0 | 0 | 0 | 0 | 0 | 0
EPA723 CO2 Rate Limit for NG Cofire - ORIS:56564 | 422 | 8150 | Rate Constraint in lbs/MMBtu | FALSE | L | Annual | Generation | TWh | 0 | 0 | 0 | 0 | 0 | 0 | 0
EPA723 CO2 Rate Limit for NG Cofire - ORIS:56564 | 422 | 8150 | Rate Constraint in lbs/MMBtu | FALSE | L | Annual | Qualifying Generation | TWh | 0 | 0 | 0 | 0 | 0 | 0 | 0
EPA723 CO2 Rate Limit for NG Cofire - ORIS:56564 | 422 | 8150 | Rate Constraint in lbs/MMBtu | FALSE | L | Annual | Rate | lb/MWh | 0 | 0 | 0 | 0 | 0 | 0 | 0
EPA723 CO2 Rate Limit for NG Cofire - ORIS:56564 | 422 | 8150 | Rate Constraint in lbs/MMBtu | FALSE | L | Annual | Constraint Shadow Price | US2022$/Ton | 0 | 26.4893 | 22.8234 | 7.3441 | 23.3342 | 130.5303 | 74.2716
EPA723 CO2 Rate Limit for NG Cofire - ORIS:56596 | 423 | 8151 | Rate Constraint in lbs/MMBtu | FALSE | L | Annual | Seasons Included | Seasons |  | Winter, Spring, Summer, Fall | Winter, Spring, Summer, Fall | Winter, Spring, Summer, Fall | Winter, Spring, Summer, Fall | Winter, Spring, Summer, Fall | Winter, Spring, Summer, Fall
EPA723 CO2 Rate Limit for NG Cofire - ORIS:56596 | 423 | 8151 | Rate Constraint in lbs/MMBtu | FALSE | L | Annual | Standard CO2 | lb/MMBtu | 175.772 | 175.772 | 175.772 | 175.772 | 175.772 | 175.772 | 175.772
EPA723 CO2 Rate Limit for NG Cofire - ORIS:56596 | 423 | 8151 | Rate Constraint in lbs/MMBtu | FALSE | L | Annual | Emissions at Affected Plants CO2 | Thousand Tons | 0 | 26.5817 | 14.8758 | 0 | 0 | 0 | 0
EPA723 CO2 Rate Limit for NG Cofire - ORIS:56596 | 423 | 8151 | Rate Constraint in lbs/MMBtu | FALSE | L | Annual | Allowances Purchased CO2 | Thousand Tons | 0 | 0 | 0 | 0 | 0 | 0 | 0
EPA723 CO2 Rate Limit for NG Cofire - ORIS:56596 | 423 | 8151 | Rate Constraint in lbs/MMBtu | FALSE | L | Annual | Allowances Sold CO2 | Thousand Tons | 0 | 0 | 0 | 0 | 0 | 0 | 0
EPA723 CO2 Rate Limit for NG Cofire - ORIS:56596 | 423 | 8151 | Rate Constraint in lbs/MMBtu | FALSE | L | Annual | Allowances Banked | Thousand Tons | 0 | 0 | 0 | 0 | 0 | 0 | 0
EPA723 CO2 Rate Limit for NG Cofire - ORIS:56596 | 423 | 8151 | Rate Constraint in lbs/MMBtu | FALSE | L | Annual | Allowances Withdrawn (1:1) | Thousand Tons | 0 | 0 | 0 | 0 | 0 | 0 | 0
EPA723 CO2 Rate Limit for NG Cofire - ORIS:56596 | 423 | 8151 | Rate Constraint in lbs/MMBtu | FALSE | L | Annual | Allowances Withdrawn (n:1) | Thousand Tons | 0 | 0 | 0 | 0 | 0 | 0 | 0
EPA723 CO2 Rate Limit for NG Cofire - ORIS:56596 | 423 | 8151 | Rate Constraint in lbs/MMBtu | FALSE | L | Annual | Net Emissions Allowance Position | Thousand Tons | 0 | 26.5817 | 14.8758 | 0 | 0 | 0 | 0
EPA723 CO2 Rate Limit for NG Cofire - ORIS:56596 | 423 | 8151 | Rate Constraint in lbs/MMBtu | FALSE | L | Annual | Fuel Consumed | TBtu | 0 | 0.30246 | 0.16926 | 0 | 0 | 0 | 0
EPA723 CO2 Rate Limit for NG Cofire - ORIS:56596 | 423 | 8151 | Rate Constraint in lbs/MMBtu | FALSE | L | Annual | Rate | lb/MMBtu | 0 | 175.772 | 175.772 | 0 | 0 | 0 | 0
EPA723 CO2 Rate Limit for NG Cofire - ORIS:56596 | 423 | 8151 | Rate Constraint in lbs/MMBtu | FALSE | L | Annual | Generation | TWh | 0 | 0.026107 | 0.014561 | 0 | 0 | 0 | 0
EPA723 CO2 Rate Limit for NG Cofire - ORIS:56596 | 423 | 8151 | Rate Constraint in lbs/MMBtu | FALSE | L | Annual | Qualifying Generation | TWh | 0 | 0.026107 | 0.014561 | 0 | 0 | 0 | 0
EPA723 CO2 Rate Limit for NG Cofire - ORIS:56596 | 423 | 8151 | Rate Constraint in lbs/MMBtu | FALSE | L | Annual | Rate | lb/MWh | 0 | 2036.4016 | 2043.1896 | 0 | 0 | 0 | 0
EPA723 CO2 Rate Limit for NG Cofire - ORIS:56596 | 423 | 8151 | Rate Constraint in lbs/MMBtu | FALSE | L | Annual | Constraint Shadow Price | US2022$/Ton | 0 | 300.1818 | 43.3053 | 57.6802 | 497.009 | 103.5838 | 148.5399
EPA723 CO2 Rate Limit for NG Cofire - ORIS:56609 | 424 | 8152 | Rate Constraint in lbs/MMBtu | FALSE | L | Annual | Seasons Included | Seasons |  | Winter, Spring, Summer, Fall | Winter, Spring, Summer, Fall | Winter, Spring, Summer, Fall | Winter, Spring, Summer, Fall | Winter, Spring, Summer, Fall | Winter, Spring, Summer, Fall
EPA723 CO2 Rate Limit for NG Cofire - ORIS:56609 | 424 | 8152 | Rate Constraint in lbs/MMBtu | FALSE | L | Annual | Standard CO2 | lb/MMBtu | 175.772 | 175.772 | 175.772 | 175.772 | 175.772 | 175.772 | 175.772
EPA723 CO2 Rate Limit for NG Cofire - ORIS:56609 | 424 | 8152 | Rate Constraint in lbs/MMBtu | FALSE | L | Annual | Emissions at Affected Plants CO2 | Thousand Tons | 0 | 0 | 0 | 0 | 0 | 0 | 0
EPA723 CO2 Rate Limit for NG Cofire - ORIS:56609 | 424 | 8152 | Rate Constraint in lbs/MMBtu | FALSE | L | Annual | Allowances Purchased CO2 | Thousand Tons | 0 | 0 | 0 | 0 | 0 | 0 | 0
EPA723 CO2 Rate Limit for NG Cofire - ORIS:56609 | 424 | 8152 | Rate Constraint in lbs/MMBtu | FALSE | L | Annual | Allowances Sold CO2 | Thousand Tons | 0 | 0 | 0 | 0 | 0 | 0 | 0
EPA723 CO2 Rate Limit for NG Cofire - ORIS:56609 | 424 | 8152 | Rate Constraint in lbs/MMBtu | FALSE | L | Annual | Allowances Banked | Thousand Tons | 0 | 0 | 0 | 0 | 0 | 0 | 0
EPA723 CO2 Rate Limit for NG Cofire - ORIS:56609 | 424 | 8152 | Rate Constraint in lbs/MMBtu | FALSE | L | Annual | Allowances Withdrawn (1:1) | Thousand Tons | 0 | 0 | 0 | 0 | 0 | 0 | 0
EPA723 CO2 Rate Limit for NG Cofire - ORIS:56609 | 424 | 8152 | Rate Constraint in lbs/MMBtu | FALSE | L | Annual | Allowances Withdrawn (n:1) | Thousand Tons | 0 | 0 | 0 | 0 | 0 | 0 | 0
EPA723 CO2 Rate Limit for NG Cofire - ORIS:56609 | 424 | 8152 | Rate Constraint in lbs/MMBtu | FALSE | L | Annual | Net Emissions Allowance Position | Thousand Tons | 0 | 0 | 0 | 0 | 0 | 0 | 0
EPA723 CO2 Rate Limit for NG Cofire - ORIS:56609 | 424 | 8152 | Rate Constraint in lbs/MMBtu | FALSE | L | Annual | Fuel Consumed | TBtu | 0 | 0 | 0 | 0 | 0 | 0 | 0
EPA723 CO2 Rate Limit for NG Cofire - ORIS:56609 | 424 | 8152 | Rate Constraint in lbs/MMBtu | FALSE | L | Annual | Rate | lb/MMBtu | 0 | 0 | 0 | 0 | 0 | 0 | 0
EPA723 CO2 Rate Limit for NG Cofire - ORIS:56609 | 424 | 8152 | Rate Constraint in lbs/MMBtu | FALSE | L | Annual | Generation | TWh | 0 | 0 | 0 | 0 | 0 | 0 | 0
EPA723 CO2 Rate Limit for NG Cofire - ORIS:56609 | 424 | 8152 | Rate Constraint in lbs/MMBtu | FALSE | L | Annual | Qualifying Generation | TWh | 0 | 0 | 0 | 0 | 0 | 0 | 0
EPA723 CO2 Rate Limit for NG Cofire - ORIS:56609 | 424 | 8152 | Rate Constraint in lbs/MMBtu | FALSE | L | Annual | Rate | lb/MWh | 0 | 0 | 0 | 0 | 0 | 0 | 0
EPA723 CO2 Rate Limit for NG Cofire - ORIS:56609 | 424 | 8152 | Rate Constraint in lbs/MMBtu | FALSE | L | Annual | Constraint Shadow Price | US2022$/Ton | 0 | 54.7215 | 641.1895 | 69.5518 | 83.625 | 120.0571 | 169.1375
EPA723 CO2 Rate Limit for NG Cofire - ORIS:56611 | 425 | 8153 | Rate Constraint in lbs/MMBtu | FALSE | L | Annual | Seasons Included | Seasons |  | Winter, Spring, Summer, Fall | Winter, Spring, Summer, Fall | Winter, Spring, Summer, Fall | Winter, Spring, Summer, Fall | Winter, Spring, Summer, Fall | Winter, Spring, Summer, Fall
EPA723 CO2 Rate Limit for NG Cofire - ORIS:56611 | 425 | 8153 | Rate Constraint in lbs/MMBtu | FALSE | L | Annual | Standard CO2 | lb/MMBtu | 175.772 | 175.772 | 175.772 | 175.772 | 175.772 | 175.772 | 175.772
EPA723 CO2 Rate Limit for NG Cofire - ORIS:56611 | 425 | 8153 | Rate Constraint in lbs/MMBtu | FALSE | L | Annual | Emissions at Affected Plants CO2 | Thousand Tons | 0 | 0 | 0 | 0 | 0 | 0 | 0
EPA723 CO2 Rate Limit for NG Cofire - ORIS:56611 | 425 | 8153 | Rate Constraint in lbs/MMBtu | FALSE | L | Annual | Allowances Purchased CO2 | Thousand Tons | 0 | 0 | 0 | 0 | 0 | 0 | 0
EPA723 CO2 Rate Limit for NG Cofire - ORIS:56611 | 425 | 8153 | Rate Constraint in lbs/MMBtu | FALSE | L | Annual | Allowances Sold CO2 | Thousand Tons | 0 | 0 | 0 | 0 | 0 | 0 | 0
EPA723 CO2 Rate Limit for NG Cofire - ORIS:56611 | 425 | 8153 | Rate Constraint in lbs/MMBtu | FALSE | L | Annual | Allowances Banked | Thousand Tons | 0 | 0 | 0 | 0 | 0 | 0 | 0
EPA723 CO2 Rate Limit for NG Cofire - ORIS:56611 | 425 | 8153 | Rate Constraint in lbs/MMBtu | FALSE | L | Annual | Allowances Withdrawn (1:1) | Thousand Tons | 0 | 0 | 0 | 0 | 0 | 0 | 0
EPA723 CO2 Rate Limit for NG Cofire - ORIS:56611 | 425 | 8153 | Rate Constraint in lbs/MMBtu | FALSE | L | Annual | Allowances Withdrawn (n:1) | Thousand Tons | 0 | 0 | 0 | 0 | 0 | 0 | 0
EPA723 CO2 Rate Limit for NG Cofire - ORIS:56611 | 425 | 8153 | Rate Constraint in lbs/MMBtu | FALSE | L | Annual | Net Emissions Allowance Position | Thousand Tons | 0 | 0 | 0 | 0 | 0 | 0 | 0
EPA723 CO2 Rate Limit for NG Cofire - ORIS:56611 | 425 | 8153 | Rate Constraint in lbs/MMBtu | FALSE | L | Annual | Fuel Consumed | TBtu | 0 | 0 | 0 | 0 | 0 | 0 | 0
EPA723 CO2 Rate Limit for NG Cofire - ORIS:56611 | 425 | 8153 | Rate Constraint in lbs/MMBtu | FALSE | L | Annual | Rate | lb/MMBtu | 0 | 0 | 0 | 0 | 0 | 0 | 0
EPA723 CO2 Rate Limit for NG Cofire - ORIS:56611 | 425 | 8153 | Rate Constraint in lbs/MMBtu | FALSE | L | Annual | Generation | TWh | 0 | 0 | 0 | 0 | 0 | 0 | 0
EPA723 CO2 Rate Limit for NG Cofire - ORIS:56611 | 425 | 8153 | Rate Constraint in lbs/MMBtu | FALSE | L | Annual | Qualifying Generation | TWh | 0 | 0 | 0 | 0 | 0 | 0 | 0
EPA723 CO2 Rate Limit for NG Cofire - ORIS:56611 | 425 | 8153 | Rate Constraint in lbs/MMBtu | FALSE | L | Annual | Rate | lb/MWh | 0 | 0 | 0 | 0 | 0 | 0 | 0
EPA723 CO2 Rate Limit for NG Cofire - ORIS:56611 | 425 | 8153 | Rate Constraint in lbs/MMBtu | FALSE | L | Annual | Constraint Shadow Price | US2022$/Ton | 0 | 69.2417 | 15.0955 | 0 | 0 | 40.1825 | 60.8386
EPA723 CO2 Rate Limit for NG Cofire - ORIS:56671 | 426 | 8154 | Rate Constraint in lbs/MMBtu | FALSE | L | Annual | Seasons Included | Seasons |  | Winter, Spring, Summer, Fall | Winter, Spring, Summer, Fall | Winter, Spring, Summer, Fall | Winter, Spring, Summer, Fall | Winter, Spring, Summer, Fall | Winter, Spring, Summer, Fall
EPA723 CO2 Rate Limit for NG Cofire - ORIS:56671 | 426 | 8154 | Rate Constraint in lbs/MMBtu | FALSE | L | Annual | Standard CO2 | lb/MMBtu | 171.9477 | 171.9477 | 171.9477 | 171.9477 | 171.9477 | 171.9477 | 171.9477
EPA723 CO2 Rate Limit for NG Cofire - ORIS:56671 | 426 | 8154 | Rate Constraint in lbs/MMBtu | FALSE | L | Annual | Emissions at Affected Plants CO2 | Thousand Tons | 0 | 0 | 0 | 0 | 0 | 0 | 0
EPA723 CO2 Rate Limit for NG Cofire - ORIS:56671 | 426 | 8154 | Rate Constraint in lbs/MMBtu | FALSE | L | Annual | Allowances Purchased CO2 | Thousand Tons | 0 | 0 | 0 | 0 | 0 | 0 | 0
EPA723 CO2 Rate Limit for NG Cofire - ORIS:56671 | 426 | 8154 | Rate Constraint in lbs/MMBtu | FALSE | L | Annual | Allowances Sold CO2 | Thousand Tons | 0 | 0 | 0 | 0 | 0 | 0 | 0
EPA723 CO2 Rate Limit for NG Cofire - ORIS:56671 | 426 | 8154 | Rate Constraint in lbs/MMBtu | FALSE | L | Annual | Allowances Banked | Thousand Tons | 0 | 0 | 0 | 0 | 0 | 0 | 0
EPA723 CO2 Rate Limit for NG Cofire - ORIS:56671 | 426 | 8154 | Rate Constraint in lbs/MMBtu | FALSE | L | Annual | Allowances Withdrawn (1:1) | Thousand Tons | 0 | 0 | 0 | 0 | 0 | 0 | 0
EPA723 CO2 Rate Limit for NG Cofire - ORIS:56671 | 426 | 8154 | Rate Constraint in lbs/MMBtu | FALSE | L | Annual | Allowances Withdrawn (n:1) | Thousand Tons | 0 | 0 | 0 | 0 | 0 | 0 | 0
EPA723 CO2 Rate Limit for NG Cofire - ORIS:56671 | 426 | 8154 | Rate Constraint in lbs/MMBtu | FALSE | L | Annual | Net Emissions Allowance Position | Thousand Tons | 0 | 0 | 0 | 0 | 0 | 0 | 0
EPA723 CO2 Rate Limit for NG Cofire - ORIS:56671 | 426 | 8154 | Rate Constraint in lbs/MMBtu | FALSE | L | Annual | Fuel Consumed | TBtu | 0 | 0 | 0 | 0 | 0 | 0 | 0
EPA723 CO2 Rate Limit for NG Cofire - ORIS:56671 | 426 | 8154 | Rate Constraint in lbs/MMBtu | FALSE | L | Annual | Rate | lb/MMBtu | 0 | 0 | 0 | 0 | 0 | 0 | 0
EPA723 CO2 Rate Limit for NG Cofire - ORIS:56671 | 426 | 8154 | Rate Constraint in lbs/MMBtu | FALSE | L | Annual | Generation | TWh | 0 | 0 | 0 | 0 | 0 | 0 | 0
EPA723 CO2 Rate Limit for NG Cofire - ORIS:56671 | 426 | 8154 | Rate Constraint in lbs/MMBtu | FALSE | L | Annual | Qualifying Generation | TWh | 0 | 0 | 0 | 0 | 0 | 0 | 0
EPA723 CO2 Rate Limit for NG Cofire - ORIS:56671 | 426 | 8154 | Rate Constraint in lbs/MMBtu | FALSE | L | Annual | Rate | lb/MWh | 0 | 0 | 0 | 0 | 0 | 0 | 0
EPA723 CO2 Rate Limit for NG Cofire - ORIS:56671 | 426 | 8154 | Rate Constraint in lbs/MMBtu | FALSE | L | Annual | Constraint Shadow Price | US2022$/Ton | 0 | 32.105 | 29.4363 | 113.6554 | 60.0504 | 136.6298 | 178.421
EPA723 CO2 Rate Limit for NG Cofire - ORIS:56786 | 427 | 8155 | Rate Constraint in lbs/MMBtu | FALSE | L | Annual | Seasons Included | Seasons |  | Winter, Spring, Summer, Fall | Winter, Spring, Summer, Fall | Winter, Spring, Summer, Fall | Winter, Spring, Summer, Fall | Winter, Spring, Summer, Fall | Winter, Spring, Summer, Fall
EPA723 CO2 Rate Limit for NG Cofire - ORIS:56786 | 427 | 8155 | Rate Constraint in lbs/MMBtu | FALSE | L | Annual | Standard CO2 | lb/MMBtu | 207.3467 | 207.3467 | 207.3467 | 207.3467 | 207.3467 | 207.3467 | 207.3467
EPA723 CO2 Rate Limit for NG Cofire - ORIS:56786 | 427 | 8155 | Rate Constraint in lbs/MMBtu | FALSE | L | Annual | Emissions at Affected Plants CO2 | Thousand Tons | 0 | 0 | 0 | 0 | 0 | 0 | 0
EPA723 CO2 Rate Limit for NG Cofire - ORIS:56786 | 427 | 8155 | Rate Constraint in lbs/MMBtu | FALSE | L | Annual | Allowances Purchased CO2 | Thousand Tons | 0 | 0 | 0 | 0 | 0 | 0 | 0
EPA723 CO2 Rate Limit for NG Cofire - ORIS:56786 | 427 | 8155 | Rate Constraint in lbs/MMBtu | FALSE | L | Annual | Allowances Sold CO2 | Thousand Tons | 0 | 0 | 0 | 0 | 0 | 0 | 0
EPA723 CO2 Rate Limit for NG Cofire - ORIS:56786 | 427 | 8155 | Rate Constraint in lbs/MMBtu | FALSE | L | Annual | Allowances Banked | Thousand Tons | 0 | 0 | 0 | 0 | 0 | 0 | 0
EPA723 CO2 Rate Limit for NG Cofire - ORIS:56786 | 427 | 8155 | Rate Constraint in lbs/MMBtu | FALSE | L | Annual | Allowances Withdrawn (1:1) | Thousand Tons | 0 | 0 | 0 | 0 | 0 | 0 | 0
EPA723 CO2 Rate Limit for NG Cofire - ORIS:56786 | 427 | 8155 | Rate Constraint in lbs/MMBtu | FALSE | L | Annual | Allowances Withdrawn (n:1) | Thousand Tons | 0 | 0 | 0 | 0 | 0 | 0 | 0
EPA723 CO2 Rate Limit for NG Cofire - ORIS:56786 | 427 | 8155 | Rate Constraint in lbs/MMBtu | FALSE | L | Annual | Net Emissions Allowance Position | Thousand Tons | 0 | 0 | 0 | 0 | 0 | 0 | 0
EPA723 CO2 Rate Limit for NG Cofire - ORIS:56786 | 427 | 8155 | Rate Constraint in lbs/MMBtu | FALSE | L | Annual | Fuel Consumed | TBtu | 0 | 0 | 0 | 0 | 0 | 0 | 0
EPA723 CO2 Rate Limit for NG Cofire - ORIS:56786 | 427 | 8155 | Rate Constraint in lbs/MMBtu | FALSE | L | Annual | Rate | lb/MMBtu | 0 | 0 | 0 | 0 | 0 | 0 | 0
EPA723 CO2 Rate Limit for NG Cofire - ORIS:56786 | 427 | 8155 | Rate Constraint in lbs/MMBtu | FALSE | L | Annual | Generation | TWh | 0 | 0 | 0 | 0 | 0 | 0 | 0
EPA723 CO2 Rate Limit for NG Cofire - ORIS:56786 | 427 | 8155 | Rate Constraint in lbs/MMBtu | FALSE | L | Annual | Qualifying Generation | TWh | 0 | 0 | 0 | 0 | 0 | 0 | 0
EPA723 CO2 Rate Limit for NG Cofire - ORIS:56786 | 427 | 8155 | Rate Constraint in lbs/MMBtu | FALSE | L | Annual | Rate | lb/MWh | 0 | 0 | 0 | 0 | 0 | 0 | 0
EPA723 CO2 Rate Limit for NG Cofire - ORIS:56786 | 427 | 8155 | Rate Constraint in lbs/MMBtu | FALSE | L | Annual | Constraint Shadow Price | US2022$/Ton | 0 | 33.4399 | 31.7111 | 113.1429 | 107.5737 | 175.1022 | 189.8341
EPA723 CO2 Rate Limit for NG Cofire - ORIS:56808 | 428 | 8156 | Rate Constraint in lbs/MMBtu | FALSE | L | Annual | Seasons Included | Seasons |  | Winter, Spring, Summer, Fall | Winter, Spring, Summer, Fall | Winter, Spring, Summer, Fall | Winter, Spring, Summer, Fall | Winter, Spring, Summer, Fall | Winter, Spring, Summer, Fall
EPA723 CO2 Rate Limit for NG Cofire - ORIS:56808 | 428 | 8156 | Rate Constraint in lbs/MMBtu | FALSE | L | Annual | Standard CO2 | lb/MMBtu | 183.4245 | 183.4245 | 183.4245 | 183.4245 | 183.4245 | 183.4245 | 183.4245
EPA723 CO2 Rate Limit for NG Cofire - ORIS:56808 | 428 | 8156 | Rate Constraint in lbs/MMBtu | FALSE | L | Annual | Emissions at Affected Plants CO2 | Thousand Tons | 0 | 0 | 0 | 0 | 0 | 0 | 0
EPA723 CO2 Rate Limit for NG Cofire - ORIS:56808 | 428 | 8156 | Rate Constraint in lbs/MMBtu | FALSE | L | Annual | Allowances Purchased CO2 | Thousand Tons | 0 | 0 | 0 | 0 | 0 | 0 | 0
EPA723 CO2 Rate Limit for NG Cofire - ORIS:56808 | 428 | 8156 | Rate Constraint in lbs/MMBtu | FALSE | L | Annual | Allowances Sold CO2 | Thousand Tons | 0 | 0 | 0 | 0 | 0 | 0 | 0
EPA723 CO2 Rate Limit for NG Cofire - ORIS:56808 | 428 | 8156 | Rate Constraint in lbs/MMBtu | FALSE | L | Annual | Allowances Banked | Thousand Tons | 0 | 0 | 0 | 0 | 0 | 0 | 0
EPA723 CO2 Rate Limit for NG Cofire - ORIS:56808 | 428 | 8156 | Rate Constraint in lbs/MMBtu | FALSE | L | Annual | Allowances Withdrawn (1:1) | Thousand Tons | 0 | 0 | 0 | 0 | 0 | 0 | 0
EPA723 CO2 Rate Limit for NG Cofire - ORIS:56808 | 428 | 8156 | Rate Constraint in lbs/MMBtu | FALSE | L | Annual | Allowances Withdrawn (n:1) | Thousand Tons | 0 | 0 | 0 | 0 | 0 | 0 | 0
EPA723 CO2 Rate Limit for NG Cofire - ORIS:56808 | 428 | 8156 | Rate Constraint in lbs/MMBtu | FALSE | L | Annual | Net Emissions Allowance Position | Thousand Tons | 0 | 0 | 0 | 0 | 0 | 0 | 0
EPA723 CO2 Rate Limit for NG Cofire - ORIS:56808 | 428 | 8156 | Rate Constraint in lbs/MMBtu | FALSE | L | Annual | Fuel Consumed | TBtu | 0 | 0 | 0 | 0 | 0 | 0 | 0
EPA723 CO2 Rate Limit for NG Cofire - ORIS:56808 | 428 | 8156 | Rate Constraint in lbs/MMBtu | FALSE | L | Annual | Rate | lb/MMBtu | 0 | 0 | 0 | 0 | 0 | 0 | 0
EPA723 CO2 Rate Limit for NG Cofire - ORIS:56808 | 428 | 8156 | Rate Constraint in lbs/MMBtu | FALSE | L | Annual | Generation | TWh | 0 | 0 | 0 | 0 | 0 | 0 | 0
EPA723 CO2 Rate Limit for NG Cofire - ORIS:56808 | 428 | 8156 | Rate Constraint in lbs/MMBtu | FALSE | L | Annual | Qualifying Generation | TWh | 0 | 0 | 0 | 0 | 0 | 0 | 0
EPA723 CO2 Rate Limit for NG Cofire - ORIS:56808 | 428 | 8156 | Rate Constraint in lbs/MMBtu | FALSE | L | Annual | Rate | lb/MWh | 0 | 0 | 0 | 0 | 0 | 0 | 0
EPA723 CO2 Rate Limit for NG Cofire - ORIS:56808 | 428 | 8156 | Rate Constraint in lbs/MMBtu | FALSE | L | Annual | Constraint Shadow Price | US2022$/Ton | 0 | 54.9463 | 24.9246 | 0 | 173.0174 | 1096.0141 | 327.4138
EPA723 CO2 Rate Limit for NG Cofire - ORIS:57046 | 429 | 8157 | Rate Constraint in lbs/MMBtu | FALSE | L | Annual | Seasons Included | Seasons |  | Winter, Spring, Summer, Fall | Winter, Spring, Summer, Fall | Winter, Spring, Summer, Fall | Winter, Spring, Summer, Fall | Winter, Spring, Summer, Fall | Winter, Spring, Summer, Fall
EPA723 CO2 Rate Limit for NG Cofire - ORIS:57046 | 429 | 8157 | Rate Constraint in lbs/MMBtu | FALSE | L | Annual | Standard CO2 | lb/MMBtu | 175.772 | 175.772 | 175.772 | 175.772 | 175.772 | 175.772 | 175.772
EPA723 CO2 Rate Limit for NG Cofire - ORIS:57046 | 429 | 8157 | Rate Constraint in lbs/MMBtu | FALSE | L | Annual | Emissions at Affected Plants CO2 | Thousand Tons | 0 | 0 | 0 | 0 | 0 | 0 | 0
EPA723 CO2 Rate Limit for NG Cofire - ORIS:57046 | 429 | 8157 | Rate Constraint in lbs/MMBtu | FALSE | L | Annual | Allowances Purchased CO2 | Thousand Tons | 0 | 0 | 0 | 0 | 0 | 0 | 0
EPA723 CO2 Rate Limit for NG Cofire - ORIS:57046 | 429 | 8157 | Rate Constraint in lbs/MMBtu | FALSE | L | Annual | Allowances Sold CO2 | Thousand Tons | 0 | 0 | 0 | 0 | 0 | 0 | 0
EPA723 CO2 Rate Limit for NG Cofire - ORIS:57046 | 429 | 8157 | Rate Constraint in lbs/MMBtu | FALSE | L | Annual | Allowances Banked | Thousand Tons | 0 | 0 | 0 | 0 | 0 | 0 | 0
EPA723 CO2 Rate Limit for NG Cofire - ORIS:57046 | 429 | 8157 | Rate Constraint in lbs/MMBtu | FALSE | L | Annual | Allowances Withdrawn (1:1) | Thousand Tons | 0 | 0 | 0 | 0 | 0 | 0 | 0
EPA723 CO2 Rate Limit for NG Cofire - ORIS:57046 | 429 | 8157 | Rate Constraint in lbs/MMBtu | FALSE | L | Annual | Allowances Withdrawn (n:1) | Thousand Tons | 0 | 0 | 0 | 0 | 0 | 0 | 0
EPA723 CO2 Rate Limit for NG Cofire - ORIS:57046 | 429 | 8157 | Rate Constraint in lbs/MMBtu | FALSE | L | Annual | Net Emissions Allowance Position | Thousand Tons | 0 | 0 | 0 | 0 | 0 | 0 | 0
EPA723 CO2 Rate Limit for NG Cofire - ORIS:57046 | 429 | 8157 | Rate Constraint in lbs/MMBtu | FALSE | L | Annual | Fuel Consumed | TBtu | 0 | 0 | 0 | 0 | 0 | 0 | 0
EPA723 CO2 Rate Limit for NG Cofire - ORIS:57046 | 429 | 8157 | Rate Constraint in lbs/MMBtu | FALSE | L | Annual | Rate | lb/MMBtu | 0 | 0 | 0 | 0 | 0 | 0 | 0
EPA723 CO2 Rate Limit for NG Cofire - ORIS:57046 | 429 | 8157 | Rate Constraint in lbs/MMBtu | FALSE | L | Annual | Generation | TWh | 0 | 0 | 0 | 0 | 0 | 0 | 0
EPA723 CO2 Rate Limit for NG Cofire - ORIS:57046 | 429 | 8157 | Rate Constraint in lbs/MMBtu | FALSE | L | Annual | Qualifying Generation | TWh | 0 | 0 | 0 | 0 | 0 | 0 | 0
EPA723 CO2 Rate Limit for NG Cofire - ORIS:57046 | 429 | 8157 | Rate Constraint in lbs/MMBtu | FALSE | L | Annual | Rate | lb/MWh | 0 | 0 | 0 | 0 | 0 | 0 | 0
EPA723 CO2 Rate Limit for NG Cofire - ORIS:57046 | 429 | 8157 | Rate Constraint in lbs/MMBtu | FALSE | L | Annual | Constraint Shadow Price | US2022$/Ton | 0 | 48.2539 | 47.1046 | 190.9122 | 149.574 | 224.6045 | 252.582
EPA723 CO2 Rate Limit for NG Cofire - ORIS:57953 | 430 | 8158 | Rate Constraint in lbs/MMBtu | FALSE | L | Annual | Seasons Included | Seasons |  | Winter, Spring, Summer, Fall | Winter, Spring, Summer, Fall | Winter, Spring, Summer, Fall | Winter, Spring, Summer, Fall | Winter, Spring, Summer, Fall | Winter, Spring, Summer, Fall
EPA723 CO2 Rate Limit for NG Cofire - ORIS:57953 | 430 | 8158 | Rate Constraint in lbs/MMBtu | FALSE | L | Annual | Standard CO2 | lb/MMBtu | 229.3453 | 229.3453 | 229.3453 | 229.3453 | 229.3453 | 229.3453 | 229.3453
EPA723 CO2 Rate Limit for NG Cofire - ORIS:57953 | 430 | 8158 | Rate Constraint in lbs/MMBtu | FALSE | L | Annual | Emissions at Affected Plants CO2 | Thousand Tons | 0 | 0 | 0 | 0 | 0 | 0 | 0
EPA723 CO2 Rate Limit for NG Cofire - ORIS:57953 | 430 | 8158 | Rate Constraint in lbs/MMBtu | FALSE | L | Annual | Allowances Purchased CO2 | Thousand Tons | 0 | 0 | 0 | 0 | 0 | 0 | 0
EPA723 CO2 Rate Limit for NG Cofire - ORIS:57953 | 430 | 8158 | Rate Constraint in lbs/MMBtu | FALSE | L | Annual | Allowances Sold CO2 | Thousand Tons | 0 | 0 | 0 | 0 | 0 | 0 | 0
EPA723 CO2 Rate Limit for NG Cofire - ORIS:57953 | 430 | 8158 | Rate Constraint in lbs/MMBtu | FALSE | L | Annual | Allowances Banked | Thousand Tons | 0 | 0 | 0 | 0 | 0 | 0 | 0
EPA723 CO2 Rate Limit for NG Cofire - ORIS:57953 | 430 | 8158 | Rate Constraint in lbs/MMBtu | FALSE | L | Annual | Allowances Withdrawn (1:1) | Thousand Tons | 0 | 0 | 0 | 0 | 0 | 0 | 0
EPA723 CO2 Rate Limit for NG Cofire - ORIS:57953 | 430 | 8158 | Rate Constraint in lbs/MMBtu | FALSE | L | Annual | Allowances Withdrawn (n:1) | Thousand Tons | 0 | 0 | 0 | 0 | 0 | 0 | 0
EPA723 CO2 Rate Limit for NG Cofire - ORIS:57953 | 430 | 8158 | Rate Constraint in lbs/MMBtu | FALSE | L | Annual | Net Emissions Allowance Position | Thousand Tons | 0 | 0 | 0 | 0 | 0 | 0 | 0
EPA723 CO2 Rate Limit for NG Cofire - ORIS:57953 | 430 | 8158 | Rate Constraint in lbs/MMBtu | FALSE | L | Annual | Fuel Consumed | TBtu | 0 | 0 | 0 | 0 | 0 | 0 | 0
EPA723 CO2 Rate Limit for NG Cofire - ORIS:57953 | 430 | 8158 | Rate Constraint in lbs/MMBtu | FALSE | L | Annual | Rate | lb/MMBtu | 0 | 0 | 0 | 0 | 0 | 0 | 0
EPA723 CO2 Rate Limit for NG Cofire - ORIS:57953 | 430 | 8158 | Rate Constraint in lbs/MMBtu | FALSE | L | Annual | Generation | TWh | 0 | 0 | 0 | 0 | 0 | 0 | 0
EPA723 CO2 Rate Limit for NG Cofire - ORIS:57953 | 430 | 8158 | Rate Constraint in lbs/MMBtu | FALSE | L | Annual | Qualifying Generation | TWh | 0 | 0 | 0 | 0 | 0 | 0 | 0
EPA723 CO2 Rate Limit for NG Cofire - ORIS:57953 | 430 | 8158 | Rate Constraint in lbs/MMBtu | FALSE | L | Annual | Rate | lb/MWh | 0 | 0 | 0 | 0 | 0 | 0 | 0
EPA723 CO2 Rate Limit for NG Cofire - ORIS:57953 | 430 | 8158 | Rate Constraint in lbs/MMBtu | FALSE | L | Annual | Constraint Shadow Price | US2022$/Ton | 0 | 17.5009 | 21.6537 | 159.8261 | 165.7683 | 223.3668 | 249.7259
EPA723 CO2 Rate Limit for NG Cofire - ORIS:59 | 431 | 8022 | Rate Constraint in lbs/MMBtu | FALSE | L | Annual | Seasons Included | Seasons |  | Winter, Spring, Summer, Fall | Winter, Spring, Summer, Fall | Winter, Spring, Summer, Fall | Winter, Spring, Summer, Fall | Winter, Spring, Summer, Fall | Winter, Spring, Summer, Fall
EPA723 CO2 Rate Limit for NG Cofire - ORIS:59 | 431 | 8022 | Rate Constraint in lbs/MMBtu | FALSE | L | Annual | Standard CO2 | lb/MMBtu | 176.252 | 176.252 | 176.252 | 176.252 | 176.252 | 176.252 | 176.252
EPA723 CO2 Rate Limit for NG Cofire - ORIS:59 | 431 | 8022 | Rate Constraint in lbs/MMBtu | FALSE | L | Annual | Emissions at Affected Plants CO2 | Thousand Tons | 0 | 0 | 0 | 0 | 0 | 0 | 0
EPA723 CO2 Rate Limit for NG Cofire - ORIS:59 | 431 | 8022 | Rate Constraint in lbs/MMBtu | FALSE | L | Annual | Allowances Purchased CO2 | Thousand Tons | 0 | 0 | 0 | 0 | 0 | 0 | 0
EPA723 CO2 Rate Limit for NG Cofire - ORIS:59 | 431 | 8022 | Rate Constraint in lbs/MMBtu | FALSE | L | Annual | Allowances Sold CO2 | Thousand Tons | 0 | 0 | 0 | 0 | 0 | 0 | 0
EPA723 CO2 Rate Limit for NG Cofire - ORIS:59 | 431 | 8022 | Rate Constraint in lbs/MMBtu | FALSE | L | Annual | Allowances Banked | Thousand Tons | 0 | 0 | 0 | 0 | 0 | 0 | 0
EPA723 CO2 Rate Limit for NG Cofire - ORIS:59 | 431 | 8022 | Rate Constraint in lbs/MMBtu | FALSE | L | Annual | Allowances Withdrawn (1:1) | Thousand Tons | 0 | 0 | 0 | 0 | 0 | 0 | 0
EPA723 CO2 Rate Limit for NG Cofire - ORIS:59 | 431 | 8022 | Rate Constraint in lbs/MMBtu | FALSE | L | Annual | Allowances Withdrawn (n:1) | Thousand Tons | 0 | 0 | 0 | 0 | 0 | 0 | 0
EPA723 CO2 Rate Limit for NG Cofire - ORIS:59 | 431 | 8022 | Rate Constraint in lbs/MMBtu | FALSE | L | Annual | Net Emissions Allowance Position | Thousand Tons | 0 | 0 | 0 | 0 | 0 | 0 | 0
EPA723 CO2 Rate Limit for NG Cofire - ORIS:59 | 431 | 8022 | Rate Constraint in lbs/MMBtu | FALSE | L | Annual | Fuel Consumed | TBtu | 0 | 0 | 0 | 0 | 0 | 0 | 0
EPA723 CO2 Rate Limit for NG Cofire - ORIS:59 | 431 | 8022 | Rate Constraint in lbs/MMBtu | FALSE | L | Annual | Rate | lb/MMBtu | 0 | 0 | 0 | 0 | 0 | 0 | 0
EPA723 CO2 Rate Limit for NG Cofire - ORIS:59 | 431 | 8022 | Rate Constraint in lbs/MMBtu | FALSE | L | Annual | Generation | TWh | 0 | 0 | 0 | 0 | 0 | 0 | 0
EPA723 CO2 Rate Limit for NG Cofire - ORIS:59 | 431 | 8022 | Rate Constraint in lbs/MMBtu | FALSE | L | Annual | Qualifying Generation | TWh | 0 | 0 | 0 | 0 | 0 | 0 | 0
EPA723 CO2 Rate Limit for NG Cofire - ORIS:59 | 431 | 8022 | Rate Constraint in lbs/MMBtu | FALSE | L | Annual | Rate | lb/MWh | 0 | 0 | 0 | 0 | 0 | 0 | 0
EPA723 CO2 Rate Limit for NG Cofire - ORIS:59 | 431 | 8022 | Rate Constraint in lbs/MMBtu | FALSE | L | Annual | Constraint Shadow Price | US2022$/Ton | 0 | 52.5554 | 56.4865 | 166.0739 | 126.3343 | 501.2435 | 225.3592
EPA723 CO2 Rate Limit for NG Cofire - ORIS:60 | 432 | 8023 | Rate Constraint in lbs/MMBtu | FALSE | L | Annual | Seasons Included | Seasons |  | Winter, Spring, Summer, Fall | Winter, Spring, Summer, Fall | Winter, Spring, Summer, Fall | Winter, Spring, Summer, Fall | Winter, Spring, Summer, Fall | Winter, Spring, Summer, Fall
EPA723 CO2 Rate Limit for NG Cofire - ORIS:60 | 432 | 8023 | Rate Constraint in lbs/MMBtu | FALSE | L | Annual | Standard CO2 | lb/MMBtu | 175.772 | 175.772 | 175.772 | 175.772 | 175.772 | 175.772 | 175.772
EPA723 CO2 Rate Limit for NG Cofire - ORIS:60 | 432 | 8023 | Rate Constraint in lbs/MMBtu | FALSE | L | Annual | Emissions at Affected Plants CO2 | Thousand Tons | 0 | 0 | 0 | 0 | 0 | 0 | 0
EPA723 CO2 Rate Limit for NG Cofire - ORIS:60 | 432 | 8023 | Rate Constraint in lbs/MMBtu | FALSE | L | Annual | Allowances Purchased CO2 | Thousand Tons | 0 | 0 | 0 | 0 | 0 | 0 | 0
EPA723 CO2 Rate Limit for NG Cofire - ORIS:60 | 432 | 8023 | Rate Constraint in lbs/MMBtu | FALSE | L | Annual | Allowances Sold CO2 | Thousand Tons | 0 | 0 | 0 | 0 | 0 | 0 | 0
EPA723 CO2 Rate Limit for NG Cofire - ORIS:60 | 432 | 8023 | Rate Constraint in lbs/MMBtu | FALSE | L | Annual | Allowances Banked | Thousand Tons | 0 | 0 | 0 | 0 | 0 | 0 | 0
EPA723 CO2 Rate Limit for NG Cofire - ORIS:60 | 432 | 8023 | Rate Constraint in lbs/MMBtu | FALSE | L | Annual | Allowances Withdrawn (1:1) | Thousand Tons | 0 | 0 | 0 | 0 | 0 | 0 | 0
EPA723 CO2 Rate Limit for NG Cofire - ORIS:60 | 432 | 8023 | Rate Constraint in lbs/MMBtu | FALSE | L | Annual | Allowances Withdrawn (n:1) | Thousand Tons | 0 | 0 | 0 | 0 | 0 | 0 | 0
EPA723 CO2 Rate Limit for NG Cofire - ORIS:60 | 432 | 8023 | Rate Constraint in lbs/MMBtu | FALSE | L | Annual | Net Emissions Allowance Position | Thousand Tons | 0 | 0 | 0 | 0 | 0 | 0 | 0
EPA723 CO2 Rate Limit for NG Cofire - ORIS:60 | 432 | 8023 | Rate Constraint in lbs/MMBtu | FALSE | L | Annual | Fuel Consumed | TBtu | 0 | 0 | 0 | 0 | 0 | 0 | 0
EPA723 CO2 Rate Limit for NG Cofire - ORIS:60 | 432 | 8023 | Rate Constraint in lbs/MMBtu | FALSE | L | Annual | Rate | lb/MMBtu | 0 | 0 | 0 | 0 | 0 | 0 | 0
EPA723 CO2 Rate Limit for NG Cofire - ORIS:60 | 432 | 8023 | Rate Constraint in lbs/MMBtu | FALSE | L | Annual | Generation | TWh | 0 | 0 | 0 | 0 | 0 | 0 | 0
EPA723 CO2 Rate Limit for NG Cofire - ORIS:60 | 432 | 8023 | Rate Constraint in lbs/MMBtu | FALSE | L | Annual | Qualifying Generation | TWh | 0 | 0 | 0 | 0 | 0 | 0 | 0
EPA723 CO2 Rate Limit for NG Cofire - ORIS:60 | 432 | 8023 | Rate Constraint in lbs/MMBtu | FALSE | L | Annual | Rate | lb/MWh | 0 | 0 | 0 | 0 | 0 | 0 | 0
EPA723 CO2 Rate Limit for NG Cofire - ORIS:60 | 432 | 8023 | Rate Constraint in lbs/MMBtu | FALSE | L | Annual | Constraint Shadow Price | US2022$/Ton | 0 | 59.2352 | 58.4528 | 92.7809 | 57.4096 | 167.026 | 140.7093
EPA723 CO2 Rate Limit for NG Cofire - ORIS:6002 | 433 | 8077 | Rate Constraint in lbs/MMBtu | FALSE | L | Annual | Seasons Included | Seasons |  | Winter, Spring, Summer, Fall | Winter, Spring, Summer, Fall | Winter, Spring, Summer, Fall | Winter, Spring, Summer, Fall | Winter, Spring, Summer, Fall | Winter, Spring, Summer, Fall
EPA723 CO2 Rate Limit for NG Cofire - ORIS:6002 | 433 | 8077 | Rate Constraint in lbs/MMBtu | FALSE | L | Annual | Standard CO2 | lb/MMBtu | 176.5228 | 176.5228 | 176.5228 | 176.5228 | 176.5228 | 176.5228 | 176.5228
EPA723 CO2 Rate Limit for NG Cofire - ORIS:6002 | 433 | 8077 | Rate Constraint in lbs/MMBtu | FALSE | L | Annual | Emissions at Affected Plants CO2 | Thousand Tons | 0 | 0 | 0 | 0 | 0 | 0 | 0
EPA723 CO2 Rate Limit for NG Cofire - ORIS:6002 | 433 | 8077 | Rate Constraint in lbs/MMBtu | FALSE | L | Annual | Allowances Purchased CO2 | Thousand Tons | 0 | 0 | 0 | 0 | 0 | 0 | 0
EPA723 CO2 Rate Limit for NG Cofire - ORIS:6002 | 433 | 8077 | Rate Constraint in lbs/MMBtu | FALSE | L | Annual | Allowances Sold CO2 | Thousand Tons | 0 | 0 | 0 | 0 | 0 | 0 | 0
EPA723 CO2 Rate Limit for NG Cofire - ORIS:6002 | 433 | 8077 | Rate Constraint in lbs/MMBtu | FALSE | L | Annual | Allowances Banked | Thousand Tons | 0 | 0 | 0 | 0 | 0 | 0 | 0
EPA723 CO2 Rate Limit for NG Cofire - ORIS:6002 | 433 | 8077 | Rate Constraint in lbs/MMBtu | FALSE | L | Annual | Allowances Withdrawn (1:1) | Thousand Tons | 0 | 0 | 0 | 0 | 0 | 0 | 0
EPA723 CO2 Rate Limit for NG Cofire - ORIS:6002 | 433 | 8077 | Rate Constraint in lbs/MMBtu | FALSE | L | Annual | Allowances Withdrawn (n:1) | Thousand Tons | 0 | 0 | 0 | 0 | 0 | 0 | 0
EPA723 CO2 Rate Limit for NG Cofire - ORIS:6002 | 433 | 8077 | Rate Constraint in lbs/MMBtu | FALSE | L | Annual | Net Emissions Allowance Position | Thousand Tons | 0 | 0 | 0 | 0 | 0 | 0 | 0
EPA723 CO2 Rate Limit for NG Cofire - ORIS:6002 | 433 | 8077 | Rate Constraint in lbs/MMBtu | FALSE | L | Annual | Fuel Consumed | TBtu | 0 | 0 | 0 | 0 | 0 | 0 | 0
EPA723 CO2 Rate Limit for NG Cofire - ORIS:6002 | 433 | 8077 | Rate Constraint in lbs/MMBtu | FALSE | L | Annual | Rate | lb/MMBtu | 0 | 0 | 0 | 0 | 0 | 0 | 0
EPA723 CO2 Rate Limit for NG Cofire - ORIS:6002 | 433 | 8077 | Rate Constraint in lbs/MMBtu | FALSE | L | Annual | Generation | TWh | 0 | 0 | 0 | 0 | 0 | 0 | 0
EPA723 CO2 Rate Limit for NG Cofire - ORIS:6002 | 433 | 8077 | Rate Constraint in lbs/MMBtu | FALSE | L | Annual | Qualifying Generation | TWh | 0 | 0 | 0 | 0 | 0 | 0 | 0
EPA723 CO2 Rate Limit for NG Cofire - ORIS:6002 | 433 | 8077 | Rate Constraint in lbs/MMBtu | FALSE | L | Annual | Rate | lb/MWh | 0 | 0 | 0 | 0 | 0 | 0 | 0
EPA723 CO2 Rate Limit for NG Cofire - ORIS:6002 | 433 | 8077 | Rate Constraint in lbs/MMBtu | FALSE | L | Annual | Constraint Shadow Price | US2022$/Ton | 0 | 42.6021 | 28.2958 | 58.1041 | 29.3025 | 72.138 | 126.819
EPA723 CO2 Rate Limit for NG Cofire - ORIS:6018 | 434 | 8078 | Rate Constraint in lbs/MMBtu | FALSE | L | Annual | Seasons Included | Seasons |  | Winter, Spring, Summer, Fall | Winter, Spring, Summer, Fall | Winter, Spring, Summer, Fall | Winter, Spring, Summer, Fall | Winter, Spring, Summer, Fall | Winter, Spring, Summer, Fall
EPA723 CO2 Rate Limit for NG Cofire - ORIS:6018 | 434 | 8078 | Rate Constraint in lbs/MMBtu | FALSE | L | Annual | Standard CO2 | lb/MMBtu | 174.8101 | 174.8101 | 174.8101 | 174.8101 | 174.8101 | 174.8101 | 174.8101
EPA723 CO2 Rate Limit for NG Cofire - ORIS:6018 | 434 | 8078 | Rate Constraint in lbs/MMBtu | FALSE | L | Annual | Emissions at Affected Plants CO2 | Thousand Tons | 0 | 0 | 0 | 0 | 0 | 0 | 0
EPA723 CO2 Rate Limit for NG Cofire - ORIS:6018 | 434 | 8078 | Rate Constraint in lbs/MMBtu | FALSE | L | Annual | Allowances Purchased CO2 | Thousand Tons | 0 | 0 | 0 | 0 | 0 | 0 | 0
EPA723 CO2 Rate Limit for NG Cofire - ORIS:6018 | 434 | 8078 | Rate Constraint in lbs/MMBtu | FALSE | L | Annual | Allowances Sold CO2 | Thousand Tons | 0 | 0 | 0 | 0 | 0 | 0 | 0
EPA723 CO2 Rate Limit for NG Cofire - ORIS:6018 | 434 | 8078 | Rate Constraint in lbs/MMBtu | FALSE | L | Annual | Allowances Banked | Thousand Tons | 0 | 0 | 0 | 0 | 0 | 0 | 0
EPA723 CO2 Rate Limit for NG Cofire - ORIS:6018 | 434 | 8078 | Rate Constraint in lbs/MMBtu | FALSE | L | Annual | Allowances Withdrawn (1:1) | Thousand Tons | 0 | 0 | 0 | 0 | 0 | 0 | 0
EPA723 CO2 Rate Limit for NG Cofire - ORIS:6018 | 434 | 8078 | Rate Constraint in lbs/MMBtu | FALSE | L | Annual | Allowances Withdrawn (n:1) | Thousand Tons | 0 | 0 | 0 | 0 | 0 | 0 | 0
EPA723 CO2 Rate Limit for NG Cofire - ORIS:6018 | 434 | 8078 | Rate Constraint in lbs/MMBtu | FALSE | L | Annual | Net Emissions Allowance Position | Thousand Tons | 0 | 0 | 0 | 0 | 0 | 0 | 0
EPA723 CO2 Rate Limit for NG Cofire - ORIS:6018 | 434 | 8078 | Rate Constraint in lbs/MMBtu | FALSE | L | Annual | Fuel Consumed | TBtu | 0 | 0 | 0 | 0 | 0 | 0 | 0
EPA723 CO2 Rate Limit for NG Cofire - ORIS:6018 | 434 | 8078 | Rate Constraint in lbs/MMBtu | FALSE | L | Annual | Rate | lb/MMBtu | 0 | 0 | 0 | 0 | 0 | 0 | 0
EPA723 CO2 Rate Limit for NG Cofire - ORIS:6018 | 434 | 8078 | Rate Constraint in lbs/MMBtu | FALSE | L | Annual | Generation | TWh | 0 | 0 | 0 | 0 | 0 | 0 | 0
EPA723 CO2 Rate Limit for NG Cofire - ORIS:6018 | 434 | 8078 | Rate Constraint in lbs/MMBtu | FALSE | L | Annual | Qualifying Generation | TWh | 0 | 0 | 0 | 0 | 0 | 0 | 0
EPA723 CO2 Rate Limit for NG Cofire - ORIS:6018 | 434 | 8078 | Rate Constraint in lbs/MMBtu | FALSE | L | Annual | Rate | lb/MWh | 0 | 0 | 0 | 0 | 0 | 0 | 0
EPA723 CO2 Rate Limit for NG Cofire - ORIS:6018 | 434 | 8078 | Rate Constraint in lbs/MMBtu | FALSE | L | Annual | Constraint Shadow Price | US2022$/Ton | 0 | 0 | 36.4295 | 5.6983 | 53.7017 | 378.5313 | 127.0817
EPA723 CO2 Rate Limit for NG Cofire - ORIS:6030 | 435 | 8079 | Rate Constraint in lbs/MMBtu | FALSE | L | Annual | Seasons Included | Seasons |  | Winter, Spring, Summer, Fall | Winter, Spring, Summer, Fall | Winter, Spring, Summer, Fall | Winter, Spring, Summer, Fall | Winter, Spring, Summer, Fall | Winter, Spring, Summer, Fall
EPA723 CO2 Rate Limit for NG Cofire - ORIS:6030 | 435 | 8079 | Rate Constraint in lbs/MMBtu | FALSE | L | Annual | Standard CO2 | lb/MMBtu | 182.2817 | 182.2817 | 182.2817 | 182.2817 | 182.2817 | 182.2817 | 182.2817
EPA723 CO2 Rate Limit for NG Cofire - ORIS:6030 | 435 | 8079 | Rate Constraint in lbs/MMBtu | FALSE | L | Annual | Emissions at Affected Plants CO2 | Thousand Tons | 0 | 0 | 0 | 0 | 0 | 0 | 0
EPA723 CO2 Rate Limit for NG Cofire - ORIS:6030 | 435 | 8079 | Rate Constraint in lbs/MMBtu | FALSE | L | Annual | Allowances Purchased CO2 | Thousand Tons | 0 | 0 | 0 | 0 | 0 | 0 | 0
EPA723 CO2 Rate Limit for NG Cofire - ORIS:6030 | 435 | 8079 | Rate Constraint in lbs/MMBtu | FALSE | L | Annual | Allowances Sold CO2 | Thousand Tons | 0 | 0 | 0 | 0 | 0 | 0 | 0
EPA723 CO2 Rate Limit for NG Cofire - ORIS:6030 | 435 | 8079 | Rate Constraint in lbs/MMBtu | FALSE | L | Annual | Allowances Banked | Thousand Tons | 0 | 0 | 0 | 0 | 0 | 0 | 0
EPA723 CO2 Rate Limit for NG Cofire - ORIS:6030 | 435 | 8079 | Rate Constraint in lbs/MMBtu | FALSE | L | Annual | Allowances Withdrawn (1:1) | Thousand Tons | 0 | 0 | 0 | 0 | 0 | 0 | 0
EPA723 CO2 Rate Limit for NG Cofire - ORIS:6030 | 435 | 8079 | Rate Constraint in lbs/MMBtu | FALSE | L | Annual | Allowances Withdrawn (n:1) | Thousand Tons | 0 | 0 | 0 | 0 | 0 | 0 | 0
EPA723 CO2 Rate Limit for NG Cofire - ORIS:6030 | 435 | 8079 | Rate Constraint in lbs/MMBtu | FALSE | L | Annual | Net Emissions Allowance Position | Thousand Tons | 0 | 0 | 0 | 0 | 0 | 0 | 0
EPA723 CO2 Rate Limit for NG Cofire - ORIS:6030 | 435 | 8079 | Rate Constraint in lbs/MMBtu | FALSE | L | Annual | Fuel Consumed | TBtu | 0 | 0 | 0 | 0 | 0 | 0 | 0
EPA723 CO2 Rate Limit for NG Cofire - ORIS:6030 | 435 | 8079 | Rate Constraint in lbs/MMBtu | FALSE | L | Annual | Rate | lb/MMBtu | 0 | 0 | 0 | 0 | 0 | 0 | 0
EPA723 CO2 Rate Limit for NG Cofire - ORIS:6030 | 435 | 8079 | Rate Constraint in lbs/MMBtu | FALSE | L | Annual | Generation | TWh | 0 | 0 | 0 | 0 | 0 | 0 | 0
EPA723 CO2 Rate Limit for NG Cofire - ORIS:6030 | 435 | 8079 | Rate Constraint in lbs/MMBtu | FALSE | L | Annual | Qualifying Generation | TWh | 0 | 0 | 0 | 0 | 0 | 0 | 0
EPA723 CO2 Rate Limit for NG Cofire - ORIS:6030 | 435 | 8079 | Rate Constraint in lbs/MMBtu | FALSE | L | Annual | Rate | lb/MWh | 0 | 0 | 0 | 0 | 0 | 0 | 0
EPA723 CO2 Rate Limit for NG Cofire - ORIS:6030 | 435 | 8079 | Rate Constraint in lbs/MMBtu | FALSE | L | Annual | Constraint Shadow Price | US2022$/Ton | 0 | 86.634 | 48.7956 | 44.5955 | 44.6577 | 100.0535 | 125.1607
EPA723 CO2 Rate Limit for NG Cofire - ORIS:6041 | 436 | 8080 | Rate Constraint in lbs/MMBtu | FALSE | L | Annual | Seasons Included | Seasons |  | Winter, Spring, Summer, Fall | Winter, Spring, Summer, Fall | Winter, Spring, Summer, Fall | Winter, Spring, Summer, Fall | Winter, Spring, Summer, Fall | Winter, Spring, Summer, Fall
EPA723 CO2 Rate Limit for NG Cofire - ORIS:6041 | 436 | 8080 | Rate Constraint in lbs/MMBtu | FALSE | L | Annual | Standard CO2 | lb/MMBtu | 176.3808 | 176.3808 | 176.3808 | 176.3808 | 176.3808 | 176.3808 | 176.3808
EPA723 CO2 Rate Limit for NG Cofire - ORIS:6041 | 436 | 8080 | Rate Constraint in lbs/MMBtu | FALSE | L | Annual | Emissions at Affected Plants CO2 | Thousand Tons | 0 | 0 | 0 | 0 | 0 | 0 | 0
EPA723 CO2 Rate Limit for NG Cofire - ORIS:6041 | 436 | 8080 | Rate Constraint in lbs/MMBtu | FALSE | L | Annual | Allowances Purchased CO2 | Thousand Tons | 0 | 0 | 0 | 0 | 0 | 0 | 0
EPA723 CO2 Rate Limit for NG Cofire - ORIS:6041 | 436 | 8080 | Rate Constraint in lbs/MMBtu | FALSE | L | Annual | Allowances Sold CO2 | Thousand Tons | 0 | 0 | 0 | 0 | 0 | 0 | 0
EPA723 CO2 Rate Limit for NG Cofire - ORIS:6041 | 436 | 8080 | Rate Constraint in lbs/MMBtu | FALSE | L | Annual | Allowances Banked | Thousand Tons | 0 | 0 | 0 | 0 | 0 | 0 | 0
EPA723 CO2 Rate Limit for NG Cofire - ORIS:6041 | 436 | 8080 | Rate Constraint in lbs/MMBtu | FALSE | L | Annual | Allowances Withdrawn (1:1) | Thousand Tons | 0 | 0 | 0 | 0 | 0 | 0 | 0
EPA723 CO2 Rate Limit for NG Cofire - ORIS:6041 | 436 | 8080 | Rate Constraint in lbs/MMBtu | FALSE | L | Annual | Allowances Withdrawn (n:1) | Thousand Tons | 0 | 0 | 0 | 0 | 0 | 0 | 0
EPA723 CO2 Rate Limit for NG Cofire - ORIS:6041 | 436 | 8080 | Rate Constraint in lbs/MMBtu | FALSE | L | Annual | Net Emissions Allowance Position | Thousand Tons | 0 | 0 | 0 | 0 | 0 | 0 | 0
EPA723 CO2 Rate Limit for NG Cofire - ORIS:6041 | 436 | 8080 | Rate Constraint in lbs/MMBtu | FALSE | L | Annual | Fuel Consumed | TBtu | 0 | 0 | 0 | 0 | 0 | 0 | 0
EPA723 CO2 Rate Limit for NG Cofire - ORIS:6041 | 436 | 8080 | Rate Constraint in lbs/MMBtu | FALSE | L | Annual | Rate | lb/MMBtu | 0 | 0 | 0 | 0 | 0 | 0 | 0
EPA723 CO2 Rate Limit for NG Cofire - ORIS:6041 | 436 | 8080 | Rate Constraint in lbs/MMBtu | FALSE | L | Annual | Generation | TWh | 0 | 0 | 0 | 0 | 0 | 0 | 0
EPA723 CO2 Rate Limit for NG Cofire - ORIS:6041 | 436 | 8080 | Rate Constraint in lbs/MMBtu | FALSE | L | Annual | Qualifying Generation | TWh | 0 | 0 | 0 | 0 | 0 | 0 | 0
EPA723 CO2 Rate Limit for NG Cofire - ORIS:6041 | 436 | 8080 | Rate Constraint in lbs/MMBtu | FALSE | L | Annual | Rate | lb/MWh | 0 | 0 | 0 | 0 | 0 | 0 | 0
EPA723 CO2 Rate Limit for NG Cofire - ORIS:6041 | 436 | 8080 | Rate Constraint in lbs/MMBtu | FALSE | L | Annual | Constraint Shadow Price | US2022$/Ton | 0 | 31.0633 | 28.0019 | 45.111 | 79.1116 | 458.6452 | 188.7616
EPA723 CO2 Rate Limit for NG Cofire - ORIS:6055 | 437 | 8081 | Rate Constraint in lbs/MMBtu | FALSE | L | Annual | Seasons Included | Seasons |  | Winter, Spring, Summer, Fall | Winter, Spring, Summer, Fall | Winter, Spring, Summer, Fall | Winter, Spring, Summer, Fall | Winter, Spring, Summer, Fall | Winter, Spring, Summer, Fall
EPA723 CO2 Rate Limit for NG Cofire - ORIS:6055 | 437 | 8081 | Rate Constraint in lbs/MMBtu | FALSE | L | Annual | Standard CO2 | lb/MMBtu | 175.412 | 175.412 | 175.412 | 175.412 | 175.412 | 175.412 | 175.412
EPA723 CO2 Rate Limit for NG Cofire - ORIS:6055 | 437 | 8081 | Rate Constraint in lbs/MMBtu | FALSE | L | Annual | Emissions at Affected Plants CO2 | Thousand Tons | 0 | 0 | 0 | 0 | 0 | 0 | 0
EPA723 CO2 Rate Limit for NG Cofire - ORIS:6055 | 437 | 8081 | Rate Constraint in lbs/MMBtu | FALSE | L | Annual | Allowances Purchased CO2 | Thousand Tons | 0 | 0 | 0 | 0 | 0 | 0 | 0
EPA723 CO2 Rate Limit for NG Cofire - ORIS:6055 | 437 | 8081 | Rate Constraint in lbs/MMBtu | FALSE | L | Annual | Allowances Sold CO2 | Thousand Tons | 0 | 0 | 0 | 0 | 0 | 0 | 0
EPA723 CO2 Rate Limit for NG Cofire - ORIS:6055 | 437 | 8081 | Rate Constraint in lbs/MMBtu | FALSE | L | Annual | Allowances Banked | Thousand Tons | 0 | 0 | 0 | 0 | 0 | 0 | 0
EPA723 CO2 Rate Limit for NG Cofire - ORIS:6055 | 437 | 8081 | Rate Constraint in lbs/MMBtu | FALSE | L | Annual | Allowances Withdrawn (1:1) | Thousand Tons | 0 | 0 | 0 | 0 | 0 | 0 | 0
EPA723 CO2 Rate Limit for NG Cofire - ORIS:6055 | 437 | 8081 | Rate Constraint in lbs/MMBtu | FALSE | L | Annual | Allowances Withdrawn (n:1) | Thousand Tons | 0 | 0 | 0 | 0 | 0 | 0 | 0
EPA723 CO2 Rate Limit for NG Cofire - ORIS:6055 | 437 | 8081 | Rate Constraint in lbs/MMBtu | FALSE | L | Annual | Net Emissions Allowance Position | Thousand Tons | 0 | 0 | 0 | 0 | 0 | 0 | 0
EPA723 CO2 Rate Limit for NG Cofire - ORIS:6055 | 437 | 8081 | Rate Constraint in lbs/MMBtu | FALSE | L | Annual | Fuel Consumed | TBtu | 0 | 0 | 0 | 0 | 0 | 0 | 0
EPA723 CO2 Rate Limit for NG Cofire - ORIS:6055 | 437 | 8081 | Rate Constraint in lbs/MMBtu | FALSE | L | Annual | Rate | lb/MMBtu | 0 | 0 | 0 | 0 | 0 | 0 | 0
EPA723 CO2 Rate Limit for NG Cofire - ORIS:6055 | 437 | 8081 | Rate Constraint in lbs/MMBtu | FALSE | L | Annual | Generation | TWh | 0 | 0 | 0 | 0 | 0 | 0 | 0
EPA723 CO2 Rate Limit for NG Cofire - ORIS:6055 | 437 | 8081 | Rate Constraint in lbs/MMBtu | FALSE | L | Annual | Qualifying Generation | TWh | 0 | 0 | 0 | 0 | 0 | 0 | 0
EPA723 CO2 Rate Limit for NG Cofire - ORIS:6055 | 437 | 8081 | Rate Constraint in lbs/MMBtu | FALSE | L | Annual | Rate | lb/MWh | 0 | 0 | 0 | 0 | 0 | 0 | 0
EPA723 CO2 Rate Limit for NG Cofire - ORIS:6055 | 437 | 8081 | Rate Constraint in lbs/MMBtu | FALSE | L | Annual | Constraint Shadow Price | US2022$/Ton | 0 | 152.6751 | 146.1533 | 17.246 | 55.2987 | 95.1332 | 118.268
EPA723 CO2 Rate Limit for NG Cofire - ORIS:6064 | 438 | 8082 | Rate Constraint in lbs/MMBtu | FALSE | L | Annual | Seasons Included | Seasons |  | Winter, Spring, Summer, Fall | Winter, Spring, Summer, Fall | Winter, Spring, Summer, Fall | Winter, Spring, Summer, Fall | Winter, Spring, Summer, Fall | Winter, Spring, Summer, Fall
EPA723 CO2 Rate Limit for NG Cofire - ORIS:6064 | 438 | 8082 | Rate Constraint in lbs/MMBtu | FALSE | L | Annual | Standard CO2 | lb/MMBtu | 175.772 | 175.772 | 175.772 | 175.772 | 175.772 | 175.772 | 175.772
EPA723 CO2 Rate Limit for NG Cofire - ORIS:6064 | 438 | 8082 | Rate Constraint in lbs/MMBtu | FALSE | L | Annual | Emissions at Affected Plants CO2 | Thousand Tons | 0 | 0 | 0 | 0 | 0 | 0 | 0
EPA723 CO2 Rate Limit for NG Cofire - ORIS:6064 | 438 | 8082 | Rate Constraint in lbs/MMBtu | FALSE | L | Annual | Allowances Purchased CO2 | Thousand Tons | 0 | 0 | 0 | 0 | 0 | 0 | 0
EPA723 CO2 Rate Limit for NG Cofire - ORIS:6064 | 438 | 8082 | Rate Constraint in lbs/MMBtu | FALSE | L | Annual | Allowances Sold CO2 | Thousand Tons | 0 | 0 | 0 | 0 | 0 | 0 | 0
EPA723 CO2 Rate Limit for NG Cofire - ORIS:6064 | 438 | 8082 | Rate Constraint in lbs/MMBtu | FALSE | L | Annual | Allowances Banked | Thousand Tons | 0 | 0 | 0 | 0 | 0 | 0 | 0
EPA723 CO2 Rate Limit for NG Cofire - ORIS:6064 | 438 | 8082 | Rate Constraint in lbs/MMBtu | FALSE | L | Annual | Allowances Withdrawn (1:1) | Thousand Tons | 0 | 0 | 0 | 0 | 0 | 0 | 0
EPA723 CO2 Rate Limit for NG Cofire - ORIS:6064 | 438 | 8082 | Rate Constraint in lbs/MMBtu | FALSE | L | Annual | Allowances Withdrawn (n:1) | Thousand Tons | 0 | 0 | 0 | 0 | 0 | 0 | 0
EPA723 CO2 Rate Limit for NG Cofire - ORIS:6064 | 438 | 8082 | Rate Constraint in lbs/MMBtu | FALSE | L | Annual | Net Emissions Allowance Position | Thousand Tons | 0 | 0 | 0 | 0 | 0 | 0 | 0
EPA723 CO2 Rate Limit for NG Cofire - ORIS:6064 | 438 | 8082 | Rate Constraint in lbs/MMBtu | FALSE | L | Annual | Fuel Consumed | TBtu | 0 | 0 | 0 | 0 | 0 | 0 | 0
EPA723 CO2 Rate Limit for NG Cofire - ORIS:6064 | 438 | 8082 | Rate Constraint in lbs/MMBtu | FALSE | L | Annual | Rate | lb/MMBtu | 0 | 0 | 0 | 0 | 0 | 0 | 0
EPA723 CO2 Rate Limit for NG Cofire - ORIS:6064 | 438 | 8082 | Rate Constraint in lbs/MMBtu | FALSE | L | Annual | Generation | TWh | 0 | 0 | 0 | 0 | 0 | 0 | 0
EPA723 CO2 Rate Limit for NG Cofire - ORIS:6064 | 438 | 8082 | Rate Constraint in lbs/MMBtu | FALSE | L | Annual | Qualifying Generation | TWh | 0 | 0 | 0 | 0 | 0 | 0 | 0
EPA723 CO2 Rate Limit for NG Cofire - ORIS:6064 | 438 | 8082 | Rate Constraint in lbs/MMBtu | FALSE | L | Annual | Rate | lb/MWh | 0 | 0 | 0 | 0 | 0 | 0 | 0
EPA723 CO2 Rate Limit for NG Cofire - ORIS:6064 | 438 | 8082 | Rate Constraint in lbs/MMBtu | FALSE | L | Annual | Constraint Shadow Price | US2022$/Ton | 0 | 72.6172 | 0 | 55.756 | 23.9086 | 79.3145 | 108.3635
EPA723 CO2 Rate Limit for NG Cofire - ORIS:6065 | 439 | 8083 | Rate Constraint in lbs/MMBtu | FALSE | L | Annual | Seasons Included | Seasons |  | Winter, Spring, Summer, Fall | Winter, Spring, Summer, Fall | Winter, Spring, Summer, Fall | Winter, Spring, Summer, Fall | Winter, Spring, Summer, Fall | Winter, Spring, Summer, Fall
EPA723 CO2 Rate Limit for NG Cofire - ORIS:6065 | 439 | 8083 | Rate Constraint in lbs/MMBtu | FALSE | L | Annual | Standard CO2 | lb/MMBtu | 176.5228 | 176.5228 | 176.5228 | 176.5228 | 176.5228 | 176.5228 | 176.5228
EPA723 CO2 Rate Limit for NG Cofire - ORIS:6065 | 439 | 8083 | Rate Constraint in lbs/MMBtu | FALSE | L | Annual | Emissions at Affected Plants CO2 | Thousand Tons | 0 | 0 | 0 | 0 | 0 | 0 | 0
EPA723 CO2 Rate Limit for NG Cofire - ORIS:6065 | 439 | 8083 | Rate Constraint in lbs/MMBtu | FALSE | L | Annual | Allowances Purchased CO2 | Thousand Tons | 0 | 0 | 0 | 0 | 0 | 0 | 0
EPA723 CO2 Rate Limit for NG Cofire - ORIS:6065 | 439 | 8083 | Rate Constraint in lbs/MMBtu | FALSE | L | Annual | Allowances Sold CO2 | Thousand Tons | 0 | 0 | 0 | 0 | 0 | 0 | 0
EPA723 CO2 Rate Limit for NG Cofire - ORIS:6065 | 439 | 8083 | Rate Constraint in lbs/MMBtu | FALSE | L | Annual | Allowances Banked | Thousand Tons | 0 | 0 | 0 | 0 | 0 | 0 | 0
EPA723 CO2 Rate Limit for NG Cofire - ORIS:6065 | 439 | 8083 | Rate Constraint in lbs/MMBtu | FALSE | L | Annual | Allowances Withdrawn (1:1) | Thousand Tons | 0 | 0 | 0 | 0 | 0 | 0 | 0
EPA723 CO2 Rate Limit for NG Cofire - ORIS:6065 | 439 | 8083 | Rate Constraint in lbs/MMBtu | FALSE | L | Annual | Allowances Withdrawn (n:1) | Thousand Tons | 0 | 0 | 0 | 0 | 0 | 0 | 0
EPA723 CO2 Rate Limit for NG Cofire - ORIS:6065 | 439 | 8083 | Rate Constraint in lbs/MMBtu | FALSE | L | Annual | Net Emissions Allowance Position | Thousand Tons | 0 | 0 | 0 | 0 | 0 | 0 | 0
EPA723 CO2 Rate Limit for NG Cofire - ORIS:6065 | 439 | 8083 | Rate Constraint in lbs/MMBtu | FALSE | L | Annual | Fuel Consumed | TBtu | 0 | 0 | 0 | 0 | 0 | 0 | 0
EPA723 CO2 Rate Limit for NG Cofire - ORIS:6065 | 439 | 8083 | Rate Constraint in lbs/MMBtu | FALSE | L | Annual | Rate | lb/MMBtu | 0 | 0 | 0 | 0 | 0 | 0 | 0
EPA723 CO2 Rate Limit for NG Cofire - ORIS:6065 | 439 | 8083 | Rate Constraint in lbs/MMBtu | FALSE | L | Annual | Generation | TWh | 0 | 0 | 0 | 0 | 0 | 0 | 0
EPA723 CO2 Rate Limit for NG Cofire - ORIS:6065 | 439 | 8083 | Rate Constraint in lbs/MMBtu | FALSE | L | Annual | Qualifying Generation | TWh | 0 | 0 | 0 | 0 | 0 | 0 | 0
EPA723 CO2 Rate Limit for NG Cofire - ORIS:6065 | 439 | 8083 | Rate Constraint in lbs/MMBtu | FALSE | L | Annual | Rate | lb/MWh | 0 | 0 | 0 | 0 | 0 | 0 | 0
EPA723 CO2 Rate Limit for NG Cofire - ORIS:6065 | 439 | 8083 | Rate Constraint in lbs/MMBtu | FALSE | L | Annual | Constraint Shadow Price | US2022$/Ton | 0 | 36.697 | 40.3849 | 90.2663 | 371.3903 | 543.4815 | 154.3606
EPA723 CO2 Rate Limit for NG Cofire - ORIS:6068 | 440 | 8084 | Rate Constraint in lbs/MMBtu | FALSE | L | Annual | Seasons Included | Seasons |  | Winter, Spring, Summer, Fall | Winter, Spring, Summer, Fall | Winter, Spring, Summer, Fall | Winter, Spring, Summer, Fall | Winter, Spring, Summer, Fall | Winter, Spring, Summer, Fall
EPA723 CO2 Rate Limit for NG Cofire - ORIS:6068 | 440 | 8084 | Rate Constraint in lbs/MMBtu | FALSE | L | Annual | Standard CO2 | lb/MMBtu | 176.5228 | 176.5228 | 176.5228 | 176.5228 | 176.5228 | 176.5228 | 176.5228
EPA723 CO2 Rate Limit for NG Cofire - ORIS:6068 | 440 | 8084 | Rate Constraint in lbs/MMBtu | FALSE | L | Annual | Emissions at Affected Plants CO2 | Thousand Tons | 0 | 0 | 0 | 0 | 0 | 0 | 0
EPA723 CO2 Rate Limit for NG Cofire - ORIS:6068 | 440 | 8084 | Rate Constraint in lbs/MMBtu | FALSE | L | Annual | Allowances Purchased CO2 | Thousand Tons | 0 | 0 | 0 | 0 | 0 | 0 | 0
EPA723 CO2 Rate Limit for NG Cofire - ORIS:6068 | 440 | 8084 | Rate Constraint in lbs/MMBtu | FALSE | L | Annual | Allowances Sold CO2 | Thousand Tons | 0 | 0 | 0 | 0 | 0 | 0 | 0
EPA723 CO2 Rate Limit for NG Cofire - ORIS:6068 | 440 | 8084 | Rate Constraint in lbs/MMBtu | FALSE | L | Annual | Allowances Banked | Thousand Tons | 0 | 0 | 0 | 0 | 0 | 0 | 0
EPA723 CO2 Rate Limit for NG Cofire - ORIS:6068 | 440 | 8084 | Rate Constraint in lbs/MMBtu | FALSE | L | Annual | Allowances Withdrawn (1:1) | Thousand Tons | 0 | 0 | 0 | 0 | 0 | 0 | 0
EPA723 CO2 Rate Limit for NG Cofire - ORIS:6068 | 440 | 8084 | Rate Constraint in lbs/MMBtu | FALSE | L | Annual | Allowances Withdrawn (n:1) | Thousand Tons | 0 | 0 | 0 | 0 | 0 | 0 | 0
EPA723 CO2 Rate Limit for NG Cofire - ORIS:6068 | 440 | 8084 | Rate Constraint in lbs/MMBtu | FALSE | L | Annual | Net Emissions Allowance Position | Thousand Tons | 0 | 0 | 0 | 0 | 0 | 0 | 0
EPA723 CO2 Rate Limit for NG Cofire - ORIS:6068 | 440 | 8084 | Rate Constraint in lbs/MMBtu | FALSE | L | Annual | Fuel Consumed | TBtu | 0 | 0 | 0 | 0 | 0 | 0 | 0
EPA723 CO2 Rate Limit for NG Cofire - ORIS:6068 | 440 | 8084 | Rate Constraint in lbs/MMBtu | FALSE | L | Annual | Rate | lb/MMBtu | 0 | 0 | 0 | 0 | 0 | 0 | 0
EPA723 CO2 Rate Limit for NG Cofire - ORIS:6068 | 440 | 8084 | Rate Constraint in lbs/MMBtu | FALSE | L | Annual | Generation | TWh | 0 | 0 | 0 | 0 | 0 | 0 | 0
EPA723 CO2 Rate Limit for NG Cofire - ORIS:6068 | 440 | 8084 | Rate Constraint in lbs/MMBtu | FALSE | L | Annual | Qualifying Generation | TWh | 0 | 0 | 0 | 0 | 0 | 0 | 0
EPA723 CO2 Rate Limit for NG Cofire - ORIS:6068 | 440 | 8084 | Rate Constraint in lbs/MMBtu | FALSE | L | Annual | Rate | lb/MWh | 0 | 0 | 0 | 0 | 0 | 0 | 0
EPA723 CO2 Rate Limit for NG Cofire - ORIS:6068 | 440 | 8084 | Rate Constraint in lbs/MMBtu | FALSE | L | Annual | Constraint Shadow Price | US2022$/Ton | 0 | 43.8049 | 42.9627 | 72.0378 | 351.8212 | 466.0124 | 128.4313
EPA723 CO2 Rate Limit for NG Cofire - ORIS:6071 | 441 | 8085 | Rate Constraint in lbs/MMBtu | FALSE | L | Annual | Seasons Included | Seasons |  | Winter, Spring, Summer, Fall | Winter, Spring, Summer, Fall | Winter, Spring, Summer, Fall | Winter, Spring, Summer, Fall | Winter, Spring, Summer, Fall | Winter, Spring, Summer, Fall
EPA723 CO2 Rate Limit for NG Cofire - ORIS:6071 | 441 | 8085 | Rate Constraint in lbs/MMBtu | FALSE | L | Annual | Standard CO2 | lb/MMBtu | 179.2207 | 179.2207 | 179.2207 | 179.2207 | 179.2207 | 179.2207 | 179.2207
EPA723 CO2 Rate Limit for NG Cofire - ORIS:6071 | 441 | 8085 | Rate Constraint in lbs/MMBtu | FALSE | L | Annual | Emissions at Affected Plants CO2 | Thousand Tons | 0 | 0 | 0 | 0 | 0 | 0 | 0
EPA723 CO2 Rate Limit for NG Cofire - ORIS:6071 | 441 | 8085 | Rate Constraint in lbs/MMBtu | FALSE | L | Annual | Allowances Purchased CO2 | Thousand Tons | 0 | 0 | 0 | 0 | 0 | 0 | 0
EPA723 CO2 Rate Limit for NG Cofire - ORIS:6071 | 441 | 8085 | Rate Constraint in lbs/MMBtu | FALSE | L | Annual | Allowances Sold CO2 | Thousand Tons | 0 | 0 | 0 | 0 | 0 | 0 | 0
EPA723 CO2 Rate Limit for NG Cofire - ORIS:6071 | 441 | 8085 | Rate Constraint in lbs/MMBtu | FALSE | L | Annual | Allowances Banked | Thousand Tons | 0 | 0 | 0 | 0 | 0 | 0 | 0
EPA723 CO2 Rate Limit for NG Cofire - ORIS:6071 | 441 | 8085 | Rate Constraint in lbs/MMBtu | FALSE | L | Annual | Allowances Withdrawn (1:1) | Thousand Tons | 0 | 0 | 0 | 0 | 0 | 0 | 0
EPA723 CO2 Rate Limit for NG Cofire - ORIS:6071 | 441 | 8085 | Rate Constraint in lbs/MMBtu | FALSE | L | Annual | Allowances Withdrawn (n:1) | Thousand Tons | 0 | 0 | 0 | 0 | 0 | 0 | 0
EPA723 CO2 Rate Limit for NG Cofire - ORIS:6071 | 441 | 8085 | Rate Constraint in lbs/MMBtu | FALSE | L | Annual | Net Emissions Allowance Position | Thousand Tons | 0 | 0 | 0 | 0 | 0 | 0 | 0
EPA723 CO2 Rate Limit for NG Cofire - ORIS:6071 | 441 | 8085 | Rate Constraint in lbs/MMBtu | FALSE | L | Annual | Fuel Consumed | TBtu | 0 | 0 | 0 | 0 | 0 | 0 | 0
EPA723 CO2 Rate Limit for NG Cofire - ORIS:6071 | 441 | 8085 | Rate Constraint in lbs/MMBtu | FALSE | L | Annual | Rate | lb/MMBtu | 0 | 0 | 0 | 0 | 0 | 0 | 0
EPA723 CO2 Rate Limit for NG Cofire - ORIS:6071 | 441 | 8085 | Rate Constraint in lbs/MMBtu | FALSE | L | Annual | Generation | TWh | 0 | 0 | 0 | 0 | 0 | 0 | 0
EPA723 CO2 Rate Limit for NG Cofire - ORIS:6071 | 441 | 8085 | Rate Constraint in lbs/MMBtu | FALSE | L | Annual | Qualifying Generation | TWh | 0 | 0 | 0 | 0 | 0 | 0 | 0
EPA723 CO2 Rate Limit for NG Cofire - ORIS:6071 | 441 | 8085 | Rate Constraint in lbs/MMBtu | FALSE | L | Annual | Rate | lb/MWh | 0 | 0 | 0 | 0 | 0 | 0 | 0
EPA723 CO2 Rate Limit for NG Cofire - ORIS:6071 | 441 | 8085 | Rate Constraint in lbs/MMBtu | FALSE | L | Annual | Constraint Shadow Price | US2022$/Ton | 0 | 35.4876 | 38.812 | 105.6961 | 114.4634 | 180.7271 | 211.8781
EPA723 CO2 Rate Limit for NG Cofire - ORIS:6076 | 442 | 8086 | Rate Constraint in lbs/MMBtu | FALSE | L | Annual | Seasons Included | Seasons |  | Winter, Spring, Summer, Fall | Winter, Spring, Summer, Fall | Winter, Spring, Summer, Fall | Winter, Spring, Summer, Fall | Winter, Spring, Summer, Fall | Winter, Spring, Summer, Fall
EPA723 CO2 Rate Limit for NG Cofire - ORIS:6076 | 442 | 8086 | Rate Constraint in lbs/MMBtu | FALSE | L | Annual | Standard CO2 | lb/MMBtu | 176.8254 | 176.8254 | 176.8254 | 176.8254 | 176.8254 | 176.8254 | 176.8254
EPA723 CO2 Rate Limit for NG Cofire - ORIS:6076 | 442 | 8086 | Rate Constraint in lbs/MMBtu | FALSE | L | Annual | Emissions at Affected Plants CO2 | Thousand Tons | 0 | 0 | 0 | 0 | 0 | 0 | 0
EPA723 CO2 Rate Limit for NG Cofire - ORIS:6076 | 442 | 8086 | Rate Constraint in lbs/MMBtu | FALSE | L | Annual | Allowances Purchased CO2 | Thousand Tons | 0 | 0 | 0 | 0 | 0 | 0 | 0
EPA723 CO2 Rate Limit for NG Cofire - ORIS:6076 | 442 | 8086 | Rate Constraint in lbs/MMBtu | FALSE | L | Annual | Allowances Sold CO2 | Thousand Tons | 0 | 0 | 0 | 0 | 0 | 0 | 0
EPA723 CO2 Rate Limit for NG Cofire - ORIS:6076 | 442 | 8086 | Rate Constraint in lbs/MMBtu | FALSE | L | Annual | Allowances Banked | Thousand Tons | 0 | 0 | 0 | 0 | 0 | 0 | 0
EPA723 CO2 Rate Limit for NG Cofire - ORIS:6076 | 442 | 8086 | Rate Constraint in lbs/MMBtu | FALSE | L | Annual | Allowances Withdrawn (1:1) | Thousand Tons | 0 | 0 | 0 | 0 | 0 | 0 | 0
EPA723 CO2 Rate Limit for NG Cofire - ORIS:6076 | 442 | 8086 | Rate Constraint in lbs/MMBtu | FALSE | L | Annual | Allowances Withdrawn (n:1) | Thousand Tons | 0 | 0 | 0 | 0 | 0 | 0 | 0
EPA723 CO2 Rate Limit for NG Cofire - ORIS:6076 | 442 | 8086 | Rate Constraint in lbs/MMBtu | FALSE | L | Annual | Net Emissions Allowance Position | Thousand Tons | 0 | 0 | 0 | 0 | 0 | 0 | 0
EPA723 CO2 Rate Limit for NG Cofire - ORIS:6076 | 442 | 8086 | Rate Constraint in lbs/MMBtu | FALSE | L | Annual | Fuel Consumed | TBtu | 0 | 0 | 0 | 0 | 0 | 0 | 0
EPA723 CO2 Rate Limit for NG Cofire - ORIS:6076 | 442 | 8086 | Rate Constraint in lbs/MMBtu | FALSE | L | Annual | Rate | lb/MMBtu | 0 | 0 | 0 | 0 | 0 | 0 | 0
EPA723 CO2 Rate Limit for NG Cofire - ORIS:6076 | 442 | 8086 | Rate Constraint in lbs/MMBtu | FALSE | L | Annual | Generation | TWh | 0 | 0 | 0 | 0 | 0 | 0 | 0
EPA723 CO2 Rate Limit for NG Cofire - ORIS:6076 | 442 | 8086 | Rate Constraint in lbs/MMBtu | FALSE | L | Annual | Qualifying Generation | TWh | 0 | 0 | 0 | 0 | 0 | 0 | 0
EPA723 CO2 Rate Limit for NG Cofire - ORIS:6076 | 442 | 8086 | Rate Constraint in lbs/MMBtu | FALSE | L | Annual | Rate | lb/MWh | 0 | 0 | 0 | 0 | 0 | 0 | 0
EPA723 CO2 Rate Limit for NG Cofire - ORIS:6076 | 442 | 8086 | Rate Constraint in lbs/MMBtu | FALSE | L | Annual | Constraint Shadow Price | US2022$/Ton | 0 | 92.9925 | 115.8375 | 87.7467 | 70.0963 | 111.6083 | 133.5015
EPA723 CO2 Rate Limit for NG Cofire - ORIS:6077 | 443 | 8087 | Rate Constraint in lbs/MMBtu | FALSE | L | Annual | Seasons Included | Seasons |  | Winter, Spring, Summer, Fall | Winter, Spring, Summer, Fall | Winter, Spring, Summer, Fall | Winter, Spring, Summer, Fall | Winter, Spring, Summer, Fall | Winter, Spring, Summer, Fall
EPA723 CO2 Rate Limit for NG Cofire - ORIS:6077 | 443 | 8087 | Rate Constraint in lbs/MMBtu | FALSE | L | Annual | Standard CO2 | lb/MMBtu | 175.412 | 175.412 | 175.412 | 175.412 | 175.412 | 175.412 | 175.412
EPA723 CO2 Rate Limit for NG Cofire - ORIS:6077 | 443 | 8087 | Rate Constraint in lbs/MMBtu | FALSE | L | Annual | Emissions at Affected Plants CO2 | Thousand Tons | 0 | 0 | 0 | 0 | 0 | 0 | 0
EPA723 CO2 Rate Limit for NG Cofire - ORIS:6077 | 443 | 8087 | Rate Constraint in lbs/MMBtu | FALSE | L | Annual | Allowances Purchased CO2 | Thousand Tons | 0 | 0 | 0 | 0 | 0 | 0 | 0
EPA723 CO2 Rate Limit for NG Cofire - ORIS:6077 | 443 | 8087 | Rate Constraint in lbs/MMBtu | FALSE | L | Annual | Allowances Sold CO2 | Thousand Tons | 0 | 0 | 0 | 0 | 0 | 0 | 0
EPA723 CO2 Rate Limit for NG Cofire - ORIS:6077 | 443 | 8087 | Rate Constraint in lbs/MMBtu | FALSE | L | Annual | Allowances Banked | Thousand Tons | 0 | 0 | 0 | 0 | 0 | 0 | 0
EPA723 CO2 Rate Limit for NG Cofire - ORIS:6077 | 443 | 8087 | Rate Constraint in lbs/MMBtu | FALSE | L | Annual | Allowances Withdrawn (1:1) | Thousand Tons | 0 | 0 | 0 | 0 | 0 | 0 | 0
EPA723 CO2 Rate Limit for NG Cofire - ORIS:6077 | 443 | 8087 | Rate Constraint in lbs/MMBtu | FALSE | L | Annual | Allowances Withdrawn (n:1) | Thousand Tons | 0 | 0 | 0 | 0 | 0 | 0 | 0
EPA723 CO2 Rate Limit for NG Cofire - ORIS:6077 | 443 | 8087 | Rate Constraint in lbs/MMBtu | FALSE | L | Annual | Net Emissions Allowance Position | Thousand Tons | 0 | 0 | 0 | 0 | 0 | 0 | 0
EPA723 CO2 Rate Limit for NG Cofire - ORIS:6077 | 443 | 8087 | Rate Constraint in lbs/MMBtu | FALSE | L | Annual | Fuel Consumed | TBtu | 0 | 0 | 0 | 0 | 0 | 0 | 0
EPA723 CO2 Rate Limit for NG Cofire - ORIS:6077 | 443 | 8087 | Rate Constraint in lbs/MMBtu | FALSE | L | Annual | Rate | lb/MMBtu | 0 | 0 | 0 | 0 | 0 | 0 | 0
EPA723 CO2 Rate Limit for NG Cofire - ORIS:6077 | 443 | 8087 | Rate Constraint in lbs/MMBtu | FALSE | L | Annual | Generation | TWh | 0 | 0 | 0 | 0 | 0 | 0 | 0
EPA723 CO2 Rate Limit for NG Cofire - ORIS:6077 | 443 | 8087 | Rate Constraint in lbs/MMBtu | FALSE | L | Annual | Qualifying Generation | TWh | 0 | 0 | 0 | 0 | 0 | 0 | 0
EPA723 CO2 Rate Limit for NG Cofire - ORIS:6077 | 443 | 8087 | Rate Constraint in lbs/MMBtu | FALSE | L | Annual | Rate | lb/MWh | 0 | 0 | 0 | 0 | 0 | 0 | 0
EPA723 CO2 Rate Limit for NG Cofire - ORIS:6077 | 443 | 8087 | Rate Constraint in lbs/MMBtu | FALSE | L | Annual | Constraint Shadow Price | US2022$/Ton | 0 | 66.5492 | 60.0204 | 141.6098 | 96.6916 | 583.5519 | 202.479
EPA723 CO2 Rate Limit for NG Cofire - ORIS:6090 | 444 | 8088 | Rate Constraint in lbs/MMBtu | FALSE | L | Annual | Seasons Included | Seasons |  | Winter, Spring, Summer, Fall | Winter, Spring, Summer, Fall | Winter, Spring, Summer, Fall | Winter, Spring, Summer, Fall | Winter, Spring, Summer, Fall | Winter, Spring, Summer, Fall
EPA723 CO2 Rate Limit for NG Cofire - ORIS:6090 | 444 | 8088 | Rate Constraint in lbs/MMBtu | FALSE | L | Annual | Standard CO2 | lb/MMBtu | 176.252 | 176.252 | 176.252 | 176.252 | 176.252 | 176.252 | 176.252
EPA723 CO2 Rate Limit for NG Cofire - ORIS:6090 | 444 | 8088 | Rate Constraint in lbs/MMBtu | FALSE | L | Annual | Emissions at Affected Plants CO2 | Thousand Tons | 0 | 0 | 0 | 0 | 0 | 0 | 0
EPA723 CO2 Rate Limit for NG Cofire - ORIS:6090 | 444 | 8088 | Rate Constraint in lbs/MMBtu | FALSE | L | Annual | Allowances Purchased CO2 | Thousand Tons | 0 | 0 | 0 | 0 | 0 | 0 | 0
EPA723 CO2 Rate Limit for NG Cofire - ORIS:6090 | 444 | 8088 | Rate Constraint in lbs/MMBtu | FALSE | L | Annual | Allowances Sold CO2 | Thousand Tons | 0 | 0 | 0 | 0 | 0 | 0 | 0
EPA723 CO2 Rate Limit for NG Cofire - ORIS:6090 | 444 | 8088 | Rate Constraint in lbs/MMBtu | FALSE | L | Annual | Allowances Banked | Thousand Tons | 0 | 0 | 0 | 0 | 0 | 0 | 0
EPA723 CO2 Rate Limit for NG Cofire - ORIS:6090 | 444 | 8088 | Rate Constraint in lbs/MMBtu | FALSE | L | Annual | Allowances Withdrawn (1:1) | Thousand Tons | 0 | 0 | 0 | 0 | 0 | 0 | 0
EPA723 CO2 Rate Limit for NG Cofire - ORIS:6090 | 444 | 8088 | Rate Constraint in lbs/MMBtu | FALSE | L | Annual | Allowances Withdrawn (n:1) | Thousand Tons | 0 | 0 | 0 | 0 | 0 | 0 | 0
EPA723 CO2 Rate Limit for NG Cofire - ORIS:6090 | 444 | 8088 | Rate Constraint in lbs/MMBtu | FALSE | L | Annual | Net Emissions Allowance Position | Thousand Tons | 0 | 0 | 0 | 0 | 0 | 0 | 0
EPA723 CO2 Rate Limit for NG Cofire - ORIS:6090 | 444 | 8088 | Rate Constraint in lbs/MMBtu | FALSE | L | Annual | Fuel Consumed | TBtu | 0 | 0 | 0 | 0 | 0 | 0 | 0
EPA723 CO2 Rate Limit for NG Cofire - ORIS:6090 | 444 | 8088 | Rate Constraint in lbs/MMBtu | FALSE | L | Annual | Rate | lb/MMBtu | 0 | 0 | 0 | 0 | 0 | 0 | 0
EPA723 CO2 Rate Limit for NG Cofire - ORIS:6090 | 444 | 8088 | Rate Constraint in lbs/MMBtu | FALSE | L | Annual | Generation | TWh | 0 | 0 | 0 | 0 | 0 | 0 | 0
EPA723 CO2 Rate Limit for NG Cofire - ORIS:6090 | 444 | 8088 | Rate Constraint in lbs/MMBtu | FALSE | L | Annual | Qualifying Generation | TWh | 0 | 0 | 0 | 0 | 0 | 0 | 0
EPA723 CO2 Rate Limit for NG Cofire - ORIS:6090 | 444 | 8088 | Rate Constraint in lbs/MMBtu | FALSE | L | Annual | Rate | lb/MWh | 0 | 0 | 0 | 0 | 0 | 0 | 0
EPA723 CO2 Rate Limit for NG Cofire - ORIS:6090 | 444 | 8088 | Rate Constraint in lbs/MMBtu | FALSE | L | Annual | Constraint Shadow Price | US2022$/Ton | 0 | 34.475 | 281.5297 | 141.3459 | 144.0045 | 207.7506 | 200.8671
EPA723 CO2 Rate Limit for NG Cofire - ORIS:6095 | 445 | 8089 | Rate Constraint in lbs/MMBtu | FALSE | L | Annual | Seasons Included | Seasons |  | Winter, Spring, Summer, Fall | Winter, Spring, Summer, Fall | Winter, Spring, Summer, Fall | Winter, Spring, Summer, Fall | Winter, Spring, Summer, Fall | Winter, Spring, Summer, Fall
EPA723 CO2 Rate Limit for NG Cofire - ORIS:6095 | 445 | 8089 | Rate Constraint in lbs/MMBtu | FALSE | L | Annual | Standard CO2 | lb/MMBtu | 175.772 | 175.772 | 175.772 | 175.772 | 175.772 | 175.772 | 175.772
EPA723 CO2 Rate Limit for NG Cofire - ORIS:6095 | 445 | 8089 | Rate Constraint in lbs/MMBtu | FALSE | L | Annual | Emissions at Affected Plants CO2 | Thousand Tons | 0 | 0 | 0 | 0 | 0 | 0 | 0
EPA723 CO2 Rate Limit for NG Cofire - ORIS:6095 | 445 | 8089 | Rate Constraint in lbs/MMBtu | FALSE | L | Annual | Allowances Purchased CO2 | Thousand Tons | 0 | 0 | 0 | 0 | 0 | 0 | 0
EPA723 CO2 Rate Limit for NG Cofire - ORIS:6095 | 445 | 8089 | Rate Constraint in lbs/MMBtu | FALSE | L | Annual | Allowances Sold CO2 | Thousand Tons | 0 | 0 | 0 | 0 | 0 | 0 | 0
EPA723 CO2 Rate Limit for NG Cofire - ORIS:6095 | 445 | 8089 | Rate Constraint in lbs/MMBtu | FALSE | L | Annual | Allowances Banked | Thousand Tons | 0 | 0 | 0 | 0 | 0 | 0 | 0
EPA723 CO2 Rate Limit for NG Cofire - ORIS:6095 | 445 | 8089 | Rate Constraint in lbs/MMBtu | FALSE | L | Annual | Allowances Withdrawn (1:1) | Thousand Tons | 0 | 0 | 0 | 0 | 0 | 0 | 0
EPA723 CO2 Rate Limit for NG Cofire - ORIS:6095 | 445 | 8089 | Rate Constraint in lbs/MMBtu | FALSE | L | Annual | Allowances Withdrawn (n:1) | Thousand Tons | 0 | 0 | 0 | 0 | 0 | 0 | 0
EPA723 CO2 Rate Limit for NG Cofire - ORIS:6095 | 445 | 8089 | Rate Constraint in lbs/MMBtu | FALSE | L | Annual | Net Emissions Allowance Position | Thousand Tons | 0 | 0 | 0 | 0 | 0 | 0 | 0
EPA723 CO2 Rate Limit for NG Cofire - ORIS:6095 | 445 | 8089 | Rate Constraint in lbs/MMBtu | FALSE | L | Annual | Fuel Consumed | TBtu | 0 | 0 | 0 | 0 | 0 | 0 | 0
EPA723 CO2 Rate Limit for NG Cofire - ORIS:6095 | 445 | 8089 | Rate Constraint in lbs/MMBtu | FALSE | L | Annual | Rate | lb/MMBtu | 0 | 0 | 0 | 0 | 0 | 0 | 0
EPA723 CO2 Rate Limit for NG Cofire - ORIS:6095 | 445 | 8089 | Rate Constraint in lbs/MMBtu | FALSE | L | Annual | Generation | TWh | 0 | 0 | 0 | 0 | 0 | 0 | 0
EPA723 CO2 Rate Limit for NG Cofire - ORIS:6095 | 445 | 8089 | Rate Constraint in lbs/MMBtu | FALSE | L | Annual | Qualifying Generation | TWh | 0 | 0 | 0 | 0 | 0 | 0 | 0
EPA723 CO2 Rate Limit for NG Cofire - ORIS:6095 | 445 | 8089 | Rate Constraint in lbs/MMBtu | FALSE | L | Annual | Rate | lb/MWh | 0 | 0 | 0 | 0 | 0 | 0 | 0
EPA723 CO2 Rate Limit for NG Cofire - ORIS:6095 | 445 | 8089 | Rate Constraint in lbs/MMBtu | FALSE | L | Annual | Constraint Shadow Price | US2022$/Ton | 0 | 1429.7098 | 32.0756 | 354.0502 | 27.6807 | 505.7967 | 207.0474
EPA723 CO2 Rate Limit for NG Cofire - ORIS:6096 | 446 | 8090 | Rate Constraint in lbs/MMBtu | FALSE | L | Annual | Seasons Included | Seasons |  | Winter, Spring, Summer, Fall | Winter, Spring, Summer, Fall | Winter, Spring, Summer, Fall | Winter, Spring, Summer, Fall | Winter, Spring, Summer, Fall | Winter, Spring, Summer, Fall
EPA723 CO2 Rate Limit for NG Cofire - ORIS:6096 | 446 | 8090 | Rate Constraint in lbs/MMBtu | FALSE | L | Annual | Standard CO2 | lb/MMBtu | 175.772 | 175.772 | 175.772 | 175.772 | 175.772 | 175.772 | 175.772
EPA723 CO2 Rate Limit for NG Cofire - ORIS:6096 | 446 | 8090 | Rate Constraint in lbs/MMBtu | FALSE | L | Annual | Emissions at Affected Plants CO2 | Thousand Tons | 0 | 0 | 0 | 0 | 0 | 0 | 0
EPA723 CO2 Rate Limit for NG Cofire - ORIS:6096 | 446 | 8090 | Rate Constraint in lbs/MMBtu | FALSE | L | Annual | Allowances Purchased CO2 | Thousand Tons | 0 | 0 | 0 | 0 | 0 | 0 | 0
EPA723 CO2 Rate Limit for NG Cofire - ORIS:6096 | 446 | 8090 | Rate Constraint in lbs/MMBtu | FALSE | L | Annual | Allowances Sold CO2 | Thousand Tons | 0 | 0 | 0 | 0 | 0 | 0 | 0
EPA723 CO2 Rate Limit for NG Cofire - ORIS:6096 | 446 | 8090 | Rate Constraint in lbs/MMBtu | FALSE | L | Annual | Allowances Banked | Thousand Tons | 0 | 0 | 0 | 0 | 0 | 0 | 0
EPA723 CO2 Rate Limit for NG Cofire - ORIS:6096 | 446 | 8090 | Rate Constraint in lbs/MMBtu | FALSE | L | Annual | Allowances Withdrawn (1:1) | Thousand Tons | 0 | 0 | 0 | 0 | 0 | 0 | 0
EPA723 CO2 Rate Limit for NG Cofire - ORIS:6096 | 446 | 8090 | Rate Constraint in lbs/MMBtu | FALSE | L | Annual | Allowances Withdrawn (n:1) | Thousand Tons | 0 | 0 | 0 | 0 | 0 | 0 | 0
EPA723 CO2 Rate Limit for NG Cofire - ORIS:6096 | 446 | 8090 | Rate Constraint in lbs/MMBtu | FALSE | L | Annual | Net Emissions Allowance Position | Thousand Tons | 0 | 0 | 0 | 0 | 0 | 0 | 0
EPA723 CO2 Rate Limit for NG Cofire - ORIS:6096 | 446 | 8090 | Rate Constraint in lbs/MMBtu | FALSE | L | Annual | Fuel Consumed | TBtu | 0 | 0 | 0 | 0 | 0 | 0 | 0
EPA723 CO2 Rate Limit for NG Cofire - ORIS:6096 | 446 | 8090 | Rate Constraint in lbs/MMBtu | FALSE | L | Annual | Rate | lb/MMBtu | 0 | 0 | 0 | 0 | 0 | 0 | 0
EPA723 CO2 Rate Limit for NG Cofire - ORIS:6096 | 446 | 8090 | Rate Constraint in lbs/MMBtu | FALSE | L | Annual | Generation | TWh | 0 | 0 | 0 | 0 | 0 | 0 | 0
EPA723 CO2 Rate Limit for NG Cofire - ORIS:6096 | 446 | 8090 | Rate Constraint in lbs/MMBtu | FALSE | L | Annual | Qualifying Generation | TWh | 0 | 0 | 0 | 0 | 0 | 0 | 0
EPA723 CO2 Rate Limit for NG Cofire - ORIS:6096 | 446 | 8090 | Rate Constraint in lbs/MMBtu | FALSE | L | Annual | Rate | lb/MWh | 0 | 0 | 0 | 0 | 0 | 0 | 0
EPA723 CO2 Rate Limit for NG Cofire - ORIS:6096 | 446 | 8090 | Rate Constraint in lbs/MMBtu | FALSE | L | Annual | Constraint Shadow Price | US2022$/Ton | 0 | 65.8305 | 52.7874 | 115.9489 | 244.2826 | 398.2486 | 178.117
EPA723 CO2 Rate Limit for NG Cofire - ORIS:6098 | 447 | 8091 | Rate Constraint in lbs/MMBtu | FALSE | L | Annual | Seasons Included | Seasons |  | Winter, Spring, Summer, Fall | Winter, Spring, Summer, Fall | Winter, Spring, Summer, Fall | Winter, Spring, Summer, Fall | Winter, Spring, Summer, Fall | Winter, Spring, Summer, Fall
EPA723 CO2 Rate Limit for NG Cofire - ORIS:6098 | 447 | 8091 | Rate Constraint in lbs/MMBtu | FALSE | L | Annual | Standard CO2 | lb/MMBtu | 181.6274 | 181.6274 | 181.6274 | 181.6274 | 181.6274 | 181.6274 | 181.6274
EPA723 CO2 Rate Limit for NG Cofire - ORIS:6098 | 447 | 8091 | Rate Constraint in lbs/MMBtu | FALSE | L | Annual | Emissions at Affected Plants CO2 | Thousand Tons | 0 | 0 | 0 | 0 | 0 | 0 | 0
EPA723 CO2 Rate Limit for NG Cofire - ORIS:6098 | 447 | 8091 | Rate Constraint in lbs/MMBtu | FALSE | L | Annual | Allowances Purchased CO2 | Thousand Tons | 0 | 0 | 0 | 0 | 0 | 0 | 0
EPA723 CO2 Rate Limit for NG Cofire - ORIS:6098 | 447 | 8091 | Rate Constraint in lbs/MMBtu | FALSE | L | Annual | Allowances Sold CO2 | Thousand Tons | 0 | 0 | 0 | 0 | 0 | 0 | 0
EPA723 CO2 Rate Limit for NG Cofire - ORIS:6098 | 447 | 8091 | Rate Constraint in lbs/MMBtu | FALSE | L | Annual | Allowances Banked | Thousand Tons | 0 | 0 | 0 | 0 | 0 | 0 | 0
EPA723 CO2 Rate Limit for NG Cofire - ORIS:6098 | 447 | 8091 | Rate Constraint in lbs/MMBtu | FALSE | L | Annual | Allowances Withdrawn (1:1) | Thousand Tons | 0 | 0 | 0 | 0 | 0 | 0 | 0
EPA723 CO2 Rate Limit for NG Cofire - ORIS:6098 | 447 | 8091 | Rate Constraint in lbs/MMBtu | FALSE | L | Annual | Allowances Withdrawn (n:1) | Thousand Tons | 0 | 0 | 0 | 0 | 0 | 0 | 0
EPA723 CO2 Rate Limit for NG Cofire - ORIS:6098 | 447 | 8091 | Rate Constraint in lbs/MMBtu | FALSE | L | Annual | Net Emissions Allowance Position | Thousand Tons | 0 | 0 | 0 | 0 | 0 | 0 | 0
EPA723 CO2 Rate Limit for NG Cofire - ORIS:6098 | 447 | 8091 | Rate Constraint in lbs/MMBtu | FALSE | L | Annual | Fuel Consumed | TBtu | 0 | 0 | 0 | 0 | 0 | 0 | 0
EPA723 CO2 Rate Limit for NG Cofire - ORIS:6098 | 447 | 8091 | Rate Constraint in lbs/MMBtu | FALSE | L | Annual | Rate | lb/MMBtu | 0 | 0 | 0 | 0 | 0 | 0 | 0
EPA723 CO2 Rate Limit for NG Cofire - ORIS:6098 | 447 | 8091 | Rate Constraint in lbs/MMBtu | FALSE | L | Annual | Generation | TWh | 0 | 0 | 0 | 0 | 0 | 0 | 0
EPA723 CO2 Rate Limit for NG Cofire - ORIS:6098 | 447 | 8091 | Rate Constraint in lbs/MMBtu | FALSE | L | Annual | Qualifying Generation | TWh | 0 | 0 | 0 | 0 | 0 | 0 | 0
EPA723 CO2 Rate Limit for NG Cofire - ORIS:6098 | 447 | 8091 | Rate Constraint in lbs/MMBtu | FALSE | L | Annual | Rate | lb/MWh | 0 | 0 | 0 | 0 | 0 | 0 | 0
EPA723 CO2 Rate Limit for NG Cofire - ORIS:6098 | 447 | 8091 | Rate Constraint in lbs/MMBtu | FALSE | L | Annual | Constraint Shadow Price | US2022$/Ton | 0 | 46.8356 | 37.2326 | 28.5008 | 65.148 | 87.1775 | 96.5159
EPA723 CO2 Rate Limit for NG Cofire - ORIS:6101 | 448 | 8092 | Rate Constraint in lbs/MMBtu | FALSE | L | Annual | Seasons Included | Seasons |  | Winter, Spring, Summer, Fall | Winter, Spring, Summer, Fall | Winter, Spring, Summer, Fall | Winter, Spring, Summer, Fall | Winter, Spring, Summer, Fall | Winter, Spring, Summer, Fall
EPA723 CO2 Rate Limit for NG Cofire - ORIS:6101 | 448 | 8092 | Rate Constraint in lbs/MMBtu | FALSE | L | Annual | Standard CO2 | lb/MMBtu | 175.772 | 175.772 | 175.772 | 175.772 | 175.772 | 175.772 | 175.772
EPA723 CO2 Rate Limit for NG Cofire - ORIS:6101 | 448 | 8092 | Rate Constraint in lbs/MMBtu | FALSE | L | Annual | Emissions at Affected Plants CO2 | Thousand Tons | 0 | 0 | 0 | 0 | 0 | 0 | 0
EPA723 CO2 Rate Limit for NG Cofire - ORIS:6101 | 448 | 8092 | Rate Constraint in lbs/MMBtu | FALSE | L | Annual | Allowances Purchased CO2 | Thousand Tons | 0 | 0 | 0 | 0 | 0 | 0 | 0
EPA723 CO2 Rate Limit for NG Cofire - ORIS:6101 | 448 | 8092 | Rate Constraint in lbs/MMBtu | FALSE | L | Annual | Allowances Sold CO2 | Thousand Tons | 0 | 0 | 0 | 0 | 0 | 0 | 0
EPA723 CO2 Rate Limit for NG Cofire - ORIS:6101 | 448 | 8092 | Rate Constraint in lbs/MMBtu | FALSE | L | Annual | Allowances Banked | Thousand Tons | 0 | 0 | 0 | 0 | 0 | 0 | 0
EPA723 CO2 Rate Limit for NG Cofire - ORIS:6101 | 448 | 8092 | Rate Constraint in lbs/MMBtu | FALSE | L | Annual | Allowances Withdrawn (1:1) | Thousand Tons | 0 | 0 | 0 | 0 | 0 | 0 | 0
EPA723 CO2 Rate Limit for NG Cofire - ORIS:6101 | 448 | 8092 | Rate Constraint in lbs/MMBtu | FALSE | L | Annual | Allowances Withdrawn (n:1) | Thousand Tons | 0 | 0 | 0 | 0 | 0 | 0 | 0
EPA723 CO2 Rate Limit for NG Cofire - ORIS:6101 | 448 | 8092 | Rate Constraint in lbs/MMBtu | FALSE | L | Annual | Net Emissions Allowance Position | Thousand Tons | 0 | 0 | 0 | 0 | 0 | 0 | 0
EPA723 CO2 Rate Limit for NG Cofire - ORIS:6101 | 448 | 8092 | Rate Constraint in lbs/MMBtu | FALSE | L | Annual | Fuel Consumed | TBtu | 0 | 0 | 0 | 0 | 0 | 0 | 0
EPA723 CO2 Rate Limit for NG Cofire - ORIS:6101 | 448 | 8092 | Rate Constraint in lbs/MMBtu | FALSE | L | Annual | Rate | lb/MMBtu | 0 | 0 | 0 | 0 | 0 | 0 | 0
EPA723 CO2 Rate Limit for NG Cofire - ORIS:6101 | 448 | 8092 | Rate Constraint in lbs/MMBtu | FALSE | L | Annual | Generation | TWh | 0 | 0 | 0 | 0 | 0 | 0 | 0
EPA723 CO2 Rate Limit for NG Cofire - ORIS:6101 | 448 | 8092 | Rate Constraint in lbs/MMBtu | FALSE | L | Annual | Qualifying Generation | TWh | 0 | 0 | 0 | 0 | 0 | 0 | 0
EPA723 CO2 Rate Limit for NG Cofire - ORIS:6101 | 448 | 8092 | Rate Constraint in lbs/MMBtu | FALSE | L | Annual | Rate | lb/MWh | 0 | 0 | 0 | 0 | 0 | 0 | 0
EPA723 CO2 Rate Limit for NG Cofire - ORIS:6101 | 448 | 8092 | Rate Constraint in lbs/MMBtu | FALSE | L | Annual | Constraint Shadow Price | US2022$/Ton | 0 | 56.2231 | 49.5454 | 52.108 | 63.9595 | 95.0554 | 137.3623
EPA723 CO2 Rate Limit for NG Cofire - ORIS:6113 | 449 | 8093 | Rate Constraint in lbs/MMBtu | FALSE | L | Annual | Seasons Included | Seasons |  | Winter, Spring, Summer, Fall | Winter, Spring, Summer, Fall | Winter, Spring, Summer, Fall | Winter, Spring, Summer, Fall | Winter, Spring, Summer, Fall | Winter, Spring, Summer, Fall
EPA723 CO2 Rate Limit for NG Cofire - ORIS:6113 | 449 | 8093 | Rate Constraint in lbs/MMBtu | FALSE | L | Annual | Standard CO2 | lb/MMBtu | 174.8101 | 174.8101 | 174.8101 | 174.8101 | 174.8101 | 174.8101 | 174.8101
EPA723 CO2 Rate Limit for NG Cofire - ORIS:6113 | 449 | 8093 | Rate Constraint in lbs/MMBtu | FALSE | L | Annual | Emissions at Affected Plants CO2 | Thousand Tons | 0 | 0 | 0 | 0 | 0 | 0 | 0
EPA723 CO2 Rate Limit for NG Cofire - ORIS:6113 | 449 | 8093 | Rate Constraint in lbs/MMBtu | FALSE | L | Annual | Allowances Purchased CO2 | Thousand Tons | 0 | 0 | 0 | 0 | 0 | 0 | 0
EPA723 CO2 Rate Limit for NG Cofire - ORIS:6113 | 449 | 8093 | Rate Constraint in lbs/MMBtu | FALSE | L | Annual | Allowances Sold CO2 | Thousand Tons | 0 | 0 | 0 | 0 | 0 | 0 | 0
EPA723 CO2 Rate Limit for NG Cofire - ORIS:6113 | 449 | 8093 | Rate Constraint in lbs/MMBtu | FALSE | L | Annual | Allowances Banked | Thousand Tons | 0 | 0 | 0 | 0 | 0 | 0 | 0
EPA723 CO2 Rate Limit for NG Cofire - ORIS:6113 | 449 | 8093 | Rate Constraint in lbs/MMBtu | FALSE | L | Annual | Allowances Withdrawn (1:1) | Thousand Tons | 0 | 0 | 0 | 0 | 0 | 0 | 0
EPA723 CO2 Rate Limit for NG Cofire - ORIS:6113 | 449 | 8093 | Rate Constraint in lbs/MMBtu | FALSE | L | Annual | Allowances Withdrawn (n:1) | Thousand Tons | 0 | 0 | 0 | 0 | 0 | 0 | 0
EPA723 CO2 Rate Limit for NG Cofire - ORIS:6113 | 449 | 8093 | Rate Constraint in lbs/MMBtu | FALSE | L | Annual | Net Emissions Allowance Position | Thousand Tons | 0 | 0 | 0 | 0 | 0 | 0 | 0
EPA723 CO2 Rate Limit for NG Cofire - ORIS:6113 | 449 | 8093 | Rate Constraint in lbs/MMBtu | FALSE | L | Annual | Fuel Consumed | TBtu | 0 | 0 | 0 | 0 | 0 | 0 | 0
EPA723 CO2 Rate Limit for NG Cofire - ORIS:6113 | 449 | 8093 | Rate Constraint in lbs/MMBtu | FALSE | L | Annual | Rate | lb/MMBtu | 0 | 0 | 0 | 0 | 0 | 0 | 0
EPA723 CO2 Rate Limit for NG Cofire - ORIS:6113 | 449 | 8093 | Rate Constraint in lbs/MMBtu | FALSE | L | Annual | Generation | TWh | 0 | 0 | 0 | 0 | 0 | 0 | 0
EPA723 CO2 Rate Limit for NG Cofire - ORIS:6113 | 449 | 8093 | Rate Constraint in lbs/MMBtu | FALSE | L | Annual | Qualifying Generation | TWh | 0 | 0 | 0 | 0 | 0 | 0 | 0
EPA723 CO2 Rate Limit for NG Cofire - ORIS:6113 | 449 | 8093 | Rate Constraint in lbs/MMBtu | FALSE | L | Annual | Rate | lb/MWh | 0 | 0 | 0 | 0 | 0 | 0 | 0
EPA723 CO2 Rate Limit for NG Cofire - ORIS:6113 | 449 | 8093 | Rate Constraint in lbs/MMBtu | FALSE | L | Annual | Constraint Shadow Price | US2022$/Ton | 0 | 42.2852 | 74.2214 | 167.1694 | 167.8755 | 228.4991 | 256.1217
EPA723 CO2 Rate Limit for NG Cofire - ORIS:6138 | 450 | 8094 | Rate Constraint in lbs/MMBtu | FALSE | L | Annual | Seasons Included | Seasons |  | Winter, Spring, Summer, Fall | Winter, Spring, Summer, Fall | Winter, Spring, Summer, Fall | Winter, Spring, Summer, Fall | Winter, Spring, Summer, Fall | Winter, Spring, Summer, Fall
EPA723 CO2 Rate Limit for NG Cofire - ORIS:6138 | 450 | 8094 | Rate Constraint in lbs/MMBtu | FALSE | L | Annual | Standard CO2 | lb/MMBtu | 176.252 | 176.252 | 176.252 | 176.252 | 176.252 | 176.252 | 176.252
EPA723 CO2 Rate Limit for NG Cofire - ORIS:6138 | 450 | 8094 | Rate Constraint in lbs/MMBtu | FALSE | L | Annual | Emissions at Affected Plants CO2 | Thousand Tons | 0 | 0 | 0 | 0 | 0 | 0 | 0
EPA723 CO2 Rate Limit for NG Cofire - ORIS:6138 | 450 | 8094 | Rate Constraint in lbs/MMBtu | FALSE | L | Annual | Allowances Purchased CO2 | Thousand Tons | 0 | 0 | 0 | 0 | 0 | 0 | 0
EPA723 CO2 Rate Limit for NG Cofire - ORIS:6138 | 450 | 8094 | Rate Constraint in lbs/MMBtu | FALSE | L | Annual | Allowances Sold CO2 | Thousand Tons | 0 | 0 | 0 | 0 | 0 | 0 | 0
EPA723 CO2 Rate Limit for NG Cofire - ORIS:6138 | 450 | 8094 | Rate Constraint in lbs/MMBtu | FALSE | L | Annual | Allowances Banked | Thousand Tons | 0 | 0 | 0 | 0 | 0 | 0 | 0
EPA723 CO2 Rate Limit for NG Cofire - ORIS:6138 | 450 | 8094 | Rate Constraint in lbs/MMBtu | FALSE | L | Annual | Allowances Withdrawn (1:1) | Thousand Tons | 0 | 0 | 0 | 0 | 0 | 0 | 0
EPA723 CO2 Rate Limit for NG Cofire - ORIS:6138 | 450 | 8094 | Rate Constraint in lbs/MMBtu | FALSE | L | Annual | Allowances Withdrawn (n:1) | Thousand Tons | 0 | 0 | 0 | 0 | 0 | 0 | 0
EPA723 CO2 Rate Limit for NG Cofire - ORIS:6138 | 450 | 8094 | Rate Constraint in lbs/MMBtu | FALSE | L | Annual | Net Emissions Allowance Position | Thousand Tons | 0 | 0 | 0 | 0 | 0 | 0 | 0
EPA723 CO2 Rate Limit for NG Cofire - ORIS:6138 | 450 | 8094 | Rate Constraint in lbs/MMBtu | FALSE | L | Annual | Fuel Consumed | TBtu | 0 | 0 | 0 | 0 | 0 | 0 | 0
EPA723 CO2 Rate Limit for NG Cofire - ORIS:6138 | 450 | 8094 | Rate Constraint in lbs/MMBtu | FALSE | L | Annual | Rate | lb/MMBtu | 0 | 0 | 0 | 0 | 0 | 0 | 0
EPA723 CO2 Rate Limit for NG Cofire - ORIS:6138 | 450 | 8094 | Rate Constraint in lbs/MMBtu | FALSE | L | Annual | Generation | TWh | 0 | 0 | 0 | 0 | 0 | 0 | 0
EPA723 CO2 Rate Limit for NG Cofire - ORIS:6138 | 450 | 8094 | Rate Constraint in lbs/MMBtu | FALSE | L | Annual | Qualifying Generation | TWh | 0 | 0 | 0 | 0 | 0 | 0 | 0
EPA723 CO2 Rate Limit for NG Cofire - ORIS:6138 | 450 | 8094 | Rate Constraint in lbs/MMBtu | FALSE | L | Annual | Rate | lb/MWh | 0 | 0 | 0 | 0 | 0 | 0 | 0
EPA723 CO2 Rate Limit for NG Cofire - ORIS:6138 | 450 | 8094 | Rate Constraint in lbs/MMBtu | FALSE | L | Annual | Constraint Shadow Price | US2022$/Ton | 0 | 332.2128 | 17.5091 | 330.3789 | 273.1543 | 7358.7099 | 149.9323
EPA723 CO2 Rate Limit for NG Cofire - ORIS:6146 | 451 | 8095 | Rate Constraint in lbs/MMBtu | FALSE | L | Annual | Seasons Included | Seasons |  | Winter, Spring, Summer, Fall | Winter, Spring, Summer, Fall | Winter, Spring, Summer, Fall | Winter, Spring, Summer, Fall | Winter, Spring, Summer, Fall | Winter, Spring, Summer, Fall
EPA723 CO2 Rate Limit for NG Cofire - ORIS:6146 | 451 | 8095 | Rate Constraint in lbs/MMBtu | FALSE | L | Annual | Standard CO2 | lb/MMBtu | 179.7369 | 179.7369 | 179.7369 | 179.7369 | 179.7369 | 179.7369 | 179.7369
EPA723 CO2 Rate Limit for NG Cofire - ORIS:6146 | 451 | 8095 | Rate Constraint in lbs/MMBtu | FALSE | L | Annual | Emissions at Affected Plants CO2 | Thousand Tons | 0 | 0 | 0 | 0 | 0 | 0 | 0
EPA723 CO2 Rate Limit for NG Cofire - ORIS:6146 | 451 | 8095 | Rate Constraint in lbs/MMBtu | FALSE | L | Annual | Allowances Purchased CO2 | Thousand Tons | 0 | 0 | 0 | 0 | 0 | 0 | 0
EPA723 CO2 Rate Limit for NG Cofire - ORIS:6146 | 451 | 8095 | Rate Constraint in lbs/MMBtu | FALSE | L | Annual | Allowances Sold CO2 | Thousand Tons | 0 | 0 | 0 | 0 | 0 | 0 | 0
EPA723 CO2 Rate Limit for NG Cofire - ORIS:6146 | 451 | 8095 | Rate Constraint in lbs/MMBtu | FALSE | L | Annual | Allowances Banked | Thousand Tons | 0 | 0 | 0 | 0 | 0 | 0 | 0
EPA723 CO2 Rate Limit for NG Cofire - ORIS:6146 | 451 | 8095 | Rate Constraint in lbs/MMBtu | FALSE | L | Annual | Allowances Withdrawn (1:1) | Thousand Tons | 0 | 0 | 0 | 0 | 0 | 0 | 0
EPA723 CO2 Rate Limit for NG Cofire - ORIS:6146 | 451 | 8095 | Rate Constraint in lbs/MMBtu | FALSE | L | Annual | Allowances Withdrawn (n:1) | Thousand Tons | 0 | 0 | 0 | 0 | 0 | 0 | 0
EPA723 CO2 Rate Limit for NG Cofire - ORIS:6146 | 451 | 8095 | Rate Constraint in lbs/MMBtu | FALSE | L | Annual | Net Emissions Allowance Position | Thousand Tons | 0 | 0 | 0 | 0 | 0 | 0 | 0
EPA723 CO2 Rate Limit for NG Cofire - ORIS:6146 | 451 | 8095 | Rate Constraint in lbs/MMBtu | FALSE | L | Annual | Fuel Consumed | TBtu | 0 | 0 | 0 | 0 | 0 | 0 | 0
EPA723 CO2 Rate Limit for NG Cofire - ORIS:6146 | 451 | 8095 | Rate Constraint in lbs/MMBtu | FALSE | L | Annual | Rate | lb/MMBtu | 0 | 0 | 0 | 0 | 0 | 0 | 0
EPA723 CO2 Rate Limit for NG Cofire - ORIS:6146 | 451 | 8095 | Rate Constraint in lbs/MMBtu | FALSE | L | Annual | Generation | TWh | 0 | 0 | 0 | 0 | 0 | 0 | 0
EPA723 CO2 Rate Limit for NG Cofire - ORIS:6146 | 451 | 8095 | Rate Constraint in lbs/MMBtu | FALSE | L | Annual | Qualifying Generation | TWh | 0 | 0 | 0 | 0 | 0 | 0 | 0
EPA723 CO2 Rate Limit for NG Cofire - ORIS:6146 | 451 | 8095 | Rate Constraint in lbs/MMBtu | FALSE | L | Annual | Rate | lb/MWh | 0 | 0 | 0 | 0 | 0 | 0 | 0
EPA723 CO2 Rate Limit for NG Cofire - ORIS:6146 | 451 | 8095 | Rate Constraint in lbs/MMBtu | FALSE | L | Annual | Constraint Shadow Price | US2022$/Ton | 0 | 95.419 | 53.0195 | 24.1613 | 1342.7266 | 1698.5893 | 84.5782
EPA723 CO2 Rate Limit for NG Cofire - ORIS:6165 | 452 | 8096 | Rate Constraint in lbs/MMBtu | FALSE | L | Annual | Seasons Included | Seasons |  | Winter, Spring, Summer, Fall | Winter, Spring, Summer, Fall | Winter, Spring, Summer, Fall | Winter, Spring, Summer, Fall | Winter, Spring, Summer, Fall | Winter, Spring, Summer, Fall
EPA723 CO2 Rate Limit for NG Cofire - ORIS:6165 | 452 | 8096 | Rate Constraint in lbs/MMBtu | FALSE | L | Annual | Standard CO2 | lb/MMBtu | 173.0069 | 173.0069 | 173.0069 | 173.0069 | 173.0069 | 173.0069 | 173.0069
EPA723 CO2 Rate Limit for NG Cofire - ORIS:6165 | 452 | 8096 | Rate Constraint in lbs/MMBtu | FALSE | L | Annual | Emissions at Affected Plants CO2 | Thousand Tons | 0 | 0 | 0 | 0 | 0 | 0 | 0
EPA723 CO2 Rate Limit for NG Cofire - ORIS:6165 | 452 | 8096 | Rate Constraint in lbs/MMBtu | FALSE | L | Annual | Allowances Purchased CO2 | Thousand Tons | 0 | 0 | 0 | 0 | 0 | 0 | 0
EPA723 CO2 Rate Limit for NG Cofire - ORIS:6165 | 452 | 8096 | Rate Constraint in lbs/MMBtu | FALSE | L | Annual | Allowances Sold CO2 | Thousand Tons | 0 | 0 | 0 | 0 | 0 | 0 | 0
EPA723 CO2 Rate Limit for NG Cofire - ORIS:6165 | 452 | 8096 | Rate Constraint in lbs/MMBtu | FALSE | L | Annual | Allowances Banked | Thousand Tons | 0 | 0 | 0 | 0 | 0 | 0 | 0
EPA723 CO2 Rate Limit for NG Cofire - ORIS:6165 | 452 | 8096 | Rate Constraint in lbs/MMBtu | FALSE | L | Annual | Allowances Withdrawn (1:1) | Thousand Tons | 0 | 0 | 0 | 0 | 0 | 0 | 0
EPA723 CO2 Rate Limit for NG Cofire - ORIS:6165 | 452 | 8096 | Rate Constraint in lbs/MMBtu | FALSE | L | Annual | Allowances Withdrawn (n:1) | Thousand Tons | 0 | 0 | 0 | 0 | 0 | 0 | 0
EPA723 CO2 Rate Limit for NG Cofire - ORIS:6165 | 452 | 8096 | Rate Constraint in lbs/MMBtu | FALSE | L | Annual | Net Emissions Allowance Position | Thousand Tons | 0 | 0 | 0 | 0 | 0 | 0 | 0
EPA723 CO2 Rate Limit for NG Cofire - ORIS:6165 | 452 | 8096 | Rate Constraint in lbs/MMBtu | FALSE | L | Annual | Fuel Consumed | TBtu | 0 | 0 | 0 | 0 | 0 | 0 | 0
EPA723 CO2 Rate Limit for NG Cofire - ORIS:6165 | 452 | 8096 | Rate Constraint in lbs/MMBtu | FALSE | L | Annual | Rate | lb/MMBtu | 0 | 0 | 0 | 0 | 0 | 0 | 0
EPA723 CO2 Rate Limit for NG Cofire - ORIS:6165 | 452 | 8096 | Rate Constraint in lbs/MMBtu | FALSE | L | Annual | Generation | TWh | 0 | 0 | 0 | 0 | 0 | 0 | 0
EPA723 CO2 Rate Limit for NG Cofire - ORIS:6165 | 452 | 8096 | Rate Constraint in lbs/MMBtu | FALSE | L | Annual | Qualifying Generation | TWh | 0 | 0 | 0 | 0 | 0 | 0 | 0
EPA723 CO2 Rate Limit for NG Cofire - ORIS:6165 | 452 | 8096 | Rate Constraint in lbs/MMBtu | FALSE | L | Annual | Rate | lb/MWh | 0 | 0 | 0 | 0 | 0 | 0 | 0
EPA723 CO2 Rate Limit for NG Cofire - ORIS:6165 | 452 | 8096 | Rate Constraint in lbs/MMBtu | FALSE | L | Annual | Constraint Shadow Price | US2022$/Ton | 0 | 51.9737 | 262.9555 | 172.553 | 398.6615 | 347.3145 | 259.0446
EPA723 CO2 Rate Limit for NG Cofire - ORIS:6177 | 453 | 8097 | Rate Constraint in lbs/MMBtu | FALSE | L | Annual | Seasons Included | Seasons |  | Winter, Spring, Summer, Fall | Winter, Spring, Summer, Fall | Winter, Spring, Summer, Fall | Winter, Spring, Summer, Fall | Winter, Spring, Summer, Fall | Winter, Spring, Summer, Fall
EPA723 CO2 Rate Limit for NG Cofire - ORIS:6177 | 453 | 8097 | Rate Constraint in lbs/MMBtu | FALSE | L | Annual | Standard CO2 | lb/MMBtu | 177.0048 | 177.0048 | 177.0048 | 177.0048 | 177.0048 | 177.0048 | 177.0048
EPA723 CO2 Rate Limit for NG Cofire - ORIS:6177 | 453 | 8097 | Rate Constraint in lbs/MMBtu | FALSE | L | Annual | Emissions at Affected Plants CO2 | Thousand Tons | 0 | 0 | 0 | 0 | 0 | 0 | 0
EPA723 CO2 Rate Limit for NG Cofire - ORIS:6177 | 453 | 8097 | Rate Constraint in lbs/MMBtu | FALSE | L | Annual | Allowances Purchased CO2 | Thousand Tons | 0 | 0 | 0 | 0 | 0 | 0 | 0
EPA723 CO2 Rate Limit for NG Cofire - ORIS:6177 | 453 | 8097 | Rate Constraint in lbs/MMBtu | FALSE | L | Annual | Allowances Sold CO2 | Thousand Tons | 0 | 0 | 0 | 0 | 0 | 0 | 0
EPA723 CO2 Rate Limit for NG Cofire - ORIS:6177 | 453 | 8097 | Rate Constraint in lbs/MMBtu | FALSE | L | Annual | Allowances Banked | Thousand Tons | 0 | 0 | 0 | 0 | 0 | 0 | 0
EPA723 CO2 Rate Limit for NG Cofire - ORIS:6177 | 453 | 8097 | Rate Constraint in lbs/MMBtu | FALSE | L | Annual | Allowances Withdrawn (1:1) | Thousand Tons | 0 | 0 | 0 | 0 | 0 | 0 | 0
EPA723 CO2 Rate Limit for NG Cofire - ORIS:6177 | 453 | 8097 | Rate Constraint in lbs/MMBtu | FALSE | L | Annual | Allowances Withdrawn (n:1) | Thousand Tons | 0 | 0 | 0 | 0 | 0 | 0 | 0
EPA723 CO2 Rate Limit for NG Cofire - ORIS:6177 | 453 | 8097 | Rate Constraint in lbs/MMBtu | FALSE | L | Annual | Net Emissions Allowance Position | Thousand Tons | 0 | 0 | 0 | 0 | 0 | 0 | 0
EPA723 CO2 Rate Limit for NG Cofire - ORIS:6177 | 453 | 8097 | Rate Constraint in lbs/MMBtu | FALSE | L | Annual | Fuel Consumed | TBtu | 0 | 0 | 0 | 0 | 0 | 0 | 0
EPA723 CO2 Rate Limit for NG Cofire - ORIS:6177 | 453 | 8097 | Rate Constraint in lbs/MMBtu | FALSE | L | Annual | Rate | lb/MMBtu | 0 | 0 | 0 | 0 | 0 | 0 | 0
EPA723 CO2 Rate Limit for NG Cofire - ORIS:6177 | 453 | 8097 | Rate Constraint in lbs/MMBtu | FALSE | L | Annual | Generation | TWh | 0 | 0 | 0 | 0 | 0 | 0 | 0
EPA723 CO2 Rate Limit for NG Cofire - ORIS:6177 | 453 | 8097 | Rate Constraint in lbs/MMBtu | FALSE | L | Annual | Qualifying Generation | TWh | 0 | 0 | 0 | 0 | 0 | 0 | 0
EPA723 CO2 Rate Limit for NG Cofire - ORIS:6177 | 453 | 8097 | Rate Constraint in lbs/MMBtu | FALSE | L | Annual | Rate | lb/MWh | 0 | 0 | 0 | 0 | 0 | 0 | 0
EPA723 CO2 Rate Limit for NG Cofire - ORIS:6177 | 453 | 8097 | Rate Constraint in lbs/MMBtu | FALSE | L | Annual | Constraint Shadow Price | US2022$/Ton | 0 | 31.2875 | 82.4251 | 182.0986 | 557.7313 | 732.2651 | 267.751
EPA723 CO2 Rate Limit for NG Cofire - ORIS:6179 | 454 | 8098 | Rate Constraint in lbs/MMBtu | FALSE | L | Annual | Seasons Included | Seasons |  | Winter, Spring, Summer, Fall | Winter, Spring, Summer, Fall | Winter, Spring, Summer, Fall | Winter, Spring, Summer, Fall | Winter, Spring, Summer, Fall | Winter, Spring, Summer, Fall
EPA723 CO2 Rate Limit for NG Cofire - ORIS:6179 | 454 | 8098 | Rate Constraint in lbs/MMBtu | FALSE | L | Annual | Standard CO2 | lb/MMBtu | 176.5228 | 176.5228 | 176.5228 | 176.5228 | 176.5228 | 176.5228 | 176.5228
EPA723 CO2 Rate Limit for NG Cofire - ORIS:6179 | 454 | 8098 | Rate Constraint in lbs/MMBtu | FALSE | L | Annual | Emissions at Affected Plants CO2 | Thousand Tons | 0 | 24.7251 | 2.0738 | 0 | 0 | 0 | 0
EPA723 CO2 Rate Limit for NG Cofire - ORIS:6179 | 454 | 8098 | Rate Constraint in lbs/MMBtu | FALSE | L | Annual | Allowances Purchased CO2 | Thousand Tons | 0 | 0 | 0 | 0 | 0 | 0 | 0
EPA723 CO2 Rate Limit for NG Cofire - ORIS:6179 | 454 | 8098 | Rate Constraint in lbs/MMBtu | FALSE | L | Annual | Allowances Sold CO2 | Thousand Tons | 0 | 0 | 0 | 0 | 0 | 0 | 0
EPA723 CO2 Rate Limit for NG Cofire - ORIS:6179 | 454 | 8098 | Rate Constraint in lbs/MMBtu | FALSE | L | Annual | Allowances Banked | Thousand Tons | 0 | 0 | 0 | 0 | 0 | 0 | 0
EPA723 CO2 Rate Limit for NG Cofire - ORIS:6179 | 454 | 8098 | Rate Constraint in lbs/MMBtu | FALSE | L | Annual | Allowances Withdrawn (1:1) | Thousand Tons | 0 | 0 | 0 | 0 | 0 | 0 | 0
EPA723 CO2 Rate Limit for NG Cofire - ORIS:6179 | 454 | 8098 | Rate Constraint in lbs/MMBtu | FALSE | L | Annual | Allowances Withdrawn (n:1) | Thousand Tons | 0 | 0 | 0 | 0 | 0 | 0 | 0
EPA723 CO2 Rate Limit for NG Cofire - ORIS:6179 | 454 | 8098 | Rate Constraint in lbs/MMBtu | FALSE | L | Annual | Net Emissions Allowance Position | Thousand Tons | 0 | 24.7251 | 2.0738 | 0 | 0 | 0 | 0
EPA723 CO2 Rate Limit for NG Cofire - ORIS:6179 | 454 | 8098 | Rate Constraint in lbs/MMBtu | FALSE | L | Annual | Fuel Consumed | TBtu | 0 | 0.28014 | 0.023497 | 0 | 0 | 0 | 0
EPA723 CO2 Rate Limit for NG Cofire - ORIS:6179 | 454 | 8098 | Rate Constraint in lbs/MMBtu | FALSE | L | Annual | Rate | lb/MMBtu | 0 | 176.5228 | 176.5227 | 0 | 0 | 0 | 0
EPA723 CO2 Rate Limit for NG Cofire - ORIS:6179 | 454 | 8098 | Rate Constraint in lbs/MMBtu | FALSE | L | Annual | Generation | TWh | 0 | 0.026184 | 0.002193 | 0 | 0 | 0 | 0
EPA723 CO2 Rate Limit for NG Cofire - ORIS:6179 | 454 | 8098 | Rate Constraint in lbs/MMBtu | FALSE | L | Annual | Qualifying Generation | TWh | 0 | 0.026184 | 0.002193 | 0 | 0 | 0 | 0
EPA723 CO2 Rate Limit for NG Cofire - ORIS:6179 | 454 | 8098 | Rate Constraint in lbs/MMBtu | FALSE | L | Annual | Rate | lb/MWh | 0 | 1888.5989 | 1891.2787 | 0 | 0 | 0 | 0
EPA723 CO2 Rate Limit for NG Cofire - ORIS:6179 | 454 | 8098 | Rate Constraint in lbs/MMBtu | FALSE | L | Annual | Constraint Shadow Price | US2022$/Ton | 0 | 1755.1239 | 32.1255 | 681.1725 | 6.5922 | 980.9881 | 68.4677
EPA723 CO2 Rate Limit for NG Cofire - ORIS:6180 | 455 | 8099 | Rate Constraint in lbs/MMBtu | FALSE | L | Annual | Seasons Included | Seasons |  | Winter, Spring, Summer, Fall | Winter, Spring, Summer, Fall | Winter, Spring, Summer, Fall | Winter, Spring, Summer, Fall | Winter, Spring, Summer, Fall | Winter, Spring, Summer, Fall
EPA723 CO2 Rate Limit for NG Cofire - ORIS:6180 | 455 | 8099 | Rate Constraint in lbs/MMBtu | FALSE | L | Annual | Standard CO2 | lb/MMBtu | 176.1272 | 176.1272 | 176.1272 | 176.1272 | 176.1272 | 176.1272 | 176.1272
EPA723 CO2 Rate Limit for NG Cofire - ORIS:6180 | 455 | 8099 | Rate Constraint in lbs/MMBtu | FALSE | L | Annual | Emissions at Affected Plants CO2 | Thousand Tons | 0 | 0 | 0 | 0 | 0 | 0 | 0
EPA723 CO2 Rate Limit for NG Cofire - ORIS:6180 | 455 | 8099 | Rate Constraint in lbs/MMBtu | FALSE | L | Annual | Allowances Purchased CO2 | Thousand Tons | 0 | 0 | 0 | 0 | 0 | 0 | 0
EPA723 CO2 Rate Limit for NG Cofire - ORIS:6180 | 455 | 8099 | Rate Constraint in lbs/MMBtu | FALSE | L | Annual | Allowances Sold CO2 | Thousand Tons | 0 | 0 | 0 | 0 | 0 | 0 | 0
EPA723 CO2 Rate Limit for NG Cofire - ORIS:6180 | 455 | 8099 | Rate Constraint in lbs/MMBtu | FALSE | L | Annual | Allowances Banked | Thousand Tons | 0 | 0 | 0 | 0 | 0 | 0 | 0
EPA723 CO2 Rate Limit for NG Cofire - ORIS:6180 | 455 | 8099 | Rate Constraint in lbs/MMBtu | FALSE | L | Annual | Allowances Withdrawn (1:1) | Thousand Tons | 0 | 0 | 0 | 0 | 0 | 0 | 0
EPA723 CO2 Rate Limit for NG Cofire - ORIS:6180 | 455 | 8099 | Rate Constraint in lbs/MMBtu | FALSE | L | Annual | Allowances Withdrawn (n:1) | Thousand Tons | 0 | 0 | 0 | 0 | 0 | 0 | 0
EPA723 CO2 Rate Limit for NG Cofire - ORIS:6180 | 455 | 8099 | Rate Constraint in lbs/MMBtu | FALSE | L | Annual | Net Emissions Allowance Position | Thousand Tons | 0 | 0 | 0 | 0 | 0 | 0 | 0
EPA723 CO2 Rate Limit for NG Cofire - ORIS:6180 | 455 | 8099 | Rate Constraint in lbs/MMBtu | FALSE | L | Annual | Fuel Consumed | TBtu | 0 | 0 | 0 | 0 | 0 | 0 | 0
EPA723 CO2 Rate Limit for NG Cofire - ORIS:6180 | 455 | 8099 | Rate Constraint in lbs/MMBtu | FALSE | L | Annual | Rate | lb/MMBtu | 0 | 0 | 0 | 0 | 0 | 0 | 0
EPA723 CO2 Rate Limit for NG Cofire - ORIS:6180 | 455 | 8099 | Rate Constraint in lbs/MMBtu | FALSE | L | Annual | Generation | TWh | 0 | 0 | 0 | 0 | 0 | 0 | 0
EPA723 CO2 Rate Limit for NG Cofire - ORIS:6180 | 455 | 8099 | Rate Constraint in lbs/MMBtu | FALSE | L | Annual | Qualifying Generation | TWh | 0 | 0 | 0 | 0 | 0 | 0 | 0
EPA723 CO2 Rate Limit for NG Cofire - ORIS:6180 | 455 | 8099 | Rate Constraint in lbs/MMBtu | FALSE | L | Annual | Rate | lb/MWh | 0 | 0 | 0 | 0 | 0 | 0 | 0
EPA723 CO2 Rate Limit for NG Cofire - ORIS:6180 | 455 | 8099 | Rate Constraint in lbs/MMBtu | FALSE | L | Annual | Constraint Shadow Price | US2022$/Ton | 0 | 96.2995 | 45.468 | 26.4544 | 26.547 | 67.0935 | 85.1352
EPA723 CO2 Rate Limit for NG Cofire - ORIS:6183 | 456 | 8100 | Rate Constraint in lbs/MMBtu | FALSE | L | Annual | Seasons Included | Seasons |  | Winter, Spring, Summer, Fall | Winter, Spring, Summer, Fall | Winter, Spring, Summer, Fall | Winter, Spring, Summer, Fall | Winter, Spring, Summer, Fall | Winter, Spring, Summer, Fall
EPA723 CO2 Rate Limit for NG Cofire - ORIS:6183 | 456 | 8100 | Rate Constraint in lbs/MMBtu | FALSE | L | Annual | Standard CO2 | lb/MMBtu | 180.1872 | 180.1872 | 180.1872 | 180.1872 | 180.1872 | 180.1872 | 180.1872
EPA723 CO2 Rate Limit for NG Cofire - ORIS:6183 | 456 | 8100 | Rate Constraint in lbs/MMBtu | FALSE | L | Annual | Emissions at Affected Plants CO2 | Thousand Tons | 0 | 0 | 0 | 0 | 0 | 0 | 0
EPA723 CO2 Rate Limit for NG Cofire - ORIS:6183 | 456 | 8100 | Rate Constraint in lbs/MMBtu | FALSE | L | Annual | Allowances Purchased CO2 | Thousand Tons | 0 | 0 | 0 | 0 | 0 | 0 | 0
EPA723 CO2 Rate Limit for NG Cofire - ORIS:6183 | 456 | 8100 | Rate Constraint in lbs/MMBtu | FALSE | L | Annual | Allowances Sold CO2 | Thousand Tons | 0 | 0 | 0 | 0 | 0 | 0 | 0
EPA723 CO2 Rate Limit for NG Cofire - ORIS:6183 | 456 | 8100 | Rate Constraint in lbs/MMBtu | FALSE | L | Annual | Allowances Banked | Thousand Tons | 0 | 0 | 0 | 0 | 0 | 0 | 0
EPA723 CO2 Rate Limit for NG Cofire - ORIS:6183 | 456 | 8100 | Rate Constraint in lbs/MMBtu | FALSE | L | Annual | Allowances Withdrawn (1:1) | Thousand Tons | 0 | 0 | 0 | 0 | 0 | 0 | 0
EPA723 CO2 Rate Limit for NG Cofire - ORIS:6183 | 456 | 8100 | Rate Constraint in lbs/MMBtu | FALSE | L | Annual | Allowances Withdrawn (n:1) | Thousand Tons | 0 | 0 | 0 | 0 | 0 | 0 | 0
EPA723 CO2 Rate Limit for NG Cofire - ORIS:6183 | 456 | 8100 | Rate Constraint in lbs/MMBtu | FALSE | L | Annual | Net Emissions Allowance Position | Thousand Tons | 0 | 0 | 0 | 0 | 0 | 0 | 0
EPA723 CO2 Rate Limit for NG Cofire - ORIS:6183 | 456 | 8100 | Rate Constraint in lbs/MMBtu | FALSE | L | Annual | Fuel Consumed | TBtu | 0 | 0 | 0 | 0 | 0 | 0 | 0
EPA723 CO2 Rate Limit for NG Cofire - ORIS:6183 | 456 | 8100 | Rate Constraint in lbs/MMBtu | FALSE | L | Annual | Rate | lb/MMBtu | 0 | 0 | 0 | 0 | 0 | 0 | 0
EPA723 CO2 Rate Limit for NG Cofire - ORIS:6183 | 456 | 8100 | Rate Constraint in lbs/MMBtu | FALSE | L | Annual | Generation | TWh | 0 | 0 | 0 | 0 | 0 | 0 | 0
EPA723 CO2 Rate Limit for NG Cofire - ORIS:6183 | 456 | 8100 | Rate Constraint in lbs/MMBtu | FALSE | L | Annual | Qualifying Generation | TWh | 0 | 0 | 0 | 0 | 0 | 0 | 0
EPA723 CO2 Rate Limit for NG Cofire - ORIS:6183 | 456 | 8100 | Rate Constraint in lbs/MMBtu | FALSE | L | Annual | Rate | lb/MWh | 0 | 0 | 0 | 0 | 0 | 0 | 0
EPA723 CO2 Rate Limit for NG Cofire - ORIS:6183 | 456 | 8100 | Rate Constraint in lbs/MMBtu | FALSE | L | Annual | Constraint Shadow Price | US2022$/Ton | 0 | 980.8469 | 42.4692 | 0 | 0 | 363.8386 | 14.5331
EPA723 CO2 Rate Limit for NG Cofire - ORIS:6190 | 457 | 8101 | Rate Constraint in lbs/MMBtu | FALSE | L | Annual | Seasons Included | Seasons |  | Winter, Spring, Summer, Fall | Winter, Spring, Summer, Fall | Winter, Spring, Summer, Fall | Winter, Spring, Summer, Fall | Winter, Spring, Summer, Fall | Winter, Spring, Summer, Fall
EPA723 CO2 Rate Limit for NG Cofire - ORIS:6190 | 457 | 8101 | Rate Constraint in lbs/MMBtu | FALSE | L | Annual | Standard CO2 | lb/MMBtu | 181.91 | 181.91 | 181.91 | 181.91 | 181.91 | 181.91 | 181.91
EPA723 CO2 Rate Limit for NG Cofire - ORIS:6190 | 457 | 8101 | Rate Constraint in lbs/MMBtu | FALSE | L | Annual | Emissions at Affected Plants CO2 | Thousand Tons | 0 | 0 | 0 | 0 | 0 | 0 | 0
EPA723 CO2 Rate Limit for NG Cofire - ORIS:6190 | 457 | 8101 | Rate Constraint in lbs/MMBtu | FALSE | L | Annual | Allowances Purchased CO2 | Thousand Tons | 0 | 0 | 0 | 0 | 0 | 0 | 0
EPA723 CO2 Rate Limit for NG Cofire - ORIS:6190 | 457 | 8101 | Rate Constraint in lbs/MMBtu | FALSE | L | Annual | Allowances Sold CO2 | Thousand Tons | 0 | 0 | 0 | 0 | 0 | 0 | 0
EPA723 CO2 Rate Limit for NG Cofire - ORIS:6190 | 457 | 8101 | Rate Constraint in lbs/MMBtu | FALSE | L | Annual | Allowances Banked | Thousand Tons | 0 | 0 | 0 | 0 | 0 | 0 | 0
EPA723 CO2 Rate Limit for NG Cofire - ORIS:6190 | 457 | 8101 | Rate Constraint in lbs/MMBtu | FALSE | L | Annual | Allowances Withdrawn (1:1) | Thousand Tons | 0 | 0 | 0 | 0 | 0 | 0 | 0
EPA723 CO2 Rate Limit for NG Cofire - ORIS:6190 | 457 | 8101 | Rate Constraint in lbs/MMBtu | FALSE | L | Annual | Allowances Withdrawn (n:1) | Thousand Tons | 0 | 0 | 0 | 0 | 0 | 0 | 0
EPA723 CO2 Rate Limit for NG Cofire - ORIS:6190 | 457 | 8101 | Rate Constraint in lbs/MMBtu | FALSE | L | Annual | Net Emissions Allowance Position | Thousand Tons | 0 | 0 | 0 | 0 | 0 | 0 | 0
EPA723 CO2 Rate Limit for NG Cofire - ORIS:6190 | 457 | 8101 | Rate Constraint in lbs/MMBtu | FALSE | L | Annual | Fuel Consumed | TBtu | 0 | 0 | 0 | 0 | 0 | 0 | 0
EPA723 CO2 Rate Limit for NG Cofire - ORIS:6190 | 457 | 8101 | Rate Constraint in lbs/MMBtu | FALSE | L | Annual | Rate | lb/MMBtu | 0 | 0 | 0 | 0 | 0 | 0 | 0
EPA723 CO2 Rate Limit for NG Cofire - ORIS:6190 | 457 | 8101 | Rate Constraint in lbs/MMBtu | FALSE | L | Annual | Generation | TWh | 0 | 0 | 0 | 0 | 0 | 0 | 0
EPA723 CO2 Rate Limit for NG Cofire - ORIS:6190 | 457 | 8101 | Rate Constraint in lbs/MMBtu | FALSE | L | Annual | Qualifying Generation | TWh | 0 | 0 | 0 | 0 | 0 | 0 | 0
EPA723 CO2 Rate Limit for NG Cofire - ORIS:6190 | 457 | 8101 | Rate Constraint in lbs/MMBtu | FALSE | L | Annual | Rate | lb/MWh | 0 | 0 | 0 | 0 | 0 | 0 | 0
EPA723 CO2 Rate Limit for NG Cofire - ORIS:6190 | 457 | 8101 | Rate Constraint in lbs/MMBtu | FALSE | L | Annual | Constraint Shadow Price | US2022$/Ton | 0 | 183.5865 | 53.2965 | 41.6875 | 91.6702 | 126.1439 | 185.2104
EPA723 CO2 Rate Limit for NG Cofire - ORIS:6195 | 458 | 8102 | Rate Constraint in lbs/MMBtu | FALSE | L | Annual | Seasons Included | Seasons |  | Winter, Spring, Summer, Fall | Winter, Spring, Summer, Fall | Winter, Spring, Summer, Fall | Winter, Spring, Summer, Fall | Winter, Spring, Summer, Fall | Winter, Spring, Summer, Fall
EPA723 CO2 Rate Limit for NG Cofire - ORIS:6195 | 458 | 8102 | Rate Constraint in lbs/MMBtu | FALSE | L | Annual | Standard CO2 | lb/MMBtu | 175.772 | 175.772 | 175.772 | 175.772 | 175.772 | 175.772 | 175.772
EPA723 CO2 Rate Limit for NG Cofire - ORIS:6195 | 458 | 8102 | Rate Constraint in lbs/MMBtu | FALSE | L | Annual | Emissions at Affected Plants CO2 | Thousand Tons | 0 | 0 | 0 | 0 | 0 | 0 | 0
EPA723 CO2 Rate Limit for NG Cofire - ORIS:6195 | 458 | 8102 | Rate Constraint in lbs/MMBtu | FALSE | L | Annual | Allowances Purchased CO2 | Thousand Tons | 0 | 0 | 0 | 0 | 0 | 0 | 0
EPA723 CO2 Rate Limit for NG Cofire - ORIS:6195 | 458 | 8102 | Rate Constraint in lbs/MMBtu | FALSE | L | Annual | Allowances Sold CO2 | Thousand Tons | 0 | 0 | 0 | 0 | 0 | 0 | 0
EPA723 CO2 Rate Limit for NG Cofire - ORIS:6195 | 458 | 8102 | Rate Constraint in lbs/MMBtu | FALSE | L | Annual | Allowances Banked | Thousand Tons | 0 | 0 | 0 | 0 | 0 | 0 | 0
EPA723 CO2 Rate Limit for NG Cofire - ORIS:6195 | 458 | 8102 | Rate Constraint in lbs/MMBtu | FALSE | L | Annual | Allowances Withdrawn (1:1) | Thousand Tons | 0 | 0 | 0 | 0 | 0 | 0 | 0
EPA723 CO2 Rate Limit for NG Cofire - ORIS:6195 | 458 | 8102 | Rate Constraint in lbs/MMBtu | FALSE | L | Annual | Allowances Withdrawn (n:1) | Thousand Tons | 0 | 0 | 0 | 0 | 0 | 0 | 0
EPA723 CO2 Rate Limit for NG Cofire - ORIS:6195 | 458 | 8102 | Rate Constraint in lbs/MMBtu | FALSE | L | Annual | Net Emissions Allowance Position | Thousand Tons | 0 | 0 | 0 | 0 | 0 | 0 | 0
EPA723 CO2 Rate Limit for NG Cofire - ORIS:6195 | 458 | 8102 | Rate Constraint in lbs/MMBtu | FALSE | L | Annual | Fuel Consumed | TBtu | 0 | 0 | 0 | 0 | 0 | 0 | 0
EPA723 CO2 Rate Limit for NG Cofire - ORIS:6195 | 458 | 8102 | Rate Constraint in lbs/MMBtu | FALSE | L | Annual | Rate | lb/MMBtu | 0 | 0 | 0 | 0 | 0 | 0 | 0
EPA723 CO2 Rate Limit for NG Cofire - ORIS:6195 | 458 | 8102 | Rate Constraint in lbs/MMBtu | FALSE | L | Annual | Generation | TWh | 0 | 0 | 0 | 0 | 0 | 0 | 0
EPA723 CO2 Rate Limit for NG Cofire - ORIS:6195 | 458 | 8102 | Rate Constraint in lbs/MMBtu | FALSE | L | Annual | Qualifying Generation | TWh | 0 | 0 | 0 | 0 | 0 | 0 | 0
EPA723 CO2 Rate Limit for NG Cofire - ORIS:6195 | 458 | 8102 | Rate Constraint in lbs/MMBtu | FALSE | L | Annual | Rate | lb/MWh | 0 | 0 | 0 | 0 | 0 | 0 | 0
EPA723 CO2 Rate Limit for NG Cofire - ORIS:6195 | 458 | 8102 | Rate Constraint in lbs/MMBtu | FALSE | L | Annual | Constraint Shadow Price | US2022$/Ton | 0 | 44.334 | 44.7775 | 62.2451 | 31.6498 | 97.9292 | 123.4187
EPA723 CO2 Rate Limit for NG Cofire - ORIS:6204 | 459 | 8103 | Rate Constraint in lbs/MMBtu | FALSE | L | Annual | Seasons Included | Seasons |  | Winter, Spring, Summer, Fall | Winter, Spring, Summer, Fall | Winter, Spring, Summer, Fall | Winter, Spring, Summer, Fall | Winter, Spring, Summer, Fall | Winter, Spring, Summer, Fall
EPA723 CO2 Rate Limit for NG Cofire - ORIS:6204 | 459 | 8103 | Rate Constraint in lbs/MMBtu | FALSE | L | Annual | Standard CO2 | lb/MMBtu | 176.6887 | 176.6887 | 176.6887 | 176.6887 | 176.6887 | 176.6887 | 176.6887
EPA723 CO2 Rate Limit for NG Cofire - ORIS:6204 | 459 | 8103 | Rate Constraint in lbs/MMBtu | FALSE | L | Annual | Emissions at Affected Plants CO2 | Thousand Tons | 0 | 0 | 0 | 0 | 0 | 0 | 0
EPA723 CO2 Rate Limit for NG Cofire - ORIS:6204 | 459 | 8103 | Rate Constraint in lbs/MMBtu | FALSE | L | Annual | Allowances Purchased CO2 | Thousand Tons | 0 | 0 | 0 | 0 | 0 | 0 | 0
EPA723 CO2 Rate Limit for NG Cofire - ORIS:6204 | 459 | 8103 | Rate Constraint in lbs/MMBtu | FALSE | L | Annual | Allowances Sold CO2 | Thousand Tons | 0 | 0 | 0 | 0 | 0 | 0 | 0
EPA723 CO2 Rate Limit for NG Cofire - ORIS:6204 | 459 | 8103 | Rate Constraint in lbs/MMBtu | FALSE | L | Annual | Allowances Banked | Thousand Tons | 0 | 0 | 0 | 0 | 0 | 0 | 0
EPA723 CO2 Rate Limit for NG Cofire - ORIS:6204 | 459 | 8103 | Rate Constraint in lbs/MMBtu | FALSE | L | Annual | Allowances Withdrawn (1:1) | Thousand Tons | 0 | 0 | 0 | 0 | 0 | 0 | 0
EPA723 CO2 Rate Limit for NG Cofire - ORIS:6204 | 459 | 8103 | Rate Constraint in lbs/MMBtu | FALSE | L | Annual | Allowances Withdrawn (n:1) | Thousand Tons | 0 | 0 | 0 | 0 | 0 | 0 | 0
EPA723 CO2 Rate Limit for NG Cofire - ORIS:6204 | 459 | 8103 | Rate Constraint in lbs/MMBtu | FALSE | L | Annual | Net Emissions Allowance Position | Thousand Tons | 0 | 0 | 0 | 0 | 0 | 0 | 0
EPA723 CO2 Rate Limit for NG Cofire - ORIS:6204 | 459 | 8103 | Rate Constraint in lbs/MMBtu | FALSE | L | Annual | Fuel Consumed | TBtu | 0 | 0 | 0 | 0 | 0 | 0 | 0
EPA723 CO2 Rate Limit for NG Cofire - ORIS:6204 | 459 | 8103 | Rate Constraint in lbs/MMBtu | FALSE | L | Annual | Rate | lb/MMBtu | 0 | 0 | 0 | 0 | 0 | 0 | 0
EPA723 CO2 Rate Limit for NG Cofire - ORIS:6204 | 459 | 8103 | Rate Constraint in lbs/MMBtu | FALSE | L | Annual | Generation | TWh | 0 | 0 | 0 | 0 | 0 | 0 | 0
EPA723 CO2 Rate Limit for NG Cofire - ORIS:6204 | 459 | 8103 | Rate Constraint in lbs/MMBtu | FALSE | L | Annual | Qualifying Generation | TWh | 0 | 0 | 0 | 0 | 0 | 0 | 0
EPA723 CO2 Rate Limit for NG Cofire - ORIS:6204 | 459 | 8103 | Rate Constraint in lbs/MMBtu | FALSE | L | Annual | Rate | lb/MWh | 0 | 0 | 0 | 0 | 0 | 0 | 0
EPA723 CO2 Rate Limit for NG Cofire - ORIS:6204 | 459 | 8103 | Rate Constraint in lbs/MMBtu | FALSE | L | Annual | Constraint Shadow Price | US2022$/Ton | 0 | 92.0731 | 52.059 | 62.2336 | 77.4904 | 116.5876 | 168.6606
EPA723 CO2 Rate Limit for NG Cofire - ORIS:6213 | 460 | 8104 | Rate Constraint in lbs/MMBtu | FALSE | L | Annual | Seasons Included | Seasons |  | Winter, Spring, Summer, Fall | Winter, Spring, Summer, Fall | Winter, Spring, Summer, Fall | Winter, Spring, Summer, Fall | Winter, Spring, Summer, Fall | Winter, Spring, Summer, Fall
EPA723 CO2 Rate Limit for NG Cofire - ORIS:6213 | 460 | 8104 | Rate Constraint in lbs/MMBtu | FALSE | L | Annual | Standard CO2 | lb/MMBtu | 174.8101 | 174.8101 | 174.8101 | 174.8101 | 174.8101 | 174.8101 | 174.8101
EPA723 CO2 Rate Limit for NG Cofire - ORIS:6213 | 460 | 8104 | Rate Constraint in lbs/MMBtu | FALSE | L | Annual | Emissions at Affected Plants CO2 | Thousand Tons | 0 | 0 | 0 | 0 | 0 | 0 | 0
EPA723 CO2 Rate Limit for NG Cofire - ORIS:6213 | 460 | 8104 | Rate Constraint in lbs/MMBtu | FALSE | L | Annual | Allowances Purchased CO2 | Thousand Tons | 0 | 0 | 0 | 0 | 0 | 0 | 0
EPA723 CO2 Rate Limit for NG Cofire - ORIS:6213 | 460 | 8104 | Rate Constraint in lbs/MMBtu | FALSE | L | Annual | Allowances Sold CO2 | Thousand Tons | 0 | 0 | 0 | 0 | 0 | 0 | 0
EPA723 CO2 Rate Limit for NG Cofire - ORIS:6213 | 460 | 8104 | Rate Constraint in lbs/MMBtu | FALSE | L | Annual | Allowances Banked | Thousand Tons | 0 | 0 | 0 | 0 | 0 | 0 | 0
EPA723 CO2 Rate Limit for NG Cofire - ORIS:6213 | 460 | 8104 | Rate Constraint in lbs/MMBtu | FALSE | L | Annual | Allowances Withdrawn (1:1) | Thousand Tons | 0 | 0 | 0 | 0 | 0 | 0 | 0
EPA723 CO2 Rate Limit for NG Cofire - ORIS:6213 | 460 | 8104 | Rate Constraint in lbs/MMBtu | FALSE | L | Annual | Allowances Withdrawn (n:1) | Thousand Tons | 0 | 0 | 0 | 0 | 0 | 0 | 0
EPA723 CO2 Rate Limit for NG Cofire - ORIS:6213 | 460 | 8104 | Rate Constraint in lbs/MMBtu | FALSE | L | Annual | Net Emissions Allowance Position | Thousand Tons | 0 | 0 | 0 | 0 | 0 | 0 | 0
EPA723 CO2 Rate Limit for NG Cofire - ORIS:6213 | 460 | 8104 | Rate Constraint in lbs/MMBtu | FALSE | L | Annual | Fuel Consumed | TBtu | 0 | 0 | 0 | 0 | 0 | 0 | 0
EPA723 CO2 Rate Limit for NG Cofire - ORIS:6213 | 460 | 8104 | Rate Constraint in lbs/MMBtu | FALSE | L | Annual | Rate | lb/MMBtu | 0 | 0 | 0 | 0 | 0 | 0 | 0
EPA723 CO2 Rate Limit for NG Cofire - ORIS:6213 | 460 | 8104 | Rate Constraint in lbs/MMBtu | FALSE | L | Annual | Generation | TWh | 0 | 0 | 0 | 0 | 0 | 0 | 0
EPA723 CO2 Rate Limit for NG Cofire - ORIS:6213 | 460 | 8104 | Rate Constraint in lbs/MMBtu | FALSE | L | Annual | Qualifying Generation | TWh | 0 | 0 | 0 | 0 | 0 | 0 | 0
EPA723 CO2 Rate Limit for NG Cofire - ORIS:6213 | 460 | 8104 | Rate Constraint in lbs/MMBtu | FALSE | L | Annual | Rate | lb/MWh | 0 | 0 | 0 | 0 | 0 | 0 | 0
EPA723 CO2 Rate Limit for NG Cofire - ORIS:6213 | 460 | 8104 | Rate Constraint in lbs/MMBtu | FALSE | L | Annual | Constraint Shadow Price | US2022$/Ton | 0 | 56.2582 | 11.229 | 7.9024 | 58.6788 | 77.2864 | 77.3655
EPA723 CO2 Rate Limit for NG Cofire - ORIS:6249 | 461 | 8105 | Rate Constraint in lbs/MMBtu | FALSE | L | Annual | Seasons Included | Seasons |  | Winter, Spring, Summer, Fall | Winter, Spring, Summer, Fall | Winter, Spring, Summer, Fall | Winter, Spring, Summer, Fall | Winter, Spring, Summer, Fall | Winter, Spring, Summer, Fall
EPA723 CO2 Rate Limit for NG Cofire - ORIS:6249 | 461 | 8105 | Rate Constraint in lbs/MMBtu | FALSE | L | Annual | Standard CO2 | lb/MMBtu | 174.578 | 174.578 | 174.578 | 174.578 | 174.578 | 174.578 | 174.578
EPA723 CO2 Rate Limit for NG Cofire - ORIS:6249 | 461 | 8105 | Rate Constraint in lbs/MMBtu | FALSE | L | Annual | Emissions at Affected Plants CO2 | Thousand Tons | 0 | 0 | 0 | 0 | 0 | 0 | 0
EPA723 CO2 Rate Limit for NG Cofire - ORIS:6249 | 461 | 8105 | Rate Constraint in lbs/MMBtu | FALSE | L | Annual | Allowances Purchased CO2 | Thousand Tons | 0 | 0 | 0 | 0 | 0 | 0 | 0
EPA723 CO2 Rate Limit for NG Cofire - ORIS:6249 | 461 | 8105 | Rate Constraint in lbs/MMBtu | FALSE | L | Annual | Allowances Sold CO2 | Thousand Tons | 0 | 0 | 0 | 0 | 0 | 0 | 0
EPA723 CO2 Rate Limit for NG Cofire - ORIS:6249 | 461 | 8105 | Rate Constraint in lbs/MMBtu | FALSE | L | Annual | Allowances Banked | Thousand Tons | 0 | 0 | 0 | 0 | 0 | 0 | 0
EPA723 CO2 Rate Limit for NG Cofire - ORIS:6249 | 461 | 8105 | Rate Constraint in lbs/MMBtu | FALSE | L | Annual | Allowances Withdrawn (1:1) | Thousand Tons | 0 | 0 | 0 | 0 | 0 | 0 | 0
EPA723 CO2 Rate Limit for NG Cofire - ORIS:6249 | 461 | 8105 | Rate Constraint in lbs/MMBtu | FALSE | L | Annual | Allowances Withdrawn (n:1) | Thousand Tons | 0 | 0 | 0 | 0 | 0 | 0 | 0
EPA723 CO2 Rate Limit for NG Cofire - ORIS:6249 | 461 | 8105 | Rate Constraint in lbs/MMBtu | FALSE | L | Annual | Net Emissions Allowance Position | Thousand Tons | 0 | 0 | 0 | 0 | 0 | 0 | 0
EPA723 CO2 Rate Limit for NG Cofire - ORIS:6249 | 461 | 8105 | Rate Constraint in lbs/MMBtu | FALSE | L | Annual | Fuel Consumed | TBtu | 0 | 0 | 0 | 0 | 0 | 0 | 0
EPA723 CO2 Rate Limit for NG Cofire - ORIS:6249 | 461 | 8105 | Rate Constraint in lbs/MMBtu | FALSE | L | Annual | Rate | lb/MMBtu | 0 | 0 | 0 | 0 | 0 | 0 | 0
EPA723 CO2 Rate Limit for NG Cofire - ORIS:6249 | 461 | 8105 | Rate Constraint in lbs/MMBtu | FALSE | L | Annual | Generation | TWh | 0 | 0 | 0 | 0 | 0 | 0 | 0
EPA723 CO2 Rate Limit for NG Cofire - ORIS:6249 | 461 | 8105 | Rate Constraint in lbs/MMBtu | FALSE | L | Annual | Qualifying Generation | TWh | 0 | 0 | 0 | 0 | 0 | 0 | 0
EPA723 CO2 Rate Limit for NG Cofire - ORIS:6249 | 461 | 8105 | Rate Constraint in lbs/MMBtu | FALSE | L | Annual | Rate | lb/MWh | 0 | 0 | 0 | 0 | 0 | 0 | 0
EPA723 CO2 Rate Limit for NG Cofire - ORIS:6249 | 461 | 8105 | Rate Constraint in lbs/MMBtu | FALSE | L | Annual | Constraint Shadow Price | US2022$/Ton | 0 | 26.0304 | 176.826 | 1539.374 | 236.5843 | 785.7361 | 332.5349
EPA723 CO2 Rate Limit for NG Cofire - ORIS:6254 | 462 | 8106 | Rate Constraint in lbs/MMBtu | FALSE | L | Annual | Seasons Included | Seasons |  | Winter, Spring, Summer, Fall | Winter, Spring, Summer, Fall | Winter, Spring, Summer, Fall | Winter, Spring, Summer, Fall | Winter, Spring, Summer, Fall | Winter, Spring, Summer, Fall
EPA723 CO2 Rate Limit for NG Cofire - ORIS:6254 | 462 | 8106 | Rate Constraint in lbs/MMBtu | FALSE | L | Annual | Standard CO2 | lb/MMBtu | 175.412 | 175.412 | 175.412 | 175.412 | 175.412 | 175.412 | 175.412
EPA723 CO2 Rate Limit for NG Cofire - ORIS:6254 | 462 | 8106 | Rate Constraint in lbs/MMBtu | FALSE | L | Annual | Emissions at Affected Plants CO2 | Thousand Tons | 0 | 0 | 0 | 0 | 0 | 0 | 0
EPA723 CO2 Rate Limit for NG Cofire - ORIS:6254 | 462 | 8106 | Rate Constraint in lbs/MMBtu | FALSE | L | Annual | Allowances Purchased CO2 | Thousand Tons | 0 | 0 | 0 | 0 | 0 | 0 | 0
EPA723 CO2 Rate Limit for NG Cofire - ORIS:6254 | 462 | 8106 | Rate Constraint in lbs/MMBtu | FALSE | L | Annual | Allowances Sold CO2 | Thousand Tons | 0 | 0 | 0 | 0 | 0 | 0 | 0
EPA723 CO2 Rate Limit for NG Cofire - ORIS:6254 | 462 | 8106 | Rate Constraint in lbs/MMBtu | FALSE | L | Annual | Allowances Banked | Thousand Tons | 0 | 0 | 0 | 0 | 0 | 0 | 0
EPA723 CO2 Rate Limit for NG Cofire - ORIS:6254 | 462 | 8106 | Rate Constraint in lbs/MMBtu | FALSE | L | Annual | Allowances Withdrawn (1:1) | Thousand Tons | 0 | 0 | 0 | 0 | 0 | 0 | 0
EPA723 CO2 Rate Limit for NG Cofire - ORIS:6254 | 462 | 8106 | Rate Constraint in lbs/MMBtu | FALSE | L | Annual | Allowances Withdrawn (n:1) | Thousand Tons | 0 | 0 | 0 | 0 | 0 | 0 | 0
EPA723 CO2 Rate Limit for NG Cofire - ORIS:6254 | 462 | 8106 | Rate Constraint in lbs/MMBtu | FALSE | L | Annual | Net Emissions Allowance Position | Thousand Tons | 0 | 0 | 0 | 0 | 0 | 0 | 0
EPA723 CO2 Rate Limit for NG Cofire - ORIS:6254 | 462 | 8106 | Rate Constraint in lbs/MMBtu | FALSE | L | Annual | Fuel Consumed | TBtu | 0 | 0 | 0 | 0 | 0 | 0 | 0
EPA723 CO2 Rate Limit for NG Cofire - ORIS:6254 | 462 | 8106 | Rate Constraint in lbs/MMBtu | FALSE | L | Annual | Rate | lb/MMBtu | 0 | 0 | 0 | 0 | 0 | 0 | 0
EPA723 CO2 Rate Limit for NG Cofire - ORIS:6254 | 462 | 8106 | Rate Constraint in lbs/MMBtu | FALSE | L | Annual | Generation | TWh | 0 | 0 | 0 | 0 | 0 | 0 | 0
EPA723 CO2 Rate Limit for NG Cofire - ORIS:6254 | 462 | 8106 | Rate Constraint in lbs/MMBtu | FALSE | L | Annual | Qualifying Generation | TWh | 0 | 0 | 0 | 0 | 0 | 0 | 0
EPA723 CO2 Rate Limit for NG Cofire - ORIS:6254 | 462 | 8106 | Rate Constraint in lbs/MMBtu | FALSE | L | Annual | Rate | lb/MWh | 0 | 0 | 0 | 0 | 0 | 0 | 0
EPA723 CO2 Rate Limit for NG Cofire - ORIS:6254 | 462 | 8106 | Rate Constraint in lbs/MMBtu | FALSE | L | Annual | Constraint Shadow Price | US2022$/Ton | 0 | 35.3429 | 35.7278 | 25.2484 | 65.1443 | 115.8228 | 87.21
EPA723 CO2 Rate Limit for NG Cofire - ORIS:6257 | 463 | 8107 | Rate Constraint in lbs/MMBtu | FALSE | L | Annual | Seasons Included | Seasons |  | Winter, Spring, Summer, Fall | Winter, Spring, Summer, Fall | Winter, Spring, Summer, Fall | Winter, Spring, Summer, Fall | Winter, Spring, Summer, Fall | Winter, Spring, Summer, Fall
EPA723 CO2 Rate Limit for NG Cofire - ORIS:6257 | 463 | 8107 | Rate Constraint in lbs/MMBtu | FALSE | L | Annual | Standard CO2 | lb/MMBtu | 176.5228 | 176.5228 | 176.5228 | 176.5228 | 176.5228 | 176.5228 | 176.5228
EPA723 CO2 Rate Limit for NG Cofire - ORIS:6257 | 463 | 8107 | Rate Constraint in lbs/MMBtu | FALSE | L | Annual | Emissions at Affected Plants CO2 | Thousand Tons | 0 | 0 | 0 | 0 | 0 | 0 | 0
EPA723 CO2 Rate Limit for NG Cofire - ORIS:6257 | 463 | 8107 | Rate Constraint in lbs/MMBtu | FALSE | L | Annual | Allowances Purchased CO2 | Thousand Tons | 0 | 0 | 0 | 0 | 0 | 0 | 0
EPA723 CO2 Rate Limit for NG Cofire - ORIS:6257 | 463 | 8107 | Rate Constraint in lbs/MMBtu | FALSE | L | Annual | Allowances Sold CO2 | Thousand Tons | 0 | 0 | 0 | 0 | 0 | 0 | 0
EPA723 CO2 Rate Limit for NG Cofire - ORIS:6257 | 463 | 8107 | Rate Constraint in lbs/MMBtu | FALSE | L | Annual | Allowances Banked | Thousand Tons | 0 | 0 | 0 | 0 | 0 | 0 | 0
EPA723 CO2 Rate Limit for NG Cofire - ORIS:6257 | 463 | 8107 | Rate Constraint in lbs/MMBtu | FALSE | L | Annual | Allowances Withdrawn (1:1) | Thousand Tons | 0 | 0 | 0 | 0 | 0 | 0 | 0
EPA723 CO2 Rate Limit for NG Cofire - ORIS:6257 | 463 | 8107 | Rate Constraint in lbs/MMBtu | FALSE | L | Annual | Allowances Withdrawn (n:1) | Thousand Tons | 0 | 0 | 0 | 0 | 0 | 0 | 0
EPA723 CO2 Rate Limit for NG Cofire - ORIS:6257 | 463 | 8107 | Rate Constraint in lbs/MMBtu | FALSE | L | Annual | Net Emissions Allowance Position | Thousand Tons | 0 | 0 | 0 | 0 | 0 | 0 | 0
EPA723 CO2 Rate Limit for NG Cofire - ORIS:6257 | 463 | 8107 | Rate Constraint in lbs/MMBtu | FALSE | L | Annual | Fuel Consumed | TBtu | 0 | 0 | 0 | 0 | 0 | 0 | 0
EPA723 CO2 Rate Limit for NG Cofire - ORIS:6257 | 463 | 8107 | Rate Constraint in lbs/MMBtu | FALSE | L | Annual | Rate | lb/MMBtu | 0 | 0 | 0 | 0 | 0 | 0 | 0
EPA723 CO2 Rate Limit for NG Cofire - ORIS:6257 | 463 | 8107 | Rate Constraint in lbs/MMBtu | FALSE | L | Annual | Generation | TWh | 0 | 0 | 0 | 0 | 0 | 0 | 0
EPA723 CO2 Rate Limit for NG Cofire - ORIS:6257 | 463 | 8107 | Rate Constraint in lbs/MMBtu | FALSE | L | Annual | Qualifying Generation | TWh | 0 | 0 | 0 | 0 | 0 | 0 | 0
EPA723 CO2 Rate Limit for NG Cofire - ORIS:6257 | 463 | 8107 | Rate Constraint in lbs/MMBtu | FALSE | L | Annual | Rate | lb/MWh | 0 | 0 | 0 | 0 | 0 | 0 | 0
EPA723 CO2 Rate Limit for NG Cofire - ORIS:6257 | 463 | 8107 | Rate Constraint in lbs/MMBtu | FALSE | L | Annual | Constraint Shadow Price | US2022$/Ton | 0 | 19.1583 | 28.1459 | 10.6202 | 46.7743 | 87.2778 | 103.8751
EPA723 CO2 Rate Limit for NG Cofire - ORIS:6264 | 464 | 8108 | Rate Constraint in lbs/MMBtu | FALSE | L | Annual | Seasons Included | Seasons |  | Winter, Spring, Summer, Fall | Winter, Spring, Summer, Fall | Winter, Spring, Summer, Fall | Winter, Spring, Summer, Fall | Winter, Spring, Summer, Fall | Winter, Spring, Summer, Fall
EPA723 CO2 Rate Limit for NG Cofire - ORIS:6264 | 464 | 8108 | Rate Constraint in lbs/MMBtu | FALSE | L | Annual | Standard CO2 | lb/MMBtu | 174.8101 | 174.8101 | 174.8101 | 174.8101 | 174.8101 | 174.8101 | 174.8101
EPA723 CO2 Rate Limit for NG Cofire - ORIS:6264 | 464 | 8108 | Rate Constraint in lbs/MMBtu | FALSE | L | Annual | Emissions at Affected Plants CO2 | Thousand Tons | 0 | 0 | 0 | 0 | 0 | 0 | 0
EPA723 CO2 Rate Limit for NG Cofire - ORIS:6264 | 464 | 8108 | Rate Constraint in lbs/MMBtu | FALSE | L | Annual | Allowances Purchased CO2 | Thousand Tons | 0 | 0 | 0 | 0 | 0 | 0 | 0
EPA723 CO2 Rate Limit for NG Cofire - ORIS:6264 | 464 | 8108 | Rate Constraint in lbs/MMBtu | FALSE | L | Annual | Allowances Sold CO2 | Thousand Tons | 0 | 0 | 0 | 0 | 0 | 0 | 0
EPA723 CO2 Rate Limit for NG Cofire - ORIS:6264 | 464 | 8108 | Rate Constraint in lbs/MMBtu | FALSE | L | Annual | Allowances Banked | Thousand Tons | 0 | 0 | 0 | 0 | 0 | 0 | 0
EPA723 CO2 Rate Limit for NG Cofire - ORIS:6264 | 464 | 8108 | Rate Constraint in lbs/MMBtu | FALSE | L | Annual | Allowances Withdrawn (1:1) | Thousand Tons | 0 | 0 | 0 | 0 | 0 | 0 | 0
EPA723 CO2 Rate Limit for NG Cofire - ORIS:6264 | 464 | 8108 | Rate Constraint in lbs/MMBtu | FALSE | L | Annual | Allowances Withdrawn (n:1) | Thousand Tons | 0 | 0 | 0 | 0 | 0 | 0 | 0
EPA723 CO2 Rate Limit for NG Cofire - ORIS:6264 | 464 | 8108 | Rate Constraint in lbs/MMBtu | FALSE | L | Annual | Net Emissions Allowance Position | Thousand Tons | 0 | 0 | 0 | 0 | 0 | 0 | 0
EPA723 CO2 Rate Limit for NG Cofire - ORIS:6264 | 464 | 8108 | Rate Constraint in lbs/MMBtu | FALSE | L | Annual | Fuel Consumed | TBtu | 0 | 0 | 0 | 0 | 0 | 0 | 0
EPA723 CO2 Rate Limit for NG Cofire - ORIS:6264 | 464 | 8108 | Rate Constraint in lbs/MMBtu | FALSE | L | Annual | Rate | lb/MMBtu | 0 | 0 | 0 | 0 | 0 | 0 | 0
EPA723 CO2 Rate Limit for NG Cofire - ORIS:6264 | 464 | 8108 | Rate Constraint in lbs/MMBtu | FALSE | L | Annual | Generation | TWh | 0 | 0 | 0 | 0 | 0 | 0 | 0
EPA723 CO2 Rate Limit for NG Cofire - ORIS:6264 | 464 | 8108 | Rate Constraint in lbs/MMBtu | FALSE | L | Annual | Qualifying Generation | TWh | 0 | 0 | 0 | 0 | 0 | 0 | 0
EPA723 CO2 Rate Limit for NG Cofire - ORIS:6264 | 464 | 8108 | Rate Constraint in lbs/MMBtu | FALSE | L | Annual | Rate | lb/MWh | 0 | 0 | 0 | 0 | 0 | 0 | 0
EPA723 CO2 Rate Limit for NG Cofire - ORIS:6264 | 464 | 8108 | Rate Constraint in lbs/MMBtu | FALSE | L | Annual | Constraint Shadow Price | US2022$/Ton | 0 | 30.219 | 31.7756 | 35.9675 | 61.779 | 435.1069 | 167.6358
EPA723 CO2 Rate Limit for NG Cofire - ORIS:628 | 465 | 8030 | Rate Constraint in lbs/MMBtu | FALSE | L | Annual | Seasons Included | Seasons |  | Winter, Spring, Summer, Fall | Winter, Spring, Summer, Fall | Winter, Spring, Summer, Fall | Winter, Spring, Summer, Fall | Winter, Spring, Summer, Fall | Winter, Spring, Summer, Fall
EPA723 CO2 Rate Limit for NG Cofire - ORIS:628 | 465 | 8030 | Rate Constraint in lbs/MMBtu | FALSE | L | Annual | Standard CO2 | lb/MMBtu | 174.8101 | 174.8101 | 174.8101 | 174.8101 | 174.8101 | 174.8101 | 174.8101
EPA723 CO2 Rate Limit for NG Cofire - ORIS:628 | 465 | 8030 | Rate Constraint in lbs/MMBtu | FALSE | L | Annual | Emissions at Affected Plants CO2 | Thousand Tons | 0 | 0 | 0 | 0 | 0 | 0 | 0
EPA723 CO2 Rate Limit for NG Cofire - ORIS:628 | 465 | 8030 | Rate Constraint in lbs/MMBtu | FALSE | L | Annual | Allowances Purchased CO2 | Thousand Tons | 0 | 0 | 0 | 0 | 0 | 0 | 0
EPA723 CO2 Rate Limit for NG Cofire - ORIS:628 | 465 | 8030 | Rate Constraint in lbs/MMBtu | FALSE | L | Annual | Allowances Sold CO2 | Thousand Tons | 0 | 0 | 0 | 0 | 0 | 0 | 0
EPA723 CO2 Rate Limit for NG Cofire - ORIS:628 | 465 | 8030 | Rate Constraint in lbs/MMBtu | FALSE | L | Annual | Allowances Banked | Thousand Tons | 0 | 0 | 0 | 0 | 0 | 0 | 0
EPA723 CO2 Rate Limit for NG Cofire - ORIS:628 | 465 | 8030 | Rate Constraint in lbs/MMBtu | FALSE | L | Annual | Allowances Withdrawn (1:1) | Thousand Tons | 0 | 0 | 0 | 0 | 0 | 0 | 0
EPA723 CO2 Rate Limit for NG Cofire - ORIS:628 | 465 | 8030 | Rate Constraint in lbs/MMBtu | FALSE | L | Annual | Allowances Withdrawn (n:1) | Thousand Tons | 0 | 0 | 0 | 0 | 0 | 0 | 0
EPA723 CO2 Rate Limit for NG Cofire - ORIS:628 | 465 | 8030 | Rate Constraint in lbs/MMBtu | FALSE | L | Annual | Net Emissions Allowance Position | Thousand Tons | 0 | 0 | 0 | 0 | 0 | 0 | 0
EPA723 CO2 Rate Limit for NG Cofire - ORIS:628 | 465 | 8030 | Rate Constraint in lbs/MMBtu | FALSE | L | Annual | Fuel Consumed | TBtu | 0 | 0 | 0 | 0 | 0 | 0 | 0
EPA723 CO2 Rate Limit for NG Cofire - ORIS:628 | 465 | 8030 | Rate Constraint in lbs/MMBtu | FALSE | L | Annual | Rate | lb/MMBtu | 0 | 0 | 0 | 0 | 0 | 0 | 0
EPA723 CO2 Rate Limit for NG Cofire - ORIS:628 | 465 | 8030 | Rate Constraint in lbs/MMBtu | FALSE | L | Annual | Generation | TWh | 0 | 0 | 0 | 0 | 0 | 0 | 0
EPA723 CO2 Rate Limit for NG Cofire - ORIS:628 | 465 | 8030 | Rate Constraint in lbs/MMBtu | FALSE | L | Annual | Qualifying Generation | TWh | 0 | 0 | 0 | 0 | 0 | 0 | 0
EPA723 CO2 Rate Limit for NG Cofire - ORIS:628 | 465 | 8030 | Rate Constraint in lbs/MMBtu | FALSE | L | Annual | Rate | lb/MWh | 0 | 0 | 0 | 0 | 0 | 0 | 0
EPA723 CO2 Rate Limit for NG Cofire - ORIS:628 | 465 | 8030 | Rate Constraint in lbs/MMBtu | FALSE | L | Annual | Constraint Shadow Price | US2022$/Ton | 0 | 27.1735 | 41.3814 | 975.6313 | 195.1718 | 749.2625 | 274.8544
EPA723 CO2 Rate Limit for NG Cofire - ORIS:645 | 466 | 8031 | Rate Constraint in lbs/MMBtu | FALSE | L | Annual | Seasons Included | Seasons |  | Winter, Spring, Summer, Fall | Winter, Spring, Summer, Fall | Winter, Spring, Summer, Fall | Winter, Spring, Summer, Fall | Winter, Spring, Summer, Fall | Winter, Spring, Summer, Fall
EPA723 CO2 Rate Limit for NG Cofire - ORIS:645 | 466 | 8031 | Rate Constraint in lbs/MMBtu | FALSE | L | Annual | Standard CO2 | lb/MMBtu | 174.8101 | 174.8101 | 174.8101 | 174.8101 | 174.8101 | 174.8101 | 174.8101
EPA723 CO2 Rate Limit for NG Cofire - ORIS:645 | 466 | 8031 | Rate Constraint in lbs/MMBtu | FALSE | L | Annual | Emissions at Affected Plants CO2 | Thousand Tons | 0 | 0 | 0 | 0 | 0 | 0 | 0
EPA723 CO2 Rate Limit for NG Cofire - ORIS:645 | 466 | 8031 | Rate Constraint in lbs/MMBtu | FALSE | L | Annual | Allowances Purchased CO2 | Thousand Tons | 0 | 0 | 0 | 0 | 0 | 0 | 0
EPA723 CO2 Rate Limit for NG Cofire - ORIS:645 | 466 | 8031 | Rate Constraint in lbs/MMBtu | FALSE | L | Annual | Allowances Sold CO2 | Thousand Tons | 0 | 0 | 0 | 0 | 0 | 0 | 0
EPA723 CO2 Rate Limit for NG Cofire - ORIS:645 | 466 | 8031 | Rate Constraint in lbs/MMBtu | FALSE | L | Annual | Allowances Banked | Thousand Tons | 0 | 0 | 0 | 0 | 0 | 0 | 0
EPA723 CO2 Rate Limit for NG Cofire - ORIS:645 | 466 | 8031 | Rate Constraint in lbs/MMBtu | FALSE | L | Annual | Allowances Withdrawn (1:1) | Thousand Tons | 0 | 0 | 0 | 0 | 0 | 0 | 0
EPA723 CO2 Rate Limit for NG Cofire - ORIS:645 | 466 | 8031 | Rate Constraint in lbs/MMBtu | FALSE | L | Annual | Allowances Withdrawn (n:1) | Thousand Tons | 0 | 0 | 0 | 0 | 0 | 0 | 0
EPA723 CO2 Rate Limit for NG Cofire - ORIS:645 | 466 | 8031 | Rate Constraint in lbs/MMBtu | FALSE | L | Annual | Net Emissions Allowance Position | Thousand Tons | 0 | 0 | 0 | 0 | 0 | 0 | 0
EPA723 CO2 Rate Limit for NG Cofire - ORIS:645 | 466 | 8031 | Rate Constraint in lbs/MMBtu | FALSE | L | Annual | Fuel Consumed | TBtu | 0 | 0 | 0 | 0 | 0 | 0 | 0
EPA723 CO2 Rate Limit for NG Cofire - ORIS:645 | 466 | 8031 | Rate Constraint in lbs/MMBtu | FALSE | L | Annual | Rate | lb/MMBtu | 0 | 0 | 0 | 0 | 0 | 0 | 0
EPA723 CO2 Rate Limit for NG Cofire - ORIS:645 | 466 | 8031 | Rate Constraint in lbs/MMBtu | FALSE | L | Annual | Generation | TWh | 0 | 0 | 0 | 0 | 0 | 0 | 0
EPA723 CO2 Rate Limit for NG Cofire - ORIS:645 | 466 | 8031 | Rate Constraint in lbs/MMBtu | FALSE | L | Annual | Qualifying Generation | TWh | 0 | 0 | 0 | 0 | 0 | 0 | 0
EPA723 CO2 Rate Limit for NG Cofire - ORIS:645 | 466 | 8031 | Rate Constraint in lbs/MMBtu | FALSE | L | Annual | Rate | lb/MWh | 0 | 0 | 0 | 0 | 0 | 0 | 0
EPA723 CO2 Rate Limit for NG Cofire - ORIS:645 | 466 | 8031 | Rate Constraint in lbs/MMBtu | FALSE | L | Annual | Constraint Shadow Price | US2022$/Ton | 0 | 21.8918 | 17.8867 | 0 | 0 | 0 | 0
EPA723 CO2 Rate Limit for NG Cofire - ORIS:6469 | 467 | 8109 | Rate Constraint in lbs/MMBtu | FALSE | L | Annual | Seasons Included | Seasons |  | Winter, Spring, Summer, Fall | Winter, Spring, Summer, Fall | Winter, Spring, Summer, Fall | Winter, Spring, Summer, Fall | Winter, Spring, Summer, Fall | Winter, Spring, Summer, Fall
EPA723 CO2 Rate Limit for NG Cofire - ORIS:6469 | 467 | 8109 | Rate Constraint in lbs/MMBtu | FALSE | L | Annual | Standard CO2 | lb/MMBtu | 176.402 | 176.402 | 176.402 | 176.402 | 176.402 | 176.402 | 176.402
EPA723 CO2 Rate Limit for NG Cofire - ORIS:6469 | 467 | 8109 | Rate Constraint in lbs/MMBtu | FALSE | L | Annual | Emissions at Affected Plants CO2 | Thousand Tons | 0 | 0 | 0 | 0 | 0 | 0 | 0
EPA723 CO2 Rate Limit for NG Cofire - ORIS:6469 | 467 | 8109 | Rate Constraint in lbs/MMBtu | FALSE | L | Annual | Allowances Purchased CO2 | Thousand Tons | 0 | 0 | 0 | 0 | 0 | 0 | 0
EPA723 CO2 Rate Limit for NG Cofire - ORIS:6469 | 467 | 8109 | Rate Constraint in lbs/MMBtu | FALSE | L | Annual | Allowances Sold CO2 | Thousand Tons | 0 | 0 | 0 | 0 | 0 | 0 | 0
EPA723 CO2 Rate Limit for NG Cofire - ORIS:6469 | 467 | 8109 | Rate Constraint in lbs/MMBtu | FALSE | L | Annual | Allowances Banked | Thousand Tons | 0 | 0 | 0 | 0 | 0 | 0 | 0
EPA723 CO2 Rate Limit for NG Cofire - ORIS:6469 | 467 | 8109 | Rate Constraint in lbs/MMBtu | FALSE | L | Annual | Allowances Withdrawn (1:1) | Thousand Tons | 0 | 0 | 0 | 0 | 0 | 0 | 0
EPA723 CO2 Rate Limit for NG Cofire - ORIS:6469 | 467 | 8109 | Rate Constraint in lbs/MMBtu | FALSE | L | Annual | Allowances Withdrawn (n:1) | Thousand Tons | 0 | 0 | 0 | 0 | 0 | 0 | 0
EPA723 CO2 Rate Limit for NG Cofire - ORIS:6469 | 467 | 8109 | Rate Constraint in lbs/MMBtu | FALSE | L | Annual | Net Emissions Allowance Position | Thousand Tons | 0 | 0 | 0 | 0 | 0 | 0 | 0
EPA723 CO2 Rate Limit for NG Cofire - ORIS:6469 | 467 | 8109 | Rate Constraint in lbs/MMBtu | FALSE | L | Annual | Fuel Consumed | TBtu | 0 | 0 | 0 | 0 | 0 | 0 | 0
EPA723 CO2 Rate Limit for NG Cofire - ORIS:6469 | 467 | 8109 | Rate Constraint in lbs/MMBtu | FALSE | L | Annual | Rate | lb/MMBtu | 0 | 0 | 0 | 0 | 0 | 0 | 0
EPA723 CO2 Rate Limit for NG Cofire - ORIS:6469 | 467 | 8109 | Rate Constraint in lbs/MMBtu | FALSE | L | Annual | Generation | TWh | 0 | 0 | 0 | 0 | 0 | 0 | 0
EPA723 CO2 Rate Limit for NG Cofire - ORIS:6469 | 467 | 8109 | Rate Constraint in lbs/MMBtu | FALSE | L | Annual | Qualifying Generation | TWh | 0 | 0 | 0 | 0 | 0 | 0 | 0
EPA723 CO2 Rate Limit for NG Cofire - ORIS:6469 | 467 | 8109 | Rate Constraint in lbs/MMBtu | FALSE | L | Annual | Rate | lb/MWh | 0 | 0 | 0 | 0 | 0 | 0 | 0
EPA723 CO2 Rate Limit for NG Cofire - ORIS:6469 | 467 | 8109 | Rate Constraint in lbs/MMBtu | FALSE | L | Annual | Constraint Shadow Price | US2022$/Ton | 0 | 46.0467 | 39.4231 | 25.523 | 13.5413 | 419.7395 | 93.7243
EPA723 CO2 Rate Limit for NG Cofire - ORIS:6641 | 468 | 8110 | Rate Constraint in lbs/MMBtu | FALSE | L | Annual | Seasons Included | Seasons |  | Winter, Spring, Summer, Fall | Winter, Spring, Summer, Fall | Winter, Spring, Summer, Fall | Winter, Spring, Summer, Fall | Winter, Spring, Summer, Fall | Winter, Spring, Summer, Fall
EPA723 CO2 Rate Limit for NG Cofire - ORIS:6641 | 468 | 8110 | Rate Constraint in lbs/MMBtu | FALSE | L | Annual | Standard CO2 | lb/MMBtu | 175.412 | 175.412 | 175.412 | 175.412 | 175.412 | 175.412 | 175.412
EPA723 CO2 Rate Limit for NG Cofire - ORIS:6641 | 468 | 8110 | Rate Constraint in lbs/MMBtu | FALSE | L | Annual | Emissions at Affected Plants CO2 | Thousand Tons | 0 | 0 | 0 | 0 | 0 | 0 | 0
EPA723 CO2 Rate Limit for NG Cofire - ORIS:6641 | 468 | 8110 | Rate Constraint in lbs/MMBtu | FALSE | L | Annual | Allowances Purchased CO2 | Thousand Tons | 0 | 0 | 0 | 0 | 0 | 0 | 0
EPA723 CO2 Rate Limit for NG Cofire - ORIS:6641 | 468 | 8110 | Rate Constraint in lbs/MMBtu | FALSE | L | Annual | Allowances Sold CO2 | Thousand Tons | 0 | 0 | 0 | 0 | 0 | 0 | 0
EPA723 CO2 Rate Limit for NG Cofire - ORIS:6641 | 468 | 8110 | Rate Constraint in lbs/MMBtu | FALSE | L | Annual | Allowances Banked | Thousand Tons | 0 | 0 | 0 | 0 | 0 | 0 | 0
EPA723 CO2 Rate Limit for NG Cofire - ORIS:6641 | 468 | 8110 | Rate Constraint in lbs/MMBtu | FALSE | L | Annual | Allowances Withdrawn (1:1) | Thousand Tons | 0 | 0 | 0 | 0 | 0 | 0 | 0
EPA723 CO2 Rate Limit for NG Cofire - ORIS:6641 | 468 | 8110 | Rate Constraint in lbs/MMBtu | FALSE | L | Annual | Allowances Withdrawn (n:1) | Thousand Tons | 0 | 0 | 0 | 0 | 0 | 0 | 0
EPA723 CO2 Rate Limit for NG Cofire - ORIS:6641 | 468 | 8110 | Rate Constraint in lbs/MMBtu | FALSE | L | Annual | Net Emissions Allowance Position | Thousand Tons | 0 | 0 | 0 | 0 | 0 | 0 | 0
EPA723 CO2 Rate Limit for NG Cofire - ORIS:6641 | 468 | 8110 | Rate Constraint in lbs/MMBtu | FALSE | L | Annual | Fuel Consumed | TBtu | 0 | 0 | 0 | 0 | 0 | 0 | 0
EPA723 CO2 Rate Limit for NG Cofire - ORIS:6641 | 468 | 8110 | Rate Constraint in lbs/MMBtu | FALSE | L | Annual | Rate | lb/MMBtu | 0 | 0 | 0 | 0 | 0 | 0 | 0
EPA723 CO2 Rate Limit for NG Cofire - ORIS:6641 | 468 | 8110 | Rate Constraint in lbs/MMBtu | FALSE | L | Annual | Generation | TWh | 0 | 0 | 0 | 0 | 0 | 0 | 0
EPA723 CO2 Rate Limit for NG Cofire - ORIS:6641 | 468 | 8110 | Rate Constraint in lbs/MMBtu | FALSE | L | Annual | Qualifying Generation | TWh | 0 | 0 | 0 | 0 | 0 | 0 | 0
EPA723 CO2 Rate Limit for NG Cofire - ORIS:6641 | 468 | 8110 | Rate Constraint in lbs/MMBtu | FALSE | L | Annual | Rate | lb/MWh | 0 | 0 | 0 | 0 | 0 | 0 | 0
EPA723 CO2 Rate Limit for NG Cofire - ORIS:6641 | 468 | 8110 | Rate Constraint in lbs/MMBtu | FALSE | L | Annual | Constraint Shadow Price | US2022$/Ton | 0 | 33.8144 | 41.4702 | 163.5432 | 177.8973 | 225.0957 | 246.7698
EPA723 CO2 Rate Limit for NG Cofire - ORIS:6664 | 469 | 8111 | Rate Constraint in lbs/MMBtu | FALSE | L | Annual | Seasons Included | Seasons |  | Winter, Spring, Summer, Fall | Winter, Spring, Summer, Fall | Winter, Spring, Summer, Fall | Winter, Spring, Summer, Fall | Winter, Spring, Summer, Fall | Winter, Spring, Summer, Fall
EPA723 CO2 Rate Limit for NG Cofire - ORIS:6664 | 469 | 8111 | Rate Constraint in lbs/MMBtu | FALSE | L | Annual | Standard CO2 | lb/MMBtu | 175.772 | 175.772 | 175.772 | 175.772 | 175.772 | 175.772 | 175.772
EPA723 CO2 Rate Limit for NG Cofire - ORIS:6664 | 469 | 8111 | Rate Constraint in lbs/MMBtu | FALSE | L | Annual | Emissions at Affected Plants CO2 | Thousand Tons | 0 | 0 | 0 | 0 | 0 | 0 | 0
EPA723 CO2 Rate Limit for NG Cofire - ORIS:6664 | 469 | 8111 | Rate Constraint in lbs/MMBtu | FALSE | L | Annual | Allowances Purchased CO2 | Thousand Tons | 0 | 0 | 0 | 0 | 0 | 0 | 0
EPA723 CO2 Rate Limit for NG Cofire - ORIS:6664 | 469 | 8111 | Rate Constraint in lbs/MMBtu | FALSE | L | Annual | Allowances Sold CO2 | Thousand Tons | 0 | 0 | 0 | 0 | 0 | 0 | 0
EPA723 CO2 Rate Limit for NG Cofire - ORIS:6664 | 469 | 8111 | Rate Constraint in lbs/MMBtu | FALSE | L | Annual | Allowances Banked | Thousand Tons | 0 | 0 | 0 | 0 | 0 | 0 | 0
EPA723 CO2 Rate Limit for NG Cofire - ORIS:6664 | 469 | 8111 | Rate Constraint in lbs/MMBtu | FALSE | L | Annual | Allowances Withdrawn (1:1) | Thousand Tons | 0 | 0 | 0 | 0 | 0 | 0 | 0
EPA723 CO2 Rate Limit for NG Cofire - ORIS:6664 | 469 | 8111 | Rate Constraint in lbs/MMBtu | FALSE | L | Annual | Allowances Withdrawn (n:1) | Thousand Tons | 0 | 0 | 0 | 0 | 0 | 0 | 0
EPA723 CO2 Rate Limit for NG Cofire - ORIS:6664 | 469 | 8111 | Rate Constraint in lbs/MMBtu | FALSE | L | Annual | Net Emissions Allowance Position | Thousand Tons | 0 | 0 | 0 | 0 | 0 | 0 | 0
EPA723 CO2 Rate Limit for NG Cofire - ORIS:6664 | 469 | 8111 | Rate Constraint in lbs/MMBtu | FALSE | L | Annual | Fuel Consumed | TBtu | 0 | 0 | 0 | 0 | 0 | 0 | 0
EPA723 CO2 Rate Limit for NG Cofire - ORIS:6664 | 469 | 8111 | Rate Constraint in lbs/MMBtu | FALSE | L | Annual | Rate | lb/MMBtu | 0 | 0 | 0 | 0 | 0 | 0 | 0
EPA723 CO2 Rate Limit for NG Cofire - ORIS:6664 | 469 | 8111 | Rate Constraint in lbs/MMBtu | FALSE | L | Annual | Generation | TWh | 0 | 0 | 0 | 0 | 0 | 0 | 0
EPA723 CO2 Rate Limit for NG Cofire - ORIS:6664 | 469 | 8111 | Rate Constraint in lbs/MMBtu | FALSE | L | Annual | Qualifying Generation | TWh | 0 | 0 | 0 | 0 | 0 | 0 | 0
EPA723 CO2 Rate Limit for NG Cofire - ORIS:6664 | 469 | 8111 | Rate Constraint in lbs/MMBtu | FALSE | L | Annual | Rate | lb/MWh | 0 | 0 | 0 | 0 | 0 | 0 | 0
EPA723 CO2 Rate Limit for NG Cofire - ORIS:6664 | 469 | 8111 | Rate Constraint in lbs/MMBtu | FALSE | L | Annual | Constraint Shadow Price | US2022$/Ton | 0 | 31.1916 | 32.4486 | 23.1272 | 63.2063 | 73.6505 | 96.8571
EPA723 CO2 Rate Limit for NG Cofire - ORIS:667 | 470 | 8032 | Rate Constraint in lbs/MMBtu | FALSE | L | Annual | Seasons Included | Seasons |  | Winter, Spring, Summer, Fall | Winter, Spring, Summer, Fall | Winter, Spring, Summer, Fall | Winter, Spring, Summer, Fall | Winter, Spring, Summer, Fall | Winter, Spring, Summer, Fall
EPA723 CO2 Rate Limit for NG Cofire - ORIS:667 | 470 | 8032 | Rate Constraint in lbs/MMBtu | FALSE | L | Annual | Standard CO2 | lb/MMBtu | 181.91 | 181.91 | 181.91 | 181.91 | 181.91 | 181.91 | 181.91
EPA723 CO2 Rate Limit for NG Cofire - ORIS:667 | 470 | 8032 | Rate Constraint in lbs/MMBtu | FALSE | L | Annual | Emissions at Affected Plants CO2 | Thousand Tons | 0 | 0 | 0 | 0 | 0 | 0 | 0
EPA723 CO2 Rate Limit for NG Cofire - ORIS:667 | 470 | 8032 | Rate Constraint in lbs/MMBtu | FALSE | L | Annual | Allowances Purchased CO2 | Thousand Tons | 0 | 0 | 0 | 0 | 0 | 0 | 0
EPA723 CO2 Rate Limit for NG Cofire - ORIS:667 | 470 | 8032 | Rate Constraint in lbs/MMBtu | FALSE | L | Annual | Allowances Sold CO2 | Thousand Tons | 0 | 0 | 0 | 0 | 0 | 0 | 0
EPA723 CO2 Rate Limit for NG Cofire - ORIS:667 | 470 | 8032 | Rate Constraint in lbs/MMBtu | FALSE | L | Annual | Allowances Banked | Thousand Tons | 0 | 0 | 0 | 0 | 0 | 0 | 0
EPA723 CO2 Rate Limit for NG Cofire - ORIS:667 | 470 | 8032 | Rate Constraint in lbs/MMBtu | FALSE | L | Annual | Allowances Withdrawn (1:1) | Thousand Tons | 0 | 0 | 0 | 0 | 0 | 0 | 0
EPA723 CO2 Rate Limit for NG Cofire - ORIS:667 | 470 | 8032 | Rate Constraint in lbs/MMBtu | FALSE | L | Annual | Allowances Withdrawn (n:1) | Thousand Tons | 0 | 0 | 0 | 0 | 0 | 0 | 0
EPA723 CO2 Rate Limit for NG Cofire - ORIS:667 | 470 | 8032 | Rate Constraint in lbs/MMBtu | FALSE | L | Annual | Net Emissions Allowance Position | Thousand Tons | 0 | 0 | 0 | 0 | 0 | 0 | 0
EPA723 CO2 Rate Limit for NG Cofire - ORIS:667 | 470 | 8032 | Rate Constraint in lbs/MMBtu | FALSE | L | Annual | Fuel Consumed | TBtu | 0 | 0 | 0 | 0 | 0 | 0 | 0
EPA723 CO2 Rate Limit for NG Cofire - ORIS:667 | 470 | 8032 | Rate Constraint in lbs/MMBtu | FALSE | L | Annual | Rate | lb/MMBtu | 0 | 0 | 0 | 0 | 0 | 0 | 0
EPA723 CO2 Rate Limit for NG Cofire - ORIS:667 | 470 | 8032 | Rate Constraint in lbs/MMBtu | FALSE | L | Annual | Generation | TWh | 0 | 0 | 0 | 0 | 0 | 0 | 0
EPA723 CO2 Rate Limit for NG Cofire - ORIS:667 | 470 | 8032 | Rate Constraint in lbs/MMBtu | FALSE | L | Annual | Qualifying Generation | TWh | 0 | 0 | 0 | 0 | 0 | 0 | 0
EPA723 CO2 Rate Limit for NG Cofire - ORIS:667 | 470 | 8032 | Rate Constraint in lbs/MMBtu | FALSE | L | Annual | Rate | lb/MWh | 0 | 0 | 0 | 0 | 0 | 0 | 0
EPA723 CO2 Rate Limit for NG Cofire - ORIS:667 | 470 | 8032 | Rate Constraint in lbs/MMBtu | FALSE | L | Annual | Constraint Shadow Price | US2022$/Ton | 0 | 47.7051 | 39.4658 | 9.3608 | 53.053 | 112.4023 | 171.5787
EPA723 CO2 Rate Limit for NG Cofire - ORIS:6705 | 471 | 8112 | Rate Constraint in lbs/MMBtu | FALSE | L | Annual | Seasons Included | Seasons |  | Winter, Spring, Summer, Fall | Winter, Spring, Summer, Fall | Winter, Spring, Summer, Fall | Winter, Spring, Summer, Fall | Winter, Spring, Summer, Fall | Winter, Spring, Summer, Fall
EPA723 CO2 Rate Limit for NG Cofire - ORIS:6705 | 471 | 8112 | Rate Constraint in lbs/MMBtu | FALSE | L | Annual | Standard CO2 | lb/MMBtu | 180.3206 | 180.3206 | 180.3206 | 180.3206 | 180.3206 | 180.3206 | 180.3206
EPA723 CO2 Rate Limit for NG Cofire - ORIS:6705 | 471 | 8112 | Rate Constraint in lbs/MMBtu | FALSE | L | Annual | Emissions at Affected Plants CO2 | Thousand Tons | 0 | 0 | 0 | 0 | 0 | 0 | 0
EPA723 CO2 Rate Limit for NG Cofire - ORIS:6705 | 471 | 8112 | Rate Constraint in lbs/MMBtu | FALSE | L | Annual | Allowances Purchased CO2 | Thousand Tons | 0 | 0 | 0 | 0 | 0 | 0 | 0
EPA723 CO2 Rate Limit for NG Cofire - ORIS:6705 | 471 | 8112 | Rate Constraint in lbs/MMBtu | FALSE | L | Annual | Allowances Sold CO2 | Thousand Tons | 0 | 0 | 0 | 0 | 0 | 0 | 0
EPA723 CO2 Rate Limit for NG Cofire - ORIS:6705 | 471 | 8112 | Rate Constraint in lbs/MMBtu | FALSE | L | Annual | Allowances Banked | Thousand Tons | 0 | 0 | 0 | 0 | 0 | 0 | 0
EPA723 CO2 Rate Limit for NG Cofire - ORIS:6705 | 471 | 8112 | Rate Constraint in lbs/MMBtu | FALSE | L | Annual | Allowances Withdrawn (1:1) | Thousand Tons | 0 | 0 | 0 | 0 | 0 | 0 | 0
EPA723 CO2 Rate Limit for NG Cofire - ORIS:6705 | 471 | 8112 | Rate Constraint in lbs/MMBtu | FALSE | L | Annual | Allowances Withdrawn (n:1) | Thousand Tons | 0 | 0 | 0 | 0 | 0 | 0 | 0
EPA723 CO2 Rate Limit for NG Cofire - ORIS:6705 | 471 | 8112 | Rate Constraint in lbs/MMBtu | FALSE | L | Annual | Net Emissions Allowance Position | Thousand Tons | 0 | 0 | 0 | 0 | 0 | 0 | 0
EPA723 CO2 Rate Limit for NG Cofire - ORIS:6705 | 471 | 8112 | Rate Constraint in lbs/MMBtu | FALSE | L | Annual | Fuel Consumed | TBtu | 0 | 0 | 0 | 0 | 0 | 0 | 0
EPA723 CO2 Rate Limit for NG Cofire - ORIS:6705 | 471 | 8112 | Rate Constraint in lbs/MMBtu | FALSE | L | Annual | Rate | lb/MMBtu | 0 | 0 | 0 | 0 | 0 | 0 | 0
EPA723 CO2 Rate Limit for NG Cofire - ORIS:6705 | 471 | 8112 | Rate Constraint in lbs/MMBtu | FALSE | L | Annual | Generation | TWh | 0 | 0 | 0 | 0 | 0 | 0 | 0
EPA723 CO2 Rate Limit for NG Cofire - ORIS:6705 | 471 | 8112 | Rate Constraint in lbs/MMBtu | FALSE | L | Annual | Qualifying Generation | TWh | 0 | 0 | 0 | 0 | 0 | 0 | 0
EPA723 CO2 Rate Limit for NG Cofire - ORIS:6705 | 471 | 8112 | Rate Constraint in lbs/MMBtu | FALSE | L | Annual | Rate | lb/MWh | 0 | 0 | 0 | 0 | 0 | 0 | 0
EPA723 CO2 Rate Limit for NG Cofire - ORIS:6705 | 471 | 8112 | Rate Constraint in lbs/MMBtu | FALSE | L | Annual | Constraint Shadow Price | US2022$/Ton | 0 | 45.1032 | 41.8692 | 18.2488 | 48.6139 | 79.7221 | 104.4702
EPA723 CO2 Rate Limit for NG Cofire - ORIS:6768 | 472 | 8113 | Rate Constraint in lbs/MMBtu | FALSE | L | Annual | Seasons Included | Seasons |  | Winter, Spring, Summer, Fall | Winter, Spring, Summer, Fall | Winter, Spring, Summer, Fall | Winter, Spring, Summer, Fall | Winter, Spring, Summer, Fall | Winter, Spring, Summer, Fall
EPA723 CO2 Rate Limit for NG Cofire - ORIS:6768 | 472 | 8113 | Rate Constraint in lbs/MMBtu | FALSE | L | Annual | Standard CO2 | lb/MMBtu | 176.252 | 176.252 | 176.252 | 176.252 | 176.252 | 176.252 | 176.252
EPA723 CO2 Rate Limit for NG Cofire - ORIS:6768 | 472 | 8113 | Rate Constraint in lbs/MMBtu | FALSE | L | Annual | Emissions at Affected Plants CO2 | Thousand Tons | 0 | 0 | 0 | 0 | 0 | 0 | 0
EPA723 CO2 Rate Limit for NG Cofire - ORIS:6768 | 472 | 8113 | Rate Constraint in lbs/MMBtu | FALSE | L | Annual | Allowances Purchased CO2 | Thousand Tons | 0 | 0 | 0 | 0 | 0 | 0 | 0
EPA723 CO2 Rate Limit for NG Cofire - ORIS:6768 | 472 | 8113 | Rate Constraint in lbs/MMBtu | FALSE | L | Annual | Allowances Sold CO2 | Thousand Tons | 0 | 0 | 0 | 0 | 0 | 0 | 0
EPA723 CO2 Rate Limit for NG Cofire - ORIS:6768 | 472 | 8113 | Rate Constraint in lbs/MMBtu | FALSE | L | Annual | Allowances Banked | Thousand Tons | 0 | 0 | 0 | 0 | 0 | 0 | 0
EPA723 CO2 Rate Limit for NG Cofire - ORIS:6768 | 472 | 8113 | Rate Constraint in lbs/MMBtu | FALSE | L | Annual | Allowances Withdrawn (1:1) | Thousand Tons | 0 | 0 | 0 | 0 | 0 | 0 | 0
EPA723 CO2 Rate Limit for NG Cofire - ORIS:6768 | 472 | 8113 | Rate Constraint in lbs/MMBtu | FALSE | L | Annual | Allowances Withdrawn (n:1) | Thousand Tons | 0 | 0 | 0 | 0 | 0 | 0 | 0
EPA723 CO2 Rate Limit for NG Cofire - ORIS:6768 | 472 | 8113 | Rate Constraint in lbs/MMBtu | FALSE | L | Annual | Net Emissions Allowance Position | Thousand Tons | 0 | 0 | 0 | 0 | 0 | 0 | 0
EPA723 CO2 Rate Limit for NG Cofire - ORIS:6768 | 472 | 8113 | Rate Constraint in lbs/MMBtu | FALSE | L | Annual | Fuel Consumed | TBtu | 0 | 0 | 0 | 0 | 0 | 0 | 0
EPA723 CO2 Rate Limit for NG Cofire - ORIS:6768 | 472 | 8113 | Rate Constraint in lbs/MMBtu | FALSE | L | Annual | Rate | lb/MMBtu | 0 | 0 | 0 | 0 | 0 | 0 | 0
EPA723 CO2 Rate Limit for NG Cofire - ORIS:6768 | 472 | 8113 | Rate Constraint in lbs/MMBtu | FALSE | L | Annual | Generation | TWh | 0 | 0 | 0 | 0 | 0 | 0 | 0
EPA723 CO2 Rate Limit for NG Cofire - ORIS:6768 | 472 | 8113 | Rate Constraint in lbs/MMBtu | FALSE | L | Annual | Qualifying Generation | TWh | 0 | 0 | 0 | 0 | 0 | 0 | 0
EPA723 CO2 Rate Limit for NG Cofire - ORIS:6768 | 472 | 8113 | Rate Constraint in lbs/MMBtu | FALSE | L | Annual | Rate | lb/MWh | 0 | 0 | 0 | 0 | 0 | 0 | 0
EPA723 CO2 Rate Limit for NG Cofire - ORIS:6768 | 472 | 8113 | Rate Constraint in lbs/MMBtu | FALSE | L | Annual | Constraint Shadow Price | US2022$/Ton | 0 | 198.9778 | 30.093 | 351.733 | 198.1215 | 508.7831 | 210.491
EPA723 CO2 Rate Limit for NG Cofire - ORIS:6772 | 473 | 8114 | Rate Constraint in lbs/MMBtu | FALSE | L | Annual | Seasons Included | Seasons |  | Winter, Spring, Summer, Fall | Winter, Spring, Summer, Fall | Winter, Spring, Summer, Fall | Winter, Spring, Summer, Fall | Winter, Spring, Summer, Fall | Winter, Spring, Summer, Fall
EPA723 CO2 Rate Limit for NG Cofire - ORIS:6772 | 473 | 8114 | Rate Constraint in lbs/MMBtu | FALSE | L | Annual | Standard CO2 | lb/MMBtu | 176.252 | 176.252 | 176.252 | 176.252 | 176.252 | 176.252 | 176.252
EPA723 CO2 Rate Limit for NG Cofire - ORIS:6772 | 473 | 8114 | Rate Constraint in lbs/MMBtu | FALSE | L | Annual | Emissions at Affected Plants CO2 | Thousand Tons | 0 | 0 | 0 | 0 | 0 | 0 | 0
EPA723 CO2 Rate Limit for NG Cofire - ORIS:6772 | 473 | 8114 | Rate Constraint in lbs/MMBtu | FALSE | L | Annual | Allowances Purchased CO2 | Thousand Tons | 0 | 0 | 0 | 0 | 0 | 0 | 0
EPA723 CO2 Rate Limit for NG Cofire - ORIS:6772 | 473 | 8114 | Rate Constraint in lbs/MMBtu | FALSE | L | Annual | Allowances Sold CO2 | Thousand Tons | 0 | 0 | 0 | 0 | 0 | 0 | 0
EPA723 CO2 Rate Limit for NG Cofire - ORIS:6772 | 473 | 8114 | Rate Constraint in lbs/MMBtu | FALSE | L | Annual | Allowances Banked | Thousand Tons | 0 | 0 | 0 | 0 | 0 | 0 | 0
EPA723 CO2 Rate Limit for NG Cofire - ORIS:6772 | 473 | 8114 | Rate Constraint in lbs/MMBtu | FALSE | L | Annual | Allowances Withdrawn (1:1) | Thousand Tons | 0 | 0 | 0 | 0 | 0 | 0 | 0
EPA723 CO2 Rate Limit for NG Cofire - ORIS:6772 | 473 | 8114 | Rate Constraint in lbs/MMBtu | FALSE | L | Annual | Allowances Withdrawn (n:1) | Thousand Tons | 0 | 0 | 0 | 0 | 0 | 0 | 0
EPA723 CO2 Rate Limit for NG Cofire - ORIS:6772 | 473 | 8114 | Rate Constraint in lbs/MMBtu | FALSE | L | Annual | Net Emissions Allowance Position | Thousand Tons | 0 | 0 | 0 | 0 | 0 | 0 | 0
EPA723 CO2 Rate Limit for NG Cofire - ORIS:6772 | 473 | 8114 | Rate Constraint in lbs/MMBtu | FALSE | L | Annual | Fuel Consumed | TBtu | 0 | 0 | 0 | 0 | 0 | 0 | 0
EPA723 CO2 Rate Limit for NG Cofire - ORIS:6772 | 473 | 8114 | Rate Constraint in lbs/MMBtu | FALSE | L | Annual | Rate | lb/MMBtu | 0 | 0 | 0 | 0 | 0 | 0 | 0
EPA723 CO2 Rate Limit for NG Cofire - ORIS:6772 | 473 | 8114 | Rate Constraint in lbs/MMBtu | FALSE | L | Annual | Generation | TWh | 0 | 0 | 0 | 0 | 0 | 0 | 0
EPA723 CO2 Rate Limit for NG Cofire - ORIS:6772 | 473 | 8114 | Rate Constraint in lbs/MMBtu | FALSE | L | Annual | Qualifying Generation | TWh | 0 | 0 | 0 | 0 | 0 | 0 | 0
EPA723 CO2 Rate Limit for NG Cofire - ORIS:6772 | 473 | 8114 | Rate Constraint in lbs/MMBtu | FALSE | L | Annual | Rate | lb/MWh | 0 | 0 | 0 | 0 | 0 | 0 | 0
EPA723 CO2 Rate Limit for NG Cofire - ORIS:6772 | 473 | 8114 | Rate Constraint in lbs/MMBtu | FALSE | L | Annual | Constraint Shadow Price | US2022$/Ton | 0 | 151.879 | 32.5937 | 316.9642 | 4.3336 | 1634.7867 | 175.6246
EPA723 CO2 Rate Limit for NG Cofire - ORIS:6823 | 474 | 8115 | Rate Constraint in lbs/MMBtu | FALSE | L | Annual | Seasons Included | Seasons |  | Winter, Spring, Summer, Fall | Winter, Spring, Summer, Fall | Winter, Spring, Summer, Fall | Winter, Spring, Summer, Fall | Winter, Spring, Summer, Fall | Winter, Spring, Summer, Fall
EPA723 CO2 Rate Limit for NG Cofire - ORIS:6823 | 474 | 8115 | Rate Constraint in lbs/MMBtu | FALSE | L | Annual | Standard CO2 | lb/MMBtu | 174.8101 | 174.8101 | 174.8101 | 174.8101 | 174.8101 | 174.8101 | 174.8101
EPA723 CO2 Rate Limit for NG Cofire - ORIS:6823 | 474 | 8115 | Rate Constraint in lbs/MMBtu | FALSE | L | Annual | Emissions at Affected Plants CO2 | Thousand Tons | 0 | 0 | 0 | 0 | 0 | 0 | 0
EPA723 CO2 Rate Limit for NG Cofire - ORIS:6823 | 474 | 8115 | Rate Constraint in lbs/MMBtu | FALSE | L | Annual | Allowances Purchased CO2 | Thousand Tons | 0 | 0 | 0 | 0 | 0 | 0 | 0
EPA723 CO2 Rate Limit for NG Cofire - ORIS:6823 | 474 | 8115 | Rate Constraint in lbs/MMBtu | FALSE | L | Annual | Allowances Sold CO2 | Thousand Tons | 0 | 0 | 0 | 0 | 0 | 0 | 0
EPA723 CO2 Rate Limit for NG Cofire - ORIS:6823 | 474 | 8115 | Rate Constraint in lbs/MMBtu | FALSE | L | Annual | Allowances Banked | Thousand Tons | 0 | 0 | 0 | 0 | 0 | 0 | 0
EPA723 CO2 Rate Limit for NG Cofire - ORIS:6823 | 474 | 8115 | Rate Constraint in lbs/MMBtu | FALSE | L | Annual | Allowances Withdrawn (1:1) | Thousand Tons | 0 | 0 | 0 | 0 | 0 | 0 | 0
EPA723 CO2 Rate Limit for NG Cofire - ORIS:6823 | 474 | 8115 | Rate Constraint in lbs/MMBtu | FALSE | L | Annual | Allowances Withdrawn (n:1) | Thousand Tons | 0 | 0 | 0 | 0 | 0 | 0 | 0
EPA723 CO2 Rate Limit for NG Cofire - ORIS:6823 | 474 | 8115 | Rate Constraint in lbs/MMBtu | FALSE | L | Annual | Net Emissions Allowance Position | Thousand Tons | 0 | 0 | 0 | 0 | 0 | 0 | 0
EPA723 CO2 Rate Limit for NG Cofire - ORIS:6823 | 474 | 8115 | Rate Constraint in lbs/MMBtu | FALSE | L | Annual | Fuel Consumed | TBtu | 0 | 0 | 0 | 0 | 0 | 0 | 0
EPA723 CO2 Rate Limit for NG Cofire - ORIS:6823 | 474 | 8115 | Rate Constraint in lbs/MMBtu | FALSE | L | Annual | Rate | lb/MMBtu | 0 | 0 | 0 | 0 | 0 | 0 | 0
EPA723 CO2 Rate Limit for NG Cofire - ORIS:6823 | 474 | 8115 | Rate Constraint in lbs/MMBtu | FALSE | L | Annual | Generation | TWh | 0 | 0 | 0 | 0 | 0 | 0 | 0
EPA723 CO2 Rate Limit for NG Cofire - ORIS:6823 | 474 | 8115 | Rate Constraint in lbs/MMBtu | FALSE | L | Annual | Qualifying Generation | TWh | 0 | 0 | 0 | 0 | 0 | 0 | 0
EPA723 CO2 Rate Limit for NG Cofire - ORIS:6823 | 474 | 8115 | Rate Constraint in lbs/MMBtu | FALSE | L | Annual | Rate | lb/MWh | 0 | 0 | 0 | 0 | 0 | 0 | 0
EPA723 CO2 Rate Limit for NG Cofire - ORIS:6823 | 474 | 8115 | Rate Constraint in lbs/MMBtu | FALSE | L | Annual | Constraint Shadow Price | US2022$/Ton | 0 | 34.5468 | 45.714 | 34.7936 | 92.8547 | 103.0165 | 102.4847
EPA723 CO2 Rate Limit for NG Cofire - ORIS:703 | 475 | 8033 | Rate Constraint in lbs/MMBtu | FALSE | L | Annual | Seasons Included | Seasons |  | Winter, Spring, Summer, Fall | Winter, Spring, Summer, Fall | Winter, Spring, Summer, Fall | Winter, Spring, Summer, Fall | Winter, Spring, Summer, Fall | Winter, Spring, Summer, Fall
EPA723 CO2 Rate Limit for NG Cofire - ORIS:703 | 475 | 8033 | Rate Constraint in lbs/MMBtu | FALSE | L | Annual | Standard CO2 | lb/MMBtu | 174.578 | 174.578 | 174.578 | 174.578 | 174.578 | 174.578 | 174.578
EPA723 CO2 Rate Limit for NG Cofire - ORIS:703 | 475 | 8033 | Rate Constraint in lbs/MMBtu | FALSE | L | Annual | Emissions at Affected Plants CO2 | Thousand Tons | 0 | 0 | 0 | 0 | 0 | 0 | 0
EPA723 CO2 Rate Limit for NG Cofire - ORIS:703 | 475 | 8033 | Rate Constraint in lbs/MMBtu | FALSE | L | Annual | Allowances Purchased CO2 | Thousand Tons | 0 | 0 | 0 | 0 | 0 | 0 | 0
EPA723 CO2 Rate Limit for NG Cofire - ORIS:703 | 475 | 8033 | Rate Constraint in lbs/MMBtu | FALSE | L | Annual | Allowances Sold CO2 | Thousand Tons | 0 | 0 | 0 | 0 | 0 | 0 | 0
EPA723 CO2 Rate Limit for NG Cofire - ORIS:703 | 475 | 8033 | Rate Constraint in lbs/MMBtu | FALSE | L | Annual | Allowances Banked | Thousand Tons | 0 | 0 | 0 | 0 | 0 | 0 | 0
EPA723 CO2 Rate Limit for NG Cofire - ORIS:703 | 475 | 8033 | Rate Constraint in lbs/MMBtu | FALSE | L | Annual | Allowances Withdrawn (1:1) | Thousand Tons | 0 | 0 | 0 | 0 | 0 | 0 | 0
EPA723 CO2 Rate Limit for NG Cofire - ORIS:703 | 475 | 8033 | Rate Constraint in lbs/MMBtu | FALSE | L | Annual | Allowances Withdrawn (n:1) | Thousand Tons | 0 | 0 | 0 | 0 | 0 | 0 | 0
EPA723 CO2 Rate Limit for NG Cofire - ORIS:703 | 475 | 8033 | Rate Constraint in lbs/MMBtu | FALSE | L | Annual | Net Emissions Allowance Position | Thousand Tons | 0 | 0 | 0 | 0 | 0 | 0 | 0
EPA723 CO2 Rate Limit for NG Cofire - ORIS:703 | 475 | 8033 | Rate Constraint in lbs/MMBtu | FALSE | L | Annual | Fuel Consumed | TBtu | 0 | 0 | 0 | 0 | 0 | 0 | 0
EPA723 CO2 Rate Limit for NG Cofire - ORIS:703 | 475 | 8033 | Rate Constraint in lbs/MMBtu | FALSE | L | Annual | Rate | lb/MMBtu | 0 | 0 | 0 | 0 | 0 | 0 | 0
EPA723 CO2 Rate Limit for NG Cofire - ORIS:703 | 475 | 8033 | Rate Constraint in lbs/MMBtu | FALSE | L | Annual | Generation | TWh | 0 | 0 | 0 | 0 | 0 | 0 | 0
EPA723 CO2 Rate Limit for NG Cofire - ORIS:703 | 475 | 8033 | Rate Constraint in lbs/MMBtu | FALSE | L | Annual | Qualifying Generation | TWh | 0 | 0 | 0 | 0 | 0 | 0 | 0
EPA723 CO2 Rate Limit for NG Cofire - ORIS:703 | 475 | 8033 | Rate Constraint in lbs/MMBtu | FALSE | L | Annual | Rate | lb/MWh | 0 | 0 | 0 | 0 | 0 | 0 | 0
EPA723 CO2 Rate Limit for NG Cofire - ORIS:703 | 475 | 8033 | Rate Constraint in lbs/MMBtu | FALSE | L | Annual | Constraint Shadow Price | US2022$/Ton | 0 | 20.4028 | 37.6364 | 0 | 5.3912 | 627.6839 | 113.4345
EPA723 CO2 Rate Limit for NG Cofire - ORIS:7030 | 476 | 8116 | Rate Constraint in lbs/MMBtu | FALSE | L | Annual | Seasons Included | Seasons |  | Winter, Spring, Summer, Fall | Winter, Spring, Summer, Fall | Winter, Spring, Summer, Fall | Winter, Spring, Summer, Fall | Winter, Spring, Summer, Fall | Winter, Spring, Summer, Fall
EPA723 CO2 Rate Limit for NG Cofire - ORIS:7030 | 476 | 8116 | Rate Constraint in lbs/MMBtu | FALSE | L | Annual | Standard CO2 | lb/MMBtu | 178.412 | 178.412 | 178.412 | 178.412 | 178.412 | 178.412 | 178.412
EPA723 CO2 Rate Limit for NG Cofire - ORIS:7030 | 476 | 8116 | Rate Constraint in lbs/MMBtu | FALSE | L | Annual | Emissions at Affected Plants CO2 | Thousand Tons | 0 | 0 | 0 | 0 | 0 | 0 | 0
EPA723 CO2 Rate Limit for NG Cofire - ORIS:7030 | 476 | 8116 | Rate Constraint in lbs/MMBtu | FALSE | L | Annual | Allowances Purchased CO2 | Thousand Tons | 0 | 0 | 0 | 0 | 0 | 0 | 0
EPA723 CO2 Rate Limit for NG Cofire - ORIS:7030 | 476 | 8116 | Rate Constraint in lbs/MMBtu | FALSE | L | Annual | Allowances Sold CO2 | Thousand Tons | 0 | 0 | 0 | 0 | 0 | 0 | 0
EPA723 CO2 Rate Limit for NG Cofire - ORIS:7030 | 476 | 8116 | Rate Constraint in lbs/MMBtu | FALSE | L | Annual | Allowances Banked | Thousand Tons | 0 | 0 | 0 | 0 | 0 | 0 | 0
EPA723 CO2 Rate Limit for NG Cofire - ORIS:7030 | 476 | 8116 | Rate Constraint in lbs/MMBtu | FALSE | L | Annual | Allowances Withdrawn (1:1) | Thousand Tons | 0 | 0 | 0 | 0 | 0 | 0 | 0
EPA723 CO2 Rate Limit for NG Cofire - ORIS:7030 | 476 | 8116 | Rate Constraint in lbs/MMBtu | FALSE | L | Annual | Allowances Withdrawn (n:1) | Thousand Tons | 0 | 0 | 0 | 0 | 0 | 0 | 0
EPA723 CO2 Rate Limit for NG Cofire - ORIS:7030 | 476 | 8116 | Rate Constraint in lbs/MMBtu | FALSE | L | Annual | Net Emissions Allowance Position | Thousand Tons | 0 | 0 | 0 | 0 | 0 | 0 | 0
EPA723 CO2 Rate Limit for NG Cofire - ORIS:7030 | 476 | 8116 | Rate Constraint in lbs/MMBtu | FALSE | L | Annual | Fuel Consumed | TBtu | 0 | 0 | 0 | 0 | 0 | 0 | 0
EPA723 CO2 Rate Limit for NG Cofire - ORIS:7030 | 476 | 8116 | Rate Constraint in lbs/MMBtu | FALSE | L | Annual | Rate | lb/MMBtu | 0 | 0 | 0 | 0 | 0 | 0 | 0
EPA723 CO2 Rate Limit for NG Cofire - ORIS:7030 | 476 | 8116 | Rate Constraint in lbs/MMBtu | FALSE | L | Annual | Generation | TWh | 0 | 0 | 0 | 0 | 0 | 0 | 0
EPA723 CO2 Rate Limit for NG Cofire - ORIS:7030 | 476 | 8116 | Rate Constraint in lbs/MMBtu | FALSE | L | Annual | Qualifying Generation | TWh | 0 | 0 | 0 | 0 | 0 | 0 | 0
EPA723 CO2 Rate Limit for NG Cofire - ORIS:7030 | 476 | 8116 | Rate Constraint in lbs/MMBtu | FALSE | L | Annual | Rate | lb/MWh | 0 | 0 | 0 | 0 | 0 | 0 | 0
EPA723 CO2 Rate Limit for NG Cofire - ORIS:7030 | 476 | 8116 | Rate Constraint in lbs/MMBtu | FALSE | L | Annual | Constraint Shadow Price | US2022$/Ton | 0 | 0 | 0 | 0 | 0 | 0 | 0
EPA723 CO2 Rate Limit for NG Cofire - ORIS:7213 | 477 | 8117 | Rate Constraint in lbs/MMBtu | FALSE | L | Annual | Seasons Included | Seasons |  | Winter, Spring, Summer, Fall | Winter, Spring, Summer, Fall | Winter, Spring, Summer, Fall | Winter, Spring, Summer, Fall | Winter, Spring, Summer, Fall | Winter, Spring, Summer, Fall
EPA723 CO2 Rate Limit for NG Cofire - ORIS:7213 | 477 | 8117 | Rate Constraint in lbs/MMBtu | FALSE | L | Annual | Standard CO2 | lb/MMBtu | 175.1445 | 175.1445 | 175.1445 | 175.1445 | 175.1445 | 175.1445 | 175.1445
EPA723 CO2 Rate Limit for NG Cofire - ORIS:7213 | 477 | 8117 | Rate Constraint in lbs/MMBtu | FALSE | L | Annual | Emissions at Affected Plants CO2 | Thousand Tons | 0 | 0 | 0 | 0 | 0 | 0 | 0
EPA723 CO2 Rate Limit for NG Cofire - ORIS:7213 | 477 | 8117 | Rate Constraint in lbs/MMBtu | FALSE | L | Annual | Allowances Purchased CO2 | Thousand Tons | 0 | 0 | 0 | 0 | 0 | 0 | 0
EPA723 CO2 Rate Limit for NG Cofire - ORIS:7213 | 477 | 8117 | Rate Constraint in lbs/MMBtu | FALSE | L | Annual | Allowances Sold CO2 | Thousand Tons | 0 | 0 | 0 | 0 | 0 | 0 | 0
EPA723 CO2 Rate Limit for NG Cofire - ORIS:7213 | 477 | 8117 | Rate Constraint in lbs/MMBtu | FALSE | L | Annual | Allowances Banked | Thousand Tons | 0 | 0 | 0 | 0 | 0 | 0 | 0
EPA723 CO2 Rate Limit for NG Cofire - ORIS:7213 | 477 | 8117 | Rate Constraint in lbs/MMBtu | FALSE | L | Annual | Allowances Withdrawn (1:1) | Thousand Tons | 0 | 0 | 0 | 0 | 0 | 0 | 0
EPA723 CO2 Rate Limit for NG Cofire - ORIS:7213 | 477 | 8117 | Rate Constraint in lbs/MMBtu | FALSE | L | Annual | Allowances Withdrawn (n:1) | Thousand Tons | 0 | 0 | 0 | 0 | 0 | 0 | 0
EPA723 CO2 Rate Limit for NG Cofire - ORIS:7213 | 477 | 8117 | Rate Constraint in lbs/MMBtu | FALSE | L | Annual | Net Emissions Allowance Position | Thousand Tons | 0 | 0 | 0 | 0 | 0 | 0 | 0
EPA723 CO2 Rate Limit for NG Cofire - ORIS:7213 | 477 | 8117 | Rate Constraint in lbs/MMBtu | FALSE | L | Annual | Fuel Consumed | TBtu | 0 | 0 | 0 | 0 | 0 | 0 | 0
EPA723 CO2 Rate Limit for NG Cofire - ORIS:7213 | 477 | 8117 | Rate Constraint in lbs/MMBtu | FALSE | L | Annual | Rate | lb/MMBtu | 0 | 0 | 0 | 0 | 0 | 0 | 0
EPA723 CO2 Rate Limit for NG Cofire - ORIS:7213 | 477 | 8117 | Rate Constraint in lbs/MMBtu | FALSE | L | Annual | Generation | TWh | 0 | 0 | 0 | 0 | 0 | 0 | 0
EPA723 CO2 Rate Limit for NG Cofire - ORIS:7213 | 477 | 8117 | Rate Constraint in lbs/MMBtu | FALSE | L | Annual | Qualifying Generation | TWh | 0 | 0 | 0 | 0 | 0 | 0 | 0
EPA723 CO2 Rate Limit for NG Cofire - ORIS:7213 | 477 | 8117 | Rate Constraint in lbs/MMBtu | FALSE | L | Annual | Rate | lb/MWh | 0 | 0 | 0 | 0 | 0 | 0 | 0
EPA723 CO2 Rate Limit for NG Cofire - ORIS:7213 | 477 | 8117 | Rate Constraint in lbs/MMBtu | FALSE | L | Annual | Constraint Shadow Price | US2022$/Ton | 0 | 91.5874 | 24.8586 | 12.6857 | 10.8212 | 62.5488 | 118.4362
EPA723 CO2 Rate Limit for NG Cofire - ORIS:7343 | 478 | 8118 | Rate Constraint in lbs/MMBtu | FALSE | L | Annual | Seasons Included | Seasons |  | Winter, Spring, Summer, Fall | Winter, Spring, Summer, Fall | Winter, Spring, Summer, Fall | Winter, Spring, Summer, Fall | Winter, Spring, Summer, Fall | Winter, Spring, Summer, Fall
EPA723 CO2 Rate Limit for NG Cofire - ORIS:7343 | 478 | 8118 | Rate Constraint in lbs/MMBtu | FALSE | L | Annual | Standard CO2 | lb/MMBtu | 178.3123 | 178.3123 | 178.3123 | 178.3123 | 178.3123 | 178.3123 | 178.3123
EPA723 CO2 Rate Limit for NG Cofire - ORIS:7343 | 478 | 8118 | Rate Constraint in lbs/MMBtu | FALSE | L | Annual | Emissions at Affected Plants CO2 | Thousand Tons | 0 | 0 | 0 | 0 | 0 | 0 | 0
EPA723 CO2 Rate Limit for NG Cofire - ORIS:7343 | 478 | 8118 | Rate Constraint in lbs/MMBtu | FALSE | L | Annual | Allowances Purchased CO2 | Thousand Tons | 0 | 0 | 0 | 0 | 0 | 0 | 0
EPA723 CO2 Rate Limit for NG Cofire - ORIS:7343 | 478 | 8118 | Rate Constraint in lbs/MMBtu | FALSE | L | Annual | Allowances Sold CO2 | Thousand Tons | 0 | 0 | 0 | 0 | 0 | 0 | 0
EPA723 CO2 Rate Limit for NG Cofire - ORIS:7343 | 478 | 8118 | Rate Constraint in lbs/MMBtu | FALSE | L | Annual | Allowances Banked | Thousand Tons | 0 | 0 | 0 | 0 | 0 | 0 | 0
EPA723 CO2 Rate Limit for NG Cofire - ORIS:7343 | 478 | 8118 | Rate Constraint in lbs/MMBtu | FALSE | L | Annual | Allowances Withdrawn (1:1) | Thousand Tons | 0 | 0 | 0 | 0 | 0 | 0 | 0
EPA723 CO2 Rate Limit for NG Cofire - ORIS:7343 | 478 | 8118 | Rate Constraint in lbs/MMBtu | FALSE | L | Annual | Allowances Withdrawn (n:1) | Thousand Tons | 0 | 0 | 0 | 0 | 0 | 0 | 0
EPA723 CO2 Rate Limit for NG Cofire - ORIS:7343 | 478 | 8118 | Rate Constraint in lbs/MMBtu | FALSE | L | Annual | Net Emissions Allowance Position | Thousand Tons | 0 | 0 | 0 | 0 | 0 | 0 | 0
EPA723 CO2 Rate Limit for NG Cofire - ORIS:7343 | 478 | 8118 | Rate Constraint in lbs/MMBtu | FALSE | L | Annual | Fuel Consumed | TBtu | 0 | 0 | 0 | 0 | 0 | 0 | 0
EPA723 CO2 Rate Limit for NG Cofire - ORIS:7343 | 478 | 8118 | Rate Constraint in lbs/MMBtu | FALSE | L | Annual | Rate | lb/MMBtu | 0 | 0 | 0 | 0 | 0 | 0 | 0
EPA723 CO2 Rate Limit for NG Cofire - ORIS:7343 | 478 | 8118 | Rate Constraint in lbs/MMBtu | FALSE | L | Annual | Generation | TWh | 0 | 0 | 0 | 0 | 0 | 0 | 0
EPA723 CO2 Rate Limit for NG Cofire - ORIS:7343 | 478 | 8118 | Rate Constraint in lbs/MMBtu | FALSE | L | Annual | Qualifying Generation | TWh | 0 | 0 | 0 | 0 | 0 | 0 | 0
EPA723 CO2 Rate Limit for NG Cofire - ORIS:7343 | 478 | 8118 | Rate Constraint in lbs/MMBtu | FALSE | L | Annual | Rate | lb/MWh | 0 | 0 | 0 | 0 | 0 | 0 | 0
EPA723 CO2 Rate Limit for NG Cofire - ORIS:7343 | 478 | 8118 | Rate Constraint in lbs/MMBtu | FALSE | L | Annual | Constraint Shadow Price | US2022$/Ton | 0 | 162.7725 | 53.5764 | 49.5846 | 68.1415 | 102.1054 | 117.6982
EPA723 CO2 Rate Limit for NG Cofire - ORIS:8042 | 479 | 8119 | Rate Constraint in lbs/MMBtu | FALSE | L | Annual | Seasons Included | Seasons |  | Winter, Spring, Summer, Fall | Winter, Spring, Summer, Fall | Winter, Spring, Summer, Fall | Winter, Spring, Summer, Fall | Winter, Spring, Summer, Fall | Winter, Spring, Summer, Fall
EPA723 CO2 Rate Limit for NG Cofire - ORIS:8042 | 479 | 8119 | Rate Constraint in lbs/MMBtu | FALSE | L | Annual | Standard CO2 | lb/MMBtu | 173.5313 | 173.5313 | 173.5313 | 173.5313 | 173.5313 | 173.5313 | 173.5313
EPA723 CO2 Rate Limit for NG Cofire - ORIS:8042 | 479 | 8119 | Rate Constraint in lbs/MMBtu | FALSE | L | Annual | Emissions at Affected Plants CO2 | Thousand Tons | 0 | 0 | 0 | 0 | 0 | 0 | 0
EPA723 CO2 Rate Limit for NG Cofire - ORIS:8042 | 479 | 8119 | Rate Constraint in lbs/MMBtu | FALSE | L | Annual | Allowances Purchased CO2 | Thousand Tons | 0 | 0 | 0 | 0 | 0 | 0 | 0
EPA723 CO2 Rate Limit for NG Cofire - ORIS:8042 | 479 | 8119 | Rate Constraint in lbs/MMBtu | FALSE | L | Annual | Allowances Sold CO2 | Thousand Tons | 0 | 0 | 0 | 0 | 0 | 0 | 0
EPA723 CO2 Rate Limit for NG Cofire - ORIS:8042 | 479 | 8119 | Rate Constraint in lbs/MMBtu | FALSE | L | Annual | Allowances Banked | Thousand Tons | 0 | 0 | 0 | 0 | 0 | 0 | 0
EPA723 CO2 Rate Limit for NG Cofire - ORIS:8042 | 479 | 8119 | Rate Constraint in lbs/MMBtu | FALSE | L | Annual | Allowances Withdrawn (1:1) | Thousand Tons | 0 | 0 | 0 | 0 | 0 | 0 | 0
EPA723 CO2 Rate Limit for NG Cofire - ORIS:8042 | 479 | 8119 | Rate Constraint in lbs/MMBtu | FALSE | L | Annual | Allowances Withdrawn (n:1) | Thousand Tons | 0 | 0 | 0 | 0 | 0 | 0 | 0
EPA723 CO2 Rate Limit for NG Cofire - ORIS:8042 | 479 | 8119 | Rate Constraint in lbs/MMBtu | FALSE | L | Annual | Net Emissions Allowance Position | Thousand Tons | 0 | 0 | 0 | 0 | 0 | 0 | 0
EPA723 CO2 Rate Limit for NG Cofire - ORIS:8042 | 479 | 8119 | Rate Constraint in lbs/MMBtu | FALSE | L | Annual | Fuel Consumed | TBtu | 0 | 0 | 0 | 0 | 0 | 0 | 0
EPA723 CO2 Rate Limit for NG Cofire - ORIS:8042 | 479 | 8119 | Rate Constraint in lbs/MMBtu | FALSE | L | Annual | Rate | lb/MMBtu | 0 | 0 | 0 | 0 | 0 | 0 | 0
EPA723 CO2 Rate Limit for NG Cofire - ORIS:8042 | 479 | 8119 | Rate Constraint in lbs/MMBtu | FALSE | L | Annual | Generation | TWh | 0 | 0 | 0 | 0 | 0 | 0 | 0
EPA723 CO2 Rate Limit for NG Cofire - ORIS:8042 | 479 | 8119 | Rate Constraint in lbs/MMBtu | FALSE | L | Annual | Qualifying Generation | TWh | 0 | 0 | 0 | 0 | 0 | 0 | 0
EPA723 CO2 Rate Limit for NG Cofire - ORIS:8042 | 479 | 8119 | Rate Constraint in lbs/MMBtu | FALSE | L | Annual | Rate | lb/MWh | 0 | 0 | 0 | 0 | 0 | 0 | 0
EPA723 CO2 Rate Limit for NG Cofire - ORIS:8042 | 479 | 8119 | Rate Constraint in lbs/MMBtu | FALSE | L | Annual | Constraint Shadow Price | US2022$/Ton | 0 | 10.1244 | 16.9097 | 31.471 | 86.9571 | 645.0565 | 75.4329
EPA723 CO2 Rate Limit for NG Cofire - ORIS:8066 | 480 | 8120 | Rate Constraint in lbs/MMBtu | FALSE | L | Annual | Seasons Included | Seasons |  | Winter, Spring, Summer, Fall | Winter, Spring, Summer, Fall | Winter, Spring, Summer, Fall | Winter, Spring, Summer, Fall | Winter, Spring, Summer, Fall | Winter, Spring, Summer, Fall
EPA723 CO2 Rate Limit for NG Cofire - ORIS:8066 | 480 | 8120 | Rate Constraint in lbs/MMBtu | FALSE | L | Annual | Standard CO2 | lb/MMBtu | 176.3616 | 176.3616 | 176.3616 | 176.3616 | 176.3616 | 176.3616 | 176.3616
EPA723 CO2 Rate Limit for NG Cofire - ORIS:8066 | 480 | 8120 | Rate Constraint in lbs/MMBtu | FALSE | L | Annual | Emissions at Affected Plants CO2 | Thousand Tons | 0 | 0 | 0 | 0 | 0 | 0 | 0
EPA723 CO2 Rate Limit for NG Cofire - ORIS:8066 | 480 | 8120 | Rate Constraint in lbs/MMBtu | FALSE | L | Annual | Allowances Purchased CO2 | Thousand Tons | 0 | 0 | 0 | 0 | 0 | 0 | 0
EPA723 CO2 Rate Limit for NG Cofire - ORIS:8066 | 480 | 8120 | Rate Constraint in lbs/MMBtu | FALSE | L | Annual | Allowances Sold CO2 | Thousand Tons | 0 | 0 | 0 | 0 | 0 | 0 | 0
EPA723 CO2 Rate Limit for NG Cofire - ORIS:8066 | 480 | 8120 | Rate Constraint in lbs/MMBtu | FALSE | L | Annual | Allowances Banked | Thousand Tons | 0 | 0 | 0 | 0 | 0 | 0 | 0
EPA723 CO2 Rate Limit for NG Cofire - ORIS:8066 | 480 | 8120 | Rate Constraint in lbs/MMBtu | FALSE | L | Annual | Allowances Withdrawn (1:1) | Thousand Tons | 0 | 0 | 0 | 0 | 0 | 0 | 0
EPA723 CO2 Rate Limit for NG Cofire - ORIS:8066 | 480 | 8120 | Rate Constraint in lbs/MMBtu | FALSE | L | Annual | Allowances Withdrawn (n:1) | Thousand Tons | 0 | 0 | 0 | 0 | 0 | 0 | 0
EPA723 CO2 Rate Limit for NG Cofire - ORIS:8066 | 480 | 8120 | Rate Constraint in lbs/MMBtu | FALSE | L | Annual | Net Emissions Allowance Position | Thousand Tons | 0 | 0 | 0 | 0 | 0 | 0 | 0
EPA723 CO2 Rate Limit for NG Cofire - ORIS:8066 | 480 | 8120 | Rate Constraint in lbs/MMBtu | FALSE | L | Annual | Fuel Consumed | TBtu | 0 | 0 | 0 | 0 | 0 | 0 | 0
EPA723 CO2 Rate Limit for NG Cofire - ORIS:8066 | 480 | 8120 | Rate Constraint in lbs/MMBtu | FALSE | L | Annual | Rate | lb/MMBtu | 0 | 0 | 0 | 0 | 0 | 0 | 0
EPA723 CO2 Rate Limit for NG Cofire - ORIS:8066 | 480 | 8120 | Rate Constraint in lbs/MMBtu | FALSE | L | Annual | Generation | TWh | 0 | 0 | 0 | 0 | 0 | 0 | 0
EPA723 CO2 Rate Limit for NG Cofire - ORIS:8066 | 480 | 8120 | Rate Constraint in lbs/MMBtu | FALSE | L | Annual | Qualifying Generation | TWh | 0 | 0 | 0 | 0 | 0 | 0 | 0
EPA723 CO2 Rate Limit for NG Cofire - ORIS:8066 | 480 | 8120 | Rate Constraint in lbs/MMBtu | FALSE | L | Annual | Rate | lb/MWh | 0 | 0 | 0 | 0 | 0 | 0 | 0
EPA723 CO2 Rate Limit for NG Cofire - ORIS:8066 | 480 | 8120 | Rate Constraint in lbs/MMBtu | FALSE | L | Annual | Constraint Shadow Price | US2022$/Ton | 0 | 58.2779 | 44.2419 | 52.26 | 544.5212 | 531.0144 | 155.6909
EPA723 CO2 Rate Limit for NG Cofire - ORIS:8069 | 481 | 8121 | Rate Constraint in lbs/MMBtu | FALSE | L | Annual | Seasons Included | Seasons |  | Winter, Spring, Summer, Fall | Winter, Spring, Summer, Fall | Winter, Spring, Summer, Fall | Winter, Spring, Summer, Fall | Winter, Spring, Summer, Fall | Winter, Spring, Summer, Fall
EPA723 CO2 Rate Limit for NG Cofire - ORIS:8069 | 481 | 8121 | Rate Constraint in lbs/MMBtu | FALSE | L | Annual | Standard CO2 | lb/MMBtu | 173.5519 | 173.5519 | 173.5519 | 173.5519 | 173.5519 | 173.5519 | 173.5519
EPA723 CO2 Rate Limit for NG Cofire - ORIS:8069 | 481 | 8121 | Rate Constraint in lbs/MMBtu | FALSE | L | Annual | Emissions at Affected Plants CO2 | Thousand Tons | 0 | 0 | 0 | 0 | 0 | 0 | 0
EPA723 CO2 Rate Limit for NG Cofire - ORIS:8069 | 481 | 8121 | Rate Constraint in lbs/MMBtu | FALSE | L | Annual | Allowances Purchased CO2 | Thousand Tons | 0 | 0 | 0 | 0 | 0 | 0 | 0
EPA723 CO2 Rate Limit for NG Cofire - ORIS:8069 | 481 | 8121 | Rate Constraint in lbs/MMBtu | FALSE | L | Annual | Allowances Sold CO2 | Thousand Tons | 0 | 0 | 0 | 0 | 0 | 0 | 0
EPA723 CO2 Rate Limit for NG Cofire - ORIS:8069 | 481 | 8121 | Rate Constraint in lbs/MMBtu | FALSE | L | Annual | Allowances Banked | Thousand Tons | 0 | 0 | 0 | 0 | 0 | 0 | 0
EPA723 CO2 Rate Limit for NG Cofire - ORIS:8069 | 481 | 8121 | Rate Constraint in lbs/MMBtu | FALSE | L | Annual | Allowances Withdrawn (1:1) | Thousand Tons | 0 | 0 | 0 | 0 | 0 | 0 | 0
EPA723 CO2 Rate Limit for NG Cofire - ORIS:8069 | 481 | 8121 | Rate Constraint in lbs/MMBtu | FALSE | L | Annual | Allowances Withdrawn (n:1) | Thousand Tons | 0 | 0 | 0 | 0 | 0 | 0 | 0
EPA723 CO2 Rate Limit for NG Cofire - ORIS:8069 | 481 | 8121 | Rate Constraint in lbs/MMBtu | FALSE | L | Annual | Net Emissions Allowance Position | Thousand Tons | 0 | 0 | 0 | 0 | 0 | 0 | 0
EPA723 CO2 Rate Limit for NG Cofire - ORIS:8069 | 481 | 8121 | Rate Constraint in lbs/MMBtu | FALSE | L | Annual | Fuel Consumed | TBtu | 0 | 0 | 0 | 0 | 0 | 0 | 0
EPA723 CO2 Rate Limit for NG Cofire - ORIS:8069 | 481 | 8121 | Rate Constraint in lbs/MMBtu | FALSE | L | Annual | Rate | lb/MMBtu | 0 | 0 | 0 | 0 | 0 | 0 | 0
EPA723 CO2 Rate Limit for NG Cofire - ORIS:8069 | 481 | 8121 | Rate Constraint in lbs/MMBtu | FALSE | L | Annual | Generation | TWh | 0 | 0 | 0 | 0 | 0 | 0 | 0
EPA723 CO2 Rate Limit for NG Cofire - ORIS:8069 | 481 | 8121 | Rate Constraint in lbs/MMBtu | FALSE | L | Annual | Qualifying Generation | TWh | 0 | 0 | 0 | 0 | 0 | 0 | 0
EPA723 CO2 Rate Limit for NG Cofire - ORIS:8069 | 481 | 8121 | Rate Constraint in lbs/MMBtu | FALSE | L | Annual | Rate | lb/MWh | 0 | 0 | 0 | 0 | 0 | 0 | 0
EPA723 CO2 Rate Limit for NG Cofire - ORIS:8069 | 481 | 8121 | Rate Constraint in lbs/MMBtu | FALSE | L | Annual | Constraint Shadow Price | US2022$/Ton | 0 | 43.203 | 44.2618 | 168.0718 | 392.4076 | 353.6915 | 259.6665
EPA723 CO2 Rate Limit for NG Cofire - ORIS:8102 | 482 | 8122 | Rate Constraint in lbs/MMBtu | FALSE | L | Annual | Seasons Included | Seasons |  | Winter, Spring, Summer, Fall | Winter, Spring, Summer, Fall | Winter, Spring, Summer, Fall | Winter, Spring, Summer, Fall | Winter, Spring, Summer, Fall | Winter, Spring, Summer, Fall
EPA723 CO2 Rate Limit for NG Cofire - ORIS:8102 | 482 | 8122 | Rate Constraint in lbs/MMBtu | FALSE | L | Annual | Standard CO2 | lb/MMBtu | 174.8101 | 174.8101 | 174.8101 | 174.8101 | 174.8101 | 174.8101 | 174.8101
EPA723 CO2 Rate Limit for NG Cofire - ORIS:8102 | 482 | 8122 | Rate Constraint in lbs/MMBtu | FALSE | L | Annual | Emissions at Affected Plants CO2 | Thousand Tons | 0 | 0 | 0 | 0 | 0 | 0 | 0
EPA723 CO2 Rate Limit for NG Cofire - ORIS:8102 | 482 | 8122 | Rate Constraint in lbs/MMBtu | FALSE | L | Annual | Allowances Purchased CO2 | Thousand Tons | 0 | 0 | 0 | 0 | 0 | 0 | 0
EPA723 CO2 Rate Limit for NG Cofire - ORIS:8102 | 482 | 8122 | Rate Constraint in lbs/MMBtu | FALSE | L | Annual | Allowances Sold CO2 | Thousand Tons | 0 | 0 | 0 | 0 | 0 | 0 | 0
EPA723 CO2 Rate Limit for NG Cofire - ORIS:8102 | 482 | 8122 | Rate Constraint in lbs/MMBtu | FALSE | L | Annual | Allowances Banked | Thousand Tons | 0 | 0 | 0 | 0 | 0 | 0 | 0
EPA723 CO2 Rate Limit for NG Cofire - ORIS:8102 | 482 | 8122 | Rate Constraint in lbs/MMBtu | FALSE | L | Annual | Allowances Withdrawn (1:1) | Thousand Tons | 0 | 0 | 0 | 0 | 0 | 0 | 0
EPA723 CO2 Rate Limit for NG Cofire - ORIS:8102 | 482 | 8122 | Rate Constraint in lbs/MMBtu | FALSE | L | Annual | Allowances Withdrawn (n:1) | Thousand Tons | 0 | 0 | 0 | 0 | 0 | 0 | 0
EPA723 CO2 Rate Limit for NG Cofire - ORIS:8102 | 482 | 8122 | Rate Constraint in lbs/MMBtu | FALSE | L | Annual | Net Emissions Allowance Position | Thousand Tons | 0 | 0 | 0 | 0 | 0 | 0 | 0
EPA723 CO2 Rate Limit for NG Cofire - ORIS:8102 | 482 | 8122 | Rate Constraint in lbs/MMBtu | FALSE | L | Annual | Fuel Consumed | TBtu | 0 | 0 | 0 | 0 | 0 | 0 | 0
EPA723 CO2 Rate Limit for NG Cofire - ORIS:8102 | 482 | 8122 | Rate Constraint in lbs/MMBtu | FALSE | L | Annual | Rate | lb/MMBtu | 0 | 0 | 0 | 0 | 0 | 0 | 0
EPA723 CO2 Rate Limit for NG Cofire - ORIS:8102 | 482 | 8122 | Rate Constraint in lbs/MMBtu | FALSE | L | Annual | Generation | TWh | 0 | 0 | 0 | 0 | 0 | 0 | 0
EPA723 CO2 Rate Limit for NG Cofire - ORIS:8102 | 482 | 8122 | Rate Constraint in lbs/MMBtu | FALSE | L | Annual | Qualifying Generation | TWh | 0 | 0 | 0 | 0 | 0 | 0 | 0
EPA723 CO2 Rate Limit for NG Cofire - ORIS:8102 | 482 | 8122 | Rate Constraint in lbs/MMBtu | FALSE | L | Annual | Rate | lb/MWh | 0 | 0 | 0 | 0 | 0 | 0 | 0
EPA723 CO2 Rate Limit for NG Cofire - ORIS:8102 | 482 | 8122 | Rate Constraint in lbs/MMBtu | FALSE | L | Annual | Constraint Shadow Price | US2022$/Ton | 0 | 31.4981 | 40.1479 | 44.0372 | 57.1673 | 427.9885 | 161.0711
EPA723 CO2 Rate Limit for NG Cofire - ORIS:8222 | 483 | 8123 | Rate Constraint in lbs/MMBtu | FALSE | L | Annual | Seasons Included | Seasons |  | Winter, Spring, Summer, Fall | Winter, Spring, Summer, Fall | Winter, Spring, Summer, Fall | Winter, Spring, Summer, Fall | Winter, Spring, Summer, Fall | Winter, Spring, Summer, Fall
EPA723 CO2 Rate Limit for NG Cofire - ORIS:8222 | 483 | 8123 | Rate Constraint in lbs/MMBtu | FALSE | L | Annual | Standard CO2 | lb/MMBtu | 176.402 | 176.402 | 176.402 | 176.402 | 176.402 | 176.402 | 176.402
EPA723 CO2 Rate Limit for NG Cofire - ORIS:8222 | 483 | 8123 | Rate Constraint in lbs/MMBtu | FALSE | L | Annual | Emissions at Affected Plants CO2 | Thousand Tons | 0 | 0 | 0 | 0 | 0 | 0 | 0
EPA723 CO2 Rate Limit for NG Cofire - ORIS:8222 | 483 | 8123 | Rate Constraint in lbs/MMBtu | FALSE | L | Annual | Allowances Purchased CO2 | Thousand Tons | 0 | 0 | 0 | 0 | 0 | 0 | 0
EPA723 CO2 Rate Limit for NG Cofire - ORIS:8222 | 483 | 8123 | Rate Constraint in lbs/MMBtu | FALSE | L | Annual | Allowances Sold CO2 | Thousand Tons | 0 | 0 | 0 | 0 | 0 | 0 | 0
EPA723 CO2 Rate Limit for NG Cofire - ORIS:8222 | 483 | 8123 | Rate Constraint in lbs/MMBtu | FALSE | L | Annual | Allowances Banked | Thousand Tons | 0 | 0 | 0 | 0 | 0 | 0 | 0
EPA723 CO2 Rate Limit for NG Cofire - ORIS:8222 | 483 | 8123 | Rate Constraint in lbs/MMBtu | FALSE | L | Annual | Allowances Withdrawn (1:1) | Thousand Tons | 0 | 0 | 0 | 0 | 0 | 0 | 0
EPA723 CO2 Rate Limit for NG Cofire - ORIS:8222 | 483 | 8123 | Rate Constraint in lbs/MMBtu | FALSE | L | Annual | Allowances Withdrawn (n:1) | Thousand Tons | 0 | 0 | 0 | 0 | 0 | 0 | 0
EPA723 CO2 Rate Limit for NG Cofire - ORIS:8222 | 483 | 8123 | Rate Constraint in lbs/MMBtu | FALSE | L | Annual | Net Emissions Allowance Position | Thousand Tons | 0 | 0 | 0 | 0 | 0 | 0 | 0
EPA723 CO2 Rate Limit for NG Cofire - ORIS:8222 | 483 | 8123 | Rate Constraint in lbs/MMBtu | FALSE | L | Annual | Fuel Consumed | TBtu | 0 | 0 | 0 | 0 | 0 | 0 | 0
EPA723 CO2 Rate Limit for NG Cofire - ORIS:8222 | 483 | 8123 | Rate Constraint in lbs/MMBtu | FALSE | L | Annual | Rate | lb/MMBtu | 0 | 0 | 0 | 0 | 0 | 0 | 0
EPA723 CO2 Rate Limit for NG Cofire - ORIS:8222 | 483 | 8123 | Rate Constraint in lbs/MMBtu | FALSE | L | Annual | Generation | TWh | 0 | 0 | 0 | 0 | 0 | 0 | 0
EPA723 CO2 Rate Limit for NG Cofire - ORIS:8222 | 483 | 8123 | Rate Constraint in lbs/MMBtu | FALSE | L | Annual | Qualifying Generation | TWh | 0 | 0 | 0 | 0 | 0 | 0 | 0
EPA723 CO2 Rate Limit for NG Cofire - ORIS:8222 | 483 | 8123 | Rate Constraint in lbs/MMBtu | FALSE | L | Annual | Rate | lb/MWh | 0 | 0 | 0 | 0 | 0 | 0 | 0
EPA723 CO2 Rate Limit for NG Cofire - ORIS:8222 | 483 | 8123 | Rate Constraint in lbs/MMBtu | FALSE | L | Annual | Constraint Shadow Price | US2022$/Ton | 0 | 35.5441 | 26.8591 | 0 | 0 | 45.1136 | 57.6361
EPA723 CO2 Rate Limit for NG Cofire - ORIS:8223 | 484 | 8124 | Rate Constraint in lbs/MMBtu | FALSE | L | Annual | Seasons Included | Seasons |  | Winter, Spring, Summer, Fall | Winter, Spring, Summer, Fall | Winter, Spring, Summer, Fall | Winter, Spring, Summer, Fall | Winter, Spring, Summer, Fall | Winter, Spring, Summer, Fall
EPA723 CO2 Rate Limit for NG Cofire - ORIS:8223 | 484 | 8124 | Rate Constraint in lbs/MMBtu | FALSE | L | Annual | Standard CO2 | lb/MMBtu | 176.252 | 176.252 | 176.252 | 176.252 | 176.252 | 176.252 | 176.252
EPA723 CO2 Rate Limit for NG Cofire - ORIS:8223 | 484 | 8124 | Rate Constraint in lbs/MMBtu | FALSE | L | Annual | Emissions at Affected Plants CO2 | Thousand Tons | 0 | 0 | 0 | 0 | 0 | 0 | 0
EPA723 CO2 Rate Limit for NG Cofire - ORIS:8223 | 484 | 8124 | Rate Constraint in lbs/MMBtu | FALSE | L | Annual | Allowances Purchased CO2 | Thousand Tons | 0 | 0 | 0 | 0 | 0 | 0 | 0
EPA723 CO2 Rate Limit for NG Cofire - ORIS:8223 | 484 | 8124 | Rate Constraint in lbs/MMBtu | FALSE | L | Annual | Allowances Sold CO2 | Thousand Tons | 0 | 0 | 0 | 0 | 0 | 0 | 0
EPA723 CO2 Rate Limit for NG Cofire - ORIS:8223 | 484 | 8124 | Rate Constraint in lbs/MMBtu | FALSE | L | Annual | Allowances Banked | Thousand Tons | 0 | 0 | 0 | 0 | 0 | 0 | 0
EPA723 CO2 Rate Limit for NG Cofire - ORIS:8223 | 484 | 8124 | Rate Constraint in lbs/MMBtu | FALSE | L | Annual | Allowances Withdrawn (1:1) | Thousand Tons | 0 | 0 | 0 | 0 | 0 | 0 | 0
EPA723 CO2 Rate Limit for NG Cofire - ORIS:8223 | 484 | 8124 | Rate Constraint in lbs/MMBtu | FALSE | L | Annual | Allowances Withdrawn (n:1) | Thousand Tons | 0 | 0 | 0 | 0 | 0 | 0 | 0
EPA723 CO2 Rate Limit for NG Cofire - ORIS:8223 | 484 | 8124 | Rate Constraint in lbs/MMBtu | FALSE | L | Annual | Net Emissions Allowance Position | Thousand Tons | 0 | 0 | 0 | 0 | 0 | 0 | 0
EPA723 CO2 Rate Limit for NG Cofire - ORIS:8223 | 484 | 8124 | Rate Constraint in lbs/MMBtu | FALSE | L | Annual | Fuel Consumed | TBtu | 0 | 0 | 0 | 0 | 0 | 0 | 0
EPA723 CO2 Rate Limit for NG Cofire - ORIS:8223 | 484 | 8124 | Rate Constraint in lbs/MMBtu | FALSE | L | Annual | Rate | lb/MMBtu | 0 | 0 | 0 | 0 | 0 | 0 | 0
EPA723 CO2 Rate Limit for NG Cofire - ORIS:8223 | 484 | 8124 | Rate Constraint in lbs/MMBtu | FALSE | L | Annual | Generation | TWh | 0 | 0 | 0 | 0 | 0 | 0 | 0
EPA723 CO2 Rate Limit for NG Cofire - ORIS:8223 | 484 | 8124 | Rate Constraint in lbs/MMBtu | FALSE | L | Annual | Qualifying Generation | TWh | 0 | 0 | 0 | 0 | 0 | 0 | 0
EPA723 CO2 Rate Limit for NG Cofire - ORIS:8223 | 484 | 8124 | Rate Constraint in lbs/MMBtu | FALSE | L | Annual | Rate | lb/MWh | 0 | 0 | 0 | 0 | 0 | 0 | 0
EPA723 CO2 Rate Limit for NG Cofire - ORIS:8223 | 484 | 8124 | Rate Constraint in lbs/MMBtu | FALSE | L | Annual | Constraint Shadow Price | US2022$/Ton | 0 | 93.7019 | 92.9135 | 1356.0381 | 22.8483 | 99.071 | 126.646
EPA723 CO2 Rate Limit for NG Cofire - ORIS:963 | 485 | 8034 | Rate Constraint in lbs/MMBtu | FALSE | L | Annual | Seasons Included | Seasons |  | Winter, Spring, Summer, Fall | Winter, Spring, Summer, Fall | Winter, Spring, Summer, Fall | Winter, Spring, Summer, Fall | Winter, Spring, Summer, Fall | Winter, Spring, Summer, Fall
EPA723 CO2 Rate Limit for NG Cofire - ORIS:963 | 485 | 8034 | Rate Constraint in lbs/MMBtu | FALSE | L | Annual | Standard CO2 | lb/MMBtu | 170.1894 | 170.1894 | 170.1894 | 170.1894 | 170.1894 | 170.1894 | 170.1894
EPA723 CO2 Rate Limit for NG Cofire - ORIS:963 | 485 | 8034 | Rate Constraint in lbs/MMBtu | FALSE | L | Annual | Emissions at Affected Plants CO2 | Thousand Tons | 0 | 0 | 0 | 0 | 0 | 0 | 0
EPA723 CO2 Rate Limit for NG Cofire - ORIS:963 | 485 | 8034 | Rate Constraint in lbs/MMBtu | FALSE | L | Annual | Allowances Purchased CO2 | Thousand Tons | 0 | 0 | 0 | 0 | 0 | 0 | 0
EPA723 CO2 Rate Limit for NG Cofire - ORIS:963 | 485 | 8034 | Rate Constraint in lbs/MMBtu | FALSE | L | Annual | Allowances Sold CO2 | Thousand Tons | 0 | 0 | 0 | 0 | 0 | 0 | 0
EPA723 CO2 Rate Limit for NG Cofire - ORIS:963 | 485 | 8034 | Rate Constraint in lbs/MMBtu | FALSE | L | Annual | Allowances Banked | Thousand Tons | 0 | 0 | 0 | 0 | 0 | 0 | 0
EPA723 CO2 Rate Limit for NG Cofire - ORIS:963 | 485 | 8034 | Rate Constraint in lbs/MMBtu | FALSE | L | Annual | Allowances Withdrawn (1:1) | Thousand Tons | 0 | 0 | 0 | 0 | 0 | 0 | 0
EPA723 CO2 Rate Limit for NG Cofire - ORIS:963 | 485 | 8034 | Rate Constraint in lbs/MMBtu | FALSE | L | Annual | Allowances Withdrawn (n:1) | Thousand Tons | 0 | 0 | 0 | 0 | 0 | 0 | 0
EPA723 CO2 Rate Limit for NG Cofire - ORIS:963 | 485 | 8034 | Rate Constraint in lbs/MMBtu | FALSE | L | Annual | Net Emissions Allowance Position | Thousand Tons | 0 | 0 | 0 | 0 | 0 | 0 | 0
EPA723 CO2 Rate Limit for NG Cofire - ORIS:963 | 485 | 8034 | Rate Constraint in lbs/MMBtu | FALSE | L | Annual | Fuel Consumed | TBtu | 0 | 0 | 0 | 0 | 0 | 0 | 0
EPA723 CO2 Rate Limit for NG Cofire - ORIS:963 | 485 | 8034 | Rate Constraint in lbs/MMBtu | FALSE | L | Annual | Rate | lb/MMBtu | 0 | 0 | 0 | 0 | 0 | 0 | 0
EPA723 CO2 Rate Limit for NG Cofire - ORIS:963 | 485 | 8034 | Rate Constraint in lbs/MMBtu | FALSE | L | Annual | Generation | TWh | 0 | 0 | 0 | 0 | 0 | 0 | 0
EPA723 CO2 Rate Limit for NG Cofire - ORIS:963 | 485 | 8034 | Rate Constraint in lbs/MMBtu | FALSE | L | Annual | Qualifying Generation | TWh | 0 | 0 | 0 | 0 | 0 | 0 | 0
EPA723 CO2 Rate Limit for NG Cofire - ORIS:963 | 485 | 8034 | Rate Constraint in lbs/MMBtu | FALSE | L | Annual | Rate | lb/MWh | 0 | 0 | 0 | 0 | 0 | 0 | 0
EPA723 CO2 Rate Limit for NG Cofire - ORIS:963 | 485 | 8034 | Rate Constraint in lbs/MMBtu | FALSE | L | Annual | Constraint Shadow Price | US2022$/Ton | 0 | 56.597 | 44.303 | 5.5848 | 74.3651 | 65.7303 | 103.5415
EPA723 CO2 Rate Limit for NG Cofire - ORIS:983 | 486 | 8035 | Rate Constraint in lbs/MMBtu | FALSE | L | Annual | Seasons Included | Seasons |  | Winter, Spring, Summer, Fall | Winter, Spring, Summer, Fall | Winter, Spring, Summer, Fall | Winter, Spring, Summer, Fall | Winter, Spring, Summer, Fall | Winter, Spring, Summer, Fall
EPA723 CO2 Rate Limit for NG Cofire - ORIS:983 | 486 | 8035 | Rate Constraint in lbs/MMBtu | FALSE | L | Annual | Standard CO2 | lb/MMBtu | 180.5389 | 180.5389 | 180.5389 | 180.5389 | 180.5389 | 180.5389 | 180.5389
EPA723 CO2 Rate Limit for NG Cofire - ORIS:983 | 486 | 8035 | Rate Constraint in lbs/MMBtu | FALSE | L | Annual | Emissions at Affected Plants CO2 | Thousand Tons | 0 | 0 | 0 | 0 | 0 | 0 | 0
EPA723 CO2 Rate Limit for NG Cofire - ORIS:983 | 486 | 8035 | Rate Constraint in lbs/MMBtu | FALSE | L | Annual | Allowances Purchased CO2 | Thousand Tons | 0 | 0 | 0 | 0 | 0 | 0 | 0
EPA723 CO2 Rate Limit for NG Cofire - ORIS:983 | 486 | 8035 | Rate Constraint in lbs/MMBtu | FALSE | L | Annual | Allowances Sold CO2 | Thousand Tons | 0 | 0 | 0 | 0 | 0 | 0 | 0
EPA723 CO2 Rate Limit for NG Cofire - ORIS:983 | 486 | 8035 | Rate Constraint in lbs/MMBtu | FALSE | L | Annual | Allowances Banked | Thousand Tons | 0 | 0 | 0 | 0 | 0 | 0 | 0
EPA723 CO2 Rate Limit for NG Cofire - ORIS:983 | 486 | 8035 | Rate Constraint in lbs/MMBtu | FALSE | L | Annual | Allowances Withdrawn (1:1) | Thousand Tons | 0 | 0 | 0 | 0 | 0 | 0 | 0
EPA723 CO2 Rate Limit for NG Cofire - ORIS:983 | 486 | 8035 | Rate Constraint in lbs/MMBtu | FALSE | L | Annual | Allowances Withdrawn (n:1) | Thousand Tons | 0 | 0 | 0 | 0 | 0 | 0 | 0
EPA723 CO2 Rate Limit for NG Cofire - ORIS:983 | 486 | 8035 | Rate Constraint in lbs/MMBtu | FALSE | L | Annual | Net Emissions Allowance Position | Thousand Tons | 0 | 0 | 0 | 0 | 0 | 0 | 0
EPA723 CO2 Rate Limit for NG Cofire - ORIS:983 | 486 | 8035 | Rate Constraint in lbs/MMBtu | FALSE | L | Annual | Fuel Consumed | TBtu | 0 | 0 | 0 | 0 | 0 | 0 | 0
EPA723 CO2 Rate Limit for NG Cofire - ORIS:983 | 486 | 8035 | Rate Constraint in lbs/MMBtu | FALSE | L | Annual | Rate | lb/MMBtu | 0 | 0 | 0 | 0 | 0 | 0 | 0
EPA723 CO2 Rate Limit for NG Cofire - ORIS:983 | 486 | 8035 | Rate Constraint in lbs/MMBtu | FALSE | L | Annual | Generation | TWh | 0 | 0 | 0 | 0 | 0 | 0 | 0
EPA723 CO2 Rate Limit for NG Cofire - ORIS:983 | 486 | 8035 | Rate Constraint in lbs/MMBtu | FALSE | L | Annual | Qualifying Generation | TWh | 0 | 0 | 0 | 0 | 0 | 0 | 0
EPA723 CO2 Rate Limit for NG Cofire - ORIS:983 | 486 | 8035 | Rate Constraint in lbs/MMBtu | FALSE | L | Annual | Rate | lb/MWh | 0 | 0 | 0 | 0 | 0 | 0 | 0
EPA723 CO2 Rate Limit for NG Cofire - ORIS:983 | 486 | 8035 | Rate Constraint in lbs/MMBtu | FALSE | L | Annual | Constraint Shadow Price | US2022$/Ton | 0 | 82.969 | 33.7189 | 45.5872 | 59.9113 | 103.3201 | 134.7433
IL Climate ParentID 1082- CO2 Cap Annual v6.20 | 487 | 7769 | Rate Constraint in MTons | FALSE | L | Annual | Seasons Included | Seasons | Winter, Spring, Summer, Fall | Winter, Spring, Summer, Fall | Winter, Spring, Summer, Fall | Winter, Spring, Summer, Fall | Winter, Spring, Summer, Fall | Winter, Spring, Summer, Fall | Winter, Spring, Summer, Fall
IL Climate ParentID 1082- CO2 Cap Annual v6.20 | 487 | 7769 | Rate Constraint in MTons | FALSE | L | Annual | Standard CO2 | Thousand Tons | NA | NA | 16.0643 | 16.0643 | 16.0643 | 16.0643 | 16.0643
IL Climate ParentID 1082- CO2 Cap Annual v6.20 | 487 | 7769 | Rate Constraint in MTons | FALSE | L | Annual | Emissions at Affected Plants CO2 | Thousand Tons | 0 | 0 | 1.4087 | 0 | 0 | 0 | 0
IL Climate ParentID 1082- CO2 Cap Annual v6.20 | 487 | 7769 | Rate Constraint in MTons | FALSE | L | Annual | Allowances Purchased CO2 | Thousand Tons | 0 | 0 | 0 | 0 | 0 | 0 | 0
IL Climate ParentID 1082- CO2 Cap Annual v6.20 | 487 | 7769 | Rate Constraint in MTons | FALSE | L | Annual | Allowances Sold CO2 | Thousand Tons | 0 | 0 | 0 | 0 | 0 | 0 | 0
IL Climate ParentID 1082- CO2 Cap Annual v6.20 | 487 | 7769 | Rate Constraint in MTons | FALSE | L | Annual | Allowances Banked | Thousand Tons | 0 | 0 | 0 | 0 | 0 | 0 | 0
IL Climate ParentID 1082- CO2 Cap Annual v6.20 | 487 | 7769 | Rate Constraint in MTons | FALSE | L | Annual | Allowances Withdrawn (1:1) | Thousand Tons | 0 | 0 | 0 | 0 | 0 | 0 | 0
IL Climate ParentID 1082- CO2 Cap Annual v6.20 | 487 | 7769 | Rate Constraint in MTons | FALSE | L | Annual | Allowances Withdrawn (n:1) | Thousand Tons | 0 | 0 | 0 | 0 | 0 | 0 | 0
IL Climate ParentID 1082- CO2 Cap Annual v6.20 | 487 | 7769 | Rate Constraint in MTons | FALSE | L | Annual | Net Emissions Allowance Position | Thousand Tons | 0 | 0 | 1.4087 | 0 | 0 | 0 | 0
IL Climate ParentID 1082- CO2 Cap Annual v6.20 | 487 | 7769 | Rate Constraint in MTons | FALSE | L | Annual | Fuel Consumed | TBtu | 0 | 0 | 0.024065 | 0 | 0 | 0 | 0
IL Climate ParentID 1082- CO2 Cap Annual v6.20 | 487 | 7769 | Rate Constraint in MTons | FALSE | L | Annual | Rate | lb/MMBtu | 0 | 0 | 117.08 | 0 | 0 | 0 | 0
IL Climate ParentID 1082- CO2 Cap Annual v6.20 | 487 | 7769 | Rate Constraint in MTons | FALSE | L | Annual | Generation | TWh | 0 | 0 | 0.0021089 | 0 | 0 | 0 | 0
IL Climate ParentID 1082- CO2 Cap Annual v6.20 | 487 | 7769 | Rate Constraint in MTons | FALSE | L | Annual | Qualifying Generation | TWh | 0 | 0 | 0.0021089 | 0 | 0 | 0 | 0
IL Climate ParentID 1082- CO2 Cap Annual v6.20 | 487 | 7769 | Rate Constraint in MTons | FALSE | L | Annual | Rate | lb/MWh | 0 | 0 | 1335.9999 | 0 | 0 | 0 | 0
IL Climate ParentID 1082- CO2 Cap Annual v6.20 | 487 | 7769 | Rate Constraint in MTons | FALSE | L | Annual | Constraint Shadow Price | US2022$/Ton | 0 | 0 | 0 | 0 | 0 | 0 | 0
IL Climate ParentID 1087- CO2 Cap Annual v6.20 | 488 | 7770 | Rate Constraint in MTons | FALSE | L | Annual | Seasons Included | Seasons | Winter, Spring, Summer, Fall | Winter, Spring, Summer, Fall | Winter, Spring, Summer, Fall | Winter, Spring, Summer, Fall | Winter, Spring, Summer, Fall | Winter, Spring, Summer, Fall | Winter, Spring, Summer, Fall
IL Climate ParentID 1087- CO2 Cap Annual v6.20 | 488 | 7770 | Rate Constraint in MTons | FALSE | L | Annual | Standard CO2 | Thousand Tons | NA | NA | 0.84671 | 0.84671 | 0.84671 | 0.84671 | 0.84671
IL Climate ParentID 1087- CO2 Cap Annual v6.20 | 488 | 7770 | Rate Constraint in MTons | FALSE | L | Annual | Emissions at Affected Plants CO2 | Thousand Tons | 0 | 0 | 0.054781 | 0 | 0 | 0 | 0
IL Climate ParentID 1087- CO2 Cap Annual v6.20 | 488 | 7770 | Rate Constraint in MTons | FALSE | L | Annual | Allowances Purchased CO2 | Thousand Tons | 0 | 0 | 0 | 0 | 0 | 0 | 0
IL Climate ParentID 1087- CO2 Cap Annual v6.20 | 488 | 7770 | Rate Constraint in MTons | FALSE | L | Annual | Allowances Sold CO2 | Thousand Tons | 0 | 0 | 0 | 0 | 0 | 0 | 0
IL Climate ParentID 1087- CO2 Cap Annual v6.20 | 488 | 7770 | Rate Constraint in MTons | FALSE | L | Annual | Allowances Banked | Thousand Tons | 0 | 0 | 0 | 0 | 0 | 0 | 0
IL Climate ParentID 1087- CO2 Cap Annual v6.20 | 488 | 7770 | Rate Constraint in MTons | FALSE | L | Annual | Allowances Withdrawn (1:1) | Thousand Tons | 0 | 0 | 0 | 0 | 0 | 0 | 0
IL Climate ParentID 1087- CO2 Cap Annual v6.20 | 488 | 7770 | Rate Constraint in MTons | FALSE | L | Annual | Allowances Withdrawn (n:1) | Thousand Tons | 0 | 0 | 0 | 0 | 0 | 0 | 0
IL Climate ParentID 1087- CO2 Cap Annual v6.20 | 488 | 7770 | Rate Constraint in MTons | FALSE | L | Annual | Net Emissions Allowance Position | Thousand Tons | 0 | 0 | 0.054781 | 0 | 0 | 0 | 0
IL Climate ParentID 1087- CO2 Cap Annual v6.20 | 488 | 7770 | Rate Constraint in MTons | FALSE | L | Annual | Fuel Consumed | TBtu | 0 | 0 | 0.00093579 | 0 | 0 | 0 | 0
IL Climate ParentID 1087- CO2 Cap Annual v6.20 | 488 | 7770 | Rate Constraint in MTons | FALSE | L | Annual | Rate | lb/MMBtu | 0 | 0 | 117.08 | 0 | 0 | 0 | 0
IL Climate ParentID 1087- CO2 Cap Annual v6.20 | 488 | 7770 | Rate Constraint in MTons | FALSE | L | Annual | Generation | TWh | 0 | 0 | 8.2008e-05 | 0 | 0 | 0 | 0
IL Climate ParentID 1087- CO2 Cap Annual v6.20 | 488 | 7770 | Rate Constraint in MTons | FALSE | L | Annual | Qualifying Generation | TWh | 0 | 0 | 8.2008e-05 | 0 | 0 | 0 | 0
IL Climate ParentID 1087- CO2 Cap Annual v6.20 | 488 | 7770 | Rate Constraint in MTons | FALSE | L | Annual | Rate | lb/MWh | 0 | 0 | 1335.9999 | 0 | 0 | 0 | 0
IL Climate ParentID 1087- CO2 Cap Annual v6.20 | 488 | 7770 | Rate Constraint in MTons | FALSE | L | Annual | Constraint Shadow Price | US2022$/Ton | 0 | 0 | 0 | 0 | 0 | 0 | 0
IL Climate ParentID 1583- CO2 Cap Annual v6.20 | 489 | 7771 | Rate Constraint in MTons | FALSE | L | Annual | Seasons Included | Seasons | Winter, Spring, Summer, Fall | Winter, Spring, Summer, Fall | Winter, Spring, Summer, Fall | Winter, Spring, Summer, Fall | Winter, Spring, Summer, Fall | Winter, Spring, Summer, Fall | Winter, Spring, Summer, Fall
IL Climate ParentID 1583- CO2 Cap Annual v6.20 | 489 | 7771 | Rate Constraint in MTons | FALSE | L | Annual | Standard CO2 | Thousand Tons | NA | NA | 129.2208 | 129.2208 | 129.2208 | 129.2208 | 129.2208
IL Climate ParentID 1583- CO2 Cap Annual v6.20 | 489 | 7771 | Rate Constraint in MTons | FALSE | L | Annual | Emissions at Affected Plants CO2 | Thousand Tons | 0 | 0 | 129.2208 | 109.1085 | 0 | 0 | 0
IL Climate ParentID 1583- CO2 Cap Annual v6.20 | 489 | 7771 | Rate Constraint in MTons | FALSE | L | Annual | Allowances Purchased CO2 | Thousand Tons | 0 | 0 | 0 | 0 | 0 | 0 | 0
IL Climate ParentID 1583- CO2 Cap Annual v6.20 | 489 | 7771 | Rate Constraint in MTons | FALSE | L | Annual | Allowances Sold CO2 | Thousand Tons | 0 | 0 | 0 | 0 | 0 | 0 | 0
IL Climate ParentID 1583- CO2 Cap Annual v6.20 | 489 | 7771 | Rate Constraint in MTons | FALSE | L | Annual | Allowances Banked | Thousand Tons | 0 | 0 | 0 | 0 | 0 | 0 | 0
IL Climate ParentID 1583- CO2 Cap Annual v6.20 | 489 | 7771 | Rate Constraint in MTons | FALSE | L | Annual | Allowances Withdrawn (1:1) | Thousand Tons | 0 | 0 | 0 | 0 | 0 | 0 | 0
IL Climate ParentID 1583- CO2 Cap Annual v6.20 | 489 | 7771 | Rate Constraint in MTons | FALSE | L | Annual | Allowances Withdrawn (n:1) | Thousand Tons | 0 | 0 | 0 | 0 | 0 | 0 | 0
IL Climate ParentID 1583- CO2 Cap Annual v6.20 | 489 | 7771 | Rate Constraint in MTons | FALSE | L | Annual | Net Emissions Allowance Position | Thousand Tons | 0 | 0 | 129.2208 | 109.1085 | 0 | 0 | 0
IL Climate ParentID 1583- CO2 Cap Annual v6.20 | 489 | 7771 | Rate Constraint in MTons | FALSE | L | Annual | Fuel Consumed | TBtu | 0 | 0 | 2.2074 | 1.8638 | 0 | 0 | 0
IL Climate ParentID 1583- CO2 Cap Annual v6.20 | 489 | 7771 | Rate Constraint in MTons | FALSE | L | Annual | Rate | lb/MMBtu | 0 | 0 | 117.08 | 117.08 | 0 | 0 | 0
IL Climate ParentID 1583- CO2 Cap Annual v6.20 | 489 | 7771 | Rate Constraint in MTons | FALSE | L | Annual | Generation | TWh | 0 | 0 | 0.30094 | 0.2541 | 0 | 0 | 0
IL Climate ParentID 1583- CO2 Cap Annual v6.20 | 489 | 7771 | Rate Constraint in MTons | FALSE | L | Annual | Qualifying Generation | TWh | 0 | 0 | 0.30094 | 0.2541 | 0 | 0 | 0
IL Climate ParentID 1583- CO2 Cap Annual v6.20 | 489 | 7771 | Rate Constraint in MTons | FALSE | L | Annual | Rate | lb/MWh | 0 | 0 | 858.7818 | 858.7818 | 0 | 0 | 0
IL Climate ParentID 1583- CO2 Cap Annual v6.20 | 489 | 7771 | Rate Constraint in MTons | FALSE | L | Annual | Constraint Shadow Price | US2022$/Ton | 0 | 0 | 7.6229 | 0 | 0 | 0 | 0
IL Climate ParentID 1584- CO2 Cap Annual v6.20 | 490 | 7772 | Rate Constraint in MTons | FALSE | L | Annual | Seasons Included | Seasons | Winter, Spring, Summer, Fall | Winter, Spring, Summer, Fall | Winter, Spring, Summer, Fall | Winter, Spring, Summer, Fall | Winter, Spring, Summer, Fall | Winter, Spring, Summer, Fall | Winter, Spring, Summer, Fall
IL Climate ParentID 1584- CO2 Cap Annual v6.20 | 490 | 7772 | Rate Constraint in MTons | FALSE | L | Annual | Standard CO2 | Thousand Tons | NA | NA | 789.6032 | 789.6032 | 789.6032 | 789.6032 | 789.6032
IL Climate ParentID 1584- CO2 Cap Annual v6.20 | 490 | 7772 | Rate Constraint in MTons | FALSE | L | Annual | Emissions at Affected Plants CO2 | Thousand Tons | 0 | 0 | 653.0193 | 387.3421 | 0 | 0 | 0
IL Climate ParentID 1584- CO2 Cap Annual v6.20 | 490 | 7772 | Rate Constraint in MTons | FALSE | L | Annual | Allowances Purchased CO2 | Thousand Tons | 0 | 0 | 0 | 0 | 0 | 0 | 0
IL Climate ParentID 1584- CO2 Cap Annual v6.20 | 490 | 7772 | Rate Constraint in MTons | FALSE | L | Annual | Allowances Sold CO2 | Thousand Tons | 0 | 0 | 0 | 0 | 0 | 0 | 0
IL Climate ParentID 1584- CO2 Cap Annual v6.20 | 490 | 7772 | Rate Constraint in MTons | FALSE | L | Annual | Allowances Banked | Thousand Tons | 0 | 0 | 0 | 0 | 0 | 0 | 0
IL Climate ParentID 1584- CO2 Cap Annual v6.20 | 490 | 7772 | Rate Constraint in MTons | FALSE | L | Annual | Allowances Withdrawn (1:1) | Thousand Tons | 0 | 0 | 0 | 0 | 0 | 0 | 0
IL Climate ParentID 1584- CO2 Cap Annual v6.20 | 490 | 7772 | Rate Constraint in MTons | FALSE | L | Annual | Allowances Withdrawn (n:1) | Thousand Tons | 0 | 0 | 0 | 0 | 0 | 0 | 0
IL Climate ParentID 1584- CO2 Cap Annual v6.20 | 490 | 7772 | Rate Constraint in MTons | FALSE | L | Annual | Net Emissions Allowance Position | Thousand Tons | 0 | 0 | 653.0193 | 387.3421 | 0 | 0 | 0
IL Climate ParentID 1584- CO2 Cap Annual v6.20 | 490 | 7772 | Rate Constraint in MTons | FALSE | L | Annual | Fuel Consumed | TBtu | 0 | 0 | 11.1551 | 6.6167 | 0 | 0 | 0
IL Climate ParentID 1584- CO2 Cap Annual v6.20 | 490 | 7772 | Rate Constraint in MTons | FALSE | L | Annual | Rate | lb/MMBtu | 0 | 0 | 117.08 | 117.08 | 0 | 0 | 0
IL Climate ParentID 1584- CO2 Cap Annual v6.20 | 490 | 7772 | Rate Constraint in MTons | FALSE | L | Annual | Generation | TWh | 0 | 0 | 1.5214 | 0.90244 | 0 | 0 | 0
IL Climate ParentID 1584- CO2 Cap Annual v6.20 | 490 | 7772 | Rate Constraint in MTons | FALSE | L | Annual | Qualifying Generation | TWh | 0 | 0 | 1.5214 | 0.90244 | 0 | 0 | 0
IL Climate ParentID 1584- CO2 Cap Annual v6.20 | 490 | 7772 | Rate Constraint in MTons | FALSE | L | Annual | Rate | lb/MWh | 0 | 0 | 858.4306 | 858.4306 | 0 | 0 | 0
IL Climate ParentID 1584- CO2 Cap Annual v6.20 | 490 | 7772 | Rate Constraint in MTons | FALSE | L | Annual | Constraint Shadow Price | US2022$/Ton | 0 | 0 | 0 | 0 | 0 | 0 | 0
IL Climate ParentID 1585- CO2 Cap Annual v6.20 | 491 | 7773 | Rate Constraint in MTons | FALSE | L | Annual | Seasons Included | Seasons | Winter, Spring, Summer, Fall | Winter, Spring, Summer, Fall | Winter, Spring, Summer, Fall | Winter, Spring, Summer, Fall | Winter, Spring, Summer, Fall | Winter, Spring, Summer, Fall | Winter, Spring, Summer, Fall
IL Climate ParentID 1585- CO2 Cap Annual v6.20 | 491 | 7773 | Rate Constraint in MTons | FALSE | L | Annual | Standard CO2 | Thousand Tons | NA | NA | 122.4545 | 122.4545 | 122.4545 | 122.4545 | 122.4545
IL Climate ParentID 1585- CO2 Cap Annual v6.20 | 491 | 7773 | Rate Constraint in MTons | FALSE | L | Annual | Emissions at Affected Plants CO2 | Thousand Tons | 0 | 0 | 122.4545 | 122.4545 | 0 | 0 | 0
IL Climate ParentID 1585- CO2 Cap Annual v6.20 | 491 | 7773 | Rate Constraint in MTons | FALSE | L | Annual | Allowances Purchased CO2 | Thousand Tons | 0 | 0 | 0 | 0 | 0 | 0 | 0
IL Climate ParentID 1585- CO2 Cap Annual v6.20 | 491 | 7773 | Rate Constraint in MTons | FALSE | L | Annual | Allowances Sold CO2 | Thousand Tons | 0 | 0 | 0 | 0 | 0 | 0 | 0
IL Climate ParentID 1585- CO2 Cap Annual v6.20 | 491 | 7773 | Rate Constraint in MTons | FALSE | L | Annual | Allowances Banked | Thousand Tons | 0 | 0 | 0 | 0 | 0 | 0 | 0
IL Climate ParentID 1585- CO2 Cap Annual v6.20 | 491 | 7773 | Rate Constraint in MTons | FALSE | L | Annual | Allowances Withdrawn (1:1) | Thousand Tons | 0 | 0 | 0 | 0 | 0 | 0 | 0
IL Climate ParentID 1585- CO2 Cap Annual v6.20 | 491 | 7773 | Rate Constraint in MTons | FALSE | L | Annual | Allowances Withdrawn (n:1) | Thousand Tons | 0 | 0 | 0 | 0 | 0 | 0 | 0
IL Climate ParentID 1585- CO2 Cap Annual v6.20 | 491 | 7773 | Rate Constraint in MTons | FALSE | L | Annual | Net Emissions Allowance Position | Thousand Tons | 0 | 0 | 122.4545 | 122.4545 | 0 | 0 | 0
IL Climate ParentID 1585- CO2 Cap Annual v6.20 | 491 | 7773 | Rate Constraint in MTons | FALSE | L | Annual | Fuel Consumed | TBtu | 0 | 0 | 2.0918 | 2.0918 | 0 | 0 | 0
IL Climate ParentID 1585- CO2 Cap Annual v6.20 | 491 | 7773 | Rate Constraint in MTons | FALSE | L | Annual | Rate | lb/MMBtu | 0 | 0 | 117.08 | 117.08 | 0 | 0 | 0
IL Climate ParentID 1585- CO2 Cap Annual v6.20 | 491 | 7773 | Rate Constraint in MTons | FALSE | L | Annual | Generation | TWh | 0 | 0 | 0.28518 | 0.28518 | 0 | 0 | 0
IL Climate ParentID 1585- CO2 Cap Annual v6.20 | 491 | 7773 | Rate Constraint in MTons | FALSE | L | Annual | Qualifying Generation | TWh | 0 | 0 | 0.28518 | 0.28518 | 0 | 0 | 0
IL Climate ParentID 1585- CO2 Cap Annual v6.20 | 491 | 7773 | Rate Constraint in MTons | FALSE | L | Annual | Rate | lb/MWh | 0 | 0 | 858.7818 | 858.7818 | 0 | 0 | 0
IL Climate ParentID 1585- CO2 Cap Annual v6.20 | 491 | 7773 | Rate Constraint in MTons | FALSE | L | Annual | Constraint Shadow Price | US2022$/Ton | 0 | 0 | 7.6229 | 0.089433 | 0 | 0 | 0
IL Climate ParentID 1586- CO2 Cap Annual v6.20 | 492 | 7774 | Rate Constraint in MTons | FALSE | L | Annual | Seasons Included | Seasons | Winter, Spring, Summer, Fall | Winter, Spring, Summer, Fall | Winter, Spring, Summer, Fall | Winter, Spring, Summer, Fall | Winter, Spring, Summer, Fall | Winter, Spring, Summer, Fall | Winter, Spring, Summer, Fall
IL Climate ParentID 1586- CO2 Cap Annual v6.20 | 492 | 7774 | Rate Constraint in MTons | FALSE | L | Annual | Standard CO2 | Thousand Tons | NA | NA | 1517.1052 | 1517.1052 | 1517.1052 | 1517.1052 | 1517.1052
IL Climate ParentID 1586- CO2 Cap Annual v6.20 | 492 | 7774 | Rate Constraint in MTons | FALSE | L | Annual | Emissions at Affected Plants CO2 | Thousand Tons | 0 | 0 | 1268.2304 | 339.2521 | 0 | 0 | 0
IL Climate ParentID 1586- CO2 Cap Annual v6.20 | 492 | 7774 | Rate Constraint in MTons | FALSE | L | Annual | Allowances Purchased CO2 | Thousand Tons | 0 | 0 | 0 | 0 | 0 | 0 | 0
IL Climate ParentID 1586- CO2 Cap Annual v6.20 | 492 | 7774 | Rate Constraint in MTons | FALSE | L | Annual | Allowances Sold CO2 | Thousand Tons | 0 | 0 | 0 | 0 | 0 | 0 | 0
IL Climate ParentID 1586- CO2 Cap Annual v6.20 | 492 | 7774 | Rate Constraint in MTons | FALSE | L | Annual | Allowances Banked | Thousand Tons | 0 | 0 | 0 | 0 | 0 | 0 | 0
IL Climate ParentID 1586- CO2 Cap Annual v6.20 | 492 | 7774 | Rate Constraint in MTons | FALSE | L | Annual | Allowances Withdrawn (1:1) | Thousand Tons | 0 | 0 | 0 | 0 | 0 | 0 | 0
IL Climate ParentID 1586- CO2 Cap Annual v6.20 | 492 | 7774 | Rate Constraint in MTons | FALSE | L | Annual | Allowances Withdrawn (n:1) | Thousand Tons | 0 | 0 | 0 | 0 | 0 | 0 | 0
IL Climate ParentID 1586- CO2 Cap Annual v6.20 | 492 | 7774 | Rate Constraint in MTons | FALSE | L | Annual | Net Emissions Allowance Position | Thousand Tons | 0 | 0 | 1268.2304 | 339.2521 | 0 | 0 | 0
IL Climate ParentID 1586- CO2 Cap Annual v6.20 | 492 | 7774 | Rate Constraint in MTons | FALSE | L | Annual | Fuel Consumed | TBtu | 0 | 0 | 21.6643 | 5.7952 | 0 | 0 | 0
IL Climate ParentID 1586- CO2 Cap Annual v6.20 | 492 | 7774 | Rate Constraint in MTons | FALSE | L | Annual | Rate | lb/MMBtu | 0 | 0 | 117.08 | 117.08 | 0 | 0 | 0
IL Climate ParentID 1586- CO2 Cap Annual v6.20 | 492 | 7774 | Rate Constraint in MTons | FALSE | L | Annual | Generation | TWh | 0 | 0 | 2.8763 | 0.76941 | 0 | 0 | 0
IL Climate ParentID 1586- CO2 Cap Annual v6.20 | 492 | 7774 | Rate Constraint in MTons | FALSE | L | Annual | Qualifying Generation | TWh | 0 | 0 | 2.8763 | 0.76941 | 0 | 0 | 0
IL Climate ParentID 1586- CO2 Cap Annual v6.20 | 492 | 7774 | Rate Constraint in MTons | FALSE | L | Annual | Rate | lb/MWh | 0 | 0 | 881.8466 | 881.8466 | 0 | 0 | 0
IL Climate ParentID 1586- CO2 Cap Annual v6.20 | 492 | 7774 | Rate Constraint in MTons | FALSE | L | Annual | Constraint Shadow Price | US2022$/Ton | 0 | 0 | 0 | 0 | 0 | 0 | 0
IL Climate ParentID 1706- CO2 Cap Annual v6.20 | 493 | 7775 | Rate Constraint in MTons | FALSE | L | Annual | Seasons Included | Seasons | Winter, Spring, Summer, Fall | Winter, Spring, Summer, Fall | Winter, Spring, Summer, Fall | Winter, Spring, Summer, Fall | Winter, Spring, Summer, Fall | Winter, Spring, Summer, Fall | Winter, Spring, Summer, Fall
IL Climate ParentID 1706- CO2 Cap Annual v6.20 | 493 | 7775 | Rate Constraint in MTons | FALSE | L | Annual | Standard CO2 | Thousand Tons | NA | NA | 336.292 | 336.292 | 336.292 | 336.292 | 336.292
IL Climate ParentID 1706- CO2 Cap Annual v6.20 | 493 | 7775 | Rate Constraint in MTons | FALSE | L | Annual | Emissions at Affected Plants CO2 | Thousand Tons | 0 | 0 | 336.292 | 186.4236 | 0 | 0 | 0
IL Climate ParentID 1706- CO2 Cap Annual v6.20 | 493 | 7775 | Rate Constraint in MTons | FALSE | L | Annual | Allowances Purchased CO2 | Thousand Tons | 0 | 0 | 0 | 0 | 0 | 0 | 0
IL Climate ParentID 1706- CO2 Cap Annual v6.20 | 493 | 7775 | Rate Constraint in MTons | FALSE | L | Annual | Allowances Sold CO2 | Thousand Tons | 0 | 0 | 0 | 0 | 0 | 0 | 0
IL Climate ParentID 1706- CO2 Cap Annual v6.20 | 493 | 7775 | Rate Constraint in MTons | FALSE | L | Annual | Allowances Banked | Thousand Tons | 0 | 0 | 0 | 0 | 0 | 0 | 0
IL Climate ParentID 1706- CO2 Cap Annual v6.20 | 493 | 7775 | Rate Constraint in MTons | FALSE | L | Annual | Allowances Withdrawn (1:1) | Thousand Tons | 0 | 0 | 0 | 0 | 0 | 0 | 0
IL Climate ParentID 1706- CO2 Cap Annual v6.20 | 493 | 7775 | Rate Constraint in MTons | FALSE | L | Annual | Allowances Withdrawn (n:1) | Thousand Tons | 0 | 0 | 0 | 0 | 0 | 0 | 0
IL Climate ParentID 1706- CO2 Cap Annual v6.20 | 493 | 7775 | Rate Constraint in MTons | FALSE | L | Annual | Net Emissions Allowance Position | Thousand Tons | 0 | 0 | 336.292 | 186.4236 | 0 | 0 | 0
IL Climate ParentID 1706- CO2 Cap Annual v6.20 | 493 | 7775 | Rate Constraint in MTons | FALSE | L | Annual | Fuel Consumed | TBtu | 0 | 0 | 5.7447 | 3.1846 | 0 | 0 | 0
IL Climate ParentID 1706- CO2 Cap Annual v6.20 | 493 | 7775 | Rate Constraint in MTons | FALSE | L | Annual | Rate | lb/MMBtu | 0 | 0 | 117.08 | 117.08 | 0 | 0 | 0
IL Climate ParentID 1706- CO2 Cap Annual v6.20 | 493 | 7775 | Rate Constraint in MTons | FALSE | L | Annual | Generation | TWh | 0 | 0 | 0.74761 | 0.41444 | 0 | 0 | 0
IL Climate ParentID 1706- CO2 Cap Annual v6.20 | 493 | 7775 | Rate Constraint in MTons | FALSE | L | Annual | Qualifying Generation | TWh | 0 | 0 | 0.74761 | 0.41444 | 0 | 0 | 0
IL Climate ParentID 1706- CO2 Cap Annual v6.20 | 493 | 7775 | Rate Constraint in MTons | FALSE | L | Annual | Rate | lb/MWh | 0 | 0 | 899.6427 | 899.6427 | 0 | 0 | 0
IL Climate ParentID 1706- CO2 Cap Annual v6.20 | 493 | 7775 | Rate Constraint in MTons | FALSE | L | Annual | Constraint Shadow Price | US2022$/Ton | 0 | 0 | 4.5011 | 0 | 0 | 0 | 0
IL Climate ParentID 1707- CO2 Cap Annual v6.20 | 494 | 7776 | Rate Constraint in MTons | FALSE | L | Annual | Seasons Included | Seasons | Winter, Spring, Summer, Fall | Winter, Spring, Summer, Fall | Winter, Spring, Summer, Fall | Winter, Spring, Summer, Fall | Winter, Spring, Summer, Fall | Winter, Spring, Summer, Fall | Winter, Spring, Summer, Fall
IL Climate ParentID 1707- CO2 Cap Annual v6.20 | 494 | 7776 | Rate Constraint in MTons | FALSE | L | Annual | Standard CO2 | Thousand Tons | NA | NA | 246.9432 | 246.9432 | 246.9432 | 246.9432 | 246.9432
IL Climate ParentID 1707- CO2 Cap Annual v6.20 | 494 | 7776 | Rate Constraint in MTons | FALSE | L | Annual | Emissions at Affected Plants CO2 | Thousand Tons | 0 | 0 | 0 | 0 | 0 | 0 | 0
IL Climate ParentID 1707- CO2 Cap Annual v6.20 | 494 | 7776 | Rate Constraint in MTons | FALSE | L | Annual | Allowances Purchased CO2 | Thousand Tons | 0 | 0 | 0 | 0 | 0 | 0 | 0
IL Climate ParentID 1707- CO2 Cap Annual v6.20 | 494 | 7776 | Rate Constraint in MTons | FALSE | L | Annual | Allowances Sold CO2 | Thousand Tons | 0 | 0 | 0 | 0 | 0 | 0 | 0
IL Climate ParentID 1707- CO2 Cap Annual v6.20 | 494 | 7776 | Rate Constraint in MTons | FALSE | L | Annual | Allowances Banked | Thousand Tons | 0 | 0 | 0 | 0 | 0 | 0 | 0
IL Climate ParentID 1707- CO2 Cap Annual v6.20 | 494 | 7776 | Rate Constraint in MTons | FALSE | L | Annual | Allowances Withdrawn (1:1) | Thousand Tons | 0 | 0 | 0 | 0 | 0 | 0 | 0
IL Climate ParentID 1707- CO2 Cap Annual v6.20 | 494 | 7776 | Rate Constraint in MTons | FALSE | L | Annual | Allowances Withdrawn (n:1) | Thousand Tons | 0 | 0 | 0 | 0 | 0 | 0 | 0
IL Climate ParentID 1707- CO2 Cap Annual v6.20 | 494 | 7776 | Rate Constraint in MTons | FALSE | L | Annual | Net Emissions Allowance Position | Thousand Tons | 0 | 0 | 0 | 0 | 0 | 0 | 0
IL Climate ParentID 1707- CO2 Cap Annual v6.20 | 494 | 7776 | Rate Constraint in MTons | FALSE | L | Annual | Fuel Consumed | TBtu | 0 | 0 | 0 | 0 | 0 | 0 | 0
IL Climate ParentID 1707- CO2 Cap Annual v6.20 | 494 | 7776 | Rate Constraint in MTons | FALSE | L | Annual | Rate | lb/MMBtu | 0 | 0 | 0 | 0 | 0 | 0 | 0
IL Climate ParentID 1707- CO2 Cap Annual v6.20 | 494 | 7776 | Rate Constraint in MTons | FALSE | L | Annual | Generation | TWh | 0 | 0 | 0 | 0 | 0 | 0 | 0
IL Climate ParentID 1707- CO2 Cap Annual v6.20 | 494 | 7776 | Rate Constraint in MTons | FALSE | L | Annual | Qualifying Generation | TWh | 0 | 0 | 0 | 0 | 0 | 0 | 0
IL Climate ParentID 1707- CO2 Cap Annual v6.20 | 494 | 7776 | Rate Constraint in MTons | FALSE | L | Annual | Rate | lb/MWh | 0 | 0 | 0 | 0 | 0 | 0 | 0
IL Climate ParentID 1707- CO2 Cap Annual v6.20 | 494 | 7776 | Rate Constraint in MTons | FALSE | L | Annual | Constraint Shadow Price | US2022$/Ton | 0 | 0 | 0 | 0 | 0 | 0 | 0
IL Climate ParentID 2571- CO2 Cap Annual v6.20 | 495 | 7782 | Rate Constraint in MTons | FALSE | L | Annual | Seasons Included | Seasons | Winter, Spring, Summer, Fall | Winter, Spring, Summer, Fall | Winter, Spring, Summer, Fall | Winter, Spring, Summer, Fall | Winter, Spring, Summer, Fall | Winter, Spring, Summer, Fall | Winter, Spring, Summer, Fall
IL Climate ParentID 2571- CO2 Cap Annual v6.20 | 495 | 7782 | Rate Constraint in MTons | FALSE | L | Annual | Standard CO2 | Thousand Tons | NA | NA | 555.3467 | 555.3467 | 555.3467 | 555.3467 | 555.3467
IL Climate ParentID 2571- CO2 Cap Annual v6.20 | 495 | 7782 | Rate Constraint in MTons | FALSE | L | Annual | Emissions at Affected Plants CO2 | Thousand Tons | 0 | 0 | 159.7145 | 159.7145 | 0 | 0 | 0
IL Climate ParentID 2571- CO2 Cap Annual v6.20 | 495 | 7782 | Rate Constraint in MTons | FALSE | L | Annual | Allowances Purchased CO2 | Thousand Tons | 0 | 0 | 0 | 0 | 0 | 0 | 0
IL Climate ParentID 2571- CO2 Cap Annual v6.20 | 495 | 7782 | Rate Constraint in MTons | FALSE | L | Annual | Allowances Sold CO2 | Thousand Tons | 0 | 0 | 0 | 0 | 0 | 0 | 0
IL Climate ParentID 2571- CO2 Cap Annual v6.20 | 495 | 7782 | Rate Constraint in MTons | FALSE | L | Annual | Allowances Banked | Thousand Tons | 0 | 0 | 0 | 0 | 0 | 0 | 0
IL Climate ParentID 2571- CO2 Cap Annual v6.20 | 495 | 7782 | Rate Constraint in MTons | FALSE | L | Annual | Allowances Withdrawn (1:1) | Thousand Tons | 0 | 0 | 0 | 0 | 0 | 0 | 0
IL Climate ParentID 2571- CO2 Cap Annual v6.20 | 495 | 7782 | Rate Constraint in MTons | FALSE | L | Annual | Allowances Withdrawn (n:1) | Thousand Tons | 0 | 0 | 0 | 0 | 0 | 0 | 0
IL Climate ParentID 2571- CO2 Cap Annual v6.20 | 495 | 7782 | Rate Constraint in MTons | FALSE | L | Annual | Net Emissions Allowance Position | Thousand Tons | 0 | 0 | 159.7145 | 159.7145 | 0 | 0 | 0
IL Climate ParentID 2571- CO2 Cap Annual v6.20 | 495 | 7782 | Rate Constraint in MTons | FALSE | L | Annual | Fuel Consumed | TBtu | 0 | 0 | 15.5013 | 15.5013 | 0 | 0 | 0
IL Climate ParentID 2571- CO2 Cap Annual v6.20 | 495 | 7782 | Rate Constraint in MTons | FALSE | L | Annual | Rate | lb/MMBtu | 0 | 0 | 20.6066 | 20.6066 | 0 | 0 | 0
IL Climate ParentID 2571- CO2 Cap Annual v6.20 | 495 | 7782 | Rate Constraint in MTons | FALSE | L | Annual | Generation | TWh | 0 | 0 | 0.87551 | 0.87551 | 0 | 0 | 0
IL Climate ParentID 2571- CO2 Cap Annual v6.20 | 495 | 7782 | Rate Constraint in MTons | FALSE | L | Annual | Qualifying Generation | TWh | 0 | 0 | 0.87551 | 0.87551 | 0 | 0 | 0
IL Climate ParentID 2571- CO2 Cap Annual v6.20 | 495 | 7782 | Rate Constraint in MTons | FALSE | L | Annual | Rate | lb/MWh | 0 | 0 | 364.8506 | 364.8506 | 0 | 0 | 0
IL Climate ParentID 2571- CO2 Cap Annual v6.20 | 495 | 7782 | Rate Constraint in MTons | FALSE | L | Annual | Constraint Shadow Price | US2022$/Ton | 0 | 0 | 0 | 0 | 0 | 0 | 0
IL Climate ParentID 311- CO2 Cap Annual v6.20 | 496 | 7744 | Rate Constraint in MTons | FALSE | L | Annual | Seasons Included | Seasons | Winter, Spring, Summer, Fall | Winter, Spring, Summer, Fall | Winter, Spring, Summer, Fall | Winter, Spring, Summer, Fall | Winter, Spring, Summer, Fall | Winter, Spring, Summer, Fall | Winter, Spring, Summer, Fall
IL Climate ParentID 311- CO2 Cap Annual v6.20 | 496 | 7744 | Rate Constraint in MTons | FALSE | L | Annual | Standard CO2 | Thousand Tons | NA | NA | 194.7601 | 194.7601 | 194.7601 | 194.7601 | 194.7601
IL Climate ParentID 311- CO2 Cap Annual v6.20 | 496 | 7744 | Rate Constraint in MTons | FALSE | L | Annual | Emissions at Affected Plants CO2 | Thousand Tons | 0 | 0 | 6.2498 | 0.30076 | 0 | 0 | 0
IL Climate ParentID 311- CO2 Cap Annual v6.20 | 496 | 7744 | Rate Constraint in MTons | FALSE | L | Annual | Allowances Purchased CO2 | Thousand Tons | 0 | 0 | 0 | 0 | 0 | 0 | 0
IL Climate ParentID 311- CO2 Cap Annual v6.20 | 496 | 7744 | Rate Constraint in MTons | FALSE | L | Annual | Allowances Sold CO2 | Thousand Tons | 0 | 0 | 0 | 0 | 0 | 0 | 0
IL Climate ParentID 311- CO2 Cap Annual v6.20 | 496 | 7744 | Rate Constraint in MTons | FALSE | L | Annual | Allowances Banked | Thousand Tons | 0 | 0 | 0 | 0 | 0 | 0 | 0
IL Climate ParentID 311- CO2 Cap Annual v6.20 | 496 | 7744 | Rate Constraint in MTons | FALSE | L | Annual | Allowances Withdrawn (1:1) | Thousand Tons | 0 | 0 | 0 | 0 | 0 | 0 | 0
IL Climate ParentID 311- CO2 Cap Annual v6.20 | 496 | 7744 | Rate Constraint in MTons | FALSE | L | Annual | Allowances Withdrawn (n:1) | Thousand Tons | 0 | 0 | 0 | 0 | 0 | 0 | 0
IL Climate ParentID 311- CO2 Cap Annual v6.20 | 496 | 7744 | Rate Constraint in MTons | FALSE | L | Annual | Net Emissions Allowance Position | Thousand Tons | 0 | 0 | 6.2498 | 0.30076 | 0 | 0 | 0
IL Climate ParentID 311- CO2 Cap Annual v6.20 | 496 | 7744 | Rate Constraint in MTons | FALSE | L | Annual | Fuel Consumed | TBtu | 0 | 0 | 0.10676 | 0.0051376 | 0 | 0 | 0
IL Climate ParentID 311- CO2 Cap Annual v6.20 | 496 | 7744 | Rate Constraint in MTons | FALSE | L | Annual | Rate | lb/MMBtu | 0 | 0 | 117.08 | 117.08 | 0 | 0 | 0
IL Climate ParentID 311- CO2 Cap Annual v6.20 | 496 | 7744 | Rate Constraint in MTons | FALSE | L | Annual | Generation | TWh | 0 | 0 | 0.0099359 | 0.00047814 | 0 | 0 | 0
IL Climate ParentID 311- CO2 Cap Annual v6.20 | 496 | 7744 | Rate Constraint in MTons | FALSE | L | Annual | Qualifying Generation | TWh | 0 | 0 | 0.0099359 | 0.00047814 | 0 | 0 | 0
IL Climate ParentID 311- CO2 Cap Annual v6.20 | 496 | 7744 | Rate Constraint in MTons | FALSE | L | Annual | Rate | lb/MWh | 0 | 0 | 1258.0246 | 1258.0246 | 0 | 0 | 0
IL Climate ParentID 311- CO2 Cap Annual v6.20 | 496 | 7744 | Rate Constraint in MTons | FALSE | L | Annual | Constraint Shadow Price | US2022$/Ton | 0 | 0 | 0 | 0 | 0 | 0 | 0
IL Climate ParentID 320- CO2 Cap Annual v6.20 | 497 | 7745 | Rate Constraint in MTons | FALSE | L | Annual | Seasons Included | Seasons | Winter, Spring, Summer, Fall | Winter, Spring, Summer, Fall | Winter, Spring, Summer, Fall | Winter, Spring, Summer, Fall | Winter, Spring, Summer, Fall | Winter, Spring, Summer, Fall | Winter, Spring, Summer, Fall
IL Climate ParentID 320- CO2 Cap Annual v6.20 | 497 | 7745 | Rate Constraint in MTons | FALSE | L | Annual | Standard CO2 | Thousand Tons | NA | NA | 112.2207 | 112.2207 | 112.2207 | 112.2207 | 112.2207
IL Climate ParentID 320- CO2 Cap Annual v6.20 | 497 | 7745 | Rate Constraint in MTons | FALSE | L | Annual | Emissions at Affected Plants CO2 | Thousand Tons | 0 | 0 | 15.9086 | 0.12904 | 0 | 0 | 0
IL Climate ParentID 320- CO2 Cap Annual v6.20 | 497 | 7745 | Rate Constraint in MTons | FALSE | L | Annual | Allowances Purchased CO2 | Thousand Tons | 0 | 0 | 0 | 0 | 0 | 0 | 0
IL Climate ParentID 320- CO2 Cap Annual v6.20 | 497 | 7745 | Rate Constraint in MTons | FALSE | L | Annual | Allowances Sold CO2 | Thousand Tons | 0 | 0 | 0 | 0 | 0 | 0 | 0
IL Climate ParentID 320- CO2 Cap Annual v6.20 | 497 | 7745 | Rate Constraint in MTons | FALSE | L | Annual | Allowances Banked | Thousand Tons | 0 | 0 | 0 | 0 | 0 | 0 | 0
IL Climate ParentID 320- CO2 Cap Annual v6.20 | 497 | 7745 | Rate Constraint in MTons | FALSE | L | Annual | Allowances Withdrawn (1:1) | Thousand Tons | 0 | 0 | 0 | 0 | 0 | 0 | 0
IL Climate ParentID 320- CO2 Cap Annual v6.20 | 497 | 7745 | Rate Constraint in MTons | FALSE | L | Annual | Allowances Withdrawn (n:1) | Thousand Tons | 0 | 0 | 0 | 0 | 0 | 0 | 0
IL Climate ParentID 320- CO2 Cap Annual v6.20 | 497 | 7745 | Rate Constraint in MTons | FALSE | L | Annual | Net Emissions Allowance Position | Thousand Tons | 0 | 0 | 15.9086 | 0.12904 | 0 | 0 | 0
IL Climate ParentID 320- CO2 Cap Annual v6.20 | 497 | 7745 | Rate Constraint in MTons | FALSE | L | Annual | Fuel Consumed | TBtu | 0 | 0 | 0.27176 | 0.0022043 | 0 | 0 | 0
IL Climate ParentID 320- CO2 Cap Annual v6.20 | 497 | 7745 | Rate Constraint in MTons | FALSE | L | Annual | Rate | lb/MMBtu | 0 | 0 | 117.08 | 117.08 | 0 | 0 | 0
IL Climate ParentID 320- CO2 Cap Annual v6.20 | 497 | 7745 | Rate Constraint in MTons | FALSE | L | Annual | Generation | TWh | 0 | 0 | 0.02392 | 0.00019402 | 0 | 0 | 0
IL Climate ParentID 320- CO2 Cap Annual v6.20 | 497 | 7745 | Rate Constraint in MTons | FALSE | L | Annual | Qualifying Generation | TWh | 0 | 0 | 0.02392 | 0.00019402 | 0 | 0 | 0
IL Climate ParentID 320- CO2 Cap Annual v6.20 | 497 | 7745 | Rate Constraint in MTons | FALSE | L | Annual | Rate | lb/MWh | 0 | 0 | 1330.1459 | 1330.1459 | 0 | 0 | 0
IL Climate ParentID 320- CO2 Cap Annual v6.20 | 497 | 7745 | Rate Constraint in MTons | FALSE | L | Annual | Constraint Shadow Price | US2022$/Ton | 0 | 0 | 0 | 0 | 0 | 0 | 0
IL Climate ParentID 321- CO2 Cap Annual v6.20 | 498 | 7746 | Rate Constraint in MTons | FALSE | L | Annual | Seasons Included | Seasons | Winter, Spring, Summer, Fall | Winter, Spring, Summer, Fall | Winter, Spring, Summer, Fall | Winter, Spring, Summer, Fall | Winter, Spring, Summer, Fall | Winter, Spring, Summer, Fall | Winter, Spring, Summer, Fall
IL Climate ParentID 321- CO2 Cap Annual v6.20 | 498 | 7746 | Rate Constraint in MTons | FALSE | L | Annual | Standard CO2 | Thousand Tons | NA | NA | 212.9442 | 212.9442 | 212.9442 | 212.9442 | 212.9442
IL Climate ParentID 321- CO2 Cap Annual v6.20 | 498 | 7746 | Rate Constraint in MTons | FALSE | L | Annual | Emissions at Affected Plants CO2 | Thousand Tons | 0 | 0 | 16.5366 | 0.54728 | 0 | 0 | 0
IL Climate ParentID 321- CO2 Cap Annual v6.20 | 498 | 7746 | Rate Constraint in MTons | FALSE | L | Annual | Allowances Purchased CO2 | Thousand Tons | 0 | 0 | 0 | 0 | 0 | 0 | 0
IL Climate ParentID 321- CO2 Cap Annual v6.20 | 498 | 7746 | Rate Constraint in MTons | FALSE | L | Annual | Allowances Sold CO2 | Thousand Tons | 0 | 0 | 0 | 0 | 0 | 0 | 0
IL Climate ParentID 321- CO2 Cap Annual v6.20 | 498 | 7746 | Rate Constraint in MTons | FALSE | L | Annual | Allowances Banked | Thousand Tons | 0 | 0 | 0 | 0 | 0 | 0 | 0
IL Climate ParentID 321- CO2 Cap Annual v6.20 | 498 | 7746 | Rate Constraint in MTons | FALSE | L | Annual | Allowances Withdrawn (1:1) | Thousand Tons | 0 | 0 | 0 | 0 | 0 | 0 | 0
IL Climate ParentID 321- CO2 Cap Annual v6.20 | 498 | 7746 | Rate Constraint in MTons | FALSE | L | Annual | Allowances Withdrawn (n:1) | Thousand Tons | 0 | 0 | 0 | 0 | 0 | 0 | 0
IL Climate ParentID 321- CO2 Cap Annual v6.20 | 498 | 7746 | Rate Constraint in MTons | FALSE | L | Annual | Net Emissions Allowance Position | Thousand Tons | 0 | 0 | 16.5366 | 0.54728 | 0 | 0 | 0
IL Climate ParentID 321- CO2 Cap Annual v6.20 | 498 | 7746 | Rate Constraint in MTons | FALSE | L | Annual | Fuel Consumed | TBtu | 0 | 0 | 0.28248 | 0.0093489 | 0 | 0 | 0
IL Climate ParentID 321- CO2 Cap Annual v6.20 | 498 | 7746 | Rate Constraint in MTons | FALSE | L | Annual | Rate | lb/MMBtu | 0 | 0 | 117.08 | 117.08 | 0 | 0 | 0
IL Climate ParentID 321- CO2 Cap Annual v6.20 | 498 | 7746 | Rate Constraint in MTons | FALSE | L | Annual | Generation | TWh | 0 | 0 | 0.026173 | 0.00086611 | 0 | 0 | 0
IL Climate ParentID 321- CO2 Cap Annual v6.20 | 498 | 7746 | Rate Constraint in MTons | FALSE | L | Annual | Qualifying Generation | TWh | 0 | 0 | 0.026173 | 0.00086611 | 0 | 0 | 0
IL Climate ParentID 321- CO2 Cap Annual v6.20 | 498 | 7746 | Rate Constraint in MTons | FALSE | L | Annual | Rate | lb/MWh | 0 | 0 | 1263.639 | 1263.7752 | 0 | 0 | 0
IL Climate ParentID 321- CO2 Cap Annual v6.20 | 498 | 7746 | Rate Constraint in MTons | FALSE | L | Annual | Constraint Shadow Price | US2022$/Ton | 0 | 0 | 0 | 0 | 0 | 0 | 0
IL Climate ParentID 322- CO2 Cap Annual v6.20 | 499 | 7747 | Rate Constraint in MTons | FALSE | L | Annual | Seasons Included | Seasons | Winter, Spring, Summer, Fall | Winter, Spring, Summer, Fall | Winter, Spring, Summer, Fall | Winter, Spring, Summer, Fall | Winter, Spring, Summer, Fall | Winter, Spring, Summer, Fall | Winter, Spring, Summer, Fall
IL Climate ParentID 322- CO2 Cap Annual v6.20 | 499 | 7747 | Rate Constraint in MTons | FALSE | L | Annual | Standard CO2 | Thousand Tons | NA | NA | 4.4657 | 4.4657 | 4.4657 | 4.4657 | 4.4657
IL Climate ParentID 322- CO2 Cap Annual v6.20 | 499 | 7747 | Rate Constraint in MTons | FALSE | L | Annual | Emissions at Affected Plants CO2 | Thousand Tons | 0 | 0 | 4.4657 | 0.18375 | 0 | 0 | 0
IL Climate ParentID 322- CO2 Cap Annual v6.20 | 499 | 7747 | Rate Constraint in MTons | FALSE | L | Annual | Allowances Purchased CO2 | Thousand Tons | 0 | 0 | 0 | 0 | 0 | 0 | 0
IL Climate ParentID 322- CO2 Cap Annual v6.20 | 499 | 7747 | Rate Constraint in MTons | FALSE | L | Annual | Allowances Sold CO2 | Thousand Tons | 0 | 0 | 0 | 0 | 0 | 0 | 0
IL Climate ParentID 322- CO2 Cap Annual v6.20 | 499 | 7747 | Rate Constraint in MTons | FALSE | L | Annual | Allowances Banked | Thousand Tons | 0 | 0 | 0 | 0 | 0 | 0 | 0
IL Climate ParentID 322- CO2 Cap Annual v6.20 | 499 | 7747 | Rate Constraint in MTons | FALSE | L | Annual | Allowances Withdrawn (1:1) | Thousand Tons | 0 | 0 | 0 | 0 | 0 | 0 | 0
IL Climate ParentID 322- CO2 Cap Annual v6.20 | 499 | 7747 | Rate Constraint in MTons | FALSE | L | Annual | Allowances Withdrawn (n:1) | Thousand Tons | 0 | 0 | 0 | 0 | 0 | 0 | 0
IL Climate ParentID 322- CO2 Cap Annual v6.20 | 499 | 7747 | Rate Constraint in MTons | FALSE | L | Annual | Net Emissions Allowance Position | Thousand Tons | 0 | 0 | 4.4657 | 0.18375 | 0 | 0 | 0
IL Climate ParentID 322- CO2 Cap Annual v6.20 | 499 | 7747 | Rate Constraint in MTons | FALSE | L | Annual | Fuel Consumed | TBtu | 0 | 0 | 0.076284 | 0.0031389 | 0 | 0 | 0
IL Climate ParentID 322- CO2 Cap Annual v6.20 | 499 | 7747 | Rate Constraint in MTons | FALSE | L | Annual | Rate | lb/MMBtu | 0 | 0 | 117.08 | 117.08 | 0 | 0 | 0
IL Climate ParentID 322- CO2 Cap Annual v6.20 | 499 | 7747 | Rate Constraint in MTons | FALSE | L | Annual | Generation | TWh | 0 | 0 | 0.0070995 | 0.00029212 | 0 | 0 | 0
IL Climate ParentID 322- CO2 Cap Annual v6.20 | 499 | 7747 | Rate Constraint in MTons | FALSE | L | Annual | Qualifying Generation | TWh | 0 | 0 | 0.0070995 | 0.00029212 | 0 | 0 | 0
IL Climate ParentID 322- CO2 Cap Annual v6.20 | 499 | 7747 | Rate Constraint in MTons | FALSE | L | Annual | Rate | lb/MWh | 0 | 0 | 1258.0246 | 1258.0246 | 0 | 0 | 0
IL Climate ParentID 322- CO2 Cap Annual v6.20 | 499 | 7747 | Rate Constraint in MTons | FALSE | L | Annual | Constraint Shadow Price | US2022$/Ton | 0 | 0 | 0.24506 | 0 | 0 | 0 | 0
IL Climate ParentID 323- CO2 Cap Annual v6.20 | 500 | 7748 | Rate Constraint in MTons | FALSE | L | Annual | Seasons Included | Seasons | Winter, Spring, Summer, Fall | Winter, Spring, Summer, Fall | Winter, Spring, Summer, Fall | Winter, Spring, Summer, Fall | Winter, Spring, Summer, Fall | Winter, Spring, Summer, Fall | Winter, Spring, Summer, Fall
IL Climate ParentID 323- CO2 Cap Annual v6.20 | 500 | 7748 | Rate Constraint in MTons | FALSE | L | Annual | Standard CO2 | Thousand Tons | NA | NA | 48.0539 | 48.0539 | 48.0539 | 48.0539 | 48.0539
IL Climate ParentID 323- CO2 Cap Annual v6.20 | 500 | 7748 | Rate Constraint in MTons | FALSE | L | Annual | Emissions at Affected Plants CO2 | Thousand Tons | 0 | 0 | 4.368 | 0.21077 | 0 | 0 | 0
IL Climate ParentID 323- CO2 Cap Annual v6.20 | 500 | 7748 | Rate Constraint in MTons | FALSE | L | Annual | Allowances Purchased CO2 | Thousand Tons | 0 | 0 | 0 | 0 | 0 | 0 | 0
IL Climate ParentID 323- CO2 Cap Annual v6.20 | 500 | 7748 | Rate Constraint in MTons | FALSE | L | Annual | Allowances Sold CO2 | Thousand Tons | 0 | 0 | 0 | 0 | 0 | 0 | 0
IL Climate ParentID 323- CO2 Cap Annual v6.20 | 500 | 7748 | Rate Constraint in MTons | FALSE | L | Annual | Allowances Banked | Thousand Tons | 0 | 0 | 0 | 0 | 0 | 0 | 0
IL Climate ParentID 323- CO2 Cap Annual v6.20 | 500 | 7748 | Rate Constraint in MTons | FALSE | L | Annual | Allowances Withdrawn (1:1) | Thousand Tons | 0 | 0 | 0 | 0 | 0 | 0 | 0
IL Climate ParentID 323- CO2 Cap Annual v6.20 | 500 | 7748 | Rate Constraint in MTons | FALSE | L | Annual | Allowances Withdrawn (n:1) | Thousand Tons | 0 | 0 | 0 | 0 | 0 | 0 | 0
IL Climate ParentID 323- CO2 Cap Annual v6.20 | 500 | 7748 | Rate Constraint in MTons | FALSE | L | Annual | Net Emissions Allowance Position | Thousand Tons | 0 | 0 | 4.368 | 0.21077 | 0 | 0 | 0
IL Climate ParentID 323- CO2 Cap Annual v6.20 | 500 | 7748 | Rate Constraint in MTons | FALSE | L | Annual | Fuel Consumed | TBtu | 0 | 0 | 0.074616 | 0.0036005 | 0 | 0 | 0
IL Climate ParentID 323- CO2 Cap Annual v6.20 | 500 | 7748 | Rate Constraint in MTons | FALSE | L | Annual | Rate | lb/MMBtu | 0 | 0 | 117.08 | 117.08 | 0 | 0 | 0
IL Climate ParentID 323- CO2 Cap Annual v6.20 | 500 | 7748 | Rate Constraint in MTons | FALSE | L | Annual | Generation | TWh | 0 | 0 | 0.0067928 | 0.00032778 | 0 | 0 | 0
IL Climate ParentID 323- CO2 Cap Annual v6.20 | 500 | 7748 | Rate Constraint in MTons | FALSE | L | Annual | Qualifying Generation | TWh | 0 | 0 | 0.0067928 | 0.00032778 | 0 | 0 | 0
IL Climate ParentID 323- CO2 Cap Annual v6.20 | 500 | 7748 | Rate Constraint in MTons | FALSE | L | Annual | Rate | lb/MWh | 0 | 0 | 1286.0648 | 1286.0648 | 0 | 0 | 0
IL Climate ParentID 323- CO2 Cap Annual v6.20 | 500 | 7748 | Rate Constraint in MTons | FALSE | L | Annual | Constraint Shadow Price | US2022$/Ton | 0 | 0 | 0 | 0 | 0 | 0 | 0
IL Climate ParentID 324- CO2 Cap Annual v6.20 | 501 | 7749 | Rate Constraint in MTons | FALSE | L | Annual | Seasons Included | Seasons | Winter, Spring, Summer, Fall | Winter, Spring, Summer, Fall | Winter, Spring, Summer, Fall | Winter, Spring, Summer, Fall | Winter, Spring, Summer, Fall | Winter, Spring, Summer, Fall | Winter, Spring, Summer, Fall
IL Climate ParentID 324- CO2 Cap Annual v6.20 | 501 | 7749 | Rate Constraint in MTons | FALSE | L | Annual | Standard CO2 | Thousand Tons | NA | NA | 28.5974 | 28.5974 | 28.5974 | 28.5974 | 28.5974
IL Climate ParentID 324- CO2 Cap Annual v6.20 | 501 | 7749 | Rate Constraint in MTons | FALSE | L | Annual | Emissions at Affected Plants CO2 | Thousand Tons | 0 | 0 | 3.8322 | 0.10092 | 0 | 0 | 0
IL Climate ParentID 324- CO2 Cap Annual v6.20 | 501 | 7749 | Rate Constraint in MTons | FALSE | L | Annual | Allowances Purchased CO2 | Thousand Tons | 0 | 0 | 0 | 0 | 0 | 0 | 0
IL Climate ParentID 324- CO2 Cap Annual v6.20 | 501 | 7749 | Rate Constraint in MTons | FALSE | L | Annual | Allowances Sold CO2 | Thousand Tons | 0 | 0 | 0 | 0 | 0 | 0 | 0
IL Climate ParentID 324- CO2 Cap Annual v6.20 | 501 | 7749 | Rate Constraint in MTons | FALSE | L | Annual | Allowances Banked | Thousand Tons | 0 | 0 | 0 | 0 | 0 | 0 | 0
IL Climate ParentID 324- CO2 Cap Annual v6.20 | 501 | 7749 | Rate Constraint in MTons | FALSE | L | Annual | Allowances Withdrawn (1:1) | Thousand Tons | 0 | 0 | 0 | 0 | 0 | 0 | 0
IL Climate ParentID 324- CO2 Cap Annual v6.20 | 501 | 7749 | Rate Constraint in MTons | FALSE | L | Annual | Allowances Withdrawn (n:1) | Thousand Tons | 0 | 0 | 0 | 0 | 0 | 0 | 0
IL Climate ParentID 324- CO2 Cap Annual v6.20 | 501 | 7749 | Rate Constraint in MTons | FALSE | L | Annual | Net Emissions Allowance Position | Thousand Tons | 0 | 0 | 3.8322 | 0.10092 | 0 | 0 | 0
IL Climate ParentID 324- CO2 Cap Annual v6.20 | 501 | 7749 | Rate Constraint in MTons | FALSE | L | Annual | Fuel Consumed | TBtu | 0 | 0 | 0.065463 | 0.0017239 | 0 | 0 | 0
IL Climate ParentID 324- CO2 Cap Annual v6.20 | 501 | 7749 | Rate Constraint in MTons | FALSE | L | Annual | Rate | lb/MMBtu | 0 | 0 | 117.08 | 117.08 | 0 | 0 | 0
IL Climate ParentID 324- CO2 Cap Annual v6.20 | 501 | 7749 | Rate Constraint in MTons | FALSE | L | Annual | Generation | TWh | 0 | 0 | 0.0060924 | 0.00016044 | 0 | 0 | 0
IL Climate ParentID 324- CO2 Cap Annual v6.20 | 501 | 7749 | Rate Constraint in MTons | FALSE | L | Annual | Qualifying Generation | TWh | 0 | 0 | 0.0060924 | 0.00016044 | 0 | 0 | 0
IL Climate ParentID 324- CO2 Cap Annual v6.20 | 501 | 7749 | Rate Constraint in MTons | FALSE | L | Annual | Rate | lb/MWh | 0 | 0 | 1258.0246 | 1258.0246 | 0 | 0 | 0
IL Climate ParentID 324- CO2 Cap Annual v6.20 | 501 | 7749 | Rate Constraint in MTons | FALSE | L | Annual | Constraint Shadow Price | US2022$/Ton | 0 | 0 | 0 | 0 | 0 | 0 | 0
IL Climate ParentID 325- CO2 Cap Annual v6.20 | 502 | 7750 | Rate Constraint in MTons | FALSE | L | Annual | Seasons Included | Seasons | Winter, Spring, Summer, Fall | Winter, Spring, Summer, Fall | Winter, Spring, Summer, Fall | Winter, Spring, Summer, Fall | Winter, Spring, Summer, Fall | Winter, Spring, Summer, Fall | Winter, Spring, Summer, Fall
IL Climate ParentID 325- CO2 Cap Annual v6.20 | 502 | 7750 | Rate Constraint in MTons | FALSE | L | Annual | Standard CO2 | Thousand Tons | NA | NA | 19.5472 | 19.5472 | 19.5472 | 19.5472 | 19.5472
IL Climate ParentID 325- CO2 Cap Annual v6.20 | 502 | 7750 | Rate Constraint in MTons | FALSE | L | Annual | Emissions at Affected Plants CO2 | Thousand Tons | 0 | 0 | 0 | 0 | 0 | 0 | 0
IL Climate ParentID 325- CO2 Cap Annual v6.20 | 502 | 7750 | Rate Constraint in MTons | FALSE | L | Annual | Allowances Purchased CO2 | Thousand Tons | 0 | 0 | 0 | 0 | 0 | 0 | 0
IL Climate ParentID 325- CO2 Cap Annual v6.20 | 502 | 7750 | Rate Constraint in MTons | FALSE | L | Annual | Allowances Sold CO2 | Thousand Tons | 0 | 0 | 0 | 0 | 0 | 0 | 0
IL Climate ParentID 325- CO2 Cap Annual v6.20 | 502 | 7750 | Rate Constraint in MTons | FALSE | L | Annual | Allowances Banked | Thousand Tons | 0 | 0 | 0 | 0 | 0 | 0 | 0
IL Climate ParentID 325- CO2 Cap Annual v6.20 | 502 | 7750 | Rate Constraint in MTons | FALSE | L | Annual | Allowances Withdrawn (1:1) | Thousand Tons | 0 | 0 | 0 | 0 | 0 | 0 | 0
IL Climate ParentID 325- CO2 Cap Annual v6.20 | 502 | 7750 | Rate Constraint in MTons | FALSE | L | Annual | Allowances Withdrawn (n:1) | Thousand Tons | 0 | 0 | 0 | 0 | 0 | 0 | 0
IL Climate ParentID 325- CO2 Cap Annual v6.20 | 502 | 7750 | Rate Constraint in MTons | FALSE | L | Annual | Net Emissions Allowance Position | Thousand Tons | 0 | 0 | 0 | 0 | 0 | 0 | 0
IL Climate ParentID 325- CO2 Cap Annual v6.20 | 502 | 7750 | Rate Constraint in MTons | FALSE | L | Annual | Fuel Consumed | TBtu | 0 | 0 | 0 | 0 | 0 | 0 | 0
IL Climate ParentID 325- CO2 Cap Annual v6.20 | 502 | 7750 | Rate Constraint in MTons | FALSE | L | Annual | Rate | lb/MMBtu | 0 | 0 | 0 | 0 | 0 | 0 | 0
IL Climate ParentID 325- CO2 Cap Annual v6.20 | 502 | 7750 | Rate Constraint in MTons | FALSE | L | Annual | Generation | TWh | 0 | 0 | 0 | 0 | 0 | 0 | 0
IL Climate ParentID 325- CO2 Cap Annual v6.20 | 502 | 7750 | Rate Constraint in MTons | FALSE | L | Annual | Qualifying Generation | TWh | 0 | 0 | 0 | 0 | 0 | 0 | 0
IL Climate ParentID 325- CO2 Cap Annual v6.20 | 502 | 7750 | Rate Constraint in MTons | FALSE | L | Annual | Rate | lb/MWh | 0 | 0 | 0 | 0 | 0 | 0 | 0
IL Climate ParentID 325- CO2 Cap Annual v6.20 | 502 | 7750 | Rate Constraint in MTons | FALSE | L | Annual | Constraint Shadow Price | US2022$/Ton | 0 | 0 | 0 | 0 | 0 | 0 | 0
IL Climate ParentID 326- CO2 Cap Annual v6.20 | 503 | 7751 | Rate Constraint in MTons | FALSE | L | Annual | Seasons Included | Seasons | Winter, Spring, Summer, Fall | Winter, Spring, Summer, Fall | Winter, Spring, Summer, Fall | Winter, Spring, Summer, Fall | Winter, Spring, Summer, Fall | Winter, Spring, Summer, Fall | Winter, Spring, Summer, Fall
IL Climate ParentID 326- CO2 Cap Annual v6.20 | 503 | 7751 | Rate Constraint in MTons | FALSE | L | Annual | Standard CO2 | Thousand Tons | NA | NA | 63.1947 | 63.1947 | 63.1947 | 63.1947 | 63.1947
IL Climate ParentID 326- CO2 Cap Annual v6.20 | 503 | 7751 | Rate Constraint in MTons | FALSE | L | Annual | Emissions at Affected Plants CO2 | Thousand Tons | 0 | 0 | 0 | 0 | 0 | 0 | 0
IL Climate ParentID 326- CO2 Cap Annual v6.20 | 503 | 7751 | Rate Constraint in MTons | FALSE | L | Annual | Allowances Purchased CO2 | Thousand Tons | 0 | 0 | 0 | 0 | 0 | 0 | 0
IL Climate ParentID 326- CO2 Cap Annual v6.20 | 503 | 7751 | Rate Constraint in MTons | FALSE | L | Annual | Allowances Sold CO2 | Thousand Tons | 0 | 0 | 0 | 0 | 0 | 0 | 0
IL Climate ParentID 326- CO2 Cap Annual v6.20 | 503 | 7751 | Rate Constraint in MTons | FALSE | L | Annual | Allowances Banked | Thousand Tons | 0 | 0 | 0 | 0 | 0 | 0 | 0
IL Climate ParentID 326- CO2 Cap Annual v6.20 | 503 | 7751 | Rate Constraint in MTons | FALSE | L | Annual | Allowances Withdrawn (1:1) | Thousand Tons | 0 | 0 | 0 | 0 | 0 | 0 | 0
IL Climate ParentID 326- CO2 Cap Annual v6.20 | 503 | 7751 | Rate Constraint in MTons | FALSE | L | Annual | Allowances Withdrawn (n:1) | Thousand Tons | 0 | 0 | 0 | 0 | 0 | 0 | 0
IL Climate ParentID 326- CO2 Cap Annual v6.20 | 503 | 7751 | Rate Constraint in MTons | FALSE | L | Annual | Net Emissions Allowance Position | Thousand Tons | 0 | 0 | 0 | 0 | 0 | 0 | 0
IL Climate ParentID 326- CO2 Cap Annual v6.20 | 503 | 7751 | Rate Constraint in MTons | FALSE | L | Annual | Fuel Consumed | TBtu | 0 | 0 | 0 | 0 | 0 | 0 | 0
IL Climate ParentID 326- CO2 Cap Annual v6.20 | 503 | 7751 | Rate Constraint in MTons | FALSE | L | Annual | Rate | lb/MMBtu | 0 | 0 | 0 | 0 | 0 | 0 | 0
IL Climate ParentID 326- CO2 Cap Annual v6.20 | 503 | 7751 | Rate Constraint in MTons | FALSE | L | Annual | Generation | TWh | 0 | 0 | 0 | 0 | 0 | 0 | 0
IL Climate ParentID 326- CO2 Cap Annual v6.20 | 503 | 7751 | Rate Constraint in MTons | FALSE | L | Annual | Qualifying Generation | TWh | 0 | 0 | 0 | 0 | 0 | 0 | 0
IL Climate ParentID 326- CO2 Cap Annual v6.20 | 503 | 7751 | Rate Constraint in MTons | FALSE | L | Annual | Rate | lb/MWh | 0 | 0 | 0 | 0 | 0 | 0 | 0
IL Climate ParentID 326- CO2 Cap Annual v6.20 | 503 | 7751 | Rate Constraint in MTons | FALSE | L | Annual | Constraint Shadow Price | US2022$/Ton | 0 | 0 | 0 | 0 | 0 | 0 | 0
IL Climate ParentID 327- CO2 Cap Annual v6.20 | 504 | 7752 | Rate Constraint in MTons | FALSE | L | Annual | Seasons Included | Seasons | Winter, Spring, Summer, Fall | Winter, Spring, Summer, Fall | Winter, Spring, Summer, Fall | Winter, Spring, Summer, Fall | Winter, Spring, Summer, Fall | Winter, Spring, Summer, Fall | Winter, Spring, Summer, Fall
IL Climate ParentID 327- CO2 Cap Annual v6.20 | 504 | 7752 | Rate Constraint in MTons | FALSE | L | Annual | Standard CO2 | Thousand Tons | NA | NA | 21.1592 | 21.1592 | 21.1592 | 21.1592 | 21.1592
IL Climate ParentID 327- CO2 Cap Annual v6.20 | 504 | 7752 | Rate Constraint in MTons | FALSE | L | Annual | Emissions at Affected Plants CO2 | Thousand Tons | 0 | 0 | 0 | 0 | 0 | 0 | 0
IL Climate ParentID 327- CO2 Cap Annual v6.20 | 504 | 7752 | Rate Constraint in MTons | FALSE | L | Annual | Allowances Purchased CO2 | Thousand Tons | 0 | 0 | 0 | 0 | 0 | 0 | 0
IL Climate ParentID 327- CO2 Cap Annual v6.20 | 504 | 7752 | Rate Constraint in MTons | FALSE | L | Annual | Allowances Sold CO2 | Thousand Tons | 0 | 0 | 0 | 0 | 0 | 0 | 0
IL Climate ParentID 327- CO2 Cap Annual v6.20 | 504 | 7752 | Rate Constraint in MTons | FALSE | L | Annual | Allowances Banked | Thousand Tons | 0 | 0 | 0 | 0 | 0 | 0 | 0
IL Climate ParentID 327- CO2 Cap Annual v6.20 | 504 | 7752 | Rate Constraint in MTons | FALSE | L | Annual | Allowances Withdrawn (1:1) | Thousand Tons | 0 | 0 | 0 | 0 | 0 | 0 | 0
IL Climate ParentID 327- CO2 Cap Annual v6.20 | 504 | 7752 | Rate Constraint in MTons | FALSE | L | Annual | Allowances Withdrawn (n:1) | Thousand Tons | 0 | 0 | 0 | 0 | 0 | 0 | 0
IL Climate ParentID 327- CO2 Cap Annual v6.20 | 504 | 7752 | Rate Constraint in MTons | FALSE | L | Annual | Net Emissions Allowance Position | Thousand Tons | 0 | 0 | 0 | 0 | 0 | 0 | 0
IL Climate ParentID 327- CO2 Cap Annual v6.20 | 504 | 7752 | Rate Constraint in MTons | FALSE | L | Annual | Fuel Consumed | TBtu | 0 | 0 | 0 | 0 | 0 | 0 | 0
IL Climate ParentID 327- CO2 Cap Annual v6.20 | 504 | 7752 | Rate Constraint in MTons | FALSE | L | Annual | Rate | lb/MMBtu | 0 | 0 | 0 | 0 | 0 | 0 | 0
IL Climate ParentID 327- CO2 Cap Annual v6.20 | 504 | 7752 | Rate Constraint in MTons | FALSE | L | Annual | Generation | TWh | 0 | 0 | 0 | 0 | 0 | 0 | 0
IL Climate ParentID 327- CO2 Cap Annual v6.20 | 504 | 7752 | Rate Constraint in MTons | FALSE | L | Annual | Qualifying Generation | TWh | 0 | 0 | 0 | 0 | 0 | 0 | 0
IL Climate ParentID 327- CO2 Cap Annual v6.20 | 504 | 7752 | Rate Constraint in MTons | FALSE | L | Annual | Rate | lb/MWh | 0 | 0 | 0 | 0 | 0 | 0 | 0
IL Climate ParentID 327- CO2 Cap Annual v6.20 | 504 | 7752 | Rate Constraint in MTons | FALSE | L | Annual | Constraint Shadow Price | US2022$/Ton | 0 | 0 | 0 | 0 | 0 | 0 | 0
IL Climate ParentID 328- CO2 Cap Annual v6.20 | 505 | 7753 | Rate Constraint in MTons | FALSE | L | Annual | Seasons Included | Seasons | Winter, Spring, Summer, Fall | Winter, Spring, Summer, Fall | Winter, Spring, Summer, Fall | Winter, Spring, Summer, Fall | Winter, Spring, Summer, Fall | Winter, Spring, Summer, Fall | Winter, Spring, Summer, Fall
IL Climate ParentID 328- CO2 Cap Annual v6.20 | 505 | 7753 | Rate Constraint in MTons | FALSE | L | Annual | Standard CO2 | Thousand Tons | NA | NA | 4.9553 | 4.9553 | 4.9553 | 4.9553 | 4.9553
IL Climate ParentID 328- CO2 Cap Annual v6.20 | 505 | 7753 | Rate Constraint in MTons | FALSE | L | Annual | Emissions at Affected Plants CO2 | Thousand Tons | 0 | 0 | 0 | 0 | 0 | 0 | 0
IL Climate ParentID 328- CO2 Cap Annual v6.20 | 505 | 7753 | Rate Constraint in MTons | FALSE | L | Annual | Allowances Purchased CO2 | Thousand Tons | 0 | 0 | 0 | 0 | 0 | 0 | 0
IL Climate ParentID 328- CO2 Cap Annual v6.20 | 505 | 7753 | Rate Constraint in MTons | FALSE | L | Annual | Allowances Sold CO2 | Thousand Tons | 0 | 0 | 0 | 0 | 0 | 0 | 0
IL Climate ParentID 328- CO2 Cap Annual v6.20 | 505 | 7753 | Rate Constraint in MTons | FALSE | L | Annual | Allowances Banked | Thousand Tons | 0 | 0 | 0 | 0 | 0 | 0 | 0
IL Climate ParentID 328- CO2 Cap Annual v6.20 | 505 | 7753 | Rate Constraint in MTons | FALSE | L | Annual | Allowances Withdrawn (1:1) | Thousand Tons | 0 | 0 | 0 | 0 | 0 | 0 | 0
IL Climate ParentID 328- CO2 Cap Annual v6.20 | 505 | 7753 | Rate Constraint in MTons | FALSE | L | Annual | Allowances Withdrawn (n:1) | Thousand Tons | 0 | 0 | 0 | 0 | 0 | 0 | 0
IL Climate ParentID 328- CO2 Cap Annual v6.20 | 505 | 7753 | Rate Constraint in MTons | FALSE | L | Annual | Net Emissions Allowance Position | Thousand Tons | 0 | 0 | 0 | 0 | 0 | 0 | 0
IL Climate ParentID 328- CO2 Cap Annual v6.20 | 505 | 7753 | Rate Constraint in MTons | FALSE | L | Annual | Fuel Consumed | TBtu | 0 | 0 | 0 | 0 | 0 | 0 | 0
IL Climate ParentID 328- CO2 Cap Annual v6.20 | 505 | 7753 | Rate Constraint in MTons | FALSE | L | Annual | Rate | lb/MMBtu | 0 | 0 | 0 | 0 | 0 | 0 | 0
IL Climate ParentID 328- CO2 Cap Annual v6.20 | 505 | 7753 | Rate Constraint in MTons | FALSE | L | Annual | Generation | TWh | 0 | 0 | 0 | 0 | 0 | 0 | 0
IL Climate ParentID 328- CO2 Cap Annual v6.20 | 505 | 7753 | Rate Constraint in MTons | FALSE | L | Annual | Qualifying Generation | TWh | 0 | 0 | 0 | 0 | 0 | 0 | 0
IL Climate ParentID 328- CO2 Cap Annual v6.20 | 505 | 7753 | Rate Constraint in MTons | FALSE | L | Annual | Rate | lb/MWh | 0 | 0 | 0 | 0 | 0 | 0 | 0
IL Climate ParentID 328- CO2 Cap Annual v6.20 | 505 | 7753 | Rate Constraint in MTons | FALSE | L | Annual | Constraint Shadow Price | US2022$/Ton | 0 | 0 | 0 | 0 | 0 | 0 | 0
IL Climate ParentID 329- CO2 Cap Annual v6.20 | 506 | 7754 | Rate Constraint in MTons | FALSE | L | Annual | Seasons Included | Seasons | Winter, Spring, Summer, Fall | Winter, Spring, Summer, Fall | Winter, Spring, Summer, Fall | Winter, Spring, Summer, Fall | Winter, Spring, Summer, Fall | Winter, Spring, Summer, Fall | Winter, Spring, Summer, Fall
IL Climate ParentID 329- CO2 Cap Annual v6.20 | 506 | 7754 | Rate Constraint in MTons | FALSE | L | Annual | Standard CO2 | Thousand Tons | NA | NA | 24.3959 | 24.3959 | 24.3959 | 24.3959 | 24.3959
IL Climate ParentID 329- CO2 Cap Annual v6.20 | 506 | 7754 | Rate Constraint in MTons | FALSE | L | Annual | Emissions at Affected Plants CO2 | Thousand Tons | 0 | 0 | 0 | 0 | 0 | 0 | 0
IL Climate ParentID 329- CO2 Cap Annual v6.20 | 506 | 7754 | Rate Constraint in MTons | FALSE | L | Annual | Allowances Purchased CO2 | Thousand Tons | 0 | 0 | 0 | 0 | 0 | 0 | 0
IL Climate ParentID 329- CO2 Cap Annual v6.20 | 506 | 7754 | Rate Constraint in MTons | FALSE | L | Annual | Allowances Sold CO2 | Thousand Tons | 0 | 0 | 0 | 0 | 0 | 0 | 0
IL Climate ParentID 329- CO2 Cap Annual v6.20 | 506 | 7754 | Rate Constraint in MTons | FALSE | L | Annual | Allowances Banked | Thousand Tons | 0 | 0 | 0 | 0 | 0 | 0 | 0
IL Climate ParentID 329- CO2 Cap Annual v6.20 | 506 | 7754 | Rate Constraint in MTons | FALSE | L | Annual | Allowances Withdrawn (1:1) | Thousand Tons | 0 | 0 | 0 | 0 | 0 | 0 | 0
IL Climate ParentID 329- CO2 Cap Annual v6.20 | 506 | 7754 | Rate Constraint in MTons | FALSE | L | Annual | Allowances Withdrawn (n:1) | Thousand Tons | 0 | 0 | 0 | 0 | 0 | 0 | 0
IL Climate ParentID 329- CO2 Cap Annual v6.20 | 506 | 7754 | Rate Constraint in MTons | FALSE | L | Annual | Net Emissions Allowance Position | Thousand Tons | 0 | 0 | 0 | 0 | 0 | 0 | 0
IL Climate ParentID 329- CO2 Cap Annual v6.20 | 506 | 7754 | Rate Constraint in MTons | FALSE | L | Annual | Fuel Consumed | TBtu | 0 | 0 | 0 | 0 | 0 | 0 | 0
IL Climate ParentID 329- CO2 Cap Annual v6.20 | 506 | 7754 | Rate Constraint in MTons | FALSE | L | Annual | Rate | lb/MMBtu | 0 | 0 | 0 | 0 | 0 | 0 | 0
IL Climate ParentID 329- CO2 Cap Annual v6.20 | 506 | 7754 | Rate Constraint in MTons | FALSE | L | Annual | Generation | TWh | 0 | 0 | 0 | 0 | 0 | 0 | 0
IL Climate ParentID 329- CO2 Cap Annual v6.20 | 506 | 7754 | Rate Constraint in MTons | FALSE | L | Annual | Qualifying Generation | TWh | 0 | 0 | 0 | 0 | 0 | 0 | 0
IL Climate ParentID 329- CO2 Cap Annual v6.20 | 506 | 7754 | Rate Constraint in MTons | FALSE | L | Annual | Rate | lb/MWh | 0 | 0 | 0 | 0 | 0 | 0 | 0
IL Climate ParentID 329- CO2 Cap Annual v6.20 | 506 | 7754 | Rate Constraint in MTons | FALSE | L | Annual | Constraint Shadow Price | US2022$/Ton | 0 | 0 | 0 | 0 | 0 | 0 | 0
IL Climate ParentID 330- CO2 Cap Annual v6.20 | 507 | 7755 | Rate Constraint in MTons | FALSE | L | Annual | Seasons Included | Seasons | Winter, Spring, Summer, Fall | Winter, Spring, Summer, Fall | Winter, Spring, Summer, Fall | Winter, Spring, Summer, Fall | Winter, Spring, Summer, Fall | Winter, Spring, Summer, Fall | Winter, Spring, Summer, Fall
IL Climate ParentID 330- CO2 Cap Annual v6.20 | 507 | 7755 | Rate Constraint in MTons | FALSE | L | Annual | Standard CO2 | Thousand Tons | NA | NA | 99.3289 | 99.3289 | 99.3289 | 99.3289 | 99.3289
IL Climate ParentID 330- CO2 Cap Annual v6.20 | 507 | 7755 | Rate Constraint in MTons | FALSE | L | Annual | Emissions at Affected Plants CO2 | Thousand Tons | 0 | 0 | 0 | 0 | 0 | 0 | 0
IL Climate ParentID 330- CO2 Cap Annual v6.20 | 507 | 7755 | Rate Constraint in MTons | FALSE | L | Annual | Allowances Purchased CO2 | Thousand Tons | 0 | 0 | 0 | 0 | 0 | 0 | 0
IL Climate ParentID 330- CO2 Cap Annual v6.20 | 507 | 7755 | Rate Constraint in MTons | FALSE | L | Annual | Allowances Sold CO2 | Thousand Tons | 0 | 0 | 0 | 0 | 0 | 0 | 0
IL Climate ParentID 330- CO2 Cap Annual v6.20 | 507 | 7755 | Rate Constraint in MTons | FALSE | L | Annual | Allowances Banked | Thousand Tons | 0 | 0 | 0 | 0 | 0 | 0 | 0
IL Climate ParentID 330- CO2 Cap Annual v6.20 | 507 | 7755 | Rate Constraint in MTons | FALSE | L | Annual | Allowances Withdrawn (1:1) | Thousand Tons | 0 | 0 | 0 | 0 | 0 | 0 | 0
IL Climate ParentID 330- CO2 Cap Annual v6.20 | 507 | 7755 | Rate Constraint in MTons | FALSE | L | Annual | Allowances Withdrawn (n:1) | Thousand Tons | 0 | 0 | 0 | 0 | 0 | 0 | 0
IL Climate ParentID 330- CO2 Cap Annual v6.20 | 507 | 7755 | Rate Constraint in MTons | FALSE | L | Annual | Net Emissions Allowance Position | Thousand Tons | 0 | 0 | 0 | 0 | 0 | 0 | 0
IL Climate ParentID 330- CO2 Cap Annual v6.20 | 507 | 7755 | Rate Constraint in MTons | FALSE | L | Annual | Fuel Consumed | TBtu | 0 | 0 | 0 | 0 | 0 | 0 | 0
IL Climate ParentID 330- CO2 Cap Annual v6.20 | 507 | 7755 | Rate Constraint in MTons | FALSE | L | Annual | Rate | lb/MMBtu | 0 | 0 | 0 | 0 | 0 | 0 | 0
IL Climate ParentID 330- CO2 Cap Annual v6.20 | 507 | 7755 | Rate Constraint in MTons | FALSE | L | Annual | Generation | TWh | 0 | 0 | 0 | 0 | 0 | 0 | 0
IL Climate ParentID 330- CO2 Cap Annual v6.20 | 507 | 7755 | Rate Constraint in MTons | FALSE | L | Annual | Qualifying Generation | TWh | 0 | 0 | 0 | 0 | 0 | 0 | 0
IL Climate ParentID 330- CO2 Cap Annual v6.20 | 507 | 7755 | Rate Constraint in MTons | FALSE | L | Annual | Rate | lb/MWh | 0 | 0 | 0 | 0 | 0 | 0 | 0
IL Climate ParentID 330- CO2 Cap Annual v6.20 | 507 | 7755 | Rate Constraint in MTons | FALSE | L | Annual | Constraint Shadow Price | US2022$/Ton | 0 | 0 | 0 | 0 | 0 | 0 | 0
IL Climate ParentID 331- CO2 Cap Annual v6.20 | 508 | 7756 | Rate Constraint in MTons | FALSE | L | Annual | Seasons Included | Seasons | Winter, Spring, Summer, Fall | Winter, Spring, Summer, Fall | Winter, Spring, Summer, Fall | Winter, Spring, Summer, Fall | Winter, Spring, Summer, Fall | Winter, Spring, Summer, Fall | Winter, Spring, Summer, Fall
IL Climate ParentID 331- CO2 Cap Annual v6.20 | 508 | 7756 | Rate Constraint in MTons | FALSE | L | Annual | Standard CO2 | Thousand Tons | NA | NA | 43.4235 | 43.4235 | 43.4235 | 43.4235 | 43.4235
IL Climate ParentID 331- CO2 Cap Annual v6.20 | 508 | 7756 | Rate Constraint in MTons | FALSE | L | Annual | Emissions at Affected Plants CO2 | Thousand Tons | 0 | 0 | 0 | 0 | 0 | 0 | 0
IL Climate ParentID 331- CO2 Cap Annual v6.20 | 508 | 7756 | Rate Constraint in MTons | FALSE | L | Annual | Allowances Purchased CO2 | Thousand Tons | 0 | 0 | 0 | 0 | 0 | 0 | 0
IL Climate ParentID 331- CO2 Cap Annual v6.20 | 508 | 7756 | Rate Constraint in MTons | FALSE | L | Annual | Allowances Sold CO2 | Thousand Tons | 0 | 0 | 0 | 0 | 0 | 0 | 0
IL Climate ParentID 331- CO2 Cap Annual v6.20 | 508 | 7756 | Rate Constraint in MTons | FALSE | L | Annual | Allowances Banked | Thousand Tons | 0 | 0 | 0 | 0 | 0 | 0 | 0
IL Climate ParentID 331- CO2 Cap Annual v6.20 | 508 | 7756 | Rate Constraint in MTons | FALSE | L | Annual | Allowances Withdrawn (1:1) | Thousand Tons | 0 | 0 | 0 | 0 | 0 | 0 | 0
IL Climate ParentID 331- CO2 Cap Annual v6.20 | 508 | 7756 | Rate Constraint in MTons | FALSE | L | Annual | Allowances Withdrawn (n:1) | Thousand Tons | 0 | 0 | 0 | 0 | 0 | 0 | 0
IL Climate ParentID 331- CO2 Cap Annual v6.20 | 508 | 7756 | Rate Constraint in MTons | FALSE | L | Annual | Net Emissions Allowance Position | Thousand Tons | 0 | 0 | 0 | 0 | 0 | 0 | 0
IL Climate ParentID 331- CO2 Cap Annual v6.20 | 508 | 7756 | Rate Constraint in MTons | FALSE | L | Annual | Fuel Consumed | TBtu | 0 | 0 | 0 | 0 | 0 | 0 | 0
IL Climate ParentID 331- CO2 Cap Annual v6.20 | 508 | 7756 | Rate Constraint in MTons | FALSE | L | Annual | Rate | lb/MMBtu | 0 | 0 | 0 | 0 | 0 | 0 | 0
IL Climate ParentID 331- CO2 Cap Annual v6.20 | 508 | 7756 | Rate Constraint in MTons | FALSE | L | Annual | Generation | TWh | 0 | 0 | 0 | 0 | 0 | 0 | 0
IL Climate ParentID 331- CO2 Cap Annual v6.20 | 508 | 7756 | Rate Constraint in MTons | FALSE | L | Annual | Qualifying Generation | TWh | 0 | 0 | 0 | 0 | 0 | 0 | 0
IL Climate ParentID 331- CO2 Cap Annual v6.20 | 508 | 7756 | Rate Constraint in MTons | FALSE | L | Annual | Rate | lb/MWh | 0 | 0 | 0 | 0 | 0 | 0 | 0
IL Climate ParentID 331- CO2 Cap Annual v6.20 | 508 | 7756 | Rate Constraint in MTons | FALSE | L | Annual | Constraint Shadow Price | US2022$/Ton | 0 | 0 | 0 | 0 | 0 | 0 | 0
IL Climate ParentID 336- CO2 Cap Annual v6.20 | 509 | 7757 | Rate Constraint in MTons | FALSE | L | Annual | Seasons Included | Seasons | Winter, Spring, Summer, Fall | Winter, Spring, Summer, Fall | Winter, Spring, Summer, Fall | Winter, Spring, Summer, Fall | Winter, Spring, Summer, Fall | Winter, Spring, Summer, Fall | Winter, Spring, Summer, Fall
IL Climate ParentID 336- CO2 Cap Annual v6.20 | 509 | 7757 | Rate Constraint in MTons | FALSE | L | Annual | Standard CO2 | Thousand Tons | NA | NA | 190.9653 | 190.9653 | 190.9653 | 190.9653 | 190.9653
IL Climate ParentID 336- CO2 Cap Annual v6.20 | 509 | 7757 | Rate Constraint in MTons | FALSE | L | Annual | Emissions at Affected Plants CO2 | Thousand Tons | 0 | 0 | 5.593 | 0.26988 | 0 | 0 | 0
IL Climate ParentID 336- CO2 Cap Annual v6.20 | 509 | 7757 | Rate Constraint in MTons | FALSE | L | Annual | Allowances Purchased CO2 | Thousand Tons | 0 | 0 | 0 | 0 | 0 | 0 | 0
IL Climate ParentID 336- CO2 Cap Annual v6.20 | 509 | 7757 | Rate Constraint in MTons | FALSE | L | Annual | Allowances Sold CO2 | Thousand Tons | 0 | 0 | 0 | 0 | 0 | 0 | 0
IL Climate ParentID 336- CO2 Cap Annual v6.20 | 509 | 7757 | Rate Constraint in MTons | FALSE | L | Annual | Allowances Banked | Thousand Tons | 0 | 0 | 0 | 0 | 0 | 0 | 0
IL Climate ParentID 336- CO2 Cap Annual v6.20 | 509 | 7757 | Rate Constraint in MTons | FALSE | L | Annual | Allowances Withdrawn (1:1) | Thousand Tons | 0 | 0 | 0 | 0 | 0 | 0 | 0
IL Climate ParentID 336- CO2 Cap Annual v6.20 | 509 | 7757 | Rate Constraint in MTons | FALSE | L | Annual | Allowances Withdrawn (n:1) | Thousand Tons | 0 | 0 | 0 | 0 | 0 | 0 | 0
IL Climate ParentID 336- CO2 Cap Annual v6.20 | 509 | 7757 | Rate Constraint in MTons | FALSE | L | Annual | Net Emissions Allowance Position | Thousand Tons | 0 | 0 | 5.593 | 0.26988 | 0 | 0 | 0
IL Climate ParentID 336- CO2 Cap Annual v6.20 | 509 | 7757 | Rate Constraint in MTons | FALSE | L | Annual | Fuel Consumed | TBtu | 0 | 0 | 0.095542 | 0.0046102 | 0 | 0 | 0
IL Climate ParentID 336- CO2 Cap Annual v6.20 | 509 | 7757 | Rate Constraint in MTons | FALSE | L | Annual | Rate | lb/MMBtu | 0 | 0 | 117.08 | 117.08 | 0 | 0 | 0
IL Climate ParentID 336- CO2 Cap Annual v6.20 | 509 | 7757 | Rate Constraint in MTons | FALSE | L | Annual | Generation | TWh | 0 | 0 | 0.0084655 | 0.00040849 | 0 | 0 | 0
IL Climate ParentID 336- CO2 Cap Annual v6.20 | 509 | 7757 | Rate Constraint in MTons | FALSE | L | Annual | Qualifying Generation | TWh | 0 | 0 | 0.0084655 | 0.00040849 | 0 | 0 | 0
IL Climate ParentID 336- CO2 Cap Annual v6.20 | 509 | 7757 | Rate Constraint in MTons | FALSE | L | Annual | Rate | lb/MWh | 0 | 0 | 1321.3649 | 1321.3649 | 0 | 0 | 0
IL Climate ParentID 336- CO2 Cap Annual v6.20 | 509 | 7757 | Rate Constraint in MTons | FALSE | L | Annual | Constraint Shadow Price | US2022$/Ton | 0 | 0 | 0 | 0 | 0 | 0 | 0
IL Climate ParentID 3563- CO2 Cap Annual v6.20 | 510 | 7783 | Rate Constraint in MTons | FALSE | L | Annual | Seasons Included | Seasons | Winter, Spring, Summer, Fall | Winter, Spring, Summer, Fall | Winter, Spring, Summer, Fall | Winter, Spring, Summer, Fall | Winter, Spring, Summer, Fall | Winter, Spring, Summer, Fall | Winter, Spring, Summer, Fall
IL Climate ParentID 3563- CO2 Cap Annual v6.20 | 510 | 7783 | Rate Constraint in MTons | FALSE | L | Annual | Standard CO2 | Thousand Tons | NA | NA | 3726.0581 | 3726.0581 | 3726.0581 | 3726.0581 | 3726.0581
IL Climate ParentID 3563- CO2 Cap Annual v6.20 | 510 | 7783 | Rate Constraint in MTons | FALSE | L | Annual | Emissions at Affected Plants CO2 | Thousand Tons | 0 | 0 | 536.9566 | 536.9566 | 0 | 0 | 0
IL Climate ParentID 3563- CO2 Cap Annual v6.20 | 510 | 7783 | Rate Constraint in MTons | FALSE | L | Annual | Allowances Purchased CO2 | Thousand Tons | 0 | 0 | 0 | 0 | 0 | 0 | 0
IL Climate ParentID 3563- CO2 Cap Annual v6.20 | 510 | 7783 | Rate Constraint in MTons | FALSE | L | Annual | Allowances Sold CO2 | Thousand Tons | 0 | 0 | 0 | 0 | 0 | 0 | 0
IL Climate ParentID 3563- CO2 Cap Annual v6.20 | 510 | 7783 | Rate Constraint in MTons | FALSE | L | Annual | Allowances Banked | Thousand Tons | 0 | 0 | 0 | 0 | 0 | 0 | 0
IL Climate ParentID 3563- CO2 Cap Annual v6.20 | 510 | 7783 | Rate Constraint in MTons | FALSE | L | Annual | Allowances Withdrawn (1:1) | Thousand Tons | 0 | 0 | 0 | 0 | 0 | 0 | 0
IL Climate ParentID 3563- CO2 Cap Annual v6.20 | 510 | 7783 | Rate Constraint in MTons | FALSE | L | Annual | Allowances Withdrawn (n:1) | Thousand Tons | 0 | 0 | 0 | 0 | 0 | 0 | 0
IL Climate ParentID 3563- CO2 Cap Annual v6.20 | 510 | 7783 | Rate Constraint in MTons | FALSE | L | Annual | Net Emissions Allowance Position | Thousand Tons | 0 | 0 | 536.9566 | 536.9566 | 0 | 0 | 0
IL Climate ParentID 3563- CO2 Cap Annual v6.20 | 510 | 7783 | Rate Constraint in MTons | FALSE | L | Annual | Fuel Consumed | TBtu | 0 | 0 | 52.1149 | 52.1149 | 0 | 0 | 0
IL Climate ParentID 3563- CO2 Cap Annual v6.20 | 510 | 7783 | Rate Constraint in MTons | FALSE | L | Annual | Rate | lb/MMBtu | 0 | 0 | 20.6066 | 20.6066 | 0 | 0 | 0
IL Climate ParentID 3563- CO2 Cap Annual v6.20 | 510 | 7783 | Rate Constraint in MTons | FALSE | L | Annual | Generation | TWh | 0 | 0 | 3.9405 | 3.9405 | 0 | 0 | 0
IL Climate ParentID 3563- CO2 Cap Annual v6.20 | 510 | 7783 | Rate Constraint in MTons | FALSE | L | Annual | Qualifying Generation | TWh | 0 | 0 | 3.9405 | 3.9405 | 0 | 0 | 0
IL Climate ParentID 3563- CO2 Cap Annual v6.20 | 510 | 7783 | Rate Constraint in MTons | FALSE | L | Annual | Rate | lb/MWh | 0 | 0 | 272.5334 | 272.5334 | 0 | 0 | 0
IL Climate ParentID 3563- CO2 Cap Annual v6.20 | 510 | 7783 | Rate Constraint in MTons | FALSE | L | Annual | Constraint Shadow Price | US2022$/Ton | 0 | 0 | 0 | 0 | 0 | 0 | 0
IL Climate ParentID 3564- CO2 Cap Annual v6.20 | 511 | 7784 | Rate Constraint in MTons | FALSE | L | Annual | Seasons Included | Seasons | Winter, Spring, Summer, Fall | Winter, Spring, Summer, Fall | Winter, Spring, Summer, Fall | Winter, Spring, Summer, Fall | Winter, Spring, Summer, Fall | Winter, Spring, Summer, Fall | Winter, Spring, Summer, Fall
IL Climate ParentID 3564- CO2 Cap Annual v6.20 | 511 | 7784 | Rate Constraint in MTons | FALSE | L | Annual | Standard CO2 | Thousand Tons | NA | NA | 3621.2811 | 3621.2811 | 3621.2811 | 3621.2811 | 3621.2811
IL Climate ParentID 3564- CO2 Cap Annual v6.20 | 511 | 7784 | Rate Constraint in MTons | FALSE | L | Annual | Emissions at Affected Plants CO2 | Thousand Tons | 0 | 0 | 534.3836 | 534.3836 | 0 | 0 | 0
IL Climate ParentID 3564- CO2 Cap Annual v6.20 | 511 | 7784 | Rate Constraint in MTons | FALSE | L | Annual | Allowances Purchased CO2 | Thousand Tons | 0 | 0 | 0 | 0 | 0 | 0 | 0
IL Climate ParentID 3564- CO2 Cap Annual v6.20 | 511 | 7784 | Rate Constraint in MTons | FALSE | L | Annual | Allowances Sold CO2 | Thousand Tons | 0 | 0 | 0 | 0 | 0 | 0 | 0
IL Climate ParentID 3564- CO2 Cap Annual v6.20 | 511 | 7784 | Rate Constraint in MTons | FALSE | L | Annual | Allowances Banked | Thousand Tons | 0 | 0 | 0 | 0 | 0 | 0 | 0
IL Climate ParentID 3564- CO2 Cap Annual v6.20 | 511 | 7784 | Rate Constraint in MTons | FALSE | L | Annual | Allowances Withdrawn (1:1) | Thousand Tons | 0 | 0 | 0 | 0 | 0 | 0 | 0
IL Climate ParentID 3564- CO2 Cap Annual v6.20 | 511 | 7784 | Rate Constraint in MTons | FALSE | L | Annual | Allowances Withdrawn (n:1) | Thousand Tons | 0 | 0 | 0 | 0 | 0 | 0 | 0
IL Climate ParentID 3564- CO2 Cap Annual v6.20 | 511 | 7784 | Rate Constraint in MTons | FALSE | L | Annual | Net Emissions Allowance Position | Thousand Tons | 0 | 0 | 534.3836 | 534.3836 | 0 | 0 | 0
IL Climate ParentID 3564- CO2 Cap Annual v6.20 | 511 | 7784 | Rate Constraint in MTons | FALSE | L | Annual | Fuel Consumed | TBtu | 0 | 0 | 51.8652 | 51.8652 | 0 | 0 | 0
IL Climate ParentID 3564- CO2 Cap Annual v6.20 | 511 | 7784 | Rate Constraint in MTons | FALSE | L | Annual | Rate | lb/MMBtu | 0 | 0 | 20.6066 | 20.6066 | 0 | 0 | 0
IL Climate ParentID 3564- CO2 Cap Annual v6.20 | 511 | 7784 | Rate Constraint in MTons | FALSE | L | Annual | Generation | TWh | 0 | 0 | 3.9487 | 3.9487 | 0 | 0 | 0
IL Climate ParentID 3564- CO2 Cap Annual v6.20 | 511 | 7784 | Rate Constraint in MTons | FALSE | L | Annual | Qualifying Generation | TWh | 0 | 0 | 3.9487 | 3.9487 | 0 | 0 | 0
IL Climate ParentID 3564- CO2 Cap Annual v6.20 | 511 | 7784 | Rate Constraint in MTons | FALSE | L | Annual | Rate | lb/MWh | 0 | 0 | 270.6638 | 270.6638 | 0 | 0 | 0
IL Climate ParentID 3564- CO2 Cap Annual v6.20 | 511 | 7784 | Rate Constraint in MTons | FALSE | L | Annual | Constraint Shadow Price | US2022$/Ton | 0 | 0 | 0 | 0 | 0 | 0 | 0
IL Climate ParentID 450- CO2 Cap Annual v6.20 | 512 | 7758 | Rate Constraint in MTons | FALSE | L | Annual | Seasons Included | Seasons | Winter, Spring, Summer, Fall | Winter, Spring, Summer, Fall | Winter, Spring, Summer, Fall | Winter, Spring, Summer, Fall | Winter, Spring, Summer, Fall | Winter, Spring, Summer, Fall | Winter, Spring, Summer, Fall
IL Climate ParentID 450- CO2 Cap Annual v6.20 | 512 | 7758 | Rate Constraint in MTons | FALSE | L | Annual | Standard CO2 | Thousand Tons | NA | NA | 29.8709 | 29.8709 | 29.8709 | 29.8709 | 29.8709
IL Climate ParentID 450- CO2 Cap Annual v6.20 | 512 | 7758 | Rate Constraint in MTons | FALSE | L | Annual | Emissions at Affected Plants CO2 | Thousand Tons | 0 | 0 | 12.3006 | 0 | 0 | 0 | 0
IL Climate ParentID 450- CO2 Cap Annual v6.20 | 512 | 7758 | Rate Constraint in MTons | FALSE | L | Annual | Allowances Purchased CO2 | Thousand Tons | 0 | 0 | 0 | 0 | 0 | 0 | 0
IL Climate ParentID 450- CO2 Cap Annual v6.20 | 512 | 7758 | Rate Constraint in MTons | FALSE | L | Annual | Allowances Sold CO2 | Thousand Tons | 0 | 0 | 0 | 0 | 0 | 0 | 0
IL Climate ParentID 450- CO2 Cap Annual v6.20 | 512 | 7758 | Rate Constraint in MTons | FALSE | L | Annual | Allowances Banked | Thousand Tons | 0 | 0 | 0 | 0 | 0 | 0 | 0
IL Climate ParentID 450- CO2 Cap Annual v6.20 | 512 | 7758 | Rate Constraint in MTons | FALSE | L | Annual | Allowances Withdrawn (1:1) | Thousand Tons | 0 | 0 | 0 | 0 | 0 | 0 | 0
IL Climate ParentID 450- CO2 Cap Annual v6.20 | 512 | 7758 | Rate Constraint in MTons | FALSE | L | Annual | Allowances Withdrawn (n:1) | Thousand Tons | 0 | 0 | 0 | 0 | 0 | 0 | 0
IL Climate ParentID 450- CO2 Cap Annual v6.20 | 512 | 7758 | Rate Constraint in MTons | FALSE | L | Annual | Net Emissions Allowance Position | Thousand Tons | 0 | 0 | 12.3006 | 0 | 0 | 0 | 0
IL Climate ParentID 450- CO2 Cap Annual v6.20 | 512 | 7758 | Rate Constraint in MTons | FALSE | L | Annual | Fuel Consumed | TBtu | 0 | 0 | 0.21012 | 0 | 0 | 0 | 0
IL Climate ParentID 450- CO2 Cap Annual v6.20 | 512 | 7758 | Rate Constraint in MTons | FALSE | L | Annual | Rate | lb/MMBtu | 0 | 0 | 117.08 | 0 | 0 | 0 | 0
IL Climate ParentID 450- CO2 Cap Annual v6.20 | 512 | 7758 | Rate Constraint in MTons | FALSE | L | Annual | Generation | TWh | 0 | 0 | 0.019555 | 0 | 0 | 0 | 0
IL Climate ParentID 450- CO2 Cap Annual v6.20 | 512 | 7758 | Rate Constraint in MTons | FALSE | L | Annual | Qualifying Generation | TWh | 0 | 0 | 0.019555 | 0 | 0 | 0 | 0
IL Climate ParentID 450- CO2 Cap Annual v6.20 | 512 | 7758 | Rate Constraint in MTons | FALSE | L | Annual | Rate | lb/MWh | 0 | 0 | 1258.0246 | 0 | 0 | 0 | 0
IL Climate ParentID 450- CO2 Cap Annual v6.20 | 512 | 7758 | Rate Constraint in MTons | FALSE | L | Annual | Constraint Shadow Price | US2022$/Ton | 0 | 0 | 0 | 0 | 0 | 0 | 0
IL Climate ParentID 451- CO2 Cap Annual v6.20 | 513 | 7759 | Rate Constraint in MTons | FALSE | L | Annual | Seasons Included | Seasons | Winter, Spring, Summer, Fall | Winter, Spring, Summer, Fall | Winter, Spring, Summer, Fall | Winter, Spring, Summer, Fall | Winter, Spring, Summer, Fall | Winter, Spring, Summer, Fall | Winter, Spring, Summer, Fall
IL Climate ParentID 451- CO2 Cap Annual v6.20 | 513 | 7759 | Rate Constraint in MTons | FALSE | L | Annual | Standard CO2 | Thousand Tons | NA | NA | 28.5997 | 28.5997 | 28.5997 | 28.5997 | 28.5997
IL Climate ParentID 451- CO2 Cap Annual v6.20 | 513 | 7759 | Rate Constraint in MTons | FALSE | L | Annual | Emissions at Affected Plants CO2 | Thousand Tons | 0 | 0 | 1.8391 | 0 | 0 | 0 | 0
IL Climate ParentID 451- CO2 Cap Annual v6.20 | 513 | 7759 | Rate Constraint in MTons | FALSE | L | Annual | Allowances Purchased CO2 | Thousand Tons | 0 | 0 | 0 | 0 | 0 | 0 | 0
IL Climate ParentID 451- CO2 Cap Annual v6.20 | 513 | 7759 | Rate Constraint in MTons | FALSE | L | Annual | Allowances Sold CO2 | Thousand Tons | 0 | 0 | 0 | 0 | 0 | 0 | 0
IL Climate ParentID 451- CO2 Cap Annual v6.20 | 513 | 7759 | Rate Constraint in MTons | FALSE | L | Annual | Allowances Banked | Thousand Tons | 0 | 0 | 0 | 0 | 0 | 0 | 0
IL Climate ParentID 451- CO2 Cap Annual v6.20 | 513 | 7759 | Rate Constraint in MTons | FALSE | L | Annual | Allowances Withdrawn (1:1) | Thousand Tons | 0 | 0 | 0 | 0 | 0 | 0 | 0
IL Climate ParentID 451- CO2 Cap Annual v6.20 | 513 | 7759 | Rate Constraint in MTons | FALSE | L | Annual | Allowances Withdrawn (n:1) | Thousand Tons | 0 | 0 | 0 | 0 | 0 | 0 | 0
IL Climate ParentID 451- CO2 Cap Annual v6.20 | 513 | 7759 | Rate Constraint in MTons | FALSE | L | Annual | Net Emissions Allowance Position | Thousand Tons | 0 | 0 | 1.8391 | 0 | 0 | 0 | 0
IL Climate ParentID 451- CO2 Cap Annual v6.20 | 513 | 7759 | Rate Constraint in MTons | FALSE | L | Annual | Fuel Consumed | TBtu | 0 | 0 | 0.031416 | 0 | 0 | 0 | 0
IL Climate ParentID 451- CO2 Cap Annual v6.20 | 513 | 7759 | Rate Constraint in MTons | FALSE | L | Annual | Rate | lb/MMBtu | 0 | 0 | 117.08 | 0 | 0 | 0 | 0
IL Climate ParentID 451- CO2 Cap Annual v6.20 | 513 | 7759 | Rate Constraint in MTons | FALSE | L | Annual | Generation | TWh | 0 | 0 | 0.0029005 | 0 | 0 | 0 | 0
IL Climate ParentID 451- CO2 Cap Annual v6.20 | 513 | 7759 | Rate Constraint in MTons | FALSE | L | Annual | Qualifying Generation | TWh | 0 | 0 | 0.0029005 | 0 | 0 | 0 | 0
IL Climate ParentID 451- CO2 Cap Annual v6.20 | 513 | 7759 | Rate Constraint in MTons | FALSE | L | Annual | Rate | lb/MWh | 0 | 0 | 1268.1524 | 0 | 0 | 0 | 0
IL Climate ParentID 451- CO2 Cap Annual v6.20 | 513 | 7759 | Rate Constraint in MTons | FALSE | L | Annual | Constraint Shadow Price | US2022$/Ton | 0 | 0 | 0 | 0 | 0 | 0 | 0
IL Climate ParentID 452- CO2 Cap Annual v6.20 | 514 | 7760 | Rate Constraint in MTons | FALSE | L | Annual | Seasons Included | Seasons | Winter, Spring, Summer, Fall | Winter, Spring, Summer, Fall | Winter, Spring, Summer, Fall | Winter, Spring, Summer, Fall | Winter, Spring, Summer, Fall | Winter, Spring, Summer, Fall | Winter, Spring, Summer, Fall
IL Climate ParentID 452- CO2 Cap Annual v6.20 | 514 | 7760 | Rate Constraint in MTons | FALSE | L | Annual | Standard CO2 | Thousand Tons | NA | NA | 70.0018 | 70.0018 | 70.0018 | 70.0018 | 70.0018
IL Climate ParentID 452- CO2 Cap Annual v6.20 | 514 | 7760 | Rate Constraint in MTons | FALSE | L | Annual | Emissions at Affected Plants CO2 | Thousand Tons | 0 | 0 | 13.0791 | 0 | 0 | 0 | 0
IL Climate ParentID 452- CO2 Cap Annual v6.20 | 514 | 7760 | Rate Constraint in MTons | FALSE | L | Annual | Allowances Purchased CO2 | Thousand Tons | 0 | 0 | 0 | 0 | 0 | 0 | 0
IL Climate ParentID 452- CO2 Cap Annual v6.20 | 514 | 7760 | Rate Constraint in MTons | FALSE | L | Annual | Allowances Sold CO2 | Thousand Tons | 0 | 0 | 0 | 0 | 0 | 0 | 0
IL Climate ParentID 452- CO2 Cap Annual v6.20 | 514 | 7760 | Rate Constraint in MTons | FALSE | L | Annual | Allowances Banked | Thousand Tons | 0 | 0 | 0 | 0 | 0 | 0 | 0
IL Climate ParentID 452- CO2 Cap Annual v6.20 | 514 | 7760 | Rate Constraint in MTons | FALSE | L | Annual | Allowances Withdrawn (1:1) | Thousand Tons | 0 | 0 | 0 | 0 | 0 | 0 | 0
IL Climate ParentID 452- CO2 Cap Annual v6.20 | 514 | 7760 | Rate Constraint in MTons | FALSE | L | Annual | Allowances Withdrawn (n:1) | Thousand Tons | 0 | 0 | 0 | 0 | 0 | 0 | 0
IL Climate ParentID 452- CO2 Cap Annual v6.20 | 514 | 7760 | Rate Constraint in MTons | FALSE | L | Annual | Net Emissions Allowance Position | Thousand Tons | 0 | 0 | 13.0791 | 0 | 0 | 0 | 0
IL Climate ParentID 452- CO2 Cap Annual v6.20 | 514 | 7760 | Rate Constraint in MTons | FALSE | L | Annual | Fuel Consumed | TBtu | 0 | 0 | 0.22342 | 0 | 0 | 0 | 0
IL Climate ParentID 452- CO2 Cap Annual v6.20 | 514 | 7760 | Rate Constraint in MTons | FALSE | L | Annual | Rate | lb/MMBtu | 0 | 0 | 117.08 | 0 | 0 | 0 | 0
IL Climate ParentID 452- CO2 Cap Annual v6.20 | 514 | 7760 | Rate Constraint in MTons | FALSE | L | Annual | Generation | TWh | 0 | 0 | 0.020793 | 0 | 0 | 0 | 0
IL Climate ParentID 452- CO2 Cap Annual v6.20 | 514 | 7760 | Rate Constraint in MTons | FALSE | L | Annual | Qualifying Generation | TWh | 0 | 0 | 0.020793 | 0 | 0 | 0 | 0
IL Climate ParentID 452- CO2 Cap Annual v6.20 | 514 | 7760 | Rate Constraint in MTons | FALSE | L | Annual | Rate | lb/MWh | 0 | 0 | 1258.0246 | 0 | 0 | 0 | 0
IL Climate ParentID 452- CO2 Cap Annual v6.20 | 514 | 7760 | Rate Constraint in MTons | FALSE | L | Annual | Constraint Shadow Price | US2022$/Ton | 0 | 0 | 0 | 0 | 0 | 0 | 0
IL Climate ParentID 453- CO2 Cap Annual v6.20 | 515 | 7761 | Rate Constraint in MTons | FALSE | L | Annual | Seasons Included | Seasons | Winter, Spring, Summer, Fall | Winter, Spring, Summer, Fall | Winter, Spring, Summer, Fall | Winter, Spring, Summer, Fall | Winter, Spring, Summer, Fall | Winter, Spring, Summer, Fall | Winter, Spring, Summer, Fall
IL Climate ParentID 453- CO2 Cap Annual v6.20 | 515 | 7761 | Rate Constraint in MTons | FALSE | L | Annual | Standard CO2 | Thousand Tons | NA | NA | 0.28801 | 0.28801 | 0.28801 | 0.28801 | 0.28801
IL Climate ParentID 453- CO2 Cap Annual v6.20 | 515 | 7761 | Rate Constraint in MTons | FALSE | L | Annual | Emissions at Affected Plants CO2 | Thousand Tons | 0 | 0 | 0.28801 | 0 | 0 | 0 | 0
IL Climate ParentID 453- CO2 Cap Annual v6.20 | 515 | 7761 | Rate Constraint in MTons | FALSE | L | Annual | Allowances Purchased CO2 | Thousand Tons | 0 | 0 | 0 | 0 | 0 | 0 | 0
IL Climate ParentID 453- CO2 Cap Annual v6.20 | 515 | 7761 | Rate Constraint in MTons | FALSE | L | Annual | Allowances Sold CO2 | Thousand Tons | 0 | 0 | 0 | 0 | 0 | 0 | 0
IL Climate ParentID 453- CO2 Cap Annual v6.20 | 515 | 7761 | Rate Constraint in MTons | FALSE | L | Annual | Allowances Banked | Thousand Tons | 0 | 0 | 0 | 0 | 0 | 0 | 0
IL Climate ParentID 453- CO2 Cap Annual v6.20 | 515 | 7761 | Rate Constraint in MTons | FALSE | L | Annual | Allowances Withdrawn (1:1) | Thousand Tons | 0 | 0 | 0 | 0 | 0 | 0 | 0
IL Climate ParentID 453- CO2 Cap Annual v6.20 | 515 | 7761 | Rate Constraint in MTons | FALSE | L | Annual | Allowances Withdrawn (n:1) | Thousand Tons | 0 | 0 | 0 | 0 | 0 | 0 | 0
IL Climate ParentID 453- CO2 Cap Annual v6.20 | 515 | 7761 | Rate Constraint in MTons | FALSE | L | Annual | Net Emissions Allowance Position | Thousand Tons | 0 | 0 | 0.28801 | 0 | 0 | 0 | 0
IL Climate ParentID 453- CO2 Cap Annual v6.20 | 515 | 7761 | Rate Constraint in MTons | FALSE | L | Annual | Fuel Consumed | TBtu | 0 | 0 | 0.0049199 | 0 | 0 | 0 | 0
IL Climate ParentID 453- CO2 Cap Annual v6.20 | 515 | 7761 | Rate Constraint in MTons | FALSE | L | Annual | Rate | lb/MMBtu | 0 | 0 | 117.08 | 0 | 0 | 0 | 0
IL Climate ParentID 453- CO2 Cap Annual v6.20 | 515 | 7761 | Rate Constraint in MTons | FALSE | L | Annual | Generation | TWh | 0 | 0 | 0.00045788 | 0 | 0 | 0 | 0
IL Climate ParentID 453- CO2 Cap Annual v6.20 | 515 | 7761 | Rate Constraint in MTons | FALSE | L | Annual | Qualifying Generation | TWh | 0 | 0 | 0.00045788 | 0 | 0 | 0 | 0
IL Climate ParentID 453- CO2 Cap Annual v6.20 | 515 | 7761 | Rate Constraint in MTons | FALSE | L | Annual | Rate | lb/MWh | 0 | 0 | 1258.0246 | 0 | 0 | 0 | 0
IL Climate ParentID 453- CO2 Cap Annual v6.20 | 515 | 7761 | Rate Constraint in MTons | FALSE | L | Annual | Constraint Shadow Price | US2022$/Ton | 0 | 0 | 10.3217 | 0 | 0 | 0 | 0
IL Climate ParentID 455- CO2 Cap Annual v6.20 | 516 | 7762 | Rate Constraint in MTons | FALSE | L | Annual | Seasons Included | Seasons | Winter, Spring, Summer, Fall | Winter, Spring, Summer, Fall | Winter, Spring, Summer, Fall | Winter, Spring, Summer, Fall | Winter, Spring, Summer, Fall | Winter, Spring, Summer, Fall | Winter, Spring, Summer, Fall
IL Climate ParentID 455- CO2 Cap Annual v6.20 | 516 | 7762 | Rate Constraint in MTons | FALSE | L | Annual | Standard CO2 | Thousand Tons | NA | NA | 6.7789 | 6.7789 | 6.7789 | 6.7789 | 6.7789
IL Climate ParentID 455- CO2 Cap Annual v6.20 | 516 | 7762 | Rate Constraint in MTons | FALSE | L | Annual | Emissions at Affected Plants CO2 | Thousand Tons | 0 | 0 | 0 | 0 | 0 | 0 | 0
IL Climate ParentID 455- CO2 Cap Annual v6.20 | 516 | 7762 | Rate Constraint in MTons | FALSE | L | Annual | Allowances Purchased CO2 | Thousand Tons | 0 | 0 | 0 | 0 | 0 | 0 | 0
IL Climate ParentID 455- CO2 Cap Annual v6.20 | 516 | 7762 | Rate Constraint in MTons | FALSE | L | Annual | Allowances Sold CO2 | Thousand Tons | 0 | 0 | 0 | 0 | 0 | 0 | 0
IL Climate ParentID 455- CO2 Cap Annual v6.20 | 516 | 7762 | Rate Constraint in MTons | FALSE | L | Annual | Allowances Banked | Thousand Tons | 0 | 0 | 0 | 0 | 0 | 0 | 0
IL Climate ParentID 455- CO2 Cap Annual v6.20 | 516 | 7762 | Rate Constraint in MTons | FALSE | L | Annual | Allowances Withdrawn (1:1) | Thousand Tons | 0 | 0 | 0 | 0 | 0 | 0 | 0
IL Climate ParentID 455- CO2 Cap Annual v6.20 | 516 | 7762 | Rate Constraint in MTons | FALSE | L | Annual | Allowances Withdrawn (n:1) | Thousand Tons | 0 | 0 | 0 | 0 | 0 | 0 | 0
IL Climate ParentID 455- CO2 Cap Annual v6.20 | 516 | 7762 | Rate Constraint in MTons | FALSE | L | Annual | Net Emissions Allowance Position | Thousand Tons | 0 | 0 | 0 | 0 | 0 | 0 | 0
IL Climate ParentID 455- CO2 Cap Annual v6.20 | 516 | 7762 | Rate Constraint in MTons | FALSE | L | Annual | Fuel Consumed | TBtu | 0 | 0 | 0 | 0 | 0 | 0 | 0
IL Climate ParentID 455- CO2 Cap Annual v6.20 | 516 | 7762 | Rate Constraint in MTons | FALSE | L | Annual | Rate | lb/MMBtu | 0 | 0 | 0 | 0 | 0 | 0 | 0
IL Climate ParentID 455- CO2 Cap Annual v6.20 | 516 | 7762 | Rate Constraint in MTons | FALSE | L | Annual | Generation | TWh | 0 | 0 | 0 | 0 | 0 | 0 | 0
IL Climate ParentID 455- CO2 Cap Annual v6.20 | 516 | 7762 | Rate Constraint in MTons | FALSE | L | Annual | Qualifying Generation | TWh | 0 | 0 | 0 | 0 | 0 | 0 | 0
IL Climate ParentID 455- CO2 Cap Annual v6.20 | 516 | 7762 | Rate Constraint in MTons | FALSE | L | Annual | Rate | lb/MWh | 0 | 0 | 0 | 0 | 0 | 0 | 0
IL Climate ParentID 455- CO2 Cap Annual v6.20 | 516 | 7762 | Rate Constraint in MTons | FALSE | L | Annual | Constraint Shadow Price | US2022$/Ton | 0 | 0 | 0 | 0 | 0 | 0 | 0
IL Climate ParentID 456- CO2 Cap Annual v6.20 | 517 | 7763 | Rate Constraint in MTons | FALSE | L | Annual | Seasons Included | Seasons | Winter, Spring, Summer, Fall | Winter, Spring, Summer, Fall | Winter, Spring, Summer, Fall | Winter, Spring, Summer, Fall | Winter, Spring, Summer, Fall | Winter, Spring, Summer, Fall | Winter, Spring, Summer, Fall
IL Climate ParentID 456- CO2 Cap Annual v6.20 | 517 | 7763 | Rate Constraint in MTons | FALSE | L | Annual | Standard CO2 | Thousand Tons | NA | NA | 2.0526 | 2.0526 | 2.0526 | 2.0526 | 2.0526
IL Climate ParentID 456- CO2 Cap Annual v6.20 | 517 | 7763 | Rate Constraint in MTons | FALSE | L | Annual | Emissions at Affected Plants CO2 | Thousand Tons | 0 | 0 | 0 | 0 | 0 | 0 | 0
IL Climate ParentID 456- CO2 Cap Annual v6.20 | 517 | 7763 | Rate Constraint in MTons | FALSE | L | Annual | Allowances Purchased CO2 | Thousand Tons | 0 | 0 | 0 | 0 | 0 | 0 | 0
IL Climate ParentID 456- CO2 Cap Annual v6.20 | 517 | 7763 | Rate Constraint in MTons | FALSE | L | Annual | Allowances Sold CO2 | Thousand Tons | 0 | 0 | 0 | 0 | 0 | 0 | 0
IL Climate ParentID 456- CO2 Cap Annual v6.20 | 517 | 7763 | Rate Constraint in MTons | FALSE | L | Annual | Allowances Banked | Thousand Tons | 0 | 0 | 0 | 0 | 0 | 0 | 0
IL Climate ParentID 456- CO2 Cap Annual v6.20 | 517 | 7763 | Rate Constraint in MTons | FALSE | L | Annual | Allowances Withdrawn (1:1) | Thousand Tons | 0 | 0 | 0 | 0 | 0 | 0 | 0
IL Climate ParentID 456- CO2 Cap Annual v6.20 | 517 | 7763 | Rate Constraint in MTons | FALSE | L | Annual | Allowances Withdrawn (n:1) | Thousand Tons | 0 | 0 | 0 | 0 | 0 | 0 | 0
IL Climate ParentID 456- CO2 Cap Annual v6.20 | 517 | 7763 | Rate Constraint in MTons | FALSE | L | Annual | Net Emissions Allowance Position | Thousand Tons | 0 | 0 | 0 | 0 | 0 | 0 | 0
IL Climate ParentID 456- CO2 Cap Annual v6.20 | 517 | 7763 | Rate Constraint in MTons | FALSE | L | Annual | Fuel Consumed | TBtu | 0 | 0 | 0 | 0 | 0 | 0 | 0
IL Climate ParentID 456- CO2 Cap Annual v6.20 | 517 | 7763 | Rate Constraint in MTons | FALSE | L | Annual | Rate | lb/MMBtu | 0 | 0 | 0 | 0 | 0 | 0 | 0
IL Climate ParentID 456- CO2 Cap Annual v6.20 | 517 | 7763 | Rate Constraint in MTons | FALSE | L | Annual | Generation | TWh | 0 | 0 | 0 | 0 | 0 | 0 | 0
IL Climate ParentID 456- CO2 Cap Annual v6.20 | 517 | 7763 | Rate Constraint in MTons | FALSE | L | Annual | Qualifying Generation | TWh | 0 | 0 | 0 | 0 | 0 | 0 | 0
IL Climate ParentID 456- CO2 Cap Annual v6.20 | 517 | 7763 | Rate Constraint in MTons | FALSE | L | Annual | Rate | lb/MWh | 0 | 0 | 0 | 0 | 0 | 0 | 0
IL Climate ParentID 456- CO2 Cap Annual v6.20 | 517 | 7763 | Rate Constraint in MTons | FALSE | L | Annual | Constraint Shadow Price | US2022$/Ton | 0 | 0 | 0 | 0 | 0 | 0 | 0
IL Climate ParentID 463- CO2 Cap Annual v6.20 | 518 | 7764 | Rate Constraint in MTons | FALSE | L | Annual | Seasons Included | Seasons | Winter, Spring, Summer, Fall | Winter, Spring, Summer, Fall | Winter, Spring, Summer, Fall | Winter, Spring, Summer, Fall | Winter, Spring, Summer, Fall | Winter, Spring, Summer, Fall | Winter, Spring, Summer, Fall
IL Climate ParentID 463- CO2 Cap Annual v6.20 | 518 | 7764 | Rate Constraint in MTons | FALSE | L | Annual | Standard CO2 | Thousand Tons | NA | NA | 4.0397 | 4.0397 | 4.0397 | 4.0397 | 4.0397
IL Climate ParentID 463- CO2 Cap Annual v6.20 | 518 | 7764 | Rate Constraint in MTons | FALSE | L | Annual | Emissions at Affected Plants CO2 | Thousand Tons | 0 | 0 | 0.42737 | 0 | 0 | 0 | 0
IL Climate ParentID 463- CO2 Cap Annual v6.20 | 518 | 7764 | Rate Constraint in MTons | FALSE | L | Annual | Allowances Purchased CO2 | Thousand Tons | 0 | 0 | 0 | 0 | 0 | 0 | 0
IL Climate ParentID 463- CO2 Cap Annual v6.20 | 518 | 7764 | Rate Constraint in MTons | FALSE | L | Annual | Allowances Sold CO2 | Thousand Tons | 0 | 0 | 0 | 0 | 0 | 0 | 0
IL Climate ParentID 463- CO2 Cap Annual v6.20 | 518 | 7764 | Rate Constraint in MTons | FALSE | L | Annual | Allowances Banked | Thousand Tons | 0 | 0 | 0 | 0 | 0 | 0 | 0
IL Climate ParentID 463- CO2 Cap Annual v6.20 | 518 | 7764 | Rate Constraint in MTons | FALSE | L | Annual | Allowances Withdrawn (1:1) | Thousand Tons | 0 | 0 | 0 | 0 | 0 | 0 | 0
IL Climate ParentID 463- CO2 Cap Annual v6.20 | 518 | 7764 | Rate Constraint in MTons | FALSE | L | Annual | Allowances Withdrawn (n:1) | Thousand Tons | 0 | 0 | 0 | 0 | 0 | 0 | 0
IL Climate ParentID 463- CO2 Cap Annual v6.20 | 518 | 7764 | Rate Constraint in MTons | FALSE | L | Annual | Net Emissions Allowance Position | Thousand Tons | 0 | 0 | 0.42737 | 0 | 0 | 0 | 0
IL Climate ParentID 463- CO2 Cap Annual v6.20 | 518 | 7764 | Rate Constraint in MTons | FALSE | L | Annual | Fuel Consumed | TBtu | 0 | 0 | 0.0073005 | 0 | 0 | 0 | 0
IL Climate ParentID 463- CO2 Cap Annual v6.20 | 518 | 7764 | Rate Constraint in MTons | FALSE | L | Annual | Rate | lb/MMBtu | 0 | 0 | 117.08 | 0 | 0 | 0 | 0
IL Climate ParentID 463- CO2 Cap Annual v6.20 | 518 | 7764 | Rate Constraint in MTons | FALSE | L | Annual | Generation | TWh | 0 | 0 | 0.00066531 | 0 | 0 | 0 | 0
IL Climate ParentID 463- CO2 Cap Annual v6.20 | 518 | 7764 | Rate Constraint in MTons | FALSE | L | Annual | Qualifying Generation | TWh | 0 | 0 | 0.00066531 | 0 | 0 | 0 | 0
IL Climate ParentID 463- CO2 Cap Annual v6.20 | 518 | 7764 | Rate Constraint in MTons | FALSE | L | Annual | Rate | lb/MWh | 0 | 0 | 1284.7188 | 0 | 0 | 0 | 0
IL Climate ParentID 463- CO2 Cap Annual v6.20 | 518 | 7764 | Rate Constraint in MTons | FALSE | L | Annual | Constraint Shadow Price | US2022$/Ton | 0 | 0 | 0 | 0 | 0 | 0 | 0
IL Climate ParentID 465- CO2 Cap Annual v6.20 | 519 | 7765 | Rate Constraint in MTons | FALSE | L | Annual | Seasons Included | Seasons | Winter, Spring, Summer, Fall | Winter, Spring, Summer, Fall | Winter, Spring, Summer, Fall | Winter, Spring, Summer, Fall | Winter, Spring, Summer, Fall | Winter, Spring, Summer, Fall | Winter, Spring, Summer, Fall
IL Climate ParentID 465- CO2 Cap Annual v6.20 | 519 | 7765 | Rate Constraint in MTons | FALSE | L | Annual | Standard CO2 | Thousand Tons | NA | NA | 3.2636 | 3.2636 | 3.2636 | 3.2636 | 3.2636
IL Climate ParentID 465- CO2 Cap Annual v6.20 | 519 | 7765 | Rate Constraint in MTons | FALSE | L | Annual | Emissions at Affected Plants CO2 | Thousand Tons | 0 | 0 | 0 | 0 | 0 | 0 | 0
IL Climate ParentID 465- CO2 Cap Annual v6.20 | 519 | 7765 | Rate Constraint in MTons | FALSE | L | Annual | Allowances Purchased CO2 | Thousand Tons | 0 | 0 | 0 | 0 | 0 | 0 | 0
IL Climate ParentID 465- CO2 Cap Annual v6.20 | 519 | 7765 | Rate Constraint in MTons | FALSE | L | Annual | Allowances Sold CO2 | Thousand Tons | 0 | 0 | 0 | 0 | 0 | 0 | 0
IL Climate ParentID 465- CO2 Cap Annual v6.20 | 519 | 7765 | Rate Constraint in MTons | FALSE | L | Annual | Allowances Banked | Thousand Tons | 0 | 0 | 0 | 0 | 0 | 0 | 0
IL Climate ParentID 465- CO2 Cap Annual v6.20 | 519 | 7765 | Rate Constraint in MTons | FALSE | L | Annual | Allowances Withdrawn (1:1) | Thousand Tons | 0 | 0 | 0 | 0 | 0 | 0 | 0
IL Climate ParentID 465- CO2 Cap Annual v6.20 | 519 | 7765 | Rate Constraint in MTons | FALSE | L | Annual | Allowances Withdrawn (n:1) | Thousand Tons | 0 | 0 | 0 | 0 | 0 | 0 | 0
IL Climate ParentID 465- CO2 Cap Annual v6.20 | 519 | 7765 | Rate Constraint in MTons | FALSE | L | Annual | Net Emissions Allowance Position | Thousand Tons | 0 | 0 | 0 | 0 | 0 | 0 | 0
IL Climate ParentID 465- CO2 Cap Annual v6.20 | 519 | 7765 | Rate Constraint in MTons | FALSE | L | Annual | Fuel Consumed | TBtu | 0 | 0 | 0 | 0 | 0 | 0 | 0
IL Climate ParentID 465- CO2 Cap Annual v6.20 | 519 | 7765 | Rate Constraint in MTons | FALSE | L | Annual | Rate | lb/MMBtu | 0 | 0 | 0 | 0 | 0 | 0 | 0
IL Climate ParentID 465- CO2 Cap Annual v6.20 | 519 | 7765 | Rate Constraint in MTons | FALSE | L | Annual | Generation | TWh | 0 | 0 | 0 | 0 | 0 | 0 | 0
IL Climate ParentID 465- CO2 Cap Annual v6.20 | 519 | 7765 | Rate Constraint in MTons | FALSE | L | Annual | Qualifying Generation | TWh | 0 | 0 | 0 | 0 | 0 | 0 | 0
IL Climate ParentID 465- CO2 Cap Annual v6.20 | 519 | 7765 | Rate Constraint in MTons | FALSE | L | Annual | Rate | lb/MWh | 0 | 0 | 0 | 0 | 0 | 0 | 0
IL Climate ParentID 465- CO2 Cap Annual v6.20 | 519 | 7765 | Rate Constraint in MTons | FALSE | L | Annual | Constraint Shadow Price | US2022$/Ton | 0 | 0 | 0 | 0 | 0 | 0 | 0
IL Climate ParentID 466- CO2 Cap Annual v6.20 | 520 | 7766 | Rate Constraint in MTons | FALSE | L | Annual | Seasons Included | Seasons | Winter, Spring, Summer, Fall | Winter, Spring, Summer, Fall | Winter, Spring, Summer, Fall | Winter, Spring, Summer, Fall | Winter, Spring, Summer, Fall | Winter, Spring, Summer, Fall | Winter, Spring, Summer, Fall
IL Climate ParentID 466- CO2 Cap Annual v6.20 | 520 | 7766 | Rate Constraint in MTons | FALSE | L | Annual | Standard CO2 | Thousand Tons | NA | NA | 3.9303 | 3.9303 | 3.9303 | 3.9303 | 3.9303
IL Climate ParentID 466- CO2 Cap Annual v6.20 | 520 | 7766 | Rate Constraint in MTons | FALSE | L | Annual | Emissions at Affected Plants CO2 | Thousand Tons | 0 | 0 | 0 | 0 | 0 | 0 | 0
IL Climate ParentID 466- CO2 Cap Annual v6.20 | 520 | 7766 | Rate Constraint in MTons | FALSE | L | Annual | Allowances Purchased CO2 | Thousand Tons | 0 | 0 | 0 | 0 | 0 | 0 | 0
IL Climate ParentID 466- CO2 Cap Annual v6.20 | 520 | 7766 | Rate Constraint in MTons | FALSE | L | Annual | Allowances Sold CO2 | Thousand Tons | 0 | 0 | 0 | 0 | 0 | 0 | 0
IL Climate ParentID 466- CO2 Cap Annual v6.20 | 520 | 7766 | Rate Constraint in MTons | FALSE | L | Annual | Allowances Banked | Thousand Tons | 0 | 0 | 0 | 0 | 0 | 0 | 0
IL Climate ParentID 466- CO2 Cap Annual v6.20 | 520 | 7766 | Rate Constraint in MTons | FALSE | L | Annual | Allowances Withdrawn (1:1) | Thousand Tons | 0 | 0 | 0 | 0 | 0 | 0 | 0
IL Climate ParentID 466- CO2 Cap Annual v6.20 | 520 | 7766 | Rate Constraint in MTons | FALSE | L | Annual | Allowances Withdrawn (n:1) | Thousand Tons | 0 | 0 | 0 | 0 | 0 | 0 | 0
IL Climate ParentID 466- CO2 Cap Annual v6.20 | 520 | 7766 | Rate Constraint in MTons | FALSE | L | Annual | Net Emissions Allowance Position | Thousand Tons | 0 | 0 | 0 | 0 | 0 | 0 | 0
IL Climate ParentID 466- CO2 Cap Annual v6.20 | 520 | 7766 | Rate Constraint in MTons | FALSE | L | Annual | Fuel Consumed | TBtu | 0 | 0 | 0 | 0 | 0 | 0 | 0
IL Climate ParentID 466- CO2 Cap Annual v6.20 | 520 | 7766 | Rate Constraint in MTons | FALSE | L | Annual | Rate | lb/MMBtu | 0 | 0 | 0 | 0 | 0 | 0 | 0
IL Climate ParentID 466- CO2 Cap Annual v6.20 | 520 | 7766 | Rate Constraint in MTons | FALSE | L | Annual | Generation | TWh | 0 | 0 | 0 | 0 | 0 | 0 | 0
IL Climate ParentID 466- CO2 Cap Annual v6.20 | 520 | 7766 | Rate Constraint in MTons | FALSE | L | Annual | Qualifying Generation | TWh | 0 | 0 | 0 | 0 | 0 | 0 | 0
IL Climate ParentID 466- CO2 Cap Annual v6.20 | 520 | 7766 | Rate Constraint in MTons | FALSE | L | Annual | Rate | lb/MWh | 0 | 0 | 0 | 0 | 0 | 0 | 0
IL Climate ParentID 466- CO2 Cap Annual v6.20 | 520 | 7766 | Rate Constraint in MTons | FALSE | L | Annual | Constraint Shadow Price | US2022$/Ton | 0 | 0 | 0 | 0 | 0 | 0 | 0
IL Climate ParentID 467- CO2 Cap Annual v6.20 | 521 | 7767 | Rate Constraint in MTons | FALSE | L | Annual | Seasons Included | Seasons | Winter, Spring, Summer, Fall | Winter, Spring, Summer, Fall | Winter, Spring, Summer, Fall | Winter, Spring, Summer, Fall | Winter, Spring, Summer, Fall | Winter, Spring, Summer, Fall | Winter, Spring, Summer, Fall
IL Climate ParentID 467- CO2 Cap Annual v6.20 | 521 | 7767 | Rate Constraint in MTons | FALSE | L | Annual | Standard CO2 | Thousand Tons | NA | NA | 45.8853 | 45.8853 | 45.8853 | 45.8853 | 45.8853
IL Climate ParentID 467- CO2 Cap Annual v6.20 | 521 | 7767 | Rate Constraint in MTons | FALSE | L | Annual | Emissions at Affected Plants CO2 | Thousand Tons | 0 | 0 | 1.4817 | 0 | 0 | 0 | 0
IL Climate ParentID 467- CO2 Cap Annual v6.20 | 521 | 7767 | Rate Constraint in MTons | FALSE | L | Annual | Allowances Purchased CO2 | Thousand Tons | 0 | 0 | 0 | 0 | 0 | 0 | 0
IL Climate ParentID 467- CO2 Cap Annual v6.20 | 521 | 7767 | Rate Constraint in MTons | FALSE | L | Annual | Allowances Sold CO2 | Thousand Tons | 0 | 0 | 0 | 0 | 0 | 0 | 0
IL Climate ParentID 467- CO2 Cap Annual v6.20 | 521 | 7767 | Rate Constraint in MTons | FALSE | L | Annual | Allowances Banked | Thousand Tons | 0 | 0 | 0 | 0 | 0 | 0 | 0
IL Climate ParentID 467- CO2 Cap Annual v6.20 | 521 | 7767 | Rate Constraint in MTons | FALSE | L | Annual | Allowances Withdrawn (1:1) | Thousand Tons | 0 | 0 | 0 | 0 | 0 | 0 | 0
IL Climate ParentID 467- CO2 Cap Annual v6.20 | 521 | 7767 | Rate Constraint in MTons | FALSE | L | Annual | Allowances Withdrawn (n:1) | Thousand Tons | 0 | 0 | 0 | 0 | 0 | 0 | 0
IL Climate ParentID 467- CO2 Cap Annual v6.20 | 521 | 7767 | Rate Constraint in MTons | FALSE | L | Annual | Net Emissions Allowance Position | Thousand Tons | 0 | 0 | 1.4817 | 0 | 0 | 0 | 0
IL Climate ParentID 467- CO2 Cap Annual v6.20 | 521 | 7767 | Rate Constraint in MTons | FALSE | L | Annual | Fuel Consumed | TBtu | 0 | 0 | 0.02531 | 0 | 0 | 0 | 0
IL Climate ParentID 467- CO2 Cap Annual v6.20 | 521 | 7767 | Rate Constraint in MTons | FALSE | L | Annual | Rate | lb/MMBtu | 0 | 0 | 117.08 | 0 | 0 | 0 | 0
IL Climate ParentID 467- CO2 Cap Annual v6.20 | 521 | 7767 | Rate Constraint in MTons | FALSE | L | Annual | Generation | TWh | 0 | 0 | 0.0020783 | 0 | 0 | 0 | 0
IL Climate ParentID 467- CO2 Cap Annual v6.20 | 521 | 7767 | Rate Constraint in MTons | FALSE | L | Annual | Qualifying Generation | TWh | 0 | 0 | 0.0020783 | 0 | 0 | 0 | 0
IL Climate ParentID 467- CO2 Cap Annual v6.20 | 521 | 7767 | Rate Constraint in MTons | FALSE | L | Annual | Rate | lb/MWh | 0 | 0 | 1425.8588 | 0 | 0 | 0 | 0
IL Climate ParentID 467- CO2 Cap Annual v6.20 | 521 | 7767 | Rate Constraint in MTons | FALSE | L | Annual | Constraint Shadow Price | US2022$/Ton | 0 | 0 | 0 | 0 | 0 | 0 | 0
IL Fac. Spec. - NOX Rate Summer v3.1, Unit 3458 and retrofits | 522 | 7305 | Rate Constraint in lbs/MMBtu | FALSE | L | Annual | Seasons Included | Seasons | Summer | Summer | Summer | Summer | Summer | Summer | Summer
IL Fac. Spec. - NOX Rate Summer v3.1, Unit 3458 and retrofits | 522 | 7305 | Rate Constraint in lbs/MMBtu | FALSE | L | Annual | Standard NOX | lb/MMBtu | 0.25 | 0.25 | 0.25 | 0.25 | 0.25 | 0.25 | 0.25
IL Fac. Spec. - NOX Rate Summer v3.1, Unit 3458 and retrofits | 522 | 7305 | Rate Constraint in lbs/MMBtu | FALSE | L | Annual | Emissions at Affected Plants NOX | Thousand Tons | 0.16097 | 0 | 0 | 0 | 0 | 0 | 0
IL Fac. Spec. - NOX Rate Summer v3.1, Unit 3458 and retrofits | 522 | 7305 | Rate Constraint in lbs/MMBtu | FALSE | L | Annual | Allowances Purchased NOX | Thousand Tons | 0 | 0 | 0 | 0 | 0 | 0 | 0
IL Fac. Spec. - NOX Rate Summer v3.1, Unit 3458 and retrofits | 522 | 7305 | Rate Constraint in lbs/MMBtu | FALSE | L | Annual | Allowances Sold NOX | Thousand Tons | 0 | 0 | 0 | 0 | 0 | 0 | 0
IL Fac. Spec. - NOX Rate Summer v3.1, Unit 3458 and retrofits | 522 | 7305 | Rate Constraint in lbs/MMBtu | FALSE | L | Annual | Allowances Banked | Thousand Tons | 0 | 0 | 0 | 0 | 0 | 0 | 0
IL Fac. Spec. - NOX Rate Summer v3.1, Unit 3458 and retrofits | 522 | 7305 | Rate Constraint in lbs/MMBtu | FALSE | L | Annual | Allowances Withdrawn (1:1) | Thousand Tons | 0 | 0 | 0 | 0 | 0 | 0 | 0
IL Fac. Spec. - NOX Rate Summer v3.1, Unit 3458 and retrofits | 522 | 7305 | Rate Constraint in lbs/MMBtu | FALSE | L | Annual | Allowances Withdrawn (n:1) | Thousand Tons | 0 | 0 | 0 | 0 | 0 | 0 | 0
IL Fac. Spec. - NOX Rate Summer v3.1, Unit 3458 and retrofits | 522 | 7305 | Rate Constraint in lbs/MMBtu | FALSE | L | Annual | Net Emissions Allowance Position | Thousand Tons | 0.16097 | 0 | 0 | 0 | 0 | 0 | 0
IL Fac. Spec. - NOX Rate Summer v3.1, Unit 3458 and retrofits | 522 | 7305 | Rate Constraint in lbs/MMBtu | FALSE | L | Annual | Fuel Consumed | TBtu | 4.2083 | 0 | 0 | 0 | 0 | 0 | 0
IL Fac. Spec. - NOX Rate Summer v3.1, Unit 3458 and retrofits | 522 | 7305 | Rate Constraint in lbs/MMBtu | FALSE | L | Annual | Rate | lb/MMBtu | 0.0765 | 0 | 0 | 0 | 0 | 0 | 0
IL Fac. Spec. - NOX Rate Summer v3.1, Unit 3458 and retrofits | 522 | 7305 | Rate Constraint in lbs/MMBtu | FALSE | L | Annual | Generation | TWh | 0.36635 | 0 | 0 | 0 | 0 | 0 | 0
IL Fac. Spec. - NOX Rate Summer v3.1, Unit 3458 and retrofits | 522 | 7305 | Rate Constraint in lbs/MMBtu | FALSE | L | Annual | Qualifying Generation | TWh | 0.36635 | 0 | 0 | 0 | 0 | 0 | 0
IL Fac. Spec. - NOX Rate Summer v3.1, Unit 3458 and retrofits | 522 | 7305 | Rate Constraint in lbs/MMBtu | FALSE | L | Annual | Rate | lb/MWh | 0.87876 | 0 | 0 | 0 | 0 | 0 | 0
IL Fac. Spec. - NOX Rate Summer v3.1, Unit 3458 and retrofits | 522 | 7305 | Rate Constraint in lbs/MMBtu | FALSE | L | Annual | Constraint Shadow Price | US2022$/Ton | 0 | 0 | 0 | 0 | 0 | 0 | 0
IL Fac. Spec. - NOX Rate Summer v3.1, Unit 238 and retrofits | 523 | 7305 | Rate Constraint in lbs/MMBtu | FALSE | L | Annual | Seasons Included | Seasons | Summer | Summer | Summer | Summer | Summer | Summer | Summer
IL Fac. Spec. - NOX Rate Summer v3.1, Unit 238 and retrofits | 523 | 7305 | Rate Constraint in lbs/MMBtu | FALSE | L | Annual | Standard NOX | lb/MMBtu | 0.25 | 0.25 | 0.25 | 0.25 | 0.25 | 0.25 | 0.25
IL Fac. Spec. - NOX Rate Summer v3.1, Unit 238 and retrofits | 523 | 7305 | Rate Constraint in lbs/MMBtu | FALSE | L | Annual | Emissions at Affected Plants NOX | Thousand Tons | 0.001965 | 0.002146 | 0.00043954 | 2.5856e-05 | 0 | 0 | 0
IL Fac. Spec. - NOX Rate Summer v3.1, Unit 238 and retrofits | 523 | 7305 | Rate Constraint in lbs/MMBtu | FALSE | L | Annual | Allowances Purchased NOX | Thousand Tons | 0 | 0 | 0 | 0 | 0 | 0 | 0
IL Fac. Spec. - NOX Rate Summer v3.1, Unit 238 and retrofits | 523 | 7305 | Rate Constraint in lbs/MMBtu | FALSE | L | Annual | Allowances Sold NOX | Thousand Tons | 0 | 0 | 0 | 0 | 0 | 0 | 0
IL Fac. Spec. - NOX Rate Summer v3.1, Unit 238 and retrofits | 523 | 7305 | Rate Constraint in lbs/MMBtu | FALSE | L | Annual | Allowances Banked | Thousand Tons | 0 | 0 | 0 | 0 | 0 | 0 | 0
IL Fac. Spec. - NOX Rate Summer v3.1, Unit 238 and retrofits | 523 | 7305 | Rate Constraint in lbs/MMBtu | FALSE | L | Annual | Allowances Withdrawn (1:1) | Thousand Tons | 0 | 0 | 0 | 0 | 0 | 0 | 0
IL Fac. Spec. - NOX Rate Summer v3.1, Unit 238 and retrofits | 523 | 7305 | Rate Constraint in lbs/MMBtu | FALSE | L | Annual | Allowances Withdrawn (n:1) | Thousand Tons | 0 | 0 | 0 | 0 | 0 | 0 | 0
IL Fac. Spec. - NOX Rate Summer v3.1, Unit 238 and retrofits | 523 | 7305 | Rate Constraint in lbs/MMBtu | FALSE | L | Annual | Net Emissions Allowance Position | Thousand Tons | 0.001965 | 0.002146 | 0.00043954 | 2.5856e-05 | 0 | 0 | 0
IL Fac. Spec. - NOX Rate Summer v3.1, Unit 238 and retrofits | 523 | 7305 | Rate Constraint in lbs/MMBtu | FALSE | L | Annual | Fuel Consumed | TBtu | 0.11679 | 0.12755 | 0.026124 | 0.0015367 | 0 | 0 | 0
IL Fac. Spec. - NOX Rate Summer v3.1, Unit 238 and retrofits | 523 | 7305 | Rate Constraint in lbs/MMBtu | FALSE | L | Annual | Rate | lb/MMBtu | 0.03365 | 0.03365 | 0.03365 | 0.03365 | 0 | 0 | 0
IL Fac. Spec. - NOX Rate Summer v3.1, Unit 238 and retrofits | 523 | 7305 | Rate Constraint in lbs/MMBtu | FALSE | L | Annual | Generation | TWh | 0.010348 | 0.011302 | 0.0023148 | 0.00013616 | 0 | 0 | 0
IL Fac. Spec. - NOX Rate Summer v3.1, Unit 238 and retrofits | 523 | 7305 | Rate Constraint in lbs/MMBtu | FALSE | L | Annual | Qualifying Generation | TWh | 0.010348 | 0.011302 | 0.0023148 | 0.00013616 | 0 | 0 | 0
IL Fac. Spec. - NOX Rate Summer v3.1, Unit 238 and retrofits | 523 | 7305 | Rate Constraint in lbs/MMBtu | FALSE | L | Annual | Rate | lb/MWh | 0.37977 | 0.37977 | 0.37977 | 0.37977 | 0 | 0 | 0
IL Fac. Spec. - NOX Rate Summer v3.1, Unit 238 and retrofits | 523 | 7305 | Rate Constraint in lbs/MMBtu | FALSE | L | Annual | Constraint Shadow Price | US2022$/Ton | 0 | 0 | 0 | 0 | 0 | 0 | 0
IL Fac. Spec. - NOX Rate Summer v3.1, Unit 239 and retrofits | 524 | 7305 | Rate Constraint in lbs/MMBtu | FALSE | L | Annual | Seasons Included | Seasons | Summer | Summer | Summer | Summer | Summer | Summer | Summer
IL Fac. Spec. - NOX Rate Summer v3.1, Unit 239 and retrofits | 524 | 7305 | Rate Constraint in lbs/MMBtu | FALSE | L | Annual | Standard NOX | lb/MMBtu | 0.25 | 0.25 | 0.25 | 0.25 | 0.25 | 0.25 | 0.25
IL Fac. Spec. - NOX Rate Summer v3.1, Unit 239 and retrofits | 524 | 7305 | Rate Constraint in lbs/MMBtu | FALSE | L | Annual | Emissions at Affected Plants NOX | Thousand Tons | 0.0019049 | 0.0020803 | 0.00042609 | 2.5064e-05 | 0 | 0 | 0
IL Fac. Spec. - NOX Rate Summer v3.1, Unit 239 and retrofits | 524 | 7305 | Rate Constraint in lbs/MMBtu | FALSE | L | Annual | Allowances Purchased NOX | Thousand Tons | 0 | 0 | 0 | 0 | 0 | 0 | 0
IL Fac. Spec. - NOX Rate Summer v3.1, Unit 239 and retrofits | 524 | 7305 | Rate Constraint in lbs/MMBtu | FALSE | L | Annual | Allowances Sold NOX | Thousand Tons | 0 | 0 | 0 | 0 | 0 | 0 | 0
IL Fac. Spec. - NOX Rate Summer v3.1, Unit 239 and retrofits | 524 | 7305 | Rate Constraint in lbs/MMBtu | FALSE | L | Annual | Allowances Banked | Thousand Tons | 0 | 0 | 0 | 0 | 0 | 0 | 0
IL Fac. Spec. - NOX Rate Summer v3.1, Unit 239 and retrofits | 524 | 7305 | Rate Constraint in lbs/MMBtu | FALSE | L | Annual | Allowances Withdrawn (1:1) | Thousand Tons | 0 | 0 | 0 | 0 | 0 | 0 | 0
IL Fac. Spec. - NOX Rate Summer v3.1, Unit 239 and retrofits | 524 | 7305 | Rate Constraint in lbs/MMBtu | FALSE | L | Annual | Allowances Withdrawn (n:1) | Thousand Tons | 0 | 0 | 0 | 0 | 0 | 0 | 0
IL Fac. Spec. - NOX Rate Summer v3.1, Unit 239 and retrofits | 524 | 7305 | Rate Constraint in lbs/MMBtu | FALSE | L | Annual | Net Emissions Allowance Position | Thousand Tons | 0.0019049 | 0.0020803 | 0.00042609 | 2.5064e-05 | 0 | 0 | 0
IL Fac. Spec. - NOX Rate Summer v3.1, Unit 239 and retrofits | 524 | 7305 | Rate Constraint in lbs/MMBtu | FALSE | L | Annual | Fuel Consumed | TBtu | 0.11679 | 0.12755 | 0.026124 | 0.0015367 | 0 | 0 | 0
IL Fac. Spec. - NOX Rate Summer v3.1, Unit 239 and retrofits | 524 | 7305 | Rate Constraint in lbs/MMBtu | FALSE | L | Annual | Rate | lb/MMBtu | 0.03262 | 0.03262 | 0.03262 | 0.03262 | 0 | 0 | 0
IL Fac. Spec. - NOX Rate Summer v3.1, Unit 239 and retrofits | 524 | 7305 | Rate Constraint in lbs/MMBtu | FALSE | L | Annual | Generation | TWh | 0.010348 | 0.011302 | 0.0023148 | 0.00013616 | 0 | 0 | 0
IL Fac. Spec. - NOX Rate Summer v3.1, Unit 239 and retrofits | 524 | 7305 | Rate Constraint in lbs/MMBtu | FALSE | L | Annual | Qualifying Generation | TWh | 0.010348 | 0.011302 | 0.0023148 | 0.00013616 | 0 | 0 | 0
IL Fac. Spec. - NOX Rate Summer v3.1, Unit 239 and retrofits | 524 | 7305 | Rate Constraint in lbs/MMBtu | FALSE | L | Annual | Rate | lb/MWh | 0.36815 | 0.36815 | 0.36815 | 0.36815 | 0 | 0 | 0
IL Fac. Spec. - NOX Rate Summer v3.1, Unit 239 and retrofits | 524 | 7305 | Rate Constraint in lbs/MMBtu | FALSE | L | Annual | Constraint Shadow Price | US2022$/Ton | 0 | 0 | 0 | 0 | 0 | 0 | 0
IL Fac. Spec. - NOX Rate Summer v3.1, Unit 240 and retrofits | 525 | 7305 | Rate Constraint in lbs/MMBtu | FALSE | L | Annual | Seasons Included | Seasons | Summer | Summer | Summer | Summer | Summer | Summer | Summer
IL Fac. Spec. - NOX Rate Summer v3.1, Unit 240 and retrofits | 525 | 7305 | Rate Constraint in lbs/MMBtu | FALSE | L | Annual | Standard NOX | lb/MMBtu | 0.25 | 0.25 | 0.25 | 0.25 | 0.25 | 0.25 | 0.25
IL Fac. Spec. - NOX Rate Summer v3.1, Unit 240 and retrofits | 525 | 7305 | Rate Constraint in lbs/MMBtu | FALSE | L | Annual | Emissions at Affected Plants NOX | Thousand Tons | 0.0020561 | 0.0022455 | 0.00045992 | 2.7054e-05 | 0 | 0 | 0
IL Fac. Spec. - NOX Rate Summer v3.1, Unit 240 and retrofits | 525 | 7305 | Rate Constraint in lbs/MMBtu | FALSE | L | Annual | Allowances Purchased NOX | Thousand Tons | 0 | 0 | 0 | 0 | 0 | 0 | 0
IL Fac. Spec. - NOX Rate Summer v3.1, Unit 240 and retrofits | 525 | 7305 | Rate Constraint in lbs/MMBtu | FALSE | L | Annual | Allowances Sold NOX | Thousand Tons | 0 | 0 | 0 | 0 | 0 | 0 | 0
IL Fac. Spec. - NOX Rate Summer v3.1, Unit 240 and retrofits | 525 | 7305 | Rate Constraint in lbs/MMBtu | FALSE | L | Annual | Allowances Banked | Thousand Tons | 0 | 0 | 0 | 0 | 0 | 0 | 0
IL Fac. Spec. - NOX Rate Summer v3.1, Unit 240 and retrofits | 525 | 7305 | Rate Constraint in lbs/MMBtu | FALSE | L | Annual | Allowances Withdrawn (1:1) | Thousand Tons | 0 | 0 | 0 | 0 | 0 | 0 | 0
IL Fac. Spec. - NOX Rate Summer v3.1, Unit 240 and retrofits | 525 | 7305 | Rate Constraint in lbs/MMBtu | FALSE | L | Annual | Allowances Withdrawn (n:1) | Thousand Tons | 0 | 0 | 0 | 0 | 0 | 0 | 0
IL Fac. Spec. - NOX Rate Summer v3.1, Unit 240 and retrofits | 525 | 7305 | Rate Constraint in lbs/MMBtu | FALSE | L | Annual | Net Emissions Allowance Position | Thousand Tons | 0.0020561 | 0.0022455 | 0.00045992 | 2.7054e-05 | 0 | 0 | 0
IL Fac. Spec. - NOX Rate Summer v3.1, Unit 240 and retrofits | 525 | 7305 | Rate Constraint in lbs/MMBtu | FALSE | L | Annual | Fuel Consumed | TBtu | 0.11679 | 0.12755 | 0.026124 | 0.0015367 | 0 | 0 | 0
IL Fac. Spec. - NOX Rate Summer v3.1, Unit 240 and retrofits | 525 | 7305 | Rate Constraint in lbs/MMBtu | FALSE | L | Annual | Rate | lb/MMBtu | 0.03521 | 0.03521 | 0.03521 | 0.03521 | 0 | 0 | 0
IL Fac. Spec. - NOX Rate Summer v3.1, Unit 240 and retrofits | 525 | 7305 | Rate Constraint in lbs/MMBtu | FALSE | L | Annual | Generation | TWh | 0.010348 | 0.011302 | 0.0023148 | 0.00013616 | 0 | 0 | 0
IL Fac. Spec. - NOX Rate Summer v3.1, Unit 240 and retrofits | 525 | 7305 | Rate Constraint in lbs/MMBtu | FALSE | L | Annual | Qualifying Generation | TWh | 0.010348 | 0.011302 | 0.0023148 | 0.00013616 | 0 | 0 | 0
IL Fac. Spec. - NOX Rate Summer v3.1, Unit 240 and retrofits | 525 | 7305 | Rate Constraint in lbs/MMBtu | FALSE | L | Annual | Rate | lb/MWh | 0.39738 | 0.39738 | 0.39738 | 0.39738 | 0 | 0 | 0
IL Fac. Spec. - NOX Rate Summer v3.1, Unit 240 and retrofits | 525 | 7305 | Rate Constraint in lbs/MMBtu | FALSE | L | Annual | Constraint Shadow Price | US2022$/Ton | 0 | 0 | 0 | 0 | 0 | 0 | 0
IL Fac. Spec. - NOX Rate Summer v3.1, Unit 247 and retrofits | 526 | 7305 | Rate Constraint in lbs/MMBtu | FALSE | L | Annual | Seasons Included | Seasons | Summer | Summer | Summer | Summer | Summer | Summer | Summer
IL Fac. Spec. - NOX Rate Summer v3.1, Unit 247 and retrofits | 526 | 7305 | Rate Constraint in lbs/MMBtu | FALSE | L | Annual | Standard NOX | lb/MMBtu | 0.25 | 0.25 | 0.25 | 0.25 | 0.25 | 0.25 | 0.25
IL Fac. Spec. - NOX Rate Summer v3.1, Unit 247 and retrofits | 526 | 7305 | Rate Constraint in lbs/MMBtu | FALSE | L | Annual | Emissions at Affected Plants NOX | Thousand Tons | 0.00030806 | 0.00030081 | 6.1611e-05 | 3.6242e-06 | 0 | 0 | 0
IL Fac. Spec. - NOX Rate Summer v3.1, Unit 247 and retrofits | 526 | 7305 | Rate Constraint in lbs/MMBtu | FALSE | L | Annual | Allowances Purchased NOX | Thousand Tons | 0 | 0 | 0 | 0 | 0 | 0 | 0
IL Fac. Spec. - NOX Rate Summer v3.1, Unit 247 and retrofits | 526 | 7305 | Rate Constraint in lbs/MMBtu | FALSE | L | Annual | Allowances Sold NOX | Thousand Tons | 0 | 0 | 0 | 0 | 0 | 0 | 0
IL Fac. Spec. - NOX Rate Summer v3.1, Unit 247 and retrofits | 526 | 7305 | Rate Constraint in lbs/MMBtu | FALSE | L | Annual | Allowances Banked | Thousand Tons | 0 | 0 | 0 | 0 | 0 | 0 | 0
IL Fac. Spec. - NOX Rate Summer v3.1, Unit 247 and retrofits | 526 | 7305 | Rate Constraint in lbs/MMBtu | FALSE | L | Annual | Allowances Withdrawn (1:1) | Thousand Tons | 0 | 0 | 0 | 0 | 0 | 0 | 0
IL Fac. Spec. - NOX Rate Summer v3.1, Unit 247 and retrofits | 526 | 7305 | Rate Constraint in lbs/MMBtu | FALSE | L | Annual | Allowances Withdrawn (n:1) | Thousand Tons | 0 | 0 | 0 | 0 | 0 | 0 | 0
IL Fac. Spec. - NOX Rate Summer v3.1, Unit 247 and retrofits | 526 | 7305 | Rate Constraint in lbs/MMBtu | FALSE | L | Annual | Net Emissions Allowance Position | Thousand Tons | 0.00030806 | 0.00030081 | 6.1611e-05 | 3.6242e-06 | 0 | 0 | 0
IL Fac. Spec. - NOX Rate Summer v3.1, Unit 247 and retrofits | 526 | 7305 | Rate Constraint in lbs/MMBtu | FALSE | L | Annual | Fuel Consumed | TBtu | 0.036392 | 0.035535 | 0.0072783 | 0.00042814 | 0 | 0 | 0
IL Fac. Spec. - NOX Rate Summer v3.1, Unit 247 and retrofits | 526 | 7305 | Rate Constraint in lbs/MMBtu | FALSE | L | Annual | Rate | lb/MMBtu | 0.01693 | 0.01693 | 0.01693 | 0.01693 | 0 | 0 | 0
IL Fac. Spec. - NOX Rate Summer v3.1, Unit 247 and retrofits | 526 | 7305 | Rate Constraint in lbs/MMBtu | FALSE | L | Annual | Generation | TWh | 0.0033868 | 0.0033072 | 0.00067737 | 3.9845e-05 | 0 | 0 | 0
IL Fac. Spec. - NOX Rate Summer v3.1, Unit 247 and retrofits | 526 | 7305 | Rate Constraint in lbs/MMBtu | FALSE | L | Annual | Qualifying Generation | TWh | 0.0033868 | 0.0033072 | 0.00067737 | 3.9845e-05 | 0 | 0 | 0
IL Fac. Spec. - NOX Rate Summer v3.1, Unit 247 and retrofits | 526 | 7305 | Rate Constraint in lbs/MMBtu | FALSE | L | Annual | Rate | lb/MWh | 0.18191 | 0.18191 | 0.18191 | 0.18191 | 0 | 0 | 0
IL Fac. Spec. - NOX Rate Summer v3.1, Unit 247 and retrofits | 526 | 7305 | Rate Constraint in lbs/MMBtu | FALSE | L | Annual | Constraint Shadow Price | US2022$/Ton | 0 | 0 | 0 | 0 | 0 | 0 | 0
IL Fac. Spec. - NOX Rate Summer v3.1, Unit 248 and retrofits | 527 | 7305 | Rate Constraint in lbs/MMBtu | FALSE | L | Annual | Seasons Included | Seasons | Summer | Summer | Summer | Summer | Summer | Summer | Summer
IL Fac. Spec. - NOX Rate Summer v3.1, Unit 248 and retrofits | 527 | 7305 | Rate Constraint in lbs/MMBtu | FALSE | L | Annual | Standard NOX | lb/MMBtu | 0.25 | 0.25 | 0.25 | 0.25 | 0.25 | 0.25 | 0.25
IL Fac. Spec. - NOX Rate Summer v3.1, Unit 248 and retrofits | 527 | 7305 | Rate Constraint in lbs/MMBtu | FALSE | L | Annual | Emissions at Affected Plants NOX | Thousand Tons | 0.00029368 | 0.00028677 | 5.8736e-05 | 3.4551e-06 | 0 | 0 | 0
IL Fac. Spec. - NOX Rate Summer v3.1, Unit 248 and retrofits | 527 | 7305 | Rate Constraint in lbs/MMBtu | FALSE | L | Annual | Allowances Purchased NOX | Thousand Tons | 0 | 0 | 0 | 0 | 0 | 0 | 0
IL Fac. Spec. - NOX Rate Summer v3.1, Unit 248 and retrofits | 527 | 7305 | Rate Constraint in lbs/MMBtu | FALSE | L | Annual | Allowances Sold NOX | Thousand Tons | 0 | 0 | 0 | 0 | 0 | 0 | 0
IL Fac. Spec. - NOX Rate Summer v3.1, Unit 248 and retrofits | 527 | 7305 | Rate Constraint in lbs/MMBtu | FALSE | L | Annual | Allowances Banked | Thousand Tons | 0 | 0 | 0 | 0 | 0 | 0 | 0
IL Fac. Spec. - NOX Rate Summer v3.1, Unit 248 and retrofits | 527 | 7305 | Rate Constraint in lbs/MMBtu | FALSE | L | Annual | Allowances Withdrawn (1:1) | Thousand Tons | 0 | 0 | 0 | 0 | 0 | 0 | 0
IL Fac. Spec. - NOX Rate Summer v3.1, Unit 248 and retrofits | 527 | 7305 | Rate Constraint in lbs/MMBtu | FALSE | L | Annual | Allowances Withdrawn (n:1) | Thousand Tons | 0 | 0 | 0 | 0 | 0 | 0 | 0
IL Fac. Spec. - NOX Rate Summer v3.1, Unit 248 and retrofits | 527 | 7305 | Rate Constraint in lbs/MMBtu | FALSE | L | Annual | Net Emissions Allowance Position | Thousand Tons | 0.00029368 | 0.00028677 | 5.8736e-05 | 3.4551e-06 | 0 | 0 | 0
IL Fac. Spec. - NOX Rate Summer v3.1, Unit 248 and retrofits | 527 | 7305 | Rate Constraint in lbs/MMBtu | FALSE | L | Annual | Fuel Consumed | TBtu | 0.036392 | 0.035535 | 0.0072783 | 0.00042814 | 0 | 0 | 0
IL Fac. Spec. - NOX Rate Summer v3.1, Unit 248 and retrofits | 527 | 7305 | Rate Constraint in lbs/MMBtu | FALSE | L | Annual | Rate | lb/MMBtu | 0.01614 | 0.01614 | 0.01614 | 0.01614 | 0 | 0 | 0
IL Fac. Spec. - NOX Rate Summer v3.1, Unit 248 and retrofits | 527 | 7305 | Rate Constraint in lbs/MMBtu | FALSE | L | Annual | Generation | TWh | 0.0033868 | 0.0033072 | 0.00067737 | 3.9845e-05 | 0 | 0 | 0
IL Fac. Spec. - NOX Rate Summer v3.1, Unit 248 and retrofits | 527 | 7305 | Rate Constraint in lbs/MMBtu | FALSE | L | Annual | Qualifying Generation | TWh | 0.0033868 | 0.0033072 | 0.00067737 | 3.9845e-05 | 0 | 0 | 0
IL Fac. Spec. - NOX Rate Summer v3.1, Unit 248 and retrofits | 527 | 7305 | Rate Constraint in lbs/MMBtu | FALSE | L | Annual | Rate | lb/MWh | 0.17342 | 0.17342 | 0.17342 | 0.17342 | 0 | 0 | 0
IL Fac. Spec. - NOX Rate Summer v3.1, Unit 248 and retrofits | 527 | 7305 | Rate Constraint in lbs/MMBtu | FALSE | L | Annual | Constraint Shadow Price | US2022$/Ton | 0 | 0 | 0 | 0 | 0 | 0 | 0
IL Fac. Spec. - NOX Rate Summer v3.1, Unit 249 and retrofits | 528 | 7305 | Rate Constraint in lbs/MMBtu | FALSE | L | Annual | Seasons Included | Seasons | Summer | Summer | Summer | Summer | Summer | Summer | Summer
IL Fac. Spec. - NOX Rate Summer v3.1, Unit 249 and retrofits | 528 | 7305 | Rate Constraint in lbs/MMBtu | FALSE | L | Annual | Standard NOX | lb/MMBtu | 0.25 | 0.25 | 0.25 | 0.25 | 0.25 | 0.25 | 0.25
IL Fac. Spec. - NOX Rate Summer v3.1, Unit 249 and retrofits | 528 | 7305 | Rate Constraint in lbs/MMBtu | FALSE | L | Annual | Emissions at Affected Plants NOX | Thousand Tons | 0.00027221 | 0.0002658 | 5.4442e-05 | 3.2025e-06 | 0 | 0 | 0
IL Fac. Spec. - NOX Rate Summer v3.1, Unit 249 and retrofits | 528 | 7305 | Rate Constraint in lbs/MMBtu | FALSE | L | Annual | Allowances Purchased NOX | Thousand Tons | 0 | 0 | 0 | 0 | 0 | 0 | 0
IL Fac. Spec. - NOX Rate Summer v3.1, Unit 249 and retrofits | 528 | 7305 | Rate Constraint in lbs/MMBtu | FALSE | L | Annual | Allowances Sold NOX | Thousand Tons | 0 | 0 | 0 | 0 | 0 | 0 | 0
IL Fac. Spec. - NOX Rate Summer v3.1, Unit 249 and retrofits | 528 | 7305 | Rate Constraint in lbs/MMBtu | FALSE | L | Annual | Allowances Banked | Thousand Tons | 0 | 0 | 0 | 0 | 0 | 0 | 0
IL Fac. Spec. - NOX Rate Summer v3.1, Unit 249 and retrofits | 528 | 7305 | Rate Constraint in lbs/MMBtu | FALSE | L | Annual | Allowances Withdrawn (1:1) | Thousand Tons | 0 | 0 | 0 | 0 | 0 | 0 | 0
IL Fac. Spec. - NOX Rate Summer v3.1, Unit 249 and retrofits | 528 | 7305 | Rate Constraint in lbs/MMBtu | FALSE | L | Annual | Allowances Withdrawn (n:1) | Thousand Tons | 0 | 0 | 0 | 0 | 0 | 0 | 0
IL Fac. Spec. - NOX Rate Summer v3.1, Unit 249 and retrofits | 528 | 7305 | Rate Constraint in lbs/MMBtu | FALSE | L | Annual | Net Emissions Allowance Position | Thousand Tons | 0.00027221 | 0.0002658 | 5.4442e-05 | 3.2025e-06 | 0 | 0 | 0
IL Fac. Spec. - NOX Rate Summer v3.1, Unit 249 and retrofits | 528 | 7305 | Rate Constraint in lbs/MMBtu | FALSE | L | Annual | Fuel Consumed | TBtu | 0.036392 | 0.035535 | 0.0072783 | 0.00042814 | 0 | 0 | 0
IL Fac. Spec. - NOX Rate Summer v3.1, Unit 249 and retrofits | 528 | 7305 | Rate Constraint in lbs/MMBtu | FALSE | L | Annual | Rate | lb/MMBtu | 0.01496 | 0.01496 | 0.01496 | 0.01496 | 0 | 0 | 0
IL Fac. Spec. - NOX Rate Summer v3.1, Unit 249 and retrofits | 528 | 7305 | Rate Constraint in lbs/MMBtu | FALSE | L | Annual | Generation | TWh | 0.0033868 | 0.0033072 | 0.00067737 | 3.9845e-05 | 0 | 0 | 0
IL Fac. Spec. - NOX Rate Summer v3.1, Unit 249 and retrofits | 528 | 7305 | Rate Constraint in lbs/MMBtu | FALSE | L | Annual | Qualifying Generation | TWh | 0.0033868 | 0.0033072 | 0.00067737 | 3.9845e-05 | 0 | 0 | 0
IL Fac. Spec. - NOX Rate Summer v3.1, Unit 249 and retrofits | 528 | 7305 | Rate Constraint in lbs/MMBtu | FALSE | L | Annual | Rate | lb/MWh | 0.16075 | 0.16075 | 0.16075 | 0.16075 | 0 | 0 | 0
IL Fac. Spec. - NOX Rate Summer v3.1, Unit 249 and retrofits | 528 | 7305 | Rate Constraint in lbs/MMBtu | FALSE | L | Annual | Constraint Shadow Price | US2022$/Ton | 0 | 0 | 0 | 0 | 0 | 0 | 0
IL Fac. Spec. - NOX Rate Summer v3.1, Unit 250 and retrofits | 529 | 7305 | Rate Constraint in lbs/MMBtu | FALSE | L | Annual | Seasons Included | Seasons | Summer | Summer | Summer | Summer | Summer | Summer | Summer
IL Fac. Spec. - NOX Rate Summer v3.1, Unit 250 and retrofits | 529 | 7305 | Rate Constraint in lbs/MMBtu | FALSE | L | Annual | Standard NOX | lb/MMBtu | 0.25 | 0.25 | 0.25 | 0.25 | 0.25 | 0.25 | 0.25
IL Fac. Spec. - NOX Rate Summer v3.1, Unit 250 and retrofits | 529 | 7305 | Rate Constraint in lbs/MMBtu | FALSE | L | Annual | Emissions at Affected Plants NOX | Thousand Tons | 0.00025583 | 0.00024981 | 5.1167e-05 | 3.0098e-06 | 0 | 0 | 0
IL Fac. Spec. - NOX Rate Summer v3.1, Unit 250 and retrofits | 529 | 7305 | Rate Constraint in lbs/MMBtu | FALSE | L | Annual | Allowances Purchased NOX | Thousand Tons | 0 | 0 | 0 | 0 | 0 | 0 | 0
IL Fac. Spec. - NOX Rate Summer v3.1, Unit 250 and retrofits | 529 | 7305 | Rate Constraint in lbs/MMBtu | FALSE | L | Annual | Allowances Sold NOX | Thousand Tons | 0 | 0 | 0 | 0 | 0 | 0 | 0
IL Fac. Spec. - NOX Rate Summer v3.1, Unit 250 and retrofits | 529 | 7305 | Rate Constraint in lbs/MMBtu | FALSE | L | Annual | Allowances Banked | Thousand Tons | 0 | 0 | 0 | 0 | 0 | 0 | 0
IL Fac. Spec. - NOX Rate Summer v3.1, Unit 250 and retrofits | 529 | 7305 | Rate Constraint in lbs/MMBtu | FALSE | L | Annual | Allowances Withdrawn (1:1) | Thousand Tons | 0 | 0 | 0 | 0 | 0 | 0 | 0
IL Fac. Spec. - NOX Rate Summer v3.1, Unit 250 and retrofits | 529 | 7305 | Rate Constraint in lbs/MMBtu | FALSE | L | Annual | Allowances Withdrawn (n:1) | Thousand Tons | 0 | 0 | 0 | 0 | 0 | 0 | 0
IL Fac. Spec. - NOX Rate Summer v3.1, Unit 250 and retrofits | 529 | 7305 | Rate Constraint in lbs/MMBtu | FALSE | L | Annual | Net Emissions Allowance Position | Thousand Tons | 0.00025583 | 0.00024981 | 5.1167e-05 | 3.0098e-06 | 0 | 0 | 0
IL Fac. Spec. - NOX Rate Summer v3.1, Unit 250 and retrofits | 529 | 7305 | Rate Constraint in lbs/MMBtu | FALSE | L | Annual | Fuel Consumed | TBtu | 0.036392 | 0.035535 | 0.0072783 | 0.00042814 | 0 | 0 | 0
IL Fac. Spec. - NOX Rate Summer v3.1, Unit 250 and retrofits | 529 | 7305 | Rate Constraint in lbs/MMBtu | FALSE | L | Annual | Rate | lb/MMBtu | 0.01406 | 0.01406 | 0.01406 | 0.01406 | 0 | 0 | 0
IL Fac. Spec. - NOX Rate Summer v3.1, Unit 250 and retrofits | 529 | 7305 | Rate Constraint in lbs/MMBtu | FALSE | L | Annual | Generation | TWh | 0.0033868 | 0.0033072 | 0.00067737 | 3.9845e-05 | 0 | 0 | 0
IL Fac. Spec. - NOX Rate Summer v3.1, Unit 250 and retrofits | 529 | 7305 | Rate Constraint in lbs/MMBtu | FALSE | L | Annual | Qualifying Generation | TWh | 0.0033868 | 0.0033072 | 0.00067737 | 3.9845e-05 | 0 | 0 | 0
IL Fac. Spec. - NOX Rate Summer v3.1, Unit 250 and retrofits | 529 | 7305 | Rate Constraint in lbs/MMBtu | FALSE | L | Annual | Rate | lb/MWh | 0.15107 | 0.15107 | 0.15107 | 0.15107 | 0 | 0 | 0
IL Fac. Spec. - NOX Rate Summer v3.1, Unit 250 and retrofits | 529 | 7305 | Rate Constraint in lbs/MMBtu | FALSE | L | Annual | Constraint Shadow Price | US2022$/Ton | 0 | 0 | 0 | 0 | 0 | 0 | 0
IL Fac. Spec. - NOX Rate Summer v3.1, Unit 251 and retrofits | 530 | 7305 | Rate Constraint in lbs/MMBtu | FALSE | L | Annual | Seasons Included | Seasons | Summer | Summer | Summer | Summer | Summer | Summer | Summer
IL Fac. Spec. - NOX Rate Summer v3.1, Unit 251 and retrofits | 530 | 7305 | Rate Constraint in lbs/MMBtu | FALSE | L | Annual | Standard NOX | lb/MMBtu | 0.25 | 0.25 | 0.25 | 0.25 | 0.25 | 0.25 | 0.25
IL Fac. Spec. - NOX Rate Summer v3.1, Unit 251 and retrofits | 530 | 7305 | Rate Constraint in lbs/MMBtu | FALSE | L | Annual | Emissions at Affected Plants NOX | Thousand Tons | 0.00032789 | 0.00032017 | 6.5578e-05 | 3.8575e-06 | 0 | 0 | 0
IL Fac. Spec. - NOX Rate Summer v3.1, Unit 251 and retrofits | 530 | 7305 | Rate Constraint in lbs/MMBtu | FALSE | L | Annual | Allowances Purchased NOX | Thousand Tons | 0 | 0 | 0 | 0 | 0 | 0 | 0
IL Fac. Spec. - NOX Rate Summer v3.1, Unit 251 and retrofits | 530 | 7305 | Rate Constraint in lbs/MMBtu | FALSE | L | Annual | Allowances Sold NOX | Thousand Tons | 0 | 0 | 0 | 0 | 0 | 0 | 0
IL Fac. Spec. - NOX Rate Summer v3.1, Unit 251 and retrofits | 530 | 7305 | Rate Constraint in lbs/MMBtu | FALSE | L | Annual | Allowances Banked | Thousand Tons | 0 | 0 | 0 | 0 | 0 | 0 | 0
IL Fac. Spec. - NOX Rate Summer v3.1, Unit 251 and retrofits | 530 | 7305 | Rate Constraint in lbs/MMBtu | FALSE | L | Annual | Allowances Withdrawn (1:1) | Thousand Tons | 0 | 0 | 0 | 0 | 0 | 0 | 0
IL Fac. Spec. - NOX Rate Summer v3.1, Unit 251 and retrofits | 530 | 7305 | Rate Constraint in lbs/MMBtu | FALSE | L | Annual | Allowances Withdrawn (n:1) | Thousand Tons | 0 | 0 | 0 | 0 | 0 | 0 | 0
IL Fac. Spec. - NOX Rate Summer v3.1, Unit 251 and retrofits | 530 | 7305 | Rate Constraint in lbs/MMBtu | FALSE | L | Annual | Net Emissions Allowance Position | Thousand Tons | 0.00032789 | 0.00032017 | 6.5578e-05 | 3.8575e-06 | 0 | 0 | 0
IL Fac. Spec. - NOX Rate Summer v3.1, Unit 251 and retrofits | 530 | 7305 | Rate Constraint in lbs/MMBtu | FALSE | L | Annual | Fuel Consumed | TBtu | 0.036392 | 0.035535 | 0.0072783 | 0.00042814 | 0 | 0 | 0
IL Fac. Spec. - NOX Rate Summer v3.1, Unit 251 and retrofits | 530 | 7305 | Rate Constraint in lbs/MMBtu | FALSE | L | Annual | Rate | lb/MMBtu | 0.01802 | 0.01802 | 0.01802 | 0.01802 | 0 | 0 | 0
IL Fac. Spec. - NOX Rate Summer v3.1, Unit 251 and retrofits | 530 | 7305 | Rate Constraint in lbs/MMBtu | FALSE | L | Annual | Generation | TWh | 0.0033868 | 0.0033072 | 0.00067737 | 3.9845e-05 | 0 | 0 | 0
IL Fac. Spec. - NOX Rate Summer v3.1, Unit 251 and retrofits | 530 | 7305 | Rate Constraint in lbs/MMBtu | FALSE | L | Annual | Qualifying Generation | TWh | 0.0033868 | 0.0033072 | 0.00067737 | 3.9845e-05 | 0 | 0 | 0
IL Fac. Spec. - NOX Rate Summer v3.1, Unit 251 and retrofits | 530 | 7305 | Rate Constraint in lbs/MMBtu | FALSE | L | Annual | Rate | lb/MWh | 0.19362 | 0.19362 | 0.19362 | 0.19362 | 0 | 0 | 0
IL Fac. Spec. - NOX Rate Summer v3.1, Unit 251 and retrofits | 530 | 7305 | Rate Constraint in lbs/MMBtu | FALSE | L | Annual | Constraint Shadow Price | US2022$/Ton | 0 | 0 | 0 | 0 | 0 | 0 | 0
IL Fac. Spec. - NOX Rate Summer v3.1, Unit 252 and retrofits | 531 | 7305 | Rate Constraint in lbs/MMBtu | FALSE | L | Annual | Seasons Included | Seasons | Summer | Summer | Summer | Summer | Summer | Summer | Summer
IL Fac. Spec. - NOX Rate Summer v3.1, Unit 252 and retrofits | 531 | 7305 | Rate Constraint in lbs/MMBtu | FALSE | L | Annual | Standard NOX | lb/MMBtu | 0.25 | 0.25 | 0.25 | 0.25 | 0.25 | 0.25 | 0.25
IL Fac. Spec. - NOX Rate Summer v3.1, Unit 252 and retrofits | 531 | 7305 | Rate Constraint in lbs/MMBtu | FALSE | L | Annual | Emissions at Affected Plants NOX | Thousand Tons | 0.00032152 | 0.00031396 | 6.4304e-05 | 3.7826e-06 | 0 | 0 | 0
IL Fac. Spec. - NOX Rate Summer v3.1, Unit 252 and retrofits | 531 | 7305 | Rate Constraint in lbs/MMBtu | FALSE | L | Annual | Allowances Purchased NOX | Thousand Tons | 0 | 0 | 0 | 0 | 0 | 0 | 0
IL Fac. Spec. - NOX Rate Summer v3.1, Unit 252 and retrofits | 531 | 7305 | Rate Constraint in lbs/MMBtu | FALSE | L | Annual | Allowances Sold NOX | Thousand Tons | 0 | 0 | 0 | 0 | 0 | 0 | 0
IL Fac. Spec. - NOX Rate Summer v3.1, Unit 252 and retrofits | 531 | 7305 | Rate Constraint in lbs/MMBtu | FALSE | L | Annual | Allowances Banked | Thousand Tons | 0 | 0 | 0 | 0 | 0 | 0 | 0
IL Fac. Spec. - NOX Rate Summer v3.1, Unit 252 and retrofits | 531 | 7305 | Rate Constraint in lbs/MMBtu | FALSE | L | Annual | Allowances Withdrawn (1:1) | Thousand Tons | 0 | 0 | 0 | 0 | 0 | 0 | 0
IL Fac. Spec. - NOX Rate Summer v3.1, Unit 252 and retrofits | 531 | 7305 | Rate Constraint in lbs/MMBtu | FALSE | L | Annual | Allowances Withdrawn (n:1) | Thousand Tons | 0 | 0 | 0 | 0 | 0 | 0 | 0
IL Fac. Spec. - NOX Rate Summer v3.1, Unit 252 and retrofits | 531 | 7305 | Rate Constraint in lbs/MMBtu | FALSE | L | Annual | Net Emissions Allowance Position | Thousand Tons | 0.00032152 | 0.00031396 | 6.4304e-05 | 3.7826e-06 | 0 | 0 | 0
IL Fac. Spec. - NOX Rate Summer v3.1, Unit 252 and retrofits | 531 | 7305 | Rate Constraint in lbs/MMBtu | FALSE | L | Annual | Fuel Consumed | TBtu | 0.036392 | 0.035535 | 0.0072783 | 0.00042814 | 0 | 0 | 0
IL Fac. Spec. - NOX Rate Summer v3.1, Unit 252 and retrofits | 531 | 7305 | Rate Constraint in lbs/MMBtu | FALSE | L | Annual | Rate | lb/MMBtu | 0.01767 | 0.01767 | 0.01767 | 0.01767 | 0 | 0 | 0
IL Fac. Spec. - NOX Rate Summer v3.1, Unit 252 and retrofits | 531 | 7305 | Rate Constraint in lbs/MMBtu | FALSE | L | Annual | Generation | TWh | 0.0033868 | 0.0033072 | 0.00067737 | 3.9845e-05 | 0 | 0 | 0
IL Fac. Spec. - NOX Rate Summer v3.1, Unit 252 and retrofits | 531 | 7305 | Rate Constraint in lbs/MMBtu | FALSE | L | Annual | Qualifying Generation | TWh | 0.0033868 | 0.0033072 | 0.00067737 | 3.9845e-05 | 0 | 0 | 0
IL Fac. Spec. - NOX Rate Summer v3.1, Unit 252 and retrofits | 531 | 7305 | Rate Constraint in lbs/MMBtu | FALSE | L | Annual | Rate | lb/MWh | 0.18986 | 0.18986 | 0.18986 | 0.18986 | 0 | 0 | 0
IL Fac. Spec. - NOX Rate Summer v3.1, Unit 252 and retrofits | 531 | 7305 | Rate Constraint in lbs/MMBtu | FALSE | L | Annual | Constraint Shadow Price | US2022$/Ton | 0 | 0 | 0 | 0 | 0 | 0 | 0
IL Fac. Spec. - NOX Rate Summer v3.1, Unit 253 and retrofits | 532 | 7305 | Rate Constraint in lbs/MMBtu | FALSE | L | Annual | Seasons Included | Seasons | Summer | Summer | Summer | Summer | Summer | Summer | Summer
IL Fac. Spec. - NOX Rate Summer v3.1, Unit 253 and retrofits | 532 | 7305 | Rate Constraint in lbs/MMBtu | FALSE | L | Annual | Standard NOX | lb/MMBtu | 0.25 | 0.25 | 0.25 | 0.25 | 0.25 | 0.25 | 0.25
IL Fac. Spec. - NOX Rate Summer v3.1, Unit 253 and retrofits | 532 | 7305 | Rate Constraint in lbs/MMBtu | FALSE | L | Annual | Emissions at Affected Plants NOX | Thousand Tons | 0.00026857 | 0.00026225 | 5.3714e-05 | 3.1597e-06 | 0 | 0 | 0
IL Fac. Spec. - NOX Rate Summer v3.1, Unit 253 and retrofits | 532 | 7305 | Rate Constraint in lbs/MMBtu | FALSE | L | Annual | Allowances Purchased NOX | Thousand Tons | 0 | 0 | 0 | 0 | 0 | 0 | 0
IL Fac. Spec. - NOX Rate Summer v3.1, Unit 253 and retrofits | 532 | 7305 | Rate Constraint in lbs/MMBtu | FALSE | L | Annual | Allowances Sold NOX | Thousand Tons | 0 | 0 | 0 | 0 | 0 | 0 | 0
IL Fac. Spec. - NOX Rate Summer v3.1, Unit 253 and retrofits | 532 | 7305 | Rate Constraint in lbs/MMBtu | FALSE | L | Annual | Allowances Banked | Thousand Tons | 0 | 0 | 0 | 0 | 0 | 0 | 0
IL Fac. Spec. - NOX Rate Summer v3.1, Unit 253 and retrofits | 532 | 7305 | Rate Constraint in lbs/MMBtu | FALSE | L | Annual | Allowances Withdrawn (1:1) | Thousand Tons | 0 | 0 | 0 | 0 | 0 | 0 | 0
IL Fac. Spec. - NOX Rate Summer v3.1, Unit 253 and retrofits | 532 | 7305 | Rate Constraint in lbs/MMBtu | FALSE | L | Annual | Allowances Withdrawn (n:1) | Thousand Tons | 0 | 0 | 0 | 0 | 0 | 0 | 0
IL Fac. Spec. - NOX Rate Summer v3.1, Unit 253 and retrofits | 532 | 7305 | Rate Constraint in lbs/MMBtu | FALSE | L | Annual | Net Emissions Allowance Position | Thousand Tons | 0.00026857 | 0.00026225 | 5.3714e-05 | 3.1597e-06 | 0 | 0 | 0
IL Fac. Spec. - NOX Rate Summer v3.1, Unit 253 and retrofits | 532 | 7305 | Rate Constraint in lbs/MMBtu | FALSE | L | Annual | Fuel Consumed | TBtu | 0.036392 | 0.035535 | 0.0072783 | 0.00042814 | 0 | 0 | 0
IL Fac. Spec. - NOX Rate Summer v3.1, Unit 253 and retrofits | 532 | 7305 | Rate Constraint in lbs/MMBtu | FALSE | L | Annual | Rate | lb/MMBtu | 0.01476 | 0.01476 | 0.01476 | 0.01476 | 0 | 0 | 0
IL Fac. Spec. - NOX Rate Summer v3.1, Unit 253 and retrofits | 532 | 7305 | Rate Constraint in lbs/MMBtu | FALSE | L | Annual | Generation | TWh | 0.0033868 | 0.0033072 | 0.00067737 | 3.9845e-05 | 0 | 0 | 0
IL Fac. Spec. - NOX Rate Summer v3.1, Unit 253 and retrofits | 532 | 7305 | Rate Constraint in lbs/MMBtu | FALSE | L | Annual | Qualifying Generation | TWh | 0.0033868 | 0.0033072 | 0.00067737 | 3.9845e-05 | 0 | 0 | 0
IL Fac. Spec. - NOX Rate Summer v3.1, Unit 253 and retrofits | 532 | 7305 | Rate Constraint in lbs/MMBtu | FALSE | L | Annual | Rate | lb/MWh | 0.1586 | 0.1586 | 0.1586 | 0.1586 | 0 | 0 | 0
IL Fac. Spec. - NOX Rate Summer v3.1, Unit 253 and retrofits | 532 | 7305 | Rate Constraint in lbs/MMBtu | FALSE | L | Annual | Constraint Shadow Price | US2022$/Ton | 0 | 0 | 0 | 0 | 0 | 0 | 0
IL Fac. Spec. - NOX Rate Summer v3.1, Unit 254 and retrofits | 533 | 7305 | Rate Constraint in lbs/MMBtu | FALSE | L | Annual | Seasons Included | Seasons | Summer | Summer | Summer | Summer | Summer | Summer | Summer
IL Fac. Spec. - NOX Rate Summer v3.1, Unit 254 and retrofits | 533 | 7305 | Rate Constraint in lbs/MMBtu | FALSE | L | Annual | Standard NOX | lb/MMBtu | 0.25 | 0.25 | 0.25 | 0.25 | 0.25 | 0.25 | 0.25
IL Fac. Spec. - NOX Rate Summer v3.1, Unit 254 and retrofits | 533 | 7305 | Rate Constraint in lbs/MMBtu | FALSE | L | Annual | Emissions at Affected Plants NOX | Thousand Tons | 0.00025329 | 0.00024733 | 5.0657e-05 | 2.9798e-06 | 0 | 0 | 0
IL Fac. Spec. - NOX Rate Summer v3.1, Unit 254 and retrofits | 533 | 7305 | Rate Constraint in lbs/MMBtu | FALSE | L | Annual | Allowances Purchased NOX | Thousand Tons | 0 | 0 | 0 | 0 | 0 | 0 | 0
IL Fac. Spec. - NOX Rate Summer v3.1, Unit 254 and retrofits | 533 | 7305 | Rate Constraint in lbs/MMBtu | FALSE | L | Annual | Allowances Sold NOX | Thousand Tons | 0 | 0 | 0 | 0 | 0 | 0 | 0
IL Fac. Spec. - NOX Rate Summer v3.1, Unit 254 and retrofits | 533 | 7305 | Rate Constraint in lbs/MMBtu | FALSE | L | Annual | Allowances Banked | Thousand Tons | 0 | 0 | 0 | 0 | 0 | 0 | 0
IL Fac. Spec. - NOX Rate Summer v3.1, Unit 254 and retrofits | 533 | 7305 | Rate Constraint in lbs/MMBtu | FALSE | L | Annual | Allowances Withdrawn (1:1) | Thousand Tons | 0 | 0 | 0 | 0 | 0 | 0 | 0
IL Fac. Spec. - NOX Rate Summer v3.1, Unit 254 and retrofits | 533 | 7305 | Rate Constraint in lbs/MMBtu | FALSE | L | Annual | Allowances Withdrawn (n:1) | Thousand Tons | 0 | 0 | 0 | 0 | 0 | 0 | 0
IL Fac. Spec. - NOX Rate Summer v3.1, Unit 254 and retrofits | 533 | 7305 | Rate Constraint in lbs/MMBtu | FALSE | L | Annual | Net Emissions Allowance Position | Thousand Tons | 0.00025329 | 0.00024733 | 5.0657e-05 | 2.9798e-06 | 0 | 0 | 0
IL Fac. Spec. - NOX Rate Summer v3.1, Unit 254 and retrofits | 533 | 7305 | Rate Constraint in lbs/MMBtu | FALSE | L | Annual | Fuel Consumed | TBtu | 0.036392 | 0.035535 | 0.0072783 | 0.00042814 | 0 | 0 | 0
IL Fac. Spec. - NOX Rate Summer v3.1, Unit 254 and retrofits | 533 | 7305 | Rate Constraint in lbs/MMBtu | FALSE | L | Annual | Rate | lb/MMBtu | 0.01392 | 0.01392 | 0.01392 | 0.01392 | 0 | 0 | 0
IL Fac. Spec. - NOX Rate Summer v3.1, Unit 254 and retrofits | 533 | 7305 | Rate Constraint in lbs/MMBtu | FALSE | L | Annual | Generation | TWh | 0.0033868 | 0.0033072 | 0.00067737 | 3.9845e-05 | 0 | 0 | 0
IL Fac. Spec. - NOX Rate Summer v3.1, Unit 254 and retrofits | 533 | 7305 | Rate Constraint in lbs/MMBtu | FALSE | L | Annual | Qualifying Generation | TWh | 0.0033868 | 0.0033072 | 0.00067737 | 3.9845e-05 | 0 | 0 | 0
IL Fac. Spec. - NOX Rate Summer v3.1, Unit 254 and retrofits | 533 | 7305 | Rate Constraint in lbs/MMBtu | FALSE | L | Annual | Rate | lb/MWh | 0.14957 | 0.14957 | 0.14957 | 0.14957 | 0 | 0 | 0
IL Fac. Spec. - NOX Rate Summer v3.1, Unit 254 and retrofits | 533 | 7305 | Rate Constraint in lbs/MMBtu | FALSE | L | Annual | Constraint Shadow Price | US2022$/Ton | 0 | 0 | 0 | 0 | 0 | 0 | 0
IL Fac. Spec. - NOX Rate Summer v3.1, Unit 255 and retrofits | 534 | 7305 | Rate Constraint in lbs/MMBtu | FALSE | L | Annual | Seasons Included | Seasons | Summer | Summer | Summer | Summer | Summer | Summer | Summer
IL Fac. Spec. - NOX Rate Summer v3.1, Unit 255 and retrofits | 534 | 7305 | Rate Constraint in lbs/MMBtu | FALSE | L | Annual | Standard NOX | lb/MMBtu | 0.25 | 0.25 | 0.25 | 0.25 | 0.25 | 0.25 | 0.25
IL Fac. Spec. - NOX Rate Summer v3.1, Unit 255 and retrofits | 534 | 7305 | Rate Constraint in lbs/MMBtu | FALSE | L | Annual | Emissions at Affected Plants NOX | Thousand Tons | 0.00031715 | 0.00030969 | 6.3431e-05 | 3.7312e-06 | 0 | 0 | 0
IL Fac. Spec. - NOX Rate Summer v3.1, Unit 255 and retrofits | 534 | 7305 | Rate Constraint in lbs/MMBtu | FALSE | L | Annual | Allowances Purchased NOX | Thousand Tons | 0 | 0 | 0 | 0 | 0 | 0 | 0
IL Fac. Spec. - NOX Rate Summer v3.1, Unit 255 and retrofits | 534 | 7305 | Rate Constraint in lbs/MMBtu | FALSE | L | Annual | Allowances Sold NOX | Thousand Tons | 0 | 0 | 0 | 0 | 0 | 0 | 0
IL Fac. Spec. - NOX Rate Summer v3.1, Unit 255 and retrofits | 534 | 7305 | Rate Constraint in lbs/MMBtu | FALSE | L | Annual | Allowances Banked | Thousand Tons | 0 | 0 | 0 | 0 | 0 | 0 | 0
IL Fac. Spec. - NOX Rate Summer v3.1, Unit 255 and retrofits | 534 | 7305 | Rate Constraint in lbs/MMBtu | FALSE | L | Annual | Allowances Withdrawn (1:1) | Thousand Tons | 0 | 0 | 0 | 0 | 0 | 0 | 0
IL Fac. Spec. - NOX Rate Summer v3.1, Unit 255 and retrofits | 534 | 7305 | Rate Constraint in lbs/MMBtu | FALSE | L | Annual | Allowances Withdrawn (n:1) | Thousand Tons | 0 | 0 | 0 | 0 | 0 | 0 | 0
IL Fac. Spec. - NOX Rate Summer v3.1, Unit 255 and retrofits | 534 | 7305 | Rate Constraint in lbs/MMBtu | FALSE | L | Annual | Net Emissions Allowance Position | Thousand Tons | 0.00031715 | 0.00030969 | 6.3431e-05 | 3.7312e-06 | 0 | 0 | 0
IL Fac. Spec. - NOX Rate Summer v3.1, Unit 255 and retrofits | 534 | 7305 | Rate Constraint in lbs/MMBtu | FALSE | L | Annual | Fuel Consumed | TBtu | 0.036392 | 0.035535 | 0.0072783 | 0.00042814 | 0 | 0 | 0
IL Fac. Spec. - NOX Rate Summer v3.1, Unit 255 and retrofits | 534 | 7305 | Rate Constraint in lbs/MMBtu | FALSE | L | Annual | Rate | lb/MMBtu | 0.01743 | 0.01743 | 0.01743 | 0.01743 | 0 | 0 | 0
IL Fac. Spec. - NOX Rate Summer v3.1, Unit 255 and retrofits | 534 | 7305 | Rate Constraint in lbs/MMBtu | FALSE | L | Annual | Generation | TWh | 0.0033868 | 0.0033072 | 0.00067737 | 3.9845e-05 | 0 | 0 | 0
IL Fac. Spec. - NOX Rate Summer v3.1, Unit 255 and retrofits | 534 | 7305 | Rate Constraint in lbs/MMBtu | FALSE | L | Annual | Qualifying Generation | TWh | 0.0033868 | 0.0033072 | 0.00067737 | 3.9845e-05 | 0 | 0 | 0
IL Fac. Spec. - NOX Rate Summer v3.1, Unit 255 and retrofits | 534 | 7305 | Rate Constraint in lbs/MMBtu | FALSE | L | Annual | Rate | lb/MWh | 0.18729 | 0.18729 | 0.18729 | 0.18729 | 0 | 0 | 0
IL Fac. Spec. - NOX Rate Summer v3.1, Unit 255 and retrofits | 534 | 7305 | Rate Constraint in lbs/MMBtu | FALSE | L | Annual | Constraint Shadow Price | US2022$/Ton | 0 | 0 | 0 | 0 | 0 | 0 | 0
IL Fac. Spec. - NOX Rate Summer v3.1, Unit 256 and retrofits | 535 | 7305 | Rate Constraint in lbs/MMBtu | FALSE | L | Annual | Seasons Included | Seasons | Summer | Summer | Summer | Summer | Summer | Summer | Summer
IL Fac. Spec. - NOX Rate Summer v3.1, Unit 256 and retrofits | 535 | 7305 | Rate Constraint in lbs/MMBtu | FALSE | L | Annual | Standard NOX | lb/MMBtu | 0.25 | 0.25 | 0.25 | 0.25 | 0.25 | 0.25 | 0.25
IL Fac. Spec. - NOX Rate Summer v3.1, Unit 256 and retrofits | 535 | 7305 | Rate Constraint in lbs/MMBtu | FALSE | L | Annual | Emissions at Affected Plants NOX | Thousand Tons | 0.00039722 | 0.00038787 | 7.9443e-05 | 4.6731e-06 | 0 | 0 | 0
IL Fac. Spec. - NOX Rate Summer v3.1, Unit 256 and retrofits | 535 | 7305 | Rate Constraint in lbs/MMBtu | FALSE | L | Annual | Allowances Purchased NOX | Thousand Tons | 0 | 0 | 0 | 0 | 0 | 0 | 0
IL Fac. Spec. - NOX Rate Summer v3.1, Unit 256 and retrofits | 535 | 7305 | Rate Constraint in lbs/MMBtu | FALSE | L | Annual | Allowances Sold NOX | Thousand Tons | 0 | 0 | 0 | 0 | 0 | 0 | 0
IL Fac. Spec. - NOX Rate Summer v3.1, Unit 256 and retrofits | 535 | 7305 | Rate Constraint in lbs/MMBtu | FALSE | L | Annual | Allowances Banked | Thousand Tons | 0 | 0 | 0 | 0 | 0 | 0 | 0
IL Fac. Spec. - NOX Rate Summer v3.1, Unit 256 and retrofits | 535 | 7305 | Rate Constraint in lbs/MMBtu | FALSE | L | Annual | Allowances Withdrawn (1:1) | Thousand Tons | 0 | 0 | 0 | 0 | 0 | 0 | 0
IL Fac. Spec. - NOX Rate Summer v3.1, Unit 256 and retrofits | 535 | 7305 | Rate Constraint in lbs/MMBtu | FALSE | L | Annual | Allowances Withdrawn (n:1) | Thousand Tons | 0 | 0 | 0 | 0 | 0 | 0 | 0
IL Fac. Spec. - NOX Rate Summer v3.1, Unit 256 and retrofits | 535 | 7305 | Rate Constraint in lbs/MMBtu | FALSE | L | Annual | Net Emissions Allowance Position | Thousand Tons | 0.00039722 | 0.00038787 | 7.9443e-05 | 4.6731e-06 | 0 | 0 | 0
IL Fac. Spec. - NOX Rate Summer v3.1, Unit 256 and retrofits | 535 | 7305 | Rate Constraint in lbs/MMBtu | FALSE | L | Annual | Fuel Consumed | TBtu | 0.036392 | 0.035535 | 0.0072783 | 0.00042814 | 0 | 0 | 0
IL Fac. Spec. - NOX Rate Summer v3.1, Unit 256 and retrofits | 535 | 7305 | Rate Constraint in lbs/MMBtu | FALSE | L | Annual | Rate | lb/MMBtu | 0.02183 | 0.02183 | 0.02183 | 0.02183 | 0 | 0 | 0
IL Fac. Spec. - NOX Rate Summer v3.1, Unit 256 and retrofits | 535 | 7305 | Rate Constraint in lbs/MMBtu | FALSE | L | Annual | Generation | TWh | 0.0033868 | 0.0033072 | 0.00067737 | 3.9845e-05 | 0 | 0 | 0
IL Fac. Spec. - NOX Rate Summer v3.1, Unit 256 and retrofits | 535 | 7305 | Rate Constraint in lbs/MMBtu | FALSE | L | Annual | Qualifying Generation | TWh | 0.0033868 | 0.0033072 | 0.00067737 | 3.9845e-05 | 0 | 0 | 0
IL Fac. Spec. - NOX Rate Summer v3.1, Unit 256 and retrofits | 535 | 7305 | Rate Constraint in lbs/MMBtu | FALSE | L | Annual | Rate | lb/MWh | 0.23456 | 0.23456 | 0.23456 | 0.23456 | 0 | 0 | 0
IL Fac. Spec. - NOX Rate Summer v3.1, Unit 256 and retrofits | 535 | 7305 | Rate Constraint in lbs/MMBtu | FALSE | L | Annual | Constraint Shadow Price | US2022$/Ton | 0 | 0 | 0 | 0 | 0 | 0 | 0
IL Fac. Spec. - NOX Rate Summer v3.1, Unit 257 and retrofits | 536 | 7305 | Rate Constraint in lbs/MMBtu | FALSE | L | Annual | Seasons Included | Seasons | Summer | Summer | Summer | Summer | Summer | Summer | Summer
IL Fac. Spec. - NOX Rate Summer v3.1, Unit 257 and retrofits | 536 | 7305 | Rate Constraint in lbs/MMBtu | FALSE | L | Annual | Standard NOX | lb/MMBtu | 0.25 | 0.25 | 0.25 | 0.25 | 0.25 | 0.25 | 0.25
IL Fac. Spec. - NOX Rate Summer v3.1, Unit 257 and retrofits | 536 | 7305 | Rate Constraint in lbs/MMBtu | FALSE | L | Annual | Emissions at Affected Plants NOX | Thousand Tons | 0.0003843 | 0.00037525 | 7.6859e-05 | 4.5211e-06 | 0 | 0 | 0
IL Fac. Spec. - NOX Rate Summer v3.1, Unit 257 and retrofits | 536 | 7305 | Rate Constraint in lbs/MMBtu | FALSE | L | Annual | Allowances Purchased NOX | Thousand Tons | 0 | 0 | 0 | 0 | 0 | 0 | 0
IL Fac. Spec. - NOX Rate Summer v3.1, Unit 257 and retrofits | 536 | 7305 | Rate Constraint in lbs/MMBtu | FALSE | L | Annual | Allowances Sold NOX | Thousand Tons | 0 | 0 | 0 | 0 | 0 | 0 | 0
IL Fac. Spec. - NOX Rate Summer v3.1, Unit 257 and retrofits | 536 | 7305 | Rate Constraint in lbs/MMBtu | FALSE | L | Annual | Allowances Banked | Thousand Tons | 0 | 0 | 0 | 0 | 0 | 0 | 0
IL Fac. Spec. - NOX Rate Summer v3.1, Unit 257 and retrofits | 536 | 7305 | Rate Constraint in lbs/MMBtu | FALSE | L | Annual | Allowances Withdrawn (1:1) | Thousand Tons | 0 | 0 | 0 | 0 | 0 | 0 | 0
IL Fac. Spec. - NOX Rate Summer v3.1, Unit 257 and retrofits | 536 | 7305 | Rate Constraint in lbs/MMBtu | FALSE | L | Annual | Allowances Withdrawn (n:1) | Thousand Tons | 0 | 0 | 0 | 0 | 0 | 0 | 0
IL Fac. Spec. - NOX Rate Summer v3.1, Unit 257 and retrofits | 536 | 7305 | Rate Constraint in lbs/MMBtu | FALSE | L | Annual | Net Emissions Allowance Position | Thousand Tons | 0.0003843 | 0.00037525 | 7.6859e-05 | 4.5211e-06 | 0 | 0 | 0
IL Fac. Spec. - NOX Rate Summer v3.1, Unit 257 and retrofits | 536 | 7305 | Rate Constraint in lbs/MMBtu | FALSE | L | Annual | Fuel Consumed | TBtu | 0.036392 | 0.035535 | 0.0072783 | 0.00042814 | 0 | 0 | 0
IL Fac. Spec. - NOX Rate Summer v3.1, Unit 257 and retrofits | 536 | 7305 | Rate Constraint in lbs/MMBtu | FALSE | L | Annual | Rate | lb/MMBtu | 0.02112 | 0.02112 | 0.02112 | 0.02112 | 0 | 0 | 0
IL Fac. Spec. - NOX Rate Summer v3.1, Unit 257 and retrofits | 536 | 7305 | Rate Constraint in lbs/MMBtu | FALSE | L | Annual | Generation | TWh | 0.0033868 | 0.0033072 | 0.00067737 | 3.9845e-05 | 0 | 0 | 0
IL Fac. Spec. - NOX Rate Summer v3.1, Unit 257 and retrofits | 536 | 7305 | Rate Constraint in lbs/MMBtu | FALSE | L | Annual | Qualifying Generation | TWh | 0.0033868 | 0.0033072 | 0.00067737 | 3.9845e-05 | 0 | 0 | 0
IL Fac. Spec. - NOX Rate Summer v3.1, Unit 257 and retrofits | 536 | 7305 | Rate Constraint in lbs/MMBtu | FALSE | L | Annual | Rate | lb/MWh | 0.22693 | 0.22693 | 0.22693 | 0.22693 | 0 | 0 | 0
IL Fac. Spec. - NOX Rate Summer v3.1, Unit 257 and retrofits | 536 | 7305 | Rate Constraint in lbs/MMBtu | FALSE | L | Annual | Constraint Shadow Price | US2022$/Ton | 0 | 0 | 0 | 0 | 0 | 0 | 0
IL Fac. Spec. - NOX Rate Summer v3.1, Unit 258 and retrofits | 537 | 7305 | Rate Constraint in lbs/MMBtu | FALSE | L | Annual | Seasons Included | Seasons | Summer | Summer | Summer | Summer | Summer | Summer | Summer
IL Fac. Spec. - NOX Rate Summer v3.1, Unit 258 and retrofits | 537 | 7305 | Rate Constraint in lbs/MMBtu | FALSE | L | Annual | Standard NOX | lb/MMBtu | 0.25 | 0.25 | 0.25 | 0.25 | 0.25 | 0.25 | 0.25
IL Fac. Spec. - NOX Rate Summer v3.1, Unit 258 and retrofits | 537 | 7305 | Rate Constraint in lbs/MMBtu | FALSE | L | Annual | Emissions at Affected Plants NOX | Thousand Tons | 0.00031351 | 0.00030614 | 6.2703e-05 | 3.6884e-06 | 0 | 0 | 0
IL Fac. Spec. - NOX Rate Summer v3.1, Unit 258 and retrofits | 537 | 7305 | Rate Constraint in lbs/MMBtu | FALSE | L | Annual | Allowances Purchased NOX | Thousand Tons | 0 | 0 | 0 | 0 | 0 | 0 | 0
IL Fac. Spec. - NOX Rate Summer v3.1, Unit 258 and retrofits | 537 | 7305 | Rate Constraint in lbs/MMBtu | FALSE | L | Annual | Allowances Sold NOX | Thousand Tons | 0 | 0 | 0 | 0 | 0 | 0 | 0
IL Fac. Spec. - NOX Rate Summer v3.1, Unit 258 and retrofits | 537 | 7305 | Rate Constraint in lbs/MMBtu | FALSE | L | Annual | Allowances Banked | Thousand Tons | 0 | 0 | 0 | 0 | 0 | 0 | 0
IL Fac. Spec. - NOX Rate Summer v3.1, Unit 258 and retrofits | 537 | 7305 | Rate Constraint in lbs/MMBtu | FALSE | L | Annual | Allowances Withdrawn (1:1) | Thousand Tons | 0 | 0 | 0 | 0 | 0 | 0 | 0
IL Fac. Spec. - NOX Rate Summer v3.1, Unit 258 and retrofits | 537 | 7305 | Rate Constraint in lbs/MMBtu | FALSE | L | Annual | Allowances Withdrawn (n:1) | Thousand Tons | 0 | 0 | 0 | 0 | 0 | 0 | 0
IL Fac. Spec. - NOX Rate Summer v3.1, Unit 258 and retrofits | 537 | 7305 | Rate Constraint in lbs/MMBtu | FALSE | L | Annual | Net Emissions Allowance Position | Thousand Tons | 0.00031351 | 0.00030614 | 6.2703e-05 | 3.6884e-06 | 0 | 0 | 0
IL Fac. Spec. - NOX Rate Summer v3.1, Unit 258 and retrofits | 537 | 7305 | Rate Constraint in lbs/MMBtu | FALSE | L | Annual | Fuel Consumed | TBtu | 0.036392 | 0.035535 | 0.0072783 | 0.00042814 | 0 | 0 | 0
IL Fac. Spec. - NOX Rate Summer v3.1, Unit 258 and retrofits | 537 | 7305 | Rate Constraint in lbs/MMBtu | FALSE | L | Annual | Rate | lb/MMBtu | 0.01723 | 0.01723 | 0.01723 | 0.01723 | 0 | 0 | 0
IL Fac. Spec. - NOX Rate Summer v3.1, Unit 258 and retrofits | 537 | 7305 | Rate Constraint in lbs/MMBtu | FALSE | L | Annual | Generation | TWh | 0.0033868 | 0.0033072 | 0.00067737 | 3.9845e-05 | 0 | 0 | 0
IL Fac. Spec. - NOX Rate Summer v3.1, Unit 258 and retrofits | 537 | 7305 | Rate Constraint in lbs/MMBtu | FALSE | L | Annual | Qualifying Generation | TWh | 0.0033868 | 0.0033072 | 0.00067737 | 3.9845e-05 | 0 | 0 | 0
IL Fac. Spec. - NOX Rate Summer v3.1, Unit 258 and retrofits | 537 | 7305 | Rate Constraint in lbs/MMBtu | FALSE | L | Annual | Rate | lb/MWh | 0.18514 | 0.18514 | 0.18514 | 0.18514 | 0 | 0 | 0
IL Fac. Spec. - NOX Rate Summer v3.1, Unit 258 and retrofits | 537 | 7305 | Rate Constraint in lbs/MMBtu | FALSE | L | Annual | Constraint Shadow Price | US2022$/Ton | 0 | 0 | 0 | 0 | 0 | 0 | 0
IL Fac. Spec. - NOX Rate Summer v3.1, Unit 261 and retrofits | 538 | 7305 | Rate Constraint in lbs/MMBtu | FALSE | L | Annual | Seasons Included | Seasons | Summer | Summer | Summer | Summer | Summer | Summer | Summer
IL Fac. Spec. - NOX Rate Summer v3.1, Unit 261 and retrofits | 538 | 7305 | Rate Constraint in lbs/MMBtu | FALSE | L | Annual | Standard NOX | lb/MMBtu | 0.25 | 0.25 | 0.25 | 0.25 | 0.25 | 0.25 | 0.25
IL Fac. Spec. - NOX Rate Summer v3.1, Unit 261 and retrofits | 538 | 7305 | Rate Constraint in lbs/MMBtu | FALSE | L | Annual | Emissions at Affected Plants NOX | Thousand Tons | 0.00053369 | 0.0013547 | 0 | 0 | 0 | 0 | 0
IL Fac. Spec. - NOX Rate Summer v3.1, Unit 261 and retrofits | 538 | 7305 | Rate Constraint in lbs/MMBtu | FALSE | L | Annual | Allowances Purchased NOX | Thousand Tons | 0 | 0 | 0 | 0 | 0 | 0 | 0
IL Fac. Spec. - NOX Rate Summer v3.1, Unit 261 and retrofits | 538 | 7305 | Rate Constraint in lbs/MMBtu | FALSE | L | Annual | Allowances Sold NOX | Thousand Tons | 0 | 0 | 0 | 0 | 0 | 0 | 0
IL Fac. Spec. - NOX Rate Summer v3.1, Unit 261 and retrofits | 538 | 7305 | Rate Constraint in lbs/MMBtu | FALSE | L | Annual | Allowances Banked | Thousand Tons | 0 | 0 | 0 | 0 | 0 | 0 | 0
IL Fac. Spec. - NOX Rate Summer v3.1, Unit 261 and retrofits | 538 | 7305 | Rate Constraint in lbs/MMBtu | FALSE | L | Annual | Allowances Withdrawn (1:1) | Thousand Tons | 0 | 0 | 0 | 0 | 0 | 0 | 0
IL Fac. Spec. - NOX Rate Summer v3.1, Unit 261 and retrofits | 538 | 7305 | Rate Constraint in lbs/MMBtu | FALSE | L | Annual | Allowances Withdrawn (n:1) | Thousand Tons | 0 | 0 | 0 | 0 | 0 | 0 | 0
IL Fac. Spec. - NOX Rate Summer v3.1, Unit 261 and retrofits | 538 | 7305 | Rate Constraint in lbs/MMBtu | FALSE | L | Annual | Net Emissions Allowance Position | Thousand Tons | 0.00053369 | 0.0013547 | 0 | 0 | 0 | 0 | 0
IL Fac. Spec. - NOX Rate Summer v3.1, Unit 261 and retrofits | 538 | 7305 | Rate Constraint in lbs/MMBtu | FALSE | L | Annual | Fuel Consumed | TBtu | 0.014769 | 0.037491 | 0 | 0 | 0 | 0 | 0
IL Fac. Spec. - NOX Rate Summer v3.1, Unit 261 and retrofits | 538 | 7305 | Rate Constraint in lbs/MMBtu | FALSE | L | Annual | Rate | lb/MMBtu | 0.07227 | 0.07227 | 0 | 0 | 0 | 0 | 0
IL Fac. Spec. - NOX Rate Summer v3.1, Unit 261 and retrofits | 538 | 7305 | Rate Constraint in lbs/MMBtu | FALSE | L | Annual | Generation | TWh | 0.0012216 | 0.003101 | 0 | 0 | 0 | 0 | 0
IL Fac. Spec. - NOX Rate Summer v3.1, Unit 261 and retrofits | 538 | 7305 | Rate Constraint in lbs/MMBtu | FALSE | L | Annual | Qualifying Generation | TWh | 0.0012216 | 0.003101 | 0 | 0 | 0 | 0 | 0
IL Fac. Spec. - NOX Rate Summer v3.1, Unit 261 and retrofits | 538 | 7305 | Rate Constraint in lbs/MMBtu | FALSE | L | Annual | Rate | lb/MWh | 0.87374 | 0.87374 | 0 | 0 | 0 | 0 | 0
IL Fac. Spec. - NOX Rate Summer v3.1, Unit 261 and retrofits | 538 | 7305 | Rate Constraint in lbs/MMBtu | FALSE | L | Annual | Constraint Shadow Price | US2022$/Ton | 0 | 0 | 0 | 0 | 0 | 0 | 0
IL Fac. Spec. - NOX Rate Summer v3.1, Unit 262 and retrofits | 539 | 7305 | Rate Constraint in lbs/MMBtu | FALSE | L | Annual | Seasons Included | Seasons | Summer | Summer | Summer | Summer | Summer | Summer | Summer
IL Fac. Spec. - NOX Rate Summer v3.1, Unit 262 and retrofits | 539 | 7305 | Rate Constraint in lbs/MMBtu | FALSE | L | Annual | Standard NOX | lb/MMBtu | 0.25 | 0.25 | 0.25 | 0.25 | 0.25 | 0.25 | 0.25
IL Fac. Spec. - NOX Rate Summer v3.1, Unit 262 and retrofits | 539 | 7305 | Rate Constraint in lbs/MMBtu | FALSE | L | Annual | Emissions at Affected Plants NOX | Thousand Tons | 0.00069809 | 0.0017721 | 0 | 0 | 0 | 0 | 0
IL Fac. Spec. - NOX Rate Summer v3.1, Unit 262 and retrofits | 539 | 7305 | Rate Constraint in lbs/MMBtu | FALSE | L | Annual | Allowances Purchased NOX | Thousand Tons | 0 | 0 | 0 | 0 | 0 | 0 | 0
IL Fac. Spec. - NOX Rate Summer v3.1, Unit 262 and retrofits | 539 | 7305 | Rate Constraint in lbs/MMBtu | FALSE | L | Annual | Allowances Sold NOX | Thousand Tons | 0 | 0 | 0 | 0 | 0 | 0 | 0
IL Fac. Spec. - NOX Rate Summer v3.1, Unit 262 and retrofits | 539 | 7305 | Rate Constraint in lbs/MMBtu | FALSE | L | Annual | Allowances Banked | Thousand Tons | 0 | 0 | 0 | 0 | 0 | 0 | 0
IL Fac. Spec. - NOX Rate Summer v3.1, Unit 262 and retrofits | 539 | 7305 | Rate Constraint in lbs/MMBtu | FALSE | L | Annual | Allowances Withdrawn (1:1) | Thousand Tons | 0 | 0 | 0 | 0 | 0 | 0 | 0
IL Fac. Spec. - NOX Rate Summer v3.1, Unit 262 and retrofits | 539 | 7305 | Rate Constraint in lbs/MMBtu | FALSE | L | Annual | Allowances Withdrawn (n:1) | Thousand Tons | 0 | 0 | 0 | 0 | 0 | 0 | 0
IL Fac. Spec. - NOX Rate Summer v3.1, Unit 262 and retrofits | 539 | 7305 | Rate Constraint in lbs/MMBtu | FALSE | L | Annual | Net Emissions Allowance Position | Thousand Tons | 0.00069809 | 0.0017721 | 0 | 0 | 0 | 0 | 0
IL Fac. Spec. - NOX Rate Summer v3.1, Unit 262 and retrofits | 539 | 7305 | Rate Constraint in lbs/MMBtu | FALSE | L | Annual | Fuel Consumed | TBtu | 0.014273 | 0.036231 | 0 | 0 | 0 | 0 | 0
IL Fac. Spec. - NOX Rate Summer v3.1, Unit 262 and retrofits | 539 | 7305 | Rate Constraint in lbs/MMBtu | FALSE | L | Annual | Rate | lb/MMBtu | 0.09782 | 0.09782 | 0 | 0 | 0 | 0 | 0
IL Fac. Spec. - NOX Rate Summer v3.1, Unit 262 and retrofits | 539 | 7305 | Rate Constraint in lbs/MMBtu | FALSE | L | Annual | Generation | TWh | 0.0011809 | 0.0029976 | 0 | 0 | 0 | 0 | 0
IL Fac. Spec. - NOX Rate Summer v3.1, Unit 262 and retrofits | 539 | 7305 | Rate Constraint in lbs/MMBtu | FALSE | L | Annual | Qualifying Generation | TWh | 0.0011809 | 0.0029976 | 0 | 0 | 0 | 0 | 0
IL Fac. Spec. - NOX Rate Summer v3.1, Unit 262 and retrofits | 539 | 7305 | Rate Constraint in lbs/MMBtu | FALSE | L | Annual | Rate | lb/MWh | 1.1824 | 1.1824 | 0 | 0 | 0 | 0 | 0
IL Fac. Spec. - NOX Rate Summer v3.1, Unit 262 and retrofits | 539 | 7305 | Rate Constraint in lbs/MMBtu | FALSE | L | Annual | Constraint Shadow Price | US2022$/Ton | 0 | 0 | 0 | 0 | 0 | 0 | 0
IL Fac. Spec. - NOX Rate Summer v3.1, Unit 263 and retrofits | 540 | 7305 | Rate Constraint in lbs/MMBtu | FALSE | L | Annual | Seasons Included | Seasons | Summer | Summer | Summer | Summer | Summer | Summer | Summer
IL Fac. Spec. - NOX Rate Summer v3.1, Unit 263 and retrofits | 540 | 7305 | Rate Constraint in lbs/MMBtu | FALSE | L | Annual | Standard NOX | lb/MMBtu | 0.25 | 0.25 | 0.25 | 0.25 | 0.25 | 0.25 | 0.25
IL Fac. Spec. - NOX Rate Summer v3.1, Unit 263 and retrofits | 540 | 7305 | Rate Constraint in lbs/MMBtu | FALSE | L | Annual | Emissions at Affected Plants NOX | Thousand Tons | 0.00061954 | 0.0015727 | 0 | 0 | 0 | 0 | 0
IL Fac. Spec. - NOX Rate Summer v3.1, Unit 263 and retrofits | 540 | 7305 | Rate Constraint in lbs/MMBtu | FALSE | L | Annual | Allowances Purchased NOX | Thousand Tons | 0 | 0 | 0 | 0 | 0 | 0 | 0
IL Fac. Spec. - NOX Rate Summer v3.1, Unit 263 and retrofits | 540 | 7305 | Rate Constraint in lbs/MMBtu | FALSE | L | Annual | Allowances Sold NOX | Thousand Tons | 0 | 0 | 0 | 0 | 0 | 0 | 0
IL Fac. Spec. - NOX Rate Summer v3.1, Unit 263 and retrofits | 540 | 7305 | Rate Constraint in lbs/MMBtu | FALSE | L | Annual | Allowances Banked | Thousand Tons | 0 | 0 | 0 | 0 | 0 | 0 | 0
IL Fac. Spec. - NOX Rate Summer v3.1, Unit 263 and retrofits | 540 | 7305 | Rate Constraint in lbs/MMBtu | FALSE | L | Annual | Allowances Withdrawn (1:1) | Thousand Tons | 0 | 0 | 0 | 0 | 0 | 0 | 0
IL Fac. Spec. - NOX Rate Summer v3.1, Unit 263 and retrofits | 540 | 7305 | Rate Constraint in lbs/MMBtu | FALSE | L | Annual | Allowances Withdrawn (n:1) | Thousand Tons | 0 | 0 | 0 | 0 | 0 | 0 | 0
IL Fac. Spec. - NOX Rate Summer v3.1, Unit 263 and retrofits | 540 | 7305 | Rate Constraint in lbs/MMBtu | FALSE | L | Annual | Net Emissions Allowance Position | Thousand Tons | 0.00061954 | 0.0015727 | 0 | 0 | 0 | 0 | 0
IL Fac. Spec. - NOX Rate Summer v3.1, Unit 263 and retrofits | 540 | 7305 | Rate Constraint in lbs/MMBtu | FALSE | L | Annual | Fuel Consumed | TBtu | 0.014583 | 0.037018 | 0 | 0 | 0 | 0 | 0
IL Fac. Spec. - NOX Rate Summer v3.1, Unit 263 and retrofits | 540 | 7305 | Rate Constraint in lbs/MMBtu | FALSE | L | Annual | Rate | lb/MMBtu | 0.08497 | 0.08497 | 0 | 0 | 0 | 0 | 0
IL Fac. Spec. - NOX Rate Summer v3.1, Unit 263 and retrofits | 540 | 7305 | Rate Constraint in lbs/MMBtu | FALSE | L | Annual | Generation | TWh | 0.0012065 | 0.0030626 | 0 | 0 | 0 | 0 | 0
IL Fac. Spec. - NOX Rate Summer v3.1, Unit 263 and retrofits | 540 | 7305 | Rate Constraint in lbs/MMBtu | FALSE | L | Annual | Qualifying Generation | TWh | 0.0012065 | 0.0030626 | 0 | 0 | 0 | 0 | 0
IL Fac. Spec. - NOX Rate Summer v3.1, Unit 263 and retrofits | 540 | 7305 | Rate Constraint in lbs/MMBtu | FALSE | L | Annual | Rate | lb/MWh | 1.027 | 1.027 | 0 | 0 | 0 | 0 | 0
IL Fac. Spec. - NOX Rate Summer v3.1, Unit 263 and retrofits | 540 | 7305 | Rate Constraint in lbs/MMBtu | FALSE | L | Annual | Constraint Shadow Price | US2022$/Ton | 0 | 0 | 0 | 0 | 0 | 0 | 0
IL Fac. Spec. - NOX Rate Summer v3.1, Unit 264 and retrofits | 541 | 7305 | Rate Constraint in lbs/MMBtu | FALSE | L | Annual | Seasons Included | Seasons | Summer | Summer | Summer | Summer | Summer | Summer | Summer
IL Fac. Spec. - NOX Rate Summer v3.1, Unit 264 and retrofits | 541 | 7305 | Rate Constraint in lbs/MMBtu | FALSE | L | Annual | Standard NOX | lb/MMBtu | 0.25 | 0.25 | 0.25 | 0.25 | 0.25 | 0.25 | 0.25
IL Fac. Spec. - NOX Rate Summer v3.1, Unit 264 and retrofits | 541 | 7305 | Rate Constraint in lbs/MMBtu | FALSE | L | Annual | Emissions at Affected Plants NOX | Thousand Tons | 0.00028861 | 0.00073262 | 0 | 0 | 0 | 0 | 0
IL Fac. Spec. - NOX Rate Summer v3.1, Unit 264 and retrofits | 541 | 7305 | Rate Constraint in lbs/MMBtu | FALSE | L | Annual | Allowances Purchased NOX | Thousand Tons | 0 | 0 | 0 | 0 | 0 | 0 | 0
IL Fac. Spec. - NOX Rate Summer v3.1, Unit 264 and retrofits | 541 | 7305 | Rate Constraint in lbs/MMBtu | FALSE | L | Annual | Allowances Sold NOX | Thousand Tons | 0 | 0 | 0 | 0 | 0 | 0 | 0
IL Fac. Spec. - NOX Rate Summer v3.1, Unit 264 and retrofits | 541 | 7305 | Rate Constraint in lbs/MMBtu | FALSE | L | Annual | Allowances Banked | Thousand Tons | 0 | 0 | 0 | 0 | 0 | 0 | 0
IL Fac. Spec. - NOX Rate Summer v3.1, Unit 264 and retrofits | 541 | 7305 | Rate Constraint in lbs/MMBtu | FALSE | L | Annual | Allowances Withdrawn (1:1) | Thousand Tons | 0 | 0 | 0 | 0 | 0 | 0 | 0
IL Fac. Spec. - NOX Rate Summer v3.1, Unit 264 and retrofits | 541 | 7305 | Rate Constraint in lbs/MMBtu | FALSE | L | Annual | Allowances Withdrawn (n:1) | Thousand Tons | 0 | 0 | 0 | 0 | 0 | 0 | 0
IL Fac. Spec. - NOX Rate Summer v3.1, Unit 264 and retrofits | 541 | 7305 | Rate Constraint in lbs/MMBtu | FALSE | L | Annual | Net Emissions Allowance Position | Thousand Tons | 0.00028861 | 0.00073262 | 0 | 0 | 0 | 0 | 0
IL Fac. Spec. - NOX Rate Summer v3.1, Unit 264 and retrofits | 541 | 7305 | Rate Constraint in lbs/MMBtu | FALSE | L | Annual | Fuel Consumed | TBtu | 0.0039921 | 0.010134 | 0 | 0 | 0 | 0 | 0
IL Fac. Spec. - NOX Rate Summer v3.1, Unit 264 and retrofits | 541 | 7305 | Rate Constraint in lbs/MMBtu | FALSE | L | Annual | Rate | lb/MMBtu | 0.14459 | 0.14459 | 0 | 0 | 0 | 0 | 0
IL Fac. Spec. - NOX Rate Summer v3.1, Unit 264 and retrofits | 541 | 7305 | Rate Constraint in lbs/MMBtu | FALSE | L | Annual | Generation | TWh | 0.00033036 | 0.00083861 | 0 | 0 | 0 | 0 | 0
IL Fac. Spec. - NOX Rate Summer v3.1, Unit 264 and retrofits | 541 | 7305 | Rate Constraint in lbs/MMBtu | FALSE | L | Annual | Qualifying Generation | TWh | 0.00033036 | 0.00083861 | 0 | 0 | 0 | 0 | 0
IL Fac. Spec. - NOX Rate Summer v3.1, Unit 264 and retrofits | 541 | 7305 | Rate Constraint in lbs/MMBtu | FALSE | L | Annual | Rate | lb/MWh | 1.7472 | 1.7472 | 0 | 0 | 0 | 0 | 0
IL Fac. Spec. - NOX Rate Summer v3.1, Unit 264 and retrofits | 541 | 7305 | Rate Constraint in lbs/MMBtu | FALSE | L | Annual | Constraint Shadow Price | US2022$/Ton | 0 | 0 | 0 | 0 | 0 | 0 | 0
IL Fac. Spec. - NOX Rate Summer v3.1, Unit 265 and retrofits | 542 | 7305 | Rate Constraint in lbs/MMBtu | FALSE | L | Annual | Seasons Included | Seasons | Summer | Summer | Summer | Summer | Summer | Summer | Summer
IL Fac. Spec. - NOX Rate Summer v3.1, Unit 265 and retrofits | 542 | 7305 | Rate Constraint in lbs/MMBtu | FALSE | L | Annual | Standard NOX | lb/MMBtu | 0.25 | 0.25 | 0.25 | 0.25 | 0.25 | 0.25 | 0.25
IL Fac. Spec. - NOX Rate Summer v3.1, Unit 265 and retrofits | 542 | 7305 | Rate Constraint in lbs/MMBtu | FALSE | L | Annual | Emissions at Affected Plants NOX | Thousand Tons | 0.0030502 | 0.0033311 | 0.00068228 | 4.0134e-05 | 0 | 0 | 0
IL Fac. Spec. - NOX Rate Summer v3.1, Unit 265 and retrofits | 542 | 7305 | Rate Constraint in lbs/MMBtu | FALSE | L | Annual | Allowances Purchased NOX | Thousand Tons | 0 | 0 | 0 | 0 | 0 | 0 | 0
IL Fac. Spec. - NOX Rate Summer v3.1, Unit 265 and retrofits | 542 | 7305 | Rate Constraint in lbs/MMBtu | FALSE | L | Annual | Allowances Sold NOX | Thousand Tons | 0 | 0 | 0 | 0 | 0 | 0 | 0
IL Fac. Spec. - NOX Rate Summer v3.1, Unit 265 and retrofits | 542 | 7305 | Rate Constraint in lbs/MMBtu | FALSE | L | Annual | Allowances Banked | Thousand Tons | 0 | 0 | 0 | 0 | 0 | 0 | 0
IL Fac. Spec. - NOX Rate Summer v3.1, Unit 265 and retrofits | 542 | 7305 | Rate Constraint in lbs/MMBtu | FALSE | L | Annual | Allowances Withdrawn (1:1) | Thousand Tons | 0 | 0 | 0 | 0 | 0 | 0 | 0
IL Fac. Spec. - NOX Rate Summer v3.1, Unit 265 and retrofits | 542 | 7305 | Rate Constraint in lbs/MMBtu | FALSE | L | Annual | Allowances Withdrawn (n:1) | Thousand Tons | 0 | 0 | 0 | 0 | 0 | 0 | 0
IL Fac. Spec. - NOX Rate Summer v3.1, Unit 265 and retrofits | 542 | 7305 | Rate Constraint in lbs/MMBtu | FALSE | L | Annual | Net Emissions Allowance Position | Thousand Tons | 0.0030502 | 0.0033311 | 0.00068228 | 4.0134e-05 | 0 | 0 | 0
IL Fac. Spec. - NOX Rate Summer v3.1, Unit 265 and retrofits | 542 | 7305 | Rate Constraint in lbs/MMBtu | FALSE | L | Annual | Fuel Consumed | TBtu | 0.11602 | 0.12671 | 0.025952 | 0.0015266 | 0 | 0 | 0
IL Fac. Spec. - NOX Rate Summer v3.1, Unit 265 and retrofits | 542 | 7305 | Rate Constraint in lbs/MMBtu | FALSE | L | Annual | Rate | lb/MMBtu | 0.05258 | 0.05258 | 0.05258 | 0.05258 | 0 | 0 | 0
IL Fac. Spec. - NOX Rate Summer v3.1, Unit 265 and retrofits | 542 | 7305 | Rate Constraint in lbs/MMBtu | FALSE | L | Annual | Generation | TWh | 0.010212 | 0.011153 | 0.0022843 | 0.00013437 | 0 | 0 | 0
IL Fac. Spec. - NOX Rate Summer v3.1, Unit 265 and retrofits | 542 | 7305 | Rate Constraint in lbs/MMBtu | FALSE | L | Annual | Qualifying Generation | TWh | 0.010212 | 0.011153 | 0.0022843 | 0.00013437 | 0 | 0 | 0
IL Fac. Spec. - NOX Rate Summer v3.1, Unit 265 and retrofits | 542 | 7305 | Rate Constraint in lbs/MMBtu | FALSE | L | Annual | Rate | lb/MWh | 0.59736 | 0.59736 | 0.59736 | 0.59736 | 0 | 0 | 0
IL Fac. Spec. - NOX Rate Summer v3.1, Unit 265 and retrofits | 542 | 7305 | Rate Constraint in lbs/MMBtu | FALSE | L | Annual | Constraint Shadow Price | US2022$/Ton | 0 | 0 | 0 | 0 | 0 | 0 | 0
IL Fac. Spec. - NOX Rate Summer v3.1, Unit 266 and retrofits | 543 | 7305 | Rate Constraint in lbs/MMBtu | FALSE | L | Annual | Seasons Included | Seasons | Summer | Summer | Summer | Summer | Summer | Summer | Summer
IL Fac. Spec. - NOX Rate Summer v3.1, Unit 266 and retrofits | 543 | 7305 | Rate Constraint in lbs/MMBtu | FALSE | L | Annual | Standard NOX | lb/MMBtu | 0.25 | 0.25 | 0.25 | 0.25 | 0.25 | 0.25 | 0.25
IL Fac. Spec. - NOX Rate Summer v3.1, Unit 266 and retrofits | 543 | 7305 | Rate Constraint in lbs/MMBtu | FALSE | L | Annual | Emissions at Affected Plants NOX | Thousand Tons | 0.0028634 | 0.0031271 | 0.0006405 | 0 | 0 | 0 | 0
IL Fac. Spec. - NOX Rate Summer v3.1, Unit 266 and retrofits | 543 | 7305 | Rate Constraint in lbs/MMBtu | FALSE | L | Annual | Allowances Purchased NOX | Thousand Tons | 0 | 0 | 0 | 0 | 0 | 0 | 0
IL Fac. Spec. - NOX Rate Summer v3.1, Unit 266 and retrofits | 543 | 7305 | Rate Constraint in lbs/MMBtu | FALSE | L | Annual | Allowances Sold NOX | Thousand Tons | 0 | 0 | 0 | 0 | 0 | 0 | 0
IL Fac. Spec. - NOX Rate Summer v3.1, Unit 266 and retrofits | 543 | 7305 | Rate Constraint in lbs/MMBtu | FALSE | L | Annual | Allowances Banked | Thousand Tons | 0 | 0 | 0 | 0 | 0 | 0 | 0
IL Fac. Spec. - NOX Rate Summer v3.1, Unit 266 and retrofits | 543 | 7305 | Rate Constraint in lbs/MMBtu | FALSE | L | Annual | Allowances Withdrawn (1:1) | Thousand Tons | 0 | 0 | 0 | 0 | 0 | 0 | 0
IL Fac. Spec. - NOX Rate Summer v3.1, Unit 266 and retrofits | 543 | 7305 | Rate Constraint in lbs/MMBtu | FALSE | L | Annual | Allowances Withdrawn (n:1) | Thousand Tons | 0 | 0 | 0 | 0 | 0 | 0 | 0
IL Fac. Spec. - NOX Rate Summer v3.1, Unit 266 and retrofits | 543 | 7305 | Rate Constraint in lbs/MMBtu | FALSE | L | Annual | Net Emissions Allowance Position | Thousand Tons | 0.0028634 | 0.0031271 | 0.0006405 | 0 | 0 | 0 | 0
IL Fac. Spec. - NOX Rate Summer v3.1, Unit 266 and retrofits | 543 | 7305 | Rate Constraint in lbs/MMBtu | FALSE | L | Annual | Fuel Consumed | TBtu | 0.11602 | 0.12671 | 0.025952 | 0 | 0 | 0 | 0
IL Fac. Spec. - NOX Rate Summer v3.1, Unit 266 and retrofits | 543 | 7305 | Rate Constraint in lbs/MMBtu | FALSE | L | Annual | Rate | lb/MMBtu | 0.04936 | 0.04936 | 0.04936 | 0 | 0 | 0 | 0
IL Fac. Spec. - NOX Rate Summer v3.1, Unit 266 and retrofits | 543 | 7305 | Rate Constraint in lbs/MMBtu | FALSE | L | Annual | Generation | TWh | 0.010212 | 0.011153 | 0.0022843 | 0 | 0 | 0 | 0
IL Fac. Spec. - NOX Rate Summer v3.1, Unit 266 and retrofits | 543 | 7305 | Rate Constraint in lbs/MMBtu | FALSE | L | Annual | Qualifying Generation | TWh | 0.010212 | 0.011153 | 0.0022843 | 0 | 0 | 0 | 0
IL Fac. Spec. - NOX Rate Summer v3.1, Unit 266 and retrofits | 543 | 7305 | Rate Constraint in lbs/MMBtu | FALSE | L | Annual | Rate | lb/MWh | 0.56078 | 0.56078 | 0.56078 | 0 | 0 | 0 | 0
IL Fac. Spec. - NOX Rate Summer v3.1, Unit 266 and retrofits | 543 | 7305 | Rate Constraint in lbs/MMBtu | FALSE | L | Annual | Constraint Shadow Price | US2022$/Ton | 0 | 0 | 0 | 0 | 0 | 0 | 0
IL Fac. Spec. - NOX Rate Summer v3.1, Unit 267 and retrofits | 544 | 7305 | Rate Constraint in lbs/MMBtu | FALSE | L | Annual | Seasons Included | Seasons | Summer | Summer | Summer | Summer | Summer | Summer | Summer
IL Fac. Spec. - NOX Rate Summer v3.1, Unit 267 and retrofits | 544 | 7305 | Rate Constraint in lbs/MMBtu | FALSE | L | Annual | Standard NOX | lb/MMBtu | 0.25 | 0.25 | 0.25 | 0.25 | 0.25 | 0.25 | 0.25
IL Fac. Spec. - NOX Rate Summer v3.1, Unit 267 and retrofits | 544 | 7305 | Rate Constraint in lbs/MMBtu | FALSE | L | Annual | Emissions at Affected Plants NOX | Thousand Tons | 0.0031047 | 0.0033907 | 0.00069448 | 0 | 0 | 0 | 0
IL Fac. Spec. - NOX Rate Summer v3.1, Unit 267 and retrofits | 544 | 7305 | Rate Constraint in lbs/MMBtu | FALSE | L | Annual | Allowances Purchased NOX | Thousand Tons | 0 | 0 | 0 | 0 | 0 | 0 | 0
IL Fac. Spec. - NOX Rate Summer v3.1, Unit 267 and retrofits | 544 | 7305 | Rate Constraint in lbs/MMBtu | FALSE | L | Annual | Allowances Sold NOX | Thousand Tons | 0 | 0 | 0 | 0 | 0 | 0 | 0
IL Fac. Spec. - NOX Rate Summer v3.1, Unit 267 and retrofits | 544 | 7305 | Rate Constraint in lbs/MMBtu | FALSE | L | Annual | Allowances Banked | Thousand Tons | 0 | 0 | 0 | 0 | 0 | 0 | 0
IL Fac. Spec. - NOX Rate Summer v3.1, Unit 267 and retrofits | 544 | 7305 | Rate Constraint in lbs/MMBtu | FALSE | L | Annual | Allowances Withdrawn (1:1) | Thousand Tons | 0 | 0 | 0 | 0 | 0 | 0 | 0
IL Fac. Spec. - NOX Rate Summer v3.1, Unit 267 and retrofits | 544 | 7305 | Rate Constraint in lbs/MMBtu | FALSE | L | Annual | Allowances Withdrawn (n:1) | Thousand Tons | 0 | 0 | 0 | 0 | 0 | 0 | 0
IL Fac. Spec. - NOX Rate Summer v3.1, Unit 267 and retrofits | 544 | 7305 | Rate Constraint in lbs/MMBtu | FALSE | L | Annual | Net Emissions Allowance Position | Thousand Tons | 0.0031047 | 0.0033907 | 0.00069448 | 0 | 0 | 0 | 0
IL Fac. Spec. - NOX Rate Summer v3.1, Unit 267 and retrofits | 544 | 7305 | Rate Constraint in lbs/MMBtu | FALSE | L | Annual | Fuel Consumed | TBtu | 0.11602 | 0.12671 | 0.025952 | 0 | 0 | 0 | 0
IL Fac. Spec. - NOX Rate Summer v3.1, Unit 267 and retrofits | 544 | 7305 | Rate Constraint in lbs/MMBtu | FALSE | L | Annual | Rate | lb/MMBtu | 0.05352 | 0.05352 | 0.05352 | 0 | 0 | 0 | 0
IL Fac. Spec. - NOX Rate Summer v3.1, Unit 267 and retrofits | 544 | 7305 | Rate Constraint in lbs/MMBtu | FALSE | L | Annual | Generation | TWh | 0.010212 | 0.011153 | 0.0022843 | 0 | 0 | 0 | 0
IL Fac. Spec. - NOX Rate Summer v3.1, Unit 267 and retrofits | 544 | 7305 | Rate Constraint in lbs/MMBtu | FALSE | L | Annual | Qualifying Generation | TWh | 0.010212 | 0.011153 | 0.0022843 | 0 | 0 | 0 | 0
IL Fac. Spec. - NOX Rate Summer v3.1, Unit 267 and retrofits | 544 | 7305 | Rate Constraint in lbs/MMBtu | FALSE | L | Annual | Rate | lb/MWh | 0.60804 | 0.60804 | 0.60804 | 0 | 0 | 0 | 0
IL Fac. Spec. - NOX Rate Summer v3.1, Unit 267 and retrofits | 544 | 7305 | Rate Constraint in lbs/MMBtu | FALSE | L | Annual | Constraint Shadow Price | US2022$/Ton | 0 | 0 | 0 | 0 | 0 | 0 | 0
IL Fac. Spec. - NOX Rate Summer v3.1, Unit 268 and retrofits | 545 | 7305 | Rate Constraint in lbs/MMBtu | FALSE | L | Annual | Seasons Included | Seasons | Summer | Summer | Summer | Summer | Summer | Summer | Summer
IL Fac. Spec. - NOX Rate Summer v3.1, Unit 268 and retrofits | 545 | 7305 | Rate Constraint in lbs/MMBtu | FALSE | L | Annual | Standard NOX | lb/MMBtu | 0.25 | 0.25 | 0.25 | 0.25 | 0.25 | 0.25 | 0.25
IL Fac. Spec. - NOX Rate Summer v3.1, Unit 268 and retrofits | 545 | 7305 | Rate Constraint in lbs/MMBtu | FALSE | L | Annual | Emissions at Affected Plants NOX | Thousand Tons | 0.0024904 | 0.0027198 | 0.00055706 | 0 | 0 | 0 | 0
IL Fac. Spec. - NOX Rate Summer v3.1, Unit 268 and retrofits | 545 | 7305 | Rate Constraint in lbs/MMBtu | FALSE | L | Annual | Allowances Purchased NOX | Thousand Tons | 0 | 0 | 0 | 0 | 0 | 0 | 0
IL Fac. Spec. - NOX Rate Summer v3.1, Unit 268 and retrofits | 545 | 7305 | Rate Constraint in lbs/MMBtu | FALSE | L | Annual | Allowances Sold NOX | Thousand Tons | 0 | 0 | 0 | 0 | 0 | 0 | 0
IL Fac. Spec. - NOX Rate Summer v3.1, Unit 268 and retrofits | 545 | 7305 | Rate Constraint in lbs/MMBtu | FALSE | L | Annual | Allowances Banked | Thousand Tons | 0 | 0 | 0 | 0 | 0 | 0 | 0
IL Fac. Spec. - NOX Rate Summer v3.1, Unit 268 and retrofits | 545 | 7305 | Rate Constraint in lbs/MMBtu | FALSE | L | Annual | Allowances Withdrawn (1:1) | Thousand Tons | 0 | 0 | 0 | 0 | 0 | 0 | 0
IL Fac. Spec. - NOX Rate Summer v3.1, Unit 268 and retrofits | 545 | 7305 | Rate Constraint in lbs/MMBtu | FALSE | L | Annual | Allowances Withdrawn (n:1) | Thousand Tons | 0 | 0 | 0 | 0 | 0 | 0 | 0
IL Fac. Spec. - NOX Rate Summer v3.1, Unit 268 and retrofits | 545 | 7305 | Rate Constraint in lbs/MMBtu | FALSE | L | Annual | Net Emissions Allowance Position | Thousand Tons | 0.0024904 | 0.0027198 | 0.00055706 | 0 | 0 | 0 | 0
IL Fac. Spec. - NOX Rate Summer v3.1, Unit 268 and retrofits | 545 | 7305 | Rate Constraint in lbs/MMBtu | FALSE | L | Annual | Fuel Consumed | TBtu | 0.11602 | 0.12671 | 0.025952 | 0 | 0 | 0 | 0
IL Fac. Spec. - NOX Rate Summer v3.1, Unit 268 and retrofits | 545 | 7305 | Rate Constraint in lbs/MMBtu | FALSE | L | Annual | Rate | lb/MMBtu | 0.04293 | 0.04293 | 0.04293 | 0 | 0 | 0 | 0
IL Fac. Spec. - NOX Rate Summer v3.1, Unit 268 and retrofits | 545 | 7305 | Rate Constraint in lbs/MMBtu | FALSE | L | Annual | Generation | TWh | 0.010212 | 0.011153 | 0.0022843 | 0 | 0 | 0 | 0
IL Fac. Spec. - NOX Rate Summer v3.1, Unit 268 and retrofits | 545 | 7305 | Rate Constraint in lbs/MMBtu | FALSE | L | Annual | Qualifying Generation | TWh | 0.010212 | 0.011153 | 0.0022843 | 0 | 0 | 0 | 0
IL Fac. Spec. - NOX Rate Summer v3.1, Unit 268 and retrofits | 545 | 7305 | Rate Constraint in lbs/MMBtu | FALSE | L | Annual | Rate | lb/MWh | 0.48773 | 0.48773 | 0.48773 | 0 | 0 | 0 | 0
IL Fac. Spec. - NOX Rate Summer v3.1, Unit 268 and retrofits | 545 | 7305 | Rate Constraint in lbs/MMBtu | FALSE | L | Annual | Constraint Shadow Price | US2022$/Ton | 0 | 0 | 0 | 0 | 0 | 0 | 0
IL Fac. Spec. - NOX Rate Summer v3.1, Unit 269 and retrofits | 546 | 7305 | Rate Constraint in lbs/MMBtu | FALSE | L | Annual | Seasons Included | Seasons | Summer | Summer | Summer | Summer | Summer | Summer | Summer
IL Fac. Spec. - NOX Rate Summer v3.1, Unit 269 and retrofits | 546 | 7305 | Rate Constraint in lbs/MMBtu | FALSE | L | Annual | Standard NOX | lb/MMBtu | 0.25 | 0.25 | 0.25 | 0.25 | 0.25 | 0.25 | 0.25
IL Fac. Spec. - NOX Rate Summer v3.1, Unit 269 and retrofits | 546 | 7305 | Rate Constraint in lbs/MMBtu | FALSE | L | Annual | Emissions at Affected Plants NOX | Thousand Tons | 0.0040501 | 0.0039548 | 0.00081001 | 4.7648e-05 | 0 | 0 | 0
IL Fac. Spec. - NOX Rate Summer v3.1, Unit 269 and retrofits | 546 | 7305 | Rate Constraint in lbs/MMBtu | FALSE | L | Annual | Allowances Purchased NOX | Thousand Tons | 0 | 0 | 0 | 0 | 0 | 0 | 0
IL Fac. Spec. - NOX Rate Summer v3.1, Unit 269 and retrofits | 546 | 7305 | Rate Constraint in lbs/MMBtu | FALSE | L | Annual | Allowances Sold NOX | Thousand Tons | 0 | 0 | 0 | 0 | 0 | 0 | 0
IL Fac. Spec. - NOX Rate Summer v3.1, Unit 269 and retrofits | 546 | 7305 | Rate Constraint in lbs/MMBtu | FALSE | L | Annual | Allowances Banked | Thousand Tons | 0 | 0 | 0 | 0 | 0 | 0 | 0
IL Fac. Spec. - NOX Rate Summer v3.1, Unit 269 and retrofits | 546 | 7305 | Rate Constraint in lbs/MMBtu | FALSE | L | Annual | Allowances Withdrawn (1:1) | Thousand Tons | 0 | 0 | 0 | 0 | 0 | 0 | 0
IL Fac. Spec. - NOX Rate Summer v3.1, Unit 269 and retrofits | 546 | 7305 | Rate Constraint in lbs/MMBtu | FALSE | L | Annual | Allowances Withdrawn (n:1) | Thousand Tons | 0 | 0 | 0 | 0 | 0 | 0 | 0
IL Fac. Spec. - NOX Rate Summer v3.1, Unit 269 and retrofits | 546 | 7305 | Rate Constraint in lbs/MMBtu | FALSE | L | Annual | Net Emissions Allowance Position | Thousand Tons | 0.0040501 | 0.0039548 | 0.00081001 | 4.7648e-05 | 0 | 0 | 0
IL Fac. Spec. - NOX Rate Summer v3.1, Unit 269 and retrofits | 546 | 7305 | Rate Constraint in lbs/MMBtu | FALSE | L | Annual | Fuel Consumed | TBtu | 0.15414 | 0.15051 | 0.030828 | 0.0018134 | 0 | 0 | 0
IL Fac. Spec. - NOX Rate Summer v3.1, Unit 269 and retrofits | 546 | 7305 | Rate Constraint in lbs/MMBtu | FALSE | L | Annual | Rate | lb/MMBtu | 0.05255 | 0.05255 | 0.05255 | 0.05255 | 0 | 0 | 0
IL Fac. Spec. - NOX Rate Summer v3.1, Unit 269 and retrofits | 546 | 7305 | Rate Constraint in lbs/MMBtu | FALSE | L | Annual | Generation | TWh | 0.014033 | 0.013703 | 0.0028067 | 0.0001651 | 0 | 0 | 0
IL Fac. Spec. - NOX Rate Summer v3.1, Unit 269 and retrofits | 546 | 7305 | Rate Constraint in lbs/MMBtu | FALSE | L | Annual | Qualifying Generation | TWh | 0.014033 | 0.013703 | 0.0028067 | 0.0001651 | 0 | 0 | 0
IL Fac. Spec. - NOX Rate Summer v3.1, Unit 269 and retrofits | 546 | 7305 | Rate Constraint in lbs/MMBtu | FALSE | L | Annual | Rate | lb/MWh | 0.57721 | 0.57721 | 0.57721 | 0.57721 | 0 | 0 | 0
IL Fac. Spec. - NOX Rate Summer v3.1, Unit 269 and retrofits | 546 | 7305 | Rate Constraint in lbs/MMBtu | FALSE | L | Annual | Constraint Shadow Price | US2022$/Ton | 0 | 0 | 0 | 0 | 0 | 0 | 0
IL Fac. Spec. - NOX Rate Summer v3.1, Unit 270 and retrofits | 547 | 7305 | Rate Constraint in lbs/MMBtu | FALSE | L | Annual | Seasons Included | Seasons | Summer | Summer | Summer | Summer | Summer | Summer | Summer
IL Fac. Spec. - NOX Rate Summer v3.1, Unit 270 and retrofits | 547 | 7305 | Rate Constraint in lbs/MMBtu | FALSE | L | Annual | Standard NOX | lb/MMBtu | 0.25 | 0.25 | 0.25 | 0.25 | 0.25 | 0.25 | 0.25
IL Fac. Spec. - NOX Rate Summer v3.1, Unit 270 and retrofits | 547 | 7305 | Rate Constraint in lbs/MMBtu | FALSE | L | Annual | Emissions at Affected Plants NOX | Thousand Tons | 0.0037967 | 0.0037073 | 0.00075933 | 4.4667e-05 | 0 | 0 | 0
IL Fac. Spec. - NOX Rate Summer v3.1, Unit 270 and retrofits | 547 | 7305 | Rate Constraint in lbs/MMBtu | FALSE | L | Annual | Allowances Purchased NOX | Thousand Tons | 0 | 0 | 0 | 0 | 0 | 0 | 0
IL Fac. Spec. - NOX Rate Summer v3.1, Unit 270 and retrofits | 547 | 7305 | Rate Constraint in lbs/MMBtu | FALSE | L | Annual | Allowances Sold NOX | Thousand Tons | 0 | 0 | 0 | 0 | 0 | 0 | 0
IL Fac. Spec. - NOX Rate Summer v3.1, Unit 270 and retrofits | 547 | 7305 | Rate Constraint in lbs/MMBtu | FALSE | L | Annual | Allowances Banked | Thousand Tons | 0 | 0 | 0 | 0 | 0 | 0 | 0
IL Fac. Spec. - NOX Rate Summer v3.1, Unit 270 and retrofits | 547 | 7305 | Rate Constraint in lbs/MMBtu | FALSE | L | Annual | Allowances Withdrawn (1:1) | Thousand Tons | 0 | 0 | 0 | 0 | 0 | 0 | 0
IL Fac. Spec. - NOX Rate Summer v3.1, Unit 270 and retrofits | 547 | 7305 | Rate Constraint in lbs/MMBtu | FALSE | L | Annual | Allowances Withdrawn (n:1) | Thousand Tons | 0 | 0 | 0 | 0 | 0 | 0 | 0
IL Fac. Spec. - NOX Rate Summer v3.1, Unit 270 and retrofits | 547 | 7305 | Rate Constraint in lbs/MMBtu | FALSE | L | Annual | Net Emissions Allowance Position | Thousand Tons | 0.0037967 | 0.0037073 | 0.00075933 | 4.4667e-05 | 0 | 0 | 0
IL Fac. Spec. - NOX Rate Summer v3.1, Unit 270 and retrofits | 547 | 7305 | Rate Constraint in lbs/MMBtu | FALSE | L | Annual | Fuel Consumed | TBtu | 0.1519 | 0.14832 | 0.030379 | 0.001787 | 0 | 0 | 0
IL Fac. Spec. - NOX Rate Summer v3.1, Unit 270 and retrofits | 547 | 7305 | Rate Constraint in lbs/MMBtu | FALSE | L | Annual | Rate | lb/MMBtu | 0.04999 | 0.04999 | 0.04999 | 0.04999 | 0 | 0 | 0
IL Fac. Spec. - NOX Rate Summer v3.1, Unit 270 and retrofits | 547 | 7305 | Rate Constraint in lbs/MMBtu | FALSE | L | Annual | Generation | TWh | 0.013828 | 0.013502 | 0.0027655 | 0.00016268 | 0 | 0 | 0
IL Fac. Spec. - NOX Rate Summer v3.1, Unit 270 and retrofits | 547 | 7305 | Rate Constraint in lbs/MMBtu | FALSE | L | Annual | Qualifying Generation | TWh | 0.013828 | 0.013502 | 0.0027655 | 0.00016268 | 0 | 0 | 0
IL Fac. Spec. - NOX Rate Summer v3.1, Unit 270 and retrofits | 547 | 7305 | Rate Constraint in lbs/MMBtu | FALSE | L | Annual | Rate | lb/MWh | 0.54914 | 0.54914 | 0.54914 | 0.54914 | 0 | 0 | 0
IL Fac. Spec. - NOX Rate Summer v3.1, Unit 270 and retrofits | 547 | 7305 | Rate Constraint in lbs/MMBtu | FALSE | L | Annual | Constraint Shadow Price | US2022$/Ton | 0 | 0 | 0 | 0 | 0 | 0 | 0
IL Fac. Spec. - NOX Rate Summer v3.1, Unit 271 and retrofits | 548 | 7305 | Rate Constraint in lbs/MMBtu | FALSE | L | Annual | Seasons Included | Seasons | Summer | Summer | Summer | Summer | Summer | Summer | Summer
IL Fac. Spec. - NOX Rate Summer v3.1, Unit 271 and retrofits | 548 | 7305 | Rate Constraint in lbs/MMBtu | FALSE | L | Annual | Standard NOX | lb/MMBtu | 0.25 | 0.25 | 0.25 | 0.25 | 0.25 | 0.25 | 0.25
IL Fac. Spec. - NOX Rate Summer v3.1, Unit 271 and retrofits | 548 | 7305 | Rate Constraint in lbs/MMBtu | FALSE | L | Annual | Emissions at Affected Plants NOX | Thousand Tons | 0.00014511 | 0.00014511 | 0 | 0 | 0 | 0 | 0
IL Fac. Spec. - NOX Rate Summer v3.1, Unit 271 and retrofits | 548 | 7305 | Rate Constraint in lbs/MMBtu | FALSE | L | Annual | Allowances Purchased NOX | Thousand Tons | 0 | 0 | 0 | 0 | 0 | 0 | 0
IL Fac. Spec. - NOX Rate Summer v3.1, Unit 271 and retrofits | 548 | 7305 | Rate Constraint in lbs/MMBtu | FALSE | L | Annual | Allowances Sold NOX | Thousand Tons | 0 | 0 | 0 | 0 | 0 | 0 | 0
IL Fac. Spec. - NOX Rate Summer v3.1, Unit 271 and retrofits | 548 | 7305 | Rate Constraint in lbs/MMBtu | FALSE | L | Annual | Allowances Banked | Thousand Tons | 0 | 0 | 0 | 0 | 0 | 0 | 0
IL Fac. Spec. - NOX Rate Summer v3.1, Unit 271 and retrofits | 548 | 7305 | Rate Constraint in lbs/MMBtu | FALSE | L | Annual | Allowances Withdrawn (1:1) | Thousand Tons | 0 | 0 | 0 | 0 | 0 | 0 | 0
IL Fac. Spec. - NOX Rate Summer v3.1, Unit 271 and retrofits | 548 | 7305 | Rate Constraint in lbs/MMBtu | FALSE | L | Annual | Allowances Withdrawn (n:1) | Thousand Tons | 0 | 0 | 0 | 0 | 0 | 0 | 0
IL Fac. Spec. - NOX Rate Summer v3.1, Unit 271 and retrofits | 548 | 7305 | Rate Constraint in lbs/MMBtu | FALSE | L | Annual | Net Emissions Allowance Position | Thousand Tons | 0.00014511 | 0.00014511 | 0 | 0 | 0 | 0 | 0
IL Fac. Spec. - NOX Rate Summer v3.1, Unit 271 and retrofits | 548 | 7305 | Rate Constraint in lbs/MMBtu | FALSE | L | Annual | Fuel Consumed | TBtu | 0.011604 | 0.011604 | 0 | 0 | 0 | 0 | 0
IL Fac. Spec. - NOX Rate Summer v3.1, Unit 271 and retrofits | 548 | 7305 | Rate Constraint in lbs/MMBtu | FALSE | L | Annual | Rate | lb/MMBtu | 0.02501 | 0.02501 | 0 | 0 | 0 | 0 | 0
IL Fac. Spec. - NOX Rate Summer v3.1, Unit 271 and retrofits | 548 | 7305 | Rate Constraint in lbs/MMBtu | FALSE | L | Annual | Generation | TWh | 0.00090253 | 0.00090253 | 0 | 0 | 0 | 0 | 0
IL Fac. Spec. - NOX Rate Summer v3.1, Unit 271 and retrofits | 548 | 7305 | Rate Constraint in lbs/MMBtu | FALSE | L | Annual | Qualifying Generation | TWh | 0.00090253 | 0.00090253 | 0 | 0 | 0 | 0 | 0
IL Fac. Spec. - NOX Rate Summer v3.1, Unit 271 and retrofits | 548 | 7305 | Rate Constraint in lbs/MMBtu | FALSE | L | Annual | Rate | lb/MWh | 0.32155 | 0.32155 | 0 | 0 | 0 | 0 | 0
IL Fac. Spec. - NOX Rate Summer v3.1, Unit 271 and retrofits | 548 | 7305 | Rate Constraint in lbs/MMBtu | FALSE | L | Annual | Constraint Shadow Price | US2022$/Ton | 0 | 0 | 0 | 0 | 0 | 0 | 0
IL Fac. Spec. - NOX Rate Summer v3.1, Unit 272 and retrofits | 549 | 7305 | Rate Constraint in lbs/MMBtu | FALSE | L | Annual | Seasons Included | Seasons | Summer | Summer | Summer | Summer | Summer | Summer | Summer
IL Fac. Spec. - NOX Rate Summer v3.1, Unit 272 and retrofits | 549 | 7305 | Rate Constraint in lbs/MMBtu | FALSE | L | Annual | Standard NOX | lb/MMBtu | 0.25 | 0.25 | 0.25 | 0.25 | 0.25 | 0.25 | 0.25
IL Fac. Spec. - NOX Rate Summer v3.1, Unit 272 and retrofits | 549 | 7305 | Rate Constraint in lbs/MMBtu | FALSE | L | Annual | Emissions at Affected Plants NOX | Thousand Tons | 0.00015941 | 0.00015941 | 0 | 0 | 0 | 0 | 0
IL Fac. Spec. - NOX Rate Summer v3.1, Unit 272 and retrofits | 549 | 7305 | Rate Constraint in lbs/MMBtu | FALSE | L | Annual | Allowances Purchased NOX | Thousand Tons | 0 | 0 | 0 | 0 | 0 | 0 | 0
IL Fac. Spec. - NOX Rate Summer v3.1, Unit 272 and retrofits | 549 | 7305 | Rate Constraint in lbs/MMBtu | FALSE | L | Annual | Allowances Sold NOX | Thousand Tons | 0 | 0 | 0 | 0 | 0 | 0 | 0
IL Fac. Spec. - NOX Rate Summer v3.1, Unit 272 and retrofits | 549 | 7305 | Rate Constraint in lbs/MMBtu | FALSE | L | Annual | Allowances Banked | Thousand Tons | 0 | 0 | 0 | 0 | 0 | 0 | 0
IL Fac. Spec. - NOX Rate Summer v3.1, Unit 272 and retrofits | 549 | 7305 | Rate Constraint in lbs/MMBtu | FALSE | L | Annual | Allowances Withdrawn (1:1) | Thousand Tons | 0 | 0 | 0 | 0 | 0 | 0 | 0
IL Fac. Spec. - NOX Rate Summer v3.1, Unit 272 and retrofits | 549 | 7305 | Rate Constraint in lbs/MMBtu | FALSE | L | Annual | Allowances Withdrawn (n:1) | Thousand Tons | 0 | 0 | 0 | 0 | 0 | 0 | 0
IL Fac. Spec. - NOX Rate Summer v3.1, Unit 272 and retrofits | 549 | 7305 | Rate Constraint in lbs/MMBtu | FALSE | L | Annual | Net Emissions Allowance Position | Thousand Tons | 0.00015941 | 0.00015941 | 0 | 0 | 0 | 0 | 0
IL Fac. Spec. - NOX Rate Summer v3.1, Unit 272 and retrofits | 549 | 7305 | Rate Constraint in lbs/MMBtu | FALSE | L | Annual | Fuel Consumed | TBtu | 0.011649 | 0.011649 | 0 | 0 | 0 | 0 | 0
IL Fac. Spec. - NOX Rate Summer v3.1, Unit 272 and retrofits | 549 | 7305 | Rate Constraint in lbs/MMBtu | FALSE | L | Annual | Rate | lb/MMBtu | 0.02737 | 0.02737 | 0 | 0 | 0 | 0 | 0
IL Fac. Spec. - NOX Rate Summer v3.1, Unit 272 and retrofits | 549 | 7305 | Rate Constraint in lbs/MMBtu | FALSE | L | Annual | Generation | TWh | 0.00090602 | 0.00090602 | 0 | 0 | 0 | 0 | 0
IL Fac. Spec. - NOX Rate Summer v3.1, Unit 272 and retrofits | 549 | 7305 | Rate Constraint in lbs/MMBtu | FALSE | L | Annual | Qualifying Generation | TWh | 0.00090602 | 0.00090602 | 0 | 0 | 0 | 0 | 0
IL Fac. Spec. - NOX Rate Summer v3.1, Unit 272 and retrofits | 549 | 7305 | Rate Constraint in lbs/MMBtu | FALSE | L | Annual | Rate | lb/MWh | 0.3519 | 0.3519 | 0 | 0 | 0 | 0 | 0
IL Fac. Spec. - NOX Rate Summer v3.1, Unit 272 and retrofits | 549 | 7305 | Rate Constraint in lbs/MMBtu | FALSE | L | Annual | Constraint Shadow Price | US2022$/Ton | 0 | 0 | 0 | 0 | 0 | 0 | 0
IL Fac. Spec. - NOX Rate Summer v3.1, Unit 273 and retrofits | 550 | 7305 | Rate Constraint in lbs/MMBtu | FALSE | L | Annual | Seasons Included | Seasons | Summer | Summer | Summer | Summer | Summer | Summer | Summer
IL Fac. Spec. - NOX Rate Summer v3.1, Unit 273 and retrofits | 550 | 7305 | Rate Constraint in lbs/MMBtu | FALSE | L | Annual | Standard NOX | lb/MMBtu | 0.25 | 0.25 | 0.25 | 0.25 | 0.25 | 0.25 | 0.25
IL Fac. Spec. - NOX Rate Summer v3.1, Unit 273 and retrofits | 550 | 7305 | Rate Constraint in lbs/MMBtu | FALSE | L | Annual | Emissions at Affected Plants NOX | Thousand Tons | 0.0001433 | 0.0001433 | 0 | 0 | 0 | 0 | 0
IL Fac. Spec. - NOX Rate Summer v3.1, Unit 273 and retrofits | 550 | 7305 | Rate Constraint in lbs/MMBtu | FALSE | L | Annual | Allowances Purchased NOX | Thousand Tons | 0 | 0 | 0 | 0 | 0 | 0 | 0
IL Fac. Spec. - NOX Rate Summer v3.1, Unit 273 and retrofits | 550 | 7305 | Rate Constraint in lbs/MMBtu | FALSE | L | Annual | Allowances Sold NOX | Thousand Tons | 0 | 0 | 0 | 0 | 0 | 0 | 0
IL Fac. Spec. - NOX Rate Summer v3.1, Unit 273 and retrofits | 550 | 7305 | Rate Constraint in lbs/MMBtu | FALSE | L | Annual | Allowances Banked | Thousand Tons | 0 | 0 | 0 | 0 | 0 | 0 | 0
IL Fac. Spec. - NOX Rate Summer v3.1, Unit 273 and retrofits | 550 | 7305 | Rate Constraint in lbs/MMBtu | FALSE | L | Annual | Allowances Withdrawn (1:1) | Thousand Tons | 0 | 0 | 0 | 0 | 0 | 0 | 0
IL Fac. Spec. - NOX Rate Summer v3.1, Unit 273 and retrofits | 550 | 7305 | Rate Constraint in lbs/MMBtu | FALSE | L | Annual | Allowances Withdrawn (n:1) | Thousand Tons | 0 | 0 | 0 | 0 | 0 | 0 | 0
IL Fac. Spec. - NOX Rate Summer v3.1, Unit 273 and retrofits | 550 | 7305 | Rate Constraint in lbs/MMBtu | FALSE | L | Annual | Net Emissions Allowance Position | Thousand Tons | 0.0001433 | 0.0001433 | 0 | 0 | 0 | 0 | 0
IL Fac. Spec. - NOX Rate Summer v3.1, Unit 273 and retrofits | 550 | 7305 | Rate Constraint in lbs/MMBtu | FALSE | L | Annual | Fuel Consumed | TBtu | 0.011679 | 0.011679 | 0 | 0 | 0 | 0 | 0
IL Fac. Spec. - NOX Rate Summer v3.1, Unit 273 and retrofits | 550 | 7305 | Rate Constraint in lbs/MMBtu | FALSE | L | Annual | Rate | lb/MMBtu | 0.02454 | 0.02454 | 0 | 0 | 0 | 0 | 0
IL Fac. Spec. - NOX Rate Summer v3.1, Unit 273 and retrofits | 550 | 7305 | Rate Constraint in lbs/MMBtu | FALSE | L | Annual | Generation | TWh | 0.00090835 | 0.00090835 | 0 | 0 | 0 | 0 | 0
IL Fac. Spec. - NOX Rate Summer v3.1, Unit 273 and retrofits | 550 | 7305 | Rate Constraint in lbs/MMBtu | FALSE | L | Annual | Qualifying Generation | TWh | 0.00090835 | 0.00090835 | 0 | 0 | 0 | 0 | 0
IL Fac. Spec. - NOX Rate Summer v3.1, Unit 273 and retrofits | 550 | 7305 | Rate Constraint in lbs/MMBtu | FALSE | L | Annual | Rate | lb/MWh | 0.31551 | 0.31551 | 0 | 0 | 0 | 0 | 0
IL Fac. Spec. - NOX Rate Summer v3.1, Unit 273 and retrofits | 550 | 7305 | Rate Constraint in lbs/MMBtu | FALSE | L | Annual | Constraint Shadow Price | US2022$/Ton | 0 | 0 | 0 | 0 | 0 | 0 | 0
IL Fac. Spec. - NOX Rate Summer v3.1, Unit 274 and retrofits | 551 | 7305 | Rate Constraint in lbs/MMBtu | FALSE | L | Annual | Seasons Included | Seasons | Summer | Summer | Summer | Summer | Summer | Summer | Summer
IL Fac. Spec. - NOX Rate Summer v3.1, Unit 274 and retrofits | 551 | 7305 | Rate Constraint in lbs/MMBtu | FALSE | L | Annual | Standard NOX | lb/MMBtu | 0.25 | 0.25 | 0.25 | 0.25 | 0.25 | 0.25 | 0.25
IL Fac. Spec. - NOX Rate Summer v3.1, Unit 274 and retrofits | 551 | 7305 | Rate Constraint in lbs/MMBtu | FALSE | L | Annual | Emissions at Affected Plants NOX | Thousand Tons | 0.00013652 | 0.00013652 | 0 | 0 | 0 | 0 | 0
IL Fac. Spec. - NOX Rate Summer v3.1, Unit 274 and retrofits | 551 | 7305 | Rate Constraint in lbs/MMBtu | FALSE | L | Annual | Allowances Purchased NOX | Thousand Tons | 0 | 0 | 0 | 0 | 0 | 0 | 0
IL Fac. Spec. - NOX Rate Summer v3.1, Unit 274 and retrofits | 551 | 7305 | Rate Constraint in lbs/MMBtu | FALSE | L | Annual | Allowances Sold NOX | Thousand Tons | 0 | 0 | 0 | 0 | 0 | 0 | 0
IL Fac. Spec. - NOX Rate Summer v3.1, Unit 274 and retrofits | 551 | 7305 | Rate Constraint in lbs/MMBtu | FALSE | L | Annual | Allowances Banked | Thousand Tons | 0 | 0 | 0 | 0 | 0 | 0 | 0
IL Fac. Spec. - NOX Rate Summer v3.1, Unit 274 and retrofits | 551 | 7305 | Rate Constraint in lbs/MMBtu | FALSE | L | Annual | Allowances Withdrawn (1:1) | Thousand Tons | 0 | 0 | 0 | 0 | 0 | 0 | 0
IL Fac. Spec. - NOX Rate Summer v3.1, Unit 274 and retrofits | 551 | 7305 | Rate Constraint in lbs/MMBtu | FALSE | L | Annual | Allowances Withdrawn (n:1) | Thousand Tons | 0 | 0 | 0 | 0 | 0 | 0 | 0
IL Fac. Spec. - NOX Rate Summer v3.1, Unit 274 and retrofits | 551 | 7305 | Rate Constraint in lbs/MMBtu | FALSE | L | Annual | Net Emissions Allowance Position | Thousand Tons | 0.00013652 | 0.00013652 | 0 | 0 | 0 | 0 | 0
IL Fac. Spec. - NOX Rate Summer v3.1, Unit 274 and retrofits | 551 | 7305 | Rate Constraint in lbs/MMBtu | FALSE | L | Annual | Fuel Consumed | TBtu | 0.011679 | 0.011679 | 0 | 0 | 0 | 0 | 0
IL Fac. Spec. - NOX Rate Summer v3.1, Unit 274 and retrofits | 551 | 7305 | Rate Constraint in lbs/MMBtu | FALSE | L | Annual | Rate | lb/MMBtu | 0.02338 | 0.02338 | 0 | 0 | 0 | 0 | 0
IL Fac. Spec. - NOX Rate Summer v3.1, Unit 274 and retrofits | 551 | 7305 | Rate Constraint in lbs/MMBtu | FALSE | L | Annual | Generation | TWh | 0.00090835 | 0.00090835 | 0 | 0 | 0 | 0 | 0
IL Fac. Spec. - NOX Rate Summer v3.1, Unit 274 and retrofits | 551 | 7305 | Rate Constraint in lbs/MMBtu | FALSE | L | Annual | Qualifying Generation | TWh | 0.00090835 | 0.00090835 | 0 | 0 | 0 | 0 | 0
IL Fac. Spec. - NOX Rate Summer v3.1, Unit 274 and retrofits | 551 | 7305 | Rate Constraint in lbs/MMBtu | FALSE | L | Annual | Rate | lb/MWh | 0.3006 | 0.3006 | 0 | 0 | 0 | 0 | 0
IL Fac. Spec. - NOX Rate Summer v3.1, Unit 274 and retrofits | 551 | 7305 | Rate Constraint in lbs/MMBtu | FALSE | L | Annual | Constraint Shadow Price | US2022$/Ton | 0 | 0 | 0 | 0 | 0 | 0 | 0
IL Fac. Spec. - NOX Rate Summer v3.1, Unit 275 and retrofits | 552 | 7305 | Rate Constraint in lbs/MMBtu | FALSE | L | Annual | Seasons Included | Seasons | Summer | Summer | Summer | Summer | Summer | Summer | Summer
IL Fac. Spec. - NOX Rate Summer v3.1, Unit 275 and retrofits | 552 | 7305 | Rate Constraint in lbs/MMBtu | FALSE | L | Annual | Standard NOX | lb/MMBtu | 0.25 | 0.25 | 0.25 | 0.25 | 0.25 | 0.25 | 0.25
IL Fac. Spec. - NOX Rate Summer v3.1, Unit 275 and retrofits | 552 | 7305 | Rate Constraint in lbs/MMBtu | FALSE | L | Annual | Emissions at Affected Plants NOX | Thousand Tons | 0.00013832 | 0.00013832 | 0 | 0 | 0 | 0 | 0
IL Fac. Spec. - NOX Rate Summer v3.1, Unit 275 and retrofits | 552 | 7305 | Rate Constraint in lbs/MMBtu | FALSE | L | Annual | Allowances Purchased NOX | Thousand Tons | 0 | 0 | 0 | 0 | 0 | 0 | 0
IL Fac. Spec. - NOX Rate Summer v3.1, Unit 275 and retrofits | 552 | 7305 | Rate Constraint in lbs/MMBtu | FALSE | L | Annual | Allowances Sold NOX | Thousand Tons | 0 | 0 | 0 | 0 | 0 | 0 | 0
IL Fac. Spec. - NOX Rate Summer v3.1, Unit 275 and retrofits | 552 | 7305 | Rate Constraint in lbs/MMBtu | FALSE | L | Annual | Allowances Banked | Thousand Tons | 0 | 0 | 0 | 0 | 0 | 0 | 0
IL Fac. Spec. - NOX Rate Summer v3.1, Unit 275 and retrofits | 552 | 7305 | Rate Constraint in lbs/MMBtu | FALSE | L | Annual | Allowances Withdrawn (1:1) | Thousand Tons | 0 | 0 | 0 | 0 | 0 | 0 | 0
IL Fac. Spec. - NOX Rate Summer v3.1, Unit 275 and retrofits | 552 | 7305 | Rate Constraint in lbs/MMBtu | FALSE | L | Annual | Allowances Withdrawn (n:1) | Thousand Tons | 0 | 0 | 0 | 0 | 0 | 0 | 0
IL Fac. Spec. - NOX Rate Summer v3.1, Unit 275 and retrofits | 552 | 7305 | Rate Constraint in lbs/MMBtu | FALSE | L | Annual | Net Emissions Allowance Position | Thousand Tons | 0.00013832 | 0.00013832 | 0 | 0 | 0 | 0 | 0
IL Fac. Spec. - NOX Rate Summer v3.1, Unit 275 and retrofits | 552 | 7305 | Rate Constraint in lbs/MMBtu | FALSE | L | Annual | Fuel Consumed | TBtu | 0.011604 | 0.011604 | 0 | 0 | 0 | 0 | 0
IL Fac. Spec. - NOX Rate Summer v3.1, Unit 275 and retrofits | 552 | 7305 | Rate Constraint in lbs/MMBtu | FALSE | L | Annual | Rate | lb/MMBtu | 0.02384 | 0.02384 | 0 | 0 | 0 | 0 | 0
IL Fac. Spec. - NOX Rate Summer v3.1, Unit 275 and retrofits | 552 | 7305 | Rate Constraint in lbs/MMBtu | FALSE | L | Annual | Generation | TWh | 0.00090253 | 0.00090253 | 0 | 0 | 0 | 0 | 0
IL Fac. Spec. - NOX Rate Summer v3.1, Unit 275 and retrofits | 552 | 7305 | Rate Constraint in lbs/MMBtu | FALSE | L | Annual | Qualifying Generation | TWh | 0.00090253 | 0.00090253 | 0 | 0 | 0 | 0 | 0
IL Fac. Spec. - NOX Rate Summer v3.1, Unit 275 and retrofits | 552 | 7305 | Rate Constraint in lbs/MMBtu | FALSE | L | Annual | Rate | lb/MWh | 0.30651 | 0.30651 | 0 | 0 | 0 | 0 | 0
IL Fac. Spec. - NOX Rate Summer v3.1, Unit 275 and retrofits | 552 | 7305 | Rate Constraint in lbs/MMBtu | FALSE | L | Annual | Constraint Shadow Price | US2022$/Ton | 0 | 0 | 0 | 0 | 0 | 0 | 0
IL Fac. Spec. - NOX Rate Summer v3.1, Unit 276 and retrofits | 553 | 7305 | Rate Constraint in lbs/MMBtu | FALSE | L | Annual | Seasons Included | Seasons | Summer | Summer | Summer | Summer | Summer | Summer | Summer
IL Fac. Spec. - NOX Rate Summer v3.1, Unit 276 and retrofits | 553 | 7305 | Rate Constraint in lbs/MMBtu | FALSE | L | Annual | Standard NOX | lb/MMBtu | 0.25 | 0.25 | 0.25 | 0.25 | 0.25 | 0.25 | 0.25
IL Fac. Spec. - NOX Rate Summer v3.1, Unit 276 and retrofits | 553 | 7305 | Rate Constraint in lbs/MMBtu | FALSE | L | Annual | Emissions at Affected Plants NOX | Thousand Tons | 0.00011875 | 0.00011875 | 0 | 0 | 0 | 0 | 0
IL Fac. Spec. - NOX Rate Summer v3.1, Unit 276 and retrofits | 553 | 7305 | Rate Constraint in lbs/MMBtu | FALSE | L | Annual | Allowances Purchased NOX | Thousand Tons | 0 | 0 | 0 | 0 | 0 | 0 | 0
IL Fac. Spec. - NOX Rate Summer v3.1, Unit 276 and retrofits | 553 | 7305 | Rate Constraint in lbs/MMBtu | FALSE | L | Annual | Allowances Sold NOX | Thousand Tons | 0 | 0 | 0 | 0 | 0 | 0 | 0
IL Fac. Spec. - NOX Rate Summer v3.1, Unit 276 and retrofits | 553 | 7305 | Rate Constraint in lbs/MMBtu | FALSE | L | Annual | Allowances Banked | Thousand Tons | 0 | 0 | 0 | 0 | 0 | 0 | 0
IL Fac. Spec. - NOX Rate Summer v3.1, Unit 276 and retrofits | 553 | 7305 | Rate Constraint in lbs/MMBtu | FALSE | L | Annual | Allowances Withdrawn (1:1) | Thousand Tons | 0 | 0 | 0 | 0 | 0 | 0 | 0
IL Fac. Spec. - NOX Rate Summer v3.1, Unit 276 and retrofits | 553 | 7305 | Rate Constraint in lbs/MMBtu | FALSE | L | Annual | Allowances Withdrawn (n:1) | Thousand Tons | 0 | 0 | 0 | 0 | 0 | 0 | 0
IL Fac. Spec. - NOX Rate Summer v3.1, Unit 276 and retrofits | 553 | 7305 | Rate Constraint in lbs/MMBtu | FALSE | L | Annual | Net Emissions Allowance Position | Thousand Tons | 0.00011875 | 0.00011875 | 0 | 0 | 0 | 0 | 0
IL Fac. Spec. - NOX Rate Summer v3.1, Unit 276 and retrofits | 553 | 7305 | Rate Constraint in lbs/MMBtu | FALSE | L | Annual | Fuel Consumed | TBtu | 0.011574 | 0.011574 | 0 | 0 | 0 | 0 | 0
IL Fac. Spec. - NOX Rate Summer v3.1, Unit 276 and retrofits | 553 | 7305 | Rate Constraint in lbs/MMBtu | FALSE | L | Annual | Rate | lb/MMBtu | 0.02052 | 0.02052 | 0 | 0 | 0 | 0 | 0
IL Fac. Spec. - NOX Rate Summer v3.1, Unit 276 and retrofits | 553 | 7305 | Rate Constraint in lbs/MMBtu | FALSE | L | Annual | Generation | TWh | 0.0009002 | 0.0009002 | 0 | 0 | 0 | 0 | 0
IL Fac. Spec. - NOX Rate Summer v3.1, Unit 276 and retrofits | 553 | 7305 | Rate Constraint in lbs/MMBtu | FALSE | L | Annual | Qualifying Generation | TWh | 0.0009002 | 0.0009002 | 0 | 0 | 0 | 0 | 0
IL Fac. Spec. - NOX Rate Summer v3.1, Unit 276 and retrofits | 553 | 7305 | Rate Constraint in lbs/MMBtu | FALSE | L | Annual | Rate | lb/MWh | 0.26383 | 0.26383 | 0 | 0 | 0 | 0 | 0
IL Fac. Spec. - NOX Rate Summer v3.1, Unit 276 and retrofits | 553 | 7305 | Rate Constraint in lbs/MMBtu | FALSE | L | Annual | Constraint Shadow Price | US2022$/Ton | 0 | 0 | 0 | 0 | 0 | 0 | 0
IL Fac. Spec. - NOX Rate Summer v3.1, Unit 277 and retrofits | 554 | 7305 | Rate Constraint in lbs/MMBtu | FALSE | L | Annual | Seasons Included | Seasons | Summer | Summer | Summer | Summer | Summer | Summer | Summer
IL Fac. Spec. - NOX Rate Summer v3.1, Unit 277 and retrofits | 554 | 7305 | Rate Constraint in lbs/MMBtu | FALSE | L | Annual | Standard NOX | lb/MMBtu | 0.25 | 0.25 | 0.25 | 0.25 | 0.25 | 0.25 | 0.25
IL Fac. Spec. - NOX Rate Summer v3.1, Unit 277 and retrofits | 554 | 7305 | Rate Constraint in lbs/MMBtu | FALSE | L | Annual | Emissions at Affected Plants NOX | Thousand Tons | 0.0001357 | 0.0001357 | 0 | 0 | 0 | 0 | 0
IL Fac. Spec. - NOX Rate Summer v3.1, Unit 277 and retrofits | 554 | 7305 | Rate Constraint in lbs/MMBtu | FALSE | L | Annual | Allowances Purchased NOX | Thousand Tons | 0 | 0 | 0 | 0 | 0 | 0 | 0
IL Fac. Spec. - NOX Rate Summer v3.1, Unit 277 and retrofits | 554 | 7305 | Rate Constraint in lbs/MMBtu | FALSE | L | Annual | Allowances Sold NOX | Thousand Tons | 0 | 0 | 0 | 0 | 0 | 0 | 0
IL Fac. Spec. - NOX Rate Summer v3.1, Unit 277 and retrofits | 554 | 7305 | Rate Constraint in lbs/MMBtu | FALSE | L | Annual | Allowances Banked | Thousand Tons | 0 | 0 | 0 | 0 | 0 | 0 | 0
IL Fac. Spec. - NOX Rate Summer v3.1, Unit 277 and retrofits | 554 | 7305 | Rate Constraint in lbs/MMBtu | FALSE | L | Annual | Allowances Withdrawn (1:1) | Thousand Tons | 0 | 0 | 0 | 0 | 0 | 0 | 0
IL Fac. Spec. - NOX Rate Summer v3.1, Unit 277 and retrofits | 554 | 7305 | Rate Constraint in lbs/MMBtu | FALSE | L | Annual | Allowances Withdrawn (n:1) | Thousand Tons | 0 | 0 | 0 | 0 | 0 | 0 | 0
IL Fac. Spec. - NOX Rate Summer v3.1, Unit 277 and retrofits | 554 | 7305 | Rate Constraint in lbs/MMBtu | FALSE | L | Annual | Net Emissions Allowance Position | Thousand Tons | 0.0001357 | 0.0001357 | 0 | 0 | 0 | 0 | 0
IL Fac. Spec. - NOX Rate Summer v3.1, Unit 277 and retrofits | 554 | 7305 | Rate Constraint in lbs/MMBtu | FALSE | L | Annual | Fuel Consumed | TBtu | 0.011709 | 0.011709 | 0 | 0 | 0 | 0 | 0
IL Fac. Spec. - NOX Rate Summer v3.1, Unit 277 and retrofits | 554 | 7305 | Rate Constraint in lbs/MMBtu | FALSE | L | Annual | Rate | lb/MMBtu | 0.02318 | 0.02318 | 0 | 0 | 0 | 0 | 0
IL Fac. Spec. - NOX Rate Summer v3.1, Unit 277 and retrofits | 554 | 7305 | Rate Constraint in lbs/MMBtu | FALSE | L | Annual | Generation | TWh | 0.00091068 | 0.00091068 | 0 | 0 | 0 | 0 | 0
IL Fac. Spec. - NOX Rate Summer v3.1, Unit 277 and retrofits | 554 | 7305 | Rate Constraint in lbs/MMBtu | FALSE | L | Annual | Qualifying Generation | TWh | 0.00091068 | 0.00091068 | 0 | 0 | 0 | 0 | 0
IL Fac. Spec. - NOX Rate Summer v3.1, Unit 277 and retrofits | 554 | 7305 | Rate Constraint in lbs/MMBtu | FALSE | L | Annual | Rate | lb/MWh | 0.29803 | 0.29803 | 0 | 0 | 0 | 0 | 0
IL Fac. Spec. - NOX Rate Summer v3.1, Unit 277 and retrofits | 554 | 7305 | Rate Constraint in lbs/MMBtu | FALSE | L | Annual | Constraint Shadow Price | US2022$/Ton | 0 | 0 | 0 | 0 | 0 | 0 | 0
IL Fac. Spec. - NOX Rate Summer v3.1, Unit 278 and retrofits | 555 | 7305 | Rate Constraint in lbs/MMBtu | FALSE | L | Annual | Seasons Included | Seasons | Summer | Summer | Summer | Summer | Summer | Summer | Summer
IL Fac. Spec. - NOX Rate Summer v3.1, Unit 278 and retrofits | 555 | 7305 | Rate Constraint in lbs/MMBtu | FALSE | L | Annual | Standard NOX | lb/MMBtu | 0.25 | 0.25 | 0.25 | 0.25 | 0.25 | 0.25 | 0.25
IL Fac. Spec. - NOX Rate Summer v3.1, Unit 278 and retrofits | 555 | 7305 | Rate Constraint in lbs/MMBtu | FALSE | L | Annual | Emissions at Affected Plants NOX | Thousand Tons | 0.00014534 | 0.00014534 | 0 | 0 | 0 | 0 | 0
IL Fac. Spec. - NOX Rate Summer v3.1, Unit 278 and retrofits | 555 | 7305 | Rate Constraint in lbs/MMBtu | FALSE | L | Annual | Allowances Purchased NOX | Thousand Tons | 0 | 0 | 0 | 0 | 0 | 0 | 0
IL Fac. Spec. - NOX Rate Summer v3.1, Unit 278 and retrofits | 555 | 7305 | Rate Constraint in lbs/MMBtu | FALSE | L | Annual | Allowances Sold NOX | Thousand Tons | 0 | 0 | 0 | 0 | 0 | 0 | 0
IL Fac. Spec. - NOX Rate Summer v3.1, Unit 278 and retrofits | 555 | 7305 | Rate Constraint in lbs/MMBtu | FALSE | L | Annual | Allowances Banked | Thousand Tons | 0 | 0 | 0 | 0 | 0 | 0 | 0
IL Fac. Spec. - NOX Rate Summer v3.1, Unit 278 and retrofits | 555 | 7305 | Rate Constraint in lbs/MMBtu | FALSE | L | Annual | Allowances Withdrawn (1:1) | Thousand Tons | 0 | 0 | 0 | 0 | 0 | 0 | 0
IL Fac. Spec. - NOX Rate Summer v3.1, Unit 278 and retrofits | 555 | 7305 | Rate Constraint in lbs/MMBtu | FALSE | L | Annual | Allowances Withdrawn (n:1) | Thousand Tons | 0 | 0 | 0 | 0 | 0 | 0 | 0
IL Fac. Spec. - NOX Rate Summer v3.1, Unit 278 and retrofits | 555 | 7305 | Rate Constraint in lbs/MMBtu | FALSE | L | Annual | Net Emissions Allowance Position | Thousand Tons | 0.00014534 | 0.00014534 | 0 | 0 | 0 | 0 | 0
IL Fac. Spec. - NOX Rate Summer v3.1, Unit 278 and retrofits | 555 | 7305 | Rate Constraint in lbs/MMBtu | FALSE | L | Annual | Fuel Consumed | TBtu | 0.011768 | 0.011768 | 0 | 0 | 0 | 0 | 0
IL Fac. Spec. - NOX Rate Summer v3.1, Unit 278 and retrofits | 555 | 7305 | Rate Constraint in lbs/MMBtu | FALSE | L | Annual | Rate | lb/MMBtu | 0.0247 | 0.0247 | 0 | 0 | 0 | 0 | 0
IL Fac. Spec. - NOX Rate Summer v3.1, Unit 278 and retrofits | 555 | 7305 | Rate Constraint in lbs/MMBtu | FALSE | L | Annual | Generation | TWh | 0.00091534 | 0.00091534 | 0 | 0 | 0 | 0 | 0
IL Fac. Spec. - NOX Rate Summer v3.1, Unit 278 and retrofits | 555 | 7305 | Rate Constraint in lbs/MMBtu | FALSE | L | Annual | Qualifying Generation | TWh | 0.00091534 | 0.00091534 | 0 | 0 | 0 | 0 | 0
IL Fac. Spec. - NOX Rate Summer v3.1, Unit 278 and retrofits | 555 | 7305 | Rate Constraint in lbs/MMBtu | FALSE | L | Annual | Rate | lb/MWh | 0.31757 | 0.31757 | 0 | 0 | 0 | 0 | 0
IL Fac. Spec. - NOX Rate Summer v3.1, Unit 278 and retrofits | 555 | 7305 | Rate Constraint in lbs/MMBtu | FALSE | L | Annual | Constraint Shadow Price | US2022$/Ton | 0 | 0 | 0 | 0 | 0 | 0 | 0
IL Fac. Spec. - NOX Rate Summer v3.1, Unit 279 and retrofits | 556 | 7305 | Rate Constraint in lbs/MMBtu | FALSE | L | Annual | Seasons Included | Seasons | Summer | Summer | Summer | Summer | Summer | Summer | Summer
IL Fac. Spec. - NOX Rate Summer v3.1, Unit 279 and retrofits | 556 | 7305 | Rate Constraint in lbs/MMBtu | FALSE | L | Annual | Standard NOX | lb/MMBtu | 0.25 | 0.25 | 0.25 | 0.25 | 0.25 | 0.25 | 0.25
IL Fac. Spec. - NOX Rate Summer v3.1, Unit 279 and retrofits | 556 | 7305 | Rate Constraint in lbs/MMBtu | FALSE | L | Annual | Emissions at Affected Plants NOX | Thousand Tons | 0.0022665 | 0.0024752 | 0.00047715 | 0 | 0 | 0 | 0
IL Fac. Spec. - NOX Rate Summer v3.1, Unit 279 and retrofits | 556 | 7305 | Rate Constraint in lbs/MMBtu | FALSE | L | Annual | Allowances Purchased NOX | Thousand Tons | 0 | 0 | 0 | 0 | 0 | 0 | 0
IL Fac. Spec. - NOX Rate Summer v3.1, Unit 279 and retrofits | 556 | 7305 | Rate Constraint in lbs/MMBtu | FALSE | L | Annual | Allowances Sold NOX | Thousand Tons | 0 | 0 | 0 | 0 | 0 | 0 | 0
IL Fac. Spec. - NOX Rate Summer v3.1, Unit 279 and retrofits | 556 | 7305 | Rate Constraint in lbs/MMBtu | FALSE | L | Annual | Allowances Banked | Thousand Tons | 0 | 0 | 0 | 0 | 0 | 0 | 0
IL Fac. Spec. - NOX Rate Summer v3.1, Unit 279 and retrofits | 556 | 7305 | Rate Constraint in lbs/MMBtu | FALSE | L | Annual | Allowances Withdrawn (1:1) | Thousand Tons | 0 | 0 | 0 | 0 | 0 | 0 | 0
IL Fac. Spec. - NOX Rate Summer v3.1, Unit 279 and retrofits | 556 | 7305 | Rate Constraint in lbs/MMBtu | FALSE | L | Annual | Allowances Withdrawn (n:1) | Thousand Tons | 0 | 0 | 0 | 0 | 0 | 0 | 0
IL Fac. Spec. - NOX Rate Summer v3.1, Unit 279 and retrofits | 556 | 7305 | Rate Constraint in lbs/MMBtu | FALSE | L | Annual | Net Emissions Allowance Position | Thousand Tons | 0.0022665 | 0.0024752 | 0.00047715 | 0 | 0 | 0 | 0
IL Fac. Spec. - NOX Rate Summer v3.1, Unit 279 and retrofits | 556 | 7305 | Rate Constraint in lbs/MMBtu | FALSE | L | Annual | Fuel Consumed | TBtu | 0.11602 | 0.12671 | 0.024425 | 0 | 0 | 0 | 0
IL Fac. Spec. - NOX Rate Summer v3.1, Unit 279 and retrofits | 556 | 7305 | Rate Constraint in lbs/MMBtu | FALSE | L | Annual | Rate | lb/MMBtu | 0.03907 | 0.03907 | 0.03907 | 0 | 0 | 0 | 0
IL Fac. Spec. - NOX Rate Summer v3.1, Unit 279 and retrofits | 556 | 7305 | Rate Constraint in lbs/MMBtu | FALSE | L | Annual | Generation | TWh | 0.010212 | 0.011153 | 0.0021499 | 0 | 0 | 0 | 0
IL Fac. Spec. - NOX Rate Summer v3.1, Unit 279 and retrofits | 556 | 7305 | Rate Constraint in lbs/MMBtu | FALSE | L | Annual | Qualifying Generation | TWh | 0.010212 | 0.011153 | 0.0021499 | 0 | 0 | 0 | 0
IL Fac. Spec. - NOX Rate Summer v3.1, Unit 279 and retrofits | 556 | 7305 | Rate Constraint in lbs/MMBtu | FALSE | L | Annual | Rate | lb/MWh | 0.44387 | 0.44387 | 0.44387 | 0 | 0 | 0 | 0
IL Fac. Spec. - NOX Rate Summer v3.1, Unit 279 and retrofits | 556 | 7305 | Rate Constraint in lbs/MMBtu | FALSE | L | Annual | Constraint Shadow Price | US2022$/Ton | 0 | 0 | 0 | 0 | 0 | 0 | 0
IL Fac. Spec. - NOX Rate Summer v3.1, Unit 280 and retrofits | 557 | 7305 | Rate Constraint in lbs/MMBtu | FALSE | L | Annual | Seasons Included | Seasons | Summer | Summer | Summer | Summer | Summer | Summer | Summer
IL Fac. Spec. - NOX Rate Summer v3.1, Unit 280 and retrofits | 557 | 7305 | Rate Constraint in lbs/MMBtu | FALSE | L | Annual | Standard NOX | lb/MMBtu | 0.25 | 0.25 | 0.25 | 0.25 | 0.25 | 0.25 | 0.25
IL Fac. Spec. - NOX Rate Summer v3.1, Unit 280 and retrofits | 557 | 7305 | Rate Constraint in lbs/MMBtu | FALSE | L | Annual | Emissions at Affected Plants NOX | Thousand Tons | 0.0021371 | 0.0023339 | 0.00047804 | 0 | 0 | 0 | 0
IL Fac. Spec. - NOX Rate Summer v3.1, Unit 280 and retrofits | 557 | 7305 | Rate Constraint in lbs/MMBtu | FALSE | L | Annual | Allowances Purchased NOX | Thousand Tons | 0 | 0 | 0 | 0 | 0 | 0 | 0
IL Fac. Spec. - NOX Rate Summer v3.1, Unit 280 and retrofits | 557 | 7305 | Rate Constraint in lbs/MMBtu | FALSE | L | Annual | Allowances Sold NOX | Thousand Tons | 0 | 0 | 0 | 0 | 0 | 0 | 0
IL Fac. Spec. - NOX Rate Summer v3.1, Unit 280 and retrofits | 557 | 7305 | Rate Constraint in lbs/MMBtu | FALSE | L | Annual | Allowances Banked | Thousand Tons | 0 | 0 | 0 | 0 | 0 | 0 | 0
IL Fac. Spec. - NOX Rate Summer v3.1, Unit 280 and retrofits | 557 | 7305 | Rate Constraint in lbs/MMBtu | FALSE | L | Annual | Allowances Withdrawn (1:1) | Thousand Tons | 0 | 0 | 0 | 0 | 0 | 0 | 0
IL Fac. Spec. - NOX Rate Summer v3.1, Unit 280 and retrofits | 557 | 7305 | Rate Constraint in lbs/MMBtu | FALSE | L | Annual | Allowances Withdrawn (n:1) | Thousand Tons | 0 | 0 | 0 | 0 | 0 | 0 | 0
IL Fac. Spec. - NOX Rate Summer v3.1, Unit 280 and retrofits | 557 | 7305 | Rate Constraint in lbs/MMBtu | FALSE | L | Annual | Net Emissions Allowance Position | Thousand Tons | 0.0021371 | 0.0023339 | 0.00047804 | 0 | 0 | 0 | 0
IL Fac. Spec. - NOX Rate Summer v3.1, Unit 280 and retrofits | 557 | 7305 | Rate Constraint in lbs/MMBtu | FALSE | L | Annual | Fuel Consumed | TBtu | 0.11602 | 0.12671 | 0.025952 | 0 | 0 | 0 | 0
IL Fac. Spec. - NOX Rate Summer v3.1, Unit 280 and retrofits | 557 | 7305 | Rate Constraint in lbs/MMBtu | FALSE | L | Annual | Rate | lb/MMBtu | 0.03684 | 0.03684 | 0.03684 | 0 | 0 | 0 | 0
IL Fac. Spec. - NOX Rate Summer v3.1, Unit 280 and retrofits | 557 | 7305 | Rate Constraint in lbs/MMBtu | FALSE | L | Annual | Generation | TWh | 0.010212 | 0.011153 | 0.0022843 | 0 | 0 | 0 | 0
IL Fac. Spec. - NOX Rate Summer v3.1, Unit 280 and retrofits | 557 | 7305 | Rate Constraint in lbs/MMBtu | FALSE | L | Annual | Qualifying Generation | TWh | 0.010212 | 0.011153 | 0.0022843 | 0 | 0 | 0 | 0
IL Fac. Spec. - NOX Rate Summer v3.1, Unit 280 and retrofits | 557 | 7305 | Rate Constraint in lbs/MMBtu | FALSE | L | Annual | Rate | lb/MWh | 0.41854 | 0.41854 | 0.41854 | 0 | 0 | 0 | 0
IL Fac. Spec. - NOX Rate Summer v3.1, Unit 280 and retrofits | 557 | 7305 | Rate Constraint in lbs/MMBtu | FALSE | L | Annual | Constraint Shadow Price | US2022$/Ton | 0 | 0 | 0 | 0 | 0 | 0 | 0
IL Fac. Spec. - NOX Rate Summer v3.1, Unit 281 and retrofits | 558 | 7305 | Rate Constraint in lbs/MMBtu | FALSE | L | Annual | Seasons Included | Seasons | Summer | Summer | Summer | Summer | Summer | Summer | Summer
IL Fac. Spec. - NOX Rate Summer v3.1, Unit 281 and retrofits | 558 | 7305 | Rate Constraint in lbs/MMBtu | FALSE | L | Annual | Standard NOX | lb/MMBtu | 0.25 | 0.25 | 0.25 | 0.25 | 0.25 | 0.25 | 0.25
IL Fac. Spec. - NOX Rate Summer v3.1, Unit 281 and retrofits | 558 | 7305 | Rate Constraint in lbs/MMBtu | FALSE | L | Annual | Emissions at Affected Plants NOX | Thousand Tons | 0.0022636 | 0.0024721 | 0.00050632 | 1.3222e-05 | 0 | 0 | 0
IL Fac. Spec. - NOX Rate Summer v3.1, Unit 281 and retrofits | 558 | 7305 | Rate Constraint in lbs/MMBtu | FALSE | L | Annual | Allowances Purchased NOX | Thousand Tons | 0 | 0 | 0 | 0 | 0 | 0 | 0
IL Fac. Spec. - NOX Rate Summer v3.1, Unit 281 and retrofits | 558 | 7305 | Rate Constraint in lbs/MMBtu | FALSE | L | Annual | Allowances Sold NOX | Thousand Tons | 0 | 0 | 0 | 0 | 0 | 0 | 0
IL Fac. Spec. - NOX Rate Summer v3.1, Unit 281 and retrofits | 558 | 7305 | Rate Constraint in lbs/MMBtu | FALSE | L | Annual | Allowances Banked | Thousand Tons | 0 | 0 | 0 | 0 | 0 | 0 | 0
IL Fac. Spec. - NOX Rate Summer v3.1, Unit 281 and retrofits | 558 | 7305 | Rate Constraint in lbs/MMBtu | FALSE | L | Annual | Allowances Withdrawn (1:1) | Thousand Tons | 0 | 0 | 0 | 0 | 0 | 0 | 0
IL Fac. Spec. - NOX Rate Summer v3.1, Unit 281 and retrofits | 558 | 7305 | Rate Constraint in lbs/MMBtu | FALSE | L | Annual | Allowances Withdrawn (n:1) | Thousand Tons | 0 | 0 | 0 | 0 | 0 | 0 | 0
IL Fac. Spec. - NOX Rate Summer v3.1, Unit 281 and retrofits | 558 | 7305 | Rate Constraint in lbs/MMBtu | FALSE | L | Annual | Net Emissions Allowance Position | Thousand Tons | 0.0022636 | 0.0024721 | 0.00050632 | 1.3222e-05 | 0 | 0 | 0
IL Fac. Spec. - NOX Rate Summer v3.1, Unit 281 and retrofits | 558 | 7305 | Rate Constraint in lbs/MMBtu | FALSE | L | Annual | Fuel Consumed | TBtu | 0.11602 | 0.12671 | 0.025952 | 0.00067772 | 0 | 0 | 0
IL Fac. Spec. - NOX Rate Summer v3.1, Unit 281 and retrofits | 558 | 7305 | Rate Constraint in lbs/MMBtu | FALSE | L | Annual | Rate | lb/MMBtu | 0.03902 | 0.03902 | 0.03902 | 0.03902 | 0 | 0 | 0
IL Fac. Spec. - NOX Rate Summer v3.1, Unit 281 and retrofits | 558 | 7305 | Rate Constraint in lbs/MMBtu | FALSE | L | Annual | Generation | TWh | 0.010212 | 0.011153 | 0.0022843 | 5.9653e-05 | 0 | 0 | 0
IL Fac. Spec. - NOX Rate Summer v3.1, Unit 281 and retrofits | 558 | 7305 | Rate Constraint in lbs/MMBtu | FALSE | L | Annual | Qualifying Generation | TWh | 0.010212 | 0.011153 | 0.0022843 | 5.9653e-05 | 0 | 0 | 0
IL Fac. Spec. - NOX Rate Summer v3.1, Unit 281 and retrofits | 558 | 7305 | Rate Constraint in lbs/MMBtu | FALSE | L | Annual | Rate | lb/MWh | 0.44331 | 0.44331 | 0.44331 | 0.44331 | 0 | 0 | 0
IL Fac. Spec. - NOX Rate Summer v3.1, Unit 281 and retrofits | 558 | 7305 | Rate Constraint in lbs/MMBtu | FALSE | L | Annual | Constraint Shadow Price | US2022$/Ton | 0 | 0 | 0 | 0 | 0 | 0 | 0
IL Fac. Spec. - NOX Rate Summer v3.1, Unit 282 and retrofits | 559 | 7305 | Rate Constraint in lbs/MMBtu | FALSE | L | Annual | Seasons Included | Seasons | Summer | Summer | Summer | Summer | Summer | Summer | Summer
IL Fac. Spec. - NOX Rate Summer v3.1, Unit 282 and retrofits | 559 | 7305 | Rate Constraint in lbs/MMBtu | FALSE | L | Annual | Standard NOX | lb/MMBtu | 0.25 | 0.25 | 0.25 | 0.25 | 0.25 | 0.25 | 0.25
IL Fac. Spec. - NOX Rate Summer v3.1, Unit 282 and retrofits | 559 | 7305 | Rate Constraint in lbs/MMBtu | FALSE | L | Annual | Emissions at Affected Plants NOX | Thousand Tons | 0.0021301 | 0.0022423 | 0.00047648 | 0 | 0 | 0 | 0
IL Fac. Spec. - NOX Rate Summer v3.1, Unit 282 and retrofits | 559 | 7305 | Rate Constraint in lbs/MMBtu | FALSE | L | Annual | Allowances Purchased NOX | Thousand Tons | 0 | 0 | 0 | 0 | 0 | 0 | 0
IL Fac. Spec. - NOX Rate Summer v3.1, Unit 282 and retrofits | 559 | 7305 | Rate Constraint in lbs/MMBtu | FALSE | L | Annual | Allowances Sold NOX | Thousand Tons | 0 | 0 | 0 | 0 | 0 | 0 | 0
IL Fac. Spec. - NOX Rate Summer v3.1, Unit 282 and retrofits | 559 | 7305 | Rate Constraint in lbs/MMBtu | FALSE | L | Annual | Allowances Banked | Thousand Tons | 0 | 0 | 0 | 0 | 0 | 0 | 0
IL Fac. Spec. - NOX Rate Summer v3.1, Unit 282 and retrofits | 559 | 7305 | Rate Constraint in lbs/MMBtu | FALSE | L | Annual | Allowances Withdrawn (1:1) | Thousand Tons | 0 | 0 | 0 | 0 | 0 | 0 | 0
IL Fac. Spec. - NOX Rate Summer v3.1, Unit 282 and retrofits | 559 | 7305 | Rate Constraint in lbs/MMBtu | FALSE | L | Annual | Allowances Withdrawn (n:1) | Thousand Tons | 0 | 0 | 0 | 0 | 0 | 0 | 0
IL Fac. Spec. - NOX Rate Summer v3.1, Unit 282 and retrofits | 559 | 7305 | Rate Constraint in lbs/MMBtu | FALSE | L | Annual | Net Emissions Allowance Position | Thousand Tons | 0.0021301 | 0.0022423 | 0.00047648 | 0 | 0 | 0 | 0
IL Fac. Spec. - NOX Rate Summer v3.1, Unit 282 and retrofits | 559 | 7305 | Rate Constraint in lbs/MMBtu | FALSE | L | Annual | Fuel Consumed | TBtu | 0.11602 | 0.12213 | 0.025952 | 0 | 0 | 0 | 0
IL Fac. Spec. - NOX Rate Summer v3.1, Unit 282 and retrofits | 559 | 7305 | Rate Constraint in lbs/MMBtu | FALSE | L | Annual | Rate | lb/MMBtu | 0.03672 | 0.03672 | 0.03672 | 0 | 0 | 0 | 0
IL Fac. Spec. - NOX Rate Summer v3.1, Unit 282 and retrofits | 559 | 7305 | Rate Constraint in lbs/MMBtu | FALSE | L | Annual | Generation | TWh | 0.010212 | 0.01075 | 0.0022843 | 0 | 0 | 0 | 0
IL Fac. Spec. - NOX Rate Summer v3.1, Unit 282 and retrofits | 559 | 7305 | Rate Constraint in lbs/MMBtu | FALSE | L | Annual | Qualifying Generation | TWh | 0.010212 | 0.01075 | 0.0022843 | 0 | 0 | 0 | 0
IL Fac. Spec. - NOX Rate Summer v3.1, Unit 282 and retrofits | 559 | 7305 | Rate Constraint in lbs/MMBtu | FALSE | L | Annual | Rate | lb/MWh | 0.41718 | 0.41718 | 0.41718 | 0 | 0 | 0 | 0
IL Fac. Spec. - NOX Rate Summer v3.1, Unit 282 and retrofits | 559 | 7305 | Rate Constraint in lbs/MMBtu | FALSE | L | Annual | Constraint Shadow Price | US2022$/Ton | 0 | 0 | 0 | 0 | 0 | 0 | 0
IL Fac. Spec. - NOX Rate Summer v3.1, Unit 283 and retrofits | 560 | 7305 | Rate Constraint in lbs/MMBtu | FALSE | L | Annual | Seasons Included | Seasons | Summer | Summer | Summer | Summer | Summer | Summer | Summer
IL Fac. Spec. - NOX Rate Summer v3.1, Unit 283 and retrofits | 560 | 7305 | Rate Constraint in lbs/MMBtu | FALSE | L | Annual | Standard NOX | lb/MMBtu | 0.25 | 0.25 | 0.25 | 0.25 | 0.25 | 0.25 | 0.25
IL Fac. Spec. - NOX Rate Summer v3.1, Unit 283 and retrofits | 560 | 7305 | Rate Constraint in lbs/MMBtu | FALSE | L | Annual | Emissions at Affected Plants NOX | Thousand Tons | 0.0021824 | 0.0023642 | 0.00046361 | 0 | 0 | 0 | 0
IL Fac. Spec. - NOX Rate Summer v3.1, Unit 283 and retrofits | 560 | 7305 | Rate Constraint in lbs/MMBtu | FALSE | L | Annual | Allowances Purchased NOX | Thousand Tons | 0 | 0 | 0 | 0 | 0 | 0 | 0
IL Fac. Spec. - NOX Rate Summer v3.1, Unit 283 and retrofits | 560 | 7305 | Rate Constraint in lbs/MMBtu | FALSE | L | Annual | Allowances Sold NOX | Thousand Tons | 0 | 0 | 0 | 0 | 0 | 0 | 0
IL Fac. Spec. - NOX Rate Summer v3.1, Unit 283 and retrofits | 560 | 7305 | Rate Constraint in lbs/MMBtu | FALSE | L | Annual | Allowances Banked | Thousand Tons | 0 | 0 | 0 | 0 | 0 | 0 | 0
IL Fac. Spec. - NOX Rate Summer v3.1, Unit 283 and retrofits | 560 | 7305 | Rate Constraint in lbs/MMBtu | FALSE | L | Annual | Allowances Withdrawn (1:1) | Thousand Tons | 0 | 0 | 0 | 0 | 0 | 0 | 0
IL Fac. Spec. - NOX Rate Summer v3.1, Unit 283 and retrofits | 560 | 7305 | Rate Constraint in lbs/MMBtu | FALSE | L | Annual | Allowances Withdrawn (n:1) | Thousand Tons | 0 | 0 | 0 | 0 | 0 | 0 | 0
IL Fac. Spec. - NOX Rate Summer v3.1, Unit 283 and retrofits | 560 | 7305 | Rate Constraint in lbs/MMBtu | FALSE | L | Annual | Net Emissions Allowance Position | Thousand Tons | 0.0021824 | 0.0023642 | 0.00046361 | 0 | 0 | 0 | 0
IL Fac. Spec. - NOX Rate Summer v3.1, Unit 283 and retrofits | 560 | 7305 | Rate Constraint in lbs/MMBtu | FALSE | L | Annual | Fuel Consumed | TBtu | 0.11602 | 0.12569 | 0.024647 | 0 | 0 | 0 | 0
IL Fac. Spec. - NOX Rate Summer v3.1, Unit 283 and retrofits | 560 | 7305 | Rate Constraint in lbs/MMBtu | FALSE | L | Annual | Rate | lb/MMBtu | 0.03762 | 0.03762 | 0.03762 | 0 | 0 | 0 | 0
IL Fac. Spec. - NOX Rate Summer v3.1, Unit 283 and retrofits | 560 | 7305 | Rate Constraint in lbs/MMBtu | FALSE | L | Annual | Generation | TWh | 0.010212 | 0.011063 | 0.0021694 | 0 | 0 | 0 | 0
IL Fac. Spec. - NOX Rate Summer v3.1, Unit 283 and retrofits | 560 | 7305 | Rate Constraint in lbs/MMBtu | FALSE | L | Annual | Qualifying Generation | TWh | 0.010212 | 0.011063 | 0.0021694 | 0 | 0 | 0 | 0
IL Fac. Spec. - NOX Rate Summer v3.1, Unit 283 and retrofits | 560 | 7305 | Rate Constraint in lbs/MMBtu | FALSE | L | Annual | Rate | lb/MWh | 0.4274 | 0.4274 | 0.4274 | 0 | 0 | 0 | 0
IL Fac. Spec. - NOX Rate Summer v3.1, Unit 283 and retrofits | 560 | 7305 | Rate Constraint in lbs/MMBtu | FALSE | L | Annual | Constraint Shadow Price | US2022$/Ton | 0 | 0 | 0 | 0 | 0 | 0 | 0
IL Fac. Spec. - NOX Rate Summer v3.1, Unit 284 and retrofits | 561 | 7305 | Rate Constraint in lbs/MMBtu | FALSE | L | Annual | Seasons Included | Seasons | Summer | Summer | Summer | Summer | Summer | Summer | Summer
IL Fac. Spec. - NOX Rate Summer v3.1, Unit 284 and retrofits | 561 | 7305 | Rate Constraint in lbs/MMBtu | FALSE | L | Annual | Standard NOX | lb/MMBtu | 0.25 | 0.25 | 0.25 | 0.25 | 0.25 | 0.25 | 0.25
IL Fac. Spec. - NOX Rate Summer v3.1, Unit 284 and retrofits | 561 | 7305 | Rate Constraint in lbs/MMBtu | FALSE | L | Annual | Emissions at Affected Plants NOX | Thousand Tons | 0.00019223 | 0.00019223 | 0 | 0 | 0 | 0 | 0
IL Fac. Spec. - NOX Rate Summer v3.1, Unit 284 and retrofits | 561 | 7305 | Rate Constraint in lbs/MMBtu | FALSE | L | Annual | Allowances Purchased NOX | Thousand Tons | 0 | 0 | 0 | 0 | 0 | 0 | 0
IL Fac. Spec. - NOX Rate Summer v3.1, Unit 284 and retrofits | 561 | 7305 | Rate Constraint in lbs/MMBtu | FALSE | L | Annual | Allowances Sold NOX | Thousand Tons | 0 | 0 | 0 | 0 | 0 | 0 | 0
IL Fac. Spec. - NOX Rate Summer v3.1, Unit 284 and retrofits | 561 | 7305 | Rate Constraint in lbs/MMBtu | FALSE | L | Annual | Allowances Banked | Thousand Tons | 0 | 0 | 0 | 0 | 0 | 0 | 0
IL Fac. Spec. - NOX Rate Summer v3.1, Unit 284 and retrofits | 561 | 7305 | Rate Constraint in lbs/MMBtu | FALSE | L | Annual | Allowances Withdrawn (1:1) | Thousand Tons | 0 | 0 | 0 | 0 | 0 | 0 | 0
IL Fac. Spec. - NOX Rate Summer v3.1, Unit 284 and retrofits | 561 | 7305 | Rate Constraint in lbs/MMBtu | FALSE | L | Annual | Allowances Withdrawn (n:1) | Thousand Tons | 0 | 0 | 0 | 0 | 0 | 0 | 0
IL Fac. Spec. - NOX Rate Summer v3.1, Unit 284 and retrofits | 561 | 7305 | Rate Constraint in lbs/MMBtu | FALSE | L | Annual | Net Emissions Allowance Position | Thousand Tons | 0.00019223 | 0.00019223 | 0 | 0 | 0 | 0 | 0
IL Fac. Spec. - NOX Rate Summer v3.1, Unit 284 and retrofits | 561 | 7305 | Rate Constraint in lbs/MMBtu | FALSE | L | Annual | Fuel Consumed | TBtu | 0.012556 | 0.012556 | 0 | 0 | 0 | 0 | 0
IL Fac. Spec. - NOX Rate Summer v3.1, Unit 284 and retrofits | 561 | 7305 | Rate Constraint in lbs/MMBtu | FALSE | L | Annual | Rate | lb/MMBtu | 0.03062 | 0.03062 | 0 | 0 | 0 | 0 | 0
IL Fac. Spec. - NOX Rate Summer v3.1, Unit 284 and retrofits | 561 | 7305 | Rate Constraint in lbs/MMBtu | FALSE | L | Annual | Generation | TWh | 0.0009887 | 0.0009887 | 0 | 0 | 0 | 0 | 0
IL Fac. Spec. - NOX Rate Summer v3.1, Unit 284 and retrofits | 561 | 7305 | Rate Constraint in lbs/MMBtu | FALSE | L | Annual | Qualifying Generation | TWh | 0.0009887 | 0.0009887 | 0 | 0 | 0 | 0 | 0
IL Fac. Spec. - NOX Rate Summer v3.1, Unit 284 and retrofits | 561 | 7305 | Rate Constraint in lbs/MMBtu | FALSE | L | Annual | Rate | lb/MWh | 0.38884 | 0.38884 | 0 | 0 | 0 | 0 | 0
IL Fac. Spec. - NOX Rate Summer v3.1, Unit 284 and retrofits | 561 | 7305 | Rate Constraint in lbs/MMBtu | FALSE | L | Annual | Constraint Shadow Price | US2022$/Ton | 0 | 0 | 0 | 0 | 0 | 0 | 0
IL Fac. Spec. - NOX Rate Summer v3.1, Unit 285 and retrofits | 562 | 7305 | Rate Constraint in lbs/MMBtu | FALSE | L | Annual | Seasons Included | Seasons | Summer | Summer | Summer | Summer | Summer | Summer | Summer
IL Fac. Spec. - NOX Rate Summer v3.1, Unit 285 and retrofits | 562 | 7305 | Rate Constraint in lbs/MMBtu | FALSE | L | Annual | Standard NOX | lb/MMBtu | 0.25 | 0.25 | 0.25 | 0.25 | 0.25 | 0.25 | 0.25
IL Fac. Spec. - NOX Rate Summer v3.1, Unit 285 and retrofits | 562 | 7305 | Rate Constraint in lbs/MMBtu | FALSE | L | Annual | Emissions at Affected Plants NOX | Thousand Tons | 0.00019172 | 0.00019172 | 0 | 0 | 0 | 0 | 0
IL Fac. Spec. - NOX Rate Summer v3.1, Unit 285 and retrofits | 562 | 7305 | Rate Constraint in lbs/MMBtu | FALSE | L | Annual | Allowances Purchased NOX | Thousand Tons | 0 | 0 | 0 | 0 | 0 | 0 | 0
IL Fac. Spec. - NOX Rate Summer v3.1, Unit 285 and retrofits | 562 | 7305 | Rate Constraint in lbs/MMBtu | FALSE | L | Annual | Allowances Sold NOX | Thousand Tons | 0 | 0 | 0 | 0 | 0 | 0 | 0
IL Fac. Spec. - NOX Rate Summer v3.1, Unit 285 and retrofits | 562 | 7305 | Rate Constraint in lbs/MMBtu | FALSE | L | Annual | Allowances Banked | Thousand Tons | 0 | 0 | 0 | 0 | 0 | 0 | 0
IL Fac. Spec. - NOX Rate Summer v3.1, Unit 285 and retrofits | 562 | 7305 | Rate Constraint in lbs/MMBtu | FALSE | L | Annual | Allowances Withdrawn (1:1) | Thousand Tons | 0 | 0 | 0 | 0 | 0 | 0 | 0
IL Fac. Spec. - NOX Rate Summer v3.1, Unit 285 and retrofits | 562 | 7305 | Rate Constraint in lbs/MMBtu | FALSE | L | Annual | Allowances Withdrawn (n:1) | Thousand Tons | 0 | 0 | 0 | 0 | 0 | 0 | 0
IL Fac. Spec. - NOX Rate Summer v3.1, Unit 285 and retrofits | 562 | 7305 | Rate Constraint in lbs/MMBtu | FALSE | L | Annual | Net Emissions Allowance Position | Thousand Tons | 0.00019172 | 0.00019172 | 0 | 0 | 0 | 0 | 0
IL Fac. Spec. - NOX Rate Summer v3.1, Unit 285 and retrofits | 562 | 7305 | Rate Constraint in lbs/MMBtu | FALSE | L | Annual | Fuel Consumed | TBtu | 0.012556 | 0.012556 | 0 | 0 | 0 | 0 | 0
IL Fac. Spec. - NOX Rate Summer v3.1, Unit 285 and retrofits | 562 | 7305 | Rate Constraint in lbs/MMBtu | FALSE | L | Annual | Rate | lb/MMBtu | 0.03054 | 0.03054 | 0 | 0 | 0 | 0 | 0
IL Fac. Spec. - NOX Rate Summer v3.1, Unit 285 and retrofits | 562 | 7305 | Rate Constraint in lbs/MMBtu | FALSE | L | Annual | Generation | TWh | 0.0009887 | 0.0009887 | 0 | 0 | 0 | 0 | 0
IL Fac. Spec. - NOX Rate Summer v3.1, Unit 285 and retrofits | 562 | 7305 | Rate Constraint in lbs/MMBtu | FALSE | L | Annual | Qualifying Generation | TWh | 0.0009887 | 0.0009887 | 0 | 0 | 0 | 0 | 0
IL Fac. Spec. - NOX Rate Summer v3.1, Unit 285 and retrofits | 562 | 7305 | Rate Constraint in lbs/MMBtu | FALSE | L | Annual | Rate | lb/MWh | 0.38783 | 0.38783 | 0 | 0 | 0 | 0 | 0
IL Fac. Spec. - NOX Rate Summer v3.1, Unit 285 and retrofits | 562 | 7305 | Rate Constraint in lbs/MMBtu | FALSE | L | Annual | Constraint Shadow Price | US2022$/Ton | 0 | 0 | 0 | 0 | 0 | 0 | 0
IL Fac. Spec. - NOX Rate Summer v3.1, Unit 286 and retrofits | 563 | 7305 | Rate Constraint in lbs/MMBtu | FALSE | L | Annual | Seasons Included | Seasons | Summer | Summer | Summer | Summer | Summer | Summer | Summer
IL Fac. Spec. - NOX Rate Summer v3.1, Unit 286 and retrofits | 563 | 7305 | Rate Constraint in lbs/MMBtu | FALSE | L | Annual | Standard NOX | lb/MMBtu | 0.25 | 0.25 | 0.25 | 0.25 | 0.25 | 0.25 | 0.25
IL Fac. Spec. - NOX Rate Summer v3.1, Unit 286 and retrofits | 563 | 7305 | Rate Constraint in lbs/MMBtu | FALSE | L | Annual | Emissions at Affected Plants NOX | Thousand Tons | 0.00020327 | 0.00020327 | 0 | 0 | 0 | 0 | 0
IL Fac. Spec. - NOX Rate Summer v3.1, Unit 286 and retrofits | 563 | 7305 | Rate Constraint in lbs/MMBtu | FALSE | L | Annual | Allowances Purchased NOX | Thousand Tons | 0 | 0 | 0 | 0 | 0 | 0 | 0
IL Fac. Spec. - NOX Rate Summer v3.1, Unit 286 and retrofits | 563 | 7305 | Rate Constraint in lbs/MMBtu | FALSE | L | Annual | Allowances Sold NOX | Thousand Tons | 0 | 0 | 0 | 0 | 0 | 0 | 0
IL Fac. Spec. - NOX Rate Summer v3.1, Unit 286 and retrofits | 563 | 7305 | Rate Constraint in lbs/MMBtu | FALSE | L | Annual | Allowances Banked | Thousand Tons | 0 | 0 | 0 | 0 | 0 | 0 | 0
IL Fac. Spec. - NOX Rate Summer v3.1, Unit 286 and retrofits | 563 | 7305 | Rate Constraint in lbs/MMBtu | FALSE | L | Annual | Allowances Withdrawn (1:1) | Thousand Tons | 0 | 0 | 0 | 0 | 0 | 0 | 0
IL Fac. Spec. - NOX Rate Summer v3.1, Unit 286 and retrofits | 563 | 7305 | Rate Constraint in lbs/MMBtu | FALSE | L | Annual | Allowances Withdrawn (n:1) | Thousand Tons | 0 | 0 | 0 | 0 | 0 | 0 | 0
IL Fac. Spec. - NOX Rate Summer v3.1, Unit 286 and retrofits | 563 | 7305 | Rate Constraint in lbs/MMBtu | FALSE | L | Annual | Net Emissions Allowance Position | Thousand Tons | 0.00020327 | 0.00020327 | 0 | 0 | 0 | 0 | 0
IL Fac. Spec. - NOX Rate Summer v3.1, Unit 286 and retrofits | 563 | 7305 | Rate Constraint in lbs/MMBtu | FALSE | L | Annual | Fuel Consumed | TBtu | 0.012556 | 0.012556 | 0 | 0 | 0 | 0 | 0
IL Fac. Spec. - NOX Rate Summer v3.1, Unit 286 and retrofits | 563 | 7305 | Rate Constraint in lbs/MMBtu | FALSE | L | Annual | Rate | lb/MMBtu | 0.03238 | 0.03238 | 0 | 0 | 0 | 0 | 0
IL Fac. Spec. - NOX Rate Summer v3.1, Unit 286 and retrofits | 563 | 7305 | Rate Constraint in lbs/MMBtu | FALSE | L | Annual | Generation | TWh | 0.0009887 | 0.0009887 | 0 | 0 | 0 | 0 | 0
IL Fac. Spec. - NOX Rate Summer v3.1, Unit 286 and retrofits | 563 | 7305 | Rate Constraint in lbs/MMBtu | FALSE | L | Annual | Qualifying Generation | TWh | 0.0009887 | 0.0009887 | 0 | 0 | 0 | 0 | 0
IL Fac. Spec. - NOX Rate Summer v3.1, Unit 286 and retrofits | 563 | 7305 | Rate Constraint in lbs/MMBtu | FALSE | L | Annual | Rate | lb/MWh | 0.41119 | 0.41119 | 0 | 0 | 0 | 0 | 0
IL Fac. Spec. - NOX Rate Summer v3.1, Unit 286 and retrofits | 563 | 7305 | Rate Constraint in lbs/MMBtu | FALSE | L | Annual | Constraint Shadow Price | US2022$/Ton | 0 | 0 | 0 | 0 | 0 | 0 | 0
IL Fac. Spec. - NOX Rate Summer v3.1, Unit 287 and retrofits | 564 | 7305 | Rate Constraint in lbs/MMBtu | FALSE | L | Annual | Seasons Included | Seasons | Summer | Summer | Summer | Summer | Summer | Summer | Summer
IL Fac. Spec. - NOX Rate Summer v3.1, Unit 287 and retrofits | 564 | 7305 | Rate Constraint in lbs/MMBtu | FALSE | L | Annual | Standard NOX | lb/MMBtu | 0.25 | 0.25 | 0.25 | 0.25 | 0.25 | 0.25 | 0.25
IL Fac. Spec. - NOX Rate Summer v3.1, Unit 287 and retrofits | 564 | 7305 | Rate Constraint in lbs/MMBtu | FALSE | L | Annual | Emissions at Affected Plants NOX | Thousand Tons | 0.00020445 | 0.00020445 | 0 | 0 | 0 | 0 | 0
IL Fac. Spec. - NOX Rate Summer v3.1, Unit 287 and retrofits | 564 | 7305 | Rate Constraint in lbs/MMBtu | FALSE | L | Annual | Allowances Purchased NOX | Thousand Tons | 0 | 0 | 0 | 0 | 0 | 0 | 0
IL Fac. Spec. - NOX Rate Summer v3.1, Unit 287 and retrofits | 564 | 7305 | Rate Constraint in lbs/MMBtu | FALSE | L | Annual | Allowances Sold NOX | Thousand Tons | 0 | 0 | 0 | 0 | 0 | 0 | 0
IL Fac. Spec. - NOX Rate Summer v3.1, Unit 287 and retrofits | 564 | 7305 | Rate Constraint in lbs/MMBtu | FALSE | L | Annual | Allowances Banked | Thousand Tons | 0 | 0 | 0 | 0 | 0 | 0 | 0
IL Fac. Spec. - NOX Rate Summer v3.1, Unit 287 and retrofits | 564 | 7305 | Rate Constraint in lbs/MMBtu | FALSE | L | Annual | Allowances Withdrawn (1:1) | Thousand Tons | 0 | 0 | 0 | 0 | 0 | 0 | 0
IL Fac. Spec. - NOX Rate Summer v3.1, Unit 287 and retrofits | 564 | 7305 | Rate Constraint in lbs/MMBtu | FALSE | L | Annual | Allowances Withdrawn (n:1) | Thousand Tons | 0 | 0 | 0 | 0 | 0 | 0 | 0
IL Fac. Spec. - NOX Rate Summer v3.1, Unit 287 and retrofits | 564 | 7305 | Rate Constraint in lbs/MMBtu | FALSE | L | Annual | Net Emissions Allowance Position | Thousand Tons | 0.00020445 | 0.00020445 | 0 | 0 | 0 | 0 | 0
IL Fac. Spec. - NOX Rate Summer v3.1, Unit 287 and retrofits | 564 | 7305 | Rate Constraint in lbs/MMBtu | FALSE | L | Annual | Fuel Consumed | TBtu | 0.012436 | 0.012436 | 0 | 0 | 0 | 0 | 0
IL Fac. Spec. - NOX Rate Summer v3.1, Unit 287 and retrofits | 564 | 7305 | Rate Constraint in lbs/MMBtu | FALSE | L | Annual | Rate | lb/MMBtu | 0.03288 | 0.03288 | 0 | 0 | 0 | 0 | 0
IL Fac. Spec. - NOX Rate Summer v3.1, Unit 287 and retrofits | 564 | 7305 | Rate Constraint in lbs/MMBtu | FALSE | L | Annual | Generation | TWh | 0.00097939 | 0.00097939 | 0 | 0 | 0 | 0 | 0
IL Fac. Spec. - NOX Rate Summer v3.1, Unit 287 and retrofits | 564 | 7305 | Rate Constraint in lbs/MMBtu | FALSE | L | Annual | Qualifying Generation | TWh | 0.00097939 | 0.00097939 | 0 | 0 | 0 | 0 | 0
IL Fac. Spec. - NOX Rate Summer v3.1, Unit 287 and retrofits | 564 | 7305 | Rate Constraint in lbs/MMBtu | FALSE | L | Annual | Rate | lb/MWh | 0.41751 | 0.41751 | 0 | 0 | 0 | 0 | 0
IL Fac. Spec. - NOX Rate Summer v3.1, Unit 287 and retrofits | 564 | 7305 | Rate Constraint in lbs/MMBtu | FALSE | L | Annual | Constraint Shadow Price | US2022$/Ton | 0 | 0 | 0 | 0 | 0 | 0 | 0
IL Fac. Spec. - NOX Rate Summer v3.1, Unit 288 and retrofits | 565 | 7305 | Rate Constraint in lbs/MMBtu | FALSE | L | Annual | Seasons Included | Seasons | Summer | Summer | Summer | Summer | Summer | Summer | Summer
IL Fac. Spec. - NOX Rate Summer v3.1, Unit 288 and retrofits | 565 | 7305 | Rate Constraint in lbs/MMBtu | FALSE | L | Annual | Standard NOX | lb/MMBtu | 0.25 | 0.25 | 0.25 | 0.25 | 0.25 | 0.25 | 0.25
IL Fac. Spec. - NOX Rate Summer v3.1, Unit 288 and retrofits | 565 | 7305 | Rate Constraint in lbs/MMBtu | FALSE | L | Annual | Emissions at Affected Plants NOX | Thousand Tons | 0.00016958 | 0.00016958 | 0 | 0 | 0 | 0 | 0
IL Fac. Spec. - NOX Rate Summer v3.1, Unit 288 and retrofits | 565 | 7305 | Rate Constraint in lbs/MMBtu | FALSE | L | Annual | Allowances Purchased NOX | Thousand Tons | 0 | 0 | 0 | 0 | 0 | 0 | 0
IL Fac. Spec. - NOX Rate Summer v3.1, Unit 288 and retrofits | 565 | 7305 | Rate Constraint in lbs/MMBtu | FALSE | L | Annual | Allowances Sold NOX | Thousand Tons | 0 | 0 | 0 | 0 | 0 | 0 | 0
IL Fac. Spec. - NOX Rate Summer v3.1, Unit 288 and retrofits | 565 | 7305 | Rate Constraint in lbs/MMBtu | FALSE | L | Annual | Allowances Banked | Thousand Tons | 0 | 0 | 0 | 0 | 0 | 0 | 0
IL Fac. Spec. - NOX Rate Summer v3.1, Unit 288 and retrofits | 565 | 7305 | Rate Constraint in lbs/MMBtu | FALSE | L | Annual | Allowances Withdrawn (1:1) | Thousand Tons | 0 | 0 | 0 | 0 | 0 | 0 | 0
IL Fac. Spec. - NOX Rate Summer v3.1, Unit 288 and retrofits | 565 | 7305 | Rate Constraint in lbs/MMBtu | FALSE | L | Annual | Allowances Withdrawn (n:1) | Thousand Tons | 0 | 0 | 0 | 0 | 0 | 0 | 0
IL Fac. Spec. - NOX Rate Summer v3.1, Unit 288 and retrofits | 565 | 7305 | Rate Constraint in lbs/MMBtu | FALSE | L | Annual | Net Emissions Allowance Position | Thousand Tons | 0.00016958 | 0.00016958 | 0 | 0 | 0 | 0 | 0
IL Fac. Spec. - NOX Rate Summer v3.1, Unit 288 and retrofits | 565 | 7305 | Rate Constraint in lbs/MMBtu | FALSE | L | Annual | Fuel Consumed | TBtu | 0.012585 | 0.012585 | 0 | 0 | 0 | 0 | 0
IL Fac. Spec. - NOX Rate Summer v3.1, Unit 288 and retrofits | 565 | 7305 | Rate Constraint in lbs/MMBtu | FALSE | L | Annual | Rate | lb/MMBtu | 0.02695 | 0.02695 | 0 | 0 | 0 | 0 | 0
IL Fac. Spec. - NOX Rate Summer v3.1, Unit 288 and retrofits | 565 | 7305 | Rate Constraint in lbs/MMBtu | FALSE | L | Annual | Generation | TWh | 0.00099103 | 0.00099103 | 0 | 0 | 0 | 0 | 0
IL Fac. Spec. - NOX Rate Summer v3.1, Unit 288 and retrofits | 565 | 7305 | Rate Constraint in lbs/MMBtu | FALSE | L | Annual | Qualifying Generation | TWh | 0.00099103 | 0.00099103 | 0 | 0 | 0 | 0 | 0
IL Fac. Spec. - NOX Rate Summer v3.1, Unit 288 and retrofits | 565 | 7305 | Rate Constraint in lbs/MMBtu | FALSE | L | Annual | Rate | lb/MWh | 0.34224 | 0.34224 | 0 | 0 | 0 | 0 | 0
IL Fac. Spec. - NOX Rate Summer v3.1, Unit 288 and retrofits | 565 | 7305 | Rate Constraint in lbs/MMBtu | FALSE | L | Annual | Constraint Shadow Price | US2022$/Ton | 0 | 0 | 0 | 0 | 0 | 0 | 0
IL Fac. Spec. - NOX Rate Summer v3.1, Unit 289 and retrofits | 566 | 7305 | Rate Constraint in lbs/MMBtu | FALSE | L | Annual | Seasons Included | Seasons | Summer | Summer | Summer | Summer | Summer | Summer | Summer
IL Fac. Spec. - NOX Rate Summer v3.1, Unit 289 and retrofits | 566 | 7305 | Rate Constraint in lbs/MMBtu | FALSE | L | Annual | Standard NOX | lb/MMBtu | 0.25 | 0.25 | 0.25 | 0.25 | 0.25 | 0.25 | 0.25
IL Fac. Spec. - NOX Rate Summer v3.1, Unit 289 and retrofits | 566 | 7305 | Rate Constraint in lbs/MMBtu | FALSE | L | Annual | Emissions at Affected Plants NOX | Thousand Tons | 0.00017223 | 0.00017223 | 0 | 0 | 0 | 0 | 0
IL Fac. Spec. - NOX Rate Summer v3.1, Unit 289 and retrofits | 566 | 7305 | Rate Constraint in lbs/MMBtu | FALSE | L | Annual | Allowances Purchased NOX | Thousand Tons | 0 | 0 | 0 | 0 | 0 | 0 | 0
IL Fac. Spec. - NOX Rate Summer v3.1, Unit 289 and retrofits | 566 | 7305 | Rate Constraint in lbs/MMBtu | FALSE | L | Annual | Allowances Sold NOX | Thousand Tons | 0 | 0 | 0 | 0 | 0 | 0 | 0
IL Fac. Spec. - NOX Rate Summer v3.1, Unit 289 and retrofits | 566 | 7305 | Rate Constraint in lbs/MMBtu | FALSE | L | Annual | Allowances Banked | Thousand Tons | 0 | 0 | 0 | 0 | 0 | 0 | 0
IL Fac. Spec. - NOX Rate Summer v3.1, Unit 289 and retrofits | 566 | 7305 | Rate Constraint in lbs/MMBtu | FALSE | L | Annual | Allowances Withdrawn (1:1) | Thousand Tons | 0 | 0 | 0 | 0 | 0 | 0 | 0
IL Fac. Spec. - NOX Rate Summer v3.1, Unit 289 and retrofits | 566 | 7305 | Rate Constraint in lbs/MMBtu | FALSE | L | Annual | Allowances Withdrawn (n:1) | Thousand Tons | 0 | 0 | 0 | 0 | 0 | 0 | 0
IL Fac. Spec. - NOX Rate Summer v3.1, Unit 289 and retrofits | 566 | 7305 | Rate Constraint in lbs/MMBtu | FALSE | L | Annual | Net Emissions Allowance Position | Thousand Tons | 0.00017223 | 0.00017223 | 0 | 0 | 0 | 0 | 0
IL Fac. Spec. - NOX Rate Summer v3.1, Unit 289 and retrofits | 566 | 7305 | Rate Constraint in lbs/MMBtu | FALSE | L | Annual | Fuel Consumed | TBtu | 0.012585 | 0.012585 | 0 | 0 | 0 | 0 | 0
IL Fac. Spec. - NOX Rate Summer v3.1, Unit 289 and retrofits | 566 | 7305 | Rate Constraint in lbs/MMBtu | FALSE | L | Annual | Rate | lb/MMBtu | 0.02737 | 0.02737 | 0 | 0 | 0 | 0 | 0
IL Fac. Spec. - NOX Rate Summer v3.1, Unit 289 and retrofits | 566 | 7305 | Rate Constraint in lbs/MMBtu | FALSE | L | Annual | Generation | TWh | 0.00099103 | 0.00099103 | 0 | 0 | 0 | 0 | 0
IL Fac. Spec. - NOX Rate Summer v3.1, Unit 289 and retrofits | 566 | 7305 | Rate Constraint in lbs/MMBtu | FALSE | L | Annual | Qualifying Generation | TWh | 0.00099103 | 0.00099103 | 0 | 0 | 0 | 0 | 0
IL Fac. Spec. - NOX Rate Summer v3.1, Unit 289 and retrofits | 566 | 7305 | Rate Constraint in lbs/MMBtu | FALSE | L | Annual | Rate | lb/MWh | 0.34757 | 0.34757 | 0 | 0 | 0 | 0 | 0
IL Fac. Spec. - NOX Rate Summer v3.1, Unit 289 and retrofits | 566 | 7305 | Rate Constraint in lbs/MMBtu | FALSE | L | Annual | Constraint Shadow Price | US2022$/Ton | 0 | 0 | 0 | 0 | 0 | 0 | 0
IL Fac. Spec. - NOX Rate Summer v3.1, Unit 290 and retrofits | 567 | 7305 | Rate Constraint in lbs/MMBtu | FALSE | L | Annual | Seasons Included | Seasons | Summer | Summer | Summer | Summer | Summer | Summer | Summer
IL Fac. Spec. - NOX Rate Summer v3.1, Unit 290 and retrofits | 567 | 7305 | Rate Constraint in lbs/MMBtu | FALSE | L | Annual | Standard NOX | lb/MMBtu | 0.25 | 0.25 | 0.25 | 0.25 | 0.25 | 0.25 | 0.25
IL Fac. Spec. - NOX Rate Summer v3.1, Unit 290 and retrofits | 567 | 7305 | Rate Constraint in lbs/MMBtu | FALSE | L | Annual | Emissions at Affected Plants NOX | Thousand Tons | 0.00019292 | 0.00019292 | 0 | 0 | 0 | 0 | 0
IL Fac. Spec. - NOX Rate Summer v3.1, Unit 290 and retrofits | 567 | 7305 | Rate Constraint in lbs/MMBtu | FALSE | L | Annual | Allowances Purchased NOX | Thousand Tons | 0 | 0 | 0 | 0 | 0 | 0 | 0
IL Fac. Spec. - NOX Rate Summer v3.1, Unit 290 and retrofits | 567 | 7305 | Rate Constraint in lbs/MMBtu | FALSE | L | Annual | Allowances Sold NOX | Thousand Tons | 0 | 0 | 0 | 0 | 0 | 0 | 0
IL Fac. Spec. - NOX Rate Summer v3.1, Unit 290 and retrofits | 567 | 7305 | Rate Constraint in lbs/MMBtu | FALSE | L | Annual | Allowances Banked | Thousand Tons | 0 | 0 | 0 | 0 | 0 | 0 | 0
IL Fac. Spec. - NOX Rate Summer v3.1, Unit 290 and retrofits | 567 | 7305 | Rate Constraint in lbs/MMBtu | FALSE | L | Annual | Allowances Withdrawn (1:1) | Thousand Tons | 0 | 0 | 0 | 0 | 0 | 0 | 0
IL Fac. Spec. - NOX Rate Summer v3.1, Unit 290 and retrofits | 567 | 7305 | Rate Constraint in lbs/MMBtu | FALSE | L | Annual | Allowances Withdrawn (n:1) | Thousand Tons | 0 | 0 | 0 | 0 | 0 | 0 | 0
IL Fac. Spec. - NOX Rate Summer v3.1, Unit 290 and retrofits | 567 | 7305 | Rate Constraint in lbs/MMBtu | FALSE | L | Annual | Net Emissions Allowance Position | Thousand Tons | 0.00019292 | 0.00019292 | 0 | 0 | 0 | 0 | 0
IL Fac. Spec. - NOX Rate Summer v3.1, Unit 290 and retrofits | 567 | 7305 | Rate Constraint in lbs/MMBtu | FALSE | L | Annual | Fuel Consumed | TBtu | 0.012407 | 0.012407 | 0 | 0 | 0 | 0 | 0
IL Fac. Spec. - NOX Rate Summer v3.1, Unit 290 and retrofits | 567 | 7305 | Rate Constraint in lbs/MMBtu | FALSE | L | Annual | Rate | lb/MMBtu | 0.0311 | 0.0311 | 0 | 0 | 0 | 0 | 0
IL Fac. Spec. - NOX Rate Summer v3.1, Unit 290 and retrofits | 567 | 7305 | Rate Constraint in lbs/MMBtu | FALSE | L | Annual | Generation | TWh | 0.00097706 | 0.00097706 | 0 | 0 | 0 | 0 | 0
IL Fac. Spec. - NOX Rate Summer v3.1, Unit 290 and retrofits | 567 | 7305 | Rate Constraint in lbs/MMBtu | FALSE | L | Annual | Qualifying Generation | TWh | 0.00097706 | 0.00097706 | 0 | 0 | 0 | 0 | 0
IL Fac. Spec. - NOX Rate Summer v3.1, Unit 290 and retrofits | 567 | 7305 | Rate Constraint in lbs/MMBtu | FALSE | L | Annual | Rate | lb/MWh | 0.39491 | 0.39491 | 0 | 0 | 0 | 0 | 0
IL Fac. Spec. - NOX Rate Summer v3.1, Unit 290 and retrofits | 567 | 7305 | Rate Constraint in lbs/MMBtu | FALSE | L | Annual | Constraint Shadow Price | US2022$/Ton | 0 | 0 | 0 | 0 | 0 | 0 | 0
IL Fac. Spec. - NOX Rate Summer v3.1, Unit 291 and retrofits | 568 | 7305 | Rate Constraint in lbs/MMBtu | FALSE | L | Annual | Seasons Included | Seasons | Summer | Summer | Summer | Summer | Summer | Summer | Summer
IL Fac. Spec. - NOX Rate Summer v3.1, Unit 291 and retrofits | 568 | 7305 | Rate Constraint in lbs/MMBtu | FALSE | L | Annual | Standard NOX | lb/MMBtu | 0.25 | 0.25 | 0.25 | 0.25 | 0.25 | 0.25 | 0.25
IL Fac. Spec. - NOX Rate Summer v3.1, Unit 291 and retrofits | 568 | 7305 | Rate Constraint in lbs/MMBtu | FALSE | L | Annual | Emissions at Affected Plants NOX | Thousand Tons | 0.00018436 | 0.00018436 | 0 | 0 | 0 | 0 | 0
IL Fac. Spec. - NOX Rate Summer v3.1, Unit 291 and retrofits | 568 | 7305 | Rate Constraint in lbs/MMBtu | FALSE | L | Annual | Allowances Purchased NOX | Thousand Tons | 0 | 0 | 0 | 0 | 0 | 0 | 0
IL Fac. Spec. - NOX Rate Summer v3.1, Unit 291 and retrofits | 568 | 7305 | Rate Constraint in lbs/MMBtu | FALSE | L | Annual | Allowances Sold NOX | Thousand Tons | 0 | 0 | 0 | 0 | 0 | 0 | 0
IL Fac. Spec. - NOX Rate Summer v3.1, Unit 291 and retrofits | 568 | 7305 | Rate Constraint in lbs/MMBtu | FALSE | L | Annual | Allowances Banked | Thousand Tons | 0 | 0 | 0 | 0 | 0 | 0 | 0
IL Fac. Spec. - NOX Rate Summer v3.1, Unit 291 and retrofits | 568 | 7305 | Rate Constraint in lbs/MMBtu | FALSE | L | Annual | Allowances Withdrawn (1:1) | Thousand Tons | 0 | 0 | 0 | 0 | 0 | 0 | 0
IL Fac. Spec. - NOX Rate Summer v3.1, Unit 291 and retrofits | 568 | 7305 | Rate Constraint in lbs/MMBtu | FALSE | L | Annual | Allowances Withdrawn (n:1) | Thousand Tons | 0 | 0 | 0 | 0 | 0 | 0 | 0
IL Fac. Spec. - NOX Rate Summer v3.1, Unit 291 and retrofits | 568 | 7305 | Rate Constraint in lbs/MMBtu | FALSE | L | Annual | Net Emissions Allowance Position | Thousand Tons | 0.00018436 | 0.00018436 | 0 | 0 | 0 | 0 | 0
IL Fac. Spec. - NOX Rate Summer v3.1, Unit 291 and retrofits | 568 | 7305 | Rate Constraint in lbs/MMBtu | FALSE | L | Annual | Fuel Consumed | TBtu | 0.012407 | 0.012407 | 0 | 0 | 0 | 0 | 0
IL Fac. Spec. - NOX Rate Summer v3.1, Unit 291 and retrofits | 568 | 7305 | Rate Constraint in lbs/MMBtu | FALSE | L | Annual | Rate | lb/MMBtu | 0.02972 | 0.02972 | 0 | 0 | 0 | 0 | 0
IL Fac. Spec. - NOX Rate Summer v3.1, Unit 291 and retrofits | 568 | 7305 | Rate Constraint in lbs/MMBtu | FALSE | L | Annual | Generation | TWh | 0.00097706 | 0.00097706 | 0 | 0 | 0 | 0 | 0
IL Fac. Spec. - NOX Rate Summer v3.1, Unit 291 and retrofits | 568 | 7305 | Rate Constraint in lbs/MMBtu | FALSE | L | Annual | Qualifying Generation | TWh | 0.00097706 | 0.00097706 | 0 | 0 | 0 | 0 | 0
IL Fac. Spec. - NOX Rate Summer v3.1, Unit 291 and retrofits | 568 | 7305 | Rate Constraint in lbs/MMBtu | FALSE | L | Annual | Rate | lb/MWh | 0.37738 | 0.37738 | 0 | 0 | 0 | 0 | 0
IL Fac. Spec. - NOX Rate Summer v3.1, Unit 291 and retrofits | 568 | 7305 | Rate Constraint in lbs/MMBtu | FALSE | L | Annual | Constraint Shadow Price | US2022$/Ton | 0 | 0 | 0 | 0 | 0 | 0 | 0
IL Fac. Spec. - NOX Rate Summer v3.1, Unit 292 and retrofits | 569 | 7305 | Rate Constraint in lbs/MMBtu | FALSE | L | Annual | Seasons Included | Seasons | Summer | Summer | Summer | Summer | Summer | Summer | Summer
IL Fac. Spec. - NOX Rate Summer v3.1, Unit 292 and retrofits | 569 | 7305 | Rate Constraint in lbs/MMBtu | FALSE | L | Annual | Standard NOX | lb/MMBtu | 0.25 | 0.25 | 0.25 | 0.25 | 0.25 | 0.25 | 0.25
IL Fac. Spec. - NOX Rate Summer v3.1, Unit 292 and retrofits | 569 | 7305 | Rate Constraint in lbs/MMBtu | FALSE | L | Annual | Emissions at Affected Plants NOX | Thousand Tons | 0.0043102 | 0.004537 | 0 | 0 | 0 | 0 | 0
IL Fac. Spec. - NOX Rate Summer v3.1, Unit 292 and retrofits | 569 | 7305 | Rate Constraint in lbs/MMBtu | FALSE | L | Annual | Allowances Purchased NOX | Thousand Tons | 0 | 0 | 0 | 0 | 0 | 0 | 0
IL Fac. Spec. - NOX Rate Summer v3.1, Unit 292 and retrofits | 569 | 7305 | Rate Constraint in lbs/MMBtu | FALSE | L | Annual | Allowances Sold NOX | Thousand Tons | 0 | 0 | 0 | 0 | 0 | 0 | 0
IL Fac. Spec. - NOX Rate Summer v3.1, Unit 292 and retrofits | 569 | 7305 | Rate Constraint in lbs/MMBtu | FALSE | L | Annual | Allowances Banked | Thousand Tons | 0 | 0 | 0 | 0 | 0 | 0 | 0
IL Fac. Spec. - NOX Rate Summer v3.1, Unit 292 and retrofits | 569 | 7305 | Rate Constraint in lbs/MMBtu | FALSE | L | Annual | Allowances Withdrawn (1:1) | Thousand Tons | 0 | 0 | 0 | 0 | 0 | 0 | 0
IL Fac. Spec. - NOX Rate Summer v3.1, Unit 292 and retrofits | 569 | 7305 | Rate Constraint in lbs/MMBtu | FALSE | L | Annual | Allowances Withdrawn (n:1) | Thousand Tons | 0 | 0 | 0 | 0 | 0 | 0 | 0
IL Fac. Spec. - NOX Rate Summer v3.1, Unit 292 and retrofits | 569 | 7305 | Rate Constraint in lbs/MMBtu | FALSE | L | Annual | Net Emissions Allowance Position | Thousand Tons | 0.0043102 | 0.004537 | 0 | 0 | 0 | 0 | 0
IL Fac. Spec. - NOX Rate Summer v3.1, Unit 292 and retrofits | 569 | 7305 | Rate Constraint in lbs/MMBtu | FALSE | L | Annual | Fuel Consumed | TBtu | 0.040246 | 0.042365 | 0 | 0 | 0 | 0 | 0
IL Fac. Spec. - NOX Rate Summer v3.1, Unit 292 and retrofits | 569 | 7305 | Rate Constraint in lbs/MMBtu | FALSE | L | Annual | Rate | lb/MMBtu | 0.21419 | 0.21419 | 0 | 0 | 0 | 0 | 0
IL Fac. Spec. - NOX Rate Summer v3.1, Unit 292 and retrofits | 569 | 7305 | Rate Constraint in lbs/MMBtu | FALSE | L | Annual | Generation | TWh | 0.0034041 | 0.0035832 | 0 | 0 | 0 | 0 | 0
IL Fac. Spec. - NOX Rate Summer v3.1, Unit 292 and retrofits | 569 | 7305 | Rate Constraint in lbs/MMBtu | FALSE | L | Annual | Qualifying Generation | TWh | 0.0034041 | 0.0035832 | 0 | 0 | 0 | 0 | 0
IL Fac. Spec. - NOX Rate Summer v3.1, Unit 292 and retrofits | 569 | 7305 | Rate Constraint in lbs/MMBtu | FALSE | L | Annual | Rate | lb/MWh | 2.5324 | 2.5324 | 0 | 0 | 0 | 0 | 0
IL Fac. Spec. - NOX Rate Summer v3.1, Unit 292 and retrofits | 569 | 7305 | Rate Constraint in lbs/MMBtu | FALSE | L | Annual | Constraint Shadow Price | US2022$/Ton | 0 | 0 | 0 | 0 | 0 | 0 | 0
IL Fac. Spec. - NOX Rate Summer v3.1, Unit 293 and retrofits | 570 | 7305 | Rate Constraint in lbs/MMBtu | FALSE | L | Annual | Seasons Included | Seasons | Summer | Summer | Summer | Summer | Summer | Summer | Summer
IL Fac. Spec. - NOX Rate Summer v3.1, Unit 293 and retrofits | 570 | 7305 | Rate Constraint in lbs/MMBtu | FALSE | L | Annual | Standard NOX | lb/MMBtu | 0.25 | 0.25 | 0.25 | 0.25 | 0.25 | 0.25 | 0.25
IL Fac. Spec. - NOX Rate Summer v3.1, Unit 293 and retrofits | 570 | 7305 | Rate Constraint in lbs/MMBtu | FALSE | L | Annual | Emissions at Affected Plants NOX | Thousand Tons | 0.0034838 | 0.0036672 | 0 | 0 | 0 | 0 | 0
IL Fac. Spec. - NOX Rate Summer v3.1, Unit 293 and retrofits | 570 | 7305 | Rate Constraint in lbs/MMBtu | FALSE | L | Annual | Allowances Purchased NOX | Thousand Tons | 0 | 0 | 0 | 0 | 0 | 0 | 0
IL Fac. Spec. - NOX Rate Summer v3.1, Unit 293 and retrofits | 570 | 7305 | Rate Constraint in lbs/MMBtu | FALSE | L | Annual | Allowances Sold NOX | Thousand Tons | 0 | 0 | 0 | 0 | 0 | 0 | 0
IL Fac. Spec. - NOX Rate Summer v3.1, Unit 293 and retrofits | 570 | 7305 | Rate Constraint in lbs/MMBtu | FALSE | L | Annual | Allowances Banked | Thousand Tons | 0 | 0 | 0 | 0 | 0 | 0 | 0
IL Fac. Spec. - NOX Rate Summer v3.1, Unit 293 and retrofits | 570 | 7305 | Rate Constraint in lbs/MMBtu | FALSE | L | Annual | Allowances Withdrawn (1:1) | Thousand Tons | 0 | 0 | 0 | 0 | 0 | 0 | 0
IL Fac. Spec. - NOX Rate Summer v3.1, Unit 293 and retrofits | 570 | 7305 | Rate Constraint in lbs/MMBtu | FALSE | L | Annual | Allowances Withdrawn (n:1) | Thousand Tons | 0 | 0 | 0 | 0 | 0 | 0 | 0
IL Fac. Spec. - NOX Rate Summer v3.1, Unit 293 and retrofits | 570 | 7305 | Rate Constraint in lbs/MMBtu | FALSE | L | Annual | Net Emissions Allowance Position | Thousand Tons | 0.0034838 | 0.0036672 | 0 | 0 | 0 | 0 | 0
IL Fac. Spec. - NOX Rate Summer v3.1, Unit 293 and retrofits | 570 | 7305 | Rate Constraint in lbs/MMBtu | FALSE | L | Annual | Fuel Consumed | TBtu | 0.04025 | 0.042368 | 0 | 0 | 0 | 0 | 0
IL Fac. Spec. - NOX Rate Summer v3.1, Unit 293 and retrofits | 570 | 7305 | Rate Constraint in lbs/MMBtu | FALSE | L | Annual | Rate | lb/MMBtu | 0.17311 | 0.17311 | 0 | 0 | 0 | 0 | 0
IL Fac. Spec. - NOX Rate Summer v3.1, Unit 293 and retrofits | 570 | 7305 | Rate Constraint in lbs/MMBtu | FALSE | L | Annual | Generation | TWh | 0.0034041 | 0.0035832 | 0 | 0 | 0 | 0 | 0
IL Fac. Spec. - NOX Rate Summer v3.1, Unit 293 and retrofits | 570 | 7305 | Rate Constraint in lbs/MMBtu | FALSE | L | Annual | Qualifying Generation | TWh | 0.0034041 | 0.0035832 | 0 | 0 | 0 | 0 | 0
IL Fac. Spec. - NOX Rate Summer v3.1, Unit 293 and retrofits | 570 | 7305 | Rate Constraint in lbs/MMBtu | FALSE | L | Annual | Rate | lb/MWh | 2.0469 | 2.0469 | 0 | 0 | 0 | 0 | 0
IL Fac. Spec. - NOX Rate Summer v3.1, Unit 293 and retrofits | 570 | 7305 | Rate Constraint in lbs/MMBtu | FALSE | L | Annual | Constraint Shadow Price | US2022$/Ton | 0 | 0 | 0 | 0 | 0 | 0 | 0
IL Fac. Spec. - NOX Rate Summer v3.1, Unit 294 and retrofits | 571 | 7305 | Rate Constraint in lbs/MMBtu | FALSE | L | Annual | Seasons Included | Seasons | Summer | Summer | Summer | Summer | Summer | Summer | Summer
IL Fac. Spec. - NOX Rate Summer v3.1, Unit 294 and retrofits | 571 | 7305 | Rate Constraint in lbs/MMBtu | FALSE | L | Annual | Standard NOX | lb/MMBtu | 0.25 | 0.25 | 0.25 | 0.25 | 0.25 | 0.25 | 0.25
IL Fac. Spec. - NOX Rate Summer v3.1, Unit 294 and retrofits | 571 | 7305 | Rate Constraint in lbs/MMBtu | FALSE | L | Annual | Emissions at Affected Plants NOX | Thousand Tons | 0.0034174 | 0.0035973 | 0 | 0 | 0 | 0 | 0
IL Fac. Spec. - NOX Rate Summer v3.1, Unit 294 and retrofits | 571 | 7305 | Rate Constraint in lbs/MMBtu | FALSE | L | Annual | Allowances Purchased NOX | Thousand Tons | 0 | 0 | 0 | 0 | 0 | 0 | 0
IL Fac. Spec. - NOX Rate Summer v3.1, Unit 294 and retrofits | 571 | 7305 | Rate Constraint in lbs/MMBtu | FALSE | L | Annual | Allowances Sold NOX | Thousand Tons | 0 | 0 | 0 | 0 | 0 | 0 | 0
IL Fac. Spec. - NOX Rate Summer v3.1, Unit 294 and retrofits | 571 | 7305 | Rate Constraint in lbs/MMBtu | FALSE | L | Annual | Allowances Banked | Thousand Tons | 0 | 0 | 0 | 0 | 0 | 0 | 0
IL Fac. Spec. - NOX Rate Summer v3.1, Unit 294 and retrofits | 571 | 7305 | Rate Constraint in lbs/MMBtu | FALSE | L | Annual | Allowances Withdrawn (1:1) | Thousand Tons | 0 | 0 | 0 | 0 | 0 | 0 | 0
IL Fac. Spec. - NOX Rate Summer v3.1, Unit 294 and retrofits | 571 | 7305 | Rate Constraint in lbs/MMBtu | FALSE | L | Annual | Allowances Withdrawn (n:1) | Thousand Tons | 0 | 0 | 0 | 0 | 0 | 0 | 0
IL Fac. Spec. - NOX Rate Summer v3.1, Unit 294 and retrofits | 571 | 7305 | Rate Constraint in lbs/MMBtu | FALSE | L | Annual | Net Emissions Allowance Position | Thousand Tons | 0.0034174 | 0.0035973 | 0 | 0 | 0 | 0 | 0
IL Fac. Spec. - NOX Rate Summer v3.1, Unit 294 and retrofits | 571 | 7305 | Rate Constraint in lbs/MMBtu | FALSE | L | Annual | Fuel Consumed | TBtu | 0.04025 | 0.042368 | 0 | 0 | 0 | 0 | 0
IL Fac. Spec. - NOX Rate Summer v3.1, Unit 294 and retrofits | 571 | 7305 | Rate Constraint in lbs/MMBtu | FALSE | L | Annual | Rate | lb/MMBtu | 0.16981 | 0.16981 | 0 | 0 | 0 | 0 | 0
IL Fac. Spec. - NOX Rate Summer v3.1, Unit 294 and retrofits | 571 | 7305 | Rate Constraint in lbs/MMBtu | FALSE | L | Annual | Generation | TWh | 0.0034041 | 0.0035832 | 0 | 0 | 0 | 0 | 0
IL Fac. Spec. - NOX Rate Summer v3.1, Unit 294 and retrofits | 571 | 7305 | Rate Constraint in lbs/MMBtu | FALSE | L | Annual | Qualifying Generation | TWh | 0.0034041 | 0.0035832 | 0 | 0 | 0 | 0 | 0
IL Fac. Spec. - NOX Rate Summer v3.1, Unit 294 and retrofits | 571 | 7305 | Rate Constraint in lbs/MMBtu | FALSE | L | Annual | Rate | lb/MWh | 2.0078 | 2.0078 | 0 | 0 | 0 | 0 | 0
IL Fac. Spec. - NOX Rate Summer v3.1, Unit 294 and retrofits | 571 | 7305 | Rate Constraint in lbs/MMBtu | FALSE | L | Annual | Constraint Shadow Price | US2022$/Ton | 0 | 0 | 0 | 0 | 0 | 0 | 0
IL Fac. Spec. - NOX Rate Summer v3.1, Unit 295 and retrofits | 572 | 7305 | Rate Constraint in lbs/MMBtu | FALSE | L | Annual | Seasons Included | Seasons | Summer | Summer | Summer | Summer | Summer | Summer | Summer
IL Fac. Spec. - NOX Rate Summer v3.1, Unit 295 and retrofits | 572 | 7305 | Rate Constraint in lbs/MMBtu | FALSE | L | Annual | Standard NOX | lb/MMBtu | 0.25 | 0.25 | 0.25 | 0.25 | 0.25 | 0.25 | 0.25
IL Fac. Spec. - NOX Rate Summer v3.1, Unit 295 and retrofits | 572 | 7305 | Rate Constraint in lbs/MMBtu | FALSE | L | Annual | Emissions at Affected Plants NOX | Thousand Tons | 0.0033009 | 0.0034746 | 0 | 0 | 0 | 0 | 0
IL Fac. Spec. - NOX Rate Summer v3.1, Unit 295 and retrofits | 572 | 7305 | Rate Constraint in lbs/MMBtu | FALSE | L | Annual | Allowances Purchased NOX | Thousand Tons | 0 | 0 | 0 | 0 | 0 | 0 | 0
IL Fac. Spec. - NOX Rate Summer v3.1, Unit 295 and retrofits | 572 | 7305 | Rate Constraint in lbs/MMBtu | FALSE | L | Annual | Allowances Sold NOX | Thousand Tons | 0 | 0 | 0 | 0 | 0 | 0 | 0
IL Fac. Spec. - NOX Rate Summer v3.1, Unit 295 and retrofits | 572 | 7305 | Rate Constraint in lbs/MMBtu | FALSE | L | Annual | Allowances Banked | Thousand Tons | 0 | 0 | 0 | 0 | 0 | 0 | 0
IL Fac. Spec. - NOX Rate Summer v3.1, Unit 295 and retrofits | 572 | 7305 | Rate Constraint in lbs/MMBtu | FALSE | L | Annual | Allowances Withdrawn (1:1) | Thousand Tons | 0 | 0 | 0 | 0 | 0 | 0 | 0
IL Fac. Spec. - NOX Rate Summer v3.1, Unit 295 and retrofits | 572 | 7305 | Rate Constraint in lbs/MMBtu | FALSE | L | Annual | Allowances Withdrawn (n:1) | Thousand Tons | 0 | 0 | 0 | 0 | 0 | 0 | 0
IL Fac. Spec. - NOX Rate Summer v3.1, Unit 295 and retrofits | 572 | 7305 | Rate Constraint in lbs/MMBtu | FALSE | L | Annual | Net Emissions Allowance Position | Thousand Tons | 0.0033009 | 0.0034746 | 0 | 0 | 0 | 0 | 0
IL Fac. Spec. - NOX Rate Summer v3.1, Unit 295 and retrofits | 572 | 7305 | Rate Constraint in lbs/MMBtu | FALSE | L | Annual | Fuel Consumed | TBtu | 0.04025 | 0.042368 | 0 | 0 | 0 | 0 | 0
IL Fac. Spec. - NOX Rate Summer v3.1, Unit 295 and retrofits | 572 | 7305 | Rate Constraint in lbs/MMBtu | FALSE | L | Annual | Rate | lb/MMBtu | 0.16402 | 0.16402 | 0 | 0 | 0 | 0 | 0
IL Fac. Spec. - NOX Rate Summer v3.1, Unit 295 and retrofits | 572 | 7305 | Rate Constraint in lbs/MMBtu | FALSE | L | Annual | Generation | TWh | 0.0034041 | 0.0035832 | 0 | 0 | 0 | 0 | 0
IL Fac. Spec. - NOX Rate Summer v3.1, Unit 295 and retrofits | 572 | 7305 | Rate Constraint in lbs/MMBtu | FALSE | L | Annual | Qualifying Generation | TWh | 0.0034041 | 0.0035832 | 0 | 0 | 0 | 0 | 0
IL Fac. Spec. - NOX Rate Summer v3.1, Unit 295 and retrofits | 572 | 7305 | Rate Constraint in lbs/MMBtu | FALSE | L | Annual | Rate | lb/MWh | 1.9394 | 1.9394 | 0 | 0 | 0 | 0 | 0
IL Fac. Spec. - NOX Rate Summer v3.1, Unit 295 and retrofits | 572 | 7305 | Rate Constraint in lbs/MMBtu | FALSE | L | Annual | Constraint Shadow Price | US2022$/Ton | 0 | 0 | 0 | 0 | 0 | 0 | 0
IL Fac. Spec. - NOX Rate Summer v3.1, Unit 296 and retrofits | 573 | 7305 | Rate Constraint in lbs/MMBtu | FALSE | L | Annual | Seasons Included | Seasons | Summer | Summer | Summer | Summer | Summer | Summer | Summer
IL Fac. Spec. - NOX Rate Summer v3.1, Unit 296 and retrofits | 573 | 7305 | Rate Constraint in lbs/MMBtu | FALSE | L | Annual | Standard NOX | lb/MMBtu | 0.25 | 0.25 | 0.25 | 0.25 | 0.25 | 0.25 | 0.25
IL Fac. Spec. - NOX Rate Summer v3.1, Unit 296 and retrofits | 573 | 7305 | Rate Constraint in lbs/MMBtu | FALSE | L | Annual | Emissions at Affected Plants NOX | Thousand Tons | 0.0033363 | 0.0035119 | 0 | 0 | 0 | 0 | 0
IL Fac. Spec. - NOX Rate Summer v3.1, Unit 296 and retrofits | 573 | 7305 | Rate Constraint in lbs/MMBtu | FALSE | L | Annual | Allowances Purchased NOX | Thousand Tons | 0 | 0 | 0 | 0 | 0 | 0 | 0
IL Fac. Spec. - NOX Rate Summer v3.1, Unit 296 and retrofits | 573 | 7305 | Rate Constraint in lbs/MMBtu | FALSE | L | Annual | Allowances Sold NOX | Thousand Tons | 0 | 0 | 0 | 0 | 0 | 0 | 0
IL Fac. Spec. - NOX Rate Summer v3.1, Unit 296 and retrofits | 573 | 7305 | Rate Constraint in lbs/MMBtu | FALSE | L | Annual | Allowances Banked | Thousand Tons | 0 | 0 | 0 | 0 | 0 | 0 | 0
IL Fac. Spec. - NOX Rate Summer v3.1, Unit 296 and retrofits | 573 | 7305 | Rate Constraint in lbs/MMBtu | FALSE | L | Annual | Allowances Withdrawn (1:1) | Thousand Tons | 0 | 0 | 0 | 0 | 0 | 0 | 0
IL Fac. Spec. - NOX Rate Summer v3.1, Unit 296 and retrofits | 573 | 7305 | Rate Constraint in lbs/MMBtu | FALSE | L | Annual | Allowances Withdrawn (n:1) | Thousand Tons | 0 | 0 | 0 | 0 | 0 | 0 | 0
IL Fac. Spec. - NOX Rate Summer v3.1, Unit 296 and retrofits | 573 | 7305 | Rate Constraint in lbs/MMBtu | FALSE | L | Annual | Net Emissions Allowance Position | Thousand Tons | 0.0033363 | 0.0035119 | 0 | 0 | 0 | 0 | 0
IL Fac. Spec. - NOX Rate Summer v3.1, Unit 296 and retrofits | 573 | 7305 | Rate Constraint in lbs/MMBtu | FALSE | L | Annual | Fuel Consumed | TBtu | 0.04025 | 0.042368 | 0 | 0 | 0 | 0 | 0
IL Fac. Spec. - NOX Rate Summer v3.1, Unit 296 and retrofits | 573 | 7305 | Rate Constraint in lbs/MMBtu | FALSE | L | Annual | Rate | lb/MMBtu | 0.16578 | 0.16578 | 0 | 0 | 0 | 0 | 0
IL Fac. Spec. - NOX Rate Summer v3.1, Unit 296 and retrofits | 573 | 7305 | Rate Constraint in lbs/MMBtu | FALSE | L | Annual | Generation | TWh | 0.0034041 | 0.0035832 | 0 | 0 | 0 | 0 | 0
IL Fac. Spec. - NOX Rate Summer v3.1, Unit 296 and retrofits | 573 | 7305 | Rate Constraint in lbs/MMBtu | FALSE | L | Annual | Qualifying Generation | TWh | 0.0034041 | 0.0035832 | 0 | 0 | 0 | 0 | 0
IL Fac. Spec. - NOX Rate Summer v3.1, Unit 296 and retrofits | 573 | 7305 | Rate Constraint in lbs/MMBtu | FALSE | L | Annual | Rate | lb/MWh | 1.9602 | 1.9602 | 0 | 0 | 0 | 0 | 0
IL Fac. Spec. - NOX Rate Summer v3.1, Unit 296 and retrofits | 573 | 7305 | Rate Constraint in lbs/MMBtu | FALSE | L | Annual | Constraint Shadow Price | US2022$/Ton | 0 | 0 | 0 | 0 | 0 | 0 | 0
IL Fac. Spec. - NOX Rate Summer v3.1, Unit 297 and retrofits | 574 | 7305 | Rate Constraint in lbs/MMBtu | FALSE | L | Annual | Seasons Included | Seasons | Summer | Summer | Summer | Summer | Summer | Summer | Summer
IL Fac. Spec. - NOX Rate Summer v3.1, Unit 297 and retrofits | 574 | 7305 | Rate Constraint in lbs/MMBtu | FALSE | L | Annual | Standard NOX | lb/MMBtu | 0.25 | 0.25 | 0.25 | 0.25 | 0.25 | 0.25 | 0.25
IL Fac. Spec. - NOX Rate Summer v3.1, Unit 297 and retrofits | 574 | 7305 | Rate Constraint in lbs/MMBtu | FALSE | L | Annual | Emissions at Affected Plants NOX | Thousand Tons | 0.0042311 | 0.0044537 | 0 | 0 | 0 | 0 | 0
IL Fac. Spec. - NOX Rate Summer v3.1, Unit 297 and retrofits | 574 | 7305 | Rate Constraint in lbs/MMBtu | FALSE | L | Annual | Allowances Purchased NOX | Thousand Tons | 0 | 0 | 0 | 0 | 0 | 0 | 0
IL Fac. Spec. - NOX Rate Summer v3.1, Unit 297 and retrofits | 574 | 7305 | Rate Constraint in lbs/MMBtu | FALSE | L | Annual | Allowances Sold NOX | Thousand Tons | 0 | 0 | 0 | 0 | 0 | 0 | 0
IL Fac. Spec. - NOX Rate Summer v3.1, Unit 297 and retrofits | 574 | 7305 | Rate Constraint in lbs/MMBtu | FALSE | L | Annual | Allowances Banked | Thousand Tons | 0 | 0 | 0 | 0 | 0 | 0 | 0
IL Fac. Spec. - NOX Rate Summer v3.1, Unit 297 and retrofits | 574 | 7305 | Rate Constraint in lbs/MMBtu | FALSE | L | Annual | Allowances Withdrawn (1:1) | Thousand Tons | 0 | 0 | 0 | 0 | 0 | 0 | 0
IL Fac. Spec. - NOX Rate Summer v3.1, Unit 297 and retrofits | 574 | 7305 | Rate Constraint in lbs/MMBtu | FALSE | L | Annual | Allowances Withdrawn (n:1) | Thousand Tons | 0 | 0 | 0 | 0 | 0 | 0 | 0
IL Fac. Spec. - NOX Rate Summer v3.1, Unit 297 and retrofits | 574 | 7305 | Rate Constraint in lbs/MMBtu | FALSE | L | Annual | Net Emissions Allowance Position | Thousand Tons | 0.0042311 | 0.0044537 | 0 | 0 | 0 | 0 | 0
IL Fac. Spec. - NOX Rate Summer v3.1, Unit 297 and retrofits | 574 | 7305 | Rate Constraint in lbs/MMBtu | FALSE | L | Annual | Fuel Consumed | TBtu | 0.04025 | 0.042368 | 0 | 0 | 0 | 0 | 0
IL Fac. Spec. - NOX Rate Summer v3.1, Unit 297 and retrofits | 574 | 7305 | Rate Constraint in lbs/MMBtu | FALSE | L | Annual | Rate | lb/MMBtu | 0.21024 | 0.21024 | 0 | 0 | 0 | 0 | 0
IL Fac. Spec. - NOX Rate Summer v3.1, Unit 297 and retrofits | 574 | 7305 | Rate Constraint in lbs/MMBtu | FALSE | L | Annual | Generation | TWh | 0.0034041 | 0.0035832 | 0 | 0 | 0 | 0 | 0
IL Fac. Spec. - NOX Rate Summer v3.1, Unit 297 and retrofits | 574 | 7305 | Rate Constraint in lbs/MMBtu | FALSE | L | Annual | Qualifying Generation | TWh | 0.0034041 | 0.0035832 | 0 | 0 | 0 | 0 | 0
IL Fac. Spec. - NOX Rate Summer v3.1, Unit 297 and retrofits | 574 | 7305 | Rate Constraint in lbs/MMBtu | FALSE | L | Annual | Rate | lb/MWh | 2.4859 | 2.4859 | 0 | 0 | 0 | 0 | 0
IL Fac. Spec. - NOX Rate Summer v3.1, Unit 297 and retrofits | 574 | 7305 | Rate Constraint in lbs/MMBtu | FALSE | L | Annual | Constraint Shadow Price | US2022$/Ton | 0 | 0 | 0 | 0 | 0 | 0 | 0
IL Fac. Spec. - NOX Rate Summer v3.1, Unit 298 and retrofits | 575 | 7305 | Rate Constraint in lbs/MMBtu | FALSE | L | Annual | Seasons Included | Seasons | Summer | Summer | Summer | Summer | Summer | Summer | Summer
IL Fac. Spec. - NOX Rate Summer v3.1, Unit 298 and retrofits | 575 | 7305 | Rate Constraint in lbs/MMBtu | FALSE | L | Annual | Standard NOX | lb/MMBtu | 0.25 | 0.25 | 0.25 | 0.25 | 0.25 | 0.25 | 0.25
IL Fac. Spec. - NOX Rate Summer v3.1, Unit 298 and retrofits | 575 | 7305 | Rate Constraint in lbs/MMBtu | FALSE | L | Annual | Emissions at Affected Plants NOX | Thousand Tons | 0.00048172 | 0.0012228 | 0 | 0 | 0 | 0 | 0
IL Fac. Spec. - NOX Rate Summer v3.1, Unit 298 and retrofits | 575 | 7305 | Rate Constraint in lbs/MMBtu | FALSE | L | Annual | Allowances Purchased NOX | Thousand Tons | 0 | 0 | 0 | 0 | 0 | 0 | 0
IL Fac. Spec. - NOX Rate Summer v3.1, Unit 298 and retrofits | 575 | 7305 | Rate Constraint in lbs/MMBtu | FALSE | L | Annual | Allowances Sold NOX | Thousand Tons | 0 | 0 | 0 | 0 | 0 | 0 | 0
IL Fac. Spec. - NOX Rate Summer v3.1, Unit 298 and retrofits | 575 | 7305 | Rate Constraint in lbs/MMBtu | FALSE | L | Annual | Allowances Banked | Thousand Tons | 0 | 0 | 0 | 0 | 0 | 0 | 0
IL Fac. Spec. - NOX Rate Summer v3.1, Unit 298 and retrofits | 575 | 7305 | Rate Constraint in lbs/MMBtu | FALSE | L | Annual | Allowances Withdrawn (1:1) | Thousand Tons | 0 | 0 | 0 | 0 | 0 | 0 | 0
IL Fac. Spec. - NOX Rate Summer v3.1, Unit 298 and retrofits | 575 | 7305 | Rate Constraint in lbs/MMBtu | FALSE | L | Annual | Allowances Withdrawn (n:1) | Thousand Tons | 0 | 0 | 0 | 0 | 0 | 0 | 0
IL Fac. Spec. - NOX Rate Summer v3.1, Unit 298 and retrofits | 575 | 7305 | Rate Constraint in lbs/MMBtu | FALSE | L | Annual | Net Emissions Allowance Position | Thousand Tons | 0.00048172 | 0.0012228 | 0 | 0 | 0 | 0 | 0
IL Fac. Spec. - NOX Rate Summer v3.1, Unit 298 and retrofits | 575 | 7305 | Rate Constraint in lbs/MMBtu | FALSE | L | Annual | Fuel Consumed | TBtu | 0.016894 | 0.042884 | 0 | 0 | 0 | 0 | 0
IL Fac. Spec. - NOX Rate Summer v3.1, Unit 298 and retrofits | 575 | 7305 | Rate Constraint in lbs/MMBtu | FALSE | L | Annual | Rate | lb/MMBtu | 0.05703 | 0.05703 | 0 | 0 | 0 | 0 | 0
IL Fac. Spec. - NOX Rate Summer v3.1, Unit 298 and retrofits | 575 | 7305 | Rate Constraint in lbs/MMBtu | FALSE | L | Annual | Generation | TWh | 0.0014103 | 0.0035799 | 0 | 0 | 0 | 0 | 0
IL Fac. Spec. - NOX Rate Summer v3.1, Unit 298 and retrofits | 575 | 7305 | Rate Constraint in lbs/MMBtu | FALSE | L | Annual | Qualifying Generation | TWh | 0.0014103 | 0.0035799 | 0 | 0 | 0 | 0 | 0
IL Fac. Spec. - NOX Rate Summer v3.1, Unit 298 and retrofits | 575 | 7305 | Rate Constraint in lbs/MMBtu | FALSE | L | Annual | Rate | lb/MWh | 0.68316 | 0.68316 | 0 | 0 | 0 | 0 | 0
IL Fac. Spec. - NOX Rate Summer v3.1, Unit 298 and retrofits | 575 | 7305 | Rate Constraint in lbs/MMBtu | FALSE | L | Annual | Constraint Shadow Price | US2022$/Ton | 0 | 0 | 0 | 0 | 0 | 0 | 0
IL Fac. Spec. - NOX Rate Summer v3.1, Unit 299 and retrofits | 576 | 7305 | Rate Constraint in lbs/MMBtu | FALSE | L | Annual | Seasons Included | Seasons | Summer | Summer | Summer | Summer | Summer | Summer | Summer
IL Fac. Spec. - NOX Rate Summer v3.1, Unit 299 and retrofits | 576 | 7305 | Rate Constraint in lbs/MMBtu | FALSE | L | Annual | Standard NOX | lb/MMBtu | 0.25 | 0.25 | 0.25 | 0.25 | 0.25 | 0.25 | 0.25
IL Fac. Spec. - NOX Rate Summer v3.1, Unit 299 and retrofits | 576 | 7305 | Rate Constraint in lbs/MMBtu | FALSE | L | Annual | Emissions at Affected Plants NOX | Thousand Tons | 0.00047861 | 0.0012149 | 0 | 0 | 0 | 0 | 0
IL Fac. Spec. - NOX Rate Summer v3.1, Unit 299 and retrofits | 576 | 7305 | Rate Constraint in lbs/MMBtu | FALSE | L | Annual | Allowances Purchased NOX | Thousand Tons | 0 | 0 | 0 | 0 | 0 | 0 | 0
IL Fac. Spec. - NOX Rate Summer v3.1, Unit 299 and retrofits | 576 | 7305 | Rate Constraint in lbs/MMBtu | FALSE | L | Annual | Allowances Sold NOX | Thousand Tons | 0 | 0 | 0 | 0 | 0 | 0 | 0
IL Fac. Spec. - NOX Rate Summer v3.1, Unit 299 and retrofits | 576 | 7305 | Rate Constraint in lbs/MMBtu | FALSE | L | Annual | Allowances Banked | Thousand Tons | 0 | 0 | 0 | 0 | 0 | 0 | 0
IL Fac. Spec. - NOX Rate Summer v3.1, Unit 299 and retrofits | 576 | 7305 | Rate Constraint in lbs/MMBtu | FALSE | L | Annual | Allowances Withdrawn (1:1) | Thousand Tons | 0 | 0 | 0 | 0 | 0 | 0 | 0
IL Fac. Spec. - NOX Rate Summer v3.1, Unit 299 and retrofits | 576 | 7305 | Rate Constraint in lbs/MMBtu | FALSE | L | Annual | Allowances Withdrawn (n:1) | Thousand Tons | 0 | 0 | 0 | 0 | 0 | 0 | 0
IL Fac. Spec. - NOX Rate Summer v3.1, Unit 299 and retrofits | 576 | 7305 | Rate Constraint in lbs/MMBtu | FALSE | L | Annual | Net Emissions Allowance Position | Thousand Tons | 0.00047861 | 0.0012149 | 0 | 0 | 0 | 0 | 0
IL Fac. Spec. - NOX Rate Summer v3.1, Unit 299 and retrofits | 576 | 7305 | Rate Constraint in lbs/MMBtu | FALSE | L | Annual | Fuel Consumed | TBtu | 0.016951 | 0.043029 | 0 | 0 | 0 | 0 | 0
IL Fac. Spec. - NOX Rate Summer v3.1, Unit 299 and retrofits | 576 | 7305 | Rate Constraint in lbs/MMBtu | FALSE | L | Annual | Rate | lb/MMBtu | 0.05647 | 0.05647 | 0 | 0 | 0 | 0 | 0
IL Fac. Spec. - NOX Rate Summer v3.1, Unit 299 and retrofits | 576 | 7305 | Rate Constraint in lbs/MMBtu | FALSE | L | Annual | Generation | TWh | 0.0014149 | 0.0035917 | 0 | 0 | 0 | 0 | 0
IL Fac. Spec. - NOX Rate Summer v3.1, Unit 299 and retrofits | 576 | 7305 | Rate Constraint in lbs/MMBtu | FALSE | L | Annual | Qualifying Generation | TWh | 0.0014149 | 0.0035917 | 0 | 0 | 0 | 0 | 0
IL Fac. Spec. - NOX Rate Summer v3.1, Unit 299 and retrofits | 576 | 7305 | Rate Constraint in lbs/MMBtu | FALSE | L | Annual | Rate | lb/MWh | 0.67651 | 0.67651 | 0 | 0 | 0 | 0 | 0
IL Fac. Spec. - NOX Rate Summer v3.1, Unit 299 and retrofits | 576 | 7305 | Rate Constraint in lbs/MMBtu | FALSE | L | Annual | Constraint Shadow Price | US2022$/Ton | 0 | 0 | 0 | 0 | 0 | 0 | 0
IL Fac. Spec. - NOX Rate Summer v3.1, Unit 300 and retrofits | 577 | 7305 | Rate Constraint in lbs/MMBtu | FALSE | L | Annual | Seasons Included | Seasons | Summer | Summer | Summer | Summer | Summer | Summer | Summer
IL Fac. Spec. - NOX Rate Summer v3.1, Unit 300 and retrofits | 577 | 7305 | Rate Constraint in lbs/MMBtu | FALSE | L | Annual | Standard NOX | lb/MMBtu | 0.25 | 0.25 | 0.25 | 0.25 | 0.25 | 0.25 | 0.25
IL Fac. Spec. - NOX Rate Summer v3.1, Unit 300 and retrofits | 577 | 7305 | Rate Constraint in lbs/MMBtu | FALSE | L | Annual | Emissions at Affected Plants NOX | Thousand Tons | 0.00049293 | 0.0012513 | 0 | 0 | 0 | 0 | 0
IL Fac. Spec. - NOX Rate Summer v3.1, Unit 300 and retrofits | 577 | 7305 | Rate Constraint in lbs/MMBtu | FALSE | L | Annual | Allowances Purchased NOX | Thousand Tons | 0 | 0 | 0 | 0 | 0 | 0 | 0
IL Fac. Spec. - NOX Rate Summer v3.1, Unit 300 and retrofits | 577 | 7305 | Rate Constraint in lbs/MMBtu | FALSE | L | Annual | Allowances Sold NOX | Thousand Tons | 0 | 0 | 0 | 0 | 0 | 0 | 0
IL Fac. Spec. - NOX Rate Summer v3.1, Unit 300 and retrofits | 577 | 7305 | Rate Constraint in lbs/MMBtu | FALSE | L | Annual | Allowances Banked | Thousand Tons | 0 | 0 | 0 | 0 | 0 | 0 | 0
IL Fac. Spec. - NOX Rate Summer v3.1, Unit 300 and retrofits | 577 | 7305 | Rate Constraint in lbs/MMBtu | FALSE | L | Annual | Allowances Withdrawn (1:1) | Thousand Tons | 0 | 0 | 0 | 0 | 0 | 0 | 0
IL Fac. Spec. - NOX Rate Summer v3.1, Unit 300 and retrofits | 577 | 7305 | Rate Constraint in lbs/MMBtu | FALSE | L | Annual | Allowances Withdrawn (n:1) | Thousand Tons | 0 | 0 | 0 | 0 | 0 | 0 | 0
IL Fac. Spec. - NOX Rate Summer v3.1, Unit 300 and retrofits | 577 | 7305 | Rate Constraint in lbs/MMBtu | FALSE | L | Annual | Net Emissions Allowance Position | Thousand Tons | 0.00049293 | 0.0012513 | 0 | 0 | 0 | 0 | 0
IL Fac. Spec. - NOX Rate Summer v3.1, Unit 300 and retrofits | 577 | 7305 | Rate Constraint in lbs/MMBtu | FALSE | L | Annual | Fuel Consumed | TBtu | 0.016951 | 0.043029 | 0 | 0 | 0 | 0 | 0
IL Fac. Spec. - NOX Rate Summer v3.1, Unit 300 and retrofits | 577 | 7305 | Rate Constraint in lbs/MMBtu | FALSE | L | Annual | Rate | lb/MMBtu | 0.05816 | 0.05816 | 0 | 0 | 0 | 0 | 0
IL Fac. Spec. - NOX Rate Summer v3.1, Unit 300 and retrofits | 577 | 7305 | Rate Constraint in lbs/MMBtu | FALSE | L | Annual | Generation | TWh | 0.0014149 | 0.0035917 | 0 | 0 | 0 | 0 | 0
IL Fac. Spec. - NOX Rate Summer v3.1, Unit 300 and retrofits | 577 | 7305 | Rate Constraint in lbs/MMBtu | FALSE | L | Annual | Qualifying Generation | TWh | 0.0014149 | 0.0035917 | 0 | 0 | 0 | 0 | 0
IL Fac. Spec. - NOX Rate Summer v3.1, Unit 300 and retrofits | 577 | 7305 | Rate Constraint in lbs/MMBtu | FALSE | L | Annual | Rate | lb/MWh | 0.69676 | 0.69676 | 0 | 0 | 0 | 0 | 0
IL Fac. Spec. - NOX Rate Summer v3.1, Unit 300 and retrofits | 577 | 7305 | Rate Constraint in lbs/MMBtu | FALSE | L | Annual | Constraint Shadow Price | US2022$/Ton | 0 | 0 | 0 | 0 | 0 | 0 | 0
IL Fac. Spec. - NOX Rate Summer v3.1, Unit 301 and retrofits | 578 | 7305 | Rate Constraint in lbs/MMBtu | FALSE | L | Annual | Seasons Included | Seasons | Summer | Summer | Summer | Summer | Summer | Summer | Summer
IL Fac. Spec. - NOX Rate Summer v3.1, Unit 301 and retrofits | 578 | 7305 | Rate Constraint in lbs/MMBtu | FALSE | L | Annual | Standard NOX | lb/MMBtu | 0.25 | 0.25 | 0.25 | 0.25 | 0.25 | 0.25 | 0.25
IL Fac. Spec. - NOX Rate Summer v3.1, Unit 301 and retrofits | 578 | 7305 | Rate Constraint in lbs/MMBtu | FALSE | L | Annual | Emissions at Affected Plants NOX | Thousand Tons | 0.0005069 | 0.0012867 | 0 | 0 | 0 | 0 | 0
IL Fac. Spec. - NOX Rate Summer v3.1, Unit 301 and retrofits | 578 | 7305 | Rate Constraint in lbs/MMBtu | FALSE | L | Annual | Allowances Purchased NOX | Thousand Tons | 0 | 0 | 0 | 0 | 0 | 0 | 0
IL Fac. Spec. - NOX Rate Summer v3.1, Unit 301 and retrofits | 578 | 7305 | Rate Constraint in lbs/MMBtu | FALSE | L | Annual | Allowances Sold NOX | Thousand Tons | 0 | 0 | 0 | 0 | 0 | 0 | 0
IL Fac. Spec. - NOX Rate Summer v3.1, Unit 301 and retrofits | 578 | 7305 | Rate Constraint in lbs/MMBtu | FALSE | L | Annual | Allowances Banked | Thousand Tons | 0 | 0 | 0 | 0 | 0 | 0 | 0
IL Fac. Spec. - NOX Rate Summer v3.1, Unit 301 and retrofits | 578 | 7305 | Rate Constraint in lbs/MMBtu | FALSE | L | Annual | Allowances Withdrawn (1:1) | Thousand Tons | 0 | 0 | 0 | 0 | 0 | 0 | 0
IL Fac. Spec. - NOX Rate Summer v3.1, Unit 301 and retrofits | 578 | 7305 | Rate Constraint in lbs/MMBtu | FALSE | L | Annual | Allowances Withdrawn (n:1) | Thousand Tons | 0 | 0 | 0 | 0 | 0 | 0 | 0
IL Fac. Spec. - NOX Rate Summer v3.1, Unit 301 and retrofits | 578 | 7305 | Rate Constraint in lbs/MMBtu | FALSE | L | Annual | Net Emissions Allowance Position | Thousand Tons | 0.0005069 | 0.0012867 | 0 | 0 | 0 | 0 | 0
IL Fac. Spec. - NOX Rate Summer v3.1, Unit 301 and retrofits | 578 | 7305 | Rate Constraint in lbs/MMBtu | FALSE | L | Annual | Fuel Consumed | TBtu | 0.017201 | 0.043663 | 0 | 0 | 0 | 0 | 0
IL Fac. Spec. - NOX Rate Summer v3.1, Unit 301 and retrofits | 578 | 7305 | Rate Constraint in lbs/MMBtu | FALSE | L | Annual | Rate | lb/MMBtu | 0.05894 | 0.05894 | 0 | 0 | 0 | 0 | 0
IL Fac. Spec. - NOX Rate Summer v3.1, Unit 301 and retrofits | 578 | 7305 | Rate Constraint in lbs/MMBtu | FALSE | L | Annual | Generation | TWh | 0.0014359 | 0.003645 | 0 | 0 | 0 | 0 | 0
IL Fac. Spec. - NOX Rate Summer v3.1, Unit 301 and retrofits | 578 | 7305 | Rate Constraint in lbs/MMBtu | FALSE | L | Annual | Qualifying Generation | TWh | 0.0014359 | 0.003645 | 0 | 0 | 0 | 0 | 0
IL Fac. Spec. - NOX Rate Summer v3.1, Unit 301 and retrofits | 578 | 7305 | Rate Constraint in lbs/MMBtu | FALSE | L | Annual | Rate | lb/MWh | 0.70604 | 0.70604 | 0 | 0 | 0 | 0 | 0
IL Fac. Spec. - NOX Rate Summer v3.1, Unit 301 and retrofits | 578 | 7305 | Rate Constraint in lbs/MMBtu | FALSE | L | Annual | Constraint Shadow Price | US2022$/Ton | 0 | 0 | 0 | 0 | 0 | 0 | 0
IL Fac. Spec. - NOX Rate Summer v3.1, Unit 302 and retrofits | 579 | 7305 | Rate Constraint in lbs/MMBtu | FALSE | L | Annual | Seasons Included | Seasons | Summer | Summer | Summer | Summer | Summer | Summer | Summer
IL Fac. Spec. - NOX Rate Summer v3.1, Unit 302 and retrofits | 579 | 7305 | Rate Constraint in lbs/MMBtu | FALSE | L | Annual | Standard NOX | lb/MMBtu | 0.25 | 0.25 | 0.25 | 0.25 | 0.25 | 0.25 | 0.25
IL Fac. Spec. - NOX Rate Summer v3.1, Unit 302 and retrofits | 579 | 7305 | Rate Constraint in lbs/MMBtu | FALSE | L | Annual | Emissions at Affected Plants NOX | Thousand Tons | 0.0001605 | 0.0001605 | 0 | 0 | 0 | 0 | 0
IL Fac. Spec. - NOX Rate Summer v3.1, Unit 302 and retrofits | 579 | 7305 | Rate Constraint in lbs/MMBtu | FALSE | L | Annual | Allowances Purchased NOX | Thousand Tons | 0 | 0 | 0 | 0 | 0 | 0 | 0
IL Fac. Spec. - NOX Rate Summer v3.1, Unit 302 and retrofits | 579 | 7305 | Rate Constraint in lbs/MMBtu | FALSE | L | Annual | Allowances Sold NOX | Thousand Tons | 0 | 0 | 0 | 0 | 0 | 0 | 0
IL Fac. Spec. - NOX Rate Summer v3.1, Unit 302 and retrofits | 579 | 7305 | Rate Constraint in lbs/MMBtu | FALSE | L | Annual | Allowances Banked | Thousand Tons | 0 | 0 | 0 | 0 | 0 | 0 | 0
IL Fac. Spec. - NOX Rate Summer v3.1, Unit 302 and retrofits | 579 | 7305 | Rate Constraint in lbs/MMBtu | FALSE | L | Annual | Allowances Withdrawn (1:1) | Thousand Tons | 0 | 0 | 0 | 0 | 0 | 0 | 0
IL Fac. Spec. - NOX Rate Summer v3.1, Unit 302 and retrofits | 579 | 7305 | Rate Constraint in lbs/MMBtu | FALSE | L | Annual | Allowances Withdrawn (n:1) | Thousand Tons | 0 | 0 | 0 | 0 | 0 | 0 | 0
IL Fac. Spec. - NOX Rate Summer v3.1, Unit 302 and retrofits | 579 | 7305 | Rate Constraint in lbs/MMBtu | FALSE | L | Annual | Net Emissions Allowance Position | Thousand Tons | 0.0001605 | 0.0001605 | 0 | 0 | 0 | 0 | 0
IL Fac. Spec. - NOX Rate Summer v3.1, Unit 302 and retrofits | 579 | 7305 | Rate Constraint in lbs/MMBtu | FALSE | L | Annual | Fuel Consumed | TBtu | 0.011411 | 0.011411 | 0 | 0 | 0 | 0 | 0
IL Fac. Spec. - NOX Rate Summer v3.1, Unit 302 and retrofits | 579 | 7305 | Rate Constraint in lbs/MMBtu | FALSE | L | Annual | Rate | lb/MMBtu | 0.02813 | 0.02813 | 0 | 0 | 0 | 0 | 0
IL Fac. Spec. - NOX Rate Summer v3.1, Unit 302 and retrofits | 579 | 7305 | Rate Constraint in lbs/MMBtu | FALSE | L | Annual | Generation | TWh | 0.00087341 | 0.00087341 | 0 | 0 | 0 | 0 | 0
IL Fac. Spec. - NOX Rate Summer v3.1, Unit 302 and retrofits | 579 | 7305 | Rate Constraint in lbs/MMBtu | FALSE | L | Annual | Qualifying Generation | TWh | 0.00087341 | 0.00087341 | 0 | 0 | 0 | 0 | 0
IL Fac. Spec. - NOX Rate Summer v3.1, Unit 302 and retrofits | 579 | 7305 | Rate Constraint in lbs/MMBtu | FALSE | L | Annual | Rate | lb/MWh | 0.36752 | 0.36752 | 0 | 0 | 0 | 0 | 0
IL Fac. Spec. - NOX Rate Summer v3.1, Unit 302 and retrofits | 579 | 7305 | Rate Constraint in lbs/MMBtu | FALSE | L | Annual | Constraint Shadow Price | US2022$/Ton | 0 | 0 | 0 | 0 | 0 | 0 | 0
IL Fac. Spec. - NOX Rate Summer v3.1, Unit 303 and retrofits | 580 | 7305 | Rate Constraint in lbs/MMBtu | FALSE | L | Annual | Seasons Included | Seasons | Summer | Summer | Summer | Summer | Summer | Summer | Summer
IL Fac. Spec. - NOX Rate Summer v3.1, Unit 303 and retrofits | 580 | 7305 | Rate Constraint in lbs/MMBtu | FALSE | L | Annual | Standard NOX | lb/MMBtu | 0.25 | 0.25 | 0.25 | 0.25 | 0.25 | 0.25 | 0.25
IL Fac. Spec. - NOX Rate Summer v3.1, Unit 303 and retrofits | 580 | 7305 | Rate Constraint in lbs/MMBtu | FALSE | L | Annual | Emissions at Affected Plants NOX | Thousand Tons | 0.00014458 | 0.00014458 | 0 | 0 | 0 | 0 | 0
IL Fac. Spec. - NOX Rate Summer v3.1, Unit 303 and retrofits | 580 | 7305 | Rate Constraint in lbs/MMBtu | FALSE | L | Annual | Allowances Purchased NOX | Thousand Tons | 0 | 0 | 0 | 0 | 0 | 0 | 0
IL Fac. Spec. - NOX Rate Summer v3.1, Unit 303 and retrofits | 580 | 7305 | Rate Constraint in lbs/MMBtu | FALSE | L | Annual | Allowances Sold NOX | Thousand Tons | 0 | 0 | 0 | 0 | 0 | 0 | 0
IL Fac. Spec. - NOX Rate Summer v3.1, Unit 303 and retrofits | 580 | 7305 | Rate Constraint in lbs/MMBtu | FALSE | L | Annual | Allowances Banked | Thousand Tons | 0 | 0 | 0 | 0 | 0 | 0 | 0
IL Fac. Spec. - NOX Rate Summer v3.1, Unit 303 and retrofits | 580 | 7305 | Rate Constraint in lbs/MMBtu | FALSE | L | Annual | Allowances Withdrawn (1:1) | Thousand Tons | 0 | 0 | 0 | 0 | 0 | 0 | 0
IL Fac. Spec. - NOX Rate Summer v3.1, Unit 303 and retrofits | 580 | 7305 | Rate Constraint in lbs/MMBtu | FALSE | L | Annual | Allowances Withdrawn (n:1) | Thousand Tons | 0 | 0 | 0 | 0 | 0 | 0 | 0
IL Fac. Spec. - NOX Rate Summer v3.1, Unit 303 and retrofits | 580 | 7305 | Rate Constraint in lbs/MMBtu | FALSE | L | Annual | Net Emissions Allowance Position | Thousand Tons | 0.00014458 | 0.00014458 | 0 | 0 | 0 | 0 | 0
IL Fac. Spec. - NOX Rate Summer v3.1, Unit 303 and retrofits | 580 | 7305 | Rate Constraint in lbs/MMBtu | FALSE | L | Annual | Fuel Consumed | TBtu | 0.011411 | 0.011411 | 0 | 0 | 0 | 0 | 0
IL Fac. Spec. - NOX Rate Summer v3.1, Unit 303 and retrofits | 580 | 7305 | Rate Constraint in lbs/MMBtu | FALSE | L | Annual | Rate | lb/MMBtu | 0.02534 | 0.02534 | 0 | 0 | 0 | 0 | 0
IL Fac. Spec. - NOX Rate Summer v3.1, Unit 303 and retrofits | 580 | 7305 | Rate Constraint in lbs/MMBtu | FALSE | L | Annual | Generation | TWh | 0.00087341 | 0.00087341 | 0 | 0 | 0 | 0 | 0
IL Fac. Spec. - NOX Rate Summer v3.1, Unit 303 and retrofits | 580 | 7305 | Rate Constraint in lbs/MMBtu | FALSE | L | Annual | Qualifying Generation | TWh | 0.00087341 | 0.00087341 | 0 | 0 | 0 | 0 | 0
IL Fac. Spec. - NOX Rate Summer v3.1, Unit 303 and retrofits | 580 | 7305 | Rate Constraint in lbs/MMBtu | FALSE | L | Annual | Rate | lb/MWh | 0.33107 | 0.33107 | 0 | 0 | 0 | 0 | 0
IL Fac. Spec. - NOX Rate Summer v3.1, Unit 303 and retrofits | 580 | 7305 | Rate Constraint in lbs/MMBtu | FALSE | L | Annual | Constraint Shadow Price | US2022$/Ton | 0 | 0 | 0 | 0 | 0 | 0 | 0
IL Fac. Spec. - NOX Rate Summer v3.1, Unit 304 and retrofits | 581 | 7305 | Rate Constraint in lbs/MMBtu | FALSE | L | Annual | Seasons Included | Seasons | Summer | Summer | Summer | Summer | Summer | Summer | Summer
IL Fac. Spec. - NOX Rate Summer v3.1, Unit 304 and retrofits | 581 | 7305 | Rate Constraint in lbs/MMBtu | FALSE | L | Annual | Standard NOX | lb/MMBtu | 0.25 | 0.25 | 0.25 | 0.25 | 0.25 | 0.25 | 0.25
IL Fac. Spec. - NOX Rate Summer v3.1, Unit 304 and retrofits | 581 | 7305 | Rate Constraint in lbs/MMBtu | FALSE | L | Annual | Emissions at Affected Plants NOX | Thousand Tons | 0.00015394 | 0.00015394 | 0 | 0 | 0 | 0 | 0
IL Fac. Spec. - NOX Rate Summer v3.1, Unit 304 and retrofits | 581 | 7305 | Rate Constraint in lbs/MMBtu | FALSE | L | Annual | Allowances Purchased NOX | Thousand Tons | 0 | 0 | 0 | 0 | 0 | 0 | 0
IL Fac. Spec. - NOX Rate Summer v3.1, Unit 304 and retrofits | 581 | 7305 | Rate Constraint in lbs/MMBtu | FALSE | L | Annual | Allowances Sold NOX | Thousand Tons | 0 | 0 | 0 | 0 | 0 | 0 | 0
IL Fac. Spec. - NOX Rate Summer v3.1, Unit 304 and retrofits | 581 | 7305 | Rate Constraint in lbs/MMBtu | FALSE | L | Annual | Allowances Banked | Thousand Tons | 0 | 0 | 0 | 0 | 0 | 0 | 0
IL Fac. Spec. - NOX Rate Summer v3.1, Unit 304 and retrofits | 581 | 7305 | Rate Constraint in lbs/MMBtu | FALSE | L | Annual | Allowances Withdrawn (1:1) | Thousand Tons | 0 | 0 | 0 | 0 | 0 | 0 | 0
IL Fac. Spec. - NOX Rate Summer v3.1, Unit 304 and retrofits | 581 | 7305 | Rate Constraint in lbs/MMBtu | FALSE | L | Annual | Allowances Withdrawn (n:1) | Thousand Tons | 0 | 0 | 0 | 0 | 0 | 0 | 0
IL Fac. Spec. - NOX Rate Summer v3.1, Unit 304 and retrofits | 581 | 7305 | Rate Constraint in lbs/MMBtu | FALSE | L | Annual | Net Emissions Allowance Position | Thousand Tons | 0.00015394 | 0.00015394 | 0 | 0 | 0 | 0 | 0
IL Fac. Spec. - NOX Rate Summer v3.1, Unit 304 and retrofits | 581 | 7305 | Rate Constraint in lbs/MMBtu | FALSE | L | Annual | Fuel Consumed | TBtu | 0.011411 | 0.011411 | 0 | 0 | 0 | 0 | 0
IL Fac. Spec. - NOX Rate Summer v3.1, Unit 304 and retrofits | 581 | 7305 | Rate Constraint in lbs/MMBtu | FALSE | L | Annual | Rate | lb/MMBtu | 0.02698 | 0.02698 | 0 | 0 | 0 | 0 | 0
IL Fac. Spec. - NOX Rate Summer v3.1, Unit 304 and retrofits | 581 | 7305 | Rate Constraint in lbs/MMBtu | FALSE | L | Annual | Generation | TWh | 0.00087341 | 0.00087341 | 0 | 0 | 0 | 0 | 0
IL Fac. Spec. - NOX Rate Summer v3.1, Unit 304 and retrofits | 581 | 7305 | Rate Constraint in lbs/MMBtu | FALSE | L | Annual | Qualifying Generation | TWh | 0.00087341 | 0.00087341 | 0 | 0 | 0 | 0 | 0
IL Fac. Spec. - NOX Rate Summer v3.1, Unit 304 and retrofits | 581 | 7305 | Rate Constraint in lbs/MMBtu | FALSE | L | Annual | Rate | lb/MWh | 0.35249 | 0.35249 | 0 | 0 | 0 | 0 | 0
IL Fac. Spec. - NOX Rate Summer v3.1, Unit 304 and retrofits | 581 | 7305 | Rate Constraint in lbs/MMBtu | FALSE | L | Annual | Constraint Shadow Price | US2022$/Ton | 0 | 0 | 0 | 0 | 0 | 0 | 0
IL Fac. Spec. - NOX Rate Summer v3.1, Unit 305 and retrofits | 582 | 7305 | Rate Constraint in lbs/MMBtu | FALSE | L | Annual | Seasons Included | Seasons | Summer | Summer | Summer | Summer | Summer | Summer | Summer
IL Fac. Spec. - NOX Rate Summer v3.1, Unit 305 and retrofits | 582 | 7305 | Rate Constraint in lbs/MMBtu | FALSE | L | Annual | Standard NOX | lb/MMBtu | 0.25 | 0.25 | 0.25 | 0.25 | 0.25 | 0.25 | 0.25
IL Fac. Spec. - NOX Rate Summer v3.1, Unit 305 and retrofits | 582 | 7305 | Rate Constraint in lbs/MMBtu | FALSE | L | Annual | Emissions at Affected Plants NOX | Thousand Tons | 0.000148 | 0.000148 | 0 | 0 | 0 | 0 | 0
IL Fac. Spec. - NOX Rate Summer v3.1, Unit 305 and retrofits | 582 | 7305 | Rate Constraint in lbs/MMBtu | FALSE | L | Annual | Allowances Purchased NOX | Thousand Tons | 0 | 0 | 0 | 0 | 0 | 0 | 0
IL Fac. Spec. - NOX Rate Summer v3.1, Unit 305 and retrofits | 582 | 7305 | Rate Constraint in lbs/MMBtu | FALSE | L | Annual | Allowances Sold NOX | Thousand Tons | 0 | 0 | 0 | 0 | 0 | 0 | 0
IL Fac. Spec. - NOX Rate Summer v3.1, Unit 305 and retrofits | 582 | 7305 | Rate Constraint in lbs/MMBtu | FALSE | L | Annual | Allowances Banked | Thousand Tons | 0 | 0 | 0 | 0 | 0 | 0 | 0
IL Fac. Spec. - NOX Rate Summer v3.1, Unit 305 and retrofits | 582 | 7305 | Rate Constraint in lbs/MMBtu | FALSE | L | Annual | Allowances Withdrawn (1:1) | Thousand Tons | 0 | 0 | 0 | 0 | 0 | 0 | 0
IL Fac. Spec. - NOX Rate Summer v3.1, Unit 305 and retrofits | 582 | 7305 | Rate Constraint in lbs/MMBtu | FALSE | L | Annual | Allowances Withdrawn (n:1) | Thousand Tons | 0 | 0 | 0 | 0 | 0 | 0 | 0
IL Fac. Spec. - NOX Rate Summer v3.1, Unit 305 and retrofits | 582 | 7305 | Rate Constraint in lbs/MMBtu | FALSE | L | Annual | Net Emissions Allowance Position | Thousand Tons | 0.000148 | 0.000148 | 0 | 0 | 0 | 0 | 0
IL Fac. Spec. - NOX Rate Summer v3.1, Unit 305 and retrofits | 582 | 7305 | Rate Constraint in lbs/MMBtu | FALSE | L | Annual | Fuel Consumed | TBtu | 0.011411 | 0.011411 | 0 | 0 | 0 | 0 | 0
IL Fac. Spec. - NOX Rate Summer v3.1, Unit 305 and retrofits | 582 | 7305 | Rate Constraint in lbs/MMBtu | FALSE | L | Annual | Rate | lb/MMBtu | 0.02594 | 0.02594 | 0 | 0 | 0 | 0 | 0
IL Fac. Spec. - NOX Rate Summer v3.1, Unit 305 and retrofits | 582 | 7305 | Rate Constraint in lbs/MMBtu | FALSE | L | Annual | Generation | TWh | 0.00087341 | 0.00087341 | 0 | 0 | 0 | 0 | 0
IL Fac. Spec. - NOX Rate Summer v3.1, Unit 305 and retrofits | 582 | 7305 | Rate Constraint in lbs/MMBtu | FALSE | L | Annual | Qualifying Generation | TWh | 0.00087341 | 0.00087341 | 0 | 0 | 0 | 0 | 0
IL Fac. Spec. - NOX Rate Summer v3.1, Unit 305 and retrofits | 582 | 7305 | Rate Constraint in lbs/MMBtu | FALSE | L | Annual | Rate | lb/MWh | 0.33891 | 0.33891 | 0 | 0 | 0 | 0 | 0
IL Fac. Spec. - NOX Rate Summer v3.1, Unit 305 and retrofits | 582 | 7305 | Rate Constraint in lbs/MMBtu | FALSE | L | Annual | Constraint Shadow Price | US2022$/Ton | 0 | 0 | 0 | 0 | 0 | 0 | 0
IL Fac. Spec. - NOX Rate Summer v3.1, Unit 306 and retrofits | 583 | 7305 | Rate Constraint in lbs/MMBtu | FALSE | L | Annual | Seasons Included | Seasons | Summer | Summer | Summer | Summer | Summer | Summer | Summer
IL Fac. Spec. - NOX Rate Summer v3.1, Unit 306 and retrofits | 583 | 7305 | Rate Constraint in lbs/MMBtu | FALSE | L | Annual | Standard NOX | lb/MMBtu | 0.25 | 0.25 | 0.25 | 0.25 | 0.25 | 0.25 | 0.25
IL Fac. Spec. - NOX Rate Summer v3.1, Unit 306 and retrofits | 583 | 7305 | Rate Constraint in lbs/MMBtu | FALSE | L | Annual | Emissions at Affected Plants NOX | Thousand Tons | 0.00037431 | 0.00095017 | 0 | 0 | 0 | 0 | 0
IL Fac. Spec. - NOX Rate Summer v3.1, Unit 306 and retrofits | 583 | 7305 | Rate Constraint in lbs/MMBtu | FALSE | L | Annual | Allowances Purchased NOX | Thousand Tons | 0 | 0 | 0 | 0 | 0 | 0 | 0
IL Fac. Spec. - NOX Rate Summer v3.1, Unit 306 and retrofits | 583 | 7305 | Rate Constraint in lbs/MMBtu | FALSE | L | Annual | Allowances Sold NOX | Thousand Tons | 0 | 0 | 0 | 0 | 0 | 0 | 0
IL Fac. Spec. - NOX Rate Summer v3.1, Unit 306 and retrofits | 583 | 7305 | Rate Constraint in lbs/MMBtu | FALSE | L | Annual | Allowances Banked | Thousand Tons | 0 | 0 | 0 | 0 | 0 | 0 | 0
IL Fac. Spec. - NOX Rate Summer v3.1, Unit 306 and retrofits | 583 | 7305 | Rate Constraint in lbs/MMBtu | FALSE | L | Annual | Allowances Withdrawn (1:1) | Thousand Tons | 0 | 0 | 0 | 0 | 0 | 0 | 0
IL Fac. Spec. - NOX Rate Summer v3.1, Unit 306 and retrofits | 583 | 7305 | Rate Constraint in lbs/MMBtu | FALSE | L | Annual | Allowances Withdrawn (n:1) | Thousand Tons | 0 | 0 | 0 | 0 | 0 | 0 | 0
IL Fac. Spec. - NOX Rate Summer v3.1, Unit 306 and retrofits | 583 | 7305 | Rate Constraint in lbs/MMBtu | FALSE | L | Annual | Net Emissions Allowance Position | Thousand Tons | 0.00037431 | 0.00095017 | 0 | 0 | 0 | 0 | 0
IL Fac. Spec. - NOX Rate Summer v3.1, Unit 306 and retrofits | 583 | 7305 | Rate Constraint in lbs/MMBtu | FALSE | L | Annual | Fuel Consumed | TBtu | 0.0053033 | 0.013462 | 0 | 0 | 0 | 0 | 0
IL Fac. Spec. - NOX Rate Summer v3.1, Unit 306 and retrofits | 583 | 7305 | Rate Constraint in lbs/MMBtu | FALSE | L | Annual | Rate | lb/MMBtu | 0.14116 | 0.14116 | 0 | 0 | 0 | 0 | 0
IL Fac. Spec. - NOX Rate Summer v3.1, Unit 306 and retrofits | 583 | 7305 | Rate Constraint in lbs/MMBtu | FALSE | L | Annual | Generation | TWh | 0.0004259 | 0.0010811 | 0 | 0 | 0 | 0 | 0
IL Fac. Spec. - NOX Rate Summer v3.1, Unit 306 and retrofits | 583 | 7305 | Rate Constraint in lbs/MMBtu | FALSE | L | Annual | Qualifying Generation | TWh | 0.0004259 | 0.0010811 | 0 | 0 | 0 | 0 | 0
IL Fac. Spec. - NOX Rate Summer v3.1, Unit 306 and retrofits | 583 | 7305 | Rate Constraint in lbs/MMBtu | FALSE | L | Annual | Rate | lb/MWh | 1.7577 | 1.7577 | 0 | 0 | 0 | 0 | 0
IL Fac. Spec. - NOX Rate Summer v3.1, Unit 306 and retrofits | 583 | 7305 | Rate Constraint in lbs/MMBtu | FALSE | L | Annual | Constraint Shadow Price | US2022$/Ton | 0 | 0 | 0 | 0 | 0 | 0 | 0
IL Fac. Spec. - NOX Rate Summer v3.1, Unit 307 and retrofits | 584 | 7305 | Rate Constraint in lbs/MMBtu | FALSE | L | Annual | Seasons Included | Seasons | Summer | Summer | Summer | Summer | Summer | Summer | Summer
IL Fac. Spec. - NOX Rate Summer v3.1, Unit 307 and retrofits | 584 | 7305 | Rate Constraint in lbs/MMBtu | FALSE | L | Annual | Standard NOX | lb/MMBtu | 0.25 | 0.25 | 0.25 | 0.25 | 0.25 | 0.25 | 0.25
IL Fac. Spec. - NOX Rate Summer v3.1, Unit 307 and retrofits | 584 | 7305 | Rate Constraint in lbs/MMBtu | FALSE | L | Annual | Emissions at Affected Plants NOX | Thousand Tons | 0.000452 | 0.0011474 | 0 | 0 | 0 | 0 | 0
IL Fac. Spec. - NOX Rate Summer v3.1, Unit 307 and retrofits | 584 | 7305 | Rate Constraint in lbs/MMBtu | FALSE | L | Annual | Allowances Purchased NOX | Thousand Tons | 0 | 0 | 0 | 0 | 0 | 0 | 0
IL Fac. Spec. - NOX Rate Summer v3.1, Unit 307 and retrofits | 584 | 7305 | Rate Constraint in lbs/MMBtu | FALSE | L | Annual | Allowances Sold NOX | Thousand Tons | 0 | 0 | 0 | 0 | 0 | 0 | 0
IL Fac. Spec. - NOX Rate Summer v3.1, Unit 307 and retrofits | 584 | 7305 | Rate Constraint in lbs/MMBtu | FALSE | L | Annual | Allowances Banked | Thousand Tons | 0 | 0 | 0 | 0 | 0 | 0 | 0
IL Fac. Spec. - NOX Rate Summer v3.1, Unit 307 and retrofits | 584 | 7305 | Rate Constraint in lbs/MMBtu | FALSE | L | Annual | Allowances Withdrawn (1:1) | Thousand Tons | 0 | 0 | 0 | 0 | 0 | 0 | 0
IL Fac. Spec. - NOX Rate Summer v3.1, Unit 307 and retrofits | 584 | 7305 | Rate Constraint in lbs/MMBtu | FALSE | L | Annual | Allowances Withdrawn (n:1) | Thousand Tons | 0 | 0 | 0 | 0 | 0 | 0 | 0
IL Fac. Spec. - NOX Rate Summer v3.1, Unit 307 and retrofits | 584 | 7305 | Rate Constraint in lbs/MMBtu | FALSE | L | Annual | Net Emissions Allowance Position | Thousand Tons | 0.000452 | 0.0011474 | 0 | 0 | 0 | 0 | 0
IL Fac. Spec. - NOX Rate Summer v3.1, Unit 307 and retrofits | 584 | 7305 | Rate Constraint in lbs/MMBtu | FALSE | L | Annual | Fuel Consumed | TBtu | 0.0053042 | 0.013464 | 0 | 0 | 0 | 0 | 0
IL Fac. Spec. - NOX Rate Summer v3.1, Unit 307 and retrofits | 584 | 7305 | Rate Constraint in lbs/MMBtu | FALSE | L | Annual | Rate | lb/MMBtu | 0.17043 | 0.17043 | 0 | 0 | 0 | 0 | 0
IL Fac. Spec. - NOX Rate Summer v3.1, Unit 307 and retrofits | 584 | 7305 | Rate Constraint in lbs/MMBtu | FALSE | L | Annual | Generation | TWh | 0.0004259 | 0.0010811 | 0 | 0 | 0 | 0 | 0
IL Fac. Spec. - NOX Rate Summer v3.1, Unit 307 and retrofits | 584 | 7305 | Rate Constraint in lbs/MMBtu | FALSE | L | Annual | Qualifying Generation | TWh | 0.0004259 | 0.0010811 | 0 | 0 | 0 | 0 | 0
IL Fac. Spec. - NOX Rate Summer v3.1, Unit 307 and retrofits | 584 | 7305 | Rate Constraint in lbs/MMBtu | FALSE | L | Annual | Rate | lb/MWh | 2.1225 | 2.1225 | 0 | 0 | 0 | 0 | 0
IL Fac. Spec. - NOX Rate Summer v3.1, Unit 307 and retrofits | 584 | 7305 | Rate Constraint in lbs/MMBtu | FALSE | L | Annual | Constraint Shadow Price | US2022$/Ton | 0 | 0 | 0 | 0 | 0 | 0 | 0
IL Fac. Spec. - NOX Rate Summer v3.1, Unit 308 and retrofits | 585 | 7305 | Rate Constraint in lbs/MMBtu | FALSE | L | Annual | Seasons Included | Seasons | Summer | Summer | Summer | Summer | Summer | Summer | Summer
IL Fac. Spec. - NOX Rate Summer v3.1, Unit 308 and retrofits | 585 | 7305 | Rate Constraint in lbs/MMBtu | FALSE | L | Annual | Standard NOX | lb/MMBtu | 0.25 | 0.25 | 0.25 | 0.25 | 0.25 | 0.25 | 0.25
IL Fac. Spec. - NOX Rate Summer v3.1, Unit 308 and retrofits | 585 | 7305 | Rate Constraint in lbs/MMBtu | FALSE | L | Annual | Emissions at Affected Plants NOX | Thousand Tons | 0.00036896 | 0.00093659 | 0 | 0 | 0 | 0 | 0
IL Fac. Spec. - NOX Rate Summer v3.1, Unit 308 and retrofits | 585 | 7305 | Rate Constraint in lbs/MMBtu | FALSE | L | Annual | Allowances Purchased NOX | Thousand Tons | 0 | 0 | 0 | 0 | 0 | 0 | 0
IL Fac. Spec. - NOX Rate Summer v3.1, Unit 308 and retrofits | 585 | 7305 | Rate Constraint in lbs/MMBtu | FALSE | L | Annual | Allowances Sold NOX | Thousand Tons | 0 | 0 | 0 | 0 | 0 | 0 | 0
IL Fac. Spec. - NOX Rate Summer v3.1, Unit 308 and retrofits | 585 | 7305 | Rate Constraint in lbs/MMBtu | FALSE | L | Annual | Allowances Banked | Thousand Tons | 0 | 0 | 0 | 0 | 0 | 0 | 0
IL Fac. Spec. - NOX Rate Summer v3.1, Unit 308 and retrofits | 585 | 7305 | Rate Constraint in lbs/MMBtu | FALSE | L | Annual | Allowances Withdrawn (1:1) | Thousand Tons | 0 | 0 | 0 | 0 | 0 | 0 | 0
IL Fac. Spec. - NOX Rate Summer v3.1, Unit 308 and retrofits | 585 | 7305 | Rate Constraint in lbs/MMBtu | FALSE | L | Annual | Allowances Withdrawn (n:1) | Thousand Tons | 0 | 0 | 0 | 0 | 0 | 0 | 0
IL Fac. Spec. - NOX Rate Summer v3.1, Unit 308 and retrofits | 585 | 7305 | Rate Constraint in lbs/MMBtu | FALSE | L | Annual | Net Emissions Allowance Position | Thousand Tons | 0.00036896 | 0.00093659 | 0 | 0 | 0 | 0 | 0
IL Fac. Spec. - NOX Rate Summer v3.1, Unit 308 and retrofits | 585 | 7305 | Rate Constraint in lbs/MMBtu | FALSE | L | Annual | Fuel Consumed | TBtu | 0.0053042 | 0.013464 | 0 | 0 | 0 | 0 | 0
IL Fac. Spec. - NOX Rate Summer v3.1, Unit 308 and retrofits | 585 | 7305 | Rate Constraint in lbs/MMBtu | FALSE | L | Annual | Rate | lb/MMBtu | 0.13912 | 0.13912 | 0 | 0 | 0 | 0 | 0
IL Fac. Spec. - NOX Rate Summer v3.1, Unit 308 and retrofits | 585 | 7305 | Rate Constraint in lbs/MMBtu | FALSE | L | Annual | Generation | TWh | 0.0004259 | 0.0010811 | 0 | 0 | 0 | 0 | 0
IL Fac. Spec. - NOX Rate Summer v3.1, Unit 308 and retrofits | 585 | 7305 | Rate Constraint in lbs/MMBtu | FALSE | L | Annual | Qualifying Generation | TWh | 0.0004259 | 0.0010811 | 0 | 0 | 0 | 0 | 0
IL Fac. Spec. - NOX Rate Summer v3.1, Unit 308 and retrofits | 585 | 7305 | Rate Constraint in lbs/MMBtu | FALSE | L | Annual | Rate | lb/MWh | 1.7326 | 1.7326 | 0 | 0 | 0 | 0 | 0
IL Fac. Spec. - NOX Rate Summer v3.1, Unit 308 and retrofits | 585 | 7305 | Rate Constraint in lbs/MMBtu | FALSE | L | Annual | Constraint Shadow Price | US2022$/Ton | 0 | 0 | 0 | 0 | 0 | 0 | 0
IL Fac. Spec. - NOX Rate Summer v3.1, Unit 309 and retrofits | 586 | 7305 | Rate Constraint in lbs/MMBtu | FALSE | L | Annual | Seasons Included | Seasons | Summer | Summer | Summer | Summer | Summer | Summer | Summer
IL Fac. Spec. - NOX Rate Summer v3.1, Unit 309 and retrofits | 586 | 7305 | Rate Constraint in lbs/MMBtu | FALSE | L | Annual | Standard NOX | lb/MMBtu | 0.25 | 0.25 | 0.25 | 0.25 | 0.25 | 0.25 | 0.25
IL Fac. Spec. - NOX Rate Summer v3.1, Unit 309 and retrofits | 586 | 7305 | Rate Constraint in lbs/MMBtu | FALSE | L | Annual | Emissions at Affected Plants NOX | Thousand Tons | 0.00041123 | 0.0007218 | 0 | 0 | 0 | 0 | 0
IL Fac. Spec. - NOX Rate Summer v3.1, Unit 309 and retrofits | 586 | 7305 | Rate Constraint in lbs/MMBtu | FALSE | L | Annual | Allowances Purchased NOX | Thousand Tons | 0 | 0 | 0 | 0 | 0 | 0 | 0
IL Fac. Spec. - NOX Rate Summer v3.1, Unit 309 and retrofits | 586 | 7305 | Rate Constraint in lbs/MMBtu | FALSE | L | Annual | Allowances Sold NOX | Thousand Tons | 0 | 0 | 0 | 0 | 0 | 0 | 0
IL Fac. Spec. - NOX Rate Summer v3.1, Unit 309 and retrofits | 586 | 7305 | Rate Constraint in lbs/MMBtu | FALSE | L | Annual | Allowances Banked | Thousand Tons | 0 | 0 | 0 | 0 | 0 | 0 | 0
IL Fac. Spec. - NOX Rate Summer v3.1, Unit 309 and retrofits | 586 | 7305 | Rate Constraint in lbs/MMBtu | FALSE | L | Annual | Allowances Withdrawn (1:1) | Thousand Tons | 0 | 0 | 0 | 0 | 0 | 0 | 0
IL Fac. Spec. - NOX Rate Summer v3.1, Unit 309 and retrofits | 586 | 7305 | Rate Constraint in lbs/MMBtu | FALSE | L | Annual | Allowances Withdrawn (n:1) | Thousand Tons | 0 | 0 | 0 | 0 | 0 | 0 | 0
IL Fac. Spec. - NOX Rate Summer v3.1, Unit 309 and retrofits | 586 | 7305 | Rate Constraint in lbs/MMBtu | FALSE | L | Annual | Net Emissions Allowance Position | Thousand Tons | 0.00041123 | 0.0007218 | 0 | 0 | 0 | 0 | 0
IL Fac. Spec. - NOX Rate Summer v3.1, Unit 309 and retrofits | 586 | 7305 | Rate Constraint in lbs/MMBtu | FALSE | L | Annual | Fuel Consumed | TBtu | 0.0053042 | 0.0093099 | 0 | 0 | 0 | 0 | 0
IL Fac. Spec. - NOX Rate Summer v3.1, Unit 309 and retrofits | 586 | 7305 | Rate Constraint in lbs/MMBtu | FALSE | L | Annual | Rate | lb/MMBtu | 0.15506 | 0.15506 | 0 | 0 | 0 | 0 | 0
IL Fac. Spec. - NOX Rate Summer v3.1, Unit 309 and retrofits | 586 | 7305 | Rate Constraint in lbs/MMBtu | FALSE | L | Annual | Generation | TWh | 0.0004259 | 0.00074754 | 0 | 0 | 0 | 0 | 0
IL Fac. Spec. - NOX Rate Summer v3.1, Unit 309 and retrofits | 586 | 7305 | Rate Constraint in lbs/MMBtu | FALSE | L | Annual | Qualifying Generation | TWh | 0.0004259 | 0.00074754 | 0 | 0 | 0 | 0 | 0
IL Fac. Spec. - NOX Rate Summer v3.1, Unit 309 and retrofits | 586 | 7305 | Rate Constraint in lbs/MMBtu | FALSE | L | Annual | Rate | lb/MWh | 1.9311 | 1.9311 | 0 | 0 | 0 | 0 | 0
IL Fac. Spec. - NOX Rate Summer v3.1, Unit 309 and retrofits | 586 | 7305 | Rate Constraint in lbs/MMBtu | FALSE | L | Annual | Constraint Shadow Price | US2022$/Ton | 0 | 0 | 0 | 0 | 0 | 0 | 0
IL Fac. Spec. - NOX Rate Summer v3.1, Unit 310 and retrofits | 587 | 7305 | Rate Constraint in lbs/MMBtu | FALSE | L | Annual | Seasons Included | Seasons | Summer | Summer | Summer | Summer | Summer | Summer | Summer
IL Fac. Spec. - NOX Rate Summer v3.1, Unit 310 and retrofits | 587 | 7305 | Rate Constraint in lbs/MMBtu | FALSE | L | Annual | Standard NOX | lb/MMBtu | 0.25 | 0.25 | 0.25 | 0.25 | 0.25 | 0.25 | 0.25
IL Fac. Spec. - NOX Rate Summer v3.1, Unit 310 and retrofits | 587 | 7305 | Rate Constraint in lbs/MMBtu | FALSE | L | Annual | Emissions at Affected Plants NOX | Thousand Tons | 0.00037811 | 0.00095981 | 0 | 0 | 0 | 0 | 0
IL Fac. Spec. - NOX Rate Summer v3.1, Unit 310 and retrofits | 587 | 7305 | Rate Constraint in lbs/MMBtu | FALSE | L | Annual | Allowances Purchased NOX | Thousand Tons | 0 | 0 | 0 | 0 | 0 | 0 | 0
IL Fac. Spec. - NOX Rate Summer v3.1, Unit 310 and retrofits | 587 | 7305 | Rate Constraint in lbs/MMBtu | FALSE | L | Annual | Allowances Sold NOX | Thousand Tons | 0 | 0 | 0 | 0 | 0 | 0 | 0
IL Fac. Spec. - NOX Rate Summer v3.1, Unit 310 and retrofits | 587 | 7305 | Rate Constraint in lbs/MMBtu | FALSE | L | Annual | Allowances Banked | Thousand Tons | 0 | 0 | 0 | 0 | 0 | 0 | 0
IL Fac. Spec. - NOX Rate Summer v3.1, Unit 310 and retrofits | 587 | 7305 | Rate Constraint in lbs/MMBtu | FALSE | L | Annual | Allowances Withdrawn (1:1) | Thousand Tons | 0 | 0 | 0 | 0 | 0 | 0 | 0
IL Fac. Spec. - NOX Rate Summer v3.1, Unit 310 and retrofits | 587 | 7305 | Rate Constraint in lbs/MMBtu | FALSE | L | Annual | Allowances Withdrawn (n:1) | Thousand Tons | 0 | 0 | 0 | 0 | 0 | 0 | 0
IL Fac. Spec. - NOX Rate Summer v3.1, Unit 310 and retrofits | 587 | 7305 | Rate Constraint in lbs/MMBtu | FALSE | L | Annual | Net Emissions Allowance Position | Thousand Tons | 0.00037811 | 0.00095981 | 0 | 0 | 0 | 0 | 0
IL Fac. Spec. - NOX Rate Summer v3.1, Unit 310 and retrofits | 587 | 7305 | Rate Constraint in lbs/MMBtu | FALSE | L | Annual | Fuel Consumed | TBtu | 0.0053042 | 0.013464 | 0 | 0 | 0 | 0 | 0
IL Fac. Spec. - NOX Rate Summer v3.1, Unit 310 and retrofits | 587 | 7305 | Rate Constraint in lbs/MMBtu | FALSE | L | Annual | Rate | lb/MMBtu | 0.14257 | 0.14257 | 0 | 0 | 0 | 0 | 0
IL Fac. Spec. - NOX Rate Summer v3.1, Unit 310 and retrofits | 587 | 7305 | Rate Constraint in lbs/MMBtu | FALSE | L | Annual | Generation | TWh | 0.0004259 | 0.0010811 | 0 | 0 | 0 | 0 | 0
IL Fac. Spec. - NOX Rate Summer v3.1, Unit 310 and retrofits | 587 | 7305 | Rate Constraint in lbs/MMBtu | FALSE | L | Annual | Qualifying Generation | TWh | 0.0004259 | 0.0010811 | 0 | 0 | 0 | 0 | 0
IL Fac. Spec. - NOX Rate Summer v3.1, Unit 310 and retrofits | 587 | 7305 | Rate Constraint in lbs/MMBtu | FALSE | L | Annual | Rate | lb/MWh | 1.7756 | 1.7756 | 0 | 0 | 0 | 0 | 0
IL Fac. Spec. - NOX Rate Summer v3.1, Unit 310 and retrofits | 587 | 7305 | Rate Constraint in lbs/MMBtu | FALSE | L | Annual | Constraint Shadow Price | US2022$/Ton | 0 | 0 | 0 | 0 | 0 | 0 | 0
IL Fac. Spec. - NOX Rate Summer v3.1, Unit 311 and retrofits | 588 | 7305 | Rate Constraint in lbs/MMBtu | FALSE | L | Annual | Seasons Included | Seasons | Summer | Summer | Summer | Summer | Summer | Summer | Summer
IL Fac. Spec. - NOX Rate Summer v3.1, Unit 311 and retrofits | 588 | 7305 | Rate Constraint in lbs/MMBtu | FALSE | L | Annual | Standard NOX | lb/MMBtu | 0.25 | 0.25 | 0.25 | 0.25 | 0.25 | 0.25 | 0.25
IL Fac. Spec. - NOX Rate Summer v3.1, Unit 311 and retrofits | 588 | 7305 | Rate Constraint in lbs/MMBtu | FALSE | L | Annual | Emissions at Affected Plants NOX | Thousand Tons | 0.00038484 | 0.00097691 | 0 | 0 | 0 | 0 | 0
IL Fac. Spec. - NOX Rate Summer v3.1, Unit 311 and retrofits | 588 | 7305 | Rate Constraint in lbs/MMBtu | FALSE | L | Annual | Allowances Purchased NOX | Thousand Tons | 0 | 0 | 0 | 0 | 0 | 0 | 0
IL Fac. Spec. - NOX Rate Summer v3.1, Unit 311 and retrofits | 588 | 7305 | Rate Constraint in lbs/MMBtu | FALSE | L | Annual | Allowances Sold NOX | Thousand Tons | 0 | 0 | 0 | 0 | 0 | 0 | 0
IL Fac. Spec. - NOX Rate Summer v3.1, Unit 311 and retrofits | 588 | 7305 | Rate Constraint in lbs/MMBtu | FALSE | L | Annual | Allowances Banked | Thousand Tons | 0 | 0 | 0 | 0 | 0 | 0 | 0
IL Fac. Spec. - NOX Rate Summer v3.1, Unit 311 and retrofits | 588 | 7305 | Rate Constraint in lbs/MMBtu | FALSE | L | Annual | Allowances Withdrawn (1:1) | Thousand Tons | 0 | 0 | 0 | 0 | 0 | 0 | 0
IL Fac. Spec. - NOX Rate Summer v3.1, Unit 311 and retrofits | 588 | 7305 | Rate Constraint in lbs/MMBtu | FALSE | L | Annual | Allowances Withdrawn (n:1) | Thousand Tons | 0 | 0 | 0 | 0 | 0 | 0 | 0
IL Fac. Spec. - NOX Rate Summer v3.1, Unit 311 and retrofits | 588 | 7305 | Rate Constraint in lbs/MMBtu | FALSE | L | Annual | Net Emissions Allowance Position | Thousand Tons | 0.00038484 | 0.00097691 | 0 | 0 | 0 | 0 | 0
IL Fac. Spec. - NOX Rate Summer v3.1, Unit 311 and retrofits | 588 | 7305 | Rate Constraint in lbs/MMBtu | FALSE | L | Annual | Fuel Consumed | TBtu | 0.0053042 | 0.013464 | 0 | 0 | 0 | 0 | 0
IL Fac. Spec. - NOX Rate Summer v3.1, Unit 311 and retrofits | 588 | 7305 | Rate Constraint in lbs/MMBtu | FALSE | L | Annual | Rate | lb/MMBtu | 0.14511 | 0.14511 | 0 | 0 | 0 | 0 | 0
IL Fac. Spec. - NOX Rate Summer v3.1, Unit 311 and retrofits | 588 | 7305 | Rate Constraint in lbs/MMBtu | FALSE | L | Annual | Generation | TWh | 0.0004259 | 0.0010811 | 0 | 0 | 0 | 0 | 0
IL Fac. Spec. - NOX Rate Summer v3.1, Unit 311 and retrofits | 588 | 7305 | Rate Constraint in lbs/MMBtu | FALSE | L | Annual | Qualifying Generation | TWh | 0.0004259 | 0.0010811 | 0 | 0 | 0 | 0 | 0
IL Fac. Spec. - NOX Rate Summer v3.1, Unit 311 and retrofits | 588 | 7305 | Rate Constraint in lbs/MMBtu | FALSE | L | Annual | Rate | lb/MWh | 1.8072 | 1.8072 | 0 | 0 | 0 | 0 | 0
IL Fac. Spec. - NOX Rate Summer v3.1, Unit 311 and retrofits | 588 | 7305 | Rate Constraint in lbs/MMBtu | FALSE | L | Annual | Constraint Shadow Price | US2022$/Ton | 0 | 0 | 0 | 0 | 0 | 0 | 0
IL Fac. Spec. - NOX Rate Summer v3.1, Unit 312 and retrofits | 589 | 7305 | Rate Constraint in lbs/MMBtu | FALSE | L | Annual | Seasons Included | Seasons | Summer | Summer | Summer | Summer | Summer | Summer | Summer
IL Fac. Spec. - NOX Rate Summer v3.1, Unit 312 and retrofits | 589 | 7305 | Rate Constraint in lbs/MMBtu | FALSE | L | Annual | Standard NOX | lb/MMBtu | 0.25 | 0.25 | 0.25 | 0.25 | 0.25 | 0.25 | 0.25
IL Fac. Spec. - NOX Rate Summer v3.1, Unit 312 and retrofits | 589 | 7305 | Rate Constraint in lbs/MMBtu | FALSE | L | Annual | Emissions at Affected Plants NOX | Thousand Tons | 0.00039848 | 0.0010115 | 0 | 0 | 0 | 0 | 0
IL Fac. Spec. - NOX Rate Summer v3.1, Unit 312 and retrofits | 589 | 7305 | Rate Constraint in lbs/MMBtu | FALSE | L | Annual | Allowances Purchased NOX | Thousand Tons | 0 | 0 | 0 | 0 | 0 | 0 | 0
IL Fac. Spec. - NOX Rate Summer v3.1, Unit 312 and retrofits | 589 | 7305 | Rate Constraint in lbs/MMBtu | FALSE | L | Annual | Allowances Sold NOX | Thousand Tons | 0 | 0 | 0 | 0 | 0 | 0 | 0
IL Fac. Spec. - NOX Rate Summer v3.1, Unit 312 and retrofits | 589 | 7305 | Rate Constraint in lbs/MMBtu | FALSE | L | Annual | Allowances Banked | Thousand Tons | 0 | 0 | 0 | 0 | 0 | 0 | 0
IL Fac. Spec. - NOX Rate Summer v3.1, Unit 312 and retrofits | 589 | 7305 | Rate Constraint in lbs/MMBtu | FALSE | L | Annual | Allowances Withdrawn (1:1) | Thousand Tons | 0 | 0 | 0 | 0 | 0 | 0 | 0
IL Fac. Spec. - NOX Rate Summer v3.1, Unit 312 and retrofits | 589 | 7305 | Rate Constraint in lbs/MMBtu | FALSE | L | Annual | Allowances Withdrawn (n:1) | Thousand Tons | 0 | 0 | 0 | 0 | 0 | 0 | 0
IL Fac. Spec. - NOX Rate Summer v3.1, Unit 312 and retrofits | 589 | 7305 | Rate Constraint in lbs/MMBtu | FALSE | L | Annual | Net Emissions Allowance Position | Thousand Tons | 0.00039848 | 0.0010115 | 0 | 0 | 0 | 0 | 0
IL Fac. Spec. - NOX Rate Summer v3.1, Unit 312 and retrofits | 589 | 7305 | Rate Constraint in lbs/MMBtu | FALSE | L | Annual | Fuel Consumed | TBtu | 0.0053042 | 0.013464 | 0 | 0 | 0 | 0 | 0
IL Fac. Spec. - NOX Rate Summer v3.1, Unit 312 and retrofits | 589 | 7305 | Rate Constraint in lbs/MMBtu | FALSE | L | Annual | Rate | lb/MMBtu | 0.15025 | 0.15025 | 0 | 0 | 0 | 0 | 0
IL Fac. Spec. - NOX Rate Summer v3.1, Unit 312 and retrofits | 589 | 7305 | Rate Constraint in lbs/MMBtu | FALSE | L | Annual | Generation | TWh | 0.0004259 | 0.0010811 | 0 | 0 | 0 | 0 | 0
IL Fac. Spec. - NOX Rate Summer v3.1, Unit 312 and retrofits | 589 | 7305 | Rate Constraint in lbs/MMBtu | FALSE | L | Annual | Qualifying Generation | TWh | 0.0004259 | 0.0010811 | 0 | 0 | 0 | 0 | 0
IL Fac. Spec. - NOX Rate Summer v3.1, Unit 312 and retrofits | 589 | 7305 | Rate Constraint in lbs/MMBtu | FALSE | L | Annual | Rate | lb/MWh | 1.8712 | 1.8712 | 0 | 0 | 0 | 0 | 0
IL Fac. Spec. - NOX Rate Summer v3.1, Unit 312 and retrofits | 589 | 7305 | Rate Constraint in lbs/MMBtu | FALSE | L | Annual | Constraint Shadow Price | US2022$/Ton | 0 | 0 | 0 | 0 | 0 | 0 | 0
IL Fac. Spec. - NOX Rate Summer v3.1, Unit 313 and retrofits | 590 | 7305 | Rate Constraint in lbs/MMBtu | FALSE | L | Annual | Seasons Included | Seasons | Summer | Summer | Summer | Summer | Summer | Summer | Summer
IL Fac. Spec. - NOX Rate Summer v3.1, Unit 313 and retrofits | 590 | 7305 | Rate Constraint in lbs/MMBtu | FALSE | L | Annual | Standard NOX | lb/MMBtu | 0.25 | 0.25 | 0.25 | 0.25 | 0.25 | 0.25 | 0.25
IL Fac. Spec. - NOX Rate Summer v3.1, Unit 313 and retrofits | 590 | 7305 | Rate Constraint in lbs/MMBtu | FALSE | L | Annual | Emissions at Affected Plants NOX | Thousand Tons | 0.00038569 | 0.00097907 | 0 | 0 | 0 | 0 | 0
IL Fac. Spec. - NOX Rate Summer v3.1, Unit 313 and retrofits | 590 | 7305 | Rate Constraint in lbs/MMBtu | FALSE | L | Annual | Allowances Purchased NOX | Thousand Tons | 0 | 0 | 0 | 0 | 0 | 0 | 0
IL Fac. Spec. - NOX Rate Summer v3.1, Unit 313 and retrofits | 590 | 7305 | Rate Constraint in lbs/MMBtu | FALSE | L | Annual | Allowances Sold NOX | Thousand Tons | 0 | 0 | 0 | 0 | 0 | 0 | 0
IL Fac. Spec. - NOX Rate Summer v3.1, Unit 313 and retrofits | 590 | 7305 | Rate Constraint in lbs/MMBtu | FALSE | L | Annual | Allowances Banked | Thousand Tons | 0 | 0 | 0 | 0 | 0 | 0 | 0
IL Fac. Spec. - NOX Rate Summer v3.1, Unit 313 and retrofits | 590 | 7305 | Rate Constraint in lbs/MMBtu | FALSE | L | Annual | Allowances Withdrawn (1:1) | Thousand Tons | 0 | 0 | 0 | 0 | 0 | 0 | 0
IL Fac. Spec. - NOX Rate Summer v3.1, Unit 313 and retrofits | 590 | 7305 | Rate Constraint in lbs/MMBtu | FALSE | L | Annual | Allowances Withdrawn (n:1) | Thousand Tons | 0 | 0 | 0 | 0 | 0 | 0 | 0
IL Fac. Spec. - NOX Rate Summer v3.1, Unit 313 and retrofits | 590 | 7305 | Rate Constraint in lbs/MMBtu | FALSE | L | Annual | Net Emissions Allowance Position | Thousand Tons | 0.00038569 | 0.00097907 | 0 | 0 | 0 | 0 | 0
IL Fac. Spec. - NOX Rate Summer v3.1, Unit 313 and retrofits | 590 | 7305 | Rate Constraint in lbs/MMBtu | FALSE | L | Annual | Fuel Consumed | TBtu | 0.0053042 | 0.013464 | 0 | 0 | 0 | 0 | 0
IL Fac. Spec. - NOX Rate Summer v3.1, Unit 313 and retrofits | 590 | 7305 | Rate Constraint in lbs/MMBtu | FALSE | L | Annual | Rate | lb/MMBtu | 0.14543 | 0.14543 | 0 | 0 | 0 | 0 | 0
IL Fac. Spec. - NOX Rate Summer v3.1, Unit 313 and retrofits | 590 | 7305 | Rate Constraint in lbs/MMBtu | FALSE | L | Annual | Generation | TWh | 0.0004259 | 0.0010811 | 0 | 0 | 0 | 0 | 0
IL Fac. Spec. - NOX Rate Summer v3.1, Unit 313 and retrofits | 590 | 7305 | Rate Constraint in lbs/MMBtu | FALSE | L | Annual | Qualifying Generation | TWh | 0.0004259 | 0.0010811 | 0 | 0 | 0 | 0 | 0
IL Fac. Spec. - NOX Rate Summer v3.1, Unit 313 and retrofits | 590 | 7305 | Rate Constraint in lbs/MMBtu | FALSE | L | Annual | Rate | lb/MWh | 1.8112 | 1.8112 | 0 | 0 | 0 | 0 | 0
IL Fac. Spec. - NOX Rate Summer v3.1, Unit 313 and retrofits | 590 | 7305 | Rate Constraint in lbs/MMBtu | FALSE | L | Annual | Constraint Shadow Price | US2022$/Ton | 0 | 0 | 0 | 0 | 0 | 0 | 0
IL Fac. Spec. - NOX Rate Summer v3.1, Unit 314 and retrofits | 591 | 7305 | Rate Constraint in lbs/MMBtu | FALSE | L | Annual | Seasons Included | Seasons | Summer | Summer | Summer | Summer | Summer | Summer | Summer
IL Fac. Spec. - NOX Rate Summer v3.1, Unit 314 and retrofits | 591 | 7305 | Rate Constraint in lbs/MMBtu | FALSE | L | Annual | Standard NOX | lb/MMBtu | 0.25 | 0.25 | 0.25 | 0.25 | 0.25 | 0.25 | 0.25
IL Fac. Spec. - NOX Rate Summer v3.1, Unit 314 and retrofits | 591 | 7305 | Rate Constraint in lbs/MMBtu | FALSE | L | Annual | Emissions at Affected Plants NOX | Thousand Tons | 0.013493 | 0.013019 | 0.0016624 | 4.8537e-05 | 0 | 0 | 0
IL Fac. Spec. - NOX Rate Summer v3.1, Unit 314 and retrofits | 591 | 7305 | Rate Constraint in lbs/MMBtu | FALSE | L | Annual | Allowances Purchased NOX | Thousand Tons | 0 | 0 | 0 | 0 | 0 | 0 | 0
IL Fac. Spec. - NOX Rate Summer v3.1, Unit 314 and retrofits | 591 | 7305 | Rate Constraint in lbs/MMBtu | FALSE | L | Annual | Allowances Sold NOX | Thousand Tons | 0 | 0 | 0 | 0 | 0 | 0 | 0
IL Fac. Spec. - NOX Rate Summer v3.1, Unit 314 and retrofits | 591 | 7305 | Rate Constraint in lbs/MMBtu | FALSE | L | Annual | Allowances Banked | Thousand Tons | 0 | 0 | 0 | 0 | 0 | 0 | 0
IL Fac. Spec. - NOX Rate Summer v3.1, Unit 314 and retrofits | 591 | 7305 | Rate Constraint in lbs/MMBtu | FALSE | L | Annual | Allowances Withdrawn (1:1) | Thousand Tons | 0 | 0 | 0 | 0 | 0 | 0 | 0
IL Fac. Spec. - NOX Rate Summer v3.1, Unit 314 and retrofits | 591 | 7305 | Rate Constraint in lbs/MMBtu | FALSE | L | Annual | Allowances Withdrawn (n:1) | Thousand Tons | 0 | 0 | 0 | 0 | 0 | 0 | 0
IL Fac. Spec. - NOX Rate Summer v3.1, Unit 314 and retrofits | 591 | 7305 | Rate Constraint in lbs/MMBtu | FALSE | L | Annual | Net Emissions Allowance Position | Thousand Tons | 0.013493 | 0.013019 | 0.0016624 | 4.8537e-05 | 0 | 0 | 0
IL Fac. Spec. - NOX Rate Summer v3.1, Unit 314 and retrofits | 591 | 7305 | Rate Constraint in lbs/MMBtu | FALSE | L | Annual | Fuel Consumed | TBtu | 0.47925 | 0.4624 | 0.059043 | 0.0017239 | 0 | 0 | 0
IL Fac. Spec. - NOX Rate Summer v3.1, Unit 314 and retrofits | 591 | 7305 | Rate Constraint in lbs/MMBtu | FALSE | L | Annual | Rate | lb/MMBtu | 0.05631 | 0.05631 | 0.05631 | 0.05631 | 0 | 0 | 0
IL Fac. Spec. - NOX Rate Summer v3.1, Unit 314 and retrofits | 591 | 7305 | Rate Constraint in lbs/MMBtu | FALSE | L | Annual | Generation | TWh | 0.044602 | 0.043034 | 0.0054949 | 0.00016044 | 0 | 0 | 0
IL Fac. Spec. - NOX Rate Summer v3.1, Unit 314 and retrofits | 591 | 7305 | Rate Constraint in lbs/MMBtu | FALSE | L | Annual | Qualifying Generation | TWh | 0.044602 | 0.043034 | 0.0054949 | 0.00016044 | 0 | 0 | 0
IL Fac. Spec. - NOX Rate Summer v3.1, Unit 314 and retrofits | 591 | 7305 | Rate Constraint in lbs/MMBtu | FALSE | L | Annual | Rate | lb/MWh | 0.60505 | 0.60505 | 0.60505 | 0.60505 | 0 | 0 | 0
IL Fac. Spec. - NOX Rate Summer v3.1, Unit 314 and retrofits | 591 | 7305 | Rate Constraint in lbs/MMBtu | FALSE | L | Annual | Constraint Shadow Price | US2022$/Ton | 0 | 0 | 0 | 0 | 0 | 0 | 0
IL Fac. Spec. - NOX Rate Summer v3.1, Unit 315 and retrofits | 592 | 7305 | Rate Constraint in lbs/MMBtu | FALSE | L | Annual | Seasons Included | Seasons | Summer | Summer | Summer | Summer | Summer | Summer | Summer
IL Fac. Spec. - NOX Rate Summer v3.1, Unit 315 and retrofits | 592 | 7305 | Rate Constraint in lbs/MMBtu | FALSE | L | Annual | Standard NOX | lb/MMBtu | 0.25 | 0.25 | 0.25 | 0.25 | 0.25 | 0.25 | 0.25
IL Fac. Spec. - NOX Rate Summer v3.1, Unit 315 and retrofits | 592 | 7305 | Rate Constraint in lbs/MMBtu | FALSE | L | Annual | Emissions at Affected Plants NOX | Thousand Tons | 0.019349 | 0.013787 | 0.0017751 | 7.3335e-05 | 0 | 0 | 0
IL Fac. Spec. - NOX Rate Summer v3.1, Unit 315 and retrofits | 592 | 7305 | Rate Constraint in lbs/MMBtu | FALSE | L | Annual | Allowances Purchased NOX | Thousand Tons | 0 | 0 | 0 | 0 | 0 | 0 | 0
IL Fac. Spec. - NOX Rate Summer v3.1, Unit 315 and retrofits | 592 | 7305 | Rate Constraint in lbs/MMBtu | FALSE | L | Annual | Allowances Sold NOX | Thousand Tons | 0 | 0 | 0 | 0 | 0 | 0 | 0
IL Fac. Spec. - NOX Rate Summer v3.1, Unit 315 and retrofits | 592 | 7305 | Rate Constraint in lbs/MMBtu | FALSE | L | Annual | Allowances Banked | Thousand Tons | 0 | 0 | 0 | 0 | 0 | 0 | 0
IL Fac. Spec. - NOX Rate Summer v3.1, Unit 315 and retrofits | 592 | 7305 | Rate Constraint in lbs/MMBtu | FALSE | L | Annual | Allowances Withdrawn (1:1) | Thousand Tons | 0 | 0 | 0 | 0 | 0 | 0 | 0
IL Fac. Spec. - NOX Rate Summer v3.1, Unit 315 and retrofits | 592 | 7305 | Rate Constraint in lbs/MMBtu | FALSE | L | Annual | Allowances Withdrawn (n:1) | Thousand Tons | 0 | 0 | 0 | 0 | 0 | 0 | 0
IL Fac. Spec. - NOX Rate Summer v3.1, Unit 315 and retrofits | 592 | 7305 | Rate Constraint in lbs/MMBtu | FALSE | L | Annual | Net Emissions Allowance Position | Thousand Tons | 0.019349 | 0.013787 | 0.0017751 | 7.3335e-05 | 0 | 0 | 0
IL Fac. Spec. - NOX Rate Summer v3.1, Unit 315 and retrofits | 592 | 7305 | Rate Constraint in lbs/MMBtu | FALSE | L | Annual | Fuel Consumed | TBtu | 0.41142 | 0.29315 | 0.037743 | 0.0015593 | 0 | 0 | 0
IL Fac. Spec. - NOX Rate Summer v3.1, Unit 315 and retrofits | 592 | 7305 | Rate Constraint in lbs/MMBtu | FALSE | L | Annual | Rate | lb/MMBtu | 0.09406 | 0.09406 | 0.09406 | 0.09406 | 0 | 0 | 0
IL Fac. Spec. - NOX Rate Summer v3.1, Unit 315 and retrofits | 592 | 7305 | Rate Constraint in lbs/MMBtu | FALSE | L | Annual | Generation | TWh | 0.03829 | 0.027283 | 0.0035126 | 0.00014512 | 0 | 0 | 0
IL Fac. Spec. - NOX Rate Summer v3.1, Unit 315 and retrofits | 592 | 7305 | Rate Constraint in lbs/MMBtu | FALSE | L | Annual | Qualifying Generation | TWh | 0.03829 | 0.027283 | 0.0035126 | 0.00014512 | 0 | 0 | 0
IL Fac. Spec. - NOX Rate Summer v3.1, Unit 315 and retrofits | 592 | 7305 | Rate Constraint in lbs/MMBtu | FALSE | L | Annual | Rate | lb/MWh | 1.0107 | 1.0107 | 1.0107 | 1.0107 | 0 | 0 | 0
IL Fac. Spec. - NOX Rate Summer v3.1, Unit 315 and retrofits | 592 | 7305 | Rate Constraint in lbs/MMBtu | FALSE | L | Annual | Constraint Shadow Price | US2022$/Ton | 0 | 0 | 0 | 0 | 0 | 0 | 0
IL Fac. Spec. - NOX Rate Summer v3.1, Unit 316 and retrofits | 593 | 7305 | Rate Constraint in lbs/MMBtu | FALSE | L | Annual | Seasons Included | Seasons | Summer | Summer | Summer | Summer | Summer | Summer | Summer
IL Fac. Spec. - NOX Rate Summer v3.1, Unit 316 and retrofits | 593 | 7305 | Rate Constraint in lbs/MMBtu | FALSE | L | Annual | Standard NOX | lb/MMBtu | 0.25 | 0.25 | 0.25 | 0.25 | 0.25 | 0.25 | 0.25
IL Fac. Spec. - NOX Rate Summer v3.1, Unit 316 and retrofits | 593 | 7305 | Rate Constraint in lbs/MMBtu | FALSE | L | Annual | Emissions at Affected Plants NOX | Thousand Tons | 0.011702 | 0.012022 | 0.0010871 | 6.3948e-05 | 0 | 0 | 0
IL Fac. Spec. - NOX Rate Summer v3.1, Unit 316 and retrofits | 593 | 7305 | Rate Constraint in lbs/MMBtu | FALSE | L | Annual | Allowances Purchased NOX | Thousand Tons | 0 | 0 | 0 | 0 | 0 | 0 | 0
IL Fac. Spec. - NOX Rate Summer v3.1, Unit 316 and retrofits | 593 | 7305 | Rate Constraint in lbs/MMBtu | FALSE | L | Annual | Allowances Sold NOX | Thousand Tons | 0 | 0 | 0 | 0 | 0 | 0 | 0
IL Fac. Spec. - NOX Rate Summer v3.1, Unit 316 and retrofits | 593 | 7305 | Rate Constraint in lbs/MMBtu | FALSE | L | Annual | Allowances Banked | Thousand Tons | 0 | 0 | 0 | 0 | 0 | 0 | 0
IL Fac. Spec. - NOX Rate Summer v3.1, Unit 316 and retrofits | 593 | 7305 | Rate Constraint in lbs/MMBtu | FALSE | L | Annual | Allowances Withdrawn (1:1) | Thousand Tons | 0 | 0 | 0 | 0 | 0 | 0 | 0
IL Fac. Spec. - NOX Rate Summer v3.1, Unit 316 and retrofits | 593 | 7305 | Rate Constraint in lbs/MMBtu | FALSE | L | Annual | Allowances Withdrawn (n:1) | Thousand Tons | 0 | 0 | 0 | 0 | 0 | 0 | 0
IL Fac. Spec. - NOX Rate Summer v3.1, Unit 316 and retrofits | 593 | 7305 | Rate Constraint in lbs/MMBtu | FALSE | L | Annual | Net Emissions Allowance Position | Thousand Tons | 0.011702 | 0.012022 | 0.0010871 | 6.3948e-05 | 0 | 0 | 0
IL Fac. Spec. - NOX Rate Summer v3.1, Unit 316 and retrofits | 593 | 7305 | Rate Constraint in lbs/MMBtu | FALSE | L | Annual | Fuel Consumed | TBtu | 0.28906 | 0.29695 | 0.026852 | 0.0015795 | 0 | 0 | 0
IL Fac. Spec. - NOX Rate Summer v3.1, Unit 316 and retrofits | 593 | 7305 | Rate Constraint in lbs/MMBtu | FALSE | L | Annual | Rate | lb/MMBtu | 0.08097 | 0.08097 | 0.08097 | 0.08097 | 0 | 0 | 0
IL Fac. Spec. - NOX Rate Summer v3.1, Unit 316 and retrofits | 593 | 7305 | Rate Constraint in lbs/MMBtu | FALSE | L | Annual | Generation | TWh | 0.026901 | 0.027636 | 0.002499 | 0.000147 | 0 | 0 | 0
IL Fac. Spec. - NOX Rate Summer v3.1, Unit 316 and retrofits | 593 | 7305 | Rate Constraint in lbs/MMBtu | FALSE | L | Annual | Qualifying Generation | TWh | 0.026901 | 0.027636 | 0.002499 | 0.000147 | 0 | 0 | 0
IL Fac. Spec. - NOX Rate Summer v3.1, Unit 316 and retrofits | 593 | 7305 | Rate Constraint in lbs/MMBtu | FALSE | L | Annual | Rate | lb/MWh | 0.87002 | 0.87002 | 0.87002 | 0.87002 | 0 | 0 | 0
IL Fac. Spec. - NOX Rate Summer v3.1, Unit 316 and retrofits | 593 | 7305 | Rate Constraint in lbs/MMBtu | FALSE | L | Annual | Constraint Shadow Price | US2022$/Ton | 0 | 0 | 0 | 0 | 0 | 0 | 0
IL Fac. Spec. - NOX Rate Summer v3.1, Unit 317 and retrofits | 594 | 7305 | Rate Constraint in lbs/MMBtu | FALSE | L | Annual | Seasons Included | Seasons | Summer | Summer | Summer | Summer | Summer | Summer | Summer
IL Fac. Spec. - NOX Rate Summer v3.1, Unit 317 and retrofits | 594 | 7305 | Rate Constraint in lbs/MMBtu | FALSE | L | Annual | Standard NOX | lb/MMBtu | 0.25 | 0.25 | 0.25 | 0.25 | 0.25 | 0.25 | 0.25
IL Fac. Spec. - NOX Rate Summer v3.1, Unit 317 and retrofits | 594 | 7305 | Rate Constraint in lbs/MMBtu | FALSE | L | Annual | Emissions at Affected Plants NOX | Thousand Tons | 0.0065584 | 0.0061195 | 0.0012185 | 3.5838e-05 | 0 | 0 | 0
IL Fac. Spec. - NOX Rate Summer v3.1, Unit 317 and retrofits | 594 | 7305 | Rate Constraint in lbs/MMBtu | FALSE | L | Annual | Allowances Purchased NOX | Thousand Tons | 0 | 0 | 0 | 0 | 0 | 0 | 0
IL Fac. Spec. - NOX Rate Summer v3.1, Unit 317 and retrofits | 594 | 7305 | Rate Constraint in lbs/MMBtu | FALSE | L | Annual | Allowances Sold NOX | Thousand Tons | 0 | 0 | 0 | 0 | 0 | 0 | 0
IL Fac. Spec. - NOX Rate Summer v3.1, Unit 317 and retrofits | 594 | 7305 | Rate Constraint in lbs/MMBtu | FALSE | L | Annual | Allowances Banked | Thousand Tons | 0 | 0 | 0 | 0 | 0 | 0 | 0
IL Fac. Spec. - NOX Rate Summer v3.1, Unit 317 and retrofits | 594 | 7305 | Rate Constraint in lbs/MMBtu | FALSE | L | Annual | Allowances Withdrawn (1:1) | Thousand Tons | 0 | 0 | 0 | 0 | 0 | 0 | 0
IL Fac. Spec. - NOX Rate Summer v3.1, Unit 317 and retrofits | 594 | 7305 | Rate Constraint in lbs/MMBtu | FALSE | L | Annual | Allowances Withdrawn (n:1) | Thousand Tons | 0 | 0 | 0 | 0 | 0 | 0 | 0
IL Fac. Spec. - NOX Rate Summer v3.1, Unit 317 and retrofits | 594 | 7305 | Rate Constraint in lbs/MMBtu | FALSE | L | Annual | Net Emissions Allowance Position | Thousand Tons | 0.0065584 | 0.0061195 | 0.0012185 | 3.5838e-05 | 0 | 0 | 0
IL Fac. Spec. - NOX Rate Summer v3.1, Unit 317 and retrofits | 594 | 7305 | Rate Constraint in lbs/MMBtu | FALSE | L | Annual | Fuel Consumed | TBtu | 0.30335 | 0.28305 | 0.05636 | 0.0016576 | 0 | 0 | 0
IL Fac. Spec. - NOX Rate Summer v3.1, Unit 317 and retrofits | 594 | 7305 | Rate Constraint in lbs/MMBtu | FALSE | L | Annual | Rate | lb/MMBtu | 0.04324 | 0.04324 | 0.04324 | 0.04324 | 0 | 0 | 0
IL Fac. Spec. - NOX Rate Summer v3.1, Unit 317 and retrofits | 594 | 7305 | Rate Constraint in lbs/MMBtu | FALSE | L | Annual | Generation | TWh | 0.028098 | 0.026218 | 0.0052204 | 0.00015354 | 0 | 0 | 0
IL Fac. Spec. - NOX Rate Summer v3.1, Unit 317 and retrofits | 594 | 7305 | Rate Constraint in lbs/MMBtu | FALSE | L | Annual | Qualifying Generation | TWh | 0.028098 | 0.026218 | 0.0052204 | 0.00015354 | 0 | 0 | 0
IL Fac. Spec. - NOX Rate Summer v3.1, Unit 317 and retrofits | 594 | 7305 | Rate Constraint in lbs/MMBtu | FALSE | L | Annual | Rate | lb/MWh | 0.46682 | 0.46682 | 0.46682 | 0.46682 | 0 | 0 | 0
IL Fac. Spec. - NOX Rate Summer v3.1, Unit 317 and retrofits | 594 | 7305 | Rate Constraint in lbs/MMBtu | FALSE | L | Annual | Constraint Shadow Price | US2022$/Ton | 0 | 0 | 0 | 0 | 0 | 0 | 0
IL Fac. Spec. - NOX Rate Summer v3.1, Unit 318 and retrofits | 595 | 7305 | Rate Constraint in lbs/MMBtu | FALSE | L | Annual | Seasons Included | Seasons | Summer | Summer | Summer | Summer | Summer | Summer | Summer
IL Fac. Spec. - NOX Rate Summer v3.1, Unit 318 and retrofits | 595 | 7305 | Rate Constraint in lbs/MMBtu | FALSE | L | Annual | Standard NOX | lb/MMBtu | 0.25 | 0.25 | 0.25 | 0.25 | 0.25 | 0.25 | 0.25
IL Fac. Spec. - NOX Rate Summer v3.1, Unit 318 and retrofits | 595 | 7305 | Rate Constraint in lbs/MMBtu | FALSE | L | Annual | Emissions at Affected Plants NOX | Thousand Tons | 0.0036304 | 0.0037296 | 0.0006745 | 1.9838e-05 | 0 | 0 | 0
IL Fac. Spec. - NOX Rate Summer v3.1, Unit 318 and retrofits | 595 | 7305 | Rate Constraint in lbs/MMBtu | FALSE | L | Annual | Allowances Purchased NOX | Thousand Tons | 0 | 0 | 0 | 0 | 0 | 0 | 0
IL Fac. Spec. - NOX Rate Summer v3.1, Unit 318 and retrofits | 595 | 7305 | Rate Constraint in lbs/MMBtu | FALSE | L | Annual | Allowances Sold NOX | Thousand Tons | 0 | 0 | 0 | 0 | 0 | 0 | 0
IL Fac. Spec. - NOX Rate Summer v3.1, Unit 318 and retrofits | 595 | 7305 | Rate Constraint in lbs/MMBtu | FALSE | L | Annual | Allowances Banked | Thousand Tons | 0 | 0 | 0 | 0 | 0 | 0 | 0
IL Fac. Spec. - NOX Rate Summer v3.1, Unit 318 and retrofits | 595 | 7305 | Rate Constraint in lbs/MMBtu | FALSE | L | Annual | Allowances Withdrawn (1:1) | Thousand Tons | 0 | 0 | 0 | 0 | 0 | 0 | 0
IL Fac. Spec. - NOX Rate Summer v3.1, Unit 318 and retrofits | 595 | 7305 | Rate Constraint in lbs/MMBtu | FALSE | L | Annual | Allowances Withdrawn (n:1) | Thousand Tons | 0 | 0 | 0 | 0 | 0 | 0 | 0
IL Fac. Spec. - NOX Rate Summer v3.1, Unit 318 and retrofits | 595 | 7305 | Rate Constraint in lbs/MMBtu | FALSE | L | Annual | Net Emissions Allowance Position | Thousand Tons | 0.0036304 | 0.0037296 | 0.0006745 | 1.9838e-05 | 0 | 0 | 0
IL Fac. Spec. - NOX Rate Summer v3.1, Unit 318 and retrofits | 595 | 7305 | Rate Constraint in lbs/MMBtu | FALSE | L | Annual | Fuel Consumed | TBtu | 0.087892 | 0.090294 | 0.01633 | 0.00048028 | 0 | 0 | 0
IL Fac. Spec. - NOX Rate Summer v3.1, Unit 318 and retrofits | 595 | 7305 | Rate Constraint in lbs/MMBtu | FALSE | L | Annual | Rate | lb/MMBtu | 0.08261 | 0.08261 | 0.08261 | 0.08261 | 0 | 0 | 0
IL Fac. Spec. - NOX Rate Summer v3.1, Unit 318 and retrofits | 595 | 7305 | Rate Constraint in lbs/MMBtu | FALSE | L | Annual | Generation | TWh | 0.0081639 | 0.0083869 | 0.0015168 | 4.4611e-05 | 0 | 0 | 0
IL Fac. Spec. - NOX Rate Summer v3.1, Unit 318 and retrofits | 595 | 7305 | Rate Constraint in lbs/MMBtu | FALSE | L | Annual | Qualifying Generation | TWh | 0.0081639 | 0.0083869 | 0.0015168 | 4.4611e-05 | 0 | 0 | 0
IL Fac. Spec. - NOX Rate Summer v3.1, Unit 318 and retrofits | 595 | 7305 | Rate Constraint in lbs/MMBtu | FALSE | L | Annual | Rate | lb/MWh | 0.88938 | 0.88938 | 0.88938 | 0.88938 | 0 | 0 | 0
IL Fac. Spec. - NOX Rate Summer v3.1, Unit 318 and retrofits | 595 | 7305 | Rate Constraint in lbs/MMBtu | FALSE | L | Annual | Constraint Shadow Price | US2022$/Ton | 0 | 0 | 0 | 0 | 0 | 0 | 0
IL Fac. Spec. - NOX Rate Summer v3.1, Unit 319 and retrofits | 596 | 7305 | Rate Constraint in lbs/MMBtu | FALSE | L | Annual | Seasons Included | Seasons | Summer | Summer | Summer | Summer | Summer | Summer | Summer
IL Fac. Spec. - NOX Rate Summer v3.1, Unit 319 and retrofits | 596 | 7305 | Rate Constraint in lbs/MMBtu | FALSE | L | Annual | Standard NOX | lb/MMBtu | 0.25 | 0.25 | 0.25 | 0.25 | 0.25 | 0.25 | 0.25
IL Fac. Spec. - NOX Rate Summer v3.1, Unit 319 and retrofits | 596 | 7305 | Rate Constraint in lbs/MMBtu | FALSE | L | Annual | Emissions at Affected Plants NOX | Thousand Tons | 0.005634 | 0.0025788 | 0.0010468 | 3.0787e-05 | 0 | 0 | 0
IL Fac. Spec. - NOX Rate Summer v3.1, Unit 319 and retrofits | 596 | 7305 | Rate Constraint in lbs/MMBtu | FALSE | L | Annual | Allowances Purchased NOX | Thousand Tons | 0 | 0 | 0 | 0 | 0 | 0 | 0
IL Fac. Spec. - NOX Rate Summer v3.1, Unit 319 and retrofits | 596 | 7305 | Rate Constraint in lbs/MMBtu | FALSE | L | Annual | Allowances Sold NOX | Thousand Tons | 0 | 0 | 0 | 0 | 0 | 0 | 0
IL Fac. Spec. - NOX Rate Summer v3.1, Unit 319 and retrofits | 596 | 7305 | Rate Constraint in lbs/MMBtu | FALSE | L | Annual | Allowances Banked | Thousand Tons | 0 | 0 | 0 | 0 | 0 | 0 | 0
IL Fac. Spec. - NOX Rate Summer v3.1, Unit 319 and retrofits | 596 | 7305 | Rate Constraint in lbs/MMBtu | FALSE | L | Annual | Allowances Withdrawn (1:1) | Thousand Tons | 0 | 0 | 0 | 0 | 0 | 0 | 0
IL Fac. Spec. - NOX Rate Summer v3.1, Unit 319 and retrofits | 596 | 7305 | Rate Constraint in lbs/MMBtu | FALSE | L | Annual | Allowances Withdrawn (n:1) | Thousand Tons | 0 | 0 | 0 | 0 | 0 | 0 | 0
IL Fac. Spec. - NOX Rate Summer v3.1, Unit 319 and retrofits | 596 | 7305 | Rate Constraint in lbs/MMBtu | FALSE | L | Annual | Net Emissions Allowance Position | Thousand Tons | 0.005634 | 0.0025788 | 0.0010468 | 3.0787e-05 | 0 | 0 | 0
IL Fac. Spec. - NOX Rate Summer v3.1, Unit 319 and retrofits | 596 | 7305 | Rate Constraint in lbs/MMBtu | FALSE | L | Annual | Fuel Consumed | TBtu | 0.29786 | 0.13634 | 0.05534 | 0.0016277 | 0 | 0 | 0
IL Fac. Spec. - NOX Rate Summer v3.1, Unit 319 and retrofits | 596 | 7305 | Rate Constraint in lbs/MMBtu | FALSE | L | Annual | Rate | lb/MMBtu | 0.03783 | 0.03783 | 0.03783 | 0.03783 | 0 | 0 | 0
IL Fac. Spec. - NOX Rate Summer v3.1, Unit 319 and retrofits | 596 | 7305 | Rate Constraint in lbs/MMBtu | FALSE | L | Annual | Generation | TWh | 0.02759 | 0.012629 | 0.005126 | 0.00015076 | 0 | 0 | 0
IL Fac. Spec. - NOX Rate Summer v3.1, Unit 319 and retrofits | 596 | 7305 | Rate Constraint in lbs/MMBtu | FALSE | L | Annual | Qualifying Generation | TWh | 0.02759 | 0.012629 | 0.005126 | 0.00015076 | 0 | 0 | 0
IL Fac. Spec. - NOX Rate Summer v3.1, Unit 319 and retrofits | 596 | 7305 | Rate Constraint in lbs/MMBtu | FALSE | L | Annual | Rate | lb/MWh | 0.40841 | 0.40841 | 0.40841 | 0.40841 | 0 | 0 | 0
IL Fac. Spec. - NOX Rate Summer v3.1, Unit 319 and retrofits | 596 | 7305 | Rate Constraint in lbs/MMBtu | FALSE | L | Annual | Constraint Shadow Price | US2022$/Ton | 0 | 0 | 0 | 0 | 0 | 0 | 0
IL Fac. Spec. - NOX Rate Summer v3.1, Unit 320 and retrofits | 597 | 7305 | Rate Constraint in lbs/MMBtu | FALSE | L | Annual | Seasons Included | Seasons | Summer | Summer | Summer | Summer | Summer | Summer | Summer
IL Fac. Spec. - NOX Rate Summer v3.1, Unit 320 and retrofits | 597 | 7305 | Rate Constraint in lbs/MMBtu | FALSE | L | Annual | Standard NOX | lb/MMBtu | 0.25 | 0.25 | 0.25 | 0.25 | 0.25 | 0.25 | 0.25
IL Fac. Spec. - NOX Rate Summer v3.1, Unit 320 and retrofits | 597 | 7305 | Rate Constraint in lbs/MMBtu | FALSE | L | Annual | Emissions at Affected Plants NOX | Thousand Tons | 0.0057144 | 0.0025918 | 0.00069191 | 3.1226e-05 | 0 | 0 | 0
IL Fac. Spec. - NOX Rate Summer v3.1, Unit 320 and retrofits | 597 | 7305 | Rate Constraint in lbs/MMBtu | FALSE | L | Annual | Allowances Purchased NOX | Thousand Tons | 0 | 0 | 0 | 0 | 0 | 0 | 0
IL Fac. Spec. - NOX Rate Summer v3.1, Unit 320 and retrofits | 597 | 7305 | Rate Constraint in lbs/MMBtu | FALSE | L | Annual | Allowances Sold NOX | Thousand Tons | 0 | 0 | 0 | 0 | 0 | 0 | 0
IL Fac. Spec. - NOX Rate Summer v3.1, Unit 320 and retrofits | 597 | 7305 | Rate Constraint in lbs/MMBtu | FALSE | L | Annual | Allowances Banked | Thousand Tons | 0 | 0 | 0 | 0 | 0 | 0 | 0
IL Fac. Spec. - NOX Rate Summer v3.1, Unit 320 and retrofits | 597 | 7305 | Rate Constraint in lbs/MMBtu | FALSE | L | Annual | Allowances Withdrawn (1:1) | Thousand Tons | 0 | 0 | 0 | 0 | 0 | 0 | 0
IL Fac. Spec. - NOX Rate Summer v3.1, Unit 320 and retrofits | 597 | 7305 | Rate Constraint in lbs/MMBtu | FALSE | L | Annual | Allowances Withdrawn (n:1) | Thousand Tons | 0 | 0 | 0 | 0 | 0 | 0 | 0
IL Fac. Spec. - NOX Rate Summer v3.1, Unit 320 and retrofits | 597 | 7305 | Rate Constraint in lbs/MMBtu | FALSE | L | Annual | Net Emissions Allowance Position | Thousand Tons | 0.0057144 | 0.0025918 | 0.00069191 | 3.1226e-05 | 0 | 0 | 0
IL Fac. Spec. - NOX Rate Summer v3.1, Unit 320 and retrofits | 597 | 7305 | Rate Constraint in lbs/MMBtu | FALSE | L | Annual | Fuel Consumed | TBtu | 0.29207 | 0.13247 | 0.035365 | 0.001596 | 0 | 0 | 0
IL Fac. Spec. - NOX Rate Summer v3.1, Unit 320 and retrofits | 597 | 7305 | Rate Constraint in lbs/MMBtu | FALSE | L | Annual | Rate | lb/MMBtu | 0.03913 | 0.03913 | 0.03913 | 0.03913 | 0 | 0 | 0
IL Fac. Spec. - NOX Rate Summer v3.1, Unit 320 and retrofits | 597 | 7305 | Rate Constraint in lbs/MMBtu | FALSE | L | Annual | Generation | TWh | 0.027049 | 0.012268 | 0.0032751 | 0.00014781 | 0 | 0 | 0
IL Fac. Spec. - NOX Rate Summer v3.1, Unit 320 and retrofits | 597 | 7305 | Rate Constraint in lbs/MMBtu | FALSE | L | Annual | Qualifying Generation | TWh | 0.027049 | 0.012268 | 0.0032751 | 0.00014781 | 0 | 0 | 0
IL Fac. Spec. - NOX Rate Summer v3.1, Unit 320 and retrofits | 597 | 7305 | Rate Constraint in lbs/MMBtu | FALSE | L | Annual | Rate | lb/MWh | 0.42253 | 0.42253 | 0.42253 | 0.42253 | 0 | 0 | 0
IL Fac. Spec. - NOX Rate Summer v3.1, Unit 320 and retrofits | 597 | 7305 | Rate Constraint in lbs/MMBtu | FALSE | L | Annual | Constraint Shadow Price | US2022$/Ton | 0 | 0 | 0 | 0 | 0 | 0 | 0
IL Fac. Spec. - NOX Rate Summer v3.1, Unit 321 and retrofits | 598 | 7305 | Rate Constraint in lbs/MMBtu | FALSE | L | Annual | Seasons Included | Seasons | Summer | Summer | Summer | Summer | Summer | Summer | Summer
IL Fac. Spec. - NOX Rate Summer v3.1, Unit 321 and retrofits | 598 | 7305 | Rate Constraint in lbs/MMBtu | FALSE | L | Annual | Standard NOX | lb/MMBtu | 0.25 | 0.25 | 0.25 | 0.25 | 0.25 | 0.25 | 0.25
IL Fac. Spec. - NOX Rate Summer v3.1, Unit 321 and retrofits | 598 | 7305 | Rate Constraint in lbs/MMBtu | FALSE | L | Annual | Emissions at Affected Plants NOX | Thousand Tons | 0.0038224 | 0.0022985 | 0.00047078 | 2.7693e-05 | 0 | 0 | 0
IL Fac. Spec. - NOX Rate Summer v3.1, Unit 321 and retrofits | 598 | 7305 | Rate Constraint in lbs/MMBtu | FALSE | L | Annual | Allowances Purchased NOX | Thousand Tons | 0 | 0 | 0 | 0 | 0 | 0 | 0
IL Fac. Spec. - NOX Rate Summer v3.1, Unit 321 and retrofits | 598 | 7305 | Rate Constraint in lbs/MMBtu | FALSE | L | Annual | Allowances Sold NOX | Thousand Tons | 0 | 0 | 0 | 0 | 0 | 0 | 0
IL Fac. Spec. - NOX Rate Summer v3.1, Unit 321 and retrofits | 598 | 7305 | Rate Constraint in lbs/MMBtu | FALSE | L | Annual | Allowances Banked | Thousand Tons | 0 | 0 | 0 | 0 | 0 | 0 | 0
IL Fac. Spec. - NOX Rate Summer v3.1, Unit 321 and retrofits | 598 | 7305 | Rate Constraint in lbs/MMBtu | FALSE | L | Annual | Allowances Withdrawn (1:1) | Thousand Tons | 0 | 0 | 0 | 0 | 0 | 0 | 0
IL Fac. Spec. - NOX Rate Summer v3.1, Unit 321 and retrofits | 598 | 7305 | Rate Constraint in lbs/MMBtu | FALSE | L | Annual | Allowances Withdrawn (n:1) | Thousand Tons | 0 | 0 | 0 | 0 | 0 | 0 | 0
IL Fac. Spec. - NOX Rate Summer v3.1, Unit 321 and retrofits | 598 | 7305 | Rate Constraint in lbs/MMBtu | FALSE | L | Annual | Net Emissions Allowance Position | Thousand Tons | 0.0038224 | 0.0022985 | 0.00047078 | 2.7693e-05 | 0 | 0 | 0
IL Fac. Spec. - NOX Rate Summer v3.1, Unit 321 and retrofits | 598 | 7305 | Rate Constraint in lbs/MMBtu | FALSE | L | Annual | Fuel Consumed | TBtu | 0.21937 | 0.13191 | 0.027017 | 0.0015893 | 0 | 0 | 0
IL Fac. Spec. - NOX Rate Summer v3.1, Unit 321 and retrofits | 598 | 7305 | Rate Constraint in lbs/MMBtu | FALSE | L | Annual | Rate | lb/MMBtu | 0.03485 | 0.03485 | 0.03485 | 0.03485 | 0 | 0 | 0
IL Fac. Spec. - NOX Rate Summer v3.1, Unit 321 and retrofits | 598 | 7305 | Rate Constraint in lbs/MMBtu | FALSE | L | Annual | Generation | TWh | 0.020315 | 0.012216 | 0.0025021 | 0.00014718 | 0 | 0 | 0
IL Fac. Spec. - NOX Rate Summer v3.1, Unit 321 and retrofits | 598 | 7305 | Rate Constraint in lbs/MMBtu | FALSE | L | Annual | Qualifying Generation | TWh | 0.020315 | 0.012216 | 0.0025021 | 0.00014718 | 0 | 0 | 0
IL Fac. Spec. - NOX Rate Summer v3.1, Unit 321 and retrofits | 598 | 7305 | Rate Constraint in lbs/MMBtu | FALSE | L | Annual | Rate | lb/MWh | 0.37631 | 0.37631 | 0.37631 | 0.37631 | 0 | 0 | 0
IL Fac. Spec. - NOX Rate Summer v3.1, Unit 321 and retrofits | 598 | 7305 | Rate Constraint in lbs/MMBtu | FALSE | L | Annual | Constraint Shadow Price | US2022$/Ton | 0 | 0 | 0 | 0 | 0 | 0 | 0
IL Fac. Spec. - NOX Rate Summer v3.1, Unit 322 and retrofits | 599 | 7305 | Rate Constraint in lbs/MMBtu | FALSE | L | Annual | Seasons Included | Seasons | Summer | Summer | Summer | Summer | Summer | Summer | Summer
IL Fac. Spec. - NOX Rate Summer v3.1, Unit 322 and retrofits | 599 | 7305 | Rate Constraint in lbs/MMBtu | FALSE | L | Annual | Standard NOX | lb/MMBtu | 0.25 | 0.25 | 0.25 | 0.25 | 0.25 | 0.25 | 0.25
IL Fac. Spec. - NOX Rate Summer v3.1, Unit 322 and retrofits | 599 | 7305 | Rate Constraint in lbs/MMBtu | FALSE | L | Annual | Emissions at Affected Plants NOX | Thousand Tons | 0.0017951 | 0.0017325 | 0.00035485 | 2.0873e-05 | 0 | 0 | 0
IL Fac. Spec. - NOX Rate Summer v3.1, Unit 322 and retrofits | 599 | 7305 | Rate Constraint in lbs/MMBtu | FALSE | L | Annual | Allowances Purchased NOX | Thousand Tons | 0 | 0 | 0 | 0 | 0 | 0 | 0
IL Fac. Spec. - NOX Rate Summer v3.1, Unit 322 and retrofits | 599 | 7305 | Rate Constraint in lbs/MMBtu | FALSE | L | Annual | Allowances Sold NOX | Thousand Tons | 0 | 0 | 0 | 0 | 0 | 0 | 0
IL Fac. Spec. - NOX Rate Summer v3.1, Unit 322 and retrofits | 599 | 7305 | Rate Constraint in lbs/MMBtu | FALSE | L | Annual | Allowances Banked | Thousand Tons | 0 | 0 | 0 | 0 | 0 | 0 | 0
IL Fac. Spec. - NOX Rate Summer v3.1, Unit 322 and retrofits | 599 | 7305 | Rate Constraint in lbs/MMBtu | FALSE | L | Annual | Allowances Withdrawn (1:1) | Thousand Tons | 0 | 0 | 0 | 0 | 0 | 0 | 0
IL Fac. Spec. - NOX Rate Summer v3.1, Unit 322 and retrofits | 599 | 7305 | Rate Constraint in lbs/MMBtu | FALSE | L | Annual | Allowances Withdrawn (n:1) | Thousand Tons | 0 | 0 | 0 | 0 | 0 | 0 | 0
IL Fac. Spec. - NOX Rate Summer v3.1, Unit 322 and retrofits | 599 | 7305 | Rate Constraint in lbs/MMBtu | FALSE | L | Annual | Net Emissions Allowance Position | Thousand Tons | 0.0017951 | 0.0017325 | 0.00035485 | 2.0873e-05 | 0 | 0 | 0
IL Fac. Spec. - NOX Rate Summer v3.1, Unit 322 and retrofits | 599 | 7305 | Rate Constraint in lbs/MMBtu | FALSE | L | Annual | Fuel Consumed | TBtu | 0.039479 | 0.038102 | 0.007804 | 0.00045906 | 0 | 0 | 0
IL Fac. Spec. - NOX Rate Summer v3.1, Unit 322 and retrofits | 599 | 7305 | Rate Constraint in lbs/MMBtu | FALSE | L | Annual | Rate | lb/MMBtu | 0.09094 | 0.09094 | 0.09094 | 0.09094 | 0 | 0 | 0
IL Fac. Spec. - NOX Rate Summer v3.1, Unit 322 and retrofits | 599 | 7305 | Rate Constraint in lbs/MMBtu | FALSE | L | Annual | Generation | TWh | 0.0036551 | 0.0035276 | 0.00072253 | 4.2502e-05 | 0 | 0 | 0
IL Fac. Spec. - NOX Rate Summer v3.1, Unit 322 and retrofits | 599 | 7305 | Rate Constraint in lbs/MMBtu | FALSE | L | Annual | Qualifying Generation | TWh | 0.0036551 | 0.0035276 | 0.00072253 | 4.2502e-05 | 0 | 0 | 0
IL Fac. Spec. - NOX Rate Summer v3.1, Unit 322 and retrofits | 599 | 7305 | Rate Constraint in lbs/MMBtu | FALSE | L | Annual | Rate | lb/MWh | 0.98224 | 0.98224 | 0.98224 | 0.98224 | 0 | 0 | 0
IL Fac. Spec. - NOX Rate Summer v3.1, Unit 322 and retrofits | 599 | 7305 | Rate Constraint in lbs/MMBtu | FALSE | L | Annual | Constraint Shadow Price | US2022$/Ton | 0 | 0 | 0 | 0 | 0 | 0 | 0
IL Fac. Spec. - NOX Rate Summer v3.1, Unit 323 and retrofits | 600 | 7305 | Rate Constraint in lbs/MMBtu | FALSE | L | Annual | Seasons Included | Seasons | Summer | Summer | Summer | Summer | Summer | Summer | Summer
IL Fac. Spec. - NOX Rate Summer v3.1, Unit 323 and retrofits | 600 | 7305 | Rate Constraint in lbs/MMBtu | FALSE | L | Annual | Standard NOX | lb/MMBtu | 0.25 | 0.25 | 0.25 | 0.25 | 0.25 | 0.25 | 0.25
IL Fac. Spec. - NOX Rate Summer v3.1, Unit 323 and retrofits | 600 | 7305 | Rate Constraint in lbs/MMBtu | FALSE | L | Annual | Emissions at Affected Plants NOX | Thousand Tons | 0.0039572 | 0.0017948 | 0.00073522 | 2.1624e-05 | 0 | 0 | 0
IL Fac. Spec. - NOX Rate Summer v3.1, Unit 323 and retrofits | 600 | 7305 | Rate Constraint in lbs/MMBtu | FALSE | L | Annual | Allowances Purchased NOX | Thousand Tons | 0 | 0 | 0 | 0 | 0 | 0 | 0
IL Fac. Spec. - NOX Rate Summer v3.1, Unit 323 and retrofits | 600 | 7305 | Rate Constraint in lbs/MMBtu | FALSE | L | Annual | Allowances Sold NOX | Thousand Tons | 0 | 0 | 0 | 0 | 0 | 0 | 0
IL Fac. Spec. - NOX Rate Summer v3.1, Unit 323 and retrofits | 600 | 7305 | Rate Constraint in lbs/MMBtu | FALSE | L | Annual | Allowances Banked | Thousand Tons | 0 | 0 | 0 | 0 | 0 | 0 | 0
IL Fac. Spec. - NOX Rate Summer v3.1, Unit 323 and retrofits | 600 | 7305 | Rate Constraint in lbs/MMBtu | FALSE | L | Annual | Allowances Withdrawn (1:1) | Thousand Tons | 0 | 0 | 0 | 0 | 0 | 0 | 0
IL Fac. Spec. - NOX Rate Summer v3.1, Unit 323 and retrofits | 600 | 7305 | Rate Constraint in lbs/MMBtu | FALSE | L | Annual | Allowances Withdrawn (n:1) | Thousand Tons | 0 | 0 | 0 | 0 | 0 | 0 | 0
IL Fac. Spec. - NOX Rate Summer v3.1, Unit 323 and retrofits | 600 | 7305 | Rate Constraint in lbs/MMBtu | FALSE | L | Annual | Net Emissions Allowance Position | Thousand Tons | 0.0039572 | 0.0017948 | 0.00073522 | 2.1624e-05 | 0 | 0 | 0
IL Fac. Spec. - NOX Rate Summer v3.1, Unit 323 and retrofits | 600 | 7305 | Rate Constraint in lbs/MMBtu | FALSE | L | Annual | Fuel Consumed | TBtu | 0.087791 | 0.039818 | 0.016311 | 0.00047973 | 0 | 0 | 0
IL Fac. Spec. - NOX Rate Summer v3.1, Unit 323 and retrofits | 600 | 7305 | Rate Constraint in lbs/MMBtu | FALSE | L | Annual | Rate | lb/MMBtu | 0.09015 | 0.09015 | 0.09015 | 0.09015 | 0 | 0 | 0
IL Fac. Spec. - NOX Rate Summer v3.1, Unit 323 and retrofits | 600 | 7305 | Rate Constraint in lbs/MMBtu | FALSE | L | Annual | Generation | TWh | 0.0081311 | 0.0036879 | 0.0015107 | 4.4432e-05 | 0 | 0 | 0
IL Fac. Spec. - NOX Rate Summer v3.1, Unit 323 and retrofits | 600 | 7305 | Rate Constraint in lbs/MMBtu | FALSE | L | Annual | Qualifying Generation | TWh | 0.0081311 | 0.0036879 | 0.0015107 | 4.4432e-05 | 0 | 0 | 0
IL Fac. Spec. - NOX Rate Summer v3.1, Unit 323 and retrofits | 600 | 7305 | Rate Constraint in lbs/MMBtu | FALSE | L | Annual | Rate | lb/MWh | 0.97335 | 0.97335 | 0.97335 | 0.97335 | 0 | 0 | 0
IL Fac. Spec. - NOX Rate Summer v3.1, Unit 323 and retrofits | 600 | 7305 | Rate Constraint in lbs/MMBtu | FALSE | L | Annual | Constraint Shadow Price | US2022$/Ton | 0 | 0 | 0 | 0 | 0 | 0 | 0
IL Fac. Spec. - NOX Rate Summer v3.1, Unit 324 and retrofits | 601 | 7305 | Rate Constraint in lbs/MMBtu | FALSE | L | Annual | Seasons Included | Seasons | Summer | Summer | Summer | Summer | Summer | Summer | Summer
IL Fac. Spec. - NOX Rate Summer v3.1, Unit 324 and retrofits | 601 | 7305 | Rate Constraint in lbs/MMBtu | FALSE | L | Annual | Standard NOX | lb/MMBtu | 0.25 | 0.25 | 0.25 | 0.25 | 0.25 | 0.25 | 0.25
IL Fac. Spec. - NOX Rate Summer v3.1, Unit 324 and retrofits | 601 | 7305 | Rate Constraint in lbs/MMBtu | FALSE | L | Annual | Emissions at Affected Plants NOX | Thousand Tons | 0.0018529 | 0.0017883 | 0.00036627 | 2.1546e-05 | 0 | 0 | 0
IL Fac. Spec. - NOX Rate Summer v3.1, Unit 324 and retrofits | 601 | 7305 | Rate Constraint in lbs/MMBtu | FALSE | L | Annual | Allowances Purchased NOX | Thousand Tons | 0 | 0 | 0 | 0 | 0 | 0 | 0
IL Fac. Spec. - NOX Rate Summer v3.1, Unit 324 and retrofits | 601 | 7305 | Rate Constraint in lbs/MMBtu | FALSE | L | Annual | Allowances Sold NOX | Thousand Tons | 0 | 0 | 0 | 0 | 0 | 0 | 0
IL Fac. Spec. - NOX Rate Summer v3.1, Unit 324 and retrofits | 601 | 7305 | Rate Constraint in lbs/MMBtu | FALSE | L | Annual | Allowances Banked | Thousand Tons | 0 | 0 | 0 | 0 | 0 | 0 | 0
IL Fac. Spec. - NOX Rate Summer v3.1, Unit 324 and retrofits | 601 | 7305 | Rate Constraint in lbs/MMBtu | FALSE | L | Annual | Allowances Withdrawn (1:1) | Thousand Tons | 0 | 0 | 0 | 0 | 0 | 0 | 0
IL Fac. Spec. - NOX Rate Summer v3.1, Unit 324 and retrofits | 601 | 7305 | Rate Constraint in lbs/MMBtu | FALSE | L | Annual | Allowances Withdrawn (n:1) | Thousand Tons | 0 | 0 | 0 | 0 | 0 | 0 | 0
IL Fac. Spec. - NOX Rate Summer v3.1, Unit 324 and retrofits | 601 | 7305 | Rate Constraint in lbs/MMBtu | FALSE | L | Annual | Net Emissions Allowance Position | Thousand Tons | 0.0018529 | 0.0017883 | 0.00036627 | 2.1546e-05 | 0 | 0 | 0
IL Fac. Spec. - NOX Rate Summer v3.1, Unit 324 and retrofits | 601 | 7305 | Rate Constraint in lbs/MMBtu | FALSE | L | Annual | Fuel Consumed | TBtu | 0.041681 | 0.040227 | 0.0082392 | 0.00048466 | 0 | 0 | 0
IL Fac. Spec. - NOX Rate Summer v3.1, Unit 324 and retrofits | 601 | 7305 | Rate Constraint in lbs/MMBtu | FALSE | L | Annual | Rate | lb/MMBtu | 0.08891 | 0.08891 | 0.08891 | 0.08891 | 0 | 0 | 0
IL Fac. Spec. - NOX Rate Summer v3.1, Unit 324 and retrofits | 601 | 7305 | Rate Constraint in lbs/MMBtu | FALSE | L | Annual | Generation | TWh | 0.0038597 | 0.003725 | 0.00076296 | 4.488e-05 | 0 | 0 | 0
IL Fac. Spec. - NOX Rate Summer v3.1, Unit 324 and retrofits | 601 | 7305 | Rate Constraint in lbs/MMBtu | FALSE | L | Annual | Qualifying Generation | TWh | 0.0038597 | 0.003725 | 0.00076296 | 4.488e-05 | 0 | 0 | 0
IL Fac. Spec. - NOX Rate Summer v3.1, Unit 324 and retrofits | 601 | 7305 | Rate Constraint in lbs/MMBtu | FALSE | L | Annual | Rate | lb/MWh | 0.96014 | 0.96014 | 0.96014 | 0.96014 | 0 | 0 | 0
IL Fac. Spec. - NOX Rate Summer v3.1, Unit 324 and retrofits | 601 | 7305 | Rate Constraint in lbs/MMBtu | FALSE | L | Annual | Constraint Shadow Price | US2022$/Ton | 0 | 0 | 0 | 0 | 0 | 0 | 0
IL Fac. Spec. - NOX Rate Summer v3.1, Unit 325 and retrofits | 602 | 7305 | Rate Constraint in lbs/MMBtu | FALSE | L | Annual | Seasons Included | Seasons | Summer | Summer | Summer | Summer | Summer | Summer | Summer
IL Fac. Spec. - NOX Rate Summer v3.1, Unit 325 and retrofits | 602 | 7305 | Rate Constraint in lbs/MMBtu | FALSE | L | Annual | Standard NOX | lb/MMBtu | 0.25 | 0.25 | 0.25 | 0.25 | 0.25 | 0.25 | 0.25
IL Fac. Spec. - NOX Rate Summer v3.1, Unit 325 and retrofits | 602 | 7305 | Rate Constraint in lbs/MMBtu | FALSE | L | Annual | Emissions at Affected Plants NOX | Thousand Tons | 0.0019156 | 0.0018488 | 0.00037867 | 2.2275e-05 | 0 | 0 | 0
IL Fac. Spec. - NOX Rate Summer v3.1, Unit 325 and retrofits | 602 | 7305 | Rate Constraint in lbs/MMBtu | FALSE | L | Annual | Allowances Purchased NOX | Thousand Tons | 0 | 0 | 0 | 0 | 0 | 0 | 0
IL Fac. Spec. - NOX Rate Summer v3.1, Unit 325 and retrofits | 602 | 7305 | Rate Constraint in lbs/MMBtu | FALSE | L | Annual | Allowances Sold NOX | Thousand Tons | 0 | 0 | 0 | 0 | 0 | 0 | 0
IL Fac. Spec. - NOX Rate Summer v3.1, Unit 325 and retrofits | 602 | 7305 | Rate Constraint in lbs/MMBtu | FALSE | L | Annual | Allowances Banked | Thousand Tons | 0 | 0 | 0 | 0 | 0 | 0 | 0
IL Fac. Spec. - NOX Rate Summer v3.1, Unit 325 and retrofits | 602 | 7305 | Rate Constraint in lbs/MMBtu | FALSE | L | Annual | Allowances Withdrawn (1:1) | Thousand Tons | 0 | 0 | 0 | 0 | 0 | 0 | 0
IL Fac. Spec. - NOX Rate Summer v3.1, Unit 325 and retrofits | 602 | 7305 | Rate Constraint in lbs/MMBtu | FALSE | L | Annual | Allowances Withdrawn (n:1) | Thousand Tons | 0 | 0 | 0 | 0 | 0 | 0 | 0
IL Fac. Spec. - NOX Rate Summer v3.1, Unit 325 and retrofits | 602 | 7305 | Rate Constraint in lbs/MMBtu | FALSE | L | Annual | Net Emissions Allowance Position | Thousand Tons | 0.0019156 | 0.0018488 | 0.00037867 | 2.2275e-05 | 0 | 0 | 0
IL Fac. Spec. - NOX Rate Summer v3.1, Unit 325 and retrofits | 602 | 7305 | Rate Constraint in lbs/MMBtu | FALSE | L | Annual | Fuel Consumed | TBtu | 0.041772 | 0.040314 | 0.0082572 | 0.00048572 | 0 | 0 | 0
IL Fac. Spec. - NOX Rate Summer v3.1, Unit 325 and retrofits | 602 | 7305 | Rate Constraint in lbs/MMBtu | FALSE | L | Annual | Rate | lb/MMBtu | 0.09172 | 0.09172 | 0.09172 | 0.09172 | 0 | 0 | 0
IL Fac. Spec. - NOX Rate Summer v3.1, Unit 325 and retrofits | 602 | 7305 | Rate Constraint in lbs/MMBtu | FALSE | L | Annual | Generation | TWh | 0.0038674 | 0.0037325 | 0.00076448 | 4.497e-05 | 0 | 0 | 0
IL Fac. Spec. - NOX Rate Summer v3.1, Unit 325 and retrofits | 602 | 7305 | Rate Constraint in lbs/MMBtu | FALSE | L | Annual | Qualifying Generation | TWh | 0.0038674 | 0.0037325 | 0.00076448 | 4.497e-05 | 0 | 0 | 0
IL Fac. Spec. - NOX Rate Summer v3.1, Unit 325 and retrofits | 602 | 7305 | Rate Constraint in lbs/MMBtu | FALSE | L | Annual | Rate | lb/MWh | 0.99067 | 0.99067 | 0.99067 | 0.99067 | 0 | 0 | 0
IL Fac. Spec. - NOX Rate Summer v3.1, Unit 325 and retrofits | 602 | 7305 | Rate Constraint in lbs/MMBtu | FALSE | L | Annual | Constraint Shadow Price | US2022$/Ton | 0 | 0 | 0 | 0 | 0 | 0 | 0
IL Fac. Spec. - NOX Rate Summer v3.1, Unit 326 and retrofits | 603 | 7305 | Rate Constraint in lbs/MMBtu | FALSE | L | Annual | Seasons Included | Seasons | Summer | Summer | Summer | Summer | Summer | Summer | Summer
IL Fac. Spec. - NOX Rate Summer v3.1, Unit 326 and retrofits | 603 | 7305 | Rate Constraint in lbs/MMBtu | FALSE | L | Annual | Standard NOX | lb/MMBtu | 0.25 | 0.25 | 0.25 | 0.25 | 0.25 | 0.25 | 0.25
IL Fac. Spec. - NOX Rate Summer v3.1, Unit 326 and retrofits | 603 | 7305 | Rate Constraint in lbs/MMBtu | FALSE | L | Annual | Emissions at Affected Plants NOX | Thousand Tons | 0.0038363 | 0.0039411 | 0.00071276 | 2.0963e-05 | 0 | 0 | 0
IL Fac. Spec. - NOX Rate Summer v3.1, Unit 326 and retrofits | 603 | 7305 | Rate Constraint in lbs/MMBtu | FALSE | L | Annual | Allowances Purchased NOX | Thousand Tons | 0 | 0 | 0 | 0 | 0 | 0 | 0
IL Fac. Spec. - NOX Rate Summer v3.1, Unit 326 and retrofits | 603 | 7305 | Rate Constraint in lbs/MMBtu | FALSE | L | Annual | Allowances Sold NOX | Thousand Tons | 0 | 0 | 0 | 0 | 0 | 0 | 0
IL Fac. Spec. - NOX Rate Summer v3.1, Unit 326 and retrofits | 603 | 7305 | Rate Constraint in lbs/MMBtu | FALSE | L | Annual | Allowances Banked | Thousand Tons | 0 | 0 | 0 | 0 | 0 | 0 | 0
IL Fac. Spec. - NOX Rate Summer v3.1, Unit 326 and retrofits | 603 | 7305 | Rate Constraint in lbs/MMBtu | FALSE | L | Annual | Allowances Withdrawn (1:1) | Thousand Tons | 0 | 0 | 0 | 0 | 0 | 0 | 0
IL Fac. Spec. - NOX Rate Summer v3.1, Unit 326 and retrofits | 603 | 7305 | Rate Constraint in lbs/MMBtu | FALSE | L | Annual | Allowances Withdrawn (n:1) | Thousand Tons | 0 | 0 | 0 | 0 | 0 | 0 | 0
IL Fac. Spec. - NOX Rate Summer v3.1, Unit 326 and retrofits | 603 | 7305 | Rate Constraint in lbs/MMBtu | FALSE | L | Annual | Net Emissions Allowance Position | Thousand Tons | 0.0038363 | 0.0039411 | 0.00071276 | 2.0963e-05 | 0 | 0 | 0
IL Fac. Spec. - NOX Rate Summer v3.1, Unit 326 and retrofits | 603 | 7305 | Rate Constraint in lbs/MMBtu | FALSE | L | Annual | Fuel Consumed | TBtu | 0.089456 | 0.0919 | 0.01662 | 0.00048883 | 0 | 0 | 0
IL Fac. Spec. - NOX Rate Summer v3.1, Unit 326 and retrofits | 603 | 7305 | Rate Constraint in lbs/MMBtu | FALSE | L | Annual | Rate | lb/MMBtu | 0.08577 | 0.08577 | 0.08577 | 0.08577 | 0 | 0 | 0
IL Fac. Spec. - NOX Rate Summer v3.1, Unit 326 and retrofits | 603 | 7305 | Rate Constraint in lbs/MMBtu | FALSE | L | Annual | Generation | TWh | 0.0083114 | 0.0085385 | 0.0015442 | 4.5417e-05 | 0 | 0 | 0
IL Fac. Spec. - NOX Rate Summer v3.1, Unit 326 and retrofits | 603 | 7305 | Rate Constraint in lbs/MMBtu | FALSE | L | Annual | Qualifying Generation | TWh | 0.0083114 | 0.0085385 | 0.0015442 | 4.5417e-05 | 0 | 0 | 0
IL Fac. Spec. - NOX Rate Summer v3.1, Unit 326 and retrofits | 603 | 7305 | Rate Constraint in lbs/MMBtu | FALSE | L | Annual | Rate | lb/MWh | 0.92314 | 0.92314 | 0.92314 | 0.92314 | 0 | 0 | 0
IL Fac. Spec. - NOX Rate Summer v3.1, Unit 326 and retrofits | 603 | 7305 | Rate Constraint in lbs/MMBtu | FALSE | L | Annual | Constraint Shadow Price | US2022$/Ton | 0 | 0 | 0 | 0 | 0 | 0 | 0
IL Fac. Spec. - NOX Rate Summer v3.1, Unit 327 and retrofits | 604 | 7305 | Rate Constraint in lbs/MMBtu | FALSE | L | Annual | Seasons Included | Seasons | Summer | Summer | Summer | Summer | Summer | Summer | Summer
IL Fac. Spec. - NOX Rate Summer v3.1, Unit 327 and retrofits | 604 | 7305 | Rate Constraint in lbs/MMBtu | FALSE | L | Annual | Standard NOX | lb/MMBtu | 0.25 | 0.25 | 0.25 | 0.25 | 0.25 | 0.25 | 0.25
IL Fac. Spec. - NOX Rate Summer v3.1, Unit 327 and retrofits | 604 | 7305 | Rate Constraint in lbs/MMBtu | FALSE | L | Annual | Emissions at Affected Plants NOX | Thousand Tons | 0.00213 | 0.0021376 | 0.0028808 | 7.6618e-06 | 0.0007432 | 0.00213 | 0.00213
IL Fac. Spec. - NOX Rate Summer v3.1, Unit 327 and retrofits | 604 | 7305 | Rate Constraint in lbs/MMBtu | FALSE | L | Annual | Allowances Purchased NOX | Thousand Tons | 0 | 0 | 0 | 0 | 0 | 0 | 0
IL Fac. Spec. - NOX Rate Summer v3.1, Unit 327 and retrofits | 604 | 7305 | Rate Constraint in lbs/MMBtu | FALSE | L | Annual | Allowances Sold NOX | Thousand Tons | 0 | 0 | 0 | 0 | 0 | 0 | 0
IL Fac. Spec. - NOX Rate Summer v3.1, Unit 327 and retrofits | 604 | 7305 | Rate Constraint in lbs/MMBtu | FALSE | L | Annual | Allowances Banked | Thousand Tons | 0 | 0 | 0 | 0 | 0 | 0 | 0
IL Fac. Spec. - NOX Rate Summer v3.1, Unit 327 and retrofits | 604 | 7305 | Rate Constraint in lbs/MMBtu | FALSE | L | Annual | Allowances Withdrawn (1:1) | Thousand Tons | 0 | 0 | 0 | 0 | 0 | 0 | 0
IL Fac. Spec. - NOX Rate Summer v3.1, Unit 327 and retrofits | 604 | 7305 | Rate Constraint in lbs/MMBtu | FALSE | L | Annual | Allowances Withdrawn (n:1) | Thousand Tons | 0 | 0 | 0 | 0 | 0 | 0 | 0
IL Fac. Spec. - NOX Rate Summer v3.1, Unit 327 and retrofits | 604 | 7305 | Rate Constraint in lbs/MMBtu | FALSE | L | Annual | Net Emissions Allowance Position | Thousand Tons | 0.00213 | 0.0021376 | 0.0028808 | 7.6618e-06 | 0.0007432 | 0.00213 | 0.00213
IL Fac. Spec. - NOX Rate Summer v3.1, Unit 327 and retrofits | 604 | 7305 | Rate Constraint in lbs/MMBtu | FALSE | L | Annual | Fuel Consumed | TBtu | 0.38727 | 0.38866 | 0.52379 | 0.0013931 | 0.13513 | 0.38727 | 0.38727
IL Fac. Spec. - NOX Rate Summer v3.1, Unit 327 and retrofits | 604 | 7305 | Rate Constraint in lbs/MMBtu | FALSE | L | Annual | Rate | lb/MMBtu | 0.011 | 0.011 | 0.011 | 0.011 | 0.011 | 0.011 | 0.011
IL Fac. Spec. - NOX Rate Summer v3.1, Unit 327 and retrofits | 604 | 7305 | Rate Constraint in lbs/MMBtu | FALSE | L | Annual | Generation | TWh | 0.039098 | 0.039239 | 0.052881 | 0.00014064 | 0.013642 | 0.039098 | 0.039098
IL Fac. Spec. - NOX Rate Summer v3.1, Unit 327 and retrofits | 604 | 7305 | Rate Constraint in lbs/MMBtu | FALSE | L | Annual | Qualifying Generation | TWh | 0.039098 | 0.039239 | 0.052881 | 0.00014064 | 0.013642 | 0.039098 | 0.039098
IL Fac. Spec. - NOX Rate Summer v3.1, Unit 327 and retrofits | 604 | 7305 | Rate Constraint in lbs/MMBtu | FALSE | L | Annual | Rate | lb/MWh | 0.10895 | 0.10895 | 0.10895 | 0.10895 | 0.10895 | 0.10895 | 0.10895
IL Fac. Spec. - NOX Rate Summer v3.1, Unit 327 and retrofits | 604 | 7305 | Rate Constraint in lbs/MMBtu | FALSE | L | Annual | Constraint Shadow Price | US2022$/Ton | 0 | 0 | 0 | 0 | 0 | 0 | 0
IL Fac. Spec. - NOX Rate Summer v3.1, Unit 328 and retrofits | 605 | 7305 | Rate Constraint in lbs/MMBtu | FALSE | L | Annual | Seasons Included | Seasons | Summer | Summer | Summer | Summer | Summer | Summer | Summer
IL Fac. Spec. - NOX Rate Summer v3.1, Unit 328 and retrofits | 605 | 7305 | Rate Constraint in lbs/MMBtu | FALSE | L | Annual | Standard NOX | lb/MMBtu | 0.25 | 0.25 | 0.25 | 0.25 | 0.25 | 0.25 | 0.25
IL Fac. Spec. - NOX Rate Summer v3.1, Unit 328 and retrofits | 605 | 7305 | Rate Constraint in lbs/MMBtu | FALSE | L | Annual | Emissions at Affected Plants NOX | Thousand Tons | 0.00213 | 0.0021376 | 0.0025668 | 7.6618e-06 | 0.0007432 | 0.00213 | 0.00213
IL Fac. Spec. - NOX Rate Summer v3.1, Unit 328 and retrofits | 605 | 7305 | Rate Constraint in lbs/MMBtu | FALSE | L | Annual | Allowances Purchased NOX | Thousand Tons | 0 | 0 | 0 | 0 | 0 | 0 | 0
IL Fac. Spec. - NOX Rate Summer v3.1, Unit 328 and retrofits | 605 | 7305 | Rate Constraint in lbs/MMBtu | FALSE | L | Annual | Allowances Sold NOX | Thousand Tons | 0 | 0 | 0 | 0 | 0 | 0 | 0
IL Fac. Spec. - NOX Rate Summer v3.1, Unit 328 and retrofits | 605 | 7305 | Rate Constraint in lbs/MMBtu | FALSE | L | Annual | Allowances Banked | Thousand Tons | 0 | 0 | 0 | 0 | 0 | 0 | 0
IL Fac. Spec. - NOX Rate Summer v3.1, Unit 328 and retrofits | 605 | 7305 | Rate Constraint in lbs/MMBtu | FALSE | L | Annual | Allowances Withdrawn (1:1) | Thousand Tons | 0 | 0 | 0 | 0 | 0 | 0 | 0
IL Fac. Spec. - NOX Rate Summer v3.1, Unit 328 and retrofits | 605 | 7305 | Rate Constraint in lbs/MMBtu | FALSE | L | Annual | Allowances Withdrawn (n:1) | Thousand Tons | 0 | 0 | 0 | 0 | 0 | 0 | 0
IL Fac. Spec. - NOX Rate Summer v3.1, Unit 328 and retrofits | 605 | 7305 | Rate Constraint in lbs/MMBtu | FALSE | L | Annual | Net Emissions Allowance Position | Thousand Tons | 0.00213 | 0.0021376 | 0.0025668 | 7.6618e-06 | 0.0007432 | 0.00213 | 0.00213
IL Fac. Spec. - NOX Rate Summer v3.1, Unit 328 and retrofits | 605 | 7305 | Rate Constraint in lbs/MMBtu | FALSE | L | Annual | Fuel Consumed | TBtu | 0.38727 | 0.38866 | 0.4667 | 0.0013931 | 0.13513 | 0.38727 | 0.38727
IL Fac. Spec. - NOX Rate Summer v3.1, Unit 328 and retrofits | 605 | 7305 | Rate Constraint in lbs/MMBtu | FALSE | L | Annual | Rate | lb/MMBtu | 0.011 | 0.011 | 0.011 | 0.011 | 0.011 | 0.011 | 0.011
IL Fac. Spec. - NOX Rate Summer v3.1, Unit 328 and retrofits | 605 | 7305 | Rate Constraint in lbs/MMBtu | FALSE | L | Annual | Generation | TWh | 0.039098 | 0.039239 | 0.047117 | 0.00014064 | 0.013642 | 0.039098 | 0.039098
IL Fac. Spec. - NOX Rate Summer v3.1, Unit 328 and retrofits | 605 | 7305 | Rate Constraint in lbs/MMBtu | FALSE | L | Annual | Qualifying Generation | TWh | 0.039098 | 0.039239 | 0.047117 | 0.00014064 | 0.013642 | 0.039098 | 0.039098
IL Fac. Spec. - NOX Rate Summer v3.1, Unit 328 and retrofits | 605 | 7305 | Rate Constraint in lbs/MMBtu | FALSE | L | Annual | Rate | lb/MWh | 0.10895 | 0.10895 | 0.10895 | 0.10895 | 0.10895 | 0.10895 | 0.10895
IL Fac. Spec. - NOX Rate Summer v3.1, Unit 328 and retrofits | 605 | 7305 | Rate Constraint in lbs/MMBtu | FALSE | L | Annual | Constraint Shadow Price | US2022$/Ton | 0 | 0 | 0 | 0 | 0 | 0 | 0
IL Fac. Spec. - NOX Rate Summer v3.1, Unit 438 and retrofits | 606 | 7305 | Rate Constraint in lbs/MMBtu | FALSE | L | Annual | Seasons Included | Seasons | Summer | Summer | Summer | Summer | Summer | Summer | Summer
IL Fac. Spec. - NOX Rate Summer v3.1, Unit 438 and retrofits | 606 | 7305 | Rate Constraint in lbs/MMBtu | FALSE | L | Annual | Standard NOX | lb/MMBtu | 0.25 | 0.25 | 0.25 | 0.25 | 0.25 | 0.25 | 0.25
IL Fac. Spec. - NOX Rate Summer v3.1, Unit 438 and retrofits | 606 | 7305 | Rate Constraint in lbs/MMBtu | FALSE | L | Annual | Emissions at Affected Plants NOX | Thousand Tons | 0.012998 | 0.0080117 | 0.00037813 | 0 | 0 | 0 | 0
IL Fac. Spec. - NOX Rate Summer v3.1, Unit 438 and retrofits | 606 | 7305 | Rate Constraint in lbs/MMBtu | FALSE | L | Annual | Allowances Purchased NOX | Thousand Tons | 0 | 0 | 0 | 0 | 0 | 0 | 0
IL Fac. Spec. - NOX Rate Summer v3.1, Unit 438 and retrofits | 606 | 7305 | Rate Constraint in lbs/MMBtu | FALSE | L | Annual | Allowances Sold NOX | Thousand Tons | 0 | 0 | 0 | 0 | 0 | 0 | 0
IL Fac. Spec. - NOX Rate Summer v3.1, Unit 438 and retrofits | 606 | 7305 | Rate Constraint in lbs/MMBtu | FALSE | L | Annual | Allowances Banked | Thousand Tons | 0 | 0 | 0 | 0 | 0 | 0 | 0
IL Fac. Spec. - NOX Rate Summer v3.1, Unit 438 and retrofits | 606 | 7305 | Rate Constraint in lbs/MMBtu | FALSE | L | Annual | Allowances Withdrawn (1:1) | Thousand Tons | 0 | 0 | 0 | 0 | 0 | 0 | 0
IL Fac. Spec. - NOX Rate Summer v3.1, Unit 438 and retrofits | 606 | 7305 | Rate Constraint in lbs/MMBtu | FALSE | L | Annual | Allowances Withdrawn (n:1) | Thousand Tons | 0 | 0 | 0 | 0 | 0 | 0 | 0
IL Fac. Spec. - NOX Rate Summer v3.1, Unit 438 and retrofits | 606 | 7305 | Rate Constraint in lbs/MMBtu | FALSE | L | Annual | Net Emissions Allowance Position | Thousand Tons | 0.012998 | 0.0080117 | 0.00037813 | 0 | 0 | 0 | 0
IL Fac. Spec. - NOX Rate Summer v3.1, Unit 438 and retrofits | 606 | 7305 | Rate Constraint in lbs/MMBtu | FALSE | L | Annual | Fuel Consumed | TBtu | 0.24 | 0.14793 | 0.0069817 | 0 | 0 | 0 | 0
IL Fac. Spec. - NOX Rate Summer v3.1, Unit 438 and retrofits | 606 | 7305 | Rate Constraint in lbs/MMBtu | FALSE | L | Annual | Rate | lb/MMBtu | 0.10832 | 0.10832 | 0.10832 | 0 | 0 | 0 | 0
IL Fac. Spec. - NOX Rate Summer v3.1, Unit 438 and retrofits | 606 | 7305 | Rate Constraint in lbs/MMBtu | FALSE | L | Annual | Generation | TWh | 0.022158 | 0.013658 | 0.00064461 | 0 | 0 | 0 | 0
IL Fac. Spec. - NOX Rate Summer v3.1, Unit 438 and retrofits | 606 | 7305 | Rate Constraint in lbs/MMBtu | FALSE | L | Annual | Qualifying Generation | TWh | 0.022158 | 0.013658 | 0.00064461 | 0 | 0 | 0 | 0
IL Fac. Spec. - NOX Rate Summer v3.1, Unit 438 and retrofits | 606 | 7305 | Rate Constraint in lbs/MMBtu | FALSE | L | Annual | Rate | lb/MWh | 1.1732 | 1.1732 | 1.1732 | 0 | 0 | 0 | 0
IL Fac. Spec. - NOX Rate Summer v3.1, Unit 438 and retrofits | 606 | 7305 | Rate Constraint in lbs/MMBtu | FALSE | L | Annual | Constraint Shadow Price | US2022$/Ton | 0 | 0 | 0 | 0 | 0 | 0 | 0
IL Fac. Spec. - NOX Rate Summer v3.1, Unit 439 and retrofits | 607 | 7305 | Rate Constraint in lbs/MMBtu | FALSE | L | Annual | Seasons Included | Seasons | Summer | Summer | Summer | Summer | Summer | Summer | Summer
IL Fac. Spec. - NOX Rate Summer v3.1, Unit 439 and retrofits | 607 | 7305 | Rate Constraint in lbs/MMBtu | FALSE | L | Annual | Standard NOX | lb/MMBtu | 0.25 | 0.25 | 0.25 | 0.25 | 0.25 | 0.25 | 0.25
IL Fac. Spec. - NOX Rate Summer v3.1, Unit 439 and retrofits | 607 | 7305 | Rate Constraint in lbs/MMBtu | FALSE | L | Annual | Emissions at Affected Plants NOX | Thousand Tons | 0.013608 | 0.0083874 | 0.00039587 | 0 | 0 | 0 | 0
IL Fac. Spec. - NOX Rate Summer v3.1, Unit 439 and retrofits | 607 | 7305 | Rate Constraint in lbs/MMBtu | FALSE | L | Annual | Allowances Purchased NOX | Thousand Tons | 0 | 0 | 0 | 0 | 0 | 0 | 0
IL Fac. Spec. - NOX Rate Summer v3.1, Unit 439 and retrofits | 607 | 7305 | Rate Constraint in lbs/MMBtu | FALSE | L | Annual | Allowances Sold NOX | Thousand Tons | 0 | 0 | 0 | 0 | 0 | 0 | 0
IL Fac. Spec. - NOX Rate Summer v3.1, Unit 439 and retrofits | 607 | 7305 | Rate Constraint in lbs/MMBtu | FALSE | L | Annual | Allowances Banked | Thousand Tons | 0 | 0 | 0 | 0 | 0 | 0 | 0
IL Fac. Spec. - NOX Rate Summer v3.1, Unit 439 and retrofits | 607 | 7305 | Rate Constraint in lbs/MMBtu | FALSE | L | Annual | Allowances Withdrawn (1:1) | Thousand Tons | 0 | 0 | 0 | 0 | 0 | 0 | 0
IL Fac. Spec. - NOX Rate Summer v3.1, Unit 439 and retrofits | 607 | 7305 | Rate Constraint in lbs/MMBtu | FALSE | L | Annual | Allowances Withdrawn (n:1) | Thousand Tons | 0 | 0 | 0 | 0 | 0 | 0 | 0
IL Fac. Spec. - NOX Rate Summer v3.1, Unit 439 and retrofits | 607 | 7305 | Rate Constraint in lbs/MMBtu | FALSE | L | Annual | Net Emissions Allowance Position | Thousand Tons | 0.013608 | 0.0083874 | 0.00039587 | 0 | 0 | 0 | 0
IL Fac. Spec. - NOX Rate Summer v3.1, Unit 439 and retrofits | 607 | 7305 | Rate Constraint in lbs/MMBtu | FALSE | L | Annual | Fuel Consumed | TBtu | 0.24 | 0.14793 | 0.0069817 | 0 | 0 | 0 | 0
IL Fac. Spec. - NOX Rate Summer v3.1, Unit 439 and retrofits | 607 | 7305 | Rate Constraint in lbs/MMBtu | FALSE | L | Annual | Rate | lb/MMBtu | 0.1134 | 0.1134 | 0.1134 | 0 | 0 | 0 | 0
IL Fac. Spec. - NOX Rate Summer v3.1, Unit 439 and retrofits | 607 | 7305 | Rate Constraint in lbs/MMBtu | FALSE | L | Annual | Generation | TWh | 0.022158 | 0.013658 | 0.00064461 | 0 | 0 | 0 | 0
IL Fac. Spec. - NOX Rate Summer v3.1, Unit 439 and retrofits | 607 | 7305 | Rate Constraint in lbs/MMBtu | FALSE | L | Annual | Qualifying Generation | TWh | 0.022158 | 0.013658 | 0.00064461 | 0 | 0 | 0 | 0
IL Fac. Spec. - NOX Rate Summer v3.1, Unit 439 and retrofits | 607 | 7305 | Rate Constraint in lbs/MMBtu | FALSE | L | Annual | Rate | lb/MWh | 1.2282 | 1.2282 | 1.2282 | 0 | 0 | 0 | 0
IL Fac. Spec. - NOX Rate Summer v3.1, Unit 439 and retrofits | 607 | 7305 | Rate Constraint in lbs/MMBtu | FALSE | L | Annual | Constraint Shadow Price | US2022$/Ton | 0 | 0 | 0 | 0 | 0 | 0 | 0
IL Fac. Spec. - NOX Rate Summer v3.1, Unit 440 and retrofits | 608 | 7305 | Rate Constraint in lbs/MMBtu | FALSE | L | Annual | Seasons Included | Seasons | Summer | Summer | Summer | Summer | Summer | Summer | Summer
IL Fac. Spec. - NOX Rate Summer v3.1, Unit 440 and retrofits | 608 | 7305 | Rate Constraint in lbs/MMBtu | FALSE | L | Annual | Standard NOX | lb/MMBtu | 0.25 | 0.25 | 0.25 | 0.25 | 0.25 | 0.25 | 0.25
IL Fac. Spec. - NOX Rate Summer v3.1, Unit 440 and retrofits | 608 | 7305 | Rate Constraint in lbs/MMBtu | FALSE | L | Annual | Emissions at Affected Plants NOX | Thousand Tons | 0.014517 | 0.0078656 | 0.00042231 | 0 | 0 | 0 | 0
IL Fac. Spec. - NOX Rate Summer v3.1, Unit 440 and retrofits | 608 | 7305 | Rate Constraint in lbs/MMBtu | FALSE | L | Annual | Allowances Purchased NOX | Thousand Tons | 0 | 0 | 0 | 0 | 0 | 0 | 0
IL Fac. Spec. - NOX Rate Summer v3.1, Unit 440 and retrofits | 608 | 7305 | Rate Constraint in lbs/MMBtu | FALSE | L | Annual | Allowances Sold NOX | Thousand Tons | 0 | 0 | 0 | 0 | 0 | 0 | 0
IL Fac. Spec. - NOX Rate Summer v3.1, Unit 440 and retrofits | 608 | 7305 | Rate Constraint in lbs/MMBtu | FALSE | L | Annual | Allowances Banked | Thousand Tons | 0 | 0 | 0 | 0 | 0 | 0 | 0
IL Fac. Spec. - NOX Rate Summer v3.1, Unit 440 and retrofits | 608 | 7305 | Rate Constraint in lbs/MMBtu | FALSE | L | Annual | Allowances Withdrawn (1:1) | Thousand Tons | 0 | 0 | 0 | 0 | 0 | 0 | 0
IL Fac. Spec. - NOX Rate Summer v3.1, Unit 440 and retrofits | 608 | 7305 | Rate Constraint in lbs/MMBtu | FALSE | L | Annual | Allowances Withdrawn (n:1) | Thousand Tons | 0 | 0 | 0 | 0 | 0 | 0 | 0
IL Fac. Spec. - NOX Rate Summer v3.1, Unit 440 and retrofits | 608 | 7305 | Rate Constraint in lbs/MMBtu | FALSE | L | Annual | Net Emissions Allowance Position | Thousand Tons | 0.014517 | 0.0078656 | 0.00042231 | 0 | 0 | 0 | 0
IL Fac. Spec. - NOX Rate Summer v3.1, Unit 440 and retrofits | 608 | 7305 | Rate Constraint in lbs/MMBtu | FALSE | L | Annual | Fuel Consumed | TBtu | 0.24266 | 0.13148 | 0.0070591 | 0 | 0 | 0 | 0
IL Fac. Spec. - NOX Rate Summer v3.1, Unit 440 and retrofits | 608 | 7305 | Rate Constraint in lbs/MMBtu | FALSE | L | Annual | Rate | lb/MMBtu | 0.11965 | 0.11965 | 0.11965 | 0 | 0 | 0 | 0
IL Fac. Spec. - NOX Rate Summer v3.1, Unit 440 and retrofits | 608 | 7305 | Rate Constraint in lbs/MMBtu | FALSE | L | Annual | Generation | TWh | 0.022402 | 0.012138 | 0.00065169 | 0 | 0 | 0 | 0
IL Fac. Spec. - NOX Rate Summer v3.1, Unit 440 and retrofits | 608 | 7305 | Rate Constraint in lbs/MMBtu | FALSE | L | Annual | Qualifying Generation | TWh | 0.022402 | 0.012138 | 0.00065169 | 0 | 0 | 0 | 0
IL Fac. Spec. - NOX Rate Summer v3.1, Unit 440 and retrofits | 608 | 7305 | Rate Constraint in lbs/MMBtu | FALSE | L | Annual | Rate | lb/MWh | 1.296 | 1.296 | 1.296 | 0 | 0 | 0 | 0
IL Fac. Spec. - NOX Rate Summer v3.1, Unit 440 and retrofits | 608 | 7305 | Rate Constraint in lbs/MMBtu | FALSE | L | Annual | Constraint Shadow Price | US2022$/Ton | 0 | 0 | 0 | 0 | 0 | 0 | 0
IL Fac. Spec. - NOX Rate Summer v3.1, Unit 441 and retrofits | 609 | 7305 | Rate Constraint in lbs/MMBtu | FALSE | L | Annual | Seasons Included | Seasons | Summer | Summer | Summer | Summer | Summer | Summer | Summer
IL Fac. Spec. - NOX Rate Summer v3.1, Unit 441 and retrofits | 609 | 7305 | Rate Constraint in lbs/MMBtu | FALSE | L | Annual | Standard NOX | lb/MMBtu | 0.25 | 0.25 | 0.25 | 0.25 | 0.25 | 0.25 | 0.25
IL Fac. Spec. - NOX Rate Summer v3.1, Unit 441 and retrofits | 609 | 7305 | Rate Constraint in lbs/MMBtu | FALSE | L | Annual | Emissions at Affected Plants NOX | Thousand Tons | 0.013727 | 0.0075263 | 0.00039932 | 0 | 0 | 0 | 0
IL Fac. Spec. - NOX Rate Summer v3.1, Unit 441 and retrofits | 609 | 7305 | Rate Constraint in lbs/MMBtu | FALSE | L | Annual | Allowances Purchased NOX | Thousand Tons | 0 | 0 | 0 | 0 | 0 | 0 | 0
IL Fac. Spec. - NOX Rate Summer v3.1, Unit 441 and retrofits | 609 | 7305 | Rate Constraint in lbs/MMBtu | FALSE | L | Annual | Allowances Sold NOX | Thousand Tons | 0 | 0 | 0 | 0 | 0 | 0 | 0
IL Fac. Spec. - NOX Rate Summer v3.1, Unit 441 and retrofits | 609 | 7305 | Rate Constraint in lbs/MMBtu | FALSE | L | Annual | Allowances Banked | Thousand Tons | 0 | 0 | 0 | 0 | 0 | 0 | 0
IL Fac. Spec. - NOX Rate Summer v3.1, Unit 441 and retrofits | 609 | 7305 | Rate Constraint in lbs/MMBtu | FALSE | L | Annual | Allowances Withdrawn (1:1) | Thousand Tons | 0 | 0 | 0 | 0 | 0 | 0 | 0
IL Fac. Spec. - NOX Rate Summer v3.1, Unit 441 and retrofits | 609 | 7305 | Rate Constraint in lbs/MMBtu | FALSE | L | Annual | Allowances Withdrawn (n:1) | Thousand Tons | 0 | 0 | 0 | 0 | 0 | 0 | 0
IL Fac. Spec. - NOX Rate Summer v3.1, Unit 441 and retrofits | 609 | 7305 | Rate Constraint in lbs/MMBtu | FALSE | L | Annual | Net Emissions Allowance Position | Thousand Tons | 0.013727 | 0.0075263 | 0.00039932 | 0 | 0 | 0 | 0
IL Fac. Spec. - NOX Rate Summer v3.1, Unit 441 and retrofits | 609 | 7305 | Rate Constraint in lbs/MMBtu | FALSE | L | Annual | Fuel Consumed | TBtu | 0.24318 | 0.13334 | 0.0070745 | 0 | 0 | 0 | 0
IL Fac. Spec. - NOX Rate Summer v3.1, Unit 441 and retrofits | 609 | 7305 | Rate Constraint in lbs/MMBtu | FALSE | L | Annual | Rate | lb/MMBtu | 0.11289 | 0.11289 | 0.11289 | 0 | 0 | 0 | 0
IL Fac. Spec. - NOX Rate Summer v3.1, Unit 441 and retrofits | 609 | 7305 | Rate Constraint in lbs/MMBtu | FALSE | L | Annual | Generation | TWh | 0.022451 | 0.01231 | 0.00065311 | 0 | 0 | 0 | 0
IL Fac. Spec. - NOX Rate Summer v3.1, Unit 441 and retrofits | 609 | 7305 | Rate Constraint in lbs/MMBtu | FALSE | L | Annual | Qualifying Generation | TWh | 0.022451 | 0.01231 | 0.00065311 | 0 | 0 | 0 | 0
IL Fac. Spec. - NOX Rate Summer v3.1, Unit 441 and retrofits | 609 | 7305 | Rate Constraint in lbs/MMBtu | FALSE | L | Annual | Rate | lb/MWh | 1.2228 | 1.2228 | 1.2228 | 0 | 0 | 0 | 0
IL Fac. Spec. - NOX Rate Summer v3.1, Unit 441 and retrofits | 609 | 7305 | Rate Constraint in lbs/MMBtu | FALSE | L | Annual | Constraint Shadow Price | US2022$/Ton | 0 | 0 | 0 | 0 | 0 | 0 | 0
IL Fac. Spec. - NOX Rate Summer v3.1, Unit 442 and retrofits | 610 | 7305 | Rate Constraint in lbs/MMBtu | FALSE | L | Annual | Seasons Included | Seasons | Summer | Summer | Summer | Summer | Summer | Summer | Summer
IL Fac. Spec. - NOX Rate Summer v3.1, Unit 442 and retrofits | 610 | 7305 | Rate Constraint in lbs/MMBtu | FALSE | L | Annual | Standard NOX | lb/MMBtu | 0.25 | 0.25 | 0.25 | 0.25 | 0.25 | 0.25 | 0.25
IL Fac. Spec. - NOX Rate Summer v3.1, Unit 442 and retrofits | 610 | 7305 | Rate Constraint in lbs/MMBtu | FALSE | L | Annual | Emissions at Affected Plants NOX | Thousand Tons | 0.0016406 | 0.0036093 | 0 | 0 | 0 | 0 | 0
IL Fac. Spec. - NOX Rate Summer v3.1, Unit 442 and retrofits | 610 | 7305 | Rate Constraint in lbs/MMBtu | FALSE | L | Annual | Allowances Purchased NOX | Thousand Tons | 0 | 0 | 0 | 0 | 0 | 0 | 0
IL Fac. Spec. - NOX Rate Summer v3.1, Unit 442 and retrofits | 610 | 7305 | Rate Constraint in lbs/MMBtu | FALSE | L | Annual | Allowances Sold NOX | Thousand Tons | 0 | 0 | 0 | 0 | 0 | 0 | 0
IL Fac. Spec. - NOX Rate Summer v3.1, Unit 442 and retrofits | 610 | 7305 | Rate Constraint in lbs/MMBtu | FALSE | L | Annual | Allowances Banked | Thousand Tons | 0 | 0 | 0 | 0 | 0 | 0 | 0
IL Fac. Spec. - NOX Rate Summer v3.1, Unit 442 and retrofits | 610 | 7305 | Rate Constraint in lbs/MMBtu | FALSE | L | Annual | Allowances Withdrawn (1:1) | Thousand Tons | 0 | 0 | 0 | 0 | 0 | 0 | 0
IL Fac. Spec. - NOX Rate Summer v3.1, Unit 442 and retrofits | 610 | 7305 | Rate Constraint in lbs/MMBtu | FALSE | L | Annual | Allowances Withdrawn (n:1) | Thousand Tons | 0 | 0 | 0 | 0 | 0 | 0 | 0
IL Fac. Spec. - NOX Rate Summer v3.1, Unit 442 and retrofits | 610 | 7305 | Rate Constraint in lbs/MMBtu | FALSE | L | Annual | Net Emissions Allowance Position | Thousand Tons | 0.0016406 | 0.0036093 | 0 | 0 | 0 | 0 | 0
IL Fac. Spec. - NOX Rate Summer v3.1, Unit 442 and retrofits | 610 | 7305 | Rate Constraint in lbs/MMBtu | FALSE | L | Annual | Fuel Consumed | TBtu | 0.014249 | 0.031347 | 0 | 0 | 0 | 0 | 0
IL Fac. Spec. - NOX Rate Summer v3.1, Unit 442 and retrofits | 610 | 7305 | Rate Constraint in lbs/MMBtu | FALSE | L | Annual | Rate | lb/MMBtu | 0.23028 | 0.23028 | 0 | 0 | 0 | 0 | 0
IL Fac. Spec. - NOX Rate Summer v3.1, Unit 442 and retrofits | 610 | 7305 | Rate Constraint in lbs/MMBtu | FALSE | L | Annual | Generation | TWh | 0.0010625 | 0.0023376 | 0 | 0 | 0 | 0 | 0
IL Fac. Spec. - NOX Rate Summer v3.1, Unit 442 and retrofits | 610 | 7305 | Rate Constraint in lbs/MMBtu | FALSE | L | Annual | Qualifying Generation | TWh | 0.0010625 | 0.0023376 | 0 | 0 | 0 | 0 | 0
IL Fac. Spec. - NOX Rate Summer v3.1, Unit 442 and retrofits | 610 | 7305 | Rate Constraint in lbs/MMBtu | FALSE | L | Annual | Rate | lb/MWh | 3.0881 | 3.0881 | 0 | 0 | 0 | 0 | 0
IL Fac. Spec. - NOX Rate Summer v3.1, Unit 442 and retrofits | 610 | 7305 | Rate Constraint in lbs/MMBtu | FALSE | L | Annual | Constraint Shadow Price | US2022$/Ton | 0 | 0 | 0 | 0 | 0 | 0 | 0
IL Fac. Spec. - NOX Rate Summer v3.1, Unit 443 and retrofits | 611 | 7305 | Rate Constraint in lbs/MMBtu | FALSE | L | Annual | Seasons Included | Seasons | Summer | Summer | Summer | Summer | Summer | Summer | Summer
IL Fac. Spec. - NOX Rate Summer v3.1, Unit 443 and retrofits | 611 | 7305 | Rate Constraint in lbs/MMBtu | FALSE | L | Annual | Standard NOX | lb/MMBtu | 0.25 | 0.25 | 0.25 | 0.25 | 0.25 | 0.25 | 0.25
IL Fac. Spec. - NOX Rate Summer v3.1, Unit 443 and retrofits | 611 | 7305 | Rate Constraint in lbs/MMBtu | FALSE | L | Annual | Emissions at Affected Plants NOX | Thousand Tons | 0.0016106 | 0.0035434 | 0 | 0 | 0 | 0 | 0
IL Fac. Spec. - NOX Rate Summer v3.1, Unit 443 and retrofits | 611 | 7305 | Rate Constraint in lbs/MMBtu | FALSE | L | Annual | Allowances Purchased NOX | Thousand Tons | 0 | 0 | 0 | 0 | 0 | 0 | 0
IL Fac. Spec. - NOX Rate Summer v3.1, Unit 443 and retrofits | 611 | 7305 | Rate Constraint in lbs/MMBtu | FALSE | L | Annual | Allowances Sold NOX | Thousand Tons | 0 | 0 | 0 | 0 | 0 | 0 | 0
IL Fac. Spec. - NOX Rate Summer v3.1, Unit 443 and retrofits | 611 | 7305 | Rate Constraint in lbs/MMBtu | FALSE | L | Annual | Allowances Banked | Thousand Tons | 0 | 0 | 0 | 0 | 0 | 0 | 0
IL Fac. Spec. - NOX Rate Summer v3.1, Unit 443 and retrofits | 611 | 7305 | Rate Constraint in lbs/MMBtu | FALSE | L | Annual | Allowances Withdrawn (1:1) | Thousand Tons | 0 | 0 | 0 | 0 | 0 | 0 | 0
IL Fac. Spec. - NOX Rate Summer v3.1, Unit 443 and retrofits | 611 | 7305 | Rate Constraint in lbs/MMBtu | FALSE | L | Annual | Allowances Withdrawn (n:1) | Thousand Tons | 0 | 0 | 0 | 0 | 0 | 0 | 0
IL Fac. Spec. - NOX Rate Summer v3.1, Unit 443 and retrofits | 611 | 7305 | Rate Constraint in lbs/MMBtu | FALSE | L | Annual | Net Emissions Allowance Position | Thousand Tons | 0.0016106 | 0.0035434 | 0 | 0 | 0 | 0 | 0
IL Fac. Spec. - NOX Rate Summer v3.1, Unit 443 and retrofits | 611 | 7305 | Rate Constraint in lbs/MMBtu | FALSE | L | Annual | Fuel Consumed | TBtu | 0.01425 | 0.031349 | 0 | 0 | 0 | 0 | 0
IL Fac. Spec. - NOX Rate Summer v3.1, Unit 443 and retrofits | 611 | 7305 | Rate Constraint in lbs/MMBtu | FALSE | L | Annual | Rate | lb/MMBtu | 0.22606 | 0.22606 | 0 | 0 | 0 | 0 | 0
IL Fac. Spec. - NOX Rate Summer v3.1, Unit 443 and retrofits | 611 | 7305 | Rate Constraint in lbs/MMBtu | FALSE | L | Annual | Generation | TWh | 0.0010625 | 0.0023376 | 0 | 0 | 0 | 0 | 0
IL Fac. Spec. - NOX Rate Summer v3.1, Unit 443 and retrofits | 611 | 7305 | Rate Constraint in lbs/MMBtu | FALSE | L | Annual | Qualifying Generation | TWh | 0.0010625 | 0.0023376 | 0 | 0 | 0 | 0 | 0
IL Fac. Spec. - NOX Rate Summer v3.1, Unit 443 and retrofits | 611 | 7305 | Rate Constraint in lbs/MMBtu | FALSE | L | Annual | Rate | lb/MWh | 3.0317 | 3.0317 | 0 | 0 | 0 | 0 | 0
IL Fac. Spec. - NOX Rate Summer v3.1, Unit 443 and retrofits | 611 | 7305 | Rate Constraint in lbs/MMBtu | FALSE | L | Annual | Constraint Shadow Price | US2022$/Ton | 0 | 0 | 0 | 0 | 0 | 0 | 0
IL Fac. Spec. - NOX Rate Summer v3.1, Unit 444 and retrofits | 612 | 7305 | Rate Constraint in lbs/MMBtu | FALSE | L | Annual | Seasons Included | Seasons | Summer | Summer | Summer | Summer | Summer | Summer | Summer
IL Fac. Spec. - NOX Rate Summer v3.1, Unit 444 and retrofits | 612 | 7305 | Rate Constraint in lbs/MMBtu | FALSE | L | Annual | Standard NOX | lb/MMBtu | 0.25 | 0.25 | 0.25 | 0.25 | 0.25 | 0.25 | 0.25
IL Fac. Spec. - NOX Rate Summer v3.1, Unit 444 and retrofits | 612 | 7305 | Rate Constraint in lbs/MMBtu | FALSE | L | Annual | Emissions at Affected Plants NOX | Thousand Tons | 0.011203 | 0.011203 | 0.00019556 | 0 | 0 | 0 | 0
IL Fac. Spec. - NOX Rate Summer v3.1, Unit 444 and retrofits | 612 | 7305 | Rate Constraint in lbs/MMBtu | FALSE | L | Annual | Allowances Purchased NOX | Thousand Tons | 0 | 0 | 0 | 0 | 0 | 0 | 0
IL Fac. Spec. - NOX Rate Summer v3.1, Unit 444 and retrofits | 612 | 7305 | Rate Constraint in lbs/MMBtu | FALSE | L | Annual | Allowances Sold NOX | Thousand Tons | 0 | 0 | 0 | 0 | 0 | 0 | 0
IL Fac. Spec. - NOX Rate Summer v3.1, Unit 444 and retrofits | 612 | 7305 | Rate Constraint in lbs/MMBtu | FALSE | L | Annual | Allowances Banked | Thousand Tons | 0 | 0 | 0 | 0 | 0 | 0 | 0
IL Fac. Spec. - NOX Rate Summer v3.1, Unit 444 and retrofits | 612 | 7305 | Rate Constraint in lbs/MMBtu | FALSE | L | Annual | Allowances Withdrawn (1:1) | Thousand Tons | 0 | 0 | 0 | 0 | 0 | 0 | 0
IL Fac. Spec. - NOX Rate Summer v3.1, Unit 444 and retrofits | 612 | 7305 | Rate Constraint in lbs/MMBtu | FALSE | L | Annual | Allowances Withdrawn (n:1) | Thousand Tons | 0 | 0 | 0 | 0 | 0 | 0 | 0
IL Fac. Spec. - NOX Rate Summer v3.1, Unit 444 and retrofits | 612 | 7305 | Rate Constraint in lbs/MMBtu | FALSE | L | Annual | Net Emissions Allowance Position | Thousand Tons | 0.011203 | 0.011203 | 0.00019556 | 0 | 0 | 0 | 0
IL Fac. Spec. - NOX Rate Summer v3.1, Unit 444 and retrofits | 612 | 7305 | Rate Constraint in lbs/MMBtu | FALSE | L | Annual | Fuel Consumed | TBtu | 0.23548 | 0.23548 | 0.0041107 | 0 | 0 | 0 | 0
IL Fac. Spec. - NOX Rate Summer v3.1, Unit 444 and retrofits | 612 | 7305 | Rate Constraint in lbs/MMBtu | FALSE | L | Annual | Rate | lb/MMBtu | 0.09515 | 0.09515 | 0.09515 | 0 | 0 | 0 | 0
IL Fac. Spec. - NOX Rate Summer v3.1, Unit 444 and retrofits | 612 | 7305 | Rate Constraint in lbs/MMBtu | FALSE | L | Annual | Generation | TWh | 0.021915 | 0.021915 | 0.00038256 | 0 | 0 | 0 | 0
IL Fac. Spec. - NOX Rate Summer v3.1, Unit 444 and retrofits | 612 | 7305 | Rate Constraint in lbs/MMBtu | FALSE | L | Annual | Qualifying Generation | TWh | 0.021915 | 0.021915 | 0.00038256 | 0 | 0 | 0 | 0
IL Fac. Spec. - NOX Rate Summer v3.1, Unit 444 and retrofits | 612 | 7305 | Rate Constraint in lbs/MMBtu | FALSE | L | Annual | Rate | lb/MWh | 1.0224 | 1.0224 | 1.0224 | 0 | 0 | 0 | 0
IL Fac. Spec. - NOX Rate Summer v3.1, Unit 444 and retrofits | 612 | 7305 | Rate Constraint in lbs/MMBtu | FALSE | L | Annual | Constraint Shadow Price | US2022$/Ton | 0 | 0 | 0 | 0 | 0 | 0 | 0
IL Fac. Spec. - NOX Rate Summer v3.1, Unit 445 and retrofits | 613 | 7305 | Rate Constraint in lbs/MMBtu | FALSE | L | Annual | Seasons Included | Seasons | Summer | Summer | Summer | Summer | Summer | Summer | Summer
IL Fac. Spec. - NOX Rate Summer v3.1, Unit 445 and retrofits | 613 | 7305 | Rate Constraint in lbs/MMBtu | FALSE | L | Annual | Standard NOX | lb/MMBtu | 0.25 | 0.25 | 0.25 | 0.25 | 0.25 | 0.25 | 0.25
IL Fac. Spec. - NOX Rate Summer v3.1, Unit 445 and retrofits | 613 | 7305 | Rate Constraint in lbs/MMBtu | FALSE | L | Annual | Emissions at Affected Plants NOX | Thousand Tons | 0.010953 | 0.0067508 | 0.0013541 | 0 | 0 | 0 | 0
IL Fac. Spec. - NOX Rate Summer v3.1, Unit 445 and retrofits | 613 | 7305 | Rate Constraint in lbs/MMBtu | FALSE | L | Annual | Allowances Purchased NOX | Thousand Tons | 0 | 0 | 0 | 0 | 0 | 0 | 0
IL Fac. Spec. - NOX Rate Summer v3.1, Unit 445 and retrofits | 613 | 7305 | Rate Constraint in lbs/MMBtu | FALSE | L | Annual | Allowances Sold NOX | Thousand Tons | 0 | 0 | 0 | 0 | 0 | 0 | 0
IL Fac. Spec. - NOX Rate Summer v3.1, Unit 445 and retrofits | 613 | 7305 | Rate Constraint in lbs/MMBtu | FALSE | L | Annual | Allowances Banked | Thousand Tons | 0 | 0 | 0 | 0 | 0 | 0 | 0
IL Fac. Spec. - NOX Rate Summer v3.1, Unit 445 and retrofits | 613 | 7305 | Rate Constraint in lbs/MMBtu | FALSE | L | Annual | Allowances Withdrawn (1:1) | Thousand Tons | 0 | 0 | 0 | 0 | 0 | 0 | 0
IL Fac. Spec. - NOX Rate Summer v3.1, Unit 445 and retrofits | 613 | 7305 | Rate Constraint in lbs/MMBtu | FALSE | L | Annual | Allowances Withdrawn (n:1) | Thousand Tons | 0 | 0 | 0 | 0 | 0 | 0 | 0
IL Fac. Spec. - NOX Rate Summer v3.1, Unit 445 and retrofits | 613 | 7305 | Rate Constraint in lbs/MMBtu | FALSE | L | Annual | Net Emissions Allowance Position | Thousand Tons | 0.010953 | 0.0067508 | 0.0013541 | 0 | 0 | 0 | 0
IL Fac. Spec. - NOX Rate Summer v3.1, Unit 445 and retrofits | 613 | 7305 | Rate Constraint in lbs/MMBtu | FALSE | L | Annual | Fuel Consumed | TBtu | 0.23024 | 0.14191 | 0.028466 | 0 | 0 | 0 | 0
IL Fac. Spec. - NOX Rate Summer v3.1, Unit 445 and retrofits | 613 | 7305 | Rate Constraint in lbs/MMBtu | FALSE | L | Annual | Rate | lb/MMBtu | 0.09514 | 0.09514 | 0.09514 | 0 | 0 | 0 | 0
IL Fac. Spec. - NOX Rate Summer v3.1, Unit 445 and retrofits | 613 | 7305 | Rate Constraint in lbs/MMBtu | FALSE | L | Annual | Generation | TWh | 0.021428 | 0.013207 | 0.0026493 | 0 | 0 | 0 | 0
IL Fac. Spec. - NOX Rate Summer v3.1, Unit 445 and retrofits | 613 | 7305 | Rate Constraint in lbs/MMBtu | FALSE | L | Annual | Qualifying Generation | TWh | 0.021428 | 0.013207 | 0.0026493 | 0 | 0 | 0 | 0
IL Fac. Spec. - NOX Rate Summer v3.1, Unit 445 and retrofits | 613 | 7305 | Rate Constraint in lbs/MMBtu | FALSE | L | Annual | Rate | lb/MWh | 1.0223 | 1.0223 | 1.0223 | 0 | 0 | 0 | 0
IL Fac. Spec. - NOX Rate Summer v3.1, Unit 445 and retrofits | 613 | 7305 | Rate Constraint in lbs/MMBtu | FALSE | L | Annual | Constraint Shadow Price | US2022$/Ton | 0 | 0 | 0 | 0 | 0 | 0 | 0
IL Fac. Spec. - NOX Rate Summer v3.1, Unit 446 and retrofits | 614 | 7305 | Rate Constraint in lbs/MMBtu | FALSE | L | Annual | Seasons Included | Seasons | Summer | Summer | Summer | Summer | Summer | Summer | Summer
IL Fac. Spec. - NOX Rate Summer v3.1, Unit 446 and retrofits | 614 | 7305 | Rate Constraint in lbs/MMBtu | FALSE | L | Annual | Standard NOX | lb/MMBtu | 0.25 | 0.25 | 0.25 | 0.25 | 0.25 | 0.25 | 0.25
IL Fac. Spec. - NOX Rate Summer v3.1, Unit 446 and retrofits | 614 | 7305 | Rate Constraint in lbs/MMBtu | FALSE | L | Annual | Emissions at Affected Plants NOX | Thousand Tons | 0.011118 | 0.006853 | 0.0013746 | 0 | 0 | 0 | 0
IL Fac. Spec. - NOX Rate Summer v3.1, Unit 446 and retrofits | 614 | 7305 | Rate Constraint in lbs/MMBtu | FALSE | L | Annual | Allowances Purchased NOX | Thousand Tons | 0 | 0 | 0 | 0 | 0 | 0 | 0
IL Fac. Spec. - NOX Rate Summer v3.1, Unit 446 and retrofits | 614 | 7305 | Rate Constraint in lbs/MMBtu | FALSE | L | Annual | Allowances Sold NOX | Thousand Tons | 0 | 0 | 0 | 0 | 0 | 0 | 0
IL Fac. Spec. - NOX Rate Summer v3.1, Unit 446 and retrofits | 614 | 7305 | Rate Constraint in lbs/MMBtu | FALSE | L | Annual | Allowances Banked | Thousand Tons | 0 | 0 | 0 | 0 | 0 | 0 | 0
IL Fac. Spec. - NOX Rate Summer v3.1, Unit 446 and retrofits | 614 | 7305 | Rate Constraint in lbs/MMBtu | FALSE | L | Annual | Allowances Withdrawn (1:1) | Thousand Tons | 0 | 0 | 0 | 0 | 0 | 0 | 0
IL Fac. Spec. - NOX Rate Summer v3.1, Unit 446 and retrofits | 614 | 7305 | Rate Constraint in lbs/MMBtu | FALSE | L | Annual | Allowances Withdrawn (n:1) | Thousand Tons | 0 | 0 | 0 | 0 | 0 | 0 | 0
IL Fac. Spec. - NOX Rate Summer v3.1, Unit 446 and retrofits | 614 | 7305 | Rate Constraint in lbs/MMBtu | FALSE | L | Annual | Net Emissions Allowance Position | Thousand Tons | 0.011118 | 0.006853 | 0.0013746 | 0 | 0 | 0 | 0
IL Fac. Spec. - NOX Rate Summer v3.1, Unit 446 and retrofits | 614 | 7305 | Rate Constraint in lbs/MMBtu | FALSE | L | Annual | Fuel Consumed | TBtu | 0.23024 | 0.14191 | 0.028466 | 0 | 0 | 0 | 0
IL Fac. Spec. - NOX Rate Summer v3.1, Unit 446 and retrofits | 614 | 7305 | Rate Constraint in lbs/MMBtu | FALSE | L | Annual | Rate | lb/MMBtu | 0.09658 | 0.09658 | 0.09658 | 0 | 0 | 0 | 0
IL Fac. Spec. - NOX Rate Summer v3.1, Unit 446 and retrofits | 614 | 7305 | Rate Constraint in lbs/MMBtu | FALSE | L | Annual | Generation | TWh | 0.021428 | 0.013207 | 0.0026493 | 0 | 0 | 0 | 0
IL Fac. Spec. - NOX Rate Summer v3.1, Unit 446 and retrofits | 614 | 7305 | Rate Constraint in lbs/MMBtu | FALSE | L | Annual | Qualifying Generation | TWh | 0.021428 | 0.013207 | 0.0026493 | 0 | 0 | 0 | 0
IL Fac. Spec. - NOX Rate Summer v3.1, Unit 446 and retrofits | 614 | 7305 | Rate Constraint in lbs/MMBtu | FALSE | L | Annual | Rate | lb/MWh | 1.0378 | 1.0378 | 1.0378 | 0 | 0 | 0 | 0
IL Fac. Spec. - NOX Rate Summer v3.1, Unit 446 and retrofits | 614 | 7305 | Rate Constraint in lbs/MMBtu | FALSE | L | Annual | Constraint Shadow Price | US2022$/Ton | 0 | 0 | 0 | 0 | 0 | 0 | 0
IL Fac. Spec. - NOX Rate Summer v3.1, Unit 447 and retrofits | 615 | 7305 | Rate Constraint in lbs/MMBtu | FALSE | L | Annual | Seasons Included | Seasons | Summer | Summer | Summer | Summer | Summer | Summer | Summer
IL Fac. Spec. - NOX Rate Summer v3.1, Unit 447 and retrofits | 615 | 7305 | Rate Constraint in lbs/MMBtu | FALSE | L | Annual | Standard NOX | lb/MMBtu | 0.25 | 0.25 | 0.25 | 0.25 | 0.25 | 0.25 | 0.25
IL Fac. Spec. - NOX Rate Summer v3.1, Unit 447 and retrofits | 615 | 7305 | Rate Constraint in lbs/MMBtu | FALSE | L | Annual | Emissions at Affected Plants NOX | Thousand Tons | 0.010939 | 0.0067423 | 0.0013524 | 0 | 0 | 0 | 0
IL Fac. Spec. - NOX Rate Summer v3.1, Unit 447 and retrofits | 615 | 7305 | Rate Constraint in lbs/MMBtu | FALSE | L | Annual | Allowances Purchased NOX | Thousand Tons | 0 | 0 | 0 | 0 | 0 | 0 | 0
IL Fac. Spec. - NOX Rate Summer v3.1, Unit 447 and retrofits | 615 | 7305 | Rate Constraint in lbs/MMBtu | FALSE | L | Annual | Allowances Sold NOX | Thousand Tons | 0 | 0 | 0 | 0 | 0 | 0 | 0
IL Fac. Spec. - NOX Rate Summer v3.1, Unit 447 and retrofits | 615 | 7305 | Rate Constraint in lbs/MMBtu | FALSE | L | Annual | Allowances Banked | Thousand Tons | 0 | 0 | 0 | 0 | 0 | 0 | 0
IL Fac. Spec. - NOX Rate Summer v3.1, Unit 447 and retrofits | 615 | 7305 | Rate Constraint in lbs/MMBtu | FALSE | L | Annual | Allowances Withdrawn (1:1) | Thousand Tons | 0 | 0 | 0 | 0 | 0 | 0 | 0
IL Fac. Spec. - NOX Rate Summer v3.1, Unit 447 and retrofits | 615 | 7305 | Rate Constraint in lbs/MMBtu | FALSE | L | Annual | Allowances Withdrawn (n:1) | Thousand Tons | 0 | 0 | 0 | 0 | 0 | 0 | 0
IL Fac. Spec. - NOX Rate Summer v3.1, Unit 447 and retrofits | 615 | 7305 | Rate Constraint in lbs/MMBtu | FALSE | L | Annual | Net Emissions Allowance Position | Thousand Tons | 0.010939 | 0.0067423 | 0.0013524 | 0 | 0 | 0 | 0
IL Fac. Spec. - NOX Rate Summer v3.1, Unit 447 and retrofits | 615 | 7305 | Rate Constraint in lbs/MMBtu | FALSE | L | Annual | Fuel Consumed | TBtu | 0.23024 | 0.14191 | 0.028466 | 0 | 0 | 0 | 0
IL Fac. Spec. - NOX Rate Summer v3.1, Unit 447 and retrofits | 615 | 7305 | Rate Constraint in lbs/MMBtu | FALSE | L | Annual | Rate | lb/MMBtu | 0.09502 | 0.09502 | 0.09502 | 0 | 0 | 0 | 0
IL Fac. Spec. - NOX Rate Summer v3.1, Unit 447 and retrofits | 615 | 7305 | Rate Constraint in lbs/MMBtu | FALSE | L | Annual | Generation | TWh | 0.021428 | 0.013207 | 0.0026493 | 0 | 0 | 0 | 0
IL Fac. Spec. - NOX Rate Summer v3.1, Unit 447 and retrofits | 615 | 7305 | Rate Constraint in lbs/MMBtu | FALSE | L | Annual | Qualifying Generation | TWh | 0.021428 | 0.013207 | 0.0026493 | 0 | 0 | 0 | 0
IL Fac. Spec. - NOX Rate Summer v3.1, Unit 447 and retrofits | 615 | 7305 | Rate Constraint in lbs/MMBtu | FALSE | L | Annual | Rate | lb/MWh | 1.021 | 1.021 | 1.021 | 0 | 0 | 0 | 0
IL Fac. Spec. - NOX Rate Summer v3.1, Unit 447 and retrofits | 615 | 7305 | Rate Constraint in lbs/MMBtu | FALSE | L | Annual | Constraint Shadow Price | US2022$/Ton | 0 | 0 | 0 | 0 | 0 | 0 | 0
IL Fac. Spec. - NOX Rate Summer v3.1, Unit 448 and retrofits | 616 | 7305 | Rate Constraint in lbs/MMBtu | FALSE | L | Annual | Seasons Included | Seasons | Summer | Summer | Summer | Summer | Summer | Summer | Summer
IL Fac. Spec. - NOX Rate Summer v3.1, Unit 448 and retrofits | 616 | 7305 | Rate Constraint in lbs/MMBtu | FALSE | L | Annual | Standard NOX | lb/MMBtu | 0.25 | 0.25 | 0.25 | 0.25 | 0.25 | 0.25 | 0.25
IL Fac. Spec. - NOX Rate Summer v3.1, Unit 448 and retrofits | 616 | 7305 | Rate Constraint in lbs/MMBtu | FALSE | L | Annual | Emissions at Affected Plants NOX | Thousand Tons | 0.010725 | 0.0066103 | 0.001326 | 0 | 0 | 0 | 0
IL Fac. Spec. - NOX Rate Summer v3.1, Unit 448 and retrofits | 616 | 7305 | Rate Constraint in lbs/MMBtu | FALSE | L | Annual | Allowances Purchased NOX | Thousand Tons | 0 | 0 | 0 | 0 | 0 | 0 | 0
IL Fac. Spec. - NOX Rate Summer v3.1, Unit 448 and retrofits | 616 | 7305 | Rate Constraint in lbs/MMBtu | FALSE | L | Annual | Allowances Sold NOX | Thousand Tons | 0 | 0 | 0 | 0 | 0 | 0 | 0
IL Fac. Spec. - NOX Rate Summer v3.1, Unit 448 and retrofits | 616 | 7305 | Rate Constraint in lbs/MMBtu | FALSE | L | Annual | Allowances Banked | Thousand Tons | 0 | 0 | 0 | 0 | 0 | 0 | 0
IL Fac. Spec. - NOX Rate Summer v3.1, Unit 448 and retrofits | 616 | 7305 | Rate Constraint in lbs/MMBtu | FALSE | L | Annual | Allowances Withdrawn (1:1) | Thousand Tons | 0 | 0 | 0 | 0 | 0 | 0 | 0
IL Fac. Spec. - NOX Rate Summer v3.1, Unit 448 and retrofits | 616 | 7305 | Rate Constraint in lbs/MMBtu | FALSE | L | Annual | Allowances Withdrawn (n:1) | Thousand Tons | 0 | 0 | 0 | 0 | 0 | 0 | 0
IL Fac. Spec. - NOX Rate Summer v3.1, Unit 448 and retrofits | 616 | 7305 | Rate Constraint in lbs/MMBtu | FALSE | L | Annual | Net Emissions Allowance Position | Thousand Tons | 0.010725 | 0.0066103 | 0.001326 | 0 | 0 | 0 | 0
IL Fac. Spec. - NOX Rate Summer v3.1, Unit 448 and retrofits | 616 | 7305 | Rate Constraint in lbs/MMBtu | FALSE | L | Annual | Fuel Consumed | TBtu | 0.23024 | 0.14191 | 0.028466 | 0 | 0 | 0 | 0
IL Fac. Spec. - NOX Rate Summer v3.1, Unit 448 and retrofits | 616 | 7305 | Rate Constraint in lbs/MMBtu | FALSE | L | Annual | Rate | lb/MMBtu | 0.09316 | 0.09316 | 0.09316 | 0 | 0 | 0 | 0
IL Fac. Spec. - NOX Rate Summer v3.1, Unit 448 and retrofits | 616 | 7305 | Rate Constraint in lbs/MMBtu | FALSE | L | Annual | Generation | TWh | 0.021428 | 0.013207 | 0.0026493 | 0 | 0 | 0 | 0
IL Fac. Spec. - NOX Rate Summer v3.1, Unit 448 and retrofits | 616 | 7305 | Rate Constraint in lbs/MMBtu | FALSE | L | Annual | Qualifying Generation | TWh | 0.021428 | 0.013207 | 0.0026493 | 0 | 0 | 0 | 0
IL Fac. Spec. - NOX Rate Summer v3.1, Unit 448 and retrofits | 616 | 7305 | Rate Constraint in lbs/MMBtu | FALSE | L | Annual | Rate | lb/MWh | 1.001 | 1.001 | 1.001 | 0 | 0 | 0 | 0
IL Fac. Spec. - NOX Rate Summer v3.1, Unit 448 and retrofits | 616 | 7305 | Rate Constraint in lbs/MMBtu | FALSE | L | Annual | Constraint Shadow Price | US2022$/Ton | 0 | 0 | 0 | 0 | 0 | 0 | 0
IL Fac. Spec. - NOX Rate Summer v3.1, Unit 449 and retrofits | 617 | 7305 | Rate Constraint in lbs/MMBtu | FALSE | L | Annual | Seasons Included | Seasons | Summer | Summer | Summer | Summer | Summer | Summer | Summer
IL Fac. Spec. - NOX Rate Summer v3.1, Unit 449 and retrofits | 617 | 7305 | Rate Constraint in lbs/MMBtu | FALSE | L | Annual | Standard NOX | lb/MMBtu | 0.25 | 0.25 | 0.25 | 0.25 | 0.25 | 0.25 | 0.25
IL Fac. Spec. - NOX Rate Summer v3.1, Unit 449 and retrofits | 617 | 7305 | Rate Constraint in lbs/MMBtu | FALSE | L | Annual | Emissions at Affected Plants NOX | Thousand Tons | 0.0020036 | 0.001235 | 0.00024772 | 0 | 0 | 0 | 0
IL Fac. Spec. - NOX Rate Summer v3.1, Unit 449 and retrofits | 617 | 7305 | Rate Constraint in lbs/MMBtu | FALSE | L | Annual | Allowances Purchased NOX | Thousand Tons | 0 | 0 | 0 | 0 | 0 | 0 | 0
IL Fac. Spec. - NOX Rate Summer v3.1, Unit 449 and retrofits | 617 | 7305 | Rate Constraint in lbs/MMBtu | FALSE | L | Annual | Allowances Sold NOX | Thousand Tons | 0 | 0 | 0 | 0 | 0 | 0 | 0
IL Fac. Spec. - NOX Rate Summer v3.1, Unit 449 and retrofits | 617 | 7305 | Rate Constraint in lbs/MMBtu | FALSE | L | Annual | Allowances Banked | Thousand Tons | 0 | 0 | 0 | 0 | 0 | 0 | 0
IL Fac. Spec. - NOX Rate Summer v3.1, Unit 449 and retrofits | 617 | 7305 | Rate Constraint in lbs/MMBtu | FALSE | L | Annual | Allowances Withdrawn (1:1) | Thousand Tons | 0 | 0 | 0 | 0 | 0 | 0 | 0
IL Fac. Spec. - NOX Rate Summer v3.1, Unit 449 and retrofits | 617 | 7305 | Rate Constraint in lbs/MMBtu | FALSE | L | Annual | Allowances Withdrawn (n:1) | Thousand Tons | 0 | 0 | 0 | 0 | 0 | 0 | 0
IL Fac. Spec. - NOX Rate Summer v3.1, Unit 449 and retrofits | 617 | 7305 | Rate Constraint in lbs/MMBtu | FALSE | L | Annual | Net Emissions Allowance Position | Thousand Tons | 0.0020036 | 0.001235 | 0.00024772 | 0 | 0 | 0 | 0
IL Fac. Spec. - NOX Rate Summer v3.1, Unit 449 and retrofits | 617 | 7305 | Rate Constraint in lbs/MMBtu | FALSE | L | Annual | Fuel Consumed | TBtu | 0.18315 | 0.11289 | 0.022644 | 0 | 0 | 0 | 0
IL Fac. Spec. - NOX Rate Summer v3.1, Unit 449 and retrofits | 617 | 7305 | Rate Constraint in lbs/MMBtu | FALSE | L | Annual | Rate | lb/MMBtu | 0.02188 | 0.02188 | 0.02188 | 0 | 0 | 0 | 0
IL Fac. Spec. - NOX Rate Summer v3.1, Unit 449 and retrofits | 617 | 7305 | Rate Constraint in lbs/MMBtu | FALSE | L | Annual | Generation | TWh | 0.017045 | 0.010506 | 0.0021074 | 0 | 0 | 0 | 0
IL Fac. Spec. - NOX Rate Summer v3.1, Unit 449 and retrofits | 617 | 7305 | Rate Constraint in lbs/MMBtu | FALSE | L | Annual | Qualifying Generation | TWh | 0.017045 | 0.010506 | 0.0021074 | 0 | 0 | 0 | 0
IL Fac. Spec. - NOX Rate Summer v3.1, Unit 449 and retrofits | 617 | 7305 | Rate Constraint in lbs/MMBtu | FALSE | L | Annual | Rate | lb/MWh | 0.2351 | 0.2351 | 0.2351 | 0 | 0 | 0 | 0
IL Fac. Spec. - NOX Rate Summer v3.1, Unit 449 and retrofits | 617 | 7305 | Rate Constraint in lbs/MMBtu | FALSE | L | Annual | Constraint Shadow Price | US2022$/Ton | 0 | 0 | 0 | 0 | 0 | 0 | 0
IL Fac. Spec. - NOX Rate Summer v3.1, Unit 450 and retrofits | 618 | 7305 | Rate Constraint in lbs/MMBtu | FALSE | L | Annual | Seasons Included | Seasons | Summer | Summer | Summer | Summer | Summer | Summer | Summer
IL Fac. Spec. - NOX Rate Summer v3.1, Unit 450 and retrofits | 618 | 7305 | Rate Constraint in lbs/MMBtu | FALSE | L | Annual | Standard NOX | lb/MMBtu | 0.25 | 0.25 | 0.25 | 0.25 | 0.25 | 0.25 | 0.25
IL Fac. Spec. - NOX Rate Summer v3.1, Unit 450 and retrofits | 618 | 7305 | Rate Constraint in lbs/MMBtu | FALSE | L | Annual | Emissions at Affected Plants NOX | Thousand Tons | 0.0031318 | 0.0019303 | 0.00038721 | 0 | 0 | 0 | 0
IL Fac. Spec. - NOX Rate Summer v3.1, Unit 450 and retrofits | 618 | 7305 | Rate Constraint in lbs/MMBtu | FALSE | L | Annual | Allowances Purchased NOX | Thousand Tons | 0 | 0 | 0 | 0 | 0 | 0 | 0
IL Fac. Spec. - NOX Rate Summer v3.1, Unit 450 and retrofits | 618 | 7305 | Rate Constraint in lbs/MMBtu | FALSE | L | Annual | Allowances Sold NOX | Thousand Tons | 0 | 0 | 0 | 0 | 0 | 0 | 0
IL Fac. Spec. - NOX Rate Summer v3.1, Unit 450 and retrofits | 618 | 7305 | Rate Constraint in lbs/MMBtu | FALSE | L | Annual | Allowances Banked | Thousand Tons | 0 | 0 | 0 | 0 | 0 | 0 | 0
IL Fac. Spec. - NOX Rate Summer v3.1, Unit 450 and retrofits | 618 | 7305 | Rate Constraint in lbs/MMBtu | FALSE | L | Annual | Allowances Withdrawn (1:1) | Thousand Tons | 0 | 0 | 0 | 0 | 0 | 0 | 0
IL Fac. Spec. - NOX Rate Summer v3.1, Unit 450 and retrofits | 618 | 7305 | Rate Constraint in lbs/MMBtu | FALSE | L | Annual | Allowances Withdrawn (n:1) | Thousand Tons | 0 | 0 | 0 | 0 | 0 | 0 | 0
IL Fac. Spec. - NOX Rate Summer v3.1, Unit 450 and retrofits | 618 | 7305 | Rate Constraint in lbs/MMBtu | FALSE | L | Annual | Net Emissions Allowance Position | Thousand Tons | 0.0031318 | 0.0019303 | 0.00038721 | 0 | 0 | 0 | 0
IL Fac. Spec. - NOX Rate Summer v3.1, Unit 450 and retrofits | 618 | 7305 | Rate Constraint in lbs/MMBtu | FALSE | L | Annual | Fuel Consumed | TBtu | 0.18315 | 0.11289 | 0.022644 | 0 | 0 | 0 | 0
IL Fac. Spec. - NOX Rate Summer v3.1, Unit 450 and retrofits | 618 | 7305 | Rate Constraint in lbs/MMBtu | FALSE | L | Annual | Rate | lb/MMBtu | 0.0342 | 0.0342 | 0.0342 | 0 | 0 | 0 | 0
IL Fac. Spec. - NOX Rate Summer v3.1, Unit 450 and retrofits | 618 | 7305 | Rate Constraint in lbs/MMBtu | FALSE | L | Annual | Generation | TWh | 0.017045 | 0.010506 | 0.0021074 | 0 | 0 | 0 | 0
IL Fac. Spec. - NOX Rate Summer v3.1, Unit 450 and retrofits | 618 | 7305 | Rate Constraint in lbs/MMBtu | FALSE | L | Annual | Qualifying Generation | TWh | 0.017045 | 0.010506 | 0.0021074 | 0 | 0 | 0 | 0
IL Fac. Spec. - NOX Rate Summer v3.1, Unit 450 and retrofits | 618 | 7305 | Rate Constraint in lbs/MMBtu | FALSE | L | Annual | Rate | lb/MWh | 0.36748 | 0.36748 | 0.36748 | 0 | 0 | 0 | 0
IL Fac. Spec. - NOX Rate Summer v3.1, Unit 450 and retrofits | 618 | 7305 | Rate Constraint in lbs/MMBtu | FALSE | L | Annual | Constraint Shadow Price | US2022$/Ton | 0 | 0 | 0 | 0 | 0 | 0 | 0
IL Fac. Spec. - NOX Rate Summer v3.1, Unit 451 and retrofits | 619 | 7305 | Rate Constraint in lbs/MMBtu | FALSE | L | Annual | Seasons Included | Seasons | Summer | Summer | Summer | Summer | Summer | Summer | Summer
IL Fac. Spec. - NOX Rate Summer v3.1, Unit 451 and retrofits | 619 | 7305 | Rate Constraint in lbs/MMBtu | FALSE | L | Annual | Standard NOX | lb/MMBtu | 0.25 | 0.25 | 0.25 | 0.25 | 0.25 | 0.25 | 0.25
IL Fac. Spec. - NOX Rate Summer v3.1, Unit 451 and retrofits | 619 | 7305 | Rate Constraint in lbs/MMBtu | FALSE | L | Annual | Emissions at Affected Plants NOX | Thousand Tons | 0.0026172 | 0.0026172 | 0.00032358 | 0 | 0 | 0 | 0
IL Fac. Spec. - NOX Rate Summer v3.1, Unit 451 and retrofits | 619 | 7305 | Rate Constraint in lbs/MMBtu | FALSE | L | Annual | Allowances Purchased NOX | Thousand Tons | 0 | 0 | 0 | 0 | 0 | 0 | 0
IL Fac. Spec. - NOX Rate Summer v3.1, Unit 451 and retrofits | 619 | 7305 | Rate Constraint in lbs/MMBtu | FALSE | L | Annual | Allowances Sold NOX | Thousand Tons | 0 | 0 | 0 | 0 | 0 | 0 | 0
IL Fac. Spec. - NOX Rate Summer v3.1, Unit 451 and retrofits | 619 | 7305 | Rate Constraint in lbs/MMBtu | FALSE | L | Annual | Allowances Banked | Thousand Tons | 0 | 0 | 0 | 0 | 0 | 0 | 0
IL Fac. Spec. - NOX Rate Summer v3.1, Unit 451 and retrofits | 619 | 7305 | Rate Constraint in lbs/MMBtu | FALSE | L | Annual | Allowances Withdrawn (1:1) | Thousand Tons | 0 | 0 | 0 | 0 | 0 | 0 | 0
IL Fac. Spec. - NOX Rate Summer v3.1, Unit 451 and retrofits | 619 | 7305 | Rate Constraint in lbs/MMBtu | FALSE | L | Annual | Allowances Withdrawn (n:1) | Thousand Tons | 0 | 0 | 0 | 0 | 0 | 0 | 0
IL Fac. Spec. - NOX Rate Summer v3.1, Unit 451 and retrofits | 619 | 7305 | Rate Constraint in lbs/MMBtu | FALSE | L | Annual | Net Emissions Allowance Position | Thousand Tons | 0.0026172 | 0.0026172 | 0.00032358 | 0 | 0 | 0 | 0
IL Fac. Spec. - NOX Rate Summer v3.1, Unit 451 and retrofits | 619 | 7305 | Rate Constraint in lbs/MMBtu | FALSE | L | Annual | Fuel Consumed | TBtu | 0.18315 | 0.18315 | 0.022644 | 0 | 0 | 0 | 0
IL Fac. Spec. - NOX Rate Summer v3.1, Unit 451 and retrofits | 619 | 7305 | Rate Constraint in lbs/MMBtu | FALSE | L | Annual | Rate | lb/MMBtu | 0.02858 | 0.02858 | 0.02858 | 0 | 0 | 0 | 0
IL Fac. Spec. - NOX Rate Summer v3.1, Unit 451 and retrofits | 619 | 7305 | Rate Constraint in lbs/MMBtu | FALSE | L | Annual | Generation | TWh | 0.017045 | 0.017045 | 0.0021074 | 0 | 0 | 0 | 0
IL Fac. Spec. - NOX Rate Summer v3.1, Unit 451 and retrofits | 619 | 7305 | Rate Constraint in lbs/MMBtu | FALSE | L | Annual | Qualifying Generation | TWh | 0.017045 | 0.017045 | 0.0021074 | 0 | 0 | 0 | 0
IL Fac. Spec. - NOX Rate Summer v3.1, Unit 451 and retrofits | 619 | 7305 | Rate Constraint in lbs/MMBtu | FALSE | L | Annual | Rate | lb/MWh | 0.30709 | 0.30709 | 0.30709 | 0 | 0 | 0 | 0
IL Fac. Spec. - NOX Rate Summer v3.1, Unit 451 and retrofits | 619 | 7305 | Rate Constraint in lbs/MMBtu | FALSE | L | Annual | Constraint Shadow Price | US2022$/Ton | 0 | 0 | 0 | 0 | 0 | 0 | 0
IL Fac. Spec. - NOX Rate Summer v3.1, Unit 452 and retrofits | 620 | 7305 | Rate Constraint in lbs/MMBtu | FALSE | L | Annual | Seasons Included | Seasons | Summer | Summer | Summer | Summer | Summer | Summer | Summer
IL Fac. Spec. - NOX Rate Summer v3.1, Unit 452 and retrofits | 620 | 7305 | Rate Constraint in lbs/MMBtu | FALSE | L | Annual | Standard NOX | lb/MMBtu | 0.25 | 0.25 | 0.25 | 0.25 | 0.25 | 0.25 | 0.25
IL Fac. Spec. - NOX Rate Summer v3.1, Unit 452 and retrofits | 620 | 7305 | Rate Constraint in lbs/MMBtu | FALSE | L | Annual | Emissions at Affected Plants NOX | Thousand Tons | 0.0031575 | 0.0019461 | 0.00039038 | 0 | 0 | 0 | 0
IL Fac. Spec. - NOX Rate Summer v3.1, Unit 452 and retrofits | 620 | 7305 | Rate Constraint in lbs/MMBtu | FALSE | L | Annual | Allowances Purchased NOX | Thousand Tons | 0 | 0 | 0 | 0 | 0 | 0 | 0
IL Fac. Spec. - NOX Rate Summer v3.1, Unit 452 and retrofits | 620 | 7305 | Rate Constraint in lbs/MMBtu | FALSE | L | Annual | Allowances Sold NOX | Thousand Tons | 0 | 0 | 0 | 0 | 0 | 0 | 0
IL Fac. Spec. - NOX Rate Summer v3.1, Unit 452 and retrofits | 620 | 7305 | Rate Constraint in lbs/MMBtu | FALSE | L | Annual | Allowances Banked | Thousand Tons | 0 | 0 | 0 | 0 | 0 | 0 | 0
IL Fac. Spec. - NOX Rate Summer v3.1, Unit 452 and retrofits | 620 | 7305 | Rate Constraint in lbs/MMBtu | FALSE | L | Annual | Allowances Withdrawn (1:1) | Thousand Tons | 0 | 0 | 0 | 0 | 0 | 0 | 0
IL Fac. Spec. - NOX Rate Summer v3.1, Unit 452 and retrofits | 620 | 7305 | Rate Constraint in lbs/MMBtu | FALSE | L | Annual | Allowances Withdrawn (n:1) | Thousand Tons | 0 | 0 | 0 | 0 | 0 | 0 | 0
IL Fac. Spec. - NOX Rate Summer v3.1, Unit 452 and retrofits | 620 | 7305 | Rate Constraint in lbs/MMBtu | FALSE | L | Annual | Net Emissions Allowance Position | Thousand Tons | 0.0031575 | 0.0019461 | 0.00039038 | 0 | 0 | 0 | 0
IL Fac. Spec. - NOX Rate Summer v3.1, Unit 452 and retrofits | 620 | 7305 | Rate Constraint in lbs/MMBtu | FALSE | L | Annual | Fuel Consumed | TBtu | 0.18315 | 0.11289 | 0.022644 | 0 | 0 | 0 | 0
IL Fac. Spec. - NOX Rate Summer v3.1, Unit 452 and retrofits | 620 | 7305 | Rate Constraint in lbs/MMBtu | FALSE | L | Annual | Rate | lb/MMBtu | 0.03448 | 0.03448 | 0.03448 | 0 | 0 | 0 | 0
IL Fac. Spec. - NOX Rate Summer v3.1, Unit 452 and retrofits | 620 | 7305 | Rate Constraint in lbs/MMBtu | FALSE | L | Annual | Generation | TWh | 0.017045 | 0.010506 | 0.0021074 | 0 | 0 | 0 | 0
IL Fac. Spec. - NOX Rate Summer v3.1, Unit 452 and retrofits | 620 | 7305 | Rate Constraint in lbs/MMBtu | FALSE | L | Annual | Qualifying Generation | TWh | 0.017045 | 0.010506 | 0.0021074 | 0 | 0 | 0 | 0
IL Fac. Spec. - NOX Rate Summer v3.1, Unit 452 and retrofits | 620 | 7305 | Rate Constraint in lbs/MMBtu | FALSE | L | Annual | Rate | lb/MWh | 0.37049 | 0.37049 | 0.37049 | 0 | 0 | 0 | 0
IL Fac. Spec. - NOX Rate Summer v3.1, Unit 452 and retrofits | 620 | 7305 | Rate Constraint in lbs/MMBtu | FALSE | L | Annual | Constraint Shadow Price | US2022$/Ton | 0 | 0 | 0 | 0 | 0 | 0 | 0
IL Fac. Spec. - NOX Rate Summer v3.1, Unit 453 and retrofits | 621 | 7305 | Rate Constraint in lbs/MMBtu | FALSE | L | Annual | Seasons Included | Seasons | Summer | Summer | Summer | Summer | Summer | Summer | Summer
IL Fac. Spec. - NOX Rate Summer v3.1, Unit 453 and retrofits | 621 | 7305 | Rate Constraint in lbs/MMBtu | FALSE | L | Annual | Standard NOX | lb/MMBtu | 0.25 | 0.25 | 0.25 | 0.25 | 0.25 | 0.25 | 0.25
IL Fac. Spec. - NOX Rate Summer v3.1, Unit 453 and retrofits | 621 | 7305 | Rate Constraint in lbs/MMBtu | FALSE | L | Annual | Emissions at Affected Plants NOX | Thousand Tons | 8.1328e-05 | 8.1328e-05 | 0 | 0 | 0 | 0 | 0
IL Fac. Spec. - NOX Rate Summer v3.1, Unit 453 and retrofits | 621 | 7305 | Rate Constraint in lbs/MMBtu | FALSE | L | Annual | Allowances Purchased NOX | Thousand Tons | 0 | 0 | 0 | 0 | 0 | 0 | 0
IL Fac. Spec. - NOX Rate Summer v3.1, Unit 453 and retrofits | 621 | 7305 | Rate Constraint in lbs/MMBtu | FALSE | L | Annual | Allowances Sold NOX | Thousand Tons | 0 | 0 | 0 | 0 | 0 | 0 | 0
IL Fac. Spec. - NOX Rate Summer v3.1, Unit 453 and retrofits | 621 | 7305 | Rate Constraint in lbs/MMBtu | FALSE | L | Annual | Allowances Banked | Thousand Tons | 0 | 0 | 0 | 0 | 0 | 0 | 0
IL Fac. Spec. - NOX Rate Summer v3.1, Unit 453 and retrofits | 621 | 7305 | Rate Constraint in lbs/MMBtu | FALSE | L | Annual | Allowances Withdrawn (1:1) | Thousand Tons | 0 | 0 | 0 | 0 | 0 | 0 | 0
IL Fac. Spec. - NOX Rate Summer v3.1, Unit 453 and retrofits | 621 | 7305 | Rate Constraint in lbs/MMBtu | FALSE | L | Annual | Allowances Withdrawn (n:1) | Thousand Tons | 0 | 0 | 0 | 0 | 0 | 0 | 0
IL Fac. Spec. - NOX Rate Summer v3.1, Unit 453 and retrofits | 621 | 7305 | Rate Constraint in lbs/MMBtu | FALSE | L | Annual | Net Emissions Allowance Position | Thousand Tons | 8.1328e-05 | 8.1328e-05 | 0 | 0 | 0 | 0 | 0
IL Fac. Spec. - NOX Rate Summer v3.1, Unit 453 and retrofits | 621 | 7305 | Rate Constraint in lbs/MMBtu | FALSE | L | Annual | Fuel Consumed | TBtu | 0.006957 | 0.006957 | 0 | 0 | 0 | 0 | 0
IL Fac. Spec. - NOX Rate Summer v3.1, Unit 453 and retrofits | 621 | 7305 | Rate Constraint in lbs/MMBtu | FALSE | L | Annual | Rate | lb/MMBtu | 0.02338 | 0.02338 | 0 | 0 | 0 | 0 | 0
IL Fac. Spec. - NOX Rate Summer v3.1, Unit 453 and retrofits | 621 | 7305 | Rate Constraint in lbs/MMBtu | FALSE | L | Annual | Generation | TWh | 0.00051599 | 0.00051599 | 0 | 0 | 0 | 0 | 0
IL Fac. Spec. - NOX Rate Summer v3.1, Unit 453 and retrofits | 621 | 7305 | Rate Constraint in lbs/MMBtu | FALSE | L | Annual | Qualifying Generation | TWh | 0.00051599 | 0.00051599 | 0 | 0 | 0 | 0 | 0
IL Fac. Spec. - NOX Rate Summer v3.1, Unit 453 and retrofits | 621 | 7305 | Rate Constraint in lbs/MMBtu | FALSE | L | Annual | Rate | lb/MWh | 0.31523 | 0.31523 | 0 | 0 | 0 | 0 | 0
IL Fac. Spec. - NOX Rate Summer v3.1, Unit 453 and retrofits | 621 | 7305 | Rate Constraint in lbs/MMBtu | FALSE | L | Annual | Constraint Shadow Price | US2022$/Ton | 0 | 0 | 0 | 0 | 0 | 0 | 0
IL Fac. Spec. - NOX Rate Summer v3.1, Unit 454 and retrofits | 622 | 7305 | Rate Constraint in lbs/MMBtu | FALSE | L | Annual | Seasons Included | Seasons | Summer | Summer | Summer | Summer | Summer | Summer | Summer
IL Fac. Spec. - NOX Rate Summer v3.1, Unit 454 and retrofits | 622 | 7305 | Rate Constraint in lbs/MMBtu | FALSE | L | Annual | Standard NOX | lb/MMBtu | 0.25 | 0.25 | 0.25 | 0.25 | 0.25 | 0.25 | 0.25
IL Fac. Spec. - NOX Rate Summer v3.1, Unit 454 and retrofits | 622 | 7305 | Rate Constraint in lbs/MMBtu | FALSE | L | Annual | Emissions at Affected Plants NOX | Thousand Tons | 6.217e-05 | 6.217e-05 | 0 | 0 | 0 | 0 | 0
IL Fac. Spec. - NOX Rate Summer v3.1, Unit 454 and retrofits | 622 | 7305 | Rate Constraint in lbs/MMBtu | FALSE | L | Annual | Allowances Purchased NOX | Thousand Tons | 0 | 0 | 0 | 0 | 0 | 0 | 0
IL Fac. Spec. - NOX Rate Summer v3.1, Unit 454 and retrofits | 622 | 7305 | Rate Constraint in lbs/MMBtu | FALSE | L | Annual | Allowances Sold NOX | Thousand Tons | 0 | 0 | 0 | 0 | 0 | 0 | 0
IL Fac. Spec. - NOX Rate Summer v3.1, Unit 454 and retrofits | 622 | 7305 | Rate Constraint in lbs/MMBtu | FALSE | L | Annual | Allowances Banked | Thousand Tons | 0 | 0 | 0 | 0 | 0 | 0 | 0
IL Fac. Spec. - NOX Rate Summer v3.1, Unit 454 and retrofits | 622 | 7305 | Rate Constraint in lbs/MMBtu | FALSE | L | Annual | Allowances Withdrawn (1:1) | Thousand Tons | 0 | 0 | 0 | 0 | 0 | 0 | 0
IL Fac. Spec. - NOX Rate Summer v3.1, Unit 454 and retrofits | 622 | 7305 | Rate Constraint in lbs/MMBtu | FALSE | L | Annual | Allowances Withdrawn (n:1) | Thousand Tons | 0 | 0 | 0 | 0 | 0 | 0 | 0
IL Fac. Spec. - NOX Rate Summer v3.1, Unit 454 and retrofits | 622 | 7305 | Rate Constraint in lbs/MMBtu | FALSE | L | Annual | Net Emissions Allowance Position | Thousand Tons | 6.217e-05 | 6.217e-05 | 0 | 0 | 0 | 0 | 0
IL Fac. Spec. - NOX Rate Summer v3.1, Unit 454 and retrofits | 622 | 7305 | Rate Constraint in lbs/MMBtu | FALSE | L | Annual | Fuel Consumed | TBtu | 0.0069581 | 0.0069581 | 0 | 0 | 0 | 0 | 0
IL Fac. Spec. - NOX Rate Summer v3.1, Unit 454 and retrofits | 622 | 7305 | Rate Constraint in lbs/MMBtu | FALSE | L | Annual | Rate | lb/MMBtu | 0.01787 | 0.01787 | 0 | 0 | 0 | 0 | 0
IL Fac. Spec. - NOX Rate Summer v3.1, Unit 454 and retrofits | 622 | 7305 | Rate Constraint in lbs/MMBtu | FALSE | L | Annual | Generation | TWh | 0.00051599 | 0.00051599 | 0 | 0 | 0 | 0 | 0
IL Fac. Spec. - NOX Rate Summer v3.1, Unit 454 and retrofits | 622 | 7305 | Rate Constraint in lbs/MMBtu | FALSE | L | Annual | Qualifying Generation | TWh | 0.00051599 | 0.00051599 | 0 | 0 | 0 | 0 | 0
IL Fac. Spec. - NOX Rate Summer v3.1, Unit 454 and retrofits | 622 | 7305 | Rate Constraint in lbs/MMBtu | FALSE | L | Annual | Rate | lb/MWh | 0.24098 | 0.24098 | 0 | 0 | 0 | 0 | 0
IL Fac. Spec. - NOX Rate Summer v3.1, Unit 454 and retrofits | 622 | 7305 | Rate Constraint in lbs/MMBtu | FALSE | L | Annual | Constraint Shadow Price | US2022$/Ton | 0 | 0 | 0 | 0 | 0 | 0 | 0
IL Fac. Spec. - NOX Rate Summer v3.1, Unit 455 and retrofits | 623 | 7305 | Rate Constraint in lbs/MMBtu | FALSE | L | Annual | Seasons Included | Seasons | Summer | Summer | Summer | Summer | Summer | Summer | Summer
IL Fac. Spec. - NOX Rate Summer v3.1, Unit 455 and retrofits | 623 | 7305 | Rate Constraint in lbs/MMBtu | FALSE | L | Annual | Standard NOX | lb/MMBtu | 0.25 | 0.25 | 0.25 | 0.25 | 0.25 | 0.25 | 0.25
IL Fac. Spec. - NOX Rate Summer v3.1, Unit 455 and retrofits | 623 | 7305 | Rate Constraint in lbs/MMBtu | FALSE | L | Annual | Emissions at Affected Plants NOX | Thousand Tons | 6.3771e-05 | 6.3771e-05 | 0 | 0 | 0 | 0 | 0
IL Fac. Spec. - NOX Rate Summer v3.1, Unit 455 and retrofits | 623 | 7305 | Rate Constraint in lbs/MMBtu | FALSE | L | Annual | Allowances Purchased NOX | Thousand Tons | 0 | 0 | 0 | 0 | 0 | 0 | 0
IL Fac. Spec. - NOX Rate Summer v3.1, Unit 455 and retrofits | 623 | 7305 | Rate Constraint in lbs/MMBtu | FALSE | L | Annual | Allowances Sold NOX | Thousand Tons | 0 | 0 | 0 | 0 | 0 | 0 | 0
IL Fac. Spec. - NOX Rate Summer v3.1, Unit 455 and retrofits | 623 | 7305 | Rate Constraint in lbs/MMBtu | FALSE | L | Annual | Allowances Banked | Thousand Tons | 0 | 0 | 0 | 0 | 0 | 0 | 0
IL Fac. Spec. - NOX Rate Summer v3.1, Unit 455 and retrofits | 623 | 7305 | Rate Constraint in lbs/MMBtu | FALSE | L | Annual | Allowances Withdrawn (1:1) | Thousand Tons | 0 | 0 | 0 | 0 | 0 | 0 | 0
IL Fac. Spec. - NOX Rate Summer v3.1, Unit 455 and retrofits | 623 | 7305 | Rate Constraint in lbs/MMBtu | FALSE | L | Annual | Allowances Withdrawn (n:1) | Thousand Tons | 0 | 0 | 0 | 0 | 0 | 0 | 0
IL Fac. Spec. - NOX Rate Summer v3.1, Unit 455 and retrofits | 623 | 7305 | Rate Constraint in lbs/MMBtu | FALSE | L | Annual | Net Emissions Allowance Position | Thousand Tons | 6.3771e-05 | 6.3771e-05 | 0 | 0 | 0 | 0 | 0
IL Fac. Spec. - NOX Rate Summer v3.1, Unit 455 and retrofits | 623 | 7305 | Rate Constraint in lbs/MMBtu | FALSE | L | Annual | Fuel Consumed | TBtu | 0.0069581 | 0.0069581 | 0 | 0 | 0 | 0 | 0
IL Fac. Spec. - NOX Rate Summer v3.1, Unit 455 and retrofits | 623 | 7305 | Rate Constraint in lbs/MMBtu | FALSE | L | Annual | Rate | lb/MMBtu | 0.01833 | 0.01833 | 0 | 0 | 0 | 0 | 0
IL Fac. Spec. - NOX Rate Summer v3.1, Unit 455 and retrofits | 623 | 7305 | Rate Constraint in lbs/MMBtu | FALSE | L | Annual | Generation | TWh | 0.00051599 | 0.00051599 | 0 | 0 | 0 | 0 | 0
IL Fac. Spec. - NOX Rate Summer v3.1, Unit 455 and retrofits | 623 | 7305 | Rate Constraint in lbs/MMBtu | FALSE | L | Annual | Qualifying Generation | TWh | 0.00051599 | 0.00051599 | 0 | 0 | 0 | 0 | 0
IL Fac. Spec. - NOX Rate Summer v3.1, Unit 455 and retrofits | 623 | 7305 | Rate Constraint in lbs/MMBtu | FALSE | L | Annual | Rate | lb/MWh | 0.24718 | 0.24718 | 0 | 0 | 0 | 0 | 0
IL Fac. Spec. - NOX Rate Summer v3.1, Unit 455 and retrofits | 623 | 7305 | Rate Constraint in lbs/MMBtu | FALSE | L | Annual | Constraint Shadow Price | US2022$/Ton | 0 | 0 | 0 | 0 | 0 | 0 | 0
IL Fac. Spec. - NOX Rate Summer v3.1, Unit 456 and retrofits | 624 | 7305 | Rate Constraint in lbs/MMBtu | FALSE | L | Annual | Seasons Included | Seasons | Summer | Summer | Summer | Summer | Summer | Summer | Summer
IL Fac. Spec. - NOX Rate Summer v3.1, Unit 456 and retrofits | 624 | 7305 | Rate Constraint in lbs/MMBtu | FALSE | L | Annual | Standard NOX | lb/MMBtu | 0.25 | 0.25 | 0.25 | 0.25 | 0.25 | 0.25 | 0.25
IL Fac. Spec. - NOX Rate Summer v3.1, Unit 456 and retrofits | 624 | 7305 | Rate Constraint in lbs/MMBtu | FALSE | L | Annual | Emissions at Affected Plants NOX | Thousand Tons | 8.054e-05 | 8.054e-05 | 0 | 0 | 0 | 0 | 0
IL Fac. Spec. - NOX Rate Summer v3.1, Unit 456 and retrofits | 624 | 7305 | Rate Constraint in lbs/MMBtu | FALSE | L | Annual | Allowances Purchased NOX | Thousand Tons | 0 | 0 | 0 | 0 | 0 | 0 | 0
IL Fac. Spec. - NOX Rate Summer v3.1, Unit 456 and retrofits | 624 | 7305 | Rate Constraint in lbs/MMBtu | FALSE | L | Annual | Allowances Sold NOX | Thousand Tons | 0 | 0 | 0 | 0 | 0 | 0 | 0
IL Fac. Spec. - NOX Rate Summer v3.1, Unit 456 and retrofits | 624 | 7305 | Rate Constraint in lbs/MMBtu | FALSE | L | Annual | Allowances Banked | Thousand Tons | 0 | 0 | 0 | 0 | 0 | 0 | 0
IL Fac. Spec. - NOX Rate Summer v3.1, Unit 456 and retrofits | 624 | 7305 | Rate Constraint in lbs/MMBtu | FALSE | L | Annual | Allowances Withdrawn (1:1) | Thousand Tons | 0 | 0 | 0 | 0 | 0 | 0 | 0
IL Fac. Spec. - NOX Rate Summer v3.1, Unit 456 and retrofits | 624 | 7305 | Rate Constraint in lbs/MMBtu | FALSE | L | Annual | Allowances Withdrawn (n:1) | Thousand Tons | 0 | 0 | 0 | 0 | 0 | 0 | 0
IL Fac. Spec. - NOX Rate Summer v3.1, Unit 456 and retrofits | 624 | 7305 | Rate Constraint in lbs/MMBtu | FALSE | L | Annual | Net Emissions Allowance Position | Thousand Tons | 8.054e-05 | 8.054e-05 | 0 | 0 | 0 | 0 | 0
IL Fac. Spec. - NOX Rate Summer v3.1, Unit 456 and retrofits | 624 | 7305 | Rate Constraint in lbs/MMBtu | FALSE | L | Annual | Fuel Consumed | TBtu | 0.0069581 | 0.0069581 | 0 | 0 | 0 | 0 | 0
IL Fac. Spec. - NOX Rate Summer v3.1, Unit 456 and retrofits | 624 | 7305 | Rate Constraint in lbs/MMBtu | FALSE | L | Annual | Rate | lb/MMBtu | 0.02315 | 0.02315 | 0 | 0 | 0 | 0 | 0
IL Fac. Spec. - NOX Rate Summer v3.1, Unit 456 and retrofits | 624 | 7305 | Rate Constraint in lbs/MMBtu | FALSE | L | Annual | Generation | TWh | 0.00051599 | 0.00051599 | 0 | 0 | 0 | 0 | 0
IL Fac. Spec. - NOX Rate Summer v3.1, Unit 456 and retrofits | 624 | 7305 | Rate Constraint in lbs/MMBtu | FALSE | L | Annual | Qualifying Generation | TWh | 0.00051599 | 0.00051599 | 0 | 0 | 0 | 0 | 0
IL Fac. Spec. - NOX Rate Summer v3.1, Unit 456 and retrofits | 624 | 7305 | Rate Constraint in lbs/MMBtu | FALSE | L | Annual | Rate | lb/MWh | 0.31218 | 0.31218 | 0 | 0 | 0 | 0 | 0
IL Fac. Spec. - NOX Rate Summer v3.1, Unit 456 and retrofits | 624 | 7305 | Rate Constraint in lbs/MMBtu | FALSE | L | Annual | Constraint Shadow Price | US2022$/Ton | 0 | 0 | 0 | 0 | 0 | 0 | 0
IL Fac. Spec. - NOX Rate Summer v3.1, Unit 457 and retrofits | 625 | 7305 | Rate Constraint in lbs/MMBtu | FALSE | L | Annual | Seasons Included | Seasons | Summer | Summer | Summer | Summer | Summer | Summer | Summer
IL Fac. Spec. - NOX Rate Summer v3.1, Unit 457 and retrofits | 625 | 7305 | Rate Constraint in lbs/MMBtu | FALSE | L | Annual | Standard NOX | lb/MMBtu | 0.25 | 0.25 | 0.25 | 0.25 | 0.25 | 0.25 | 0.25
IL Fac. Spec. - NOX Rate Summer v3.1, Unit 457 and retrofits | 625 | 7305 | Rate Constraint in lbs/MMBtu | FALSE | L | Annual | Emissions at Affected Plants NOX | Thousand Tons | 7.6678e-05 | 7.6678e-05 | 0 | 0 | 0 | 0 | 0
IL Fac. Spec. - NOX Rate Summer v3.1, Unit 457 and retrofits | 625 | 7305 | Rate Constraint in lbs/MMBtu | FALSE | L | Annual | Allowances Purchased NOX | Thousand Tons | 0 | 0 | 0 | 0 | 0 | 0 | 0
IL Fac. Spec. - NOX Rate Summer v3.1, Unit 457 and retrofits | 625 | 7305 | Rate Constraint in lbs/MMBtu | FALSE | L | Annual | Allowances Sold NOX | Thousand Tons | 0 | 0 | 0 | 0 | 0 | 0 | 0
IL Fac. Spec. - NOX Rate Summer v3.1, Unit 457 and retrofits | 625 | 7305 | Rate Constraint in lbs/MMBtu | FALSE | L | Annual | Allowances Banked | Thousand Tons | 0 | 0 | 0 | 0 | 0 | 0 | 0
IL Fac. Spec. - NOX Rate Summer v3.1, Unit 457 and retrofits | 625 | 7305 | Rate Constraint in lbs/MMBtu | FALSE | L | Annual | Allowances Withdrawn (1:1) | Thousand Tons | 0 | 0 | 0 | 0 | 0 | 0 | 0
IL Fac. Spec. - NOX Rate Summer v3.1, Unit 457 and retrofits | 625 | 7305 | Rate Constraint in lbs/MMBtu | FALSE | L | Annual | Allowances Withdrawn (n:1) | Thousand Tons | 0 | 0 | 0 | 0 | 0 | 0 | 0
IL Fac. Spec. - NOX Rate Summer v3.1, Unit 457 and retrofits | 625 | 7305 | Rate Constraint in lbs/MMBtu | FALSE | L | Annual | Net Emissions Allowance Position | Thousand Tons | 7.6678e-05 | 7.6678e-05 | 0 | 0 | 0 | 0 | 0
IL Fac. Spec. - NOX Rate Summer v3.1, Unit 457 and retrofits | 625 | 7305 | Rate Constraint in lbs/MMBtu | FALSE | L | Annual | Fuel Consumed | TBtu | 0.0069581 | 0.0069581 | 0 | 0 | 0 | 0 | 0
IL Fac. Spec. - NOX Rate Summer v3.1, Unit 457 and retrofits | 625 | 7305 | Rate Constraint in lbs/MMBtu | FALSE | L | Annual | Rate | lb/MMBtu | 0.02204 | 0.02204 | 0 | 0 | 0 | 0 | 0
IL Fac. Spec. - NOX Rate Summer v3.1, Unit 457 and retrofits | 625 | 7305 | Rate Constraint in lbs/MMBtu | FALSE | L | Annual | Generation | TWh | 0.00051599 | 0.00051599 | 0 | 0 | 0 | 0 | 0
IL Fac. Spec. - NOX Rate Summer v3.1, Unit 457 and retrofits | 625 | 7305 | Rate Constraint in lbs/MMBtu | FALSE | L | Annual | Qualifying Generation | TWh | 0.00051599 | 0.00051599 | 0 | 0 | 0 | 0 | 0
IL Fac. Spec. - NOX Rate Summer v3.1, Unit 457 and retrofits | 625 | 7305 | Rate Constraint in lbs/MMBtu | FALSE | L | Annual | Rate | lb/MWh | 0.29721 | 0.29721 | 0 | 0 | 0 | 0 | 0
IL Fac. Spec. - NOX Rate Summer v3.1, Unit 457 and retrofits | 625 | 7305 | Rate Constraint in lbs/MMBtu | FALSE | L | Annual | Constraint Shadow Price | US2022$/Ton | 0 | 0 | 0 | 0 | 0 | 0 | 0
IL Fac. Spec. - NOX Rate Summer v3.1, Unit 458 and retrofits | 626 | 7305 | Rate Constraint in lbs/MMBtu | FALSE | L | Annual | Seasons Included | Seasons | Summer | Summer | Summer | Summer | Summer | Summer | Summer
IL Fac. Spec. - NOX Rate Summer v3.1, Unit 458 and retrofits | 626 | 7305 | Rate Constraint in lbs/MMBtu | FALSE | L | Annual | Standard NOX | lb/MMBtu | 0.25 | 0.25 | 0.25 | 0.25 | 0.25 | 0.25 | 0.25
IL Fac. Spec. - NOX Rate Summer v3.1, Unit 458 and retrofits | 626 | 7305 | Rate Constraint in lbs/MMBtu | FALSE | L | Annual | Emissions at Affected Plants NOX | Thousand Tons | 7.8035e-05 | 7.8035e-05 | 0 | 0 | 0 | 0 | 0
IL Fac. Spec. - NOX Rate Summer v3.1, Unit 458 and retrofits | 626 | 7305 | Rate Constraint in lbs/MMBtu | FALSE | L | Annual | Allowances Purchased NOX | Thousand Tons | 0 | 0 | 0 | 0 | 0 | 0 | 0
IL Fac. Spec. - NOX Rate Summer v3.1, Unit 458 and retrofits | 626 | 7305 | Rate Constraint in lbs/MMBtu | FALSE | L | Annual | Allowances Sold NOX | Thousand Tons | 0 | 0 | 0 | 0 | 0 | 0 | 0
IL Fac. Spec. - NOX Rate Summer v3.1, Unit 458 and retrofits | 626 | 7305 | Rate Constraint in lbs/MMBtu | FALSE | L | Annual | Allowances Banked | Thousand Tons | 0 | 0 | 0 | 0 | 0 | 0 | 0
IL Fac. Spec. - NOX Rate Summer v3.1, Unit 458 and retrofits | 626 | 7305 | Rate Constraint in lbs/MMBtu | FALSE | L | Annual | Allowances Withdrawn (1:1) | Thousand Tons | 0 | 0 | 0 | 0 | 0 | 0 | 0
IL Fac. Spec. - NOX Rate Summer v3.1, Unit 458 and retrofits | 626 | 7305 | Rate Constraint in lbs/MMBtu | FALSE | L | Annual | Allowances Withdrawn (n:1) | Thousand Tons | 0 | 0 | 0 | 0 | 0 | 0 | 0
IL Fac. Spec. - NOX Rate Summer v3.1, Unit 458 and retrofits | 626 | 7305 | Rate Constraint in lbs/MMBtu | FALSE | L | Annual | Net Emissions Allowance Position | Thousand Tons | 7.8035e-05 | 7.8035e-05 | 0 | 0 | 0 | 0 | 0
IL Fac. Spec. - NOX Rate Summer v3.1, Unit 458 and retrofits | 626 | 7305 | Rate Constraint in lbs/MMBtu | FALSE | L | Annual | Fuel Consumed | TBtu | 0.0069581 | 0.0069581 | 0 | 0 | 0 | 0 | 0
IL Fac. Spec. - NOX Rate Summer v3.1, Unit 458 and retrofits | 626 | 7305 | Rate Constraint in lbs/MMBtu | FALSE | L | Annual | Rate | lb/MMBtu | 0.02243 | 0.02243 | 0 | 0 | 0 | 0 | 0
IL Fac. Spec. - NOX Rate Summer v3.1, Unit 458 and retrofits | 626 | 7305 | Rate Constraint in lbs/MMBtu | FALSE | L | Annual | Generation | TWh | 0.00051599 | 0.00051599 | 0 | 0 | 0 | 0 | 0
IL Fac. Spec. - NOX Rate Summer v3.1, Unit 458 and retrofits | 626 | 7305 | Rate Constraint in lbs/MMBtu | FALSE | L | Annual | Qualifying Generation | TWh | 0.00051599 | 0.00051599 | 0 | 0 | 0 | 0 | 0
IL Fac. Spec. - NOX Rate Summer v3.1, Unit 458 and retrofits | 626 | 7305 | Rate Constraint in lbs/MMBtu | FALSE | L | Annual | Rate | lb/MWh | 0.30247 | 0.30247 | 0 | 0 | 0 | 0 | 0
IL Fac. Spec. - NOX Rate Summer v3.1, Unit 458 and retrofits | 626 | 7305 | Rate Constraint in lbs/MMBtu | FALSE | L | Annual | Constraint Shadow Price | US2022$/Ton | 0 | 0 | 0 | 0 | 0 | 0 | 0
IL Fac. Spec. - NOX Rate Summer v3.1, Unit 459 and retrofits | 627 | 7305 | Rate Constraint in lbs/MMBtu | FALSE | L | Annual | Seasons Included | Seasons | Summer | Summer | Summer | Summer | Summer | Summer | Summer
IL Fac. Spec. - NOX Rate Summer v3.1, Unit 459 and retrofits | 627 | 7305 | Rate Constraint in lbs/MMBtu | FALSE | L | Annual | Standard NOX | lb/MMBtu | 0.25 | 0.25 | 0.25 | 0.25 | 0.25 | 0.25 | 0.25
IL Fac. Spec. - NOX Rate Summer v3.1, Unit 459 and retrofits | 627 | 7305 | Rate Constraint in lbs/MMBtu | FALSE | L | Annual | Emissions at Affected Plants NOX | Thousand Tons | 8.7766e-05 | 8.7766e-05 | 0 | 0 | 0 | 0 | 0
IL Fac. Spec. - NOX Rate Summer v3.1, Unit 459 and retrofits | 627 | 7305 | Rate Constraint in lbs/MMBtu | FALSE | L | Annual | Allowances Purchased NOX | Thousand Tons | 0 | 0 | 0 | 0 | 0 | 0 | 0
IL Fac. Spec. - NOX Rate Summer v3.1, Unit 459 and retrofits | 627 | 7305 | Rate Constraint in lbs/MMBtu | FALSE | L | Annual | Allowances Sold NOX | Thousand Tons | 0 | 0 | 0 | 0 | 0 | 0 | 0
IL Fac. Spec. - NOX Rate Summer v3.1, Unit 459 and retrofits | 627 | 7305 | Rate Constraint in lbs/MMBtu | FALSE | L | Annual | Allowances Banked | Thousand Tons | 0 | 0 | 0 | 0 | 0 | 0 | 0
IL Fac. Spec. - NOX Rate Summer v3.1, Unit 459 and retrofits | 627 | 7305 | Rate Constraint in lbs/MMBtu | FALSE | L | Annual | Allowances Withdrawn (1:1) | Thousand Tons | 0 | 0 | 0 | 0 | 0 | 0 | 0
IL Fac. Spec. - NOX Rate Summer v3.1, Unit 459 and retrofits | 627 | 7305 | Rate Constraint in lbs/MMBtu | FALSE | L | Annual | Allowances Withdrawn (n:1) | Thousand Tons | 0 | 0 | 0 | 0 | 0 | 0 | 0
IL Fac. Spec. - NOX Rate Summer v3.1, Unit 459 and retrofits | 627 | 7305 | Rate Constraint in lbs/MMBtu | FALSE | L | Annual | Net Emissions Allowance Position | Thousand Tons | 8.7766e-05 | 8.7766e-05 | 0 | 0 | 0 | 0 | 0
IL Fac. Spec. - NOX Rate Summer v3.1, Unit 459 and retrofits | 627 | 7305 | Rate Constraint in lbs/MMBtu | FALSE | L | Annual | Fuel Consumed | TBtu | 0.0072835 | 0.0072835 | 0 | 0 | 0 | 0 | 0
IL Fac. Spec. - NOX Rate Summer v3.1, Unit 459 and retrofits | 627 | 7305 | Rate Constraint in lbs/MMBtu | FALSE | L | Annual | Rate | lb/MMBtu | 0.0241 | 0.0241 | 0 | 0 | 0 | 0 | 0
IL Fac. Spec. - NOX Rate Summer v3.1, Unit 459 and retrofits | 627 | 7305 | Rate Constraint in lbs/MMBtu | FALSE | L | Annual | Generation | TWh | 0.00053749 | 0.00053749 | 0 | 0 | 0 | 0 | 0
IL Fac. Spec. - NOX Rate Summer v3.1, Unit 459 and retrofits | 627 | 7305 | Rate Constraint in lbs/MMBtu | FALSE | L | Annual | Qualifying Generation | TWh | 0.00053749 | 0.00053749 | 0 | 0 | 0 | 0 | 0
IL Fac. Spec. - NOX Rate Summer v3.1, Unit 459 and retrofits | 627 | 7305 | Rate Constraint in lbs/MMBtu | FALSE | L | Annual | Rate | lb/MWh | 0.32658 | 0.32658 | 0 | 0 | 0 | 0 | 0
IL Fac. Spec. - NOX Rate Summer v3.1, Unit 459 and retrofits | 627 | 7305 | Rate Constraint in lbs/MMBtu | FALSE | L | Annual | Constraint Shadow Price | US2022$/Ton | 0 | 0 | 0 | 0 | 0 | 0 | 0
IL Fac. Spec. - NOX Rate Summer v3.1, Unit 460 and retrofits | 628 | 7305 | Rate Constraint in lbs/MMBtu | FALSE | L | Annual | Seasons Included | Seasons | Summer | Summer | Summer | Summer | Summer | Summer | Summer
IL Fac. Spec. - NOX Rate Summer v3.1, Unit 460 and retrofits | 628 | 7305 | Rate Constraint in lbs/MMBtu | FALSE | L | Annual | Standard NOX | lb/MMBtu | 0.25 | 0.25 | 0.25 | 0.25 | 0.25 | 0.25 | 0.25
IL Fac. Spec. - NOX Rate Summer v3.1, Unit 460 and retrofits | 628 | 7305 | Rate Constraint in lbs/MMBtu | FALSE | L | Annual | Emissions at Affected Plants NOX | Thousand Tons | 8.56e-05 | 8.56e-05 | 0 | 0 | 0 | 0 | 0
IL Fac. Spec. - NOX Rate Summer v3.1, Unit 460 and retrofits | 628 | 7305 | Rate Constraint in lbs/MMBtu | FALSE | L | Annual | Allowances Purchased NOX | Thousand Tons | 0 | 0 | 0 | 0 | 0 | 0 | 0
IL Fac. Spec. - NOX Rate Summer v3.1, Unit 460 and retrofits | 628 | 7305 | Rate Constraint in lbs/MMBtu | FALSE | L | Annual | Allowances Sold NOX | Thousand Tons | 0 | 0 | 0 | 0 | 0 | 0 | 0
IL Fac. Spec. - NOX Rate Summer v3.1, Unit 460 and retrofits | 628 | 7305 | Rate Constraint in lbs/MMBtu | FALSE | L | Annual | Allowances Banked | Thousand Tons | 0 | 0 | 0 | 0 | 0 | 0 | 0
IL Fac. Spec. - NOX Rate Summer v3.1, Unit 460 and retrofits | 628 | 7305 | Rate Constraint in lbs/MMBtu | FALSE | L | Annual | Allowances Withdrawn (1:1) | Thousand Tons | 0 | 0 | 0 | 0 | 0 | 0 | 0
IL Fac. Spec. - NOX Rate Summer v3.1, Unit 460 and retrofits | 628 | 7305 | Rate Constraint in lbs/MMBtu | FALSE | L | Annual | Allowances Withdrawn (n:1) | Thousand Tons | 0 | 0 | 0 | 0 | 0 | 0 | 0
IL Fac. Spec. - NOX Rate Summer v3.1, Unit 460 and retrofits | 628 | 7305 | Rate Constraint in lbs/MMBtu | FALSE | L | Annual | Net Emissions Allowance Position | Thousand Tons | 8.56e-05 | 8.56e-05 | 0 | 0 | 0 | 0 | 0
IL Fac. Spec. - NOX Rate Summer v3.1, Unit 460 and retrofits | 628 | 7305 | Rate Constraint in lbs/MMBtu | FALSE | L | Annual | Fuel Consumed | TBtu | 0.0072851 | 0.0072851 | 0 | 0 | 0 | 0 | 0
IL Fac. Spec. - NOX Rate Summer v3.1, Unit 460 and retrofits | 628 | 7305 | Rate Constraint in lbs/MMBtu | FALSE | L | Annual | Rate | lb/MMBtu | 0.0235 | 0.0235 | 0 | 0 | 0 | 0 | 0
IL Fac. Spec. - NOX Rate Summer v3.1, Unit 460 and retrofits | 628 | 7305 | Rate Constraint in lbs/MMBtu | FALSE | L | Annual | Generation | TWh | 0.00053749 | 0.00053749 | 0 | 0 | 0 | 0 | 0
IL Fac. Spec. - NOX Rate Summer v3.1, Unit 460 and retrofits | 628 | 7305 | Rate Constraint in lbs/MMBtu | FALSE | L | Annual | Qualifying Generation | TWh | 0.00053749 | 0.00053749 | 0 | 0 | 0 | 0 | 0
IL Fac. Spec. - NOX Rate Summer v3.1, Unit 460 and retrofits | 628 | 7305 | Rate Constraint in lbs/MMBtu | FALSE | L | Annual | Rate | lb/MWh | 0.31852 | 0.31852 | 0 | 0 | 0 | 0 | 0
IL Fac. Spec. - NOX Rate Summer v3.1, Unit 460 and retrofits | 628 | 7305 | Rate Constraint in lbs/MMBtu | FALSE | L | Annual | Constraint Shadow Price | US2022$/Ton | 0 | 0 | 0 | 0 | 0 | 0 | 0
IL Fac. Spec. - NOX Rate Summer v3.1, Unit 461 and retrofits | 629 | 7305 | Rate Constraint in lbs/MMBtu | FALSE | L | Annual | Seasons Included | Seasons | Summer | Summer | Summer | Summer | Summer | Summer | Summer
IL Fac. Spec. - NOX Rate Summer v3.1, Unit 461 and retrofits | 629 | 7305 | Rate Constraint in lbs/MMBtu | FALSE | L | Annual | Standard NOX | lb/MMBtu | 0.25 | 0.25 | 0.25 | 0.25 | 0.25 | 0.25 | 0.25
IL Fac. Spec. - NOX Rate Summer v3.1, Unit 461 and retrofits | 629 | 7305 | Rate Constraint in lbs/MMBtu | FALSE | L | Annual | Emissions at Affected Plants NOX | Thousand Tons | 7.9079e-05 | 7.9079e-05 | 0 | 0 | 0 | 0 | 0
IL Fac. Spec. - NOX Rate Summer v3.1, Unit 461 and retrofits | 629 | 7305 | Rate Constraint in lbs/MMBtu | FALSE | L | Annual | Allowances Purchased NOX | Thousand Tons | 0 | 0 | 0 | 0 | 0 | 0 | 0
IL Fac. Spec. - NOX Rate Summer v3.1, Unit 461 and retrofits | 629 | 7305 | Rate Constraint in lbs/MMBtu | FALSE | L | Annual | Allowances Sold NOX | Thousand Tons | 0 | 0 | 0 | 0 | 0 | 0 | 0
IL Fac. Spec. - NOX Rate Summer v3.1, Unit 461 and retrofits | 629 | 7305 | Rate Constraint in lbs/MMBtu | FALSE | L | Annual | Allowances Banked | Thousand Tons | 0 | 0 | 0 | 0 | 0 | 0 | 0
IL Fac. Spec. - NOX Rate Summer v3.1, Unit 461 and retrofits | 629 | 7305 | Rate Constraint in lbs/MMBtu | FALSE | L | Annual | Allowances Withdrawn (1:1) | Thousand Tons | 0 | 0 | 0 | 0 | 0 | 0 | 0
IL Fac. Spec. - NOX Rate Summer v3.1, Unit 461 and retrofits | 629 | 7305 | Rate Constraint in lbs/MMBtu | FALSE | L | Annual | Allowances Withdrawn (n:1) | Thousand Tons | 0 | 0 | 0 | 0 | 0 | 0 | 0
IL Fac. Spec. - NOX Rate Summer v3.1, Unit 461 and retrofits | 629 | 7305 | Rate Constraint in lbs/MMBtu | FALSE | L | Annual | Net Emissions Allowance Position | Thousand Tons | 7.9079e-05 | 7.9079e-05 | 0 | 0 | 0 | 0 | 0
IL Fac. Spec. - NOX Rate Summer v3.1, Unit 461 and retrofits | 629 | 7305 | Rate Constraint in lbs/MMBtu | FALSE | L | Annual | Fuel Consumed | TBtu | 0.0072851 | 0.0072851 | 0 | 0 | 0 | 0 | 0
IL Fac. Spec. - NOX Rate Summer v3.1, Unit 461 and retrofits | 629 | 7305 | Rate Constraint in lbs/MMBtu | FALSE | L | Annual | Rate | lb/MMBtu | 0.02171 | 0.02171 | 0 | 0 | 0 | 0 | 0
IL Fac. Spec. - NOX Rate Summer v3.1, Unit 461 and retrofits | 629 | 7305 | Rate Constraint in lbs/MMBtu | FALSE | L | Annual | Generation | TWh | 0.00053749 | 0.00053749 | 0 | 0 | 0 | 0 | 0
IL Fac. Spec. - NOX Rate Summer v3.1, Unit 461 and retrofits | 629 | 7305 | Rate Constraint in lbs/MMBtu | FALSE | L | Annual | Qualifying Generation | TWh | 0.00053749 | 0.00053749 | 0 | 0 | 0 | 0 | 0
IL Fac. Spec. - NOX Rate Summer v3.1, Unit 461 and retrofits | 629 | 7305 | Rate Constraint in lbs/MMBtu | FALSE | L | Annual | Rate | lb/MWh | 0.29426 | 0.29426 | 0 | 0 | 0 | 0 | 0
IL Fac. Spec. - NOX Rate Summer v3.1, Unit 461 and retrofits | 629 | 7305 | Rate Constraint in lbs/MMBtu | FALSE | L | Annual | Constraint Shadow Price | US2022$/Ton | 0 | 0 | 0 | 0 | 0 | 0 | 0
IL Fac. Spec. - NOX Rate Summer v3.1, Unit 462 and retrofits | 630 | 7305 | Rate Constraint in lbs/MMBtu | FALSE | L | Annual | Seasons Included | Seasons | Summer | Summer | Summer | Summer | Summer | Summer | Summer
IL Fac. Spec. - NOX Rate Summer v3.1, Unit 462 and retrofits | 630 | 7305 | Rate Constraint in lbs/MMBtu | FALSE | L | Annual | Standard NOX | lb/MMBtu | 0.25 | 0.25 | 0.25 | 0.25 | 0.25 | 0.25 | 0.25
IL Fac. Spec. - NOX Rate Summer v3.1, Unit 462 and retrofits | 630 | 7305 | Rate Constraint in lbs/MMBtu | FALSE | L | Annual | Emissions at Affected Plants NOX | Thousand Tons | 8.1702e-05 | 8.1702e-05 | 0 | 0 | 0 | 0 | 0
IL Fac. Spec. - NOX Rate Summer v3.1, Unit 462 and retrofits | 630 | 7305 | Rate Constraint in lbs/MMBtu | FALSE | L | Annual | Allowances Purchased NOX | Thousand Tons | 0 | 0 | 0 | 0 | 0 | 0 | 0
IL Fac. Spec. - NOX Rate Summer v3.1, Unit 462 and retrofits | 630 | 7305 | Rate Constraint in lbs/MMBtu | FALSE | L | Annual | Allowances Sold NOX | Thousand Tons | 0 | 0 | 0 | 0 | 0 | 0 | 0
IL Fac. Spec. - NOX Rate Summer v3.1, Unit 462 and retrofits | 630 | 7305 | Rate Constraint in lbs/MMBtu | FALSE | L | Annual | Allowances Banked | Thousand Tons | 0 | 0 | 0 | 0 | 0 | 0 | 0
IL Fac. Spec. - NOX Rate Summer v3.1, Unit 462 and retrofits | 630 | 7305 | Rate Constraint in lbs/MMBtu | FALSE | L | Annual | Allowances Withdrawn (1:1) | Thousand Tons | 0 | 0 | 0 | 0 | 0 | 0 | 0
IL Fac. Spec. - NOX Rate Summer v3.1, Unit 462 and retrofits | 630 | 7305 | Rate Constraint in lbs/MMBtu | FALSE | L | Annual | Allowances Withdrawn (n:1) | Thousand Tons | 0 | 0 | 0 | 0 | 0 | 0 | 0
IL Fac. Spec. - NOX Rate Summer v3.1, Unit 462 and retrofits | 630 | 7305 | Rate Constraint in lbs/MMBtu | FALSE | L | Annual | Net Emissions Allowance Position | Thousand Tons | 8.1702e-05 | 8.1702e-05 | 0 | 0 | 0 | 0 | 0
IL Fac. Spec. - NOX Rate Summer v3.1, Unit 462 and retrofits | 630 | 7305 | Rate Constraint in lbs/MMBtu | FALSE | L | Annual | Fuel Consumed | TBtu | 0.0072851 | 0.0072851 | 0 | 0 | 0 | 0 | 0
IL Fac. Spec. - NOX Rate Summer v3.1, Unit 462 and retrofits | 630 | 7305 | Rate Constraint in lbs/MMBtu | FALSE | L | Annual | Rate | lb/MMBtu | 0.02243 | 0.02243 | 0 | 0 | 0 | 0 | 0
IL Fac. Spec. - NOX Rate Summer v3.1, Unit 462 and retrofits | 630 | 7305 | Rate Constraint in lbs/MMBtu | FALSE | L | Annual | Generation | TWh | 0.00053749 | 0.00053749 | 0 | 0 | 0 | 0 | 0
IL Fac. Spec. - NOX Rate Summer v3.1, Unit 462 and retrofits | 630 | 7305 | Rate Constraint in lbs/MMBtu | FALSE | L | Annual | Qualifying Generation | TWh | 0.00053749 | 0.00053749 | 0 | 0 | 0 | 0 | 0
IL Fac. Spec. - NOX Rate Summer v3.1, Unit 462 and retrofits | 630 | 7305 | Rate Constraint in lbs/MMBtu | FALSE | L | Annual | Rate | lb/MWh | 0.30402 | 0.30402 | 0 | 0 | 0 | 0 | 0
IL Fac. Spec. - NOX Rate Summer v3.1, Unit 462 and retrofits | 630 | 7305 | Rate Constraint in lbs/MMBtu | FALSE | L | Annual | Constraint Shadow Price | US2022$/Ton | 0 | 0 | 0 | 0 | 0 | 0 | 0
IL Fac. Spec. - NOX Rate Summer v3.1, Unit 463 and retrofits | 631 | 7305 | Rate Constraint in lbs/MMBtu | FALSE | L | Annual | Seasons Included | Seasons | Summer | Summer | Summer | Summer | Summer | Summer | Summer
IL Fac. Spec. - NOX Rate Summer v3.1, Unit 463 and retrofits | 631 | 7305 | Rate Constraint in lbs/MMBtu | FALSE | L | Annual | Standard NOX | lb/MMBtu | 0.25 | 0.25 | 0.25 | 0.25 | 0.25 | 0.25 | 0.25
IL Fac. Spec. - NOX Rate Summer v3.1, Unit 463 and retrofits | 631 | 7305 | Rate Constraint in lbs/MMBtu | FALSE | L | Annual | Emissions at Affected Plants NOX | Thousand Tons | 0.0088911 | 0.0054801 | 0.0010993 | 0 | 0 | 0 | 0
IL Fac. Spec. - NOX Rate Summer v3.1, Unit 463 and retrofits | 631 | 7305 | Rate Constraint in lbs/MMBtu | FALSE | L | Annual | Allowances Purchased NOX | Thousand Tons | 0 | 0 | 0 | 0 | 0 | 0 | 0
IL Fac. Spec. - NOX Rate Summer v3.1, Unit 463 and retrofits | 631 | 7305 | Rate Constraint in lbs/MMBtu | FALSE | L | Annual | Allowances Sold NOX | Thousand Tons | 0 | 0 | 0 | 0 | 0 | 0 | 0
IL Fac. Spec. - NOX Rate Summer v3.1, Unit 463 and retrofits | 631 | 7305 | Rate Constraint in lbs/MMBtu | FALSE | L | Annual | Allowances Banked | Thousand Tons | 0 | 0 | 0 | 0 | 0 | 0 | 0
IL Fac. Spec. - NOX Rate Summer v3.1, Unit 463 and retrofits | 631 | 7305 | Rate Constraint in lbs/MMBtu | FALSE | L | Annual | Allowances Withdrawn (1:1) | Thousand Tons | 0 | 0 | 0 | 0 | 0 | 0 | 0
IL Fac. Spec. - NOX Rate Summer v3.1, Unit 463 and retrofits | 631 | 7305 | Rate Constraint in lbs/MMBtu | FALSE | L | Annual | Allowances Withdrawn (n:1) | Thousand Tons | 0 | 0 | 0 | 0 | 0 | 0 | 0
IL Fac. Spec. - NOX Rate Summer v3.1, Unit 463 and retrofits | 631 | 7305 | Rate Constraint in lbs/MMBtu | FALSE | L | Annual | Net Emissions Allowance Position | Thousand Tons | 0.0088911 | 0.0054801 | 0.0010993 | 0 | 0 | 0 | 0
IL Fac. Spec. - NOX Rate Summer v3.1, Unit 463 and retrofits | 631 | 7305 | Rate Constraint in lbs/MMBtu | FALSE | L | Annual | Fuel Consumed | TBtu | 0.21978 | 0.13546 | 0.027172 | 0 | 0 | 0 | 0
IL Fac. Spec. - NOX Rate Summer v3.1, Unit 463 and retrofits | 631 | 7305 | Rate Constraint in lbs/MMBtu | FALSE | L | Annual | Rate | lb/MMBtu | 0.08091 | 0.08091 | 0.08091 | 0 | 0 | 0 | 0
IL Fac. Spec. - NOX Rate Summer v3.1, Unit 463 and retrofits | 631 | 7305 | Rate Constraint in lbs/MMBtu | FALSE | L | Annual | Generation | TWh | 0.020454 | 0.012607 | 0.0025288 | 0 | 0 | 0 | 0
IL Fac. Spec. - NOX Rate Summer v3.1, Unit 463 and retrofits | 631 | 7305 | Rate Constraint in lbs/MMBtu | FALSE | L | Annual | Qualifying Generation | TWh | 0.020454 | 0.012607 | 0.0025288 | 0 | 0 | 0 | 0
IL Fac. Spec. - NOX Rate Summer v3.1, Unit 463 and retrofits | 631 | 7305 | Rate Constraint in lbs/MMBtu | FALSE | L | Annual | Rate | lb/MWh | 0.86938 | 0.86938 | 0.86938 | 0 | 0 | 0 | 0
IL Fac. Spec. - NOX Rate Summer v3.1, Unit 463 and retrofits | 631 | 7305 | Rate Constraint in lbs/MMBtu | FALSE | L | Annual | Constraint Shadow Price | US2022$/Ton | 0 | 0 | 0 | 0 | 0 | 0 | 0
IL Fac. Spec. - NOX Rate Summer v3.1, Unit 464 and retrofits | 632 | 7305 | Rate Constraint in lbs/MMBtu | FALSE | L | Annual | Seasons Included | Seasons | Summer | Summer | Summer | Summer | Summer | Summer | Summer
IL Fac. Spec. - NOX Rate Summer v3.1, Unit 464 and retrofits | 632 | 7305 | Rate Constraint in lbs/MMBtu | FALSE | L | Annual | Standard NOX | lb/MMBtu | 0.25 | 0.25 | 0.25 | 0.25 | 0.25 | 0.25 | 0.25
IL Fac. Spec. - NOX Rate Summer v3.1, Unit 464 and retrofits | 632 | 7305 | Rate Constraint in lbs/MMBtu | FALSE | L | Annual | Emissions at Affected Plants NOX | Thousand Tons | 0.0092197 | 0.0056827 | 0.0011399 | 0 | 0 | 0 | 0
IL Fac. Spec. - NOX Rate Summer v3.1, Unit 464 and retrofits | 632 | 7305 | Rate Constraint in lbs/MMBtu | FALSE | L | Annual | Allowances Purchased NOX | Thousand Tons | 0 | 0 | 0 | 0 | 0 | 0 | 0
IL Fac. Spec. - NOX Rate Summer v3.1, Unit 464 and retrofits | 632 | 7305 | Rate Constraint in lbs/MMBtu | FALSE | L | Annual | Allowances Sold NOX | Thousand Tons | 0 | 0 | 0 | 0 | 0 | 0 | 0
IL Fac. Spec. - NOX Rate Summer v3.1, Unit 464 and retrofits | 632 | 7305 | Rate Constraint in lbs/MMBtu | FALSE | L | Annual | Allowances Banked | Thousand Tons | 0 | 0 | 0 | 0 | 0 | 0 | 0
IL Fac. Spec. - NOX Rate Summer v3.1, Unit 464 and retrofits | 632 | 7305 | Rate Constraint in lbs/MMBtu | FALSE | L | Annual | Allowances Withdrawn (1:1) | Thousand Tons | 0 | 0 | 0 | 0 | 0 | 0 | 0
IL Fac. Spec. - NOX Rate Summer v3.1, Unit 464 and retrofits | 632 | 7305 | Rate Constraint in lbs/MMBtu | FALSE | L | Annual | Allowances Withdrawn (n:1) | Thousand Tons | 0 | 0 | 0 | 0 | 0 | 0 | 0
IL Fac. Spec. - NOX Rate Summer v3.1, Unit 464 and retrofits | 632 | 7305 | Rate Constraint in lbs/MMBtu | FALSE | L | Annual | Net Emissions Allowance Position | Thousand Tons | 0.0092197 | 0.0056827 | 0.0011399 | 0 | 0 | 0 | 0
IL Fac. Spec. - NOX Rate Summer v3.1, Unit 464 and retrofits | 632 | 7305 | Rate Constraint in lbs/MMBtu | FALSE | L | Annual | Fuel Consumed | TBtu | 0.21978 | 0.13546 | 0.027172 | 0 | 0 | 0 | 0
IL Fac. Spec. - NOX Rate Summer v3.1, Unit 464 and retrofits | 632 | 7305 | Rate Constraint in lbs/MMBtu | FALSE | L | Annual | Rate | lb/MMBtu | 0.0839 | 0.0839 | 0.0839 | 0 | 0 | 0 | 0
IL Fac. Spec. - NOX Rate Summer v3.1, Unit 464 and retrofits | 632 | 7305 | Rate Constraint in lbs/MMBtu | FALSE | L | Annual | Generation | TWh | 0.020454 | 0.012607 | 0.0025288 | 0 | 0 | 0 | 0
IL Fac. Spec. - NOX Rate Summer v3.1, Unit 464 and retrofits | 632 | 7305 | Rate Constraint in lbs/MMBtu | FALSE | L | Annual | Qualifying Generation | TWh | 0.020454 | 0.012607 | 0.0025288 | 0 | 0 | 0 | 0
IL Fac. Spec. - NOX Rate Summer v3.1, Unit 464 and retrofits | 632 | 7305 | Rate Constraint in lbs/MMBtu | FALSE | L | Annual | Rate | lb/MWh | 0.90151 | 0.90151 | 0.90151 | 0 | 0 | 0 | 0
IL Fac. Spec. - NOX Rate Summer v3.1, Unit 464 and retrofits | 632 | 7305 | Rate Constraint in lbs/MMBtu | FALSE | L | Annual | Constraint Shadow Price | US2022$/Ton | 0 | 0 | 0 | 0 | 0 | 0 | 0
IL Fac. Spec. - NOX Rate Summer v3.1, Unit 465 and retrofits | 633 | 7305 | Rate Constraint in lbs/MMBtu | FALSE | L | Annual | Seasons Included | Seasons | Summer | Summer | Summer | Summer | Summer | Summer | Summer
IL Fac. Spec. - NOX Rate Summer v3.1, Unit 465 and retrofits | 633 | 7305 | Rate Constraint in lbs/MMBtu | FALSE | L | Annual | Standard NOX | lb/MMBtu | 0.25 | 0.25 | 0.25 | 0.25 | 0.25 | 0.25 | 0.25
IL Fac. Spec. - NOX Rate Summer v3.1, Unit 465 and retrofits | 633 | 7305 | Rate Constraint in lbs/MMBtu | FALSE | L | Annual | Emissions at Affected Plants NOX | Thousand Tons | 0.0089394 | 0.0055099 | 0.0011052 | 0 | 0 | 0 | 0
IL Fac. Spec. - NOX Rate Summer v3.1, Unit 465 and retrofits | 633 | 7305 | Rate Constraint in lbs/MMBtu | FALSE | L | Annual | Allowances Purchased NOX | Thousand Tons | 0 | 0 | 0 | 0 | 0 | 0 | 0
IL Fac. Spec. - NOX Rate Summer v3.1, Unit 465 and retrofits | 633 | 7305 | Rate Constraint in lbs/MMBtu | FALSE | L | Annual | Allowances Sold NOX | Thousand Tons | 0 | 0 | 0 | 0 | 0 | 0 | 0
IL Fac. Spec. - NOX Rate Summer v3.1, Unit 465 and retrofits | 633 | 7305 | Rate Constraint in lbs/MMBtu | FALSE | L | Annual | Allowances Banked | Thousand Tons | 0 | 0 | 0 | 0 | 0 | 0 | 0
IL Fac. Spec. - NOX Rate Summer v3.1, Unit 465 and retrofits | 633 | 7305 | Rate Constraint in lbs/MMBtu | FALSE | L | Annual | Allowances Withdrawn (1:1) | Thousand Tons | 0 | 0 | 0 | 0 | 0 | 0 | 0
IL Fac. Spec. - NOX Rate Summer v3.1, Unit 465 and retrofits | 633 | 7305 | Rate Constraint in lbs/MMBtu | FALSE | L | Annual | Allowances Withdrawn (n:1) | Thousand Tons | 0 | 0 | 0 | 0 | 0 | 0 | 0
IL Fac. Spec. - NOX Rate Summer v3.1, Unit 465 and retrofits | 633 | 7305 | Rate Constraint in lbs/MMBtu | FALSE | L | Annual | Net Emissions Allowance Position | Thousand Tons | 0.0089394 | 0.0055099 | 0.0011052 | 0 | 0 | 0 | 0
IL Fac. Spec. - NOX Rate Summer v3.1, Unit 465 and retrofits | 633 | 7305 | Rate Constraint in lbs/MMBtu | FALSE | L | Annual | Fuel Consumed | TBtu | 0.21978 | 0.13546 | 0.027172 | 0 | 0 | 0 | 0
IL Fac. Spec. - NOX Rate Summer v3.1, Unit 465 and retrofits | 633 | 7305 | Rate Constraint in lbs/MMBtu | FALSE | L | Annual | Rate | lb/MMBtu | 0.08135 | 0.08135 | 0.08135 | 0 | 0 | 0 | 0
IL Fac. Spec. - NOX Rate Summer v3.1, Unit 465 and retrofits | 633 | 7305 | Rate Constraint in lbs/MMBtu | FALSE | L | Annual | Generation | TWh | 0.020454 | 0.012607 | 0.0025288 | 0 | 0 | 0 | 0
IL Fac. Spec. - NOX Rate Summer v3.1, Unit 465 and retrofits | 633 | 7305 | Rate Constraint in lbs/MMBtu | FALSE | L | Annual | Qualifying Generation | TWh | 0.020454 | 0.012607 | 0.0025288 | 0 | 0 | 0 | 0
IL Fac. Spec. - NOX Rate Summer v3.1, Unit 465 and retrofits | 633 | 7305 | Rate Constraint in lbs/MMBtu | FALSE | L | Annual | Rate | lb/MWh | 0.87411 | 0.87411 | 0.87411 | 0 | 0 | 0 | 0
IL Fac. Spec. - NOX Rate Summer v3.1, Unit 465 and retrofits | 633 | 7305 | Rate Constraint in lbs/MMBtu | FALSE | L | Annual | Constraint Shadow Price | US2022$/Ton | 0 | 0 | 0 | 0 | 0 | 0 | 0
IL Fac. Spec. - NOX Rate Summer v3.1, Unit 466 and retrofits | 634 | 7305 | Rate Constraint in lbs/MMBtu | FALSE | L | Annual | Seasons Included | Seasons | Summer | Summer | Summer | Summer | Summer | Summer | Summer
IL Fac. Spec. - NOX Rate Summer v3.1, Unit 466 and retrofits | 634 | 7305 | Rate Constraint in lbs/MMBtu | FALSE | L | Annual | Standard NOX | lb/MMBtu | 0.25 | 0.25 | 0.25 | 0.25 | 0.25 | 0.25 | 0.25
IL Fac. Spec. - NOX Rate Summer v3.1, Unit 466 and retrofits | 634 | 7305 | Rate Constraint in lbs/MMBtu | FALSE | L | Annual | Emissions at Affected Plants NOX | Thousand Tons | 0.0090603 | 0.0081473 | 0.0011202 | 0 | 0 | 0 | 0
IL Fac. Spec. - NOX Rate Summer v3.1, Unit 466 and retrofits | 634 | 7305 | Rate Constraint in lbs/MMBtu | FALSE | L | Annual | Allowances Purchased NOX | Thousand Tons | 0 | 0 | 0 | 0 | 0 | 0 | 0
IL Fac. Spec. - NOX Rate Summer v3.1, Unit 466 and retrofits | 634 | 7305 | Rate Constraint in lbs/MMBtu | FALSE | L | Annual | Allowances Sold NOX | Thousand Tons | 0 | 0 | 0 | 0 | 0 | 0 | 0
IL Fac. Spec. - NOX Rate Summer v3.1, Unit 466 and retrofits | 634 | 7305 | Rate Constraint in lbs/MMBtu | FALSE | L | Annual | Allowances Banked | Thousand Tons | 0 | 0 | 0 | 0 | 0 | 0 | 0
IL Fac. Spec. - NOX Rate Summer v3.1, Unit 466 and retrofits | 634 | 7305 | Rate Constraint in lbs/MMBtu | FALSE | L | Annual | Allowances Withdrawn (1:1) | Thousand Tons | 0 | 0 | 0 | 0 | 0 | 0 | 0
IL Fac. Spec. - NOX Rate Summer v3.1, Unit 466 and retrofits | 634 | 7305 | Rate Constraint in lbs/MMBtu | FALSE | L | Annual | Allowances Withdrawn (n:1) | Thousand Tons | 0 | 0 | 0 | 0 | 0 | 0 | 0
IL Fac. Spec. - NOX Rate Summer v3.1, Unit 466 and retrofits | 634 | 7305 | Rate Constraint in lbs/MMBtu | FALSE | L | Annual | Net Emissions Allowance Position | Thousand Tons | 0.0090603 | 0.0081473 | 0.0011202 | 0 | 0 | 0 | 0
IL Fac. Spec. - NOX Rate Summer v3.1, Unit 466 and retrofits | 634 | 7305 | Rate Constraint in lbs/MMBtu | FALSE | L | Annual | Fuel Consumed | TBtu | 0.21978 | 0.19763 | 0.027172 | 0 | 0 | 0 | 0
IL Fac. Spec. - NOX Rate Summer v3.1, Unit 466 and retrofits | 634 | 7305 | Rate Constraint in lbs/MMBtu | FALSE | L | Annual | Rate | lb/MMBtu | 0.08245 | 0.08245 | 0.08245 | 0 | 0 | 0 | 0
IL Fac. Spec. - NOX Rate Summer v3.1, Unit 466 and retrofits | 634 | 7305 | Rate Constraint in lbs/MMBtu | FALSE | L | Annual | Generation | TWh | 0.020454 | 0.018393 | 0.0025288 | 0 | 0 | 0 | 0
IL Fac. Spec. - NOX Rate Summer v3.1, Unit 466 and retrofits | 634 | 7305 | Rate Constraint in lbs/MMBtu | FALSE | L | Annual | Qualifying Generation | TWh | 0.020454 | 0.018393 | 0.0025288 | 0 | 0 | 0 | 0
IL Fac. Spec. - NOX Rate Summer v3.1, Unit 466 and retrofits | 634 | 7305 | Rate Constraint in lbs/MMBtu | FALSE | L | Annual | Rate | lb/MWh | 0.88593 | 0.88593 | 0.88593 | 0 | 0 | 0 | 0
IL Fac. Spec. - NOX Rate Summer v3.1, Unit 466 and retrofits | 634 | 7305 | Rate Constraint in lbs/MMBtu | FALSE | L | Annual | Constraint Shadow Price | US2022$/Ton | 0 | 0 | 0 | 0 | 0 | 0 | 0
IL Fac. Spec. - NOX Rate Summer v3.1, Unit 467 and retrofits | 635 | 7305 | Rate Constraint in lbs/MMBtu | FALSE | L | Annual | Seasons Included | Seasons | Summer | Summer | Summer | Summer | Summer | Summer | Summer
IL Fac. Spec. - NOX Rate Summer v3.1, Unit 467 and retrofits | 635 | 7305 | Rate Constraint in lbs/MMBtu | FALSE | L | Annual | Standard NOX | lb/MMBtu | 0.25 | 0.25 | 0.25 | 0.25 | 0.25 | 0.25 | 0.25
IL Fac. Spec. - NOX Rate Summer v3.1, Unit 467 and retrofits | 635 | 7305 | Rate Constraint in lbs/MMBtu | FALSE | L | Annual | Emissions at Affected Plants NOX | Thousand Tons | 0.0091109 | 0.0056156 | 0.0011264 | 0 | 0 | 0 | 0
IL Fac. Spec. - NOX Rate Summer v3.1, Unit 467 and retrofits | 635 | 7305 | Rate Constraint in lbs/MMBtu | FALSE | L | Annual | Allowances Purchased NOX | Thousand Tons | 0 | 0 | 0 | 0 | 0 | 0 | 0
IL Fac. Spec. - NOX Rate Summer v3.1, Unit 467 and retrofits | 635 | 7305 | Rate Constraint in lbs/MMBtu | FALSE | L | Annual | Allowances Sold NOX | Thousand Tons | 0 | 0 | 0 | 0 | 0 | 0 | 0
IL Fac. Spec. - NOX Rate Summer v3.1, Unit 467 and retrofits | 635 | 7305 | Rate Constraint in lbs/MMBtu | FALSE | L | Annual | Allowances Banked | Thousand Tons | 0 | 0 | 0 | 0 | 0 | 0 | 0
IL Fac. Spec. - NOX Rate Summer v3.1, Unit 467 and retrofits | 635 | 7305 | Rate Constraint in lbs/MMBtu | FALSE | L | Annual | Allowances Withdrawn (1:1) | Thousand Tons | 0 | 0 | 0 | 0 | 0 | 0 | 0
IL Fac. Spec. - NOX Rate Summer v3.1, Unit 467 and retrofits | 635 | 7305 | Rate Constraint in lbs/MMBtu | FALSE | L | Annual | Allowances Withdrawn (n:1) | Thousand Tons | 0 | 0 | 0 | 0 | 0 | 0 | 0
IL Fac. Spec. - NOX Rate Summer v3.1, Unit 467 and retrofits | 635 | 7305 | Rate Constraint in lbs/MMBtu | FALSE | L | Annual | Net Emissions Allowance Position | Thousand Tons | 0.0091109 | 0.0056156 | 0.0011264 | 0 | 0 | 0 | 0
IL Fac. Spec. - NOX Rate Summer v3.1, Unit 467 and retrofits | 635 | 7305 | Rate Constraint in lbs/MMBtu | FALSE | L | Annual | Fuel Consumed | TBtu | 0.21978 | 0.13546 | 0.027172 | 0 | 0 | 0 | 0
IL Fac. Spec. - NOX Rate Summer v3.1, Unit 467 and retrofits | 635 | 7305 | Rate Constraint in lbs/MMBtu | FALSE | L | Annual | Rate | lb/MMBtu | 0.08291 | 0.08291 | 0.08291 | 0 | 0 | 0 | 0
IL Fac. Spec. - NOX Rate Summer v3.1, Unit 467 and retrofits | 635 | 7305 | Rate Constraint in lbs/MMBtu | FALSE | L | Annual | Generation | TWh | 0.020454 | 0.012607 | 0.0025288 | 0 | 0 | 0 | 0
IL Fac. Spec. - NOX Rate Summer v3.1, Unit 467 and retrofits | 635 | 7305 | Rate Constraint in lbs/MMBtu | FALSE | L | Annual | Qualifying Generation | TWh | 0.020454 | 0.012607 | 0.0025288 | 0 | 0 | 0 | 0
IL Fac. Spec. - NOX Rate Summer v3.1, Unit 467 and retrofits | 635 | 7305 | Rate Constraint in lbs/MMBtu | FALSE | L | Annual | Rate | lb/MWh | 0.89087 | 0.89087 | 0.89087 | 0 | 0 | 0 | 0
IL Fac. Spec. - NOX Rate Summer v3.1, Unit 467 and retrofits | 635 | 7305 | Rate Constraint in lbs/MMBtu | FALSE | L | Annual | Constraint Shadow Price | US2022$/Ton | 0 | 0 | 0 | 0 | 0 | 0 | 0
IL Fac. Spec. - NOX Rate Summer v3.1, Unit 468 and retrofits | 636 | 7305 | Rate Constraint in lbs/MMBtu | FALSE | L | Annual | Seasons Included | Seasons | Summer | Summer | Summer | Summer | Summer | Summer | Summer
IL Fac. Spec. - NOX Rate Summer v3.1, Unit 468 and retrofits | 636 | 7305 | Rate Constraint in lbs/MMBtu | FALSE | L | Annual | Standard NOX | lb/MMBtu | 0.25 | 0.25 | 0.25 | 0.25 | 0.25 | 0.25 | 0.25
IL Fac. Spec. - NOX Rate Summer v3.1, Unit 468 and retrofits | 636 | 7305 | Rate Constraint in lbs/MMBtu | FALSE | L | Annual | Emissions at Affected Plants NOX | Thousand Tons | 0.0092713 | 0.0057145 | 0.0011463 | 0 | 0 | 0 | 0
IL Fac. Spec. - NOX Rate Summer v3.1, Unit 468 and retrofits | 636 | 7305 | Rate Constraint in lbs/MMBtu | FALSE | L | Annual | Allowances Purchased NOX | Thousand Tons | 0 | 0 | 0 | 0 | 0 | 0 | 0
IL Fac. Spec. - NOX Rate Summer v3.1, Unit 468 and retrofits | 636 | 7305 | Rate Constraint in lbs/MMBtu | FALSE | L | Annual | Allowances Sold NOX | Thousand Tons | 0 | 0 | 0 | 0 | 0 | 0 | 0
IL Fac. Spec. - NOX Rate Summer v3.1, Unit 468 and retrofits | 636 | 7305 | Rate Constraint in lbs/MMBtu | FALSE | L | Annual | Allowances Banked | Thousand Tons | 0 | 0 | 0 | 0 | 0 | 0 | 0
IL Fac. Spec. - NOX Rate Summer v3.1, Unit 468 and retrofits | 636 | 7305 | Rate Constraint in lbs/MMBtu | FALSE | L | Annual | Allowances Withdrawn (1:1) | Thousand Tons | 0 | 0 | 0 | 0 | 0 | 0 | 0
IL Fac. Spec. - NOX Rate Summer v3.1, Unit 468 and retrofits | 636 | 7305 | Rate Constraint in lbs/MMBtu | FALSE | L | Annual | Allowances Withdrawn (n:1) | Thousand Tons | 0 | 0 | 0 | 0 | 0 | 0 | 0
IL Fac. Spec. - NOX Rate Summer v3.1, Unit 468 and retrofits | 636 | 7305 | Rate Constraint in lbs/MMBtu | FALSE | L | Annual | Net Emissions Allowance Position | Thousand Tons | 0.0092713 | 0.0057145 | 0.0011463 | 0 | 0 | 0 | 0
IL Fac. Spec. - NOX Rate Summer v3.1, Unit 468 and retrofits | 636 | 7305 | Rate Constraint in lbs/MMBtu | FALSE | L | Annual | Fuel Consumed | TBtu | 0.21978 | 0.13546 | 0.027172 | 0 | 0 | 0 | 0
IL Fac. Spec. - NOX Rate Summer v3.1, Unit 468 and retrofits | 636 | 7305 | Rate Constraint in lbs/MMBtu | FALSE | L | Annual | Rate | lb/MMBtu | 0.08437 | 0.08437 | 0.08437 | 0 | 0 | 0 | 0
IL Fac. Spec. - NOX Rate Summer v3.1, Unit 468 and retrofits | 636 | 7305 | Rate Constraint in lbs/MMBtu | FALSE | L | Annual | Generation | TWh | 0.020454 | 0.012607 | 0.0025288 | 0 | 0 | 0 | 0
IL Fac. Spec. - NOX Rate Summer v3.1, Unit 468 and retrofits | 636 | 7305 | Rate Constraint in lbs/MMBtu | FALSE | L | Annual | Qualifying Generation | TWh | 0.020454 | 0.012607 | 0.0025288 | 0 | 0 | 0 | 0
IL Fac. Spec. - NOX Rate Summer v3.1, Unit 468 and retrofits | 636 | 7305 | Rate Constraint in lbs/MMBtu | FALSE | L | Annual | Rate | lb/MWh | 0.90656 | 0.90656 | 0.90656 | 0 | 0 | 0 | 0
IL Fac. Spec. - NOX Rate Summer v3.1, Unit 468 and retrofits | 636 | 7305 | Rate Constraint in lbs/MMBtu | FALSE | L | Annual | Constraint Shadow Price | US2022$/Ton | 0 | 0 | 0 | 0 | 0 | 0 | 0
IL Fac. Spec. - NOX Rate Summer v3.1, Unit 469 and retrofits | 637 | 7305 | Rate Constraint in lbs/MMBtu | FALSE | L | Annual | Seasons Included | Seasons | Summer | Summer | Summer | Summer | Summer | Summer | Summer
IL Fac. Spec. - NOX Rate Summer v3.1, Unit 469 and retrofits | 637 | 7305 | Rate Constraint in lbs/MMBtu | FALSE | L | Annual | Standard NOX | lb/MMBtu | 0.25 | 0.25 | 0.25 | 0.25 | 0.25 | 0.25 | 0.25
IL Fac. Spec. - NOX Rate Summer v3.1, Unit 469 and retrofits | 637 | 7305 | Rate Constraint in lbs/MMBtu | FALSE | L | Annual | Emissions at Affected Plants NOX | Thousand Tons | 0.0092098 | 0.0056766 | 0.0011387 | 0 | 0 | 0 | 0
IL Fac. Spec. - NOX Rate Summer v3.1, Unit 469 and retrofits | 637 | 7305 | Rate Constraint in lbs/MMBtu | FALSE | L | Annual | Allowances Purchased NOX | Thousand Tons | 0 | 0 | 0 | 0 | 0 | 0 | 0
IL Fac. Spec. - NOX Rate Summer v3.1, Unit 469 and retrofits | 637 | 7305 | Rate Constraint in lbs/MMBtu | FALSE | L | Annual | Allowances Sold NOX | Thousand Tons | 0 | 0 | 0 | 0 | 0 | 0 | 0
IL Fac. Spec. - NOX Rate Summer v3.1, Unit 469 and retrofits | 637 | 7305 | Rate Constraint in lbs/MMBtu | FALSE | L | Annual | Allowances Banked | Thousand Tons | 0 | 0 | 0 | 0 | 0 | 0 | 0
IL Fac. Spec. - NOX Rate Summer v3.1, Unit 469 and retrofits | 637 | 7305 | Rate Constraint in lbs/MMBtu | FALSE | L | Annual | Allowances Withdrawn (1:1) | Thousand Tons | 0 | 0 | 0 | 0 | 0 | 0 | 0
IL Fac. Spec. - NOX Rate Summer v3.1, Unit 469 and retrofits | 637 | 7305 | Rate Constraint in lbs/MMBtu | FALSE | L | Annual | Allowances Withdrawn (n:1) | Thousand Tons | 0 | 0 | 0 | 0 | 0 | 0 | 0
IL Fac. Spec. - NOX Rate Summer v3.1, Unit 469 and retrofits | 637 | 7305 | Rate Constraint in lbs/MMBtu | FALSE | L | Annual | Net Emissions Allowance Position | Thousand Tons | 0.0092098 | 0.0056766 | 0.0011387 | 0 | 0 | 0 | 0
IL Fac. Spec. - NOX Rate Summer v3.1, Unit 469 and retrofits | 637 | 7305 | Rate Constraint in lbs/MMBtu | FALSE | L | Annual | Fuel Consumed | TBtu | 0.21978 | 0.13546 | 0.027172 | 0 | 0 | 0 | 0
IL Fac. Spec. - NOX Rate Summer v3.1, Unit 469 and retrofits | 637 | 7305 | Rate Constraint in lbs/MMBtu | FALSE | L | Annual | Rate | lb/MMBtu | 0.08381 | 0.08381 | 0.08381 | 0 | 0 | 0 | 0
IL Fac. Spec. - NOX Rate Summer v3.1, Unit 469 and retrofits | 637 | 7305 | Rate Constraint in lbs/MMBtu | FALSE | L | Annual | Generation | TWh | 0.020454 | 0.012607 | 0.0025288 | 0 | 0 | 0 | 0
IL Fac. Spec. - NOX Rate Summer v3.1, Unit 469 and retrofits | 637 | 7305 | Rate Constraint in lbs/MMBtu | FALSE | L | Annual | Qualifying Generation | TWh | 0.020454 | 0.012607 | 0.0025288 | 0 | 0 | 0 | 0
IL Fac. Spec. - NOX Rate Summer v3.1, Unit 469 and retrofits | 637 | 7305 | Rate Constraint in lbs/MMBtu | FALSE | L | Annual | Rate | lb/MWh | 0.90054 | 0.90054 | 0.90054 | 0 | 0 | 0 | 0
IL Fac. Spec. - NOX Rate Summer v3.1, Unit 469 and retrofits | 637 | 7305 | Rate Constraint in lbs/MMBtu | FALSE | L | Annual | Constraint Shadow Price | US2022$/Ton | 0 | 0 | 0 | 0 | 0 | 0 | 0
IL Fac. Spec. - NOX Rate Summer v3.1, Unit 470 and retrofits | 638 | 7305 | Rate Constraint in lbs/MMBtu | FALSE | L | Annual | Seasons Included | Seasons | Summer | Summer | Summer | Summer | Summer | Summer | Summer
IL Fac. Spec. - NOX Rate Summer v3.1, Unit 470 and retrofits | 638 | 7305 | Rate Constraint in lbs/MMBtu | FALSE | L | Annual | Standard NOX | lb/MMBtu | 0.25 | 0.25 | 0.25 | 0.25 | 0.25 | 0.25 | 0.25
IL Fac. Spec. - NOX Rate Summer v3.1, Unit 470 and retrofits | 638 | 7305 | Rate Constraint in lbs/MMBtu | FALSE | L | Annual | Emissions at Affected Plants NOX | Thousand Tons | 0.0092955 | 0.0057294 | 0.0011493 | 0 | 0 | 0 | 0
IL Fac. Spec. - NOX Rate Summer v3.1, Unit 470 and retrofits | 638 | 7305 | Rate Constraint in lbs/MMBtu | FALSE | L | Annual | Allowances Purchased NOX | Thousand Tons | 0 | 0 | 0 | 0 | 0 | 0 | 0
IL Fac. Spec. - NOX Rate Summer v3.1, Unit 470 and retrofits | 638 | 7305 | Rate Constraint in lbs/MMBtu | FALSE | L | Annual | Allowances Sold NOX | Thousand Tons | 0 | 0 | 0 | 0 | 0 | 0 | 0
IL Fac. Spec. - NOX Rate Summer v3.1, Unit 470 and retrofits | 638 | 7305 | Rate Constraint in lbs/MMBtu | FALSE | L | Annual | Allowances Banked | Thousand Tons | 0 | 0 | 0 | 0 | 0 | 0 | 0
IL Fac. Spec. - NOX Rate Summer v3.1, Unit 470 and retrofits | 638 | 7305 | Rate Constraint in lbs/MMBtu | FALSE | L | Annual | Allowances Withdrawn (1:1) | Thousand Tons | 0 | 0 | 0 | 0 | 0 | 0 | 0
IL Fac. Spec. - NOX Rate Summer v3.1, Unit 470 and retrofits | 638 | 7305 | Rate Constraint in lbs/MMBtu | FALSE | L | Annual | Allowances Withdrawn (n:1) | Thousand Tons | 0 | 0 | 0 | 0 | 0 | 0 | 0
IL Fac. Spec. - NOX Rate Summer v3.1, Unit 470 and retrofits | 638 | 7305 | Rate Constraint in lbs/MMBtu | FALSE | L | Annual | Net Emissions Allowance Position | Thousand Tons | 0.0092955 | 0.0057294 | 0.0011493 | 0 | 0 | 0 | 0
IL Fac. Spec. - NOX Rate Summer v3.1, Unit 470 and retrofits | 638 | 7305 | Rate Constraint in lbs/MMBtu | FALSE | L | Annual | Fuel Consumed | TBtu | 0.21978 | 0.13546 | 0.027172 | 0 | 0 | 0 | 0
IL Fac. Spec. - NOX Rate Summer v3.1, Unit 470 and retrofits | 638 | 7305 | Rate Constraint in lbs/MMBtu | FALSE | L | Annual | Rate | lb/MMBtu | 0.08459 | 0.08459 | 0.08459 | 0 | 0 | 0 | 0
IL Fac. Spec. - NOX Rate Summer v3.1, Unit 470 and retrofits | 638 | 7305 | Rate Constraint in lbs/MMBtu | FALSE | L | Annual | Generation | TWh | 0.020454 | 0.012607 | 0.0025288 | 0 | 0 | 0 | 0
IL Fac. Spec. - NOX Rate Summer v3.1, Unit 470 and retrofits | 638 | 7305 | Rate Constraint in lbs/MMBtu | FALSE | L | Annual | Qualifying Generation | TWh | 0.020454 | 0.012607 | 0.0025288 | 0 | 0 | 0 | 0
IL Fac. Spec. - NOX Rate Summer v3.1, Unit 470 and retrofits | 638 | 7305 | Rate Constraint in lbs/MMBtu | FALSE | L | Annual | Rate | lb/MWh | 0.90892 | 0.90892 | 0.90892 | 0 | 0 | 0 | 0
IL Fac. Spec. - NOX Rate Summer v3.1, Unit 470 and retrofits | 638 | 7305 | Rate Constraint in lbs/MMBtu | FALSE | L | Annual | Constraint Shadow Price | US2022$/Ton | 0 | 0 | 0 | 0 | 0 | 0 | 0
IL Fac. Spec. - NOX Rate Summer v3.1, Unit 474 and retrofits | 639 | 7305 | Rate Constraint in lbs/MMBtu | FALSE | L | Annual | Seasons Included | Seasons | Summer | Summer | Summer | Summer | Summer | Summer | Summer
IL Fac. Spec. - NOX Rate Summer v3.1, Unit 474 and retrofits | 639 | 7305 | Rate Constraint in lbs/MMBtu | FALSE | L | Annual | Standard NOX | lb/MMBtu | 0.25 | 0.25 | 0.25 | 0.25 | 0.25 | 0.25 | 0.25
IL Fac. Spec. - NOX Rate Summer v3.1, Unit 474 and retrofits | 639 | 7305 | Rate Constraint in lbs/MMBtu | FALSE | L | Annual | Emissions at Affected Plants NOX | Thousand Tons | 0.0056265 | 0.0069079 | 0 | 0 | 0 | 0 | 0
IL Fac. Spec. - NOX Rate Summer v3.1, Unit 474 and retrofits | 639 | 7305 | Rate Constraint in lbs/MMBtu | FALSE | L | Annual | Allowances Purchased NOX | Thousand Tons | 0 | 0 | 0 | 0 | 0 | 0 | 0
IL Fac. Spec. - NOX Rate Summer v3.1, Unit 474 and retrofits | 639 | 7305 | Rate Constraint in lbs/MMBtu | FALSE | L | Annual | Allowances Sold NOX | Thousand Tons | 0 | 0 | 0 | 0 | 0 | 0 | 0
IL Fac. Spec. - NOX Rate Summer v3.1, Unit 474 and retrofits | 639 | 7305 | Rate Constraint in lbs/MMBtu | FALSE | L | Annual | Allowances Banked | Thousand Tons | 0 | 0 | 0 | 0 | 0 | 0 | 0
IL Fac. Spec. - NOX Rate Summer v3.1, Unit 474 and retrofits | 639 | 7305 | Rate Constraint in lbs/MMBtu | FALSE | L | Annual | Allowances Withdrawn (1:1) | Thousand Tons | 0 | 0 | 0 | 0 | 0 | 0 | 0
IL Fac. Spec. - NOX Rate Summer v3.1, Unit 474 and retrofits | 639 | 7305 | Rate Constraint in lbs/MMBtu | FALSE | L | Annual | Allowances Withdrawn (n:1) | Thousand Tons | 0 | 0 | 0 | 0 | 0 | 0 | 0
IL Fac. Spec. - NOX Rate Summer v3.1, Unit 474 and retrofits | 639 | 7305 | Rate Constraint in lbs/MMBtu | FALSE | L | Annual | Net Emissions Allowance Position | Thousand Tons | 0.0056265 | 0.0069079 | 0 | 0 | 0 | 0 | 0
IL Fac. Spec. - NOX Rate Summer v3.1, Unit 474 and retrofits | 639 | 7305 | Rate Constraint in lbs/MMBtu | FALSE | L | Annual | Fuel Consumed | TBtu | 0.090618 | 0.11126 | 0 | 0 | 0 | 0 | 0
IL Fac. Spec. - NOX Rate Summer v3.1, Unit 474 and retrofits | 639 | 7305 | Rate Constraint in lbs/MMBtu | FALSE | L | Annual | Rate | lb/MMBtu | 0.12418 | 0.12418 | 0 | 0 | 0 | 0 | 0
IL Fac. Spec. - NOX Rate Summer v3.1, Unit 474 and retrofits | 639 | 7305 | Rate Constraint in lbs/MMBtu | FALSE | L | Annual | Generation | TWh | 0.0069986 | 0.0085926 | 0 | 0 | 0 | 0 | 0
IL Fac. Spec. - NOX Rate Summer v3.1, Unit 474 and retrofits | 639 | 7305 | Rate Constraint in lbs/MMBtu | FALSE | L | Annual | Qualifying Generation | TWh | 0.0069986 | 0.0085926 | 0 | 0 | 0 | 0 | 0
IL Fac. Spec. - NOX Rate Summer v3.1, Unit 474 and retrofits | 639 | 7305 | Rate Constraint in lbs/MMBtu | FALSE | L | Annual | Rate | lb/MWh | 1.6079 | 1.6079 | 0 | 0 | 0 | 0 | 0
IL Fac. Spec. - NOX Rate Summer v3.1, Unit 474 and retrofits | 639 | 7305 | Rate Constraint in lbs/MMBtu | FALSE | L | Annual | Constraint Shadow Price | US2022$/Ton | 0 | 0 | 0 | 0 | 0 | 0 | 0
IL Fac. Spec. - NOX Rate Summer v3.1, Unit 475 and retrofits | 640 | 7305 | Rate Constraint in lbs/MMBtu | FALSE | L | Annual | Seasons Included | Seasons | Summer | Summer | Summer | Summer | Summer | Summer | Summer
IL Fac. Spec. - NOX Rate Summer v3.1, Unit 475 and retrofits | 640 | 7305 | Rate Constraint in lbs/MMBtu | FALSE | L | Annual | Standard NOX | lb/MMBtu | 0.25 | 0.25 | 0.25 | 0.25 | 0.25 | 0.25 | 0.25
IL Fac. Spec. - NOX Rate Summer v3.1, Unit 475 and retrofits | 640 | 7305 | Rate Constraint in lbs/MMBtu | FALSE | L | Annual | Emissions at Affected Plants NOX | Thousand Tons | 0.0038423 | 0.0038865 | 0.00044165 | 0 | 0 | 0 | 0
IL Fac. Spec. - NOX Rate Summer v3.1, Unit 475 and retrofits | 640 | 7305 | Rate Constraint in lbs/MMBtu | FALSE | L | Annual | Allowances Purchased NOX | Thousand Tons | 0 | 0 | 0 | 0 | 0 | 0 | 0
IL Fac. Spec. - NOX Rate Summer v3.1, Unit 475 and retrofits | 640 | 7305 | Rate Constraint in lbs/MMBtu | FALSE | L | Annual | Allowances Sold NOX | Thousand Tons | 0 | 0 | 0 | 0 | 0 | 0 | 0
IL Fac. Spec. - NOX Rate Summer v3.1, Unit 475 and retrofits | 640 | 7305 | Rate Constraint in lbs/MMBtu | FALSE | L | Annual | Allowances Banked | Thousand Tons | 0 | 0 | 0 | 0 | 0 | 0 | 0
IL Fac. Spec. - NOX Rate Summer v3.1, Unit 475 and retrofits | 640 | 7305 | Rate Constraint in lbs/MMBtu | FALSE | L | Annual | Allowances Withdrawn (1:1) | Thousand Tons | 0 | 0 | 0 | 0 | 0 | 0 | 0
IL Fac. Spec. - NOX Rate Summer v3.1, Unit 475 and retrofits | 640 | 7305 | Rate Constraint in lbs/MMBtu | FALSE | L | Annual | Allowances Withdrawn (n:1) | Thousand Tons | 0 | 0 | 0 | 0 | 0 | 0 | 0
IL Fac. Spec. - NOX Rate Summer v3.1, Unit 475 and retrofits | 640 | 7305 | Rate Constraint in lbs/MMBtu | FALSE | L | Annual | Net Emissions Allowance Position | Thousand Tons | 0.0038423 | 0.0038865 | 0.00044165 | 0 | 0 | 0 | 0
IL Fac. Spec. - NOX Rate Summer v3.1, Unit 475 and retrofits | 640 | 7305 | Rate Constraint in lbs/MMBtu | FALSE | L | Annual | Fuel Consumed | TBtu | 0.1101 | 0.11136 | 0.012655 | 0 | 0 | 0 | 0
IL Fac. Spec. - NOX Rate Summer v3.1, Unit 475 and retrofits | 640 | 7305 | Rate Constraint in lbs/MMBtu | FALSE | L | Annual | Rate | lb/MMBtu | 0.0698 | 0.0698 | 0.0698 | 0 | 0 | 0 | 0
IL Fac. Spec. - NOX Rate Summer v3.1, Unit 475 and retrofits | 640 | 7305 | Rate Constraint in lbs/MMBtu | FALSE | L | Annual | Generation | TWh | 0.0090405 | 0.0091444 | 0.0010391 | 0 | 0 | 0 | 0
IL Fac. Spec. - NOX Rate Summer v3.1, Unit 475 and retrofits | 640 | 7305 | Rate Constraint in lbs/MMBtu | FALSE | L | Annual | Qualifying Generation | TWh | 0.0090405 | 0.0091444 | 0.0010391 | 0 | 0 | 0 | 0
IL Fac. Spec. - NOX Rate Summer v3.1, Unit 475 and retrofits | 640 | 7305 | Rate Constraint in lbs/MMBtu | FALSE | L | Annual | Rate | lb/MWh | 0.85002 | 0.85002 | 0.85002 | 0 | 0 | 0 | 0
IL Fac. Spec. - NOX Rate Summer v3.1, Unit 475 and retrofits | 640 | 7305 | Rate Constraint in lbs/MMBtu | FALSE | L | Annual | Constraint Shadow Price | US2022$/Ton | 0 | 0 | 0 | 0 | 0 | 0 | 0
IL Fac. Spec. - NOX Rate Summer v3.1, Unit 476 and retrofits | 641 | 7305 | Rate Constraint in lbs/MMBtu | FALSE | L | Annual | Seasons Included | Seasons | Summer | Summer | Summer | Summer | Summer | Summer | Summer
IL Fac. Spec. - NOX Rate Summer v3.1, Unit 476 and retrofits | 641 | 7305 | Rate Constraint in lbs/MMBtu | FALSE | L | Annual | Standard NOX | lb/MMBtu | 0.25 | 0.25 | 0.25 | 0.25 | 0.25 | 0.25 | 0.25
IL Fac. Spec. - NOX Rate Summer v3.1, Unit 476 and retrofits | 641 | 7305 | Rate Constraint in lbs/MMBtu | FALSE | L | Annual | Emissions at Affected Plants NOX | Thousand Tons | 0.0043491 | 0.0043991 | 0.0004999 | 0 | 0 | 0 | 0
IL Fac. Spec. - NOX Rate Summer v3.1, Unit 476 and retrofits | 641 | 7305 | Rate Constraint in lbs/MMBtu | FALSE | L | Annual | Allowances Purchased NOX | Thousand Tons | 0 | 0 | 0 | 0 | 0 | 0 | 0
IL Fac. Spec. - NOX Rate Summer v3.1, Unit 476 and retrofits | 641 | 7305 | Rate Constraint in lbs/MMBtu | FALSE | L | Annual | Allowances Sold NOX | Thousand Tons | 0 | 0 | 0 | 0 | 0 | 0 | 0
IL Fac. Spec. - NOX Rate Summer v3.1, Unit 476 and retrofits | 641 | 7305 | Rate Constraint in lbs/MMBtu | FALSE | L | Annual | Allowances Banked | Thousand Tons | 0 | 0 | 0 | 0 | 0 | 0 | 0
IL Fac. Spec. - NOX Rate Summer v3.1, Unit 476 and retrofits | 641 | 7305 | Rate Constraint in lbs/MMBtu | FALSE | L | Annual | Allowances Withdrawn (1:1) | Thousand Tons | 0 | 0 | 0 | 0 | 0 | 0 | 0
IL Fac. Spec. - NOX Rate Summer v3.1, Unit 476 and retrofits | 641 | 7305 | Rate Constraint in lbs/MMBtu | FALSE | L | Annual | Allowances Withdrawn (n:1) | Thousand Tons | 0 | 0 | 0 | 0 | 0 | 0 | 0
IL Fac. Spec. - NOX Rate Summer v3.1, Unit 476 and retrofits | 641 | 7305 | Rate Constraint in lbs/MMBtu | FALSE | L | Annual | Net Emissions Allowance Position | Thousand Tons | 0.0043491 | 0.0043991 | 0.0004999 | 0 | 0 | 0 | 0
IL Fac. Spec. - NOX Rate Summer v3.1, Unit 476 and retrofits | 641 | 7305 | Rate Constraint in lbs/MMBtu | FALSE | L | Annual | Fuel Consumed | TBtu | 0.1101 | 0.11137 | 0.012656 | 0 | 0 | 0 | 0
IL Fac. Spec. - NOX Rate Summer v3.1, Unit 476 and retrofits | 641 | 7305 | Rate Constraint in lbs/MMBtu | FALSE | L | Annual | Rate | lb/MMBtu | 0.079 | 0.079 | 0.079 | 0 | 0 | 0 | 0
IL Fac. Spec. - NOX Rate Summer v3.1, Unit 476 and retrofits | 641 | 7305 | Rate Constraint in lbs/MMBtu | FALSE | L | Annual | Generation | TWh | 0.0090405 | 0.0091444 | 0.0010391 | 0 | 0 | 0 | 0
IL Fac. Spec. - NOX Rate Summer v3.1, Unit 476 and retrofits | 641 | 7305 | Rate Constraint in lbs/MMBtu | FALSE | L | Annual | Qualifying Generation | TWh | 0.0090405 | 0.0091444 | 0.0010391 | 0 | 0 | 0 | 0
IL Fac. Spec. - NOX Rate Summer v3.1, Unit 476 and retrofits | 641 | 7305 | Rate Constraint in lbs/MMBtu | FALSE | L | Annual | Rate | lb/MWh | 0.96214 | 0.96214 | 0.96214 | 0 | 0 | 0 | 0
IL Fac. Spec. - NOX Rate Summer v3.1, Unit 476 and retrofits | 641 | 7305 | Rate Constraint in lbs/MMBtu | FALSE | L | Annual | Constraint Shadow Price | US2022$/Ton | 0 | 0 | 0 | 0 | 0 | 0 | 0
IL Fac. Spec. - NOX Rate Summer v3.1, Unit 477 and retrofits | 642 | 7305 | Rate Constraint in lbs/MMBtu | FALSE | L | Annual | Seasons Included | Seasons | Summer | Summer | Summer | Summer | Summer | Summer | Summer
IL Fac. Spec. - NOX Rate Summer v3.1, Unit 477 and retrofits | 642 | 7305 | Rate Constraint in lbs/MMBtu | FALSE | L | Annual | Standard NOX | lb/MMBtu | 0.25 | 0.25 | 0.25 | 0.25 | 0.25 | 0.25 | 0.25
IL Fac. Spec. - NOX Rate Summer v3.1, Unit 477 and retrofits | 642 | 7305 | Rate Constraint in lbs/MMBtu | FALSE | L | Annual | Emissions at Affected Plants NOX | Thousand Tons | 0.00039037 | 0.00039037 | 0 | 0 | 0 | 0 | 0
IL Fac. Spec. - NOX Rate Summer v3.1, Unit 477 and retrofits | 642 | 7305 | Rate Constraint in lbs/MMBtu | FALSE | L | Annual | Allowances Purchased NOX | Thousand Tons | 0 | 0 | 0 | 0 | 0 | 0 | 0
IL Fac. Spec. - NOX Rate Summer v3.1, Unit 477 and retrofits | 642 | 7305 | Rate Constraint in lbs/MMBtu | FALSE | L | Annual | Allowances Sold NOX | Thousand Tons | 0 | 0 | 0 | 0 | 0 | 0 | 0
IL Fac. Spec. - NOX Rate Summer v3.1, Unit 477 and retrofits | 642 | 7305 | Rate Constraint in lbs/MMBtu | FALSE | L | Annual | Allowances Banked | Thousand Tons | 0 | 0 | 0 | 0 | 0 | 0 | 0
IL Fac. Spec. - NOX Rate Summer v3.1, Unit 477 and retrofits | 642 | 7305 | Rate Constraint in lbs/MMBtu | FALSE | L | Annual | Allowances Withdrawn (1:1) | Thousand Tons | 0 | 0 | 0 | 0 | 0 | 0 | 0
IL Fac. Spec. - NOX Rate Summer v3.1, Unit 477 and retrofits | 642 | 7305 | Rate Constraint in lbs/MMBtu | FALSE | L | Annual | Allowances Withdrawn (n:1) | Thousand Tons | 0 | 0 | 0 | 0 | 0 | 0 | 0
IL Fac. Spec. - NOX Rate Summer v3.1, Unit 477 and retrofits | 642 | 7305 | Rate Constraint in lbs/MMBtu | FALSE | L | Annual | Net Emissions Allowance Position | Thousand Tons | 0.00039037 | 0.00039037 | 0 | 0 | 0 | 0 | 0
IL Fac. Spec. - NOX Rate Summer v3.1, Unit 477 and retrofits | 642 | 7305 | Rate Constraint in lbs/MMBtu | FALSE | L | Annual | Fuel Consumed | TBtu | 0.010972 | 0.010972 | 0 | 0 | 0 | 0 | 0
IL Fac. Spec. - NOX Rate Summer v3.1, Unit 477 and retrofits | 642 | 7305 | Rate Constraint in lbs/MMBtu | FALSE | L | Annual | Rate | lb/MMBtu | 0.07116 | 0.07116 | 0 | 0 | 0 | 0 | 0
IL Fac. Spec. - NOX Rate Summer v3.1, Unit 477 and retrofits | 642 | 7305 | Rate Constraint in lbs/MMBtu | FALSE | L | Annual | Generation | TWh | 0.00074531 | 0.00074531 | 0 | 0 | 0 | 0 | 0
IL Fac. Spec. - NOX Rate Summer v3.1, Unit 477 and retrofits | 642 | 7305 | Rate Constraint in lbs/MMBtu | FALSE | L | Annual | Qualifying Generation | TWh | 0.00074531 | 0.00074531 | 0 | 0 | 0 | 0 | 0
IL Fac. Spec. - NOX Rate Summer v3.1, Unit 477 and retrofits | 642 | 7305 | Rate Constraint in lbs/MMBtu | FALSE | L | Annual | Rate | lb/MWh | 1.0475 | 1.0475 | 0 | 0 | 0 | 0 | 0
IL Fac. Spec. - NOX Rate Summer v3.1, Unit 477 and retrofits | 642 | 7305 | Rate Constraint in lbs/MMBtu | FALSE | L | Annual | Constraint Shadow Price | US2022$/Ton | 0 | 0 | 0 | 0 | 0 | 0 | 0
IL Fac. Spec. - NOX Rate Summer v3.1, Unit 478 and retrofits | 643 | 7305 | Rate Constraint in lbs/MMBtu | FALSE | L | Annual | Seasons Included | Seasons | Summer | Summer | Summer | Summer | Summer | Summer | Summer
IL Fac. Spec. - NOX Rate Summer v3.1, Unit 478 and retrofits | 643 | 7305 | Rate Constraint in lbs/MMBtu | FALSE | L | Annual | Standard NOX | lb/MMBtu | 0.25 | 0.25 | 0.25 | 0.25 | 0.25 | 0.25 | 0.25
IL Fac. Spec. - NOX Rate Summer v3.1, Unit 478 and retrofits | 643 | 7305 | Rate Constraint in lbs/MMBtu | FALSE | L | Annual | Emissions at Affected Plants NOX | Thousand Tons | 0.00037443 | 0.00037443 | 0 | 0 | 0 | 0 | 0
IL Fac. Spec. - NOX Rate Summer v3.1, Unit 478 and retrofits | 643 | 7305 | Rate Constraint in lbs/MMBtu | FALSE | L | Annual | Allowances Purchased NOX | Thousand Tons | 0 | 0 | 0 | 0 | 0 | 0 | 0
IL Fac. Spec. - NOX Rate Summer v3.1, Unit 478 and retrofits | 643 | 7305 | Rate Constraint in lbs/MMBtu | FALSE | L | Annual | Allowances Sold NOX | Thousand Tons | 0 | 0 | 0 | 0 | 0 | 0 | 0
IL Fac. Spec. - NOX Rate Summer v3.1, Unit 478 and retrofits | 643 | 7305 | Rate Constraint in lbs/MMBtu | FALSE | L | Annual | Allowances Banked | Thousand Tons | 0 | 0 | 0 | 0 | 0 | 0 | 0
IL Fac. Spec. - NOX Rate Summer v3.1, Unit 478 and retrofits | 643 | 7305 | Rate Constraint in lbs/MMBtu | FALSE | L | Annual | Allowances Withdrawn (1:1) | Thousand Tons | 0 | 0 | 0 | 0 | 0 | 0 | 0
IL Fac. Spec. - NOX Rate Summer v3.1, Unit 478 and retrofits | 643 | 7305 | Rate Constraint in lbs/MMBtu | FALSE | L | Annual | Allowances Withdrawn (n:1) | Thousand Tons | 0 | 0 | 0 | 0 | 0 | 0 | 0
IL Fac. Spec. - NOX Rate Summer v3.1, Unit 478 and retrofits | 643 | 7305 | Rate Constraint in lbs/MMBtu | FALSE | L | Annual | Net Emissions Allowance Position | Thousand Tons | 0.00037443 | 0.00037443 | 0 | 0 | 0 | 0 | 0
IL Fac. Spec. - NOX Rate Summer v3.1, Unit 478 and retrofits | 643 | 7305 | Rate Constraint in lbs/MMBtu | FALSE | L | Annual | Fuel Consumed | TBtu | 0.010974 | 0.010974 | 0 | 0 | 0 | 0 | 0
IL Fac. Spec. - NOX Rate Summer v3.1, Unit 478 and retrofits | 643 | 7305 | Rate Constraint in lbs/MMBtu | FALSE | L | Annual | Rate | lb/MMBtu | 0.06824 | 0.06824 | 0 | 0 | 0 | 0 | 0
IL Fac. Spec. - NOX Rate Summer v3.1, Unit 478 and retrofits | 643 | 7305 | Rate Constraint in lbs/MMBtu | FALSE | L | Annual | Generation | TWh | 0.00074531 | 0.00074531 | 0 | 0 | 0 | 0 | 0
IL Fac. Spec. - NOX Rate Summer v3.1, Unit 478 and retrofits | 643 | 7305 | Rate Constraint in lbs/MMBtu | FALSE | L | Annual | Qualifying Generation | TWh | 0.00074531 | 0.00074531 | 0 | 0 | 0 | 0 | 0
IL Fac. Spec. - NOX Rate Summer v3.1, Unit 478 and retrofits | 643 | 7305 | Rate Constraint in lbs/MMBtu | FALSE | L | Annual | Rate | lb/MWh | 1.0048 | 1.0048 | 0 | 0 | 0 | 0 | 0
IL Fac. Spec. - NOX Rate Summer v3.1, Unit 478 and retrofits | 643 | 7305 | Rate Constraint in lbs/MMBtu | FALSE | L | Annual | Constraint Shadow Price | US2022$/Ton | 0 | 0 | 0 | 0 | 0 | 0 | 0
IL Fac. Spec. - NOX Rate Summer v3.1, Unit 480 and retrofits | 644 | 7305 | Rate Constraint in lbs/MMBtu | FALSE | L | Annual | Seasons Included | Seasons | Summer | Summer | Summer | Summer | Summer | Summer | Summer
IL Fac. Spec. - NOX Rate Summer v3.1, Unit 480 and retrofits | 644 | 7305 | Rate Constraint in lbs/MMBtu | FALSE | L | Annual | Standard NOX | lb/MMBtu | 0.25 | 0.25 | 0.25 | 0.25 | 0.25 | 0.25 | 0.25
IL Fac. Spec. - NOX Rate Summer v3.1, Unit 480 and retrofits | 644 | 7305 | Rate Constraint in lbs/MMBtu | FALSE | L | Annual | Emissions at Affected Plants NOX | Thousand Tons | 0.0084345 | 0.00457 | 0.00024537 | 0 | 0 | 0 | 0
IL Fac. Spec. - NOX Rate Summer v3.1, Unit 480 and retrofits | 644 | 7305 | Rate Constraint in lbs/MMBtu | FALSE | L | Annual | Allowances Purchased NOX | Thousand Tons | 0 | 0 | 0 | 0 | 0 | 0 | 0
IL Fac. Spec. - NOX Rate Summer v3.1, Unit 480 and retrofits | 644 | 7305 | Rate Constraint in lbs/MMBtu | FALSE | L | Annual | Allowances Sold NOX | Thousand Tons | 0 | 0 | 0 | 0 | 0 | 0 | 0
IL Fac. Spec. - NOX Rate Summer v3.1, Unit 480 and retrofits | 644 | 7305 | Rate Constraint in lbs/MMBtu | FALSE | L | Annual | Allowances Banked | Thousand Tons | 0 | 0 | 0 | 0 | 0 | 0 | 0
IL Fac. Spec. - NOX Rate Summer v3.1, Unit 480 and retrofits | 644 | 7305 | Rate Constraint in lbs/MMBtu | FALSE | L | Annual | Allowances Withdrawn (1:1) | Thousand Tons | 0 | 0 | 0 | 0 | 0 | 0 | 0
IL Fac. Spec. - NOX Rate Summer v3.1, Unit 480 and retrofits | 644 | 7305 | Rate Constraint in lbs/MMBtu | FALSE | L | Annual | Allowances Withdrawn (n:1) | Thousand Tons | 0 | 0 | 0 | 0 | 0 | 0 | 0
IL Fac. Spec. - NOX Rate Summer v3.1, Unit 480 and retrofits | 644 | 7305 | Rate Constraint in lbs/MMBtu | FALSE | L | Annual | Net Emissions Allowance Position | Thousand Tons | 0.0084345 | 0.00457 | 0.00024537 | 0 | 0 | 0 | 0
IL Fac. Spec. - NOX Rate Summer v3.1, Unit 480 and retrofits | 644 | 7305 | Rate Constraint in lbs/MMBtu | FALSE | L | Annual | Fuel Consumed | TBtu | 0.22444 | 0.12161 | 0.0065292 | 0 | 0 | 0 | 0
IL Fac. Spec. - NOX Rate Summer v3.1, Unit 480 and retrofits | 644 | 7305 | Rate Constraint in lbs/MMBtu | FALSE | L | Annual | Rate | lb/MMBtu | 0.07516 | 0.07516 | 0.07516 | 0 | 0 | 0 | 0
IL Fac. Spec. - NOX Rate Summer v3.1, Unit 480 and retrofits | 644 | 7305 | Rate Constraint in lbs/MMBtu | FALSE | L | Annual | Generation | TWh | 0.020454 | 0.011082 | 0.00059502 | 0 | 0 | 0 | 0
IL Fac. Spec. - NOX Rate Summer v3.1, Unit 480 and retrofits | 644 | 7305 | Rate Constraint in lbs/MMBtu | FALSE | L | Annual | Qualifying Generation | TWh | 0.020454 | 0.011082 | 0.00059502 | 0 | 0 | 0 | 0
IL Fac. Spec. - NOX Rate Summer v3.1, Unit 480 and retrofits | 644 | 7305 | Rate Constraint in lbs/MMBtu | FALSE | L | Annual | Rate | lb/MWh | 0.82473 | 0.82473 | 0.82473 | 0 | 0 | 0 | 0
IL Fac. Spec. - NOX Rate Summer v3.1, Unit 480 and retrofits | 644 | 7305 | Rate Constraint in lbs/MMBtu | FALSE | L | Annual | Constraint Shadow Price | US2022$/Ton | 0 | 0 | 0 | 0 | 0 | 0 | 0
IL Fac. Spec. - NOX Rate Summer v3.1, Unit 1476 and retrofits | 645 | 7305 | Rate Constraint in lbs/MMBtu | FALSE | L | Annual | Seasons Included | Seasons | Summer | Summer | Summer | Summer | Summer | Summer | Summer
IL Fac. Spec. - NOX Rate Summer v3.1, Unit 1476 and retrofits | 645 | 7305 | Rate Constraint in lbs/MMBtu | FALSE | L | Annual | Standard NOX | lb/MMBtu | 0.25 | 0.25 | 0.25 | 0.25 | 0.25 | 0.25 | 0.25
IL Fac. Spec. - NOX Rate Summer v3.1, Unit 1476 and retrofits | 645 | 7305 | Rate Constraint in lbs/MMBtu | FALSE | L | Annual | Emissions at Affected Plants NOX | Thousand Tons | 0.014604 | 0.014557 | 0.0052725 | 0.0055602 | 0 | 0 | 0
IL Fac. Spec. - NOX Rate Summer v3.1, Unit 1476 and retrofits | 645 | 7305 | Rate Constraint in lbs/MMBtu | FALSE | L | Annual | Allowances Purchased NOX | Thousand Tons | 0 | 0 | 0 | 0 | 0 | 0 | 0
IL Fac. Spec. - NOX Rate Summer v3.1, Unit 1476 and retrofits | 645 | 7305 | Rate Constraint in lbs/MMBtu | FALSE | L | Annual | Allowances Sold NOX | Thousand Tons | 0 | 0 | 0 | 0 | 0 | 0 | 0
IL Fac. Spec. - NOX Rate Summer v3.1, Unit 1476 and retrofits | 645 | 7305 | Rate Constraint in lbs/MMBtu | FALSE | L | Annual | Allowances Banked | Thousand Tons | 0 | 0 | 0 | 0 | 0 | 0 | 0
IL Fac. Spec. - NOX Rate Summer v3.1, Unit 1476 and retrofits | 645 | 7305 | Rate Constraint in lbs/MMBtu | FALSE | L | Annual | Allowances Withdrawn (1:1) | Thousand Tons | 0 | 0 | 0 | 0 | 0 | 0 | 0
IL Fac. Spec. - NOX Rate Summer v3.1, Unit 1476 and retrofits | 645 | 7305 | Rate Constraint in lbs/MMBtu | FALSE | L | Annual | Allowances Withdrawn (n:1) | Thousand Tons | 0 | 0 | 0 | 0 | 0 | 0 | 0
IL Fac. Spec. - NOX Rate Summer v3.1, Unit 1476 and retrofits | 645 | 7305 | Rate Constraint in lbs/MMBtu | FALSE | L | Annual | Net Emissions Allowance Position | Thousand Tons | 0.014604 | 0.014557 | 0.0052725 | 0.0055602 | 0 | 0 | 0
IL Fac. Spec. - NOX Rate Summer v3.1, Unit 1476 and retrofits | 645 | 7305 | Rate Constraint in lbs/MMBtu | FALSE | L | Annual | Fuel Consumed | TBtu | 3.0081 | 2.9983 | 1.086 | 1.1453 | 0 | 0 | 0
IL Fac. Spec. - NOX Rate Summer v3.1, Unit 1476 and retrofits | 645 | 7305 | Rate Constraint in lbs/MMBtu | FALSE | L | Annual | Rate | lb/MMBtu | 0.00971 | 0.00971 | 0.00971 | 0.00971 | 0 | 0 | 0
IL Fac. Spec. - NOX Rate Summer v3.1, Unit 1476 and retrofits | 645 | 7305 | Rate Constraint in lbs/MMBtu | FALSE | L | Annual | Generation | TWh | 0.4101 | 0.40877 | 0.14806 | 0.15614 | 0 | 0 | 0
IL Fac. Spec. - NOX Rate Summer v3.1, Unit 1476 and retrofits | 645 | 7305 | Rate Constraint in lbs/MMBtu | FALSE | L | Annual | Qualifying Generation | TWh | 0.4101 | 0.40877 | 0.14806 | 0.15614 | 0 | 0 | 0
IL Fac. Spec. - NOX Rate Summer v3.1, Unit 1476 and retrofits | 645 | 7305 | Rate Constraint in lbs/MMBtu | FALSE | L | Annual | Rate | lb/MWh | 0.071223 | 0.071223 | 0.071223 | 0.071223 | 0 | 0 | 0
IL Fac. Spec. - NOX Rate Summer v3.1, Unit 1476 and retrofits | 645 | 7305 | Rate Constraint in lbs/MMBtu | FALSE | L | Annual | Constraint Shadow Price | US2022$/Ton | 0 | 0 | 0 | 0 | 0 | 0 | 0
IL Fac. Spec. - NOX Rate Summer v3.1, Unit 1477 and retrofits | 646 | 7305 | Rate Constraint in lbs/MMBtu | FALSE | L | Annual | Seasons Included | Seasons | Summer | Summer | Summer | Summer | Summer | Summer | Summer
IL Fac. Spec. - NOX Rate Summer v3.1, Unit 1477 and retrofits | 646 | 7305 | Rate Constraint in lbs/MMBtu | FALSE | L | Annual | Standard NOX | lb/MMBtu | 0.25 | 0.25 | 0.25 | 0.25 | 0.25 | 0.25 | 0.25
IL Fac. Spec. - NOX Rate Summer v3.1, Unit 1477 and retrofits | 646 | 7305 | Rate Constraint in lbs/MMBtu | FALSE | L | Annual | Emissions at Affected Plants NOX | Thousand Tons | 0.016923 | 0.016868 | 0.0045651 | 0.0045955 | 0 | 0 | 0
IL Fac. Spec. - NOX Rate Summer v3.1, Unit 1477 and retrofits | 646 | 7305 | Rate Constraint in lbs/MMBtu | FALSE | L | Annual | Allowances Purchased NOX | Thousand Tons | 0 | 0 | 0 | 0 | 0 | 0 | 0
IL Fac. Spec. - NOX Rate Summer v3.1, Unit 1477 and retrofits | 646 | 7305 | Rate Constraint in lbs/MMBtu | FALSE | L | Annual | Allowances Sold NOX | Thousand Tons | 0 | 0 | 0 | 0 | 0 | 0 | 0
IL Fac. Spec. - NOX Rate Summer v3.1, Unit 1477 and retrofits | 646 | 7305 | Rate Constraint in lbs/MMBtu | FALSE | L | Annual | Allowances Banked | Thousand Tons | 0 | 0 | 0 | 0 | 0 | 0 | 0
IL Fac. Spec. - NOX Rate Summer v3.1, Unit 1477 and retrofits | 646 | 7305 | Rate Constraint in lbs/MMBtu | FALSE | L | Annual | Allowances Withdrawn (1:1) | Thousand Tons | 0 | 0 | 0 | 0 | 0 | 0 | 0
IL Fac. Spec. - NOX Rate Summer v3.1, Unit 1477 and retrofits | 646 | 7305 | Rate Constraint in lbs/MMBtu | FALSE | L | Annual | Allowances Withdrawn (n:1) | Thousand Tons | 0 | 0 | 0 | 0 | 0 | 0 | 0
IL Fac. Spec. - NOX Rate Summer v3.1, Unit 1477 and retrofits | 646 | 7305 | Rate Constraint in lbs/MMBtu | FALSE | L | Annual | Net Emissions Allowance Position | Thousand Tons | 0.016923 | 0.016868 | 0.0045651 | 0.0045955 | 0 | 0 | 0
IL Fac. Spec. - NOX Rate Summer v3.1, Unit 1477 and retrofits | 646 | 7305 | Rate Constraint in lbs/MMBtu | FALSE | L | Annual | Fuel Consumed | TBtu | 3.4857 | 3.4744 | 0.94029 | 0.94655 | 0 | 0 | 0
IL Fac. Spec. - NOX Rate Summer v3.1, Unit 1477 and retrofits | 646 | 7305 | Rate Constraint in lbs/MMBtu | FALSE | L | Annual | Rate | lb/MMBtu | 0.00971 | 0.00971 | 0.00971 | 0.00971 | 0 | 0 | 0
IL Fac. Spec. - NOX Rate Summer v3.1, Unit 1477 and retrofits | 646 | 7305 | Rate Constraint in lbs/MMBtu | FALSE | L | Annual | Generation | TWh | 0.47521 | 0.47368 | 0.12819 | 0.12905 | 0 | 0 | 0
IL Fac. Spec. - NOX Rate Summer v3.1, Unit 1477 and retrofits | 646 | 7305 | Rate Constraint in lbs/MMBtu | FALSE | L | Annual | Qualifying Generation | TWh | 0.47521 | 0.47368 | 0.12819 | 0.12905 | 0 | 0 | 0
IL Fac. Spec. - NOX Rate Summer v3.1, Unit 1477 and retrofits | 646 | 7305 | Rate Constraint in lbs/MMBtu | FALSE | L | Annual | Rate | lb/MWh | 0.071223 | 0.071223 | 0.071223 | 0.071223 | 0 | 0 | 0
IL Fac. Spec. - NOX Rate Summer v3.1, Unit 1477 and retrofits | 646 | 7305 | Rate Constraint in lbs/MMBtu | FALSE | L | Annual | Constraint Shadow Price | US2022$/Ton | 0 | 0 | 0 | 0 | 0 | 0 | 0
IL Fac. Spec. - NOX Rate Summer v3.1, Unit 1478 and retrofits | 647 | 7305 | Rate Constraint in lbs/MMBtu | FALSE | L | Annual | Seasons Included | Seasons | Summer | Summer | Summer | Summer | Summer | Summer | Summer
IL Fac. Spec. - NOX Rate Summer v3.1, Unit 1478 and retrofits | 647 | 7305 | Rate Constraint in lbs/MMBtu | FALSE | L | Annual | Standard NOX | lb/MMBtu | 0.25 | 0.25 | 0.25 | 0.25 | 0.25 | 0.25 | 0.25
IL Fac. Spec. - NOX Rate Summer v3.1, Unit 1478 and retrofits | 647 | 7305 | Rate Constraint in lbs/MMBtu | FALSE | L | Annual | Emissions at Affected Plants NOX | Thousand Tons | 0.011061 | 0.011042 | 0.017507 | 0.0047866 | 0 | 0 | 0
IL Fac. Spec. - NOX Rate Summer v3.1, Unit 1478 and retrofits | 647 | 7305 | Rate Constraint in lbs/MMBtu | FALSE | L | Annual | Allowances Purchased NOX | Thousand Tons | 0 | 0 | 0 | 0 | 0 | 0 | 0
IL Fac. Spec. - NOX Rate Summer v3.1, Unit 1478 and retrofits | 647 | 7305 | Rate Constraint in lbs/MMBtu | FALSE | L | Annual | Allowances Sold NOX | Thousand Tons | 0 | 0 | 0 | 0 | 0 | 0 | 0
IL Fac. Spec. - NOX Rate Summer v3.1, Unit 1478 and retrofits | 647 | 7305 | Rate Constraint in lbs/MMBtu | FALSE | L | Annual | Allowances Banked | Thousand Tons | 0 | 0 | 0 | 0 | 0 | 0 | 0
IL Fac. Spec. - NOX Rate Summer v3.1, Unit 1478 and retrofits | 647 | 7305 | Rate Constraint in lbs/MMBtu | FALSE | L | Annual | Allowances Withdrawn (1:1) | Thousand Tons | 0 | 0 | 0 | 0 | 0 | 0 | 0
IL Fac. Spec. - NOX Rate Summer v3.1, Unit 1478 and retrofits | 647 | 7305 | Rate Constraint in lbs/MMBtu | FALSE | L | Annual | Allowances Withdrawn (n:1) | Thousand Tons | 0 | 0 | 0 | 0 | 0 | 0 | 0
IL Fac. Spec. - NOX Rate Summer v3.1, Unit 1478 and retrofits | 647 | 7305 | Rate Constraint in lbs/MMBtu | FALSE | L | Annual | Net Emissions Allowance Position | Thousand Tons | 0.011061 | 0.011042 | 0.017507 | 0.0047866 | 0 | 0 | 0
IL Fac. Spec. - NOX Rate Summer v3.1, Unit 1478 and retrofits | 647 | 7305 | Rate Constraint in lbs/MMBtu | FALSE | L | Annual | Fuel Consumed | TBtu | 1.8796 | 1.8763 | 2.9748 | 0.81336 | 0 | 0 | 0
IL Fac. Spec. - NOX Rate Summer v3.1, Unit 1478 and retrofits | 647 | 7305 | Rate Constraint in lbs/MMBtu | FALSE | L | Annual | Rate | lb/MMBtu | 0.01177 | 0.01177 | 0.01177 | 0.01177 | 0 | 0 | 0
IL Fac. Spec. - NOX Rate Summer v3.1, Unit 1478 and retrofits | 647 | 7305 | Rate Constraint in lbs/MMBtu | FALSE | L | Annual | Generation | TWh | 0.24954 | 0.24911 | 0.39496 | 0.10799 | 0 | 0 | 0
IL Fac. Spec. - NOX Rate Summer v3.1, Unit 1478 and retrofits | 647 | 7305 | Rate Constraint in lbs/MMBtu | FALSE | L | Annual | Qualifying Generation | TWh | 0.24954 | 0.24911 | 0.39496 | 0.10799 | 0 | 0 | 0
IL Fac. Spec. - NOX Rate Summer v3.1, Unit 1478 and retrofits | 647 | 7305 | Rate Constraint in lbs/MMBtu | FALSE | L | Annual | Rate | lb/MWh | 0.088652 | 0.088652 | 0.088652 | 0.088652 | 0 | 0 | 0
IL Fac. Spec. - NOX Rate Summer v3.1, Unit 1478 and retrofits | 647 | 7305 | Rate Constraint in lbs/MMBtu | FALSE | L | Annual | Constraint Shadow Price | US2022$/Ton | 0 | 0 | 0 | 0 | 0 | 0 | 0
IL Fac. Spec. - NOX Rate Summer v3.1, Unit 1479 and retrofits | 648 | 7305 | Rate Constraint in lbs/MMBtu | FALSE | L | Annual | Seasons Included | Seasons | Summer | Summer | Summer | Summer | Summer | Summer | Summer
IL Fac. Spec. - NOX Rate Summer v3.1, Unit 1479 and retrofits | 648 | 7305 | Rate Constraint in lbs/MMBtu | FALSE | L | Annual | Standard NOX | lb/MMBtu | 0.25 | 0.25 | 0.25 | 0.25 | 0.25 | 0.25 | 0.25
IL Fac. Spec. - NOX Rate Summer v3.1, Unit 1479 and retrofits | 648 | 7305 | Rate Constraint in lbs/MMBtu | FALSE | L | Annual | Emissions at Affected Plants NOX | Thousand Tons | 0.011277 | 0.011258 | 0.017849 | 0.0048802 | 0 | 0 | 0
IL Fac. Spec. - NOX Rate Summer v3.1, Unit 1479 and retrofits | 648 | 7305 | Rate Constraint in lbs/MMBtu | FALSE | L | Annual | Allowances Purchased NOX | Thousand Tons | 0 | 0 | 0 | 0 | 0 | 0 | 0
IL Fac. Spec. - NOX Rate Summer v3.1, Unit 1479 and retrofits | 648 | 7305 | Rate Constraint in lbs/MMBtu | FALSE | L | Annual | Allowances Sold NOX | Thousand Tons | 0 | 0 | 0 | 0 | 0 | 0 | 0
IL Fac. Spec. - NOX Rate Summer v3.1, Unit 1479 and retrofits | 648 | 7305 | Rate Constraint in lbs/MMBtu | FALSE | L | Annual | Allowances Banked | Thousand Tons | 0 | 0 | 0 | 0 | 0 | 0 | 0
IL Fac. Spec. - NOX Rate Summer v3.1, Unit 1479 and retrofits | 648 | 7305 | Rate Constraint in lbs/MMBtu | FALSE | L | Annual | Allowances Withdrawn (1:1) | Thousand Tons | 0 | 0 | 0 | 0 | 0 | 0 | 0
IL Fac. Spec. - NOX Rate Summer v3.1, Unit 1479 and retrofits | 648 | 7305 | Rate Constraint in lbs/MMBtu | FALSE | L | Annual | Allowances Withdrawn (n:1) | Thousand Tons | 0 | 0 | 0 | 0 | 0 | 0 | 0
IL Fac. Spec. - NOX Rate Summer v3.1, Unit 1479 and retrofits | 648 | 7305 | Rate Constraint in lbs/MMBtu | FALSE | L | Annual | Net Emissions Allowance Position | Thousand Tons | 0.011277 | 0.011258 | 0.017849 | 0.0048802 | 0 | 0 | 0
IL Fac. Spec. - NOX Rate Summer v3.1, Unit 1479 and retrofits | 648 | 7305 | Rate Constraint in lbs/MMBtu | FALSE | L | Annual | Fuel Consumed | TBtu | 1.8796 | 1.8763 | 2.9748 | 0.81336 | 0 | 0 | 0
IL Fac. Spec. - NOX Rate Summer v3.1, Unit 1479 and retrofits | 648 | 7305 | Rate Constraint in lbs/MMBtu | FALSE | L | Annual | Rate | lb/MMBtu | 0.012 | 0.012 | 0.012 | 0.012 | 0 | 0 | 0
IL Fac. Spec. - NOX Rate Summer v3.1, Unit 1479 and retrofits | 648 | 7305 | Rate Constraint in lbs/MMBtu | FALSE | L | Annual | Generation | TWh | 0.24954 | 0.24911 | 0.39496 | 0.10799 | 0 | 0 | 0
IL Fac. Spec. - NOX Rate Summer v3.1, Unit 1479 and retrofits | 648 | 7305 | Rate Constraint in lbs/MMBtu | FALSE | L | Annual | Qualifying Generation | TWh | 0.24954 | 0.24911 | 0.39496 | 0.10799 | 0 | 0 | 0
IL Fac. Spec. - NOX Rate Summer v3.1, Unit 1479 and retrofits | 648 | 7305 | Rate Constraint in lbs/MMBtu | FALSE | L | Annual | Rate | lb/MWh | 0.090384 | 0.090384 | 0.090384 | 0.090384 | 0 | 0 | 0
IL Fac. Spec. - NOX Rate Summer v3.1, Unit 1479 and retrofits | 648 | 7305 | Rate Constraint in lbs/MMBtu | FALSE | L | Annual | Constraint Shadow Price | US2022$/Ton | 0 | 0 | 0 | 0 | 0 | 0 | 0
IL Fac. Spec. - NOX Rate Summer v3.1, Unit 1480 and retrofits | 649 | 7305 | Rate Constraint in lbs/MMBtu | FALSE | L | Annual | Seasons Included | Seasons | Summer | Summer | Summer | Summer | Summer | Summer | Summer
IL Fac. Spec. - NOX Rate Summer v3.1, Unit 1480 and retrofits | 649 | 7305 | Rate Constraint in lbs/MMBtu | FALSE | L | Annual | Standard NOX | lb/MMBtu | 0.25 | 0.25 | 0.25 | 0.25 | 0.25 | 0.25 | 0.25
IL Fac. Spec. - NOX Rate Summer v3.1, Unit 1480 and retrofits | 649 | 7305 | Rate Constraint in lbs/MMBtu | FALSE | L | Annual | Emissions at Affected Plants NOX | Thousand Tons | 0.011277 | 0.011258 | 0.017849 | 0.0048802 | 0 | 0 | 0
IL Fac. Spec. - NOX Rate Summer v3.1, Unit 1480 and retrofits | 649 | 7305 | Rate Constraint in lbs/MMBtu | FALSE | L | Annual | Allowances Purchased NOX | Thousand Tons | 0 | 0 | 0 | 0 | 0 | 0 | 0
IL Fac. Spec. - NOX Rate Summer v3.1, Unit 1480 and retrofits | 649 | 7305 | Rate Constraint in lbs/MMBtu | FALSE | L | Annual | Allowances Sold NOX | Thousand Tons | 0 | 0 | 0 | 0 | 0 | 0 | 0
IL Fac. Spec. - NOX Rate Summer v3.1, Unit 1480 and retrofits | 649 | 7305 | Rate Constraint in lbs/MMBtu | FALSE | L | Annual | Allowances Banked | Thousand Tons | 0 | 0 | 0 | 0 | 0 | 0 | 0
IL Fac. Spec. - NOX Rate Summer v3.1, Unit 1480 and retrofits | 649 | 7305 | Rate Constraint in lbs/MMBtu | FALSE | L | Annual | Allowances Withdrawn (1:1) | Thousand Tons | 0 | 0 | 0 | 0 | 0 | 0 | 0
IL Fac. Spec. - NOX Rate Summer v3.1, Unit 1480 and retrofits | 649 | 7305 | Rate Constraint in lbs/MMBtu | FALSE | L | Annual | Allowances Withdrawn (n:1) | Thousand Tons | 0 | 0 | 0 | 0 | 0 | 0 | 0
IL Fac. Spec. - NOX Rate Summer v3.1, Unit 1480 and retrofits | 649 | 7305 | Rate Constraint in lbs/MMBtu | FALSE | L | Annual | Net Emissions Allowance Position | Thousand Tons | 0.011277 | 0.011258 | 0.017849 | 0.0048802 | 0 | 0 | 0
IL Fac. Spec. - NOX Rate Summer v3.1, Unit 1480 and retrofits | 649 | 7305 | Rate Constraint in lbs/MMBtu | FALSE | L | Annual | Fuel Consumed | TBtu | 1.8796 | 1.8763 | 2.9748 | 0.81336 | 0 | 0 | 0
IL Fac. Spec. - NOX Rate Summer v3.1, Unit 1480 and retrofits | 649 | 7305 | Rate Constraint in lbs/MMBtu | FALSE | L | Annual | Rate | lb/MMBtu | 0.012 | 0.012 | 0.012 | 0.012 | 0 | 0 | 0
IL Fac. Spec. - NOX Rate Summer v3.1, Unit 1480 and retrofits | 649 | 7305 | Rate Constraint in lbs/MMBtu | FALSE | L | Annual | Generation | TWh | 0.24954 | 0.24911 | 0.39496 | 0.10799 | 0 | 0 | 0
IL Fac. Spec. - NOX Rate Summer v3.1, Unit 1480 and retrofits | 649 | 7305 | Rate Constraint in lbs/MMBtu | FALSE | L | Annual | Qualifying Generation | TWh | 0.24954 | 0.24911 | 0.39496 | 0.10799 | 0 | 0 | 0
IL Fac. Spec. - NOX Rate Summer v3.1, Unit 1480 and retrofits | 649 | 7305 | Rate Constraint in lbs/MMBtu | FALSE | L | Annual | Rate | lb/MWh | 0.090384 | 0.090384 | 0.090384 | 0.090384 | 0 | 0 | 0
IL Fac. Spec. - NOX Rate Summer v3.1, Unit 1480 and retrofits | 649 | 7305 | Rate Constraint in lbs/MMBtu | FALSE | L | Annual | Constraint Shadow Price | US2022$/Ton | 0 | 0 | 0 | 0 | 0 | 0 | 0
IL Fac. Spec. - NOX Rate Summer v3.1, Unit 1481 and retrofits | 650 | 7305 | Rate Constraint in lbs/MMBtu | FALSE | L | Annual | Seasons Included | Seasons | Summer | Summer | Summer | Summer | Summer | Summer | Summer
IL Fac. Spec. - NOX Rate Summer v3.1, Unit 1481 and retrofits | 650 | 7305 | Rate Constraint in lbs/MMBtu | FALSE | L | Annual | Standard NOX | lb/MMBtu | 0.25 | 0.25 | 0.25 | 0.25 | 0.25 | 0.25 | 0.25
IL Fac. Spec. - NOX Rate Summer v3.1, Unit 1481 and retrofits | 650 | 7305 | Rate Constraint in lbs/MMBtu | FALSE | L | Annual | Emissions at Affected Plants NOX | Thousand Tons | 0.011277 | 0.011258 | 0.017849 | 0.0048802 | 0 | 0 | 0
IL Fac. Spec. - NOX Rate Summer v3.1, Unit 1481 and retrofits | 650 | 7305 | Rate Constraint in lbs/MMBtu | FALSE | L | Annual | Allowances Purchased NOX | Thousand Tons | 0 | 0 | 0 | 0 | 0 | 0 | 0
IL Fac. Spec. - NOX Rate Summer v3.1, Unit 1481 and retrofits | 650 | 7305 | Rate Constraint in lbs/MMBtu | FALSE | L | Annual | Allowances Sold NOX | Thousand Tons | 0 | 0 | 0 | 0 | 0 | 0 | 0
IL Fac. Spec. - NOX Rate Summer v3.1, Unit 1481 and retrofits | 650 | 7305 | Rate Constraint in lbs/MMBtu | FALSE | L | Annual | Allowances Banked | Thousand Tons | 0 | 0 | 0 | 0 | 0 | 0 | 0
IL Fac. Spec. - NOX Rate Summer v3.1, Unit 1481 and retrofits | 650 | 7305 | Rate Constraint in lbs/MMBtu | FALSE | L | Annual | Allowances Withdrawn (1:1) | Thousand Tons | 0 | 0 | 0 | 0 | 0 | 0 | 0
IL Fac. Spec. - NOX Rate Summer v3.1, Unit 1481 and retrofits | 650 | 7305 | Rate Constraint in lbs/MMBtu | FALSE | L | Annual | Allowances Withdrawn (n:1) | Thousand Tons | 0 | 0 | 0 | 0 | 0 | 0 | 0
IL Fac. Spec. - NOX Rate Summer v3.1, Unit 1481 and retrofits | 650 | 7305 | Rate Constraint in lbs/MMBtu | FALSE | L | Annual | Net Emissions Allowance Position | Thousand Tons | 0.011277 | 0.011258 | 0.017849 | 0.0048802 | 0 | 0 | 0
IL Fac. Spec. - NOX Rate Summer v3.1, Unit 1481 and retrofits | 650 | 7305 | Rate Constraint in lbs/MMBtu | FALSE | L | Annual | Fuel Consumed | TBtu | 1.8796 | 1.8763 | 2.9748 | 0.81336 | 0 | 0 | 0
IL Fac. Spec. - NOX Rate Summer v3.1, Unit 1481 and retrofits | 650 | 7305 | Rate Constraint in lbs/MMBtu | FALSE | L | Annual | Rate | lb/MMBtu | 0.012 | 0.012 | 0.012 | 0.012 | 0 | 0 | 0
IL Fac. Spec. - NOX Rate Summer v3.1, Unit 1481 and retrofits | 650 | 7305 | Rate Constraint in lbs/MMBtu | FALSE | L | Annual | Generation | TWh | 0.24954 | 0.24911 | 0.39496 | 0.10799 | 0 | 0 | 0
IL Fac. Spec. - NOX Rate Summer v3.1, Unit 1481 and retrofits | 650 | 7305 | Rate Constraint in lbs/MMBtu | FALSE | L | Annual | Qualifying Generation | TWh | 0.24954 | 0.24911 | 0.39496 | 0.10799 | 0 | 0 | 0
IL Fac. Spec. - NOX Rate Summer v3.1, Unit 1481 and retrofits | 650 | 7305 | Rate Constraint in lbs/MMBtu | FALSE | L | Annual | Rate | lb/MWh | 0.090384 | 0.090384 | 0.090384 | 0.090384 | 0 | 0 | 0
IL Fac. Spec. - NOX Rate Summer v3.1, Unit 1481 and retrofits | 650 | 7305 | Rate Constraint in lbs/MMBtu | FALSE | L | Annual | Constraint Shadow Price | US2022$/Ton | 0 | 0 | 0 | 0 | 0 | 0 | 0
IL Fac. Spec. - NOX Rate Summer v3.1, Unit 1482 and retrofits | 651 | 7305 | Rate Constraint in lbs/MMBtu | FALSE | L | Annual | Seasons Included | Seasons | Summer | Summer | Summer | Summer | Summer | Summer | Summer
IL Fac. Spec. - NOX Rate Summer v3.1, Unit 1482 and retrofits | 651 | 7305 | Rate Constraint in lbs/MMBtu | FALSE | L | Annual | Standard NOX | lb/MMBtu | 0.25 | 0.25 | 0.25 | 0.25 | 0.25 | 0.25 | 0.25
IL Fac. Spec. - NOX Rate Summer v3.1, Unit 1482 and retrofits | 651 | 7305 | Rate Constraint in lbs/MMBtu | FALSE | L | Annual | Emissions at Affected Plants NOX | Thousand Tons | 0.0086416 | 0.0086267 | 0.013677 | 0.0037396 | 0 | 0 | 0
IL Fac. Spec. - NOX Rate Summer v3.1, Unit 1482 and retrofits | 651 | 7305 | Rate Constraint in lbs/MMBtu | FALSE | L | Annual | Allowances Purchased NOX | Thousand Tons | 0 | 0 | 0 | 0 | 0 | 0 | 0
IL Fac. Spec. - NOX Rate Summer v3.1, Unit 1482 and retrofits | 651 | 7305 | Rate Constraint in lbs/MMBtu | FALSE | L | Annual | Allowances Sold NOX | Thousand Tons | 0 | 0 | 0 | 0 | 0 | 0 | 0
IL Fac. Spec. - NOX Rate Summer v3.1, Unit 1482 and retrofits | 651 | 7305 | Rate Constraint in lbs/MMBtu | FALSE | L | Annual | Allowances Banked | Thousand Tons | 0 | 0 | 0 | 0 | 0 | 0 | 0
IL Fac. Spec. - NOX Rate Summer v3.1, Unit 1482 and retrofits | 651 | 7305 | Rate Constraint in lbs/MMBtu | FALSE | L | Annual | Allowances Withdrawn (1:1) | Thousand Tons | 0 | 0 | 0 | 0 | 0 | 0 | 0
IL Fac. Spec. - NOX Rate Summer v3.1, Unit 1482 and retrofits | 651 | 7305 | Rate Constraint in lbs/MMBtu | FALSE | L | Annual | Allowances Withdrawn (n:1) | Thousand Tons | 0 | 0 | 0 | 0 | 0 | 0 | 0
IL Fac. Spec. - NOX Rate Summer v3.1, Unit 1482 and retrofits | 651 | 7305 | Rate Constraint in lbs/MMBtu | FALSE | L | Annual | Net Emissions Allowance Position | Thousand Tons | 0.0086416 | 0.0086267 | 0.013677 | 0.0037396 | 0 | 0 | 0
IL Fac. Spec. - NOX Rate Summer v3.1, Unit 1482 and retrofits | 651 | 7305 | Rate Constraint in lbs/MMBtu | FALSE | L | Annual | Fuel Consumed | TBtu | 1.4684 | 1.4659 | 2.3241 | 0.63544 | 0 | 0 | 0
IL Fac. Spec. - NOX Rate Summer v3.1, Unit 1482 and retrofits | 651 | 7305 | Rate Constraint in lbs/MMBtu | FALSE | L | Annual | Rate | lb/MMBtu | 0.01177 | 0.01177 | 0.01177 | 0.01177 | 0 | 0 | 0
IL Fac. Spec. - NOX Rate Summer v3.1, Unit 1482 and retrofits | 651 | 7305 | Rate Constraint in lbs/MMBtu | FALSE | L | Annual | Generation | TWh | 0.19496 | 0.19462 | 0.30856 | 0.084365 | 0 | 0 | 0
IL Fac. Spec. - NOX Rate Summer v3.1, Unit 1482 and retrofits | 651 | 7305 | Rate Constraint in lbs/MMBtu | FALSE | L | Annual | Qualifying Generation | TWh | 0.19496 | 0.19462 | 0.30856 | 0.084365 | 0 | 0 | 0
IL Fac. Spec. - NOX Rate Summer v3.1, Unit 1482 and retrofits | 651 | 7305 | Rate Constraint in lbs/MMBtu | FALSE | L | Annual | Rate | lb/MWh | 0.088652 | 0.088652 | 0.088652 | 0.088652 | 0 | 0 | 0
IL Fac. Spec. - NOX Rate Summer v3.1, Unit 1482 and retrofits | 651 | 7305 | Rate Constraint in lbs/MMBtu | FALSE | L | Annual | Constraint Shadow Price | US2022$/Ton | 0 | 0 | 0 | 0 | 0 | 0 | 0
IL Fac. Spec. - NOX Rate Summer v3.1, Unit 1483 and retrofits | 652 | 7305 | Rate Constraint in lbs/MMBtu | FALSE | L | Annual | Seasons Included | Seasons | Summer | Summer | Summer | Summer | Summer | Summer | Summer
IL Fac. Spec. - NOX Rate Summer v3.1, Unit 1483 and retrofits | 652 | 7305 | Rate Constraint in lbs/MMBtu | FALSE | L | Annual | Standard NOX | lb/MMBtu | 0.25 | 0.25 | 0.25 | 0.25 | 0.25 | 0.25 | 0.25
IL Fac. Spec. - NOX Rate Summer v3.1, Unit 1483 and retrofits | 652 | 7305 | Rate Constraint in lbs/MMBtu | FALSE | L | Annual | Emissions at Affected Plants NOX | Thousand Tons | 0.0088104 | 0.0087953 | 0.013944 | 0.0038126 | 0 | 0 | 0
IL Fac. Spec. - NOX Rate Summer v3.1, Unit 1483 and retrofits | 652 | 7305 | Rate Constraint in lbs/MMBtu | FALSE | L | Annual | Allowances Purchased NOX | Thousand Tons | 0 | 0 | 0 | 0 | 0 | 0 | 0
IL Fac. Spec. - NOX Rate Summer v3.1, Unit 1483 and retrofits | 652 | 7305 | Rate Constraint in lbs/MMBtu | FALSE | L | Annual | Allowances Sold NOX | Thousand Tons | 0 | 0 | 0 | 0 | 0 | 0 | 0
IL Fac. Spec. - NOX Rate Summer v3.1, Unit 1483 and retrofits | 652 | 7305 | Rate Constraint in lbs/MMBtu | FALSE | L | Annual | Allowances Banked | Thousand Tons | 0 | 0 | 0 | 0 | 0 | 0 | 0
IL Fac. Spec. - NOX Rate Summer v3.1, Unit 1483 and retrofits | 652 | 7305 | Rate Constraint in lbs/MMBtu | FALSE | L | Annual | Allowances Withdrawn (1:1) | Thousand Tons | 0 | 0 | 0 | 0 | 0 | 0 | 0
IL Fac. Spec. - NOX Rate Summer v3.1, Unit 1483 and retrofits | 652 | 7305 | Rate Constraint in lbs/MMBtu | FALSE | L | Annual | Allowances Withdrawn (n:1) | Thousand Tons | 0 | 0 | 0 | 0 | 0 | 0 | 0
IL Fac. Spec. - NOX Rate Summer v3.1, Unit 1483 and retrofits | 652 | 7305 | Rate Constraint in lbs/MMBtu | FALSE | L | Annual | Net Emissions Allowance Position | Thousand Tons | 0.0088104 | 0.0087953 | 0.013944 | 0.0038126 | 0 | 0 | 0
IL Fac. Spec. - NOX Rate Summer v3.1, Unit 1483 and retrofits | 652 | 7305 | Rate Constraint in lbs/MMBtu | FALSE | L | Annual | Fuel Consumed | TBtu | 1.4684 | 1.4659 | 2.3241 | 0.63544 | 0 | 0 | 0
IL Fac. Spec. - NOX Rate Summer v3.1, Unit 1483 and retrofits | 652 | 7305 | Rate Constraint in lbs/MMBtu | FALSE | L | Annual | Rate | lb/MMBtu | 0.012 | 0.012 | 0.012 | 0.012 | 0 | 0 | 0
IL Fac. Spec. - NOX Rate Summer v3.1, Unit 1483 and retrofits | 652 | 7305 | Rate Constraint in lbs/MMBtu | FALSE | L | Annual | Generation | TWh | 0.19496 | 0.19462 | 0.30856 | 0.084365 | 0 | 0 | 0
IL Fac. Spec. - NOX Rate Summer v3.1, Unit 1483 and retrofits | 652 | 7305 | Rate Constraint in lbs/MMBtu | FALSE | L | Annual | Qualifying Generation | TWh | 0.19496 | 0.19462 | 0.30856 | 0.084365 | 0 | 0 | 0
IL Fac. Spec. - NOX Rate Summer v3.1, Unit 1483 and retrofits | 652 | 7305 | Rate Constraint in lbs/MMBtu | FALSE | L | Annual | Rate | lb/MWh | 0.090384 | 0.090384 | 0.090384 | 0.090384 | 0 | 0 | 0
IL Fac. Spec. - NOX Rate Summer v3.1, Unit 1483 and retrofits | 652 | 7305 | Rate Constraint in lbs/MMBtu | FALSE | L | Annual | Constraint Shadow Price | US2022$/Ton | 0 | 0 | 0 | 0 | 0 | 0 | 0
IL Fac. Spec. - NOX Rate Summer v3.1, Unit 1484 and retrofits | 653 | 7305 | Rate Constraint in lbs/MMBtu | FALSE | L | Annual | Seasons Included | Seasons | Summer | Summer | Summer | Summer | Summer | Summer | Summer
IL Fac. Spec. - NOX Rate Summer v3.1, Unit 1484 and retrofits | 653 | 7305 | Rate Constraint in lbs/MMBtu | FALSE | L | Annual | Standard NOX | lb/MMBtu | 0.25 | 0.25 | 0.25 | 0.25 | 0.25 | 0.25 | 0.25
IL Fac. Spec. - NOX Rate Summer v3.1, Unit 1484 and retrofits | 653 | 7305 | Rate Constraint in lbs/MMBtu | FALSE | L | Annual | Emissions at Affected Plants NOX | Thousand Tons | 0.0088104 | 0.0087953 | 0.013798 | 0.0038126 | 0 | 0 | 0
IL Fac. Spec. - NOX Rate Summer v3.1, Unit 1484 and retrofits | 653 | 7305 | Rate Constraint in lbs/MMBtu | FALSE | L | Annual | Allowances Purchased NOX | Thousand Tons | 0 | 0 | 0 | 0 | 0 | 0 | 0
IL Fac. Spec. - NOX Rate Summer v3.1, Unit 1484 and retrofits | 653 | 7305 | Rate Constraint in lbs/MMBtu | FALSE | L | Annual | Allowances Sold NOX | Thousand Tons | 0 | 0 | 0 | 0 | 0 | 0 | 0
IL Fac. Spec. - NOX Rate Summer v3.1, Unit 1484 and retrofits | 653 | 7305 | Rate Constraint in lbs/MMBtu | FALSE | L | Annual | Allowances Banked | Thousand Tons | 0 | 0 | 0 | 0 | 0 | 0 | 0
IL Fac. Spec. - NOX Rate Summer v3.1, Unit 1484 and retrofits | 653 | 7305 | Rate Constraint in lbs/MMBtu | FALSE | L | Annual | Allowances Withdrawn (1:1) | Thousand Tons | 0 | 0 | 0 | 0 | 0 | 0 | 0
IL Fac. Spec. - NOX Rate Summer v3.1, Unit 1484 and retrofits | 653 | 7305 | Rate Constraint in lbs/MMBtu | FALSE | L | Annual | Allowances Withdrawn (n:1) | Thousand Tons | 0 | 0 | 0 | 0 | 0 | 0 | 0
IL Fac. Spec. - NOX Rate Summer v3.1, Unit 1484 and retrofits | 653 | 7305 | Rate Constraint in lbs/MMBtu | FALSE | L | Annual | Net Emissions Allowance Position | Thousand Tons | 0.0088104 | 0.0087953 | 0.013798 | 0.0038126 | 0 | 0 | 0
IL Fac. Spec. - NOX Rate Summer v3.1, Unit 1484 and retrofits | 653 | 7305 | Rate Constraint in lbs/MMBtu | FALSE | L | Annual | Fuel Consumed | TBtu | 1.4684 | 1.4659 | 2.2997 | 0.63544 | 0 | 0 | 0
IL Fac. Spec. - NOX Rate Summer v3.1, Unit 1484 and retrofits | 653 | 7305 | Rate Constraint in lbs/MMBtu | FALSE | L | Annual | Rate | lb/MMBtu | 0.012 | 0.012 | 0.012 | 0.012 | 0 | 0 | 0
IL Fac. Spec. - NOX Rate Summer v3.1, Unit 1484 and retrofits | 653 | 7305 | Rate Constraint in lbs/MMBtu | FALSE | L | Annual | Generation | TWh | 0.19496 | 0.19462 | 0.30533 | 0.084365 | 0 | 0 | 0
IL Fac. Spec. - NOX Rate Summer v3.1, Unit 1484 and retrofits | 653 | 7305 | Rate Constraint in lbs/MMBtu | FALSE | L | Annual | Qualifying Generation | TWh | 0.19496 | 0.19462 | 0.30533 | 0.084365 | 0 | 0 | 0
IL Fac. Spec. - NOX Rate Summer v3.1, Unit 1484 and retrofits | 653 | 7305 | Rate Constraint in lbs/MMBtu | FALSE | L | Annual | Rate | lb/MWh | 0.090384 | 0.090384 | 0.090384 | 0.090384 | 0 | 0 | 0
IL Fac. Spec. - NOX Rate Summer v3.1, Unit 1484 and retrofits | 653 | 7305 | Rate Constraint in lbs/MMBtu | FALSE | L | Annual | Constraint Shadow Price | US2022$/Ton | 0 | 0 | 0 | 0 | 0 | 0 | 0
IL Fac. Spec. - NOX Rate Summer v3.1, Unit 1485 and retrofits | 654 | 7305 | Rate Constraint in lbs/MMBtu | FALSE | L | Annual | Seasons Included | Seasons | Summer | Summer | Summer | Summer | Summer | Summer | Summer
IL Fac. Spec. - NOX Rate Summer v3.1, Unit 1485 and retrofits | 654 | 7305 | Rate Constraint in lbs/MMBtu | FALSE | L | Annual | Standard NOX | lb/MMBtu | 0.25 | 0.25 | 0.25 | 0.25 | 0.25 | 0.25 | 0.25
IL Fac. Spec. - NOX Rate Summer v3.1, Unit 1485 and retrofits | 654 | 7305 | Rate Constraint in lbs/MMBtu | FALSE | L | Annual | Emissions at Affected Plants NOX | Thousand Tons | 0.0088104 | 0.0087953 | 0.013944 | 0.0038126 | 0 | 0 | 0
IL Fac. Spec. - NOX Rate Summer v3.1, Unit 1485 and retrofits | 654 | 7305 | Rate Constraint in lbs/MMBtu | FALSE | L | Annual | Allowances Purchased NOX | Thousand Tons | 0 | 0 | 0 | 0 | 0 | 0 | 0
IL Fac. Spec. - NOX Rate Summer v3.1, Unit 1485 and retrofits | 654 | 7305 | Rate Constraint in lbs/MMBtu | FALSE | L | Annual | Allowances Sold NOX | Thousand Tons | 0 | 0 | 0 | 0 | 0 | 0 | 0
IL Fac. Spec. - NOX Rate Summer v3.1, Unit 1485 and retrofits | 654 | 7305 | Rate Constraint in lbs/MMBtu | FALSE | L | Annual | Allowances Banked | Thousand Tons | 0 | 0 | 0 | 0 | 0 | 0 | 0
IL Fac. Spec. - NOX Rate Summer v3.1, Unit 1485 and retrofits | 654 | 7305 | Rate Constraint in lbs/MMBtu | FALSE | L | Annual | Allowances Withdrawn (1:1) | Thousand Tons | 0 | 0 | 0 | 0 | 0 | 0 | 0
IL Fac. Spec. - NOX Rate Summer v3.1, Unit 1485 and retrofits | 654 | 7305 | Rate Constraint in lbs/MMBtu | FALSE | L | Annual | Allowances Withdrawn (n:1) | Thousand Tons | 0 | 0 | 0 | 0 | 0 | 0 | 0
IL Fac. Spec. - NOX Rate Summer v3.1, Unit 1485 and retrofits | 654 | 7305 | Rate Constraint in lbs/MMBtu | FALSE | L | Annual | Net Emissions Allowance Position | Thousand Tons | 0.0088104 | 0.0087953 | 0.013944 | 0.0038126 | 0 | 0 | 0
IL Fac. Spec. - NOX Rate Summer v3.1, Unit 1485 and retrofits | 654 | 7305 | Rate Constraint in lbs/MMBtu | FALSE | L | Annual | Fuel Consumed | TBtu | 1.4684 | 1.4659 | 2.3241 | 0.63544 | 0 | 0 | 0
IL Fac. Spec. - NOX Rate Summer v3.1, Unit 1485 and retrofits | 654 | 7305 | Rate Constraint in lbs/MMBtu | FALSE | L | Annual | Rate | lb/MMBtu | 0.012 | 0.012 | 0.012 | 0.012 | 0 | 0 | 0
IL Fac. Spec. - NOX Rate Summer v3.1, Unit 1485 and retrofits | 654 | 7305 | Rate Constraint in lbs/MMBtu | FALSE | L | Annual | Generation | TWh | 0.19496 | 0.19462 | 0.30856 | 0.084365 | 0 | 0 | 0
IL Fac. Spec. - NOX Rate Summer v3.1, Unit 1485 and retrofits | 654 | 7305 | Rate Constraint in lbs/MMBtu | FALSE | L | Annual | Qualifying Generation | TWh | 0.19496 | 0.19462 | 0.30856 | 0.084365 | 0 | 0 | 0
IL Fac. Spec. - NOX Rate Summer v3.1, Unit 1485 and retrofits | 654 | 7305 | Rate Constraint in lbs/MMBtu | FALSE | L | Annual | Rate | lb/MWh | 0.090384 | 0.090384 | 0.090384 | 0.090384 | 0 | 0 | 0
IL Fac. Spec. - NOX Rate Summer v3.1, Unit 1485 and retrofits | 654 | 7305 | Rate Constraint in lbs/MMBtu | FALSE | L | Annual | Constraint Shadow Price | US2022$/Ton | 0 | 0 | 0 | 0 | 0 | 0 | 0
IL Fac. Spec. - NOX Rate Summer v3.1, Unit 1486 and retrofits | 655 | 7305 | Rate Constraint in lbs/MMBtu | FALSE | L | Annual | Seasons Included | Seasons | Summer | Summer | Summer | Summer | Summer | Summer | Summer
IL Fac. Spec. - NOX Rate Summer v3.1, Unit 1486 and retrofits | 655 | 7305 | Rate Constraint in lbs/MMBtu | FALSE | L | Annual | Standard NOX | lb/MMBtu | 0.25 | 0.25 | 0.25 | 0.25 | 0.25 | 0.25 | 0.25
IL Fac. Spec. - NOX Rate Summer v3.1, Unit 1486 and retrofits | 655 | 7305 | Rate Constraint in lbs/MMBtu | FALSE | L | Annual | Emissions at Affected Plants NOX | Thousand Tons | 0.014604 | 0.014557 | 0.01057 | 0.0090489 | 0 | 0 | 0
IL Fac. Spec. - NOX Rate Summer v3.1, Unit 1486 and retrofits | 655 | 7305 | Rate Constraint in lbs/MMBtu | FALSE | L | Annual | Allowances Purchased NOX | Thousand Tons | 0 | 0 | 0 | 0 | 0 | 0 | 0
IL Fac. Spec. - NOX Rate Summer v3.1, Unit 1486 and retrofits | 655 | 7305 | Rate Constraint in lbs/MMBtu | FALSE | L | Annual | Allowances Sold NOX | Thousand Tons | 0 | 0 | 0 | 0 | 0 | 0 | 0
IL Fac. Spec. - NOX Rate Summer v3.1, Unit 1486 and retrofits | 655 | 7305 | Rate Constraint in lbs/MMBtu | FALSE | L | Annual | Allowances Banked | Thousand Tons | 0 | 0 | 0 | 0 | 0 | 0 | 0
IL Fac. Spec. - NOX Rate Summer v3.1, Unit 1486 and retrofits | 655 | 7305 | Rate Constraint in lbs/MMBtu | FALSE | L | Annual | Allowances Withdrawn (1:1) | Thousand Tons | 0 | 0 | 0 | 0 | 0 | 0 | 0
IL Fac. Spec. - NOX Rate Summer v3.1, Unit 1486 and retrofits | 655 | 7305 | Rate Constraint in lbs/MMBtu | FALSE | L | Annual | Allowances Withdrawn (n:1) | Thousand Tons | 0 | 0 | 0 | 0 | 0 | 0 | 0
IL Fac. Spec. - NOX Rate Summer v3.1, Unit 1486 and retrofits | 655 | 7305 | Rate Constraint in lbs/MMBtu | FALSE | L | Annual | Net Emissions Allowance Position | Thousand Tons | 0.014604 | 0.014557 | 0.01057 | 0.0090489 | 0 | 0 | 0
IL Fac. Spec. - NOX Rate Summer v3.1, Unit 1486 and retrofits | 655 | 7305 | Rate Constraint in lbs/MMBtu | FALSE | L | Annual | Fuel Consumed | TBtu | 3.0081 | 2.9983 | 2.177 | 1.8638 | 0 | 0 | 0
IL Fac. Spec. - NOX Rate Summer v3.1, Unit 1486 and retrofits | 655 | 7305 | Rate Constraint in lbs/MMBtu | FALSE | L | Annual | Rate | lb/MMBtu | 0.00971 | 0.00971 | 0.00971 | 0.00971 | 0 | 0 | 0
IL Fac. Spec. - NOX Rate Summer v3.1, Unit 1486 and retrofits | 655 | 7305 | Rate Constraint in lbs/MMBtu | FALSE | L | Annual | Generation | TWh | 0.4101 | 0.40877 | 0.2968 | 0.2541 | 0 | 0 | 0
IL Fac. Spec. - NOX Rate Summer v3.1, Unit 1486 and retrofits | 655 | 7305 | Rate Constraint in lbs/MMBtu | FALSE | L | Annual | Qualifying Generation | TWh | 0.4101 | 0.40877 | 0.2968 | 0.2541 | 0 | 0 | 0
IL Fac. Spec. - NOX Rate Summer v3.1, Unit 1486 and retrofits | 655 | 7305 | Rate Constraint in lbs/MMBtu | FALSE | L | Annual | Rate | lb/MWh | 0.071223 | 0.071223 | 0.071223 | 0.071223 | 0 | 0 | 0
IL Fac. Spec. - NOX Rate Summer v3.1, Unit 1486 and retrofits | 655 | 7305 | Rate Constraint in lbs/MMBtu | FALSE | L | Annual | Constraint Shadow Price | US2022$/Ton | 0 | 0 | 0 | 0 | 0 | 0 | 0
IL Fac. Spec. - NOX Rate Summer v3.1, Unit 1487 and retrofits | 656 | 7305 | Rate Constraint in lbs/MMBtu | FALSE | L | Annual | Seasons Included | Seasons | Summer | Summer | Summer | Summer | Summer | Summer | Summer
IL Fac. Spec. - NOX Rate Summer v3.1, Unit 1487 and retrofits | 656 | 7305 | Rate Constraint in lbs/MMBtu | FALSE | L | Annual | Standard NOX | lb/MMBtu | 0.25 | 0.25 | 0.25 | 0.25 | 0.25 | 0.25 | 0.25
IL Fac. Spec. - NOX Rate Summer v3.1, Unit 1487 and retrofits | 656 | 7305 | Rate Constraint in lbs/MMBtu | FALSE | L | Annual | Emissions at Affected Plants NOX | Thousand Tons | 0.013667 | 0.013623 | 0.013574 | 0.0084685 | 0 | 0 | 0
IL Fac. Spec. - NOX Rate Summer v3.1, Unit 1487 and retrofits | 656 | 7305 | Rate Constraint in lbs/MMBtu | FALSE | L | Annual | Allowances Purchased NOX | Thousand Tons | 0 | 0 | 0 | 0 | 0 | 0 | 0
IL Fac. Spec. - NOX Rate Summer v3.1, Unit 1487 and retrofits | 656 | 7305 | Rate Constraint in lbs/MMBtu | FALSE | L | Annual | Allowances Sold NOX | Thousand Tons | 0 | 0 | 0 | 0 | 0 | 0 | 0
IL Fac. Spec. - NOX Rate Summer v3.1, Unit 1487 and retrofits | 656 | 7305 | Rate Constraint in lbs/MMBtu | FALSE | L | Annual | Allowances Banked | Thousand Tons | 0 | 0 | 0 | 0 | 0 | 0 | 0
IL Fac. Spec. - NOX Rate Summer v3.1, Unit 1487 and retrofits | 656 | 7305 | Rate Constraint in lbs/MMBtu | FALSE | L | Annual | Allowances Withdrawn (1:1) | Thousand Tons | 0 | 0 | 0 | 0 | 0 | 0 | 0
IL Fac. Spec. - NOX Rate Summer v3.1, Unit 1487 and retrofits | 656 | 7305 | Rate Constraint in lbs/MMBtu | FALSE | L | Annual | Allowances Withdrawn (n:1) | Thousand Tons | 0 | 0 | 0 | 0 | 0 | 0 | 0
IL Fac. Spec. - NOX Rate Summer v3.1, Unit 1487 and retrofits | 656 | 7305 | Rate Constraint in lbs/MMBtu | FALSE | L | Annual | Net Emissions Allowance Position | Thousand Tons | 0.013667 | 0.013623 | 0.013574 | 0.0084685 | 0 | 0 | 0
IL Fac. Spec. - NOX Rate Summer v3.1, Unit 1487 and retrofits | 656 | 7305 | Rate Constraint in lbs/MMBtu | FALSE | L | Annual | Fuel Consumed | TBtu | 2.2779 | 2.2705 | 2.2624 | 1.4114 | 0 | 0 | 0
IL Fac. Spec. - NOX Rate Summer v3.1, Unit 1487 and retrofits | 656 | 7305 | Rate Constraint in lbs/MMBtu | FALSE | L | Annual | Rate | lb/MMBtu | 0.012 | 0.012 | 0.012 | 0.012 | 0 | 0 | 0
IL Fac. Spec. - NOX Rate Summer v3.1, Unit 1487 and retrofits | 656 | 7305 | Rate Constraint in lbs/MMBtu | FALSE | L | Annual | Generation | TWh | 0.31068 | 0.30967 | 0.30856 | 0.1925 | 0 | 0 | 0
IL Fac. Spec. - NOX Rate Summer v3.1, Unit 1487 and retrofits | 656 | 7305 | Rate Constraint in lbs/MMBtu | FALSE | L | Annual | Qualifying Generation | TWh | 0.31068 | 0.30967 | 0.30856 | 0.1925 | 0 | 0 | 0
IL Fac. Spec. - NOX Rate Summer v3.1, Unit 1487 and retrofits | 656 | 7305 | Rate Constraint in lbs/MMBtu | FALSE | L | Annual | Rate | lb/MWh | 0.087984 | 0.087984 | 0.087984 | 0.087984 | 0 | 0 | 0
IL Fac. Spec. - NOX Rate Summer v3.1, Unit 1487 and retrofits | 656 | 7305 | Rate Constraint in lbs/MMBtu | FALSE | L | Annual | Constraint Shadow Price | US2022$/Ton | 0 | 0 | 0 | 0 | 0 | 0 | 0
IL Fac. Spec. - NOX Rate Summer v3.1, Unit 1488 and retrofits | 657 | 7305 | Rate Constraint in lbs/MMBtu | FALSE | L | Annual | Seasons Included | Seasons | Summer | Summer | Summer | Summer | Summer | Summer | Summer
IL Fac. Spec. - NOX Rate Summer v3.1, Unit 1488 and retrofits | 657 | 7305 | Rate Constraint in lbs/MMBtu | FALSE | L | Annual | Standard NOX | lb/MMBtu | 0.25 | 0.25 | 0.25 | 0.25 | 0.25 | 0.25 | 0.25
IL Fac. Spec. - NOX Rate Summer v3.1, Unit 1488 and retrofits | 657 | 7305 | Rate Constraint in lbs/MMBtu | FALSE | L | Annual | Emissions at Affected Plants NOX | Thousand Tons | 0.013667 | 0.013623 | 0.013574 | 0.0084685 | 0 | 0 | 0
IL Fac. Spec. - NOX Rate Summer v3.1, Unit 1488 and retrofits | 657 | 7305 | Rate Constraint in lbs/MMBtu | FALSE | L | Annual | Allowances Purchased NOX | Thousand Tons | 0 | 0 | 0 | 0 | 0 | 0 | 0
IL Fac. Spec. - NOX Rate Summer v3.1, Unit 1488 and retrofits | 657 | 7305 | Rate Constraint in lbs/MMBtu | FALSE | L | Annual | Allowances Sold NOX | Thousand Tons | 0 | 0 | 0 | 0 | 0 | 0 | 0
IL Fac. Spec. - NOX Rate Summer v3.1, Unit 1488 and retrofits | 657 | 7305 | Rate Constraint in lbs/MMBtu | FALSE | L | Annual | Allowances Banked | Thousand Tons | 0 | 0 | 0 | 0 | 0 | 0 | 0
IL Fac. Spec. - NOX Rate Summer v3.1, Unit 1488 and retrofits | 657 | 7305 | Rate Constraint in lbs/MMBtu | FALSE | L | Annual | Allowances Withdrawn (1:1) | Thousand Tons | 0 | 0 | 0 | 0 | 0 | 0 | 0
IL Fac. Spec. - NOX Rate Summer v3.1, Unit 1488 and retrofits | 657 | 7305 | Rate Constraint in lbs/MMBtu | FALSE | L | Annual | Allowances Withdrawn (n:1) | Thousand Tons | 0 | 0 | 0 | 0 | 0 | 0 | 0
IL Fac. Spec. - NOX Rate Summer v3.1, Unit 1488 and retrofits | 657 | 7305 | Rate Constraint in lbs/MMBtu | FALSE | L | Annual | Net Emissions Allowance Position | Thousand Tons | 0.013667 | 0.013623 | 0.013574 | 0.0084685 | 0 | 0 | 0
IL Fac. Spec. - NOX Rate Summer v3.1, Unit 1488 and retrofits | 657 | 7305 | Rate Constraint in lbs/MMBtu | FALSE | L | Annual | Fuel Consumed | TBtu | 2.2779 | 2.2705 | 2.2624 | 1.4114 | 0 | 0 | 0
IL Fac. Spec. - NOX Rate Summer v3.1, Unit 1488 and retrofits | 657 | 7305 | Rate Constraint in lbs/MMBtu | FALSE | L | Annual | Rate | lb/MMBtu | 0.012 | 0.012 | 0.012 | 0.012 | 0 | 0 | 0
IL Fac. Spec. - NOX Rate Summer v3.1, Unit 1488 and retrofits | 657 | 7305 | Rate Constraint in lbs/MMBtu | FALSE | L | Annual | Generation | TWh | 0.31068 | 0.30967 | 0.30856 | 0.1925 | 0 | 0 | 0
IL Fac. Spec. - NOX Rate Summer v3.1, Unit 1488 and retrofits | 657 | 7305 | Rate Constraint in lbs/MMBtu | FALSE | L | Annual | Qualifying Generation | TWh | 0.31068 | 0.30967 | 0.30856 | 0.1925 | 0 | 0 | 0
IL Fac. Spec. - NOX Rate Summer v3.1, Unit 1488 and retrofits | 657 | 7305 | Rate Constraint in lbs/MMBtu | FALSE | L | Annual | Rate | lb/MWh | 0.087984 | 0.087984 | 0.087984 | 0.087984 | 0 | 0 | 0
IL Fac. Spec. - NOX Rate Summer v3.1, Unit 1488 and retrofits | 657 | 7305 | Rate Constraint in lbs/MMBtu | FALSE | L | Annual | Constraint Shadow Price | US2022$/Ton | 0 | 0 | 0 | 0 | 0 | 0 | 0
IL Fac. Spec. - NOX Rate Summer v3.1, Unit 1489 and retrofits | 658 | 7305 | Rate Constraint in lbs/MMBtu | FALSE | L | Annual | Seasons Included | Seasons | Summer | Summer | Summer | Summer | Summer | Summer | Summer
IL Fac. Spec. - NOX Rate Summer v3.1, Unit 1489 and retrofits | 658 | 7305 | Rate Constraint in lbs/MMBtu | FALSE | L | Annual | Standard NOX | lb/MMBtu | 0.25 | 0.25 | 0.25 | 0.25 | 0.25 | 0.25 | 0.25
IL Fac. Spec. - NOX Rate Summer v3.1, Unit 1489 and retrofits | 658 | 7305 | Rate Constraint in lbs/MMBtu | FALSE | L | Annual | Emissions at Affected Plants NOX | Thousand Tons | 0.018369 | 0.01831 | 0.018244 | 0.011382 | 0 | 0 | 0
IL Fac. Spec. - NOX Rate Summer v3.1, Unit 1489 and retrofits | 658 | 7305 | Rate Constraint in lbs/MMBtu | FALSE | L | Annual | Allowances Purchased NOX | Thousand Tons | 0 | 0 | 0 | 0 | 0 | 0 | 0
IL Fac. Spec. - NOX Rate Summer v3.1, Unit 1489 and retrofits | 658 | 7305 | Rate Constraint in lbs/MMBtu | FALSE | L | Annual | Allowances Sold NOX | Thousand Tons | 0 | 0 | 0 | 0 | 0 | 0 | 0
IL Fac. Spec. - NOX Rate Summer v3.1, Unit 1489 and retrofits | 658 | 7305 | Rate Constraint in lbs/MMBtu | FALSE | L | Annual | Allowances Banked | Thousand Tons | 0 | 0 | 0 | 0 | 0 | 0 | 0
IL Fac. Spec. - NOX Rate Summer v3.1, Unit 1489 and retrofits | 658 | 7305 | Rate Constraint in lbs/MMBtu | FALSE | L | Annual | Allowances Withdrawn (1:1) | Thousand Tons | 0 | 0 | 0 | 0 | 0 | 0 | 0
IL Fac. Spec. - NOX Rate Summer v3.1, Unit 1489 and retrofits | 658 | 7305 | Rate Constraint in lbs/MMBtu | FALSE | L | Annual | Allowances Withdrawn (n:1) | Thousand Tons | 0 | 0 | 0 | 0 | 0 | 0 | 0
IL Fac. Spec. - NOX Rate Summer v3.1, Unit 1489 and retrofits | 658 | 7305 | Rate Constraint in lbs/MMBtu | FALSE | L | Annual | Net Emissions Allowance Position | Thousand Tons | 0.018369 | 0.01831 | 0.018244 | 0.011382 | 0 | 0 | 0
IL Fac. Spec. - NOX Rate Summer v3.1, Unit 1489 and retrofits | 658 | 7305 | Rate Constraint in lbs/MMBtu | FALSE | L | Annual | Fuel Consumed | TBtu | 3.0615 | 3.0516 | 3.0406 | 1.8969 | 0 | 0 | 0
IL Fac. Spec. - NOX Rate Summer v3.1, Unit 1489 and retrofits | 658 | 7305 | Rate Constraint in lbs/MMBtu | FALSE | L | Annual | Rate | lb/MMBtu | 0.012 | 0.012 | 0.012 | 0.012 | 0 | 0 | 0
IL Fac. Spec. - NOX Rate Summer v3.1, Unit 1489 and retrofits | 658 | 7305 | Rate Constraint in lbs/MMBtu | FALSE | L | Annual | Generation | TWh | 0.41755 | 0.4162 | 0.4147 | 0.25872 | 0 | 0 | 0
IL Fac. Spec. - NOX Rate Summer v3.1, Unit 1489 and retrofits | 658 | 7305 | Rate Constraint in lbs/MMBtu | FALSE | L | Annual | Qualifying Generation | TWh | 0.41755 | 0.4162 | 0.4147 | 0.25872 | 0 | 0 | 0
IL Fac. Spec. - NOX Rate Summer v3.1, Unit 1489 and retrofits | 658 | 7305 | Rate Constraint in lbs/MMBtu | FALSE | L | Annual | Rate | lb/MWh | 0.087984 | 0.087984 | 0.087984 | 0.087984 | 0 | 0 | 0
IL Fac. Spec. - NOX Rate Summer v3.1, Unit 1489 and retrofits | 658 | 7305 | Rate Constraint in lbs/MMBtu | FALSE | L | Annual | Constraint Shadow Price | US2022$/Ton | 0 | 0 | 0 | 0 | 0 | 0 | 0
IL Fac. Spec. - NOX Rate Summer v3.1, Unit 1490 and retrofits | 659 | 7305 | Rate Constraint in lbs/MMBtu | FALSE | L | Annual | Seasons Included | Seasons | Summer | Summer | Summer | Summer | Summer | Summer | Summer
IL Fac. Spec. - NOX Rate Summer v3.1, Unit 1490 and retrofits | 659 | 7305 | Rate Constraint in lbs/MMBtu | FALSE | L | Annual | Standard NOX | lb/MMBtu | 0.25 | 0.25 | 0.25 | 0.25 | 0.25 | 0.25 | 0.25
IL Fac. Spec. - NOX Rate Summer v3.1, Unit 1490 and retrofits | 659 | 7305 | Rate Constraint in lbs/MMBtu | FALSE | L | Annual | Emissions at Affected Plants NOX | Thousand Tons | 0.018369 | 0.01831 | 0.018244 | 0.011382 | 0 | 0 | 0
IL Fac. Spec. - NOX Rate Summer v3.1, Unit 1490 and retrofits | 659 | 7305 | Rate Constraint in lbs/MMBtu | FALSE | L | Annual | Allowances Purchased NOX | Thousand Tons | 0 | 0 | 0 | 0 | 0 | 0 | 0
IL Fac. Spec. - NOX Rate Summer v3.1, Unit 1490 and retrofits | 659 | 7305 | Rate Constraint in lbs/MMBtu | FALSE | L | Annual | Allowances Sold NOX | Thousand Tons | 0 | 0 | 0 | 0 | 0 | 0 | 0
IL Fac. Spec. - NOX Rate Summer v3.1, Unit 1490 and retrofits | 659 | 7305 | Rate Constraint in lbs/MMBtu | FALSE | L | Annual | Allowances Banked | Thousand Tons | 0 | 0 | 0 | 0 | 0 | 0 | 0
IL Fac. Spec. - NOX Rate Summer v3.1, Unit 1490 and retrofits | 659 | 7305 | Rate Constraint in lbs/MMBtu | FALSE | L | Annual | Allowances Withdrawn (1:1) | Thousand Tons | 0 | 0 | 0 | 0 | 0 | 0 | 0
IL Fac. Spec. - NOX Rate Summer v3.1, Unit 1490 and retrofits | 659 | 7305 | Rate Constraint in lbs/MMBtu | FALSE | L | Annual | Allowances Withdrawn (n:1) | Thousand Tons | 0 | 0 | 0 | 0 | 0 | 0 | 0
IL Fac. Spec. - NOX Rate Summer v3.1, Unit 1490 and retrofits | 659 | 7305 | Rate Constraint in lbs/MMBtu | FALSE | L | Annual | Net Emissions Allowance Position | Thousand Tons | 0.018369 | 0.01831 | 0.018244 | 0.011382 | 0 | 0 | 0
IL Fac. Spec. - NOX Rate Summer v3.1, Unit 1490 and retrofits | 659 | 7305 | Rate Constraint in lbs/MMBtu | FALSE | L | Annual | Fuel Consumed | TBtu | 3.0615 | 3.0516 | 3.0406 | 1.8969 | 0 | 0 | 0
IL Fac. Spec. - NOX Rate Summer v3.1, Unit 1490 and retrofits | 659 | 7305 | Rate Constraint in lbs/MMBtu | FALSE | L | Annual | Rate | lb/MMBtu | 0.012 | 0.012 | 0.012 | 0.012 | 0 | 0 | 0
IL Fac. Spec. - NOX Rate Summer v3.1, Unit 1490 and retrofits | 659 | 7305 | Rate Constraint in lbs/MMBtu | FALSE | L | Annual | Generation | TWh | 0.41755 | 0.4162 | 0.4147 | 0.25872 | 0 | 0 | 0
IL Fac. Spec. - NOX Rate Summer v3.1, Unit 1490 and retrofits | 659 | 7305 | Rate Constraint in lbs/MMBtu | FALSE | L | Annual | Qualifying Generation | TWh | 0.41755 | 0.4162 | 0.4147 | 0.25872 | 0 | 0 | 0
IL Fac. Spec. - NOX Rate Summer v3.1, Unit 1490 and retrofits | 659 | 7305 | Rate Constraint in lbs/MMBtu | FALSE | L | Annual | Rate | lb/MWh | 0.087984 | 0.087984 | 0.087984 | 0.087984 | 0 | 0 | 0
IL Fac. Spec. - NOX Rate Summer v3.1, Unit 1490 and retrofits | 659 | 7305 | Rate Constraint in lbs/MMBtu | FALSE | L | Annual | Constraint Shadow Price | US2022$/Ton | 0 | 0 | 0 | 0 | 0 | 0 | 0
IL Fac. Spec. - NOX Rate Summer v3.1, Unit 1491 and retrofits | 660 | 7305 | Rate Constraint in lbs/MMBtu | FALSE | L | Annual | Seasons Included | Seasons | Summer | Summer | Summer | Summer | Summer | Summer | Summer
IL Fac. Spec. - NOX Rate Summer v3.1, Unit 1491 and retrofits | 660 | 7305 | Rate Constraint in lbs/MMBtu | FALSE | L | Annual | Standard NOX | lb/MMBtu | 0.25 | 0.25 | 0.25 | 0.25 | 0.25 | 0.25 | 0.25
IL Fac. Spec. - NOX Rate Summer v3.1, Unit 1491 and retrofits | 660 | 7305 | Rate Constraint in lbs/MMBtu | FALSE | L | Annual | Emissions at Affected Plants NOX | Thousand Tons | 0.068911 | 0.068911 | 0.068911 | 0.032372 | 0 | 0 | 0
IL Fac. Spec. - NOX Rate Summer v3.1, Unit 1491 and retrofits | 660 | 7305 | Rate Constraint in lbs/MMBtu | FALSE | L | Annual | Allowances Purchased NOX | Thousand Tons | 0 | 0 | 0 | 0 | 0 | 0 | 0
IL Fac. Spec. - NOX Rate Summer v3.1, Unit 1491 and retrofits | 660 | 7305 | Rate Constraint in lbs/MMBtu | FALSE | L | Annual | Allowances Sold NOX | Thousand Tons | 0 | 0 | 0 | 0 | 0 | 0 | 0
IL Fac. Spec. - NOX Rate Summer v3.1, Unit 1491 and retrofits | 660 | 7305 | Rate Constraint in lbs/MMBtu | FALSE | L | Annual | Allowances Banked | Thousand Tons | 0 | 0 | 0 | 0 | 0 | 0 | 0
IL Fac. Spec. - NOX Rate Summer v3.1, Unit 1491 and retrofits | 660 | 7305 | Rate Constraint in lbs/MMBtu | FALSE | L | Annual | Allowances Withdrawn (1:1) | Thousand Tons | 0 | 0 | 0 | 0 | 0 | 0 | 0
IL Fac. Spec. - NOX Rate Summer v3.1, Unit 1491 and retrofits | 660 | 7305 | Rate Constraint in lbs/MMBtu | FALSE | L | Annual | Allowances Withdrawn (n:1) | Thousand Tons | 0 | 0 | 0 | 0 | 0 | 0 | 0
IL Fac. Spec. - NOX Rate Summer v3.1, Unit 1491 and retrofits | 660 | 7305 | Rate Constraint in lbs/MMBtu | FALSE | L | Annual | Net Emissions Allowance Position | Thousand Tons | 0.068911 | 0.068911 | 0.068911 | 0.032372 | 0 | 0 | 0
IL Fac. Spec. - NOX Rate Summer v3.1, Unit 1491 and retrofits | 660 | 7305 | Rate Constraint in lbs/MMBtu | FALSE | L | Annual | Fuel Consumed | TBtu | 12.5293 | 12.5293 | 12.5293 | 5.8859 | 0 | 0 | 0
IL Fac. Spec. - NOX Rate Summer v3.1, Unit 1491 and retrofits | 660 | 7305 | Rate Constraint in lbs/MMBtu | FALSE | L | Annual | Rate | lb/MMBtu | 0.011 | 0.011 | 0.011 | 0.011 | 0 | 0 | 0
IL Fac. Spec. - NOX Rate Summer v3.1, Unit 1491 and retrofits | 660 | 7305 | Rate Constraint in lbs/MMBtu | FALSE | L | Annual | Generation | TWh | 1.9669 | 1.9669 | 1.9669 | 0.924 | 0 | 0 | 0
IL Fac. Spec. - NOX Rate Summer v3.1, Unit 1491 and retrofits | 660 | 7305 | Rate Constraint in lbs/MMBtu | FALSE | L | Annual | Qualifying Generation | TWh | 1.9669 | 1.9669 | 1.9669 | 0.924 | 0 | 0 | 0
IL Fac. Spec. - NOX Rate Summer v3.1, Unit 1491 and retrofits | 660 | 7305 | Rate Constraint in lbs/MMBtu | FALSE | L | Annual | Rate | lb/MWh | 0.07007 | 0.07007 | 0.07007 | 0.07007 | 0 | 0 | 0
IL Fac. Spec. - NOX Rate Summer v3.1, Unit 1491 and retrofits | 660 | 7305 | Rate Constraint in lbs/MMBtu | FALSE | L | Annual | Constraint Shadow Price | US2022$/Ton | 0 | 0 | 0 | 0 | 0 | 0 | 0
IL Fac. Spec. - NOX Rate Summer v3.1, Unit 1492 and retrofits | 661 | 7305 | Rate Constraint in lbs/MMBtu | FALSE | L | Annual | Seasons Included | Seasons | Summer | Summer | Summer | Summer | Summer | Summer | Summer
IL Fac. Spec. - NOX Rate Summer v3.1, Unit 1492 and retrofits | 661 | 7305 | Rate Constraint in lbs/MMBtu | FALSE | L | Annual | Standard NOX | lb/MMBtu | 0.25 | 0.25 | 0.25 | 0.25 | 0.25 | 0.25 | 0.25
IL Fac. Spec. - NOX Rate Summer v3.1, Unit 1492 and retrofits | 661 | 7305 | Rate Constraint in lbs/MMBtu | FALSE | L | Annual | Emissions at Affected Plants NOX | Thousand Tons | 0.059438 | 0.068911 | 0.061729 | 0.032372 | 0 | 0 | 0
IL Fac. Spec. - NOX Rate Summer v3.1, Unit 1492 and retrofits | 661 | 7305 | Rate Constraint in lbs/MMBtu | FALSE | L | Annual | Allowances Purchased NOX | Thousand Tons | 0 | 0 | 0 | 0 | 0 | 0 | 0
IL Fac. Spec. - NOX Rate Summer v3.1, Unit 1492 and retrofits | 661 | 7305 | Rate Constraint in lbs/MMBtu | FALSE | L | Annual | Allowances Sold NOX | Thousand Tons | 0 | 0 | 0 | 0 | 0 | 0 | 0
IL Fac. Spec. - NOX Rate Summer v3.1, Unit 1492 and retrofits | 661 | 7305 | Rate Constraint in lbs/MMBtu | FALSE | L | Annual | Allowances Banked | Thousand Tons | 0 | 0 | 0 | 0 | 0 | 0 | 0
IL Fac. Spec. - NOX Rate Summer v3.1, Unit 1492 and retrofits | 661 | 7305 | Rate Constraint in lbs/MMBtu | FALSE | L | Annual | Allowances Withdrawn (1:1) | Thousand Tons | 0 | 0 | 0 | 0 | 0 | 0 | 0
IL Fac. Spec. - NOX Rate Summer v3.1, Unit 1492 and retrofits | 661 | 7305 | Rate Constraint in lbs/MMBtu | FALSE | L | Annual | Allowances Withdrawn (n:1) | Thousand Tons | 0 | 0 | 0 | 0 | 0 | 0 | 0
IL Fac. Spec. - NOX Rate Summer v3.1, Unit 1492 and retrofits | 661 | 7305 | Rate Constraint in lbs/MMBtu | FALSE | L | Annual | Net Emissions Allowance Position | Thousand Tons | 0.059438 | 0.068911 | 0.061729 | 0.032372 | 0 | 0 | 0
IL Fac. Spec. - NOX Rate Summer v3.1, Unit 1492 and retrofits | 661 | 7305 | Rate Constraint in lbs/MMBtu | FALSE | L | Annual | Fuel Consumed | TBtu | 10.807 | 12.5293 | 11.2235 | 5.8859 | 0 | 0 | 0
IL Fac. Spec. - NOX Rate Summer v3.1, Unit 1492 and retrofits | 661 | 7305 | Rate Constraint in lbs/MMBtu | FALSE | L | Annual | Rate | lb/MMBtu | 0.011 | 0.011 | 0.011 | 0.011 | 0 | 0 | 0
IL Fac. Spec. - NOX Rate Summer v3.1, Unit 1492 and retrofits | 661 | 7305 | Rate Constraint in lbs/MMBtu | FALSE | L | Annual | Generation | TWh | 1.6965 | 1.9669 | 1.7619 | 0.924 | 0 | 0 | 0
IL Fac. Spec. - NOX Rate Summer v3.1, Unit 1492 and retrofits | 661 | 7305 | Rate Constraint in lbs/MMBtu | FALSE | L | Annual | Qualifying Generation | TWh | 1.6965 | 1.9669 | 1.7619 | 0.924 | 0 | 0 | 0
IL Fac. Spec. - NOX Rate Summer v3.1, Unit 1492 and retrofits | 661 | 7305 | Rate Constraint in lbs/MMBtu | FALSE | L | Annual | Rate | lb/MWh | 0.07007 | 0.07007 | 0.07007 | 0.07007 | 0 | 0 | 0
IL Fac. Spec. - NOX Rate Summer v3.1, Unit 1492 and retrofits | 661 | 7305 | Rate Constraint in lbs/MMBtu | FALSE | L | Annual | Constraint Shadow Price | US2022$/Ton | 0 | 0 | 0 | 0 | 0 | 0 | 0
IL Fac. Spec. - NOX Rate Summer v3.1, Unit 1494 and retrofits | 662 | 7305 | Rate Constraint in lbs/MMBtu | FALSE | L | Annual | Seasons Included | Seasons | Summer | Summer | Summer | Summer | Summer | Summer | Summer
IL Fac. Spec. - NOX Rate Summer v3.1, Unit 1494 and retrofits | 662 | 7305 | Rate Constraint in lbs/MMBtu | FALSE | L | Annual | Standard NOX | lb/MMBtu | 0.25 | 0.25 | 0.25 | 0.25 | 0.25 | 0.25 | 0.25
IL Fac. Spec. - NOX Rate Summer v3.1, Unit 1494 and retrofits | 662 | 7305 | Rate Constraint in lbs/MMBtu | FALSE | L | Annual | Emissions at Affected Plants NOX | Thousand Tons | 0.032861 | 0.032755 | 0.032637 | 0.020361 | 0 | 0 | 0
IL Fac. Spec. - NOX Rate Summer v3.1, Unit 1494 and retrofits | 662 | 7305 | Rate Constraint in lbs/MMBtu | FALSE | L | Annual | Allowances Purchased NOX | Thousand Tons | 0 | 0 | 0 | 0 | 0 | 0 | 0
IL Fac. Spec. - NOX Rate Summer v3.1, Unit 1494 and retrofits | 662 | 7305 | Rate Constraint in lbs/MMBtu | FALSE | L | Annual | Allowances Sold NOX | Thousand Tons | 0 | 0 | 0 | 0 | 0 | 0 | 0
IL Fac. Spec. - NOX Rate Summer v3.1, Unit 1494 and retrofits | 662 | 7305 | Rate Constraint in lbs/MMBtu | FALSE | L | Annual | Allowances Banked | Thousand Tons | 0 | 0 | 0 | 0 | 0 | 0 | 0
IL Fac. Spec. - NOX Rate Summer v3.1, Unit 1494 and retrofits | 662 | 7305 | Rate Constraint in lbs/MMBtu | FALSE | L | Annual | Allowances Withdrawn (1:1) | Thousand Tons | 0 | 0 | 0 | 0 | 0 | 0 | 0
IL Fac. Spec. - NOX Rate Summer v3.1, Unit 1494 and retrofits | 662 | 7305 | Rate Constraint in lbs/MMBtu | FALSE | L | Annual | Allowances Withdrawn (n:1) | Thousand Tons | 0 | 0 | 0 | 0 | 0 | 0 | 0
IL Fac. Spec. - NOX Rate Summer v3.1, Unit 1494 and retrofits | 662 | 7305 | Rate Constraint in lbs/MMBtu | FALSE | L | Annual | Net Emissions Allowance Position | Thousand Tons | 0.032861 | 0.032755 | 0.032637 | 0.020361 | 0 | 0 | 0
IL Fac. Spec. - NOX Rate Summer v3.1, Unit 1494 and retrofits | 662 | 7305 | Rate Constraint in lbs/MMBtu | FALSE | L | Annual | Fuel Consumed | TBtu | 0.77459 | 0.77209 | 0.7693 | 0.47995 | 0 | 0 | 0
IL Fac. Spec. - NOX Rate Summer v3.1, Unit 1494 and retrofits | 662 | 7305 | Rate Constraint in lbs/MMBtu | FALSE | L | Annual | Rate | lb/MMBtu | 0.084848 | 0.084848 | 0.084848 | 0.084848 | 0 | 0 | 0
IL Fac. Spec. - NOX Rate Summer v3.1, Unit 1494 and retrofits | 662 | 7305 | Rate Constraint in lbs/MMBtu | FALSE | L | Annual | Generation | TWh | 0.10936 | 0.10901 | 0.10861 | 0.06776 | 0 | 0 | 0
IL Fac. Spec. - NOX Rate Summer v3.1, Unit 1494 and retrofits | 662 | 7305 | Rate Constraint in lbs/MMBtu | FALSE | L | Annual | Qualifying Generation | TWh | 0.10936 | 0.10901 | 0.10861 | 0.06776 | 0 | 0 | 0
IL Fac. Spec. - NOX Rate Summer v3.1, Unit 1494 and retrofits | 662 | 7305 | Rate Constraint in lbs/MMBtu | FALSE | L | Annual | Rate | lb/MWh | 0.60098 | 0.60098 | 0.60098 | 0.60098 | 0 | 0 | 0
IL Fac. Spec. - NOX Rate Summer v3.1, Unit 1494 and retrofits | 662 | 7305 | Rate Constraint in lbs/MMBtu | FALSE | L | Annual | Constraint Shadow Price | US2022$/Ton | 0 | 0 | 0 | 0 | 0 | 0 | 0
IL Fac. Spec. - NOX Rate Summer v3.1, Unit 1495 and retrofits | 663 | 7305 | Rate Constraint in lbs/MMBtu | FALSE | L | Annual | Seasons Included | Seasons | Summer | Summer | Summer | Summer | Summer | Summer | Summer
IL Fac. Spec. - NOX Rate Summer v3.1, Unit 1495 and retrofits | 663 | 7305 | Rate Constraint in lbs/MMBtu | FALSE | L | Annual | Standard NOX | lb/MMBtu | 0.25 | 0.25 | 0.25 | 0.25 | 0.25 | 0.25 | 0.25
IL Fac. Spec. - NOX Rate Summer v3.1, Unit 1495 and retrofits | 663 | 7305 | Rate Constraint in lbs/MMBtu | FALSE | L | Annual | Emissions at Affected Plants NOX | Thousand Tons | 0.032861 | 0.032755 | 0.032637 | 0.020361 | 0 | 0 | 0
IL Fac. Spec. - NOX Rate Summer v3.1, Unit 1495 and retrofits | 663 | 7305 | Rate Constraint in lbs/MMBtu | FALSE | L | Annual | Allowances Purchased NOX | Thousand Tons | 0 | 0 | 0 | 0 | 0 | 0 | 0
IL Fac. Spec. - NOX Rate Summer v3.1, Unit 1495 and retrofits | 663 | 7305 | Rate Constraint in lbs/MMBtu | FALSE | L | Annual | Allowances Sold NOX | Thousand Tons | 0 | 0 | 0 | 0 | 0 | 0 | 0
IL Fac. Spec. - NOX Rate Summer v3.1, Unit 1495 and retrofits | 663 | 7305 | Rate Constraint in lbs/MMBtu | FALSE | L | Annual | Allowances Banked | Thousand Tons | 0 | 0 | 0 | 0 | 0 | 0 | 0
IL Fac. Spec. - NOX Rate Summer v3.1, Unit 1495 and retrofits | 663 | 7305 | Rate Constraint in lbs/MMBtu | FALSE | L | Annual | Allowances Withdrawn (1:1) | Thousand Tons | 0 | 0 | 0 | 0 | 0 | 0 | 0
IL Fac. Spec. - NOX Rate Summer v3.1, Unit 1495 and retrofits | 663 | 7305 | Rate Constraint in lbs/MMBtu | FALSE | L | Annual | Allowances Withdrawn (n:1) | Thousand Tons | 0 | 0 | 0 | 0 | 0 | 0 | 0
IL Fac. Spec. - NOX Rate Summer v3.1, Unit 1495 and retrofits | 663 | 7305 | Rate Constraint in lbs/MMBtu | FALSE | L | Annual | Net Emissions Allowance Position | Thousand Tons | 0.032861 | 0.032755 | 0.032637 | 0.020361 | 0 | 0 | 0
IL Fac. Spec. - NOX Rate Summer v3.1, Unit 1495 and retrofits | 663 | 7305 | Rate Constraint in lbs/MMBtu | FALSE | L | Annual | Fuel Consumed | TBtu | 0.77459 | 0.77209 | 0.7693 | 0.47995 | 0 | 0 | 0
IL Fac. Spec. - NOX Rate Summer v3.1, Unit 1495 and retrofits | 663 | 7305 | Rate Constraint in lbs/MMBtu | FALSE | L | Annual | Rate | lb/MMBtu | 0.084848 | 0.084848 | 0.084848 | 0.084848 | 0 | 0 | 0
IL Fac. Spec. - NOX Rate Summer v3.1, Unit 1495 and retrofits | 663 | 7305 | Rate Constraint in lbs/MMBtu | FALSE | L | Annual | Generation | TWh | 0.10936 | 0.10901 | 0.10861 | 0.06776 | 0 | 0 | 0
IL Fac. Spec. - NOX Rate Summer v3.1, Unit 1495 and retrofits | 663 | 7305 | Rate Constraint in lbs/MMBtu | FALSE | L | Annual | Qualifying Generation | TWh | 0.10936 | 0.10901 | 0.10861 | 0.06776 | 0 | 0 | 0
IL Fac. Spec. - NOX Rate Summer v3.1, Unit 1495 and retrofits | 663 | 7305 | Rate Constraint in lbs/MMBtu | FALSE | L | Annual | Rate | lb/MWh | 0.60098 | 0.60098 | 0.60098 | 0.60098 | 0 | 0 | 0
IL Fac. Spec. - NOX Rate Summer v3.1, Unit 1495 and retrofits | 663 | 7305 | Rate Constraint in lbs/MMBtu | FALSE | L | Annual | Constraint Shadow Price | US2022$/Ton | 0 | 0 | 0 | 0 | 0 | 0 | 0
IL Fac. Spec. - NOX Rate Summer v3.1, Unit 1496 and retrofits | 664 | 7305 | Rate Constraint in lbs/MMBtu | FALSE | L | Annual | Seasons Included | Seasons | Summer | Summer | Summer | Summer | Summer | Summer | Summer
IL Fac. Spec. - NOX Rate Summer v3.1, Unit 1496 and retrofits | 664 | 7305 | Rate Constraint in lbs/MMBtu | FALSE | L | Annual | Standard NOX | lb/MMBtu | 0.25 | 0.25 | 0.25 | 0.25 | 0.25 | 0.25 | 0.25
IL Fac. Spec. - NOX Rate Summer v3.1, Unit 1496 and retrofits | 664 | 7305 | Rate Constraint in lbs/MMBtu | FALSE | L | Annual | Emissions at Affected Plants NOX | Thousand Tons | 0.032861 | 0.032755 | 0.032637 | 0.020361 | 0 | 0 | 0
IL Fac. Spec. - NOX Rate Summer v3.1, Unit 1496 and retrofits | 664 | 7305 | Rate Constraint in lbs/MMBtu | FALSE | L | Annual | Allowances Purchased NOX | Thousand Tons | 0 | 0 | 0 | 0 | 0 | 0 | 0
IL Fac. Spec. - NOX Rate Summer v3.1, Unit 1496 and retrofits | 664 | 7305 | Rate Constraint in lbs/MMBtu | FALSE | L | Annual | Allowances Sold NOX | Thousand Tons | 0 | 0 | 0 | 0 | 0 | 0 | 0
IL Fac. Spec. - NOX Rate Summer v3.1, Unit 1496 and retrofits | 664 | 7305 | Rate Constraint in lbs/MMBtu | FALSE | L | Annual | Allowances Banked | Thousand Tons | 0 | 0 | 0 | 0 | 0 | 0 | 0
IL Fac. Spec. - NOX Rate Summer v3.1, Unit 1496 and retrofits | 664 | 7305 | Rate Constraint in lbs/MMBtu | FALSE | L | Annual | Allowances Withdrawn (1:1) | Thousand Tons | 0 | 0 | 0 | 0 | 0 | 0 | 0
IL Fac. Spec. - NOX Rate Summer v3.1, Unit 1496 and retrofits | 664 | 7305 | Rate Constraint in lbs/MMBtu | FALSE | L | Annual | Allowances Withdrawn (n:1) | Thousand Tons | 0 | 0 | 0 | 0 | 0 | 0 | 0
IL Fac. Spec. - NOX Rate Summer v3.1, Unit 1496 and retrofits | 664 | 7305 | Rate Constraint in lbs/MMBtu | FALSE | L | Annual | Net Emissions Allowance Position | Thousand Tons | 0.032861 | 0.032755 | 0.032637 | 0.020361 | 0 | 0 | 0
IL Fac. Spec. - NOX Rate Summer v3.1, Unit 1496 and retrofits | 664 | 7305 | Rate Constraint in lbs/MMBtu | FALSE | L | Annual | Fuel Consumed | TBtu | 0.77459 | 0.77209 | 0.7693 | 0.47995 | 0 | 0 | 0
IL Fac. Spec. - NOX Rate Summer v3.1, Unit 1496 and retrofits | 664 | 7305 | Rate Constraint in lbs/MMBtu | FALSE | L | Annual | Rate | lb/MMBtu | 0.084848 | 0.084848 | 0.084848 | 0.084848 | 0 | 0 | 0
IL Fac. Spec. - NOX Rate Summer v3.1, Unit 1496 and retrofits | 664 | 7305 | Rate Constraint in lbs/MMBtu | FALSE | L | Annual | Generation | TWh | 0.10936 | 0.10901 | 0.10861 | 0.06776 | 0 | 0 | 0
IL Fac. Spec. - NOX Rate Summer v3.1, Unit 1496 and retrofits | 664 | 7305 | Rate Constraint in lbs/MMBtu | FALSE | L | Annual | Qualifying Generation | TWh | 0.10936 | 0.10901 | 0.10861 | 0.06776 | 0 | 0 | 0
IL Fac. Spec. - NOX Rate Summer v3.1, Unit 1496 and retrofits | 664 | 7305 | Rate Constraint in lbs/MMBtu | FALSE | L | Annual | Rate | lb/MWh | 0.60098 | 0.60098 | 0.60098 | 0.60098 | 0 | 0 | 0
IL Fac. Spec. - NOX Rate Summer v3.1, Unit 1496 and retrofits | 664 | 7305 | Rate Constraint in lbs/MMBtu | FALSE | L | Annual | Constraint Shadow Price | US2022$/Ton | 0 | 0 | 0 | 0 | 0 | 0 | 0
IL Fac. Spec. - NOX Rate Summer v3.1, Unit 1497 and retrofits | 665 | 7305 | Rate Constraint in lbs/MMBtu | FALSE | L | Annual | Seasons Included | Seasons | Summer | Summer | Summer | Summer | Summer | Summer | Summer
IL Fac. Spec. - NOX Rate Summer v3.1, Unit 1497 and retrofits | 665 | 7305 | Rate Constraint in lbs/MMBtu | FALSE | L | Annual | Standard NOX | lb/MMBtu | 0.25 | 0.25 | 0.25 | 0.25 | 0.25 | 0.25 | 0.25
IL Fac. Spec. - NOX Rate Summer v3.1, Unit 1497 and retrofits | 665 | 7305 | Rate Constraint in lbs/MMBtu | FALSE | L | Annual | Emissions at Affected Plants NOX | Thousand Tons | 0.046305 | 0.046155 | 0.045989 | 0.028691 | 0.0020281 | 0.0074121 | 0.0046249
IL Fac. Spec. - NOX Rate Summer v3.1, Unit 1497 and retrofits | 665 | 7305 | Rate Constraint in lbs/MMBtu | FALSE | L | Annual | Allowances Purchased NOX | Thousand Tons | 0 | 0 | 0 | 0 | 0 | 0 | 0
IL Fac. Spec. - NOX Rate Summer v3.1, Unit 1497 and retrofits | 665 | 7305 | Rate Constraint in lbs/MMBtu | FALSE | L | Annual | Allowances Sold NOX | Thousand Tons | 0 | 0 | 0 | 0 | 0 | 0 | 0
IL Fac. Spec. - NOX Rate Summer v3.1, Unit 1497 and retrofits | 665 | 7305 | Rate Constraint in lbs/MMBtu | FALSE | L | Annual | Allowances Banked | Thousand Tons | 0 | 0 | 0 | 0 | 0 | 0 | 0
IL Fac. Spec. - NOX Rate Summer v3.1, Unit 1497 and retrofits | 665 | 7305 | Rate Constraint in lbs/MMBtu | FALSE | L | Annual | Allowances Withdrawn (1:1) | Thousand Tons | 0 | 0 | 0 | 0 | 0 | 0 | 0
IL Fac. Spec. - NOX Rate Summer v3.1, Unit 1497 and retrofits | 665 | 7305 | Rate Constraint in lbs/MMBtu | FALSE | L | Annual | Allowances Withdrawn (n:1) | Thousand Tons | 0 | 0 | 0 | 0 | 0 | 0 | 0
IL Fac. Spec. - NOX Rate Summer v3.1, Unit 1497 and retrofits | 665 | 7305 | Rate Constraint in lbs/MMBtu | FALSE | L | Annual | Net Emissions Allowance Position | Thousand Tons | 0.046305 | 0.046155 | 0.045989 | 0.028691 | 0.0020281 | 0.0074121 | 0.0046249
IL Fac. Spec. - NOX Rate Summer v3.1, Unit 1497 and retrofits | 665 | 7305 | Rate Constraint in lbs/MMBtu | FALSE | L | Annual | Fuel Consumed | TBtu | 1.0915 | 1.0879 | 1.084 | 0.67629 | 0.047805 | 0.17472 | 0.10902
IL Fac. Spec. - NOX Rate Summer v3.1, Unit 1497 and retrofits | 665 | 7305 | Rate Constraint in lbs/MMBtu | FALSE | L | Annual | Rate | lb/MMBtu | 0.084848 | 0.084848 | 0.084848 | 0.084848 | 0.084848 | 0.084848 | 0.084848
IL Fac. Spec. - NOX Rate Summer v3.1, Unit 1497 and retrofits | 665 | 7305 | Rate Constraint in lbs/MMBtu | FALSE | L | Annual | Generation | TWh | 0.1541 | 0.1536 | 0.15305 | 0.09548 | 0.0067492 | 0.024667 | 0.015391
IL Fac. Spec. - NOX Rate Summer v3.1, Unit 1497 and retrofits | 665 | 7305 | Rate Constraint in lbs/MMBtu | FALSE | L | Annual | Qualifying Generation | TWh | 0.1541 | 0.1536 | 0.15305 | 0.09548 | 0.0067492 | 0.024667 | 0.015391
IL Fac. Spec. - NOX Rate Summer v3.1, Unit 1497 and retrofits | 665 | 7305 | Rate Constraint in lbs/MMBtu | FALSE | L | Annual | Rate | lb/MWh | 0.60098 | 0.60098 | 0.60098 | 0.60098 | 0.60098 | 0.60098 | 0.60098
IL Fac. Spec. - NOX Rate Summer v3.1, Unit 1497 and retrofits | 665 | 7305 | Rate Constraint in lbs/MMBtu | FALSE | L | Annual | Constraint Shadow Price | US2022$/Ton | 0 | 0 | 0 | 0 | 0 | 0 | 0
IL Fac. Spec. - NOX Rate Summer v3.1, Unit 1498 and retrofits | 666 | 7305 | Rate Constraint in lbs/MMBtu | FALSE | L | Annual | Seasons Included | Seasons | Summer | Summer | Summer | Summer | Summer | Summer | Summer
IL Fac. Spec. - NOX Rate Summer v3.1, Unit 1498 and retrofits | 666 | 7305 | Rate Constraint in lbs/MMBtu | FALSE | L | Annual | Standard NOX | lb/MMBtu | 0.25 | 0.25 | 0.25 | 0.25 | 0.25 | 0.25 | 0.25
IL Fac. Spec. - NOX Rate Summer v3.1, Unit 1498 and retrofits | 666 | 7305 | Rate Constraint in lbs/MMBtu | FALSE | L | Annual | Emissions at Affected Plants NOX | Thousand Tons | 0.069715 | 0.069715 | 0.069715 | 0.03275 | 0.00053891 | 0.0011485 | 0.0011485
IL Fac. Spec. - NOX Rate Summer v3.1, Unit 1498 and retrofits | 666 | 7305 | Rate Constraint in lbs/MMBtu | FALSE | L | Annual | Allowances Purchased NOX | Thousand Tons | 0 | 0 | 0 | 0 | 0 | 0 | 0
IL Fac. Spec. - NOX Rate Summer v3.1, Unit 1498 and retrofits | 666 | 7305 | Rate Constraint in lbs/MMBtu | FALSE | L | Annual | Allowances Sold NOX | Thousand Tons | 0 | 0 | 0 | 0 | 0 | 0 | 0
IL Fac. Spec. - NOX Rate Summer v3.1, Unit 1498 and retrofits | 666 | 7305 | Rate Constraint in lbs/MMBtu | FALSE | L | Annual | Allowances Banked | Thousand Tons | 0 | 0 | 0 | 0 | 0 | 0 | 0
IL Fac. Spec. - NOX Rate Summer v3.1, Unit 1498 and retrofits | 666 | 7305 | Rate Constraint in lbs/MMBtu | FALSE | L | Annual | Allowances Withdrawn (1:1) | Thousand Tons | 0 | 0 | 0 | 0 | 0 | 0 | 0
IL Fac. Spec. - NOX Rate Summer v3.1, Unit 1498 and retrofits | 666 | 7305 | Rate Constraint in lbs/MMBtu | FALSE | L | Annual | Allowances Withdrawn (n:1) | Thousand Tons | 0 | 0 | 0 | 0 | 0 | 0 | 0
IL Fac. Spec. - NOX Rate Summer v3.1, Unit 1498 and retrofits | 666 | 7305 | Rate Constraint in lbs/MMBtu | FALSE | L | Annual | Net Emissions Allowance Position | Thousand Tons | 0.069715 | 0.069715 | 0.069715 | 0.03275 | 0.00053891 | 0.0011485 | 0.0011485
IL Fac. Spec. - NOX Rate Summer v3.1, Unit 1498 and retrofits | 666 | 7305 | Rate Constraint in lbs/MMBtu | FALSE | L | Annual | Fuel Consumed | TBtu | 12.6755 | 12.6755 | 12.6755 | 5.9546 | 0.097985 | 0.20882 | 0.20882
IL Fac. Spec. - NOX Rate Summer v3.1, Unit 1498 and retrofits | 666 | 7305 | Rate Constraint in lbs/MMBtu | FALSE | L | Annual | Rate | lb/MMBtu | 0.011 | 0.011 | 0.011 | 0.011 | 0.011 | 0.011 | 0.011
IL Fac. Spec. - NOX Rate Summer v3.1, Unit 1498 and retrofits | 666 | 7305 | Rate Constraint in lbs/MMBtu | FALSE | L | Annual | Generation | TWh | 1.9899 | 1.9899 | 1.9899 | 0.93478 | 0.015382 | 0.032782 | 0.032782
IL Fac. Spec. - NOX Rate Summer v3.1, Unit 1498 and retrofits | 666 | 7305 | Rate Constraint in lbs/MMBtu | FALSE | L | Annual | Qualifying Generation | TWh | 1.9899 | 1.9899 | 1.9899 | 0.93478 | 0.015382 | 0.032782 | 0.032782
IL Fac. Spec. - NOX Rate Summer v3.1, Unit 1498 and retrofits | 666 | 7305 | Rate Constraint in lbs/MMBtu | FALSE | L | Annual | Rate | lb/MWh | 0.07007 | 0.07007 | 0.07007 | 0.07007 | 0.07007 | 0.07007 | 0.07007
IL Fac. Spec. - NOX Rate Summer v3.1, Unit 1498 and retrofits | 666 | 7305 | Rate Constraint in lbs/MMBtu | FALSE | L | Annual | Constraint Shadow Price | US2022$/Ton | 0 | 0 | 0 | 0 | 0 | 0 | 0
IL Fac. Spec. - NOX Rate Summer v3.1, Unit 1499 and retrofits | 667 | 7305 | Rate Constraint in lbs/MMBtu | FALSE | L | Annual | Seasons Included | Seasons | Summer | Summer | Summer | Summer | Summer | Summer | Summer
IL Fac. Spec. - NOX Rate Summer v3.1, Unit 1499 and retrofits | 667 | 7305 | Rate Constraint in lbs/MMBtu | FALSE | L | Annual | Standard NOX | lb/MMBtu | 0.25 | 0.25 | 0.25 | 0.25 | 0.25 | 0.25 | 0.25
IL Fac. Spec. - NOX Rate Summer v3.1, Unit 1499 and retrofits | 667 | 7305 | Rate Constraint in lbs/MMBtu | FALSE | L | Annual | Emissions at Affected Plants NOX | Thousand Tons | 0.069715 | 0.069715 | 0.069715 | 0.037821 | 0 | 0 | 0
IL Fac. Spec. - NOX Rate Summer v3.1, Unit 1499 and retrofits | 667 | 7305 | Rate Constraint in lbs/MMBtu | FALSE | L | Annual | Allowances Purchased NOX | Thousand Tons | 0 | 0 | 0 | 0 | 0 | 0 | 0
IL Fac. Spec. - NOX Rate Summer v3.1, Unit 1499 and retrofits | 667 | 7305 | Rate Constraint in lbs/MMBtu | FALSE | L | Annual | Allowances Sold NOX | Thousand Tons | 0 | 0 | 0 | 0 | 0 | 0 | 0
IL Fac. Spec. - NOX Rate Summer v3.1, Unit 1499 and retrofits | 667 | 7305 | Rate Constraint in lbs/MMBtu | FALSE | L | Annual | Allowances Banked | Thousand Tons | 0 | 0 | 0 | 0 | 0 | 0 | 0
IL Fac. Spec. - NOX Rate Summer v3.1, Unit 1499 and retrofits | 667 | 7305 | Rate Constraint in lbs/MMBtu | FALSE | L | Annual | Allowances Withdrawn (1:1) | Thousand Tons | 0 | 0 | 0 | 0 | 0 | 0 | 0
IL Fac. Spec. - NOX Rate Summer v3.1, Unit 1499 and retrofits | 667 | 7305 | Rate Constraint in lbs/MMBtu | FALSE | L | Annual | Allowances Withdrawn (n:1) | Thousand Tons | 0 | 0 | 0 | 0 | 0 | 0 | 0
IL Fac. Spec. - NOX Rate Summer v3.1, Unit 1499 and retrofits | 667 | 7305 | Rate Constraint in lbs/MMBtu | FALSE | L | Annual | Net Emissions Allowance Position | Thousand Tons | 0.069715 | 0.069715 | 0.069715 | 0.037821 | 0 | 0 | 0
IL Fac. Spec. - NOX Rate Summer v3.1, Unit 1499 and retrofits | 667 | 7305 | Rate Constraint in lbs/MMBtu | FALSE | L | Annual | Fuel Consumed | TBtu | 12.6755 | 12.6755 | 12.6755 | 6.8766 | 0 | 0 | 0
IL Fac. Spec. - NOX Rate Summer v3.1, Unit 1499 and retrofits | 667 | 7305 | Rate Constraint in lbs/MMBtu | FALSE | L | Annual | Rate | lb/MMBtu | 0.011 | 0.011 | 0.011 | 0.011 | 0 | 0 | 0
IL Fac. Spec. - NOX Rate Summer v3.1, Unit 1499 and retrofits | 667 | 7305 | Rate Constraint in lbs/MMBtu | FALSE | L | Annual | Generation | TWh | 1.9899 | 1.9899 | 1.9899 | 1.0795 | 0 | 0 | 0
IL Fac. Spec. - NOX Rate Summer v3.1, Unit 1499 and retrofits | 667 | 7305 | Rate Constraint in lbs/MMBtu | FALSE | L | Annual | Qualifying Generation | TWh | 1.9899 | 1.9899 | 1.9899 | 1.0795 | 0 | 0 | 0
IL Fac. Spec. - NOX Rate Summer v3.1, Unit 1499 and retrofits | 667 | 7305 | Rate Constraint in lbs/MMBtu | FALSE | L | Annual | Rate | lb/MWh | 0.07007 | 0.07007 | 0.07007 | 0.07007 | 0 | 0 | 0
IL Fac. Spec. - NOX Rate Summer v3.1, Unit 1499 and retrofits | 667 | 7305 | Rate Constraint in lbs/MMBtu | FALSE | L | Annual | Constraint Shadow Price | US2022$/Ton | 0 | 0 | 0 | 0 | 0 | 0 | 0
IL Fac. Spec. - NOX Rate Summer v3.1, Unit 1637 and retrofits | 668 | 7305 | Rate Constraint in lbs/MMBtu | FALSE | L | Annual | Seasons Included | Seasons | Summer | Summer | Summer | Summer | Summer | Summer | Summer
IL Fac. Spec. - NOX Rate Summer v3.1, Unit 1637 and retrofits | 668 | 7305 | Rate Constraint in lbs/MMBtu | FALSE | L | Annual | Standard NOX | lb/MMBtu | 0.25 | 0.25 | 0.25 | 0.25 | 0.25 | 0.25 | 0.25
IL Fac. Spec. - NOX Rate Summer v3.1, Unit 1637 and retrofits | 668 | 7305 | Rate Constraint in lbs/MMBtu | FALSE | L | Annual | Emissions at Affected Plants NOX | Thousand Tons | 0.017136 | 0.01713 | 0.017117 | 0.0046769 | 0 | 0 | 0
IL Fac. Spec. - NOX Rate Summer v3.1, Unit 1637 and retrofits | 668 | 7305 | Rate Constraint in lbs/MMBtu | FALSE | L | Annual | Allowances Purchased NOX | Thousand Tons | 0 | 0 | 0 | 0 | 0 | 0 | 0
IL Fac. Spec. - NOX Rate Summer v3.1, Unit 1637 and retrofits | 668 | 7305 | Rate Constraint in lbs/MMBtu | FALSE | L | Annual | Allowances Sold NOX | Thousand Tons | 0 | 0 | 0 | 0 | 0 | 0 | 0
IL Fac. Spec. - NOX Rate Summer v3.1, Unit 1637 and retrofits | 668 | 7305 | Rate Constraint in lbs/MMBtu | FALSE | L | Annual | Allowances Banked | Thousand Tons | 0 | 0 | 0 | 0 | 0 | 0 | 0
IL Fac. Spec. - NOX Rate Summer v3.1, Unit 1637 and retrofits | 668 | 7305 | Rate Constraint in lbs/MMBtu | FALSE | L | Annual | Allowances Withdrawn (1:1) | Thousand Tons | 0 | 0 | 0 | 0 | 0 | 0 | 0
IL Fac. Spec. - NOX Rate Summer v3.1, Unit 1637 and retrofits | 668 | 7305 | Rate Constraint in lbs/MMBtu | FALSE | L | Annual | Allowances Withdrawn (n:1) | Thousand Tons | 0 | 0 | 0 | 0 | 0 | 0 | 0
IL Fac. Spec. - NOX Rate Summer v3.1, Unit 1637 and retrofits | 668 | 7305 | Rate Constraint in lbs/MMBtu | FALSE | L | Annual | Net Emissions Allowance Position | Thousand Tons | 0.017136 | 0.01713 | 0.017117 | 0.0046769 | 0 | 0 | 0
IL Fac. Spec. - NOX Rate Summer v3.1, Unit 1637 and retrofits | 668 | 7305 | Rate Constraint in lbs/MMBtu | FALSE | L | Annual | Fuel Consumed | TBtu | 2.856 | 2.855 | 2.8529 | 0.77948 | 0 | 0 | 0
IL Fac. Spec. - NOX Rate Summer v3.1, Unit 1637 and retrofits | 668 | 7305 | Rate Constraint in lbs/MMBtu | FALSE | L | Annual | Rate | lb/MMBtu | 0.012 | 0.012 | 0.012 | 0.012 | 0 | 0 | 0
IL Fac. Spec. - NOX Rate Summer v3.1, Unit 1637 and retrofits | 668 | 7305 | Rate Constraint in lbs/MMBtu | FALSE | L | Annual | Generation | TWh | 0.37168 | 0.37155 | 0.37128 | 0.10144 | 0 | 0 | 0
IL Fac. Spec. - NOX Rate Summer v3.1, Unit 1637 and retrofits | 668 | 7305 | Rate Constraint in lbs/MMBtu | FALSE | L | Annual | Qualifying Generation | TWh | 0.37168 | 0.37155 | 0.37128 | 0.10144 | 0 | 0 | 0
IL Fac. Spec. - NOX Rate Summer v3.1, Unit 1637 and retrofits | 668 | 7305 | Rate Constraint in lbs/MMBtu | FALSE | L | Annual | Rate | lb/MWh | 0.092208 | 0.092208 | 0.092208 | 0.092208 | 0 | 0 | 0
IL Fac. Spec. - NOX Rate Summer v3.1, Unit 1637 and retrofits | 668 | 7305 | Rate Constraint in lbs/MMBtu | FALSE | L | Annual | Constraint Shadow Price | US2022$/Ton | 0 | 0 | 0 | 0 | 0 | 0 | 0
IL Fac. Spec. - NOX Rate Summer v3.1, Unit 1638 and retrofits | 669 | 7305 | Rate Constraint in lbs/MMBtu | FALSE | L | Annual | Seasons Included | Seasons | Summer | Summer | Summer | Summer | Summer | Summer | Summer
IL Fac. Spec. - NOX Rate Summer v3.1, Unit 1638 and retrofits | 669 | 7305 | Rate Constraint in lbs/MMBtu | FALSE | L | Annual | Standard NOX | lb/MMBtu | 0.25 | 0.25 | 0.25 | 0.25 | 0.25 | 0.25 | 0.25
IL Fac. Spec. - NOX Rate Summer v3.1, Unit 1638 and retrofits | 669 | 7305 | Rate Constraint in lbs/MMBtu | FALSE | L | Annual | Emissions at Affected Plants NOX | Thousand Tons | 0.016523 | 0.016517 | 0.0045275 | 0.0045095 | 0 | 0 | 0
IL Fac. Spec. - NOX Rate Summer v3.1, Unit 1638 and retrofits | 669 | 7305 | Rate Constraint in lbs/MMBtu | FALSE | L | Annual | Allowances Purchased NOX | Thousand Tons | 0 | 0 | 0 | 0 | 0 | 0 | 0
IL Fac. Spec. - NOX Rate Summer v3.1, Unit 1638 and retrofits | 669 | 7305 | Rate Constraint in lbs/MMBtu | FALSE | L | Annual | Allowances Sold NOX | Thousand Tons | 0 | 0 | 0 | 0 | 0 | 0 | 0
IL Fac. Spec. - NOX Rate Summer v3.1, Unit 1638 and retrofits | 669 | 7305 | Rate Constraint in lbs/MMBtu | FALSE | L | Annual | Allowances Banked | Thousand Tons | 0 | 0 | 0 | 0 | 0 | 0 | 0
IL Fac. Spec. - NOX Rate Summer v3.1, Unit 1638 and retrofits | 669 | 7305 | Rate Constraint in lbs/MMBtu | FALSE | L | Annual | Allowances Withdrawn (1:1) | Thousand Tons | 0 | 0 | 0 | 0 | 0 | 0 | 0
IL Fac. Spec. - NOX Rate Summer v3.1, Unit 1638 and retrofits | 669 | 7305 | Rate Constraint in lbs/MMBtu | FALSE | L | Annual | Allowances Withdrawn (n:1) | Thousand Tons | 0 | 0 | 0 | 0 | 0 | 0 | 0
IL Fac. Spec. - NOX Rate Summer v3.1, Unit 1638 and retrofits | 669 | 7305 | Rate Constraint in lbs/MMBtu | FALSE | L | Annual | Net Emissions Allowance Position | Thousand Tons | 0.016523 | 0.016517 | 0.0045275 | 0.0045095 | 0 | 0 | 0
IL Fac. Spec. - NOX Rate Summer v3.1, Unit 1638 and retrofits | 669 | 7305 | Rate Constraint in lbs/MMBtu | FALSE | L | Annual | Fuel Consumed | TBtu | 2.7538 | 2.7528 | 0.75458 | 0.75159 | 0 | 0 | 0
IL Fac. Spec. - NOX Rate Summer v3.1, Unit 1638 and retrofits | 669 | 7305 | Rate Constraint in lbs/MMBtu | FALSE | L | Annual | Rate | lb/MMBtu | 0.012 | 0.012 | 0.012 | 0.012 | 0 | 0 | 0
IL Fac. Spec. - NOX Rate Summer v3.1, Unit 1638 and retrofits | 669 | 7305 | Rate Constraint in lbs/MMBtu | FALSE | L | Annual | Generation | TWh | 0.35838 | 0.35825 | 0.098201 | 0.097812 | 0 | 0 | 0
IL Fac. Spec. - NOX Rate Summer v3.1, Unit 1638 and retrofits | 669 | 7305 | Rate Constraint in lbs/MMBtu | FALSE | L | Annual | Qualifying Generation | TWh | 0.35838 | 0.35825 | 0.098201 | 0.097812 | 0 | 0 | 0
IL Fac. Spec. - NOX Rate Summer v3.1, Unit 1638 and retrofits | 669 | 7305 | Rate Constraint in lbs/MMBtu | FALSE | L | Annual | Rate | lb/MWh | 0.092208 | 0.092208 | 0.092208 | 0.092208 | 0 | 0 | 0
IL Fac. Spec. - NOX Rate Summer v3.1, Unit 1638 and retrofits | 669 | 7305 | Rate Constraint in lbs/MMBtu | FALSE | L | Annual | Constraint Shadow Price | US2022$/Ton | 0 | 0 | 0 | 0 | 0 | 0 | 0
IL Fac. Spec. - NOX Rate Summer v3.1, Unit 1639 and retrofits | 670 | 7305 | Rate Constraint in lbs/MMBtu | FALSE | L | Annual | Seasons Included | Seasons | Summer | Summer | Summer | Summer | Summer | Summer | Summer
IL Fac. Spec. - NOX Rate Summer v3.1, Unit 1639 and retrofits | 670 | 7305 | Rate Constraint in lbs/MMBtu | FALSE | L | Annual | Standard NOX | lb/MMBtu | 0.25 | 0.25 | 0.25 | 0.25 | 0.25 | 0.25 | 0.25
IL Fac. Spec. - NOX Rate Summer v3.1, Unit 1639 and retrofits | 670 | 7305 | Rate Constraint in lbs/MMBtu | FALSE | L | Annual | Emissions at Affected Plants NOX | Thousand Tons | 0.03635 | 0.036337 | 0.011627 | 0.0099209 | 0 | 0 | 0
IL Fac. Spec. - NOX Rate Summer v3.1, Unit 1639 and retrofits | 670 | 7305 | Rate Constraint in lbs/MMBtu | FALSE | L | Annual | Allowances Purchased NOX | Thousand Tons | 0 | 0 | 0 | 0 | 0 | 0 | 0
IL Fac. Spec. - NOX Rate Summer v3.1, Unit 1639 and retrofits | 670 | 7305 | Rate Constraint in lbs/MMBtu | FALSE | L | Annual | Allowances Sold NOX | Thousand Tons | 0 | 0 | 0 | 0 | 0 | 0 | 0
IL Fac. Spec. - NOX Rate Summer v3.1, Unit 1639 and retrofits | 670 | 7305 | Rate Constraint in lbs/MMBtu | FALSE | L | Annual | Allowances Banked | Thousand Tons | 0 | 0 | 0 | 0 | 0 | 0 | 0
IL Fac. Spec. - NOX Rate Summer v3.1, Unit 1639 and retrofits | 670 | 7305 | Rate Constraint in lbs/MMBtu | FALSE | L | Annual | Allowances Withdrawn (1:1) | Thousand Tons | 0 | 0 | 0 | 0 | 0 | 0 | 0
IL Fac. Spec. - NOX Rate Summer v3.1, Unit 1639 and retrofits | 670 | 7305 | Rate Constraint in lbs/MMBtu | FALSE | L | Annual | Allowances Withdrawn (n:1) | Thousand Tons | 0 | 0 | 0 | 0 | 0 | 0 | 0
IL Fac. Spec. - NOX Rate Summer v3.1, Unit 1639 and retrofits | 670 | 7305 | Rate Constraint in lbs/MMBtu | FALSE | L | Annual | Net Emissions Allowance Position | Thousand Tons | 0.03635 | 0.036337 | 0.011627 | 0.0099209 | 0 | 0 | 0
IL Fac. Spec. - NOX Rate Summer v3.1, Unit 1639 and retrofits | 670 | 7305 | Rate Constraint in lbs/MMBtu | FALSE | L | Annual | Fuel Consumed | TBtu | 6.0584 | 6.0562 | 1.9379 | 1.6535 | 0 | 0 | 0
IL Fac. Spec. - NOX Rate Summer v3.1, Unit 1639 and retrofits | 670 | 7305 | Rate Constraint in lbs/MMBtu | FALSE | L | Annual | Rate | lb/MMBtu | 0.012 | 0.012 | 0.012 | 0.012 | 0 | 0 | 0
IL Fac. Spec. - NOX Rate Summer v3.1, Unit 1639 and retrofits | 670 | 7305 | Rate Constraint in lbs/MMBtu | FALSE | L | Annual | Generation | TWh | 0.78844 | 0.78816 | 0.2522 | 0.21519 | 0 | 0 | 0
IL Fac. Spec. - NOX Rate Summer v3.1, Unit 1639 and retrofits | 670 | 7305 | Rate Constraint in lbs/MMBtu | FALSE | L | Annual | Qualifying Generation | TWh | 0.78844 | 0.78816 | 0.2522 | 0.21519 | 0 | 0 | 0
IL Fac. Spec. - NOX Rate Summer v3.1, Unit 1639 and retrofits | 670 | 7305 | Rate Constraint in lbs/MMBtu | FALSE | L | Annual | Rate | lb/MWh | 0.092208 | 0.092208 | 0.092208 | 0.092208 | 0 | 0 | 0
IL Fac. Spec. - NOX Rate Summer v3.1, Unit 1639 and retrofits | 670 | 7305 | Rate Constraint in lbs/MMBtu | FALSE | L | Annual | Constraint Shadow Price | US2022$/Ton | 0 | 0 | 0 | 0 | 0 | 0 | 0
IL Fac. Spec. - NOX Rate Summer v3.1, Unit 1642 and retrofits | 671 | 7305 | Rate Constraint in lbs/MMBtu | FALSE | L | Annual | Seasons Included | Seasons | Summer | Summer | Summer | Summer | Summer | Summer | Summer
IL Fac. Spec. - NOX Rate Summer v3.1, Unit 1642 and retrofits | 671 | 7305 | Rate Constraint in lbs/MMBtu | FALSE | L | Annual | Standard NOX | lb/MMBtu | 0.25 | 0.25 | 0.25 | 0.25 | 0.25 | 0.25 | 0.25
IL Fac. Spec. - NOX Rate Summer v3.1, Unit 1642 and retrofits | 671 | 7305 | Rate Constraint in lbs/MMBtu | FALSE | L | Annual | Emissions at Affected Plants NOX | Thousand Tons | 0.0028078 | 0.00057653 | 0 | 0 | 0 | 0 | 0
IL Fac. Spec. - NOX Rate Summer v3.1, Unit 1642 and retrofits | 671 | 7305 | Rate Constraint in lbs/MMBtu | FALSE | L | Annual | Allowances Purchased NOX | Thousand Tons | 0 | 0 | 0 | 0 | 0 | 0 | 0
IL Fac. Spec. - NOX Rate Summer v3.1, Unit 1642 and retrofits | 671 | 7305 | Rate Constraint in lbs/MMBtu | FALSE | L | Annual | Allowances Sold NOX | Thousand Tons | 0 | 0 | 0 | 0 | 0 | 0 | 0
IL Fac. Spec. - NOX Rate Summer v3.1, Unit 1642 and retrofits | 671 | 7305 | Rate Constraint in lbs/MMBtu | FALSE | L | Annual | Allowances Banked | Thousand Tons | 0 | 0 | 0 | 0 | 0 | 0 | 0
IL Fac. Spec. - NOX Rate Summer v3.1, Unit 1642 and retrofits | 671 | 7305 | Rate Constraint in lbs/MMBtu | FALSE | L | Annual | Allowances Withdrawn (1:1) | Thousand Tons | 0 | 0 | 0 | 0 | 0 | 0 | 0
IL Fac. Spec. - NOX Rate Summer v3.1, Unit 1642 and retrofits | 671 | 7305 | Rate Constraint in lbs/MMBtu | FALSE | L | Annual | Allowances Withdrawn (n:1) | Thousand Tons | 0 | 0 | 0 | 0 | 0 | 0 | 0
IL Fac. Spec. - NOX Rate Summer v3.1, Unit 1642 and retrofits | 671 | 7305 | Rate Constraint in lbs/MMBtu | FALSE | L | Annual | Net Emissions Allowance Position | Thousand Tons | 0.0028078 | 0.00057653 | 0 | 0 | 0 | 0 | 0
IL Fac. Spec. - NOX Rate Summer v3.1, Unit 1642 and retrofits | 671 | 7305 | Rate Constraint in lbs/MMBtu | FALSE | L | Annual | Fuel Consumed | TBtu | 0.077616 | 0.015937 | 0 | 0 | 0 | 0 | 0
IL Fac. Spec. - NOX Rate Summer v3.1, Unit 1642 and retrofits | 671 | 7305 | Rate Constraint in lbs/MMBtu | FALSE | L | Annual | Rate | lb/MMBtu | 0.07235 | 0.07235 | 0 | 0 | 0 | 0 | 0
IL Fac. Spec. - NOX Rate Summer v3.1, Unit 1642 and retrofits | 671 | 7305 | Rate Constraint in lbs/MMBtu | FALSE | L | Annual | Generation | TWh | 0.0051744 | 0.0010625 | 0 | 0 | 0 | 0 | 0
IL Fac. Spec. - NOX Rate Summer v3.1, Unit 1642 and retrofits | 671 | 7305 | Rate Constraint in lbs/MMBtu | FALSE | L | Annual | Qualifying Generation | TWh | 0.0051744 | 0.0010625 | 0 | 0 | 0 | 0 | 0
IL Fac. Spec. - NOX Rate Summer v3.1, Unit 1642 and retrofits | 671 | 7305 | Rate Constraint in lbs/MMBtu | FALSE | L | Annual | Rate | lb/MWh | 1.0853 | 1.0853 | 0 | 0 | 0 | 0 | 0
IL Fac. Spec. - NOX Rate Summer v3.1, Unit 1642 and retrofits | 671 | 7305 | Rate Constraint in lbs/MMBtu | FALSE | L | Annual | Constraint Shadow Price | US2022$/Ton | 0 | 0 | 0 | 0 | 0 | 0 | 0
IL Fac. Spec. - NOX Rate Summer v3.1, Unit 1643 and retrofits | 672 | 7305 | Rate Constraint in lbs/MMBtu | FALSE | L | Annual | Seasons Included | Seasons | Summer | Summer | Summer | Summer | Summer | Summer | Summer
IL Fac. Spec. - NOX Rate Summer v3.1, Unit 1643 and retrofits | 672 | 7305 | Rate Constraint in lbs/MMBtu | FALSE | L | Annual | Standard NOX | lb/MMBtu | 0.25 | 0.25 | 0.25 | 0.25 | 0.25 | 0.25 | 0.25
IL Fac. Spec. - NOX Rate Summer v3.1, Unit 1643 and retrofits | 672 | 7305 | Rate Constraint in lbs/MMBtu | FALSE | L | Annual | Emissions at Affected Plants NOX | Thousand Tons | 0.0027806 | 0 | 0 | 0 | 0 | 0 | 0
IL Fac. Spec. - NOX Rate Summer v3.1, Unit 1643 and retrofits | 672 | 7305 | Rate Constraint in lbs/MMBtu | FALSE | L | Annual | Allowances Purchased NOX | Thousand Tons | 0 | 0 | 0 | 0 | 0 | 0 | 0
IL Fac. Spec. - NOX Rate Summer v3.1, Unit 1643 and retrofits | 672 | 7305 | Rate Constraint in lbs/MMBtu | FALSE | L | Annual | Allowances Sold NOX | Thousand Tons | 0 | 0 | 0 | 0 | 0 | 0 | 0
IL Fac. Spec. - NOX Rate Summer v3.1, Unit 1643 and retrofits | 672 | 7305 | Rate Constraint in lbs/MMBtu | FALSE | L | Annual | Allowances Banked | Thousand Tons | 0 | 0 | 0 | 0 | 0 | 0 | 0
IL Fac. Spec. - NOX Rate Summer v3.1, Unit 1643 and retrofits | 672 | 7305 | Rate Constraint in lbs/MMBtu | FALSE | L | Annual | Allowances Withdrawn (1:1) | Thousand Tons | 0 | 0 | 0 | 0 | 0 | 0 | 0
IL Fac. Spec. - NOX Rate Summer v3.1, Unit 1643 and retrofits | 672 | 7305 | Rate Constraint in lbs/MMBtu | FALSE | L | Annual | Allowances Withdrawn (n:1) | Thousand Tons | 0 | 0 | 0 | 0 | 0 | 0 | 0
IL Fac. Spec. - NOX Rate Summer v3.1, Unit 1643 and retrofits | 672 | 7305 | Rate Constraint in lbs/MMBtu | FALSE | L | Annual | Net Emissions Allowance Position | Thousand Tons | 0.0027806 | 0 | 0 | 0 | 0 | 0 | 0
IL Fac. Spec. - NOX Rate Summer v3.1, Unit 1643 and retrofits | 672 | 7305 | Rate Constraint in lbs/MMBtu | FALSE | L | Annual | Fuel Consumed | TBtu | 0.076652 | 0 | 0 | 0 | 0 | 0 | 0
IL Fac. Spec. - NOX Rate Summer v3.1, Unit 1643 and retrofits | 672 | 7305 | Rate Constraint in lbs/MMBtu | FALSE | L | Annual | Rate | lb/MMBtu | 0.07255 | 0 | 0 | 0 | 0 | 0 | 0
IL Fac. Spec. - NOX Rate Summer v3.1, Unit 1643 and retrofits | 672 | 7305 | Rate Constraint in lbs/MMBtu | FALSE | L | Annual | Generation | TWh | 0.0051101 | 0 | 0 | 0 | 0 | 0 | 0
IL Fac. Spec. - NOX Rate Summer v3.1, Unit 1643 and retrofits | 672 | 7305 | Rate Constraint in lbs/MMBtu | FALSE | L | Annual | Qualifying Generation | TWh | 0.0051101 | 0 | 0 | 0 | 0 | 0 | 0
IL Fac. Spec. - NOX Rate Summer v3.1, Unit 1643 and retrofits | 672 | 7305 | Rate Constraint in lbs/MMBtu | FALSE | L | Annual | Rate | lb/MWh | 1.0882 | 0 | 0 | 0 | 0 | 0 | 0
IL Fac. Spec. - NOX Rate Summer v3.1, Unit 1643 and retrofits | 672 | 7305 | Rate Constraint in lbs/MMBtu | FALSE | L | Annual | Constraint Shadow Price | US2022$/Ton | 0 | 0 | 0 | 0 | 0 | 0 | 0
IL Fac. Spec. - NOX Rate Summer v3.1, Unit 2497 and retrofits | 673 | 7305 | Rate Constraint in lbs/MMBtu | FALSE | L | Annual | Seasons Included | Seasons | Summer | Summer | Summer | Summer | Summer | Summer | Summer
IL Fac. Spec. - NOX Rate Summer v3.1, Unit 2497 and retrofits | 673 | 7305 | Rate Constraint in lbs/MMBtu | FALSE | L | Annual | Standard NOX | lb/MMBtu | 0.25 | 0.25 | 0.25 | 0.25 | 0.25 | 0.25 | 0.25
IL Fac. Spec. - NOX Rate Summer v3.1, Unit 2497 and retrofits | 673 | 7305 | Rate Constraint in lbs/MMBtu | FALSE | L | Annual | Emissions at Affected Plants NOX | Thousand Tons | 0.1582 | 0.16005 | 0.22699 | 0.22699 | 0 | 0 | 0
IL Fac. Spec. - NOX Rate Summer v3.1, Unit 2497 and retrofits | 673 | 7305 | Rate Constraint in lbs/MMBtu | FALSE | L | Annual | Allowances Purchased NOX | Thousand Tons | 0 | 0 | 0 | 0 | 0 | 0 | 0
IL Fac. Spec. - NOX Rate Summer v3.1, Unit 2497 and retrofits | 673 | 7305 | Rate Constraint in lbs/MMBtu | FALSE | L | Annual | Allowances Sold NOX | Thousand Tons | 0 | 0 | 0 | 0 | 0 | 0 | 0
IL Fac. Spec. - NOX Rate Summer v3.1, Unit 2497 and retrofits | 673 | 7305 | Rate Constraint in lbs/MMBtu | FALSE | L | Annual | Allowances Banked | Thousand Tons | 0 | 0 | 0 | 0 | 0 | 0 | 0
IL Fac. Spec. - NOX Rate Summer v3.1, Unit 2497 and retrofits | 673 | 7305 | Rate Constraint in lbs/MMBtu | FALSE | L | Annual | Allowances Withdrawn (1:1) | Thousand Tons | 0 | 0 | 0 | 0 | 0 | 0 | 0
IL Fac. Spec. - NOX Rate Summer v3.1, Unit 2497 and retrofits | 673 | 7305 | Rate Constraint in lbs/MMBtu | FALSE | L | Annual | Allowances Withdrawn (n:1) | Thousand Tons | 0 | 0 | 0 | 0 | 0 | 0 | 0
IL Fac. Spec. - NOX Rate Summer v3.1, Unit 2497 and retrofits | 673 | 7305 | Rate Constraint in lbs/MMBtu | FALSE | L | Annual | Net Emissions Allowance Position | Thousand Tons | 0.1582 | 0.16005 | 0.22699 | 0.22699 | 0 | 0 | 0
IL Fac. Spec. - NOX Rate Summer v3.1, Unit 2497 and retrofits | 673 | 7305 | Rate Constraint in lbs/MMBtu | FALSE | L | Annual | Fuel Consumed | TBtu | 4.775 | 4.831 | 6.8514 | 6.8514 | 0 | 0 | 0
IL Fac. Spec. - NOX Rate Summer v3.1, Unit 2497 and retrofits | 673 | 7305 | Rate Constraint in lbs/MMBtu | FALSE | L | Annual | Rate | lb/MMBtu | 0.06626 | 0.06626 | 0.06626 | 0.06626 | 0 | 0 | 0
IL Fac. Spec. - NOX Rate Summer v3.1, Unit 2497 and retrofits | 673 | 7305 | Rate Constraint in lbs/MMBtu | FALSE | L | Annual | Generation | TWh | 0.41703 | 0.42192 | 0.38697 | 0.38697 | 0 | 0 | 0
IL Fac. Spec. - NOX Rate Summer v3.1, Unit 2497 and retrofits | 673 | 7305 | Rate Constraint in lbs/MMBtu | FALSE | L | Annual | Qualifying Generation | TWh | 0.41703 | 0.42192 | 0.38697 | 0.38697 | 0 | 0 | 0
IL Fac. Spec. - NOX Rate Summer v3.1, Unit 2497 and retrofits | 673 | 7305 | Rate Constraint in lbs/MMBtu | FALSE | L | Annual | Rate | lb/MWh | 0.75868 | 0.75868 | 1.1732 | 1.1732 | 0 | 0 | 0
IL Fac. Spec. - NOX Rate Summer v3.1, Unit 2497 and retrofits | 673 | 7305 | Rate Constraint in lbs/MMBtu | FALSE | L | Annual | Constraint Shadow Price | US2022$/Ton | 0 | 0 | 0 | 0 | 0 | 0 | 0
IL Fac. Spec. - NOX Rate Summer v3.1, Unit 3423 and retrofits | 674 | 7305 | Rate Constraint in lbs/MMBtu | FALSE | L | Annual | Seasons Included | Seasons | Summer | Summer | Summer | Summer | Summer | Summer | Summer
IL Fac. Spec. - NOX Rate Summer v3.1, Unit 3423 and retrofits | 674 | 7305 | Rate Constraint in lbs/MMBtu | FALSE | L | Annual | Standard NOX | lb/MMBtu | 0.25 | 0.25 | 0.25 | 0.25 | 0.25 | 0.25 | 0.25
IL Fac. Spec. - NOX Rate Summer v3.1, Unit 3423 and retrofits | 674 | 7305 | Rate Constraint in lbs/MMBtu | FALSE | L | Annual | Emissions at Affected Plants NOX | Thousand Tons | 0.6387 | 0.70966 | 0.70966 | 0.70966 | 0 | 0 | 0
IL Fac. Spec. - NOX Rate Summer v3.1, Unit 3423 and retrofits | 674 | 7305 | Rate Constraint in lbs/MMBtu | FALSE | L | Annual | Allowances Purchased NOX | Thousand Tons | 0 | 0 | 0 | 0 | 0 | 0 | 0
IL Fac. Spec. - NOX Rate Summer v3.1, Unit 3423 and retrofits | 674 | 7305 | Rate Constraint in lbs/MMBtu | FALSE | L | Annual | Allowances Sold NOX | Thousand Tons | 0 | 0 | 0 | 0 | 0 | 0 | 0
IL Fac. Spec. - NOX Rate Summer v3.1, Unit 3423 and retrofits | 674 | 7305 | Rate Constraint in lbs/MMBtu | FALSE | L | Annual | Allowances Banked | Thousand Tons | 0 | 0 | 0 | 0 | 0 | 0 | 0
IL Fac. Spec. - NOX Rate Summer v3.1, Unit 3423 and retrofits | 674 | 7305 | Rate Constraint in lbs/MMBtu | FALSE | L | Annual | Allowances Withdrawn (1:1) | Thousand Tons | 0 | 0 | 0 | 0 | 0 | 0 | 0
IL Fac. Spec. - NOX Rate Summer v3.1, Unit 3423 and retrofits | 674 | 7305 | Rate Constraint in lbs/MMBtu | FALSE | L | Annual | Allowances Withdrawn (n:1) | Thousand Tons | 0 | 0 | 0 | 0 | 0 | 0 | 0
IL Fac. Spec. - NOX Rate Summer v3.1, Unit 3423 and retrofits | 674 | 7305 | Rate Constraint in lbs/MMBtu | FALSE | L | Annual | Net Emissions Allowance Position | Thousand Tons | 0.6387 | 0.70966 | 0.70966 | 0.70966 | 0 | 0 | 0
IL Fac. Spec. - NOX Rate Summer v3.1, Unit 3423 and retrofits | 674 | 7305 | Rate Constraint in lbs/MMBtu | FALSE | L | Annual | Fuel Consumed | TBtu | 20.8656 | 23.184 | 23.184 | 23.184 | 0 | 0 | 0
IL Fac. Spec. - NOX Rate Summer v3.1, Unit 3423 and retrofits | 674 | 7305 | Rate Constraint in lbs/MMBtu | FALSE | L | Annual | Rate | lb/MMBtu | 0.06122 | 0.06122 | 0.06122 | 0.06122 | 0 | 0 | 0
IL Fac. Spec. - NOX Rate Summer v3.1, Unit 3423 and retrofits | 674 | 7305 | Rate Constraint in lbs/MMBtu | FALSE | L | Annual | Generation | TWh | 2.2219 | 2.4687 | 1.753 | 1.753 | 0 | 0 | 0
IL Fac. Spec. - NOX Rate Summer v3.1, Unit 3423 and retrofits | 674 | 7305 | Rate Constraint in lbs/MMBtu | FALSE | L | Annual | Qualifying Generation | TWh | 2.2219 | 2.4687 | 1.753 | 1.753 | 0 | 0 | 0
IL Fac. Spec. - NOX Rate Summer v3.1, Unit 3423 and retrofits | 674 | 7305 | Rate Constraint in lbs/MMBtu | FALSE | L | Annual | Rate | lb/MWh | 0.57492 | 0.57492 | 0.80967 | 0.80967 | 0 | 0 | 0
IL Fac. Spec. - NOX Rate Summer v3.1, Unit 3423 and retrofits | 674 | 7305 | Rate Constraint in lbs/MMBtu | FALSE | L | Annual | Constraint Shadow Price | US2022$/Ton | 0 | 0 | 0 | 0 | 0 | 0 | 0
IL Fac. Spec. - NOX Rate Summer v3.1, Unit 3424 and retrofits | 675 | 7305 | Rate Constraint in lbs/MMBtu | FALSE | L | Annual | Seasons Included | Seasons | Summer | Summer | Summer | Summer | Summer | Summer | Summer
IL Fac. Spec. - NOX Rate Summer v3.1, Unit 3424 and retrofits | 675 | 7305 | Rate Constraint in lbs/MMBtu | FALSE | L | Annual | Standard NOX | lb/MMBtu | 0.25 | 0.25 | 0.25 | 0.25 | 0.25 | 0.25 | 0.25
IL Fac. Spec. - NOX Rate Summer v3.1, Unit 3424 and retrofits | 675 | 7305 | Rate Constraint in lbs/MMBtu | FALSE | L | Annual | Emissions at Affected Plants NOX | Thousand Tons | 0.63321 | 0.70326 | 0.70326 | 0.70326 | 0 | 0 | 0
IL Fac. Spec. - NOX Rate Summer v3.1, Unit 3424 and retrofits | 675 | 7305 | Rate Constraint in lbs/MMBtu | FALSE | L | Annual | Allowances Purchased NOX | Thousand Tons | 0 | 0 | 0 | 0 | 0 | 0 | 0
IL Fac. Spec. - NOX Rate Summer v3.1, Unit 3424 and retrofits | 675 | 7305 | Rate Constraint in lbs/MMBtu | FALSE | L | Annual | Allowances Sold NOX | Thousand Tons | 0 | 0 | 0 | 0 | 0 | 0 | 0
IL Fac. Spec. - NOX Rate Summer v3.1, Unit 3424 and retrofits | 675 | 7305 | Rate Constraint in lbs/MMBtu | FALSE | L | Annual | Allowances Banked | Thousand Tons | 0 | 0 | 0 | 0 | 0 | 0 | 0
IL Fac. Spec. - NOX Rate Summer v3.1, Unit 3424 and retrofits | 675 | 7305 | Rate Constraint in lbs/MMBtu | FALSE | L | Annual | Allowances Withdrawn (1:1) | Thousand Tons | 0 | 0 | 0 | 0 | 0 | 0 | 0
IL Fac. Spec. - NOX Rate Summer v3.1, Unit 3424 and retrofits | 675 | 7305 | Rate Constraint in lbs/MMBtu | FALSE | L | Annual | Allowances Withdrawn (n:1) | Thousand Tons | 0 | 0 | 0 | 0 | 0 | 0 | 0
IL Fac. Spec. - NOX Rate Summer v3.1, Unit 3424 and retrofits | 675 | 7305 | Rate Constraint in lbs/MMBtu | FALSE | L | Annual | Net Emissions Allowance Position | Thousand Tons | 0.63321 | 0.70326 | 0.70326 | 0.70326 | 0 | 0 | 0
IL Fac. Spec. - NOX Rate Summer v3.1, Unit 3424 and retrofits | 675 | 7305 | Rate Constraint in lbs/MMBtu | FALSE | L | Annual | Fuel Consumed | TBtu | 20.7745 | 23.0729 | 23.0729 | 23.0729 | 0 | 0 | 0
IL Fac. Spec. - NOX Rate Summer v3.1, Unit 3424 and retrofits | 675 | 7305 | Rate Constraint in lbs/MMBtu | FALSE | L | Annual | Rate | lb/MMBtu | 0.06096 | 0.06096 | 0.06096 | 0.06096 | 0 | 0 | 0
IL Fac. Spec. - NOX Rate Summer v3.1, Unit 3424 and retrofits | 675 | 7305 | Rate Constraint in lbs/MMBtu | FALSE | L | Annual | Generation | TWh | 2.2228 | 2.4687 | 1.7566 | 1.7566 | 0 | 0 | 0
IL Fac. Spec. - NOX Rate Summer v3.1, Unit 3424 and retrofits | 675 | 7305 | Rate Constraint in lbs/MMBtu | FALSE | L | Annual | Qualifying Generation | TWh | 2.2228 | 2.4687 | 1.7566 | 1.7566 | 0 | 0 | 0
IL Fac. Spec. - NOX Rate Summer v3.1, Unit 3424 and retrofits | 675 | 7305 | Rate Constraint in lbs/MMBtu | FALSE | L | Annual | Rate | lb/MWh | 0.56973 | 0.56973 | 0.8007 | 0.8007 | 0 | 0 | 0
IL Fac. Spec. - NOX Rate Summer v3.1, Unit 3424 and retrofits | 675 | 7305 | Rate Constraint in lbs/MMBtu | FALSE | L | Annual | Constraint Shadow Price | US2022$/Ton | 0 | 0 | 0 | 0 | 0 | 0 | 0
IL Facility Average - NOX Rate Summer v3.1 | 676 | 7306 | Rate Constraint in lbs/MMBtu | FALSE | L | Annual | Seasons Included | Seasons | Summer | Summer | Summer | Summer | Summer | Summer | Summer
IL Facility Average - NOX Rate Summer v3.1 | 676 | 7306 | Rate Constraint in lbs/MMBtu | FALSE | L | Annual | Standard NOX | lb/MMBtu | 0.25 | 0.25 | 0.25 | 0.25 | 0.25 | 0.25 | 0.25
IL Facility Average - NOX Rate Summer v3.1 | 676 | 7306 | Rate Constraint in lbs/MMBtu | FALSE | L | Annual | Emissions at Affected Plants NOX | Thousand Tons | 0.22182 | 0.054868 | 0.00046264 | 0 | 0 | 0 | 0
IL Facility Average - NOX Rate Summer v3.1 | 676 | 7306 | Rate Constraint in lbs/MMBtu | FALSE | L | Annual | Allowances Purchased NOX | Thousand Tons | 0 | 0 | 0 | 0 | 0 | 0 | 0
IL Facility Average - NOX Rate Summer v3.1 | 676 | 7306 | Rate Constraint in lbs/MMBtu | FALSE | L | Annual | Allowances Sold NOX | Thousand Tons | 0 | 0 | 0 | 0 | 0 | 0 | 0
IL Facility Average - NOX Rate Summer v3.1 | 676 | 7306 | Rate Constraint in lbs/MMBtu | FALSE | L | Annual | Allowances Banked | Thousand Tons | 0 | 0 | 0 | 0 | 0 | 0 | 0
IL Facility Average - NOX Rate Summer v3.1 | 676 | 7306 | Rate Constraint in lbs/MMBtu | FALSE | L | Annual | Allowances Withdrawn (1:1) | Thousand Tons | 0 | 0 | 0 | 0 | 0 | 0 | 0
IL Facility Average - NOX Rate Summer v3.1 | 676 | 7306 | Rate Constraint in lbs/MMBtu | FALSE | L | Annual | Allowances Withdrawn (n:1) | Thousand Tons | 0 | 0 | 0 | 0 | 0 | 0 | 0
IL Facility Average - NOX Rate Summer v3.1 | 676 | 7306 | Rate Constraint in lbs/MMBtu | FALSE | L | Annual | Net Emissions Allowance Position | Thousand Tons | 0.22182 | 0.054868 | 0.00046264 | 0 | 0 | 0 | 0
IL Facility Average - NOX Rate Summer v3.1 | 676 | 7306 | Rate Constraint in lbs/MMBtu | FALSE | L | Annual | Fuel Consumed | TBtu | 6.0184 | 1.6323 | 0.015652 | 0 | 0 | 0 | 0
IL Facility Average - NOX Rate Summer v3.1 | 676 | 7306 | Rate Constraint in lbs/MMBtu | FALSE | L | Annual | Rate | lb/MMBtu | 0.073713 | 0.067229 | 0.059116 | 0 | 0 | 0 | 0
IL Facility Average - NOX Rate Summer v3.1 | 676 | 7306 | Rate Constraint in lbs/MMBtu | FALSE | L | Annual | Generation | TWh | 0.52287 | 0.1409 | 0.0013717 | 0 | 0 | 0 | 0
IL Facility Average - NOX Rate Summer v3.1 | 676 | 7306 | Rate Constraint in lbs/MMBtu | FALSE | L | Annual | Qualifying Generation | TWh | 0.52287 | 0.1409 | 0.0013717 | 0 | 0 | 0 | 0
IL Facility Average - NOX Rate Summer v3.1 | 676 | 7306 | Rate Constraint in lbs/MMBtu | FALSE | L | Annual | Rate | lb/MWh | 0.84846 | 0.77883 | 0.67457 | 0 | 0 | 0 | 0
IL Facility Average - NOX Rate Summer v3.1 | 676 | 7306 | Rate Constraint in lbs/MMBtu | FALSE | L | Annual | Constraint Shadow Price | US2022$/Ton | 0 | 0 | 0 | 0 | 0 | 0 | 0
Jim Bridger 1,2- NOX Cap Annual v7.23 | 677 | 7971 | Rate Constraint in MTons | FALSE | L | Annual | Seasons Included | Seasons | Winter, Spring, Summer, Fall | Winter, Spring, Summer, Fall | Winter, Spring, Summer, Fall | Winter, Spring, Summer, Fall | Winter, Spring, Summer, Fall | Winter, Spring, Summer, Fall | Winter, Spring, Summer, Fall
Jim Bridger 1,2- NOX Cap Annual v7.23 | 677 | 7971 | Rate Constraint in MTons | FALSE | L | Annual | Standard NOX | Thousand Tons | 1314 | 1314 | 1314 | 1314 | 1314 | 1314 | 1314
Jim Bridger 1,2- NOX Cap Annual v7.23 | 677 | 7971 | Rate Constraint in MTons | FALSE | L | Annual | Emissions at Affected Plants NOX | Thousand Tons | 0.37418 | 1.021 | 1.0595 | 0.019423 | 0.019423 | 0.019423 | 0.019423
Jim Bridger 1,2- NOX Cap Annual v7.23 | 677 | 7971 | Rate Constraint in MTons | FALSE | L | Annual | Allowances Purchased NOX | Thousand Tons | 0 | 0 | 0 | 0 | 0 | 0 | 0
Jim Bridger 1,2- NOX Cap Annual v7.23 | 677 | 7971 | Rate Constraint in MTons | FALSE | L | Annual | Allowances Sold NOX | Thousand Tons | 0 | 0 | 0 | 0 | 0 | 0 | 0
Jim Bridger 1,2- NOX Cap Annual v7.23 | 677 | 7971 | Rate Constraint in MTons | FALSE | L | Annual | Allowances Banked | Thousand Tons | 0 | 0 | 0 | 0 | 0 | 0 | 0
Jim Bridger 1,2- NOX Cap Annual v7.23 | 677 | 7971 | Rate Constraint in MTons | FALSE | L | Annual | Allowances Withdrawn (1:1) | Thousand Tons | 0 | 0 | 0 | 0 | 0 | 0 | 0
Jim Bridger 1,2- NOX Cap Annual v7.23 | 677 | 7971 | Rate Constraint in MTons | FALSE | L | Annual | Allowances Withdrawn (n:1) | Thousand Tons | 0 | 0 | 0 | 0 | 0 | 0 | 0
Jim Bridger 1,2- NOX Cap Annual v7.23 | 677 | 7971 | Rate Constraint in MTons | FALSE | L | Annual | Net Emissions Allowance Position | Thousand Tons | 0.37418 | 1.021 | 1.0595 | 0.019423 | 0.019423 | 0.019423 | 0.019423
Jim Bridger 1,2- NOX Cap Annual v7.23 | 677 | 7971 | Rate Constraint in MTons | FALSE | L | Annual | Fuel Consumed | TBtu | 13.3663 | 37.0909 | 38.5027 | 0.71239 | 0.71239 | 0.71239 | 0.71239
Jim Bridger 1,2- NOX Cap Annual v7.23 | 677 | 7971 | Rate Constraint in MTons | FALSE | L | Annual | Rate | lb/MMBtu | 0.055989 | 0.055056 | 0.055037 | 0.05453 | 0.05453 | 0.05453 | 0.05453
Jim Bridger 1,2- NOX Cap Annual v7.23 | 677 | 7971 | Rate Constraint in MTons | FALSE | L | Annual | Generation | TWh | 1.2732 | 3.5402 | 2.4793 | 0.04534 | 0.04534 | 0.04534 | 0.04534
Jim Bridger 1,2- NOX Cap Annual v7.23 | 677 | 7971 | Rate Constraint in MTons | FALSE | L | Annual | Qualifying Generation | TWh | 1.2732 | 3.5402 | 2.4793 | 0.04534 | 0.04534 | 0.04534 | 0.04534
Jim Bridger 1,2- NOX Cap Annual v7.23 | 677 | 7971 | Rate Constraint in MTons | FALSE | L | Annual | Rate | lb/MWh | 0.5878 | 0.57682 | 0.8547 | 0.85679 | 0.85679 | 0.85679 | 0.85679
Jim Bridger 1,2- NOX Cap Annual v7.23 | 677 | 7971 | Rate Constraint in MTons | FALSE | L | Annual | Constraint Shadow Price | US2022$/Ton | 0 | 0 | 0 | 0 | 0 | 0 | 0
Kansas Nearman Unit 1NOx Rate Annual v4.10 | 678 | 7320 | Rate Constraint in lbs/MMBtu | FALSE | L | Annual | Seasons Included | Seasons | Winter, Spring, Summer, Fall | Winter, Spring, Summer, Fall | Winter, Spring, Summer, Fall | Winter, Spring, Summer, Fall | Winter, Spring, Summer, Fall | Winter, Spring, Summer, Fall | Winter, Spring, Summer, Fall
Kansas Nearman Unit 1NOx Rate Annual v4.10 | 678 | 7320 | Rate Constraint in lbs/MMBtu | FALSE | L | Annual | Standard NOX | lb/MMBtu | 0.26 | 0.26 | 0.26 | 0.26 | 0.26 | 0.26 | 0.26
Kansas Nearman Unit 1NOx Rate Annual v4.10 | 678 | 7320 | Rate Constraint in lbs/MMBtu | FALSE | L | Annual | Emissions at Affected Plants NOX | Thousand Tons | 0.86036 | 1.1549 | 0 | 0 | 0 | 0 | 0
Kansas Nearman Unit 1NOx Rate Annual v4.10 | 678 | 7320 | Rate Constraint in lbs/MMBtu | FALSE | L | Annual | Allowances Purchased NOX | Thousand Tons | 0 | 0 | 0 | 0 | 0 | 0 | 0
Kansas Nearman Unit 1NOx Rate Annual v4.10 | 678 | 7320 | Rate Constraint in lbs/MMBtu | FALSE | L | Annual | Allowances Sold NOX | Thousand Tons | 0 | 0 | 0 | 0 | 0 | 0 | 0
Kansas Nearman Unit 1NOx Rate Annual v4.10 | 678 | 7320 | Rate Constraint in lbs/MMBtu | FALSE | L | Annual | Allowances Banked | Thousand Tons | 0 | 0 | 0 | 0 | 0 | 0 | 0
Kansas Nearman Unit 1NOx Rate Annual v4.10 | 678 | 7320 | Rate Constraint in lbs/MMBtu | FALSE | L | Annual | Allowances Withdrawn (1:1) | Thousand Tons | 0 | 0 | 0 | 0 | 0 | 0 | 0
Kansas Nearman Unit 1NOx Rate Annual v4.10 | 678 | 7320 | Rate Constraint in lbs/MMBtu | FALSE | L | Annual | Allowances Withdrawn (n:1) | Thousand Tons | 0 | 0 | 0 | 0 | 0 | 0 | 0
Kansas Nearman Unit 1NOx Rate Annual v4.10 | 678 | 7320 | Rate Constraint in lbs/MMBtu | FALSE | L | Annual | Net Emissions Allowance Position | Thousand Tons | 0.86036 | 1.1549 | 0 | 0 | 0 | 0 | 0
Kansas Nearman Unit 1NOx Rate Annual v4.10 | 678 | 7320 | Rate Constraint in lbs/MMBtu | FALSE | L | Annual | Fuel Consumed | TBtu | 7.9168 | 10.6272 | 0 | 0 | 0 | 0 | 0
Kansas Nearman Unit 1NOx Rate Annual v4.10 | 678 | 7320 | Rate Constraint in lbs/MMBtu | FALSE | L | Annual | Rate | lb/MMBtu | 0.21735 | 0.21735 | 0 | 0 | 0 | 0 | 0
Kansas Nearman Unit 1NOx Rate Annual v4.10 | 678 | 7320 | Rate Constraint in lbs/MMBtu | FALSE | L | Annual | Generation | TWh | 0.69288 | 0.93009 | 0 | 0 | 0 | 0 | 0
Kansas Nearman Unit 1NOx Rate Annual v4.10 | 678 | 7320 | Rate Constraint in lbs/MMBtu | FALSE | L | Annual | Qualifying Generation | TWh | 0.69288 | 0.93009 | 0 | 0 | 0 | 0 | 0
Kansas Nearman Unit 1NOx Rate Annual v4.10 | 678 | 7320 | Rate Constraint in lbs/MMBtu | FALSE | L | Annual | Rate | lb/MWh | 2.4834 | 2.4834 | 0 | 0 | 0 | 0 | 0
Kansas Nearman Unit 1NOx Rate Annual v4.10 | 678 | 7320 | Rate Constraint in lbs/MMBtu | FALSE | L | Annual | Constraint Shadow Price | US2022$/Ton | 0 | 0 | 0 | 0 | 0 | 0 | 0
KS La Cygne NOX Rate Annual v5.14 | 679 | 7274 | Rate Constraint in lbs/MMBtu | FALSE | L | Annual | Seasons Included | Seasons | Winter, Spring, Summer, Fall | Winter, Spring, Summer, Fall | Winter, Spring, Summer, Fall | Winter, Spring, Summer, Fall | Winter, Spring, Summer, Fall | Winter, Spring, Summer, Fall | Winter, Spring, Summer, Fall
KS La Cygne NOX Rate Annual v5.14 | 679 | 7274 | Rate Constraint in lbs/MMBtu | FALSE | L | Annual | Standard NOX | lb/MMBtu | 0.13 | 0.13 | 0.13 | 0.13 | 0.13 | 0.13 | 0.13
KS La Cygne NOX Rate Annual v5.14 | 679 | 7274 | Rate Constraint in lbs/MMBtu | FALSE | L | Annual | Emissions at Affected Plants NOX | Thousand Tons | 1.8571 | 2.0959 | 0 | 0 | 0 | 0 | 0
KS La Cygne NOX Rate Annual v5.14 | 679 | 7274 | Rate Constraint in lbs/MMBtu | FALSE | L | Annual | Allowances Purchased NOX | Thousand Tons | 0 | 0 | 0 | 0 | 0 | 0 | 0
KS La Cygne NOX Rate Annual v5.14 | 679 | 7274 | Rate Constraint in lbs/MMBtu | FALSE | L | Annual | Allowances Sold NOX | Thousand Tons | 0 | 0 | 0 | 0 | 0 | 0 | 0
KS La Cygne NOX Rate Annual v5.14 | 679 | 7274 | Rate Constraint in lbs/MMBtu | FALSE | L | Annual | Allowances Banked | Thousand Tons | 0 | 0 | 0 | 0 | 0 | 0 | 0
KS La Cygne NOX Rate Annual v5.14 | 679 | 7274 | Rate Constraint in lbs/MMBtu | FALSE | L | Annual | Allowances Withdrawn (1:1) | Thousand Tons | 0 | 0 | 0 | 0 | 0 | 0 | 0
KS La Cygne NOX Rate Annual v5.14 | 679 | 7274 | Rate Constraint in lbs/MMBtu | FALSE | L | Annual | Allowances Withdrawn (n:1) | Thousand Tons | 0 | 0 | 0 | 0 | 0 | 0 | 0
KS La Cygne NOX Rate Annual v5.14 | 679 | 7274 | Rate Constraint in lbs/MMBtu | FALSE | L | Annual | Net Emissions Allowance Position | Thousand Tons | 1.8571 | 2.0959 | 0 | 0 | 0 | 0 | 0
KS La Cygne NOX Rate Annual v5.14 | 679 | 7274 | Rate Constraint in lbs/MMBtu | FALSE | L | Annual | Fuel Consumed | TBtu | 38.6657 | 43.6369 | 0 | 0 | 0 | 0 | 0
KS La Cygne NOX Rate Annual v5.14 | 679 | 7274 | Rate Constraint in lbs/MMBtu | FALSE | L | Annual | Rate | lb/MMBtu | 0.09606 | 0.09606 | 0 | 0 | 0 | 0 | 0
KS La Cygne NOX Rate Annual v5.14 | 679 | 7274 | Rate Constraint in lbs/MMBtu | FALSE | L | Annual | Generation | TWh | 3.5327 | 3.9869 | 0 | 0 | 0 | 0 | 0
KS La Cygne NOX Rate Annual v5.14 | 679 | 7274 | Rate Constraint in lbs/MMBtu | FALSE | L | Annual | Qualifying Generation | TWh | 3.5327 | 3.9869 | 0 | 0 | 0 | 0 | 0
KS La Cygne NOX Rate Annual v5.14 | 679 | 7274 | Rate Constraint in lbs/MMBtu | FALSE | L | Annual | Rate | lb/MWh | 1.0514 | 1.0514 | 0 | 0 | 0 | 0 | 0
KS La Cygne NOX Rate Annual v5.14 | 679 | 7274 | Rate Constraint in lbs/MMBtu | FALSE | L | Annual | Constraint Shadow Price | US2022$/Ton | 0 | 0 | 0 | 0 | 0 | 0 | 0
KS La Cygne SO2 Rate Annual v5.14 | 680 | 7275 | Rate Constraint in lbs/MMBtu | FALSE | L | Annual | Seasons Included | Seasons | Winter, Spring, Summer, Fall | Winter, Spring, Summer, Fall | Winter, Spring, Summer, Fall | Winter, Spring, Summer, Fall | Winter, Spring, Summer, Fall | Winter, Spring, Summer, Fall | Winter, Spring, Summer, Fall
KS La Cygne SO2 Rate Annual v5.14 | 680 | 7275 | Rate Constraint in lbs/MMBtu | FALSE | L | Annual | Standard SO2 | lb/MMBtu | 0.1 | 0.1 | 0.1 | 0.1 | 0.1 | 0.1 | 0.1
KS La Cygne SO2 Rate Annual v5.14 | 680 | 7275 | Rate Constraint in lbs/MMBtu | FALSE | L | Annual | Emissions at Affected Plants SO2 | Thousand Tons | 1.1047 | 1.2468 | 0 | 0 | 0 | 0 | 0
KS La Cygne SO2 Rate Annual v5.14 | 680 | 7275 | Rate Constraint in lbs/MMBtu | FALSE | L | Annual | Allowances Purchased SO2 | Thousand Tons | 0 | 0 | 0 | 0 | 0 | 0 | 0
KS La Cygne SO2 Rate Annual v5.14 | 680 | 7275 | Rate Constraint in lbs/MMBtu | FALSE | L | Annual | Allowances Sold SO2 | Thousand Tons | 0 | 0 | 0 | 0 | 0 | 0 | 0
KS La Cygne SO2 Rate Annual v5.14 | 680 | 7275 | Rate Constraint in lbs/MMBtu | FALSE | L | Annual | Allowances Banked | Thousand Tons | 0 | 0 | 0 | 0 | 0 | 0 | 0
KS La Cygne SO2 Rate Annual v5.14 | 680 | 7275 | Rate Constraint in lbs/MMBtu | FALSE | L | Annual | Allowances Withdrawn (1:1) | Thousand Tons | 0 | 0 | 0 | 0 | 0 | 0 | 0
KS La Cygne SO2 Rate Annual v5.14 | 680 | 7275 | Rate Constraint in lbs/MMBtu | FALSE | L | Annual | Allowances Withdrawn (n:1) | Thousand Tons | 0 | 0 | 0 | 0 | 0 | 0 | 0
KS La Cygne SO2 Rate Annual v5.14 | 680 | 7275 | Rate Constraint in lbs/MMBtu | FALSE | L | Annual | Net Emissions Allowance Position | Thousand Tons | 1.1047 | 1.2468 | 0 | 0 | 0 | 0 | 0
KS La Cygne SO2 Rate Annual v5.14 | 680 | 7275 | Rate Constraint in lbs/MMBtu | FALSE | L | Annual | Fuel Consumed | TBtu | 38.6657 | 43.6369 | 0 | 0 | 0 | 0 | 0
KS La Cygne SO2 Rate Annual v5.14 | 680 | 7275 | Rate Constraint in lbs/MMBtu | FALSE | L | Annual | Rate | lb/MMBtu | 0.057143 | 0.057143 | 0 | 0 | 0 | 0 | 0
KS La Cygne SO2 Rate Annual v5.14 | 680 | 7275 | Rate Constraint in lbs/MMBtu | FALSE | L | Annual | Generation | TWh | 3.5327 | 3.9869 | 0 | 0 | 0 | 0 | 0
KS La Cygne SO2 Rate Annual v5.14 | 680 | 7275 | Rate Constraint in lbs/MMBtu | FALSE | L | Annual | Qualifying Generation | TWh | 3.5327 | 3.9869 | 0 | 0 | 0 | 0 | 0
KS La Cygne SO2 Rate Annual v5.14 | 680 | 7275 | Rate Constraint in lbs/MMBtu | FALSE | L | Annual | Rate | lb/MWh | 0.62544 | 0.62544 | 0 | 0 | 0 | 0 | 0
KS La Cygne SO2 Rate Annual v5.14 | 680 | 7275 | Rate Constraint in lbs/MMBtu | FALSE | L | Annual | Constraint Shadow Price | US2022$/Ton | 0 | 0 | 0 | 0 | 0 | 0 | 0
KY Bluegrass - NOX Cap Annual v6.21 | 681 | 7743 | Rate Constraint in MTons | FALSE | L | Annual | Seasons Included | Seasons | Winter, Spring, Summer, Fall | Winter, Spring, Summer, Fall | Winter, Spring, Summer, Fall | Winter, Spring, Summer, Fall | Winter, Spring, Summer, Fall | Winter, Spring, Summer, Fall | Winter, Spring, Summer, Fall
KY Bluegrass - NOX Cap Annual v6.21 | 681 | 7743 | Rate Constraint in MTons | FALSE | L | Annual | Standard NOX | Thousand Tons | 0.095 | 0.095 | 0.095 | 0.095 | 0.095 | 0.095 | 0.095
KY Bluegrass - NOX Cap Annual v6.21 | 681 | 7743 | Rate Constraint in MTons | FALSE | L | Annual | Emissions at Affected Plants NOX | Thousand Tons | 0.078844 | 0.054251 | 0.0094372 | 0.00061547 | 0 | 0.0040006 | 0.0041031
KY Bluegrass - NOX Cap Annual v6.21 | 681 | 7743 | Rate Constraint in MTons | FALSE | L | Annual | Allowances Purchased NOX | Thousand Tons | 0 | 0 | 0 | 0 | 0 | 0 | 0
KY Bluegrass - NOX Cap Annual v6.21 | 681 | 7743 | Rate Constraint in MTons | FALSE | L | Annual | Allowances Sold NOX | Thousand Tons | 0 | 0 | 0 | 0 | 0 | 0 | 0
KY Bluegrass - NOX Cap Annual v6.21 | 681 | 7743 | Rate Constraint in MTons | FALSE | L | Annual | Allowances Banked | Thousand Tons | 0 | 0 | 0 | 0 | 0 | 0 | 0
KY Bluegrass - NOX Cap Annual v6.21 | 681 | 7743 | Rate Constraint in MTons | FALSE | L | Annual | Allowances Withdrawn (1:1) | Thousand Tons | 0 | 0 | 0 | 0 | 0 | 0 | 0
KY Bluegrass - NOX Cap Annual v6.21 | 681 | 7743 | Rate Constraint in MTons | FALSE | L | Annual | Allowances Withdrawn (n:1) | Thousand Tons | 0 | 0 | 0 | 0 | 0 | 0 | 0
KY Bluegrass - NOX Cap Annual v6.21 | 681 | 7743 | Rate Constraint in MTons | FALSE | L | Annual | Net Emissions Allowance Position | Thousand Tons | 0.078844 | 0.054251 | 0.0094372 | 0.00061547 | 0 | 0.0040006 | 0.0041031
KY Bluegrass - NOX Cap Annual v6.21 | 681 | 7743 | Rate Constraint in MTons | FALSE | L | Annual | Fuel Consumed | TBtu | 3.1184 | 2.121 | 0.4268 | 0.027835 | 0 | 0.18093 | 0.18556
KY Bluegrass - NOX Cap Annual v6.21 | 681 | 7743 | Rate Constraint in MTons | FALSE | L | Annual | Rate | lb/MMBtu | 0.050566 | 0.051156 | 0.044223 | 0.044223 | 0 | 0.044223 | 0.044223
KY Bluegrass - NOX Cap Annual v6.21 | 681 | 7743 | Rate Constraint in MTons | FALSE | L | Annual | Generation | TWh | 0.28112 | 0.1912 | 0.038475 | 0.0025092 | 0 | 0.01631 | 0.016728
KY Bluegrass - NOX Cap Annual v6.21 | 681 | 7743 | Rate Constraint in MTons | FALSE | L | Annual | Qualifying Generation | TWh | 0.28112 | 0.1912 | 0.038475 | 0.0025092 | 0 | 0.01631 | 0.016728
KY Bluegrass - NOX Cap Annual v6.21 | 681 | 7743 | Rate Constraint in MTons | FALSE | L | Annual | Rate | lb/MWh | 0.56093 | 0.56747 | 0.49057 | 0.49057 | 0 | 0.49057 | 0.49057
KY Bluegrass - NOX Cap Annual v6.21 | 681 | 7743 | Rate Constraint in MTons | FALSE | L | Annual | Constraint Shadow Price | US2022$/Ton | 0 | 0 | 0 | 0 | 0 | 0 | 0
KY Paddys Run - NOX Cap Annual v6.21 | 682 | 7741 | Rate Constraint in MTons | FALSE | L | Annual | Seasons Included | Seasons | Winter, Spring, Summer, Fall | Winter, Spring, Summer, Fall | Winter, Spring, Summer, Fall | Winter, Spring, Summer, Fall | Winter, Spring, Summer, Fall | Winter, Spring, Summer, Fall | Winter, Spring, Summer, Fall
KY Paddys Run - NOX Cap Annual v6.21 | 682 | 7741 | Rate Constraint in MTons | FALSE | L | Annual | Standard NOX | Thousand Tons | 0.1 | 0.1 | 0.1 | 0.1 | 0.1 | 0.1 | 0.1
KY Paddys Run - NOX Cap Annual v6.21 | 682 | 7741 | Rate Constraint in MTons | FALSE | L | Annual | Emissions at Affected Plants NOX | Thousand Tons | 0.1 | 0.069915 | 0.039798 | 0.008177 | 0 | 0.00089204 | 0.0052036
KY Paddys Run - NOX Cap Annual v6.21 | 682 | 7741 | Rate Constraint in MTons | FALSE | L | Annual | Allowances Purchased NOX | Thousand Tons | 0 | 0 | 0 | 0 | 0 | 0 | 0
KY Paddys Run - NOX Cap Annual v6.21 | 682 | 7741 | Rate Constraint in MTons | FALSE | L | Annual | Allowances Sold NOX | Thousand Tons | 0 | 0 | 0 | 0 | 0 | 0 | 0
KY Paddys Run - NOX Cap Annual v6.21 | 682 | 7741 | Rate Constraint in MTons | FALSE | L | Annual | Allowances Banked | Thousand Tons | 0 | 0 | 0 | 0 | 0 | 0 | 0
KY Paddys Run - NOX Cap Annual v6.21 | 682 | 7741 | Rate Constraint in MTons | FALSE | L | Annual | Allowances Withdrawn (1:1) | Thousand Tons | 0 | 0 | 0 | 0 | 0 | 0 | 0
KY Paddys Run - NOX Cap Annual v6.21 | 682 | 7741 | Rate Constraint in MTons | FALSE | L | Annual | Allowances Withdrawn (n:1) | Thousand Tons | 0 | 0 | 0 | 0 | 0 | 0 | 0
KY Paddys Run - NOX Cap Annual v6.21 | 682 | 7741 | Rate Constraint in MTons | FALSE | L | Annual | Net Emissions Allowance Position | Thousand Tons | 0.1 | 0.069915 | 0.039798 | 0.008177 | 0 | 0.00089204 | 0.0052036
KY Paddys Run - NOX Cap Annual v6.21 | 682 | 7741 | Rate Constraint in MTons | FALSE | L | Annual | Fuel Consumed | TBtu | 1.6684 | 0.78677 | 0.44708 | 0.092968 | 0 | 0.010142 | 0.059162
KY Paddys Run - NOX Cap Annual v6.21 | 682 | 7741 | Rate Constraint in MTons | FALSE | L | Annual | Rate | lb/MMBtu | 0.11987 | 0.17773 | 0.17804 | 0.17591 | 0 | 0.17591 | 0.17591
KY Paddys Run - NOX Cap Annual v6.21 | 682 | 7741 | Rate Constraint in MTons | FALSE | L | Annual | Generation | TWh | 0.15008 | 0.070772 | 0.040216 | 0.0083627 | 0 | 0.0009123 | 0.0053217
KY Paddys Run - NOX Cap Annual v6.21 | 682 | 7741 | Rate Constraint in MTons | FALSE | L | Annual | Qualifying Generation | TWh | 0.15008 | 0.070772 | 0.040216 | 0.0083627 | 0 | 0.0009123 | 0.0053217
KY Paddys Run - NOX Cap Annual v6.21 | 682 | 7741 | Rate Constraint in MTons | FALSE | L | Annual | Rate | lb/MWh | 1.3326 | 1.9758 | 1.9792 | 1.9556 | 0 | 1.9556 | 1.9556
KY Paddys Run - NOX Cap Annual v6.21 | 682 | 7741 | Rate Constraint in MTons | FALSE | L | Annual | Constraint Shadow Price | US2022$/Ton | 326.9845 | 0 | 0 | 0 | 0 | 0 | 0
LA Big Cajun 1 CT- NOx Summer v4.10 | 683 | 7519 | Rate Constraint in lbs/MMBtu | FALSE | L | Annual | Seasons Included | Seasons | Summer | Summer | Summer | Summer | Summer | Summer | Summer
LA Big Cajun 1 CT- NOx Summer v4.10 | 683 | 7519 | Rate Constraint in lbs/MMBtu | FALSE | L | Annual | Standard NOX | lb/MMBtu | 0.2 | 0.2 | 0.2 | 0.2 | 0.2 | 0.2 | 0.2
LA Big Cajun 1 CT- NOx Summer v4.10 | 683 | 7519 | Rate Constraint in lbs/MMBtu | FALSE | L | Annual | Emissions at Affected Plants NOX | Thousand Tons | 0.00095057 | 0.001037 | 0.002979 | 0.00025925 | 0 | 0 | 0.00034566
LA Big Cajun 1 CT- NOx Summer v4.10 | 683 | 7519 | Rate Constraint in lbs/MMBtu | FALSE | L | Annual | Allowances Purchased NOX | Thousand Tons | 0 | 0 | 0 | 0 | 0 | 0 | 0
LA Big Cajun 1 CT- NOx Summer v4.10 | 683 | 7519 | Rate Constraint in lbs/MMBtu | FALSE | L | Annual | Allowances Sold NOX | Thousand Tons | 0 | 0 | 0 | 0 | 0 | 0 | 0
LA Big Cajun 1 CT- NOx Summer v4.10 | 683 | 7519 | Rate Constraint in lbs/MMBtu | FALSE | L | Annual | Allowances Banked | Thousand Tons | 0 | 0 | 0 | 0 | 0 | 0 | 0
LA Big Cajun 1 CT- NOx Summer v4.10 | 683 | 7519 | Rate Constraint in lbs/MMBtu | FALSE | L | Annual | Allowances Withdrawn (1:1) | Thousand Tons | 0 | 0 | 0 | 0 | 0 | 0 | 0
LA Big Cajun 1 CT- NOx Summer v4.10 | 683 | 7519 | Rate Constraint in lbs/MMBtu | FALSE | L | Annual | Allowances Withdrawn (n:1) | Thousand Tons | 0 | 0 | 0 | 0 | 0 | 0 | 0
LA Big Cajun 1 CT- NOx Summer v4.10 | 683 | 7519 | Rate Constraint in lbs/MMBtu | FALSE | L | Annual | Net Emissions Allowance Position | Thousand Tons | 0.00095057 | 0.001037 | 0.002979 | 0.00025925 | 0 | 0 | 0.00034566
LA Big Cajun 1 CT- NOx Summer v4.10 | 683 | 7519 | Rate Constraint in lbs/MMBtu | FALSE | L | Annual | Fuel Consumed | TBtu | 0.026174 | 0.028553 | 0.082026 | 0.0071383 | 0 | 0 | 0.0095177
LA Big Cajun 1 CT- NOx Summer v4.10 | 683 | 7519 | Rate Constraint in lbs/MMBtu | FALSE | L | Annual | Rate | lb/MMBtu | 0.072635 | 0.072635 | 0.072635 | 0.072635 | 0 | 0 | 0.072635
LA Big Cajun 1 CT- NOx Summer v4.10 | 683 | 7519 | Rate Constraint in lbs/MMBtu | FALSE | L | Annual | Generation | TWh | 0.0020693 | 0.0022574 | 0.006485 | 0.00056436 | 0 | 0 | 0.00075248
LA Big Cajun 1 CT- NOx Summer v4.10 | 683 | 7519 | Rate Constraint in lbs/MMBtu | FALSE | L | Annual | Qualifying Generation | TWh | 0.0020693 | 0.0022574 | 0.006485 | 0.00056436 | 0 | 0 | 0.00075248
LA Big Cajun 1 CT- NOx Summer v4.10 | 683 | 7519 | Rate Constraint in lbs/MMBtu | FALSE | L | Annual | Rate | lb/MWh | 0.91872 | 0.91872 | 0.91872 | 0.91872 | 0 | 0 | 0.91872
LA Big Cajun 1 CT- NOx Summer v4.10 | 683 | 7519 | Rate Constraint in lbs/MMBtu | FALSE | L | Annual | Constraint Shadow Price | US2022$/Ton | 0 | 0 | 0 | 0 | 0 | 0 | 0
LA Big Cajun 1 OGS- NOx Summer v4.10 | 684 | 7520 | Rate Constraint in lbs/MMBtu | FALSE | L | Annual | Seasons Included | Seasons | Summer | Summer | Summer | Summer | Summer | Summer | Summer
LA Big Cajun 1 OGS- NOx Summer v4.10 | 684 | 7520 | Rate Constraint in lbs/MMBtu | FALSE | L | Annual | Standard NOX | lb/MMBtu | 0.1 | 0.1 | 0.1 | 0.1 | 0.1 | 0.1 | 0.1
LA Big Cajun 1 OGS- NOx Summer v4.10 | 684 | 7520 | Rate Constraint in lbs/MMBtu | FALSE | L | Annual | Emissions at Affected Plants NOX | Thousand Tons | 0 | 0 | 0 | 0 | 0 | 0 | 0
LA Big Cajun 1 OGS- NOx Summer v4.10 | 684 | 7520 | Rate Constraint in lbs/MMBtu | FALSE | L | Annual | Allowances Purchased NOX | Thousand Tons | 0 | 0 | 0 | 0 | 0 | 0 | 0
LA Big Cajun 1 OGS- NOx Summer v4.10 | 684 | 7520 | Rate Constraint in lbs/MMBtu | FALSE | L | Annual | Allowances Sold NOX | Thousand Tons | 0 | 0 | 0 | 0 | 0 | 0 | 0
LA Big Cajun 1 OGS- NOx Summer v4.10 | 684 | 7520 | Rate Constraint in lbs/MMBtu | FALSE | L | Annual | Allowances Banked | Thousand Tons | 0 | 0 | 0 | 0 | 0 | 0 | 0
LA Big Cajun 1 OGS- NOx Summer v4.10 | 684 | 7520 | Rate Constraint in lbs/MMBtu | FALSE | L | Annual | Allowances Withdrawn (1:1) | Thousand Tons | 0 | 0 | 0 | 0 | 0 | 0 | 0
LA Big Cajun 1 OGS- NOx Summer v4.10 | 684 | 7520 | Rate Constraint in lbs/MMBtu | FALSE | L | Annual | Allowances Withdrawn (n:1) | Thousand Tons | 0 | 0 | 0 | 0 | 0 | 0 | 0
LA Big Cajun 1 OGS- NOx Summer v4.10 | 684 | 7520 | Rate Constraint in lbs/MMBtu | FALSE | L | Annual | Net Emissions Allowance Position | Thousand Tons | 0 | 0 | 0 | 0 | 0 | 0 | 0
LA Big Cajun 1 OGS- NOx Summer v4.10 | 684 | 7520 | Rate Constraint in lbs/MMBtu | FALSE | L | Annual | Fuel Consumed | TBtu | 0 | 0 | 0 | 0 | 0 | 0 | 0
LA Big Cajun 1 OGS- NOx Summer v4.10 | 684 | 7520 | Rate Constraint in lbs/MMBtu | FALSE | L | Annual | Rate | lb/MMBtu | 0 | 0 | 0 | 0 | 0 | 0 | 0
LA Big Cajun 1 OGS- NOx Summer v4.10 | 684 | 7520 | Rate Constraint in lbs/MMBtu | FALSE | L | Annual | Generation | TWh | 0 | 0 | 0 | 0 | 0 | 0 | 0
LA Big Cajun 1 OGS- NOx Summer v4.10 | 684 | 7520 | Rate Constraint in lbs/MMBtu | FALSE | L | Annual | Qualifying Generation | TWh | 0 | 0 | 0 | 0 | 0 | 0 | 0
LA Big Cajun 1 OGS- NOx Summer v4.10 | 684 | 7520 | Rate Constraint in lbs/MMBtu | FALSE | L | Annual | Rate | lb/MWh | 0 | 0 | 0 | 0 | 0 | 0 | 0
LA Big Cajun 1 OGS- NOx Summer v4.10 | 684 | 7520 | Rate Constraint in lbs/MMBtu | FALSE | L | Annual | Constraint Shadow Price | US2022$/Ton | 0 | 0 | 0 | 0 | 0 | 0 | 0
LA Big Cajun 2- NOx Summer v4.10 | 685 | 7521 | Rate Constraint in lbs/MMBtu | FALSE | L | Annual | Seasons Included | Seasons | Summer | Summer | Summer | Summer | Summer | Summer | Summer
LA Big Cajun 2- NOx Summer v4.10 | 685 | 7521 | Rate Constraint in lbs/MMBtu | FALSE | L | Annual | Standard NOX | lb/MMBtu | 0.21 | 0.21 | 0.21 | 0.21 | 0.21 | 0.21 | 0.21
LA Big Cajun 2- NOx Summer v4.10 | 685 | 7521 | Rate Constraint in lbs/MMBtu | FALSE | L | Annual | Emissions at Affected Plants NOX | Thousand Tons | 0 | 0 | 0 | 0 | 0 | 0 | 0
LA Big Cajun 2- NOx Summer v4.10 | 685 | 7521 | Rate Constraint in lbs/MMBtu | FALSE | L | Annual | Allowances Purchased NOX | Thousand Tons | 0 | 0 | 0 | 0 | 0 | 0 | 0
LA Big Cajun 2- NOx Summer v4.10 | 685 | 7521 | Rate Constraint in lbs/MMBtu | FALSE | L | Annual | Allowances Sold NOX | Thousand Tons | 0 | 0 | 0 | 0 | 0 | 0 | 0
LA Big Cajun 2- NOx Summer v4.10 | 685 | 7521 | Rate Constraint in lbs/MMBtu | FALSE | L | Annual | Allowances Banked | Thousand Tons | 0 | 0 | 0 | 0 | 0 | 0 | 0
LA Big Cajun 2- NOx Summer v4.10 | 685 | 7521 | Rate Constraint in lbs/MMBtu | FALSE | L | Annual | Allowances Withdrawn (1:1) | Thousand Tons | 0 | 0 | 0 | 0 | 0 | 0 | 0
LA Big Cajun 2- NOx Summer v4.10 | 685 | 7521 | Rate Constraint in lbs/MMBtu | FALSE | L | Annual | Allowances Withdrawn (n:1) | Thousand Tons | 0 | 0 | 0 | 0 | 0 | 0 | 0
LA Big Cajun 2- NOx Summer v4.10 | 685 | 7521 | Rate Constraint in lbs/MMBtu | FALSE | L | Annual | Net Emissions Allowance Position | Thousand Tons | 0 | 0 | 0 | 0 | 0 | 0 | 0
LA Big Cajun 2- NOx Summer v4.10 | 685 | 7521 | Rate Constraint in lbs/MMBtu | FALSE | L | Annual | Fuel Consumed | TBtu | 0 | 0 | 0 | 0 | 0 | 0 | 0
LA Big Cajun 2- NOx Summer v4.10 | 685 | 7521 | Rate Constraint in lbs/MMBtu | FALSE | L | Annual | Rate | lb/MMBtu | 0 | 0 | 0 | 0 | 0 | 0 | 0
LA Big Cajun 2- NOx Summer v4.10 | 685 | 7521 | Rate Constraint in lbs/MMBtu | FALSE | L | Annual | Generation | TWh | 0 | 0 | 0 | 0 | 0 | 0 | 0
LA Big Cajun 2- NOx Summer v4.10 | 685 | 7521 | Rate Constraint in lbs/MMBtu | FALSE | L | Annual | Qualifying Generation | TWh | 0 | 0 | 0 | 0 | 0 | 0 | 0
LA Big Cajun 2- NOx Summer v4.10 | 685 | 7521 | Rate Constraint in lbs/MMBtu | FALSE | L | Annual | Rate | lb/MWh | 0 | 0 | 0 | 0 | 0 | 0 | 0
LA Big Cajun 2- NOx Summer v4.10 | 685 | 7521 | Rate Constraint in lbs/MMBtu | FALSE | L | Annual | Constraint Shadow Price | US2022$/Ton | 0 | 0 | 0 | 0 | 0 | 0 | 0
LA Carville Energy LLC -Nox Summer v5.12 | 686 | 7522 | Rate Constraint in lbs/MMBtu | FALSE | L | Annual | Seasons Included | Seasons | Summer | Summer | Summer | Summer | Summer | Summer | Summer
LA Carville Energy LLC -Nox Summer v5.12 | 686 | 7522 | Rate Constraint in lbs/MMBtu | FALSE | L | Annual | Standard NOX | lb/MMBtu | 0.2 | 0.2 | 0.2 | 0.2 | 0.2 | 0.2 | 0.2
LA Carville Energy LLC -Nox Summer v5.12 | 686 | 7522 | Rate Constraint in lbs/MMBtu | FALSE | L | Annual | Emissions at Affected Plants NOX | Thousand Tons | 0.15336 | 0.10923 | 0.23677 | 0.23677 | 0.23677 | 0.23677 | 0.23677
LA Carville Energy LLC -Nox Summer v5.12 | 686 | 7522 | Rate Constraint in lbs/MMBtu | FALSE | L | Annual | Allowances Purchased NOX | Thousand Tons | 0 | 0 | 0 | 0 | 0 | 0 | 0
LA Carville Energy LLC -Nox Summer v5.12 | 686 | 7522 | Rate Constraint in lbs/MMBtu | FALSE | L | Annual | Allowances Sold NOX | Thousand Tons | 0 | 0 | 0 | 0 | 0 | 0 | 0
LA Carville Energy LLC -Nox Summer v5.12 | 686 | 7522 | Rate Constraint in lbs/MMBtu | FALSE | L | Annual | Allowances Banked | Thousand Tons | 0 | 0 | 0 | 0 | 0 | 0 | 0
LA Carville Energy LLC -Nox Summer v5.12 | 686 | 7522 | Rate Constraint in lbs/MMBtu | FALSE | L | Annual | Allowances Withdrawn (1:1) | Thousand Tons | 0 | 0 | 0 | 0 | 0 | 0 | 0
LA Carville Energy LLC -Nox Summer v5.12 | 686 | 7522 | Rate Constraint in lbs/MMBtu | FALSE | L | Annual | Allowances Withdrawn (n:1) | Thousand Tons | 0 | 0 | 0 | 0 | 0 | 0 | 0
LA Carville Energy LLC -Nox Summer v5.12 | 686 | 7522 | Rate Constraint in lbs/MMBtu | FALSE | L | Annual | Net Emissions Allowance Position | Thousand Tons | 0.15336 | 0.10923 | 0.23677 | 0.23677 | 0.23677 | 0.23677 | 0.23677
LA Carville Energy LLC -Nox Summer v5.12 | 686 | 7522 | Rate Constraint in lbs/MMBtu | FALSE | L | Annual | Fuel Consumed | TBtu | 7.2493 | 5.1633 | 11.1921 | 11.1921 | 11.1921 | 11.1921 | 11.1921
LA Carville Energy LLC -Nox Summer v5.12 | 686 | 7522 | Rate Constraint in lbs/MMBtu | FALSE | L | Annual | Rate | lb/MMBtu | 0.04231 | 0.04231 | 0.04231 | 0.04231 | 0.04231 | 0.04231 | 0.04231
LA Carville Energy LLC -Nox Summer v5.12 | 686 | 7522 | Rate Constraint in lbs/MMBtu | FALSE | L | Annual | Generation | TWh | 1.1063 | 0.78792 | 1.7079 | 1.7079 | 1.7079 | 1.7079 | 1.7079
LA Carville Energy LLC -Nox Summer v5.12 | 686 | 7522 | Rate Constraint in lbs/MMBtu | FALSE | L | Annual | Qualifying Generation | TWh | 1.1063 | 0.78792 | 1.7079 | 1.7079 | 1.7079 | 1.7079 | 1.7079
LA Carville Energy LLC -Nox Summer v5.12 | 686 | 7522 | Rate Constraint in lbs/MMBtu | FALSE | L | Annual | Rate | lb/MWh | 0.27725 | 0.27725 | 0.27725 | 0.27725 | 0.27725 | 0.27725 | 0.27725
LA Carville Energy LLC -Nox Summer v5.12 | 686 | 7522 | Rate Constraint in lbs/MMBtu | FALSE | L | Annual | Constraint Shadow Price | US2022$/Ton | 0 | 0 | 0 | 0 | 0 | 0 | 0
LA Formosa Plastics High - NOx Summer v4.10 | 687 | 7523 | Rate Constraint in lbs/MMBtu | FALSE | L | Annual | Seasons Included | Seasons | Summer | Summer | Summer | Summer | Summer | Summer | Summer
LA Formosa Plastics High - NOx Summer v4.10 | 687 | 7523 | Rate Constraint in lbs/MMBtu | FALSE | L | Annual | Standard NOX | lb/MMBtu | 0.52663 | 0.52663 | 0.52663 | 0.52663 | 0.52663 | 0.52663 | 0.52663
LA Formosa Plastics High - NOx Summer v4.10 | 687 | 7523 | Rate Constraint in lbs/MMBtu | FALSE | L | Annual | Emissions at Affected Plants NOX | Thousand Tons | 0.052399 | 0.052399 | 0.035974 | 0.011245 | 0.0042809 | 0.01123 | 0.011216
LA Formosa Plastics High - NOx Summer v4.10 | 687 | 7523 | Rate Constraint in lbs/MMBtu | FALSE | L | Annual | Allowances Purchased NOX | Thousand Tons | 0 | 0 | 0 | 0 | 0 | 0 | 0
LA Formosa Plastics High - NOx Summer v4.10 | 687 | 7523 | Rate Constraint in lbs/MMBtu | FALSE | L | Annual | Allowances Sold NOX | Thousand Tons | 0 | 0 | 0 | 0 | 0 | 0 | 0
LA Formosa Plastics High - NOx Summer v4.10 | 687 | 7523 | Rate Constraint in lbs/MMBtu | FALSE | L | Annual | Allowances Banked | Thousand Tons | 0 | 0 | 0 | 0 | 0 | 0 | 0
LA Formosa Plastics High - NOx Summer v4.10 | 687 | 7523 | Rate Constraint in lbs/MMBtu | FALSE | L | Annual | Allowances Withdrawn (1:1) | Thousand Tons | 0 | 0 | 0 | 0 | 0 | 0 | 0
LA Formosa Plastics High - NOx Summer v4.10 | 687 | 7523 | Rate Constraint in lbs/MMBtu | FALSE | L | Annual | Allowances Withdrawn (n:1) | Thousand Tons | 0 | 0 | 0 | 0 | 0 | 0 | 0
LA Formosa Plastics High - NOx Summer v4.10 | 687 | 7523 | Rate Constraint in lbs/MMBtu | FALSE | L | Annual | Net Emissions Allowance Position | Thousand Tons | 0.052399 | 0.052399 | 0.035974 | 0.011245 | 0.0042809 | 0.01123 | 0.011216
LA Formosa Plastics High - NOx Summer v4.10 | 687 | 7523 | Rate Constraint in lbs/MMBtu | FALSE | L | Annual | Fuel Consumed | TBtu | 0.39633 | 0.39633 | 0.2721 | 0.085051 | 0.03238 | 0.084943 | 0.084835
LA Formosa Plastics High - NOx Summer v4.10 | 687 | 7523 | Rate Constraint in lbs/MMBtu | FALSE | L | Annual | Rate | lb/MMBtu | 0.26442 | 0.26442 | 0.26442 | 0.26442 | 0.26442 | 0.26442 | 0.26442
LA Formosa Plastics High - NOx Summer v4.10 | 687 | 7523 | Rate Constraint in lbs/MMBtu | FALSE | L | Annual | Generation | TWh | 0.047751 | 0.047751 | 0.032783 | 0.010247 | 0.0039012 | 0.010234 | 0.010221
LA Formosa Plastics High - NOx Summer v4.10 | 687 | 7523 | Rate Constraint in lbs/MMBtu | FALSE | L | Annual | Qualifying Generation | TWh | 0.047751 | 0.047751 | 0.032783 | 0.010247 | 0.0039012 | 0.010234 | 0.010221
LA Formosa Plastics High - NOx Summer v4.10 | 687 | 7523 | Rate Constraint in lbs/MMBtu | FALSE | L | Annual | Rate | lb/MWh | 2.1947 | 2.1947 | 2.1947 | 2.1947 | 2.1947 | 2.1947 | 2.1947
LA Formosa Plastics High - NOx Summer v4.10 | 687 | 7523 | Rate Constraint in lbs/MMBtu | FALSE | L | Annual | Constraint Shadow Price | US2022$/Ton | 0 | 0 | 0 | 0 | 0 | 0 | 0
LA Formosa Plastics Low - NOx Summer v4.10 | 688 | 7524 | Rate Constraint in lbs/MMBtu | FALSE | L | Annual | Seasons Included | Seasons | Summer | Summer | Summer | Summer | Summer | Summer | Summer
LA Formosa Plastics Low - NOx Summer v4.10 | 688 | 7524 | Rate Constraint in lbs/MMBtu | FALSE | L | Annual | Standard NOX | lb/MMBtu | 0.28506 | 0.28506 | 0.28506 | 0.28506 | 0.28506 | 0.28506 | 0.28506
LA Formosa Plastics Low - NOx Summer v4.10 | 688 | 7524 | Rate Constraint in lbs/MMBtu | FALSE | L | Annual | Emissions at Affected Plants NOX | Thousand Tons | 0.0039396 | 0.00071454 | 0.016743 | 0.0041714 | 0.0065081 | 0.010004 | 0.0146
LA Formosa Plastics Low - NOx Summer v4.10 | 688 | 7524 | Rate Constraint in lbs/MMBtu | FALSE | L | Annual | Allowances Purchased NOX | Thousand Tons | 0 | 0 | 0 | 0 | 0 | 0 | 0
LA Formosa Plastics Low - NOx Summer v4.10 | 688 | 7524 | Rate Constraint in lbs/MMBtu | FALSE | L | Annual | Allowances Sold NOX | Thousand Tons | 0 | 0 | 0 | 0 | 0 | 0 | 0
LA Formosa Plastics Low - NOx Summer v4.10 | 688 | 7524 | Rate Constraint in lbs/MMBtu | FALSE | L | Annual | Allowances Banked | Thousand Tons | 0 | 0 | 0 | 0 | 0 | 0 | 0
LA Formosa Plastics Low - NOx Summer v4.10 | 688 | 7524 | Rate Constraint in lbs/MMBtu | FALSE | L | Annual | Allowances Withdrawn (1:1) | Thousand Tons | 0 | 0 | 0 | 0 | 0 | 0 | 0
LA Formosa Plastics Low - NOx Summer v4.10 | 688 | 7524 | Rate Constraint in lbs/MMBtu | FALSE | L | Annual | Allowances Withdrawn (n:1) | Thousand Tons | 0 | 0 | 0 | 0 | 0 | 0 | 0
LA Formosa Plastics Low - NOx Summer v4.10 | 688 | 7524 | Rate Constraint in lbs/MMBtu | FALSE | L | Annual | Net Emissions Allowance Position | Thousand Tons | 0.0039396 | 0.00071454 | 0.016743 | 0.0041714 | 0.0065081 | 0.010004 | 0.0146
LA Formosa Plastics Low - NOx Summer v4.10 | 688 | 7524 | Rate Constraint in lbs/MMBtu | FALSE | L | Annual | Fuel Consumed | TBtu | 0.10372 | 0.018812 | 0.44081 | 0.10982 | 0.17134 | 0.26336 | 0.38437
LA Formosa Plastics Low - NOx Summer v4.10 | 688 | 7524 | Rate Constraint in lbs/MMBtu | FALSE | L | Annual | Rate | lb/MMBtu | 0.075968 | 0.075968 | 0.075968 | 0.075968 | 0.075968 | 0.075968 | 0.075968
LA Formosa Plastics Low - NOx Summer v4.10 | 688 | 7524 | Rate Constraint in lbs/MMBtu | FALSE | L | Annual | Generation | TWh | 0.011922 | 0.0021623 | 0.050667 | 0.012623 | 0.019694 | 0.030272 | 0.04418
LA Formosa Plastics Low - NOx Summer v4.10 | 688 | 7524 | Rate Constraint in lbs/MMBtu | FALSE | L | Annual | Qualifying Generation | TWh | 0.011922 | 0.0021623 | 0.050667 | 0.012623 | 0.019694 | 0.030272 | 0.04418
LA Formosa Plastics Low - NOx Summer v4.10 | 688 | 7524 | Rate Constraint in lbs/MMBtu | FALSE | L | Annual | Rate | lb/MWh | 0.66092 | 0.66092 | 0.66092 | 0.66092 | 0.66092 | 0.66092 | 0.66092
LA Formosa Plastics Low - NOx Summer v4.10 | 688 | 7524 | Rate Constraint in lbs/MMBtu | FALSE | L | Annual | Constraint Shadow Price | US2022$/Ton | 0 | 0 | 0 | 0 | 0 | 0 | 0
LA Geismar Cogen -Nox Summer v5.12 | 689 | 7525 | Rate Constraint in lbs/MMBtu | FALSE | L | Annual | Seasons Included | Seasons | Summer | Summer | Summer | Summer | Summer | Summer | Summer
LA Geismar Cogen -Nox Summer v5.12 | 689 | 7525 | Rate Constraint in lbs/MMBtu | FALSE | L | Annual | Standard NOX | lb/MMBtu | 0.2 | 0.2 | 0.2 | 0.2 | 0.2 | 0.2 | 0.2
LA Geismar Cogen -Nox Summer v5.12 | 689 | 7525 | Rate Constraint in lbs/MMBtu | FALSE | L | Annual | Emissions at Affected Plants NOX | Thousand Tons | 0.0041927 | 0.00076043 | 0.017819 | 0.0044393 | 0.0069261 | 0.010646 | 0.015538
LA Geismar Cogen -Nox Summer v5.12 | 689 | 7525 | Rate Constraint in lbs/MMBtu | FALSE | L | Annual | Allowances Purchased NOX | Thousand Tons | 0 | 0 | 0 | 0 | 0 | 0 | 0
LA Geismar Cogen -Nox Summer v5.12 | 689 | 7525 | Rate Constraint in lbs/MMBtu | FALSE | L | Annual | Allowances Sold NOX | Thousand Tons | 0 | 0 | 0 | 0 | 0 | 0 | 0
LA Geismar Cogen -Nox Summer v5.12 | 689 | 7525 | Rate Constraint in lbs/MMBtu | FALSE | L | Annual | Allowances Banked | Thousand Tons | 0 | 0 | 0 | 0 | 0 | 0 | 0
LA Geismar Cogen -Nox Summer v5.12 | 689 | 7525 | Rate Constraint in lbs/MMBtu | FALSE | L | Annual | Allowances Withdrawn (1:1) | Thousand Tons | 0 | 0 | 0 | 0 | 0 | 0 | 0
LA Geismar Cogen -Nox Summer v5.12 | 689 | 7525 | Rate Constraint in lbs/MMBtu | FALSE | L | Annual | Allowances Withdrawn (n:1) | Thousand Tons | 0 | 0 | 0 | 0 | 0 | 0 | 0
LA Geismar Cogen -Nox Summer v5.12 | 689 | 7525 | Rate Constraint in lbs/MMBtu | FALSE | L | Annual | Net Emissions Allowance Position | Thousand Tons | 0.0041927 | 0.00076043 | 0.017819 | 0.0044393 | 0.0069261 | 0.010646 | 0.015538
LA Geismar Cogen -Nox Summer v5.12 | 689 | 7525 | Rate Constraint in lbs/MMBtu | FALSE | L | Annual | Fuel Consumed | TBtu | 0.11527 | 0.020906 | 0.48988 | 0.12205 | 0.19042 | 0.29269 | 0.42716
LA Geismar Cogen -Nox Summer v5.12 | 689 | 7525 | Rate Constraint in lbs/MMBtu | FALSE | L | Annual | Rate | lb/MMBtu | 0.072747 | 0.072747 | 0.072747 | 0.072747 | 0.072747 | 0.072747 | 0.072747
LA Geismar Cogen -Nox Summer v5.12 | 689 | 7525 | Rate Constraint in lbs/MMBtu | FALSE | L | Annual | Generation | TWh | 0.013249 | 0.002403 | 0.056308 | 0.014028 | 0.021887 | 0.033642 | 0.049099
LA Geismar Cogen -Nox Summer v5.12 | 689 | 7525 | Rate Constraint in lbs/MMBtu | FALSE | L | Annual | Qualifying Generation | TWh | 0.013249 | 0.002403 | 0.056308 | 0.014028 | 0.021887 | 0.033642 | 0.049099
LA Geismar Cogen -Nox Summer v5.12 | 689 | 7525 | Rate Constraint in lbs/MMBtu | FALSE | L | Annual | Rate | lb/MWh | 0.6329 | 0.6329 | 0.6329 | 0.6329 | 0.6329 | 0.6329 | 0.6329
LA Geismar Cogen -Nox Summer v5.12 | 689 | 7525 | Rate Constraint in lbs/MMBtu | FALSE | L | Annual | Constraint Shadow Price | US2022$/Ton | 0 | 0 | 0 | 0 | 0 | 0 | 0
LA Georgia Gulf Plaquemine -Nox Summer v5.12 | 690 | 7526 | Rate Constraint in lbs/MMBtu | FALSE | L | Annual | Seasons Included | Seasons | Summer | Summer | Summer | Summer | Summer | Summer | Summer
LA Georgia Gulf Plaquemine -Nox Summer v5.12 | 690 | 7526 | Rate Constraint in lbs/MMBtu | FALSE | L | Annual | Standard NOX | lb/MMBtu | 0.2 | 0.2 | 0.2 | 0.2 | 0.2 | 0.2 | 0.2
LA Georgia Gulf Plaquemine -Nox Summer v5.12 | 690 | 7526 | Rate Constraint in lbs/MMBtu | FALSE | L | Annual | Emissions at Affected Plants NOX | Thousand Tons | 0.0046674 | 0.0047936 | 0.065091 | 0.016035 | 0.045287 | 0.065596 | 0.065848
LA Georgia Gulf Plaquemine -Nox Summer v5.12 | 690 | 7526 | Rate Constraint in lbs/MMBtu | FALSE | L | Annual | Allowances Purchased NOX | Thousand Tons | 0 | 0 | 0 | 0 | 0 | 0 | 0
LA Georgia Gulf Plaquemine -Nox Summer v5.12 | 690 | 7526 | Rate Constraint in lbs/MMBtu | FALSE | L | Annual | Allowances Sold NOX | Thousand Tons | 0 | 0 | 0 | 0 | 0 | 0 | 0
LA Georgia Gulf Plaquemine -Nox Summer v5.12 | 690 | 7526 | Rate Constraint in lbs/MMBtu | FALSE | L | Annual | Allowances Banked | Thousand Tons | 0 | 0 | 0 | 0 | 0 | 0 | 0
LA Georgia Gulf Plaquemine -Nox Summer v5.12 | 690 | 7526 | Rate Constraint in lbs/MMBtu | FALSE | L | Annual | Allowances Withdrawn (1:1) | Thousand Tons | 0 | 0 | 0 | 0 | 0 | 0 | 0
LA Georgia Gulf Plaquemine -Nox Summer v5.12 | 690 | 7526 | Rate Constraint in lbs/MMBtu | FALSE | L | Annual | Allowances Withdrawn (n:1) | Thousand Tons | 0 | 0 | 0 | 0 | 0 | 0 | 0
LA Georgia Gulf Plaquemine -Nox Summer v5.12 | 690 | 7526 | Rate Constraint in lbs/MMBtu | FALSE | L | Annual | Net Emissions Allowance Position | Thousand Tons | 0.0046674 | 0.0047936 | 0.065091 | 0.016035 | 0.045287 | 0.065596 | 0.065848
LA Georgia Gulf Plaquemine -Nox Summer v5.12 | 690 | 7526 | Rate Constraint in lbs/MMBtu | FALSE | L | Annual | Fuel Consumed | TBtu | 0.064881 | 0.066635 | 0.90483 | 0.2229 | 0.62952 | 0.91184 | 0.91535
LA Georgia Gulf Plaquemine -Nox Summer v5.12 | 690 | 7526 | Rate Constraint in lbs/MMBtu | FALSE | L | Annual | Rate | lb/MMBtu | 0.14388 | 0.14388 | 0.14388 | 0.14388 | 0.14388 | 0.14388 | 0.14388
LA Georgia Gulf Plaquemine -Nox Summer v5.12 | 690 | 7526 | Rate Constraint in lbs/MMBtu | FALSE | L | Annual | Generation | TWh | 0.0074576 | 0.0076592 | 0.104 | 0.02562 | 0.072359 | 0.10481 | 0.10521
LA Georgia Gulf Plaquemine -Nox Summer v5.12 | 690 | 7526 | Rate Constraint in lbs/MMBtu | FALSE | L | Annual | Qualifying Generation | TWh | 0.0074576 | 0.0076592 | 0.104 | 0.02562 | 0.072359 | 0.10481 | 0.10521
LA Georgia Gulf Plaquemine -Nox Summer v5.12 | 690 | 7526 | Rate Constraint in lbs/MMBtu | FALSE | L | Annual | Rate | lb/MWh | 1.2517 | 1.2517 | 1.2517 | 1.2517 | 1.2517 | 1.2517 | 1.2517
LA Georgia Gulf Plaquemine -Nox Summer v5.12 | 690 | 7526 | Rate Constraint in lbs/MMBtu | FALSE | L | Annual | Constraint Shadow Price | US2022$/Ton | 0 | 0 | 0 | 0 | 0 | 0 | 0
LA Louisiana 1 - NOx Summer v4.10 | 691 | 7527 | Rate Constraint in lbs/MMBtu | FALSE | L | Annual | Seasons Included | Seasons | Summer | Summer | Summer | Summer | Summer | Summer | Summer
LA Louisiana 1 - NOx Summer v4.10 | 691 | 7527 | Rate Constraint in lbs/MMBtu | FALSE | L | Annual | Standard NOX | lb/MMBtu | 0.24144 | 0.24144 | 0.24144 | 0.24144 | 0.24144 | 0.24144 | 0.24144
LA Louisiana 1 - NOx Summer v4.10 | 691 | 7527 | Rate Constraint in lbs/MMBtu | FALSE | L | Annual | Emissions at Affected Plants NOX | Thousand Tons | 0.22528 | 0.20654 | 0.56515 | 0.51157 | 0.40746 | 0.51024 | 0.51024
LA Louisiana 1 - NOx Summer v4.10 | 691 | 7527 | Rate Constraint in lbs/MMBtu | FALSE | L | Annual | Allowances Purchased NOX | Thousand Tons | 0 | 0 | 0 | 0 | 0 | 0 | 0
LA Louisiana 1 - NOx Summer v4.10 | 691 | 7527 | Rate Constraint in lbs/MMBtu | FALSE | L | Annual | Allowances Sold NOX | Thousand Tons | 0 | 0 | 0 | 0 | 0 | 0 | 0
LA Louisiana 1 - NOx Summer v4.10 | 691 | 7527 | Rate Constraint in lbs/MMBtu | FALSE | L | Annual | Allowances Banked | Thousand Tons | 0 | 0 | 0 | 0 | 0 | 0 | 0
LA Louisiana 1 - NOx Summer v4.10 | 691 | 7527 | Rate Constraint in lbs/MMBtu | FALSE | L | Annual | Allowances Withdrawn (1:1) | Thousand Tons | 0 | 0 | 0 | 0 | 0 | 0 | 0
LA Louisiana 1 - NOx Summer v4.10 | 691 | 7527 | Rate Constraint in lbs/MMBtu | FALSE | L | Annual | Allowances Withdrawn (n:1) | Thousand Tons | 0 | 0 | 0 | 0 | 0 | 0 | 0
LA Louisiana 1 - NOx Summer v4.10 | 691 | 7527 | Rate Constraint in lbs/MMBtu | FALSE | L | Annual | Net Emissions Allowance Position | Thousand Tons | 0.22528 | 0.20654 | 0.56515 | 0.51157 | 0.40746 | 0.51024 | 0.51024
LA Louisiana 1 - NOx Summer v4.10 | 691 | 7527 | Rate Constraint in lbs/MMBtu | FALSE | L | Annual | Fuel Consumed | TBtu | 2.1848 | 1.9945 | 5.637 | 5.0927 | 4.0353 | 5.0792 | 5.0792
LA Louisiana 1 - NOx Summer v4.10 | 691 | 7527 | Rate Constraint in lbs/MMBtu | FALSE | L | Annual | Rate | lb/MMBtu | 0.20623 | 0.20712 | 0.20052 | 0.2009 | 0.20195 | 0.20091 | 0.20091
LA Louisiana 1 - NOx Summer v4.10 | 691 | 7527 | Rate Constraint in lbs/MMBtu | FALSE | L | Annual | Generation | TWh | 0.48028 | 0.43844 | 1.2392 | 1.1195 | 0.88707 | 1.1166 | 1.1166
LA Louisiana 1 - NOx Summer v4.10 | 691 | 7527 | Rate Constraint in lbs/MMBtu | FALSE | L | Annual | Qualifying Generation | TWh | 0.48028 | 0.43844 | 1.2392 | 1.1195 | 0.88707 | 1.1166 | 1.1166
LA Louisiana 1 - NOx Summer v4.10 | 691 | 7527 | Rate Constraint in lbs/MMBtu | FALSE | L | Annual | Rate | lb/MWh | 0.93812 | 0.94217 | 0.91215 | 0.9139 | 0.91867 | 0.91395 | 0.91395
LA Louisiana 1 - NOx Summer v4.10 | 691 | 7527 | Rate Constraint in lbs/MMBtu | FALSE | L | Annual | Constraint Shadow Price | US2022$/Ton | 0 | 0 | 0 | 0 | 0 | 0 | 0
LA New Roads - NOx Summer v4.10 | 692 | 7528 | Rate Constraint in lbs/MMBtu | FALSE | L | Annual | Seasons Included | Seasons | Summer | Summer | Summer | Summer | Summer | Summer | Summer
LA New Roads - NOx Summer v4.10 | 692 | 7528 | Rate Constraint in lbs/MMBtu | FALSE | L | Annual | Standard NOX | lb/MMBtu | 0.2 | 0.2 | 0.2 | 0.2 | 0.2 | 0.2 | 0.2
LA New Roads - NOx Summer v4.10 | 692 | 7528 | Rate Constraint in lbs/MMBtu | FALSE | L | Annual | Emissions at Affected Plants NOX | Thousand Tons | 0.0017816 | 0.0017903 | 0.00039299 | 2.6199e-05 | 0 | 0 | 3.4932e-05
LA New Roads - NOx Summer v4.10 | 692 | 7528 | Rate Constraint in lbs/MMBtu | FALSE | L | Annual | Allowances Purchased NOX | Thousand Tons | 0 | 0 | 0 | 0 | 0 | 0 | 0
LA New Roads - NOx Summer v4.10 | 692 | 7528 | Rate Constraint in lbs/MMBtu | FALSE | L | Annual | Allowances Sold NOX | Thousand Tons | 0 | 0 | 0 | 0 | 0 | 0 | 0
LA New Roads - NOx Summer v4.10 | 692 | 7528 | Rate Constraint in lbs/MMBtu | FALSE | L | Annual | Allowances Banked | Thousand Tons | 0 | 0 | 0 | 0 | 0 | 0 | 0
LA New Roads - NOx Summer v4.10 | 692 | 7528 | Rate Constraint in lbs/MMBtu | FALSE | L | Annual | Allowances Withdrawn (1:1) | Thousand Tons | 0 | 0 | 0 | 0 | 0 | 0 | 0
LA New Roads - NOx Summer v4.10 | 692 | 7528 | Rate Constraint in lbs/MMBtu | FALSE | L | Annual | Allowances Withdrawn (n:1) | Thousand Tons | 0 | 0 | 0 | 0 | 0 | 0 | 0
LA New Roads - NOx Summer v4.10 | 692 | 7528 | Rate Constraint in lbs/MMBtu | FALSE | L | Annual | Net Emissions Allowance Position | Thousand Tons | 0.0017816 | 0.0017903 | 0.00039299 | 2.6199e-05 | 0 | 0 | 3.4932e-05
LA New Roads - NOx Summer v4.10 | 692 | 7528 | Rate Constraint in lbs/MMBtu | FALSE | L | Annual | Fuel Consumed | TBtu | 0.017816 | 0.017904 | 0.0039301 | 0.00026201 | 0 | 0 | 0.00034934
LA New Roads - NOx Summer v4.10 | 692 | 7528 | Rate Constraint in lbs/MMBtu | FALSE | L | Annual | Rate | lb/MMBtu | 0.19999 | 0.19999 | 0.19999 | 0.19999 | 0 | 0 | 0.19999
LA New Roads - NOx Summer v4.10 | 692 | 7528 | Rate Constraint in lbs/MMBtu | FALSE | L | Annual | Generation | TWh | 0.0013482 | 0.0013548 | 0.0002974 | 1.9827e-05 | 0 | 0 | 2.6436e-05
LA New Roads - NOx Summer v4.10 | 692 | 7528 | Rate Constraint in lbs/MMBtu | FALSE | L | Annual | Qualifying Generation | TWh | 0.0013482 | 0.0013548 | 0.0002974 | 1.9827e-05 | 0 | 0 | 2.6436e-05
LA New Roads - NOx Summer v4.10 | 692 | 7528 | Rate Constraint in lbs/MMBtu | FALSE | L | Annual | Rate | lb/MWh | 2.6428 | 2.6428 | 2.6428 | 2.6428 | 0 | 0 | 2.6428
LA New Roads - NOx Summer v4.10 | 692 | 7528 | Rate Constraint in lbs/MMBtu | FALSE | L | Annual | Constraint Shadow Price | US2022$/Ton | 0 | 0 | 0 | 0 | 0 | 0 | 0
LA Plaquemine Cogeneration Plant -Nox Summer v5.12 | 693 | 7529 | Rate Constraint in lbs/MMBtu | FALSE | L | Annual | Seasons Included | Seasons | Summer | Summer | Summer | Summer | Summer | Summer | Summer
LA Plaquemine Cogeneration Plant -Nox Summer v5.12 | 693 | 7529 | Rate Constraint in lbs/MMBtu | FALSE | L | Annual | Standard NOX | lb/MMBtu | 0.2 | 0.2 | 0.2 | 0.2 | 0.2 | 0.2 | 0.2
LA Plaquemine Cogeneration Plant -Nox Summer v5.12 | 693 | 7529 | Rate Constraint in lbs/MMBtu | FALSE | L | Annual | Emissions at Affected Plants NOX | Thousand Tons | 0.063048 | 0.063048 | 0.063048 | 0.029105 | 0.011166 | 0.029328 | 0.029328
LA Plaquemine Cogeneration Plant -Nox Summer v5.12 | 693 | 7529 | Rate Constraint in lbs/MMBtu | FALSE | L | Annual | Allowances Purchased NOX | Thousand Tons | 0 | 0 | 0 | 0 | 0 | 0 | 0
LA Plaquemine Cogeneration Plant -Nox Summer v5.12 | 693 | 7529 | Rate Constraint in lbs/MMBtu | FALSE | L | Annual | Allowances Sold NOX | Thousand Tons | 0 | 0 | 0 | 0 | 0 | 0 | 0
LA Plaquemine Cogeneration Plant -Nox Summer v5.12 | 693 | 7529 | Rate Constraint in lbs/MMBtu | FALSE | L | Annual | Allowances Banked | Thousand Tons | 0 | 0 | 0 | 0 | 0 | 0 | 0
LA Plaquemine Cogeneration Plant -Nox Summer v5.12 | 693 | 7529 | Rate Constraint in lbs/MMBtu | FALSE | L | Annual | Allowances Withdrawn (1:1) | Thousand Tons | 0 | 0 | 0 | 0 | 0 | 0 | 0
LA Plaquemine Cogeneration Plant -Nox Summer v5.12 | 693 | 7529 | Rate Constraint in lbs/MMBtu | FALSE | L | Annual | Allowances Withdrawn (n:1) | Thousand Tons | 0 | 0 | 0 | 0 | 0 | 0 | 0
LA Plaquemine Cogeneration Plant -Nox Summer v5.12 | 693 | 7529 | Rate Constraint in lbs/MMBtu | FALSE | L | Annual | Net Emissions Allowance Position | Thousand Tons | 0.063048 | 0.063048 | 0.063048 | 0.029105 | 0.011166 | 0.029328 | 0.029328
LA Plaquemine Cogeneration Plant -Nox Summer v5.12 | 693 | 7529 | Rate Constraint in lbs/MMBtu | FALSE | L | Annual | Fuel Consumed | TBtu | 9.3436 | 9.3436 | 9.3436 | 4.3133 | 1.6547 | 4.3464 | 4.3464
LA Plaquemine Cogeneration Plant -Nox Summer v5.12 | 693 | 7529 | Rate Constraint in lbs/MMBtu | FALSE | L | Annual | Rate | lb/MMBtu | 0.013496 | 0.013496 | 0.013496 | 0.013496 | 0.013496 | 0.013496 | 0.013496
LA Plaquemine Cogeneration Plant -Nox Summer v5.12 | 693 | 7529 | Rate Constraint in lbs/MMBtu | FALSE | L | Annual | Generation | TWh | 1.1993 | 1.1993 | 1.1993 | 0.55362 | 0.21239 | 0.55787 | 0.55787
LA Plaquemine Cogeneration Plant -Nox Summer v5.12 | 693 | 7529 | Rate Constraint in lbs/MMBtu | FALSE | L | Annual | Qualifying Generation | TWh | 1.1993 | 1.1993 | 1.1993 | 0.55362 | 0.21239 | 0.55787 | 0.55787
LA Plaquemine Cogeneration Plant -Nox Summer v5.12 | 693 | 7529 | Rate Constraint in lbs/MMBtu | FALSE | L | Annual | Rate | lb/MWh | 0.10514 | 0.10514 | 0.10514 | 0.10514 | 0.10514 | 0.10514 | 0.10514
LA Plaquemine Cogeneration Plant -Nox Summer v5.12 | 693 | 7529 | Rate Constraint in lbs/MMBtu | FALSE | L | Annual | Constraint Shadow Price | US2022$/Ton | 0 | 0 | 0 | 0 | 0 | 0 | 0
LA Shell Chemical - NOx Summer v4.10 | 694 | 7530 | Rate Constraint in lbs/MMBtu | FALSE | L | Annual | Seasons Included | Seasons | Summer | Summer | Summer | Summer | Summer | Summer | Summer
LA Shell Chemical - NOx Summer v4.10 | 694 | 7530 | Rate Constraint in lbs/MMBtu | FALSE | L | Annual | Standard NOX | lb/MMBtu | 0.29434 | 0.29434 | 0.29434 | 0.29434 | 0.29434 | 0.29434 | 0.29434
LA Shell Chemical - NOx Summer v4.10 | 694 | 7530 | Rate Constraint in lbs/MMBtu | FALSE | L | Annual | Emissions at Affected Plants NOX | Thousand Tons | 7.8224e-05 | 7.8224e-05 | 0.06782 | 0.016896 | 0.026361 | 0.04052 | 0.059137
LA Shell Chemical - NOx Summer v4.10 | 694 | 7530 | Rate Constraint in lbs/MMBtu | FALSE | L | Annual | Allowances Purchased NOX | Thousand Tons | 0 | 0 | 0 | 0 | 0 | 0 | 0
LA Shell Chemical - NOx Summer v4.10 | 694 | 7530 | Rate Constraint in lbs/MMBtu | FALSE | L | Annual | Allowances Sold NOX | Thousand Tons | 0 | 0 | 0 | 0 | 0 | 0 | 0
LA Shell Chemical - NOx Summer v4.10 | 694 | 7530 | Rate Constraint in lbs/MMBtu | FALSE | L | Annual | Allowances Banked | Thousand Tons | 0 | 0 | 0 | 0 | 0 | 0 | 0
LA Shell Chemical - NOx Summer v4.10 | 694 | 7530 | Rate Constraint in lbs/MMBtu | FALSE | L | Annual | Allowances Withdrawn (1:1) | Thousand Tons | 0 | 0 | 0 | 0 | 0 | 0 | 0
LA Shell Chemical - NOx Summer v4.10 | 694 | 7530 | Rate Constraint in lbs/MMBtu | FALSE | L | Annual | Allowances Withdrawn (n:1) | Thousand Tons | 0 | 0 | 0 | 0 | 0 | 0 | 0
LA Shell Chemical - NOx Summer v4.10 | 694 | 7530 | Rate Constraint in lbs/MMBtu | FALSE | L | Annual | Net Emissions Allowance Position | Thousand Tons | 7.8224e-05 | 7.8224e-05 | 0.06782 | 0.016896 | 0.026361 | 0.04052 | 0.059137
LA Shell Chemical - NOx Summer v4.10 | 694 | 7530 | Rate Constraint in lbs/MMBtu | FALSE | L | Annual | Fuel Consumed | TBtu | 0.00053154 | 0.00053154 | 0.46084 | 0.11481 | 0.17913 | 0.27534 | 0.40184
LA Shell Chemical - NOx Summer v4.10 | 694 | 7530 | Rate Constraint in lbs/MMBtu | FALSE | L | Annual | Rate | lb/MMBtu | 0.29433 | 0.29433 | 0.29433 | 0.29433 | 0.29433 | 0.29433 | 0.29433
LA Shell Chemical - NOx Summer v4.10 | 694 | 7530 | Rate Constraint in lbs/MMBtu | FALSE | L | Annual | Generation | TWh | 6.1096e-05 | 6.1096e-05 | 0.05297 | 0.013197 | 0.020589 | 0.031648 | 0.046189
LA Shell Chemical - NOx Summer v4.10 | 694 | 7530 | Rate Constraint in lbs/MMBtu | FALSE | L | Annual | Qualifying Generation | TWh | 6.1096e-05 | 6.1096e-05 | 0.05297 | 0.013197 | 0.020589 | 0.031648 | 0.046189
LA Shell Chemical - NOx Summer v4.10 | 694 | 7530 | Rate Constraint in lbs/MMBtu | FALSE | L | Annual | Rate | lb/MWh | 2.5607 | 2.5607 | 2.5607 | 2.5607 | 2.5607 | 2.5607 | 2.5607
LA Shell Chemical - NOx Summer v4.10 | 694 | 7530 | Rate Constraint in lbs/MMBtu | FALSE | L | Annual | Constraint Shadow Price | US2022$/Ton | 0 | 0 | 0 | 0 | 0 | 0 | 0
Louisiana Coal Units - SO2 Rate Annual v3.1, Unit 2604 and retrofits | 695 | 7321 | Rate Constraint in lbs/MMBtu | FALSE | L | Annual | Seasons Included | Seasons | Winter, Spring, Summer, Fall | Winter, Spring, Summer, Fall | Winter, Spring, Summer, Fall | Winter, Spring, Summer, Fall | Winter, Spring, Summer, Fall | Winter, Spring, Summer, Fall | Winter, Spring, Summer, Fall
Louisiana Coal Units - SO2 Rate Annual v3.1, Unit 2604 and retrofits | 695 | 7321 | Rate Constraint in lbs/MMBtu | FALSE | L | Annual | Standard SO2 | lb/MMBtu | 1.2 | 1.2 | 1.2 | 1.2 | 1.2 | 1.2 | 1.2
Louisiana Coal Units - SO2 Rate Annual v3.1, Unit 2604 and retrofits | 695 | 7321 | Rate Constraint in lbs/MMBtu | FALSE | L | Annual | Emissions at Affected Plants SO2 | Thousand Tons | 0.98188 | 0 | 0 | 0 | 0 | 0 | 0
Louisiana Coal Units - SO2 Rate Annual v3.1, Unit 2604 and retrofits | 695 | 7321 | Rate Constraint in lbs/MMBtu | FALSE | L | Annual | Allowances Purchased SO2 | Thousand Tons | 0 | 0 | 0 | 0 | 0 | 0 | 0
Louisiana Coal Units - SO2 Rate Annual v3.1, Unit 2604 and retrofits | 695 | 7321 | Rate Constraint in lbs/MMBtu | FALSE | L | Annual | Allowances Sold SO2 | Thousand Tons | 0 | 0 | 0 | 0 | 0 | 0 | 0
Louisiana Coal Units - SO2 Rate Annual v3.1, Unit 2604 and retrofits | 695 | 7321 | Rate Constraint in lbs/MMBtu | FALSE | L | Annual | Allowances Banked | Thousand Tons | 0 | 0 | 0 | 0 | 0 | 0 | 0
Louisiana Coal Units - SO2 Rate Annual v3.1, Unit 2604 and retrofits | 695 | 7321 | Rate Constraint in lbs/MMBtu | FALSE | L | Annual | Allowances Withdrawn (1:1) | Thousand Tons | 0 | 0 | 0 | 0 | 0 | 0 | 0
Louisiana Coal Units - SO2 Rate Annual v3.1, Unit 2604 and retrofits | 695 | 7321 | Rate Constraint in lbs/MMBtu | FALSE | L | Annual | Allowances Withdrawn (n:1) | Thousand Tons | 0 | 0 | 0 | 0 | 0 | 0 | 0
Louisiana Coal Units - SO2 Rate Annual v3.1, Unit 2604 and retrofits | 695 | 7321 | Rate Constraint in lbs/MMBtu | FALSE | L | Annual | Net Emissions Allowance Position | Thousand Tons | 0.98188 | 0 | 0 | 0 | 0 | 0 | 0
Louisiana Coal Units - SO2 Rate Annual v3.1, Unit 2604 and retrofits | 695 | 7321 | Rate Constraint in lbs/MMBtu | FALSE | L | Annual | Fuel Consumed | TBtu | 4.3718 | 0 | 0 | 0 | 0 | 0 | 0
Louisiana Coal Units - SO2 Rate Annual v3.1, Unit 2604 and retrofits | 695 | 7321 | Rate Constraint in lbs/MMBtu | FALSE | L | Annual | Rate | lb/MMBtu | 0.44919 | 0 | 0 | 0 | 0 | 0 | 0
Louisiana Coal Units - SO2 Rate Annual v3.1, Unit 2604 and retrofits | 695 | 7321 | Rate Constraint in lbs/MMBtu | FALSE | L | Annual | Generation | TWh | 0.41883 | 0 | 0 | 0 | 0 | 0 | 0
Louisiana Coal Units - SO2 Rate Annual v3.1, Unit 2604 and retrofits | 695 | 7321 | Rate Constraint in lbs/MMBtu | FALSE | L | Annual | Qualifying Generation | TWh | 0.41883 | 0 | 0 | 0 | 0 | 0 | 0
Louisiana Coal Units - SO2 Rate Annual v3.1, Unit 2604 and retrofits | 695 | 7321 | Rate Constraint in lbs/MMBtu | FALSE | L | Annual | Rate | lb/MWh | 4.6887 | 0 | 0 | 0 | 0 | 0 | 0
Louisiana Coal Units - SO2 Rate Annual v3.1, Unit 2604 and retrofits | 695 | 7321 | Rate Constraint in lbs/MMBtu | FALSE | L | Annual | Constraint Shadow Price | US2022$/Ton | 0 | 0 | 0 | 0 | 0 | 0 | 0
Louisiana Coal Units - SO2 Rate Annual v3.1, Unit 2621 and retrofits | 696 | 7321 | Rate Constraint in lbs/MMBtu | FALSE | L | Annual | Seasons Included | Seasons | Winter, Spring, Summer, Fall | Winter, Spring, Summer, Fall | Winter, Spring, Summer, Fall | Winter, Spring, Summer, Fall | Winter, Spring, Summer, Fall | Winter, Spring, Summer, Fall | Winter, Spring, Summer, Fall
Louisiana Coal Units - SO2 Rate Annual v3.1, Unit 2621 and retrofits | 696 | 7321 | Rate Constraint in lbs/MMBtu | FALSE | L | Annual | Standard SO2 | lb/MMBtu | 1.2 | 1.2 | 1.2 | 1.2 | 1.2 | 1.2 | 1.2
Louisiana Coal Units - SO2 Rate Annual v3.1, Unit 2621 and retrofits | 696 | 7321 | Rate Constraint in lbs/MMBtu | FALSE | L | Annual | Emissions at Affected Plants SO2 | Thousand Tons | 0 | 0 | 0 | 0 | 0 | 0 | 0
Louisiana Coal Units - SO2 Rate Annual v3.1, Unit 2621 and retrofits | 696 | 7321 | Rate Constraint in lbs/MMBtu | FALSE | L | Annual | Allowances Purchased SO2 | Thousand Tons | 0 | 0 | 0 | 0 | 0 | 0 | 0
Louisiana Coal Units - SO2 Rate Annual v3.1, Unit 2621 and retrofits | 696 | 7321 | Rate Constraint in lbs/MMBtu | FALSE | L | Annual | Allowances Sold SO2 | Thousand Tons | 0 | 0 | 0 | 0 | 0 | 0 | 0
Louisiana Coal Units - SO2 Rate Annual v3.1, Unit 2621 and retrofits | 696 | 7321 | Rate Constraint in lbs/MMBtu | FALSE | L | Annual | Allowances Banked | Thousand Tons | 0 | 0 | 0 | 0 | 0 | 0 | 0
Louisiana Coal Units - SO2 Rate Annual v3.1, Unit 2621 and retrofits | 696 | 7321 | Rate Constraint in lbs/MMBtu | FALSE | L | Annual | Allowances Withdrawn (1:1) | Thousand Tons | 0 | 0 | 0 | 0 | 0 | 0 | 0
Louisiana Coal Units - SO2 Rate Annual v3.1, Unit 2621 and retrofits | 696 | 7321 | Rate Constraint in lbs/MMBtu | FALSE | L | Annual | Allowances Withdrawn (n:1) | Thousand Tons | 0 | 0 | 0 | 0 | 0 | 0 | 0
Louisiana Coal Units - SO2 Rate Annual v3.1, Unit 2621 and retrofits | 696 | 7321 | Rate Constraint in lbs/MMBtu | FALSE | L | Annual | Net Emissions Allowance Position | Thousand Tons | 0 | 0 | 0 | 0 | 0 | 0 | 0
Louisiana Coal Units - SO2 Rate Annual v3.1, Unit 2621 and retrofits | 696 | 7321 | Rate Constraint in lbs/MMBtu | FALSE | L | Annual | Fuel Consumed | TBtu | 0 | 0 | 0 | 0 | 0 | 0 | 0
Louisiana Coal Units - SO2 Rate Annual v3.1, Unit 2621 and retrofits | 696 | 7321 | Rate Constraint in lbs/MMBtu | FALSE | L | Annual | Rate | lb/MMBtu | 0 | 0 | 0 | 0 | 0 | 0 | 0
Louisiana Coal Units - SO2 Rate Annual v3.1, Unit 2621 and retrofits | 696 | 7321 | Rate Constraint in lbs/MMBtu | FALSE | L | Annual | Generation | TWh | 0 | 0 | 0 | 0 | 0 | 0 | 0
Louisiana Coal Units - SO2 Rate Annual v3.1, Unit 2621 and retrofits | 696 | 7321 | Rate Constraint in lbs/MMBtu | FALSE | L | Annual | Qualifying Generation | TWh | 0 | 0 | 0 | 0 | 0 | 0 | 0
Louisiana Coal Units - SO2 Rate Annual v3.1, Unit 2621 and retrofits | 696 | 7321 | Rate Constraint in lbs/MMBtu | FALSE | L | Annual | Rate | lb/MWh | 0 | 0 | 0 | 0 | 0 | 0 | 0
Louisiana Coal Units - SO2 Rate Annual v3.1, Unit 2621 and retrofits | 696 | 7321 | Rate Constraint in lbs/MMBtu | FALSE | L | Annual | Constraint Shadow Price | US2022$/Ton | 0 | 0 | 0 | 0 | 0 | 0 | 0
Louisiana Coal Units - SO2 Rate Annual v3.1, Unit 3152 and retrofits | 697 | 7321 | Rate Constraint in lbs/MMBtu | FALSE | L | Annual | Seasons Included | Seasons | Winter, Spring, Summer, Fall | Winter, Spring, Summer, Fall | Winter, Spring, Summer, Fall | Winter, Spring, Summer, Fall | Winter, Spring, Summer, Fall | Winter, Spring, Summer, Fall | Winter, Spring, Summer, Fall
Louisiana Coal Units - SO2 Rate Annual v3.1, Unit 3152 and retrofits | 697 | 7321 | Rate Constraint in lbs/MMBtu | FALSE | L | Annual | Standard SO2 | lb/MMBtu | 1.2 | 1.2 | 1.2 | 1.2 | 1.2 | 1.2 | 1.2
Louisiana Coal Units - SO2 Rate Annual v3.1, Unit 3152 and retrofits | 697 | 7321 | Rate Constraint in lbs/MMBtu | FALSE | L | Annual | Emissions at Affected Plants SO2 | Thousand Tons | 0 | 0 | 0 | 0 | 0 | 0 | 0
Louisiana Coal Units - SO2 Rate Annual v3.1, Unit 3152 and retrofits | 697 | 7321 | Rate Constraint in lbs/MMBtu | FALSE | L | Annual | Allowances Purchased SO2 | Thousand Tons | 0 | 0 | 0 | 0 | 0 | 0 | 0
Louisiana Coal Units - SO2 Rate Annual v3.1, Unit 3152 and retrofits | 697 | 7321 | Rate Constraint in lbs/MMBtu | FALSE | L | Annual | Allowances Sold SO2 | Thousand Tons | 0 | 0 | 0 | 0 | 0 | 0 | 0
Louisiana Coal Units - SO2 Rate Annual v3.1, Unit 3152 and retrofits | 697 | 7321 | Rate Constraint in lbs/MMBtu | FALSE | L | Annual | Allowances Banked | Thousand Tons | 0 | 0 | 0 | 0 | 0 | 0 | 0
Louisiana Coal Units - SO2 Rate Annual v3.1, Unit 3152 and retrofits | 697 | 7321 | Rate Constraint in lbs/MMBtu | FALSE | L | Annual | Allowances Withdrawn (1:1) | Thousand Tons | 0 | 0 | 0 | 0 | 0 | 0 | 0
Louisiana Coal Units - SO2 Rate Annual v3.1, Unit 3152 and retrofits | 697 | 7321 | Rate Constraint in lbs/MMBtu | FALSE | L | Annual | Allowances Withdrawn (n:1) | Thousand Tons | 0 | 0 | 0 | 0 | 0 | 0 | 0
Louisiana Coal Units - SO2 Rate Annual v3.1, Unit 3152 and retrofits | 697 | 7321 | Rate Constraint in lbs/MMBtu | FALSE | L | Annual | Net Emissions Allowance Position | Thousand Tons | 0 | 0 | 0 | 0 | 0 | 0 | 0
Louisiana Coal Units - SO2 Rate Annual v3.1, Unit 3152 and retrofits | 697 | 7321 | Rate Constraint in lbs/MMBtu | FALSE | L | Annual | Fuel Consumed | TBtu | 0 | 0 | 0 | 0 | 0 | 0 | 0
Louisiana Coal Units - SO2 Rate Annual v3.1, Unit 3152 and retrofits | 697 | 7321 | Rate Constraint in lbs/MMBtu | FALSE | L | Annual | Rate | lb/MMBtu | 0 | 0 | 0 | 0 | 0 | 0 | 0
Louisiana Coal Units - SO2 Rate Annual v3.1, Unit 3152 and retrofits | 697 | 7321 | Rate Constraint in lbs/MMBtu | FALSE | L | Annual | Generation | TWh | 0 | 0 | 0 | 0 | 0 | 0 | 0
Louisiana Coal Units - SO2 Rate Annual v3.1, Unit 3152 and retrofits | 697 | 7321 | Rate Constraint in lbs/MMBtu | FALSE | L | Annual | Qualifying Generation | TWh | 0 | 0 | 0 | 0 | 0 | 0 | 0
Louisiana Coal Units - SO2 Rate Annual v3.1, Unit 3152 and retrofits | 697 | 7321 | Rate Constraint in lbs/MMBtu | FALSE | L | Annual | Rate | lb/MWh | 0 | 0 | 0 | 0 | 0 | 0 | 0
Louisiana Coal Units - SO2 Rate Annual v3.1, Unit 3152 and retrofits | 697 | 7321 | Rate Constraint in lbs/MMBtu | FALSE | L | Annual | Constraint Shadow Price | US2022$/Ton | 0 | 0 | 0 | 0 | 0 | 0 | 0
Louisiana Coal Units - SO2 Rate Annual v3.1, Unit 3153 and retrofits | 698 | 7321 | Rate Constraint in lbs/MMBtu | FALSE | L | Annual | Seasons Included | Seasons | Winter, Spring, Summer, Fall | Winter, Spring, Summer, Fall | Winter, Spring, Summer, Fall | Winter, Spring, Summer, Fall | Winter, Spring, Summer, Fall | Winter, Spring, Summer, Fall | Winter, Spring, Summer, Fall
Louisiana Coal Units - SO2 Rate Annual v3.1, Unit 3153 and retrofits | 698 | 7321 | Rate Constraint in lbs/MMBtu | FALSE | L | Annual | Standard SO2 | lb/MMBtu | 1.2 | 1.2 | 1.2 | 1.2 | 1.2 | 1.2 | 1.2
Louisiana Coal Units - SO2 Rate Annual v3.1, Unit 3153 and retrofits | 698 | 7321 | Rate Constraint in lbs/MMBtu | FALSE | L | Annual | Emissions at Affected Plants SO2 | Thousand Tons | 0 | 0 | 0 | 0 | 0 | 0 | 0
Louisiana Coal Units - SO2 Rate Annual v3.1, Unit 3153 and retrofits | 698 | 7321 | Rate Constraint in lbs/MMBtu | FALSE | L | Annual | Allowances Purchased SO2 | Thousand Tons | 0 | 0 | 0 | 0 | 0 | 0 | 0
Louisiana Coal Units - SO2 Rate Annual v3.1, Unit 3153 and retrofits | 698 | 7321 | Rate Constraint in lbs/MMBtu | FALSE | L | Annual | Allowances Sold SO2 | Thousand Tons | 0 | 0 | 0 | 0 | 0 | 0 | 0
Louisiana Coal Units - SO2 Rate Annual v3.1, Unit 3153 and retrofits | 698 | 7321 | Rate Constraint in lbs/MMBtu | FALSE | L | Annual | Allowances Banked | Thousand Tons | 0 | 0 | 0 | 0 | 0 | 0 | 0
Louisiana Coal Units - SO2 Rate Annual v3.1, Unit 3153 and retrofits | 698 | 7321 | Rate Constraint in lbs/MMBtu | FALSE | L | Annual | Allowances Withdrawn (1:1) | Thousand Tons | 0 | 0 | 0 | 0 | 0 | 0 | 0
Louisiana Coal Units - SO2 Rate Annual v3.1, Unit 3153 and retrofits | 698 | 7321 | Rate Constraint in lbs/MMBtu | FALSE | L | Annual | Allowances Withdrawn (n:1) | Thousand Tons | 0 | 0 | 0 | 0 | 0 | 0 | 0
Louisiana Coal Units - SO2 Rate Annual v3.1, Unit 3153 and retrofits | 698 | 7321 | Rate Constraint in lbs/MMBtu | FALSE | L | Annual | Net Emissions Allowance Position | Thousand Tons | 0 | 0 | 0 | 0 | 0 | 0 | 0
Louisiana Coal Units - SO2 Rate Annual v3.1, Unit 3153 and retrofits | 698 | 7321 | Rate Constraint in lbs/MMBtu | FALSE | L | Annual | Fuel Consumed | TBtu | 0 | 0 | 0 | 0 | 0 | 0 | 0
Louisiana Coal Units - SO2 Rate Annual v3.1, Unit 3153 and retrofits | 698 | 7321 | Rate Constraint in lbs/MMBtu | FALSE | L | Annual | Rate | lb/MMBtu | 0 | 0 | 0 | 0 | 0 | 0 | 0
Louisiana Coal Units - SO2 Rate Annual v3.1, Unit 3153 and retrofits | 698 | 7321 | Rate Constraint in lbs/MMBtu | FALSE | L | Annual | Generation | TWh | 0 | 0 | 0 | 0 | 0 | 0 | 0
Louisiana Coal Units - SO2 Rate Annual v3.1, Unit 3153 and retrofits | 698 | 7321 | Rate Constraint in lbs/MMBtu | FALSE | L | Annual | Qualifying Generation | TWh | 0 | 0 | 0 | 0 | 0 | 0 | 0
Louisiana Coal Units - SO2 Rate Annual v3.1, Unit 3153 and retrofits | 698 | 7321 | Rate Constraint in lbs/MMBtu | FALSE | L | Annual | Rate | lb/MWh | 0 | 0 | 0 | 0 | 0 | 0 | 0
Louisiana Coal Units - SO2 Rate Annual v3.1, Unit 3153 and retrofits | 698 | 7321 | Rate Constraint in lbs/MMBtu | FALSE | L | Annual | Constraint Shadow Price | US2022$/Ton | 0 | 0 | 0 | 0 | 0 | 0 | 0
Louisiana Coal Units - SO2 Rate Annual v3.1, Unit 3448 and retrofits | 699 | 7321 | Rate Constraint in lbs/MMBtu | FALSE | L | Annual | Seasons Included | Seasons | Winter, Spring, Summer, Fall | Winter, Spring, Summer, Fall | Winter, Spring, Summer, Fall | Winter, Spring, Summer, Fall | Winter, Spring, Summer, Fall | Winter, Spring, Summer, Fall | Winter, Spring, Summer, Fall
Louisiana Coal Units - SO2 Rate Annual v3.1, Unit 3448 and retrofits | 699 | 7321 | Rate Constraint in lbs/MMBtu | FALSE | L | Annual | Standard SO2 | lb/MMBtu | 1.2 | 1.2 | 1.2 | 1.2 | 1.2 | 1.2 | 1.2
Louisiana Coal Units - SO2 Rate Annual v3.1, Unit 3448 and retrofits | 699 | 7321 | Rate Constraint in lbs/MMBtu | FALSE | L | Annual | Emissions at Affected Plants SO2 | Thousand Tons | 1.5576 | 6.4245 | 6.5975 | 6.5975 | 6.5975 | 6.3306 | 6.3306
Louisiana Coal Units - SO2 Rate Annual v3.1, Unit 3448 and retrofits | 699 | 7321 | Rate Constraint in lbs/MMBtu | FALSE | L | Annual | Allowances Purchased SO2 | Thousand Tons | 0 | 0 | 0 | 0 | 0 | 0 | 0
Louisiana Coal Units - SO2 Rate Annual v3.1, Unit 3448 and retrofits | 699 | 7321 | Rate Constraint in lbs/MMBtu | FALSE | L | Annual | Allowances Sold SO2 | Thousand Tons | 0 | 0 | 0 | 0 | 0 | 0 | 0
Louisiana Coal Units - SO2 Rate Annual v3.1, Unit 3448 and retrofits | 699 | 7321 | Rate Constraint in lbs/MMBtu | FALSE | L | Annual | Allowances Banked | Thousand Tons | 0 | 0 | 0 | 0 | 0 | 0 | 0
Louisiana Coal Units - SO2 Rate Annual v3.1, Unit 3448 and retrofits | 699 | 7321 | Rate Constraint in lbs/MMBtu | FALSE | L | Annual | Allowances Withdrawn (1:1) | Thousand Tons | 0 | 0 | 0 | 0 | 0 | 0 | 0
Louisiana Coal Units - SO2 Rate Annual v3.1, Unit 3448 and retrofits | 699 | 7321 | Rate Constraint in lbs/MMBtu | FALSE | L | Annual | Allowances Withdrawn (n:1) | Thousand Tons | 0 | 0 | 0 | 0 | 0 | 0 | 0
Louisiana Coal Units - SO2 Rate Annual v3.1, Unit 3448 and retrofits | 699 | 7321 | Rate Constraint in lbs/MMBtu | FALSE | L | Annual | Net Emissions Allowance Position | Thousand Tons | 1.5576 | 6.4245 | 6.5975 | 6.5975 | 6.5975 | 6.3306 | 6.3306
Louisiana Coal Units - SO2 Rate Annual v3.1, Unit 3448 and retrofits | 699 | 7321 | Rate Constraint in lbs/MMBtu | FALSE | L | Annual | Fuel Consumed | TBtu | 5.0571 | 20.8589 | 21.4203 | 21.4203 | 21.4203 | 20.5539 | 20.5539
Louisiana Coal Units - SO2 Rate Annual v3.1, Unit 3448 and retrofits | 699 | 7321 | Rate Constraint in lbs/MMBtu | FALSE | L | Annual | Rate | lb/MMBtu | 0.616 | 0.616 | 0.616 | 0.616 | 0.616 | 0.616 | 0.616
Louisiana Coal Units - SO2 Rate Annual v3.1, Unit 3448 and retrofits | 699 | 7321 | Rate Constraint in lbs/MMBtu | FALSE | L | Annual | Generation | TWh | 0.49691 | 1.4202 | 1.4474 | 1.4474 | 1.4474 | 1.3888 | 1.3888
Louisiana Coal Units - SO2 Rate Annual v3.1, Unit 3448 and retrofits | 699 | 7321 | Rate Constraint in lbs/MMBtu | FALSE | L | Annual | Qualifying Generation | TWh | 0.49691 | 1.4202 | 1.4474 | 1.4474 | 1.4474 | 1.3888 | 1.3888
Louisiana Coal Units - SO2 Rate Annual v3.1, Unit 3448 and retrofits | 699 | 7321 | Rate Constraint in lbs/MMBtu | FALSE | L | Annual | Rate | lb/MWh | 6.269 | 9.0472 | 9.1165 | 9.1165 | 9.1165 | 9.1165 | 9.1165
Louisiana Coal Units - SO2 Rate Annual v3.1, Unit 3448 and retrofits | 699 | 7321 | Rate Constraint in lbs/MMBtu | FALSE | L | Annual | Constraint Shadow Price | US2022$/Ton | 0 | 0 | 0 | 0 | 0 | 0 | 0
Louisiana Coal Units - SO2 Rate Annual v3.1, Unit 3449 and retrofits | 700 | 7321 | Rate Constraint in lbs/MMBtu | FALSE | L | Annual | Seasons Included | Seasons | Winter, Spring, Summer, Fall | Winter, Spring, Summer, Fall | Winter, Spring, Summer, Fall | Winter, Spring, Summer, Fall | Winter, Spring, Summer, Fall | Winter, Spring, Summer, Fall | Winter, Spring, Summer, Fall
Louisiana Coal Units - SO2 Rate Annual v3.1, Unit 3449 and retrofits | 700 | 7321 | Rate Constraint in lbs/MMBtu | FALSE | L | Annual | Standard SO2 | lb/MMBtu | 1.2 | 1.2 | 1.2 | 1.2 | 1.2 | 1.2 | 1.2
Louisiana Coal Units - SO2 Rate Annual v3.1, Unit 3449 and retrofits | 700 | 7321 | Rate Constraint in lbs/MMBtu | FALSE | L | Annual | Emissions at Affected Plants SO2 | Thousand Tons | 1.5576 | 6.5975 | 6.5975 | 6.5975 | 6.5975 | 6.3306 | 6.3306
Louisiana Coal Units - SO2 Rate Annual v3.1, Unit 3449 and retrofits | 700 | 7321 | Rate Constraint in lbs/MMBtu | FALSE | L | Annual | Allowances Purchased SO2 | Thousand Tons | 0 | 0 | 0 | 0 | 0 | 0 | 0
Louisiana Coal Units - SO2 Rate Annual v3.1, Unit 3449 and retrofits | 700 | 7321 | Rate Constraint in lbs/MMBtu | FALSE | L | Annual | Allowances Sold SO2 | Thousand Tons | 0 | 0 | 0 | 0 | 0 | 0 | 0
Louisiana Coal Units - SO2 Rate Annual v3.1, Unit 3449 and retrofits | 700 | 7321 | Rate Constraint in lbs/MMBtu | FALSE | L | Annual | Allowances Banked | Thousand Tons | 0 | 0 | 0 | 0 | 0 | 0 | 0
Louisiana Coal Units - SO2 Rate Annual v3.1, Unit 3449 and retrofits | 700 | 7321 | Rate Constraint in lbs/MMBtu | FALSE | L | Annual | Allowances Withdrawn (1:1) | Thousand Tons | 0 | 0 | 0 | 0 | 0 | 0 | 0
Louisiana Coal Units - SO2 Rate Annual v3.1, Unit 3449 and retrofits | 700 | 7321 | Rate Constraint in lbs/MMBtu | FALSE | L | Annual | Allowances Withdrawn (n:1) | Thousand Tons | 0 | 0 | 0 | 0 | 0 | 0 | 0
Louisiana Coal Units - SO2 Rate Annual v3.1, Unit 3449 and retrofits | 700 | 7321 | Rate Constraint in lbs/MMBtu | FALSE | L | Annual | Net Emissions Allowance Position | Thousand Tons | 1.5576 | 6.5975 | 6.5975 | 6.5975 | 6.5975 | 6.3306 | 6.3306
Louisiana Coal Units - SO2 Rate Annual v3.1, Unit 3449 and retrofits | 700 | 7321 | Rate Constraint in lbs/MMBtu | FALSE | L | Annual | Fuel Consumed | TBtu | 5.0571 | 21.4203 | 21.4203 | 21.4203 | 21.4203 | 20.5539 | 20.5539
Louisiana Coal Units - SO2 Rate Annual v3.1, Unit 3449 and retrofits | 700 | 7321 | Rate Constraint in lbs/MMBtu | FALSE | L | Annual | Rate | lb/MMBtu | 0.616 | 0.616 | 0.616 | 0.616 | 0.616 | 0.616 | 0.616
Louisiana Coal Units - SO2 Rate Annual v3.1, Unit 3449 and retrofits | 700 | 7321 | Rate Constraint in lbs/MMBtu | FALSE | L | Annual | Generation | TWh | 0.49691 | 1.4475 | 1.4475 | 1.4475 | 1.4475 | 1.389 | 1.389
Louisiana Coal Units - SO2 Rate Annual v3.1, Unit 3449 and retrofits | 700 | 7321 | Rate Constraint in lbs/MMBtu | FALSE | L | Annual | Qualifying Generation | TWh | 0.49691 | 1.4475 | 1.4475 | 1.4475 | 1.4475 | 1.389 | 1.389
Louisiana Coal Units - SO2 Rate Annual v3.1, Unit 3449 and retrofits | 700 | 7321 | Rate Constraint in lbs/MMBtu | FALSE | L | Annual | Rate | lb/MWh | 6.269 | 9.1154 | 9.1154 | 9.1154 | 9.1154 | 9.1154 | 9.1154
Louisiana Coal Units - SO2 Rate Annual v3.1, Unit 3449 and retrofits | 700 | 7321 | Rate Constraint in lbs/MMBtu | FALSE | L | Annual | Constraint Shadow Price | US2022$/Ton | 0 | 0 | 0 | 0 | 0 | 0 | 0
Louisiana Coal Units - SO2 Rate Annual v3.1, Unit 3456 and retrofits | 701 | 7321 | Rate Constraint in lbs/MMBtu | FALSE | L | Annual | Seasons Included | Seasons | Winter, Spring, Summer, Fall | Winter, Spring, Summer, Fall | Winter, Spring, Summer, Fall | Winter, Spring, Summer, Fall | Winter, Spring, Summer, Fall | Winter, Spring, Summer, Fall | Winter, Spring, Summer, Fall
Louisiana Coal Units - SO2 Rate Annual v3.1, Unit 3456 and retrofits | 701 | 7321 | Rate Constraint in lbs/MMBtu | FALSE | L | Annual | Standard SO2 | lb/MMBtu | 1.2 | 1.2 | 1.2 | 1.2 | 1.2 | 1.2 | 1.2
Louisiana Coal Units - SO2 Rate Annual v3.1, Unit 3456 and retrofits | 701 | 7321 | Rate Constraint in lbs/MMBtu | FALSE | L | Annual | Emissions at Affected Plants SO2 | Thousand Tons | 1.8308 | 1.824 | 0 | 0 | 0 | 0 | 0
Louisiana Coal Units - SO2 Rate Annual v3.1, Unit 3456 and retrofits | 701 | 7321 | Rate Constraint in lbs/MMBtu | FALSE | L | Annual | Allowances Purchased SO2 | Thousand Tons | 0 | 0 | 0 | 0 | 0 | 0 | 0
Louisiana Coal Units - SO2 Rate Annual v3.1, Unit 3456 and retrofits | 701 | 7321 | Rate Constraint in lbs/MMBtu | FALSE | L | Annual | Allowances Sold SO2 | Thousand Tons | 0 | 0 | 0 | 0 | 0 | 0 | 0
Louisiana Coal Units - SO2 Rate Annual v3.1, Unit 3456 and retrofits | 701 | 7321 | Rate Constraint in lbs/MMBtu | FALSE | L | Annual | Allowances Banked | Thousand Tons | 0 | 0 | 0 | 0 | 0 | 0 | 0
Louisiana Coal Units - SO2 Rate Annual v3.1, Unit 3456 and retrofits | 701 | 7321 | Rate Constraint in lbs/MMBtu | FALSE | L | Annual | Allowances Withdrawn (1:1) | Thousand Tons | 0 | 0 | 0 | 0 | 0 | 0 | 0
Louisiana Coal Units - SO2 Rate Annual v3.1, Unit 3456 and retrofits | 701 | 7321 | Rate Constraint in lbs/MMBtu | FALSE | L | Annual | Allowances Withdrawn (n:1) | Thousand Tons | 0 | 0 | 0 | 0 | 0 | 0 | 0
Louisiana Coal Units - SO2 Rate Annual v3.1, Unit 3456 and retrofits | 701 | 7321 | Rate Constraint in lbs/MMBtu | FALSE | L | Annual | Net Emissions Allowance Position | Thousand Tons | 1.8308 | 1.824 | 0 | 0 | 0 | 0 | 0
Louisiana Coal Units - SO2 Rate Annual v3.1, Unit 3456 and retrofits | 701 | 7321 | Rate Constraint in lbs/MMBtu | FALSE | L | Annual | Fuel Consumed | TBtu | 4.4074 | 4.391 | 0 | 0 | 0 | 0 | 0
Louisiana Coal Units - SO2 Rate Annual v3.1, Unit 3456 and retrofits | 701 | 7321 | Rate Constraint in lbs/MMBtu | FALSE | L | Annual | Rate | lb/MMBtu | 0.8308 | 0.8308 | 0 | 0 | 0 | 0 | 0
Louisiana Coal Units - SO2 Rate Annual v3.1, Unit 3456 and retrofits | 701 | 7321 | Rate Constraint in lbs/MMBtu | FALSE | L | Annual | Generation | TWh | 0.35856 | 0.35722 | 0 | 0 | 0 | 0 | 0
Louisiana Coal Units - SO2 Rate Annual v3.1, Unit 3456 and retrofits | 701 | 7321 | Rate Constraint in lbs/MMBtu | FALSE | L | Annual | Qualifying Generation | TWh | 0.35856 | 0.35722 | 0 | 0 | 0 | 0 | 0
Louisiana Coal Units - SO2 Rate Annual v3.1, Unit 3456 and retrofits | 701 | 7321 | Rate Constraint in lbs/MMBtu | FALSE | L | Annual | Rate | lb/MWh | 10.2122 | 10.2122 | 0 | 0 | 0 | 0 | 0
Louisiana Coal Units - SO2 Rate Annual v3.1, Unit 3456 and retrofits | 701 | 7321 | Rate Constraint in lbs/MMBtu | FALSE | L | Annual | Constraint Shadow Price | US2022$/Ton | 0 | 0 | 0 | 0 | 0 | 0 | 0
Louisiana Coal Units - SO2 Rate Annual v3.1, Unit 3457 and retrofits | 702 | 7321 | Rate Constraint in lbs/MMBtu | FALSE | L | Annual | Seasons Included | Seasons | Winter, Spring, Summer, Fall | Winter, Spring, Summer, Fall | Winter, Spring, Summer, Fall | Winter, Spring, Summer, Fall | Winter, Spring, Summer, Fall | Winter, Spring, Summer, Fall | Winter, Spring, Summer, Fall
Louisiana Coal Units - SO2 Rate Annual v3.1, Unit 3457 and retrofits | 702 | 7321 | Rate Constraint in lbs/MMBtu | FALSE | L | Annual | Standard SO2 | lb/MMBtu | 1.2 | 1.2 | 1.2 | 1.2 | 1.2 | 1.2 | 1.2
Louisiana Coal Units - SO2 Rate Annual v3.1, Unit 3457 and retrofits | 702 | 7321 | Rate Constraint in lbs/MMBtu | FALSE | L | Annual | Emissions at Affected Plants SO2 | Thousand Tons | 0.9327 | 0.92923 | 0 | 0 | 0 | 0 | 0
Louisiana Coal Units - SO2 Rate Annual v3.1, Unit 3457 and retrofits | 702 | 7321 | Rate Constraint in lbs/MMBtu | FALSE | L | Annual | Allowances Purchased SO2 | Thousand Tons | 0 | 0 | 0 | 0 | 0 | 0 | 0
Louisiana Coal Units - SO2 Rate Annual v3.1, Unit 3457 and retrofits | 702 | 7321 | Rate Constraint in lbs/MMBtu | FALSE | L | Annual | Allowances Sold SO2 | Thousand Tons | 0 | 0 | 0 | 0 | 0 | 0 | 0
Louisiana Coal Units - SO2 Rate Annual v3.1, Unit 3457 and retrofits | 702 | 7321 | Rate Constraint in lbs/MMBtu | FALSE | L | Annual | Allowances Banked | Thousand Tons | 0 | 0 | 0 | 0 | 0 | 0 | 0
Louisiana Coal Units - SO2 Rate Annual v3.1, Unit 3457 and retrofits | 702 | 7321 | Rate Constraint in lbs/MMBtu | FALSE | L | Annual | Allowances Withdrawn (1:1) | Thousand Tons | 0 | 0 | 0 | 0 | 0 | 0 | 0
Louisiana Coal Units - SO2 Rate Annual v3.1, Unit 3457 and retrofits | 702 | 7321 | Rate Constraint in lbs/MMBtu | FALSE | L | Annual | Allowances Withdrawn (n:1) | Thousand Tons | 0 | 0 | 0 | 0 | 0 | 0 | 0
Louisiana Coal Units - SO2 Rate Annual v3.1, Unit 3457 and retrofits | 702 | 7321 | Rate Constraint in lbs/MMBtu | FALSE | L | Annual | Net Emissions Allowance Position | Thousand Tons | 0.9327 | 0.92923 | 0 | 0 | 0 | 0 | 0
Louisiana Coal Units - SO2 Rate Annual v3.1, Unit 3457 and retrofits | 702 | 7321 | Rate Constraint in lbs/MMBtu | FALSE | L | Annual | Fuel Consumed | TBtu | 2.2513 | 2.2429 | 0 | 0 | 0 | 0 | 0
Louisiana Coal Units - SO2 Rate Annual v3.1, Unit 3457 and retrofits | 702 | 7321 | Rate Constraint in lbs/MMBtu | FALSE | L | Annual | Rate | lb/MMBtu | 0.82859 | 0.82859 | 0 | 0 | 0 | 0 | 0
Louisiana Coal Units - SO2 Rate Annual v3.1, Unit 3457 and retrofits | 702 | 7321 | Rate Constraint in lbs/MMBtu | FALSE | L | Annual | Generation | TWh | 0.18315 | 0.18247 | 0 | 0 | 0 | 0 | 0
Louisiana Coal Units - SO2 Rate Annual v3.1, Unit 3457 and retrofits | 702 | 7321 | Rate Constraint in lbs/MMBtu | FALSE | L | Annual | Qualifying Generation | TWh | 0.18315 | 0.18247 | 0 | 0 | 0 | 0 | 0
Louisiana Coal Units - SO2 Rate Annual v3.1, Unit 3457 and retrofits | 702 | 7321 | Rate Constraint in lbs/MMBtu | FALSE | L | Annual | Rate | lb/MWh | 10.1851 | 10.1851 | 0 | 0 | 0 | 0 | 0
Louisiana Coal Units - SO2 Rate Annual v3.1, Unit 3457 and retrofits | 702 | 7321 | Rate Constraint in lbs/MMBtu | FALSE | L | Annual | Constraint Shadow Price | US2022$/Ton | 0 | 0 | 0 | 0 | 0 | 0 | 0
MA - CO2 Cap Annual v6.21 | 703 | 7738 | Rate Constraint in MTons | FALSE | L | Annual | Seasons Included | Seasons | Winter, Spring, Summer, Fall | Winter, Spring, Summer, Fall | Winter, Spring, Summer, Fall | Winter, Spring, Summer, Fall | Winter, Spring, Summer, Fall | Winter, Spring, Summer, Fall | Winter, Spring, Summer, Fall
MA - CO2 Cap Annual v6.21 | 703 | 7738 | Rate Constraint in MTons | FALSE | L | Annual | Standard CO2 | Thousand Tons | NA | 14228.6304 | 10671.4728 | 7114.3152 | 5691.4522 | 4268.5891 | 4268.5891
MA - CO2 Cap Annual v6.21 | 703 | 7738 | Rate Constraint in MTons | FALSE | L | Annual | Emissions at Affected Plants CO2 | Thousand Tons | 0 | 6105.6313 | 5072.9623 | 4559.9033 | 3572.5541 | 4080.1489 | 4260.0846
MA - CO2 Cap Annual v6.21 | 703 | 7738 | Rate Constraint in MTons | FALSE | L | Annual | Allowances Purchased CO2 | Thousand Tons | 0 | 0 | 0 | 0 | 0 | 0 | 0
MA - CO2 Cap Annual v6.21 | 703 | 7738 | Rate Constraint in MTons | FALSE | L | Annual | Allowances Sold CO2 | Thousand Tons | 0 | 0 | 0 | 0 | 0 | 0 | 0
MA - CO2 Cap Annual v6.21 | 703 | 7738 | Rate Constraint in MTons | FALSE | L | Annual | Allowances Banked | Thousand Tons | 0 | 0 | 0 | 0 | 0 | 0 | 0
MA - CO2 Cap Annual v6.21 | 703 | 7738 | Rate Constraint in MTons | FALSE | L | Annual | Allowances Withdrawn (1:1) | Thousand Tons | 0 | 0 | 0 | 0 | 0 | 0 | 0
MA - CO2 Cap Annual v6.21 | 703 | 7738 | Rate Constraint in MTons | FALSE | L | Annual | Allowances Withdrawn (n:1) | Thousand Tons | 0 | 0 | 0 | 0 | 0 | 0 | 0
MA - CO2 Cap Annual v6.21 | 703 | 7738 | Rate Constraint in MTons | FALSE | L | Annual | Net Emissions Allowance Position | Thousand Tons | 0 | 6105.6313 | 5072.9623 | 4559.9033 | 3572.5541 | 4080.1489 | 4260.0846
MA - CO2 Cap Annual v6.21 | 703 | 7738 | Rate Constraint in MTons | FALSE | L | Annual | Fuel Consumed | TBtu | 0 | 104.7549 | 88.8622 | 79.6568 | 63.3954 | 70.4562 | 74.2238
MA - CO2 Cap Annual v6.21 | 703 | 7738 | Rate Constraint in MTons | FALSE | L | Annual | Rate | lb/MMBtu | 0 | 116.5698 | 114.1759 | 114.4887 | 112.7071 | 115.8208 | 114.7902
MA - CO2 Cap Annual v6.21 | 703 | 7738 | Rate Constraint in MTons | FALSE | L | Annual | Generation | TWh | 0 | 12.0844 | 9.8066 | 8.7039 | 6.469 | 7.4918 | 7.7448
MA - CO2 Cap Annual v6.21 | 703 | 7738 | Rate Constraint in MTons | FALSE | L | Annual | Qualifying Generation | TWh | 0 | 12.0844 | 9.8066 | 8.7039 | 6.469 | 7.4918 | 7.7448
MA - CO2 Cap Annual v6.21 | 703 | 7738 | Rate Constraint in MTons | FALSE | L | Annual | Rate | lb/MWh | 0 | 1010.4975 | 1034.6021 | 1047.7833 | 1104.5131 | 1089.2374 | 1100.1134
MA - CO2 Cap Annual v6.21 | 703 | 7738 | Rate Constraint in MTons | FALSE | L | Annual | Constraint Shadow Price | US2022$/Ton | 0 | 0 | 0 | 0 | 0 | 0 | 0
MA- CO2 Cap Annual v6.20 | 704 | 7665 | Rate Constraint in MTons | FALSE | L | Annual | Seasons Included | Seasons | Winter, Spring, Summer, Fall | Winter, Spring, Summer, Fall | Winter, Spring, Summer, Fall | Winter, Spring, Summer, Fall | Winter, Spring, Summer, Fall | Winter, Spring, Summer, Fall | Winter, Spring, Summer, Fall
MA- CO2 Cap Annual v6.20 | 704 | 7665 | Rate Constraint in MTons | FALSE | L | Annual | Standard CO2 | Thousand Tons | 7280.0444 | 6786.4828 | 5799.3598 | 4565.4561 | 3331.5523 | 2122.3266 | 1974.2582
MA- CO2 Cap Annual v6.20 | 704 | 7665 | Rate Constraint in MTons | FALSE | L | Annual | Emissions at Affected Plants CO2 | Thousand Tons | 2951.991 | 3072.7976 | 2371.6198 | 2170.8145 | 1869.5645 | 2169.7283 | 2184.351
MA- CO2 Cap Annual v6.20 | 704 | 7665 | Rate Constraint in MTons | FALSE | L | Annual | Allowances Purchased CO2 | Thousand Tons | 0 | 0 | 0 | 0 | 0 | 0 | 0
MA- CO2 Cap Annual v6.20 | 704 | 7665 | Rate Constraint in MTons | FALSE | L | Annual | Allowances Sold CO2 | Thousand Tons | 0 | 0 | 0 | 0 | 0 | 0 | 0
MA- CO2 Cap Annual v6.20 | 704 | 7665 | Rate Constraint in MTons | FALSE | L | Annual | Allowances Banked | Thousand Tons | 0 | 0 | 0 | 0 | 284.6097 | 0 | 0
MA- CO2 Cap Annual v6.20 | 704 | 7665 | Rate Constraint in MTons | FALSE | L | Annual | Allowances Withdrawn (1:1) | Thousand Tons | 0 | 0 | 0 | 0 | 0 | -47.4017 | -210.0929
MA- CO2 Cap Annual v6.20 | 704 | 7665 | Rate Constraint in MTons | FALSE | L | Annual | Allowances Withdrawn (n:1) | Thousand Tons | 0 | 0 | 0 | 0 | 0 | 0 | 0
MA- CO2 Cap Annual v6.20 | 704 | 7665 | Rate Constraint in MTons | FALSE | L | Annual | Net Emissions Allowance Position | Thousand Tons | 2951.991 | 3072.7976 | 2371.6198 | 2170.8145 | 2154.1742 | 2122.3266 | 1974.2581
MA- CO2 Cap Annual v6.20 | 704 | 7665 | Rate Constraint in MTons | FALSE | L | Annual | Fuel Consumed | TBtu | 44.806 | 47.2887 | 36.5213 | 33.545 | 28.7911 | 32.6683 | 32.9461
MA- CO2 Cap Annual v6.20 | 704 | 7665 | Rate Constraint in MTons | FALSE | L | Annual | Rate | lb/MMBtu | 131.7677 | 129.959 | 129.8759 | 129.4269 | 129.8711 | 132.8339 | 132.6017
MA- CO2 Cap Annual v6.20 | 704 | 7665 | Rate Constraint in MTons | FALSE | L | Annual | Generation | TWh | 6.3481 | 6.6216 | 5.0691 | 4.5636 | 3.945 | 4.535 | 4.568
MA- CO2 Cap Annual v6.20 | 704 | 7665 | Rate Constraint in MTons | FALSE | L | Annual | Qualifying Generation | TWh | 6.3481 | 6.6216 | 5.0691 | 4.5636 | 3.945 | 4.535 | 4.568
MA- CO2 Cap Annual v6.20 | 704 | 7665 | Rate Constraint in MTons | FALSE | L | Annual | Rate | lb/MWh | 930.0372 | 928.1148 | 935.7145 | 951.3505 | 947.8102 | 956.8814 | 956.377
MA- CO2 Cap Annual v6.20 | 704 | 7665 | Rate Constraint in MTons | FALSE | L | Annual | Constraint Shadow Price | US2022$/Ton | 0 | 0 | 0 | 0 | 0 | 0 | 0
MA Fac. Spec. - Canal NOx v3.1 | 705 | 7531 | Rate Constraint in lbs/MWh | FALSE | L | Annual | Seasons Included | Seasons | Winter, Spring, Summer, Fall | Winter, Spring, Summer, Fall | Winter, Spring, Summer, Fall | Winter, Spring, Summer, Fall | Winter, Spring, Summer, Fall | Winter, Spring, Summer, Fall | Winter, Spring, Summer, Fall
MA Fac. Spec. - Canal NOx v3.1 | 705 | 7531 | Rate Constraint in lbs/MWh | FALSE | L | Annual | Standard NOX | lb/MWh | 1.5 | 1.5 | 1.5 | 1.5 | 1.5 | 1.5 | 1.5
MA Fac. Spec. - Canal NOx v3.1 | 705 | 7531 | Rate Constraint in lbs/MWh | FALSE | L | Annual | Emissions at Affected Plants NOX | Thousand Tons | 8.9366e-05 | 0 | 0.0015838 | 0 | 0 | 0.00073646 | 0.0015838
MA Fac. Spec. - Canal NOx v3.1 | 705 | 7531 | Rate Constraint in lbs/MWh | FALSE | L | Annual | Allowances Purchased NOX | Thousand Tons | 0 | 0 | 0 | 0 | 0 | 0 | 0
MA Fac. Spec. - Canal NOx v3.1 | 705 | 7531 | Rate Constraint in lbs/MWh | FALSE | L | Annual | Allowances Sold NOX | Thousand Tons | 0 | 0 | 0 | 0 | 0 | 0 | 0
MA Fac. Spec. - Canal NOx v3.1 | 705 | 7531 | Rate Constraint in lbs/MWh | FALSE | L | Annual | Allowances Banked | Thousand Tons | 0 | 0 | 0 | 0 | 0 | 0 | 0
MA Fac. Spec. - Canal NOx v3.1 | 705 | 7531 | Rate Constraint in lbs/MWh | FALSE | L | Annual | Allowances Withdrawn (1:1) | Thousand Tons | 0 | 0 | 0 | 0 | 0 | 0 | 0
MA Fac. Spec. - Canal NOx v3.1 | 705 | 7531 | Rate Constraint in lbs/MWh | FALSE | L | Annual | Allowances Withdrawn (n:1) | Thousand Tons | 0 | 0 | 0 | 0 | 0 | 0 | 0
MA Fac. Spec. - Canal NOx v3.1 | 705 | 7531 | Rate Constraint in lbs/MWh | FALSE | L | Annual | Net Emissions Allowance Position | Thousand Tons | 8.9366e-05 | 0 | 0.0015838 | 0 | 0 | 0.00073646 | 0.0015838
MA Fac. Spec. - Canal NOx v3.1 | 705 | 7531 | Rate Constraint in lbs/MWh | FALSE | L | Annual | Fuel Consumed | TBtu | 0.0059144 | 0 | 0.10482 | 0 | 0 | 0.04874 | 0.10482
MA Fac. Spec. - Canal NOx v3.1 | 705 | 7531 | Rate Constraint in lbs/MWh | FALSE | L | Annual | Rate | lb/MMBtu | 0.03022 | 0 | 0.03022 | 0 | 0 | 0.03022 | 0.03022
MA Fac. Spec. - Canal NOx v3.1 | 705 | 7531 | Rate Constraint in lbs/MWh | FALSE | L | Annual | Generation | TWh | 0.00055043 | 0 | 0.0097554 | 0 | 0 | 0.0045361 | 0.0097554
MA Fac. Spec. - Canal NOx v3.1 | 705 | 7531 | Rate Constraint in lbs/MWh | FALSE | L | Annual | Qualifying Generation | TWh | 0.00055043 | 0 | 0.0097554 | 0 | 0 | 0.0045361 | 0.0097554
MA Fac. Spec. - Canal NOx v3.1 | 705 | 7531 | Rate Constraint in lbs/MWh | FALSE | L | Annual | Constraint Shadow Price | US2022$/Ton | 0 | 0 | 0 | 0 | 0 | 0 | 0
MA Fac. Spec. - Canal SO2 Annual v3.1 | 706 | 7532 | Rate Constraint in lbs/MWh | FALSE | L | Annual | Seasons Included | Seasons | Winter, Spring, Summer, Fall | Winter, Spring, Summer, Fall | Winter, Spring, Summer, Fall | Winter, Spring, Summer, Fall | Winter, Spring, Summer, Fall | Winter, Spring, Summer, Fall | Winter, Spring, Summer, Fall
MA Fac. Spec. - Canal SO2 Annual v3.1 | 706 | 7532 | Rate Constraint in lbs/MWh | FALSE | L | Annual | Standard SO2 | lb/MWh | 3 | 3 | 3 | 3 | 3 | 3 | 3
MA Fac. Spec. - Canal SO2 Annual v3.1 | 706 | 7532 | Rate Constraint in lbs/MWh | FALSE | L | Annual | Emissions at Affected Plants SO2 | Thousand Tons | 0 | 0 | 0 | 0 | 0 | 0 | 0
MA Fac. Spec. - Canal SO2 Annual v3.1 | 706 | 7532 | Rate Constraint in lbs/MWh | FALSE | L | Annual | Allowances Purchased SO2 | Thousand Tons | 0 | 0 | 0 | 0 | 0 | 0 | 0
MA Fac. Spec. - Canal SO2 Annual v3.1 | 706 | 7532 | Rate Constraint in lbs/MWh | FALSE | L | Annual | Allowances Sold SO2 | Thousand Tons | 0 | 0 | 0 | 0 | 0 | 0 | 0
MA Fac. Spec. - Canal SO2 Annual v3.1 | 706 | 7532 | Rate Constraint in lbs/MWh | FALSE | L | Annual | Allowances Banked | Thousand Tons | 0 | 0 | 0 | 0 | 0 | 0 | 0
MA Fac. Spec. - Canal SO2 Annual v3.1 | 706 | 7532 | Rate Constraint in lbs/MWh | FALSE | L | Annual | Allowances Withdrawn (1:1) | Thousand Tons | 0 | 0 | 0 | 0 | 0 | 0 | 0
MA Fac. Spec. - Canal SO2 Annual v3.1 | 706 | 7532 | Rate Constraint in lbs/MWh | FALSE | L | Annual | Allowances Withdrawn (n:1) | Thousand Tons | 0 | 0 | 0 | 0 | 0 | 0 | 0
MA Fac. Spec. - Canal SO2 Annual v3.1 | 706 | 7532 | Rate Constraint in lbs/MWh | FALSE | L | Annual | Net Emissions Allowance Position | Thousand Tons | 0 | 0 | 0 | 0 | 0 | 0 | 0
MA Fac. Spec. - Canal SO2 Annual v3.1 | 706 | 7532 | Rate Constraint in lbs/MWh | FALSE | L | Annual | Fuel Consumed | TBtu | 0 | 0 | 0 | 0 | 0 | 0 | 0
MA Fac. Spec. - Canal SO2 Annual v3.1 | 706 | 7532 | Rate Constraint in lbs/MWh | FALSE | L | Annual | Rate | lb/MMBtu | 0 | 0 | 0 | 0 | 0 | 0 | 0
MA Fac. Spec. - Canal SO2 Annual v3.1 | 706 | 7532 | Rate Constraint in lbs/MWh | FALSE | L | Annual | Generation | TWh | 0 | 0 | 0 | 0 | 0 | 0 | 0
MA Fac. Spec. - Canal SO2 Annual v3.1 | 706 | 7532 | Rate Constraint in lbs/MWh | FALSE | L | Annual | Qualifying Generation | TWh | 0 | 0 | 0 | 0 | 0 | 0 | 0
MA Fac. Spec. - Canal SO2 Annual v3.1 | 706 | 7532 | Rate Constraint in lbs/MWh | FALSE | L | Annual | Constraint Shadow Price | US2022$/Ton | 117.6273 | 0 | 0 | 462.225 | 457.0693 | 852.4427 | 1042.4037
MA Fac. Spec. - MER Output Annual v3.1 | 707 | 7335 | Rate Constraint in lbs/MWh | FALSE | L | Annual | Seasons Included | Seasons | Winter, Spring, Summer, Fall | Winter, Spring, Summer, Fall | Winter, Spring, Summer, Fall | Winter, Spring, Summer, Fall | Winter, Spring, Summer, Fall | Winter, Spring, Summer, Fall | Winter, Spring, Summer, Fall
MA Fac. Spec. - MER Output Annual v3.1 | 707 | 7335 | Rate Constraint in lbs/MWh | FALSE | L | Annual | Standard MER | lb/MWh | 2.5e-06 | 2.5e-06 | 2.5e-06 | 2.5e-06 | 2.5e-06 | 2.5e-06 | 2.5e-06
MA Fac. Spec. - MER Output Annual v3.1 | 707 | 7335 | Rate Constraint in lbs/MWh | FALSE | L | Annual | Emissions at Affected Plants MER | lbs | 0 | 0 | 0 | 0 | 0 | 0 | 0
MA Fac. Spec. - MER Output Annual v3.1 | 707 | 7335 | Rate Constraint in lbs/MWh | FALSE | L | Annual | Allowances Purchased MER | lbs | 0 | 0 | 0 | 0 | 0 | 0 | 0
MA Fac. Spec. - MER Output Annual v3.1 | 707 | 7335 | Rate Constraint in lbs/MWh | FALSE | L | Annual | Allowances Sold MER | lbs | 0 | 0 | 0 | 0 | 0 | 0 | 0
MA Fac. Spec. - MER Output Annual v3.1 | 707 | 7335 | Rate Constraint in lbs/MWh | FALSE | L | Annual | Allowances Banked | lbs | 0 | 0 | 0 | 0 | 0 | 0 | 0
MA Fac. Spec. - MER Output Annual v3.1 | 707 | 7335 | Rate Constraint in lbs/MWh | FALSE | L | Annual | Allowances Withdrawn (1:1) | lbs | 0 | 0 | 0 | 0 | 0 | 0 | 0
MA Fac. Spec. - MER Output Annual v3.1 | 707 | 7335 | Rate Constraint in lbs/MWh | FALSE | L | Annual | Allowances Withdrawn (n:1) | lbs | 0 | 0 | 0 | 0 | 0 | 0 | 0
MA Fac. Spec. - MER Output Annual v3.1 | 707 | 7335 | Rate Constraint in lbs/MWh | FALSE | L | Annual | Net Emissions Allowance Position | lbs | 0 | 0 | 0 | 0 | 0 | 0 | 0
MA Fac. Spec. - MER Output Annual v3.1 | 707 | 7335 | Rate Constraint in lbs/MWh | FALSE | L | Annual | Fuel Consumed | TBtu | 0 | 0 | 0 | 0 | 0 | 0 | 0
MA Fac. Spec. - MER Output Annual v3.1 | 707 | 7335 | Rate Constraint in lbs/MWh | FALSE | L | Annual | Rate | lb/MMBtu | 0 | 0 | 0 | 0 | 0 | 0 | 0
MA Fac. Spec. - MER Output Annual v3.1 | 707 | 7335 | Rate Constraint in lbs/MWh | FALSE | L | Annual | Generation | TWh | 0 | 0 | 0 | 0 | 0 | 0 | 0
MA Fac. Spec. - MER Output Annual v3.1 | 707 | 7335 | Rate Constraint in lbs/MWh | FALSE | L | Annual | Qualifying Generation | TWh | 0 | 0 | 0 | 0 | 0 | 0 | 0
MA Fac. Spec. - MER Output Annual v3.1 | 707 | 7335 | Rate Constraint in lbs/MWh | FALSE | L | Annual | Constraint Shadow Price | US2022$/Lb | 0 | 0 | 0 | 0 | 0 | 0 | 0
MD Coal-fired EGUs NOx rate - Raven v5.16 | 708 | 7333 | Rate Constraint in lbs/MMBtu | FALSE | L | Annual | Seasons Included | Seasons | Summer | Summer | Summer | Summer | Summer | Summer | Summer
MD Coal-fired EGUs NOx rate - Raven v5.16 | 708 | 7333 | Rate Constraint in lbs/MMBtu | FALSE | L | Annual | Standard NOX | lb/MMBtu | 0.15 | 0.15 | 0.15 | 0.15 | 0.15 | 0.15 | 0.15
MD Coal-fired EGUs NOx rate - Raven v5.16 | 708 | 7333 | Rate Constraint in lbs/MMBtu | FALSE | L | Annual | Emissions at Affected Plants NOX | Thousand Tons | 0 | 0 | 0 | 0 | 0 | 0 | 0
MD Coal-fired EGUs NOx rate - Raven v5.16 | 708 | 7333 | Rate Constraint in lbs/MMBtu | FALSE | L | Annual | Allowances Purchased NOX | Thousand Tons | 0 | 0 | 0 | 0 | 0 | 0 | 0
MD Coal-fired EGUs NOx rate - Raven v5.16 | 708 | 7333 | Rate Constraint in lbs/MMBtu | FALSE | L | Annual | Allowances Sold NOX | Thousand Tons | 0 | 0 | 0 | 0 | 0 | 0 | 0
MD Coal-fired EGUs NOx rate - Raven v5.16 | 708 | 7333 | Rate Constraint in lbs/MMBtu | FALSE | L | Annual | Allowances Banked | Thousand Tons | 0 | 0 | 0 | 0 | 0 | 0 | 0
MD Coal-fired EGUs NOx rate - Raven v5.16 | 708 | 7333 | Rate Constraint in lbs/MMBtu | FALSE | L | Annual | Allowances Withdrawn (1:1) | Thousand Tons | 0 | 0 | 0 | 0 | 0 | 0 | 0
MD Coal-fired EGUs NOx rate - Raven v5.16 | 708 | 7333 | Rate Constraint in lbs/MMBtu | FALSE | L | Annual | Allowances Withdrawn (n:1) | Thousand Tons | 0 | 0 | 0 | 0 | 0 | 0 | 0
MD Coal-fired EGUs NOx rate - Raven v5.16 | 708 | 7333 | Rate Constraint in lbs/MMBtu | FALSE | L | Annual | Net Emissions Allowance Position | Thousand Tons | 0 | 0 | 0 | 0 | 0 | 0 | 0
MD Coal-fired EGUs NOx rate - Raven v5.16 | 708 | 7333 | Rate Constraint in lbs/MMBtu | FALSE | L | Annual | Fuel Consumed | TBtu | 0 | 0 | 0 | 0 | 0 | 0 | 0
MD Coal-fired EGUs NOx rate - Raven v5.16 | 708 | 7333 | Rate Constraint in lbs/MMBtu | FALSE | L | Annual | Rate | lb/MMBtu | 0 | 0 | 0 | 0 | 0 | 0 | 0
MD Coal-fired EGUs NOx rate - Raven v5.16 | 708 | 7333 | Rate Constraint in lbs/MMBtu | FALSE | L | Annual | Generation | TWh | 0 | 0 | 0 | 0 | 0 | 0 | 0
MD Coal-fired EGUs NOx rate - Raven v5.16 | 708 | 7333 | Rate Constraint in lbs/MMBtu | FALSE | L | Annual | Qualifying Generation | TWh | 0 | 0 | 0 | 0 | 0 | 0 | 0
MD Coal-fired EGUs NOx rate - Raven v5.16 | 708 | 7333 | Rate Constraint in lbs/MMBtu | FALSE | L | Annual | Rate | lb/MWh | 0 | 0 | 0 | 0 | 0 | 0 | 0
MD Coal-fired EGUs NOx rate - Raven v5.16 | 708 | 7333 | Rate Constraint in lbs/MMBtu | FALSE | L | Annual | Constraint Shadow Price | US2022$/Ton | 0 | 0 | 0 | 0 | 0 | 0 | 0
MD Healthy Air Act - Constellation NOx Cap Ann 4.1 | 709 | 7330 | Rate Constraint in MTons | FALSE | L | Annual | Seasons Included | Seasons | Winter, Spring, Summer, Fall | Winter, Spring, Summer, Fall | Winter, Spring, Summer, Fall | Winter, Spring, Summer, Fall | Winter, Spring, Summer, Fall | Winter, Spring, Summer, Fall | Winter, Spring, Summer, Fall
MD Healthy Air Act - Constellation NOx Cap Ann 4.1 | 709 | 7330 | Rate Constraint in MTons | FALSE | L | Annual | Standard NOX | Thousand Tons | 8.026 | 8.026 | 8.026 | 8.026 | 8.026 | 8.026 | 8.026
MD Healthy Air Act - Constellation NOx Cap Ann 4.1 | 709 | 7330 | Rate Constraint in MTons | FALSE | L | Annual | Emissions at Affected Plants NOX | Thousand Tons | 0 | 0 | 0 | 0 | 0 | 0 | 0
MD Healthy Air Act - Constellation NOx Cap Ann 4.1 | 709 | 7330 | Rate Constraint in MTons | FALSE | L | Annual | Allowances Purchased NOX | Thousand Tons | 0 | 0 | 0 | 0 | 0 | 0 | 0
MD Healthy Air Act - Constellation NOx Cap Ann 4.1 | 709 | 7330 | Rate Constraint in MTons | FALSE | L | Annual | Allowances Sold NOX | Thousand Tons | 0 | 0 | 0 | 0 | 0 | 0 | 0
MD Healthy Air Act - Constellation NOx Cap Ann 4.1 | 709 | 7330 | Rate Constraint in MTons | FALSE | L | Annual | Allowances Banked | Thousand Tons | 0 | 0 | 0 | 0 | 0 | 0 | 0
MD Healthy Air Act - Constellation NOx Cap Ann 4.1 | 709 | 7330 | Rate Constraint in MTons | FALSE | L | Annual | Allowances Withdrawn (1:1) | Thousand Tons | 0 | 0 | 0 | 0 | 0 | 0 | 0
MD Healthy Air Act - Constellation NOx Cap Ann 4.1 | 709 | 7330 | Rate Constraint in MTons | FALSE | L | Annual | Allowances Withdrawn (n:1) | Thousand Tons | 0 | 0 | 0 | 0 | 0 | 0 | 0
MD Healthy Air Act - Constellation NOx Cap Ann 4.1 | 709 | 7330 | Rate Constraint in MTons | FALSE | L | Annual | Net Emissions Allowance Position | Thousand Tons | 0 | 0 | 0 | 0 | 0 | 0 | 0
MD Healthy Air Act - Constellation NOx Cap Ann 4.1 | 709 | 7330 | Rate Constraint in MTons | FALSE | L | Annual | Fuel Consumed | TBtu | 0 | 0 | 0 | 0 | 0 | 0 | 0
MD Healthy Air Act - Constellation NOx Cap Ann 4.1 | 709 | 7330 | Rate Constraint in MTons | FALSE | L | Annual | Rate | lb/MMBtu | 0 | 0 | 0 | 0 | 0 | 0 | 0
MD Healthy Air Act - Constellation NOx Cap Ann 4.1 | 709 | 7330 | Rate Constraint in MTons | FALSE | L | Annual | Generation | TWh | 0 | 0 | 0 | 0 | 0 | 0 | 0
MD Healthy Air Act - Constellation NOx Cap Ann 4.1 | 709 | 7330 | Rate Constraint in MTons | FALSE | L | Annual | Qualifying Generation | TWh | 0 | 0 | 0 | 0 | 0 | 0 | 0
MD Healthy Air Act - Constellation NOx Cap Ann 4.1 | 709 | 7330 | Rate Constraint in MTons | FALSE | L | Annual | Rate | lb/MWh | 0 | 0 | 0 | 0 | 0 | 0 | 0
MD Healthy Air Act - Constellation NOx Cap Ann 4.1 | 709 | 7330 | Rate Constraint in MTons | FALSE | L | Annual | Constraint Shadow Price | US2022$/Ton | 0 | 0 | 0 | 0 | 0 | 0 | 0
MD Healthy Air Act - Constellation NOx Cap Sum 4.1 | 710 | 7328 | Rate Constraint in MTons | FALSE | L | Annual | Seasons Included | Seasons | Summer | Summer | Summer | Summer | Summer | Summer | Summer
MD Healthy Air Act - Constellation NOx Cap Sum 4.1 | 710 | 7328 | Rate Constraint in MTons | FALSE | L | Annual | Standard NOX | Thousand Tons | 3.63 | 3.63 | 3.63 | 3.63 | 3.63 | 3.63 | 3.63
MD Healthy Air Act - Constellation NOx Cap Sum 4.1 | 710 | 7328 | Rate Constraint in MTons | FALSE | L | Annual | Emissions at Affected Plants NOX | Thousand Tons | 0 | 0 | 0 | 0 | 0 | 0 | 0
MD Healthy Air Act - Constellation NOx Cap Sum 4.1 | 710 | 7328 | Rate Constraint in MTons | FALSE | L | Annual | Allowances Purchased NOX | Thousand Tons | 0 | 0 | 0 | 0 | 0 | 0 | 0
MD Healthy Air Act - Constellation NOx Cap Sum 4.1 | 710 | 7328 | Rate Constraint in MTons | FALSE | L | Annual | Allowances Sold NOX | Thousand Tons | 0 | 0 | 0 | 0 | 0 | 0 | 0
MD Healthy Air Act - Constellation NOx Cap Sum 4.1 | 710 | 7328 | Rate Constraint in MTons | FALSE | L | Annual | Allowances Banked | Thousand Tons | 0 | 0 | 0 | 0 | 0 | 0 | 0
MD Healthy Air Act - Constellation NOx Cap Sum 4.1 | 710 | 7328 | Rate Constraint in MTons | FALSE | L | Annual | Allowances Withdrawn (1:1) | Thousand Tons | 0 | 0 | 0 | 0 | 0 | 0 | 0
MD Healthy Air Act - Constellation NOx Cap Sum 4.1 | 710 | 7328 | Rate Constraint in MTons | FALSE | L | Annual | Allowances Withdrawn (n:1) | Thousand Tons | 0 | 0 | 0 | 0 | 0 | 0 | 0
MD Healthy Air Act - Constellation NOx Cap Sum 4.1 | 710 | 7328 | Rate Constraint in MTons | FALSE | L | Annual | Net Emissions Allowance Position | Thousand Tons | 0 | 0 | 0 | 0 | 0 | 0 | 0
MD Healthy Air Act - Constellation NOx Cap Sum 4.1 | 710 | 7328 | Rate Constraint in MTons | FALSE | L | Annual | Fuel Consumed | TBtu | 0 | 0 | 0 | 0 | 0 | 0 | 0
MD Healthy Air Act - Constellation NOx Cap Sum 4.1 | 710 | 7328 | Rate Constraint in MTons | FALSE | L | Annual | Rate | lb/MMBtu | 0 | 0 | 0 | 0 | 0 | 0 | 0
MD Healthy Air Act - Constellation NOx Cap Sum 4.1 | 710 | 7328 | Rate Constraint in MTons | FALSE | L | Annual | Generation | TWh | 0 | 0 | 0 | 0 | 0 | 0 | 0
MD Healthy Air Act - Constellation NOx Cap Sum 4.1 | 710 | 7328 | Rate Constraint in MTons | FALSE | L | Annual | Qualifying Generation | TWh | 0 | 0 | 0 | 0 | 0 | 0 | 0
MD Healthy Air Act - Constellation NOx Cap Sum 4.1 | 710 | 7328 | Rate Constraint in MTons | FALSE | L | Annual | Rate | lb/MWh | 0 | 0 | 0 | 0 | 0 | 0 | 0
MD Healthy Air Act - Constellation NOx Cap Sum 4.1 | 710 | 7328 | Rate Constraint in MTons | FALSE | L | Annual | Constraint Shadow Price | US2022$/Ton | 0 | 0 | 0 | 0 | 0 | 0 | 0
MD Healthy Air Act - Constellation SO2 Cap Ann 4.1 | 711 | 7326 | Rate Constraint in MTons | FALSE | L | Annual | Seasons Included | Seasons | Winter, Spring, Summer, Fall | Winter, Spring, Summer, Fall | Winter, Spring, Summer, Fall | Winter, Spring, Summer, Fall | Winter, Spring, Summer, Fall | Winter, Spring, Summer, Fall | Winter, Spring, Summer, Fall
MD Healthy Air Act - Constellation SO2 Cap Ann 4.1 | 711 | 7326 | Rate Constraint in MTons | FALSE | L | Annual | Standard SO2 | Thousand Tons | 17.926 | 17.926 | 17.926 | 17.926 | 17.926 | 17.926 | 17.926
MD Healthy Air Act - Constellation SO2 Cap Ann 4.1 | 711 | 7326 | Rate Constraint in MTons | FALSE | L | Annual | Emissions at Affected Plants SO2 | Thousand Tons | 0 | 0 | 0 | 0 | 0 | 0 | 0
MD Healthy Air Act - Constellation SO2 Cap Ann 4.1 | 711 | 7326 | Rate Constraint in MTons | FALSE | L | Annual | Allowances Purchased SO2 | Thousand Tons | 0 | 0 | 0 | 0 | 0 | 0 | 0
MD Healthy Air Act - Constellation SO2 Cap Ann 4.1 | 711 | 7326 | Rate Constraint in MTons | FALSE | L | Annual | Allowances Sold SO2 | Thousand Tons | 0 | 0 | 0 | 0 | 0 | 0 | 0
MD Healthy Air Act - Constellation SO2 Cap Ann 4.1 | 711 | 7326 | Rate Constraint in MTons | FALSE | L | Annual | Allowances Banked | Thousand Tons | 0 | 0 | 0 | 0 | 0 | 0 | 0
MD Healthy Air Act - Constellation SO2 Cap Ann 4.1 | 711 | 7326 | Rate Constraint in MTons | FALSE | L | Annual | Allowances Withdrawn (1:1) | Thousand Tons | 0 | 0 | 0 | 0 | 0 | 0 | 0
MD Healthy Air Act - Constellation SO2 Cap Ann 4.1 | 711 | 7326 | Rate Constraint in MTons | FALSE | L | Annual | Allowances Withdrawn (n:1) | Thousand Tons | 0 | 0 | 0 | 0 | 0 | 0 | 0
MD Healthy Air Act - Constellation SO2 Cap Ann 4.1 | 711 | 7326 | Rate Constraint in MTons | FALSE | L | Annual | Net Emissions Allowance Position | Thousand Tons | 0 | 0 | 0 | 0 | 0 | 0 | 0
MD Healthy Air Act - Constellation SO2 Cap Ann 4.1 | 711 | 7326 | Rate Constraint in MTons | FALSE | L | Annual | Fuel Consumed | TBtu | 0 | 0 | 0 | 0 | 0 | 0 | 0
MD Healthy Air Act - Constellation SO2 Cap Ann 4.1 | 711 | 7326 | Rate Constraint in MTons | FALSE | L | Annual | Rate | lb/MMBtu | 0 | 0 | 0 | 0 | 0 | 0 | 0
MD Healthy Air Act - Constellation SO2 Cap Ann 4.1 | 711 | 7326 | Rate Constraint in MTons | FALSE | L | Annual | Generation | TWh | 0 | 0 | 0 | 0 | 0 | 0 | 0
MD Healthy Air Act - Constellation SO2 Cap Ann 4.1 | 711 | 7326 | Rate Constraint in MTons | FALSE | L | Annual | Qualifying Generation | TWh | 0 | 0 | 0 | 0 | 0 | 0 | 0
MD Healthy Air Act - Constellation SO2 Cap Ann 4.1 | 711 | 7326 | Rate Constraint in MTons | FALSE | L | Annual | Rate | lb/MWh | 0 | 0 | 0 | 0 | 0 | 0 | 0
MD Healthy Air Act - Constellation SO2 Cap Ann 4.1 | 711 | 7326 | Rate Constraint in MTons | FALSE | L | Annual | Constraint Shadow Price | US2022$/Ton | 0 | 0 | 0 | 0 | 0 | 0 | 0
MD Healthy Air Act - MER Removal Annual v3.1 | 712 | 7332 | MACT Fuel Choice Floor in lbs/MMBtu | FALSE | L | Annual | Seasons Included | Seasons | Winter, Spring, Summer, Fall | Winter, Spring, Summer, Fall | Winter, Spring, Summer, Fall | Winter, Spring, Summer, Fall | Winter, Spring, Summer, Fall | Winter, Spring, Summer, Fall | Winter, Spring, Summer, Fall
MD Healthy Air Act - MER Removal Annual v3.1 | 712 | 7332 | MACT Fuel Choice Floor in lbs/MMBtu | FALSE | L | Annual | Emission Floor | lbs/MMBtu | 0 | 0 | 0 | 0 | 0 | 0 | 0
MD Healthy Air Act - MER Removal Annual v3.1 | 712 | 7332 | MACT Fuel Choice Floor in lbs/MMBtu | FALSE | L | Annual | Emissions at Affected Plants MER | lbs | 0 | 0 | 0 | 0 | 0 | 0 | 0
MD Healthy Air Act - MER Removal Annual v3.1 | 712 | 7332 | MACT Fuel Choice Floor in lbs/MMBtu | FALSE | L | Annual | Allowances Purchased MER | lbs | 0 | 0 | 0 | 0 | 0 | 0 | 0
MD Healthy Air Act - MER Removal Annual v3.1 | 712 | 7332 | MACT Fuel Choice Floor in lbs/MMBtu | FALSE | L | Annual | Allowances Sold MER | lbs | 0 | 0 | 0 | 0 | 0 | 0 | 0
MD Healthy Air Act - MER Removal Annual v3.1 | 712 | 7332 | MACT Fuel Choice Floor in lbs/MMBtu | FALSE | L | Annual | Allowances Banked | lbs | 0 | 0 | 0 | 0 | 0 | 0 | 0
MD Healthy Air Act - MER Removal Annual v3.1 | 712 | 7332 | MACT Fuel Choice Floor in lbs/MMBtu | FALSE | L | Annual | Allowances Withdrawn (1:1) | lbs | 0 | 0 | 0 | 0 | 0 | 0 | 0
MD Healthy Air Act - MER Removal Annual v3.1 | 712 | 7332 | MACT Fuel Choice Floor in lbs/MMBtu | FALSE | L | Annual | Allowances Withdrawn (n:1) | lbs | 0 | 0 | 0 | 0 | 0 | 0 | 0
MD Healthy Air Act - MER Removal Annual v3.1 | 712 | 7332 | MACT Fuel Choice Floor in lbs/MMBtu | FALSE | L | Annual | Net Emissions Allowance Position | lbs | 0 | 0 | 0 | 0 | 0 | 0 | 0
MD Healthy Air Act - MER Removal Annual v3.1 | 712 | 7332 | MACT Fuel Choice Floor in lbs/MMBtu | FALSE | L | Annual | Fuel Consumed | TBtu | 0 | 0 | 0 | 0 | 0 | 0 | 0
MD Healthy Air Act - MER Removal Annual v3.1 | 712 | 7332 | MACT Fuel Choice Floor in lbs/MMBtu | FALSE | L | Annual | Rate | lb/MMBtu | 0 | 0 | 0 | 0 | 0 | 0 | 0
MD Healthy Air Act - MER Removal Annual v3.1 | 712 | 7332 | MACT Fuel Choice Floor in lbs/MMBtu | FALSE | L | Annual | Generation | TWh | 0 | 0 | 0 | 0 | 0 | 0 | 0
MD Healthy Air Act - MER Removal Annual v3.1 | 712 | 7332 | MACT Fuel Choice Floor in lbs/MMBtu | FALSE | L | Annual | Qualifying Generation | TWh | 0 | 0 | 0 | 0 | 0 | 0 | 0
MD Healthy Air Act - MER Removal Annual v3.1 | 712 | 7332 | MACT Fuel Choice Floor in lbs/MMBtu | FALSE | L | Annual | Constraint Shadow Price | US2022$/Lb | 0 | 0 | 0 | 0 | 0 | 0 | 0
ME Fac. Spec. - NOX 0.15 Rate Annual v3.1, Unit 2403 and retrofits | 713 | 7323 | Rate Constraint in lbs/MMBtu | FALSE | L | Annual | Seasons Included | Seasons | Winter, Spring, Summer, Fall | Winter, Spring, Summer, Fall | Winter, Spring, Summer, Fall | Winter, Spring, Summer, Fall | Winter, Spring, Summer, Fall | Winter, Spring, Summer, Fall | Winter, Spring, Summer, Fall
ME Fac. Spec. - NOX 0.15 Rate Annual v3.1, Unit 2403 and retrofits | 713 | 7323 | Rate Constraint in lbs/MMBtu | FALSE | L | Annual | Standard NOX | lb/MMBtu | 0.15 | 0.15 | 0.15 | 0.15 | 0.15 | 0.15 | 0.15
ME Fac. Spec. - NOX 0.15 Rate Annual v3.1, Unit 2403 and retrofits | 713 | 7323 | Rate Constraint in lbs/MMBtu | FALSE | L | Annual | Emissions at Affected Plants NOX | Thousand Tons | 0 | 0 | 0 | 0 | 0 | 0 | 0
ME Fac. Spec. - NOX 0.15 Rate Annual v3.1, Unit 2403 and retrofits | 713 | 7323 | Rate Constraint in lbs/MMBtu | FALSE | L | Annual | Allowances Purchased NOX | Thousand Tons | 0 | 0 | 0 | 0 | 0 | 0 | 0
ME Fac. Spec. - NOX 0.15 Rate Annual v3.1, Unit 2403 and retrofits | 713 | 7323 | Rate Constraint in lbs/MMBtu | FALSE | L | Annual | Allowances Sold NOX | Thousand Tons | 0 | 0 | 0 | 0 | 0 | 0 | 0
ME Fac. Spec. - NOX 0.15 Rate Annual v3.1, Unit 2403 and retrofits | 713 | 7323 | Rate Constraint in lbs/MMBtu | FALSE | L | Annual | Allowances Banked | Thousand Tons | 0 | 0 | 0 | 0 | 0 | 0 | 0
ME Fac. Spec. - NOX 0.15 Rate Annual v3.1, Unit 2403 and retrofits | 713 | 7323 | Rate Constraint in lbs/MMBtu | FALSE | L | Annual | Allowances Withdrawn (1:1) | Thousand Tons | 0 | 0 | 0 | 0 | 0 | 0 | 0
ME Fac. Spec. - NOX 0.15 Rate Annual v3.1, Unit 2403 and retrofits | 713 | 7323 | Rate Constraint in lbs/MMBtu | FALSE | L | Annual | Allowances Withdrawn (n:1) | Thousand Tons | 0 | 0 | 0 | 0 | 0 | 0 | 0
ME Fac. Spec. - NOX 0.15 Rate Annual v3.1, Unit 2403 and retrofits | 713 | 7323 | Rate Constraint in lbs/MMBtu | FALSE | L | Annual | Net Emissions Allowance Position | Thousand Tons | 0 | 0 | 0 | 0 | 0 | 0 | 0
ME Fac. Spec. - NOX 0.15 Rate Annual v3.1, Unit 2403 and retrofits | 713 | 7323 | Rate Constraint in lbs/MMBtu | FALSE | L | Annual | Fuel Consumed | TBtu | 0 | 0 | 0 | 0 | 0 | 0 | 0
ME Fac. Spec. - NOX 0.15 Rate Annual v3.1, Unit 2403 and retrofits | 713 | 7323 | Rate Constraint in lbs/MMBtu | FALSE | L | Annual | Rate | lb/MMBtu | 0 | 0 | 0 | 0 | 0 | 0 | 0
ME Fac. Spec. - NOX 0.15 Rate Annual v3.1, Unit 2403 and retrofits | 713 | 7323 | Rate Constraint in lbs/MMBtu | FALSE | L | Annual | Generation | TWh | 0 | 0 | 0 | 0 | 0 | 0 | 0
ME Fac. Spec. - NOX 0.15 Rate Annual v3.1, Unit 2403 and retrofits | 713 | 7323 | Rate Constraint in lbs/MMBtu | FALSE | L | Annual | Qualifying Generation | TWh | 0 | 0 | 0 | 0 | 0 | 0 | 0
ME Fac. Spec. - NOX 0.15 Rate Annual v3.1, Unit 2403 and retrofits | 713 | 7323 | Rate Constraint in lbs/MMBtu | FALSE | L | Annual | Rate | lb/MWh | 0 | 0 | 0 | 0 | 0 | 0 | 0
ME Fac. Spec. - NOX 0.15 Rate Annual v3.1, Unit 2403 and retrofits | 713 | 7323 | Rate Constraint in lbs/MMBtu | FALSE | L | Annual | Constraint Shadow Price | US2022$/Ton | 0 | 0 | 0 | 0 | 0 | 0 | 0
ME Fac. Spec. - NOX 0.15 Rate Annual v3.1, Unit 2404 and retrofits | 714 | 7323 | Rate Constraint in lbs/MMBtu | FALSE | L | Annual | Seasons Included | Seasons | Winter, Spring, Summer, Fall | Winter, Spring, Summer, Fall | Winter, Spring, Summer, Fall | Winter, Spring, Summer, Fall | Winter, Spring, Summer, Fall | Winter, Spring, Summer, Fall | Winter, Spring, Summer, Fall
ME Fac. Spec. - NOX 0.15 Rate Annual v3.1, Unit 2404 and retrofits | 714 | 7323 | Rate Constraint in lbs/MMBtu | FALSE | L | Annual | Standard NOX | lb/MMBtu | 0.15 | 0.15 | 0.15 | 0.15 | 0.15 | 0.15 | 0.15
ME Fac. Spec. - NOX 0.15 Rate Annual v3.1, Unit 2404 and retrofits | 714 | 7323 | Rate Constraint in lbs/MMBtu | FALSE | L | Annual | Emissions at Affected Plants NOX | Thousand Tons | 0 | 0 | 0 | 0 | 0 | 0 | 0
ME Fac. Spec. - NOX 0.15 Rate Annual v3.1, Unit 2404 and retrofits | 714 | 7323 | Rate Constraint in lbs/MMBtu | FALSE | L | Annual | Allowances Purchased NOX | Thousand Tons | 0 | 0 | 0 | 0 | 0 | 0 | 0
ME Fac. Spec. - NOX 0.15 Rate Annual v3.1, Unit 2404 and retrofits | 714 | 7323 | Rate Constraint in lbs/MMBtu | FALSE | L | Annual | Allowances Sold NOX | Thousand Tons | 0 | 0 | 0 | 0 | 0 | 0 | 0
ME Fac. Spec. - NOX 0.15 Rate Annual v3.1, Unit 2404 and retrofits | 714 | 7323 | Rate Constraint in lbs/MMBtu | FALSE | L | Annual | Allowances Banked | Thousand Tons | 0 | 0 | 0 | 0 | 0 | 0 | 0
ME Fac. Spec. - NOX 0.15 Rate Annual v3.1, Unit 2404 and retrofits | 714 | 7323 | Rate Constraint in lbs/MMBtu | FALSE | L | Annual | Allowances Withdrawn (1:1) | Thousand Tons | 0 | 0 | 0 | 0 | 0 | 0 | 0
ME Fac. Spec. - NOX 0.15 Rate Annual v3.1, Unit 2404 and retrofits | 714 | 7323 | Rate Constraint in lbs/MMBtu | FALSE | L | Annual | Allowances Withdrawn (n:1) | Thousand Tons | 0 | 0 | 0 | 0 | 0 | 0 | 0
ME Fac. Spec. - NOX 0.15 Rate Annual v3.1, Unit 2404 and retrofits | 714 | 7323 | Rate Constraint in lbs/MMBtu | FALSE | L | Annual | Net Emissions Allowance Position | Thousand Tons | 0 | 0 | 0 | 0 | 0 | 0 | 0
ME Fac. Spec. - NOX 0.15 Rate Annual v3.1, Unit 2404 and retrofits | 714 | 7323 | Rate Constraint in lbs/MMBtu | FALSE | L | Annual | Fuel Consumed | TBtu | 0 | 0 | 0 | 0 | 0 | 0 | 0
ME Fac. Spec. - NOX 0.15 Rate Annual v3.1, Unit 2404 and retrofits | 714 | 7323 | Rate Constraint in lbs/MMBtu | FALSE | L | Annual | Rate | lb/MMBtu | 0 | 0 | 0 | 0 | 0 | 0 | 0
ME Fac. Spec. - NOX 0.15 Rate Annual v3.1, Unit 2404 and retrofits | 714 | 7323 | Rate Constraint in lbs/MMBtu | FALSE | L | Annual | Generation | TWh | 0 | 0 | 0 | 0 | 0 | 0 | 0
ME Fac. Spec. - NOX 0.15 Rate Annual v3.1, Unit 2404 and retrofits | 714 | 7323 | Rate Constraint in lbs/MMBtu | FALSE | L | Annual | Qualifying Generation | TWh | 0 | 0 | 0 | 0 | 0 | 0 | 0
ME Fac. Spec. - NOX 0.15 Rate Annual v3.1, Unit 2404 and retrofits | 714 | 7323 | Rate Constraint in lbs/MMBtu | FALSE | L | Annual | Rate | lb/MWh | 0 | 0 | 0 | 0 | 0 | 0 | 0
ME Fac. Spec. - NOX 0.15 Rate Annual v3.1, Unit 2404 and retrofits | 714 | 7323 | Rate Constraint in lbs/MMBtu | FALSE | L | Annual | Constraint Shadow Price | US2022$/Ton | 0 | 0 | 0 | 0 | 0 | 0 | 0
ME Fac. Spec. - NOx 0.20 Rate Annual v3.1, Unit 1135 and retrofits | 715 | 7324 | Rate Constraint in lbs/MMBtu | FALSE | L | Annual | Seasons Included | Seasons | Winter, Spring, Summer, Fall | Winter, Spring, Summer, Fall | Winter, Spring, Summer, Fall | Winter, Spring, Summer, Fall | Winter, Spring, Summer, Fall | Winter, Spring, Summer, Fall | Winter, Spring, Summer, Fall
ME Fac. Spec. - NOx 0.20 Rate Annual v3.1, Unit 1135 and retrofits | 715 | 7324 | Rate Constraint in lbs/MMBtu | FALSE | L | Annual | Standard NOX | lb/MMBtu | 0.2 | 0.2 | 0.2 | 0.2 | 0.2 | 0.2 | 0.2
ME Fac. Spec. - NOx 0.20 Rate Annual v3.1, Unit 1135 and retrofits | 715 | 7324 | Rate Constraint in lbs/MMBtu | FALSE | L | Annual | Emissions at Affected Plants NOX | Thousand Tons | 0 | 0 | 0 | 0 | 0 | 0 | 0
ME Fac. Spec. - NOx 0.20 Rate Annual v3.1, Unit 1135 and retrofits | 715 | 7324 | Rate Constraint in lbs/MMBtu | FALSE | L | Annual | Allowances Purchased NOX | Thousand Tons | 0 | 0 | 0 | 0 | 0 | 0 | 0
ME Fac. Spec. - NOx 0.20 Rate Annual v3.1, Unit 1135 and retrofits | 715 | 7324 | Rate Constraint in lbs/MMBtu | FALSE | L | Annual | Allowances Sold NOX | Thousand Tons | 0 | 0 | 0 | 0 | 0 | 0 | 0
ME Fac. Spec. - NOx 0.20 Rate Annual v3.1, Unit 1135 and retrofits | 715 | 7324 | Rate Constraint in lbs/MMBtu | FALSE | L | Annual | Allowances Banked | Thousand Tons | 0 | 0 | 0 | 0 | 0 | 0 | 0
ME Fac. Spec. - NOx 0.20 Rate Annual v3.1, Unit 1135 and retrofits | 715 | 7324 | Rate Constraint in lbs/MMBtu | FALSE | L | Annual | Allowances Withdrawn (1:1) | Thousand Tons | 0 | 0 | 0 | 0 | 0 | 0 | 0
ME Fac. Spec. - NOx 0.20 Rate Annual v3.1, Unit 1135 and retrofits | 715 | 7324 | Rate Constraint in lbs/MMBtu | FALSE | L | Annual | Allowances Withdrawn (n:1) | Thousand Tons | 0 | 0 | 0 | 0 | 0 | 0 | 0
ME Fac. Spec. - NOx 0.20 Rate Annual v3.1, Unit 1135 and retrofits | 715 | 7324 | Rate Constraint in lbs/MMBtu | FALSE | L | Annual | Net Emissions Allowance Position | Thousand Tons | 0 | 0 | 0 | 0 | 0 | 0 | 0
ME Fac. Spec. - NOx 0.20 Rate Annual v3.1, Unit 1135 and retrofits | 715 | 7324 | Rate Constraint in lbs/MMBtu | FALSE | L | Annual | Fuel Consumed | TBtu | 0 | 0 | 0 | 0 | 0 | 0 | 0
ME Fac. Spec. - NOx 0.20 Rate Annual v3.1, Unit 1135 and retrofits | 715 | 7324 | Rate Constraint in lbs/MMBtu | FALSE | L | Annual | Rate | lb/MMBtu | 0 | 0 | 0 | 0 | 0 | 0 | 0
ME Fac. Spec. - NOx 0.20 Rate Annual v3.1, Unit 1135 and retrofits | 715 | 7324 | Rate Constraint in lbs/MMBtu | FALSE | L | Annual | Generation | TWh | 0 | 0 | 0 | 0 | 0 | 0 | 0
ME Fac. Spec. - NOx 0.20 Rate Annual v3.1, Unit 1135 and retrofits | 715 | 7324 | Rate Constraint in lbs/MMBtu | FALSE | L | Annual | Qualifying Generation | TWh | 0 | 0 | 0 | 0 | 0 | 0 | 0
ME Fac. Spec. - NOx 0.20 Rate Annual v3.1, Unit 1135 and retrofits | 715 | 7324 | Rate Constraint in lbs/MMBtu | FALSE | L | Annual | Rate | lb/MWh | 0 | 0 | 0 | 0 | 0 | 0 | 0
ME Fac. Spec. - NOx 0.20 Rate Annual v3.1, Unit 1135 and retrofits | 715 | 7324 | Rate Constraint in lbs/MMBtu | FALSE | L | Annual | Constraint Shadow Price | US2022$/Ton | 0 | 0 | 0 | 0 | 0 | 0 | 0
ME Fac. Spec. - NOx 0.20 Rate Annual v3.1, Unit 1136 and retrofits | 716 | 7324 | Rate Constraint in lbs/MMBtu | FALSE | L | Annual | Seasons Included | Seasons | Winter, Spring, Summer, Fall | Winter, Spring, Summer, Fall | Winter, Spring, Summer, Fall | Winter, Spring, Summer, Fall | Winter, Spring, Summer, Fall | Winter, Spring, Summer, Fall | Winter, Spring, Summer, Fall
ME Fac. Spec. - NOx 0.20 Rate Annual v3.1, Unit 1136 and retrofits | 716 | 7324 | Rate Constraint in lbs/MMBtu | FALSE | L | Annual | Standard NOX | lb/MMBtu | 0.2 | 0.2 | 0.2 | 0.2 | 0.2 | 0.2 | 0.2
ME Fac. Spec. - NOx 0.20 Rate Annual v3.1, Unit 1136 and retrofits | 716 | 7324 | Rate Constraint in lbs/MMBtu | FALSE | L | Annual | Emissions at Affected Plants NOX | Thousand Tons | 0 | 0 | 0 | 0 | 0 | 0 | 0
ME Fac. Spec. - NOx 0.20 Rate Annual v3.1, Unit 1136 and retrofits | 716 | 7324 | Rate Constraint in lbs/MMBtu | FALSE | L | Annual | Allowances Purchased NOX | Thousand Tons | 0 | 0 | 0 | 0 | 0 | 0 | 0
ME Fac. Spec. - NOx 0.20 Rate Annual v3.1, Unit 1136 and retrofits | 716 | 7324 | Rate Constraint in lbs/MMBtu | FALSE | L | Annual | Allowances Sold NOX | Thousand Tons | 0 | 0 | 0 | 0 | 0 | 0 | 0
ME Fac. Spec. - NOx 0.20 Rate Annual v3.1, Unit 1136 and retrofits | 716 | 7324 | Rate Constraint in lbs/MMBtu | FALSE | L | Annual | Allowances Banked | Thousand Tons | 0 | 0 | 0 | 0 | 0 | 0 | 0
ME Fac. Spec. - NOx 0.20 Rate Annual v3.1, Unit 1136 and retrofits | 716 | 7324 | Rate Constraint in lbs/MMBtu | FALSE | L | Annual | Allowances Withdrawn (1:1) | Thousand Tons | 0 | 0 | 0 | 0 | 0 | 0 | 0
ME Fac. Spec. - NOx 0.20 Rate Annual v3.1, Unit 1136 and retrofits | 716 | 7324 | Rate Constraint in lbs/MMBtu | FALSE | L | Annual | Allowances Withdrawn (n:1) | Thousand Tons | 0 | 0 | 0 | 0 | 0 | 0 | 0
ME Fac. Spec. - NOx 0.20 Rate Annual v3.1, Unit 1136 and retrofits | 716 | 7324 | Rate Constraint in lbs/MMBtu | FALSE | L | Annual | Net Emissions Allowance Position | Thousand Tons | 0 | 0 | 0 | 0 | 0 | 0 | 0
ME Fac. Spec. - NOx 0.20 Rate Annual v3.1, Unit 1136 and retrofits | 716 | 7324 | Rate Constraint in lbs/MMBtu | FALSE | L | Annual | Fuel Consumed | TBtu | 0 | 0 | 0 | 0 | 0 | 0 | 0
ME Fac. Spec. - NOx 0.20 Rate Annual v3.1, Unit 1136 and retrofits | 716 | 7324 | Rate Constraint in lbs/MMBtu | FALSE | L | Annual | Rate | lb/MMBtu | 0 | 0 | 0 | 0 | 0 | 0 | 0
ME Fac. Spec. - NOx 0.20 Rate Annual v3.1, Unit 1136 and retrofits | 716 | 7324 | Rate Constraint in lbs/MMBtu | FALSE | L | Annual | Generation | TWh | 0 | 0 | 0 | 0 | 0 | 0 | 0
ME Fac. Spec. - NOx 0.20 Rate Annual v3.1, Unit 1136 and retrofits | 716 | 7324 | Rate Constraint in lbs/MMBtu | FALSE | L | Annual | Qualifying Generation | TWh | 0 | 0 | 0 | 0 | 0 | 0 | 0
ME Fac. Spec. - NOx 0.20 Rate Annual v3.1, Unit 1136 and retrofits | 716 | 7324 | Rate Constraint in lbs/MMBtu | FALSE | L | Annual | Rate | lb/MWh | 0 | 0 | 0 | 0 | 0 | 0 | 0
ME Fac. Spec. - NOx 0.20 Rate Annual v3.1, Unit 1136 and retrofits | 716 | 7324 | Rate Constraint in lbs/MMBtu | FALSE | L | Annual | Constraint Shadow Price | US2022$/Ton | 0 | 0 | 0 | 0 | 0 | 0 | 0
ME Mercury Cap Annual v3.1 | 717 | 7325 | Rate Constraint in MTons | FALSE | L | Annual | Seasons Included | Seasons | Winter, Spring, Summer, Fall | Winter, Spring, Summer, Fall | Winter, Spring, Summer, Fall | Winter, Spring, Summer, Fall | Winter, Spring, Summer, Fall | Winter, Spring, Summer, Fall | Winter, Spring, Summer, Fall
ME Mercury Cap Annual v3.1 | 717 | 7325 | Rate Constraint in MTons | FALSE | L | Annual | Standard MER | lbs | 26 | 26 | 26 | 26 | 26 | 26 | 26
ME Mercury Cap Annual v3.1 | 717 | 7325 | Rate Constraint in MTons | FALSE | L | Annual | Emissions at Affected Plants MER | lbs | 0 | 0 | 0 | 0 | 0 | 0 | 0
ME Mercury Cap Annual v3.1 | 717 | 7325 | Rate Constraint in MTons | FALSE | L | Annual | Allowances Purchased MER | lbs | 0 | 0 | 0 | 0 | 0 | 0 | 0
ME Mercury Cap Annual v3.1 | 717 | 7325 | Rate Constraint in MTons | FALSE | L | Annual | Allowances Sold MER | lbs | 0 | 0 | 0 | 0 | 0 | 0 | 0
ME Mercury Cap Annual v3.1 | 717 | 7325 | Rate Constraint in MTons | FALSE | L | Annual | Allowances Banked | lbs | 0 | 0 | 0 | 0 | 0 | 0 | 0
ME Mercury Cap Annual v3.1 | 717 | 7325 | Rate Constraint in MTons | FALSE | L | Annual | Allowances Withdrawn (1:1) | lbs | 0 | 0 | 0 | 0 | 0 | 0 | 0
ME Mercury Cap Annual v3.1 | 717 | 7325 | Rate Constraint in MTons | FALSE | L | Annual | Allowances Withdrawn (n:1) | lbs | 0 | 0 | 0 | 0 | 0 | 0 | 0
ME Mercury Cap Annual v3.1 | 717 | 7325 | Rate Constraint in MTons | FALSE | L | Annual | Net Emissions Allowance Position | lbs | 0 | 0 | 0 | 0 | 0 | 0 | 0
ME Mercury Cap Annual v3.1 | 717 | 7325 | Rate Constraint in MTons | FALSE | L | Annual | Fuel Consumed | TBtu | 0 | 0 | 0 | 0 | 0 | 0 | 0
ME Mercury Cap Annual v3.1 | 717 | 7325 | Rate Constraint in MTons | FALSE | L | Annual | Rate | lb/MMBtu | 0 | 0 | 0 | 0 | 0 | 0 | 0
ME Mercury Cap Annual v3.1 | 717 | 7325 | Rate Constraint in MTons | FALSE | L | Annual | Generation | TWh | 0 | 0 | 0 | 0 | 0 | 0 | 0
ME Mercury Cap Annual v3.1 | 717 | 7325 | Rate Constraint in MTons | FALSE | L | Annual | Qualifying Generation | TWh | 0 | 0 | 0 | 0 | 0 | 0 | 0
ME Mercury Cap Annual v3.1 | 717 | 7325 | Rate Constraint in MTons | FALSE | L | Annual | Rate | lb/MWh | 0 | 0 | 0 | 0 | 0 | 0 | 0
ME Mercury Cap Annual v3.1 | 717 | 7325 | Rate Constraint in MTons | FALSE | L | Annual | Constraint Shadow Price | US2022$/Lb | 0 | 0 | 0 | 0 | 0 | 0 | 0
MI Hg Rule - MER Annual Reduction v4.10 | 718 | 7336 | MACT Fuel Choice Floor in lbs/MMBtu | FALSE | L | Annual | Seasons Included | Seasons | Winter, Spring, Summer, Fall | Winter, Spring, Summer, Fall | Winter, Spring, Summer, Fall | Winter, Spring, Summer, Fall | Winter, Spring, Summer, Fall | Winter, Spring, Summer, Fall | Winter, Spring, Summer, Fall
MI Hg Rule - MER Annual Reduction v4.10 | 718 | 7336 | MACT Fuel Choice Floor in lbs/MMBtu | FALSE | L | Annual | Emission Floor | lbs/MMBtu | 8.07e-07 | 8.07e-07 | 8.07e-07 | 8.07e-07 | 8.07e-07 | 8.07e-07 | 8.07e-07
MI Hg Rule - MER Annual Reduction v4.10 | 718 | 7336 | MACT Fuel Choice Floor in lbs/MMBtu | FALSE | L | Annual | Emissions at Affected Plants MER | lbs | 17.2143 | 0 | 0 | 0 | 0 | 0 | 0
MI Hg Rule - MER Annual Reduction v4.10 | 718 | 7336 | MACT Fuel Choice Floor in lbs/MMBtu | FALSE | L | Annual | Allowances Purchased MER | lbs | 0 | 0 | 0 | 0 | 0 | 0 | 0
MI Hg Rule - MER Annual Reduction v4.10 | 718 | 7336 | MACT Fuel Choice Floor in lbs/MMBtu | FALSE | L | Annual | Allowances Sold MER | lbs | 0 | 0 | 0 | 0 | 0 | 0 | 0
MI Hg Rule - MER Annual Reduction v4.10 | 718 | 7336 | MACT Fuel Choice Floor in lbs/MMBtu | FALSE | L | Annual | Allowances Banked | lbs | 0 | 0 | 0 | 0 | 0 | 0 | 0
MI Hg Rule - MER Annual Reduction v4.10 | 718 | 7336 | MACT Fuel Choice Floor in lbs/MMBtu | FALSE | L | Annual | Allowances Withdrawn (1:1) | lbs | 0 | 0 | 0 | 0 | 0 | 0 | 0
MI Hg Rule - MER Annual Reduction v4.10 | 718 | 7336 | MACT Fuel Choice Floor in lbs/MMBtu | FALSE | L | Annual | Allowances Withdrawn (n:1) | lbs | 0 | 0 | 0 | 0 | 0 | 0 | 0
MI Hg Rule - MER Annual Reduction v4.10 | 718 | 7336 | MACT Fuel Choice Floor in lbs/MMBtu | FALSE | L | Annual | Net Emissions Allowance Position | lbs | 17.2143 | 0 | 0 | 0 | 0 | 0 | 0
MI Hg Rule - MER Annual Reduction v4.10 | 718 | 7336 | MACT Fuel Choice Floor in lbs/MMBtu | FALSE | L | Annual | Fuel Consumed | TBtu | 92.3119 | 0 | 0 | 0 | 0 | 0 | 0
MI Hg Rule - MER Annual Reduction v4.10 | 718 | 7336 | MACT Fuel Choice Floor in lbs/MMBtu | FALSE | L | Annual | Rate | lb/MMBtu | 1.8648e-07 | 0 | 0 | 0 | 0 | 0 | 0
MI Hg Rule - MER Annual Reduction v4.10 | 718 | 7336 | MACT Fuel Choice Floor in lbs/MMBtu | FALSE | L | Annual | Generation | TWh | 9.0795 | 0 | 0 | 0 | 0 | 0 | 0
MI Hg Rule - MER Annual Reduction v4.10 | 718 | 7336 | MACT Fuel Choice Floor in lbs/MMBtu | FALSE | L | Annual | Qualifying Generation | TWh | 9.0795 | 0 | 0 | 0 | 0 | 0 | 0
MI Hg Rule - MER Annual Reduction v4.10 | 718 | 7336 | MACT Fuel Choice Floor in lbs/MMBtu | FALSE | L | Annual | Constraint Shadow Price | US2022$/Lb | 0 | 0 | 0 | 0 | 0 | 0 | 0
MN Hg Emis Red Act - MER Removal Annual v3.1 | 719 | 7337 | MACT Fuel Choice Floor in lbs/MMBtu | FALSE | L | Annual | Seasons Included | Seasons | Winter, Spring, Summer, Fall | Winter, Spring, Summer, Fall | Winter, Spring, Summer, Fall | Winter, Spring, Summer, Fall | Winter, Spring, Summer, Fall | Winter, Spring, Summer, Fall | Winter, Spring, Summer, Fall
MN Hg Emis Red Act - MER Removal Annual v3.1 | 719 | 7337 | MACT Fuel Choice Floor in lbs/MMBtu | FALSE | L | Annual | Emission Floor | lbs/MMBtu | 0 | 0 | 0 | 0 | 0 | 0 | 0
MN Hg Emis Red Act - MER Removal Annual v3.1 | 719 | 7337 | MACT Fuel Choice Floor in lbs/MMBtu | FALSE | L | Annual | Emissions at Affected Plants MER | lbs | 43.4919 | 29.521 | 0 | 0 | 0 | 0 | 0
MN Hg Emis Red Act - MER Removal Annual v3.1 | 719 | 7337 | MACT Fuel Choice Floor in lbs/MMBtu | FALSE | L | Annual | Allowances Purchased MER | lbs | 0 | 0 | 0 | 0 | 0 | 0 | 0
MN Hg Emis Red Act - MER Removal Annual v3.1 | 719 | 7337 | MACT Fuel Choice Floor in lbs/MMBtu | FALSE | L | Annual | Allowances Sold MER | lbs | 0 | 0 | 0 | 0 | 0 | 0 | 0
MN Hg Emis Red Act - MER Removal Annual v3.1 | 719 | 7337 | MACT Fuel Choice Floor in lbs/MMBtu | FALSE | L | Annual | Allowances Banked | lbs | 0 | 0 | 0 | 0 | 0 | 0 | 0
MN Hg Emis Red Act - MER Removal Annual v3.1 | 719 | 7337 | MACT Fuel Choice Floor in lbs/MMBtu | FALSE | L | Annual | Allowances Withdrawn (1:1) | lbs | 0 | 0 | 0 | 0 | 0 | 0 | 0
MN Hg Emis Red Act - MER Removal Annual v3.1 | 719 | 7337 | MACT Fuel Choice Floor in lbs/MMBtu | FALSE | L | Annual | Allowances Withdrawn (n:1) | lbs | 0 | 0 | 0 | 0 | 0 | 0 | 0
MN Hg Emis Red Act - MER Removal Annual v3.1 | 719 | 7337 | MACT Fuel Choice Floor in lbs/MMBtu | FALSE | L | Annual | Net Emissions Allowance Position | lbs | 43.4919 | 29.521 | 0 | 0 | 0 | 0 | 0
MN Hg Emis Red Act - MER Removal Annual v3.1 | 719 | 7337 | MACT Fuel Choice Floor in lbs/MMBtu | FALSE | L | Annual | Fuel Consumed | TBtu | 83.3785 | 59.7187 | 0 | 0 | 0 | 0 | 0
MN Hg Emis Red Act - MER Removal Annual v3.1 | 719 | 7337 | MACT Fuel Choice Floor in lbs/MMBtu | FALSE | L | Annual | Rate | lb/MMBtu | 5.2162e-07 | 4.9433e-07 | 0 | 0 | 0 | 0 | 0
MN Hg Emis Red Act - MER Removal Annual v3.1 | 719 | 7337 | MACT Fuel Choice Floor in lbs/MMBtu | FALSE | L | Annual | Generation | TWh | 8.4013 | 5.9611 | 0 | 0 | 0 | 0 | 0
MN Hg Emis Red Act - MER Removal Annual v3.1 | 719 | 7337 | MACT Fuel Choice Floor in lbs/MMBtu | FALSE | L | Annual | Qualifying Generation | TWh | 8.4013 | 5.9611 | 0 | 0 | 0 | 0 | 0
MN Hg Emis Red Act - MER Removal Annual v3.1 | 719 | 7337 | MACT Fuel Choice Floor in lbs/MMBtu | FALSE | L | Annual | Constraint Shadow Price | US2022$/Lb | 0 | 0 | 0 | 0 | 0 | 0 | 0
MT Hg Rate Lignite Annual v3.1 | 720 | 7342 | Rate Constraint in lbs/MMBtu | FALSE | L | Annual | Seasons Included | Seasons | Winter, Spring, Summer, Fall | Winter, Spring, Summer, Fall | Winter, Spring, Summer, Fall | Winter, Spring, Summer, Fall | Winter, Spring, Summer, Fall | Winter, Spring, Summer, Fall | Winter, Spring, Summer, Fall
MT Hg Rate Lignite Annual v3.1 | 720 | 7342 | Rate Constraint in lbs/MMBtu | FALSE | L | Annual | Standard MER | lb/MMBtu | 1.5e-06 | 1.5e-06 | 1.5e-06 | 1.5e-06 | 1.5e-06 | 1.5e-06 | 1.5e-06
MT Hg Rate Lignite Annual v3.1 | 720 | 7342 | Rate Constraint in lbs/MMBtu | FALSE | L | Annual | Emissions at Affected Plants MER | lbs | 0 | 0 | 0 | 0 | 0 | 0 | 0
MT Hg Rate Lignite Annual v3.1 | 720 | 7342 | Rate Constraint in lbs/MMBtu | FALSE | L | Annual | Allowances Purchased MER | lbs | 0 | 0 | 0 | 0 | 0 | 0 | 0
MT Hg Rate Lignite Annual v3.1 | 720 | 7342 | Rate Constraint in lbs/MMBtu | FALSE | L | Annual | Allowances Sold MER | lbs | 0 | 0 | 0 | 0 | 0 | 0 | 0
MT Hg Rate Lignite Annual v3.1 | 720 | 7342 | Rate Constraint in lbs/MMBtu | FALSE | L | Annual | Allowances Banked | lbs | 0 | 0 | 0 | 0 | 0 | 0 | 0
MT Hg Rate Lignite Annual v3.1 | 720 | 7342 | Rate Constraint in lbs/MMBtu | FALSE | L | Annual | Allowances Withdrawn (1:1) | lbs | 0 | 0 | 0 | 0 | 0 | 0 | 0
MT Hg Rate Lignite Annual v3.1 | 720 | 7342 | Rate Constraint in lbs/MMBtu | FALSE | L | Annual | Allowances Withdrawn (n:1) | lbs | 0 | 0 | 0 | 0 | 0 | 0 | 0
MT Hg Rate Lignite Annual v3.1 | 720 | 7342 | Rate Constraint in lbs/MMBtu | FALSE | L | Annual | Net Emissions Allowance Position | lbs | 0 | 0 | 0 | 0 | 0 | 0 | 0
MT Hg Rate Lignite Annual v3.1 | 720 | 7342 | Rate Constraint in lbs/MMBtu | FALSE | L | Annual | Fuel Consumed | TBtu | 0 | 0 | 0 | 0 | 0 | 0 | 0
MT Hg Rate Lignite Annual v3.1 | 720 | 7342 | Rate Constraint in lbs/MMBtu | FALSE | L | Annual | Rate | lb/MMBtu | 0 | 0 | 0 | 0 | 0 | 0 | 0
MT Hg Rate Lignite Annual v3.1 | 720 | 7342 | Rate Constraint in lbs/MMBtu | FALSE | L | Annual | Generation | TWh | 0 | 0 | 0 | 0 | 0 | 0 | 0
MT Hg Rate Lignite Annual v3.1 | 720 | 7342 | Rate Constraint in lbs/MMBtu | FALSE | L | Annual | Qualifying Generation | TWh | 0 | 0 | 0 | 0 | 0 | 0 | 0
MT Hg Rate Lignite Annual v3.1 | 720 | 7342 | Rate Constraint in lbs/MMBtu | FALSE | L | Annual | Rate | lb/MWh | 0 | 0 | 0 | 0 | 0 | 0 | 0
MT Hg Rate Lignite Annual v3.1 | 720 | 7342 | Rate Constraint in lbs/MMBtu | FALSE | L | Annual | Constraint Shadow Price | US2022$/Lb | 0 | 0 | 0 | 0 | 0 | 0 | 0
MT Hg Rate Non Lignite Annual v3.1 | 721 | 7341 | Rate Constraint in lbs/MMBtu | FALSE | L | Annual | Seasons Included | Seasons | Winter, Spring, Summer, Fall | Winter, Spring, Summer, Fall | Winter, Spring, Summer, Fall | Winter, Spring, Summer, Fall | Winter, Spring, Summer, Fall | Winter, Spring, Summer, Fall | Winter, Spring, Summer, Fall
MT Hg Rate Non Lignite Annual v3.1 | 721 | 7341 | Rate Constraint in lbs/MMBtu | FALSE | L | Annual | Standard MER | lb/MMBtu | 9e-07 | 9e-07 | 9e-07 | 9e-07 | 9e-07 | 9e-07 | 9e-07
MT Hg Rate Non Lignite Annual v3.1 | 721 | 7341 | Rate Constraint in lbs/MMBtu | FALSE | L | Annual | Emissions at Affected Plants MER | lbs | 56.6961 | 57.2144 | 57.3509 | 59.2273 | 7.5936 | 7.5936 | 7.5936
MT Hg Rate Non Lignite Annual v3.1 | 721 | 7341 | Rate Constraint in lbs/MMBtu | FALSE | L | Annual | Allowances Purchased MER | lbs | 0 | 0 | 0 | 0 | 0 | 0 | 0
MT Hg Rate Non Lignite Annual v3.1 | 721 | 7341 | Rate Constraint in lbs/MMBtu | FALSE | L | Annual | Allowances Sold MER | lbs | 0 | 0 | 0 | 0 | 0 | 0 | 0
MT Hg Rate Non Lignite Annual v3.1 | 721 | 7341 | Rate Constraint in lbs/MMBtu | FALSE | L | Annual | Allowances Banked | lbs | 51.465 | 0 | 0 | 0 | 0 | 6.2316 | 0
MT Hg Rate Non Lignite Annual v3.1 | 721 | 7341 | Rate Constraint in lbs/MMBtu | FALSE | L | Annual | Allowances Withdrawn (1:1) | lbs | 0 | -51.465 | 0 | 0 | 0 | 0 | 0
MT Hg Rate Non Lignite Annual v3.1 | 721 | 7341 | Rate Constraint in lbs/MMBtu | FALSE | L | Annual | Allowances Withdrawn (n:1) | lbs | 0 | 0 | 0 | 0 | 0 | 0 | 0
MT Hg Rate Non Lignite Annual v3.1 | 721 | 7341 | Rate Constraint in lbs/MMBtu | FALSE | L | Annual | Net Emissions Allowance Position | lbs | 108.1611 | 5.7494 | 57.3509 | 59.2273 | 7.5936 | 13.8252 | 7.5936
MT Hg Rate Non Lignite Annual v3.1 | 721 | 7341 | Rate Constraint in lbs/MMBtu | FALSE | L | Annual | Fuel Consumed | TBtu | 120.179 | 121.2124 | 123.1719 | 119.8123 | 15.3612 | 15.3612 | 15.3612
MT Hg Rate Non Lignite Annual v3.1 | 721 | 7341 | Rate Constraint in lbs/MMBtu | FALSE | L | Annual | Rate | lb/MMBtu | 4.7176e-07 | 4.7202e-07 | 4.6562e-07 | 4.9433e-07 | 4.9433e-07 | 4.9433e-07 | 4.9433e-07
MT Hg Rate Non Lignite Annual v3.1 | 721 | 7341 | Rate Constraint in lbs/MMBtu | FALSE | L | Annual | Generation | TWh | 11.011 | 11.0855 | 7.4375 | 7.1191 | 0.92696 | 0.92696 | 0.92696
MT Hg Rate Non Lignite Annual v3.1 | 721 | 7341 | Rate Constraint in lbs/MMBtu | FALSE | L | Annual | Qualifying Generation | TWh | 11.011 | 11.0855 | 7.4375 | 7.1191 | 0.92696 | 0.92696 | 0.92696
MT Hg Rate Non Lignite Annual v3.1 | 721 | 7341 | Rate Constraint in lbs/MMBtu | FALSE | L | Annual | Rate | lb/MWh | 5.149e-06 | 5.1612e-06 | 7.7111e-06 | 8.3195e-06 | 8.1919e-06 | 8.1919e-06 | 8.1919e-06
MT Hg Rate Non Lignite Annual v3.1 | 721 | 7341 | Rate Constraint in lbs/MMBtu | FALSE | L | Annual | Constraint Shadow Price | US2022$/Lb | 0 | 0 | 0 | 0 | 0 | 0 | 0
NC - CO2 Cap Annual v6.21 | 722 | 7737 | Rate Constraint in MTons | FALSE | L | Annual | Seasons Included | Seasons | Winter, Spring, Summer, Fall | Winter, Spring, Summer, Fall | Winter, Spring, Summer, Fall | Winter, Spring, Summer, Fall | Winter, Spring, Summer, Fall | Winter, Spring, Summer, Fall | Winter, Spring, Summer, Fall
NC - CO2 Cap Annual v6.21 | 722 | 7737 | Rate Constraint in MTons | FALSE | L | Annual | Standard CO2 | Thousand Tons | NA | 24956.762 | 24956.762 | 24956.762 | 24956.762 | 24956.762 | 24956.762
NC - CO2 Cap Annual v6.21 | 722 | 7737 | Rate Constraint in MTons | FALSE | L | Annual | Emissions at Affected Plants CO2 | Thousand Tons | 0 | 24956.762 | 18989.3401 | 16837.4208 | 16522.4625 | 24807.4245 | 24956.762
NC - CO2 Cap Annual v6.21 | 722 | 7737 | Rate Constraint in MTons | FALSE | L | Annual | Allowances Purchased CO2 | Thousand Tons | 0 | 0 | 0 | 0 | 0 | 0 | 0
NC - CO2 Cap Annual v6.21 | 722 | 7737 | Rate Constraint in MTons | FALSE | L | Annual | Allowances Sold CO2 | Thousand Tons | 0 | 0 | 0 | 0 | 0 | 0 | 0
NC - CO2 Cap Annual v6.21 | 722 | 7737 | Rate Constraint in MTons | FALSE | L | Annual | Allowances Banked | Thousand Tons | 0 | 0 | 0 | 0 | 0 | 0 | 0
NC - CO2 Cap Annual v6.21 | 722 | 7737 | Rate Constraint in MTons | FALSE | L | Annual | Allowances Withdrawn (1:1) | Thousand Tons | 0 | 0 | 0 | 0 | 0 | 0 | 0
NC - CO2 Cap Annual v6.21 | 722 | 7737 | Rate Constraint in MTons | FALSE | L | Annual | Allowances Withdrawn (n:1) | Thousand Tons | 0 | 0 | 0 | 0 | 0 | 0 | 0
NC - CO2 Cap Annual v6.21 | 722 | 7737 | Rate Constraint in MTons | FALSE | L | Annual | Net Emissions Allowance Position | Thousand Tons | 0 | 24956.762 | 18989.3401 | 16837.4208 | 16522.4625 | 24807.4245 | 24956.762
NC - CO2 Cap Annual v6.21 | 722 | 7737 | Rate Constraint in MTons | FALSE | L | Annual | Fuel Consumed | TBtu | 0 | 390.9278 | 325.2762 | 288.5254 | 283.1523 | 424.6794 | 427.2418
NC - CO2 Cap Annual v6.21 | 722 | 7737 | Rate Constraint in MTons | FALSE | L | Annual | Rate | lb/MMBtu | 0 | 127.6796 | 116.7582 | 116.7136 | 116.7037 | 116.829 | 116.8273
NC - CO2 Cap Annual v6.21 | 722 | 7737 | Rate Constraint in MTons | FALSE | L | Annual | Generation | TWh | 0 | 68.6987 | 52.689 | 47.4727 | 47.7009 | 80.3897 | 94.5183
NC - CO2 Cap Annual v6.21 | 722 | 7737 | Rate Constraint in MTons | FALSE | L | Annual | Qualifying Generation | TWh | 0 | 54.1434 | 46.0107 | 40.9176 | 39.174 | 60.4907 | 62.312
NC - CO2 Cap Annual v6.21 | 722 | 7737 | Rate Constraint in MTons | FALSE | L | Annual | Rate | lb/MWh | 0 | 921.8763 | 825.4316 | 822.9923 | 843.5414 | 820.2061 | 801.0262
NC - CO2 Cap Annual v6.21 | 722 | 7737 | Rate Constraint in MTons | FALSE | L | Annual | Constraint Shadow Price | US2022$/Ton | 0 | 4.4166 | 0 | 0 | 0 | 0 | 10.9069
New Hampshire MER Removal Annual v3.1 | 723 | 7346 | MACT Fuel Choice Floor in lbs/MMBtu | FALSE | L | Annual | Seasons Included | Seasons | Winter, Spring, Summer, Fall | Winter, Spring, Summer, Fall | Winter, Spring, Summer, Fall | Winter, Spring, Summer, Fall | Winter, Spring, Summer, Fall | Winter, Spring, Summer, Fall | Winter, Spring, Summer, Fall
New Hampshire MER Removal Annual v3.1 | 723 | 7346 | MACT Fuel Choice Floor in lbs/MMBtu | FALSE | L | Annual | Emission Floor | lbs/MMBtu | 0 | 0 | 0 | 0 | 0 | 0 | 0
New Hampshire MER Removal Annual v3.1 | 723 | 7346 | MACT Fuel Choice Floor in lbs/MMBtu | FALSE | L | Annual | Emissions at Affected Plants MER | lbs | 0 | 0 | 0 | 0 | 0 | 0 | 0
New Hampshire MER Removal Annual v3.1 | 723 | 7346 | MACT Fuel Choice Floor in lbs/MMBtu | FALSE | L | Annual | Allowances Purchased MER | lbs | 0 | 0 | 0 | 0 | 0 | 0 | 0
New Hampshire MER Removal Annual v3.1 | 723 | 7346 | MACT Fuel Choice Floor in lbs/MMBtu | FALSE | L | Annual | Allowances Sold MER | lbs | 0 | 0 | 0 | 0 | 0 | 0 | 0
New Hampshire MER Removal Annual v3.1 | 723 | 7346 | MACT Fuel Choice Floor in lbs/MMBtu | FALSE | L | Annual | Allowances Banked | lbs | 0 | 0 | 0 | 0 | 0 | 0 | 0
New Hampshire MER Removal Annual v3.1 | 723 | 7346 | MACT Fuel Choice Floor in lbs/MMBtu | FALSE | L | Annual | Allowances Withdrawn (1:1) | lbs | 0 | 0 | 0 | 0 | 0 | 0 | 0
New Hampshire MER Removal Annual v3.1 | 723 | 7346 | MACT Fuel Choice Floor in lbs/MMBtu | FALSE | L | Annual | Allowances Withdrawn (n:1) | lbs | 0 | 0 | 0 | 0 | 0 | 0 | 0
New Hampshire MER Removal Annual v3.1 | 723 | 7346 | MACT Fuel Choice Floor in lbs/MMBtu | FALSE | L | Annual | Net Emissions Allowance Position | lbs | 0 | 0 | 0 | 0 | 0 | 0 | 0
New Hampshire MER Removal Annual v3.1 | 723 | 7346 | MACT Fuel Choice Floor in lbs/MMBtu | FALSE | L | Annual | Fuel Consumed | TBtu | 0 | 0 | 0 | 0 | 0 | 0 | 0
New Hampshire MER Removal Annual v3.1 | 723 | 7346 | MACT Fuel Choice Floor in lbs/MMBtu | FALSE | L | Annual | Rate | lb/MMBtu | 0 | 0 | 0 | 0 | 0 | 0 | 0
New Hampshire MER Removal Annual v3.1 | 723 | 7346 | MACT Fuel Choice Floor in lbs/MMBtu | FALSE | L | Annual | Generation | TWh | 0 | 0 | 0 | 0 | 0 | 0 | 0
New Hampshire MER Removal Annual v3.1 | 723 | 7346 | MACT Fuel Choice Floor in lbs/MMBtu | FALSE | L | Annual | Qualifying Generation | TWh | 0 | 0 | 0 | 0 | 0 | 0 | 0
New Hampshire MER Removal Annual v3.1 | 723 | 7346 | MACT Fuel Choice Floor in lbs/MMBtu | FALSE | L | Annual | Constraint Shadow Price | US2022$/Lb | 0 | 0 | 0 | 0 | 0 | 0 | 0
New Hampshire 6 Unit - NOX Cap Annual v3.1 | 724 | 7343 | Rate Constraint in MTons | FALSE | L | Annual | Seasons Included | Seasons | Winter, Spring, Summer, Fall | Winter, Spring, Summer, Fall | Winter, Spring, Summer, Fall | Winter, Spring, Summer, Fall | Winter, Spring, Summer, Fall | Winter, Spring, Summer, Fall | Winter, Spring, Summer, Fall
New Hampshire 6 Unit - NOX Cap Annual v3.1 | 724 | 7343 | Rate Constraint in MTons | FALSE | L | Annual | Standard NOX | Thousand Tons | 3.64 | 3.64 | 3.64 | 3.64 | 3.64 | 3.64 | 3.64
New Hampshire 6 Unit - NOX Cap Annual v3.1 | 724 | 7343 | Rate Constraint in MTons | FALSE | L | Annual | Emissions at Affected Plants NOX | Thousand Tons | 0 | 0 | 0 | 0 | 0 | 0 | 0
New Hampshire 6 Unit - NOX Cap Annual v3.1 | 724 | 7343 | Rate Constraint in MTons | FALSE | L | Annual | Allowances Purchased NOX | Thousand Tons | 0 | 0 | 0 | 0 | 0 | 0 | 0
New Hampshire 6 Unit - NOX Cap Annual v3.1 | 724 | 7343 | Rate Constraint in MTons | FALSE | L | Annual | Allowances Sold NOX | Thousand Tons | 0 | 0 | 0 | 0 | 0 | 0 | 0
New Hampshire 6 Unit - NOX Cap Annual v3.1 | 724 | 7343 | Rate Constraint in MTons | FALSE | L | Annual | Allowances Banked | Thousand Tons | 0 | 0 | 2.4267 | 0 | 0 | 0 | 0
New Hampshire 6 Unit - NOX Cap Annual v3.1 | 724 | 7343 | Rate Constraint in MTons | FALSE | L | Annual | Allowances Withdrawn (1:1) | Thousand Tons | 0 | 0 | 0 | -3.64 | 0 | 0 | 0
New Hampshire 6 Unit - NOX Cap Annual v3.1 | 724 | 7343 | Rate Constraint in MTons | FALSE | L | Annual | Allowances Withdrawn (n:1) | Thousand Tons | 0 | 0 | 0 | 0 | 0 | 0 | 0
New Hampshire 6 Unit - NOX Cap Annual v3.1 | 724 | 7343 | Rate Constraint in MTons | FALSE | L | Annual | Net Emissions Allowance Position | Thousand Tons | 0 | 0 | 2.4267 | -3.64 | 0 | 0 | 0
New Hampshire 6 Unit - NOX Cap Annual v3.1 | 724 | 7343 | Rate Constraint in MTons | FALSE | L | Annual | Fuel Consumed | TBtu | 0 | 0 | 0 | 0 | 0 | 0 | 0
New Hampshire 6 Unit - NOX Cap Annual v3.1 | 724 | 7343 | Rate Constraint in MTons | FALSE | L | Annual | Rate | lb/MMBtu | 0 | 0 | 0 | 0 | 0 | 0 | 0
New Hampshire 6 Unit - NOX Cap Annual v3.1 | 724 | 7343 | Rate Constraint in MTons | FALSE | L | Annual | Generation | TWh | 0 | 0 | 0 | 0 | 0 | 0 | 0
New Hampshire 6 Unit - NOX Cap Annual v3.1 | 724 | 7343 | Rate Constraint in MTons | FALSE | L | Annual | Qualifying Generation | TWh | 0 | 0 | 0 | 0 | 0 | 0 | 0
New Hampshire 6 Unit - NOX Cap Annual v3.1 | 724 | 7343 | Rate Constraint in MTons | FALSE | L | Annual | Rate | lb/MWh | 0 | 0 | 0 | 0 | 0 | 0 | 0
New Hampshire 6 Unit - NOX Cap Annual v3.1 | 724 | 7343 | Rate Constraint in MTons | FALSE | L | Annual | Constraint Shadow Price | US2022$/Ton | 0 | 0 | 0 | 0 | 0 | 0 | 0
New Hampshire 6 Unit - SO2 Cap Annual v3.1 | 725 | 7344 | Rate Constraint in MTons | FALSE | L | Annual | Seasons Included | Seasons | Winter, Spring, Summer, Fall | Winter, Spring, Summer, Fall | Winter, Spring, Summer, Fall | Winter, Spring, Summer, Fall | Winter, Spring, Summer, Fall | Winter, Spring, Summer, Fall | Winter, Spring, Summer, Fall
New Hampshire 6 Unit - SO2 Cap Annual v3.1 | 725 | 7344 | Rate Constraint in MTons | FALSE | L | Annual | Standard SO2 | Thousand Tons | 7.29 | 7.29 | 7.29 | 7.29 | 7.29 | 7.29 | 7.29
New Hampshire 6 Unit - SO2 Cap Annual v3.1 | 725 | 7344 | Rate Constraint in MTons | FALSE | L | Annual | Emissions at Affected Plants SO2 | Thousand Tons | 0 | 0 | 0 | 0 | 0 | 0 | 0
New Hampshire 6 Unit - SO2 Cap Annual v3.1 | 725 | 7344 | Rate Constraint in MTons | FALSE | L | Annual | Allowances Purchased SO2 | Thousand Tons | 0 | 0 | 0 | 0 | 0 | 0 | 0
New Hampshire 6 Unit - SO2 Cap Annual v3.1 | 725 | 7344 | Rate Constraint in MTons | FALSE | L | Annual | Allowances Sold SO2 | Thousand Tons | 0 | 0 | 0 | 0 | 0 | 0 | 0
New Hampshire 6 Unit - SO2 Cap Annual v3.1 | 725 | 7344 | Rate Constraint in MTons | FALSE | L | Annual | Allowances Banked | Thousand Tons | 0 | 0 | 4.86 | 0 | 2.43 | 7.29 | 0
New Hampshire 6 Unit - SO2 Cap Annual v3.1 | 725 | 7344 | Rate Constraint in MTons | FALSE | L | Annual | Allowances Withdrawn (1:1) | Thousand Tons | 0 | 0 | 0 | -7.29 | 0 | 0 | -7.29
New Hampshire 6 Unit - SO2 Cap Annual v3.1 | 725 | 7344 | Rate Constraint in MTons | FALSE | L | Annual | Allowances Withdrawn (n:1) | Thousand Tons | 0 | 0 | 0 | 0 | 0 | 0 | 0
New Hampshire 6 Unit - SO2 Cap Annual v3.1 | 725 | 7344 | Rate Constraint in MTons | FALSE | L | Annual | Net Emissions Allowance Position | Thousand Tons | 0 | 0 | 4.86 | -7.29 | 2.43 | 7.29 | -7.29
New Hampshire 6 Unit - SO2 Cap Annual v3.1 | 725 | 7344 | Rate Constraint in MTons | FALSE | L | Annual | Fuel Consumed | TBtu | 0 | 0 | 0 | 0 | 0 | 0 | 0
New Hampshire 6 Unit - SO2 Cap Annual v3.1 | 725 | 7344 | Rate Constraint in MTons | FALSE | L | Annual | Rate | lb/MMBtu | 0 | 0 | 0 | 0 | 0 | 0 | 0
New Hampshire 6 Unit - SO2 Cap Annual v3.1 | 725 | 7344 | Rate Constraint in MTons | FALSE | L | Annual | Generation | TWh | 0 | 0 | 0 | 0 | 0 | 0 | 0
New Hampshire 6 Unit - SO2 Cap Annual v3.1 | 725 | 7344 | Rate Constraint in MTons | FALSE | L | Annual | Qualifying Generation | TWh | 0 | 0 | 0 | 0 | 0 | 0 | 0
New Hampshire 6 Unit - SO2 Cap Annual v3.1 | 725 | 7344 | Rate Constraint in MTons | FALSE | L | Annual | Rate | lb/MWh | 0 | 0 | 0 | 0 | 0 | 0 | 0
New Hampshire 6 Unit - SO2 Cap Annual v3.1 | 725 | 7344 | Rate Constraint in MTons | FALSE | L | Annual | Constraint Shadow Price | US2022$/Ton | 0 | 0 | 0 | 0 | 0 | 0 | 0
New Hampshire State - NOX Cap Summer v3.1 | 726 | 7345 | Rate Constraint in MTons | FALSE | L | Annual | Seasons Included | Seasons | Summer | Summer | Summer | Summer | Summer | Summer | Summer
New Hampshire State - NOX Cap Summer v3.1 | 726 | 7345 | Rate Constraint in MTons | FALSE | L | Annual | Standard NOX | Thousand Tons | 2.4 | 2.4 | 2.4 | 2.4 | 2.4 | 2.4 | 2.4
New Hampshire State - NOX Cap Summer v3.1 | 726 | 7345 | Rate Constraint in MTons | FALSE | L | Annual | Emissions at Affected Plants NOX | Thousand Tons | 0.075371 | 0.060556 | 0.059336 | 0.048996 | 0.048785 | 0.047771 | 0.047856
New Hampshire State - NOX Cap Summer v3.1 | 726 | 7345 | Rate Constraint in MTons | FALSE | L | Annual | Allowances Purchased NOX | Thousand Tons | 0 | 0 | 0 | 0 | 0 | 0 | 0
New Hampshire State - NOX Cap Summer v3.1 | 726 | 7345 | Rate Constraint in MTons | FALSE | L | Annual | Allowances Sold NOX | Thousand Tons | 0 | 0 | 0 | 0 | 0 | 0 | 0
New Hampshire State - NOX Cap Summer v3.1 | 726 | 7345 | Rate Constraint in MTons | FALSE | L | Annual | Allowances Banked | Thousand Tons | 0 | 0 | 1.6 | 3.6 | 2 | 0 | 0
New Hampshire State - NOX Cap Summer v3.1 | 726 | 7345 | Rate Constraint in MTons | FALSE | L | Annual | Allowances Withdrawn (1:1) | Thousand Tons | 0 | 0 | 0 | -2.4 | -2.4 | -2.4 | 0
New Hampshire State - NOX Cap Summer v3.1 | 726 | 7345 | Rate Constraint in MTons | FALSE | L | Annual | Allowances Withdrawn (n:1) | Thousand Tons | 0 | 0 | 0 | 0 | 0 | 0 | 0
New Hampshire State - NOX Cap Summer v3.1 | 726 | 7345 | Rate Constraint in MTons | FALSE | L | Annual | Net Emissions Allowance Position | Thousand Tons | 0.075371 | 0.060556 | 1.6593 | 1.249 | -0.35122 | -2.3522 | 0.047856
New Hampshire State - NOX Cap Summer v3.1 | 726 | 7345 | Rate Constraint in MTons | FALSE | L | Annual | Fuel Consumed | TBtu | 15.879 | 12.1794 | 11.9052 | 9.5295 | 9.4884 | 9.2913 | 9.3077
New Hampshire State - NOX Cap Summer v3.1 | 726 | 7345 | Rate Constraint in MTons | FALSE | L | Annual | Rate | lb/MMBtu | 0.0094932 | 0.0099439 | 0.009968 | 0.010283 | 0.010283 | 0.010283 | 0.010283
New Hampshire State - NOX Cap Summer v3.1 | 726 | 7345 | Rate Constraint in MTons | FALSE | L | Annual | Generation | TWh | 2.1491 | 1.6432 | 1.6059 | 1.2826 | 1.2771 | 1.2505 | 1.2527
New Hampshire State - NOX Cap Summer v3.1 | 726 | 7345 | Rate Constraint in MTons | FALSE | L | Annual | Qualifying Generation | TWh | 2.1491 | 1.6432 | 1.6059 | 1.2826 | 1.2771 | 1.2505 | 1.2527
New Hampshire State - NOX Cap Summer v3.1 | 726 | 7345 | Rate Constraint in MTons | FALSE | L | Annual | Rate | lb/MWh | 0.070141 | 0.073706 | 0.073897 | 0.076402 | 0.076402 | 0.076402 | 0.076402
New Hampshire State - NOX Cap Summer v3.1 | 726 | 7345 | Rate Constraint in MTons | FALSE | L | Annual | Constraint Shadow Price | US2022$/Ton | 0 | 0 | 0 | 0 | 0 | 0 | 0
New Jersey - MER Removal Annual v3.1 | 727 | 7348 | MACT Fuel Choice Floor in lbs/MMBtu | FALSE | L | Annual | Seasons Included | Seasons | Winter, Spring, Summer, Fall | Winter, Spring, Summer, Fall | Winter, Spring, Summer, Fall | Winter, Spring, Summer, Fall | Winter, Spring, Summer, Fall | Winter, Spring, Summer, Fall | Winter, Spring, Summer, Fall
New Jersey - MER Removal Annual v3.1 | 727 | 7348 | MACT Fuel Choice Floor in lbs/MMBtu | FALSE | L | Annual | Emission Floor | lbs/MMBtu | 0 | 0 | 0 | 0 | 0 | 0 | 0
New Jersey - MER Removal Annual v3.1 | 727 | 7348 | MACT Fuel Choice Floor in lbs/MMBtu | FALSE | L | Annual | Emissions at Affected Plants MER | lbs | 0 | 0 | 0 | 0 | 0 | 0 | 0
New Jersey - MER Removal Annual v3.1 | 727 | 7348 | MACT Fuel Choice Floor in lbs/MMBtu | FALSE | L | Annual | Allowances Purchased MER | lbs | 0 | 0 | 0 | 0 | 0 | 0 | 0
New Jersey - MER Removal Annual v3.1 | 727 | 7348 | MACT Fuel Choice Floor in lbs/MMBtu | FALSE | L | Annual | Allowances Sold MER | lbs | 0 | 0 | 0 | 0 | 0 | 0 | 0
New Jersey - MER Removal Annual v3.1 | 727 | 7348 | MACT Fuel Choice Floor in lbs/MMBtu | FALSE | L | Annual | Allowances Banked | lbs | 0 | 0 | 0 | 0 | 0 | 0 | 0
New Jersey - MER Removal Annual v3.1 | 727 | 7348 | MACT Fuel Choice Floor in lbs/MMBtu | FALSE | L | Annual | Allowances Withdrawn (1:1) | lbs | 0 | 0 | 0 | 0 | 0 | 0 | 0
New Jersey - MER Removal Annual v3.1 | 727 | 7348 | MACT Fuel Choice Floor in lbs/MMBtu | FALSE | L | Annual | Allowances Withdrawn (n:1) | lbs | 0 | 0 | 0 | 0 | 0 | 0 | 0
New Jersey - MER Removal Annual v3.1 | 727 | 7348 | MACT Fuel Choice Floor in lbs/MMBtu | FALSE | L | Annual | Net Emissions Allowance Position | lbs | 0 | 0 | 0 | 0 | 0 | 0 | 0
New Jersey - MER Removal Annual v3.1 | 727 | 7348 | MACT Fuel Choice Floor in lbs/MMBtu | FALSE | L | Annual | Fuel Consumed | TBtu | 0 | 0 | 0 | 0 | 0 | 0 | 0
New Jersey - MER Removal Annual v3.1 | 727 | 7348 | MACT Fuel Choice Floor in lbs/MMBtu | FALSE | L | Annual | Rate | lb/MMBtu | 0 | 0 | 0 | 0 | 0 | 0 | 0
New Jersey - MER Removal Annual v3.1 | 727 | 7348 | MACT Fuel Choice Floor in lbs/MMBtu | FALSE | L | Annual | Generation | TWh | 0 | 0 | 0 | 0 | 0 | 0 | 0
New Jersey - MER Removal Annual v3.1 | 727 | 7348 | MACT Fuel Choice Floor in lbs/MMBtu | FALSE | L | Annual | Qualifying Generation | TWh | 0 | 0 | 0 | 0 | 0 | 0 | 0
New Jersey - MER Removal Annual v3.1 | 727 | 7348 | MACT Fuel Choice Floor in lbs/MMBtu | FALSE | L | Annual | Constraint Shadow Price | US2022$/Lb | 0 | 0 | 0 | 0 | 0 | 0 | 0
Newington Station 1 - SO2 Rate v5.12 | 728 | 7347 | Rate Constraint in lbs/MMBtu | FALSE | L | Annual | Seasons Included | Seasons | Winter, Spring, Summer, Fall | Winter, Spring, Summer, Fall | Winter, Spring, Summer, Fall | Winter, Spring, Summer, Fall | Winter, Spring, Summer, Fall | Winter, Spring, Summer, Fall | Winter, Spring, Summer, Fall
Newington Station 1 - SO2 Rate v5.12 | 728 | 7347 | Rate Constraint in lbs/MMBtu | FALSE | L | Annual | Standard SO2 | lb/MMBtu | 0.5 | 0.5 | 0.5 | 0.5 | 0.5 | 0.5 | 0.5
Newington Station 1 - SO2 Rate v5.12 | 728 | 7347 | Rate Constraint in lbs/MMBtu | FALSE | L | Annual | Emissions at Affected Plants SO2 | Thousand Tons | 0 | 0 | 0 | 0 | 0 | 0 | 0
Newington Station 1 - SO2 Rate v5.12 | 728 | 7347 | Rate Constraint in lbs/MMBtu | FALSE | L | Annual | Allowances Purchased SO2 | Thousand Tons | 0 | 0 | 0 | 0 | 0 | 0 | 0
Newington Station 1 - SO2 Rate v5.12 | 728 | 7347 | Rate Constraint in lbs/MMBtu | FALSE | L | Annual | Allowances Sold SO2 | Thousand Tons | 0 | 0 | 0 | 0 | 0 | 0 | 0
Newington Station 1 - SO2 Rate v5.12 | 728 | 7347 | Rate Constraint in lbs/MMBtu | FALSE | L | Annual | Allowances Banked | Thousand Tons | 0 | 0 | 0 | 0 | 0 | 0 | 0
Newington Station 1 - SO2 Rate v5.12 | 728 | 7347 | Rate Constraint in lbs/MMBtu | FALSE | L | Annual | Allowances Withdrawn (1:1) | Thousand Tons | 0 | 0 | 0 | 0 | 0 | 0 | 0
Newington Station 1 - SO2 Rate v5.12 | 728 | 7347 | Rate Constraint in lbs/MMBtu | FALSE | L | Annual | Allowances Withdrawn (n:1) | Thousand Tons | 0 | 0 | 0 | 0 | 0 | 0 | 0
Newington Station 1 - SO2 Rate v5.12 | 728 | 7347 | Rate Constraint in lbs/MMBtu | FALSE | L | Annual | Net Emissions Allowance Position | Thousand Tons | 0 | 0 | 0 | 0 | 0 | 0 | 0
Newington Station 1 - SO2 Rate v5.12 | 728 | 7347 | Rate Constraint in lbs/MMBtu | FALSE | L | Annual | Fuel Consumed | TBtu | 0 | 0 | 0 | 0 | 0 | 0 | 0
Newington Station 1 - SO2 Rate v5.12 | 728 | 7347 | Rate Constraint in lbs/MMBtu | FALSE | L | Annual | Rate | lb/MMBtu | 0 | 0 | 0 | 0 | 0 | 0 | 0
Newington Station 1 - SO2 Rate v5.12 | 728 | 7347 | Rate Constraint in lbs/MMBtu | FALSE | L | Annual | Generation | TWh | 0 | 0 | 0 | 0 | 0 | 0 | 0
Newington Station 1 - SO2 Rate v5.12 | 728 | 7347 | Rate Constraint in lbs/MMBtu | FALSE | L | Annual | Qualifying Generation | TWh | 0 | 0 | 0 | 0 | 0 | 0 | 0
Newington Station 1 - SO2 Rate v5.12 | 728 | 7347 | Rate Constraint in lbs/MMBtu | FALSE | L | Annual | Rate | lb/MWh | 0 | 0 | 0 | 0 | 0 | 0 | 0
Newington Station 1 - SO2 Rate v5.12 | 728 | 7347 | Rate Constraint in lbs/MMBtu | FALSE | L | Annual | Constraint Shadow Price | US2022$/Ton | 0 | 0 | 0 | 0 | 0 | 0 | 0
NJ SO2 Constraint v5.14 | 729 | 7349 | Rate Constraint in lbs/MMBtu | FALSE | L | Annual | Seasons Included | Seasons | Winter, Spring, Summer, Fall | Winter, Spring, Summer, Fall | Winter, Spring, Summer, Fall | Winter, Spring, Summer, Fall | Winter, Spring, Summer, Fall | Winter, Spring, Summer, Fall | Winter, Spring, Summer, Fall
NJ SO2 Constraint v5.14 | 729 | 7349 | Rate Constraint in lbs/MMBtu | FALSE | L | Annual | Standard SO2 | lb/MMBtu | 0.15 | 0.15 | 0.15 | 0.15 | 0.15 | 0.15 | 0.15
NJ SO2 Constraint v5.14 | 729 | 7349 | Rate Constraint in lbs/MMBtu | FALSE | L | Annual | Emissions at Affected Plants SO2 | Thousand Tons | 0 | 0 | 0 | 0 | 0 | 0 | 0
NJ SO2 Constraint v5.14 | 729 | 7349 | Rate Constraint in lbs/MMBtu | FALSE | L | Annual | Allowances Purchased SO2 | Thousand Tons | 0 | 0 | 0 | 0 | 0 | 0 | 0
NJ SO2 Constraint v5.14 | 729 | 7349 | Rate Constraint in lbs/MMBtu | FALSE | L | Annual | Allowances Sold SO2 | Thousand Tons | 0 | 0 | 0 | 0 | 0 | 0 | 0
NJ SO2 Constraint v5.14 | 729 | 7349 | Rate Constraint in lbs/MMBtu | FALSE | L | Annual | Allowances Banked | Thousand Tons | 0 | 0 | 0 | 0 | 0 | 0 | 0
NJ SO2 Constraint v5.14 | 729 | 7349 | Rate Constraint in lbs/MMBtu | FALSE | L | Annual | Allowances Withdrawn (1:1) | Thousand Tons | 0 | 0 | 0 | 0 | 0 | 0 | 0
NJ SO2 Constraint v5.14 | 729 | 7349 | Rate Constraint in lbs/MMBtu | FALSE | L | Annual | Allowances Withdrawn (n:1) | Thousand Tons | 0 | 0 | 0 | 0 | 0 | 0 | 0
NJ SO2 Constraint v5.14 | 729 | 7349 | Rate Constraint in lbs/MMBtu | FALSE | L | Annual | Net Emissions Allowance Position | Thousand Tons | 0 | 0 | 0 | 0 | 0 | 0 | 0
NJ SO2 Constraint v5.14 | 729 | 7349 | Rate Constraint in lbs/MMBtu | FALSE | L | Annual | Fuel Consumed | TBtu | 0 | 0 | 0 | 0 | 0 | 0 | 0
NJ SO2 Constraint v5.14 | 729 | 7349 | Rate Constraint in lbs/MMBtu | FALSE | L | Annual | Rate | lb/MMBtu | 0 | 0 | 0 | 0 | 0 | 0 | 0
NJ SO2 Constraint v5.14 | 729 | 7349 | Rate Constraint in lbs/MMBtu | FALSE | L | Annual | Generation | TWh | 0 | 0 | 0 | 0 | 0 | 0 | 0
NJ SO2 Constraint v5.14 | 729 | 7349 | Rate Constraint in lbs/MMBtu | FALSE | L | Annual | Qualifying Generation | TWh | 0 | 0 | 0 | 0 | 0 | 0 | 0
NJ SO2 Constraint v5.14 | 729 | 7349 | Rate Constraint in lbs/MMBtu | FALSE | L | Annual | Rate | lb/MWh | 0 | 0 | 0 | 0 | 0 | 0 | 0
NJ SO2 Constraint v5.14 | 729 | 7349 | Rate Constraint in lbs/MMBtu | FALSE | L | Annual | Constraint Shadow Price | US2022$/Ton | 22375.0756 | 25631.1551 | 18889.2693 | 10500.3481 | 10243.6142 | 13182.5761 | 14379.8176
NODA Covanta Bristol 1 NOX Cap Annual v5.15 | 730 | 7255 | Rate Constraint in MTons | FALSE | L | Annual | Seasons Included | Seasons | Winter, Spring, Summer, Fall | Winter, Spring, Summer, Fall | Winter, Spring, Summer, Fall | Winter, Spring, Summer, Fall | Winter, Spring, Summer, Fall | Winter, Spring, Summer, Fall | Winter, Spring, Summer, Fall
NODA Covanta Bristol 1 NOX Cap Annual v5.15 | 730 | 7255 | Rate Constraint in MTons | FALSE | L | Annual | Standard NOX | Thousand Tons | 0.112 | 0.112 | 0.112 | 0.112 | 0.112 | 0.112 | 0.112
NODA Covanta Bristol 1 NOX Cap Annual v5.15 | 730 | 7255 | Rate Constraint in MTons | FALSE | L | Annual | Emissions at Affected Plants NOX | Thousand Tons | 0.10182 | 0.10182 | 0.10182 | 0 | 0 | 0 | 0
NODA Covanta Bristol 1 NOX Cap Annual v5.15 | 730 | 7255 | Rate Constraint in MTons | FALSE | L | Annual | Allowances Purchased NOX | Thousand Tons | 0 | 0 | 0 | 0 | 0 | 0 | 0
NODA Covanta Bristol 1 NOX Cap Annual v5.15 | 730 | 7255 | Rate Constraint in MTons | FALSE | L | Annual | Allowances Sold NOX | Thousand Tons | 0 | 0 | 0 | 0 | 0 | 0 | 0
NODA Covanta Bristol 1 NOX Cap Annual v5.15 | 730 | 7255 | Rate Constraint in MTons | FALSE | L | Annual | Allowances Banked | Thousand Tons | 0 | 0 | 0 | 0 | 0 | 0 | 0
NODA Covanta Bristol 1 NOX Cap Annual v5.15 | 730 | 7255 | Rate Constraint in MTons | FALSE | L | Annual | Allowances Withdrawn (1:1) | Thousand Tons | 0 | 0 | 0 | 0 | 0 | 0 | 0
NODA Covanta Bristol 1 NOX Cap Annual v5.15 | 730 | 7255 | Rate Constraint in MTons | FALSE | L | Annual | Allowances Withdrawn (n:1) | Thousand Tons | 0 | 0 | 0 | 0 | 0 | 0 | 0
NODA Covanta Bristol 1 NOX Cap Annual v5.15 | 730 | 7255 | Rate Constraint in MTons | FALSE | L | Annual | Net Emissions Allowance Position | Thousand Tons | 0.10182 | 0.10182 | 0.10182 | 0 | 0 | 0 | 0
NODA Covanta Bristol 1 NOX Cap Annual v5.15 | 730 | 7255 | Rate Constraint in MTons | FALSE | L | Annual | Fuel Consumed | TBtu | 0.93936 | 0.93936 | 0.93936 | 0 | 0 | 0 | 0
NODA Covanta Bristol 1 NOX Cap Annual v5.15 | 730 | 7255 | Rate Constraint in MTons | FALSE | L | Annual | Rate | lb/MMBtu | 0.21679 | 0.21679 | 0.21679 | 0 | 0 | 0 | 0
NODA Covanta Bristol 1 NOX Cap Annual v5.15 | 730 | 7255 | Rate Constraint in MTons | FALSE | L | Annual | Generation | TWh | 0.050699 | 0.050699 | 0.050699 | 0 | 0 | 0 | 0
NODA Covanta Bristol 1 NOX Cap Annual v5.15 | 730 | 7255 | Rate Constraint in MTons | FALSE | L | Annual | Qualifying Generation | TWh | 0.050699 | 0.050699 | 0.050699 | 0 | 0 | 0 | 0
NODA Covanta Bristol 1 NOX Cap Annual v5.15 | 730 | 7255 | Rate Constraint in MTons | FALSE | L | Annual | Rate | lb/MWh | 4.0167 | 4.0167 | 4.0167 | 0 | 0 | 0 | 0
NODA Covanta Bristol 1 NOX Cap Annual v5.15 | 730 | 7255 | Rate Constraint in MTons | FALSE | L | Annual | Constraint Shadow Price | US2022$/Ton | 0 | 0 | 0 | 0 | 0 | 0 | 0
NODA Covanta Bristol 2 NOX Cap Annual v5.15 | 731 | 7256 | Rate Constraint in MTons | FALSE | L | Annual | Seasons Included | Seasons | Winter, Spring, Summer, Fall | Winter, Spring, Summer, Fall | Winter, Spring, Summer, Fall | Winter, Spring, Summer, Fall | Winter, Spring, Summer, Fall | Winter, Spring, Summer, Fall | Winter, Spring, Summer, Fall
NODA Covanta Bristol 2 NOX Cap Annual v5.15 | 731 | 7256 | Rate Constraint in MTons | FALSE | L | Annual | Standard NOX | Thousand Tons | 0.1917 | 0.1917 | 0.1917 | 0.1917 | 0.1917 | 0.1917 | 0.1917
NODA Covanta Bristol 2 NOX Cap Annual v5.15 | 731 | 7256 | Rate Constraint in MTons | FALSE | L | Annual | Emissions at Affected Plants NOX | Thousand Tons | 0.12298 | 0.12298 | 0.12298 | 0 | 0 | 0 | 0
NODA Covanta Bristol 2 NOX Cap Annual v5.15 | 731 | 7256 | Rate Constraint in MTons | FALSE | L | Annual | Allowances Purchased NOX | Thousand Tons | 0 | 0 | 0 | 0 | 0 | 0 | 0
NODA Covanta Bristol 2 NOX Cap Annual v5.15 | 731 | 7256 | Rate Constraint in MTons | FALSE | L | Annual | Allowances Sold NOX | Thousand Tons | 0 | 0 | 0 | 0 | 0 | 0 | 0
NODA Covanta Bristol 2 NOX Cap Annual v5.15 | 731 | 7256 | Rate Constraint in MTons | FALSE | L | Annual | Allowances Banked | Thousand Tons | 0 | 0 | 0 | 0 | 0 | 0 | 0
NODA Covanta Bristol 2 NOX Cap Annual v5.15 | 731 | 7256 | Rate Constraint in MTons | FALSE | L | Annual | Allowances Withdrawn (1:1) | Thousand Tons | 0 | 0 | 0 | 0 | 0 | 0 | 0
NODA Covanta Bristol 2 NOX Cap Annual v5.15 | 731 | 7256 | Rate Constraint in MTons | FALSE | L | Annual | Allowances Withdrawn (n:1) | Thousand Tons | 0 | 0 | 0 | 0 | 0 | 0 | 0
NODA Covanta Bristol 2 NOX Cap Annual v5.15 | 731 | 7256 | Rate Constraint in MTons | FALSE | L | Annual | Net Emissions Allowance Position | Thousand Tons | 0.12298 | 0.12298 | 0.12298 | 0 | 0 | 0 | 0
NODA Covanta Bristol 2 NOX Cap Annual v5.15 | 731 | 7256 | Rate Constraint in MTons | FALSE | L | Annual | Fuel Consumed | TBtu | 0.93936 | 0.93936 | 0.93936 | 0 | 0 | 0 | 0
NODA Covanta Bristol 2 NOX Cap Annual v5.15 | 731 | 7256 | Rate Constraint in MTons | FALSE | L | Annual | Rate | lb/MMBtu | 0.26183 | 0.26183 | 0.26183 | 0 | 0 | 0 | 0
NODA Covanta Bristol 2 NOX Cap Annual v5.15 | 731 | 7256 | Rate Constraint in MTons | FALSE | L | Annual | Generation | TWh | 0.050699 | 0.050699 | 0.050699 | 0 | 0 | 0 | 0
NODA Covanta Bristol 2 NOX Cap Annual v5.15 | 731 | 7256 | Rate Constraint in MTons | FALSE | L | Annual | Qualifying Generation | TWh | 0.050699 | 0.050699 | 0.050699 | 0 | 0 | 0 | 0
NODA Covanta Bristol 2 NOX Cap Annual v5.15 | 731 | 7256 | Rate Constraint in MTons | FALSE | L | Annual | Rate | lb/MWh | 4.8512 | 4.8512 | 4.8512 | 0 | 0 | 0 | 0
NODA Covanta Bristol 2 NOX Cap Annual v5.15 | 731 | 7256 | Rate Constraint in MTons | FALSE | L | Annual | Constraint Shadow Price | US2022$/Ton | 0 | 0 | 0 | 0 | 0 | 0 | 0
NODA Kemper County IGCC SO2 Cap Annual v5.15 | 732 | 7262 | Rate Constraint in MTons | FALSE | L | Annual | Seasons Included | Seasons | Winter, Spring, Summer, Fall | Winter, Spring, Summer, Fall | Winter, Spring, Summer, Fall | Winter, Spring, Summer, Fall | Winter, Spring, Summer, Fall | Winter, Spring, Summer, Fall | Winter, Spring, Summer, Fall
NODA Kemper County IGCC SO2 Cap Annual v5.15 | 732 | 7262 | Rate Constraint in MTons | FALSE | L | Annual | Standard SO2 | Thousand Tons | 0.116 | 0.116 | 0.116 | 0.116 | 0.116 | 0.116 | 0.116
NODA Kemper County IGCC SO2 Cap Annual v5.15 | 732 | 7262 | Rate Constraint in MTons | FALSE | L | Annual | Emissions at Affected Plants SO2 | Thousand Tons | 0 | 0 | 0 | 0 | 0 | 0 | 0
NODA Kemper County IGCC SO2 Cap Annual v5.15 | 732 | 7262 | Rate Constraint in MTons | FALSE | L | Annual | Allowances Purchased SO2 | Thousand Tons | 0 | 0 | 0 | 0 | 0 | 0 | 0
NODA Kemper County IGCC SO2 Cap Annual v5.15 | 732 | 7262 | Rate Constraint in MTons | FALSE | L | Annual | Allowances Sold SO2 | Thousand Tons | 0 | 0 | 0 | 0 | 0 | 0 | 0
NODA Kemper County IGCC SO2 Cap Annual v5.15 | 732 | 7262 | Rate Constraint in MTons | FALSE | L | Annual | Allowances Banked | Thousand Tons | 0 | 0 | 0 | 0 | 0 | 0 | 0
NODA Kemper County IGCC SO2 Cap Annual v5.15 | 732 | 7262 | Rate Constraint in MTons | FALSE | L | Annual | Allowances Withdrawn (1:1) | Thousand Tons | 0 | 0 | 0 | 0 | 0 | 0 | 0
NODA Kemper County IGCC SO2 Cap Annual v5.15 | 732 | 7262 | Rate Constraint in MTons | FALSE | L | Annual | Allowances Withdrawn (n:1) | Thousand Tons | 0 | 0 | 0 | 0 | 0 | 0 | 0
NODA Kemper County IGCC SO2 Cap Annual v5.15 | 732 | 7262 | Rate Constraint in MTons | FALSE | L | Annual | Net Emissions Allowance Position | Thousand Tons | 0 | 0 | 0 | 0 | 0 | 0 | 0
NODA Kemper County IGCC SO2 Cap Annual v5.15 | 732 | 7262 | Rate Constraint in MTons | FALSE | L | Annual | Fuel Consumed | TBtu | 9.6668 | 7.0576 | 9.006 | 1.4143 | 0 | 0.69945 | 0.94854
NODA Kemper County IGCC SO2 Cap Annual v5.15 | 732 | 7262 | Rate Constraint in MTons | FALSE | L | Annual | Rate | lb/MMBtu | 0 | 0 | 0 | 0 | 0 | 0 | 0
NODA Kemper County IGCC SO2 Cap Annual v5.15 | 732 | 7262 | Rate Constraint in MTons | FALSE | L | Annual | Generation | TWh | 1.2713 | 0.92814 | 1.1844 | 0.186 | 0 | 0.091984 | 0.12474
NODA Kemper County IGCC SO2 Cap Annual v5.15 | 732 | 7262 | Rate Constraint in MTons | FALSE | L | Annual | Qualifying Generation | TWh | 1.2713 | 0.92814 | 1.1844 | 0.186 | 0 | 0.091984 | 0.12474
NODA Kemper County IGCC SO2 Cap Annual v5.15 | 732 | 7262 | Rate Constraint in MTons | FALSE | L | Annual | Rate | lb/MWh | 0 | 0 | 0 | 0 | 0 | 0 | 0
NODA Kemper County IGCC SO2 Cap Annual v5.15 | 732 | 7262 | Rate Constraint in MTons | FALSE | L | Annual | Constraint Shadow Price | US2022$/Ton | 0 | 0 | 0 | 0 | 0 | 0 | 0
NODA Marshalltown NOx Cap Annual v5.15 | 733 | 7252 | Rate Constraint in MTons | FALSE | L | Annual | Seasons Included | Seasons | Winter, Spring, Summer, Fall | Winter, Spring, Summer, Fall | Winter, Spring, Summer, Fall | Winter, Spring, Summer, Fall | Winter, Spring, Summer, Fall | Winter, Spring, Summer, Fall | Winter, Spring, Summer, Fall
NODA Marshalltown NOx Cap Annual v5.15 | 733 | 7252 | Rate Constraint in MTons | FALSE | L | Annual | Standard NOX | Thousand Tons | 0.229 | 0.229 | 0.229 | 0.229 | 0.229 | 0.229 | 0.229
NODA Marshalltown NOx Cap Annual v5.15 | 733 | 7252 | Rate Constraint in MTons | FALSE | L | Annual | Emissions at Affected Plants NOX | Thousand Tons | 0.051723 | 0.066797 | 0.035702 | 0.0076918 | 0.0031551 | 0.0076815 | 0.0081213
NODA Marshalltown NOx Cap Annual v5.15 | 733 | 7252 | Rate Constraint in MTons | FALSE | L | Annual | Allowances Purchased NOX | Thousand Tons | 0 | 0 | 0 | 0 | 0 | 0 | 0
NODA Marshalltown NOx Cap Annual v5.15 | 733 | 7252 | Rate Constraint in MTons | FALSE | L | Annual | Allowances Sold NOX | Thousand Tons | 0 | 0 | 0 | 0 | 0 | 0 | 0
NODA Marshalltown NOx Cap Annual v5.15 | 733 | 7252 | Rate Constraint in MTons | FALSE | L | Annual | Allowances Banked | Thousand Tons | 0 | 0 | 0 | 0 | 0 | 0 | 0
NODA Marshalltown NOx Cap Annual v5.15 | 733 | 7252 | Rate Constraint in MTons | FALSE | L | Annual | Allowances Withdrawn (1:1) | Thousand Tons | 0 | 0 | 0 | 0 | 0 | 0 | 0
NODA Marshalltown NOx Cap Annual v5.15 | 733 | 7252 | Rate Constraint in MTons | FALSE | L | Annual | Allowances Withdrawn (n:1) | Thousand Tons | 0 | 0 | 0 | 0 | 0 | 0 | 0
NODA Marshalltown NOx Cap Annual v5.15 | 733 | 7252 | Rate Constraint in MTons | FALSE | L | Annual | Net Emissions Allowance Position | Thousand Tons | 0.051723 | 0.066797 | 0.035702 | 0.0076918 | 0.0031551 | 0.0076815 | 0.0081213
NODA Marshalltown NOx Cap Annual v5.15 | 733 | 7252 | Rate Constraint in MTons | FALSE | L | Annual | Fuel Consumed | TBtu | 21.0686 | 27.2086 | 14.5424 | 3.1331 | 1.2852 | 3.1289 | 3.3081
NODA Marshalltown NOx Cap Annual v5.15 | 733 | 7252 | Rate Constraint in MTons | FALSE | L | Annual | Rate | lb/MMBtu | 0.00491 | 0.00491 | 0.00491 | 0.00491 | 0.00491 | 0.00491 | 0.00491
NODA Marshalltown NOx Cap Annual v5.15 | 733 | 7252 | Rate Constraint in MTons | FALSE | L | Annual | Generation | TWh | 2.967 | 3.8317 | 2.0479 | 0.44122 | 0.18098 | 0.44063 | 0.46586
NODA Marshalltown NOx Cap Annual v5.15 | 733 | 7252 | Rate Constraint in MTons | FALSE | L | Annual | Qualifying Generation | TWh | 2.967 | 3.8317 | 2.0479 | 0.44122 | 0.18098 | 0.44063 | 0.46586
NODA Marshalltown NOx Cap Annual v5.15 | 733 | 7252 | Rate Constraint in MTons | FALSE | L | Annual | Rate | lb/MWh | 0.034866 | 0.034866 | 0.034866 | 0.034866 | 0.034866 | 0.034866 | 0.034866
NODA Marshalltown NOx Cap Annual v5.15 | 733 | 7252 | Rate Constraint in MTons | FALSE | L | Annual | Constraint Shadow Price | US2022$/Ton | 0 | 0 | 0 | 0 | 0 | 0 | 0
NODA Nacogdoches SO2 Cap Annual v5.15 | 734 | 7253 | Rate Constraint in MTons | FALSE | L | Annual | Seasons Included | Seasons | Winter, Spring, Summer, Fall | Winter, Spring, Summer, Fall | Winter, Spring, Summer, Fall | Winter, Spring, Summer, Fall | Winter, Spring, Summer, Fall | Winter, Spring, Summer, Fall | Winter, Spring, Summer, Fall
NODA Nacogdoches SO2 Cap Annual v5.15 | 734 | 7253 | Rate Constraint in MTons | FALSE | L | Annual | Standard SO2 | Thousand Tons | 0.277 | 0.277 | 0.277 | 0.277 | 0.277 | 0.277 | 0.277
NODA Nacogdoches SO2 Cap Annual v5.15 | 734 | 7253 | Rate Constraint in MTons | FALSE | L | Annual | Emissions at Affected Plants SO2 | Thousand Tons | 0 | 0 | 0 | 0 | 0 | 0 | 0
NODA Nacogdoches SO2 Cap Annual v5.15 | 734 | 7253 | Rate Constraint in MTons | FALSE | L | Annual | Allowances Purchased SO2 | Thousand Tons | 0 | 0 | 0 | 0 | 0 | 0 | 0
NODA Nacogdoches SO2 Cap Annual v5.15 | 734 | 7253 | Rate Constraint in MTons | FALSE | L | Annual | Allowances Sold SO2 | Thousand Tons | 0 | 0 | 0 | 0 | 0 | 0 | 0
NODA Nacogdoches SO2 Cap Annual v5.15 | 734 | 7253 | Rate Constraint in MTons | FALSE | L | Annual | Allowances Banked | Thousand Tons | 0 | 0 | 0 | 0 | 0 | 0 | 0
NODA Nacogdoches SO2 Cap Annual v5.15 | 734 | 7253 | Rate Constraint in MTons | FALSE | L | Annual | Allowances Withdrawn (1:1) | Thousand Tons | 0 | 0 | 0 | 0 | 0 | 0 | 0
NODA Nacogdoches SO2 Cap Annual v5.15 | 734 | 7253 | Rate Constraint in MTons | FALSE | L | Annual | Allowances Withdrawn (n:1) | Thousand Tons | 0 | 0 | 0 | 0 | 0 | 0 | 0
NODA Nacogdoches SO2 Cap Annual v5.15 | 734 | 7253 | Rate Constraint in MTons | FALSE | L | Annual | Net Emissions Allowance Position | Thousand Tons | 0 | 0 | 0 | 0 | 0 | 0 | 0
NODA Nacogdoches SO2 Cap Annual v5.15 | 734 | 7253 | Rate Constraint in MTons | FALSE | L | Annual | Fuel Consumed | TBtu | 0 | 0 | 0 | 0 | 0 | 0 | 0
NODA Nacogdoches SO2 Cap Annual v5.15 | 734 | 7253 | Rate Constraint in MTons | FALSE | L | Annual | Rate | lb/MMBtu | 0 | 0 | 0 | 0 | 0 | 0 | 0
NODA Nacogdoches SO2 Cap Annual v5.15 | 734 | 7253 | Rate Constraint in MTons | FALSE | L | Annual | Generation | TWh | 0 | 0 | 0 | 0 | 0 | 0 | 0
NODA Nacogdoches SO2 Cap Annual v5.15 | 734 | 7253 | Rate Constraint in MTons | FALSE | L | Annual | Qualifying Generation | TWh | 0 | 0 | 0 | 0 | 0 | 0 | 0
NODA Nacogdoches SO2 Cap Annual v5.15 | 734 | 7253 | Rate Constraint in MTons | FALSE | L | Annual | Rate | lb/MWh | 0 | 0 | 0 | 0 | 0 | 0 | 0
NODA Nacogdoches SO2 Cap Annual v5.15 | 734 | 7253 | Rate Constraint in MTons | FALSE | L | Annual | Constraint Shadow Price | US2022$/Ton | 0 | 0 | 0 | 0 | 0 | 0 | 0
NODA Newark NOx Cap Annual v5.15 | 735 | 7249 | Rate Constraint in MTons | FALSE | L | Annual | Seasons Included | Seasons | Winter, Spring, Summer, Fall | Winter, Spring, Summer, Fall | Winter, Spring, Summer, Fall | Winter, Spring, Summer, Fall | Winter, Spring, Summer, Fall | Winter, Spring, Summer, Fall | Winter, Spring, Summer, Fall
NODA Newark NOx Cap Annual v5.15 | 735 | 7249 | Rate Constraint in MTons | FALSE | L | Annual | Standard NOX | Thousand Tons | 0.278 | 0.278 | 0.278 | 0.278 | 0.278 | 0.278 | 0.278
NODA Newark NOx Cap Annual v5.15 | 735 | 7249 | Rate Constraint in MTons | FALSE | L | Annual | Emissions at Affected Plants NOX | Thousand Tons | 0.093919 | 0.1013 | 0.08486 | 0.052357 | 0.052702 | 0.094113 | 0.09798
NODA Newark NOx Cap Annual v5.15 | 735 | 7249 | Rate Constraint in MTons | FALSE | L | Annual | Allowances Purchased NOX | Thousand Tons | 0 | 0 | 0 | 0 | 0 | 0 | 0
NODA Newark NOx Cap Annual v5.15 | 735 | 7249 | Rate Constraint in MTons | FALSE | L | Annual | Allowances Sold NOX | Thousand Tons | 0 | 0 | 0 | 0 | 0 | 0 | 0
NODA Newark NOx Cap Annual v5.15 | 735 | 7249 | Rate Constraint in MTons | FALSE | L | Annual | Allowances Banked | Thousand Tons | 0 | 0 | 0 | 0 | 0 | 0 | 0
NODA Newark NOx Cap Annual v5.15 | 735 | 7249 | Rate Constraint in MTons | FALSE | L | Annual | Allowances Withdrawn (1:1) | Thousand Tons | 0 | 0 | 0 | 0 | 0 | 0 | 0
NODA Newark NOx Cap Annual v5.15 | 735 | 7249 | Rate Constraint in MTons | FALSE | L | Annual | Allowances Withdrawn (n:1) | Thousand Tons | 0 | 0 | 0 | 0 | 0 | 0 | 0
NODA Newark NOx Cap Annual v5.15 | 735 | 7249 | Rate Constraint in MTons | FALSE | L | Annual | Net Emissions Allowance Position | Thousand Tons | 0.093919 | 0.1013 | 0.08486 | 0.052357 | 0.052702 | 0.094113 | 0.09798
NODA Newark NOx Cap Annual v5.15 | 735 | 7249 | Rate Constraint in MTons | FALSE | L | Annual | Fuel Consumed | TBtu | 31.1505 | 33.5992 | 28.1458 | 17.3657 | 17.4798 | 31.2149 | 32.4975
NODA Newark NOx Cap Annual v5.15 | 735 | 7249 | Rate Constraint in MTons | FALSE | L | Annual | Rate | lb/MMBtu | 0.00603 | 0.00603 | 0.00603 | 0.00603 | 0.00603 | 0.00603 | 0.00603
NODA Newark NOx Cap Annual v5.15 | 735 | 7249 | Rate Constraint in MTons | FALSE | L | Annual | Generation | TWh | 4.4185 | 4.7659 | 3.9923 | 2.4632 | 2.4794 | 4.4276 | 4.6096
NODA Newark NOx Cap Annual v5.15 | 735 | 7249 | Rate Constraint in MTons | FALSE | L | Annual | Qualifying Generation | TWh | 4.4185 | 4.7659 | 3.9923 | 2.4632 | 2.4794 | 4.4276 | 4.6096
NODA Newark NOx Cap Annual v5.15 | 735 | 7249 | Rate Constraint in MTons | FALSE | L | Annual | Rate | lb/MWh | 0.042511 | 0.042511 | 0.042511 | 0.042511 | 0.042511 | 0.042511 | 0.042511
NODA Newark NOx Cap Annual v5.15 | 735 | 7249 | Rate Constraint in MTons | FALSE | L | Annual | Constraint Shadow Price | US2022$/Ton | 0 | 0 | 0 | 0 | 0 | 0 | 0
NODA West Deptford NOx Cap Annual v5.15 | 736 | 7250 | Rate Constraint in MTons | FALSE | L | Annual | Seasons Included | Seasons | Winter, Spring, Summer, Fall | Winter, Spring, Summer, Fall | Winter, Spring, Summer, Fall | Winter, Spring, Summer, Fall | Winter, Spring, Summer, Fall | Winter, Spring, Summer, Fall | Winter, Spring, Summer, Fall
NODA West Deptford NOx Cap Annual v5.15 | 736 | 7250 | Rate Constraint in MTons | FALSE | L | Annual | Standard NOX | Thousand Tons | 0.717 | 0.717 | 0.717 | 0.717 | 0.717 | 0.717 | 0.717
NODA West Deptford NOx Cap Annual v5.15 | 736 | 7250 | Rate Constraint in MTons | FALSE | L | Annual | Emissions at Affected Plants NOX | Thousand Tons | 0.077303 | 0.073381 | 0.083117 | 0.045725 | 0.055647 | 0.0891 | 0.10424
NODA West Deptford NOx Cap Annual v5.15 | 736 | 7250 | Rate Constraint in MTons | FALSE | L | Annual | Allowances Purchased NOX | Thousand Tons | 0 | 0 | 0 | 0 | 0 | 0 | 0
NODA West Deptford NOx Cap Annual v5.15 | 736 | 7250 | Rate Constraint in MTons | FALSE | L | Annual | Allowances Sold NOX | Thousand Tons | 0 | 0 | 0 | 0 | 0 | 0 | 0
NODA West Deptford NOx Cap Annual v5.15 | 736 | 7250 | Rate Constraint in MTons | FALSE | L | Annual | Allowances Banked | Thousand Tons | 0 | 0 | 0 | 0 | 0 | 0 | 0
NODA West Deptford NOx Cap Annual v5.15 | 736 | 7250 | Rate Constraint in MTons | FALSE | L | Annual | Allowances Withdrawn (1:1) | Thousand Tons | 0 | 0 | 0 | 0 | 0 | 0 | 0
NODA West Deptford NOx Cap Annual v5.15 | 736 | 7250 | Rate Constraint in MTons | FALSE | L | Annual | Allowances Withdrawn (n:1) | Thousand Tons | 0 | 0 | 0 | 0 | 0 | 0 | 0
NODA West Deptford NOx Cap Annual v5.15 | 736 | 7250 | Rate Constraint in MTons | FALSE | L | Annual | Net Emissions Allowance Position | Thousand Tons | 0.077303 | 0.073381 | 0.083117 | 0.045725 | 0.055647 | 0.0891 | 0.10424
NODA West Deptford NOx Cap Annual v5.15 | 736 | 7250 | Rate Constraint in MTons | FALSE | L | Annual | Fuel Consumed | TBtu | 25.2211 | 23.9415 | 27.118 | 14.9184 | 18.1555 | 29.0702 | 34.0096
NODA West Deptford NOx Cap Annual v5.15 | 736 | 7250 | Rate Constraint in MTons | FALSE | L | Annual | Rate | lb/MMBtu | 0.00613 | 0.00613 | 0.00613 | 0.00613 | 0.00613 | 0.00613 | 0.00613
NODA West Deptford NOx Cap Annual v5.15 | 736 | 7250 | Rate Constraint in MTons | FALSE | L | Annual | Generation | TWh | 3.5653 | 3.3844 | 3.8335 | 2.1089 | 2.5665 | 4.1094 | 4.8077
NODA West Deptford NOx Cap Annual v5.15 | 736 | 7250 | Rate Constraint in MTons | FALSE | L | Annual | Qualifying Generation | TWh | 3.5653 | 3.3844 | 3.8335 | 2.1089 | 2.5665 | 4.1094 | 4.8077
NODA West Deptford NOx Cap Annual v5.15 | 736 | 7250 | Rate Constraint in MTons | FALSE | L | Annual | Rate | lb/MWh | 0.043364 | 0.043364 | 0.043364 | 0.043364 | 0.043364 | 0.043364 | 0.043364
NODA West Deptford NOx Cap Annual v5.15 | 736 | 7250 | Rate Constraint in MTons | FALSE | L | Annual | Constraint Shadow Price | US2022$/Ton | 0 | 0 | 0 | 0 | 0 | 0 | 0
NODA Wheelabrator Lisbon 1 NOX Cap Annual v5.15 | 737 | 7260 | Rate Constraint in MTons | FALSE | L | Annual | Seasons Included | Seasons | Winter, Spring, Summer, Fall | Winter, Spring, Summer, Fall | Winter, Spring, Summer, Fall | Winter, Spring, Summer, Fall | Winter, Spring, Summer, Fall | Winter, Spring, Summer, Fall | Winter, Spring, Summer, Fall
NODA Wheelabrator Lisbon 1 NOX Cap Annual v5.15 | 737 | 7260 | Rate Constraint in MTons | FALSE | L | Annual | Standard NOX | Thousand Tons | 0.148 | 0.148 | 0.148 | 0.148 | 0.148 | 0.148 | 0.148
NODA Wheelabrator Lisbon 1 NOX Cap Annual v5.15 | 737 | 7260 | Rate Constraint in MTons | FALSE | L | Annual | Emissions at Affected Plants NOX | Thousand Tons | 0.1311 | 0.1311 | 0.1311 | 0 | 0 | 0 | 0
NODA Wheelabrator Lisbon 1 NOX Cap Annual v5.15 | 737 | 7260 | Rate Constraint in MTons | FALSE | L | Annual | Allowances Purchased NOX | Thousand Tons | 0 | 0 | 0 | 0 | 0 | 0 | 0
NODA Wheelabrator Lisbon 1 NOX Cap Annual v5.15 | 737 | 7260 | Rate Constraint in MTons | FALSE | L | Annual | Allowances Sold NOX | Thousand Tons | 0 | 0 | 0 | 0 | 0 | 0 | 0
NODA Wheelabrator Lisbon 1 NOX Cap Annual v5.15 | 737 | 7260 | Rate Constraint in MTons | FALSE | L | Annual | Allowances Banked | Thousand Tons | 0 | 0 | 0 | 0 | 0 | 0 | 0
NODA Wheelabrator Lisbon 1 NOX Cap Annual v5.15 | 737 | 7260 | Rate Constraint in MTons | FALSE | L | Annual | Allowances Withdrawn (1:1) | Thousand Tons | 0 | 0 | 0 | 0 | 0 | 0 | 0
NODA Wheelabrator Lisbon 1 NOX Cap Annual v5.15 | 737 | 7260 | Rate Constraint in MTons | FALSE | L | Annual | Allowances Withdrawn (n:1) | Thousand Tons | 0 | 0 | 0 | 0 | 0 | 0 | 0
NODA Wheelabrator Lisbon 1 NOX Cap Annual v5.15 | 737 | 7260 | Rate Constraint in MTons | FALSE | L | Annual | Net Emissions Allowance Position | Thousand Tons | 0.1311 | 0.1311 | 0.1311 | 0 | 0 | 0 | 0
NODA Wheelabrator Lisbon 1 NOX Cap Annual v5.15 | 737 | 7260 | Rate Constraint in MTons | FALSE | L | Annual | Fuel Consumed | TBtu | 0.98736 | 0.98736 | 0.98736 | 0 | 0 | 0 | 0
NODA Wheelabrator Lisbon 1 NOX Cap Annual v5.15 | 737 | 7260 | Rate Constraint in MTons | FALSE | L | Annual | Rate | lb/MMBtu | 0.26556 | 0.26556 | 0.26556 | 0 | 0 | 0 | 0
NODA Wheelabrator Lisbon 1 NOX Cap Annual v5.15 | 737 | 7260 | Rate Constraint in MTons | FALSE | L | Annual | Generation | TWh | 0.053772 | 0.053772 | 0.053772 | 0 | 0 | 0 | 0
NODA Wheelabrator Lisbon 1 NOX Cap Annual v5.15 | 737 | 7260 | Rate Constraint in MTons | FALSE | L | Annual | Qualifying Generation | TWh | 0.053772 | 0.053772 | 0.053772 | 0 | 0 | 0 | 0
NODA Wheelabrator Lisbon 1 NOX Cap Annual v5.15 | 737 | 7260 | Rate Constraint in MTons | FALSE | L | Annual | Rate | lb/MWh | 4.8762 | 4.8762 | 4.8762 | 0 | 0 | 0 | 0
NODA Wheelabrator Lisbon 1 NOX Cap Annual v5.15 | 737 | 7260 | Rate Constraint in MTons | FALSE | L | Annual | Constraint Shadow Price | US2022$/Ton | 0 | 0 | 0 | 0 | 0 | 0 | 0
NODA WheelabratorBridgeport 1 NOX Cap Annual v5.15 | 738 | 7257 | Rate Constraint in MTons | FALSE | L | Annual | Seasons Included | Seasons | Winter, Spring, Summer, Fall | Winter, Spring, Summer, Fall | Winter, Spring, Summer, Fall | Winter, Spring, Summer, Fall | Winter, Spring, Summer, Fall | Winter, Spring, Summer, Fall | Winter, Spring, Summer, Fall
NODA WheelabratorBridgeport 1 NOX Cap Annual v5.15 | 738 | 7257 | Rate Constraint in MTons | FALSE | L | Annual | Standard NOX | Thousand Tons | 0.501 | 0.501 | 0.501 | 0.501 | 0.501 | 0.501 | 0.501
NODA WheelabratorBridgeport 1 NOX Cap Annual v5.15 | 738 | 7257 | Rate Constraint in MTons | FALSE | L | Annual | Emissions at Affected Plants NOX | Thousand Tons | 0.30164 | 0.30164 | 0.30164 | 0 | 0 | 0 | 0
NODA WheelabratorBridgeport 1 NOX Cap Annual v5.15 | 738 | 7257 | Rate Constraint in MTons | FALSE | L | Annual | Allowances Purchased NOX | Thousand Tons | 0 | 0 | 0 | 0 | 0 | 0 | 0
NODA WheelabratorBridgeport 1 NOX Cap Annual v5.15 | 738 | 7257 | Rate Constraint in MTons | FALSE | L | Annual | Allowances Sold NOX | Thousand Tons | 0 | 0 | 0 | 0 | 0 | 0 | 0
NODA WheelabratorBridgeport 1 NOX Cap Annual v5.15 | 738 | 7257 | Rate Constraint in MTons | FALSE | L | Annual | Allowances Banked | Thousand Tons | 0 | 0 | 0 | 0 | 0 | 0 | 0
NODA WheelabratorBridgeport 1 NOX Cap Annual v5.15 | 738 | 7257 | Rate Constraint in MTons | FALSE | L | Annual | Allowances Withdrawn (1:1) | Thousand Tons | 0 | 0 | 0 | 0 | 0 | 0 | 0
NODA WheelabratorBridgeport 1 NOX Cap Annual v5.15 | 738 | 7257 | Rate Constraint in MTons | FALSE | L | Annual | Allowances Withdrawn (n:1) | Thousand Tons | 0 | 0 | 0 | 0 | 0 | 0 | 0
NODA WheelabratorBridgeport 1 NOX Cap Annual v5.15 | 738 | 7257 | Rate Constraint in MTons | FALSE | L | Annual | Net Emissions Allowance Position | Thousand Tons | 0.30164 | 0.30164 | 0.30164 | 0 | 0 | 0 | 0
NODA WheelabratorBridgeport 1 NOX Cap Annual v5.15 | 738 | 7257 | Rate Constraint in MTons | FALSE | L | Annual | Fuel Consumed | TBtu | 2.4858 | 2.4858 | 2.4858 | 0 | 0 | 0 | 0
NODA WheelabratorBridgeport 1 NOX Cap Annual v5.15 | 738 | 7257 | Rate Constraint in MTons | FALSE | L | Annual | Rate | lb/MMBtu | 0.24269 | 0.24269 | 0.24269 | 0 | 0 | 0 | 0
NODA WheelabratorBridgeport 1 NOX Cap Annual v5.15 | 738 | 7257 | Rate Constraint in MTons | FALSE | L | Annual | Generation | TWh | 0.14826 | 0.14826 | 0.14826 | 0 | 0 | 0 | 0
NODA WheelabratorBridgeport 1 NOX Cap Annual v5.15 | 738 | 7257 | Rate Constraint in MTons | FALSE | L | Annual | Qualifying Generation | TWh | 0.14826 | 0.14826 | 0.14826 | 0 | 0 | 0 | 0
NODA WheelabratorBridgeport 1 NOX Cap Annual v5.15 | 738 | 7257 | Rate Constraint in MTons | FALSE | L | Annual | Rate | lb/MWh | 4.0692 | 4.0692 | 4.0692 | 0 | 0 | 0 | 0
NODA WheelabratorBridgeport 1 NOX Cap Annual v5.15 | 738 | 7257 | Rate Constraint in MTons | FALSE | L | Annual | Constraint Shadow Price | US2022$/Ton | 0 | 0 | 0 | 0 | 0 | 0 | 0
NODA WheelabratorBridgeport 2 NOX Cap Annual v5.15 | 739 | 7258 | Rate Constraint in MTons | FALSE | L | Annual | Seasons Included | Seasons | Winter, Spring, Summer, Fall | Winter, Spring, Summer, Fall | Winter, Spring, Summer, Fall | Winter, Spring, Summer, Fall | Winter, Spring, Summer, Fall | Winter, Spring, Summer, Fall | Winter, Spring, Summer, Fall
NODA WheelabratorBridgeport 2 NOX Cap Annual v5.15 | 739 | 7258 | Rate Constraint in MTons | FALSE | L | Annual | Standard NOX | Thousand Tons | 0.501 | 0.501 | 0.501 | 0.501 | 0.501 | 0.501 | 0.501
NODA WheelabratorBridgeport 2 NOX Cap Annual v5.15 | 739 | 7258 | Rate Constraint in MTons | FALSE | L | Annual | Emissions at Affected Plants NOX | Thousand Tons | 0.30952 | 0.30952 | 0.30952 | 0 | 0 | 0 | 0
NODA WheelabratorBridgeport 2 NOX Cap Annual v5.15 | 739 | 7258 | Rate Constraint in MTons | FALSE | L | Annual | Allowances Purchased NOX | Thousand Tons | 0 | 0 | 0 | 0 | 0 | 0 | 0
NODA WheelabratorBridgeport 2 NOX Cap Annual v5.15 | 739 | 7258 | Rate Constraint in MTons | FALSE | L | Annual | Allowances Sold NOX | Thousand Tons | 0 | 0 | 0 | 0 | 0 | 0 | 0
NODA WheelabratorBridgeport 2 NOX Cap Annual v5.15 | 739 | 7258 | Rate Constraint in MTons | FALSE | L | Annual | Allowances Banked | Thousand Tons | 0 | 0 | 0 | 0 | 0 | 0 | 0
NODA WheelabratorBridgeport 2 NOX Cap Annual v5.15 | 739 | 7258 | Rate Constraint in MTons | FALSE | L | Annual | Allowances Withdrawn (1:1) | Thousand Tons | 0 | 0 | 0 | 0 | 0 | 0 | 0
NODA WheelabratorBridgeport 2 NOX Cap Annual v5.15 | 739 | 7258 | Rate Constraint in MTons | FALSE | L | Annual | Allowances Withdrawn (n:1) | Thousand Tons | 0 | 0 | 0 | 0 | 0 | 0 | 0
NODA WheelabratorBridgeport 2 NOX Cap Annual v5.15 | 739 | 7258 | Rate Constraint in MTons | FALSE | L | Annual | Net Emissions Allowance Position | Thousand Tons | 0.30952 | 0.30952 | 0.30952 | 0 | 0 | 0 | 0
NODA WheelabratorBridgeport 2 NOX Cap Annual v5.15 | 739 | 7258 | Rate Constraint in MTons | FALSE | L | Annual | Fuel Consumed | TBtu | 2.4858 | 2.4858 | 2.4858 | 0 | 0 | 0 | 0
NODA WheelabratorBridgeport 2 NOX Cap Annual v5.15 | 739 | 7258 | Rate Constraint in MTons | FALSE | L | Annual | Rate | lb/MMBtu | 0.24903 | 0.24903 | 0.24903 | 0 | 0 | 0 | 0
NODA WheelabratorBridgeport 2 NOX Cap Annual v5.15 | 739 | 7258 | Rate Constraint in MTons | FALSE | L | Annual | Generation | TWh | 0.14826 | 0.14826 | 0.14826 | 0 | 0 | 0 | 0
NODA WheelabratorBridgeport 2 NOX Cap Annual v5.15 | 739 | 7258 | Rate Constraint in MTons | FALSE | L | Annual | Qualifying Generation | TWh | 0.14826 | 0.14826 | 0.14826 | 0 | 0 | 0 | 0
NODA WheelabratorBridgeport 2 NOX Cap Annual v5.15 | 739 | 7258 | Rate Constraint in MTons | FALSE | L | Annual | Rate | lb/MWh | 4.1755 | 4.1755 | 4.1755 | 0 | 0 | 0 | 0
NODA WheelabratorBridgeport 2 NOX Cap Annual v5.15 | 739 | 7258 | Rate Constraint in MTons | FALSE | L | Annual | Constraint Shadow Price | US2022$/Ton | 0 | 0 | 0 | 0 | 0 | 0 | 0
NODA WheelabratorBridgeport 3 NOX Cap Annual v5.15 | 740 | 7259 | Rate Constraint in MTons | FALSE | L | Annual | Seasons Included | Seasons | Winter, Spring, Summer, Fall | Winter, Spring, Summer, Fall | Winter, Spring, Summer, Fall | Winter, Spring, Summer, Fall | Winter, Spring, Summer, Fall | Winter, Spring, Summer, Fall | Winter, Spring, Summer, Fall
NODA WheelabratorBridgeport 3 NOX Cap Annual v5.15 | 740 | 7259 | Rate Constraint in MTons | FALSE | L | Annual | Standard NOX | Thousand Tons | 0.501 | 0.501 | 0.501 | 0.501 | 0.501 | 0.501 | 0.501
NODA WheelabratorBridgeport 3 NOX Cap Annual v5.15 | 740 | 7259 | Rate Constraint in MTons | FALSE | L | Annual | Emissions at Affected Plants NOX | Thousand Tons | 0.29852 | 0.29852 | 0.29852 | 0 | 0 | 0 | 0
NODA WheelabratorBridgeport 3 NOX Cap Annual v5.15 | 740 | 7259 | Rate Constraint in MTons | FALSE | L | Annual | Allowances Purchased NOX | Thousand Tons | 0 | 0 | 0 | 0 | 0 | 0 | 0
NODA WheelabratorBridgeport 3 NOX Cap Annual v5.15 | 740 | 7259 | Rate Constraint in MTons | FALSE | L | Annual | Allowances Sold NOX | Thousand Tons | 0 | 0 | 0 | 0 | 0 | 0 | 0
NODA WheelabratorBridgeport 3 NOX Cap Annual v5.15 | 740 | 7259 | Rate Constraint in MTons | FALSE | L | Annual | Allowances Banked | Thousand Tons | 0 | 0 | 0 | 0 | 0 | 0 | 0
NODA WheelabratorBridgeport 3 NOX Cap Annual v5.15 | 740 | 7259 | Rate Constraint in MTons | FALSE | L | Annual | Allowances Withdrawn (1:1) | Thousand Tons | 0 | 0 | 0 | 0 | 0 | 0 | 0
NODA WheelabratorBridgeport 3 NOX Cap Annual v5.15 | 740 | 7259 | Rate Constraint in MTons | FALSE | L | Annual | Allowances Withdrawn (n:1) | Thousand Tons | 0 | 0 | 0 | 0 | 0 | 0 | 0
NODA WheelabratorBridgeport 3 NOX Cap Annual v5.15 | 740 | 7259 | Rate Constraint in MTons | FALSE | L | Annual | Net Emissions Allowance Position | Thousand Tons | 0.29852 | 0.29852 | 0.29852 | 0 | 0 | 0 | 0
NODA WheelabratorBridgeport 3 NOX Cap Annual v5.15 | 740 | 7259 | Rate Constraint in MTons | FALSE | L | Annual | Fuel Consumed | TBtu | 2.4858 | 2.4858 | 2.4858 | 0 | 0 | 0 | 0
NODA WheelabratorBridgeport 3 NOX Cap Annual v5.15 | 740 | 7259 | Rate Constraint in MTons | FALSE | L | Annual | Rate | lb/MMBtu | 0.24018 | 0.24018 | 0.24018 | 0 | 0 | 0 | 0
NODA WheelabratorBridgeport 3 NOX Cap Annual v5.15 | 740 | 7259 | Rate Constraint in MTons | FALSE | L | Annual | Generation | TWh | 0.14826 | 0.14826 | 0.14826 | 0 | 0 | 0 | 0
NODA WheelabratorBridgeport 3 NOX Cap Annual v5.15 | 740 | 7259 | Rate Constraint in MTons | FALSE | L | Annual | Qualifying Generation | TWh | 0.14826 | 0.14826 | 0.14826 | 0 | 0 | 0 | 0
NODA WheelabratorBridgeport 3 NOX Cap Annual v5.15 | 740 | 7259 | Rate Constraint in MTons | FALSE | L | Annual | Rate | lb/MWh | 4.0271 | 4.0271 | 4.0271 | 0 | 0 | 0 | 0
NODA WheelabratorBridgeport 3 NOX Cap Annual v5.15 | 740 | 7259 | Rate Constraint in MTons | FALSE | L | Annual | Constraint Shadow Price | US2022$/Ton | 0 | 0 | 0 | 0 | 0 | 0 | 0
NODA Woodbridge NOx Cap Annual v5.15 | 741 | 7251 | Rate Constraint in MTons | FALSE | L | Annual | Seasons Included | Seasons | Winter, Spring, Summer, Fall | Winter, Spring, Summer, Fall | Winter, Spring, Summer, Fall | Winter, Spring, Summer, Fall | Winter, Spring, Summer, Fall | Winter, Spring, Summer, Fall | Winter, Spring, Summer, Fall
NODA Woodbridge NOx Cap Annual v5.15 | 741 | 7251 | Rate Constraint in MTons | FALSE | L | Annual | Standard NOX | Thousand Tons | 0.297 | 0.297 | 0.297 | 0.297 | 0.297 | 0.297 | 0.297
NODA Woodbridge NOx Cap Annual v5.15 | 741 | 7251 | Rate Constraint in MTons | FALSE | L | Annual | Emissions at Affected Plants NOX | Thousand Tons | 0.052971 | 0.054472 | 0.046366 | 0.028997 | 0.028339 | 0.051044 | 0.052686
NODA Woodbridge NOx Cap Annual v5.15 | 741 | 7251 | Rate Constraint in MTons | FALSE | L | Annual | Allowances Purchased NOX | Thousand Tons | 0 | 0 | 0 | 0 | 0 | 0 | 0
NODA Woodbridge NOx Cap Annual v5.15 | 741 | 7251 | Rate Constraint in MTons | FALSE | L | Annual | Allowances Sold NOX | Thousand Tons | 0 | 0 | 0 | 0 | 0 | 0 | 0
NODA Woodbridge NOx Cap Annual v5.15 | 741 | 7251 | Rate Constraint in MTons | FALSE | L | Annual | Allowances Banked | Thousand Tons | 0 | 0 | 0 | 0 | 0 | 0 | 0
NODA Woodbridge NOx Cap Annual v5.15 | 741 | 7251 | Rate Constraint in MTons | FALSE | L | Annual | Allowances Withdrawn (1:1) | Thousand Tons | 0 | 0 | 0 | 0 | 0 | 0 | 0
NODA Woodbridge NOx Cap Annual v5.15 | 741 | 7251 | Rate Constraint in MTons | FALSE | L | Annual | Allowances Withdrawn (n:1) | Thousand Tons | 0 | 0 | 0 | 0 | 0 | 0 | 0
NODA Woodbridge NOx Cap Annual v5.15 | 741 | 7251 | Rate Constraint in MTons | FALSE | L | Annual | Net Emissions Allowance Position | Thousand Tons | 0.052971 | 0.054472 | 0.046366 | 0.028997 | 0.028339 | 0.051044 | 0.052686
NODA Woodbridge NOx Cap Annual v5.15 | 741 | 7251 | Rate Constraint in MTons | FALSE | L | Annual | Fuel Consumed | TBtu | 19.0202 | 19.5591 | 16.6484 | 10.4119 | 10.1755 | 18.3282 | 18.9177
NODA Woodbridge NOx Cap Annual v5.15 | 741 | 7251 | Rate Constraint in MTons | FALSE | L | Annual | Rate | lb/MMBtu | 0.00557 | 0.00557 | 0.00557 | 0.00557 | 0.00557 | 0.00557 | 0.00557
NODA Woodbridge NOx Cap Annual v5.15 | 741 | 7251 | Rate Constraint in MTons | FALSE | L | Annual | Generation | TWh | 2.6979 | 2.7743 | 2.3615 | 1.4769 | 1.4433 | 2.5997 | 2.6834
NODA Woodbridge NOx Cap Annual v5.15 | 741 | 7251 | Rate Constraint in MTons | FALSE | L | Annual | Qualifying Generation | TWh | 2.6979 | 2.7743 | 2.3615 | 1.4769 | 1.4433 | 2.5997 | 2.6834
NODA Woodbridge NOx Cap Annual v5.15 | 741 | 7251 | Rate Constraint in MTons | FALSE | L | Annual | Rate | lb/MWh | 0.039268 | 0.039268 | 0.039268 | 0.039268 | 0.039268 | 0.039268 | 0.039268
NODA Woodbridge NOx Cap Annual v5.15 | 741 | 7251 | Rate Constraint in MTons | FALSE | L | Annual | Constraint Shadow Price | US2022$/Ton | 0 | 0 | 0 | 0 | 0 | 0 | 0
North Carolina Duke - NOX Cap Annual v3.1 | 742 | 7354 | Rate Constraint in MTons | FALSE | L | Annual | Seasons Included | Seasons | Winter, Spring, Summer, Fall | Winter, Spring, Summer, Fall | Winter, Spring, Summer, Fall | Winter, Spring, Summer, Fall | Winter, Spring, Summer, Fall | Winter, Spring, Summer, Fall | Winter, Spring, Summer, Fall
North Carolina Duke - NOX Cap Annual v3.1 | 742 | 7354 | Rate Constraint in MTons | FALSE | L | Annual | Standard NOX | Thousand Tons | 31 | 31 | 31 | 31 | 31 | 31 | 31
North Carolina Duke - NOX Cap Annual v3.1 | 742 | 7354 | Rate Constraint in MTons | FALSE | L | Annual | Emissions at Affected Plants NOX | Thousand Tons | 4.3577 | 4.2247 | 0.035283 | 0.035283 | 0.035283 | 0.00041805 | 0.00041805
North Carolina Duke - NOX Cap Annual v3.1 | 742 | 7354 | Rate Constraint in MTons | FALSE | L | Annual | Allowances Purchased NOX | Thousand Tons | 0 | 0 | 0 | 0 | 0 | 0 | 0
North Carolina Duke - NOX Cap Annual v3.1 | 742 | 7354 | Rate Constraint in MTons | FALSE | L | Annual | Allowances Sold NOX | Thousand Tons | 0 | 0 | 0 | 0 | 0 | 0 | 0
North Carolina Duke - NOX Cap Annual v3.1 | 742 | 7354 | Rate Constraint in MTons | FALSE | L | Annual | Allowances Banked | Thousand Tons | 0 | 0 | 0 | 0 | 0 | 0 | 0
North Carolina Duke - NOX Cap Annual v3.1 | 742 | 7354 | Rate Constraint in MTons | FALSE | L | Annual | Allowances Withdrawn (1:1) | Thousand Tons | 0 | 0 | 0 | 0 | 0 | 0 | 0
North Carolina Duke - NOX Cap Annual v3.1 | 742 | 7354 | Rate Constraint in MTons | FALSE | L | Annual | Allowances Withdrawn (n:1) | Thousand Tons | 0 | 0 | 0 | 0 | 0 | 0 | 0
North Carolina Duke - NOX Cap Annual v3.1 | 742 | 7354 | Rate Constraint in MTons | FALSE | L | Annual | Net Emissions Allowance Position | Thousand Tons | 4.3577 | 4.2247 | 0.035283 | 0.035283 | 0.035283 | 0.00041805 | 0.00041805
North Carolina Duke - NOX Cap Annual v3.1 | 742 | 7354 | Rate Constraint in MTons | FALSE | L | Annual | Fuel Consumed | TBtu | 77.9876 | 51.9766 | 1.4113 | 1.4113 | 1.4113 | 0.016722 | 0.016722
North Carolina Duke - NOX Cap Annual v3.1 | 742 | 7354 | Rate Constraint in MTons | FALSE | L | Annual | Rate | lb/MMBtu | 0.11175 | 0.16256 | 0.05 | 0.05 | 0.05 | 0.05 | 0.05
North Carolina Duke - NOX Cap Annual v3.1 | 742 | 7354 | Rate Constraint in MTons | FALSE | L | Annual | Generation | TWh | 8.4714 | 5.5654 | 0.14787 | 0.14787 | 0.14787 | 0.001752 | 0.001752
North Carolina Duke - NOX Cap Annual v3.1 | 742 | 7354 | Rate Constraint in MTons | FALSE | L | Annual | Qualifying Generation | TWh | 8.4714 | 5.5654 | 0.14787 | 0.14787 | 0.14787 | 0.001752 | 0.001752
North Carolina Duke - NOX Cap Annual v3.1 | 742 | 7354 | Rate Constraint in MTons | FALSE | L | Annual | Rate | lb/MWh | 1.0288 | 1.5182 | 0.47723 | 0.47723 | 0.47723 | 0.47723 | 0.47723
North Carolina Duke - NOX Cap Annual v3.1 | 742 | 7354 | Rate Constraint in MTons | FALSE | L | Annual | Constraint Shadow Price | US2022$/Ton | 0 | 0 | 0 | 0 | 0 | 0 | 0
North Carolina Duke - SO2 Cap Annual v3.1 | 743 | 7356 | Rate Constraint in MTons | FALSE | L | Annual | Seasons Included | Seasons | Winter, Spring, Summer, Fall | Winter, Spring, Summer, Fall | Winter, Spring, Summer, Fall | Winter, Spring, Summer, Fall | Winter, Spring, Summer, Fall | Winter, Spring, Summer, Fall | Winter, Spring, Summer, Fall
North Carolina Duke - SO2 Cap Annual v3.1 | 743 | 7356 | Rate Constraint in MTons | FALSE | L | Annual | Standard SO2 | Thousand Tons | 80 | 80 | 80 | 80 | 80 | 80 | 80
North Carolina Duke - SO2 Cap Annual v3.1 | 743 | 7356 | Rate Constraint in MTons | FALSE | L | Annual | Emissions at Affected Plants SO2 | Thousand Tons | 2.3732 | 1.8171 | 0 | 0 | 0 | 0 | 0
North Carolina Duke - SO2 Cap Annual v3.1 | 743 | 7356 | Rate Constraint in MTons | FALSE | L | Annual | Allowances Purchased SO2 | Thousand Tons | 0 | 0 | 0 | 0 | 0 | 0 | 0
North Carolina Duke - SO2 Cap Annual v3.1 | 743 | 7356 | Rate Constraint in MTons | FALSE | L | Annual | Allowances Sold SO2 | Thousand Tons | 0 | 0 | 0 | 0 | 0 | 0 | 0
North Carolina Duke - SO2 Cap Annual v3.1 | 743 | 7356 | Rate Constraint in MTons | FALSE | L | Annual | Allowances Banked | Thousand Tons | 0 | 0 | 0 | 0 | 0 | 0 | 0
North Carolina Duke - SO2 Cap Annual v3.1 | 743 | 7356 | Rate Constraint in MTons | FALSE | L | Annual | Allowances Withdrawn (1:1) | Thousand Tons | 0 | 0 | 0 | 0 | 0 | 0 | 0
North Carolina Duke - SO2 Cap Annual v3.1 | 743 | 7356 | Rate Constraint in MTons | FALSE | L | Annual | Allowances Withdrawn (n:1) | Thousand Tons | 0 | 0 | 0 | 0 | 0 | 0 | 0
North Carolina Duke - SO2 Cap Annual v3.1 | 743 | 7356 | Rate Constraint in MTons | FALSE | L | Annual | Net Emissions Allowance Position | Thousand Tons | 2.3732 | 1.8171 | 0 | 0 | 0 | 0 | 0
North Carolina Duke - SO2 Cap Annual v3.1 | 743 | 7356 | Rate Constraint in MTons | FALSE | L | Annual | Fuel Consumed | TBtu | 77.9876 | 51.9766 | 1.4113 | 1.4113 | 1.4113 | 0.016722 | 0.016722
North Carolina Duke - SO2 Cap Annual v3.1 | 743 | 7356 | Rate Constraint in MTons | FALSE | L | Annual | Rate | lb/MMBtu | 0.060861 | 0.069918 | 0 | 0 | 0 | 0 | 0
North Carolina Duke - SO2 Cap Annual v3.1 | 743 | 7356 | Rate Constraint in MTons | FALSE | L | Annual | Generation | TWh | 8.4714 | 5.5654 | 0.14787 | 0.14787 | 0.14787 | 0.001752 | 0.001752
North Carolina Duke - SO2 Cap Annual v3.1 | 743 | 7356 | Rate Constraint in MTons | FALSE | L | Annual | Qualifying Generation | TWh | 8.4714 | 5.5654 | 0.14787 | 0.14787 | 0.14787 | 0.001752 | 0.001752
North Carolina Duke - SO2 Cap Annual v3.1 | 743 | 7356 | Rate Constraint in MTons | FALSE | L | Annual | Rate | lb/MWh | 0.56028 | 0.65298 | 0 | 0 | 0 | 0 | 0
North Carolina Duke - SO2 Cap Annual v3.1 | 743 | 7356 | Rate Constraint in MTons | FALSE | L | Annual | Constraint Shadow Price | US2022$/Ton | 0 | 0 | 0 | 0 | 0 | 0 | 0
North Carolina Progress - NOX Cap Annual v3.1 | 744 | 7353 | Rate Constraint in MTons | FALSE | L | Annual | Seasons Included | Seasons | Winter, Spring, Summer, Fall | Winter, Spring, Summer, Fall | Winter, Spring, Summer, Fall | Winter, Spring, Summer, Fall | Winter, Spring, Summer, Fall | Winter, Spring, Summer, Fall | Winter, Spring, Summer, Fall
North Carolina Progress - NOX Cap Annual v3.1 | 744 | 7353 | Rate Constraint in MTons | FALSE | L | Annual | Standard NOX | Thousand Tons | 25 | 25 | 25 | 25 | 25 | 25 | 25
North Carolina Progress - NOX Cap Annual v3.1 | 744 | 7353 | Rate Constraint in MTons | FALSE | L | Annual | Emissions at Affected Plants NOX | Thousand Tons | 4.166 | 1.9566 | 0 | 0 | 0 | 0 | 0
North Carolina Progress - NOX Cap Annual v3.1 | 744 | 7353 | Rate Constraint in MTons | FALSE | L | Annual | Allowances Purchased NOX | Thousand Tons | 0 | 0 | 0 | 0 | 0 | 0 | 0
North Carolina Progress - NOX Cap Annual v3.1 | 744 | 7353 | Rate Constraint in MTons | FALSE | L | Annual | Allowances Sold NOX | Thousand Tons | 0 | 0 | 0 | 0 | 0 | 0 | 0
North Carolina Progress - NOX Cap Annual v3.1 | 744 | 7353 | Rate Constraint in MTons | FALSE | L | Annual | Allowances Banked | Thousand Tons | 0 | 0 | 0 | 0 | 0 | 0 | 0
North Carolina Progress - NOX Cap Annual v3.1 | 744 | 7353 | Rate Constraint in MTons | FALSE | L | Annual | Allowances Withdrawn (1:1) | Thousand Tons | 0 | 0 | 0 | 0 | 0 | 0 | 0
North Carolina Progress - NOX Cap Annual v3.1 | 744 | 7353 | Rate Constraint in MTons | FALSE | L | Annual | Allowances Withdrawn (n:1) | Thousand Tons | 0 | 0 | 0 | 0 | 0 | 0 | 0
North Carolina Progress - NOX Cap Annual v3.1 | 744 | 7353 | Rate Constraint in MTons | FALSE | L | Annual | Net Emissions Allowance Position | Thousand Tons | 4.166 | 1.9566 | 0 | 0 | 0 | 0 | 0
North Carolina Progress - NOX Cap Annual v3.1 | 744 | 7353 | Rate Constraint in MTons | FALSE | L | Annual | Fuel Consumed | TBtu | 60.3762 | 28.1301 | 0 | 0 | 0 | 0 | 0
North Carolina Progress - NOX Cap Annual v3.1 | 744 | 7353 | Rate Constraint in MTons | FALSE | L | Annual | Rate | lb/MMBtu | 0.138 | 0.13911 | 0 | 0 | 0 | 0 | 0
North Carolina Progress - NOX Cap Annual v3.1 | 744 | 7353 | Rate Constraint in MTons | FALSE | L | Annual | Generation | TWh | 5.8465 | 2.7252 | 0 | 0 | 0 | 0 | 0
North Carolina Progress - NOX Cap Annual v3.1 | 744 | 7353 | Rate Constraint in MTons | FALSE | L | Annual | Qualifying Generation | TWh | 5.8465 | 2.7252 | 0 | 0 | 0 | 0 | 0
North Carolina Progress - NOX Cap Annual v3.1 | 744 | 7353 | Rate Constraint in MTons | FALSE | L | Annual | Rate | lb/MWh | 1.4251 | 1.436 | 0 | 0 | 0 | 0 | 0
North Carolina Progress - NOX Cap Annual v3.1 | 744 | 7353 | Rate Constraint in MTons | FALSE | L | Annual | Constraint Shadow Price | US2022$/Ton | 0 | 0 | 0 | 0 | 0 | 0 | 0
North Carolina Progress - SO2 Cap Annual v3.1 | 745 | 7355 | Rate Constraint in MTons | FALSE | L | Annual | Seasons Included | Seasons | Winter, Spring, Summer, Fall | Winter, Spring, Summer, Fall | Winter, Spring, Summer, Fall | Winter, Spring, Summer, Fall | Winter, Spring, Summer, Fall | Winter, Spring, Summer, Fall | Winter, Spring, Summer, Fall
North Carolina Progress - SO2 Cap Annual v3.1 | 745 | 7355 | Rate Constraint in MTons | FALSE | L | Annual | Standard SO2 | Thousand Tons | 50 | 50 | 50 | 50 | 50 | 50 | 50
North Carolina Progress - SO2 Cap Annual v3.1 | 745 | 7355 | Rate Constraint in MTons | FALSE | L | Annual | Emissions at Affected Plants SO2 | Thousand Tons | 1.9815 | 0.92323 | 0 | 0 | 0 | 0 | 0
North Carolina Progress - SO2 Cap Annual v3.1 | 745 | 7355 | Rate Constraint in MTons | FALSE | L | Annual | Allowances Purchased SO2 | Thousand Tons | 0 | 0 | 0 | 0 | 0 | 0 | 0
North Carolina Progress - SO2 Cap Annual v3.1 | 745 | 7355 | Rate Constraint in MTons | FALSE | L | Annual | Allowances Sold SO2 | Thousand Tons | 0 | 0 | 0 | 0 | 0 | 0 | 0
North Carolina Progress - SO2 Cap Annual v3.1 | 745 | 7355 | Rate Constraint in MTons | FALSE | L | Annual | Allowances Banked | Thousand Tons | 0 | 0 | 0 | 0 | 0 | 0 | 0
North Carolina Progress - SO2 Cap Annual v3.1 | 745 | 7355 | Rate Constraint in MTons | FALSE | L | Annual | Allowances Withdrawn (1:1) | Thousand Tons | 0 | 0 | 0 | 0 | 0 | 0 | 0
North Carolina Progress - SO2 Cap Annual v3.1 | 745 | 7355 | Rate Constraint in MTons | FALSE | L | Annual | Allowances Withdrawn (n:1) | Thousand Tons | 0 | 0 | 0 | 0 | 0 | 0 | 0
North Carolina Progress - SO2 Cap Annual v3.1 | 745 | 7355 | Rate Constraint in MTons | FALSE | L | Annual | Net Emissions Allowance Position | Thousand Tons | 1.9815 | 0.92323 | 0 | 0 | 0 | 0 | 0
North Carolina Progress - SO2 Cap Annual v3.1 | 745 | 7355 | Rate Constraint in MTons | FALSE | L | Annual | Fuel Consumed | TBtu | 60.3762 | 28.1301 | 0 | 0 | 0 | 0 | 0
North Carolina Progress - SO2 Cap Annual v3.1 | 745 | 7355 | Rate Constraint in MTons | FALSE | L | Annual | Rate | lb/MMBtu | 0.06564 | 0.06564 | 0 | 0 | 0 | 0 | 0
North Carolina Progress - SO2 Cap Annual v3.1 | 745 | 7355 | Rate Constraint in MTons | FALSE | L | Annual | Generation | TWh | 5.8465 | 2.7252 | 0 | 0 | 0 | 0 | 0
North Carolina Progress - SO2 Cap Annual v3.1 | 745 | 7355 | Rate Constraint in MTons | FALSE | L | Annual | Qualifying Generation | TWh | 5.8465 | 2.7252 | 0 | 0 | 0 | 0 | 0
North Carolina Progress - SO2 Cap Annual v3.1 | 745 | 7355 | Rate Constraint in MTons | FALSE | L | Annual | Rate | lb/MWh | 0.67786 | 0.67755 | 0 | 0 | 0 | 0 | 0
North Carolina Progress - SO2 Cap Annual v3.1 | 745 | 7355 | Rate Constraint in MTons | FALSE | L | Annual | Constraint Shadow Price | US2022$/Ton | 0 | 0 | 0 | 0 | 0 | 0 | 0
NSR AEP Consent - NOX Cap Annual v3.1 | 746 | 7372 | Rate Constraint in MTons | FALSE | L | Annual | Seasons Included | Seasons | Winter, Spring, Summer, Fall | Winter, Spring, Summer, Fall | Winter, Spring, Summer, Fall | Winter, Spring, Summer, Fall | Winter, Spring, Summer, Fall | Winter, Spring, Summer, Fall | Winter, Spring, Summer, Fall
NSR AEP Consent - NOX Cap Annual v3.1 | 746 | 7372 | Rate Constraint in MTons | FALSE | L | Annual | Standard NOX | Thousand Tons | 52 | 44 | 44 | 44 | 44 | 44 | 44
NSR AEP Consent - NOX Cap Annual v3.1 | 746 | 7372 | Rate Constraint in MTons | FALSE | L | Annual | Emissions at Affected Plants NOX | Thousand Tons | 17.1049 | 18.8716 | 0 | 0 | 0 | 0 | 0
NSR AEP Consent - NOX Cap Annual v3.1 | 746 | 7372 | Rate Constraint in MTons | FALSE | L | Annual | Allowances Purchased NOX | Thousand Tons | 0 | 0 | 0 | 0 | 0 | 0 | 0
NSR AEP Consent - NOX Cap Annual v3.1 | 746 | 7372 | Rate Constraint in MTons | FALSE | L | Annual | Allowances Sold NOX | Thousand Tons | 0 | 0 | 0 | 0 | 0 | 0 | 0
NSR AEP Consent - NOX Cap Annual v3.1 | 746 | 7372 | Rate Constraint in MTons | FALSE | L | Annual | Allowances Banked | Thousand Tons | 0 | 0 | 0 | 0 | 0 | 0 | 0
NSR AEP Consent - NOX Cap Annual v3.1 | 746 | 7372 | Rate Constraint in MTons | FALSE | L | Annual | Allowances Withdrawn (1:1) | Thousand Tons | 0 | 0 | 0 | 0 | 0 | 0 | 0
NSR AEP Consent - NOX Cap Annual v3.1 | 746 | 7372 | Rate Constraint in MTons | FALSE | L | Annual | Allowances Withdrawn (n:1) | Thousand Tons | 0 | 0 | 0 | 0 | 0 | 0 | 0
NSR AEP Consent - NOX Cap Annual v3.1 | 746 | 7372 | Rate Constraint in MTons | FALSE | L | Annual | Net Emissions Allowance Position | Thousand Tons | 17.1049 | 18.8716 | 0 | 0 | 0 | 0 | 0
NSR AEP Consent - NOX Cap Annual v3.1 | 746 | 7372 | Rate Constraint in MTons | FALSE | L | Annual | Fuel Consumed | TBtu | 399.1148 | 446.4384 | 0 | 0 | 0 | 0 | 0
NSR AEP Consent - NOX Cap Annual v3.1 | 746 | 7372 | Rate Constraint in MTons | FALSE | L | Annual | Rate | lb/MMBtu | 0.085714 | 0.084543 | 0 | 0 | 0 | 0 | 0
NSR AEP Consent - NOX Cap Annual v3.1 | 746 | 7372 | Rate Constraint in MTons | FALSE | L | Annual | Generation | TWh | 40.0427 | 44.8099 | 0 | 0 | 0 | 0 | 0
NSR AEP Consent - NOX Cap Annual v3.1 | 746 | 7372 | Rate Constraint in MTons | FALSE | L | Annual | Qualifying Generation | TWh | 40.0427 | 44.8099 | 0 | 0 | 0 | 0 | 0
NSR AEP Consent - NOX Cap Annual v3.1 | 746 | 7372 | Rate Constraint in MTons | FALSE | L | Annual | Rate | lb/MWh | 0.85433 | 0.8423 | 0 | 0 | 0 | 0 | 0
NSR AEP Consent - NOX Cap Annual v3.1 | 746 | 7372 | Rate Constraint in MTons | FALSE | L | Annual | Constraint Shadow Price | US2022$/Ton | 0 | 0 | 0 | 0 | 0 | 0 | 0
NSR AEP Consent - SO2 Cap Annual v5.13 | 747 | 7371 | Rate Constraint in MTons | FALSE | L | Annual | Seasons Included | Seasons | Winter, Spring, Summer, Fall | Winter, Spring, Summer, Fall | Winter, Spring, Summer, Fall | Winter, Spring, Summer, Fall | Winter, Spring, Summer, Fall | Winter, Spring, Summer, Fall | Winter, Spring, Summer, Fall
NSR AEP Consent - SO2 Cap Annual v5.13 | 747 | 7371 | Rate Constraint in MTons | FALSE | L | Annual | Standard SO2 | Thousand Tons | 94 | 89 | 89 | 89 | 89 | 89 | 89
NSR AEP Consent - SO2 Cap Annual v5.13 | 747 | 7371 | Rate Constraint in MTons | FALSE | L | Annual | Emissions at Affected Plants SO2 | Thousand Tons | 21.2471 | 23.4218 | 0 | 0 | 0 | 0 | 0
NSR AEP Consent - SO2 Cap Annual v5.13 | 747 | 7371 | Rate Constraint in MTons | FALSE | L | Annual | Allowances Purchased SO2 | Thousand Tons | 0 | 0 | 0 | 0 | 0 | 0 | 0
NSR AEP Consent - SO2 Cap Annual v5.13 | 747 | 7371 | Rate Constraint in MTons | FALSE | L | Annual | Allowances Sold SO2 | Thousand Tons | 0 | 0 | 0 | 0 | 0 | 0 | 0
NSR AEP Consent - SO2 Cap Annual v5.13 | 747 | 7371 | Rate Constraint in MTons | FALSE | L | Annual | Allowances Banked | Thousand Tons | 0 | 0 | 0 | 0 | 0 | 0 | 0
NSR AEP Consent - SO2 Cap Annual v5.13 | 747 | 7371 | Rate Constraint in MTons | FALSE | L | Annual | Allowances Withdrawn (1:1) | Thousand Tons | 0 | 0 | 0 | 0 | 0 | 0 | 0
NSR AEP Consent - SO2 Cap Annual v5.13 | 747 | 7371 | Rate Constraint in MTons | FALSE | L | Annual | Allowances Withdrawn (n:1) | Thousand Tons | 0 | 0 | 0 | 0 | 0 | 0 | 0
NSR AEP Consent - SO2 Cap Annual v5.13 | 747 | 7371 | Rate Constraint in MTons | FALSE | L | Annual | Net Emissions Allowance Position | Thousand Tons | 21.2471 | 23.4218 | 0 | 0 | 0 | 0 | 0
NSR AEP Consent - SO2 Cap Annual v5.13 | 747 | 7371 | Rate Constraint in MTons | FALSE | L | Annual | Fuel Consumed | TBtu | 399.1148 | 446.4384 | 0 | 0 | 0 | 0 | 0
NSR AEP Consent - SO2 Cap Annual v5.13 | 747 | 7371 | Rate Constraint in MTons | FALSE | L | Annual | Rate | lb/MMBtu | 0.10647 | 0.10493 | 0 | 0 | 0 | 0 | 0
NSR AEP Consent - SO2 Cap Annual v5.13 | 747 | 7371 | Rate Constraint in MTons | FALSE | L | Annual | Generation | TWh | 40.0427 | 44.8099 | 0 | 0 | 0 | 0 | 0
NSR AEP Consent - SO2 Cap Annual v5.13 | 747 | 7371 | Rate Constraint in MTons | FALSE | L | Annual | Qualifying Generation | TWh | 40.0427 | 44.8099 | 0 | 0 | 0 | 0 | 0
NSR AEP Consent - SO2 Cap Annual v5.13 | 747 | 7371 | Rate Constraint in MTons | FALSE | L | Annual | Rate | lb/MWh | 1.0612 | 1.0454 | 0 | 0 | 0 | 0 | 0
NSR AEP Consent - SO2 Cap Annual v5.13 | 747 | 7371 | Rate Constraint in MTons | FALSE | L | Annual | Constraint Shadow Price | US2022$/Ton | 0 | 0 | 0 | 0 | 0 | 0 | 0
NSR Big Cajun 2- NOx Cap Annual v5.13 | 748 | 7460 | Rate Constraint in MTons | FALSE | L | Annual | Seasons Included | Seasons | Winter, Spring, Summer, Fall | Winter, Spring, Summer, Fall | Winter, Spring, Summer, Fall | Winter, Spring, Summer, Fall | Winter, Spring, Summer, Fall | Winter, Spring, Summer, Fall | Winter, Spring, Summer, Fall
NSR Big Cajun 2- NOx Cap Annual v5.13 | 748 | 7460 | Rate Constraint in MTons | FALSE | L | Annual | Standard NOX | Thousand Tons | 8.95 | 8.95 | 8.95 | 8.95 | 8.95 | 8.95 | 8.95
NSR Big Cajun 2- NOx Cap Annual v5.13 | 748 | 7460 | Rate Constraint in MTons | FALSE | L | Annual | Emissions at Affected Plants NOX | Thousand Tons | 0.26701 | 0 | 0 | 0 | 0 | 0 | 0
NSR Big Cajun 2- NOx Cap Annual v5.13 | 748 | 7460 | Rate Constraint in MTons | FALSE | L | Annual | Allowances Purchased NOX | Thousand Tons | 0 | 0 | 0 | 0 | 0 | 0 | 0
NSR Big Cajun 2- NOx Cap Annual v5.13 | 748 | 7460 | Rate Constraint in MTons | FALSE | L | Annual | Allowances Sold NOX | Thousand Tons | 0 | 0 | 0 | 0 | 0 | 0 | 0
NSR Big Cajun 2- NOx Cap Annual v5.13 | 748 | 7460 | Rate Constraint in MTons | FALSE | L | Annual | Allowances Banked | Thousand Tons | 0 | 0 | 0 | 0 | 0 | 0 | 0
NSR Big Cajun 2- NOx Cap Annual v5.13 | 748 | 7460 | Rate Constraint in MTons | FALSE | L | Annual | Allowances Withdrawn (1:1) | Thousand Tons | 0 | 0 | 0 | 0 | 0 | 0 | 0
NSR Big Cajun 2- NOx Cap Annual v5.13 | 748 | 7460 | Rate Constraint in MTons | FALSE | L | Annual | Allowances Withdrawn (n:1) | Thousand Tons | 0 | 0 | 0 | 0 | 0 | 0 | 0
NSR Big Cajun 2- NOx Cap Annual v5.13 | 748 | 7460 | Rate Constraint in MTons | FALSE | L | Annual | Net Emissions Allowance Position | Thousand Tons | 0.26701 | 0 | 0 | 0 | 0 | 0 | 0
NSR Big Cajun 2- NOx Cap Annual v5.13 | 748 | 7460 | Rate Constraint in MTons | FALSE | L | Annual | Fuel Consumed | TBtu | 4.3718 | 0 | 0 | 0 | 0 | 0 | 0
NSR Big Cajun 2- NOx Cap Annual v5.13 | 748 | 7460 | Rate Constraint in MTons | FALSE | L | Annual | Rate | lb/MMBtu | 0.12215 | 0 | 0 | 0 | 0 | 0 | 0
NSR Big Cajun 2- NOx Cap Annual v5.13 | 748 | 7460 | Rate Constraint in MTons | FALSE | L | Annual | Generation | TWh | 0.41883 | 0 | 0 | 0 | 0 | 0 | 0
NSR Big Cajun 2- NOx Cap Annual v5.13 | 748 | 7460 | Rate Constraint in MTons | FALSE | L | Annual | Qualifying Generation | TWh | 0.41883 | 0 | 0 | 0 | 0 | 0 | 0
NSR Big Cajun 2- NOx Cap Annual v5.13 | 748 | 7460 | Rate Constraint in MTons | FALSE | L | Annual | Rate | lb/MWh | 1.275 | 0 | 0 | 0 | 0 | 0 | 0
NSR Big Cajun 2- NOx Cap Annual v5.13 | 748 | 7460 | Rate Constraint in MTons | FALSE | L | Annual | Constraint Shadow Price | US2022$/Ton | 0 | 0 | 0 | 0 | 0 | 0 | 0
NSR Big Cajun 2- SO2 Cap Annual v5.13 | 749 | 7458 | Rate Constraint in MTons | FALSE | L | Annual | Seasons Included | Seasons | Winter, Spring, Summer, Fall | Winter, Spring, Summer, Fall | Winter, Spring, Summer, Fall | Winter, Spring, Summer, Fall | Winter, Spring, Summer, Fall | Winter, Spring, Summer, Fall | Winter, Spring, Summer, Fall
NSR Big Cajun 2- SO2 Cap Annual v5.13 | 749 | 7458 | Rate Constraint in MTons | FALSE | L | Annual | Standard SO2 | Thousand Tons | 18.95 | 18.95 | 18.95 | 18.95 | 18.95 | 18.95 | 18.95
NSR Big Cajun 2- SO2 Cap Annual v5.13 | 749 | 7458 | Rate Constraint in MTons | FALSE | L | Annual | Emissions at Affected Plants SO2 | Thousand Tons | 0.98188 | 0 | 0 | 0 | 0 | 0 | 0
NSR Big Cajun 2- SO2 Cap Annual v5.13 | 749 | 7458 | Rate Constraint in MTons | FALSE | L | Annual | Allowances Purchased SO2 | Thousand Tons | 0 | 0 | 0 | 0 | 0 | 0 | 0
NSR Big Cajun 2- SO2 Cap Annual v5.13 | 749 | 7458 | Rate Constraint in MTons | FALSE | L | Annual | Allowances Sold SO2 | Thousand Tons | 0 | 0 | 0 | 0 | 0 | 0 | 0
NSR Big Cajun 2- SO2 Cap Annual v5.13 | 749 | 7458 | Rate Constraint in MTons | FALSE | L | Annual | Allowances Banked | Thousand Tons | 0 | 0 | 0 | 0 | 0 | 0 | 0
NSR Big Cajun 2- SO2 Cap Annual v5.13 | 749 | 7458 | Rate Constraint in MTons | FALSE | L | Annual | Allowances Withdrawn (1:1) | Thousand Tons | 0 | 0 | 0 | 0 | 0 | 0 | 0
NSR Big Cajun 2- SO2 Cap Annual v5.13 | 749 | 7458 | Rate Constraint in MTons | FALSE | L | Annual | Allowances Withdrawn (n:1) | Thousand Tons | 0 | 0 | 0 | 0 | 0 | 0 | 0
NSR Big Cajun 2- SO2 Cap Annual v5.13 | 749 | 7458 | Rate Constraint in MTons | FALSE | L | Annual | Net Emissions Allowance Position | Thousand Tons | 0.98188 | 0 | 0 | 0 | 0 | 0 | 0
NSR Big Cajun 2- SO2 Cap Annual v5.13 | 749 | 7458 | Rate Constraint in MTons | FALSE | L | Annual | Fuel Consumed | TBtu | 4.3718 | 0 | 0 | 0 | 0 | 0 | 0
NSR Big Cajun 2- SO2 Cap Annual v5.13 | 749 | 7458 | Rate Constraint in MTons | FALSE | L | Annual | Rate | lb/MMBtu | 0.44919 | 0 | 0 | 0 | 0 | 0 | 0
NSR Big Cajun 2- SO2 Cap Annual v5.13 | 749 | 7458 | Rate Constraint in MTons | FALSE | L | Annual | Generation | TWh | 0.41883 | 0 | 0 | 0 | 0 | 0 | 0
NSR Big Cajun 2- SO2 Cap Annual v5.13 | 749 | 7458 | Rate Constraint in MTons | FALSE | L | Annual | Qualifying Generation | TWh | 0.41883 | 0 | 0 | 0 | 0 | 0 | 0
NSR Big Cajun 2- SO2 Cap Annual v5.13 | 749 | 7458 | Rate Constraint in MTons | FALSE | L | Annual | Rate | lb/MWh | 4.6887 | 0 | 0 | 0 | 0 | 0 | 0
NSR Big Cajun 2- SO2 Cap Annual v5.13 | 749 | 7458 | Rate Constraint in MTons | FALSE | L | Annual | Constraint Shadow Price | US2022$/Ton | 0 | 0 | 0 | 0 | 0 | 0 | 0
NSR Big Cajun 2- Unit 1 - NOx Rate Annual v5.13 | 751 | 7459 | Rate Constraint in lbs/MMBtu | FALSE | L | Annual | Seasons Included | Seasons | Winter, Spring, Summer, Fall | Winter, Spring, Summer, Fall | Winter, Spring, Summer, Fall | Winter, Spring, Summer, Fall | Winter, Spring, Summer, Fall | Winter, Spring, Summer, Fall | Winter, Spring, Summer, Fall
NSR Big Cajun 2- Unit 1 - NOx Rate Annual v5.13 | 751 | 7459 | Rate Constraint in lbs/MMBtu | FALSE | L | Annual | Standard NOX | lb/MMBtu | 0.15 | 0.15 | 0.15 | 0.15 | 0.15 | 0.15 | 0.15
NSR Big Cajun 2- Unit 1 - NOx Rate Annual v5.13 | 751 | 7459 | Rate Constraint in lbs/MMBtu | FALSE | L | Annual | Emissions at Affected Plants NOX | Thousand Tons | 0 | 0 | 0 | 0 | 0 | 0 | 0
NSR Big Cajun 2- Unit 1 - NOx Rate Annual v5.13 | 751 | 7459 | Rate Constraint in lbs/MMBtu | FALSE | L | Annual | Allowances Purchased NOX | Thousand Tons | 0 | 0 | 0 | 0 | 0 | 0 | 0
NSR Big Cajun 2- Unit 1 - NOx Rate Annual v5.13 | 751 | 7459 | Rate Constraint in lbs/MMBtu | FALSE | L | Annual | Allowances Sold NOX | Thousand Tons | 0 | 0 | 0 | 0 | 0 | 0 | 0
NSR Big Cajun 2- Unit 1 - NOx Rate Annual v5.13 | 751 | 7459 | Rate Constraint in lbs/MMBtu | FALSE | L | Annual | Allowances Banked | Thousand Tons | 0 | 0 | 0 | 0 | 0 | 0 | 0
NSR Big Cajun 2- Unit 1 - NOx Rate Annual v5.13 | 751 | 7459 | Rate Constraint in lbs/MMBtu | FALSE | L | Annual | Allowances Withdrawn (1:1) | Thousand Tons | 0 | 0 | 0 | 0 | 0 | 0 | 0
NSR Big Cajun 2- Unit 1 - NOx Rate Annual v5.13 | 751 | 7459 | Rate Constraint in lbs/MMBtu | FALSE | L | Annual | Allowances Withdrawn (n:1) | Thousand Tons | 0 | 0 | 0 | 0 | 0 | 0 | 0
NSR Big Cajun 2- Unit 1 - NOx Rate Annual v5.13 | 751 | 7459 | Rate Constraint in lbs/MMBtu | FALSE | L | Annual | Net Emissions Allowance Position | Thousand Tons | 0 | 0 | 0 | 0 | 0 | 0 | 0
NSR Big Cajun 2- Unit 1 - NOx Rate Annual v5.13 | 751 | 7459 | Rate Constraint in lbs/MMBtu | FALSE | L | Annual | Fuel Consumed | TBtu | 0 | 0 | 0 | 0 | 0 | 0 | 0
NSR Big Cajun 2- Unit 1 - NOx Rate Annual v5.13 | 751 | 7459 | Rate Constraint in lbs/MMBtu | FALSE | L | Annual | Rate | lb/MMBtu | 0 | 0 | 0 | 0 | 0 | 0 | 0
NSR Big Cajun 2- Unit 1 - NOx Rate Annual v5.13 | 751 | 7459 | Rate Constraint in lbs/MMBtu | FALSE | L | Annual | Generation | TWh | 0 | 0 | 0 | 0 | 0 | 0 | 0
NSR Big Cajun 2- Unit 1 - NOx Rate Annual v5.13 | 751 | 7459 | Rate Constraint in lbs/MMBtu | FALSE | L | Annual | Qualifying Generation | TWh | 0 | 0 | 0 | 0 | 0 | 0 | 0
NSR Big Cajun 2- Unit 1 - NOx Rate Annual v5.13 | 751 | 7459 | Rate Constraint in lbs/MMBtu | FALSE | L | Annual | Rate | lb/MWh | 0 | 0 | 0 | 0 | 0 | 0 | 0
NSR Big Cajun 2- Unit 1 - NOx Rate Annual v5.13 | 751 | 7459 | Rate Constraint in lbs/MMBtu | FALSE | L | Annual | Constraint Shadow Price | US2022$/Ton | 0 | 0 | 0 | 0 | 0 | 0 | 0
NSR Big Cajun 2- Unit 1 - SO2 Rate Annual v5.13 | 752 | 7457 | Rate Constraint in lbs/MMBtu | FALSE | L | Annual | Seasons Included | Seasons | Winter, Spring, Summer, Fall | Winter, Spring, Summer, Fall | Winter, Spring, Summer, Fall | Winter, Spring, Summer, Fall | Winter, Spring, Summer, Fall | Winter, Spring, Summer, Fall | Winter, Spring, Summer, Fall
NSR Big Cajun 2- Unit 1 - SO2 Rate Annual v5.13 | 752 | 7457 | Rate Constraint in lbs/MMBtu | FALSE | L | Annual | Standard SO2 | lb/MMBtu | 0.07 | 0.07 | 0.07 | 0.07 | 0.07 | 0.07 | 0.07
NSR Big Cajun 2- Unit 1 - SO2 Rate Annual v5.13 | 752 | 7457 | Rate Constraint in lbs/MMBtu | FALSE | L | Annual | Emissions at Affected Plants SO2 | Thousand Tons | 0 | 0 | 0 | 0 | 0 | 0 | 0
NSR Big Cajun 2- Unit 1 - SO2 Rate Annual v5.13 | 752 | 7457 | Rate Constraint in lbs/MMBtu | FALSE | L | Annual | Allowances Purchased SO2 | Thousand Tons | 0 | 0 | 0 | 0 | 0 | 0 | 0
NSR Big Cajun 2- Unit 1 - SO2 Rate Annual v5.13 | 752 | 7457 | Rate Constraint in lbs/MMBtu | FALSE | L | Annual | Allowances Sold SO2 | Thousand Tons | 0 | 0 | 0 | 0 | 0 | 0 | 0
NSR Big Cajun 2- Unit 1 - SO2 Rate Annual v5.13 | 752 | 7457 | Rate Constraint in lbs/MMBtu | FALSE | L | Annual | Allowances Banked | Thousand Tons | 0 | 0 | 0 | 0 | 0 | 0 | 0
NSR Big Cajun 2- Unit 1 - SO2 Rate Annual v5.13 | 752 | 7457 | Rate Constraint in lbs/MMBtu | FALSE | L | Annual | Allowances Withdrawn (1:1) | Thousand Tons | 0 | 0 | 0 | 0 | 0 | 0 | 0
NSR Big Cajun 2- Unit 1 - SO2 Rate Annual v5.13 | 752 | 7457 | Rate Constraint in lbs/MMBtu | FALSE | L | Annual | Allowances Withdrawn (n:1) | Thousand Tons | 0 | 0 | 0 | 0 | 0 | 0 | 0
NSR Big Cajun 2- Unit 1 - SO2 Rate Annual v5.13 | 752 | 7457 | Rate Constraint in lbs/MMBtu | FALSE | L | Annual | Net Emissions Allowance Position | Thousand Tons | 0 | 0 | 0 | 0 | 0 | 0 | 0
NSR Big Cajun 2- Unit 1 - SO2 Rate Annual v5.13 | 752 | 7457 | Rate Constraint in lbs/MMBtu | FALSE | L | Annual | Fuel Consumed | TBtu | 0 | 0 | 0 | 0 | 0 | 0 | 0
NSR Big Cajun 2- Unit 1 - SO2 Rate Annual v5.13 | 752 | 7457 | Rate Constraint in lbs/MMBtu | FALSE | L | Annual | Rate | lb/MMBtu | 0 | 0 | 0 | 0 | 0 | 0 | 0
NSR Big Cajun 2- Unit 1 - SO2 Rate Annual v5.13 | 752 | 7457 | Rate Constraint in lbs/MMBtu | FALSE | L | Annual | Generation | TWh | 0 | 0 | 0 | 0 | 0 | 0 | 0
NSR Big Cajun 2- Unit 1 - SO2 Rate Annual v5.13 | 752 | 7457 | Rate Constraint in lbs/MMBtu | FALSE | L | Annual | Qualifying Generation | TWh | 0 | 0 | 0 | 0 | 0 | 0 | 0
NSR Big Cajun 2- Unit 1 - SO2 Rate Annual v5.13 | 752 | 7457 | Rate Constraint in lbs/MMBtu | FALSE | L | Annual | Rate | lb/MWh | 0 | 0 | 0 | 0 | 0 | 0 | 0
NSR Big Cajun 2- Unit 1 - SO2 Rate Annual v5.13 | 752 | 7457 | Rate Constraint in lbs/MMBtu | FALSE | L | Annual | Constraint Shadow Price | US2022$/Ton | 266.1574 | 702.4576 | 4161.5917 | 0 | 0 | 0 | 0
NSR Big Cajun 2- Unit 3 - NOx Rate Annual v5.13 | 754 | 7461 | Rate Constraint in lbs/MMBtu | FALSE | L | Annual | Seasons Included | Seasons | Winter, Spring, Summer, Fall | Winter, Spring, Summer, Fall | Winter, Spring, Summer, Fall | Winter, Spring, Summer, Fall | Winter, Spring, Summer, Fall | Winter, Spring, Summer, Fall | Winter, Spring, Summer, Fall
NSR Big Cajun 2- Unit 3 - NOx Rate Annual v5.13 | 754 | 7461 | Rate Constraint in lbs/MMBtu | FALSE | L | Annual | Standard NOX | lb/MMBtu | 0.135 | 0.135 | 0.135 | 0.135 | 0.135 | 0.135 | 0.135
NSR Big Cajun 2- Unit 3 - NOx Rate Annual v5.13 | 754 | 7461 | Rate Constraint in lbs/MMBtu | FALSE | L | Annual | Emissions at Affected Plants NOX | Thousand Tons | 0.26701 | 0 | 0 | 0 | 0 | 0 | 0
NSR Big Cajun 2- Unit 3 - NOx Rate Annual v5.13 | 754 | 7461 | Rate Constraint in lbs/MMBtu | FALSE | L | Annual | Allowances Purchased NOX | Thousand Tons | 0 | 0 | 0 | 0 | 0 | 0 | 0
NSR Big Cajun 2- Unit 3 - NOx Rate Annual v5.13 | 754 | 7461 | Rate Constraint in lbs/MMBtu | FALSE | L | Annual | Allowances Sold NOX | Thousand Tons | 0 | 0 | 0 | 0 | 0 | 0 | 0
NSR Big Cajun 2- Unit 3 - NOx Rate Annual v5.13 | 754 | 7461 | Rate Constraint in lbs/MMBtu | FALSE | L | Annual | Allowances Banked | Thousand Tons | 0 | 0 | 0 | 0 | 0 | 0 | 0
NSR Big Cajun 2- Unit 3 - NOx Rate Annual v5.13 | 754 | 7461 | Rate Constraint in lbs/MMBtu | FALSE | L | Annual | Allowances Withdrawn (1:1) | Thousand Tons | 0 | 0 | 0 | 0 | 0 | 0 | 0
NSR Big Cajun 2- Unit 3 - NOx Rate Annual v5.13 | 754 | 7461 | Rate Constraint in lbs/MMBtu | FALSE | L | Annual | Allowances Withdrawn (n:1) | Thousand Tons | 0 | 0 | 0 | 0 | 0 | 0 | 0
NSR Big Cajun 2- Unit 3 - NOx Rate Annual v5.13 | 754 | 7461 | Rate Constraint in lbs/MMBtu | FALSE | L | Annual | Net Emissions Allowance Position | Thousand Tons | 0.26701 | 0 | 0 | 0 | 0 | 0 | 0
NSR Big Cajun 2- Unit 3 - NOx Rate Annual v5.13 | 754 | 7461 | Rate Constraint in lbs/MMBtu | FALSE | L | Annual | Fuel Consumed | TBtu | 4.3718 | 0 | 0 | 0 | 0 | 0 | 0
NSR Big Cajun 2- Unit 3 - NOx Rate Annual v5.13 | 754 | 7461 | Rate Constraint in lbs/MMBtu | FALSE | L | Annual | Rate | lb/MMBtu | 0.12215 | 0 | 0 | 0 | 0 | 0 | 0
NSR Big Cajun 2- Unit 3 - NOx Rate Annual v5.13 | 754 | 7461 | Rate Constraint in lbs/MMBtu | FALSE | L | Annual | Generation | TWh | 0.41883 | 0 | 0 | 0 | 0 | 0 | 0
NSR Big Cajun 2- Unit 3 - NOx Rate Annual v5.13 | 754 | 7461 | Rate Constraint in lbs/MMBtu | FALSE | L | Annual | Qualifying Generation | TWh | 0.41883 | 0 | 0 | 0 | 0 | 0 | 0
NSR Big Cajun 2- Unit 3 - NOx Rate Annual v5.13 | 754 | 7461 | Rate Constraint in lbs/MMBtu | FALSE | L | Annual | Rate | lb/MWh | 1.275 | 0 | 0 | 0 | 0 | 0 | 0
NSR Big Cajun 2- Unit 3 - NOx Rate Annual v5.13 | 754 | 7461 | Rate Constraint in lbs/MMBtu | FALSE | L | Annual | Constraint Shadow Price | US2022$/Ton | 0 | 0 | 0 | 0 | 0 | 0 | 0
NSR Boswell 1-3 - SO2 Rate Annual v5.14 | 756 | 7484 | Rate Constraint in lbs/MMBtu | FALSE | L | Annual | Seasons Included | Seasons | Winter, Spring, Summer, Fall | Winter, Spring, Summer, Fall | Winter, Spring, Summer, Fall | Winter, Spring, Summer, Fall | Winter, Spring, Summer, Fall | Winter, Spring, Summer, Fall | Winter, Spring, Summer, Fall
NSR Boswell 1-3 - SO2 Rate Annual v5.14 | 756 | 7484 | Rate Constraint in lbs/MMBtu | FALSE | L | Annual | Standard SO2 | lb/MMBtu | 0.03 | 0.03 | 0.03 | 0.03 | 0.03 | 0.03 | 0.03
NSR Boswell 1-3 - SO2 Rate Annual v5.14 | 756 | 7484 | Rate Constraint in lbs/MMBtu | FALSE | L | Annual | Emissions at Affected Plants SO2 | Thousand Tons | 0 | 0 | 0 | 0 | 0 | 0 | 0
NSR Boswell 1-3 - SO2 Rate Annual v5.14 | 756 | 7484 | Rate Constraint in lbs/MMBtu | FALSE | L | Annual | Allowances Purchased SO2 | Thousand Tons | 0 | 0 | 0 | 0 | 0 | 0 | 0
NSR Boswell 1-3 - SO2 Rate Annual v5.14 | 756 | 7484 | Rate Constraint in lbs/MMBtu | FALSE | L | Annual | Allowances Sold SO2 | Thousand Tons | 0 | 0 | 0 | 0 | 0 | 0 | 0
NSR Boswell 1-3 - SO2 Rate Annual v5.14 | 756 | 7484 | Rate Constraint in lbs/MMBtu | FALSE | L | Annual | Allowances Banked | Thousand Tons | 0 | 0 | 0 | 0 | 0 | 0 | 0
NSR Boswell 1-3 - SO2 Rate Annual v5.14 | 756 | 7484 | Rate Constraint in lbs/MMBtu | FALSE | L | Annual | Allowances Withdrawn (1:1) | Thousand Tons | 0 | 0 | 0 | 0 | 0 | 0 | 0
NSR Boswell 1-3 - SO2 Rate Annual v5.14 | 756 | 7484 | Rate Constraint in lbs/MMBtu | FALSE | L | Annual | Allowances Withdrawn (n:1) | Thousand Tons | 0 | 0 | 0 | 0 | 0 | 0 | 0
NSR Boswell 1-3 - SO2 Rate Annual v5.14 | 756 | 7484 | Rate Constraint in lbs/MMBtu | FALSE | L | Annual | Net Emissions Allowance Position | Thousand Tons | 0 | 0 | 0 | 0 | 0 | 0 | 0
NSR Boswell 1-3 - SO2 Rate Annual v5.14 | 756 | 7484 | Rate Constraint in lbs/MMBtu | FALSE | L | Annual | Fuel Consumed | TBtu | 0 | 0 | 0 | 0 | 0 | 0 | 0
NSR Boswell 1-3 - SO2 Rate Annual v5.14 | 756 | 7484 | Rate Constraint in lbs/MMBtu | FALSE | L | Annual | Rate | lb/MMBtu | 0 | 0 | 0 | 0 | 0 | 0 | 0
NSR Boswell 1-3 - SO2 Rate Annual v5.14 | 756 | 7484 | Rate Constraint in lbs/MMBtu | FALSE | L | Annual | Generation | TWh | 0 | 0 | 0 | 0 | 0 | 0 | 0
NSR Boswell 1-3 - SO2 Rate Annual v5.14 | 756 | 7484 | Rate Constraint in lbs/MMBtu | FALSE | L | Annual | Qualifying Generation | TWh | 0 | 0 | 0 | 0 | 0 | 0 | 0
NSR Boswell 1-3 - SO2 Rate Annual v5.14 | 756 | 7484 | Rate Constraint in lbs/MMBtu | FALSE | L | Annual | Rate | lb/MWh | 0 | 0 | 0 | 0 | 0 | 0 | 0
NSR Boswell 1-3 - SO2 Rate Annual v5.14 | 756 | 7484 | Rate Constraint in lbs/MMBtu | FALSE | L | Annual | Constraint Shadow Price | US2022$/Ton | 145822.9607 | 149216.3988 | 38208.8036 | 0 | 0 | 0 | 0
NSR Boswell 3 - NOX Rate Annual v5.14 | 757 | 7485 | Rate Constraint in lbs/MMBtu | FALSE | L | Annual | Seasons Included | Seasons | Winter, Spring, Summer, Fall | Winter, Spring, Summer, Fall | Winter, Spring, Summer, Fall | Winter, Spring, Summer, Fall | Winter, Spring, Summer, Fall | Winter, Spring, Summer, Fall | Winter, Spring, Summer, Fall
NSR Boswell 3 - NOX Rate Annual v5.14 | 757 | 7485 | Rate Constraint in lbs/MMBtu | FALSE | L | Annual | Standard NOX | lb/MMBtu | 0.06 | 0.06 | 0.06 | 0.06 | 0.06 | 0.06 | 0.06
NSR Boswell 3 - NOX Rate Annual v5.14 | 757 | 7485 | Rate Constraint in lbs/MMBtu | FALSE | L | Annual | Emissions at Affected Plants NOX | Thousand Tons | 0 | 0 | 0 | 0 | 0 | 0 | 0
NSR Boswell 3 - NOX Rate Annual v5.14 | 757 | 7485 | Rate Constraint in lbs/MMBtu | FALSE | L | Annual | Allowances Purchased NOX | Thousand Tons | 0 | 0 | 0 | 0 | 0 | 0 | 0
NSR Boswell 3 - NOX Rate Annual v5.14 | 757 | 7485 | Rate Constraint in lbs/MMBtu | FALSE | L | Annual | Allowances Sold NOX | Thousand Tons | 0 | 0 | 0 | 0 | 0 | 0 | 0
NSR Boswell 3 - NOX Rate Annual v5.14 | 757 | 7485 | Rate Constraint in lbs/MMBtu | FALSE | L | Annual | Allowances Banked | Thousand Tons | 0 | 0 | 0 | 0 | 0 | 0 | 0
NSR Boswell 3 - NOX Rate Annual v5.14 | 757 | 7485 | Rate Constraint in lbs/MMBtu | FALSE | L | Annual | Allowances Withdrawn (1:1) | Thousand Tons | 0 | 0 | 0 | 0 | 0 | 0 | 0
NSR Boswell 3 - NOX Rate Annual v5.14 | 757 | 7485 | Rate Constraint in lbs/MMBtu | FALSE | L | Annual | Allowances Withdrawn (n:1) | Thousand Tons | 0 | 0 | 0 | 0 | 0 | 0 | 0
NSR Boswell 3 - NOX Rate Annual v5.14 | 757 | 7485 | Rate Constraint in lbs/MMBtu | FALSE | L | Annual | Net Emissions Allowance Position | Thousand Tons | 0 | 0 | 0 | 0 | 0 | 0 | 0
NSR Boswell 3 - NOX Rate Annual v5.14 | 757 | 7485 | Rate Constraint in lbs/MMBtu | FALSE | L | Annual | Fuel Consumed | TBtu | 0 | 0 | 0 | 0 | 0 | 0 | 0
NSR Boswell 3 - NOX Rate Annual v5.14 | 757 | 7485 | Rate Constraint in lbs/MMBtu | FALSE | L | Annual | Rate | lb/MMBtu | 0 | 0 | 0 | 0 | 0 | 0 | 0
NSR Boswell 3 - NOX Rate Annual v5.14 | 757 | 7485 | Rate Constraint in lbs/MMBtu | FALSE | L | Annual | Generation | TWh | 0 | 0 | 0 | 0 | 0 | 0 | 0
NSR Boswell 3 - NOX Rate Annual v5.14 | 757 | 7485 | Rate Constraint in lbs/MMBtu | FALSE | L | Annual | Qualifying Generation | TWh | 0 | 0 | 0 | 0 | 0 | 0 | 0
NSR Boswell 3 - NOX Rate Annual v5.14 | 757 | 7485 | Rate Constraint in lbs/MMBtu | FALSE | L | Annual | Rate | lb/MWh | 0 | 0 | 0 | 0 | 0 | 0 | 0
NSR Boswell 3 - NOX Rate Annual v5.14 | 757 | 7485 | Rate Constraint in lbs/MMBtu | FALSE | L | Annual | Constraint Shadow Price | US2022$/Ton | 0 | 0 | 0 | 0 | 0 | 0 | 0
NSR Boswell 4 - NOX Rate Annual v5.14 | 758 | 7487 | Rate Constraint in lbs/MMBtu | FALSE | L | Annual | Seasons Included | Seasons | Winter, Spring, Summer, Fall | Winter, Spring, Summer, Fall | Winter, Spring, Summer, Fall | Winter, Spring, Summer, Fall | Winter, Spring, Summer, Fall | Winter, Spring, Summer, Fall | Winter, Spring, Summer, Fall
NSR Boswell 4 - NOX Rate Annual v5.14 | 758 | 7487 | Rate Constraint in lbs/MMBtu | FALSE | L | Annual | Standard NOX | lb/MMBtu | 0.12 | 0.12 | 0.12 | 0.12 | 0.12 | 0.12 | 0.12
NSR Boswell 4 - NOX Rate Annual v5.14 | 758 | 7487 | Rate Constraint in lbs/MMBtu | FALSE | L | Annual | Emissions at Affected Plants NOX | Thousand Tons | 0 | 0 | 0 | 0 | 0 | 0 | 0
NSR Boswell 4 - NOX Rate Annual v5.14 | 758 | 7487 | Rate Constraint in lbs/MMBtu | FALSE | L | Annual | Allowances Purchased NOX | Thousand Tons | 0 | 0 | 0 | 0 | 0 | 0 | 0
NSR Boswell 4 - NOX Rate Annual v5.14 | 758 | 7487 | Rate Constraint in lbs/MMBtu | FALSE | L | Annual | Allowances Sold NOX | Thousand Tons | 0 | 0 | 0 | 0 | 0 | 0 | 0
NSR Boswell 4 - NOX Rate Annual v5.14 | 758 | 7487 | Rate Constraint in lbs/MMBtu | FALSE | L | Annual | Allowances Banked | Thousand Tons | 0 | 0 | 0 | 0 | 0 | 0 | 0
NSR Boswell 4 - NOX Rate Annual v5.14 | 758 | 7487 | Rate Constraint in lbs/MMBtu | FALSE | L | Annual | Allowances Withdrawn (1:1) | Thousand Tons | 0 | 0 | 0 | 0 | 0 | 0 | 0
NSR Boswell 4 - NOX Rate Annual v5.14 | 758 | 7487 | Rate Constraint in lbs/MMBtu | FALSE | L | Annual | Allowances Withdrawn (n:1) | Thousand Tons | 0 | 0 | 0 | 0 | 0 | 0 | 0
NSR Boswell 4 - NOX Rate Annual v5.14 | 758 | 7487 | Rate Constraint in lbs/MMBtu | FALSE | L | Annual | Net Emissions Allowance Position | Thousand Tons | 0 | 0 | 0 | 0 | 0 | 0 | 0
NSR Boswell 4 - NOX Rate Annual v5.14 | 758 | 7487 | Rate Constraint in lbs/MMBtu | FALSE | L | Annual | Fuel Consumed | TBtu | 0 | 0 | 0 | 0 | 0 | 0 | 0
NSR Boswell 4 - NOX Rate Annual v5.14 | 758 | 7487 | Rate Constraint in lbs/MMBtu | FALSE | L | Annual | Rate | lb/MMBtu | 0 | 0 | 0 | 0 | 0 | 0 | 0
NSR Boswell 4 - NOX Rate Annual v5.14 | 758 | 7487 | Rate Constraint in lbs/MMBtu | FALSE | L | Annual | Generation | TWh | 0 | 0 | 0 | 0 | 0 | 0 | 0
NSR Boswell 4 - NOX Rate Annual v5.14 | 758 | 7487 | Rate Constraint in lbs/MMBtu | FALSE | L | Annual | Qualifying Generation | TWh | 0 | 0 | 0 | 0 | 0 | 0 | 0
NSR Boswell 4 - NOX Rate Annual v5.14 | 758 | 7487 | Rate Constraint in lbs/MMBtu | FALSE | L | Annual | Rate | lb/MWh | 0 | 0 | 0 | 0 | 0 | 0 | 0
NSR Boswell 4 - NOX Rate Annual v5.14 | 758 | 7487 | Rate Constraint in lbs/MMBtu | FALSE | L | Annual | Constraint Shadow Price | US2022$/Ton | 0 | 0 | 0 | 0 | 0 | 0 | 0
NSR Boswell 4 - SO2 Rate Annual v5.14 | 759 | 7486 | Rate Constraint in lbs/MMBtu | FALSE | L | Annual | Seasons Included | Seasons | Winter, Spring, Summer, Fall | Winter, Spring, Summer, Fall | Winter, Spring, Summer, Fall | Winter, Spring, Summer, Fall | Winter, Spring, Summer, Fall | Winter, Spring, Summer, Fall | Winter, Spring, Summer, Fall
NSR Boswell 4 - SO2 Rate Annual v5.14 | 759 | 7486 | Rate Constraint in lbs/MMBtu | FALSE | L | Annual | Standard SO2 | lb/MMBtu | 0.03 | 0.03 | 0.03 | 0.03 | 0.03 | 0.03 | 0.03
NSR Boswell 4 - SO2 Rate Annual v5.14 | 759 | 7486 | Rate Constraint in lbs/MMBtu | FALSE | L | Annual | Emissions at Affected Plants SO2 | Thousand Tons | 0 | 0 | 0 | 0 | 0 | 0 | 0
NSR Boswell 4 - SO2 Rate Annual v5.14 | 759 | 7486 | Rate Constraint in lbs/MMBtu | FALSE | L | Annual | Allowances Purchased SO2 | Thousand Tons | 0 | 0 | 0 | 0 | 0 | 0 | 0
NSR Boswell 4 - SO2 Rate Annual v5.14 | 759 | 7486 | Rate Constraint in lbs/MMBtu | FALSE | L | Annual | Allowances Sold SO2 | Thousand Tons | 0 | 0 | 0 | 0 | 0 | 0 | 0
NSR Boswell 4 - SO2 Rate Annual v5.14 | 759 | 7486 | Rate Constraint in lbs/MMBtu | FALSE | L | Annual | Allowances Banked | Thousand Tons | 0 | 0 | 0 | 0 | 0 | 0 | 0
NSR Boswell 4 - SO2 Rate Annual v5.14 | 759 | 7486 | Rate Constraint in lbs/MMBtu | FALSE | L | Annual | Allowances Withdrawn (1:1) | Thousand Tons | 0 | 0 | 0 | 0 | 0 | 0 | 0
NSR Boswell 4 - SO2 Rate Annual v5.14 | 759 | 7486 | Rate Constraint in lbs/MMBtu | FALSE | L | Annual | Allowances Withdrawn (n:1) | Thousand Tons | 0 | 0 | 0 | 0 | 0 | 0 | 0
NSR Boswell 4 - SO2 Rate Annual v5.14 | 759 | 7486 | Rate Constraint in lbs/MMBtu | FALSE | L | Annual | Net Emissions Allowance Position | Thousand Tons | 0 | 0 | 0 | 0 | 0 | 0 | 0
NSR Boswell 4 - SO2 Rate Annual v5.14 | 759 | 7486 | Rate Constraint in lbs/MMBtu | FALSE | L | Annual | Fuel Consumed | TBtu | 0 | 0 | 0 | 0 | 0 | 0 | 0
NSR Boswell 4 - SO2 Rate Annual v5.14 | 759 | 7486 | Rate Constraint in lbs/MMBtu | FALSE | L | Annual | Rate | lb/MMBtu | 0 | 0 | 0 | 0 | 0 | 0 | 0
NSR Boswell 4 - SO2 Rate Annual v5.14 | 759 | 7486 | Rate Constraint in lbs/MMBtu | FALSE | L | Annual | Generation | TWh | 0 | 0 | 0 | 0 | 0 | 0 | 0
NSR Boswell 4 - SO2 Rate Annual v5.14 | 759 | 7486 | Rate Constraint in lbs/MMBtu | FALSE | L | Annual | Qualifying Generation | TWh | 0 | 0 | 0 | 0 | 0 | 0 | 0
NSR Boswell 4 - SO2 Rate Annual v5.14 | 759 | 7486 | Rate Constraint in lbs/MMBtu | FALSE | L | Annual | Rate | lb/MWh | 0 | 0 | 0 | 0 | 0 | 0 | 0
NSR Boswell 4 - SO2 Rate Annual v5.14 | 759 | 7486 | Rate Constraint in lbs/MMBtu | FALSE | L | Annual | Constraint Shadow Price | US2022$/Ton | 108517.7301 | 101255.243 | 0 | 0 | 0 | 0 | 0
NSR Burlington Unit 1 SO2 Rate v5.16 | 760 | 7672 | Rate Constraint in lbs/MMBtu | FALSE | L | Annual | Seasons Included | Seasons | Winter, Spring, Summer, Fall | Winter, Spring, Summer, Fall | Winter, Spring, Summer, Fall | Winter, Spring, Summer, Fall | Winter, Spring, Summer, Fall | Winter, Spring, Summer, Fall | Winter, Spring, Summer, Fall
NSR Burlington Unit 1 SO2 Rate v5.16 | 760 | 7672 | Rate Constraint in lbs/MMBtu | FALSE | L | Annual | Standard SO2 | lb/MMBtu | 0.75 | 0.75 | 0.75 | 0.75 | 0.75 | 0.75 | 0.75
NSR Burlington Unit 1 SO2 Rate v5.16 | 760 | 7672 | Rate Constraint in lbs/MMBtu | FALSE | L | Annual | Emissions at Affected Plants SO2 | Thousand Tons | 0 | 0 | 0 | 0 | 0 | 0 | 0
NSR Burlington Unit 1 SO2 Rate v5.16 | 760 | 7672 | Rate Constraint in lbs/MMBtu | FALSE | L | Annual | Allowances Purchased SO2 | Thousand Tons | 0 | 0 | 0 | 0 | 0 | 0 | 0
NSR Burlington Unit 1 SO2 Rate v5.16 | 760 | 7672 | Rate Constraint in lbs/MMBtu | FALSE | L | Annual | Allowances Sold SO2 | Thousand Tons | 0 | 0 | 0 | 0 | 0 | 0 | 0
NSR Burlington Unit 1 SO2 Rate v5.16 | 760 | 7672 | Rate Constraint in lbs/MMBtu | FALSE | L | Annual | Allowances Banked | Thousand Tons | 0 | 0 | 0 | 0 | 0 | 0 | 0
NSR Burlington Unit 1 SO2 Rate v5.16 | 760 | 7672 | Rate Constraint in lbs/MMBtu | FALSE | L | Annual | Allowances Withdrawn (1:1) | Thousand Tons | 0 | 0 | 0 | 0 | 0 | 0 | 0
NSR Burlington Unit 1 SO2 Rate v5.16 | 760 | 7672 | Rate Constraint in lbs/MMBtu | FALSE | L | Annual | Allowances Withdrawn (n:1) | Thousand Tons | 0 | 0 | 0 | 0 | 0 | 0 | 0
NSR Burlington Unit 1 SO2 Rate v5.16 | 760 | 7672 | Rate Constraint in lbs/MMBtu | FALSE | L | Annual | Net Emissions Allowance Position | Thousand Tons | 0 | 0 | 0 | 0 | 0 | 0 | 0
NSR Burlington Unit 1 SO2 Rate v5.16 | 760 | 7672 | Rate Constraint in lbs/MMBtu | FALSE | L | Annual | Fuel Consumed | TBtu | 0 | 0 | 0 | 0 | 0 | 0 | 0
NSR Burlington Unit 1 SO2 Rate v5.16 | 760 | 7672 | Rate Constraint in lbs/MMBtu | FALSE | L | Annual | Rate | lb/MMBtu | 0 | 0 | 0 | 0 | 0 | 0 | 0
NSR Burlington Unit 1 SO2 Rate v5.16 | 760 | 7672 | Rate Constraint in lbs/MMBtu | FALSE | L | Annual | Generation | TWh | 0 | 0 | 0 | 0 | 0 | 0 | 0
NSR Burlington Unit 1 SO2 Rate v5.16 | 760 | 7672 | Rate Constraint in lbs/MMBtu | FALSE | L | Annual | Qualifying Generation | TWh | 0 | 0 | 0 | 0 | 0 | 0 | 0
NSR Burlington Unit 1 SO2 Rate v5.16 | 760 | 7672 | Rate Constraint in lbs/MMBtu | FALSE | L | Annual | Rate | lb/MWh | 0 | 0 | 0 | 0 | 0 | 0 | 0
NSR Burlington Unit 1 SO2 Rate v5.16 | 760 | 7672 | Rate Constraint in lbs/MMBtu | FALSE | L | Annual | Constraint Shadow Price | US2022$/Ton | 0 | 0 | 0 | 0 | 0 | 0 | 0
NSR Clifty Creek 1-6 - SO2 Cap Annual v5.16 | 761 | 7502 | Rate Constraint in MTons | FALSE | L | Annual | Seasons Included | Seasons | Winter, Spring, Summer, Fall | Winter, Spring, Summer, Fall | Winter, Spring, Summer, Fall | Winter, Spring, Summer, Fall | Winter, Spring, Summer, Fall | Winter, Spring, Summer, Fall | Winter, Spring, Summer, Fall
NSR Clifty Creek 1-6 - SO2 Cap Annual v5.16 | 761 | 7502 | Rate Constraint in MTons | FALSE | L | Annual | Standard SO2 | Thousand Tons | 11.503 | 11.503 | 11.503 | 11.503 | 11.503 | 11.503 | 11.503
NSR Clifty Creek 1-6 - SO2 Cap Annual v5.16 | 761 | 7502 | Rate Constraint in MTons | FALSE | L | Annual | Emissions at Affected Plants SO2 | Thousand Tons | 1.281 | 2.3935 | 0 | 0 | 0 | 0 | 0
NSR Clifty Creek 1-6 - SO2 Cap Annual v5.16 | 761 | 7502 | Rate Constraint in MTons | FALSE | L | Annual | Allowances Purchased SO2 | Thousand Tons | 0 | 0 | 0 | 0 | 0 | 0 | 0
NSR Clifty Creek 1-6 - SO2 Cap Annual v5.16 | 761 | 7502 | Rate Constraint in MTons | FALSE | L | Annual | Allowances Sold SO2 | Thousand Tons | 0 | 0 | 0 | 0 | 0 | 0 | 0
NSR Clifty Creek 1-6 - SO2 Cap Annual v5.16 | 761 | 7502 | Rate Constraint in MTons | FALSE | L | Annual | Allowances Banked | Thousand Tons | 0 | 0 | 0 | 0 | 0 | 0 | 0
NSR Clifty Creek 1-6 - SO2 Cap Annual v5.16 | 761 | 7502 | Rate Constraint in MTons | FALSE | L | Annual | Allowances Withdrawn (1:1) | Thousand Tons | 0 | 0 | 0 | 0 | 0 | 0 | 0
NSR Clifty Creek 1-6 - SO2 Cap Annual v5.16 | 761 | 7502 | Rate Constraint in MTons | FALSE | L | Annual | Allowances Withdrawn (n:1) | Thousand Tons | 0 | 0 | 0 | 0 | 0 | 0 | 0
NSR Clifty Creek 1-6 - SO2 Cap Annual v5.16 | 761 | 7502 | Rate Constraint in MTons | FALSE | L | Annual | Net Emissions Allowance Position | Thousand Tons | 1.281 | 2.3935 | 0 | 0 | 0 | 0 | 0
NSR Clifty Creek 1-6 - SO2 Cap Annual v5.16 | 761 | 7502 | Rate Constraint in MTons | FALSE | L | Annual | Fuel Consumed | TBtu | 42.7006 | 42.6839 | 0 | 0 | 0 | 0 | 0
NSR Clifty Creek 1-6 - SO2 Cap Annual v5.16 | 761 | 7502 | Rate Constraint in MTons | FALSE | L | Annual | Rate | lb/MMBtu | 0.06 | 0.11215 | 0 | 0 | 0 | 0 | 0
NSR Clifty Creek 1-6 - SO2 Cap Annual v5.16 | 761 | 7502 | Rate Constraint in MTons | FALSE | L | Annual | Generation | TWh | 3.9723 | 3.9633 | 0 | 0 | 0 | 0 | 0
NSR Clifty Creek 1-6 - SO2 Cap Annual v5.16 | 761 | 7502 | Rate Constraint in MTons | FALSE | L | Annual | Qualifying Generation | TWh | 3.9723 | 3.9633 | 0 | 0 | 0 | 0 | 0
NSR Clifty Creek 1-6 - SO2 Cap Annual v5.16 | 761 | 7502 | Rate Constraint in MTons | FALSE | L | Annual | Rate | lb/MWh | 0.64498 | 1.2078 | 0 | 0 | 0 | 0 | 0
NSR Clifty Creek 1-6 - SO2 Cap Annual v5.16 | 761 | 7502 | Rate Constraint in MTons | FALSE | L | Annual | Constraint Shadow Price | US2022$/Ton | 0 | 0 | 0 | 0 | 0 | 0 | 0
NSR ClinchRiver 1-3 - SO2 Cap Annual v3.1 | 762 | 7373 | Rate Constraint in MTons | FALSE | L | Annual | Seasons Included | Seasons | Winter, Spring, Summer, Fall | Winter, Spring, Summer, Fall | Winter, Spring, Summer, Fall | Winter, Spring, Summer, Fall | Winter, Spring, Summer, Fall | Winter, Spring, Summer, Fall | Winter, Spring, Summer, Fall
NSR ClinchRiver 1-3 - SO2 Cap Annual v3.1 | 762 | 7373 | Rate Constraint in MTons | FALSE | L | Annual | Standard SO2 | Thousand Tons | 16.3 | 16.3 | 16.3 | 16.3 | 16.3 | 16.3 | 16.3
NSR ClinchRiver 1-3 - SO2 Cap Annual v3.1 | 762 | 7373 | Rate Constraint in MTons | FALSE | L | Annual | Emissions at Affected Plants SO2 | Thousand Tons | 0 | 0 | 0 | 0 | 0 | 0 | 0
NSR ClinchRiver 1-3 - SO2 Cap Annual v3.1 | 762 | 7373 | Rate Constraint in MTons | FALSE | L | Annual | Allowances Purchased SO2 | Thousand Tons | 0 | 0 | 0 | 0 | 0 | 0 | 0
NSR ClinchRiver 1-3 - SO2 Cap Annual v3.1 | 762 | 7373 | Rate Constraint in MTons | FALSE | L | Annual | Allowances Sold SO2 | Thousand Tons | 0 | 0 | 0 | 0 | 0 | 0 | 0
NSR ClinchRiver 1-3 - SO2 Cap Annual v3.1 | 762 | 7373 | Rate Constraint in MTons | FALSE | L | Annual | Allowances Banked | Thousand Tons | 0 | 0 | 0 | 0 | 0 | 0 | 0
NSR ClinchRiver 1-3 - SO2 Cap Annual v3.1 | 762 | 7373 | Rate Constraint in MTons | FALSE | L | Annual | Allowances Withdrawn (1:1) | Thousand Tons | 0 | 0 | 0 | 0 | 0 | 0 | 0
NSR ClinchRiver 1-3 - SO2 Cap Annual v3.1 | 762 | 7373 | Rate Constraint in MTons | FALSE | L | Annual | Allowances Withdrawn (n:1) | Thousand Tons | 0 | 0 | 0 | 0 | 0 | 0 | 0
NSR ClinchRiver 1-3 - SO2 Cap Annual v3.1 | 762 | 7373 | Rate Constraint in MTons | FALSE | L | Annual | Net Emissions Allowance Position | Thousand Tons | 0 | 0 | 0 | 0 | 0 | 0 | 0
NSR ClinchRiver 1-3 - SO2 Cap Annual v3.1 | 762 | 7373 | Rate Constraint in MTons | FALSE | L | Annual | Fuel Consumed | TBtu | 0 | 0 | 0 | 0 | 0 | 0 | 0
NSR ClinchRiver 1-3 - SO2 Cap Annual v3.1 | 762 | 7373 | Rate Constraint in MTons | FALSE | L | Annual | Rate | lb/MMBtu | 0 | 0 | 0 | 0 | 0 | 0 | 0
NSR ClinchRiver 1-3 - SO2 Cap Annual v3.1 | 762 | 7373 | Rate Constraint in MTons | FALSE | L | Annual | Generation | TWh | 0 | 0 | 0 | 0 | 0 | 0 | 0
NSR ClinchRiver 1-3 - SO2 Cap Annual v3.1 | 762 | 7373 | Rate Constraint in MTons | FALSE | L | Annual | Qualifying Generation | TWh | 0 | 0 | 0 | 0 | 0 | 0 | 0
NSR ClinchRiver 1-3 - SO2 Cap Annual v3.1 | 762 | 7373 | Rate Constraint in MTons | FALSE | L | Annual | Rate | lb/MWh | 0 | 0 | 0 | 0 | 0 | 0 | 0
NSR ClinchRiver 1-3 - SO2 Cap Annual v3.1 | 762 | 7373 | Rate Constraint in MTons | FALSE | L | Annual | Constraint Shadow Price | US2022$/Ton | 0 | 0 | 0 | 0 | 0 | 0 | 0
NSR Cooper 2 - NOX Rate Annual v3.1, Unit 2557 and retrofits | 763 | 7447 | Rate Constraint in lbs/MMBtu | FALSE | L | Annual | Seasons Included | Seasons | Winter, Spring, Summer, Fall | Winter, Spring, Summer, Fall | Winter, Spring, Summer, Fall | Winter, Spring, Summer, Fall | Winter, Spring, Summer, Fall | Winter, Spring, Summer, Fall | Winter, Spring, Summer, Fall
NSR Cooper 2 - NOX Rate Annual v3.1, Unit 2557 and retrofits | 763 | 7447 | Rate Constraint in lbs/MMBtu | FALSE | L | Annual | Standard NOX | lb/MMBtu | 0.08 | 0.08 | 0.08 | 0.08 | 0.08 | 0.08 | 0.08
NSR Cooper 2 - NOX Rate Annual v3.1, Unit 2557 and retrofits | 763 | 7447 | Rate Constraint in lbs/MMBtu | FALSE | L | Annual | Emissions at Affected Plants NOX | Thousand Tons | 0 | 0 | 0 | 0 | 0 | 0 | 0
NSR Cooper 2 - NOX Rate Annual v3.1, Unit 2557 and retrofits | 763 | 7447 | Rate Constraint in lbs/MMBtu | FALSE | L | Annual | Allowances Purchased NOX | Thousand Tons | 0 | 0 | 0 | 0 | 0 | 0 | 0
NSR Cooper 2 - NOX Rate Annual v3.1, Unit 2557 and retrofits | 763 | 7447 | Rate Constraint in lbs/MMBtu | FALSE | L | Annual | Allowances Sold NOX | Thousand Tons | 0 | 0 | 0 | 0 | 0 | 0 | 0
NSR Cooper 2 - NOX Rate Annual v3.1, Unit 2557 and retrofits | 763 | 7447 | Rate Constraint in lbs/MMBtu | FALSE | L | Annual | Allowances Banked | Thousand Tons | 0 | 0 | 0 | 0 | 0 | 0 | 0
NSR Cooper 2 - NOX Rate Annual v3.1, Unit 2557 and retrofits | 763 | 7447 | Rate Constraint in lbs/MMBtu | FALSE | L | Annual | Allowances Withdrawn (1:1) | Thousand Tons | 0 | 0 | 0 | 0 | 0 | 0 | 0
NSR Cooper 2 - NOX Rate Annual v3.1, Unit 2557 and retrofits | 763 | 7447 | Rate Constraint in lbs/MMBtu | FALSE | L | Annual | Allowances Withdrawn (n:1) | Thousand Tons | 0 | 0 | 0 | 0 | 0 | 0 | 0
NSR Cooper 2 - NOX Rate Annual v3.1, Unit 2557 and retrofits | 763 | 7447 | Rate Constraint in lbs/MMBtu | FALSE | L | Annual | Net Emissions Allowance Position | Thousand Tons | 0 | 0 | 0 | 0 | 0 | 0 | 0
NSR Cooper 2 - NOX Rate Annual v3.1, Unit 2557 and retrofits | 763 | 7447 | Rate Constraint in lbs/MMBtu | FALSE | L | Annual | Fuel Consumed | TBtu | 0 | 0 | 0 | 0 | 0 | 0 | 0
NSR Cooper 2 - NOX Rate Annual v3.1, Unit 2557 and retrofits | 763 | 7447 | Rate Constraint in lbs/MMBtu | FALSE | L | Annual | Rate | lb/MMBtu | 0 | 0 | 0 | 0 | 0 | 0 | 0
NSR Cooper 2 - NOX Rate Annual v3.1, Unit 2557 and retrofits | 763 | 7447 | Rate Constraint in lbs/MMBtu | FALSE | L | Annual | Generation | TWh | 0 | 0 | 0 | 0 | 0 | 0 | 0
NSR Cooper 2 - NOX Rate Annual v3.1, Unit 2557 and retrofits | 763 | 7447 | Rate Constraint in lbs/MMBtu | FALSE | L | Annual | Qualifying Generation | TWh | 0 | 0 | 0 | 0 | 0 | 0 | 0
NSR Cooper 2 - NOX Rate Annual v3.1, Unit 2557 and retrofits | 763 | 7447 | Rate Constraint in lbs/MMBtu | FALSE | L | Annual | Rate | lb/MWh | 0 | 0 | 0 | 0 | 0 | 0 | 0
NSR Cooper 2 - NOX Rate Annual v3.1, Unit 2557 and retrofits | 763 | 7447 | Rate Constraint in lbs/MMBtu | FALSE | L | Annual | Constraint Shadow Price | US2022$/Ton | 0 | 0 | 0 | 0 | 0 | 0 | 0
NSR Cooper 2 - SO2 Rate Annual v3.1, Unit 2557 and retrofits | 764 | 7446 | Rate Constraint in lbs/MMBtu | FALSE | L | Annual | Seasons Included | Seasons | Winter, Spring, Summer, Fall | Winter, Spring, Summer, Fall | Winter, Spring, Summer, Fall | Winter, Spring, Summer, Fall | Winter, Spring, Summer, Fall | Winter, Spring, Summer, Fall | Winter, Spring, Summer, Fall
NSR Cooper 2 - SO2 Rate Annual v3.1, Unit 2557 and retrofits | 764 | 7446 | Rate Constraint in lbs/MMBtu | FALSE | L | Annual | Standard SO2 | lb/MMBtu | 0.1 | 0.1 | 0.1 | 0.1 | 0.1 | 0.1 | 0.1
NSR Cooper 2 - SO2 Rate Annual v3.1, Unit 2557 and retrofits | 764 | 7446 | Rate Constraint in lbs/MMBtu | FALSE | L | Annual | Emissions at Affected Plants SO2 | Thousand Tons | 0 | 0 | 0 | 0 | 0 | 0 | 0
NSR Cooper 2 - SO2 Rate Annual v3.1, Unit 2557 and retrofits | 764 | 7446 | Rate Constraint in lbs/MMBtu | FALSE | L | Annual | Allowances Purchased SO2 | Thousand Tons | 0 | 0 | 0 | 0 | 0 | 0 | 0
NSR Cooper 2 - SO2 Rate Annual v3.1, Unit 2557 and retrofits | 764 | 7446 | Rate Constraint in lbs/MMBtu | FALSE | L | Annual | Allowances Sold SO2 | Thousand Tons | 0 | 0 | 0 | 0 | 0 | 0 | 0
NSR Cooper 2 - SO2 Rate Annual v3.1, Unit 2557 and retrofits | 764 | 7446 | Rate Constraint in lbs/MMBtu | FALSE | L | Annual | Allowances Banked | Thousand Tons | 0 | 0 | 0 | 0 | 0 | 0 | 0
NSR Cooper 2 - SO2 Rate Annual v3.1, Unit 2557 and retrofits | 764 | 7446 | Rate Constraint in lbs/MMBtu | FALSE | L | Annual | Allowances Withdrawn (1:1) | Thousand Tons | 0 | 0 | 0 | 0 | 0 | 0 | 0
NSR Cooper 2 - SO2 Rate Annual v3.1, Unit 2557 and retrofits | 764 | 7446 | Rate Constraint in lbs/MMBtu | FALSE | L | Annual | Allowances Withdrawn (n:1) | Thousand Tons | 0 | 0 | 0 | 0 | 0 | 0 | 0
NSR Cooper 2 - SO2 Rate Annual v3.1, Unit 2557 and retrofits | 764 | 7446 | Rate Constraint in lbs/MMBtu | FALSE | L | Annual | Net Emissions Allowance Position | Thousand Tons | 0 | 0 | 0 | 0 | 0 | 0 | 0
NSR Cooper 2 - SO2 Rate Annual v3.1, Unit 2557 and retrofits | 764 | 7446 | Rate Constraint in lbs/MMBtu | FALSE | L | Annual | Fuel Consumed | TBtu | 0 | 0 | 0 | 0 | 0 | 0 | 0
NSR Cooper 2 - SO2 Rate Annual v3.1, Unit 2557 and retrofits | 764 | 7446 | Rate Constraint in lbs/MMBtu | FALSE | L | Annual | Rate | lb/MMBtu | 0 | 0 | 0 | 0 | 0 | 0 | 0
NSR Cooper 2 - SO2 Rate Annual v3.1, Unit 2557 and retrofits | 764 | 7446 | Rate Constraint in lbs/MMBtu | FALSE | L | Annual | Generation | TWh | 0 | 0 | 0 | 0 | 0 | 0 | 0
NSR Cooper 2 - SO2 Rate Annual v3.1, Unit 2557 and retrofits | 764 | 7446 | Rate Constraint in lbs/MMBtu | FALSE | L | Annual | Qualifying Generation | TWh | 0 | 0 | 0 | 0 | 0 | 0 | 0
NSR Cooper 2 - SO2 Rate Annual v3.1, Unit 2557 and retrofits | 764 | 7446 | Rate Constraint in lbs/MMBtu | FALSE | L | Annual | Rate | lb/MWh | 0 | 0 | 0 | 0 | 0 | 0 | 0
NSR Cooper 2 - SO2 Rate Annual v3.1, Unit 2557 and retrofits | 764 | 7446 | Rate Constraint in lbs/MMBtu | FALSE | L | Annual | Constraint Shadow Price | US2022$/Ton | 0 | 0 | 0 | 0 | 0 | 0 | 0
NSR Coronado 1,2 - NOX Cap Annual v6.17 | 765 | 7394 | Rate Constraint in MTons | FALSE | L | Annual | Seasons Included | Seasons | Winter, Spring, Summer, Fall | Winter, Spring, Summer, Fall | Winter, Spring, Summer, Fall | Winter, Spring, Summer, Fall | Winter, Spring, Summer, Fall | Winter, Spring, Summer, Fall | Winter, Spring, Summer, Fall
NSR Coronado 1,2 - NOX Cap Annual v6.17 | 765 | 7394 | Rate Constraint in MTons | FALSE | L | Annual | Standard NOX | Thousand Tons | 7.3 | 7.3 | 7.3 | 7.3 | 7.3 | 7.3 | 7.3
NSR Coronado 1,2 - NOX Cap Annual v6.17 | 765 | 7394 | Rate Constraint in MTons | FALSE | L | Annual | Emissions at Affected Plants NOX | Thousand Tons | 0.1697 | 0.63596 | 0 | 0 | 0 | 0 | 0
NSR Coronado 1,2 - NOX Cap Annual v6.17 | 765 | 7394 | Rate Constraint in MTons | FALSE | L | Annual | Allowances Purchased NOX | Thousand Tons | 0 | 0 | 0 | 0 | 0 | 0 | 0
NSR Coronado 1,2 - NOX Cap Annual v6.17 | 765 | 7394 | Rate Constraint in MTons | FALSE | L | Annual | Allowances Sold NOX | Thousand Tons | 0 | 0 | 0 | 0 | 0 | 0 | 0
NSR Coronado 1,2 - NOX Cap Annual v6.17 | 765 | 7394 | Rate Constraint in MTons | FALSE | L | Annual | Allowances Banked | Thousand Tons | 0 | 0 | 0 | 0 | 0 | 0 | 0
NSR Coronado 1,2 - NOX Cap Annual v6.17 | 765 | 7394 | Rate Constraint in MTons | FALSE | L | Annual | Allowances Withdrawn (1:1) | Thousand Tons | 0 | 0 | 0 | 0 | 0 | 0 | 0
NSR Coronado 1,2 - NOX Cap Annual v6.17 | 765 | 7394 | Rate Constraint in MTons | FALSE | L | Annual | Allowances Withdrawn (n:1) | Thousand Tons | 0 | 0 | 0 | 0 | 0 | 0 | 0
NSR Coronado 1,2 - NOX Cap Annual v6.17 | 765 | 7394 | Rate Constraint in MTons | FALSE | L | Annual | Net Emissions Allowance Position | Thousand Tons | 0.1697 | 0.63596 | 0 | 0 | 0 | 0 | 0
NSR Coronado 1,2 - NOX Cap Annual v6.17 | 765 | 7394 | Rate Constraint in MTons | FALSE | L | Annual | Fuel Consumed | TBtu | 5.5578 | 21.6379 | 0 | 0 | 0 | 0 | 0
NSR Coronado 1,2 - NOX Cap Annual v6.17 | 765 | 7394 | Rate Constraint in MTons | FALSE | L | Annual | Rate | lb/MMBtu | 0.061066 | 0.058782 | 0 | 0 | 0 | 0 | 0
NSR Coronado 1,2 - NOX Cap Annual v6.17 | 765 | 7394 | Rate Constraint in MTons | FALSE | L | Annual | Generation | TWh | 0.51993 | 2.0241 | 0 | 0 | 0 | 0 | 0
NSR Coronado 1,2 - NOX Cap Annual v6.17 | 765 | 7394 | Rate Constraint in MTons | FALSE | L | Annual | Qualifying Generation | TWh | 0.51993 | 2.0241 | 0 | 0 | 0 | 0 | 0
NSR Coronado 1,2 - NOX Cap Annual v6.17 | 765 | 7394 | Rate Constraint in MTons | FALSE | L | Annual | Rate | lb/MWh | 0.65277 | 0.6284 | 0 | 0 | 0 | 0 | 0
NSR Coronado 1,2 - NOX Cap Annual v6.17 | 765 | 7394 | Rate Constraint in MTons | FALSE | L | Annual | Constraint Shadow Price | US2022$/Ton | 0 | 0 | 0 | 0 | 0 | 0 | 0
NSR Cross 1,2 - NOX Rate Annual v3.1, Unit 4700 and retrofits | 766 | 7432 | Rate Constraint in lbs/MMBtu | FALSE | L | Annual | Seasons Included | Seasons | Winter, Spring, Summer, Fall | Winter, Spring, Summer, Fall | Winter, Spring, Summer, Fall | Winter, Spring, Summer, Fall | Winter, Spring, Summer, Fall | Winter, Spring, Summer, Fall | Winter, Spring, Summer, Fall
NSR Cross 1,2 - NOX Rate Annual v3.1, Unit 4700 and retrofits | 766 | 7432 | Rate Constraint in lbs/MMBtu | FALSE | L | Annual | Standard NOX | lb/MMBtu | 0.1 | 0.1 | 0.1 | 0.1 | 0.1 | 0.1 | 0.1
NSR Cross 1,2 - NOX Rate Annual v3.1, Unit 4700 and retrofits | 766 | 7432 | Rate Constraint in lbs/MMBtu | FALSE | L | Annual | Emissions at Affected Plants NOX | Thousand Tons | 0.26458 | 0.80081 | 1.7177 | 1.7177 | 0 | 0 | 0
NSR Cross 1,2 - NOX Rate Annual v3.1, Unit 4700 and retrofits | 766 | 7432 | Rate Constraint in lbs/MMBtu | FALSE | L | Annual | Allowances Purchased NOX | Thousand Tons | 0 | 0 | 0 | 0 | 0 | 0 | 0
NSR Cross 1,2 - NOX Rate Annual v3.1, Unit 4700 and retrofits | 766 | 7432 | Rate Constraint in lbs/MMBtu | FALSE | L | Annual | Allowances Sold NOX | Thousand Tons | 0 | 0 | 0 | 0 | 0 | 0 | 0
NSR Cross 1,2 - NOX Rate Annual v3.1, Unit 4700 and retrofits | 766 | 7432 | Rate Constraint in lbs/MMBtu | FALSE | L | Annual | Allowances Banked | Thousand Tons | 0 | 0 | 0 | 0 | 0 | 0 | 0
NSR Cross 1,2 - NOX Rate Annual v3.1, Unit 4700 and retrofits | 766 | 7432 | Rate Constraint in lbs/MMBtu | FALSE | L | Annual | Allowances Withdrawn (1:1) | Thousand Tons | 0 | 0 | 0 | 0 | 0 | 0 | 0
NSR Cross 1,2 - NOX Rate Annual v3.1, Unit 4700 and retrofits | 766 | 7432 | Rate Constraint in lbs/MMBtu | FALSE | L | Annual | Allowances Withdrawn (n:1) | Thousand Tons | 0 | 0 | 0 | 0 | 0 | 0 | 0
NSR Cross 1,2 - NOX Rate Annual v3.1, Unit 4700 and retrofits | 766 | 7432 | Rate Constraint in lbs/MMBtu | FALSE | L | Annual | Net Emissions Allowance Position | Thousand Tons | 0.26458 | 0.80081 | 1.7177 | 1.7177 | 0 | 0 | 0
NSR Cross 1,2 - NOX Rate Annual v3.1, Unit 4700 and retrofits | 766 | 7432 | Rate Constraint in lbs/MMBtu | FALSE | L | Annual | Fuel Consumed | TBtu | 6.428 | 19.456 | 41.7334 | 41.7334 | 0 | 0 | 0
NSR Cross 1,2 - NOX Rate Annual v3.1, Unit 4700 and retrofits | 766 | 7432 | Rate Constraint in lbs/MMBtu | FALSE | L | Annual | Rate | lb/MMBtu | 0.08232 | 0.08232 | 0.08232 | 0.08232 | 0 | 0 | 0
NSR Cross 1,2 - NOX Rate Annual v3.1, Unit 4700 and retrofits | 766 | 7432 | Rate Constraint in lbs/MMBtu | FALSE | L | Annual | Generation | TWh | 0.60813 | 1.8407 | 2.6599 | 2.6599 | 0 | 0 | 0
NSR Cross 1,2 - NOX Rate Annual v3.1, Unit 4700 and retrofits | 766 | 7432 | Rate Constraint in lbs/MMBtu | FALSE | L | Annual | Qualifying Generation | TWh | 0.60813 | 1.8407 | 2.6599 | 2.6599 | 0 | 0 | 0
NSR Cross 1,2 - NOX Rate Annual v3.1, Unit 4700 and retrofits | 766 | 7432 | Rate Constraint in lbs/MMBtu | FALSE | L | Annual | Rate | lb/MWh | 0.87012 | 0.87012 | 1.2916 | 1.2916 | 0 | 0 | 0
NSR Cross 1,2 - NOX Rate Annual v3.1, Unit 4700 and retrofits | 766 | 7432 | Rate Constraint in lbs/MMBtu | FALSE | L | Annual | Constraint Shadow Price | US2022$/Ton | 0 | 0 | 0 | 0 | 0 | 0 | 0
NSR Cross 1,2 - NOX Rate Annual v3.1, Unit 4701 and retrofits | 767 | 7432 | Rate Constraint in lbs/MMBtu | FALSE | L | Annual | Seasons Included | Seasons | Winter, Spring, Summer, Fall | Winter, Spring, Summer, Fall | Winter, Spring, Summer, Fall | Winter, Spring, Summer, Fall | Winter, Spring, Summer, Fall | Winter, Spring, Summer, Fall | Winter, Spring, Summer, Fall
NSR Cross 1,2 - NOX Rate Annual v3.1, Unit 4701 and retrofits | 767 | 7432 | Rate Constraint in lbs/MMBtu | FALSE | L | Annual | Standard NOX | lb/MMBtu | 0.1 | 0.1 | 0.1 | 0.1 | 0.1 | 0.1 | 0.1
NSR Cross 1,2 - NOX Rate Annual v3.1, Unit 4701 and retrofits | 767 | 7432 | Rate Constraint in lbs/MMBtu | FALSE | L | Annual | Emissions at Affected Plants NOX | Thousand Tons | 0.26568 | 0.79581 | 1.394 | 1.394 | 0 | 0 | 0
NSR Cross 1,2 - NOX Rate Annual v3.1, Unit 4701 and retrofits | 767 | 7432 | Rate Constraint in lbs/MMBtu | FALSE | L | Annual | Allowances Purchased NOX | Thousand Tons | 0 | 0 | 0 | 0 | 0 | 0 | 0
NSR Cross 1,2 - NOX Rate Annual v3.1, Unit 4701 and retrofits | 767 | 7432 | Rate Constraint in lbs/MMBtu | FALSE | L | Annual | Allowances Sold NOX | Thousand Tons | 0 | 0 | 0 | 0 | 0 | 0 | 0
NSR Cross 1,2 - NOX Rate Annual v3.1, Unit 4701 and retrofits | 767 | 7432 | Rate Constraint in lbs/MMBtu | FALSE | L | Annual | Allowances Banked | Thousand Tons | 0 | 0 | 0 | 0 | 0 | 0 | 0
NSR Cross 1,2 - NOX Rate Annual v3.1, Unit 4701 and retrofits | 767 | 7432 | Rate Constraint in lbs/MMBtu | FALSE | L | Annual | Allowances Withdrawn (1:1) | Thousand Tons | 0 | 0 | 0 | 0 | 0 | 0 | 0
NSR Cross 1,2 - NOX Rate Annual v3.1, Unit 4701 and retrofits | 767 | 7432 | Rate Constraint in lbs/MMBtu | FALSE | L | Annual | Allowances Withdrawn (n:1) | Thousand Tons | 0 | 0 | 0 | 0 | 0 | 0 | 0
NSR Cross 1,2 - NOX Rate Annual v3.1, Unit 4701 and retrofits | 767 | 7432 | Rate Constraint in lbs/MMBtu | FALSE | L | Annual | Net Emissions Allowance Position | Thousand Tons | 0.26568 | 0.79581 | 1.394 | 1.394 | 0 | 0 | 0
NSR Cross 1,2 - NOX Rate Annual v3.1, Unit 4701 and retrofits | 767 | 7432 | Rate Constraint in lbs/MMBtu | FALSE | L | Annual | Fuel Consumed | TBtu | 7.6787 | 23.0002 | 40.2887 | 40.2887 | 0 | 0 | 0
NSR Cross 1,2 - NOX Rate Annual v3.1, Unit 4701 and retrofits | 767 | 7432 | Rate Constraint in lbs/MMBtu | FALSE | L | Annual | Rate | lb/MMBtu | 0.0692 | 0.0692 | 0.0692 | 0.0692 | 0 | 0 | 0
NSR Cross 1,2 - NOX Rate Annual v3.1, Unit 4701 and retrofits | 767 | 7432 | Rate Constraint in lbs/MMBtu | FALSE | L | Annual | Generation | TWh | 0.73305 | 2.1957 | 2.6025 | 2.6025 | 0 | 0 | 0
NSR Cross 1,2 - NOX Rate Annual v3.1, Unit 4701 and retrofits | 767 | 7432 | Rate Constraint in lbs/MMBtu | FALSE | L | Annual | Qualifying Generation | TWh | 0.73305 | 2.1957 | 2.6025 | 2.6025 | 0 | 0 | 0
NSR Cross 1,2 - NOX Rate Annual v3.1, Unit 4701 and retrofits | 767 | 7432 | Rate Constraint in lbs/MMBtu | FALSE | L | Annual | Rate | lb/MWh | 0.72487 | 0.72487 | 1.0713 | 1.0713 | 0 | 0 | 0
NSR Cross 1,2 - NOX Rate Annual v3.1, Unit 4701 and retrofits | 767 | 7432 | Rate Constraint in lbs/MMBtu | FALSE | L | Annual | Constraint Shadow Price | US2022$/Ton | 0 | 0 | 0 | 0 | 0 | 0 | 0
NSR Dairyland- NOx Cap Annual v5.13 | 768 | 7414 | Rate Constraint in MTons | FALSE | L | Annual | Seasons Included | Seasons | Winter, Spring, Summer, Fall | Winter, Spring, Summer, Fall | Winter, Spring, Summer, Fall | Winter, Spring, Summer, Fall | Winter, Spring, Summer, Fall | Winter, Spring, Summer, Fall | Winter, Spring, Summer, Fall
NSR Dairyland- NOx Cap Annual v5.13 | 768 | 7414 | Rate Constraint in MTons | FALSE | L | Annual | Standard NOX | Thousand Tons | 3.236 | 3.236 | 3.236 | 3.236 | 3.236 | 3.236 | 3.236
NSR Dairyland- NOx Cap Annual v5.13 | 768 | 7414 | Rate Constraint in MTons | FALSE | L | Annual | Emissions at Affected Plants NOX | Thousand Tons | 0.49291 | 0.69182 | 0 | 0 | 0 | 0 | 0
NSR Dairyland- NOx Cap Annual v5.13 | 768 | 7414 | Rate Constraint in MTons | FALSE | L | Annual | Allowances Purchased NOX | Thousand Tons | 0 | 0 | 0 | 0 | 0 | 0 | 0
NSR Dairyland- NOx Cap Annual v5.13 | 768 | 7414 | Rate Constraint in MTons | FALSE | L | Annual | Allowances Sold NOX | Thousand Tons | 0 | 0 | 0 | 0 | 0 | 0 | 0
NSR Dairyland- NOx Cap Annual v5.13 | 768 | 7414 | Rate Constraint in MTons | FALSE | L | Annual | Allowances Banked | Thousand Tons | 0 | 0 | 0 | 0 | 0 | 0 | 0
NSR Dairyland- NOx Cap Annual v5.13 | 768 | 7414 | Rate Constraint in MTons | FALSE | L | Annual | Allowances Withdrawn (1:1) | Thousand Tons | 0 | 0 | 0 | 0 | 0 | 0 | 0
NSR Dairyland- NOx Cap Annual v5.13 | 768 | 7414 | Rate Constraint in MTons | FALSE | L | Annual | Allowances Withdrawn (n:1) | Thousand Tons | 0 | 0 | 0 | 0 | 0 | 0 | 0
NSR Dairyland- NOx Cap Annual v5.13 | 768 | 7414 | Rate Constraint in MTons | FALSE | L | Annual | Net Emissions Allowance Position | Thousand Tons | 0.49291 | 0.69182 | 0 | 0 | 0 | 0 | 0
NSR Dairyland- NOx Cap Annual v5.13 | 768 | 7414 | Rate Constraint in MTons | FALSE | L | Annual | Fuel Consumed | TBtu | 12.9748 | 18.2105 | 0 | 0 | 0 | 0 | 0
NSR Dairyland- NOx Cap Annual v5.13 | 768 | 7414 | Rate Constraint in MTons | FALSE | L | Annual | Rate | lb/MMBtu | 0.07598 | 0.07598 | 0 | 0 | 0 | 0 | 0
NSR Dairyland- NOx Cap Annual v5.13 | 768 | 7414 | Rate Constraint in MTons | FALSE | L | Annual | Generation | TWh | 1.1542 | 1.62 | 0 | 0 | 0 | 0 | 0
NSR Dairyland- NOx Cap Annual v5.13 | 768 | 7414 | Rate Constraint in MTons | FALSE | L | Annual | Qualifying Generation | TWh | 1.1542 | 1.62 | 0 | 0 | 0 | 0 | 0
NSR Dairyland- NOx Cap Annual v5.13 | 768 | 7414 | Rate Constraint in MTons | FALSE | L | Annual | Rate | lb/MWh | 0.85409 | 0.85409 | 0 | 0 | 0 | 0 | 0
NSR Dairyland- NOx Cap Annual v5.13 | 768 | 7414 | Rate Constraint in MTons | FALSE | L | Annual | Constraint Shadow Price | US2022$/Ton | 0 | 0 | 0 | 0 | 0 | 0 | 0
NSR Dairyland- SO2 Cap Annual v5.13 | 769 | 7415 | Rate Constraint in MTons | FALSE | L | Annual | Seasons Included | Seasons | Winter, Spring, Summer, Fall | Winter, Spring, Summer, Fall | Winter, Spring, Summer, Fall | Winter, Spring, Summer, Fall | Winter, Spring, Summer, Fall | Winter, Spring, Summer, Fall | Winter, Spring, Summer, Fall
NSR Dairyland- SO2 Cap Annual v5.13 | 769 | 7415 | Rate Constraint in MTons | FALSE | L | Annual | Standard SO2 | Thousand Tons | 4.578 | 4.578 | 4.578 | 4.578 | 4.578 | 4.578 | 4.578
NSR Dairyland- SO2 Cap Annual v5.13 | 769 | 7415 | Rate Constraint in MTons | FALSE | L | Annual | Emissions at Affected Plants SO2 | Thousand Tons | 0.4405 | 0.61826 | 0 | 0 | 0 | 0 | 0
NSR Dairyland- SO2 Cap Annual v5.13 | 769 | 7415 | Rate Constraint in MTons | FALSE | L | Annual | Allowances Purchased SO2 | Thousand Tons | 0 | 0 | 0 | 0 | 0 | 0 | 0
NSR Dairyland- SO2 Cap Annual v5.13 | 769 | 7415 | Rate Constraint in MTons | FALSE | L | Annual | Allowances Sold SO2 | Thousand Tons | 0 | 0 | 0 | 0 | 0 | 0 | 0
NSR Dairyland- SO2 Cap Annual v5.13 | 769 | 7415 | Rate Constraint in MTons | FALSE | L | Annual | Allowances Banked | Thousand Tons | 0 | 0 | 0 | 0 | 0 | 0 | 0
NSR Dairyland- SO2 Cap Annual v5.13 | 769 | 7415 | Rate Constraint in MTons | FALSE | L | Annual | Allowances Withdrawn (1:1) | Thousand Tons | 0 | 0 | 0 | 0 | 0 | 0 | 0
NSR Dairyland- SO2 Cap Annual v5.13 | 769 | 7415 | Rate Constraint in MTons | FALSE | L | Annual | Allowances Withdrawn (n:1) | Thousand Tons | 0 | 0 | 0 | 0 | 0 | 0 | 0
NSR Dairyland- SO2 Cap Annual v5.13 | 769 | 7415 | Rate Constraint in MTons | FALSE | L | Annual | Net Emissions Allowance Position | Thousand Tons | 0.4405 | 0.61826 | 0 | 0 | 0 | 0 | 0
NSR Dairyland- SO2 Cap Annual v5.13 | 769 | 7415 | Rate Constraint in MTons | FALSE | L | Annual | Fuel Consumed | TBtu | 12.9748 | 18.2105 | 0 | 0 | 0 | 0 | 0
NSR Dairyland- SO2 Cap Annual v5.13 | 769 | 7415 | Rate Constraint in MTons | FALSE | L | Annual | Rate | lb/MMBtu | 0.067901 | 0.067901 | 0 | 0 | 0 | 0 | 0
NSR Dairyland- SO2 Cap Annual v5.13 | 769 | 7415 | Rate Constraint in MTons | FALSE | L | Annual | Generation | TWh | 1.1542 | 1.62 | 0 | 0 | 0 | 0 | 0
NSR Dairyland- SO2 Cap Annual v5.13 | 769 | 7415 | Rate Constraint in MTons | FALSE | L | Annual | Qualifying Generation | TWh | 1.1542 | 1.62 | 0 | 0 | 0 | 0 | 0
NSR Dairyland- SO2 Cap Annual v5.13 | 769 | 7415 | Rate Constraint in MTons | FALSE | L | Annual | Rate | lb/MWh | 0.76328 | 0.76328 | 0 | 0 | 0 | 0 | 0
NSR Dairyland- SO2 Cap Annual v5.13 | 769 | 7415 | Rate Constraint in MTons | FALSE | L | Annual | Constraint Shadow Price | US2022$/Ton | 0 | 0 | 0 | 0 | 0 | 0 | 0
NSR Dominion Consent - NOX Cap Annual v3.1 | 770 | 7375 | Rate Constraint in MTons | FALSE | L | Annual | Seasons Included | Seasons | Winter, Spring, Summer, Fall | Winter, Spring, Summer, Fall | Winter, Spring, Summer, Fall | Winter, Spring, Summer, Fall | Winter, Spring, Summer, Fall | Winter, Spring, Summer, Fall | Winter, Spring, Summer, Fall
NSR Dominion Consent - NOX Cap Annual v3.1 | 770 | 7375 | Rate Constraint in MTons | FALSE | L | Annual | Standard NOX | Thousand Tons | 30.25 | 30.25 | 30.25 | 30.25 | 30.25 | 30.25 | 30.25
NSR Dominion Consent - NOX Cap Annual v3.1 | 770 | 7375 | Rate Constraint in MTons | FALSE | L | Annual | Emissions at Affected Plants NOX | Thousand Tons | 1.1446 | 2.0792 | 3.038 | 2.9736 | 0.030508 | 0 | 0
NSR Dominion Consent - NOX Cap Annual v3.1 | 770 | 7375 | Rate Constraint in MTons | FALSE | L | Annual | Allowances Purchased NOX | Thousand Tons | 0 | 0 | 0 | 0 | 0 | 0 | 0
NSR Dominion Consent - NOX Cap Annual v3.1 | 770 | 7375 | Rate Constraint in MTons | FALSE | L | Annual | Allowances Sold NOX | Thousand Tons | 0 | 0 | 0 | 0 | 0 | 0 | 0
NSR Dominion Consent - NOX Cap Annual v3.1 | 770 | 7375 | Rate Constraint in MTons | FALSE | L | Annual | Allowances Banked | Thousand Tons | 0 | 0 | 0 | 0 | 0 | 0 | 0
NSR Dominion Consent - NOX Cap Annual v3.1 | 770 | 7375 | Rate Constraint in MTons | FALSE | L | Annual | Allowances Withdrawn (1:1) | Thousand Tons | 0 | 0 | 0 | 0 | 0 | 0 | 0
NSR Dominion Consent - NOX Cap Annual v3.1 | 770 | 7375 | Rate Constraint in MTons | FALSE | L | Annual | Allowances Withdrawn (n:1) | Thousand Tons | 0 | 0 | 0 | 0 | 0 | 0 | 0
NSR Dominion Consent - NOX Cap Annual v3.1 | 770 | 7375 | Rate Constraint in MTons | FALSE | L | Annual | Net Emissions Allowance Position | Thousand Tons | 1.1446 | 2.0792 | 3.038 | 2.9736 | 0.030508 | 0 | 0
NSR Dominion Consent - NOX Cap Annual v3.1 | 770 | 7375 | Rate Constraint in MTons | FALSE | L | Annual | Fuel Consumed | TBtu | 52.8119 | 77.4063 | 98.6348 | 86.3336 | 5.8332 | 0 | 0
NSR Dominion Consent - NOX Cap Annual v3.1 | 770 | 7375 | Rate Constraint in MTons | FALSE | L | Annual | Rate | lb/MMBtu | 0.043347 | 0.053723 | 0.0616 | 0.068887 | 0.01046 | 0 | 0
NSR Dominion Consent - NOX Cap Annual v3.1 | 770 | 7375 | Rate Constraint in MTons | FALSE | L | Annual | Generation | TWh | 6.2753 | 8.714 | 8.2685 | 6.5655 | 0.80758 | 0 | 0
NSR Dominion Consent - NOX Cap Annual v3.1 | 770 | 7375 | Rate Constraint in MTons | FALSE | L | Annual | Qualifying Generation | TWh | 6.2753 | 8.714 | 8.2685 | 6.5655 | 0.80758 | 0 | 0
NSR Dominion Consent - NOX Cap Annual v3.1 | 770 | 7375 | Rate Constraint in MTons | FALSE | L | Annual | Rate | lb/MWh | 0.3648 | 0.47722 | 0.73482 | 0.90584 | 0.075553 | 0 | 0
NSR Dominion Consent - NOX Cap Annual v3.1 | 770 | 7375 | Rate Constraint in MTons | FALSE | L | Annual | Constraint Shadow Price | US2022$/Ton | 0 | 0 | 0 | 0 | 0 | 0 | 0
NSR Dominion Consent - NOX Rate Annual v3.1 | 771 | 7376 | Rate Constraint in lbs/MMBtu | FALSE | L | Annual | Seasons Included | Seasons | Winter, Spring, Summer, Fall | Winter, Spring, Summer, Fall | Winter, Spring, Summer, Fall | Winter, Spring, Summer, Fall | Winter, Spring, Summer, Fall | Winter, Spring, Summer, Fall | Winter, Spring, Summer, Fall
NSR Dominion Consent - NOX Rate Annual v3.1 | 771 | 7376 | Rate Constraint in lbs/MMBtu | FALSE | L | Annual | Standard NOX | lb/MMBtu | 0.15 | 0.15 | 0.15 | 0.15 | 0.15 | 0.15 | 0.15
NSR Dominion Consent - NOX Rate Annual v3.1 | 771 | 7376 | Rate Constraint in lbs/MMBtu | FALSE | L | Annual | Emissions at Affected Plants NOX | Thousand Tons | 1.1446 | 2.0792 | 3.038 | 2.9736 | 0.030508 | 0 | 0
NSR Dominion Consent - NOX Rate Annual v3.1 | 771 | 7376 | Rate Constraint in lbs/MMBtu | FALSE | L | Annual | Allowances Purchased NOX | Thousand Tons | 0 | 0 | 0 | 0 | 0 | 0 | 0
NSR Dominion Consent - NOX Rate Annual v3.1 | 771 | 7376 | Rate Constraint in lbs/MMBtu | FALSE | L | Annual | Allowances Sold NOX | Thousand Tons | 0 | 0 | 0 | 0 | 0 | 0 | 0
NSR Dominion Consent - NOX Rate Annual v3.1 | 771 | 7376 | Rate Constraint in lbs/MMBtu | FALSE | L | Annual | Allowances Banked | Thousand Tons | 0 | 0 | 0 | 0 | 0 | 0 | 0
NSR Dominion Consent - NOX Rate Annual v3.1 | 771 | 7376 | Rate Constraint in lbs/MMBtu | FALSE | L | Annual | Allowances Withdrawn (1:1) | Thousand Tons | 0 | 0 | 0 | 0 | 0 | 0 | 0
NSR Dominion Consent - NOX Rate Annual v3.1 | 771 | 7376 | Rate Constraint in lbs/MMBtu | FALSE | L | Annual | Allowances Withdrawn (n:1) | Thousand Tons | 0 | 0 | 0 | 0 | 0 | 0 | 0
NSR Dominion Consent - NOX Rate Annual v3.1 | 771 | 7376 | Rate Constraint in lbs/MMBtu | FALSE | L | Annual | Net Emissions Allowance Position | Thousand Tons | 1.1446 | 2.0792 | 3.038 | 2.9736 | 0.030508 | 0 | 0
NSR Dominion Consent - NOX Rate Annual v3.1 | 771 | 7376 | Rate Constraint in lbs/MMBtu | FALSE | L | Annual | Fuel Consumed | TBtu | 52.8119 | 77.4063 | 98.6348 | 86.3336 | 5.8332 | 0 | 0
NSR Dominion Consent - NOX Rate Annual v3.1 | 771 | 7376 | Rate Constraint in lbs/MMBtu | FALSE | L | Annual | Rate | lb/MMBtu | 0.043347 | 0.053723 | 0.0616 | 0.068887 | 0.01046 | 0 | 0
NSR Dominion Consent - NOX Rate Annual v3.1 | 771 | 7376 | Rate Constraint in lbs/MMBtu | FALSE | L | Annual | Generation | TWh | 6.2753 | 8.714 | 8.2685 | 6.5655 | 0.80758 | 0 | 0
NSR Dominion Consent - NOX Rate Annual v3.1 | 771 | 7376 | Rate Constraint in lbs/MMBtu | FALSE | L | Annual | Qualifying Generation | TWh | 6.2753 | 8.714 | 8.2685 | 6.5655 | 0.80758 | 0 | 0
NSR Dominion Consent - NOX Rate Annual v3.1 | 771 | 7376 | Rate Constraint in lbs/MMBtu | FALSE | L | Annual | Rate | lb/MWh | 0.3648 | 0.47722 | 0.73482 | 0.90584 | 0.075553 | 0 | 0
NSR Dominion Consent - NOX Rate Annual v3.1 | 771 | 7376 | Rate Constraint in lbs/MMBtu | FALSE | L | Annual | Constraint Shadow Price | US2022$/Ton | 0 | 0 | 0 | 0 | 0 | 0 | 0
NSR EKPC Consent - NOX Cap Annual v3.1 | 772 | 7378 | Rate Constraint in MTons | FALSE | L | Annual | Seasons Included | Seasons | Winter, Spring, Summer, Fall | Winter, Spring, Summer, Fall | Winter, Spring, Summer, Fall | Winter, Spring, Summer, Fall | Winter, Spring, Summer, Fall | Winter, Spring, Summer, Fall | Winter, Spring, Summer, Fall
NSR EKPC Consent - NOX Cap Annual v3.1 | 772 | 7378 | Rate Constraint in MTons | FALSE | L | Annual | Standard NOX | Thousand Tons | 8 | 8 | 8 | 8 | 8 | 8 | 8
NSR EKPC Consent - NOX Cap Annual v3.1 | 772 | 7378 | Rate Constraint in MTons | FALSE | L | Annual | Emissions at Affected Plants NOX | Thousand Tons | 2.1676 | 2.3474 | 2.323 | 2.323 | 0 | 0 | 0
NSR EKPC Consent - NOX Cap Annual v3.1 | 772 | 7378 | Rate Constraint in MTons | FALSE | L | Annual | Allowances Purchased NOX | Thousand Tons | 0 | 0 | 0 | 0 | 0 | 0 | 0
NSR EKPC Consent - NOX Cap Annual v3.1 | 772 | 7378 | Rate Constraint in MTons | FALSE | L | Annual | Allowances Sold NOX | Thousand Tons | 0 | 0 | 0 | 0 | 0 | 0 | 0
NSR EKPC Consent - NOX Cap Annual v3.1 | 772 | 7378 | Rate Constraint in MTons | FALSE | L | Annual | Allowances Banked | Thousand Tons | 0 | 0 | 0 | 0 | 0 | 0 | 0
NSR EKPC Consent - NOX Cap Annual v3.1 | 772 | 7378 | Rate Constraint in MTons | FALSE | L | Annual | Allowances Withdrawn (1:1) | Thousand Tons | 0 | 0 | 0 | 0 | 0 | 0 | 0
NSR EKPC Consent - NOX Cap Annual v3.1 | 772 | 7378 | Rate Constraint in MTons | FALSE | L | Annual | Allowances Withdrawn (n:1) | Thousand Tons | 0 | 0 | 0 | 0 | 0 | 0 | 0
NSR EKPC Consent - NOX Cap Annual v3.1 | 772 | 7378 | Rate Constraint in MTons | FALSE | L | Annual | Net Emissions Allowance Position | Thousand Tons | 2.1676 | 2.3474 | 2.323 | 2.323 | 0 | 0 | 0
NSR EKPC Consent - NOX Cap Annual v3.1 | 772 | 7378 | Rate Constraint in MTons | FALSE | L | Annual | Fuel Consumed | TBtu | 51.6302 | 56.0027 | 55.4381 | 55.4381 | 0 | 0 | 0
NSR EKPC Consent - NOX Cap Annual v3.1 | 772 | 7378 | Rate Constraint in MTons | FALSE | L | Annual | Rate | lb/MMBtu | 0.083966 | 0.08383 | 0.083806 | 0.083806 | 0 | 0 | 0
NSR EKPC Consent - NOX Cap Annual v3.1 | 772 | 7378 | Rate Constraint in MTons | FALSE | L | Annual | Generation | TWh | 5.1115 | 5.5443 | 3.8709 | 3.8709 | 0 | 0 | 0
NSR EKPC Consent - NOX Cap Annual v3.1 | 772 | 7378 | Rate Constraint in MTons | FALSE | L | Annual | Qualifying Generation | TWh | 5.1115 | 5.5443 | 3.8709 | 3.8709 | 0 | 0 | 0
NSR EKPC Consent - NOX Cap Annual v3.1 | 772 | 7378 | Rate Constraint in MTons | FALSE | L | Annual | Rate | lb/MWh | 0.84813 | 0.84677 | 1.2002 | 1.2002 | 0 | 0 | 0
NSR EKPC Consent - NOX Cap Annual v3.1 | 772 | 7378 | Rate Constraint in MTons | FALSE | L | Annual | Constraint Shadow Price | US2022$/Ton | 0 | 0 | 0 | 0 | 0 | 0 | 0
NSR EKPC Consent - SO2 Cap Annual v3.1 | 773 | 7377 | Rate Constraint in MTons | FALSE | L | Annual | Seasons Included | Seasons | Winter, Spring, Summer, Fall | Winter, Spring, Summer, Fall | Winter, Spring, Summer, Fall | Winter, Spring, Summer, Fall | Winter, Spring, Summer, Fall | Winter, Spring, Summer, Fall | Winter, Spring, Summer, Fall
NSR EKPC Consent - SO2 Cap Annual v3.1 | 773 | 7377 | Rate Constraint in MTons | FALSE | L | Annual | Standard SO2 | Thousand Tons | 28 | 28 | 28 | 28 | 28 | 28 | 28
NSR EKPC Consent - SO2 Cap Annual v3.1 | 773 | 7377 | Rate Constraint in MTons | FALSE | L | Annual | Emissions at Affected Plants SO2 | Thousand Tons | 2.3381 | 2.5345 | 2.3698 | 2.3698 | 0 | 0 | 0
NSR EKPC Consent - SO2 Cap Annual v3.1 | 773 | 7377 | Rate Constraint in MTons | FALSE | L | Annual | Allowances Purchased SO2 | Thousand Tons | 0 | 0 | 0 | 0 | 0 | 0 | 0
NSR EKPC Consent - SO2 Cap Annual v3.1 | 773 | 7377 | Rate Constraint in MTons | FALSE | L | Annual | Allowances Sold SO2 | Thousand Tons | 0 | 0 | 0 | 0 | 0 | 0 | 0
NSR EKPC Consent - SO2 Cap Annual v3.1 | 773 | 7377 | Rate Constraint in MTons | FALSE | L | Annual | Allowances Banked | Thousand Tons | 0 | 0 | 0 | 0 | 0 | 0 | 0
NSR EKPC Consent - SO2 Cap Annual v3.1 | 773 | 7377 | Rate Constraint in MTons | FALSE | L | Annual | Allowances Withdrawn (1:1) | Thousand Tons | 0 | 0 | 0 | 0 | 0 | 0 | 0
NSR EKPC Consent - SO2 Cap Annual v3.1 | 773 | 7377 | Rate Constraint in MTons | FALSE | L | Annual | Allowances Withdrawn (n:1) | Thousand Tons | 0 | 0 | 0 | 0 | 0 | 0 | 0
NSR EKPC Consent - SO2 Cap Annual v3.1 | 773 | 7377 | Rate Constraint in MTons | FALSE | L | Annual | Net Emissions Allowance Position | Thousand Tons | 2.3381 | 2.5345 | 2.3698 | 2.3698 | 0 | 0 | 0
NSR EKPC Consent - SO2 Cap Annual v3.1 | 773 | 7377 | Rate Constraint in MTons | FALSE | L | Annual | Fuel Consumed | TBtu | 51.6302 | 56.0027 | 55.4381 | 55.4381 | 0 | 0 | 0
NSR EKPC Consent - SO2 Cap Annual v3.1 | 773 | 7377 | Rate Constraint in MTons | FALSE | L | Annual | Rate | lb/MMBtu | 0.090573 | 0.090514 | 0.085493 | 0.085493 | 0 | 0 | 0
NSR EKPC Consent - SO2 Cap Annual v3.1 | 773 | 7377 | Rate Constraint in MTons | FALSE | L | Annual | Generation | TWh | 5.1115 | 5.5443 | 3.8709 | 3.8709 | 0 | 0 | 0
NSR EKPC Consent - SO2 Cap Annual v3.1 | 773 | 7377 | Rate Constraint in MTons | FALSE | L | Annual | Qualifying Generation | TWh | 5.1115 | 5.5443 | 3.8709 | 3.8709 | 0 | 0 | 0
NSR EKPC Consent - SO2 Cap Annual v3.1 | 773 | 7377 | Rate Constraint in MTons | FALSE | L | Annual | Rate | lb/MWh | 0.91487 | 0.91428 | 1.2244 | 1.2244 | 0 | 0 | 0
NSR EKPC Consent - SO2 Cap Annual v3.1 | 773 | 7377 | Rate Constraint in MTons | FALSE | L | Annual | Constraint Shadow Price | US2022$/Ton | 0 | 0 | 0 | 0 | 0 | 0 | 0
NSR FB Culley 3 - NOX Rate Annual v3.1, Unit 3428 and retrofits | 774 | 7424 | Rate Constraint in lbs/MMBtu | FALSE | L | Annual | Seasons Included | Seasons | Winter, Spring, Summer, Fall | Winter, Spring, Summer, Fall | Winter, Spring, Summer, Fall | Winter, Spring, Summer, Fall | Winter, Spring, Summer, Fall | Winter, Spring, Summer, Fall | Winter, Spring, Summer, Fall
NSR FB Culley 3 - NOX Rate Annual v3.1, Unit 3428 and retrofits | 774 | 7424 | Rate Constraint in lbs/MMBtu | FALSE | L | Annual | Standard NOX | lb/MMBtu | 0.121 | 0.121 | 0.121 | 0.121 | 0.121 | 0.121 | 0.121
NSR FB Culley 3 - NOX Rate Annual v3.1, Unit 3428 and retrofits | 774 | 7424 | Rate Constraint in lbs/MMBtu | FALSE | L | Annual | Emissions at Affected Plants NOX | Thousand Tons | 0 | 0 | 0 | 0 | 0 | 0 | 0
NSR FB Culley 3 - NOX Rate Annual v3.1, Unit 3428 and retrofits | 774 | 7424 | Rate Constraint in lbs/MMBtu | FALSE | L | Annual | Allowances Purchased NOX | Thousand Tons | 0 | 0 | 0 | 0 | 0 | 0 | 0
NSR FB Culley 3 - NOX Rate Annual v3.1, Unit 3428 and retrofits | 774 | 7424 | Rate Constraint in lbs/MMBtu | FALSE | L | Annual | Allowances Sold NOX | Thousand Tons | 0 | 0 | 0 | 0 | 0 | 0 | 0
NSR FB Culley 3 - NOX Rate Annual v3.1, Unit 3428 and retrofits | 774 | 7424 | Rate Constraint in lbs/MMBtu | FALSE | L | Annual | Allowances Banked | Thousand Tons | 0 | 0 | 0 | 0 | 0 | 0 | 0
NSR FB Culley 3 - NOX Rate Annual v3.1, Unit 3428 and retrofits | 774 | 7424 | Rate Constraint in lbs/MMBtu | FALSE | L | Annual | Allowances Withdrawn (1:1) | Thousand Tons | 0 | 0 | 0 | 0 | 0 | 0 | 0
NSR FB Culley 3 - NOX Rate Annual v3.1, Unit 3428 and retrofits | 774 | 7424 | Rate Constraint in lbs/MMBtu | FALSE | L | Annual | Allowances Withdrawn (n:1) | Thousand Tons | 0 | 0 | 0 | 0 | 0 | 0 | 0
NSR FB Culley 3 - NOX Rate Annual v3.1, Unit 3428 and retrofits | 774 | 7424 | Rate Constraint in lbs/MMBtu | FALSE | L | Annual | Net Emissions Allowance Position | Thousand Tons | 0 | 0 | 0 | 0 | 0 | 0 | 0
NSR FB Culley 3 - NOX Rate Annual v3.1, Unit 3428 and retrofits | 774 | 7424 | Rate Constraint in lbs/MMBtu | FALSE | L | Annual | Fuel Consumed | TBtu | 0 | 0 | 0 | 0 | 0 | 0 | 0
NSR FB Culley 3 - NOX Rate Annual v3.1, Unit 3428 and retrofits | 774 | 7424 | Rate Constraint in lbs/MMBtu | FALSE | L | Annual | Rate | lb/MMBtu | 0 | 0 | 0 | 0 | 0 | 0 | 0
NSR FB Culley 3 - NOX Rate Annual v3.1, Unit 3428 and retrofits | 774 | 7424 | Rate Constraint in lbs/MMBtu | FALSE | L | Annual | Generation | TWh | 0 | 0 | 0 | 0 | 0 | 0 | 0
NSR FB Culley 3 - NOX Rate Annual v3.1, Unit 3428 and retrofits | 774 | 7424 | Rate Constraint in lbs/MMBtu | FALSE | L | Annual | Qualifying Generation | TWh | 0 | 0 | 0 | 0 | 0 | 0 | 0
NSR FB Culley 3 - NOX Rate Annual v3.1, Unit 3428 and retrofits | 774 | 7424 | Rate Constraint in lbs/MMBtu | FALSE | L | Annual | Rate | lb/MWh | 0 | 0 | 0 | 0 | 0 | 0 | 0
NSR FB Culley 3 - NOX Rate Annual v3.1, Unit 3428 and retrofits | 774 | 7424 | Rate Constraint in lbs/MMBtu | FALSE | L | Annual | Constraint Shadow Price | US2022$/Ton | 0 | 0 | 0 | 0 | 0 | 0 | 0
NSR Four Corners 4,5 - NOX Cap Annual v5.16 | 775 | 7501 | Rate Constraint in MTons | FALSE | L | Annual | Seasons Included | Seasons | Winter, Spring, Summer, Fall | Winter, Spring, Summer, Fall | Winter, Spring, Summer, Fall | Winter, Spring, Summer, Fall | Winter, Spring, Summer, Fall | Winter, Spring, Summer, Fall | Winter, Spring, Summer, Fall
NSR Four Corners 4,5 - NOX Cap Annual v5.16 | 775 | 7501 | Rate Constraint in MTons | FALSE | L | Annual | Standard NOX | Thousand Tons | 4.968 | 4.968 | 4.968 | 4.968 | 4.968 | 4.968 | 4.968
NSR Four Corners 4,5 - NOX Cap Annual v5.16 | 775 | 7501 | Rate Constraint in MTons | FALSE | L | Annual | Emissions at Affected Plants NOX | Thousand Tons | 2.735 | 2.7443 | 0.023612 | 0.023612 | 0.023612 | 0.023612 | 0.023612
NSR Four Corners 4,5 - NOX Cap Annual v5.16 | 775 | 7501 | Rate Constraint in MTons | FALSE | L | Annual | Allowances Purchased NOX | Thousand Tons | 0 | 0 | 0 | 0 | 0 | 0 | 0
NSR Four Corners 4,5 - NOX Cap Annual v5.16 | 775 | 7501 | Rate Constraint in MTons | FALSE | L | Annual | Allowances Sold NOX | Thousand Tons | 0 | 0 | 0 | 0 | 0 | 0 | 0
NSR Four Corners 4,5 - NOX Cap Annual v5.16 | 775 | 7501 | Rate Constraint in MTons | FALSE | L | Annual | Allowances Banked | Thousand Tons | 0 | 0 | 0 | 0 | 0 | 0 | 0
NSR Four Corners 4,5 - NOX Cap Annual v5.16 | 775 | 7501 | Rate Constraint in MTons | FALSE | L | Annual | Allowances Withdrawn (1:1) | Thousand Tons | 0 | 0 | 0 | 0 | 0 | 0 | 0
NSR Four Corners 4,5 - NOX Cap Annual v5.16 | 775 | 7501 | Rate Constraint in MTons | FALSE | L | Annual | Allowances Withdrawn (n:1) | Thousand Tons | 0 | 0 | 0 | 0 | 0 | 0 | 0
NSR Four Corners 4,5 - NOX Cap Annual v5.16 | 775 | 7501 | Rate Constraint in MTons | FALSE | L | Annual | Net Emissions Allowance Position | Thousand Tons | 2.735 | 2.7443 | 0.023612 | 0.023612 | 0.023612 | 0.023612 | 0.023612
NSR Four Corners 4,5 - NOX Cap Annual v5.16 | 775 | 7501 | Rate Constraint in MTons | FALSE | L | Annual | Fuel Consumed | TBtu | 89.4286 | 89.4286 | 0.81153 | 0.81153 | 0.81153 | 0.81153 | 0.81153
NSR Four Corners 4,5 - NOX Cap Annual v5.16 | 775 | 7501 | Rate Constraint in MTons | FALSE | L | Annual | Rate | lb/MMBtu | 0.061166 | 0.061373 | 0.05819 | 0.05819 | 0.05819 | 0.05819 | 0.05819
NSR Four Corners 4,5 - NOX Cap Annual v5.16 | 775 | 7501 | Rate Constraint in MTons | FALSE | L | Annual | Generation | TWh | 9.1546 | 9.129 | 0.057312 | 0.057312 | 0.057312 | 0.057312 | 0.057312
NSR Four Corners 4,5 - NOX Cap Annual v5.16 | 775 | 7501 | Rate Constraint in MTons | FALSE | L | Annual | Qualifying Generation | TWh | 9.1546 | 9.129 | 0.057312 | 0.057312 | 0.057312 | 0.057312 | 0.057312
NSR Four Corners 4,5 - NOX Cap Annual v5.16 | 775 | 7501 | Rate Constraint in MTons | FALSE | L | Annual | Rate | lb/MWh | 0.59751 | 0.60122 | 0.82397 | 0.82397 | 0.82397 | 0.82397 | 0.82397
NSR Four Corners 4,5 - NOX Cap Annual v5.16 | 775 | 7501 | Rate Constraint in MTons | FALSE | L | Annual | Constraint Shadow Price | US2022$/Ton | 0 | 0 | 0 | 0 | 0 | 0 | 0
NSR Four Corners 4,5 - NOX Rate Annual v5.16 | 776 | 7500 | Rate Constraint in lbs/MMBtu | FALSE | L | Annual | Seasons Included | Seasons | Winter, Spring, Summer, Fall | Winter, Spring, Summer, Fall | Winter, Spring, Summer, Fall | Winter, Spring, Summer, Fall | Winter, Spring, Summer, Fall | Winter, Spring, Summer, Fall | Winter, Spring, Summer, Fall
NSR Four Corners 4,5 - NOX Rate Annual v5.16 | 776 | 7500 | Rate Constraint in lbs/MMBtu | FALSE | L | Annual | Standard NOX | lb/MMBtu | 0.08 | 0.08 | 0.08 | 0.08 | 0.08 | 0.08 | 0.08
NSR Four Corners 4,5 - NOX Rate Annual v5.16 | 776 | 7500 | Rate Constraint in lbs/MMBtu | FALSE | L | Annual | Emissions at Affected Plants NOX | Thousand Tons | 2.735 | 2.7443 | 0.023612 | 0.023612 | 0.023612 | 0.023612 | 0.023612
NSR Four Corners 4,5 - NOX Rate Annual v5.16 | 776 | 7500 | Rate Constraint in lbs/MMBtu | FALSE | L | Annual | Allowances Purchased NOX | Thousand Tons | 0 | 0 | 0 | 0 | 0 | 0 | 0
NSR Four Corners 4,5 - NOX Rate Annual v5.16 | 776 | 7500 | Rate Constraint in lbs/MMBtu | FALSE | L | Annual | Allowances Sold NOX | Thousand Tons | 0 | 0 | 0 | 0 | 0 | 0 | 0
NSR Four Corners 4,5 - NOX Rate Annual v5.16 | 776 | 7500 | Rate Constraint in lbs/MMBtu | FALSE | L | Annual | Allowances Banked | Thousand Tons | 0 | 0 | 0 | 0 | 0 | 0 | 0
NSR Four Corners 4,5 - NOX Rate Annual v5.16 | 776 | 7500 | Rate Constraint in lbs/MMBtu | FALSE | L | Annual | Allowances Withdrawn (1:1) | Thousand Tons | 0 | 0 | 0 | 0 | 0 | 0 | 0
NSR Four Corners 4,5 - NOX Rate Annual v5.16 | 776 | 7500 | Rate Constraint in lbs/MMBtu | FALSE | L | Annual | Allowances Withdrawn (n:1) | Thousand Tons | 0 | 0 | 0 | 0 | 0 | 0 | 0
NSR Four Corners 4,5 - NOX Rate Annual v5.16 | 776 | 7500 | Rate Constraint in lbs/MMBtu | FALSE | L | Annual | Net Emissions Allowance Position | Thousand Tons | 2.735 | 2.7443 | 0.023612 | 0.023612 | 0.023612 | 0.023612 | 0.023612
NSR Four Corners 4,5 - NOX Rate Annual v5.16 | 776 | 7500 | Rate Constraint in lbs/MMBtu | FALSE | L | Annual | Fuel Consumed | TBtu | 89.4286 | 89.4286 | 0.81153 | 0.81153 | 0.81153 | 0.81153 | 0.81153
NSR Four Corners 4,5 - NOX Rate Annual v5.16 | 776 | 7500 | Rate Constraint in lbs/MMBtu | FALSE | L | Annual | Rate | lb/MMBtu | 0.061166 | 0.061373 | 0.05819 | 0.05819 | 0.05819 | 0.05819 | 0.05819
NSR Four Corners 4,5 - NOX Rate Annual v5.16 | 776 | 7500 | Rate Constraint in lbs/MMBtu | FALSE | L | Annual | Generation | TWh | 9.1546 | 9.129 | 0.057312 | 0.057312 | 0.057312 | 0.057312 | 0.057312
NSR Four Corners 4,5 - NOX Rate Annual v5.16 | 776 | 7500 | Rate Constraint in lbs/MMBtu | FALSE | L | Annual | Qualifying Generation | TWh | 9.1546 | 9.129 | 0.057312 | 0.057312 | 0.057312 | 0.057312 | 0.057312
NSR Four Corners 4,5 - NOX Rate Annual v5.16 | 776 | 7500 | Rate Constraint in lbs/MMBtu | FALSE | L | Annual | Rate | lb/MWh | 0.59751 | 0.60122 | 0.82397 | 0.82397 | 0.82397 | 0.82397 | 0.82397
NSR Four Corners 4,5 - NOX Rate Annual v5.16 | 776 | 7500 | Rate Constraint in lbs/MMBtu | FALSE | L | Annual | Constraint Shadow Price | US2022$/Ton | 0 | 0 | 0 | 0 | 0 | 0 | 0
NSR Four Corners 4,5 - SO2 Cap Annual v5.16 | 777 | 7499 | Rate Constraint in MTons | FALSE | L | Annual | Seasons Included | Seasons | Winter, Spring, Summer, Fall | Winter, Spring, Summer, Fall | Winter, Spring, Summer, Fall | Winter, Spring, Summer, Fall | Winter, Spring, Summer, Fall | Winter, Spring, Summer, Fall | Winter, Spring, Summer, Fall
NSR Four Corners 4,5 - SO2 Cap Annual v5.16 | 777 | 7499 | Rate Constraint in MTons | FALSE | L | Annual | Standard SO2 | Thousand Tons | 6.8 | 6.8 | 6.8 | 6.8 | 6.8 | 6.8 | 6.8
NSR Four Corners 4,5 - SO2 Cap Annual v5.16 | 777 | 7499 | Rate Constraint in MTons | FALSE | L | Annual | Emissions at Affected Plants SO2 | Thousand Tons | 6.8 | 6.8 | 0.061708 | 0.061708 | 0.061708 | 0.061708 | 0.061708
NSR Four Corners 4,5 - SO2 Cap Annual v5.16 | 777 | 7499 | Rate Constraint in MTons | FALSE | L | Annual | Allowances Purchased SO2 | Thousand Tons | 0 | 0 | 0 | 0 | 0 | 0 | 0
NSR Four Corners 4,5 - SO2 Cap Annual v5.16 | 777 | 7499 | Rate Constraint in MTons | FALSE | L | Annual | Allowances Sold SO2 | Thousand Tons | 0 | 0 | 0 | 0 | 0 | 0 | 0
NSR Four Corners 4,5 - SO2 Cap Annual v5.16 | 777 | 7499 | Rate Constraint in MTons | FALSE | L | Annual | Allowances Banked | Thousand Tons | 0 | 0 | 0 | 0 | 0 | 0 | 0
NSR Four Corners 4,5 - SO2 Cap Annual v5.16 | 777 | 7499 | Rate Constraint in MTons | FALSE | L | Annual | Allowances Withdrawn (1:1) | Thousand Tons | 0 | 0 | 0 | 0 | 0 | 0 | 0
NSR Four Corners 4,5 - SO2 Cap Annual v5.16 | 777 | 7499 | Rate Constraint in MTons | FALSE | L | Annual | Allowances Withdrawn (n:1) | Thousand Tons | 0 | 0 | 0 | 0 | 0 | 0 | 0
NSR Four Corners 4,5 - SO2 Cap Annual v5.16 | 777 | 7499 | Rate Constraint in MTons | FALSE | L | Annual | Net Emissions Allowance Position | Thousand Tons | 6.8 | 6.8 | 0.061708 | 0.061708 | 0.061708 | 0.061708 | 0.061708
NSR Four Corners 4,5 - SO2 Cap Annual v5.16 | 777 | 7499 | Rate Constraint in MTons | FALSE | L | Annual | Fuel Consumed | TBtu | 89.4286 | 89.4286 | 0.81153 | 0.81153 | 0.81153 | 0.81153 | 0.81153
NSR Four Corners 4,5 - SO2 Cap Annual v5.16 | 777 | 7499 | Rate Constraint in MTons | FALSE | L | Annual | Rate | lb/MMBtu | 0.15208 | 0.15208 | 0.15208 | 0.15208 | 0.15208 | 0.15208 | 0.15208
NSR Four Corners 4,5 - SO2 Cap Annual v5.16 | 777 | 7499 | Rate Constraint in MTons | FALSE | L | Annual | Generation | TWh | 9.1546 | 9.129 | 0.057312 | 0.057312 | 0.057312 | 0.057312 | 0.057312
NSR Four Corners 4,5 - SO2 Cap Annual v5.16 | 777 | 7499 | Rate Constraint in MTons | FALSE | L | Annual | Qualifying Generation | TWh | 9.1546 | 9.129 | 0.057312 | 0.057312 | 0.057312 | 0.057312 | 0.057312
NSR Four Corners 4,5 - SO2 Cap Annual v5.16 | 777 | 7499 | Rate Constraint in MTons | FALSE | L | Annual | Rate | lb/MWh | 1.4856 | 1.4898 | 2.1534 | 2.1534 | 2.1534 | 2.1534 | 2.1534
NSR Four Corners 4,5 - SO2 Cap Annual v5.16 | 777 | 7499 | Rate Constraint in MTons | FALSE | L | Annual | Constraint Shadow Price | US2022$/Ton | 835.2008 | 5487.2884 | 0 | 0 | 0 | 0 | 0
NSR Harrison 1-3 - NOX Rate Annual v5.16 | 778 | 7268 | Rate Constraint in lbs/MMBtu | FALSE | L | Annual | Seasons Included | Seasons | Winter, Spring, Summer, Fall | Winter, Spring, Summer, Fall | Winter, Spring, Summer, Fall | Winter, Spring, Summer, Fall | Winter, Spring, Summer, Fall | Winter, Spring, Summer, Fall | Winter, Spring, Summer, Fall
NSR Harrison 1-3 - NOX Rate Annual v5.16 | 778 | 7268 | Rate Constraint in lbs/MMBtu | FALSE | L | Annual | Standard NOX | lb/MMBtu | 0.25 | 0.25 | 0.25 | 0.25 | 0.25 | 0.25 | 0.25
NSR Harrison 1-3 - NOX Rate Annual v5.16 | 778 | 7268 | Rate Constraint in lbs/MMBtu | FALSE | L | Annual | Emissions at Affected Plants NOX | Thousand Tons | 5.1448 | 5.3908 | 0 | 0 | 0 | 0 | 0
NSR Harrison 1-3 - NOX Rate Annual v5.16 | 778 | 7268 | Rate Constraint in lbs/MMBtu | FALSE | L | Annual | Allowances Purchased NOX | Thousand Tons | 0 | 0 | 0 | 0 | 0 | 0 | 0
NSR Harrison 1-3 - NOX Rate Annual v5.16 | 778 | 7268 | Rate Constraint in lbs/MMBtu | FALSE | L | Annual | Allowances Sold NOX | Thousand Tons | 0 | 0 | 0 | 0 | 0 | 0 | 0
NSR Harrison 1-3 - NOX Rate Annual v5.16 | 778 | 7268 | Rate Constraint in lbs/MMBtu | FALSE | L | Annual | Allowances Banked | Thousand Tons | 0 | 0 | 0 | 0 | 0 | 0 | 0
NSR Harrison 1-3 - NOX Rate Annual v5.16 | 778 | 7268 | Rate Constraint in lbs/MMBtu | FALSE | L | Annual | Allowances Withdrawn (1:1) | Thousand Tons | 0 | 0 | 0 | 0 | 0 | 0 | 0
NSR Harrison 1-3 - NOX Rate Annual v5.16 | 778 | 7268 | Rate Constraint in lbs/MMBtu | FALSE | L | Annual | Allowances Withdrawn (n:1) | Thousand Tons | 0 | 0 | 0 | 0 | 0 | 0 | 0
NSR Harrison 1-3 - NOX Rate Annual v5.16 | 778 | 7268 | Rate Constraint in lbs/MMBtu | FALSE | L | Annual | Net Emissions Allowance Position | Thousand Tons | 5.1448 | 5.3908 | 0 | 0 | 0 | 0 | 0
NSR Harrison 1-3 - NOX Rate Annual v5.16 | 778 | 7268 | Rate Constraint in lbs/MMBtu | FALSE | L | Annual | Fuel Consumed | TBtu | 121.3413 | 127.712 | 0 | 0 | 0 | 0 | 0
NSR Harrison 1-3 - NOX Rate Annual v5.16 | 778 | 7268 | Rate Constraint in lbs/MMBtu | FALSE | L | Annual | Rate | lb/MMBtu | 0.084798 | 0.084421 | 0 | 0 | 0 | 0 | 0
NSR Harrison 1-3 - NOX Rate Annual v5.16 | 778 | 7268 | Rate Constraint in lbs/MMBtu | FALSE | L | Annual | Generation | TWh | 11.9666 | 12.5948 | 0 | 0 | 0 | 0 | 0
NSR Harrison 1-3 - NOX Rate Annual v5.16 | 778 | 7268 | Rate Constraint in lbs/MMBtu | FALSE | L | Annual | Qualifying Generation | TWh | 11.9666 | 12.5948 | 0 | 0 | 0 | 0 | 0
NSR Harrison 1-3 - NOX Rate Annual v5.16 | 778 | 7268 | Rate Constraint in lbs/MMBtu | FALSE | L | Annual | Rate | lb/MWh | 0.85985 | 0.85603 | 0 | 0 | 0 | 0 | 0
NSR Harrison 1-3 - NOX Rate Annual v5.16 | 778 | 7268 | Rate Constraint in lbs/MMBtu | FALSE | L | Annual | Constraint Shadow Price | US2022$/Ton | 0 | 0 | 0 | 0 | 0 | 0 | 0
NSR Harrison 1-3 - NOX Rate Summer v5.16 | 779 | 7269 | Rate Constraint in lbs/MMBtu | FALSE | L | Annual | Seasons Included | Seasons | Summer | Summer | Summer | Summer | Summer | Summer | Summer
NSR Harrison 1-3 - NOX Rate Summer v5.16 | 779 | 7269 | Rate Constraint in lbs/MMBtu | FALSE | L | Annual | Standard NOX | lb/MMBtu | 0.2 | 0.2 | 0.2 | 0.2 | 0.2 | 0.2 | 0.2
NSR Harrison 1-3 - NOX Rate Summer v5.16 | 779 | 7269 | Rate Constraint in lbs/MMBtu | FALSE | L | Annual | Emissions at Affected Plants NOX | Thousand Tons | 1.6599 | 1.9123 | 0 | 0 | 0 | 0 | 0
NSR Harrison 1-3 - NOX Rate Summer v5.16 | 779 | 7269 | Rate Constraint in lbs/MMBtu | FALSE | L | Annual | Allowances Purchased NOX | Thousand Tons | 0 | 0 | 0 | 0 | 0 | 0 | 0
NSR Harrison 1-3 - NOX Rate Summer v5.16 | 779 | 7269 | Rate Constraint in lbs/MMBtu | FALSE | L | Annual | Allowances Sold NOX | Thousand Tons | 0 | 0 | 0 | 0 | 0 | 0 | 0
NSR Harrison 1-3 - NOX Rate Summer v5.16 | 779 | 7269 | Rate Constraint in lbs/MMBtu | FALSE | L | Annual | Allowances Banked | Thousand Tons | 0 | 0 | 0 | 0 | 0 | 0 | 0
NSR Harrison 1-3 - NOX Rate Summer v5.16 | 779 | 7269 | Rate Constraint in lbs/MMBtu | FALSE | L | Annual | Allowances Withdrawn (1:1) | Thousand Tons | 0 | 0 | 0 | 0 | 0 | 0 | 0
NSR Harrison 1-3 - NOX Rate Summer v5.16 | 779 | 7269 | Rate Constraint in lbs/MMBtu | FALSE | L | Annual | Allowances Withdrawn (n:1) | Thousand Tons | 0 | 0 | 0 | 0 | 0 | 0 | 0
NSR Harrison 1-3 - NOX Rate Summer v5.16 | 779 | 7269 | Rate Constraint in lbs/MMBtu | FALSE | L | Annual | Net Emissions Allowance Position | Thousand Tons | 1.6599 | 1.9123 | 0 | 0 | 0 | 0 | 0
NSR Harrison 1-3 - NOX Rate Summer v5.16 | 779 | 7269 | Rate Constraint in lbs/MMBtu | FALSE | L | Annual | Fuel Consumed | TBtu | 42.8399 | 49.3556 | 0 | 0 | 0 | 0 | 0
NSR Harrison 1-3 - NOX Rate Summer v5.16 | 779 | 7269 | Rate Constraint in lbs/MMBtu | FALSE | L | Annual | Rate | lb/MMBtu | 0.077491 | 0.077491 | 0 | 0 | 0 | 0 | 0
NSR Harrison 1-3 - NOX Rate Summer v5.16 | 779 | 7269 | Rate Constraint in lbs/MMBtu | FALSE | L | Annual | Generation | TWh | 4.2248 | 4.8674 | 0 | 0 | 0 | 0 | 0
NSR Harrison 1-3 - NOX Rate Summer v5.16 | 779 | 7269 | Rate Constraint in lbs/MMBtu | FALSE | L | Annual | Qualifying Generation | TWh | 4.2248 | 4.8674 | 0 | 0 | 0 | 0 | 0
NSR Harrison 1-3 - NOX Rate Summer v5.16 | 779 | 7269 | Rate Constraint in lbs/MMBtu | FALSE | L | Annual | Rate | lb/MWh | 0.78576 | 0.78576 | 0 | 0 | 0 | 0 | 0
NSR Harrison 1-3 - NOX Rate Summer v5.16 | 779 | 7269 | Rate Constraint in lbs/MMBtu | FALSE | L | Annual | Constraint Shadow Price | US2022$/Ton | 0 | 0 | 0 | 0 | 0 | 0 | 0
NSR HL Spurlock 1 - NOX Rate Annual v3.1, Unit 4695 and retrofits | 780 | 7444 | Rate Constraint in lbs/MMBtu | FALSE | L | Annual | Seasons Included | Seasons | Winter, Spring, Summer, Fall | Winter, Spring, Summer, Fall | Winter, Spring, Summer, Fall | Winter, Spring, Summer, Fall | Winter, Spring, Summer, Fall | Winter, Spring, Summer, Fall | Winter, Spring, Summer, Fall
NSR HL Spurlock 1 - NOX Rate Annual v3.1, Unit 4695 and retrofits | 780 | 7444 | Rate Constraint in lbs/MMBtu | FALSE | L | Annual | Standard NOX | lb/MMBtu | 0.1 | 0.1 | 0.1 | 0.1 | 0.1 | 0.1 | 0.1
NSR HL Spurlock 1 - NOX Rate Annual v3.1, Unit 4695 and retrofits | 780 | 7444 | Rate Constraint in lbs/MMBtu | FALSE | L | Annual | Emissions at Affected Plants NOX | Thousand Tons | 0.81886 | 0.89152 | 0.86718 | 0.86718 | 0 | 0 | 0
NSR HL Spurlock 1 - NOX Rate Annual v3.1, Unit 4695 and retrofits | 780 | 7444 | Rate Constraint in lbs/MMBtu | FALSE | L | Annual | Allowances Purchased NOX | Thousand Tons | 0 | 0 | 0 | 0 | 0 | 0 | 0
NSR HL Spurlock 1 - NOX Rate Annual v3.1, Unit 4695 and retrofits | 780 | 7444 | Rate Constraint in lbs/MMBtu | FALSE | L | Annual | Allowances Sold NOX | Thousand Tons | 0 | 0 | 0 | 0 | 0 | 0 | 0
NSR HL Spurlock 1 - NOX Rate Annual v3.1, Unit 4695 and retrofits | 780 | 7444 | Rate Constraint in lbs/MMBtu | FALSE | L | Annual | Allowances Banked | Thousand Tons | 0 | 0 | 0 | 0 | 0 | 0 | 0
NSR HL Spurlock 1 - NOX Rate Annual v3.1, Unit 4695 and retrofits | 780 | 7444 | Rate Constraint in lbs/MMBtu | FALSE | L | Annual | Allowances Withdrawn (1:1) | Thousand Tons | 0 | 0 | 0 | 0 | 0 | 0 | 0
NSR HL Spurlock 1 - NOX Rate Annual v3.1, Unit 4695 and retrofits | 780 | 7444 | Rate Constraint in lbs/MMBtu | FALSE | L | Annual | Allowances Withdrawn (n:1) | Thousand Tons | 0 | 0 | 0 | 0 | 0 | 0 | 0
NSR HL Spurlock 1 - NOX Rate Annual v3.1, Unit 4695 and retrofits | 780 | 7444 | Rate Constraint in lbs/MMBtu | FALSE | L | Annual | Net Emissions Allowance Position | Thousand Tons | 0.81886 | 0.89152 | 0.86718 | 0.86718 | 0 | 0 | 0
NSR HL Spurlock 1 - NOX Rate Annual v3.1, Unit 4695 and retrofits | 780 | 7444 | Rate Constraint in lbs/MMBtu | FALSE | L | Annual | Fuel Consumed | TBtu | 18.9397 | 20.671 | 20.1064 | 20.1064 | 0 | 0 | 0
NSR HL Spurlock 1 - NOX Rate Annual v3.1, Unit 4695 and retrofits | 780 | 7444 | Rate Constraint in lbs/MMBtu | FALSE | L | Annual | Rate | lb/MMBtu | 0.08647 | 0.086258 | 0.086259 | 0.086259 | 0 | 0 | 0
NSR HL Spurlock 1 - NOX Rate Annual v3.1, Unit 4695 and retrofits | 780 | 7444 | Rate Constraint in lbs/MMBtu | FALSE | L | Annual | Generation | TWh | 1.8713 | 2.0424 | 1.3662 | 1.3662 | 0 | 0 | 0
NSR HL Spurlock 1 - NOX Rate Annual v3.1, Unit 4695 and retrofits | 780 | 7444 | Rate Constraint in lbs/MMBtu | FALSE | L | Annual | Qualifying Generation | TWh | 1.8713 | 2.0424 | 1.3662 | 1.3662 | 0 | 0 | 0
NSR HL Spurlock 1 - NOX Rate Annual v3.1, Unit 4695 and retrofits | 780 | 7444 | Rate Constraint in lbs/MMBtu | FALSE | L | Annual | Rate | lb/MWh | 0.87516 | 0.87302 | 1.2695 | 1.2695 | 0 | 0 | 0
NSR HL Spurlock 1 - NOX Rate Annual v3.1, Unit 4695 and retrofits | 780 | 7444 | Rate Constraint in lbs/MMBtu | FALSE | L | Annual | Constraint Shadow Price | US2022$/Ton | 0 | 0 | 0 | 0 | 0 | 0 | 0
NSR HL Spurlock 2 - NOX Rate Annual v3.1, Unit 4694 and retrofits | 781 | 7445 | Rate Constraint in lbs/MMBtu | FALSE | L | Annual | Seasons Included | Seasons | Winter, Spring, Summer, Fall | Winter, Spring, Summer, Fall | Winter, Spring, Summer, Fall | Winter, Spring, Summer, Fall | Winter, Spring, Summer, Fall | Winter, Spring, Summer, Fall | Winter, Spring, Summer, Fall
NSR HL Spurlock 2 - NOX Rate Annual v3.1, Unit 4694 and retrofits | 781 | 7445 | Rate Constraint in lbs/MMBtu | FALSE | L | Annual | Standard NOX | lb/MMBtu | 0.1 | 0.1 | 0.1 | 0.1 | 0.1 | 0.1 | 0.1
NSR HL Spurlock 2 - NOX Rate Annual v3.1, Unit 4694 and retrofits | 781 | 7445 | Rate Constraint in lbs/MMBtu | FALSE | L | Annual | Emissions at Affected Plants NOX | Thousand Tons | 1.3487 | 1.4558 | 1.4558 | 1.4558 | 0 | 0 | 0
NSR HL Spurlock 2 - NOX Rate Annual v3.1, Unit 4694 and retrofits | 781 | 7445 | Rate Constraint in lbs/MMBtu | FALSE | L | Annual | Allowances Purchased NOX | Thousand Tons | 0 | 0 | 0 | 0 | 0 | 0 | 0
NSR HL Spurlock 2 - NOX Rate Annual v3.1, Unit 4694 and retrofits | 781 | 7445 | Rate Constraint in lbs/MMBtu | FALSE | L | Annual | Allowances Sold NOX | Thousand Tons | 0 | 0 | 0 | 0 | 0 | 0 | 0
NSR HL Spurlock 2 - NOX Rate Annual v3.1, Unit 4694 and retrofits | 781 | 7445 | Rate Constraint in lbs/MMBtu | FALSE | L | Annual | Allowances Banked | Thousand Tons | 0 | 0 | 0 | 0 | 0 | 0 | 0
NSR HL Spurlock 2 - NOX Rate Annual v3.1, Unit 4694 and retrofits | 781 | 7445 | Rate Constraint in lbs/MMBtu | FALSE | L | Annual | Allowances Withdrawn (1:1) | Thousand Tons | 0 | 0 | 0 | 0 | 0 | 0 | 0
NSR HL Spurlock 2 - NOX Rate Annual v3.1, Unit 4694 and retrofits | 781 | 7445 | Rate Constraint in lbs/MMBtu | FALSE | L | Annual | Allowances Withdrawn (n:1) | Thousand Tons | 0 | 0 | 0 | 0 | 0 | 0 | 0
NSR HL Spurlock 2 - NOX Rate Annual v3.1, Unit 4694 and retrofits | 781 | 7445 | Rate Constraint in lbs/MMBtu | FALSE | L | Annual | Net Emissions Allowance Position | Thousand Tons | 1.3487 | 1.4558 | 1.4558 | 1.4558 | 0 | 0 | 0
NSR HL Spurlock 2 - NOX Rate Annual v3.1, Unit 4694 and retrofits | 781 | 7445 | Rate Constraint in lbs/MMBtu | FALSE | L | Annual | Fuel Consumed | TBtu | 32.6905 | 35.3317 | 35.3317 | 35.3317 | 0 | 0 | 0
NSR HL Spurlock 2 - NOX Rate Annual v3.1, Unit 4694 and retrofits | 781 | 7445 | Rate Constraint in lbs/MMBtu | FALSE | L | Annual | Rate | lb/MMBtu | 0.082515 | 0.08241 | 0.08241 | 0.08241 | 0 | 0 | 0
NSR HL Spurlock 2 - NOX Rate Annual v3.1, Unit 4694 and retrofits | 781 | 7445 | Rate Constraint in lbs/MMBtu | FALSE | L | Annual | Generation | TWh | 3.2401 | 3.5019 | 2.5047 | 2.5047 | 0 | 0 | 0
NSR HL Spurlock 2 - NOX Rate Annual v3.1, Unit 4694 and retrofits | 781 | 7445 | Rate Constraint in lbs/MMBtu | FALSE | L | Annual | Qualifying Generation | TWh | 3.2401 | 3.5019 | 2.5047 | 2.5047 | 0 | 0 | 0
NSR HL Spurlock 2 - NOX Rate Annual v3.1, Unit 4694 and retrofits | 781 | 7445 | Rate Constraint in lbs/MMBtu | FALSE | L | Annual | Rate | lb/MWh | 0.83252 | 0.83146 | 1.1625 | 1.1625 | 0 | 0 | 0
NSR HL Spurlock 2 - NOX Rate Annual v3.1, Unit 4694 and retrofits | 781 | 7445 | Rate Constraint in lbs/MMBtu | FALSE | L | Annual | Constraint Shadow Price | US2022$/Ton | 0 | 0 | 0 | 0 | 0 | 0 | 0
NSR HL Spurlock 2 - SO2 Rate Annual v3.1, Unit 4694 and retrofits | 782 | 7443 | Rate Constraint in lbs/MMBtu | FALSE | L | Annual | Seasons Included | Seasons | Winter, Spring, Summer, Fall | Winter, Spring, Summer, Fall | Winter, Spring, Summer, Fall | Winter, Spring, Summer, Fall | Winter, Spring, Summer, Fall | Winter, Spring, Summer, Fall | Winter, Spring, Summer, Fall
NSR HL Spurlock 2 - SO2 Rate Annual v3.1, Unit 4694 and retrofits | 782 | 7443 | Rate Constraint in lbs/MMBtu | FALSE | L | Annual | Standard SO2 | lb/MMBtu | 0.1 | 0.1 | 0.1 | 0.1 | 0.1 | 0.1 | 0.1
NSR HL Spurlock 2 - SO2 Rate Annual v3.1, Unit 4694 and retrofits | 782 | 7443 | Rate Constraint in lbs/MMBtu | FALSE | L | Annual | Emissions at Affected Plants SO2 | Thousand Tons | 1.6345 | 1.7666 | 1.7666 | 1.7666 | 0 | 0 | 0
NSR HL Spurlock 2 - SO2 Rate Annual v3.1, Unit 4694 and retrofits | 782 | 7443 | Rate Constraint in lbs/MMBtu | FALSE | L | Annual | Allowances Purchased SO2 | Thousand Tons | 0 | 0 | 0 | 0 | 0 | 0 | 0
NSR HL Spurlock 2 - SO2 Rate Annual v3.1, Unit 4694 and retrofits | 782 | 7443 | Rate Constraint in lbs/MMBtu | FALSE | L | Annual | Allowances Sold SO2 | Thousand Tons | 0 | 0 | 0 | 0 | 0 | 0 | 0
NSR HL Spurlock 2 - SO2 Rate Annual v3.1, Unit 4694 and retrofits | 782 | 7443 | Rate Constraint in lbs/MMBtu | FALSE | L | Annual | Allowances Banked | Thousand Tons | 0 | 0 | 0 | 0 | 0 | 0 | 0
NSR HL Spurlock 2 - SO2 Rate Annual v3.1, Unit 4694 and retrofits | 782 | 7443 | Rate Constraint in lbs/MMBtu | FALSE | L | Annual | Allowances Withdrawn (1:1) | Thousand Tons | 0 | 0 | 0 | 0 | 0 | 0 | 0
NSR HL Spurlock 2 - SO2 Rate Annual v3.1, Unit 4694 and retrofits | 782 | 7443 | Rate Constraint in lbs/MMBtu | FALSE | L | Annual | Allowances Withdrawn (n:1) | Thousand Tons | 0 | 0 | 0 | 0 | 0 | 0 | 0
NSR HL Spurlock 2 - SO2 Rate Annual v3.1, Unit 4694 and retrofits | 782 | 7443 | Rate Constraint in lbs/MMBtu | FALSE | L | Annual | Net Emissions Allowance Position | Thousand Tons | 1.6345 | 1.7666 | 1.7666 | 1.7666 | 0 | 0 | 0
NSR HL Spurlock 2 - SO2 Rate Annual v3.1, Unit 4694 and retrofits | 782 | 7443 | Rate Constraint in lbs/MMBtu | FALSE | L | Annual | Fuel Consumed | TBtu | 32.6905 | 35.3317 | 35.3317 | 35.3317 | 0 | 0 | 0
NSR HL Spurlock 2 - SO2 Rate Annual v3.1, Unit 4694 and retrofits | 782 | 7443 | Rate Constraint in lbs/MMBtu | FALSE | L | Annual | Rate | lb/MMBtu | 0.1 | 0.1 | 0.1 | 0.1 | 0 | 0 | 0
NSR HL Spurlock 2 - SO2 Rate Annual v3.1, Unit 4694 and retrofits | 782 | 7443 | Rate Constraint in lbs/MMBtu | FALSE | L | Annual | Generation | TWh | 3.2401 | 3.5019 | 2.5047 | 2.5047 | 0 | 0 | 0
NSR HL Spurlock 2 - SO2 Rate Annual v3.1, Unit 4694 and retrofits | 782 | 7443 | Rate Constraint in lbs/MMBtu | FALSE | L | Annual | Qualifying Generation | TWh | 3.2401 | 3.5019 | 2.5047 | 2.5047 | 0 | 0 | 0
NSR HL Spurlock 2 - SO2 Rate Annual v3.1, Unit 4694 and retrofits | 782 | 7443 | Rate Constraint in lbs/MMBtu | FALSE | L | Annual | Rate | lb/MWh | 1.0089 | 1.0089 | 1.4106 | 1.4106 | 0 | 0 | 0
NSR HL Spurlock 2 - SO2 Rate Annual v3.1, Unit 4694 and retrofits | 782 | 7443 | Rate Constraint in lbs/MMBtu | FALSE | L | Annual | Constraint Shadow Price | US2022$/Ton | 21769.4525 | 20376.7537 | 20649.9964 | 35890.8897 | 10642.0335 | 10462.0951 | 27251.936
NSR Hoosier - NOX Cap Annual v4.10 Final | 783 | 7379 | Rate Constraint in MTons | FALSE | L | Annual | Seasons Included | Seasons | Winter, Spring, Summer, Fall | Winter, Spring, Summer, Fall | Winter, Spring, Summer, Fall | Winter, Spring, Summer, Fall | Winter, Spring, Summer, Fall | Winter, Spring, Summer, Fall | Winter, Spring, Summer, Fall
NSR Hoosier - NOX Cap Annual v4.10 Final | 783 | 7379 | Rate Constraint in MTons | FALSE | L | Annual | Standard NOX | Thousand Tons | 4.8 | 4.8 | 4.8 | 4.8 | 4.8 | 4.8 | 4.8
NSR Hoosier - NOX Cap Annual v4.10 Final | 783 | 7379 | Rate Constraint in MTons | FALSE | L | Annual | Emissions at Affected Plants NOX | Thousand Tons | 0.38584 | 1.3734 | 2.0664 | 2.0664 | 0 | 0 | 0
NSR Hoosier - NOX Cap Annual v4.10 Final | 783 | 7379 | Rate Constraint in MTons | FALSE | L | Annual | Allowances Purchased NOX | Thousand Tons | 0 | 0 | 0 | 0 | 0 | 0 | 0
NSR Hoosier - NOX Cap Annual v4.10 Final | 783 | 7379 | Rate Constraint in MTons | FALSE | L | Annual | Allowances Sold NOX | Thousand Tons | 0 | 0 | 0 | 0 | 0 | 0 | 0
NSR Hoosier - NOX Cap Annual v4.10 Final | 783 | 7379 | Rate Constraint in MTons | FALSE | L | Annual | Allowances Banked | Thousand Tons | 0 | 0 | 0 | 0 | 0 | 0 | 0
NSR Hoosier - NOX Cap Annual v4.10 Final | 783 | 7379 | Rate Constraint in MTons | FALSE | L | Annual | Allowances Withdrawn (1:1) | Thousand Tons | 0 | 0 | 0 | 0 | 0 | 0 | 0
NSR Hoosier - NOX Cap Annual v4.10 Final | 783 | 7379 | Rate Constraint in MTons | FALSE | L | Annual | Allowances Withdrawn (n:1) | Thousand Tons | 0 | 0 | 0 | 0 | 0 | 0 | 0
NSR Hoosier - NOX Cap Annual v4.10 Final | 783 | 7379 | Rate Constraint in MTons | FALSE | L | Annual | Net Emissions Allowance Position | Thousand Tons | 0.38584 | 1.3734 | 2.0664 | 2.0664 | 0 | 0 | 0
NSR Hoosier - NOX Cap Annual v4.10 Final | 783 | 7379 | Rate Constraint in MTons | FALSE | L | Annual | Fuel Consumed | TBtu | 12.8902 | 45.8824 | 69.0359 | 69.0359 | 0 | 0 | 0
NSR Hoosier - NOX Cap Annual v4.10 Final | 783 | 7379 | Rate Constraint in MTons | FALSE | L | Annual | Rate | lb/MMBtu | 0.059865 | 0.059865 | 0.059865 | 0.059865 | 0 | 0 | 0
NSR Hoosier - NOX Cap Annual v4.10 Final | 783 | 7379 | Rate Constraint in MTons | FALSE | L | Annual | Generation | TWh | 1.2418 | 4.4203 | 4.5195 | 4.5195 | 0 | 0 | 0
NSR Hoosier - NOX Cap Annual v4.10 Final | 783 | 7379 | Rate Constraint in MTons | FALSE | L | Annual | Qualifying Generation | TWh | 1.2418 | 4.4203 | 4.5195 | 4.5195 | 0 | 0 | 0
NSR Hoosier - NOX Cap Annual v4.10 Final | 783 | 7379 | Rate Constraint in MTons | FALSE | L | Annual | Rate | lb/MWh | 0.6214 | 0.6214 | 0.91445 | 0.91445 | 0 | 0 | 0
NSR Hoosier - NOX Cap Annual v4.10 Final | 783 | 7379 | Rate Constraint in MTons | FALSE | L | Annual | Constraint Shadow Price | US2022$/Ton | 0 | 0 | 0 | 0 | 0 | 0 | 0
NSR Hoosier System - SO2 Cap Annual v4.10 Final | 784 | 7380 | Rate Constraint in MTons | FALSE | L | Annual | Seasons Included | Seasons | Winter, Spring, Summer, Fall | Winter, Spring, Summer, Fall | Winter, Spring, Summer, Fall | Winter, Spring, Summer, Fall | Winter, Spring, Summer, Fall | Winter, Spring, Summer, Fall | Winter, Spring, Summer, Fall
NSR Hoosier System - SO2 Cap Annual v4.10 Final | 784 | 7380 | Rate Constraint in MTons | FALSE | L | Annual | Standard SO2 | Thousand Tons | 18.75 | 18.75 | 18.75 | 18.75 | 18.75 | 18.75 | 18.75
NSR Hoosier System - SO2 Cap Annual v4.10 Final | 784 | 7380 | Rate Constraint in MTons | FALSE | L | Annual | Emissions at Affected Plants SO2 | Thousand Tons | 0.60669 | 2.0325 | 3.3053 | 3.6528 | 0 | 0 | 0
NSR Hoosier System - SO2 Cap Annual v4.10 Final | 784 | 7380 | Rate Constraint in MTons | FALSE | L | Annual | Allowances Purchased SO2 | Thousand Tons | 0 | 0 | 0 | 0 | 0 | 0 | 0
NSR Hoosier System - SO2 Cap Annual v4.10 Final | 784 | 7380 | Rate Constraint in MTons | FALSE | L | Annual | Allowances Sold SO2 | Thousand Tons | 0 | 0 | 0 | 0 | 0 | 0 | 0
NSR Hoosier System - SO2 Cap Annual v4.10 Final | 784 | 7380 | Rate Constraint in MTons | FALSE | L | Annual | Allowances Banked | Thousand Tons | 0 | 0 | 0 | 0 | 0 | 0 | 0
NSR Hoosier System - SO2 Cap Annual v4.10 Final | 784 | 7380 | Rate Constraint in MTons | FALSE | L | Annual | Allowances Withdrawn (1:1) | Thousand Tons | 0 | 0 | 0 | 0 | 0 | 0 | 0
NSR Hoosier System - SO2 Cap Annual v4.10 Final | 784 | 7380 | Rate Constraint in MTons | FALSE | L | Annual | Allowances Withdrawn (n:1) | Thousand Tons | 0 | 0 | 0 | 0 | 0 | 0 | 0
NSR Hoosier System - SO2 Cap Annual v4.10 Final | 784 | 7380 | Rate Constraint in MTons | FALSE | L | Annual | Net Emissions Allowance Position | Thousand Tons | 0.60669 | 2.0325 | 3.3053 | 3.6528 | 0 | 0 | 0
NSR Hoosier System - SO2 Cap Annual v4.10 Final | 784 | 7380 | Rate Constraint in MTons | FALSE | L | Annual | Fuel Consumed | TBtu | 12.8902 | 45.8824 | 69.0359 | 69.0359 | 0 | 0 | 0
NSR Hoosier System - SO2 Cap Annual v4.10 Final | 784 | 7380 | Rate Constraint in MTons | FALSE | L | Annual | Rate | lb/MMBtu | 0.094131 | 0.088598 | 0.095756 | 0.10582 | 0 | 0 | 0
NSR Hoosier System - SO2 Cap Annual v4.10 Final | 784 | 7380 | Rate Constraint in MTons | FALSE | L | Annual | Generation | TWh | 1.2418 | 4.4203 | 4.5195 | 4.5195 | 0 | 0 | 0
NSR Hoosier System - SO2 Cap Annual v4.10 Final | 784 | 7380 | Rate Constraint in MTons | FALSE | L | Annual | Qualifying Generation | TWh | 1.2418 | 4.4203 | 4.5195 | 4.5195 | 0 | 0 | 0
NSR Hoosier System - SO2 Cap Annual v4.10 Final | 784 | 7380 | Rate Constraint in MTons | FALSE | L | Annual | Rate | lb/MWh | 0.97709 | 0.91965 | 1.4627 | 1.6165 | 0 | 0 | 0
NSR Hoosier System - SO2 Cap Annual v4.10 Final | 784 | 7380 | Rate Constraint in MTons | FALSE | L | Annual | Constraint Shadow Price | US2022$/Ton | 0 | 0 | 0 | 0 | 0 | 0 | 0
NSR Interstate System-Wide NOX Cap v5.16 | 785 | 7515 | Rate Constraint in MTons | FALSE | L | Annual | Seasons Included | Seasons | Winter, Spring, Summer, Fall | Winter, Spring, Summer, Fall | Winter, Spring, Summer, Fall | Winter, Spring, Summer, Fall | Winter, Spring, Summer, Fall | Winter, Spring, Summer, Fall | Winter, Spring, Summer, Fall
NSR Interstate System-Wide NOX Cap v5.16 | 785 | 7515 | Rate Constraint in MTons | FALSE | L | Annual | Standard NOX | Thousand Tons | 6.8 | 6.8 | 6.8 | 6.8 | 6.8 | 6.8 | 6.8
NSR Interstate System-Wide NOX Cap v5.16 | 785 | 7515 | Rate Constraint in MTons | FALSE | L | Annual | Emissions at Affected Plants NOX | Thousand Tons | 1.8884 | 2.2876 | 0 | 0 | 0 | 0 | 0
NSR Interstate System-Wide NOX Cap v5.16 | 785 | 7515 | Rate Constraint in MTons | FALSE | L | Annual | Allowances Purchased NOX | Thousand Tons | 0 | 0 | 0 | 0 | 0 | 0 | 0
NSR Interstate System-Wide NOX Cap v5.16 | 785 | 7515 | Rate Constraint in MTons | FALSE | L | Annual | Allowances Sold NOX | Thousand Tons | 0 | 0 | 0 | 0 | 0 | 0 | 0
NSR Interstate System-Wide NOX Cap v5.16 | 785 | 7515 | Rate Constraint in MTons | FALSE | L | Annual | Allowances Banked | Thousand Tons | 0 | 0 | 0 | 0 | 0 | 0 | 0
NSR Interstate System-Wide NOX Cap v5.16 | 785 | 7515 | Rate Constraint in MTons | FALSE | L | Annual | Allowances Withdrawn (1:1) | Thousand Tons | 0 | 0 | 0 | 0 | 0 | 0 | 0
NSR Interstate System-Wide NOX Cap v5.16 | 785 | 7515 | Rate Constraint in MTons | FALSE | L | Annual | Allowances Withdrawn (n:1) | Thousand Tons | 0 | 0 | 0 | 0 | 0 | 0 | 0
NSR Interstate System-Wide NOX Cap v5.16 | 785 | 7515 | Rate Constraint in MTons | FALSE | L | Annual | Net Emissions Allowance Position | Thousand Tons | 1.8884 | 2.2876 | 0 | 0 | 0 | 0 | 0
NSR Interstate System-Wide NOX Cap v5.16 | 785 | 7515 | Rate Constraint in MTons | FALSE | L | Annual | Fuel Consumed | TBtu | 44.3123 | 53.3086 | 0 | 0 | 0 | 0 | 0
NSR Interstate System-Wide NOX Cap v5.16 | 785 | 7515 | Rate Constraint in MTons | FALSE | L | Annual | Rate | lb/MMBtu | 0.085232 | 0.085823 | 0 | 0 | 0 | 0 | 0
NSR Interstate System-Wide NOX Cap v5.16 | 785 | 7515 | Rate Constraint in MTons | FALSE | L | Annual | Generation | TWh | 4.2807 | 5.1515 | 0 | 0 | 0 | 0 | 0
NSR Interstate System-Wide NOX Cap v5.16 | 785 | 7515 | Rate Constraint in MTons | FALSE | L | Annual | Qualifying Generation | TWh | 4.2807 | 5.1515 | 0 | 0 | 0 | 0 | 0
NSR Interstate System-Wide NOX Cap v5.16 | 785 | 7515 | Rate Constraint in MTons | FALSE | L | Annual | Rate | lb/MWh | 0.88229 | 0.88811 | 0 | 0 | 0 | 0 | 0
NSR Interstate System-Wide NOX Cap v5.16 | 785 | 7515 | Rate Constraint in MTons | FALSE | L | Annual | Constraint Shadow Price | US2022$/Ton | 0 | 0 | 0 | 0 | 0 | 0 | 0
NSR Interstate System-Wide SO2 Cap v5.16 | 786 | 7514 | Rate Constraint in MTons | FALSE | L | Annual | Seasons Included | Seasons | Winter, Spring, Summer, Fall | Winter, Spring, Summer, Fall | Winter, Spring, Summer, Fall | Winter, Spring, Summer, Fall | Winter, Spring, Summer, Fall | Winter, Spring, Summer, Fall | Winter, Spring, Summer, Fall
NSR Interstate System-Wide SO2 Cap v5.16 | 786 | 7514 | Rate Constraint in MTons | FALSE | L | Annual | Standard SO2 | Thousand Tons | 3.25 | 3.25 | 3.25 | 3.25 | 3.25 | 3.25 | 3.25
NSR Interstate System-Wide SO2 Cap v5.16 | 786 | 7514 | Rate Constraint in MTons | FALSE | L | Annual | Emissions at Affected Plants SO2 | Thousand Tons | 1.6355 | 1.955 | 0 | 0 | 0 | 0 | 0
NSR Interstate System-Wide SO2 Cap v5.16 | 786 | 7514 | Rate Constraint in MTons | FALSE | L | Annual | Allowances Purchased SO2 | Thousand Tons | 0 | 0 | 0 | 0 | 0 | 0 | 0
NSR Interstate System-Wide SO2 Cap v5.16 | 786 | 7514 | Rate Constraint in MTons | FALSE | L | Annual | Allowances Sold SO2 | Thousand Tons | 0 | 0 | 0 | 0 | 0 | 0 | 0
NSR Interstate System-Wide SO2 Cap v5.16 | 786 | 7514 | Rate Constraint in MTons | FALSE | L | Annual | Allowances Banked | Thousand Tons | 0 | 0 | 0 | 0 | 0 | 0 | 0
NSR Interstate System-Wide SO2 Cap v5.16 | 786 | 7514 | Rate Constraint in MTons | FALSE | L | Annual | Allowances Withdrawn (1:1) | Thousand Tons | 0 | 0 | 0 | 0 | 0 | 0 | 0
NSR Interstate System-Wide SO2 Cap v5.16 | 786 | 7514 | Rate Constraint in MTons | FALSE | L | Annual | Allowances Withdrawn (n:1) | Thousand Tons | 0 | 0 | 0 | 0 | 0 | 0 | 0
NSR Interstate System-Wide SO2 Cap v5.16 | 786 | 7514 | Rate Constraint in MTons | FALSE | L | Annual | Net Emissions Allowance Position | Thousand Tons | 1.6355 | 1.955 | 0 | 0 | 0 | 0 | 0
NSR Interstate System-Wide SO2 Cap v5.16 | 786 | 7514 | Rate Constraint in MTons | FALSE | L | Annual | Fuel Consumed | TBtu | 44.3123 | 53.3086 | 0 | 0 | 0 | 0 | 0
NSR Interstate System-Wide SO2 Cap v5.16 | 786 | 7514 | Rate Constraint in MTons | FALSE | L | Annual | Rate | lb/MMBtu | 0.073815 | 0.073347 | 0 | 0 | 0 | 0 | 0
NSR Interstate System-Wide SO2 Cap v5.16 | 786 | 7514 | Rate Constraint in MTons | FALSE | L | Annual | Generation | TWh | 4.2807 | 5.1515 | 0 | 0 | 0 | 0 | 0
NSR Interstate System-Wide SO2 Cap v5.16 | 786 | 7514 | Rate Constraint in MTons | FALSE | L | Annual | Qualifying Generation | TWh | 4.2807 | 5.1515 | 0 | 0 | 0 | 0 | 0
NSR Interstate System-Wide SO2 Cap v5.16 | 786 | 7514 | Rate Constraint in MTons | FALSE | L | Annual | Rate | lb/MWh | 0.76411 | 0.75901 | 0 | 0 | 0 | 0 | 0
NSR Interstate System-Wide SO2 Cap v5.16 | 786 | 7514 | Rate Constraint in MTons | FALSE | L | Annual | Constraint Shadow Price | US2022$/Ton | 0 | 0 | 0 | 0 | 0 | 0 | 0
NSR J P Madgett 1 - NOx Rate Annual v5.13 | 788 | 7466 | Rate Constraint in lbs/MMBtu | FALSE | L | Annual | Seasons Included | Seasons | Winter, Spring, Summer, Fall | Winter, Spring, Summer, Fall | Winter, Spring, Summer, Fall | Winter, Spring, Summer, Fall | Winter, Spring, Summer, Fall | Winter, Spring, Summer, Fall | Winter, Spring, Summer, Fall
NSR J P Madgett 1 - NOx Rate Annual v5.13 | 788 | 7466 | Rate Constraint in lbs/MMBtu | FALSE | L | Annual | Standard NOX | lb/MMBtu | 0.08 | 0.08 | 0.08 | 0.08 | 0.08 | 0.08 | 0.08
NSR J P Madgett 1 - NOx Rate Annual v5.13 | 788 | 7466 | Rate Constraint in lbs/MMBtu | FALSE | L | Annual | Emissions at Affected Plants NOX | Thousand Tons | 0.49291 | 0.69182 | 0 | 0 | 0 | 0 | 0
NSR J P Madgett 1 - NOx Rate Annual v5.13 | 788 | 7466 | Rate Constraint in lbs/MMBtu | FALSE | L | Annual | Allowances Purchased NOX | Thousand Tons | 0 | 0 | 0 | 0 | 0 | 0 | 0
NSR J P Madgett 1 - NOx Rate Annual v5.13 | 788 | 7466 | Rate Constraint in lbs/MMBtu | FALSE | L | Annual | Allowances Sold NOX | Thousand Tons | 0 | 0 | 0 | 0 | 0 | 0 | 0
NSR J P Madgett 1 - NOx Rate Annual v5.13 | 788 | 7466 | Rate Constraint in lbs/MMBtu | FALSE | L | Annual | Allowances Banked | Thousand Tons | 0 | 0 | 0 | 0 | 0 | 0 | 0
NSR J P Madgett 1 - NOx Rate Annual v5.13 | 788 | 7466 | Rate Constraint in lbs/MMBtu | FALSE | L | Annual | Allowances Withdrawn (1:1) | Thousand Tons | 0 | 0 | 0 | 0 | 0 | 0 | 0
NSR J P Madgett 1 - NOx Rate Annual v5.13 | 788 | 7466 | Rate Constraint in lbs/MMBtu | FALSE | L | Annual | Allowances Withdrawn (n:1) | Thousand Tons | 0 | 0 | 0 | 0 | 0 | 0 | 0
NSR J P Madgett 1 - NOx Rate Annual v5.13 | 788 | 7466 | Rate Constraint in lbs/MMBtu | FALSE | L | Annual | Net Emissions Allowance Position | Thousand Tons | 0.49291 | 0.69182 | 0 | 0 | 0 | 0 | 0
NSR J P Madgett 1 - NOx Rate Annual v5.13 | 788 | 7466 | Rate Constraint in lbs/MMBtu | FALSE | L | Annual | Fuel Consumed | TBtu | 12.9748 | 18.2105 | 0 | 0 | 0 | 0 | 0
NSR J P Madgett 1 - NOx Rate Annual v5.13 | 788 | 7466 | Rate Constraint in lbs/MMBtu | FALSE | L | Annual | Rate | lb/MMBtu | 0.07598 | 0.07598 | 0 | 0 | 0 | 0 | 0
NSR J P Madgett 1 - NOx Rate Annual v5.13 | 788 | 7466 | Rate Constraint in lbs/MMBtu | FALSE | L | Annual | Generation | TWh | 1.1542 | 1.62 | 0 | 0 | 0 | 0 | 0
NSR J P Madgett 1 - NOx Rate Annual v5.13 | 788 | 7466 | Rate Constraint in lbs/MMBtu | FALSE | L | Annual | Qualifying Generation | TWh | 1.1542 | 1.62 | 0 | 0 | 0 | 0 | 0
NSR J P Madgett 1 - NOx Rate Annual v5.13 | 788 | 7466 | Rate Constraint in lbs/MMBtu | FALSE | L | Annual | Rate | lb/MWh | 0.85409 | 0.85409 | 0 | 0 | 0 | 0 | 0
NSR J P Madgett 1 - NOx Rate Annual v5.13 | 788 | 7466 | Rate Constraint in lbs/MMBtu | FALSE | L | Annual | Constraint Shadow Price | US2022$/Ton | 0 | 0 | 0 | 0 | 0 | 0 | 0
NSR J P Madgett 1 - SO2 Rate Annual v5.13 | 789 | 7464 | Rate Constraint in lbs/MMBtu | FALSE | L | Annual | Seasons Included | Seasons | Winter, Spring, Summer, Fall | Winter, Spring, Summer, Fall | Winter, Spring, Summer, Fall | Winter, Spring, Summer, Fall | Winter, Spring, Summer, Fall | Winter, Spring, Summer, Fall | Winter, Spring, Summer, Fall
NSR J P Madgett 1 - SO2 Rate Annual v5.13 | 789 | 7464 | Rate Constraint in lbs/MMBtu | FALSE | L | Annual | Standard SO2 | lb/MMBtu | 0.09 | 0.09 | 0.09 | 0.09 | 0.09 | 0.09 | 0.09
NSR J P Madgett 1 - SO2 Rate Annual v5.13 | 789 | 7464 | Rate Constraint in lbs/MMBtu | FALSE | L | Annual | Emissions at Affected Plants SO2 | Thousand Tons | 0.4405 | 0.61826 | 0 | 0 | 0 | 0 | 0
NSR J P Madgett 1 - SO2 Rate Annual v5.13 | 789 | 7464 | Rate Constraint in lbs/MMBtu | FALSE | L | Annual | Allowances Purchased SO2 | Thousand Tons | 0 | 0 | 0 | 0 | 0 | 0 | 0
NSR J P Madgett 1 - SO2 Rate Annual v5.13 | 789 | 7464 | Rate Constraint in lbs/MMBtu | FALSE | L | Annual | Allowances Sold SO2 | Thousand Tons | 0 | 0 | 0 | 0 | 0 | 0 | 0
NSR J P Madgett 1 - SO2 Rate Annual v5.13 | 789 | 7464 | Rate Constraint in lbs/MMBtu | FALSE | L | Annual | Allowances Banked | Thousand Tons | 0 | 0 | 0 | 0 | 0 | 0 | 0
NSR J P Madgett 1 - SO2 Rate Annual v5.13 | 789 | 7464 | Rate Constraint in lbs/MMBtu | FALSE | L | Annual | Allowances Withdrawn (1:1) | Thousand Tons | 0 | 0 | 0 | 0 | 0 | 0 | 0
NSR J P Madgett 1 - SO2 Rate Annual v5.13 | 789 | 7464 | Rate Constraint in lbs/MMBtu | FALSE | L | Annual | Allowances Withdrawn (n:1) | Thousand Tons | 0 | 0 | 0 | 0 | 0 | 0 | 0
NSR J P Madgett 1 - SO2 Rate Annual v5.13 | 789 | 7464 | Rate Constraint in lbs/MMBtu | FALSE | L | Annual | Net Emissions Allowance Position | Thousand Tons | 0.4405 | 0.61826 | 0 | 0 | 0 | 0 | 0
NSR J P Madgett 1 - SO2 Rate Annual v5.13 | 789 | 7464 | Rate Constraint in lbs/MMBtu | FALSE | L | Annual | Fuel Consumed | TBtu | 12.9748 | 18.2105 | 0 | 0 | 0 | 0 | 0
NSR J P Madgett 1 - SO2 Rate Annual v5.13 | 789 | 7464 | Rate Constraint in lbs/MMBtu | FALSE | L | Annual | Rate | lb/MMBtu | 0.067901 | 0.067901 | 0 | 0 | 0 | 0 | 0
NSR J P Madgett 1 - SO2 Rate Annual v5.13 | 789 | 7464 | Rate Constraint in lbs/MMBtu | FALSE | L | Annual | Generation | TWh | 1.1542 | 1.62 | 0 | 0 | 0 | 0 | 0
NSR J P Madgett 1 - SO2 Rate Annual v5.13 | 789 | 7464 | Rate Constraint in lbs/MMBtu | FALSE | L | Annual | Qualifying Generation | TWh | 1.1542 | 1.62 | 0 | 0 | 0 | 0 | 0
NSR J P Madgett 1 - SO2 Rate Annual v5.13 | 789 | 7464 | Rate Constraint in lbs/MMBtu | FALSE | L | Annual | Rate | lb/MWh | 0.76328 | 0.76328 | 0 | 0 | 0 | 0 | 0
NSR J P Madgett 1 - SO2 Rate Annual v5.13 | 789 | 7464 | Rate Constraint in lbs/MMBtu | FALSE | L | Annual | Constraint Shadow Price | US2022$/Ton | 0 | 0 | 0 | 0 | 0 | 410.2092 | 0
NSR James Miller 3,4 - NOX Rate Annual v3.1, Unit 2509 and retrofits | 790 | 7422 | Rate Constraint in lbs/MMBtu | FALSE | L | Annual | Seasons Included | Seasons | Winter, Spring, Summer, Fall | Winter, Spring, Summer, Fall | Winter, Spring, Summer, Fall | Winter, Spring, Summer, Fall | Winter, Spring, Summer, Fall | Winter, Spring, Summer, Fall | Winter, Spring, Summer, Fall
NSR James Miller 3,4 - NOX Rate Annual v3.1, Unit 2509 and retrofits | 790 | 7422 | Rate Constraint in lbs/MMBtu | FALSE | L | Annual | Standard NOX | lb/MMBtu | 0.1 | 0.1 | 0.1 | 0.1 | 0.1 | 0.1 | 0.1
NSR James Miller 3,4 - NOX Rate Annual v3.1, Unit 2509 and retrofits | 790 | 7422 | Rate Constraint in lbs/MMBtu | FALSE | L | Annual | Emissions at Affected Plants NOX | Thousand Tons | 1.6149 | 1.734 | 1.8595 | 1.8595 | 0 | 0 | 0
NSR James Miller 3,4 - NOX Rate Annual v3.1, Unit 2509 and retrofits | 790 | 7422 | Rate Constraint in lbs/MMBtu | FALSE | L | Annual | Allowances Purchased NOX | Thousand Tons | 0 | 0 | 0 | 0 | 0 | 0 | 0
NSR James Miller 3,4 - NOX Rate Annual v3.1, Unit 2509 and retrofits | 790 | 7422 | Rate Constraint in lbs/MMBtu | FALSE | L | Annual | Allowances Sold NOX | Thousand Tons | 0 | 0 | 0 | 0 | 0 | 0 | 0
NSR James Miller 3,4 - NOX Rate Annual v3.1, Unit 2509 and retrofits | 790 | 7422 | Rate Constraint in lbs/MMBtu | FALSE | L | Annual | Allowances Banked | Thousand Tons | 0 | 0 | 0 | 0 | 0 | 0 | 0
NSR James Miller 3,4 - NOX Rate Annual v3.1, Unit 2509 and retrofits | 790 | 7422 | Rate Constraint in lbs/MMBtu | FALSE | L | Annual | Allowances Withdrawn (1:1) | Thousand Tons | 0 | 0 | 0 | 0 | 0 | 0 | 0
NSR James Miller 3,4 - NOX Rate Annual v3.1, Unit 2509 and retrofits | 790 | 7422 | Rate Constraint in lbs/MMBtu | FALSE | L | Annual | Allowances Withdrawn (n:1) | Thousand Tons | 0 | 0 | 0 | 0 | 0 | 0 | 0
NSR James Miller 3,4 - NOX Rate Annual v3.1, Unit 2509 and retrofits | 790 | 7422 | Rate Constraint in lbs/MMBtu | FALSE | L | Annual | Net Emissions Allowance Position | Thousand Tons | 1.6149 | 1.734 | 1.8595 | 1.8595 | 0 | 0 | 0
NSR James Miller 3,4 - NOX Rate Annual v3.1, Unit 2509 and retrofits | 790 | 7422 | Rate Constraint in lbs/MMBtu | FALSE | L | Annual | Fuel Consumed | TBtu | 41.6584 | 44.73 | 47.9692 | 47.9692 | 0 | 0 | 0
NSR James Miller 3,4 - NOX Rate Annual v3.1, Unit 2509 and retrofits | 790 | 7422 | Rate Constraint in lbs/MMBtu | FALSE | L | Annual | Rate | lb/MMBtu | 0.07753 | 0.07753 | 0.07753 | 0.07753 | 0 | 0 | 0
NSR James Miller 3,4 - NOX Rate Annual v3.1, Unit 2509 and retrofits | 790 | 7422 | Rate Constraint in lbs/MMBtu | FALSE | L | Annual | Generation | TWh | 4.1654 | 4.4726 | 3.2657 | 3.2657 | 0 | 0 | 0
NSR James Miller 3,4 - NOX Rate Annual v3.1, Unit 2509 and retrofits | 790 | 7422 | Rate Constraint in lbs/MMBtu | FALSE | L | Annual | Qualifying Generation | TWh | 4.1654 | 4.4726 | 3.2657 | 3.2657 | 0 | 0 | 0
NSR James Miller 3,4 - NOX Rate Annual v3.1, Unit 2509 and retrofits | 790 | 7422 | Rate Constraint in lbs/MMBtu | FALSE | L | Annual | Rate | lb/MWh | 0.77538 | 0.77538 | 1.1388 | 1.1388 | 0 | 0 | 0
NSR James Miller 3,4 - NOX Rate Annual v3.1, Unit 2509 and retrofits | 790 | 7422 | Rate Constraint in lbs/MMBtu | FALSE | L | Annual | Constraint Shadow Price | US2022$/Ton | 0 | 0 | 0 | 0 | 0 | 0 | 0
NSR James Miller 3,4 - NOX Rate Annual v3.1, Unit 2510 and retrofits | 791 | 7422 | Rate Constraint in lbs/MMBtu | FALSE | L | Annual | Seasons Included | Seasons | Winter, Spring, Summer, Fall | Winter, Spring, Summer, Fall | Winter, Spring, Summer, Fall | Winter, Spring, Summer, Fall | Winter, Spring, Summer, Fall | Winter, Spring, Summer, Fall | Winter, Spring, Summer, Fall
NSR James Miller 3,4 - NOX Rate Annual v3.1, Unit 2510 and retrofits | 791 | 7422 | Rate Constraint in lbs/MMBtu | FALSE | L | Annual | Standard NOX | lb/MMBtu | 0.1 | 0.1 | 0.1 | 0.1 | 0.1 | 0.1 | 0.1
NSR James Miller 3,4 - NOX Rate Annual v3.1, Unit 2510 and retrofits | 791 | 7422 | Rate Constraint in lbs/MMBtu | FALSE | L | Annual | Emissions at Affected Plants NOX | Thousand Tons | 1.3903 | 1.4928 | 1.6009 | 1.6009 | 0 | 0 | 0
NSR James Miller 3,4 - NOX Rate Annual v3.1, Unit 2510 and retrofits | 791 | 7422 | Rate Constraint in lbs/MMBtu | FALSE | L | Annual | Allowances Purchased NOX | Thousand Tons | 0 | 0 | 0 | 0 | 0 | 0 | 0
NSR James Miller 3,4 - NOX Rate Annual v3.1, Unit 2510 and retrofits | 791 | 7422 | Rate Constraint in lbs/MMBtu | FALSE | L | Annual | Allowances Sold NOX | Thousand Tons | 0 | 0 | 0 | 0 | 0 | 0 | 0
NSR James Miller 3,4 - NOX Rate Annual v3.1, Unit 2510 and retrofits | 791 | 7422 | Rate Constraint in lbs/MMBtu | FALSE | L | Annual | Allowances Banked | Thousand Tons | 0 | 0 | 0 | 0 | 0 | 0 | 0
NSR James Miller 3,4 - NOX Rate Annual v3.1, Unit 2510 and retrofits | 791 | 7422 | Rate Constraint in lbs/MMBtu | FALSE | L | Annual | Allowances Withdrawn (1:1) | Thousand Tons | 0 | 0 | 0 | 0 | 0 | 0 | 0
NSR James Miller 3,4 - NOX Rate Annual v3.1, Unit 2510 and retrofits | 791 | 7422 | Rate Constraint in lbs/MMBtu | FALSE | L | Annual | Allowances Withdrawn (n:1) | Thousand Tons | 0 | 0 | 0 | 0 | 0 | 0 | 0
NSR James Miller 3,4 - NOX Rate Annual v3.1, Unit 2510 and retrofits | 791 | 7422 | Rate Constraint in lbs/MMBtu | FALSE | L | Annual | Net Emissions Allowance Position | Thousand Tons | 1.3903 | 1.4928 | 1.6009 | 1.6009 | 0 | 0 | 0
NSR James Miller 3,4 - NOX Rate Annual v3.1, Unit 2510 and retrofits | 791 | 7422 | Rate Constraint in lbs/MMBtu | FALSE | L | Annual | Fuel Consumed | TBtu | 42.362 | 45.4854 | 48.7794 | 48.7794 | 0 | 0 | 0
NSR James Miller 3,4 - NOX Rate Annual v3.1, Unit 2510 and retrofits | 791 | 7422 | Rate Constraint in lbs/MMBtu | FALSE | L | Annual | Rate | lb/MMBtu | 0.06564 | 0.06564 | 0.06564 | 0.06564 | 0 | 0 | 0
NSR James Miller 3,4 - NOX Rate Annual v3.1, Unit 2510 and retrofits | 791 | 7422 | Rate Constraint in lbs/MMBtu | FALSE | L | Annual | Generation | TWh | 4.2315 | 4.5435 | 3.3157 | 3.3157 | 0 | 0 | 0
NSR James Miller 3,4 - NOX Rate Annual v3.1, Unit 2510 and retrofits | 791 | 7422 | Rate Constraint in lbs/MMBtu | FALSE | L | Annual | Qualifying Generation | TWh | 4.2315 | 4.5435 | 3.3157 | 3.3157 | 0 | 0 | 0
NSR James Miller 3,4 - NOX Rate Annual v3.1, Unit 2510 and retrofits | 791 | 7422 | Rate Constraint in lbs/MMBtu | FALSE | L | Annual | Rate | lb/MWh | 0.65712 | 0.65712 | 0.96566 | 0.96566 | 0 | 0 | 0
NSR James Miller 3,4 - NOX Rate Annual v3.1, Unit 2510 and retrofits | 791 | 7422 | Rate Constraint in lbs/MMBtu | FALSE | L | Annual | Constraint Shadow Price | US2022$/Ton | 0 | 0 | 0 | 0 | 0 | 0 | 0
NSR KU Brown Unit 3 - SO2 Cap Annual v3.1 | 792 | 7383 | Rate Constraint in MTons | FALSE | L | Annual | Seasons Included | Seasons | Winter, Spring, Summer, Fall | Winter, Spring, Summer, Fall | Winter, Spring, Summer, Fall | Winter, Spring, Summer, Fall | Winter, Spring, Summer, Fall | Winter, Spring, Summer, Fall | Winter, Spring, Summer, Fall
NSR KU Brown Unit 3 - SO2 Cap Annual v3.1 | 792 | 7383 | Rate Constraint in MTons | FALSE | L | Annual | Standard SO2 | Thousand Tons | 2.3 | 2.3 | 2.3 | 2.3 | 2.3 | 2.3 | 2.3
NSR KU Brown Unit 3 - SO2 Cap Annual v3.1 | 792 | 7383 | Rate Constraint in MTons | FALSE | L | Annual | Emissions at Affected Plants SO2 | Thousand Tons | 0 | 0 | 0 | 0 | 0 | 0 | 0
NSR KU Brown Unit 3 - SO2 Cap Annual v3.1 | 792 | 7383 | Rate Constraint in MTons | FALSE | L | Annual | Allowances Purchased SO2 | Thousand Tons | 0 | 0 | 0 | 0 | 0 | 0 | 0
NSR KU Brown Unit 3 - SO2 Cap Annual v3.1 | 792 | 7383 | Rate Constraint in MTons | FALSE | L | Annual | Allowances Sold SO2 | Thousand Tons | 0 | 0 | 0 | 0 | 0 | 0 | 0
NSR KU Brown Unit 3 - SO2 Cap Annual v3.1 | 792 | 7383 | Rate Constraint in MTons | FALSE | L | Annual | Allowances Banked | Thousand Tons | 0 | 0 | 0 | 0 | 0 | 0 | 0
NSR KU Brown Unit 3 - SO2 Cap Annual v3.1 | 792 | 7383 | Rate Constraint in MTons | FALSE | L | Annual | Allowances Withdrawn (1:1) | Thousand Tons | 0 | 0 | 0 | 0 | 0 | 0 | 0
NSR KU Brown Unit 3 - SO2 Cap Annual v3.1 | 792 | 7383 | Rate Constraint in MTons | FALSE | L | Annual | Allowances Withdrawn (n:1) | Thousand Tons | 0 | 0 | 0 | 0 | 0 | 0 | 0
NSR KU Brown Unit 3 - SO2 Cap Annual v3.1 | 792 | 7383 | Rate Constraint in MTons | FALSE | L | Annual | Net Emissions Allowance Position | Thousand Tons | 0 | 0 | 0 | 0 | 0 | 0 | 0
NSR KU Brown Unit 3 - SO2 Cap Annual v3.1 | 792 | 7383 | Rate Constraint in MTons | FALSE | L | Annual | Fuel Consumed | TBtu | 0 | 0 | 0 | 0 | 0 | 0 | 0
NSR KU Brown Unit 3 - SO2 Cap Annual v3.1 | 792 | 7383 | Rate Constraint in MTons | FALSE | L | Annual | Rate | lb/MMBtu | 0 | 0 | 0 | 0 | 0 | 0 | 0
NSR KU Brown Unit 3 - SO2 Cap Annual v3.1 | 792 | 7383 | Rate Constraint in MTons | FALSE | L | Annual | Generation | TWh | 0 | 0 | 0 | 0 | 0 | 0 | 0
NSR KU Brown Unit 3 - SO2 Cap Annual v3.1 | 792 | 7383 | Rate Constraint in MTons | FALSE | L | Annual | Qualifying Generation | TWh | 0 | 0 | 0 | 0 | 0 | 0 | 0
NSR KU Brown Unit 3 - SO2 Cap Annual v3.1 | 792 | 7383 | Rate Constraint in MTons | FALSE | L | Annual | Rate | lb/MWh | 0 | 0 | 0 | 0 | 0 | 0 | 0
NSR KU Brown Unit 3 - SO2 Cap Annual v3.1 | 792 | 7383 | Rate Constraint in MTons | FALSE | L | Annual | Constraint Shadow Price | US2022$/Ton | 0 | 0 | 0 | 0 | 0 | 0 | 0
NSR KU Brown Unit 3 - SO2 Rate Annual v3.1 | 793 | 7384 | Rate Constraint in lbs/MMBtu | FALSE | L | Annual | Seasons Included | Seasons | Winter, Spring, Summer, Fall | Winter, Spring, Summer, Fall | Winter, Spring, Summer, Fall | Winter, Spring, Summer, Fall | Winter, Spring, Summer, Fall | Winter, Spring, Summer, Fall | Winter, Spring, Summer, Fall
NSR KU Brown Unit 3 - SO2 Rate Annual v3.1 | 793 | 7384 | Rate Constraint in lbs/MMBtu | FALSE | L | Annual | Standard SO2 | lb/MMBtu | 0.1 | 0.1 | 0.1 | 0.1 | 0.1 | 0.1 | 0.1
NSR KU Brown Unit 3 - SO2 Rate Annual v3.1 | 793 | 7384 | Rate Constraint in lbs/MMBtu | FALSE | L | Annual | Emissions at Affected Plants SO2 | Thousand Tons | 0 | 0 | 0 | 0 | 0 | 0 | 0
NSR KU Brown Unit 3 - SO2 Rate Annual v3.1 | 793 | 7384 | Rate Constraint in lbs/MMBtu | FALSE | L | Annual | Allowances Purchased SO2 | Thousand Tons | 0 | 0 | 0 | 0 | 0 | 0 | 0
NSR KU Brown Unit 3 - SO2 Rate Annual v3.1 | 793 | 7384 | Rate Constraint in lbs/MMBtu | FALSE | L | Annual | Allowances Sold SO2 | Thousand Tons | 0 | 0 | 0 | 0 | 0 | 0 | 0
NSR KU Brown Unit 3 - SO2 Rate Annual v3.1 | 793 | 7384 | Rate Constraint in lbs/MMBtu | FALSE | L | Annual | Allowances Banked | Thousand Tons | 0 | 0 | 0 | 0 | 0 | 0 | 0
NSR KU Brown Unit 3 - SO2 Rate Annual v3.1 | 793 | 7384 | Rate Constraint in lbs/MMBtu | FALSE | L | Annual | Allowances Withdrawn (1:1) | Thousand Tons | 0 | 0 | 0 | 0 | 0 | 0 | 0
NSR KU Brown Unit 3 - SO2 Rate Annual v3.1 | 793 | 7384 | Rate Constraint in lbs/MMBtu | FALSE | L | Annual | Allowances Withdrawn (n:1) | Thousand Tons | 0 | 0 | 0 | 0 | 0 | 0 | 0
NSR KU Brown Unit 3 - SO2 Rate Annual v3.1 | 793 | 7384 | Rate Constraint in lbs/MMBtu | FALSE | L | Annual | Net Emissions Allowance Position | Thousand Tons | 0 | 0 | 0 | 0 | 0 | 0 | 0
NSR KU Brown Unit 3 - SO2 Rate Annual v3.1 | 793 | 7384 | Rate Constraint in lbs/MMBtu | FALSE | L | Annual | Fuel Consumed | TBtu | 0 | 0 | 0 | 0 | 0 | 0 | 0
NSR KU Brown Unit 3 - SO2 Rate Annual v3.1 | 793 | 7384 | Rate Constraint in lbs/MMBtu | FALSE | L | Annual | Rate | lb/MMBtu | 0 | 0 | 0 | 0 | 0 | 0 | 0
NSR KU Brown Unit 3 - SO2 Rate Annual v3.1 | 793 | 7384 | Rate Constraint in lbs/MMBtu | FALSE | L | Annual | Generation | TWh | 0 | 0 | 0 | 0 | 0 | 0 | 0
NSR KU Brown Unit 3 - SO2 Rate Annual v3.1 | 793 | 7384 | Rate Constraint in lbs/MMBtu | FALSE | L | Annual | Qualifying Generation | TWh | 0 | 0 | 0 | 0 | 0 | 0 | 0
NSR KU Brown Unit 3 - SO2 Rate Annual v3.1 | 793 | 7384 | Rate Constraint in lbs/MMBtu | FALSE | L | Annual | Rate | lb/MWh | 0 | 0 | 0 | 0 | 0 | 0 | 0
NSR KU Brown Unit 3 - SO2 Rate Annual v3.1 | 793 | 7384 | Rate Constraint in lbs/MMBtu | FALSE | L | Annual | Constraint Shadow Price | US2022$/Ton | 0 | 0 | 0 | 0 | 0 | 0 | 0
NSR Laskin 1,2 - NOX Rate Annual v5.14 | 794 | 7491 | Rate Constraint in lbs/MMBtu | FALSE | L | Annual | Seasons Included | Seasons | Winter, Spring, Summer, Fall | Winter, Spring, Summer, Fall | Winter, Spring, Summer, Fall | Winter, Spring, Summer, Fall | Winter, Spring, Summer, Fall | Winter, Spring, Summer, Fall | Winter, Spring, Summer, Fall
NSR Laskin 1,2 - NOX Rate Annual v5.14 | 794 | 7491 | Rate Constraint in lbs/MMBtu | FALSE | L | Annual | Standard NOX | lb/MMBtu | 0.19 | 0.19 | 0.19 | 0.19 | 0.19 | 0.19 | 0.19
NSR Laskin 1,2 - NOX Rate Annual v5.14 | 794 | 7491 | Rate Constraint in lbs/MMBtu | FALSE | L | Annual | Emissions at Affected Plants NOX | Thousand Tons | 0 | 0 | 0 | 0 | 0 | 0 | 0
NSR Laskin 1,2 - NOX Rate Annual v5.14 | 794 | 7491 | Rate Constraint in lbs/MMBtu | FALSE | L | Annual | Allowances Purchased NOX | Thousand Tons | 0 | 0 | 0 | 0 | 0 | 0 | 0
NSR Laskin 1,2 - NOX Rate Annual v5.14 | 794 | 7491 | Rate Constraint in lbs/MMBtu | FALSE | L | Annual | Allowances Sold NOX | Thousand Tons | 0 | 0 | 0 | 0 | 0 | 0 | 0
NSR Laskin 1,2 - NOX Rate Annual v5.14 | 794 | 7491 | Rate Constraint in lbs/MMBtu | FALSE | L | Annual | Allowances Banked | Thousand Tons | 0 | 0 | 0 | 0 | 0 | 0 | 0
NSR Laskin 1,2 - NOX Rate Annual v5.14 | 794 | 7491 | Rate Constraint in lbs/MMBtu | FALSE | L | Annual | Allowances Withdrawn (1:1) | Thousand Tons | 0 | 0 | 0 | 0 | 0 | 0 | 0
NSR Laskin 1,2 - NOX Rate Annual v5.14 | 794 | 7491 | Rate Constraint in lbs/MMBtu | FALSE | L | Annual | Allowances Withdrawn (n:1) | Thousand Tons | 0 | 0 | 0 | 0 | 0 | 0 | 0
NSR Laskin 1,2 - NOX Rate Annual v5.14 | 794 | 7491 | Rate Constraint in lbs/MMBtu | FALSE | L | Annual | Net Emissions Allowance Position | Thousand Tons | 0 | 0 | 0 | 0 | 0 | 0 | 0
NSR Laskin 1,2 - NOX Rate Annual v5.14 | 794 | 7491 | Rate Constraint in lbs/MMBtu | FALSE | L | Annual | Fuel Consumed | TBtu | 0 | 0 | 0 | 0 | 0 | 0 | 0
NSR Laskin 1,2 - NOX Rate Annual v5.14 | 794 | 7491 | Rate Constraint in lbs/MMBtu | FALSE | L | Annual | Rate | lb/MMBtu | 0 | 0 | 0 | 0 | 0 | 0 | 0
NSR Laskin 1,2 - NOX Rate Annual v5.14 | 794 | 7491 | Rate Constraint in lbs/MMBtu | FALSE | L | Annual | Generation | TWh | 0 | 0 | 0 | 0 | 0 | 0 | 0
NSR Laskin 1,2 - NOX Rate Annual v5.14 | 794 | 7491 | Rate Constraint in lbs/MMBtu | FALSE | L | Annual | Qualifying Generation | TWh | 0 | 0 | 0 | 0 | 0 | 0 | 0
NSR Laskin 1,2 - NOX Rate Annual v5.14 | 794 | 7491 | Rate Constraint in lbs/MMBtu | FALSE | L | Annual | Rate | lb/MWh | 0 | 0 | 0 | 0 | 0 | 0 | 0
NSR Laskin 1,2 - NOX Rate Annual v5.14 | 794 | 7491 | Rate Constraint in lbs/MMBtu | FALSE | L | Annual | Constraint Shadow Price | US2022$/Ton | 0 | 0 | 0 | 0 | 0 | 0 | 0
NSR Laskin 1,2 - SO2 Rate Annual v5.14 | 795 | 7490 | Rate Constraint in lbs/MMBtu | FALSE | L | Annual | Seasons Included | Seasons | Winter, Spring, Summer, Fall | Winter, Spring, Summer, Fall | Winter, Spring, Summer, Fall | Winter, Spring, Summer, Fall | Winter, Spring, Summer, Fall | Winter, Spring, Summer, Fall | Winter, Spring, Summer, Fall
NSR Laskin 1,2 - SO2 Rate Annual v5.14 | 795 | 7490 | Rate Constraint in lbs/MMBtu | FALSE | L | Annual | Standard SO2 | lb/MMBtu | 0.2 | 0.2 | 0.2 | 0.2 | 0.2 | 0.2 | 0.2
NSR Laskin 1,2 - SO2 Rate Annual v5.14 | 795 | 7490 | Rate Constraint in lbs/MMBtu | FALSE | L | Annual | Emissions at Affected Plants SO2 | Thousand Tons | 0 | 0 | 0 | 0 | 0 | 0 | 0
NSR Laskin 1,2 - SO2 Rate Annual v5.14 | 795 | 7490 | Rate Constraint in lbs/MMBtu | FALSE | L | Annual | Allowances Purchased SO2 | Thousand Tons | 0 | 0 | 0 | 0 | 0 | 0 | 0
NSR Laskin 1,2 - SO2 Rate Annual v5.14 | 795 | 7490 | Rate Constraint in lbs/MMBtu | FALSE | L | Annual | Allowances Sold SO2 | Thousand Tons | 0 | 0 | 0 | 0 | 0 | 0 | 0
NSR Laskin 1,2 - SO2 Rate Annual v5.14 | 795 | 7490 | Rate Constraint in lbs/MMBtu | FALSE | L | Annual | Allowances Banked | Thousand Tons | 0 | 0 | 0 | 0 | 0 | 0 | 0
NSR Laskin 1,2 - SO2 Rate Annual v5.14 | 795 | 7490 | Rate Constraint in lbs/MMBtu | FALSE | L | Annual | Allowances Withdrawn (1:1) | Thousand Tons | 0 | 0 | 0 | 0 | 0 | 0 | 0
NSR Laskin 1,2 - SO2 Rate Annual v5.14 | 795 | 7490 | Rate Constraint in lbs/MMBtu | FALSE | L | Annual | Allowances Withdrawn (n:1) | Thousand Tons | 0 | 0 | 0 | 0 | 0 | 0 | 0
NSR Laskin 1,2 - SO2 Rate Annual v5.14 | 795 | 7490 | Rate Constraint in lbs/MMBtu | FALSE | L | Annual | Net Emissions Allowance Position | Thousand Tons | 0 | 0 | 0 | 0 | 0 | 0 | 0
NSR Laskin 1,2 - SO2 Rate Annual v5.14 | 795 | 7490 | Rate Constraint in lbs/MMBtu | FALSE | L | Annual | Fuel Consumed | TBtu | 0 | 0 | 0 | 0 | 0 | 0 | 0
NSR Laskin 1,2 - SO2 Rate Annual v5.14 | 795 | 7490 | Rate Constraint in lbs/MMBtu | FALSE | L | Annual | Rate | lb/MMBtu | 0 | 0 | 0 | 0 | 0 | 0 | 0
NSR Laskin 1,2 - SO2 Rate Annual v5.14 | 795 | 7490 | Rate Constraint in lbs/MMBtu | FALSE | L | Annual | Generation | TWh | 0 | 0 | 0 | 0 | 0 | 0 | 0
NSR Laskin 1,2 - SO2 Rate Annual v5.14 | 795 | 7490 | Rate Constraint in lbs/MMBtu | FALSE | L | Annual | Qualifying Generation | TWh | 0 | 0 | 0 | 0 | 0 | 0 | 0
NSR Laskin 1,2 - SO2 Rate Annual v5.14 | 795 | 7490 | Rate Constraint in lbs/MMBtu | FALSE | L | Annual | Rate | lb/MWh | 0 | 0 | 0 | 0 | 0 | 0 | 0
NSR Laskin 1,2 - SO2 Rate Annual v5.14 | 795 | 7490 | Rate Constraint in lbs/MMBtu | FALSE | L | Annual | Constraint Shadow Price | US2022$/Ton | 0 | 0 | 0 | 0 | 0 | 0 | 0
NSR Milton Young 1 - NOX Rate Annual v3.1 | 796 | 7423 | Rate Constraint in lbs/MMBtu | FALSE | L | Annual | Seasons Included | Seasons | Winter, Spring, Summer, Fall | Winter, Spring, Summer, Fall | Winter, Spring, Summer, Fall | Winter, Spring, Summer, Fall | Winter, Spring, Summer, Fall | Winter, Spring, Summer, Fall | Winter, Spring, Summer, Fall
NSR Milton Young 1 - NOX Rate Annual v3.1 | 796 | 7423 | Rate Constraint in lbs/MMBtu | FALSE | L | Annual | Standard NOX | lb/MMBtu | 0.36 | 0.36 | 0.36 | 0.36 | 0.36 | 0.36 | 0.36
NSR Milton Young 1 - NOX Rate Annual v3.1 | 796 | 7423 | Rate Constraint in lbs/MMBtu | FALSE | L | Annual | Emissions at Affected Plants NOX | Thousand Tons | 2.4026 | 2.4797 | 0.39521 | 0.39521 | 0 | 0 | 0
NSR Milton Young 1 - NOX Rate Annual v3.1 | 796 | 7423 | Rate Constraint in lbs/MMBtu | FALSE | L | Annual | Allowances Purchased NOX | Thousand Tons | 0 | 0 | 0 | 0 | 0 | 0 | 0
NSR Milton Young 1 - NOX Rate Annual v3.1 | 796 | 7423 | Rate Constraint in lbs/MMBtu | FALSE | L | Annual | Allowances Sold NOX | Thousand Tons | 0 | 0 | 0 | 0 | 0 | 0 | 0
NSR Milton Young 1 - NOX Rate Annual v3.1 | 796 | 7423 | Rate Constraint in lbs/MMBtu | FALSE | L | Annual | Allowances Banked | Thousand Tons | 0 | 0 | 0 | 0 | 0 | 0 | 0
NSR Milton Young 1 - NOX Rate Annual v3.1 | 796 | 7423 | Rate Constraint in lbs/MMBtu | FALSE | L | Annual | Allowances Withdrawn (1:1) | Thousand Tons | 0 | 0 | 0 | 0 | 0 | 0 | 0
NSR Milton Young 1 - NOX Rate Annual v3.1 | 796 | 7423 | Rate Constraint in lbs/MMBtu | FALSE | L | Annual | Allowances Withdrawn (n:1) | Thousand Tons | 0 | 0 | 0 | 0 | 0 | 0 | 0
NSR Milton Young 1 - NOX Rate Annual v3.1 | 796 | 7423 | Rate Constraint in lbs/MMBtu | FALSE | L | Annual | Net Emissions Allowance Position | Thousand Tons | 2.4026 | 2.4797 | 0.39521 | 0.39521 | 0 | 0 | 0
NSR Milton Young 1 - NOX Rate Annual v3.1 | 796 | 7423 | Rate Constraint in lbs/MMBtu | FALSE | L | Annual | Fuel Consumed | TBtu | 17.9812 | 18.5585 | 15.8084 | 15.8084 | 0 | 0 | 0
NSR Milton Young 1 - NOX Rate Annual v3.1 | 796 | 7423 | Rate Constraint in lbs/MMBtu | FALSE | L | Annual | Rate | lb/MMBtu | 0.26723 | 0.26723 | 0.05 | 0.05 | 0 | 0 | 0
NSR Milton Young 1 - NOX Rate Annual v3.1 | 796 | 7423 | Rate Constraint in lbs/MMBtu | FALSE | L | Annual | Generation | TWh | 1.546 | 1.5956 | 0.84961 | 0.84961 | 0 | 0 | 0
NSR Milton Young 1 - NOX Rate Annual v3.1 | 796 | 7423 | Rate Constraint in lbs/MMBtu | FALSE | L | Annual | Qualifying Generation | TWh | 1.546 | 1.5956 | 0.84961 | 0.84961 | 0 | 0 | 0
NSR Milton Young 1 - NOX Rate Annual v3.1 | 796 | 7423 | Rate Constraint in lbs/MMBtu | FALSE | L | Annual | Rate | lb/MWh | 3.1082 | 3.1082 | 0.93033 | 0.93033 | 0 | 0 | 0
NSR Milton Young 1 - NOX Rate Annual v3.1 | 796 | 7423 | Rate Constraint in lbs/MMBtu | FALSE | L | Annual | Constraint Shadow Price | US2022$/Ton | 0 | 0 | 0 | 0 | 0 | 0 | 0
NSR Milton Young 2 - NOX Rate Annual v3.1 | 797 | 7974 | Rate Constraint in lbs/MMBtu | FALSE | L | Annual | Seasons Included | Seasons | Winter, Spring, Summer, Fall | Winter, Spring, Summer, Fall | Winter, Spring, Summer, Fall | Winter, Spring, Summer, Fall | Winter, Spring, Summer, Fall | Winter, Spring, Summer, Fall | Winter, Spring, Summer, Fall
NSR Milton Young 2 - NOX Rate Annual v3.1 | 797 | 7974 | Rate Constraint in lbs/MMBtu | FALSE | L | Annual | Standard NOX | lb/MMBtu | 0.35 | 0.35 | 0.35 | 0.35 | 0.35 | 0.35 | 0.35
NSR Milton Young 2 - NOX Rate Annual v3.1 | 797 | 7974 | Rate Constraint in lbs/MMBtu | FALSE | L | Annual | Emissions at Affected Plants NOX | Thousand Tons | 4.5535 | 3.8514 | 0.90914 | 0.90914 | 0 | 0 | 0
NSR Milton Young 2 - NOX Rate Annual v3.1 | 797 | 7974 | Rate Constraint in lbs/MMBtu | FALSE | L | Annual | Allowances Purchased NOX | Thousand Tons | 0 | 0 | 0 | 0 | 0 | 0 | 0
NSR Milton Young 2 - NOX Rate Annual v3.1 | 797 | 7974 | Rate Constraint in lbs/MMBtu | FALSE | L | Annual | Allowances Sold NOX | Thousand Tons | 0 | 0 | 0 | 0 | 0 | 0 | 0
NSR Milton Young 2 - NOX Rate Annual v3.1 | 797 | 7974 | Rate Constraint in lbs/MMBtu | FALSE | L | Annual | Allowances Banked | Thousand Tons | 0 | 0 | 0 | 0 | 0 | 0 | 0
NSR Milton Young 2 - NOX Rate Annual v3.1 | 797 | 7974 | Rate Constraint in lbs/MMBtu | FALSE | L | Annual | Allowances Withdrawn (1:1) | Thousand Tons | 0 | 0 | 0 | 0 | 0 | 0 | 0
NSR Milton Young 2 - NOX Rate Annual v3.1 | 797 | 7974 | Rate Constraint in lbs/MMBtu | FALSE | L | Annual | Allowances Withdrawn (n:1) | Thousand Tons | 0 | 0 | 0 | 0 | 0 | 0 | 0
NSR Milton Young 2 - NOX Rate Annual v3.1 | 797 | 7974 | Rate Constraint in lbs/MMBtu | FALSE | L | Annual | Net Emissions Allowance Position | Thousand Tons | 4.5535 | 3.8514 | 0.90914 | 0.90914 | 0 | 0 | 0
NSR Milton Young 2 - NOX Rate Annual v3.1 | 797 | 7974 | Rate Constraint in lbs/MMBtu | FALSE | L | Annual | Fuel Consumed | TBtu | 32.1203 | 34.8471 | 36.3656 | 36.3656 | 0 | 0 | 0
NSR Milton Young 2 - NOX Rate Annual v3.1 | 797 | 7974 | Rate Constraint in lbs/MMBtu | FALSE | L | Annual | Rate | lb/MMBtu | 0.28353 | 0.22104 | 0.05 | 0.05 | 0 | 0 | 0
NSR Milton Young 2 - NOX Rate Annual v3.1 | 797 | 7974 | Rate Constraint in lbs/MMBtu | FALSE | L | Annual | Generation | TWh | 2.8198 | 2.7584 | 2.0196 | 2.0196 | 0 | 0 | 0
NSR Milton Young 2 - NOX Rate Annual v3.1 | 797 | 7974 | Rate Constraint in lbs/MMBtu | FALSE | L | Annual | Qualifying Generation | TWh | 2.8198 | 2.7584 | 2.0196 | 2.0196 | 0 | 0 | 0
NSR Milton Young 2 - NOX Rate Annual v3.1 | 797 | 7974 | Rate Constraint in lbs/MMBtu | FALSE | L | Annual | Rate | lb/MWh | 3.2297 | 2.7924 | 0.9003 | 0.9003 | 0 | 0 | 0
NSR Milton Young 2 - NOX Rate Annual v3.1 | 797 | 7974 | Rate Constraint in lbs/MMBtu | FALSE | L | Annual | Constraint Shadow Price | US2022$/Ton | 0 | 0 | 0 | 0 | 0 | 0 | 0
NSR Minnkota Power - SO2 Cap Annual v3.1 | 798 | 7385 | Rate Constraint in MTons | FALSE | L | Annual | Seasons Included | Seasons | Winter, Spring, Summer, Fall | Winter, Spring, Summer, Fall | Winter, Spring, Summer, Fall | Winter, Spring, Summer, Fall | Winter, Spring, Summer, Fall | Winter, Spring, Summer, Fall | Winter, Spring, Summer, Fall
NSR Minnkota Power - SO2 Cap Annual v3.1 | 798 | 7385 | Rate Constraint in MTons | FALSE | L | Annual | Standard SO2 | Thousand Tons | 8.5 | 8.5 | 8.5 | 8.5 | 8.5 | 8.5 | 8.5
NSR Minnkota Power - SO2 Cap Annual v3.1 | 798 | 7385 | Rate Constraint in MTons | FALSE | L | Annual | Emissions at Affected Plants SO2 | Thousand Tons | 1.8059 | 1.9264 | 1.8875 | 1.8875 | 0 | 0 | 0
NSR Minnkota Power - SO2 Cap Annual v3.1 | 798 | 7385 | Rate Constraint in MTons | FALSE | L | Annual | Allowances Purchased SO2 | Thousand Tons | 0 | 0 | 0 | 0 | 0 | 0 | 0
NSR Minnkota Power - SO2 Cap Annual v3.1 | 798 | 7385 | Rate Constraint in MTons | FALSE | L | Annual | Allowances Sold SO2 | Thousand Tons | 0 | 0 | 0 | 0 | 0 | 0 | 0
NSR Minnkota Power - SO2 Cap Annual v3.1 | 798 | 7385 | Rate Constraint in MTons | FALSE | L | Annual | Allowances Banked | Thousand Tons | 0 | 0 | 0 | 0 | 0 | 0 | 0
NSR Minnkota Power - SO2 Cap Annual v3.1 | 798 | 7385 | Rate Constraint in MTons | FALSE | L | Annual | Allowances Withdrawn (1:1) | Thousand Tons | 0 | 0 | 0 | 0 | 0 | 0 | 0
NSR Minnkota Power - SO2 Cap Annual v3.1 | 798 | 7385 | Rate Constraint in MTons | FALSE | L | Annual | Allowances Withdrawn (n:1) | Thousand Tons | 0 | 0 | 0 | 0 | 0 | 0 | 0
NSR Minnkota Power - SO2 Cap Annual v3.1 | 798 | 7385 | Rate Constraint in MTons | FALSE | L | Annual | Net Emissions Allowance Position | Thousand Tons | 1.8059 | 1.9264 | 1.8875 | 1.8875 | 0 | 0 | 0
NSR Minnkota Power - SO2 Cap Annual v3.1 | 798 | 7385 | Rate Constraint in MTons | FALSE | L | Annual | Fuel Consumed | TBtu | 50.1014 | 53.4056 | 52.1741 | 52.1741 | 0 | 0 | 0
NSR Minnkota Power - SO2 Cap Annual v3.1 | 798 | 7385 | Rate Constraint in MTons | FALSE | L | Annual | Rate | lb/MMBtu | 0.072088 | 0.072143 | 0.072355 | 0.072355 | 0 | 0 | 0
NSR Minnkota Power - SO2 Cap Annual v3.1 | 798 | 7385 | Rate Constraint in MTons | FALSE | L | Annual | Generation | TWh | 4.3658 | 4.3541 | 2.8692 | 2.8692 | 0 | 0 | 0
NSR Minnkota Power - SO2 Cap Annual v3.1 | 798 | 7385 | Rate Constraint in MTons | FALSE | L | Annual | Qualifying Generation | TWh | 4.3658 | 4.3541 | 2.8692 | 2.8692 | 0 | 0 | 0
NSR Minnkota Power - SO2 Cap Annual v3.1 | 798 | 7385 | Rate Constraint in MTons | FALSE | L | Annual | Rate | lb/MWh | 0.82729 | 0.88488 | 1.3157 | 1.3157 | 0 | 0 | 0
NSR Minnkota Power - SO2 Cap Annual v3.1 | 798 | 7385 | Rate Constraint in MTons | FALSE | L | Annual | Constraint Shadow Price | US2022$/Ton | 0 | 0 | 0 | 0 | 0 | 0 | 0
NSR Mt Storm 1-3 - NOX Rate Annual v3.1, Unit 4722 and retrofits | 799 | 7430 | Rate Constraint in lbs/MMBtu | FALSE | L | Annual | Seasons Included | Seasons | Winter, Spring, Summer, Fall | Winter, Spring, Summer, Fall | Winter, Spring, Summer, Fall | Winter, Spring, Summer, Fall | Winter, Spring, Summer, Fall | Winter, Spring, Summer, Fall | Winter, Spring, Summer, Fall
NSR Mt Storm 1-3 - NOX Rate Annual v3.1, Unit 4722 and retrofits | 799 | 7430 | Rate Constraint in lbs/MMBtu | FALSE | L | Annual | Standard NOX | lb/MMBtu | 0.11 | 0.11 | 0.11 | 0.11 | 0.11 | 0.11 | 0.11
NSR Mt Storm 1-3 - NOX Rate Annual v3.1, Unit 4722 and retrofits | 799 | 7430 | Rate Constraint in lbs/MMBtu | FALSE | L | Annual | Emissions at Affected Plants NOX | Thousand Tons | 0.46077 | 0.94938 | 1.422 | 1.422 | 0 | 0 | 0
NSR Mt Storm 1-3 - NOX Rate Annual v3.1, Unit 4722 and retrofits | 799 | 7430 | Rate Constraint in lbs/MMBtu | FALSE | L | Annual | Allowances Purchased NOX | Thousand Tons | 0 | 0 | 0 | 0 | 0 | 0 | 0
NSR Mt Storm 1-3 - NOX Rate Annual v3.1, Unit 4722 and retrofits | 799 | 7430 | Rate Constraint in lbs/MMBtu | FALSE | L | Annual | Allowances Sold NOX | Thousand Tons | 0 | 0 | 0 | 0 | 0 | 0 | 0
NSR Mt Storm 1-3 - NOX Rate Annual v3.1, Unit 4722 and retrofits | 799 | 7430 | Rate Constraint in lbs/MMBtu | FALSE | L | Annual | Allowances Banked | Thousand Tons | 0 | 0 | 0 | 0 | 0 | 0 | 0
NSR Mt Storm 1-3 - NOX Rate Annual v3.1, Unit 4722 and retrofits | 799 | 7430 | Rate Constraint in lbs/MMBtu | FALSE | L | Annual | Allowances Withdrawn (1:1) | Thousand Tons | 0 | 0 | 0 | 0 | 0 | 0 | 0
NSR Mt Storm 1-3 - NOX Rate Annual v3.1, Unit 4722 and retrofits | 799 | 7430 | Rate Constraint in lbs/MMBtu | FALSE | L | Annual | Allowances Withdrawn (n:1) | Thousand Tons | 0 | 0 | 0 | 0 | 0 | 0 | 0
NSR Mt Storm 1-3 - NOX Rate Annual v3.1, Unit 4722 and retrofits | 799 | 7430 | Rate Constraint in lbs/MMBtu | FALSE | L | Annual | Net Emissions Allowance Position | Thousand Tons | 0.46077 | 0.94938 | 1.422 | 1.422 | 0 | 0 | 0
NSR Mt Storm 1-3 - NOX Rate Annual v3.1, Unit 4722 and retrofits | 799 | 7430 | Rate Constraint in lbs/MMBtu | FALSE | L | Annual | Fuel Consumed | TBtu | 12.4515 | 25.6555 | 38.4278 | 38.4278 | 0 | 0 | 0
NSR Mt Storm 1-3 - NOX Rate Annual v3.1, Unit 4722 and retrofits | 799 | 7430 | Rate Constraint in lbs/MMBtu | FALSE | L | Annual | Rate | lb/MMBtu | 0.07401 | 0.07401 | 0.07401 | 0.07401 | 0 | 0 | 0
NSR Mt Storm 1-3 - NOX Rate Annual v3.1, Unit 4722 and retrofits | 799 | 7430 | Rate Constraint in lbs/MMBtu | FALSE | L | Annual | Generation | TWh | 1.2336 | 2.5417 | 2.6209 | 2.6209 | 0 | 0 | 0
NSR Mt Storm 1-3 - NOX Rate Annual v3.1, Unit 4722 and retrofits | 799 | 7430 | Rate Constraint in lbs/MMBtu | FALSE | L | Annual | Qualifying Generation | TWh | 1.2336 | 2.5417 | 2.6209 | 2.6209 | 0 | 0 | 0
NSR Mt Storm 1-3 - NOX Rate Annual v3.1, Unit 4722 and retrofits | 799 | 7430 | Rate Constraint in lbs/MMBtu | FALSE | L | Annual | Rate | lb/MWh | 0.74706 | 0.74706 | 1.0851 | 1.0851 | 0 | 0 | 0
NSR Mt Storm 1-3 - NOX Rate Annual v3.1, Unit 4722 and retrofits | 799 | 7430 | Rate Constraint in lbs/MMBtu | FALSE | L | Annual | Constraint Shadow Price | US2022$/Ton | 0 | 0 | 0 | 0 | 0 | 0 | 0
NSR Mt Storm 1-3 - NOX Rate Annual v3.1, Unit 4723 and retrofits | 800 | 7430 | Rate Constraint in lbs/MMBtu | FALSE | L | Annual | Seasons Included | Seasons | Winter, Spring, Summer, Fall | Winter, Spring, Summer, Fall | Winter, Spring, Summer, Fall | Winter, Spring, Summer, Fall | Winter, Spring, Summer, Fall | Winter, Spring, Summer, Fall | Winter, Spring, Summer, Fall
NSR Mt Storm 1-3 - NOX Rate Annual v3.1, Unit 4723 and retrofits | 800 | 7430 | Rate Constraint in lbs/MMBtu | FALSE | L | Annual | Standard NOX | lb/MMBtu | 0.11 | 0.11 | 0.11 | 0.11 | 0.11 | 0.11 | 0.11
NSR Mt Storm 1-3 - NOX Rate Annual v3.1, Unit 4723 and retrofits | 800 | 7430 | Rate Constraint in lbs/MMBtu | FALSE | L | Annual | Emissions at Affected Plants NOX | Thousand Tons | 0.54575 | 0.99184 | 1.5019 | 1.5019 | 0 | 0 | 0
NSR Mt Storm 1-3 - NOX Rate Annual v3.1, Unit 4723 and retrofits | 800 | 7430 | Rate Constraint in lbs/MMBtu | FALSE | L | Annual | Allowances Purchased NOX | Thousand Tons | 0 | 0 | 0 | 0 | 0 | 0 | 0
NSR Mt Storm 1-3 - NOX Rate Annual v3.1, Unit 4723 and retrofits | 800 | 7430 | Rate Constraint in lbs/MMBtu | FALSE | L | Annual | Allowances Sold NOX | Thousand Tons | 0 | 0 | 0 | 0 | 0 | 0 | 0
NSR Mt Storm 1-3 - NOX Rate Annual v3.1, Unit 4723 and retrofits | 800 | 7430 | Rate Constraint in lbs/MMBtu | FALSE | L | Annual | Allowances Banked | Thousand Tons | 0 | 0 | 0 | 0 | 0 | 0 | 0
NSR Mt Storm 1-3 - NOX Rate Annual v3.1, Unit 4723 and retrofits | 800 | 7430 | Rate Constraint in lbs/MMBtu | FALSE | L | Annual | Allowances Withdrawn (1:1) | Thousand Tons | 0 | 0 | 0 | 0 | 0 | 0 | 0
NSR Mt Storm 1-3 - NOX Rate Annual v3.1, Unit 4723 and retrofits | 800 | 7430 | Rate Constraint in lbs/MMBtu | FALSE | L | Annual | Allowances Withdrawn (n:1) | Thousand Tons | 0 | 0 | 0 | 0 | 0 | 0 | 0
NSR Mt Storm 1-3 - NOX Rate Annual v3.1, Unit 4723 and retrofits | 800 | 7430 | Rate Constraint in lbs/MMBtu | FALSE | L | Annual | Net Emissions Allowance Position | Thousand Tons | 0.54575 | 0.99184 | 1.5019 | 1.5019 | 0 | 0 | 0
NSR Mt Storm 1-3 - NOX Rate Annual v3.1, Unit 4723 and retrofits | 800 | 7430 | Rate Constraint in lbs/MMBtu | FALSE | L | Annual | Fuel Consumed | TBtu | 13.9543 | 25.3603 | 38.4018 | 38.4018 | 0 | 0 | 0
NSR Mt Storm 1-3 - NOX Rate Annual v3.1, Unit 4723 and retrofits | 800 | 7430 | Rate Constraint in lbs/MMBtu | FALSE | L | Annual | Rate | lb/MMBtu | 0.07822 | 0.07822 | 0.07822 | 0.07822 | 0 | 0 | 0
NSR Mt Storm 1-3 - NOX Rate Annual v3.1, Unit 4723 and retrofits | 800 | 7430 | Rate Constraint in lbs/MMBtu | FALSE | L | Annual | Generation | TWh | 1.3859 | 2.5186 | 2.6287 | 2.6287 | 0 | 0 | 0
NSR Mt Storm 1-3 - NOX Rate Annual v3.1, Unit 4723 and retrofits | 800 | 7430 | Rate Constraint in lbs/MMBtu | FALSE | L | Annual | Qualifying Generation | TWh | 1.3859 | 2.5186 | 2.6287 | 2.6287 | 0 | 0 | 0
NSR Mt Storm 1-3 - NOX Rate Annual v3.1, Unit 4723 and retrofits | 800 | 7430 | Rate Constraint in lbs/MMBtu | FALSE | L | Annual | Rate | lb/MWh | 0.7876 | 0.7876 | 1.1427 | 1.1427 | 0 | 0 | 0
NSR Mt Storm 1-3 - NOX Rate Annual v3.1, Unit 4723 and retrofits | 800 | 7430 | Rate Constraint in lbs/MMBtu | FALSE | L | Annual | Constraint Shadow Price | US2022$/Ton | 0 | 0 | 0 | 0 | 0 | 0 | 0
NSR Mt Storm 1-3 - NOX Rate Annual v3.1, Unit 4724 and retrofits | 801 | 7430 | Rate Constraint in lbs/MMBtu | FALSE | L | Annual | Seasons Included | Seasons | Winter, Spring, Summer, Fall | Winter, Spring, Summer, Fall | Winter, Spring, Summer, Fall | Winter, Spring, Summer, Fall | Winter, Spring, Summer, Fall | Winter, Spring, Summer, Fall | Winter, Spring, Summer, Fall
NSR Mt Storm 1-3 - NOX Rate Annual v3.1, Unit 4724 and retrofits | 801 | 7430 | Rate Constraint in lbs/MMBtu | FALSE | L | Annual | Standard NOX | lb/MMBtu | 0.11 | 0.11 | 0.11 | 0.11 | 0.11 | 0.11 | 0.11
NSR Mt Storm 1-3 - NOX Rate Annual v3.1, Unit 4724 and retrofits | 801 | 7430 | Rate Constraint in lbs/MMBtu | FALSE | L | Annual | Emissions at Affected Plants NOX | Thousand Tons | 0 | 0 | 0 | 0 | 0 | 0 | 0
NSR Mt Storm 1-3 - NOX Rate Annual v3.1, Unit 4724 and retrofits | 801 | 7430 | Rate Constraint in lbs/MMBtu | FALSE | L | Annual | Allowances Purchased NOX | Thousand Tons | 0 | 0 | 0 | 0 | 0 | 0 | 0
NSR Mt Storm 1-3 - NOX Rate Annual v3.1, Unit 4724 and retrofits | 801 | 7430 | Rate Constraint in lbs/MMBtu | FALSE | L | Annual | Allowances Sold NOX | Thousand Tons | 0 | 0 | 0 | 0 | 0 | 0 | 0
NSR Mt Storm 1-3 - NOX Rate Annual v3.1, Unit 4724 and retrofits | 801 | 7430 | Rate Constraint in lbs/MMBtu | FALSE | L | Annual | Allowances Banked | Thousand Tons | 0 | 0 | 0 | 0 | 0 | 0 | 0
NSR Mt Storm 1-3 - NOX Rate Annual v3.1, Unit 4724 and retrofits | 801 | 7430 | Rate Constraint in lbs/MMBtu | FALSE | L | Annual | Allowances Withdrawn (1:1) | Thousand Tons | 0 | 0 | 0 | 0 | 0 | 0 | 0
NSR Mt Storm 1-3 - NOX Rate Annual v3.1, Unit 4724 and retrofits | 801 | 7430 | Rate Constraint in lbs/MMBtu | FALSE | L | Annual | Allowances Withdrawn (n:1) | Thousand Tons | 0 | 0 | 0 | 0 | 0 | 0 | 0
NSR Mt Storm 1-3 - NOX Rate Annual v3.1, Unit 4724 and retrofits | 801 | 7430 | Rate Constraint in lbs/MMBtu | FALSE | L | Annual | Net Emissions Allowance Position | Thousand Tons | 0 | 0 | 0 | 0 | 0 | 0 | 0
NSR Mt Storm 1-3 - NOX Rate Annual v3.1, Unit 4724 and retrofits | 801 | 7430 | Rate Constraint in lbs/MMBtu | FALSE | L | Annual | Fuel Consumed | TBtu | 0 | 0 | 0 | 0 | 0 | 0 | 0
NSR Mt Storm 1-3 - NOX Rate Annual v3.1, Unit 4724 and retrofits | 801 | 7430 | Rate Constraint in lbs/MMBtu | FALSE | L | Annual | Rate | lb/MMBtu | 0 | 0 | 0 | 0 | 0 | 0 | 0
NSR Mt Storm 1-3 - NOX Rate Annual v3.1, Unit 4724 and retrofits | 801 | 7430 | Rate Constraint in lbs/MMBtu | FALSE | L | Annual | Generation | TWh | 0 | 0 | 0 | 0 | 0 | 0 | 0
NSR Mt Storm 1-3 - NOX Rate Annual v3.1, Unit 4724 and retrofits | 801 | 7430 | Rate Constraint in lbs/MMBtu | FALSE | L | Annual | Qualifying Generation | TWh | 0 | 0 | 0 | 0 | 0 | 0 | 0
NSR Mt Storm 1-3 - NOX Rate Annual v3.1, Unit 4724 and retrofits | 801 | 7430 | Rate Constraint in lbs/MMBtu | FALSE | L | Annual | Rate | lb/MWh | 0 | 0 | 0 | 0 | 0 | 0 | 0
NSR Mt Storm 1-3 - NOX Rate Annual v3.1, Unit 4724 and retrofits | 801 | 7430 | Rate Constraint in lbs/MMBtu | FALSE | L | Annual | Constraint Shadow Price | US2022$/Ton | 0 | 0 | 0 | 0 | 0 | 0 | 0
NSR NV Power Consent - NOX Cap Annual v3.1 | 802 | 7389 | Rate Constraint in MTons | FALSE | L | Annual | Seasons Included | Seasons | Winter, Spring, Summer, Fall | Winter, Spring, Summer, Fall | Winter, Spring, Summer, Fall | Winter, Spring, Summer, Fall | Winter, Spring, Summer, Fall | Winter, Spring, Summer, Fall | Winter, Spring, Summer, Fall
NSR NV Power Consent - NOX Cap Annual v3.1 | 802 | 7389 | Rate Constraint in MTons | FALSE | L | Annual | Standard NOX | Thousand Tons | 0.36 | 0.36 | 0.36 | 0.36 | 0.36 | 0.36 | 0.36
NSR NV Power Consent - NOX Cap Annual v3.1 | 802 | 7389 | Rate Constraint in MTons | FALSE | L | Annual | Emissions at Affected Plants NOX | Thousand Tons | 0.0017621 | 0 | 0.10401 | 0.038071 | 0.038071 | 0.028424 | 0.061844
NSR NV Power Consent - NOX Cap Annual v3.1 | 802 | 7389 | Rate Constraint in MTons | FALSE | L | Annual | Allowances Purchased NOX | Thousand Tons | 0 | 0 | 0 | 0 | 0 | 0 | 0
NSR NV Power Consent - NOX Cap Annual v3.1 | 802 | 7389 | Rate Constraint in MTons | FALSE | L | Annual | Allowances Sold NOX | Thousand Tons | 0 | 0 | 0 | 0 | 0 | 0 | 0
NSR NV Power Consent - NOX Cap Annual v3.1 | 802 | 7389 | Rate Constraint in MTons | FALSE | L | Annual | Allowances Banked | Thousand Tons | 0 | 0 | 0 | 0 | 0 | 0 | 0
NSR NV Power Consent - NOX Cap Annual v3.1 | 802 | 7389 | Rate Constraint in MTons | FALSE | L | Annual | Allowances Withdrawn (1:1) | Thousand Tons | 0 | 0 | 0 | 0 | 0 | 0 | 0
NSR NV Power Consent - NOX Cap Annual v3.1 | 802 | 7389 | Rate Constraint in MTons | FALSE | L | Annual | Allowances Withdrawn (n:1) | Thousand Tons | 0 | 0 | 0 | 0 | 0 | 0 | 0
NSR NV Power Consent - NOX Cap Annual v3.1 | 802 | 7389 | Rate Constraint in MTons | FALSE | L | Annual | Net Emissions Allowance Position | Thousand Tons | 0.0017621 | 0 | 0.10401 | 0.038071 | 0.038071 | 0.028424 | 0.061844
NSR NV Power Consent - NOX Cap Annual v3.1 | 802 | 7389 | Rate Constraint in MTons | FALSE | L | Annual | Fuel Consumed | TBtu | 0.046519 | 0 | 2.7457 | 1.005 | 1.005 | 0.75038 | 1.6326
NSR NV Power Consent - NOX Cap Annual v3.1 | 802 | 7389 | Rate Constraint in MTons | FALSE | L | Annual | Rate | lb/MMBtu | 0.07576 | 0 | 0.07576 | 0.07576 | 0.07576 | 0.07576 | 0.07576
NSR NV Power Consent - NOX Cap Annual v3.1 | 802 | 7389 | Rate Constraint in MTons | FALSE | L | Annual | Generation | TWh | 0.004953 | 0 | 0.29235 | 0.10701 | 0.10701 | 0.079896 | 0.17383
NSR NV Power Consent - NOX Cap Annual v3.1 | 802 | 7389 | Rate Constraint in MTons | FALSE | L | Annual | Qualifying Generation | TWh | 0.004953 | 0 | 0.29235 | 0.10701 | 0.10701 | 0.079896 | 0.17383
NSR NV Power Consent - NOX Cap Annual v3.1 | 802 | 7389 | Rate Constraint in MTons | FALSE | L | Annual | Rate | lb/MWh | 0.71154 | 0 | 0.71154 | 0.71154 | 0.71154 | 0.71154 | 0.71154
NSR NV Power Consent - NOX Cap Annual v3.1 | 802 | 7389 | Rate Constraint in MTons | FALSE | L | Annual | Constraint Shadow Price | US2022$/Ton | 0 | 0 | 0 | 0 | 0 | 0 | 0
NSR Ottumwa Unit 1 NOX Rate v5.16 | 803 | 7510 | Rate Constraint in lbs/MMBtu | FALSE | L | Annual | Seasons Included | Seasons | Winter, Spring, Summer, Fall | Winter, Spring, Summer, Fall | Winter, Spring, Summer, Fall | Winter, Spring, Summer, Fall | Winter, Spring, Summer, Fall | Winter, Spring, Summer, Fall | Winter, Spring, Summer, Fall
NSR Ottumwa Unit 1 NOX Rate v5.16 | 803 | 7510 | Rate Constraint in lbs/MMBtu | FALSE | L | Annual | Standard NOX | lb/MMBtu | 0.08 | 0.08 | 0.08 | 0.08 | 0.08 | 0.08 | 0.08
NSR Ottumwa Unit 1 NOX Rate v5.16 | 803 | 7510 | Rate Constraint in lbs/MMBtu | FALSE | L | Annual | Emissions at Affected Plants NOX | Thousand Tons | 1.7093 | 2.0437 | 0 | 0 | 0 | 0 | 0
NSR Ottumwa Unit 1 NOX Rate v5.16 | 803 | 7510 | Rate Constraint in lbs/MMBtu | FALSE | L | Annual | Allowances Purchased NOX | Thousand Tons | 0 | 0 | 0 | 0 | 0 | 0 | 0
NSR Ottumwa Unit 1 NOX Rate v5.16 | 803 | 7510 | Rate Constraint in lbs/MMBtu | FALSE | L | Annual | Allowances Sold NOX | Thousand Tons | 0 | 0 | 0 | 0 | 0 | 0 | 0
NSR Ottumwa Unit 1 NOX Rate v5.16 | 803 | 7510 | Rate Constraint in lbs/MMBtu | FALSE | L | Annual | Allowances Banked | Thousand Tons | 0 | 0 | 0 | 0 | 0 | 0 | 0
NSR Ottumwa Unit 1 NOX Rate v5.16 | 803 | 7510 | Rate Constraint in lbs/MMBtu | FALSE | L | Annual | Allowances Withdrawn (1:1) | Thousand Tons | 0 | 0 | 0 | 0 | 0 | 0 | 0
NSR Ottumwa Unit 1 NOX Rate v5.16 | 803 | 7510 | Rate Constraint in lbs/MMBtu | FALSE | L | Annual | Allowances Withdrawn (n:1) | Thousand Tons | 0 | 0 | 0 | 0 | 0 | 0 | 0
NSR Ottumwa Unit 1 NOX Rate v5.16 | 803 | 7510 | Rate Constraint in lbs/MMBtu | FALSE | L | Annual | Net Emissions Allowance Position | Thousand Tons | 1.7093 | 2.0437 | 0 | 0 | 0 | 0 | 0
NSR Ottumwa Unit 1 NOX Rate v5.16 | 803 | 7510 | Rate Constraint in lbs/MMBtu | FALSE | L | Annual | Fuel Consumed | TBtu | 42.7387 | 51.0979 | 0 | 0 | 0 | 0 | 0
NSR Ottumwa Unit 1 NOX Rate v5.16 | 803 | 7510 | Rate Constraint in lbs/MMBtu | FALSE | L | Annual | Rate | lb/MMBtu | 0.07999 | 0.07999 | 0 | 0 | 0 | 0 | 0
NSR Ottumwa Unit 1 NOX Rate v5.16 | 803 | 7510 | Rate Constraint in lbs/MMBtu | FALSE | L | Annual | Generation | TWh | 4.1218 | 4.9279 | 0 | 0 | 0 | 0 | 0
NSR Ottumwa Unit 1 NOX Rate v5.16 | 803 | 7510 | Rate Constraint in lbs/MMBtu | FALSE | L | Annual | Qualifying Generation | TWh | 4.1218 | 4.9279 | 0 | 0 | 0 | 0 | 0
NSR Ottumwa Unit 1 NOX Rate v5.16 | 803 | 7510 | Rate Constraint in lbs/MMBtu | FALSE | L | Annual | Rate | lb/MWh | 0.82942 | 0.82942 | 0 | 0 | 0 | 0 | 0
NSR Ottumwa Unit 1 NOX Rate v5.16 | 803 | 7510 | Rate Constraint in lbs/MMBtu | FALSE | L | Annual | Constraint Shadow Price | US2022$/Ton | 0 | 0 | 0 | 0 | 0 | 0 | 0
NSR Ottumwa Unit 1 SO2 Rate v5.16 | 804 | 7509 | Rate Constraint in lbs/MMBtu | FALSE | L | Annual | Seasons Included | Seasons | Winter, Spring, Summer, Fall | Winter, Spring, Summer, Fall | Winter, Spring, Summer, Fall | Winter, Spring, Summer, Fall | Winter, Spring, Summer, Fall | Winter, Spring, Summer, Fall | Winter, Spring, Summer, Fall
NSR Ottumwa Unit 1 SO2 Rate v5.16 | 804 | 7509 | Rate Constraint in lbs/MMBtu | FALSE | L | Annual | Standard SO2 | lb/MMBtu | 0.075 | 0.075 | 0.075 | 0.075 | 0.075 | 0.075 | 0.075
NSR Ottumwa Unit 1 SO2 Rate v5.16 | 804 | 7509 | Rate Constraint in lbs/MMBtu | FALSE | L | Annual | Emissions at Affected Plants SO2 | Thousand Tons | 1.6027 | 1.9162 | 0 | 0 | 0 | 0 | 0
NSR Ottumwa Unit 1 SO2 Rate v5.16 | 804 | 7509 | Rate Constraint in lbs/MMBtu | FALSE | L | Annual | Allowances Purchased SO2 | Thousand Tons | 0 | 0 | 0 | 0 | 0 | 0 | 0
NSR Ottumwa Unit 1 SO2 Rate v5.16 | 804 | 7509 | Rate Constraint in lbs/MMBtu | FALSE | L | Annual | Allowances Sold SO2 | Thousand Tons | 0 | 0 | 0 | 0 | 0 | 0 | 0
NSR Ottumwa Unit 1 SO2 Rate v5.16 | 804 | 7509 | Rate Constraint in lbs/MMBtu | FALSE | L | Annual | Allowances Banked | Thousand Tons | 0 | 0 | 0 | 0 | 0 | 0 | 0
NSR Ottumwa Unit 1 SO2 Rate v5.16 | 804 | 7509 | Rate Constraint in lbs/MMBtu | FALSE | L | Annual | Allowances Withdrawn (1:1) | Thousand Tons | 0 | 0 | 0 | 0 | 0 | 0 | 0
NSR Ottumwa Unit 1 SO2 Rate v5.16 | 804 | 7509 | Rate Constraint in lbs/MMBtu | FALSE | L | Annual | Allowances Withdrawn (n:1) | Thousand Tons | 0 | 0 | 0 | 0 | 0 | 0 | 0
NSR Ottumwa Unit 1 SO2 Rate v5.16 | 804 | 7509 | Rate Constraint in lbs/MMBtu | FALSE | L | Annual | Net Emissions Allowance Position | Thousand Tons | 1.6027 | 1.9162 | 0 | 0 | 0 | 0 | 0
NSR Ottumwa Unit 1 SO2 Rate v5.16 | 804 | 7509 | Rate Constraint in lbs/MMBtu | FALSE | L | Annual | Fuel Consumed | TBtu | 42.7387 | 51.0979 | 0 | 0 | 0 | 0 | 0
NSR Ottumwa Unit 1 SO2 Rate v5.16 | 804 | 7509 | Rate Constraint in lbs/MMBtu | FALSE | L | Annual | Rate | lb/MMBtu | 0.075 | 0.075 | 0 | 0 | 0 | 0 | 0
NSR Ottumwa Unit 1 SO2 Rate v5.16 | 804 | 7509 | Rate Constraint in lbs/MMBtu | FALSE | L | Annual | Generation | TWh | 4.1218 | 4.9279 | 0 | 0 | 0 | 0 | 0
NSR Ottumwa Unit 1 SO2 Rate v5.16 | 804 | 7509 | Rate Constraint in lbs/MMBtu | FALSE | L | Annual | Qualifying Generation | TWh | 4.1218 | 4.9279 | 0 | 0 | 0 | 0 | 0
NSR Ottumwa Unit 1 SO2 Rate v5.16 | 804 | 7509 | Rate Constraint in lbs/MMBtu | FALSE | L | Annual | Rate | lb/MWh | 0.77768 | 0.77768 | 0 | 0 | 0 | 0 | 0
NSR Ottumwa Unit 1 SO2 Rate v5.16 | 804 | 7509 | Rate Constraint in lbs/MMBtu | FALSE | L | Annual | Constraint Shadow Price | US2022$/Ton | 0 | 0 | 0 | 0 | 0 | 0 | 0
NSR Prairie Creek 1,2 - SO2 Rate v5.16 | 805 | 7506 | Rate Constraint in lbs/MMBtu | FALSE | L | Annual | Seasons Included | Seasons | Winter, Spring, Summer, Fall | Winter, Spring, Summer, Fall | Winter, Spring, Summer, Fall | Winter, Spring, Summer, Fall | Winter, Spring, Summer, Fall | Winter, Spring, Summer, Fall | Winter, Spring, Summer, Fall
NSR Prairie Creek 1,2 - SO2 Rate v5.16 | 805 | 7506 | Rate Constraint in lbs/MMBtu | FALSE | L | Annual | Standard SO2 | lb/MMBtu | 0.9 | 0.9 | 0.9 | 0.9 | 0.9 | 0.9 | 0.9
NSR Prairie Creek 1,2 - SO2 Rate v5.16 | 805 | 7506 | Rate Constraint in lbs/MMBtu | FALSE | L | Annual | Emissions at Affected Plants SO2 | Thousand Tons | 0.070508 | 0.084623 | 0.024934 | 0 | 0 | 0.024312 | 0.037386
NSR Prairie Creek 1,2 - SO2 Rate v5.16 | 805 | 7506 | Rate Constraint in lbs/MMBtu | FALSE | L | Annual | Allowances Purchased SO2 | Thousand Tons | 0 | 0 | 0 | 0 | 0 | 0 | 0
NSR Prairie Creek 1,2 - SO2 Rate v5.16 | 805 | 7506 | Rate Constraint in lbs/MMBtu | FALSE | L | Annual | Allowances Sold SO2 | Thousand Tons | 0 | 0 | 0 | 0 | 0 | 0 | 0
NSR Prairie Creek 1,2 - SO2 Rate v5.16 | 805 | 7506 | Rate Constraint in lbs/MMBtu | FALSE | L | Annual | Allowances Banked | Thousand Tons | 0 | 0 | 0 | 0 | 0 | 0 | 0
NSR Prairie Creek 1,2 - SO2 Rate v5.16 | 805 | 7506 | Rate Constraint in lbs/MMBtu | FALSE | L | Annual | Allowances Withdrawn (1:1) | Thousand Tons | 0 | 0 | 0 | 0 | 0 | 0 | 0
NSR Prairie Creek 1,2 - SO2 Rate v5.16 | 805 | 7506 | Rate Constraint in lbs/MMBtu | FALSE | L | Annual | Allowances Withdrawn (n:1) | Thousand Tons | 0 | 0 | 0 | 0 | 0 | 0 | 0
NSR Prairie Creek 1,2 - SO2 Rate v5.16 | 805 | 7506 | Rate Constraint in lbs/MMBtu | FALSE | L | Annual | Net Emissions Allowance Position | Thousand Tons | 0.070508 | 0.084623 | 0.024934 | 0 | 0 | 0.024312 | 0.037386
NSR Prairie Creek 1,2 - SO2 Rate v5.16 | 805 | 7506 | Rate Constraint in lbs/MMBtu | FALSE | L | Annual | Fuel Consumed | TBtu | 0.26998 | 0.32403 | 0.095474 | 0 | 0 | 0.093094 | 0.14315
NSR Prairie Creek 1,2 - SO2 Rate v5.16 | 805 | 7506 | Rate Constraint in lbs/MMBtu | FALSE | L | Annual | Rate | lb/MMBtu | 0.52232 | 0.52232 | 0.52232 | 0 | 0 | 0.52232 | 0.52232
NSR Prairie Creek 1,2 - SO2 Rate v5.16 | 805 | 7506 | Rate Constraint in lbs/MMBtu | FALSE | L | Annual | Generation | TWh | 0.024751 | 0.029705 | 0.0087527 | 0 | 0 | 0.0085345 | 0.013124
NSR Prairie Creek 1,2 - SO2 Rate v5.16 | 805 | 7506 | Rate Constraint in lbs/MMBtu | FALSE | L | Annual | Qualifying Generation | TWh | 0.024751 | 0.029705 | 0.0087527 | 0 | 0 | 0.0085345 | 0.013124
NSR Prairie Creek 1,2 - SO2 Rate v5.16 | 805 | 7506 | Rate Constraint in lbs/MMBtu | FALSE | L | Annual | Rate | lb/MWh | 5.6974 | 5.6974 | 5.6974 | 0 | 0 | 5.6974 | 5.6974
NSR Prairie Creek 1,2 - SO2 Rate v5.16 | 805 | 7506 | Rate Constraint in lbs/MMBtu | FALSE | L | Annual | Constraint Shadow Price | US2022$/Ton | 0 | 0 | 0 | 0 | 0 | 0 | 0
NSR Prairie Creek NOX Cap v5.16 | 806 | 7513 | Rate Constraint in MTons | FALSE | L | Annual | Seasons Included | Seasons | Winter, Spring, Summer, Fall | Winter, Spring, Summer, Fall | Winter, Spring, Summer, Fall | Winter, Spring, Summer, Fall | Winter, Spring, Summer, Fall | Winter, Spring, Summer, Fall | Winter, Spring, Summer, Fall
NSR Prairie Creek NOX Cap v5.16 | 806 | 7513 | Rate Constraint in MTons | FALSE | L | Annual | Standard NOX | Thousand Tons | 1.5 | 1.5 | 1.5 | 1.5 | 1.5 | 1.5 | 1.5
NSR Prairie Creek NOX Cap v5.16 | 806 | 7513 | Rate Constraint in MTons | FALSE | L | Annual | Emissions at Affected Plants NOX | Thousand Tons | 0.24472 | 0.3235 | 0.043367 | 0 | 0 | 0.042286 | 0.065024
NSR Prairie Creek NOX Cap v5.16 | 806 | 7513 | Rate Constraint in MTons | FALSE | L | Annual | Allowances Purchased NOX | Thousand Tons | 0 | 0 | 0 | 0 | 0 | 0 | 0
NSR Prairie Creek NOX Cap v5.16 | 806 | 7513 | Rate Constraint in MTons | FALSE | L | Annual | Allowances Sold NOX | Thousand Tons | 0 | 0 | 0 | 0 | 0 | 0 | 0
NSR Prairie Creek NOX Cap v5.16 | 806 | 7513 | Rate Constraint in MTons | FALSE | L | Annual | Allowances Banked | Thousand Tons | 0 | 0 | 0 | 0 | 0 | 0 | 0
NSR Prairie Creek NOX Cap v5.16 | 806 | 7513 | Rate Constraint in MTons | FALSE | L | Annual | Allowances Withdrawn (1:1) | Thousand Tons | 0 | 0 | 0 | 0 | 0 | 0 | 0
NSR Prairie Creek NOX Cap v5.16 | 806 | 7513 | Rate Constraint in MTons | FALSE | L | Annual | Allowances Withdrawn (n:1) | Thousand Tons | 0 | 0 | 0 | 0 | 0 | 0 | 0
NSR Prairie Creek NOX Cap v5.16 | 806 | 7513 | Rate Constraint in MTons | FALSE | L | Annual | Net Emissions Allowance Position | Thousand Tons | 0.24472 | 0.3235 | 0.043367 | 0 | 0 | 0.042286 | 0.065024
NSR Prairie Creek NOX Cap v5.16 | 806 | 7513 | Rate Constraint in MTons | FALSE | L | Annual | Fuel Consumed | TBtu | 1.7181 | 2.3859 | 0.095474 | 0 | 0 | 0.093094 | 0.14315
NSR Prairie Creek NOX Cap v5.16 | 806 | 7513 | Rate Constraint in MTons | FALSE | L | Annual | Rate | lb/MMBtu | 0.28487 | 0.27118 | 0.90846 | 0 | 0 | 0.90846 | 0.90846
NSR Prairie Creek NOX Cap v5.16 | 806 | 7513 | Rate Constraint in MTons | FALSE | L | Annual | Generation | TWh | 0.17219 | 0.23963 | 0.0087527 | 0 | 0 | 0.0085345 | 0.013124
NSR Prairie Creek NOX Cap v5.16 | 806 | 7513 | Rate Constraint in MTons | FALSE | L | Annual | Qualifying Generation | TWh | 0.17219 | 0.23963 | 0.0087527 | 0 | 0 | 0.0085345 | 0.013124
NSR Prairie Creek NOX Cap v5.16 | 806 | 7513 | Rate Constraint in MTons | FALSE | L | Annual | Rate | lb/MWh | 2.8425 | 2.7 | 9.9095 | 0 | 0 | 9.9095 | 9.9095
NSR Prairie Creek NOX Cap v5.16 | 806 | 7513 | Rate Constraint in MTons | FALSE | L | Annual | Constraint Shadow Price | US2022$/Ton | 0 | 0 | 0 | 0 | 0 | 0 | 0
NSR Prairie Creek SO2 Cap v5.16 | 807 | 7505 | Rate Constraint in MTons | FALSE | L | Annual | Seasons Included | Seasons | Winter, Spring, Summer, Fall | Winter, Spring, Summer, Fall | Winter, Spring, Summer, Fall | Winter, Spring, Summer, Fall | Winter, Spring, Summer, Fall | Winter, Spring, Summer, Fall | Winter, Spring, Summer, Fall
NSR Prairie Creek SO2 Cap v5.16 | 807 | 7505 | Rate Constraint in MTons | FALSE | L | Annual | Standard SO2 | Thousand Tons | 0.1 | 0.1 | 0.1 | 0.1 | 0.1 | 0.1 | 0.1
NSR Prairie Creek SO2 Cap v5.16 | 807 | 7505 | Rate Constraint in MTons | FALSE | L | Annual | Emissions at Affected Plants SO2 | Thousand Tons | 0.070508 | 0.084623 | 0.024934 | 0 | 0 | 0.024312 | 0.037386
NSR Prairie Creek SO2 Cap v5.16 | 807 | 7505 | Rate Constraint in MTons | FALSE | L | Annual | Allowances Purchased SO2 | Thousand Tons | 0 | 0 | 0 | 0 | 0 | 0 | 0
NSR Prairie Creek SO2 Cap v5.16 | 807 | 7505 | Rate Constraint in MTons | FALSE | L | Annual | Allowances Sold SO2 | Thousand Tons | 0 | 0 | 0 | 0 | 0 | 0 | 0
NSR Prairie Creek SO2 Cap v5.16 | 807 | 7505 | Rate Constraint in MTons | FALSE | L | Annual | Allowances Banked | Thousand Tons | 0 | 0 | 0 | 0 | 0 | 0 | 0
NSR Prairie Creek SO2 Cap v5.16 | 807 | 7505 | Rate Constraint in MTons | FALSE | L | Annual | Allowances Withdrawn (1:1) | Thousand Tons | 0 | 0 | 0 | 0 | 0 | 0 | 0
NSR Prairie Creek SO2 Cap v5.16 | 807 | 7505 | Rate Constraint in MTons | FALSE | L | Annual | Allowances Withdrawn (n:1) | Thousand Tons | 0 | 0 | 0 | 0 | 0 | 0 | 0
NSR Prairie Creek SO2 Cap v5.16 | 807 | 7505 | Rate Constraint in MTons | FALSE | L | Annual | Net Emissions Allowance Position | Thousand Tons | 0.070508 | 0.084623 | 0.024934 | 0 | 0 | 0.024312 | 0.037386
NSR Prairie Creek SO2 Cap v5.16 | 807 | 7505 | Rate Constraint in MTons | FALSE | L | Annual | Fuel Consumed | TBtu | 1.7181 | 2.3859 | 0.095474 | 0 | 0 | 0.093094 | 0.14315
NSR Prairie Creek SO2 Cap v5.16 | 807 | 7505 | Rate Constraint in MTons | FALSE | L | Annual | Rate | lb/MMBtu | 0.082075 | 0.070935 | 0.52232 | 0 | 0 | 0.52232 | 0.52232
NSR Prairie Creek SO2 Cap v5.16 | 807 | 7505 | Rate Constraint in MTons | FALSE | L | Annual | Generation | TWh | 0.17219 | 0.23963 | 0.0087527 | 0 | 0 | 0.0085345 | 0.013124
NSR Prairie Creek SO2 Cap v5.16 | 807 | 7505 | Rate Constraint in MTons | FALSE | L | Annual | Qualifying Generation | TWh | 0.17219 | 0.23963 | 0.0087527 | 0 | 0 | 0.0085345 | 0.013124
NSR Prairie Creek SO2 Cap v5.16 | 807 | 7505 | Rate Constraint in MTons | FALSE | L | Annual | Rate | lb/MWh | 0.81895 | 0.70627 | 5.6974 | 0 | 0 | 5.6974 | 5.6974
NSR Prairie Creek SO2 Cap v5.16 | 807 | 7505 | Rate Constraint in MTons | FALSE | L | Annual | Constraint Shadow Price | US2022$/Ton | 0 | 0 | 0 | 0 | 0 | 0 | 0
NSR Prairie Creek Unit 3 SO2 Rate v5.16 | 808 | 7507 | Rate Constraint in lbs/MMBtu | FALSE | L | Annual | Seasons Included | Seasons | Winter, Spring, Summer, Fall | Winter, Spring, Summer, Fall | Winter, Spring, Summer, Fall | Winter, Spring, Summer, Fall | Winter, Spring, Summer, Fall | Winter, Spring, Summer, Fall | Winter, Spring, Summer, Fall
NSR Prairie Creek Unit 3 SO2 Rate v5.16 | 808 | 7507 | Rate Constraint in lbs/MMBtu | FALSE | L | Annual | Standard SO2 | lb/MMBtu | 0.7 | 0.7 | 0.7 | 0.7 | 0.7 | 0.7 | 0.7
NSR Prairie Creek Unit 3 SO2 Rate v5.16 | 808 | 7507 | Rate Constraint in lbs/MMBtu | FALSE | L | Annual | Emissions at Affected Plants SO2 | Thousand Tons | 0 | 0 | 0 | 0 | 0 | 0 | 0
NSR Prairie Creek Unit 3 SO2 Rate v5.16 | 808 | 7507 | Rate Constraint in lbs/MMBtu | FALSE | L | Annual | Allowances Purchased SO2 | Thousand Tons | 0 | 0 | 0 | 0 | 0 | 0 | 0
NSR Prairie Creek Unit 3 SO2 Rate v5.16 | 808 | 7507 | Rate Constraint in lbs/MMBtu | FALSE | L | Annual | Allowances Sold SO2 | Thousand Tons | 0 | 0 | 0 | 0 | 0 | 0 | 0
NSR Prairie Creek Unit 3 SO2 Rate v5.16 | 808 | 7507 | Rate Constraint in lbs/MMBtu | FALSE | L | Annual | Allowances Banked | Thousand Tons | 0 | 0 | 0 | 0 | 0 | 0 | 0
NSR Prairie Creek Unit 3 SO2 Rate v5.16 | 808 | 7507 | Rate Constraint in lbs/MMBtu | FALSE | L | Annual | Allowances Withdrawn (1:1) | Thousand Tons | 0 | 0 | 0 | 0 | 0 | 0 | 0
NSR Prairie Creek Unit 3 SO2 Rate v5.16 | 808 | 7507 | Rate Constraint in lbs/MMBtu | FALSE | L | Annual | Allowances Withdrawn (n:1) | Thousand Tons | 0 | 0 | 0 | 0 | 0 | 0 | 0
NSR Prairie Creek Unit 3 SO2 Rate v5.16 | 808 | 7507 | Rate Constraint in lbs/MMBtu | FALSE | L | Annual | Net Emissions Allowance Position | Thousand Tons | 0 | 0 | 0 | 0 | 0 | 0 | 0
NSR Prairie Creek Unit 3 SO2 Rate v5.16 | 808 | 7507 | Rate Constraint in lbs/MMBtu | FALSE | L | Annual | Fuel Consumed | TBtu | 0 | 0 | 0 | 0 | 0 | 0 | 0
NSR Prairie Creek Unit 3 SO2 Rate v5.16 | 808 | 7507 | Rate Constraint in lbs/MMBtu | FALSE | L | Annual | Rate | lb/MMBtu | 0 | 0 | 0 | 0 | 0 | 0 | 0
NSR Prairie Creek Unit 3 SO2 Rate v5.16 | 808 | 7507 | Rate Constraint in lbs/MMBtu | FALSE | L | Annual | Generation | TWh | 0 | 0 | 0 | 0 | 0 | 0 | 0
NSR Prairie Creek Unit 3 SO2 Rate v5.16 | 808 | 7507 | Rate Constraint in lbs/MMBtu | FALSE | L | Annual | Qualifying Generation | TWh | 0 | 0 | 0 | 0 | 0 | 0 | 0
NSR Prairie Creek Unit 3 SO2 Rate v5.16 | 808 | 7507 | Rate Constraint in lbs/MMBtu | FALSE | L | Annual | Rate | lb/MWh | 0 | 0 | 0 | 0 | 0 | 0 | 0
NSR Prairie Creek Unit 3 SO2 Rate v5.16 | 808 | 7507 | Rate Constraint in lbs/MMBtu | FALSE | L | Annual | Constraint Shadow Price | US2022$/Ton | 0 | 0 | 0 | 0 | 0 | 0 | 0
NSR Prairie Creek Unit 4 SO2 Rate v5.16 | 809 | 7508 | Rate Constraint in lbs/MMBtu | FALSE | L | Annual | Seasons Included | Seasons | Winter, Spring, Summer, Fall | Winter, Spring, Summer, Fall | Winter, Spring, Summer, Fall | Winter, Spring, Summer, Fall | Winter, Spring, Summer, Fall | Winter, Spring, Summer, Fall | Winter, Spring, Summer, Fall
NSR Prairie Creek Unit 4 SO2 Rate v5.16 | 809 | 7508 | Rate Constraint in lbs/MMBtu | FALSE | L | Annual | Standard SO2 | lb/MMBtu | 0.7 | 0.7 | 0.7 | 0.7 | 0.7 | 0.7 | 0.7
NSR Prairie Creek Unit 4 SO2 Rate v5.16 | 809 | 7508 | Rate Constraint in lbs/MMBtu | FALSE | L | Annual | Emissions at Affected Plants SO2 | Thousand Tons | 0 | 0 | 0 | 0 | 0 | 0 | 0
NSR Prairie Creek Unit 4 SO2 Rate v5.16 | 809 | 7508 | Rate Constraint in lbs/MMBtu | FALSE | L | Annual | Allowances Purchased SO2 | Thousand Tons | 0 | 0 | 0 | 0 | 0 | 0 | 0
NSR Prairie Creek Unit 4 SO2 Rate v5.16 | 809 | 7508 | Rate Constraint in lbs/MMBtu | FALSE | L | Annual | Allowances Sold SO2 | Thousand Tons | 0 | 0 | 0 | 0 | 0 | 0 | 0
NSR Prairie Creek Unit 4 SO2 Rate v5.16 | 809 | 7508 | Rate Constraint in lbs/MMBtu | FALSE | L | Annual | Allowances Banked | Thousand Tons | 0 | 0 | 0 | 0 | 0 | 0 | 0
NSR Prairie Creek Unit 4 SO2 Rate v5.16 | 809 | 7508 | Rate Constraint in lbs/MMBtu | FALSE | L | Annual | Allowances Withdrawn (1:1) | Thousand Tons | 0 | 0 | 0 | 0 | 0 | 0 | 0
NSR Prairie Creek Unit 4 SO2 Rate v5.16 | 809 | 7508 | Rate Constraint in lbs/MMBtu | FALSE | L | Annual | Allowances Withdrawn (n:1) | Thousand Tons | 0 | 0 | 0 | 0 | 0 | 0 | 0
NSR Prairie Creek Unit 4 SO2 Rate v5.16 | 809 | 7508 | Rate Constraint in lbs/MMBtu | FALSE | L | Annual | Net Emissions Allowance Position | Thousand Tons | 0 | 0 | 0 | 0 | 0 | 0 | 0
NSR Prairie Creek Unit 4 SO2 Rate v5.16 | 809 | 7508 | Rate Constraint in lbs/MMBtu | FALSE | L | Annual | Fuel Consumed | TBtu | 1.4482 | 2.0619 | 0 | 0 | 0 | 0 | 0
NSR Prairie Creek Unit 4 SO2 Rate v5.16 | 809 | 7508 | Rate Constraint in lbs/MMBtu | FALSE | L | Annual | Rate | lb/MMBtu | 0 | 0 | 0 | 0 | 0 | 0 | 0
NSR Prairie Creek Unit 4 SO2 Rate v5.16 | 809 | 7508 | Rate Constraint in lbs/MMBtu | FALSE | L | Annual | Generation | TWh | 0.14744 | 0.20993 | 0 | 0 | 0 | 0 | 0
NSR Prairie Creek Unit 4 SO2 Rate v5.16 | 809 | 7508 | Rate Constraint in lbs/MMBtu | FALSE | L | Annual | Qualifying Generation | TWh | 0.14744 | 0.20993 | 0 | 0 | 0 | 0 | 0
NSR Prairie Creek Unit 4 SO2 Rate v5.16 | 809 | 7508 | Rate Constraint in lbs/MMBtu | FALSE | L | Annual | Rate | lb/MWh | 0 | 0 | 0 | 0 | 0 | 0 | 0
NSR Prairie Creek Unit 4 SO2 Rate v5.16 | 809 | 7508 | Rate Constraint in lbs/MMBtu | FALSE | L | Annual | Constraint Shadow Price | US2022$/Ton | 0 | 0 | 0 | 0 | 0 | 0 | 0
NSR Rockport 1 & 2 - SO2 Cap Annual v5.13 | 812 | 7374 | Rate Constraint in MTons | FALSE | L | Annual | Seasons Included | Seasons | Winter, Spring, Summer, Fall | Winter, Spring, Summer, Fall | Winter, Spring, Summer, Fall | Winter, Spring, Summer, Fall | Winter, Spring, Summer, Fall | Winter, Spring, Summer, Fall | Winter, Spring, Summer, Fall
NSR Rockport 1 & 2 - SO2 Cap Annual v5.13 | 812 | 7374 | Rate Constraint in MTons | FALSE | L | Annual | Standard SO2 | Thousand Tons | 10 | 5 | 5 | 5 | 5 | 5 | 5
NSR Rockport 1 & 2 - SO2 Cap Annual v5.13 | 812 | 7374 | Rate Constraint in MTons | FALSE | L | Annual | Emissions at Affected Plants SO2 | Thousand Tons | 0 | 0 | 0 | 0 | 0 | 0 | 0
NSR Rockport 1 & 2 - SO2 Cap Annual v5.13 | 812 | 7374 | Rate Constraint in MTons | FALSE | L | Annual | Allowances Purchased SO2 | Thousand Tons | 0 | 0 | 0 | 0 | 0 | 0 | 0
NSR Rockport 1 & 2 - SO2 Cap Annual v5.13 | 812 | 7374 | Rate Constraint in MTons | FALSE | L | Annual | Allowances Sold SO2 | Thousand Tons | 0 | 0 | 0 | 0 | 0 | 0 | 0
NSR Rockport 1 & 2 - SO2 Cap Annual v5.13 | 812 | 7374 | Rate Constraint in MTons | FALSE | L | Annual | Allowances Banked | Thousand Tons | 0 | 0 | 0 | 0 | 0 | 0 | 0
NSR Rockport 1 & 2 - SO2 Cap Annual v5.13 | 812 | 7374 | Rate Constraint in MTons | FALSE | L | Annual | Allowances Withdrawn (1:1) | Thousand Tons | 0 | 0 | 0 | 0 | 0 | 0 | 0
NSR Rockport 1 & 2 - SO2 Cap Annual v5.13 | 812 | 7374 | Rate Constraint in MTons | FALSE | L | Annual | Allowances Withdrawn (n:1) | Thousand Tons | 0 | 0 | 0 | 0 | 0 | 0 | 0
NSR Rockport 1 & 2 - SO2 Cap Annual v5.13 | 812 | 7374 | Rate Constraint in MTons | FALSE | L | Annual | Net Emissions Allowance Position | Thousand Tons | 0 | 0 | 0 | 0 | 0 | 0 | 0
NSR Rockport 1 & 2 - SO2 Cap Annual v5.13 | 812 | 7374 | Rate Constraint in MTons | FALSE | L | Annual | Fuel Consumed | TBtu | 0 | 0 | 0 | 0 | 0 | 0 | 0
NSR Rockport 1 & 2 - SO2 Cap Annual v5.13 | 812 | 7374 | Rate Constraint in MTons | FALSE | L | Annual | Rate | lb/MMBtu | 0 | 0 | 0 | 0 | 0 | 0 | 0
NSR Rockport 1 & 2 - SO2 Cap Annual v5.13 | 812 | 7374 | Rate Constraint in MTons | FALSE | L | Annual | Generation | TWh | 0 | 0 | 0 | 0 | 0 | 0 | 0
NSR Rockport 1 & 2 - SO2 Cap Annual v5.13 | 812 | 7374 | Rate Constraint in MTons | FALSE | L | Annual | Qualifying Generation | TWh | 0 | 0 | 0 | 0 | 0 | 0 | 0
NSR Rockport 1 & 2 - SO2 Cap Annual v5.13 | 812 | 7374 | Rate Constraint in MTons | FALSE | L | Annual | Rate | lb/MWh | 0 | 0 | 0 | 0 | 0 | 0 | 0
NSR Rockport 1 & 2 - SO2 Cap Annual v5.13 | 812 | 7374 | Rate Constraint in MTons | FALSE | L | Annual | Constraint Shadow Price | US2022$/Ton | 0 | 0 | 0 | 0 | 0 | 0 | 0
NSR Santee Cooper - NOX Cap Annual v3.1 | 813 | 7395 | Rate Constraint in MTons | FALSE | L | Annual | Seasons Included | Seasons | Winter, Spring, Summer, Fall | Winter, Spring, Summer, Fall | Winter, Spring, Summer, Fall | Winter, Spring, Summer, Fall | Winter, Spring, Summer, Fall | Winter, Spring, Summer, Fall | Winter, Spring, Summer, Fall
NSR Santee Cooper - NOX Cap Annual v3.1 | 813 | 7395 | Rate Constraint in MTons | FALSE | L | Annual | Standard NOX | Thousand Tons | 20 | 20 | 20 | 20 | 20 | 20 | 20
NSR Santee Cooper - NOX Cap Annual v3.1 | 813 | 7395 | Rate Constraint in MTons | FALSE | L | Annual | Emissions at Affected Plants NOX | Thousand Tons | 1.6276 | 3.6921 | 5.7775 | 5.7775 | 0 | 0 | 0
NSR Santee Cooper - NOX Cap Annual v3.1 | 813 | 7395 | Rate Constraint in MTons | FALSE | L | Annual | Allowances Purchased NOX | Thousand Tons | 0 | 0 | 0 | 0 | 0 | 0 | 0
NSR Santee Cooper - NOX Cap Annual v3.1 | 813 | 7395 | Rate Constraint in MTons | FALSE | L | Annual | Allowances Sold NOX | Thousand Tons | 0 | 0 | 0 | 0 | 0 | 0 | 0
NSR Santee Cooper - NOX Cap Annual v3.1 | 813 | 7395 | Rate Constraint in MTons | FALSE | L | Annual | Allowances Banked | Thousand Tons | 0 | 0 | 0 | 0 | 0 | 0 | 0
NSR Santee Cooper - NOX Cap Annual v3.1 | 813 | 7395 | Rate Constraint in MTons | FALSE | L | Annual | Allowances Withdrawn (1:1) | Thousand Tons | 0 | 0 | 0 | 0 | 0 | 0 | 0
NSR Santee Cooper - NOX Cap Annual v3.1 | 813 | 7395 | Rate Constraint in MTons | FALSE | L | Annual | Allowances Withdrawn (n:1) | Thousand Tons | 0 | 0 | 0 | 0 | 0 | 0 | 0
NSR Santee Cooper - NOX Cap Annual v3.1 | 813 | 7395 | Rate Constraint in MTons | FALSE | L | Annual | Net Emissions Allowance Position | Thousand Tons | 1.6276 | 3.6921 | 5.7775 | 5.7775 | 0 | 0 | 0
NSR Santee Cooper - NOX Cap Annual v3.1 | 813 | 7395 | Rate Constraint in MTons | FALSE | L | Annual | Fuel Consumed | TBtu | 44.8694 | 102.4943 | 164.9981 | 164.9981 | 0 | 0 | 0
NSR Santee Cooper - NOX Cap Annual v3.1 | 813 | 7395 | Rate Constraint in MTons | FALSE | L | Annual | Rate | lb/MMBtu | 0.072548 | 0.072045 | 0.070031 | 0.070031 | 0 | 0 | 0
NSR Santee Cooper - NOX Cap Annual v3.1 | 813 | 7395 | Rate Constraint in MTons | FALSE | L | Annual | Generation | TWh | 4.4107 | 10.0585 | 11.1799 | 11.1799 | 0 | 0 | 0
NSR Santee Cooper - NOX Cap Annual v3.1 | 813 | 7395 | Rate Constraint in MTons | FALSE | L | Annual | Qualifying Generation | TWh | 4.4107 | 10.0585 | 11.1799 | 11.1799 | 0 | 0 | 0
NSR Santee Cooper - NOX Cap Annual v3.1 | 813 | 7395 | Rate Constraint in MTons | FALSE | L | Annual | Rate | lb/MWh | 0.73802 | 0.73413 | 1.0336 | 1.0336 | 0 | 0 | 0
NSR Santee Cooper - NOX Cap Annual v3.1 | 813 | 7395 | Rate Constraint in MTons | FALSE | L | Annual | Constraint Shadow Price | US2022$/Ton | 0 | 0 | 0 | 0 | 0 | 0 | 0
NSR Santee Cooper - NOX Rate Annual v3.1 | 814 | 7396 | Rate Constraint in lbs/MMBtu | FALSE | L | Annual | Seasons Included | Seasons | Winter, Spring, Summer, Fall | Winter, Spring, Summer, Fall | Winter, Spring, Summer, Fall | Winter, Spring, Summer, Fall | Winter, Spring, Summer, Fall | Winter, Spring, Summer, Fall | Winter, Spring, Summer, Fall
NSR Santee Cooper - NOX Rate Annual v3.1 | 814 | 7396 | Rate Constraint in lbs/MMBtu | FALSE | L | Annual | Standard NOX | lb/MMBtu | 0.15 | 0.15 | 0.15 | 0.15 | 0.15 | 0.15 | 0.15
NSR Santee Cooper - NOX Rate Annual v3.1 | 814 | 7396 | Rate Constraint in lbs/MMBtu | FALSE | L | Annual | Emissions at Affected Plants NOX | Thousand Tons | 1.6276 | 3.6921 | 5.7775 | 5.7775 | 0 | 0 | 0
NSR Santee Cooper - NOX Rate Annual v3.1 | 814 | 7396 | Rate Constraint in lbs/MMBtu | FALSE | L | Annual | Allowances Purchased NOX | Thousand Tons | 0 | 0 | 0 | 0 | 0 | 0 | 0
NSR Santee Cooper - NOX Rate Annual v3.1 | 814 | 7396 | Rate Constraint in lbs/MMBtu | FALSE | L | Annual | Allowances Sold NOX | Thousand Tons | 0 | 0 | 0 | 0 | 0 | 0 | 0
NSR Santee Cooper - NOX Rate Annual v3.1 | 814 | 7396 | Rate Constraint in lbs/MMBtu | FALSE | L | Annual | Allowances Banked | Thousand Tons | 0 | 0 | 0 | 0 | 0 | 0 | 0
NSR Santee Cooper - NOX Rate Annual v3.1 | 814 | 7396 | Rate Constraint in lbs/MMBtu | FALSE | L | Annual | Allowances Withdrawn (1:1) | Thousand Tons | 0 | 0 | 0 | 0 | 0 | 0 | 0
NSR Santee Cooper - NOX Rate Annual v3.1 | 814 | 7396 | Rate Constraint in lbs/MMBtu | FALSE | L | Annual | Allowances Withdrawn (n:1) | Thousand Tons | 0 | 0 | 0 | 0 | 0 | 0 | 0
NSR Santee Cooper - NOX Rate Annual v3.1 | 814 | 7396 | Rate Constraint in lbs/MMBtu | FALSE | L | Annual | Net Emissions Allowance Position | Thousand Tons | 1.6276 | 3.6921 | 5.7775 | 5.7775 | 0 | 0 | 0
NSR Santee Cooper - NOX Rate Annual v3.1 | 814 | 7396 | Rate Constraint in lbs/MMBtu | FALSE | L | Annual | Fuel Consumed | TBtu | 44.8694 | 102.4943 | 164.9981 | 164.9981 | 0 | 0 | 0
NSR Santee Cooper - NOX Rate Annual v3.1 | 814 | 7396 | Rate Constraint in lbs/MMBtu | FALSE | L | Annual | Rate | lb/MMBtu | 0.072548 | 0.072045 | 0.070031 | 0.070031 | 0 | 0 | 0
NSR Santee Cooper - NOX Rate Annual v3.1 | 814 | 7396 | Rate Constraint in lbs/MMBtu | FALSE | L | Annual | Generation | TWh | 4.4107 | 10.0585 | 11.1799 | 11.1799 | 0 | 0 | 0
NSR Santee Cooper - NOX Rate Annual v3.1 | 814 | 7396 | Rate Constraint in lbs/MMBtu | FALSE | L | Annual | Qualifying Generation | TWh | 4.4107 | 10.0585 | 11.1799 | 11.1799 | 0 | 0 | 0
NSR Santee Cooper - NOX Rate Annual v3.1 | 814 | 7396 | Rate Constraint in lbs/MMBtu | FALSE | L | Annual | Rate | lb/MWh | 0.73802 | 0.73413 | 1.0336 | 1.0336 | 0 | 0 | 0
NSR Santee Cooper - NOX Rate Annual v3.1 | 814 | 7396 | Rate Constraint in lbs/MMBtu | FALSE | L | Annual | Constraint Shadow Price | US2022$/Ton | 0 | 0 | 0 | 0 | 0 | 0 | 0
NSR Santee Cooper - SO2 Cap Annual v3.1 | 815 | 7397 | Rate Constraint in MTons | FALSE | L | Annual | Seasons Included | Seasons | Winter, Spring, Summer, Fall | Winter, Spring, Summer, Fall | Winter, Spring, Summer, Fall | Winter, Spring, Summer, Fall | Winter, Spring, Summer, Fall | Winter, Spring, Summer, Fall | Winter, Spring, Summer, Fall
NSR Santee Cooper - SO2 Cap Annual v3.1 | 815 | 7397 | Rate Constraint in MTons | FALSE | L | Annual | Standard SO2 | Thousand Tons | 65 | 65 | 65 | 65 | 65 | 65 | 65
NSR Santee Cooper - SO2 Cap Annual v3.1 | 815 | 7397 | Rate Constraint in MTons | FALSE | L | Annual | Emissions at Affected Plants SO2 | Thousand Tons | 1.9599 | 4.3137 | 6.0332 | 6.0332 | 0 | 0 | 0
NSR Santee Cooper - SO2 Cap Annual v3.1 | 815 | 7397 | Rate Constraint in MTons | FALSE | L | Annual | Allowances Purchased SO2 | Thousand Tons | 0 | 0 | 0 | 0 | 0 | 0 | 0
NSR Santee Cooper - SO2 Cap Annual v3.1 | 815 | 7397 | Rate Constraint in MTons | FALSE | L | Annual | Allowances Sold SO2 | Thousand Tons | 0 | 0 | 0 | 0 | 0 | 0 | 0
NSR Santee Cooper - SO2 Cap Annual v3.1 | 815 | 7397 | Rate Constraint in MTons | FALSE | L | Annual | Allowances Banked | Thousand Tons | 0 | 0 | 0 | 0 | 0 | 0 | 0
NSR Santee Cooper - SO2 Cap Annual v3.1 | 815 | 7397 | Rate Constraint in MTons | FALSE | L | Annual | Allowances Withdrawn (1:1) | Thousand Tons | 0 | 0 | 0 | 0 | 0 | 0 | 0
NSR Santee Cooper - SO2 Cap Annual v3.1 | 815 | 7397 | Rate Constraint in MTons | FALSE | L | Annual | Allowances Withdrawn (n:1) | Thousand Tons | 0 | 0 | 0 | 0 | 0 | 0 | 0
NSR Santee Cooper - SO2 Cap Annual v3.1 | 815 | 7397 | Rate Constraint in MTons | FALSE | L | Annual | Net Emissions Allowance Position | Thousand Tons | 1.9599 | 4.3137 | 6.0332 | 6.0332 | 0 | 0 | 0
NSR Santee Cooper - SO2 Cap Annual v3.1 | 815 | 7397 | Rate Constraint in MTons | FALSE | L | Annual | Fuel Consumed | TBtu | 44.8694 | 102.4943 | 164.9981 | 164.9981 | 0 | 0 | 0
NSR Santee Cooper - SO2 Cap Annual v3.1 | 815 | 7397 | Rate Constraint in MTons | FALSE | L | Annual | Rate | lb/MMBtu | 0.08736 | 0.084174 | 0.073131 | 0.073131 | 0 | 0 | 0
NSR Santee Cooper - SO2 Cap Annual v3.1 | 815 | 7397 | Rate Constraint in MTons | FALSE | L | Annual | Generation | TWh | 4.4107 | 10.0585 | 11.1799 | 11.1799 | 0 | 0 | 0
NSR Santee Cooper - SO2 Cap Annual v3.1 | 815 | 7397 | Rate Constraint in MTons | FALSE | L | Annual | Qualifying Generation | TWh | 4.4107 | 10.0585 | 11.1799 | 11.1799 | 0 | 0 | 0
NSR Santee Cooper - SO2 Cap Annual v3.1 | 815 | 7397 | Rate Constraint in MTons | FALSE | L | Annual | Rate | lb/MWh | 0.8887 | 0.85772 | 1.0793 | 1.0793 | 0 | 0 | 0
NSR Santee Cooper - SO2 Cap Annual v3.1 | 815 | 7397 | Rate Constraint in MTons | FALSE | L | Annual | Constraint Shadow Price | US2022$/Ton | 0 | 0 | 0 | 0 | 0 | 0 | 0
NSR Santee Cooper - SO2 Rate Annual v3.1 | 816 | 7398 | Rate Constraint in lbs/MMBtu | FALSE | L | Annual | Seasons Included | Seasons | Winter, Spring, Summer, Fall | Winter, Spring, Summer, Fall | Winter, Spring, Summer, Fall | Winter, Spring, Summer, Fall | Winter, Spring, Summer, Fall | Winter, Spring, Summer, Fall | Winter, Spring, Summer, Fall
NSR Santee Cooper - SO2 Rate Annual v3.1 | 816 | 7398 | Rate Constraint in lbs/MMBtu | FALSE | L | Annual | Standard SO2 | lb/MMBtu | 0.5 | 0.5 | 0.5 | 0.5 | 0.5 | 0.5 | 0.5
NSR Santee Cooper - SO2 Rate Annual v3.1 | 816 | 7398 | Rate Constraint in lbs/MMBtu | FALSE | L | Annual | Emissions at Affected Plants SO2 | Thousand Tons | 1.9599 | 4.3137 | 6.0332 | 6.0332 | 0 | 0 | 0
NSR Santee Cooper - SO2 Rate Annual v3.1 | 816 | 7398 | Rate Constraint in lbs/MMBtu | FALSE | L | Annual | Allowances Purchased SO2 | Thousand Tons | 0 | 0 | 0 | 0 | 0 | 0 | 0
NSR Santee Cooper - SO2 Rate Annual v3.1 | 816 | 7398 | Rate Constraint in lbs/MMBtu | FALSE | L | Annual | Allowances Sold SO2 | Thousand Tons | 0 | 0 | 0 | 0 | 0 | 0 | 0
NSR Santee Cooper - SO2 Rate Annual v3.1 | 816 | 7398 | Rate Constraint in lbs/MMBtu | FALSE | L | Annual | Allowances Banked | Thousand Tons | 0 | 0 | 0 | 0 | 0 | 0 | 0
NSR Santee Cooper - SO2 Rate Annual v3.1 | 816 | 7398 | Rate Constraint in lbs/MMBtu | FALSE | L | Annual | Allowances Withdrawn (1:1) | Thousand Tons | 0 | 0 | 0 | 0 | 0 | 0 | 0
NSR Santee Cooper - SO2 Rate Annual v3.1 | 816 | 7398 | Rate Constraint in lbs/MMBtu | FALSE | L | Annual | Allowances Withdrawn (n:1) | Thousand Tons | 0 | 0 | 0 | 0 | 0 | 0 | 0
NSR Santee Cooper - SO2 Rate Annual v3.1 | 816 | 7398 | Rate Constraint in lbs/MMBtu | FALSE | L | Annual | Net Emissions Allowance Position | Thousand Tons | 1.9599 | 4.3137 | 6.0332 | 6.0332 | 0 | 0 | 0
NSR Santee Cooper - SO2 Rate Annual v3.1 | 816 | 7398 | Rate Constraint in lbs/MMBtu | FALSE | L | Annual | Fuel Consumed | TBtu | 44.8694 | 102.4943 | 164.9981 | 164.9981 | 0 | 0 | 0
NSR Santee Cooper - SO2 Rate Annual v3.1 | 816 | 7398 | Rate Constraint in lbs/MMBtu | FALSE | L | Annual | Rate | lb/MMBtu | 0.08736 | 0.084174 | 0.073131 | 0.073131 | 0 | 0 | 0
NSR Santee Cooper - SO2 Rate Annual v3.1 | 816 | 7398 | Rate Constraint in lbs/MMBtu | FALSE | L | Annual | Generation | TWh | 4.4107 | 10.0585 | 11.1799 | 11.1799 | 0 | 0 | 0
NSR Santee Cooper - SO2 Rate Annual v3.1 | 816 | 7398 | Rate Constraint in lbs/MMBtu | FALSE | L | Annual | Qualifying Generation | TWh | 4.4107 | 10.0585 | 11.1799 | 11.1799 | 0 | 0 | 0
NSR Santee Cooper - SO2 Rate Annual v3.1 | 816 | 7398 | Rate Constraint in lbs/MMBtu | FALSE | L | Annual | Rate | lb/MWh | 0.8887 | 0.85772 | 1.0793 | 1.0793 | 0 | 0 | 0
NSR Santee Cooper - SO2 Rate Annual v3.1 | 816 | 7398 | Rate Constraint in lbs/MMBtu | FALSE | L | Annual | Constraint Shadow Price | US2022$/Ton | 0 | 0 | 0 | 0 | 0 | 0 | 0
NSR Shawnee 1& 4 - SO2 Rate Annual v4.11 | 817 | 7455 | Rate Constraint in lbs/MMBtu | FALSE | L | Annual | Seasons Included | Seasons | Winter, Spring, Summer, Fall | Winter, Spring, Summer, Fall | Winter, Spring, Summer, Fall | Winter, Spring, Summer, Fall | Winter, Spring, Summer, Fall | Winter, Spring, Summer, Fall | Winter, Spring, Summer, Fall
NSR Shawnee 1& 4 - SO2 Rate Annual v4.11 | 817 | 7455 | Rate Constraint in lbs/MMBtu | FALSE | L | Annual | Standard SO2 | lb/MMBtu | 1.2 | 1.2 | 1.2 | 1.2 | 1.2 | 1.2 | 1.2
NSR Shawnee 1& 4 - SO2 Rate Annual v4.11 | 817 | 7455 | Rate Constraint in lbs/MMBtu | FALSE | L | Annual | Emissions at Affected Plants SO2 | Thousand Tons | 0.55989 | 0.5129 | 0 | 0 | 0 | 0 | 0
NSR Shawnee 1& 4 - SO2 Rate Annual v4.11 | 817 | 7455 | Rate Constraint in lbs/MMBtu | FALSE | L | Annual | Allowances Purchased SO2 | Thousand Tons | 0 | 0 | 0 | 0 | 0 | 0 | 0
NSR Shawnee 1& 4 - SO2 Rate Annual v4.11 | 817 | 7455 | Rate Constraint in lbs/MMBtu | FALSE | L | Annual | Allowances Sold SO2 | Thousand Tons | 0 | 0 | 0 | 0 | 0 | 0 | 0
NSR Shawnee 1& 4 - SO2 Rate Annual v4.11 | 817 | 7455 | Rate Constraint in lbs/MMBtu | FALSE | L | Annual | Allowances Banked | Thousand Tons | 0 | 0 | 0 | 0 | 0 | 0 | 0
NSR Shawnee 1& 4 - SO2 Rate Annual v4.11 | 817 | 7455 | Rate Constraint in lbs/MMBtu | FALSE | L | Annual | Allowances Withdrawn (1:1) | Thousand Tons | 0 | 0 | 0 | 0 | 0 | 0 | 0
NSR Shawnee 1& 4 - SO2 Rate Annual v4.11 | 817 | 7455 | Rate Constraint in lbs/MMBtu | FALSE | L | Annual | Allowances Withdrawn (n:1) | Thousand Tons | 0 | 0 | 0 | 0 | 0 | 0 | 0
NSR Shawnee 1& 4 - SO2 Rate Annual v4.11 | 817 | 7455 | Rate Constraint in lbs/MMBtu | FALSE | L | Annual | Net Emissions Allowance Position | Thousand Tons | 0.55989 | 0.5129 | 0 | 0 | 0 | 0 | 0
NSR Shawnee 1& 4 - SO2 Rate Annual v4.11 | 817 | 7455 | Rate Constraint in lbs/MMBtu | FALSE | L | Annual | Fuel Consumed | TBtu | 14.697 | 13.4637 | 0 | 0 | 0 | 0 | 0
NSR Shawnee 1& 4 - SO2 Rate Annual v4.11 | 817 | 7455 | Rate Constraint in lbs/MMBtu | FALSE | L | Annual | Rate | lb/MMBtu | 0.07619 | 0.07619 | 0 | 0 | 0 | 0 | 0
NSR Shawnee 1& 4 - SO2 Rate Annual v4.11 | 817 | 7455 | Rate Constraint in lbs/MMBtu | FALSE | L | Annual | Generation | TWh | 1.2545 | 1.1492 | 0 | 0 | 0 | 0 | 0
NSR Shawnee 1& 4 - SO2 Rate Annual v4.11 | 817 | 7455 | Rate Constraint in lbs/MMBtu | FALSE | L | Annual | Qualifying Generation | TWh | 1.2545 | 1.1492 | 0 | 0 | 0 | 0 | 0
NSR Shawnee 1& 4 - SO2 Rate Annual v4.11 | 817 | 7455 | Rate Constraint in lbs/MMBtu | FALSE | L | Annual | Rate | lb/MWh | 0.89264 | 0.89264 | 0 | 0 | 0 | 0 | 0
NSR Shawnee 1& 4 - SO2 Rate Annual v4.11 | 817 | 7455 | Rate Constraint in lbs/MMBtu | FALSE | L | Annual | Constraint Shadow Price | US2022$/Ton | 0 | 0 | 0 | 0 | 0 | 0 | 0
NSR Shawnee 5-10 - SO2 Rate Annual v4.11 | 818 | 7456 | Rate Constraint in lbs/MMBtu | FALSE | L | Annual | Seasons Included | Seasons | Winter, Spring, Summer, Fall | Winter, Spring, Summer, Fall | Winter, Spring, Summer, Fall | Winter, Spring, Summer, Fall | Winter, Spring, Summer, Fall | Winter, Spring, Summer, Fall | Winter, Spring, Summer, Fall
NSR Shawnee 5-10 - SO2 Rate Annual v4.11 | 818 | 7456 | Rate Constraint in lbs/MMBtu | FALSE | L | Annual | Standard SO2 | lb/MMBtu | 1.2 | 1.2 | 1.2 | 1.2 | 1.2 | 1.2 | 1.2
NSR Shawnee 5-10 - SO2 Rate Annual v4.11 | 818 | 7456 | Rate Constraint in lbs/MMBtu | FALSE | L | Annual | Emissions at Affected Plants SO2 | Thousand Tons | 1.8655 | 0 | 0 | 0 | 0 | 0 | 0
NSR Shawnee 5-10 - SO2 Rate Annual v4.11 | 818 | 7456 | Rate Constraint in lbs/MMBtu | FALSE | L | Annual | Allowances Purchased SO2 | Thousand Tons | 0 | 0 | 0 | 0 | 0 | 0 | 0
NSR Shawnee 5-10 - SO2 Rate Annual v4.11 | 818 | 7456 | Rate Constraint in lbs/MMBtu | FALSE | L | Annual | Allowances Sold SO2 | Thousand Tons | 0 | 0 | 0 | 0 | 0 | 0 | 0
NSR Shawnee 5-10 - SO2 Rate Annual v4.11 | 818 | 7456 | Rate Constraint in lbs/MMBtu | FALSE | L | Annual | Allowances Banked | Thousand Tons | 0 | 0 | 0 | 0 | 0 | 0 | 0
NSR Shawnee 5-10 - SO2 Rate Annual v4.11 | 818 | 7456 | Rate Constraint in lbs/MMBtu | FALSE | L | Annual | Allowances Withdrawn (1:1) | Thousand Tons | 0 | 0 | 0 | 0 | 0 | 0 | 0
NSR Shawnee 5-10 - SO2 Rate Annual v4.11 | 818 | 7456 | Rate Constraint in lbs/MMBtu | FALSE | L | Annual | Allowances Withdrawn (n:1) | Thousand Tons | 0 | 0 | 0 | 0 | 0 | 0 | 0
NSR Shawnee 5-10 - SO2 Rate Annual v4.11 | 818 | 7456 | Rate Constraint in lbs/MMBtu | FALSE | L | Annual | Net Emissions Allowance Position | Thousand Tons | 1.8655 | 0 | 0 | 0 | 0 | 0 | 0
NSR Shawnee 5-10 - SO2 Rate Annual v4.11 | 818 | 7456 | Rate Constraint in lbs/MMBtu | FALSE | L | Annual | Fuel Consumed | TBtu | 8.3797 | 0 | 0 | 0 | 0 | 0 | 0
NSR Shawnee 5-10 - SO2 Rate Annual v4.11 | 818 | 7456 | Rate Constraint in lbs/MMBtu | FALSE | L | Annual | Rate | lb/MMBtu | 0.44525 | 0 | 0 | 0 | 0 | 0 | 0
NSR Shawnee 5-10 - SO2 Rate Annual v4.11 | 818 | 7456 | Rate Constraint in lbs/MMBtu | FALSE | L | Annual | Generation | TWh | 0.71281 | 0 | 0 | 0 | 0 | 0 | 0
NSR Shawnee 5-10 - SO2 Rate Annual v4.11 | 818 | 7456 | Rate Constraint in lbs/MMBtu | FALSE | L | Annual | Qualifying Generation | TWh | 0.71281 | 0 | 0 | 0 | 0 | 0 | 0
NSR Shawnee 5-10 - SO2 Rate Annual v4.11 | 818 | 7456 | Rate Constraint in lbs/MMBtu | FALSE | L | Annual | Rate | lb/MWh | 5.2343 | 0 | 0 | 0 | 0 | 0 | 0
NSR Shawnee 5-10 - SO2 Rate Annual v4.11 | 818 | 7456 | Rate Constraint in lbs/MMBtu | FALSE | L | Annual | Constraint Shadow Price | US2022$/Ton | 0 | 0 | 0 | 0 | 0 | 0 | 0
NSR Tucson Electric - SO2 Cap Annual v4.0 | 819 | 7276 | Rate Constraint in MTons | FALSE | L | Annual | Seasons Included | Seasons | Winter, Spring, Summer, Fall | Winter, Spring, Summer, Fall | Winter, Spring, Summer, Fall | Winter, Spring, Summer, Fall | Winter, Spring, Summer, Fall | Winter, Spring, Summer, Fall | Winter, Spring, Summer, Fall
NSR Tucson Electric - SO2 Cap Annual v4.0 | 819 | 7276 | Rate Constraint in MTons | FALSE | L | Annual | Standard SO2 | Thousand Tons | 10.66 | 10.66 | 10.66 | 10.66 | 10.66 | 10.66 | 10.66
NSR Tucson Electric - SO2 Cap Annual v4.0 | 819 | 7276 | Rate Constraint in MTons | FALSE | L | Annual | Emissions at Affected Plants SO2 | Thousand Tons | 2.0762 | 5.7907 | 4.2994 | 1.8374 | 0.81238 | 0.96711 | 0.96711
NSR Tucson Electric - SO2 Cap Annual v4.0 | 819 | 7276 | Rate Constraint in MTons | FALSE | L | Annual | Allowances Purchased SO2 | Thousand Tons | 0 | 0 | 0 | 0 | 0 | 0 | 0
NSR Tucson Electric - SO2 Cap Annual v4.0 | 819 | 7276 | Rate Constraint in MTons | FALSE | L | Annual | Allowances Sold SO2 | Thousand Tons | 0 | 0 | 0 | 0 | 0 | 0 | 0
NSR Tucson Electric - SO2 Cap Annual v4.0 | 819 | 7276 | Rate Constraint in MTons | FALSE | L | Annual | Allowances Banked | Thousand Tons | 0 | 0 | 0 | 0 | 0 | 0 | 0
NSR Tucson Electric - SO2 Cap Annual v4.0 | 819 | 7276 | Rate Constraint in MTons | FALSE | L | Annual | Allowances Withdrawn (1:1) | Thousand Tons | 0 | 0 | 0 | 0 | 0 | 0 | 0
NSR Tucson Electric - SO2 Cap Annual v4.0 | 819 | 7276 | Rate Constraint in MTons | FALSE | L | Annual | Allowances Withdrawn (n:1) | Thousand Tons | 0 | 0 | 0 | 0 | 0 | 0 | 0
NSR Tucson Electric - SO2 Cap Annual v4.0 | 819 | 7276 | Rate Constraint in MTons | FALSE | L | Annual | Net Emissions Allowance Position | Thousand Tons | 2.0762 | 5.7907 | 4.2994 | 1.8374 | 0.81238 | 0.96711 | 0.96711
NSR Tucson Electric - SO2 Cap Annual v4.0 | 819 | 7276 | Rate Constraint in MTons | FALSE | L | Annual | Fuel Consumed | TBtu | 16.3901 | 40.8485 | 45.9351 | 45.9351 | 5.5863 | 6.6503 | 6.6503
NSR Tucson Electric - SO2 Cap Annual v4.0 | 819 | 7276 | Rate Constraint in MTons | FALSE | L | Annual | Rate | lb/MMBtu | 0.25334 | 0.28352 | 0.1872 | 0.08 | 0.29085 | 0.29085 | 0.29085
NSR Tucson Electric - SO2 Cap Annual v4.0 | 819 | 7276 | Rate Constraint in MTons | FALSE | L | Annual | Generation | TWh | 1.5994 | 3.9925 | 3.0261 | 3.0261 | 0.36802 | 0.43811 | 0.43811
NSR Tucson Electric - SO2 Cap Annual v4.0 | 819 | 7276 | Rate Constraint in MTons | FALSE | L | Annual | Qualifying Generation | TWh | 1.5994 | 3.9925 | 3.0261 | 3.0261 | 0.36802 | 0.43811 | 0.43811
NSR Tucson Electric - SO2 Cap Annual v4.0 | 819 | 7276 | Rate Constraint in MTons | FALSE | L | Annual | Rate | lb/MWh | 2.5962 | 2.9008 | 2.8416 | 1.2144 | 4.4149 | 4.4149 | 4.4149
NSR Tucson Electric - SO2 Cap Annual v4.0 | 819 | 7276 | Rate Constraint in MTons | FALSE | L | Annual | Constraint Shadow Price | US2022$/Ton | 0 | 0 | 0 | 0 | 0 | 0 | 0
NSR Tucson Electric NOx Cap Annual - v4.0 | 820 | 7277 | Rate Constraint in MTons | FALSE | L | Annual | Seasons Included | Seasons | Winter, Spring, Summer, Fall | Winter, Spring, Summer, Fall | Winter, Spring, Summer, Fall | Winter, Spring, Summer, Fall | Winter, Spring, Summer, Fall | Winter, Spring, Summer, Fall | Winter, Spring, Summer, Fall
NSR Tucson Electric NOx Cap Annual - v4.0 | 820 | 7277 | Rate Constraint in MTons | FALSE | L | Annual | Standard NOX | Thousand Tons | 8.94 | 8.94 | 8.94 | 8.94 | 8.94 | 8.94 | 8.94
NSR Tucson Electric NOx Cap Annual - v4.0 | 820 | 7277 | Rate Constraint in MTons | FALSE | L | Annual | Emissions at Affected Plants NOX | Thousand Tons | 0.81625 | 1.6889 | 1.754 | 1.754 | 0.21331 | 0.25394 | 0.25394
NSR Tucson Electric NOx Cap Annual - v4.0 | 820 | 7277 | Rate Constraint in MTons | FALSE | L | Annual | Allowances Purchased NOX | Thousand Tons | 0 | 0 | 0 | 0 | 0 | 0 | 0
NSR Tucson Electric NOx Cap Annual - v4.0 | 820 | 7277 | Rate Constraint in MTons | FALSE | L | Annual | Allowances Sold NOX | Thousand Tons | 0 | 0 | 0 | 0 | 0 | 0 | 0
NSR Tucson Electric NOx Cap Annual - v4.0 | 820 | 7277 | Rate Constraint in MTons | FALSE | L | Annual | Allowances Banked | Thousand Tons | 0 | 0 | 0 | 0 | 0 | 0 | 0
NSR Tucson Electric NOx Cap Annual - v4.0 | 820 | 7277 | Rate Constraint in MTons | FALSE | L | Annual | Allowances Withdrawn (1:1) | Thousand Tons | 0 | 0 | 0 | 0 | 0 | 0 | 0
NSR Tucson Electric NOx Cap Annual - v4.0 | 820 | 7277 | Rate Constraint in MTons | FALSE | L | Annual | Allowances Withdrawn (n:1) | Thousand Tons | 0 | 0 | 0 | 0 | 0 | 0 | 0
NSR Tucson Electric NOx Cap Annual - v4.0 | 820 | 7277 | Rate Constraint in MTons | FALSE | L | Annual | Net Emissions Allowance Position | Thousand Tons | 0.81625 | 1.6889 | 1.754 | 1.754 | 0.21331 | 0.25394 | 0.25394
NSR Tucson Electric NOx Cap Annual - v4.0 | 820 | 7277 | Rate Constraint in MTons | FALSE | L | Annual | Fuel Consumed | TBtu | 16.3901 | 40.8485 | 45.9351 | 45.9351 | 5.5863 | 6.6503 | 6.6503
NSR Tucson Electric NOx Cap Annual - v4.0 | 820 | 7277 | Rate Constraint in MTons | FALSE | L | Annual | Rate | lb/MMBtu | 0.099603 | 0.08269 | 0.076369 | 0.076369 | 0.076369 | 0.076369 | 0.076369
NSR Tucson Electric NOx Cap Annual - v4.0 | 820 | 7277 | Rate Constraint in MTons | FALSE | L | Annual | Generation | TWh | 1.5994 | 3.9925 | 3.0261 | 3.0261 | 0.36802 | 0.43811 | 0.43811
NSR Tucson Electric NOx Cap Annual - v4.0 | 820 | 7277 | Rate Constraint in MTons | FALSE | L | Annual | Qualifying Generation | TWh | 1.5994 | 3.9925 | 3.0261 | 3.0261 | 0.36802 | 0.43811 | 0.43811
NSR Tucson Electric NOx Cap Annual - v4.0 | 820 | 7277 | Rate Constraint in MTons | FALSE | L | Annual | Rate | lb/MWh | 1.0207 | 0.84604 | 1.1593 | 1.1593 | 1.1593 | 1.1593 | 1.1593
NSR Tucson Electric NOx Cap Annual - v4.0 | 820 | 7277 | Rate Constraint in MTons | FALSE | L | Annual | Constraint Shadow Price | US2022$/Ton | 0 | 0 | 0 | 0 | 0 | 0 | 0
NSR TVA System - NOX Cap Annual v4.11 | 821 | 7400 | Rate Constraint in MTons | FALSE | L | Annual | Seasons Included | Seasons | Winter, Spring, Summer, Fall | Winter, Spring, Summer, Fall | Winter, Spring, Summer, Fall | Winter, Spring, Summer, Fall | Winter, Spring, Summer, Fall | Winter, Spring, Summer, Fall | Winter, Spring, Summer, Fall
NSR TVA System - NOX Cap Annual v4.11 | 821 | 7400 | Rate Constraint in MTons | FALSE | L | Annual | Standard NOX | Thousand Tons | 52 | 52 | 52 | 52 | 52 | 52 | 52
NSR TVA System - NOX Cap Annual v4.11 | 821 | 7400 | Rate Constraint in MTons | FALSE | L | Annual | Emissions at Affected Plants NOX | Thousand Tons | 3.586 | 1.172 | 0 | 0 | 0 | 0 | 0
NSR TVA System - NOX Cap Annual v4.11 | 821 | 7400 | Rate Constraint in MTons | FALSE | L | Annual | Allowances Purchased NOX | Thousand Tons | 0 | 0 | 0 | 0 | 0 | 0 | 0
NSR TVA System - NOX Cap Annual v4.11 | 821 | 7400 | Rate Constraint in MTons | FALSE | L | Annual | Allowances Sold NOX | Thousand Tons | 0 | 0 | 0 | 0 | 0 | 0 | 0
NSR TVA System - NOX Cap Annual v4.11 | 821 | 7400 | Rate Constraint in MTons | FALSE | L | Annual | Allowances Banked | Thousand Tons | 0 | 0 | 0 | 0 | 0 | 0 | 0
NSR TVA System - NOX Cap Annual v4.11 | 821 | 7400 | Rate Constraint in MTons | FALSE | L | Annual | Allowances Withdrawn (1:1) | Thousand Tons | 0 | 0 | 0 | 0 | 0 | 0 | 0
NSR TVA System - NOX Cap Annual v4.11 | 821 | 7400 | Rate Constraint in MTons | FALSE | L | Annual | Allowances Withdrawn (n:1) | Thousand Tons | 0 | 0 | 0 | 0 | 0 | 0 | 0
NSR TVA System - NOX Cap Annual v4.11 | 821 | 7400 | Rate Constraint in MTons | FALSE | L | Annual | Net Emissions Allowance Position | Thousand Tons | 3.586 | 1.172 | 0 | 0 | 0 | 0 | 0
NSR TVA System - NOX Cap Annual v4.11 | 821 | 7400 | Rate Constraint in MTons | FALSE | L | Annual | Fuel Consumed | TBtu | 64.1939 | 22.935 | 0 | 0 | 0 | 0 | 0
NSR TVA System - NOX Cap Annual v4.11 | 821 | 7400 | Rate Constraint in MTons | FALSE | L | Annual | Rate | lb/MMBtu | 0.11172 | 0.1022 | 0 | 0 | 0 | 0 | 0
NSR TVA System - NOX Cap Annual v4.11 | 821 | 7400 | Rate Constraint in MTons | FALSE | L | Annual | Generation | TWh | 5.8927 | 2.0042 | 0 | 0 | 0 | 0 | 0
NSR TVA System - NOX Cap Annual v4.11 | 821 | 7400 | Rate Constraint in MTons | FALSE | L | Annual | Qualifying Generation | TWh | 5.8927 | 2.0042 | 0 | 0 | 0 | 0 | 0
NSR TVA System - NOX Cap Annual v4.11 | 821 | 7400 | Rate Constraint in MTons | FALSE | L | Annual | Rate | lb/MWh | 1.2171 | 1.1696 | 0 | 0 | 0 | 0 | 0
NSR TVA System - NOX Cap Annual v4.11 | 821 | 7400 | Rate Constraint in MTons | FALSE | L | Annual | Constraint Shadow Price | US2022$/Ton | 0 | 0 | 0 | 0 | 0 | 0 | 0
NSR TVA System - SO2 Cap Annual v4.11 | 822 | 7399 | Rate Constraint in MTons | FALSE | L | Annual | Seasons Included | Seasons | Winter, Spring, Summer, Fall | Winter, Spring, Summer, Fall | Winter, Spring, Summer, Fall | Winter, Spring, Summer, Fall | Winter, Spring, Summer, Fall | Winter, Spring, Summer, Fall | Winter, Spring, Summer, Fall
NSR TVA System - SO2 Cap Annual v4.11 | 822 | 7399 | Rate Constraint in MTons | FALSE | L | Annual | Standard SO2 | Thousand Tons | 100 | 100 | 100 | 100 | 100 | 100 | 100
NSR TVA System - SO2 Cap Annual v4.11 | 822 | 7399 | Rate Constraint in MTons | FALSE | L | Annual | Emissions at Affected Plants SO2 | Thousand Tons | 6.5899 | 0.93418 | 0 | 0 | 0 | 0 | 0
NSR TVA System - SO2 Cap Annual v4.11 | 822 | 7399 | Rate Constraint in MTons | FALSE | L | Annual | Allowances Purchased SO2 | Thousand Tons | 0 | 0 | 0 | 0 | 0 | 0 | 0
NSR TVA System - SO2 Cap Annual v4.11 | 822 | 7399 | Rate Constraint in MTons | FALSE | L | Annual | Allowances Sold SO2 | Thousand Tons | 0 | 0 | 0 | 0 | 0 | 0 | 0
NSR TVA System - SO2 Cap Annual v4.11 | 822 | 7399 | Rate Constraint in MTons | FALSE | L | Annual | Allowances Banked | Thousand Tons | 0 | 0 | 0 | 0 | 0 | 0 | 0
NSR TVA System - SO2 Cap Annual v4.11 | 822 | 7399 | Rate Constraint in MTons | FALSE | L | Annual | Allowances Withdrawn (1:1) | Thousand Tons | 0 | 0 | 0 | 0 | 0 | 0 | 0
NSR TVA System - SO2 Cap Annual v4.11 | 822 | 7399 | Rate Constraint in MTons | FALSE | L | Annual | Allowances Withdrawn (n:1) | Thousand Tons | 0 | 0 | 0 | 0 | 0 | 0 | 0
NSR TVA System - SO2 Cap Annual v4.11 | 822 | 7399 | Rate Constraint in MTons | FALSE | L | Annual | Net Emissions Allowance Position | Thousand Tons | 6.5899 | 0.93418 | 0 | 0 | 0 | 0 | 0
NSR TVA System - SO2 Cap Annual v4.11 | 822 | 7399 | Rate Constraint in MTons | FALSE | L | Annual | Fuel Consumed | TBtu | 64.1939 | 22.935 | 0 | 0 | 0 | 0 | 0
NSR TVA System - SO2 Cap Annual v4.11 | 822 | 7399 | Rate Constraint in MTons | FALSE | L | Annual | Rate | lb/MMBtu | 0.20531 | 0.081463 | 0 | 0 | 0 | 0 | 0
NSR TVA System - SO2 Cap Annual v4.11 | 822 | 7399 | Rate Constraint in MTons | FALSE | L | Annual | Generation | TWh | 5.8927 | 2.0042 | 0 | 0 | 0 | 0 | 0
NSR TVA System - SO2 Cap Annual v4.11 | 822 | 7399 | Rate Constraint in MTons | FALSE | L | Annual | Qualifying Generation | TWh | 5.8927 | 2.0042 | 0 | 0 | 0 | 0 | 0
NSR TVA System - SO2 Cap Annual v4.11 | 822 | 7399 | Rate Constraint in MTons | FALSE | L | Annual | Rate | lb/MWh | 2.2366 | 0.93224 | 0 | 0 | 0 | 0 | 0
NSR TVA System - SO2 Cap Annual v4.11 | 822 | 7399 | Rate Constraint in MTons | FALSE | L | Annual | Constraint Shadow Price | US2022$/Ton | 0 | 0 | 0 | 0 | 0 | 0 | 0
NSR Valley 1-4 - NOX Rate Annual v5.16 | 823 | 7429 | Rate Constraint in lbs/MMBtu | FALSE | L | Annual | Seasons Included | Seasons | Winter, Spring, Summer, Fall | Winter, Spring, Summer, Fall | Winter, Spring, Summer, Fall | Winter, Spring, Summer, Fall | Winter, Spring, Summer, Fall | Winter, Spring, Summer, Fall | Winter, Spring, Summer, Fall
NSR Valley 1-4 - NOX Rate Annual v5.16 | 823 | 7429 | Rate Constraint in lbs/MMBtu | FALSE | L | Annual | Standard NOX | lb/MMBtu | 0.08 | 0.08 | 0.08 | 0.08 | 0.08 | 0.08 | 0.08
NSR Valley 1-4 - NOX Rate Annual v5.16 | 823 | 7429 | Rate Constraint in lbs/MMBtu | FALSE | L | Annual | Emissions at Affected Plants NOX | Thousand Tons | 0.11323 | 0.1582 | 0.16581 | 0 | 0 | 0 | 0
NSR Valley 1-4 - NOX Rate Annual v5.16 | 823 | 7429 | Rate Constraint in lbs/MMBtu | FALSE | L | Annual | Allowances Purchased NOX | Thousand Tons | 0 | 0 | 0 | 0 | 0 | 0 | 0
NSR Valley 1-4 - NOX Rate Annual v5.16 | 823 | 7429 | Rate Constraint in lbs/MMBtu | FALSE | L | Annual | Allowances Sold NOX | Thousand Tons | 0 | 0 | 0 | 0 | 0 | 0 | 0
NSR Valley 1-4 - NOX Rate Annual v5.16 | 823 | 7429 | Rate Constraint in lbs/MMBtu | FALSE | L | Annual | Allowances Banked | Thousand Tons | 0 | 0 | 0 | 0 | 0 | 0 | 0
NSR Valley 1-4 - NOX Rate Annual v5.16 | 823 | 7429 | Rate Constraint in lbs/MMBtu | FALSE | L | Annual | Allowances Withdrawn (1:1) | Thousand Tons | 0 | 0 | 0 | 0 | 0 | 0 | 0
NSR Valley 1-4 - NOX Rate Annual v5.16 | 823 | 7429 | Rate Constraint in lbs/MMBtu | FALSE | L | Annual | Allowances Withdrawn (n:1) | Thousand Tons | 0 | 0 | 0 | 0 | 0 | 0 | 0
NSR Valley 1-4 - NOX Rate Annual v5.16 | 823 | 7429 | Rate Constraint in lbs/MMBtu | FALSE | L | Annual | Net Emissions Allowance Position | Thousand Tons | 0.11323 | 0.1582 | 0.16581 | 0 | 0 | 0 | 0
NSR Valley 1-4 - NOX Rate Annual v5.16 | 823 | 7429 | Rate Constraint in lbs/MMBtu | FALSE | L | Annual | Fuel Consumed | TBtu | 3.0673 | 4.2855 | 4.4916 | 0 | 0 | 0 | 0
NSR Valley 1-4 - NOX Rate Annual v5.16 | 823 | 7429 | Rate Constraint in lbs/MMBtu | FALSE | L | Annual | Rate | lb/MMBtu | 0.073832 | 0.073832 | 0.073832 | 0 | 0 | 0 | 0
NSR Valley 1-4 - NOX Rate Annual v5.16 | 823 | 7429 | Rate Constraint in lbs/MMBtu | FALSE | L | Annual | Generation | TWh | 0.31845 | 0.44492 | 0.46632 | 0 | 0 | 0 | 0
NSR Valley 1-4 - NOX Rate Annual v5.16 | 823 | 7429 | Rate Constraint in lbs/MMBtu | FALSE | L | Annual | Qualifying Generation | TWh | 0.31845 | 0.44492 | 0.46632 | 0 | 0 | 0 | 0
NSR Valley 1-4 - NOX Rate Annual v5.16 | 823 | 7429 | Rate Constraint in lbs/MMBtu | FALSE | L | Annual | Rate | lb/MWh | 0.71115 | 0.71115 | 0.71115 | 0 | 0 | 0 | 0
NSR Valley 1-4 - NOX Rate Annual v5.16 | 823 | 7429 | Rate Constraint in lbs/MMBtu | FALSE | L | Annual | Constraint Shadow Price | US2022$/Ton | 0 | 0 | 0 | 0 | 0 | 0 | 0
NSR Valley 1-4 - SO2 Cap Annual v5.16 | 824 | 7428 | Rate Constraint in MTons | FALSE | L | Annual | Seasons Included | Seasons | Winter, Spring, Summer, Fall | Winter, Spring, Summer, Fall | Winter, Spring, Summer, Fall | Winter, Spring, Summer, Fall | Winter, Spring, Summer, Fall | Winter, Spring, Summer, Fall | Winter, Spring, Summer, Fall
NSR Valley 1-4 - SO2 Cap Annual v5.16 | 824 | 7428 | Rate Constraint in MTons | FALSE | L | Annual | Standard SO2 | Thousand Tons | 0.0095 | 0.0095 | 0.0095 | 0.0095 | 0.0095 | 0.0095 | 0.0095
NSR Valley 1-4 - SO2 Cap Annual v5.16 | 824 | 7428 | Rate Constraint in MTons | FALSE | L | Annual | Emissions at Affected Plants SO2 | Thousand Tons | 0 | 0 | 0 | 0 | 0 | 0 | 0
NSR Valley 1-4 - SO2 Cap Annual v5.16 | 824 | 7428 | Rate Constraint in MTons | FALSE | L | Annual | Allowances Purchased SO2 | Thousand Tons | 0 | 0 | 0 | 0 | 0 | 0 | 0
NSR Valley 1-4 - SO2 Cap Annual v5.16 | 824 | 7428 | Rate Constraint in MTons | FALSE | L | Annual | Allowances Sold SO2 | Thousand Tons | 0 | 0 | 0 | 0 | 0 | 0 | 0
NSR Valley 1-4 - SO2 Cap Annual v5.16 | 824 | 7428 | Rate Constraint in MTons | FALSE | L | Annual | Allowances Banked | Thousand Tons | 0 | 0 | 0 | 0 | 0 | 0 | 0
NSR Valley 1-4 - SO2 Cap Annual v5.16 | 824 | 7428 | Rate Constraint in MTons | FALSE | L | Annual | Allowances Withdrawn (1:1) | Thousand Tons | 0 | 0 | 0 | 0 | 0 | 0 | 0
NSR Valley 1-4 - SO2 Cap Annual v5.16 | 824 | 7428 | Rate Constraint in MTons | FALSE | L | Annual | Allowances Withdrawn (n:1) | Thousand Tons | 0 | 0 | 0 | 0 | 0 | 0 | 0
NSR Valley 1-4 - SO2 Cap Annual v5.16 | 824 | 7428 | Rate Constraint in MTons | FALSE | L | Annual | Net Emissions Allowance Position | Thousand Tons | 0 | 0 | 0 | 0 | 0 | 0 | 0
NSR Valley 1-4 - SO2 Cap Annual v5.16 | 824 | 7428 | Rate Constraint in MTons | FALSE | L | Annual | Fuel Consumed | TBtu | 3.0673 | 4.2855 | 4.4916 | 0 | 0 | 0 | 0
NSR Valley 1-4 - SO2 Cap Annual v5.16 | 824 | 7428 | Rate Constraint in MTons | FALSE | L | Annual | Rate | lb/MMBtu | 0 | 0 | 0 | 0 | 0 | 0 | 0
NSR Valley 1-4 - SO2 Cap Annual v5.16 | 824 | 7428 | Rate Constraint in MTons | FALSE | L | Annual | Generation | TWh | 0.31845 | 0.44492 | 0.46632 | 0 | 0 | 0 | 0
NSR Valley 1-4 - SO2 Cap Annual v5.16 | 824 | 7428 | Rate Constraint in MTons | FALSE | L | Annual | Qualifying Generation | TWh | 0.31845 | 0.44492 | 0.46632 | 0 | 0 | 0 | 0
NSR Valley 1-4 - SO2 Cap Annual v5.16 | 824 | 7428 | Rate Constraint in MTons | FALSE | L | Annual | Rate | lb/MWh | 0 | 0 | 0 | 0 | 0 | 0 | 0
NSR Valley 1-4 - SO2 Cap Annual v5.16 | 824 | 7428 | Rate Constraint in MTons | FALSE | L | Annual | Constraint Shadow Price | US2022$/Ton | 0 | 0 | 0 | 0 | 0 | 0 | 0
NSR WEPCO Settlement - NOX Cap Annual v3.1 | 825 | 7401 | Rate Constraint in MTons | FALSE | L | Annual | Seasons Included | Seasons | Winter, Spring, Summer, Fall | Winter, Spring, Summer, Fall | Winter, Spring, Summer, Fall | Winter, Spring, Summer, Fall | Winter, Spring, Summer, Fall | Winter, Spring, Summer, Fall | Winter, Spring, Summer, Fall
NSR WEPCO Settlement - NOX Cap Annual v3.1 | 825 | 7401 | Rate Constraint in MTons | FALSE | L | Annual | Standard NOX | Thousand Tons | 17.4 | 17.4 | 17.4 | 17.4 | 17.4 | 17.4 | 17.4
NSR WEPCO Settlement - NOX Cap Annual v3.1 | 825 | 7401 | Rate Constraint in MTons | FALSE | L | Annual | Emissions at Affected Plants NOX | Thousand Tons | 0.11323 | 0.1582 | 0.16581 | 0 | 0 | 0 | 0
NSR WEPCO Settlement - NOX Cap Annual v3.1 | 825 | 7401 | Rate Constraint in MTons | FALSE | L | Annual | Allowances Purchased NOX | Thousand Tons | 0 | 0 | 0 | 0 | 0 | 0 | 0
NSR WEPCO Settlement - NOX Cap Annual v3.1 | 825 | 7401 | Rate Constraint in MTons | FALSE | L | Annual | Allowances Sold NOX | Thousand Tons | 0 | 0 | 0 | 0 | 0 | 0 | 0
NSR WEPCO Settlement - NOX Cap Annual v3.1 | 825 | 7401 | Rate Constraint in MTons | FALSE | L | Annual | Allowances Banked | Thousand Tons | 0 | 0 | 0 | 0 | 0 | 0 | 0
NSR WEPCO Settlement - NOX Cap Annual v3.1 | 825 | 7401 | Rate Constraint in MTons | FALSE | L | Annual | Allowances Withdrawn (1:1) | Thousand Tons | 0 | 0 | 0 | 0 | 0 | 0 | 0
NSR WEPCO Settlement - NOX Cap Annual v3.1 | 825 | 7401 | Rate Constraint in MTons | FALSE | L | Annual | Allowances Withdrawn (n:1) | Thousand Tons | 0 | 0 | 0 | 0 | 0 | 0 | 0
NSR WEPCO Settlement - NOX Cap Annual v3.1 | 825 | 7401 | Rate Constraint in MTons | FALSE | L | Annual | Net Emissions Allowance Position | Thousand Tons | 0.11323 | 0.1582 | 0.16581 | 0 | 0 | 0 | 0
NSR WEPCO Settlement - NOX Cap Annual v3.1 | 825 | 7401 | Rate Constraint in MTons | FALSE | L | Annual | Fuel Consumed | TBtu | 3.0673 | 4.2855 | 4.4916 | 0 | 0 | 0 | 0
NSR WEPCO Settlement - NOX Cap Annual v3.1 | 825 | 7401 | Rate Constraint in MTons | FALSE | L | Annual | Rate | lb/MMBtu | 0.073832 | 0.073832 | 0.073832 | 0 | 0 | 0 | 0
NSR WEPCO Settlement - NOX Cap Annual v3.1 | 825 | 7401 | Rate Constraint in MTons | FALSE | L | Annual | Generation | TWh | 0.31845 | 0.44492 | 0.46632 | 0 | 0 | 0 | 0
NSR WEPCO Settlement - NOX Cap Annual v3.1 | 825 | 7401 | Rate Constraint in MTons | FALSE | L | Annual | Qualifying Generation | TWh | 0.31845 | 0.44492 | 0.46632 | 0 | 0 | 0 | 0
NSR WEPCO Settlement - NOX Cap Annual v3.1 | 825 | 7401 | Rate Constraint in MTons | FALSE | L | Annual | Rate | lb/MWh | 0.71115 | 0.71115 | 0.71115 | 0 | 0 | 0 | 0
NSR WEPCO Settlement - NOX Cap Annual v3.1 | 825 | 7401 | Rate Constraint in MTons | FALSE | L | Annual | Constraint Shadow Price | US2022$/Ton | 0 | 0 | 0 | 0 | 0 | 0 | 0
NSR WEPCO Settlement - NOX Rate Annual v3.1 | 826 | 7402 | Rate Constraint in lbs/MMBtu | FALSE | L | Annual | Seasons Included | Seasons | Winter, Spring, Summer, Fall | Winter, Spring, Summer, Fall | Winter, Spring, Summer, Fall | Winter, Spring, Summer, Fall | Winter, Spring, Summer, Fall | Winter, Spring, Summer, Fall | Winter, Spring, Summer, Fall
NSR WEPCO Settlement - NOX Rate Annual v3.1 | 826 | 7402 | Rate Constraint in lbs/MMBtu | FALSE | L | Annual | Standard NOX | lb/MMBtu | 0.17 | 0.17 | 0.17 | 0.17 | 0.17 | 0.17 | 0.17
NSR WEPCO Settlement - NOX Rate Annual v3.1 | 826 | 7402 | Rate Constraint in lbs/MMBtu | FALSE | L | Annual | Emissions at Affected Plants NOX | Thousand Tons | 0.11323 | 0.1582 | 0.16581 | 0 | 0 | 0 | 0
NSR WEPCO Settlement - NOX Rate Annual v3.1 | 826 | 7402 | Rate Constraint in lbs/MMBtu | FALSE | L | Annual | Allowances Purchased NOX | Thousand Tons | 0 | 0 | 0 | 0 | 0 | 0 | 0
NSR WEPCO Settlement - NOX Rate Annual v3.1 | 826 | 7402 | Rate Constraint in lbs/MMBtu | FALSE | L | Annual | Allowances Sold NOX | Thousand Tons | 0 | 0 | 0 | 0 | 0 | 0 | 0
NSR WEPCO Settlement - NOX Rate Annual v3.1 | 826 | 7402 | Rate Constraint in lbs/MMBtu | FALSE | L | Annual | Allowances Banked | Thousand Tons | 0 | 0 | 0 | 0 | 0 | 0 | 0
NSR WEPCO Settlement - NOX Rate Annual v3.1 | 826 | 7402 | Rate Constraint in lbs/MMBtu | FALSE | L | Annual | Allowances Withdrawn (1:1) | Thousand Tons | 0 | 0 | 0 | 0 | 0 | 0 | 0
NSR WEPCO Settlement - NOX Rate Annual v3.1 | 826 | 7402 | Rate Constraint in lbs/MMBtu | FALSE | L | Annual | Allowances Withdrawn (n:1) | Thousand Tons | 0 | 0 | 0 | 0 | 0 | 0 | 0
NSR WEPCO Settlement - NOX Rate Annual v3.1 | 826 | 7402 | Rate Constraint in lbs/MMBtu | FALSE | L | Annual | Net Emissions Allowance Position | Thousand Tons | 0.11323 | 0.1582 | 0.16581 | 0 | 0 | 0 | 0
NSR WEPCO Settlement - NOX Rate Annual v3.1 | 826 | 7402 | Rate Constraint in lbs/MMBtu | FALSE | L | Annual | Fuel Consumed | TBtu | 3.0673 | 4.2855 | 4.4916 | 0 | 0 | 0 | 0
NSR WEPCO Settlement - NOX Rate Annual v3.1 | 826 | 7402 | Rate Constraint in lbs/MMBtu | FALSE | L | Annual | Rate | lb/MMBtu | 0.073832 | 0.073832 | 0.073832 | 0 | 0 | 0 | 0
NSR WEPCO Settlement - NOX Rate Annual v3.1 | 826 | 7402 | Rate Constraint in lbs/MMBtu | FALSE | L | Annual | Generation | TWh | 0.31845 | 0.44492 | 0.46632 | 0 | 0 | 0 | 0
NSR WEPCO Settlement - NOX Rate Annual v3.1 | 826 | 7402 | Rate Constraint in lbs/MMBtu | FALSE | L | Annual | Qualifying Generation | TWh | 0.31845 | 0.44492 | 0.46632 | 0 | 0 | 0 | 0
NSR WEPCO Settlement - NOX Rate Annual v3.1 | 826 | 7402 | Rate Constraint in lbs/MMBtu | FALSE | L | Annual | Rate | lb/MWh | 0.71115 | 0.71115 | 0.71115 | 0 | 0 | 0 | 0
NSR WEPCO Settlement - NOX Rate Annual v3.1 | 826 | 7402 | Rate Constraint in lbs/MMBtu | FALSE | L | Annual | Constraint Shadow Price | US2022$/Ton | 0 | 0 | 0 | 0 | 0 | 0 | 0
NSR WEPCO Settlement - SO2 Cap Annual v3.1 | 827 | 7403 | Rate Constraint in MTons | FALSE | L | Annual | Seasons Included | Seasons | Winter, Spring, Summer, Fall | Winter, Spring, Summer, Fall | Winter, Spring, Summer, Fall | Winter, Spring, Summer, Fall | Winter, Spring, Summer, Fall | Winter, Spring, Summer, Fall | Winter, Spring, Summer, Fall
NSR WEPCO Settlement - SO2 Cap Annual v3.1 | 827 | 7403 | Rate Constraint in MTons | FALSE | L | Annual | Standard SO2 | Thousand Tons | 33.3 | 33.3 | 33.3 | 33.3 | 33.3 | 33.3 | 33.3
NSR WEPCO Settlement - SO2 Cap Annual v3.1 | 827 | 7403 | Rate Constraint in MTons | FALSE | L | Annual | Emissions at Affected Plants SO2 | Thousand Tons | 0 | 0 | 0 | 0 | 0 | 0 | 0
NSR WEPCO Settlement - SO2 Cap Annual v3.1 | 827 | 7403 | Rate Constraint in MTons | FALSE | L | Annual | Allowances Purchased SO2 | Thousand Tons | 0 | 0 | 0 | 0 | 0 | 0 | 0
NSR WEPCO Settlement - SO2 Cap Annual v3.1 | 827 | 7403 | Rate Constraint in MTons | FALSE | L | Annual | Allowances Sold SO2 | Thousand Tons | 0 | 0 | 0 | 0 | 0 | 0 | 0
NSR WEPCO Settlement - SO2 Cap Annual v3.1 | 827 | 7403 | Rate Constraint in MTons | FALSE | L | Annual | Allowances Banked | Thousand Tons | 0 | 0 | 0 | 0 | 0 | 0 | 0
NSR WEPCO Settlement - SO2 Cap Annual v3.1 | 827 | 7403 | Rate Constraint in MTons | FALSE | L | Annual | Allowances Withdrawn (1:1) | Thousand Tons | 0 | 0 | 0 | 0 | 0 | 0 | 0
NSR WEPCO Settlement - SO2 Cap Annual v3.1 | 827 | 7403 | Rate Constraint in MTons | FALSE | L | Annual | Allowances Withdrawn (n:1) | Thousand Tons | 0 | 0 | 0 | 0 | 0 | 0 | 0
NSR WEPCO Settlement - SO2 Cap Annual v3.1 | 827 | 7403 | Rate Constraint in MTons | FALSE | L | Annual | Net Emissions Allowance Position | Thousand Tons | 0 | 0 | 0 | 0 | 0 | 0 | 0
NSR WEPCO Settlement - SO2 Cap Annual v3.1 | 827 | 7403 | Rate Constraint in MTons | FALSE | L | Annual | Fuel Consumed | TBtu | 3.0673 | 4.2855 | 4.4916 | 0 | 0 | 0 | 0
NSR WEPCO Settlement - SO2 Cap Annual v3.1 | 827 | 7403 | Rate Constraint in MTons | FALSE | L | Annual | Rate | lb/MMBtu | 0 | 0 | 0 | 0 | 0 | 0 | 0
NSR WEPCO Settlement - SO2 Cap Annual v3.1 | 827 | 7403 | Rate Constraint in MTons | FALSE | L | Annual | Generation | TWh | 0.31845 | 0.44492 | 0.46632 | 0 | 0 | 0 | 0
NSR WEPCO Settlement - SO2 Cap Annual v3.1 | 827 | 7403 | Rate Constraint in MTons | FALSE | L | Annual | Qualifying Generation | TWh | 0.31845 | 0.44492 | 0.46632 | 0 | 0 | 0 | 0
NSR WEPCO Settlement - SO2 Cap Annual v3.1 | 827 | 7403 | Rate Constraint in MTons | FALSE | L | Annual | Rate | lb/MWh | 0 | 0 | 0 | 0 | 0 | 0 | 0
NSR WEPCO Settlement - SO2 Cap Annual v3.1 | 827 | 7403 | Rate Constraint in MTons | FALSE | L | Annual | Constraint Shadow Price | US2022$/Ton | 0 | 0 | 0 | 0 | 0 | 0 | 0
NSR WEPCO Settlement - SO2 Rate Annual v3.1 | 828 | 7404 | Rate Constraint in lbs/MMBtu | FALSE | L | Annual | Seasons Included | Seasons | Winter, Spring, Summer, Fall | Winter, Spring, Summer, Fall | Winter, Spring, Summer, Fall | Winter, Spring, Summer, Fall | Winter, Spring, Summer, Fall | Winter, Spring, Summer, Fall | Winter, Spring, Summer, Fall
NSR WEPCO Settlement - SO2 Rate Annual v3.1 | 828 | 7404 | Rate Constraint in lbs/MMBtu | FALSE | L | Annual | Standard SO2 | lb/MMBtu | 0.32 | 0.32 | 0.32 | 0.32 | 0.32 | 0.32 | 0.32
NSR WEPCO Settlement - SO2 Rate Annual v3.1 | 828 | 7404 | Rate Constraint in lbs/MMBtu | FALSE | L | Annual | Emissions at Affected Plants SO2 | Thousand Tons | 0 | 0 | 0 | 0 | 0 | 0 | 0
NSR WEPCO Settlement - SO2 Rate Annual v3.1 | 828 | 7404 | Rate Constraint in lbs/MMBtu | FALSE | L | Annual | Allowances Purchased SO2 | Thousand Tons | 0 | 0 | 0 | 0 | 0 | 0 | 0
NSR WEPCO Settlement - SO2 Rate Annual v3.1 | 828 | 7404 | Rate Constraint in lbs/MMBtu | FALSE | L | Annual | Allowances Sold SO2 | Thousand Tons | 0 | 0 | 0 | 0 | 0 | 0 | 0
NSR WEPCO Settlement - SO2 Rate Annual v3.1 | 828 | 7404 | Rate Constraint in lbs/MMBtu | FALSE | L | Annual | Allowances Banked | Thousand Tons | 0 | 0 | 0 | 0 | 0 | 0 | 0
NSR WEPCO Settlement - SO2 Rate Annual v3.1 | 828 | 7404 | Rate Constraint in lbs/MMBtu | FALSE | L | Annual | Allowances Withdrawn (1:1) | Thousand Tons | 0 | 0 | 0 | 0 | 0 | 0 | 0
NSR WEPCO Settlement - SO2 Rate Annual v3.1 | 828 | 7404 | Rate Constraint in lbs/MMBtu | FALSE | L | Annual | Allowances Withdrawn (n:1) | Thousand Tons | 0 | 0 | 0 | 0 | 0 | 0 | 0
NSR WEPCO Settlement - SO2 Rate Annual v3.1 | 828 | 7404 | Rate Constraint in lbs/MMBtu | FALSE | L | Annual | Net Emissions Allowance Position | Thousand Tons | 0 | 0 | 0 | 0 | 0 | 0 | 0
NSR WEPCO Settlement - SO2 Rate Annual v3.1 | 828 | 7404 | Rate Constraint in lbs/MMBtu | FALSE | L | Annual | Fuel Consumed | TBtu | 3.0673 | 4.2855 | 4.4916 | 0 | 0 | 0 | 0
NSR WEPCO Settlement - SO2 Rate Annual v3.1 | 828 | 7404 | Rate Constraint in lbs/MMBtu | FALSE | L | Annual | Rate | lb/MMBtu | 0 | 0 | 0 | 0 | 0 | 0 | 0
NSR WEPCO Settlement - SO2 Rate Annual v3.1 | 828 | 7404 | Rate Constraint in lbs/MMBtu | FALSE | L | Annual | Generation | TWh | 0.31845 | 0.44492 | 0.46632 | 0 | 0 | 0 | 0
NSR WEPCO Settlement - SO2 Rate Annual v3.1 | 828 | 7404 | Rate Constraint in lbs/MMBtu | FALSE | L | Annual | Qualifying Generation | TWh | 0.31845 | 0.44492 | 0.46632 | 0 | 0 | 0 | 0
NSR WEPCO Settlement - SO2 Rate Annual v3.1 | 828 | 7404 | Rate Constraint in lbs/MMBtu | FALSE | L | Annual | Rate | lb/MWh | 0 | 0 | 0 | 0 | 0 | 0 | 0
NSR WEPCO Settlement - SO2 Rate Annual v3.1 | 828 | 7404 | Rate Constraint in lbs/MMBtu | FALSE | L | Annual | Constraint Shadow Price | US2022$/Ton | 0 | 0 | 0 | 0 | 0 | 0 | 0
NSR Westar Consent - NOX Cap Annual v4.10 | 829 | 7405 | Rate Constraint in MTons | FALSE | L | Annual | Seasons Included | Seasons | Winter, Spring, Summer, Fall | Winter, Spring, Summer, Fall | Winter, Spring, Summer, Fall | Winter, Spring, Summer, Fall | Winter, Spring, Summer, Fall | Winter, Spring, Summer, Fall | Winter, Spring, Summer, Fall
NSR Westar Consent - NOX Cap Annual v4.10 | 829 | 7405 | Rate Constraint in MTons | FALSE | L | Annual | Standard NOX | Thousand Tons | 9.6 | 9.6 | 9.6 | 9.6 | 9.6 | 9.6 | 9.6
NSR Westar Consent - NOX Cap Annual v4.10 | 829 | 7405 | Rate Constraint in MTons | FALSE | L | Annual | Emissions at Affected Plants NOX | Thousand Tons | 0.78167 | 0.87586 | 0 | 0 | 0 | 0 | 0
NSR Westar Consent - NOX Cap Annual v4.10 | 829 | 7405 | Rate Constraint in MTons | FALSE | L | Annual | Allowances Purchased NOX | Thousand Tons | 0 | 0 | 0 | 0 | 0 | 0 | 0
NSR Westar Consent - NOX Cap Annual v4.10 | 829 | 7405 | Rate Constraint in MTons | FALSE | L | Annual | Allowances Sold NOX | Thousand Tons | 0 | 0 | 0 | 0 | 0 | 0 | 0
NSR Westar Consent - NOX Cap Annual v4.10 | 829 | 7405 | Rate Constraint in MTons | FALSE | L | Annual | Allowances Banked | Thousand Tons | 0 | 0 | 0 | 0 | 0 | 0 | 0
NSR Westar Consent - NOX Cap Annual v4.10 | 829 | 7405 | Rate Constraint in MTons | FALSE | L | Annual | Allowances Withdrawn (1:1) | Thousand Tons | 0 | 0 | 0 | 0 | 0 | 0 | 0
NSR Westar Consent - NOX Cap Annual v4.10 | 829 | 7405 | Rate Constraint in MTons | FALSE | L | Annual | Allowances Withdrawn (n:1) | Thousand Tons | 0 | 0 | 0 | 0 | 0 | 0 | 0
NSR Westar Consent - NOX Cap Annual v4.10 | 829 | 7405 | Rate Constraint in MTons | FALSE | L | Annual | Net Emissions Allowance Position | Thousand Tons | 0.78167 | 0.87586 | 0 | 0 | 0 | 0 | 0
NSR Westar Consent - NOX Cap Annual v4.10 | 829 | 7405 | Rate Constraint in MTons | FALSE | L | Annual | Fuel Consumed | TBtu | 39.1619 | 43.881 | 0 | 0 | 0 | 0 | 0
NSR Westar Consent - NOX Cap Annual v4.10 | 829 | 7405 | Rate Constraint in MTons | FALSE | L | Annual | Rate | lb/MMBtu | 0.03992 | 0.03992 | 0 | 0 | 0 | 0 | 0
NSR Westar Consent - NOX Cap Annual v4.10 | 829 | 7405 | Rate Constraint in MTons | FALSE | L | Annual | Generation | TWh | 3.5634 | 3.9928 | 0 | 0 | 0 | 0 | 0
NSR Westar Consent - NOX Cap Annual v4.10 | 829 | 7405 | Rate Constraint in MTons | FALSE | L | Annual | Qualifying Generation | TWh | 3.5634 | 3.9928 | 0 | 0 | 0 | 0 | 0
NSR Westar Consent - NOX Cap Annual v4.10 | 829 | 7405 | Rate Constraint in MTons | FALSE | L | Annual | Rate | lb/MWh | 0.43872 | 0.43872 | 0 | 0 | 0 | 0 | 0
NSR Westar Consent - NOX Cap Annual v4.10 | 829 | 7405 | Rate Constraint in MTons | FALSE | L | Annual | Constraint Shadow Price | US2022$/Ton | 0 | 0 | 0 | 0 | 0 | 0 | 0
NSR Westar Consent - NOX Rate Annual v4.10, Unit 2516 and retrofits | 830 | 7406 | Rate Constraint in lbs/MMBtu | FALSE | L | Annual | Seasons Included | Seasons | Winter, Spring, Summer, Fall | Winter, Spring, Summer, Fall | Winter, Spring, Summer, Fall | Winter, Spring, Summer, Fall | Winter, Spring, Summer, Fall | Winter, Spring, Summer, Fall | Winter, Spring, Summer, Fall
NSR Westar Consent - NOX Rate Annual v4.10, Unit 2516 and retrofits | 830 | 7406 | Rate Constraint in lbs/MMBtu | FALSE | L | Annual | Standard NOX | lb/MMBtu | 0.1 | 0.1 | 0.1 | 0.1 | 0.1 | 0.1 | 0.1
NSR Westar Consent - NOX Rate Annual v4.10, Unit 2516 and retrofits | 830 | 7406 | Rate Constraint in lbs/MMBtu | FALSE | L | Annual | Emissions at Affected Plants NOX | Thousand Tons | 0.78167 | 0.87586 | 0 | 0 | 0 | 0 | 0
NSR Westar Consent - NOX Rate Annual v4.10, Unit 2516 and retrofits | 830 | 7406 | Rate Constraint in lbs/MMBtu | FALSE | L | Annual | Allowances Purchased NOX | Thousand Tons | 0 | 0 | 0 | 0 | 0 | 0 | 0
NSR Westar Consent - NOX Rate Annual v4.10, Unit 2516 and retrofits | 830 | 7406 | Rate Constraint in lbs/MMBtu | FALSE | L | Annual | Allowances Sold NOX | Thousand Tons | 0 | 0 | 0 | 0 | 0 | 0 | 0
NSR Westar Consent - NOX Rate Annual v4.10, Unit 2516 and retrofits | 830 | 7406 | Rate Constraint in lbs/MMBtu | FALSE | L | Annual | Allowances Banked | Thousand Tons | 0 | 0 | 0 | 0 | 0 | 0 | 0
NSR Westar Consent - NOX Rate Annual v4.10, Unit 2516 and retrofits | 830 | 7406 | Rate Constraint in lbs/MMBtu | FALSE | L | Annual | Allowances Withdrawn (1:1) | Thousand Tons | 0 | 0 | 0 | 0 | 0 | 0 | 0
NSR Westar Consent - NOX Rate Annual v4.10, Unit 2516 and retrofits | 830 | 7406 | Rate Constraint in lbs/MMBtu | FALSE | L | Annual | Allowances Withdrawn (n:1) | Thousand Tons | 0 | 0 | 0 | 0 | 0 | 0 | 0
NSR Westar Consent - NOX Rate Annual v4.10, Unit 2516 and retrofits | 830 | 7406 | Rate Constraint in lbs/MMBtu | FALSE | L | Annual | Net Emissions Allowance Position | Thousand Tons | 0.78167 | 0.87586 | 0 | 0 | 0 | 0 | 0
NSR Westar Consent - NOX Rate Annual v4.10, Unit 2516 and retrofits | 830 | 7406 | Rate Constraint in lbs/MMBtu | FALSE | L | Annual | Fuel Consumed | TBtu | 39.1619 | 43.881 | 0 | 0 | 0 | 0 | 0
NSR Westar Consent - NOX Rate Annual v4.10, Unit 2516 and retrofits | 830 | 7406 | Rate Constraint in lbs/MMBtu | FALSE | L | Annual | Rate | lb/MMBtu | 0.03992 | 0.03992 | 0 | 0 | 0 | 0 | 0
NSR Westar Consent - NOX Rate Annual v4.10, Unit 2516 and retrofits | 830 | 7406 | Rate Constraint in lbs/MMBtu | FALSE | L | Annual | Generation | TWh | 3.5634 | 3.9928 | 0 | 0 | 0 | 0 | 0
NSR Westar Consent - NOX Rate Annual v4.10, Unit 2516 and retrofits | 830 | 7406 | Rate Constraint in lbs/MMBtu | FALSE | L | Annual | Qualifying Generation | TWh | 3.5634 | 3.9928 | 0 | 0 | 0 | 0 | 0
NSR Westar Consent - NOX Rate Annual v4.10, Unit 2516 and retrofits | 830 | 7406 | Rate Constraint in lbs/MMBtu | FALSE | L | Annual | Rate | lb/MWh | 0.43872 | 0.43872 | 0 | 0 | 0 | 0 | 0
NSR Westar Consent - NOX Rate Annual v4.10, Unit 2516 and retrofits | 830 | 7406 | Rate Constraint in lbs/MMBtu | FALSE | L | Annual | Constraint Shadow Price | US2022$/Ton | 0 | 0 | 0 | 0 | 0 | 0 | 0
NSR Westar Consent - NOX Rate Annual v4.10, Unit 2530 and retrofits | 831 | 7406 | Rate Constraint in lbs/MMBtu | FALSE | L | Annual | Seasons Included | Seasons | Winter, Spring, Summer, Fall | Winter, Spring, Summer, Fall | Winter, Spring, Summer, Fall | Winter, Spring, Summer, Fall | Winter, Spring, Summer, Fall | Winter, Spring, Summer, Fall | Winter, Spring, Summer, Fall
NSR Westar Consent - NOX Rate Annual v4.10, Unit 2530 and retrofits | 831 | 7406 | Rate Constraint in lbs/MMBtu | FALSE | L | Annual | Standard NOX | lb/MMBtu | 0.1 | 0.1 | 0.1 | 0.1 | 0.1 | 0.1 | 0.1
NSR Westar Consent - NOX Rate Annual v4.10, Unit 2530 and retrofits | 831 | 7406 | Rate Constraint in lbs/MMBtu | FALSE | L | Annual | Emissions at Affected Plants NOX | Thousand Tons | 0 | 0 | 0 | 0 | 0 | 0 | 0
NSR Westar Consent - NOX Rate Annual v4.10, Unit 2530 and retrofits | 831 | 7406 | Rate Constraint in lbs/MMBtu | FALSE | L | Annual | Allowances Purchased NOX | Thousand Tons | 0 | 0 | 0 | 0 | 0 | 0 | 0
NSR Westar Consent - NOX Rate Annual v4.10, Unit 2530 and retrofits | 831 | 7406 | Rate Constraint in lbs/MMBtu | FALSE | L | Annual | Allowances Sold NOX | Thousand Tons | 0 | 0 | 0 | 0 | 0 | 0 | 0
NSR Westar Consent - NOX Rate Annual v4.10, Unit 2530 and retrofits | 831 | 7406 | Rate Constraint in lbs/MMBtu | FALSE | L | Annual | Allowances Banked | Thousand Tons | 0 | 0 | 0 | 0 | 0 | 0 | 0
NSR Westar Consent - NOX Rate Annual v4.10, Unit 2530 and retrofits | 831 | 7406 | Rate Constraint in lbs/MMBtu | FALSE | L | Annual | Allowances Withdrawn (1:1) | Thousand Tons | 0 | 0 | 0 | 0 | 0 | 0 | 0
NSR Westar Consent - NOX Rate Annual v4.10, Unit 2530 and retrofits | 831 | 7406 | Rate Constraint in lbs/MMBtu | FALSE | L | Annual | Allowances Withdrawn (n:1) | Thousand Tons | 0 | 0 | 0 | 0 | 0 | 0 | 0
NSR Westar Consent - NOX Rate Annual v4.10, Unit 2530 and retrofits | 831 | 7406 | Rate Constraint in lbs/MMBtu | FALSE | L | Annual | Net Emissions Allowance Position | Thousand Tons | 0 | 0 | 0 | 0 | 0 | 0 | 0
NSR Westar Consent - NOX Rate Annual v4.10, Unit 2530 and retrofits | 831 | 7406 | Rate Constraint in lbs/MMBtu | FALSE | L | Annual | Fuel Consumed | TBtu | 0 | 0 | 0 | 0 | 0 | 0 | 0
NSR Westar Consent - NOX Rate Annual v4.10, Unit 2530 and retrofits | 831 | 7406 | Rate Constraint in lbs/MMBtu | FALSE | L | Annual | Rate | lb/MMBtu | 0 | 0 | 0 | 0 | 0 | 0 | 0
NSR Westar Consent - NOX Rate Annual v4.10, Unit 2530 and retrofits | 831 | 7406 | Rate Constraint in lbs/MMBtu | FALSE | L | Annual | Generation | TWh | 0 | 0 | 0 | 0 | 0 | 0 | 0
NSR Westar Consent - NOX Rate Annual v4.10, Unit 2530 and retrofits | 831 | 7406 | Rate Constraint in lbs/MMBtu | FALSE | L | Annual | Qualifying Generation | TWh | 0 | 0 | 0 | 0 | 0 | 0 | 0
NSR Westar Consent - NOX Rate Annual v4.10, Unit 2530 and retrofits | 831 | 7406 | Rate Constraint in lbs/MMBtu | FALSE | L | Annual | Rate | lb/MWh | 0 | 0 | 0 | 0 | 0 | 0 | 0
NSR Westar Consent - NOX Rate Annual v4.10, Unit 2530 and retrofits | 831 | 7406 | Rate Constraint in lbs/MMBtu | FALSE | L | Annual | Constraint Shadow Price | US2022$/Ton | 53384.3927 | 0 | 0 | 0 | 0 | 0 | 0
NSR Westar Consent - NOX Rate Annual v4.10, Unit 2531 and retrofits | 832 | 7406 | Rate Constraint in lbs/MMBtu | FALSE | L | Annual | Seasons Included | Seasons | Winter, Spring, Summer, Fall | Winter, Spring, Summer, Fall | Winter, Spring, Summer, Fall | Winter, Spring, Summer, Fall | Winter, Spring, Summer, Fall | Winter, Spring, Summer, Fall | Winter, Spring, Summer, Fall
NSR Westar Consent - NOX Rate Annual v4.10, Unit 2531 and retrofits | 832 | 7406 | Rate Constraint in lbs/MMBtu | FALSE | L | Annual | Standard NOX | lb/MMBtu | 0.1 | 0.1 | 0.1 | 0.1 | 0.1 | 0.1 | 0.1
NSR Westar Consent - NOX Rate Annual v4.10, Unit 2531 and retrofits | 832 | 7406 | Rate Constraint in lbs/MMBtu | FALSE | L | Annual | Emissions at Affected Plants NOX | Thousand Tons | 0 | 0 | 0 | 0 | 0 | 0 | 0
NSR Westar Consent - NOX Rate Annual v4.10, Unit 2531 and retrofits | 832 | 7406 | Rate Constraint in lbs/MMBtu | FALSE | L | Annual | Allowances Purchased NOX | Thousand Tons | 0 | 0 | 0 | 0 | 0 | 0 | 0
NSR Westar Consent - NOX Rate Annual v4.10, Unit 2531 and retrofits | 832 | 7406 | Rate Constraint in lbs/MMBtu | FALSE | L | Annual | Allowances Sold NOX | Thousand Tons | 0 | 0 | 0 | 0 | 0 | 0 | 0
NSR Westar Consent - NOX Rate Annual v4.10, Unit 2531 and retrofits | 832 | 7406 | Rate Constraint in lbs/MMBtu | FALSE | L | Annual | Allowances Banked | Thousand Tons | 0 | 0 | 0 | 0 | 0 | 0 | 0
NSR Westar Consent - NOX Rate Annual v4.10, Unit 2531 and retrofits | 832 | 7406 | Rate Constraint in lbs/MMBtu | FALSE | L | Annual | Allowances Withdrawn (1:1) | Thousand Tons | 0 | 0 | 0 | 0 | 0 | 0 | 0
NSR Westar Consent - NOX Rate Annual v4.10, Unit 2531 and retrofits | 832 | 7406 | Rate Constraint in lbs/MMBtu | FALSE | L | Annual | Allowances Withdrawn (n:1) | Thousand Tons | 0 | 0 | 0 | 0 | 0 | 0 | 0
NSR Westar Consent - NOX Rate Annual v4.10, Unit 2531 and retrofits | 832 | 7406 | Rate Constraint in lbs/MMBtu | FALSE | L | Annual | Net Emissions Allowance Position | Thousand Tons | 0 | 0 | 0 | 0 | 0 | 0 | 0
NSR Westar Consent - NOX Rate Annual v4.10, Unit 2531 and retrofits | 832 | 7406 | Rate Constraint in lbs/MMBtu | FALSE | L | Annual | Fuel Consumed | TBtu | 0 | 0 | 0 | 0 | 0 | 0 | 0
NSR Westar Consent - NOX Rate Annual v4.10, Unit 2531 and retrofits | 832 | 7406 | Rate Constraint in lbs/MMBtu | FALSE | L | Annual | Rate | lb/MMBtu | 0 | 0 | 0 | 0 | 0 | 0 | 0
NSR Westar Consent - NOX Rate Annual v4.10, Unit 2531 and retrofits | 832 | 7406 | Rate Constraint in lbs/MMBtu | FALSE | L | Annual | Generation | TWh | 0 | 0 | 0 | 0 | 0 | 0 | 0
NSR Westar Consent - NOX Rate Annual v4.10, Unit 2531 and retrofits | 832 | 7406 | Rate Constraint in lbs/MMBtu | FALSE | L | Annual | Qualifying Generation | TWh | 0 | 0 | 0 | 0 | 0 | 0 | 0
NSR Westar Consent - NOX Rate Annual v4.10, Unit 2531 and retrofits | 832 | 7406 | Rate Constraint in lbs/MMBtu | FALSE | L | Annual | Rate | lb/MWh | 0 | 0 | 0 | 0 | 0 | 0 | 0
NSR Westar Consent - NOX Rate Annual v4.10, Unit 2531 and retrofits | 832 | 7406 | Rate Constraint in lbs/MMBtu | FALSE | L | Annual | Constraint Shadow Price | US2022$/Ton | 32605.6797 | 63766.4533 | 0 | 0 | 0 | 0 | 0
NSR Westar Consent - SO2 Cap Annual v4.10 | 833 | 7407 | Rate Constraint in MTons | FALSE | L | Annual | Seasons Included | Seasons | Winter, Spring, Summer, Fall | Winter, Spring, Summer, Fall | Winter, Spring, Summer, Fall | Winter, Spring, Summer, Fall | Winter, Spring, Summer, Fall | Winter, Spring, Summer, Fall | Winter, Spring, Summer, Fall
NSR Westar Consent - SO2 Cap Annual v4.10 | 833 | 7407 | Rate Constraint in MTons | FALSE | L | Annual | Standard SO2 | Thousand Tons | 6.6 | 6.6 | 6.6 | 6.6 | 6.6 | 6.6 | 6.6
NSR Westar Consent - SO2 Cap Annual v4.10 | 833 | 7407 | Rate Constraint in MTons | FALSE | L | Annual | Emissions at Affected Plants SO2 | Thousand Tons | 1.1749 | 1.3164 | 0 | 0 | 0 | 0 | 0
NSR Westar Consent - SO2 Cap Annual v4.10 | 833 | 7407 | Rate Constraint in MTons | FALSE | L | Annual | Allowances Purchased SO2 | Thousand Tons | 0 | 0 | 0 | 0 | 0 | 0 | 0
NSR Westar Consent - SO2 Cap Annual v4.10 | 833 | 7407 | Rate Constraint in MTons | FALSE | L | Annual | Allowances Sold SO2 | Thousand Tons | 0 | 0 | 0 | 0 | 0 | 0 | 0
NSR Westar Consent - SO2 Cap Annual v4.10 | 833 | 7407 | Rate Constraint in MTons | FALSE | L | Annual | Allowances Banked | Thousand Tons | 0 | 0 | 0 | 0 | 0 | 0 | 0
NSR Westar Consent - SO2 Cap Annual v4.10 | 833 | 7407 | Rate Constraint in MTons | FALSE | L | Annual | Allowances Withdrawn (1:1) | Thousand Tons | 0 | 0 | 0 | 0 | 0 | 0 | 0
NSR Westar Consent - SO2 Cap Annual v4.10 | 833 | 7407 | Rate Constraint in MTons | FALSE | L | Annual | Allowances Withdrawn (n:1) | Thousand Tons | 0 | 0 | 0 | 0 | 0 | 0 | 0
NSR Westar Consent - SO2 Cap Annual v4.10 | 833 | 7407 | Rate Constraint in MTons | FALSE | L | Annual | Net Emissions Allowance Position | Thousand Tons | 1.1749 | 1.3164 | 0 | 0 | 0 | 0 | 0
NSR Westar Consent - SO2 Cap Annual v4.10 | 833 | 7407 | Rate Constraint in MTons | FALSE | L | Annual | Fuel Consumed | TBtu | 39.1619 | 43.881 | 0 | 0 | 0 | 0 | 0
NSR Westar Consent - SO2 Cap Annual v4.10 | 833 | 7407 | Rate Constraint in MTons | FALSE | L | Annual | Rate | lb/MMBtu | 0.06 | 0.06 | 0 | 0 | 0 | 0 | 0
NSR Westar Consent - SO2 Cap Annual v4.10 | 833 | 7407 | Rate Constraint in MTons | FALSE | L | Annual | Generation | TWh | 3.5634 | 3.9928 | 0 | 0 | 0 | 0 | 0
NSR Westar Consent - SO2 Cap Annual v4.10 | 833 | 7407 | Rate Constraint in MTons | FALSE | L | Annual | Qualifying Generation | TWh | 3.5634 | 3.9928 | 0 | 0 | 0 | 0 | 0
NSR Westar Consent - SO2 Cap Annual v4.10 | 833 | 7407 | Rate Constraint in MTons | FALSE | L | Annual | Rate | lb/MWh | 0.6594 | 0.6594 | 0 | 0 | 0 | 0 | 0
NSR Westar Consent - SO2 Cap Annual v4.10 | 833 | 7407 | Rate Constraint in MTons | FALSE | L | Annual | Constraint Shadow Price | US2022$/Ton | 0 | 0 | 0 | 0 | 0 | 0 | 0
NSR Westar Consent - SO2 Rate Annual v4.10 | 834 | 7408 | MACT Fuel Choice Floor in lbs/MMBtu | FALSE | L | Annual | Seasons Included | Seasons | Winter, Spring, Summer, Fall | Winter, Spring, Summer, Fall | Winter, Spring, Summer, Fall | Winter, Spring, Summer, Fall | Winter, Spring, Summer, Fall | Winter, Spring, Summer, Fall | Winter, Spring, Summer, Fall
NSR Westar Consent - SO2 Rate Annual v4.10 | 834 | 7408 | MACT Fuel Choice Floor in lbs/MMBtu | FALSE | L | Annual | Emission Floor | lb/MMBtu | 0.07 | 0.07 | 0.07 | 0.07 | 0.07 | 0.07 | 0.07
NSR Westar Consent - SO2 Rate Annual v4.10 | 834 | 7408 | MACT Fuel Choice Floor in lbs/MMBtu | FALSE | L | Annual | Emissions at Affected Plants SO2 | Thousand Tons | 1.1749 | 1.3164 | 0 | 0 | 0 | 0 | 0
NSR Westar Consent - SO2 Rate Annual v4.10 | 834 | 7408 | MACT Fuel Choice Floor in lbs/MMBtu | FALSE | L | Annual | Allowances Purchased SO2 | Thousand Tons | 0 | 0 | 0 | 0 | 0 | 0 | 0
NSR Westar Consent - SO2 Rate Annual v4.10 | 834 | 7408 | MACT Fuel Choice Floor in lbs/MMBtu | FALSE | L | Annual | Allowances Sold SO2 | Thousand Tons | 0 | 0 | 0 | 0 | 0 | 0 | 0
NSR Westar Consent - SO2 Rate Annual v4.10 | 834 | 7408 | MACT Fuel Choice Floor in lbs/MMBtu | FALSE | L | Annual | Allowances Banked | Thousand Tons | 0 | 0 | 0 | 0 | 0 | 0 | 0
NSR Westar Consent - SO2 Rate Annual v4.10 | 834 | 7408 | MACT Fuel Choice Floor in lbs/MMBtu | FALSE | L | Annual | Allowances Withdrawn (1:1) | Thousand Tons | 0 | 0 | 0 | 0 | 0 | 0 | 0
NSR Westar Consent - SO2 Rate Annual v4.10 | 834 | 7408 | MACT Fuel Choice Floor in lbs/MMBtu | FALSE | L | Annual | Allowances Withdrawn (n:1) | Thousand Tons | 0 | 0 | 0 | 0 | 0 | 0 | 0
NSR Westar Consent - SO2 Rate Annual v4.10 | 834 | 7408 | MACT Fuel Choice Floor in lbs/MMBtu | FALSE | L | Annual | Net Emissions Allowance Position | Thousand Tons | 1.1749 | 1.3164 | 0 | 0 | 0 | 0 | 0
NSR Westar Consent - SO2 Rate Annual v4.10 | 834 | 7408 | MACT Fuel Choice Floor in lbs/MMBtu | FALSE | L | Annual | Fuel Consumed | TBtu | 39.1619 | 43.881 | 0 | 0 | 0 | 0 | 0
NSR Westar Consent - SO2 Rate Annual v4.10 | 834 | 7408 | MACT Fuel Choice Floor in lbs/MMBtu | FALSE | L | Annual | Rate | lb/MMBtu | 0.06 | 0.06 | 0 | 0 | 0 | 0 | 0
NSR Westar Consent - SO2 Rate Annual v4.10 | 834 | 7408 | MACT Fuel Choice Floor in lbs/MMBtu | FALSE | L | Annual | Generation | TWh | 3.5634 | 3.9928 | 0 | 0 | 0 | 0 | 0
NSR Westar Consent - SO2 Rate Annual v4.10 | 834 | 7408 | MACT Fuel Choice Floor in lbs/MMBtu | FALSE | L | Annual | Qualifying Generation | TWh | 3.5634 | 3.9928 | 0 | 0 | 0 | 0 | 0
NSR Westar Consent - SO2 Rate Annual v4.10 | 834 | 7408 | MACT Fuel Choice Floor in lbs/MMBtu | FALSE | L | Annual | Constraint Shadow Price | US2022$/Ton | 0 | 0 | 0 | 0 | 0 | 0 | 0
NSR Winyah 1 - NOX Rate Annual v3.1, Unit 4712 and retrofits | 835 | 7433 | Rate Constraint in lbs/MMBtu | FALSE | L | Annual | Seasons Included | Seasons | Winter, Spring, Summer, Fall | Winter, Spring, Summer, Fall | Winter, Spring, Summer, Fall | Winter, Spring, Summer, Fall | Winter, Spring, Summer, Fall | Winter, Spring, Summer, Fall | Winter, Spring, Summer, Fall
NSR Winyah 1 - NOX Rate Annual v3.1, Unit 4712 and retrofits | 835 | 7433 | Rate Constraint in lbs/MMBtu | FALSE | L | Annual | Standard NOX | lb/MMBtu | 0.1 | 0.1 | 0.1 | 0.1 | 0.1 | 0.1 | 0.1
NSR Winyah 1 - NOX Rate Annual v3.1, Unit 4712 and retrofits | 835 | 7433 | Rate Constraint in lbs/MMBtu | FALSE | L | Annual | Emissions at Affected Plants NOX | Thousand Tons | 0 | 0 | 0 | 0 | 0 | 0 | 0
NSR Winyah 1 - NOX Rate Annual v3.1, Unit 4712 and retrofits | 835 | 7433 | Rate Constraint in lbs/MMBtu | FALSE | L | Annual | Allowances Purchased NOX | Thousand Tons | 0 | 0 | 0 | 0 | 0 | 0 | 0
NSR Winyah 1 - NOX Rate Annual v3.1, Unit 4712 and retrofits | 835 | 7433 | Rate Constraint in lbs/MMBtu | FALSE | L | Annual | Allowances Sold NOX | Thousand Tons | 0 | 0 | 0 | 0 | 0 | 0 | 0
NSR Winyah 1 - NOX Rate Annual v3.1, Unit 4712 and retrofits | 835 | 7433 | Rate Constraint in lbs/MMBtu | FALSE | L | Annual | Allowances Banked | Thousand Tons | 0 | 0 | 0 | 0 | 0 | 0 | 0
NSR Winyah 1 - NOX Rate Annual v3.1, Unit 4712 and retrofits | 835 | 7433 | Rate Constraint in lbs/MMBtu | FALSE | L | Annual | Allowances Withdrawn (1:1) | Thousand Tons | 0 | 0 | 0 | 0 | 0 | 0 | 0
NSR Winyah 1 - NOX Rate Annual v3.1, Unit 4712 and retrofits | 835 | 7433 | Rate Constraint in lbs/MMBtu | FALSE | L | Annual | Allowances Withdrawn (n:1) | Thousand Tons | 0 | 0 | 0 | 0 | 0 | 0 | 0
NSR Winyah 1 - NOX Rate Annual v3.1, Unit 4712 and retrofits | 835 | 7433 | Rate Constraint in lbs/MMBtu | FALSE | L | Annual | Net Emissions Allowance Position | Thousand Tons | 0 | 0 | 0 | 0 | 0 | 0 | 0
NSR Winyah 1 - NOX Rate Annual v3.1, Unit 4712 and retrofits | 835 | 7433 | Rate Constraint in lbs/MMBtu | FALSE | L | Annual | Fuel Consumed | TBtu | 0 | 0 | 0 | 0 | 0 | 0 | 0
NSR Winyah 1 - NOX Rate Annual v3.1, Unit 4712 and retrofits | 835 | 7433 | Rate Constraint in lbs/MMBtu | FALSE | L | Annual | Rate | lb/MMBtu | 0 | 0 | 0 | 0 | 0 | 0 | 0
NSR Winyah 1 - NOX Rate Annual v3.1, Unit 4712 and retrofits | 835 | 7433 | Rate Constraint in lbs/MMBtu | FALSE | L | Annual | Generation | TWh | 0 | 0 | 0 | 0 | 0 | 0 | 0
NSR Winyah 1 - NOX Rate Annual v3.1, Unit 4712 and retrofits | 835 | 7433 | Rate Constraint in lbs/MMBtu | FALSE | L | Annual | Qualifying Generation | TWh | 0 | 0 | 0 | 0 | 0 | 0 | 0
NSR Winyah 1 - NOX Rate Annual v3.1, Unit 4712 and retrofits | 835 | 7433 | Rate Constraint in lbs/MMBtu | FALSE | L | Annual | Rate | lb/MWh | 0 | 0 | 0 | 0 | 0 | 0 | 0
NSR Winyah 1 - NOX Rate Annual v3.1, Unit 4712 and retrofits | 835 | 7433 | Rate Constraint in lbs/MMBtu | FALSE | L | Annual | Constraint Shadow Price | US2022$/Ton | 0 | 0 | 0 | 0 | 0 | 0 | 0
NSR Winyah 2-4 - NOX Rate Annual v3.1, Unit 4709 and retrofits | 836 | 7434 | Rate Constraint in lbs/MMBtu | FALSE | L | Annual | Seasons Included | Seasons | Winter, Spring, Summer, Fall | Winter, Spring, Summer, Fall | Winter, Spring, Summer, Fall | Winter, Spring, Summer, Fall | Winter, Spring, Summer, Fall | Winter, Spring, Summer, Fall | Winter, Spring, Summer, Fall
NSR Winyah 2-4 - NOX Rate Annual v3.1, Unit 4709 and retrofits | 836 | 7434 | Rate Constraint in lbs/MMBtu | FALSE | L | Annual | Standard NOX | lb/MMBtu | 0.12 | 0.12 | 0.12 | 0.12 | 0.12 | 0.12 | 0.12
NSR Winyah 2-4 - NOX Rate Annual v3.1, Unit 4709 and retrofits | 836 | 7434 | Rate Constraint in lbs/MMBtu | FALSE | L | Annual | Emissions at Affected Plants NOX | Thousand Tons | 0.16725 | 0.25326 | 0 | 0 | 0 | 0 | 0
NSR Winyah 2-4 - NOX Rate Annual v3.1, Unit 4709 and retrofits | 836 | 7434 | Rate Constraint in lbs/MMBtu | FALSE | L | Annual | Allowances Purchased NOX | Thousand Tons | 0 | 0 | 0 | 0 | 0 | 0 | 0
NSR Winyah 2-4 - NOX Rate Annual v3.1, Unit 4709 and retrofits | 836 | 7434 | Rate Constraint in lbs/MMBtu | FALSE | L | Annual | Allowances Sold NOX | Thousand Tons | 0 | 0 | 0 | 0 | 0 | 0 | 0
NSR Winyah 2-4 - NOX Rate Annual v3.1, Unit 4709 and retrofits | 836 | 7434 | Rate Constraint in lbs/MMBtu | FALSE | L | Annual | Allowances Banked | Thousand Tons | 0 | 0 | 0 | 0 | 0 | 0 | 0
NSR Winyah 2-4 - NOX Rate Annual v3.1, Unit 4709 and retrofits | 836 | 7434 | Rate Constraint in lbs/MMBtu | FALSE | L | Annual | Allowances Withdrawn (1:1) | Thousand Tons | 0 | 0 | 0 | 0 | 0 | 0 | 0
NSR Winyah 2-4 - NOX Rate Annual v3.1, Unit 4709 and retrofits | 836 | 7434 | Rate Constraint in lbs/MMBtu | FALSE | L | Annual | Allowances Withdrawn (n:1) | Thousand Tons | 0 | 0 | 0 | 0 | 0 | 0 | 0
NSR Winyah 2-4 - NOX Rate Annual v3.1, Unit 4709 and retrofits | 836 | 7434 | Rate Constraint in lbs/MMBtu | FALSE | L | Annual | Net Emissions Allowance Position | Thousand Tons | 0.16725 | 0.25326 | 0 | 0 | 0 | 0 | 0
NSR Winyah 2-4 - NOX Rate Annual v3.1, Unit 4709 and retrofits | 836 | 7434 | Rate Constraint in lbs/MMBtu | FALSE | L | Annual | Fuel Consumed | TBtu | 3.9539 | 5.9873 | 0 | 0 | 0 | 0 | 0
NSR Winyah 2-4 - NOX Rate Annual v3.1, Unit 4709 and retrofits | 836 | 7434 | Rate Constraint in lbs/MMBtu | FALSE | L | Annual | Rate | lb/MMBtu | 0.0846 | 0.0846 | 0 | 0 | 0 | 0 | 0
NSR Winyah 2-4 - NOX Rate Annual v3.1, Unit 4709 and retrofits | 836 | 7434 | Rate Constraint in lbs/MMBtu | FALSE | L | Annual | Generation | TWh | 0.36664 | 0.5552 | 0 | 0 | 0 | 0 | 0
NSR Winyah 2-4 - NOX Rate Annual v3.1, Unit 4709 and retrofits | 836 | 7434 | Rate Constraint in lbs/MMBtu | FALSE | L | Annual | Qualifying Generation | TWh | 0.36664 | 0.5552 | 0 | 0 | 0 | 0 | 0
NSR Winyah 2-4 - NOX Rate Annual v3.1, Unit 4709 and retrofits | 836 | 7434 | Rate Constraint in lbs/MMBtu | FALSE | L | Annual | Rate | lb/MWh | 0.91233 | 0.91233 | 0 | 0 | 0 | 0 | 0
NSR Winyah 2-4 - NOX Rate Annual v3.1, Unit 4709 and retrofits | 836 | 7434 | Rate Constraint in lbs/MMBtu | FALSE | L | Annual | Constraint Shadow Price | US2022$/Ton | 0 | 0 | 0 | 0 | 0 | 0 | 0
NSR Winyah 2-4 - NOX Rate Annual v3.1, Unit 4710 and retrofits | 837 | 7434 | Rate Constraint in lbs/MMBtu | FALSE | L | Annual | Seasons Included | Seasons | Winter, Spring, Summer, Fall | Winter, Spring, Summer, Fall | Winter, Spring, Summer, Fall | Winter, Spring, Summer, Fall | Winter, Spring, Summer, Fall | Winter, Spring, Summer, Fall | Winter, Spring, Summer, Fall
NSR Winyah 2-4 - NOX Rate Annual v3.1, Unit 4710 and retrofits | 837 | 7434 | Rate Constraint in lbs/MMBtu | FALSE | L | Annual | Standard NOX | lb/MMBtu | 0.12 | 0.12 | 0.12 | 0.12 | 0.12 | 0.12 | 0.12
NSR Winyah 2-4 - NOX Rate Annual v3.1, Unit 4710 and retrofits | 837 | 7434 | Rate Constraint in lbs/MMBtu | FALSE | L | Annual | Emissions at Affected Plants NOX | Thousand Tons | 0.19077 | 0.29316 | 0 | 0 | 0 | 0 | 0
NSR Winyah 2-4 - NOX Rate Annual v3.1, Unit 4710 and retrofits | 837 | 7434 | Rate Constraint in lbs/MMBtu | FALSE | L | Annual | Allowances Purchased NOX | Thousand Tons | 0 | 0 | 0 | 0 | 0 | 0 | 0
NSR Winyah 2-4 - NOX Rate Annual v3.1, Unit 4710 and retrofits | 837 | 7434 | Rate Constraint in lbs/MMBtu | FALSE | L | Annual | Allowances Sold NOX | Thousand Tons | 0 | 0 | 0 | 0 | 0 | 0 | 0
NSR Winyah 2-4 - NOX Rate Annual v3.1, Unit 4710 and retrofits | 837 | 7434 | Rate Constraint in lbs/MMBtu | FALSE | L | Annual | Allowances Banked | Thousand Tons | 0 | 0 | 0 | 0 | 0 | 0 | 0
NSR Winyah 2-4 - NOX Rate Annual v3.1, Unit 4710 and retrofits | 837 | 7434 | Rate Constraint in lbs/MMBtu | FALSE | L | Annual | Allowances Withdrawn (1:1) | Thousand Tons | 0 | 0 | 0 | 0 | 0 | 0 | 0
NSR Winyah 2-4 - NOX Rate Annual v3.1, Unit 4710 and retrofits | 837 | 7434 | Rate Constraint in lbs/MMBtu | FALSE | L | Annual | Allowances Withdrawn (n:1) | Thousand Tons | 0 | 0 | 0 | 0 | 0 | 0 | 0
NSR Winyah 2-4 - NOX Rate Annual v3.1, Unit 4710 and retrofits | 837 | 7434 | Rate Constraint in lbs/MMBtu | FALSE | L | Annual | Net Emissions Allowance Position | Thousand Tons | 0.19077 | 0.29316 | 0 | 0 | 0 | 0 | 0
NSR Winyah 2-4 - NOX Rate Annual v3.1, Unit 4710 and retrofits | 837 | 7434 | Rate Constraint in lbs/MMBtu | FALSE | L | Annual | Fuel Consumed | TBtu | 3.7964 | 5.8341 | 0 | 0 | 0 | 0 | 0
NSR Winyah 2-4 - NOX Rate Annual v3.1, Unit 4710 and retrofits | 837 | 7434 | Rate Constraint in lbs/MMBtu | FALSE | L | Annual | Rate | lb/MMBtu | 0.1005 | 0.1005 | 0 | 0 | 0 | 0 | 0
NSR Winyah 2-4 - NOX Rate Annual v3.1, Unit 4710 and retrofits | 837 | 7434 | Rate Constraint in lbs/MMBtu | FALSE | L | Annual | Generation | TWh | 0.35142 | 0.54004 | 0 | 0 | 0 | 0 | 0
NSR Winyah 2-4 - NOX Rate Annual v3.1, Unit 4710 and retrofits | 837 | 7434 | Rate Constraint in lbs/MMBtu | FALSE | L | Annual | Qualifying Generation | TWh | 0.35142 | 0.54004 | 0 | 0 | 0 | 0 | 0
NSR Winyah 2-4 - NOX Rate Annual v3.1, Unit 4710 and retrofits | 837 | 7434 | Rate Constraint in lbs/MMBtu | FALSE | L | Annual | Rate | lb/MWh | 1.0857 | 1.0857 | 0 | 0 | 0 | 0 | 0
NSR Winyah 2-4 - NOX Rate Annual v3.1, Unit 4710 and retrofits | 837 | 7434 | Rate Constraint in lbs/MMBtu | FALSE | L | Annual | Constraint Shadow Price | US2022$/Ton | 0 | 0 | 0 | 0 | 0 | 0 | 0
NSR Winyah 2-4 - NOX Rate Annual v3.1, Unit 4711 and retrofits | 838 | 7434 | Rate Constraint in lbs/MMBtu | FALSE | L | Annual | Seasons Included | Seasons | Winter, Spring, Summer, Fall | Winter, Spring, Summer, Fall | Winter, Spring, Summer, Fall | Winter, Spring, Summer, Fall | Winter, Spring, Summer, Fall | Winter, Spring, Summer, Fall | Winter, Spring, Summer, Fall
NSR Winyah 2-4 - NOX Rate Annual v3.1, Unit 4711 and retrofits | 838 | 7434 | Rate Constraint in lbs/MMBtu | FALSE | L | Annual | Standard NOX | lb/MMBtu | 0.12 | 0.12 | 0.12 | 0.12 | 0.12 | 0.12 | 0.12
NSR Winyah 2-4 - NOX Rate Annual v3.1, Unit 4711 and retrofits | 838 | 7434 | Rate Constraint in lbs/MMBtu | FALSE | L | Annual | Emissions at Affected Plants NOX | Thousand Tons | 0 | 0 | 0 | 0 | 0 | 0 | 0
NSR Winyah 2-4 - NOX Rate Annual v3.1, Unit 4711 and retrofits | 838 | 7434 | Rate Constraint in lbs/MMBtu | FALSE | L | Annual | Allowances Purchased NOX | Thousand Tons | 0 | 0 | 0 | 0 | 0 | 0 | 0
NSR Winyah 2-4 - NOX Rate Annual v3.1, Unit 4711 and retrofits | 838 | 7434 | Rate Constraint in lbs/MMBtu | FALSE | L | Annual | Allowances Sold NOX | Thousand Tons | 0 | 0 | 0 | 0 | 0 | 0 | 0
NSR Winyah 2-4 - NOX Rate Annual v3.1, Unit 4711 and retrofits | 838 | 7434 | Rate Constraint in lbs/MMBtu | FALSE | L | Annual | Allowances Banked | Thousand Tons | 0 | 0 | 0 | 0 | 0 | 0 | 0
NSR Winyah 2-4 - NOX Rate Annual v3.1, Unit 4711 and retrofits | 838 | 7434 | Rate Constraint in lbs/MMBtu | FALSE | L | Annual | Allowances Withdrawn (1:1) | Thousand Tons | 0 | 0 | 0 | 0 | 0 | 0 | 0
NSR Winyah 2-4 - NOX Rate Annual v3.1, Unit 4711 and retrofits | 838 | 7434 | Rate Constraint in lbs/MMBtu | FALSE | L | Annual | Allowances Withdrawn (n:1) | Thousand Tons | 0 | 0 | 0 | 0 | 0 | 0 | 0
NSR Winyah 2-4 - NOX Rate Annual v3.1, Unit 4711 and retrofits | 838 | 7434 | Rate Constraint in lbs/MMBtu | FALSE | L | Annual | Net Emissions Allowance Position | Thousand Tons | 0 | 0 | 0 | 0 | 0 | 0 | 0
NSR Winyah 2-4 - NOX Rate Annual v3.1, Unit 4711 and retrofits | 838 | 7434 | Rate Constraint in lbs/MMBtu | FALSE | L | Annual | Fuel Consumed | TBtu | 0 | 0 | 0 | 0 | 0 | 0 | 0
NSR Winyah 2-4 - NOX Rate Annual v3.1, Unit 4711 and retrofits | 838 | 7434 | Rate Constraint in lbs/MMBtu | FALSE | L | Annual | Rate | lb/MMBtu | 0 | 0 | 0 | 0 | 0 | 0 | 0
NSR Winyah 2-4 - NOX Rate Annual v3.1, Unit 4711 and retrofits | 838 | 7434 | Rate Constraint in lbs/MMBtu | FALSE | L | Annual | Generation | TWh | 0 | 0 | 0 | 0 | 0 | 0 | 0
NSR Winyah 2-4 - NOX Rate Annual v3.1, Unit 4711 and retrofits | 838 | 7434 | Rate Constraint in lbs/MMBtu | FALSE | L | Annual | Qualifying Generation | TWh | 0 | 0 | 0 | 0 | 0 | 0 | 0
NSR Winyah 2-4 - NOX Rate Annual v3.1, Unit 4711 and retrofits | 838 | 7434 | Rate Constraint in lbs/MMBtu | FALSE | L | Annual | Rate | lb/MWh | 0 | 0 | 0 | 0 | 0 | 0 | 0
NSR Winyah 2-4 - NOX Rate Annual v3.1, Unit 4711 and retrofits | 838 | 7434 | Rate Constraint in lbs/MMBtu | FALSE | L | Annual | Constraint Shadow Price | US2022$/Ton | 0 | 0 | 0 | 0 | 0 | 0 | 0
NSR WPS Consent - NOX Cap Annual v5.12 | 839 | 7409 | Rate Constraint in MTons | FALSE | L | Annual | Seasons Included | Seasons | Winter, Spring, Summer, Fall | Winter, Spring, Summer, Fall | Winter, Spring, Summer, Fall | Winter, Spring, Summer, Fall | Winter, Spring, Summer, Fall | Winter, Spring, Summer, Fall | Winter, Spring, Summer, Fall
NSR WPS Consent - NOX Cap Annual v5.12 | 839 | 7409 | Rate Constraint in MTons | FALSE | L | Annual | Standard NOX | Thousand Tons | 3.7 | 3.7 | 3.7 | 3.7 | 3.7 | 3.7 | 3.7
NSR WPS Consent - NOX Cap Annual v5.12 | 839 | 7409 | Rate Constraint in MTons | FALSE | L | Annual | Emissions at Affected Plants NOX | Thousand Tons | 0.96606 | 0.38358 | 0 | 0 | 0 | 0 | 0
NSR WPS Consent - NOX Cap Annual v5.12 | 839 | 7409 | Rate Constraint in MTons | FALSE | L | Annual | Allowances Purchased NOX | Thousand Tons | 0 | 0 | 0 | 0 | 0 | 0 | 0
NSR WPS Consent - NOX Cap Annual v5.12 | 839 | 7409 | Rate Constraint in MTons | FALSE | L | Annual | Allowances Sold NOX | Thousand Tons | 0 | 0 | 0 | 0 | 0 | 0 | 0
NSR WPS Consent - NOX Cap Annual v5.12 | 839 | 7409 | Rate Constraint in MTons | FALSE | L | Annual | Allowances Banked | Thousand Tons | 0 | 0 | 0 | 0 | 0 | 0 | 0
NSR WPS Consent - NOX Cap Annual v5.12 | 839 | 7409 | Rate Constraint in MTons | FALSE | L | Annual | Allowances Withdrawn (1:1) | Thousand Tons | 0 | 0 | 0 | 0 | 0 | 0 | 0
NSR WPS Consent - NOX Cap Annual v5.12 | 839 | 7409 | Rate Constraint in MTons | FALSE | L | Annual | Allowances Withdrawn (n:1) | Thousand Tons | 0 | 0 | 0 | 0 | 0 | 0 | 0
NSR WPS Consent - NOX Cap Annual v5.12 | 839 | 7409 | Rate Constraint in MTons | FALSE | L | Annual | Net Emissions Allowance Position | Thousand Tons | 0.96606 | 0.38358 | 0 | 0 | 0 | 0 | 0
NSR WPS Consent - NOX Cap Annual v5.12 | 839 | 7409 | Rate Constraint in MTons | FALSE | L | Annual | Fuel Consumed | TBtu | 35.6561 | 13.5707 | 0 | 0 | 0 | 0 | 0
NSR WPS Consent - NOX Cap Annual v5.12 | 839 | 7409 | Rate Constraint in MTons | FALSE | L | Annual | Rate | lb/MMBtu | 0.054188 | 0.05653 | 0 | 0 | 0 | 0 | 0
NSR WPS Consent - NOX Cap Annual v5.12 | 839 | 7409 | Rate Constraint in MTons | FALSE | L | Annual | Generation | TWh | 3.6663 | 1.3579 | 0 | 0 | 0 | 0 | 0
NSR WPS Consent - NOX Cap Annual v5.12 | 839 | 7409 | Rate Constraint in MTons | FALSE | L | Annual | Qualifying Generation | TWh | 3.6663 | 1.3579 | 0 | 0 | 0 | 0 | 0
NSR WPS Consent - NOX Cap Annual v5.12 | 839 | 7409 | Rate Constraint in MTons | FALSE | L | Annual | Rate | lb/MWh | 0.527 | 0.56496 | 0 | 0 | 0 | 0 | 0
NSR WPS Consent - NOX Cap Annual v5.12 | 839 | 7409 | Rate Constraint in MTons | FALSE | L | Annual | Constraint Shadow Price | US2022$/Ton | 0 | 0 | 0 | 0 | 0 | 0 | 0
NSR WPS Consent - SO2 Cap Annual v5.12 | 840 | 7410 | Rate Constraint in MTons | FALSE | L | Annual | Seasons Included | Seasons | Winter, Spring, Summer, Fall | Winter, Spring, Summer, Fall | Winter, Spring, Summer, Fall | Winter, Spring, Summer, Fall | Winter, Spring, Summer, Fall | Winter, Spring, Summer, Fall | Winter, Spring, Summer, Fall
NSR WPS Consent - SO2 Cap Annual v5.12 | 840 | 7410 | Rate Constraint in MTons | FALSE | L | Annual | Standard SO2 | Thousand Tons | 4.25 | 4.25 | 4.25 | 4.25 | 4.25 | 4.25 | 4.25
NSR WPS Consent - SO2 Cap Annual v5.12 | 840 | 7410 | Rate Constraint in MTons | FALSE | L | Annual | Emissions at Affected Plants SO2 | Thousand Tons | 1.2222 | 0.029771 | 0 | 0 | 0 | 0 | 0
NSR WPS Consent - SO2 Cap Annual v5.12 | 840 | 7410 | Rate Constraint in MTons | FALSE | L | Annual | Allowances Purchased SO2 | Thousand Tons | 0 | 0 | 0 | 0 | 0 | 0 | 0
NSR WPS Consent - SO2 Cap Annual v5.12 | 840 | 7410 | Rate Constraint in MTons | FALSE | L | Annual | Allowances Sold SO2 | Thousand Tons | 0 | 0 | 0 | 0 | 0 | 0 | 0
NSR WPS Consent - SO2 Cap Annual v5.12 | 840 | 7410 | Rate Constraint in MTons | FALSE | L | Annual | Allowances Banked | Thousand Tons | 0 | 0 | 0 | 0 | 0 | 0 | 0
NSR WPS Consent - SO2 Cap Annual v5.12 | 840 | 7410 | Rate Constraint in MTons | FALSE | L | Annual | Allowances Withdrawn (1:1) | Thousand Tons | 0 | 0 | 0 | 0 | 0 | 0 | 0
NSR WPS Consent - SO2 Cap Annual v5.12 | 840 | 7410 | Rate Constraint in MTons | FALSE | L | Annual | Allowances Withdrawn (n:1) | Thousand Tons | 0 | 0 | 0 | 0 | 0 | 0 | 0
NSR WPS Consent - SO2 Cap Annual v5.12 | 840 | 7410 | Rate Constraint in MTons | FALSE | L | Annual | Net Emissions Allowance Position | Thousand Tons | 1.2222 | 0.029771 | 0 | 0 | 0 | 0 | 0
NSR WPS Consent - SO2 Cap Annual v5.12 | 840 | 7410 | Rate Constraint in MTons | FALSE | L | Annual | Fuel Consumed | TBtu | 35.6561 | 13.5707 | 0 | 0 | 0 | 0 | 0
NSR WPS Consent - SO2 Cap Annual v5.12 | 840 | 7410 | Rate Constraint in MTons | FALSE | L | Annual | Rate | lb/MMBtu | 0.068557 | 0.0043875 | 0 | 0 | 0 | 0 | 0
NSR WPS Consent - SO2 Cap Annual v5.12 | 840 | 7410 | Rate Constraint in MTons | FALSE | L | Annual | Generation | TWh | 3.6663 | 1.3579 | 0 | 0 | 0 | 0 | 0
NSR WPS Consent - SO2 Cap Annual v5.12 | 840 | 7410 | Rate Constraint in MTons | FALSE | L | Annual | Qualifying Generation | TWh | 3.6663 | 1.3579 | 0 | 0 | 0 | 0 | 0
NSR WPS Consent - SO2 Cap Annual v5.12 | 840 | 7410 | Rate Constraint in MTons | FALSE | L | Annual | Rate | lb/MWh | 0.66675 | 0.043848 | 0 | 0 | 0 | 0 | 0
NSR WPS Consent - SO2 Cap Annual v5.12 | 840 | 7410 | Rate Constraint in MTons | FALSE | L | Annual | Constraint Shadow Price | US2022$/Ton | 0 | 0 | 0 | 0 | 0 | 0 | 0
NSR WPS Weston 3 - NOX Rate Annual v5.12, Unit 3161 and retrofits | 841 | 7411 | Rate Constraint in lbs/MMBtu | FALSE | L | Annual | Seasons Included | Seasons | Winter, Spring, Summer, Fall | Winter, Spring, Summer, Fall | Winter, Spring, Summer, Fall | Winter, Spring, Summer, Fall | Winter, Spring, Summer, Fall | Winter, Spring, Summer, Fall | Winter, Spring, Summer, Fall
NSR WPS Weston 3 - NOX Rate Annual v5.12, Unit 3161 and retrofits | 841 | 7411 | Rate Constraint in lbs/MMBtu | FALSE | L | Annual | Standard NOX | lb/MMBtu | 0.1 | 0.1 | 0.1 | 0.1 | 0.1 | 0.1 | 0.1
NSR WPS Weston 3 - NOX Rate Annual v5.12, Unit 3161 and retrofits | 841 | 7411 | Rate Constraint in lbs/MMBtu | FALSE | L | Annual | Emissions at Affected Plants NOX | Thousand Tons | 0.15251 | 0.38358 | 0 | 0 | 0 | 0 | 0
NSR WPS Weston 3 - NOX Rate Annual v5.12, Unit 3161 and retrofits | 841 | 7411 | Rate Constraint in lbs/MMBtu | FALSE | L | Annual | Allowances Purchased NOX | Thousand Tons | 0 | 0 | 0 | 0 | 0 | 0 | 0
NSR WPS Weston 3 - NOX Rate Annual v5.12, Unit 3161 and retrofits | 841 | 7411 | Rate Constraint in lbs/MMBtu | FALSE | L | Annual | Allowances Sold NOX | Thousand Tons | 0 | 0 | 0 | 0 | 0 | 0 | 0
NSR WPS Weston 3 - NOX Rate Annual v5.12, Unit 3161 and retrofits | 841 | 7411 | Rate Constraint in lbs/MMBtu | FALSE | L | Annual | Allowances Banked | Thousand Tons | 0 | 0 | 0 | 0 | 0 | 0 | 0
NSR WPS Weston 3 - NOX Rate Annual v5.12, Unit 3161 and retrofits | 841 | 7411 | Rate Constraint in lbs/MMBtu | FALSE | L | Annual | Allowances Withdrawn (1:1) | Thousand Tons | 0 | 0 | 0 | 0 | 0 | 0 | 0
NSR WPS Weston 3 - NOX Rate Annual v5.12, Unit 3161 and retrofits | 841 | 7411 | Rate Constraint in lbs/MMBtu | FALSE | L | Annual | Allowances Withdrawn (n:1) | Thousand Tons | 0 | 0 | 0 | 0 | 0 | 0 | 0
NSR WPS Weston 3 - NOX Rate Annual v5.12, Unit 3161 and retrofits | 841 | 7411 | Rate Constraint in lbs/MMBtu | FALSE | L | Annual | Net Emissions Allowance Position | Thousand Tons | 0.15251 | 0.38358 | 0 | 0 | 0 | 0 | 0
NSR WPS Weston 3 - NOX Rate Annual v5.12, Unit 3161 and retrofits | 841 | 7411 | Rate Constraint in lbs/MMBtu | FALSE | L | Annual | Fuel Consumed | TBtu | 5.3959 | 13.5707 | 0 | 0 | 0 | 0 | 0
NSR WPS Weston 3 - NOX Rate Annual v5.12, Unit 3161 and retrofits | 841 | 7411 | Rate Constraint in lbs/MMBtu | FALSE | L | Annual | Rate | lb/MMBtu | 0.05653 | 0.05653 | 0 | 0 | 0 | 0 | 0
NSR WPS Weston 3 - NOX Rate Annual v5.12, Unit 3161 and retrofits | 841 | 7411 | Rate Constraint in lbs/MMBtu | FALSE | L | Annual | Generation | TWh | 0.53991 | 1.3579 | 0 | 0 | 0 | 0 | 0
NSR WPS Weston 3 - NOX Rate Annual v5.12, Unit 3161 and retrofits | 841 | 7411 | Rate Constraint in lbs/MMBtu | FALSE | L | Annual | Qualifying Generation | TWh | 0.53991 | 1.3579 | 0 | 0 | 0 | 0 | 0
NSR WPS Weston 3 - NOX Rate Annual v5.12, Unit 3161 and retrofits | 841 | 7411 | Rate Constraint in lbs/MMBtu | FALSE | L | Annual | Rate | lb/MWh | 0.56496 | 0.56496 | 0 | 0 | 0 | 0 | 0
NSR WPS Weston 3 - NOX Rate Annual v5.12, Unit 3161 and retrofits | 841 | 7411 | Rate Constraint in lbs/MMBtu | FALSE | L | Annual | Constraint Shadow Price | US2022$/Ton | 0 | 0 | 0 | 0 | 0 | 0 | 0
NSR WPS Weston 3 - SO2 Rate Annual v5.12, Unit 3161 and retrofits | 842 | 7412 | Rate Constraint in lbs/MMBtu | FALSE | L | Annual | Seasons Included | Seasons | Winter, Spring, Summer, Fall | Winter, Spring, Summer, Fall | Winter, Spring, Summer, Fall | Winter, Spring, Summer, Fall | Winter, Spring, Summer, Fall | Winter, Spring, Summer, Fall | Winter, Spring, Summer, Fall
NSR WPS Weston 3 - SO2 Rate Annual v5.12, Unit 3161 and retrofits | 842 | 7412 | Rate Constraint in lbs/MMBtu | FALSE | L | Annual | Standard SO2 | lb/MMBtu | 0.08 | 0.08 | 0.08 | 0.08 | 0.08 | 0.08 | 0.08
NSR WPS Weston 3 - SO2 Rate Annual v5.12, Unit 3161 and retrofits | 842 | 7412 | Rate Constraint in lbs/MMBtu | FALSE | L | Annual | Emissions at Affected Plants SO2 | Thousand Tons | 0.011837 | 0.029771 | 0 | 0 | 0 | 0 | 0
NSR WPS Weston 3 - SO2 Rate Annual v5.12, Unit 3161 and retrofits | 842 | 7412 | Rate Constraint in lbs/MMBtu | FALSE | L | Annual | Allowances Purchased SO2 | Thousand Tons | 0 | 0 | 0 | 0 | 0 | 0 | 0
NSR WPS Weston 3 - SO2 Rate Annual v5.12, Unit 3161 and retrofits | 842 | 7412 | Rate Constraint in lbs/MMBtu | FALSE | L | Annual | Allowances Sold SO2 | Thousand Tons | 0 | 0 | 0 | 0 | 0 | 0 | 0
NSR WPS Weston 3 - SO2 Rate Annual v5.12, Unit 3161 and retrofits | 842 | 7412 | Rate Constraint in lbs/MMBtu | FALSE | L | Annual | Allowances Banked | Thousand Tons | 0 | 0 | 0 | 0 | 0 | 0 | 0
NSR WPS Weston 3 - SO2 Rate Annual v5.12, Unit 3161 and retrofits | 842 | 7412 | Rate Constraint in lbs/MMBtu | FALSE | L | Annual | Allowances Withdrawn (1:1) | Thousand Tons | 0 | 0 | 0 | 0 | 0 | 0 | 0
NSR WPS Weston 3 - SO2 Rate Annual v5.12, Unit 3161 and retrofits | 842 | 7412 | Rate Constraint in lbs/MMBtu | FALSE | L | Annual | Allowances Withdrawn (n:1) | Thousand Tons | 0 | 0 | 0 | 0 | 0 | 0 | 0
NSR WPS Weston 3 - SO2 Rate Annual v5.12, Unit 3161 and retrofits | 842 | 7412 | Rate Constraint in lbs/MMBtu | FALSE | L | Annual | Net Emissions Allowance Position | Thousand Tons | 0.011837 | 0.029771 | 0 | 0 | 0 | 0 | 0
NSR WPS Weston 3 - SO2 Rate Annual v5.12, Unit 3161 and retrofits | 842 | 7412 | Rate Constraint in lbs/MMBtu | FALSE | L | Annual | Fuel Consumed | TBtu | 5.3959 | 13.5707 | 0 | 0 | 0 | 0 | 0
NSR WPS Weston 3 - SO2 Rate Annual v5.12, Unit 3161 and retrofits | 842 | 7412 | Rate Constraint in lbs/MMBtu | FALSE | L | Annual | Rate | lb/MMBtu | 0.0043875 | 0.0043875 | 0 | 0 | 0 | 0 | 0
NSR WPS Weston 3 - SO2 Rate Annual v5.12, Unit 3161 and retrofits | 842 | 7412 | Rate Constraint in lbs/MMBtu | FALSE | L | Annual | Generation | TWh | 0.53991 | 1.3579 | 0 | 0 | 0 | 0 | 0
NSR WPS Weston 3 - SO2 Rate Annual v5.12, Unit 3161 and retrofits | 842 | 7412 | Rate Constraint in lbs/MMBtu | FALSE | L | Annual | Qualifying Generation | TWh | 0.53991 | 1.3579 | 0 | 0 | 0 | 0 | 0
NSR WPS Weston 3 - SO2 Rate Annual v5.12, Unit 3161 and retrofits | 842 | 7412 | Rate Constraint in lbs/MMBtu | FALSE | L | Annual | Rate | lb/MWh | 0.043848 | 0.043848 | 0 | 0 | 0 | 0 | 0
NSR WPS Weston 3 - SO2 Rate Annual v5.12, Unit 3161 and retrofits | 842 | 7412 | Rate Constraint in lbs/MMBtu | FALSE | L | Annual | Constraint Shadow Price | US2022$/Ton | 0 | 0 | 0 | 0 | 0 | 0 | 0
NSR WPS Weston 4 - SO2 Rate Annual v5.12, Unit 2563 and retrofits | 843 | 7413 | Rate Constraint in lbs/MMBtu | FALSE | L | Annual | Seasons Included | Seasons | Winter, Spring, Summer, Fall | Winter, Spring, Summer, Fall | Winter, Spring, Summer, Fall | Winter, Spring, Summer, Fall | Winter, Spring, Summer, Fall | Winter, Spring, Summer, Fall | Winter, Spring, Summer, Fall
NSR WPS Weston 4 - SO2 Rate Annual v5.12, Unit 2563 and retrofits | 843 | 7413 | Rate Constraint in lbs/MMBtu | FALSE | L | Annual | Standard SO2 | lb/MMBtu | 0.08 | 0.08 | 0.08 | 0.08 | 0.08 | 0.08 | 0.08
NSR WPS Weston 4 - SO2 Rate Annual v5.12, Unit 2563 and retrofits | 843 | 7413 | Rate Constraint in lbs/MMBtu | FALSE | L | Annual | Emissions at Affected Plants SO2 | Thousand Tons | 1.2104 | 0 | 0 | 0 | 0 | 0 | 0
NSR WPS Weston 4 - SO2 Rate Annual v5.12, Unit 2563 and retrofits | 843 | 7413 | Rate Constraint in lbs/MMBtu | FALSE | L | Annual | Allowances Purchased SO2 | Thousand Tons | 0 | 0 | 0 | 0 | 0 | 0 | 0
NSR WPS Weston 4 - SO2 Rate Annual v5.12, Unit 2563 and retrofits | 843 | 7413 | Rate Constraint in lbs/MMBtu | FALSE | L | Annual | Allowances Sold SO2 | Thousand Tons | 0 | 0 | 0 | 0 | 0 | 0 | 0
NSR WPS Weston 4 - SO2 Rate Annual v5.12, Unit 2563 and retrofits | 843 | 7413 | Rate Constraint in lbs/MMBtu | FALSE | L | Annual | Allowances Banked | Thousand Tons | 0 | 0 | 0 | 0 | 0 | 0 | 0
NSR WPS Weston 4 - SO2 Rate Annual v5.12, Unit 2563 and retrofits | 843 | 7413 | Rate Constraint in lbs/MMBtu | FALSE | L | Annual | Allowances Withdrawn (1:1) | Thousand Tons | 0 | 0 | 0 | 0 | 0 | 0 | 0
NSR WPS Weston 4 - SO2 Rate Annual v5.12, Unit 2563 and retrofits | 843 | 7413 | Rate Constraint in lbs/MMBtu | FALSE | L | Annual | Allowances Withdrawn (n:1) | Thousand Tons | 0 | 0 | 0 | 0 | 0 | 0 | 0
NSR WPS Weston 4 - SO2 Rate Annual v5.12, Unit 2563 and retrofits | 843 | 7413 | Rate Constraint in lbs/MMBtu | FALSE | L | Annual | Net Emissions Allowance Position | Thousand Tons | 1.2104 | 0 | 0 | 0 | 0 | 0 | 0
NSR WPS Weston 4 - SO2 Rate Annual v5.12, Unit 2563 and retrofits | 843 | 7413 | Rate Constraint in lbs/MMBtu | FALSE | L | Annual | Fuel Consumed | TBtu | 30.2603 | 0 | 0 | 0 | 0 | 0 | 0
NSR WPS Weston 4 - SO2 Rate Annual v5.12, Unit 2563 and retrofits | 843 | 7413 | Rate Constraint in lbs/MMBtu | FALSE | L | Annual | Rate | lb/MMBtu | 0.08 | 0 | 0 | 0 | 0 | 0 | 0
NSR WPS Weston 4 - SO2 Rate Annual v5.12, Unit 2563 and retrofits | 843 | 7413 | Rate Constraint in lbs/MMBtu | FALSE | L | Annual | Generation | TWh | 3.1264 | 0 | 0 | 0 | 0 | 0 | 0
NSR WPS Weston 4 - SO2 Rate Annual v5.12, Unit 2563 and retrofits | 843 | 7413 | Rate Constraint in lbs/MMBtu | FALSE | L | Annual | Qualifying Generation | TWh | 3.1264 | 0 | 0 | 0 | 0 | 0 | 0
NSR WPS Weston 4 - SO2 Rate Annual v5.12, Unit 2563 and retrofits | 843 | 7413 | Rate Constraint in lbs/MMBtu | FALSE | L | Annual | Rate | lb/MWh | 0.77432 | 0 | 0 | 0 | 0 | 0 | 0
NSR WPS Weston 4 - SO2 Rate Annual v5.12, Unit 2563 and retrofits | 843 | 7413 | Rate Constraint in lbs/MMBtu | FALSE | L | Annual | Constraint Shadow Price | US2022$/Ton | 0 | 0 | 0 | 0 | 0 | 0 | 0
NY- CO2 Budget- v5.16 | 844 | 7537 | Rate Constraint in MTons | FALSE | L | Annual | Seasons Included | Seasons | Winter, Spring, Summer, Fall | Winter, Spring, Summer, Fall | Winter, Spring, Summer, Fall | Winter, Spring, Summer, Fall | Winter, Spring, Summer, Fall | Winter, Spring, Summer, Fall | Winter, Spring, Summer, Fall
NY- CO2 Budget- v5.16 | 844 | 7537 | Rate Constraint in MTons | FALSE | L | Annual | Standard CO2 | Thousand Tons | 22892.819 | 21131.833 | 21131.833 | 21131.833 | 21131.833 | 21131.833 | 21131.833
NY- CO2 Budget- v5.16 | 844 | 7537 | Rate Constraint in MTons | FALSE | L | Annual | Emissions at Affected Plants CO2 | Thousand Tons | 21567.498 | 22457.154 | 17006.5394 | 6664.2884 | 7072.4284 | 7754.0624 | 8042.5985
NY- CO2 Budget- v5.16 | 844 | 7537 | Rate Constraint in MTons | FALSE | L | Annual | Allowances Purchased CO2 | Thousand Tons | 0 | 0 | 0 | 0 | 0 | 0 | 0
NY- CO2 Budget- v5.16 | 844 | 7537 | Rate Constraint in MTons | FALSE | L | Annual | Allowances Sold CO2 | Thousand Tons | 0 | 0 | 0 | 0 | 0 | 0 | 0
NY- CO2 Budget- v5.16 | 844 | 7537 | Rate Constraint in MTons | FALSE | L | Annual | Allowances Banked | Thousand Tons | 1325.321 | 0 | 0 | 0 | 0 | 0 | 0
NY- CO2 Budget- v5.16 | 844 | 7537 | Rate Constraint in MTons | FALSE | L | Annual | Allowances Withdrawn (1:1) | Thousand Tons | 0 | -1325.321 | 0 | 0 | 0 | 0 | 0
NY- CO2 Budget- v5.16 | 844 | 7537 | Rate Constraint in MTons | FALSE | L | Annual | Allowances Withdrawn (n:1) | Thousand Tons | 0 | 0 | 0 | 0 | 0 | 0 | 0
NY- CO2 Budget- v5.16 | 844 | 7537 | Rate Constraint in MTons | FALSE | L | Annual | Net Emissions Allowance Position | Thousand Tons | 22892.819 | 21131.833 | 17006.5394 | 6664.2884 | 7072.4284 | 7754.0624 | 8042.5985
NY- CO2 Budget- v5.16 | 844 | 7537 | Rate Constraint in MTons | FALSE | L | Annual | Fuel Consumed | TBtu | 353.5102 | 368.0453 | 274.9327 | 107.5755 | 114.3835 | 126.6366 | 130.8024
NY- CO2 Budget- v5.16 | 844 | 7537 | Rate Constraint in MTons | FALSE | L | Annual | Rate | lb/MMBtu | 122.0191 | 122.0347 | 123.7142 | 123.8998 | 123.6617 | 122.4617 | 122.9733
NY- CO2 Budget- v5.16 | 844 | 7537 | Rate Constraint in MTons | FALSE | L | Annual | Generation | TWh | 52.7909 | 65.6557 | 106.3523 | 138.4765 | 150.2936 | 172.0429 | 182.0856
NY- CO2 Budget- v5.16 | 844 | 7537 | Rate Constraint in MTons | FALSE | L | Annual | Qualifying Generation | TWh | 52.7909 | 65.6557 | 106.3523 | 138.3782 | 150.1484 | 171.6249 | 181.3679
NY- CO2 Budget- v5.16 | 844 | 7537 | Rate Constraint in MTons | FALSE | L | Annual | Rate | lb/MWh | 817.0912 | 684.0882 | 319.8151 | 96.3199 | 94.2058 | 90.3606 | 88.6882
NY- CO2 Budget- v5.16 | 844 | 7537 | Rate Constraint in MTons | FALSE | L | Annual | Constraint Shadow Price | US2022$/Ton | 6.8588 | 7.3842 | 0 | 0 | 0 | 0 | 0
NY- CO2 Rate Limit- Existing Fossil Units- v6.20 | 845 | 7561 | Rate Constraint in lbs/MWh | FALSE | L | Annual | Seasons Included | Seasons | Winter, Spring, Summer, Fall | Winter, Spring, Summer, Fall | Winter, Spring, Summer, Fall | Winter, Spring, Summer, Fall | Winter, Spring, Summer, Fall | Winter, Spring, Summer, Fall | Winter, Spring, Summer, Fall
NY- CO2 Rate Limit- Existing Fossil Units- v6.20 | 845 | 7561 | Rate Constraint in lbs/MWh | FALSE | L | Annual | Standard CO2 | lb/MWh | 1800 | 1800 | 1800 | 1800 | 1800 | 1800 | 1800
NY- CO2 Rate Limit- Existing Fossil Units- v6.20 | 845 | 7561 | Rate Constraint in lbs/MWh | FALSE | L | Annual | Emissions at Affected Plants CO2 | Thousand Tons | 21137.5055 | 22027.5371 | 16577.1024 | 5953.5776 | 6173.412 | 5497.1183 | 5046.4259
NY- CO2 Rate Limit- Existing Fossil Units- v6.20 | 845 | 7561 | Rate Constraint in lbs/MWh | FALSE | L | Annual | Allowances Purchased CO2 | Thousand Tons | 0 | 0 | 0 | 0 | 0 | 0 | 0
NY- CO2 Rate Limit- Existing Fossil Units- v6.20 | 845 | 7561 | Rate Constraint in lbs/MWh | FALSE | L | Annual | Allowances Sold CO2 | Thousand Tons | 0 | 0 | 0 | 0 | 0 | 0 | 0
NY- CO2 Rate Limit- Existing Fossil Units- v6.20 | 845 | 7561 | Rate Constraint in lbs/MWh | FALSE | L | Annual | Allowances Banked | Thousand Tons | 0 | 0 | 0 | 0 | 0 | 0 | 0
NY- CO2 Rate Limit- Existing Fossil Units- v6.20 | 845 | 7561 | Rate Constraint in lbs/MWh | FALSE | L | Annual | Allowances Withdrawn (1:1) | Thousand Tons | 0 | 0 | 0 | 0 | 0 | 0 | 0
NY- CO2 Rate Limit- Existing Fossil Units- v6.20 | 845 | 7561 | Rate Constraint in lbs/MWh | FALSE | L | Annual | Allowances Withdrawn (n:1) | Thousand Tons | 0 | 0 | 0 | 0 | 0 | 0 | 0
NY- CO2 Rate Limit- Existing Fossil Units- v6.20 | 845 | 7561 | Rate Constraint in lbs/MWh | FALSE | L | Annual | Net Emissions Allowance Position | Thousand Tons | 21137.5055 | 22027.5371 | 16577.1024 | 5953.5776 | 6173.412 | 5497.1183 | 5046.4259
NY- CO2 Rate Limit- Existing Fossil Units- v6.20 | 845 | 7561 | Rate Constraint in lbs/MWh | FALSE | L | Annual | Fuel Consumed | TBtu | 346.0491 | 360.5906 | 267.4811 | 95.3191 | 98.9171 | 87.8519 | 79.3899
NY- CO2 Rate Limit- Existing Fossil Units- v6.20 | 845 | 7561 | Rate Constraint in lbs/MWh | FALSE | L | Annual | Rate | lb/MMBtu | 122.1648 | 122.1748 | 123.9497 | 124.9189 | 124.8199 | 125.1452 | 127.1301
NY- CO2 Rate Limit- Existing Fossil Units- v6.20 | 845 | 7561 | Rate Constraint in lbs/MWh | FALSE | L | Annual | Generation | TWh | 46.3284 | 48.8561 | 36.993 | 13.2345 | 13.7503 | 12.2618 | 11.1283
NY- CO2 Rate Limit- Existing Fossil Units- v6.20 | 845 | 7561 | Rate Constraint in lbs/MWh | FALSE | L | Annual | Qualifying Generation | TWh | 46.3284 | 48.8561 | 36.993 | 13.2345 | 13.7503 | 12.2618 | 11.1283
NY- CO2 Rate Limit- Existing Fossil Units- v6.20 | 845 | 7561 | Rate Constraint in lbs/MWh | FALSE | L | Annual | Constraint Shadow Price | US2022$/Ton | 0 | 0 | 0 | 0 | 0 | 0 | 0
NY- CO2 Rate Limit- New CT Units- v5.12 | 846 | 7352 | Rate Constraint in lbs/MWh | FALSE | L | Annual | Seasons Included | Seasons | Winter, Spring, Summer, Fall | Winter, Spring, Summer, Fall | Winter, Spring, Summer, Fall | Winter, Spring, Summer, Fall | Winter, Spring, Summer, Fall | Winter, Spring, Summer, Fall | Winter, Spring, Summer, Fall
NY- CO2 Rate Limit- New CT Units- v5.12 | 846 | 7352 | Rate Constraint in lbs/MWh | FALSE | L | Annual | Standard CO2 | lb/MWh | 1450 | 1450 | 1450 | 1450 | 1450 | 1450 | 1450
NY- CO2 Rate Limit- New CT Units- v5.12 | 846 | 7352 | Rate Constraint in lbs/MWh | FALSE | L | Annual | Emissions at Affected Plants CO2 | Thousand Tons | 1.1512 | 0.77549 | 0.59552 | 69.8895 | 181.7784 | 500.647 | 593.4428
NY- CO2 Rate Limit- New CT Units- v5.12 | 846 | 7352 | Rate Constraint in lbs/MWh | FALSE | L | Annual | Allowances Purchased CO2 | Thousand Tons | 0 | 0 | 0 | 0 | 0 | 0 | 0
NY- CO2 Rate Limit- New CT Units- v5.12 | 846 | 7352 | Rate Constraint in lbs/MWh | FALSE | L | Annual | Allowances Sold CO2 | Thousand Tons | 0 | 0 | 0 | 0 | 0 | 0 | 0
NY- CO2 Rate Limit- New CT Units- v5.12 | 846 | 7352 | Rate Constraint in lbs/MWh | FALSE | L | Annual | Allowances Banked | Thousand Tons | 0 | 0 | 0 | 0 | 0 | 0 | 0
NY- CO2 Rate Limit- New CT Units- v5.12 | 846 | 7352 | Rate Constraint in lbs/MWh | FALSE | L | Annual | Allowances Withdrawn (1:1) | Thousand Tons | 0 | 0 | 0 | 0 | 0 | 0 | 0
NY- CO2 Rate Limit- New CT Units- v5.12 | 846 | 7352 | Rate Constraint in lbs/MWh | FALSE | L | Annual | Allowances Withdrawn (n:1) | Thousand Tons | 0 | 0 | 0 | 0 | 0 | 0 | 0
NY- CO2 Rate Limit- New CT Units- v5.12 | 846 | 7352 | Rate Constraint in lbs/MWh | FALSE | L | Annual | Net Emissions Allowance Position | Thousand Tons | 1.1512 | 0.77549 | 0.59552 | 69.8895 | 181.7784 | 500.647 | 593.4428
NY- CO2 Rate Limit- New CT Units- v5.12 | 846 | 7352 | Rate Constraint in lbs/MWh | FALSE | L | Annual | Fuel Consumed | TBtu | 0.019664 | 0.013247 | 0.010173 | 1.1939 | 3.1052 | 8.5522 | 10.1374
NY- CO2 Rate Limit- New CT Units- v5.12 | 846 | 7352 | Rate Constraint in lbs/MWh | FALSE | L | Annual | Rate | lb/MMBtu | 117.08 | 117.08 | 117.08 | 117.08 | 117.08 | 117.08 | 117.08
NY- CO2 Rate Limit- New CT Units- v5.12 | 846 | 7352 | Rate Constraint in lbs/MWh | FALSE | L | Annual | Generation | TWh | 0.0019853 | 0.0013374 | 0.001027 | 0.12053 | 0.3135 | 0.86342 | 1.0235
NY- CO2 Rate Limit- New CT Units- v5.12 | 846 | 7352 | Rate Constraint in lbs/MWh | FALSE | L | Annual | Qualifying Generation | TWh | 0.0019853 | 0.0013374 | 0.001027 | 0.12053 | 0.3135 | 0.86342 | 1.0235
NY- CO2 Rate Limit- New CT Units- v5.12 | 846 | 7352 | Rate Constraint in lbs/MWh | FALSE | L | Annual | Constraint Shadow Price | US2022$/Ton | 0 | 0 | 0 | 0 | 0 | 0 | 0
NY- CO2 Rate Limit- New Fossil Units- v5.12 | 847 | 7351 | Rate Constraint in lbs/MWh | FALSE | L | Annual | Seasons Included | Seasons | Winter, Spring, Summer, Fall | Winter, Spring, Summer, Fall | Winter, Spring, Summer, Fall | Winter, Spring, Summer, Fall | Winter, Spring, Summer, Fall | Winter, Spring, Summer, Fall | Winter, Spring, Summer, Fall
NY- CO2 Rate Limit- New Fossil Units- v5.12 | 847 | 7351 | Rate Constraint in lbs/MWh | FALSE | L | Annual | Standard CO2 | lb/MWh | 925 | 925 | 925 | 925 | 925 | 925 | 925
NY- CO2 Rate Limit- New Fossil Units- v5.12 | 847 | 7351 | Rate Constraint in lbs/MWh | FALSE | L | Annual | Emissions at Affected Plants CO2 | Thousand Tons | 5055.1178 | 5055.1178 | 3871.5705 | 1299.9502 | 1593.2658 | 2414.0928 | 3054.8613
NY- CO2 Rate Limit- New Fossil Units- v5.12 | 847 | 7351 | Rate Constraint in lbs/MWh | FALSE | L | Annual | Allowances Purchased CO2 | Thousand Tons | 0 | 0 | 0 | 0 | 0 | 0 | 0
NY- CO2 Rate Limit- New Fossil Units- v5.12 | 847 | 7351 | Rate Constraint in lbs/MWh | FALSE | L | Annual | Allowances Sold CO2 | Thousand Tons | 0 | 0 | 0 | 0 | 0 | 0 | 0
NY- CO2 Rate Limit- New Fossil Units- v5.12 | 847 | 7351 | Rate Constraint in lbs/MWh | FALSE | L | Annual | Allowances Banked | Thousand Tons | 0 | 0 | 0 | 0 | 0 | 0 | 0
NY- CO2 Rate Limit- New Fossil Units- v5.12 | 847 | 7351 | Rate Constraint in lbs/MWh | FALSE | L | Annual | Allowances Withdrawn (1:1) | Thousand Tons | 0 | 0 | 0 | 0 | 0 | 0 | 0
NY- CO2 Rate Limit- New Fossil Units- v5.12 | 847 | 7351 | Rate Constraint in lbs/MWh | FALSE | L | Annual | Allowances Withdrawn (n:1) | Thousand Tons | 0 | 0 | 0 | 0 | 0 | 0 | 0
NY- CO2 Rate Limit- New Fossil Units- v5.12 | 847 | 7351 | Rate Constraint in lbs/MWh | FALSE | L | Annual | Net Emissions Allowance Position | Thousand Tons | 5055.1178 | 5055.1178 | 3871.5705 | 1299.9502 | 1593.2658 | 2414.0928 | 3054.8613
NY- CO2 Rate Limit- New Fossil Units- v5.12 | 847 | 7351 | Rate Constraint in lbs/MWh | FALSE | L | Annual | Fuel Consumed | TBtu | 86.3532 | 86.3532 | 66.1355 | 22.2062 | 27.2167 | 41.2383 | 52.1842
NY- CO2 Rate Limit- New Fossil Units- v5.12 | 847 | 7351 | Rate Constraint in lbs/MWh | FALSE | L | Annual | Rate | lb/MMBtu | 117.08 | 117.08 | 117.08 | 117.08 | 117.08 | 117.08 | 117.08
NY- CO2 Rate Limit- New Fossil Units- v5.12 | 847 | 7351 | Rate Constraint in lbs/MWh | FALSE | L | Annual | Generation | TWh | 12.2487 | 12.2487 | 9.3809 | 3.2975 | 4.0788 | 6.4776 | 8.4807
NY- CO2 Rate Limit- New Fossil Units- v5.12 | 847 | 7351 | Rate Constraint in lbs/MWh | FALSE | L | Annual | Qualifying Generation | TWh | 12.2487 | 12.2487 | 9.3809 | 3.1993 | 3.9336 | 6.0597 | 7.763
NY- CO2 Rate Limit- New Fossil Units- v5.12 | 847 | 7351 | Rate Constraint in lbs/MWh | FALSE | L | Annual | Constraint Shadow Price | US2022$/Ton | 0 | 0 | 0 | 0 | 0 | 0 | 0
NY Min Oil Burn - Astoria - Summer | 848 | 7541 | Generation Constraint in GWh | FALSE | G | Annual | Seasons Included | Seasons | Winter, Spring, Summer, Fall | Winter, Spring, Summer, Fall | Winter, Spring, Summer, Fall | Winter, Spring, Summer, Fall | Winter, Spring, Summer, Fall | Winter, Spring, Summer, Fall | Winter, Spring, Summer, Fall
NY Min Oil Burn - Astoria - Summer | 848 | 7541 | Generation Constraint in GWh | FALSE | G | Annual | Standard GWh | GWh | 0 | 0 | 0 | 0 | 0 | 0 | 0
NY Min Oil Burn - Astoria - Summer | 848 | 7541 | Generation Constraint in GWh | FALSE | G | Annual | Emissions at Affected Plants | GWh | 0 | 0 | 0 | 0 | 0 | 0 | 0
NY Min Oil Burn - Astoria - Summer | 848 | 7541 | Generation Constraint in GWh | FALSE | G | Annual | Allowances Purchased | GWh | 0 | 0 | 0 | 0 | 0 | 0 | 0
NY Min Oil Burn - Astoria - Summer | 848 | 7541 | Generation Constraint in GWh | FALSE | G | Annual | Allowances Sold | GWh | 0 | 0 | 0 | 0 | 0 | 0 | 0
NY Min Oil Burn - Astoria - Summer | 848 | 7541 | Generation Constraint in GWh | FALSE | G | Annual | Allowances Banked | GWh | 0 | 0 | 0 | 0 | 0 | 0 | 0
NY Min Oil Burn - Astoria - Summer | 848 | 7541 | Generation Constraint in GWh | FALSE | G | Annual | Allowances Withdrawn (1:1) | GWh | 0 | 0 | 0 | 0 | 0 | 0 | 0
NY Min Oil Burn - Astoria - Summer | 848 | 7541 | Generation Constraint in GWh | FALSE | G | Annual | Allowances Withdrawn (n:1) | GWh | 0 | 0 | 0 | 0 | 0 | 0 | 0
NY Min Oil Burn - Astoria - Summer | 848 | 7541 | Generation Constraint in GWh | FALSE | G | Annual | Net Emissions Allowance Position | GWh | 0 | 0 | 0 | 0 | 0 | 0 | 0
NY Min Oil Burn - Astoria - Summer | 848 | 7541 | Generation Constraint in GWh | FALSE | G | Annual | Constraint Shadow Price | US2022$/MWh | 0 | 0 | 0 | 0 | 0 | 0 | 0
NY Min Oil Burn - Astoria - Winter | 849 | 7539 | Generation Constraint in GWh | FALSE | G | Annual | Seasons Included | Seasons | Winter, Spring, Summer, Fall | Winter, Spring, Summer, Fall | Winter, Spring, Summer, Fall | Winter, Spring, Summer, Fall | Winter, Spring, Summer, Fall | Winter, Spring, Summer, Fall | Winter, Spring, Summer, Fall
NY Min Oil Burn - Astoria - Winter | 849 | 7539 | Generation Constraint in GWh | FALSE | G | Annual | Standard GWh | GWh | 0 | 0 | 0 | 0 | 0 | 0 | 0
NY Min Oil Burn - Astoria - Winter | 849 | 7539 | Generation Constraint in GWh | FALSE | G | Annual | Emissions at Affected Plants | GWh | 0 | 0 | 0 | 0 | 0 | 0 | 0
NY Min Oil Burn - Astoria - Winter | 849 | 7539 | Generation Constraint in GWh | FALSE | G | Annual | Allowances Purchased | GWh | 0 | 0 | 0 | 0 | 0 | 0 | 0
NY Min Oil Burn - Astoria - Winter | 849 | 7539 | Generation Constraint in GWh | FALSE | G | Annual | Allowances Sold | GWh | 0 | 0 | 0 | 0 | 0 | 0 | 0
NY Min Oil Burn - Astoria - Winter | 849 | 7539 | Generation Constraint in GWh | FALSE | G | Annual | Allowances Banked | GWh | 0 | 0 | 0 | 0 | 0 | 0 | 0
NY Min Oil Burn - Astoria - Winter | 849 | 7539 | Generation Constraint in GWh | FALSE | G | Annual | Allowances Withdrawn (1:1) | GWh | 0 | 0 | 0 | 0 | 0 | 0 | 0
NY Min Oil Burn - Astoria - Winter | 849 | 7539 | Generation Constraint in GWh | FALSE | G | Annual | Allowances Withdrawn (n:1) | GWh | 0 | 0 | 0 | 0 | 0 | 0 | 0
NY Min Oil Burn - Astoria - Winter | 849 | 7539 | Generation Constraint in GWh | FALSE | G | Annual | Net Emissions Allowance Position | GWh | 0 | 0 | 0 | 0 | 0 | 0 | 0
NY Min Oil Burn - Astoria - Winter | 849 | 7539 | Generation Constraint in GWh | FALSE | G | Annual | Constraint Shadow Price | US2022$/MWh | 0 | 0 | 0 | 0 | 0 | 0 | 0
NY Min Oil Burn - Astoria - Winter Shldr | 850 | 7540 | Generation Constraint in GWh | FALSE | G | Annual | Seasons Included | Seasons | Winter, Spring, Summer, Fall | Winter, Spring, Summer, Fall | Winter, Spring, Summer, Fall | Winter, Spring, Summer, Fall | Winter, Spring, Summer, Fall | Winter, Spring, Summer, Fall | Winter, Spring, Summer, Fall
NY Min Oil Burn - Astoria - Winter Shldr | 850 | 7540 | Generation Constraint in GWh | FALSE | G | Annual | Standard GWh | GWh | 0 | 0 | 0 | 0 | 0 | 0 | 0
NY Min Oil Burn - Astoria - Winter Shldr | 850 | 7540 | Generation Constraint in GWh | FALSE | G | Annual | Emissions at Affected Plants | GWh | 0 | 0 | 0 | 0 | 0 | 0 | 0
NY Min Oil Burn - Astoria - Winter Shldr | 850 | 7540 | Generation Constraint in GWh | FALSE | G | Annual | Allowances Purchased | GWh | 0 | 0 | 0 | 0 | 0 | 0 | 0
NY Min Oil Burn - Astoria - Winter Shldr | 850 | 7540 | Generation Constraint in GWh | FALSE | G | Annual | Allowances Sold | GWh | 0 | 0 | 0 | 0 | 0 | 0 | 0
NY Min Oil Burn - Astoria - Winter Shldr | 850 | 7540 | Generation Constraint in GWh | FALSE | G | Annual | Allowances Banked | GWh | 0 | 0 | 0 | 0 | 0 | 0 | 0
NY Min Oil Burn - Astoria - Winter Shldr | 850 | 7540 | Generation Constraint in GWh | FALSE | G | Annual | Allowances Withdrawn (1:1) | GWh | 0 | 0 | 0 | 0 | 0 | 0 | 0
NY Min Oil Burn - Astoria - Winter Shldr | 850 | 7540 | Generation Constraint in GWh | FALSE | G | Annual | Allowances Withdrawn (n:1) | GWh | 0 | 0 | 0 | 0 | 0 | 0 | 0
NY Min Oil Burn - Astoria - Winter Shldr | 850 | 7540 | Generation Constraint in GWh | FALSE | G | Annual | Net Emissions Allowance Position | GWh | 0 | 0 | 0 | 0 | 0 | 0 | 0
NY Min Oil Burn - Astoria - Winter Shldr | 850 | 7540 | Generation Constraint in GWh | FALSE | G | Annual | Constraint Shadow Price | US2022$/MWh | 0 | 0 | 0 | 0 | 0 | 0 | 0
NY Min Oil Burn - Astoria Energy - Summer | 851 | 7553 | Generation Constraint in GWh | FALSE | G | Annual | Seasons Included | Seasons | Winter, Spring, Summer, Fall | Winter, Spring, Summer, Fall | Winter, Spring, Summer, Fall | Winter, Spring, Summer, Fall | Winter, Spring, Summer, Fall | Winter, Spring, Summer, Fall | Winter, Spring, Summer, Fall
NY Min Oil Burn - Astoria Energy - Summer | 851 | 7553 | Generation Constraint in GWh | FALSE | G | Annual | Standard GWh | GWh | 0 | 0 | 0 | 0 | 0 | 0 | 0
NY Min Oil Burn - Astoria Energy - Summer | 851 | 7553 | Generation Constraint in GWh | FALSE | G | Annual | Emissions at Affected Plants | GWh | 2862.5376 | 3050.6763 | 1724.8391 | 1418.3303 | 1418.3303 | 1443.1581 | 1442.7067
NY Min Oil Burn - Astoria Energy - Summer | 851 | 7553 | Generation Constraint in GWh | FALSE | G | Annual | Allowances Purchased | GWh | 0 | 0 | 0 | 0 | 0 | 0 | 0
NY Min Oil Burn - Astoria Energy - Summer | 851 | 7553 | Generation Constraint in GWh | FALSE | G | Annual | Allowances Sold | GWh | 0 | 0 | 0 | 0 | 0 | 0 | 0
NY Min Oil Burn - Astoria Energy - Summer | 851 | 7553 | Generation Constraint in GWh | FALSE | G | Annual | Allowances Banked | GWh | 0 | 0 | 0 | 0 | 0 | 0 | 0
NY Min Oil Burn - Astoria Energy - Summer | 851 | 7553 | Generation Constraint in GWh | FALSE | G | Annual | Allowances Withdrawn (1:1) | GWh | 0 | 0 | 0 | 0 | 0 | 0 | 0
NY Min Oil Burn - Astoria Energy - Summer | 851 | 7553 | Generation Constraint in GWh | FALSE | G | Annual | Allowances Withdrawn (n:1) | GWh | 0 | 0 | 0 | 0 | 0 | 0 | 0
NY Min Oil Burn - Astoria Energy - Summer | 851 | 7553 | Generation Constraint in GWh | FALSE | G | Annual | Net Emissions Allowance Position | GWh | 2862.5376 | 3050.6763 | 1724.8391 | 1418.3303 | 1418.3303 | 1443.1581 | 1442.7067
NY Min Oil Burn - Astoria Energy - Summer | 851 | 7553 | Generation Constraint in GWh | FALSE | G | Annual | Constraint Shadow Price | US2022$/MWh | 0 | 0 | 0 | 0 | 0 | 0 | 0
NY Min Oil Burn - Astoria Energy - Winter | 852 | 7551 | Generation Constraint in GWh | FALSE | G | Annual | Seasons Included | Seasons | Winter, Spring, Summer, Fall | Winter, Spring, Summer, Fall | Winter, Spring, Summer, Fall | Winter, Spring, Summer, Fall | Winter, Spring, Summer, Fall | Winter, Spring, Summer, Fall | Winter, Spring, Summer, Fall
NY Min Oil Burn - Astoria Energy - Winter | 852 | 7551 | Generation Constraint in GWh | FALSE | G | Annual | Standard GWh | GWh | 0 | 0 | 0 | 0 | 0 | 0 | 0
NY Min Oil Burn - Astoria Energy - Winter | 852 | 7551 | Generation Constraint in GWh | FALSE | G | Annual | Emissions at Affected Plants | GWh | 2862.5376 | 3050.6763 | 1724.8391 | 1418.3303 | 1418.3303 | 1443.1581 | 1442.7067
NY Min Oil Burn - Astoria Energy - Winter | 852 | 7551 | Generation Constraint in GWh | FALSE | G | Annual | Allowances Purchased | GWh | 0 | 0 | 0 | 0 | 0 | 0 | 0
NY Min Oil Burn - Astoria Energy - Winter | 852 | 7551 | Generation Constraint in GWh | FALSE | G | Annual | Allowances Sold | GWh | 0 | 0 | 0 | 0 | 0 | 0 | 0
NY Min Oil Burn - Astoria Energy - Winter | 852 | 7551 | Generation Constraint in GWh | FALSE | G | Annual | Allowances Banked | GWh | 0 | 0 | 0 | 0 | 0 | 0 | 0
NY Min Oil Burn - Astoria Energy - Winter | 852 | 7551 | Generation Constraint in GWh | FALSE | G | Annual | Allowances Withdrawn (1:1) | GWh | 0 | 0 | 0 | 0 | 0 | 0 | 0
NY Min Oil Burn - Astoria Energy - Winter | 852 | 7551 | Generation Constraint in GWh | FALSE | G | Annual | Allowances Withdrawn (n:1) | GWh | 0 | 0 | 0 | 0 | 0 | 0 | 0
NY Min Oil Burn - Astoria Energy - Winter | 852 | 7551 | Generation Constraint in GWh | FALSE | G | Annual | Net Emissions Allowance Position | GWh | 2862.5376 | 3050.6763 | 1724.8391 | 1418.3303 | 1418.3303 | 1443.1581 | 1442.7067
NY Min Oil Burn - Astoria Energy - Winter | 852 | 7551 | Generation Constraint in GWh | FALSE | G | Annual | Constraint Shadow Price | US2022$/MWh | 0 | 0 | 0 | 0 | 0 | 0 | 0
NY Min Oil Burn - Astoria Energy - Winter Shldr | 853 | 7552 | Generation Constraint in GWh | FALSE | G | Annual | Seasons Included | Seasons | Winter, Spring, Summer, Fall | Winter, Spring, Summer, Fall | Winter, Spring, Summer, Fall | Winter, Spring, Summer, Fall | Winter, Spring, Summer, Fall | Winter, Spring, Summer, Fall | Winter, Spring, Summer, Fall
NY Min Oil Burn - Astoria Energy - Winter Shldr | 853 | 7552 | Generation Constraint in GWh | FALSE | G | Annual | Standard GWh | GWh | 0 | 0 | 0 | 0 | 0 | 0 | 0
NY Min Oil Burn - Astoria Energy - Winter Shldr | 853 | 7552 | Generation Constraint in GWh | FALSE | G | Annual | Emissions at Affected Plants | GWh | 2862.5376 | 3050.6763 | 1724.8391 | 1418.3303 | 1418.3303 | 1443.1581 | 1442.7067
NY Min Oil Burn - Astoria Energy - Winter Shldr | 853 | 7552 | Generation Constraint in GWh | FALSE | G | Annual | Allowances Purchased | GWh | 0 | 0 | 0 | 0 | 0 | 0 | 0
NY Min Oil Burn - Astoria Energy - Winter Shldr | 853 | 7552 | Generation Constraint in GWh | FALSE | G | Annual | Allowances Sold | GWh | 0 | 0 | 0 | 0 | 0 | 0 | 0
NY Min Oil Burn - Astoria Energy - Winter Shldr | 853 | 7552 | Generation Constraint in GWh | FALSE | G | Annual | Allowances Banked | GWh | 0 | 0 | 0 | 0 | 0 | 0 | 0
NY Min Oil Burn - Astoria Energy - Winter Shldr | 853 | 7552 | Generation Constraint in GWh | FALSE | G | Annual | Allowances Withdrawn (1:1) | GWh | 0 | 0 | 0 | 0 | 0 | 0 | 0
NY Min Oil Burn - Astoria Energy - Winter Shldr | 853 | 7552 | Generation Constraint in GWh | FALSE | G | Annual | Allowances Withdrawn (n:1) | GWh | 0 | 0 | 0 | 0 | 0 | 0 | 0
NY Min Oil Burn - Astoria Energy - Winter Shldr | 853 | 7552 | Generation Constraint in GWh | FALSE | G | Annual | Net Emissions Allowance Position | GWh | 2862.5376 | 3050.6763 | 1724.8391 | 1418.3303 | 1418.3303 | 1443.1581 | 1442.7067
NY Min Oil Burn - Astoria Energy - Winter Shldr | 853 | 7552 | Generation Constraint in GWh | FALSE | G | Annual | Constraint Shadow Price | US2022$/MWh | 0 | 0 | 0 | 0 | 0 | 0 | 0
NY Min Oil Burn - East River - Summer | 854 | 7544 | Generation Constraint in GWh | FALSE | G | Annual | Seasons Included | Seasons | Winter, Spring, Summer, Fall | Winter, Spring, Summer, Fall | Winter, Spring, Summer, Fall | Winter, Spring, Summer, Fall | Winter, Spring, Summer, Fall | Winter, Spring, Summer, Fall | Winter, Spring, Summer, Fall
NY Min Oil Burn - East River - Summer | 854 | 7544 | Generation Constraint in GWh | FALSE | G | Annual | Standard GWh | GWh | 0 | 0 | 0 | 0 | 0 | 0 | 0
NY Min Oil Burn - East River - Summer | 854 | 7544 | Generation Constraint in GWh | FALSE | G | Annual | Emissions at Affected Plants | GWh | 765.1616 | 728.0542 | 645.8321 | 484.2738 | 484.1578 | 175.111 | 175.1998
NY Min Oil Burn - East River - Summer | 854 | 7544 | Generation Constraint in GWh | FALSE | G | Annual | Allowances Purchased | GWh | 0 | 0 | 0 | 0 | 0 | 0 | 0
NY Min Oil Burn - East River - Summer | 854 | 7544 | Generation Constraint in GWh | FALSE | G | Annual | Allowances Sold | GWh | 0 | 0 | 0 | 0 | 0 | 0 | 0
NY Min Oil Burn - East River - Summer | 854 | 7544 | Generation Constraint in GWh | FALSE | G | Annual | Allowances Banked | GWh | 0 | 0 | 0 | 0 | 0 | 0 | 0
NY Min Oil Burn - East River - Summer | 854 | 7544 | Generation Constraint in GWh | FALSE | G | Annual | Allowances Withdrawn (1:1) | GWh | 0 | 0 | 0 | 0 | 0 | 0 | 0
NY Min Oil Burn - East River - Summer | 854 | 7544 | Generation Constraint in GWh | FALSE | G | Annual | Allowances Withdrawn (n:1) | GWh | 0 | 0 | 0 | 0 | 0 | 0 | 0
NY Min Oil Burn - East River - Summer | 854 | 7544 | Generation Constraint in GWh | FALSE | G | Annual | Net Emissions Allowance Position | GWh | 765.1616 | 728.0542 | 645.8321 | 484.2738 | 484.1578 | 175.111 | 175.1998
NY Min Oil Burn - East River - Summer | 854 | 7544 | Generation Constraint in GWh | FALSE | G | Annual | Constraint Shadow Price | US2022$/MWh | 0 | 0 | 0 | 0 | 0 | 0 | 0
NY Min Oil Burn - East River - Winter | 855 | 7542 | Generation Constraint in GWh | FALSE | G | Annual | Seasons Included | Seasons | Winter, Spring, Summer, Fall | Winter, Spring, Summer, Fall | Winter, Spring, Summer, Fall | Winter, Spring, Summer, Fall | Winter, Spring, Summer, Fall | Winter, Spring, Summer, Fall | Winter, Spring, Summer, Fall
NY Min Oil Burn - East River - Winter | 855 | 7542 | Generation Constraint in GWh | FALSE | G | Annual | Standard GWh | GWh | 0 | 0 | 0 | 0 | 0 | 0 | 0
NY Min Oil Burn - East River - Winter | 855 | 7542 | Generation Constraint in GWh | FALSE | G | Annual | Emissions at Affected Plants | GWh | 765.1616 | 728.0542 | 645.8321 | 484.2738 | 484.1578 | 175.111 | 175.1998
NY Min Oil Burn - East River - Winter | 855 | 7542 | Generation Constraint in GWh | FALSE | G | Annual | Allowances Purchased | GWh | 0 | 0 | 0 | 0 | 0 | 0 | 0
NY Min Oil Burn - East River - Winter | 855 | 7542 | Generation Constraint in GWh | FALSE | G | Annual | Allowances Sold | GWh | 0 | 0 | 0 | 0 | 0 | 0 | 0
NY Min Oil Burn - East River - Winter | 855 | 7542 | Generation Constraint in GWh | FALSE | G | Annual | Allowances Banked | GWh | 0 | 0 | 0 | 0 | 0 | 0 | 0
NY Min Oil Burn - East River - Winter | 855 | 7542 | Generation Constraint in GWh | FALSE | G | Annual | Allowances Withdrawn (1:1) | GWh | 0 | 0 | 0 | 0 | 0 | 0 | 0
NY Min Oil Burn - East River - Winter | 855 | 7542 | Generation Constraint in GWh | FALSE | G | Annual | Allowances Withdrawn (n:1) | GWh | 0 | 0 | 0 | 0 | 0 | 0 | 0
NY Min Oil Burn - East River - Winter | 855 | 7542 | Generation Constraint in GWh | FALSE | G | Annual | Net Emissions Allowance Position | GWh | 765.1616 | 728.0542 | 645.8321 | 484.2738 | 484.1578 | 175.111 | 175.1998
NY Min Oil Burn - East River - Winter | 855 | 7542 | Generation Constraint in GWh | FALSE | G | Annual | Constraint Shadow Price | US2022$/MWh | 0 | 0 | 0 | 0 | 0 | 0 | 0
NY Min Oil Burn - East River - Winter Shldr | 856 | 7543 | Generation Constraint in GWh | FALSE | G | Annual | Seasons Included | Seasons | Winter, Spring, Summer, Fall | Winter, Spring, Summer, Fall | Winter, Spring, Summer, Fall | Winter, Spring, Summer, Fall | Winter, Spring, Summer, Fall | Winter, Spring, Summer, Fall | Winter, Spring, Summer, Fall
NY Min Oil Burn - East River - Winter Shldr | 856 | 7543 | Generation Constraint in GWh | FALSE | G | Annual | Standard GWh | GWh | 0 | 0 | 0 | 0 | 0 | 0 | 0
NY Min Oil Burn - East River - Winter Shldr | 856 | 7543 | Generation Constraint in GWh | FALSE | G | Annual | Emissions at Affected Plants | GWh | 765.1616 | 728.0542 | 645.8321 | 484.2738 | 484.1578 | 175.111 | 175.1998
NY Min Oil Burn - East River - Winter Shldr | 856 | 7543 | Generation Constraint in GWh | FALSE | G | Annual | Allowances Purchased | GWh | 0 | 0 | 0 | 0 | 0 | 0 | 0
NY Min Oil Burn - East River - Winter Shldr | 856 | 7543 | Generation Constraint in GWh | FALSE | G | Annual | Allowances Sold | GWh | 0 | 0 | 0 | 0 | 0 | 0 | 0
NY Min Oil Burn - East River - Winter Shldr | 856 | 7543 | Generation Constraint in GWh | FALSE | G | Annual | Allowances Banked | GWh | 0 | 0 | 0 | 0 | 0 | 0 | 0
NY Min Oil Burn - East River - Winter Shldr | 856 | 7543 | Generation Constraint in GWh | FALSE | G | Annual | Allowances Withdrawn (1:1) | GWh | 0 | 0 | 0 | 0 | 0 | 0 | 0
NY Min Oil Burn - East River - Winter Shldr | 856 | 7543 | Generation Constraint in GWh | FALSE | G | Annual | Allowances Withdrawn (n:1) | GWh | 0 | 0 | 0 | 0 | 0 | 0 | 0
NY Min Oil Burn - East River - Winter Shldr | 856 | 7543 | Generation Constraint in GWh | FALSE | G | Annual | Net Emissions Allowance Position | GWh | 765.1616 | 728.0542 | 645.8321 | 484.2738 | 484.1578 | 175.111 | 175.1998
NY Min Oil Burn - East River - Winter Shldr | 856 | 7543 | Generation Constraint in GWh | FALSE | G | Annual | Constraint Shadow Price | US2022$/MWh | 0 | 0 | 0 | 0 | 0 | 0 | 0
NY Min Oil Burn - Northport - Summer | 857 | 7547 | Generation Constraint in GWh | FALSE | G | Annual | Seasons Included | Seasons | Winter, Spring, Summer, Fall | Winter, Spring, Summer, Fall | Winter, Spring, Summer, Fall | Winter, Spring, Summer, Fall | Winter, Spring, Summer, Fall | Winter, Spring, Summer, Fall | Winter, Spring, Summer, Fall
NY Min Oil Burn - Northport - Summer | 857 | 7547 | Generation Constraint in GWh | FALSE | G | Annual | Standard GWh | GWh | 0 | 0 | 0 | 0 | 0 | 0 | 0
NY Min Oil Burn - Northport - Summer | 857 | 7547 | Generation Constraint in GWh | FALSE | G | Annual | Emissions at Affected Plants | GWh | 2299.6351 | 1931.9647 | 393.2426 | 0 | 0 | 0 | 0
NY Min Oil Burn - Northport - Summer | 857 | 7547 | Generation Constraint in GWh | FALSE | G | Annual | Allowances Purchased | GWh | 0 | 0 | 0 | 0 | 0 | 0 | 0
NY Min Oil Burn - Northport - Summer | 857 | 7547 | Generation Constraint in GWh | FALSE | G | Annual | Allowances Sold | GWh | 0 | 0 | 0 | 0 | 0 | 0 | 0
NY Min Oil Burn - Northport - Summer | 857 | 7547 | Generation Constraint in GWh | FALSE | G | Annual | Allowances Banked | GWh | 0 | 0 | 0 | 0 | 0 | 0 | 0
NY Min Oil Burn - Northport - Summer | 857 | 7547 | Generation Constraint in GWh | FALSE | G | Annual | Allowances Withdrawn (1:1) | GWh | 0 | 0 | 0 | 0 | 0 | 0 | 0
NY Min Oil Burn - Northport - Summer | 857 | 7547 | Generation Constraint in GWh | FALSE | G | Annual | Allowances Withdrawn (n:1) | GWh | 0 | 0 | 0 | 0 | 0 | 0 | 0
NY Min Oil Burn - Northport - Summer | 857 | 7547 | Generation Constraint in GWh | FALSE | G | Annual | Net Emissions Allowance Position | GWh | 2299.6351 | 1931.9647 | 393.2426 | 0 | 0 | 0 | 0
NY Min Oil Burn - Northport - Summer | 857 | 7547 | Generation Constraint in GWh | FALSE | G | Annual | Constraint Shadow Price | US2022$/MWh | 0 | 0 | 0 | 0 | 0 | 0 | 0
NY Min Oil Burn - Northport - Winter | 858 | 7545 | Generation Constraint in GWh | FALSE | G | Annual | Seasons Included | Seasons | Winter, Spring, Summer, Fall | Winter, Spring, Summer, Fall | Winter, Spring, Summer, Fall | Winter, Spring, Summer, Fall | Winter, Spring, Summer, Fall | Winter, Spring, Summer, Fall | Winter, Spring, Summer, Fall
NY Min Oil Burn - Northport - Winter | 858 | 7545 | Generation Constraint in GWh | FALSE | G | Annual | Standard GWh | GWh | 0 | 0 | 0 | 0 | 0 | 0 | 0
NY Min Oil Burn - Northport - Winter | 858 | 7545 | Generation Constraint in GWh | FALSE | G | Annual | Emissions at Affected Plants | GWh | 2299.6351 | 1931.9647 | 393.2426 | 0 | 0 | 0 | 0
NY Min Oil Burn - Northport - Winter | 858 | 7545 | Generation Constraint in GWh | FALSE | G | Annual | Allowances Purchased | GWh | 0 | 0 | 0 | 0 | 0 | 0 | 0
NY Min Oil Burn - Northport - Winter | 858 | 7545 | Generation Constraint in GWh | FALSE | G | Annual | Allowances Sold | GWh | 0 | 0 | 0 | 0 | 0 | 0 | 0
NY Min Oil Burn - Northport - Winter | 858 | 7545 | Generation Constraint in GWh | FALSE | G | Annual | Allowances Banked | GWh | 0 | 0 | 0 | 0 | 0 | 0 | 0
NY Min Oil Burn - Northport - Winter | 858 | 7545 | Generation Constraint in GWh | FALSE | G | Annual | Allowances Withdrawn (1:1) | GWh | 0 | 0 | 0 | 0 | 0 | 0 | 0
NY Min Oil Burn - Northport - Winter | 858 | 7545 | Generation Constraint in GWh | FALSE | G | Annual | Allowances Withdrawn (n:1) | GWh | 0 | 0 | 0 | 0 | 0 | 0 | 0
NY Min Oil Burn - Northport - Winter | 858 | 7545 | Generation Constraint in GWh | FALSE | G | Annual | Net Emissions Allowance Position | GWh | 2299.6351 | 1931.9647 | 393.2426 | 0 | 0 | 0 | 0
NY Min Oil Burn - Northport - Winter | 858 | 7545 | Generation Constraint in GWh | FALSE | G | Annual | Constraint Shadow Price | US2022$/MWh | 0 | 0 | 0 | 0 | 0 | 0 | 0
NY Min Oil Burn - Northport - Winter Shldr | 859 | 7546 | Generation Constraint in GWh | FALSE | G | Annual | Seasons Included | Seasons | Winter, Spring, Summer, Fall | Winter, Spring, Summer, Fall | Winter, Spring, Summer, Fall | Winter, Spring, Summer, Fall | Winter, Spring, Summer, Fall | Winter, Spring, Summer, Fall | Winter, Spring, Summer, Fall
NY Min Oil Burn - Northport - Winter Shldr | 859 | 7546 | Generation Constraint in GWh | FALSE | G | Annual | Standard GWh | GWh | 0 | 0 | 0 | 0 | 0 | 0 | 0
NY Min Oil Burn - Northport - Winter Shldr | 859 | 7546 | Generation Constraint in GWh | FALSE | G | Annual | Emissions at Affected Plants | GWh | 2299.6351 | 1931.9647 | 393.2426 | 0 | 0 | 0 | 0
NY Min Oil Burn - Northport - Winter Shldr | 859 | 7546 | Generation Constraint in GWh | FALSE | G | Annual | Allowances Purchased | GWh | 0 | 0 | 0 | 0 | 0 | 0 | 0
NY Min Oil Burn - Northport - Winter Shldr | 859 | 7546 | Generation Constraint in GWh | FALSE | G | Annual | Allowances Sold | GWh | 0 | 0 | 0 | 0 | 0 | 0 | 0
NY Min Oil Burn - Northport - Winter Shldr | 859 | 7546 | Generation Constraint in GWh | FALSE | G | Annual | Allowances Banked | GWh | 0 | 0 | 0 | 0 | 0 | 0 | 0
NY Min Oil Burn - Northport - Winter Shldr | 859 | 7546 | Generation Constraint in GWh | FALSE | G | Annual | Allowances Withdrawn (1:1) | GWh | 0 | 0 | 0 | 0 | 0 | 0 | 0
NY Min Oil Burn - Northport - Winter Shldr | 859 | 7546 | Generation Constraint in GWh | FALSE | G | Annual | Allowances Withdrawn (n:1) | GWh | 0 | 0 | 0 | 0 | 0 | 0 | 0
NY Min Oil Burn - Northport - Winter Shldr | 859 | 7546 | Generation Constraint in GWh | FALSE | G | Annual | Net Emissions Allowance Position | GWh | 2299.6351 | 1931.9647 | 393.2426 | 0 | 0 | 0 | 0
NY Min Oil Burn - Northport - Winter Shldr | 859 | 7546 | Generation Constraint in GWh | FALSE | G | Annual | Constraint Shadow Price | US2022$/MWh | 0 | 0 | 0 | 0 | 0 | 0 | 0
NY Min Oil Burn - Ravenswood CC - Summer | 860 | 7556 | Generation Constraint in GWh | FALSE | G | Annual | Seasons Included | Seasons | Winter, Spring, Summer, Fall | Winter, Spring, Summer, Fall | Winter, Spring, Summer, Fall | Winter, Spring, Summer, Fall | Winter, Spring, Summer, Fall | Winter, Spring, Summer, Fall | Winter, Spring, Summer, Fall
NY Min Oil Burn - Ravenswood CC - Summer | 860 | 7556 | Generation Constraint in GWh | FALSE | G | Annual | Standard GWh | GWh | 0 | 0 | 0 | 0 | 0 | 0 | 0
NY Min Oil Burn - Ravenswood CC - Summer | 860 | 7556 | Generation Constraint in GWh | FALSE | G | Annual | Emissions at Affected Plants | GWh | 1030.1562 | 916.4872 | 653.972 | 610.2887 | 610.2887 | 620.9718 | 174.2993
NY Min Oil Burn - Ravenswood CC - Summer | 860 | 7556 | Generation Constraint in GWh | FALSE | G | Annual | Allowances Purchased | GWh | 0 | 0 | 0 | 0 | 0 | 0 | 0
NY Min Oil Burn - Ravenswood CC - Summer | 860 | 7556 | Generation Constraint in GWh | FALSE | G | Annual | Allowances Sold | GWh | 0 | 0 | 0 | 0 | 0 | 0 | 0
NY Min Oil Burn - Ravenswood CC - Summer | 860 | 7556 | Generation Constraint in GWh | FALSE | G | Annual | Allowances Banked | GWh | 0 | 0 | 0 | 0 | 0 | 0 | 0
NY Min Oil Burn - Ravenswood CC - Summer | 860 | 7556 | Generation Constraint in GWh | FALSE | G | Annual | Allowances Withdrawn (1:1) | GWh | 0 | 0 | 0 | 0 | 0 | 0 | 0
NY Min Oil Burn - Ravenswood CC - Summer | 860 | 7556 | Generation Constraint in GWh | FALSE | G | Annual | Allowances Withdrawn (n:1) | GWh | 0 | 0 | 0 | 0 | 0 | 0 | 0
NY Min Oil Burn - Ravenswood CC - Summer | 860 | 7556 | Generation Constraint in GWh | FALSE | G | Annual | Net Emissions Allowance Position | GWh | 1030.1562 | 916.4872 | 653.972 | 610.2887 | 610.2887 | 620.9718 | 174.2993
NY Min Oil Burn - Ravenswood CC - Summer | 860 | 7556 | Generation Constraint in GWh | FALSE | G | Annual | Constraint Shadow Price | US2022$/MWh | 0 | 0 | 0 | 0 | 0 | 0 | 0
NY Min Oil Burn - Ravenswood CC - Winter | 861 | 7554 | Generation Constraint in GWh | FALSE | G | Annual | Seasons Included | Seasons | Winter, Spring, Summer, Fall | Winter, Spring, Summer, Fall | Winter, Spring, Summer, Fall | Winter, Spring, Summer, Fall | Winter, Spring, Summer, Fall | Winter, Spring, Summer, Fall | Winter, Spring, Summer, Fall
NY Min Oil Burn - Ravenswood CC - Winter | 861 | 7554 | Generation Constraint in GWh | FALSE | G | Annual | Standard GWh | GWh | 0 | 0 | 0 | 0 | 0 | 0 | 0
NY Min Oil Burn - Ravenswood CC - Winter | 861 | 7554 | Generation Constraint in GWh | FALSE | G | Annual | Emissions at Affected Plants | GWh | 1030.1562 | 916.4872 | 653.972 | 610.2887 | 610.2887 | 620.9718 | 174.2993
NY Min Oil Burn - Ravenswood CC - Winter | 861 | 7554 | Generation Constraint in GWh | FALSE | G | Annual | Allowances Purchased | GWh | 0 | 0 | 0 | 0 | 0 | 0 | 0
NY Min Oil Burn - Ravenswood CC - Winter | 861 | 7554 | Generation Constraint in GWh | FALSE | G | Annual | Allowances Sold | GWh | 0 | 0 | 0 | 0 | 0 | 0 | 0
NY Min Oil Burn - Ravenswood CC - Winter | 861 | 7554 | Generation Constraint in GWh | FALSE | G | Annual | Allowances Banked | GWh | 0 | 0 | 0 | 0 | 0 | 0 | 0
NY Min Oil Burn - Ravenswood CC - Winter | 861 | 7554 | Generation Constraint in GWh | FALSE | G | Annual | Allowances Withdrawn (1:1) | GWh | 0 | 0 | 0 | 0 | 0 | 0 | 0
NY Min Oil Burn - Ravenswood CC - Winter | 861 | 7554 | Generation Constraint in GWh | FALSE | G | Annual | Allowances Withdrawn (n:1) | GWh | 0 | 0 | 0 | 0 | 0 | 0 | 0
NY Min Oil Burn - Ravenswood CC - Winter | 861 | 7554 | Generation Constraint in GWh | FALSE | G | Annual | Net Emissions Allowance Position | GWh | 1030.1562 | 916.4872 | 653.972 | 610.2887 | 610.2887 | 620.9718 | 174.2993
NY Min Oil Burn - Ravenswood CC - Winter | 861 | 7554 | Generation Constraint in GWh | FALSE | G | Annual | Constraint Shadow Price | US2022$/MWh | 0 | 0 | 0 | 0 | 0 | 0 | 0
NY Min Oil Burn - Ravenswood CC - Winter Shldr | 862 | 7555 | Generation Constraint in GWh | FALSE | G | Annual | Seasons Included | Seasons | Winter, Spring, Summer, Fall | Winter, Spring, Summer, Fall | Winter, Spring, Summer, Fall | Winter, Spring, Summer, Fall | Winter, Spring, Summer, Fall | Winter, Spring, Summer, Fall | Winter, Spring, Summer, Fall
NY Min Oil Burn - Ravenswood CC - Winter Shldr | 862 | 7555 | Generation Constraint in GWh | FALSE | G | Annual | Standard GWh | GWh | 0 | 0 | 0 | 0 | 0 | 0 | 0
NY Min Oil Burn - Ravenswood CC - Winter Shldr | 862 | 7555 | Generation Constraint in GWh | FALSE | G | Annual | Emissions at Affected Plants | GWh | 1030.1562 | 916.4872 | 653.972 | 610.2887 | 610.2887 | 620.9718 | 174.2993
NY Min Oil Burn - Ravenswood CC - Winter Shldr | 862 | 7555 | Generation Constraint in GWh | FALSE | G | Annual | Allowances Purchased | GWh | 0 | 0 | 0 | 0 | 0 | 0 | 0
NY Min Oil Burn - Ravenswood CC - Winter Shldr | 862 | 7555 | Generation Constraint in GWh | FALSE | G | Annual | Allowances Sold | GWh | 0 | 0 | 0 | 0 | 0 | 0 | 0
NY Min Oil Burn - Ravenswood CC - Winter Shldr | 862 | 7555 | Generation Constraint in GWh | FALSE | G | Annual | Allowances Banked | GWh | 0 | 0 | 0 | 0 | 0 | 0 | 0
NY Min Oil Burn - Ravenswood CC - Winter Shldr | 862 | 7555 | Generation Constraint in GWh | FALSE | G | Annual | Allowances Withdrawn (1:1) | GWh | 0 | 0 | 0 | 0 | 0 | 0 | 0
NY Min Oil Burn - Ravenswood CC - Winter Shldr | 862 | 7555 | Generation Constraint in GWh | FALSE | G | Annual | Allowances Withdrawn (n:1) | GWh | 0 | 0 | 0 | 0 | 0 | 0 | 0
NY Min Oil Burn - Ravenswood CC - Winter Shldr | 862 | 7555 | Generation Constraint in GWh | FALSE | G | Annual | Net Emissions Allowance Position | GWh | 1030.1562 | 916.4872 | 653.972 | 610.2887 | 610.2887 | 620.9718 | 174.2993
NY Min Oil Burn - Ravenswood CC - Winter Shldr | 862 | 7555 | Generation Constraint in GWh | FALSE | G | Annual | Constraint Shadow Price | US2022$/MWh | 0 | 0 | 0 | 0 | 0 | 0 | 0
NY Min Oil Burn - Ravenswood Oil - Summer | 863 | 7550 | Generation Constraint in GWh | FALSE | G | Annual | Seasons Included | Seasons | Winter, Spring, Summer, Fall | Winter, Spring, Summer, Fall | Winter, Spring, Summer, Fall | Winter, Spring, Summer, Fall | Winter, Spring, Summer, Fall | Winter, Spring, Summer, Fall | Winter, Spring, Summer, Fall
NY Min Oil Burn - Ravenswood Oil - Summer | 863 | 7550 | Generation Constraint in GWh | FALSE | G | Annual | Standard GWh | GWh | 0 | 0 | 0 | 0 | 0 | 0 | 0
NY Min Oil Burn - Ravenswood Oil - Summer | 863 | 7550 | Generation Constraint in GWh | FALSE | G | Annual | Emissions at Affected Plants | GWh | 1018.609 | 348.5346 | 0 | 0 | 0 | 0 | 0
NY Min Oil Burn - Ravenswood Oil - Summer | 863 | 7550 | Generation Constraint in GWh | FALSE | G | Annual | Allowances Purchased | GWh | 0 | 0 | 0 | 0 | 0 | 0 | 0
NY Min Oil Burn - Ravenswood Oil - Summer | 863 | 7550 | Generation Constraint in GWh | FALSE | G | Annual | Allowances Sold | GWh | 0 | 0 | 0 | 0 | 0 | 0 | 0
NY Min Oil Burn - Ravenswood Oil - Summer | 863 | 7550 | Generation Constraint in GWh | FALSE | G | Annual | Allowances Banked | GWh | 0 | 0 | 0 | 0 | 0 | 0 | 0
NY Min Oil Burn - Ravenswood Oil - Summer | 863 | 7550 | Generation Constraint in GWh | FALSE | G | Annual | Allowances Withdrawn (1:1) | GWh | 0 | 0 | 0 | 0 | 0 | 0 | 0
NY Min Oil Burn - Ravenswood Oil - Summer | 863 | 7550 | Generation Constraint in GWh | FALSE | G | Annual | Allowances Withdrawn (n:1) | GWh | 0 | 0 | 0 | 0 | 0 | 0 | 0
NY Min Oil Burn - Ravenswood Oil - Summer | 863 | 7550 | Generation Constraint in GWh | FALSE | G | Annual | Net Emissions Allowance Position | GWh | 1018.609 | 348.5346 | 0 | 0 | 0 | 0 | 0
NY Min Oil Burn - Ravenswood Oil - Summer | 863 | 7550 | Generation Constraint in GWh | FALSE | G | Annual | Constraint Shadow Price | US2022$/MWh | 0 | 0 | 0 | 0 | 0 | 0 | 0
NY Min Oil Burn - Ravenswood Oil - Winter | 864 | 7548 | Generation Constraint in GWh | FALSE | G | Annual | Seasons Included | Seasons | Winter, Spring, Summer, Fall | Winter, Spring, Summer, Fall | Winter, Spring, Summer, Fall | Winter, Spring, Summer, Fall | Winter, Spring, Summer, Fall | Winter, Spring, Summer, Fall | Winter, Spring, Summer, Fall
NY Min Oil Burn - Ravenswood Oil - Winter | 864 | 7548 | Generation Constraint in GWh | FALSE | G | Annual | Standard GWh | GWh | 0 | 0 | 0 | 0 | 0 | 0 | 0
NY Min Oil Burn - Ravenswood Oil - Winter | 864 | 7548 | Generation Constraint in GWh | FALSE | G | Annual | Emissions at Affected Plants | GWh | 1018.609 | 348.5346 | 0 | 0 | 0 | 0 | 0
NY Min Oil Burn - Ravenswood Oil - Winter | 864 | 7548 | Generation Constraint in GWh | FALSE | G | Annual | Allowances Purchased | GWh | 0 | 0 | 0 | 0 | 0 | 0 | 0
NY Min Oil Burn - Ravenswood Oil - Winter | 864 | 7548 | Generation Constraint in GWh | FALSE | G | Annual | Allowances Sold | GWh | 0 | 0 | 0 | 0 | 0 | 0 | 0
NY Min Oil Burn - Ravenswood Oil - Winter | 864 | 7548 | Generation Constraint in GWh | FALSE | G | Annual | Allowances Banked | GWh | 0 | 0 | 0 | 0 | 0 | 0 | 0
NY Min Oil Burn - Ravenswood Oil - Winter | 864 | 7548 | Generation Constraint in GWh | FALSE | G | Annual | Allowances Withdrawn (1:1) | GWh | 0 | 0 | 0 | 0 | 0 | 0 | 0
NY Min Oil Burn - Ravenswood Oil - Winter | 864 | 7548 | Generation Constraint in GWh | FALSE | G | Annual | Allowances Withdrawn (n:1) | GWh | 0 | 0 | 0 | 0 | 0 | 0 | 0
NY Min Oil Burn - Ravenswood Oil - Winter | 864 | 7548 | Generation Constraint in GWh | FALSE | G | Annual | Net Emissions Allowance Position | GWh | 1018.609 | 348.5346 | 0 | 0 | 0 | 0 | 0
NY Min Oil Burn - Ravenswood Oil - Winter | 864 | 7548 | Generation Constraint in GWh | FALSE | G | Annual | Constraint Shadow Price | US2022$/MWh | 0 | 0 | 0 | 0 | 0 | 0 | 0
NY Min Oil Burn - Ravenswood Oil - Winter Shldr | 865 | 7549 | Generation Constraint in GWh | FALSE | G | Annual | Seasons Included | Seasons | Winter, Spring, Summer, Fall | Winter, Spring, Summer, Fall | Winter, Spring, Summer, Fall | Winter, Spring, Summer, Fall | Winter, Spring, Summer, Fall | Winter, Spring, Summer, Fall | Winter, Spring, Summer, Fall
NY Min Oil Burn - Ravenswood Oil - Winter Shldr | 865 | 7549 | Generation Constraint in GWh | FALSE | G | Annual | Standard GWh | GWh | 0 | 0 | 0 | 0 | 0 | 0 | 0
NY Min Oil Burn - Ravenswood Oil - Winter Shldr | 865 | 7549 | Generation Constraint in GWh | FALSE | G | Annual | Emissions at Affected Plants | GWh | 1018.609 | 348.5346 | 0 | 0 | 0 | 0 | 0
NY Min Oil Burn - Ravenswood Oil - Winter Shldr | 865 | 7549 | Generation Constraint in GWh | FALSE | G | Annual | Allowances Purchased | GWh | 0 | 0 | 0 | 0 | 0 | 0 | 0
NY Min Oil Burn - Ravenswood Oil - Winter Shldr | 865 | 7549 | Generation Constraint in GWh | FALSE | G | Annual | Allowances Sold | GWh | 0 | 0 | 0 | 0 | 0 | 0 | 0
NY Min Oil Burn - Ravenswood Oil - Winter Shldr | 865 | 7549 | Generation Constraint in GWh | FALSE | G | Annual | Allowances Banked | GWh | 0 | 0 | 0 | 0 | 0 | 0 | 0
NY Min Oil Burn - Ravenswood Oil - Winter Shldr | 865 | 7549 | Generation Constraint in GWh | FALSE | G | Annual | Allowances Withdrawn (1:1) | GWh | 0 | 0 | 0 | 0 | 0 | 0 | 0
NY Min Oil Burn - Ravenswood Oil - Winter Shldr | 865 | 7549 | Generation Constraint in GWh | FALSE | G | Annual | Allowances Withdrawn (n:1) | GWh | 0 | 0 | 0 | 0 | 0 | 0 | 0
NY Min Oil Burn - Ravenswood Oil - Winter Shldr | 865 | 7549 | Generation Constraint in GWh | FALSE | G | Annual | Net Emissions Allowance Position | GWh | 1018.609 | 348.5346 | 0 | 0 | 0 | 0 | 0
NY Min Oil Burn - Ravenswood Oil - Winter Shldr | 865 | 7549 | Generation Constraint in GWh | FALSE | G | Annual | Constraint Shadow Price | US2022$/MWh | 0 | 0 | 0 | 0 | 0 | 0 | 0
NY New Units MER Rate Limit v3.1 | 866 | 7350 | MACT Fuel Choice Floor in lbs/MMBtu | FALSE | L | Annual | Seasons Included | Seasons | Winter, Spring, Summer, Fall | Winter, Spring, Summer, Fall | Winter, Spring, Summer, Fall | Winter, Spring, Summer, Fall | Winter, Spring, Summer, Fall | Winter, Spring, Summer, Fall | Winter, Spring, Summer, Fall
NY New Units MER Rate Limit v3.1 | 866 | 7350 | MACT Fuel Choice Floor in lbs/MMBtu | FALSE | L | Annual | Emission Floor | lbs/MMBtu | 6e-07 | 6e-07 | 6e-07 | 6e-07 | 6e-07 | 6e-07 | 6e-07
NY New Units MER Rate Limit v3.1 | 866 | 7350 | MACT Fuel Choice Floor in lbs/MMBtu | FALSE | L | Annual | Emissions at Affected Plants MER | lbs | 0 | 0 | 0 | 0 | 0 | 0 | 0
NY New Units MER Rate Limit v3.1 | 866 | 7350 | MACT Fuel Choice Floor in lbs/MMBtu | FALSE | L | Annual | Allowances Purchased MER | lbs | 0 | 0 | 0 | 0 | 0 | 0 | 0
NY New Units MER Rate Limit v3.1 | 866 | 7350 | MACT Fuel Choice Floor in lbs/MMBtu | FALSE | L | Annual | Allowances Sold MER | lbs | 0 | 0 | 0 | 0 | 0 | 0 | 0
NY New Units MER Rate Limit v3.1 | 866 | 7350 | MACT Fuel Choice Floor in lbs/MMBtu | FALSE | L | Annual | Allowances Banked | lbs | 0 | 0 | 0 | 0 | 0 | 0 | 0
NY New Units MER Rate Limit v3.1 | 866 | 7350 | MACT Fuel Choice Floor in lbs/MMBtu | FALSE | L | Annual | Allowances Withdrawn (1:1) | lbs | 0 | 0 | 0 | 0 | 0 | 0 | 0
NY New Units MER Rate Limit v3.1 | 866 | 7350 | MACT Fuel Choice Floor in lbs/MMBtu | FALSE | L | Annual | Allowances Withdrawn (n:1) | lbs | 0 | 0 | 0 | 0 | 0 | 0 | 0
NY New Units MER Rate Limit v3.1 | 866 | 7350 | MACT Fuel Choice Floor in lbs/MMBtu | FALSE | L | Annual | Net Emissions Allowance Position | lbs | 0 | 0 | 0 | 0 | 0 | 0 | 0
NY New Units MER Rate Limit v3.1 | 866 | 7350 | MACT Fuel Choice Floor in lbs/MMBtu | FALSE | L | Annual | Fuel Consumed | TBtu | 0 | 0 | 0 | 0 | 0 | 0 | 0
NY New Units MER Rate Limit v3.1 | 866 | 7350 | MACT Fuel Choice Floor in lbs/MMBtu | FALSE | L | Annual | Rate | lb/MMBtu | 0 | 0 | 0 | 0 | 0 | 0 | 0
NY New Units MER Rate Limit v3.1 | 866 | 7350 | MACT Fuel Choice Floor in lbs/MMBtu | FALSE | L | Annual | Generation | TWh | 0 | 0 | 0 | 0 | 0 | 0 | 0
NY New Units MER Rate Limit v3.1 | 866 | 7350 | MACT Fuel Choice Floor in lbs/MMBtu | FALSE | L | Annual | Qualifying Generation | TWh | 0 | 0 | 0 | 0 | 0 | 0 | 0
NY New Units MER Rate Limit v3.1 | 866 | 7350 | MACT Fuel Choice Floor in lbs/MMBtu | FALSE | L | Annual | Constraint Shadow Price | US2022$/Lb | 0 | 0 | 0 | 0 | 0 | 0 | 0
NY New Units MER Rate Limit v3.1 | 867 | 7350 | MACT Fuel Choice Floor in lbs/MMBtu | FALSE | L | Annual | Seasons Included | Seasons | Winter, Spring, Summer, Fall | Winter, Spring, Summer, Fall | Winter, Spring, Summer, Fall | Winter, Spring, Summer, Fall | Winter, Spring, Summer, Fall | Winter, Spring, Summer, Fall | Winter, Spring, Summer, Fall
NY New Units MER Rate Limit v3.1 | 867 | 7350 | MACT Fuel Choice Floor in lbs/MMBtu | FALSE | L | Annual | Emission Floor | lbs/MMBtu | 6e-07 | 6e-07 | 6e-07 | 6e-07 | 6e-07 | 6e-07 | 6e-07
NY New Units MER Rate Limit v3.1 | 867 | 7350 | MACT Fuel Choice Floor in lbs/MMBtu | FALSE | L | Annual | Emissions at Affected Plants MER | lbs | 0 | 0 | 0 | 0 | 0 | 0 | 0
NY New Units MER Rate Limit v3.1 | 867 | 7350 | MACT Fuel Choice Floor in lbs/MMBtu | FALSE | L | Annual | Allowances Purchased MER | lbs | 0 | 0 | 0 | 0 | 0 | 0 | 0
NY New Units MER Rate Limit v3.1 | 867 | 7350 | MACT Fuel Choice Floor in lbs/MMBtu | FALSE | L | Annual | Allowances Sold MER | lbs | 0 | 0 | 0 | 0 | 0 | 0 | 0
NY New Units MER Rate Limit v3.1 | 867 | 7350 | MACT Fuel Choice Floor in lbs/MMBtu | FALSE | L | Annual | Allowances Banked | lbs | 0 | 0 | 0 | 0 | 0 | 0 | 0
NY New Units MER Rate Limit v3.1 | 867 | 7350 | MACT Fuel Choice Floor in lbs/MMBtu | FALSE | L | Annual | Allowances Withdrawn (1:1) | lbs | 0 | 0 | 0 | 0 | 0 | 0 | 0
NY New Units MER Rate Limit v3.1 | 867 | 7350 | MACT Fuel Choice Floor in lbs/MMBtu | FALSE | L | Annual | Allowances Withdrawn (n:1) | lbs | 0 | 0 | 0 | 0 | 0 | 0 | 0
NY New Units MER Rate Limit v3.1 | 867 | 7350 | MACT Fuel Choice Floor in lbs/MMBtu | FALSE | L | Annual | Net Emissions Allowance Position | lbs | 0 | 0 | 0 | 0 | 0 | 0 | 0
NY New Units MER Rate Limit v3.1 | 867 | 7350 | MACT Fuel Choice Floor in lbs/MMBtu | FALSE | L | Annual | Fuel Consumed | TBtu | 0 | 0 | 0 | 0 | 0 | 0 | 0
NY New Units MER Rate Limit v3.1 | 867 | 7350 | MACT Fuel Choice Floor in lbs/MMBtu | FALSE | L | Annual | Rate | lb/MMBtu | 0 | 0 | 0 | 0 | 0 | 0 | 0
NY New Units MER Rate Limit v3.1 | 867 | 7350 | MACT Fuel Choice Floor in lbs/MMBtu | FALSE | L | Annual | Generation | TWh | 0 | 0 | 0 | 0 | 0 | 0 | 0
NY New Units MER Rate Limit v3.1 | 867 | 7350 | MACT Fuel Choice Floor in lbs/MMBtu | FALSE | L | Annual | Qualifying Generation | TWh | 0 | 0 | 0 | 0 | 0 | 0 | 0
NY New Units MER Rate Limit v3.1 | 867 | 7350 | MACT Fuel Choice Floor in lbs/MMBtu | FALSE | L | Annual | Constraint Shadow Price | US2022$/Lb | 0 | 0 | 0 | 0 | 0 | 0 | 0
NY New Units MER Rate Limit v3.1 | 868 | 7350 | MACT Fuel Choice Floor in lbs/MMBtu | FALSE | L | Annual | Seasons Included | Seasons | Winter, Spring, Summer, Fall | Winter, Spring, Summer, Fall | Winter, Spring, Summer, Fall | Winter, Spring, Summer, Fall | Winter, Spring, Summer, Fall | Winter, Spring, Summer, Fall | Winter, Spring, Summer, Fall
NY New Units MER Rate Limit v3.1 | 868 | 7350 | MACT Fuel Choice Floor in lbs/MMBtu | FALSE | L | Annual | Emission Floor | lbs/MMBtu | 6e-07 | 6e-07 | 6e-07 | 6e-07 | 6e-07 | 6e-07 | 6e-07
NY New Units MER Rate Limit v3.1 | 868 | 7350 | MACT Fuel Choice Floor in lbs/MMBtu | FALSE | L | Annual | Emissions at Affected Plants MER | lbs | 0 | 0 | 0 | 0 | 0 | 0 | 0
NY New Units MER Rate Limit v3.1 | 868 | 7350 | MACT Fuel Choice Floor in lbs/MMBtu | FALSE | L | Annual | Allowances Purchased MER | lbs | 0 | 0 | 0 | 0 | 0 | 0 | 0
NY New Units MER Rate Limit v3.1 | 868 | 7350 | MACT Fuel Choice Floor in lbs/MMBtu | FALSE | L | Annual | Allowances Sold MER | lbs | 0 | 0 | 0 | 0 | 0 | 0 | 0
NY New Units MER Rate Limit v3.1 | 868 | 7350 | MACT Fuel Choice Floor in lbs/MMBtu | FALSE | L | Annual | Allowances Banked | lbs | 0 | 0 | 0 | 0 | 0 | 0 | 0
NY New Units MER Rate Limit v3.1 | 868 | 7350 | MACT Fuel Choice Floor in lbs/MMBtu | FALSE | L | Annual | Allowances Withdrawn (1:1) | lbs | 0 | 0 | 0 | 0 | 0 | 0 | 0
NY New Units MER Rate Limit v3.1 | 868 | 7350 | MACT Fuel Choice Floor in lbs/MMBtu | FALSE | L | Annual | Allowances Withdrawn (n:1) | lbs | 0 | 0 | 0 | 0 | 0 | 0 | 0
NY New Units MER Rate Limit v3.1 | 868 | 7350 | MACT Fuel Choice Floor in lbs/MMBtu | FALSE | L | Annual | Net Emissions Allowance Position | lbs | 0 | 0 | 0 | 0 | 0 | 0 | 0
NY New Units MER Rate Limit v3.1 | 868 | 7350 | MACT Fuel Choice Floor in lbs/MMBtu | FALSE | L | Annual | Fuel Consumed | TBtu | 0 | 0 | 0 | 0 | 0 | 0 | 0
NY New Units MER Rate Limit v3.1 | 868 | 7350 | MACT Fuel Choice Floor in lbs/MMBtu | FALSE | L | Annual | Rate | lb/MMBtu | 0 | 0 | 0 | 0 | 0 | 0 | 0
NY New Units MER Rate Limit v3.1 | 868 | 7350 | MACT Fuel Choice Floor in lbs/MMBtu | FALSE | L | Annual | Generation | TWh | 0 | 0 | 0 | 0 | 0 | 0 | 0
NY New Units MER Rate Limit v3.1 | 868 | 7350 | MACT Fuel Choice Floor in lbs/MMBtu | FALSE | L | Annual | Qualifying Generation | TWh | 0 | 0 | 0 | 0 | 0 | 0 | 0
NY New Units MER Rate Limit v3.1 | 868 | 7350 | MACT Fuel Choice Floor in lbs/MMBtu | FALSE | L | Annual | Constraint Shadow Price | US2022$/Lb | 0 | 0 | 0 | 0 | 0 | 0 | 0
NY New Units MER Rate Limit v3.1 | 869 | 7350 | MACT Fuel Choice Floor in lbs/MMBtu | FALSE | L | Annual | Seasons Included | Seasons | Winter, Spring, Summer, Fall | Winter, Spring, Summer, Fall | Winter, Spring, Summer, Fall | Winter, Spring, Summer, Fall | Winter, Spring, Summer, Fall | Winter, Spring, Summer, Fall | Winter, Spring, Summer, Fall
NY New Units MER Rate Limit v3.1 | 869 | 7350 | MACT Fuel Choice Floor in lbs/MMBtu | FALSE | L | Annual | Emission Floor | lbs/MMBtu | 6e-07 | 6e-07 | 6e-07 | 6e-07 | 6e-07 | 6e-07 | 6e-07
NY New Units MER Rate Limit v3.1 | 869 | 7350 | MACT Fuel Choice Floor in lbs/MMBtu | FALSE | L | Annual | Emissions at Affected Plants MER | lbs | 0 | 0 | 0 | 0 | 0 | 0 | 0
NY New Units MER Rate Limit v3.1 | 869 | 7350 | MACT Fuel Choice Floor in lbs/MMBtu | FALSE | L | Annual | Allowances Purchased MER | lbs | 0 | 0 | 0 | 0 | 0 | 0 | 0
NY New Units MER Rate Limit v3.1 | 869 | 7350 | MACT Fuel Choice Floor in lbs/MMBtu | FALSE | L | Annual | Allowances Sold MER | lbs | 0 | 0 | 0 | 0 | 0 | 0 | 0
NY New Units MER Rate Limit v3.1 | 869 | 7350 | MACT Fuel Choice Floor in lbs/MMBtu | FALSE | L | Annual | Allowances Banked | lbs | 0 | 0 | 0 | 0 | 0 | 0 | 0
NY New Units MER Rate Limit v3.1 | 869 | 7350 | MACT Fuel Choice Floor in lbs/MMBtu | FALSE | L | Annual | Allowances Withdrawn (1:1) | lbs | 0 | 0 | 0 | 0 | 0 | 0 | 0
NY New Units MER Rate Limit v3.1 | 869 | 7350 | MACT Fuel Choice Floor in lbs/MMBtu | FALSE | L | Annual | Allowances Withdrawn (n:1) | lbs | 0 | 0 | 0 | 0 | 0 | 0 | 0
NY New Units MER Rate Limit v3.1 | 869 | 7350 | MACT Fuel Choice Floor in lbs/MMBtu | FALSE | L | Annual | Net Emissions Allowance Position | lbs | 0 | 0 | 0 | 0 | 0 | 0 | 0
NY New Units MER Rate Limit v3.1 | 869 | 7350 | MACT Fuel Choice Floor in lbs/MMBtu | FALSE | L | Annual | Fuel Consumed | TBtu | 0 | 0 | 0 | 0 | 0 | 0 | 0
NY New Units MER Rate Limit v3.1 | 869 | 7350 | MACT Fuel Choice Floor in lbs/MMBtu | FALSE | L | Annual | Rate | lb/MMBtu | 0 | 0 | 0 | 0 | 0 | 0 | 0
NY New Units MER Rate Limit v3.1 | 869 | 7350 | MACT Fuel Choice Floor in lbs/MMBtu | FALSE | L | Annual | Generation | TWh | 0 | 0 | 0 | 0 | 0 | 0 | 0
NY New Units MER Rate Limit v3.1 | 869 | 7350 | MACT Fuel Choice Floor in lbs/MMBtu | FALSE | L | Annual | Qualifying Generation | TWh | 0 | 0 | 0 | 0 | 0 | 0 | 0
NY New Units MER Rate Limit v3.1 | 869 | 7350 | MACT Fuel Choice Floor in lbs/MMBtu | FALSE | L | Annual | Constraint Shadow Price | US2022$/Lb | 0 | 0 | 0 | 0 | 0 | 0 | 0
NY New Units MER Rate Limit v3.1 | 870 | 7350 | MACT Fuel Choice Floor in lbs/MMBtu | FALSE | L | Annual | Seasons Included | Seasons | Winter, Spring, Summer, Fall | Winter, Spring, Summer, Fall | Winter, Spring, Summer, Fall | Winter, Spring, Summer, Fall | Winter, Spring, Summer, Fall | Winter, Spring, Summer, Fall | Winter, Spring, Summer, Fall
NY New Units MER Rate Limit v3.1 | 870 | 7350 | MACT Fuel Choice Floor in lbs/MMBtu | FALSE | L | Annual | Emission Floor | lbs/MMBtu | 6e-07 | 6e-07 | 6e-07 | 6e-07 | 6e-07 | 6e-07 | 6e-07
NY New Units MER Rate Limit v3.1 | 870 | 7350 | MACT Fuel Choice Floor in lbs/MMBtu | FALSE | L | Annual | Emissions at Affected Plants MER | lbs | 0 | 0 | 0 | 0 | 0 | 0 | 0
NY New Units MER Rate Limit v3.1 | 870 | 7350 | MACT Fuel Choice Floor in lbs/MMBtu | FALSE | L | Annual | Allowances Purchased MER | lbs | 0 | 0 | 0 | 0 | 0 | 0 | 0
NY New Units MER Rate Limit v3.1 | 870 | 7350 | MACT Fuel Choice Floor in lbs/MMBtu | FALSE | L | Annual | Allowances Sold MER | lbs | 0 | 0 | 0 | 0 | 0 | 0 | 0
NY New Units MER Rate Limit v3.1 | 870 | 7350 | MACT Fuel Choice Floor in lbs/MMBtu | FALSE | L | Annual | Allowances Banked | lbs | 0 | 0 | 0 | 0 | 0 | 0 | 0
NY New Units MER Rate Limit v3.1 | 870 | 7350 | MACT Fuel Choice Floor in lbs/MMBtu | FALSE | L | Annual | Allowances Withdrawn (1:1) | lbs | 0 | 0 | 0 | 0 | 0 | 0 | 0
NY New Units MER Rate Limit v3.1 | 870 | 7350 | MACT Fuel Choice Floor in lbs/MMBtu | FALSE | L | Annual | Allowances Withdrawn (n:1) | lbs | 0 | 0 | 0 | 0 | 0 | 0 | 0
NY New Units MER Rate Limit v3.1 | 870 | 7350 | MACT Fuel Choice Floor in lbs/MMBtu | FALSE | L | Annual | Net Emissions Allowance Position | lbs | 0 | 0 | 0 | 0 | 0 | 0 | 0
NY New Units MER Rate Limit v3.1 | 870 | 7350 | MACT Fuel Choice Floor in lbs/MMBtu | FALSE | L | Annual | Fuel Consumed | TBtu | 0 | 0 | 0 | 0 | 0 | 0 | 0
NY New Units MER Rate Limit v3.1 | 870 | 7350 | MACT Fuel Choice Floor in lbs/MMBtu | FALSE | L | Annual | Rate | lb/MMBtu | 0 | 0 | 0 | 0 | 0 | 0 | 0
NY New Units MER Rate Limit v3.1 | 870 | 7350 | MACT Fuel Choice Floor in lbs/MMBtu | FALSE | L | Annual | Generation | TWh | 0 | 0 | 0 | 0 | 0 | 0 | 0
NY New Units MER Rate Limit v3.1 | 870 | 7350 | MACT Fuel Choice Floor in lbs/MMBtu | FALSE | L | Annual | Qualifying Generation | TWh | 0 | 0 | 0 | 0 | 0 | 0 | 0
NY New Units MER Rate Limit v3.1 | 870 | 7350 | MACT Fuel Choice Floor in lbs/MMBtu | FALSE | L | Annual | Constraint Shadow Price | US2022$/Lb | 0 | 0 | 0 | 0 | 0 | 0 | 0
NY New Units MER Rate Limit v3.1 | 871 | 7350 | MACT Fuel Choice Floor in lbs/MMBtu | FALSE | L | Annual | Seasons Included | Seasons | Winter, Spring, Summer, Fall | Winter, Spring, Summer, Fall | Winter, Spring, Summer, Fall | Winter, Spring, Summer, Fall | Winter, Spring, Summer, Fall | Winter, Spring, Summer, Fall | Winter, Spring, Summer, Fall
NY New Units MER Rate Limit v3.1 | 871 | 7350 | MACT Fuel Choice Floor in lbs/MMBtu | FALSE | L | Annual | Emission Floor | lbs/MMBtu | 6e-07 | 6e-07 | 6e-07 | 6e-07 | 6e-07 | 6e-07 | 6e-07
NY New Units MER Rate Limit v3.1 | 871 | 7350 | MACT Fuel Choice Floor in lbs/MMBtu | FALSE | L | Annual | Emissions at Affected Plants MER | lbs | 0 | 0 | 0 | 0 | 0 | 0 | 0
NY New Units MER Rate Limit v3.1 | 871 | 7350 | MACT Fuel Choice Floor in lbs/MMBtu | FALSE | L | Annual | Allowances Purchased MER | lbs | 0 | 0 | 0 | 0 | 0 | 0 | 0
NY New Units MER Rate Limit v3.1 | 871 | 7350 | MACT Fuel Choice Floor in lbs/MMBtu | FALSE | L | Annual | Allowances Sold MER | lbs | 0 | 0 | 0 | 0 | 0 | 0 | 0
NY New Units MER Rate Limit v3.1 | 871 | 7350 | MACT Fuel Choice Floor in lbs/MMBtu | FALSE | L | Annual | Allowances Banked | lbs | 0 | 0 | 0 | 0 | 0 | 0 | 0
NY New Units MER Rate Limit v3.1 | 871 | 7350 | MACT Fuel Choice Floor in lbs/MMBtu | FALSE | L | Annual | Allowances Withdrawn (1:1) | lbs | 0 | 0 | 0 | 0 | 0 | 0 | 0
NY New Units MER Rate Limit v3.1 | 871 | 7350 | MACT Fuel Choice Floor in lbs/MMBtu | FALSE | L | Annual | Allowances Withdrawn (n:1) | lbs | 0 | 0 | 0 | 0 | 0 | 0 | 0
NY New Units MER Rate Limit v3.1 | 871 | 7350 | MACT Fuel Choice Floor in lbs/MMBtu | FALSE | L | Annual | Net Emissions Allowance Position | lbs | 0 | 0 | 0 | 0 | 0 | 0 | 0
NY New Units MER Rate Limit v3.1 | 871 | 7350 | MACT Fuel Choice Floor in lbs/MMBtu | FALSE | L | Annual | Fuel Consumed | TBtu | 0 | 0 | 0 | 0 | 0 | 0 | 0
NY New Units MER Rate Limit v3.1 | 871 | 7350 | MACT Fuel Choice Floor in lbs/MMBtu | FALSE | L | Annual | Rate | lb/MMBtu | 0 | 0 | 0 | 0 | 0 | 0 | 0
NY New Units MER Rate Limit v3.1 | 871 | 7350 | MACT Fuel Choice Floor in lbs/MMBtu | FALSE | L | Annual | Generation | TWh | 0 | 0 | 0 | 0 | 0 | 0 | 0
NY New Units MER Rate Limit v3.1 | 871 | 7350 | MACT Fuel Choice Floor in lbs/MMBtu | FALSE | L | Annual | Qualifying Generation | TWh | 0 | 0 | 0 | 0 | 0 | 0 | 0
NY New Units MER Rate Limit v3.1 | 871 | 7350 | MACT Fuel Choice Floor in lbs/MMBtu | FALSE | L | Annual | Constraint Shadow Price | US2022$/Lb | 0 | 0 | 0 | 0 | 0 | 0 | 0
NY New Units MER Rate Limit v3.1 | 872 | 7350 | MACT Fuel Choice Floor in lbs/MMBtu | FALSE | L | Annual | Seasons Included | Seasons | Winter, Spring, Summer, Fall | Winter, Spring, Summer, Fall | Winter, Spring, Summer, Fall | Winter, Spring, Summer, Fall | Winter, Spring, Summer, Fall | Winter, Spring, Summer, Fall | Winter, Spring, Summer, Fall
NY New Units MER Rate Limit v3.1 | 872 | 7350 | MACT Fuel Choice Floor in lbs/MMBtu | FALSE | L | Annual | Emission Floor | lbs/MMBtu | 6e-07 | 6e-07 | 6e-07 | 6e-07 | 6e-07 | 6e-07 | 6e-07
NY New Units MER Rate Limit v3.1 | 872 | 7350 | MACT Fuel Choice Floor in lbs/MMBtu | FALSE | L | Annual | Emissions at Affected Plants MER | lbs | 0 | 0 | 0 | 0 | 0 | 0 | 0
NY New Units MER Rate Limit v3.1 | 872 | 7350 | MACT Fuel Choice Floor in lbs/MMBtu | FALSE | L | Annual | Allowances Purchased MER | lbs | 0 | 0 | 0 | 0 | 0 | 0 | 0
NY New Units MER Rate Limit v3.1 | 872 | 7350 | MACT Fuel Choice Floor in lbs/MMBtu | FALSE | L | Annual | Allowances Sold MER | lbs | 0 | 0 | 0 | 0 | 0 | 0 | 0
NY New Units MER Rate Limit v3.1 | 872 | 7350 | MACT Fuel Choice Floor in lbs/MMBtu | FALSE | L | Annual | Allowances Banked | lbs | 0 | 0 | 0 | 0 | 0 | 0 | 0
NY New Units MER Rate Limit v3.1 | 872 | 7350 | MACT Fuel Choice Floor in lbs/MMBtu | FALSE | L | Annual | Allowances Withdrawn (1:1) | lbs | 0 | 0 | 0 | 0 | 0 | 0 | 0
NY New Units MER Rate Limit v3.1 | 872 | 7350 | MACT Fuel Choice Floor in lbs/MMBtu | FALSE | L | Annual | Allowances Withdrawn (n:1) | lbs | 0 | 0 | 0 | 0 | 0 | 0 | 0
NY New Units MER Rate Limit v3.1 | 872 | 7350 | MACT Fuel Choice Floor in lbs/MMBtu | FALSE | L | Annual | Net Emissions Allowance Position | lbs | 0 | 0 | 0 | 0 | 0 | 0 | 0
NY New Units MER Rate Limit v3.1 | 872 | 7350 | MACT Fuel Choice Floor in lbs/MMBtu | FALSE | L | Annual | Fuel Consumed | TBtu | 0 | 0 | 0 | 0 | 0 | 0 | 0
NY New Units MER Rate Limit v3.1 | 872 | 7350 | MACT Fuel Choice Floor in lbs/MMBtu | FALSE | L | Annual | Rate | lb/MMBtu | 0 | 0 | 0 | 0 | 0 | 0 | 0
NY New Units MER Rate Limit v3.1 | 872 | 7350 | MACT Fuel Choice Floor in lbs/MMBtu | FALSE | L | Annual | Generation | TWh | 0 | 0 | 0 | 0 | 0 | 0 | 0
NY New Units MER Rate Limit v3.1 | 872 | 7350 | MACT Fuel Choice Floor in lbs/MMBtu | FALSE | L | Annual | Qualifying Generation | TWh | 0 | 0 | 0 | 0 | 0 | 0 | 0
NY New Units MER Rate Limit v3.1 | 872 | 7350 | MACT Fuel Choice Floor in lbs/MMBtu | FALSE | L | Annual | Constraint Shadow Price | US2022$/Lb | 0 | 0 | 0 | 0 | 0 | 0 | 0
NY New Units MER Rate Limit v3.1 | 873 | 7350 | MACT Fuel Choice Floor in lbs/MMBtu | FALSE | L | Annual | Seasons Included | Seasons | Winter, Spring, Summer, Fall | Winter, Spring, Summer, Fall | Winter, Spring, Summer, Fall | Winter, Spring, Summer, Fall | Winter, Spring, Summer, Fall | Winter, Spring, Summer, Fall | Winter, Spring, Summer, Fall
NY New Units MER Rate Limit v3.1 | 873 | 7350 | MACT Fuel Choice Floor in lbs/MMBtu | FALSE | L | Annual | Emission Floor | lbs/MMBtu | 6e-07 | 6e-07 | 6e-07 | 6e-07 | 6e-07 | 6e-07 | 6e-07
NY New Units MER Rate Limit v3.1 | 873 | 7350 | MACT Fuel Choice Floor in lbs/MMBtu | FALSE | L | Annual | Emissions at Affected Plants MER | lbs | 0 | 0 | 0 | 0 | 0 | 0 | 0
NY New Units MER Rate Limit v3.1 | 873 | 7350 | MACT Fuel Choice Floor in lbs/MMBtu | FALSE | L | Annual | Allowances Purchased MER | lbs | 0 | 0 | 0 | 0 | 0 | 0 | 0
NY New Units MER Rate Limit v3.1 | 873 | 7350 | MACT Fuel Choice Floor in lbs/MMBtu | FALSE | L | Annual | Allowances Sold MER | lbs | 0 | 0 | 0 | 0 | 0 | 0 | 0
NY New Units MER Rate Limit v3.1 | 873 | 7350 | MACT Fuel Choice Floor in lbs/MMBtu | FALSE | L | Annual | Allowances Banked | lbs | 0 | 0 | 0 | 0 | 0 | 0 | 0
NY New Units MER Rate Limit v3.1 | 873 | 7350 | MACT Fuel Choice Floor in lbs/MMBtu | FALSE | L | Annual | Allowances Withdrawn (1:1) | lbs | 0 | 0 | 0 | 0 | 0 | 0 | 0
NY New Units MER Rate Limit v3.1 | 873 | 7350 | MACT Fuel Choice Floor in lbs/MMBtu | FALSE | L | Annual | Allowances Withdrawn (n:1) | lbs | 0 | 0 | 0 | 0 | 0 | 0 | 0
NY New Units MER Rate Limit v3.1 | 873 | 7350 | MACT Fuel Choice Floor in lbs/MMBtu | FALSE | L | Annual | Net Emissions Allowance Position | lbs | 0 | 0 | 0 | 0 | 0 | 0 | 0
NY New Units MER Rate Limit v3.1 | 873 | 7350 | MACT Fuel Choice Floor in lbs/MMBtu | FALSE | L | Annual | Fuel Consumed | TBtu | 0 | 0 | 0 | 0 | 0 | 0 | 0
NY New Units MER Rate Limit v3.1 | 873 | 7350 | MACT Fuel Choice Floor in lbs/MMBtu | FALSE | L | Annual | Rate | lb/MMBtu | 0 | 0 | 0 | 0 | 0 | 0 | 0
NY New Units MER Rate Limit v3.1 | 873 | 7350 | MACT Fuel Choice Floor in lbs/MMBtu | FALSE | L | Annual | Generation | TWh | 0 | 0 | 0 | 0 | 0 | 0 | 0
NY New Units MER Rate Limit v3.1 | 873 | 7350 | MACT Fuel Choice Floor in lbs/MMBtu | FALSE | L | Annual | Qualifying Generation | TWh | 0 | 0 | 0 | 0 | 0 | 0 | 0
NY New Units MER Rate Limit v3.1 | 873 | 7350 | MACT Fuel Choice Floor in lbs/MMBtu | FALSE | L | Annual | Constraint Shadow Price | US2022$/Lb | 0 | 0 | 0 | 0 | 0 | 0 | 0
NY New Units MER Rate Limit v3.1 | 874 | 7350 | MACT Fuel Choice Floor in lbs/MMBtu | FALSE | L | Annual | Seasons Included | Seasons | Winter, Spring, Summer, Fall | Winter, Spring, Summer, Fall | Winter, Spring, Summer, Fall | Winter, Spring, Summer, Fall | Winter, Spring, Summer, Fall | Winter, Spring, Summer, Fall | Winter, Spring, Summer, Fall
NY New Units MER Rate Limit v3.1 | 874 | 7350 | MACT Fuel Choice Floor in lbs/MMBtu | FALSE | L | Annual | Emission Floor | lbs/MMBtu | 6e-07 | 6e-07 | 6e-07 | 6e-07 | 6e-07 | 6e-07 | 6e-07
NY New Units MER Rate Limit v3.1 | 874 | 7350 | MACT Fuel Choice Floor in lbs/MMBtu | FALSE | L | Annual | Emissions at Affected Plants MER | lbs | 0 | 0 | 0 | 0 | 0 | 0 | 0
NY New Units MER Rate Limit v3.1 | 874 | 7350 | MACT Fuel Choice Floor in lbs/MMBtu | FALSE | L | Annual | Allowances Purchased MER | lbs | 0 | 0 | 0 | 0 | 0 | 0 | 0
NY New Units MER Rate Limit v3.1 | 874 | 7350 | MACT Fuel Choice Floor in lbs/MMBtu | FALSE | L | Annual | Allowances Sold MER | lbs | 0 | 0 | 0 | 0 | 0 | 0 | 0
NY New Units MER Rate Limit v3.1 | 874 | 7350 | MACT Fuel Choice Floor in lbs/MMBtu | FALSE | L | Annual | Allowances Banked | lbs | 0 | 0 | 0 | 0 | 0 | 0 | 0
NY New Units MER Rate Limit v3.1 | 874 | 7350 | MACT Fuel Choice Floor in lbs/MMBtu | FALSE | L | Annual | Allowances Withdrawn (1:1) | lbs | 0 | 0 | 0 | 0 | 0 | 0 | 0
NY New Units MER Rate Limit v3.1 | 874 | 7350 | MACT Fuel Choice Floor in lbs/MMBtu | FALSE | L | Annual | Allowances Withdrawn (n:1) | lbs | 0 | 0 | 0 | 0 | 0 | 0 | 0
NY New Units MER Rate Limit v3.1 | 874 | 7350 | MACT Fuel Choice Floor in lbs/MMBtu | FALSE | L | Annual | Net Emissions Allowance Position | lbs | 0 | 0 | 0 | 0 | 0 | 0 | 0
NY New Units MER Rate Limit v3.1 | 874 | 7350 | MACT Fuel Choice Floor in lbs/MMBtu | FALSE | L | Annual | Fuel Consumed | TBtu | 0 | 0 | 0 | 0 | 0 | 0 | 0
NY New Units MER Rate Limit v3.1 | 874 | 7350 | MACT Fuel Choice Floor in lbs/MMBtu | FALSE | L | Annual | Rate | lb/MMBtu | 0 | 0 | 0 | 0 | 0 | 0 | 0
NY New Units MER Rate Limit v3.1 | 874 | 7350 | MACT Fuel Choice Floor in lbs/MMBtu | FALSE | L | Annual | Generation | TWh | 0 | 0 | 0 | 0 | 0 | 0 | 0
NY New Units MER Rate Limit v3.1 | 874 | 7350 | MACT Fuel Choice Floor in lbs/MMBtu | FALSE | L | Annual | Qualifying Generation | TWh | 0 | 0 | 0 | 0 | 0 | 0 | 0
NY New Units MER Rate Limit v3.1 | 874 | 7350 | MACT Fuel Choice Floor in lbs/MMBtu | FALSE | L | Annual | Constraint Shadow Price | US2022$/Lb | 0 | 0 | 0 | 0 | 0 | 0 | 0
NY New Units MER Rate Limit v3.1 | 875 | 7350 | MACT Fuel Choice Floor in lbs/MMBtu | FALSE | L | Annual | Seasons Included | Seasons | Winter, Spring, Summer, Fall | Winter, Spring, Summer, Fall | Winter, Spring, Summer, Fall | Winter, Spring, Summer, Fall | Winter, Spring, Summer, Fall | Winter, Spring, Summer, Fall | Winter, Spring, Summer, Fall
NY New Units MER Rate Limit v3.1 | 875 | 7350 | MACT Fuel Choice Floor in lbs/MMBtu | FALSE | L | Annual | Emission Floor | lbs/MMBtu | 6e-07 | 6e-07 | 6e-07 | 6e-07 | 6e-07 | 6e-07 | 6e-07
NY New Units MER Rate Limit v3.1 | 875 | 7350 | MACT Fuel Choice Floor in lbs/MMBtu | FALSE | L | Annual | Emissions at Affected Plants MER | lbs | 0 | 0 | 0 | 0 | 0 | 0 | 0
NY New Units MER Rate Limit v3.1 | 875 | 7350 | MACT Fuel Choice Floor in lbs/MMBtu | FALSE | L | Annual | Allowances Purchased MER | lbs | 0 | 0 | 0 | 0 | 0 | 0 | 0
NY New Units MER Rate Limit v3.1 | 875 | 7350 | MACT Fuel Choice Floor in lbs/MMBtu | FALSE | L | Annual | Allowances Sold MER | lbs | 0 | 0 | 0 | 0 | 0 | 0 | 0
NY New Units MER Rate Limit v3.1 | 875 | 7350 | MACT Fuel Choice Floor in lbs/MMBtu | FALSE | L | Annual | Allowances Banked | lbs | 0 | 0 | 0 | 0 | 0 | 0 | 0
NY New Units MER Rate Limit v3.1 | 875 | 7350 | MACT Fuel Choice Floor in lbs/MMBtu | FALSE | L | Annual | Allowances Withdrawn (1:1) | lbs | 0 | 0 | 0 | 0 | 0 | 0 | 0
NY New Units MER Rate Limit v3.1 | 875 | 7350 | MACT Fuel Choice Floor in lbs/MMBtu | FALSE | L | Annual | Allowances Withdrawn (n:1) | lbs | 0 | 0 | 0 | 0 | 0 | 0 | 0
NY New Units MER Rate Limit v3.1 | 875 | 7350 | MACT Fuel Choice Floor in lbs/MMBtu | FALSE | L | Annual | Net Emissions Allowance Position | lbs | 0 | 0 | 0 | 0 | 0 | 0 | 0
NY New Units MER Rate Limit v3.1 | 875 | 7350 | MACT Fuel Choice Floor in lbs/MMBtu | FALSE | L | Annual | Fuel Consumed | TBtu | 0 | 0 | 0 | 0 | 0 | 0 | 0
NY New Units MER Rate Limit v3.1 | 875 | 7350 | MACT Fuel Choice Floor in lbs/MMBtu | FALSE | L | Annual | Rate | lb/MMBtu | 0 | 0 | 0 | 0 | 0 | 0 | 0
NY New Units MER Rate Limit v3.1 | 875 | 7350 | MACT Fuel Choice Floor in lbs/MMBtu | FALSE | L | Annual | Generation | TWh | 0 | 0 | 0 | 0 | 0 | 0 | 0
NY New Units MER Rate Limit v3.1 | 875 | 7350 | MACT Fuel Choice Floor in lbs/MMBtu | FALSE | L | Annual | Qualifying Generation | TWh | 0 | 0 | 0 | 0 | 0 | 0 | 0
NY New Units MER Rate Limit v3.1 | 875 | 7350 | MACT Fuel Choice Floor in lbs/MMBtu | FALSE | L | Annual | Constraint Shadow Price | US2022$/Lb | 0 | 0 | 0 | 0 | 0 | 0 | 0
NY New Units MER Rate Limit v3.1 | 876 | 7350 | MACT Fuel Choice Floor in lbs/MMBtu | FALSE | L | Annual | Seasons Included | Seasons | Winter, Spring, Summer, Fall | Winter, Spring, Summer, Fall | Winter, Spring, Summer, Fall | Winter, Spring, Summer, Fall | Winter, Spring, Summer, Fall | Winter, Spring, Summer, Fall | Winter, Spring, Summer, Fall
NY New Units MER Rate Limit v3.1 | 876 | 7350 | MACT Fuel Choice Floor in lbs/MMBtu | FALSE | L | Annual | Emission Floor | lbs/MMBtu | 6e-07 | 6e-07 | 6e-07 | 6e-07 | 6e-07 | 6e-07 | 6e-07
NY New Units MER Rate Limit v3.1 | 876 | 7350 | MACT Fuel Choice Floor in lbs/MMBtu | FALSE | L | Annual | Emissions at Affected Plants MER | lbs | 0 | 0 | 0 | 0 | 0 | 0 | 0
NY New Units MER Rate Limit v3.1 | 876 | 7350 | MACT Fuel Choice Floor in lbs/MMBtu | FALSE | L | Annual | Allowances Purchased MER | lbs | 0 | 0 | 0 | 0 | 0 | 0 | 0
NY New Units MER Rate Limit v3.1 | 876 | 7350 | MACT Fuel Choice Floor in lbs/MMBtu | FALSE | L | Annual | Allowances Sold MER | lbs | 0 | 0 | 0 | 0 | 0 | 0 | 0
NY New Units MER Rate Limit v3.1 | 876 | 7350 | MACT Fuel Choice Floor in lbs/MMBtu | FALSE | L | Annual | Allowances Banked | lbs | 0 | 0 | 0 | 0 | 0 | 0 | 0
NY New Units MER Rate Limit v3.1 | 876 | 7350 | MACT Fuel Choice Floor in lbs/MMBtu | FALSE | L | Annual | Allowances Withdrawn (1:1) | lbs | 0 | 0 | 0 | 0 | 0 | 0 | 0
NY New Units MER Rate Limit v3.1 | 876 | 7350 | MACT Fuel Choice Floor in lbs/MMBtu | FALSE | L | Annual | Allowances Withdrawn (n:1) | lbs | 0 | 0 | 0 | 0 | 0 | 0 | 0
NY New Units MER Rate Limit v3.1 | 876 | 7350 | MACT Fuel Choice Floor in lbs/MMBtu | FALSE | L | Annual | Net Emissions Allowance Position | lbs | 0 | 0 | 0 | 0 | 0 | 0 | 0
NY New Units MER Rate Limit v3.1 | 876 | 7350 | MACT Fuel Choice Floor in lbs/MMBtu | FALSE | L | Annual | Fuel Consumed | TBtu | 0 | 0 | 0 | 0 | 0 | 0 | 0
NY New Units MER Rate Limit v3.1 | 876 | 7350 | MACT Fuel Choice Floor in lbs/MMBtu | FALSE | L | Annual | Rate | lb/MMBtu | 0 | 0 | 0 | 0 | 0 | 0 | 0
NY New Units MER Rate Limit v3.1 | 876 | 7350 | MACT Fuel Choice Floor in lbs/MMBtu | FALSE | L | Annual | Generation | TWh | 0 | 0 | 0 | 0 | 0 | 0 | 0
NY New Units MER Rate Limit v3.1 | 876 | 7350 | MACT Fuel Choice Floor in lbs/MMBtu | FALSE | L | Annual | Qualifying Generation | TWh | 0 | 0 | 0 | 0 | 0 | 0 | 0
NY New Units MER Rate Limit v3.1 | 876 | 7350 | MACT Fuel Choice Floor in lbs/MMBtu | FALSE | L | Annual | Constraint Shadow Price | US2022$/Lb | 0 | 0 | 0 | 0 | 0 | 0 | 0
NY New Units MER Rate Limit v3.1 | 877 | 7350 | MACT Fuel Choice Floor in lbs/MMBtu | FALSE | L | Annual | Seasons Included | Seasons | Winter, Spring, Summer, Fall | Winter, Spring, Summer, Fall | Winter, Spring, Summer, Fall | Winter, Spring, Summer, Fall | Winter, Spring, Summer, Fall | Winter, Spring, Summer, Fall | Winter, Spring, Summer, Fall
NY New Units MER Rate Limit v3.1 | 877 | 7350 | MACT Fuel Choice Floor in lbs/MMBtu | FALSE | L | Annual | Emission Floor | lbs/MMBtu | 6e-07 | 6e-07 | 6e-07 | 6e-07 | 6e-07 | 6e-07 | 6e-07
NY New Units MER Rate Limit v3.1 | 877 | 7350 | MACT Fuel Choice Floor in lbs/MMBtu | FALSE | L | Annual | Emissions at Affected Plants MER | lbs | 0 | 0 | 0 | 0 | 0 | 0 | 0
NY New Units MER Rate Limit v3.1 | 877 | 7350 | MACT Fuel Choice Floor in lbs/MMBtu | FALSE | L | Annual | Allowances Purchased MER | lbs | 0 | 0 | 0 | 0 | 0 | 0 | 0
NY New Units MER Rate Limit v3.1 | 877 | 7350 | MACT Fuel Choice Floor in lbs/MMBtu | FALSE | L | Annual | Allowances Sold MER | lbs | 0 | 0 | 0 | 0 | 0 | 0 | 0
NY New Units MER Rate Limit v3.1 | 877 | 7350 | MACT Fuel Choice Floor in lbs/MMBtu | FALSE | L | Annual | Allowances Banked | lbs | 0 | 0 | 0 | 0 | 0 | 0 | 0
NY New Units MER Rate Limit v3.1 | 877 | 7350 | MACT Fuel Choice Floor in lbs/MMBtu | FALSE | L | Annual | Allowances Withdrawn (1:1) | lbs | 0 | 0 | 0 | 0 | 0 | 0 | 0
NY New Units MER Rate Limit v3.1 | 877 | 7350 | MACT Fuel Choice Floor in lbs/MMBtu | FALSE | L | Annual | Allowances Withdrawn (n:1) | lbs | 0 | 0 | 0 | 0 | 0 | 0 | 0
NY New Units MER Rate Limit v3.1 | 877 | 7350 | MACT Fuel Choice Floor in lbs/MMBtu | FALSE | L | Annual | Net Emissions Allowance Position | lbs | 0 | 0 | 0 | 0 | 0 | 0 | 0
NY New Units MER Rate Limit v3.1 | 877 | 7350 | MACT Fuel Choice Floor in lbs/MMBtu | FALSE | L | Annual | Fuel Consumed | TBtu | 0 | 0 | 0 | 0 | 0 | 0 | 0
NY New Units MER Rate Limit v3.1 | 877 | 7350 | MACT Fuel Choice Floor in lbs/MMBtu | FALSE | L | Annual | Rate | lb/MMBtu | 0 | 0 | 0 | 0 | 0 | 0 | 0
NY New Units MER Rate Limit v3.1 | 877 | 7350 | MACT Fuel Choice Floor in lbs/MMBtu | FALSE | L | Annual | Generation | TWh | 0 | 0 | 0 | 0 | 0 | 0 | 0
NY New Units MER Rate Limit v3.1 | 877 | 7350 | MACT Fuel Choice Floor in lbs/MMBtu | FALSE | L | Annual | Qualifying Generation | TWh | 0 | 0 | 0 | 0 | 0 | 0 | 0
NY New Units MER Rate Limit v3.1 | 877 | 7350 | MACT Fuel Choice Floor in lbs/MMBtu | FALSE | L | Annual | Constraint Shadow Price | US2022$/Lb | 0 | 0 | 0 | 0 | 0 | 0 | 0
NY New Units MER Rate Limit v3.1 | 878 | 7350 | MACT Fuel Choice Floor in lbs/MMBtu | FALSE | L | Annual | Seasons Included | Seasons | Winter, Spring, Summer, Fall | Winter, Spring, Summer, Fall | Winter, Spring, Summer, Fall | Winter, Spring, Summer, Fall | Winter, Spring, Summer, Fall | Winter, Spring, Summer, Fall | Winter, Spring, Summer, Fall
NY New Units MER Rate Limit v3.1 | 878 | 7350 | MACT Fuel Choice Floor in lbs/MMBtu | FALSE | L | Annual | Emission Floor | lbs/MMBtu | 6e-07 | 6e-07 | 6e-07 | 6e-07 | 6e-07 | 6e-07 | 6e-07
NY New Units MER Rate Limit v3.1 | 878 | 7350 | MACT Fuel Choice Floor in lbs/MMBtu | FALSE | L | Annual | Emissions at Affected Plants MER | lbs | 0 | 0 | 0 | 0 | 0 | 0 | 0
NY New Units MER Rate Limit v3.1 | 878 | 7350 | MACT Fuel Choice Floor in lbs/MMBtu | FALSE | L | Annual | Allowances Purchased MER | lbs | 0 | 0 | 0 | 0 | 0 | 0 | 0
NY New Units MER Rate Limit v3.1 | 878 | 7350 | MACT Fuel Choice Floor in lbs/MMBtu | FALSE | L | Annual | Allowances Sold MER | lbs | 0 | 0 | 0 | 0 | 0 | 0 | 0
NY New Units MER Rate Limit v3.1 | 878 | 7350 | MACT Fuel Choice Floor in lbs/MMBtu | FALSE | L | Annual | Allowances Banked | lbs | 0 | 0 | 0 | 0 | 0 | 0 | 0
NY New Units MER Rate Limit v3.1 | 878 | 7350 | MACT Fuel Choice Floor in lbs/MMBtu | FALSE | L | Annual | Allowances Withdrawn (1:1) | lbs | 0 | 0 | 0 | 0 | 0 | 0 | 0
NY New Units MER Rate Limit v3.1 | 878 | 7350 | MACT Fuel Choice Floor in lbs/MMBtu | FALSE | L | Annual | Allowances Withdrawn (n:1) | lbs | 0 | 0 | 0 | 0 | 0 | 0 | 0
NY New Units MER Rate Limit v3.1 | 878 | 7350 | MACT Fuel Choice Floor in lbs/MMBtu | FALSE | L | Annual | Net Emissions Allowance Position | lbs | 0 | 0 | 0 | 0 | 0 | 0 | 0
NY New Units MER Rate Limit v3.1 | 878 | 7350 | MACT Fuel Choice Floor in lbs/MMBtu | FALSE | L | Annual | Fuel Consumed | TBtu | 0 | 0 | 0 | 0 | 0 | 0 | 0
NY New Units MER Rate Limit v3.1 | 878 | 7350 | MACT Fuel Choice Floor in lbs/MMBtu | FALSE | L | Annual | Rate | lb/MMBtu | 0 | 0 | 0 | 0 | 0 | 0 | 0
NY New Units MER Rate Limit v3.1 | 878 | 7350 | MACT Fuel Choice Floor in lbs/MMBtu | FALSE | L | Annual | Generation | TWh | 0 | 0 | 0 | 0 | 0 | 0 | 0
NY New Units MER Rate Limit v3.1 | 878 | 7350 | MACT Fuel Choice Floor in lbs/MMBtu | FALSE | L | Annual | Qualifying Generation | TWh | 0 | 0 | 0 | 0 | 0 | 0 | 0
NY New Units MER Rate Limit v3.1 | 878 | 7350 | MACT Fuel Choice Floor in lbs/MMBtu | FALSE | L | Annual | Constraint Shadow Price | US2022$/Lb | 0 | 0 | 0 | 0 | 0 | 0 | 0
NY New Units MER Rate Limit v3.1 | 879 | 7350 | MACT Fuel Choice Floor in lbs/MMBtu | FALSE | L | Annual | Seasons Included | Seasons | Winter, Spring, Summer, Fall | Winter, Spring, Summer, Fall | Winter, Spring, Summer, Fall | Winter, Spring, Summer, Fall | Winter, Spring, Summer, Fall | Winter, Spring, Summer, Fall | Winter, Spring, Summer, Fall
NY New Units MER Rate Limit v3.1 | 879 | 7350 | MACT Fuel Choice Floor in lbs/MMBtu | FALSE | L | Annual | Emission Floor | lbs/MMBtu | 6e-07 | 6e-07 | 6e-07 | 6e-07 | 6e-07 | 6e-07 | 6e-07
NY New Units MER Rate Limit v3.1 | 879 | 7350 | MACT Fuel Choice Floor in lbs/MMBtu | FALSE | L | Annual | Emissions at Affected Plants MER | lbs | 0 | 0 | 0 | 0 | 0 | 0 | 0
NY New Units MER Rate Limit v3.1 | 879 | 7350 | MACT Fuel Choice Floor in lbs/MMBtu | FALSE | L | Annual | Allowances Purchased MER | lbs | 0 | 0 | 0 | 0 | 0 | 0 | 0
NY New Units MER Rate Limit v3.1 | 879 | 7350 | MACT Fuel Choice Floor in lbs/MMBtu | FALSE | L | Annual | Allowances Sold MER | lbs | 0 | 0 | 0 | 0 | 0 | 0 | 0
NY New Units MER Rate Limit v3.1 | 879 | 7350 | MACT Fuel Choice Floor in lbs/MMBtu | FALSE | L | Annual | Allowances Banked | lbs | 0 | 0 | 0 | 0 | 0 | 0 | 0
NY New Units MER Rate Limit v3.1 | 879 | 7350 | MACT Fuel Choice Floor in lbs/MMBtu | FALSE | L | Annual | Allowances Withdrawn (1:1) | lbs | 0 | 0 | 0 | 0 | 0 | 0 | 0
NY New Units MER Rate Limit v3.1 | 879 | 7350 | MACT Fuel Choice Floor in lbs/MMBtu | FALSE | L | Annual | Allowances Withdrawn (n:1) | lbs | 0 | 0 | 0 | 0 | 0 | 0 | 0
NY New Units MER Rate Limit v3.1 | 879 | 7350 | MACT Fuel Choice Floor in lbs/MMBtu | FALSE | L | Annual | Net Emissions Allowance Position | lbs | 0 | 0 | 0 | 0 | 0 | 0 | 0
NY New Units MER Rate Limit v3.1 | 879 | 7350 | MACT Fuel Choice Floor in lbs/MMBtu | FALSE | L | Annual | Fuel Consumed | TBtu | 0 | 0 | 0 | 0 | 0 | 0 | 0
NY New Units MER Rate Limit v3.1 | 879 | 7350 | MACT Fuel Choice Floor in lbs/MMBtu | FALSE | L | Annual | Rate | lb/MMBtu | 0 | 0 | 0 | 0 | 0 | 0 | 0
NY New Units MER Rate Limit v3.1 | 879 | 7350 | MACT Fuel Choice Floor in lbs/MMBtu | FALSE | L | Annual | Generation | TWh | 0 | 0 | 0 | 0 | 0 | 0 | 0
NY New Units MER Rate Limit v3.1 | 879 | 7350 | MACT Fuel Choice Floor in lbs/MMBtu | FALSE | L | Annual | Qualifying Generation | TWh | 0 | 0 | 0 | 0 | 0 | 0 | 0
NY New Units MER Rate Limit v3.1 | 879 | 7350 | MACT Fuel Choice Floor in lbs/MMBtu | FALSE | L | Annual | Constraint Shadow Price | US2022$/Lb | 0 | 0 | 0 | 0 | 0 | 0 | 0
NY New Units MER Rate Limit v3.1 | 880 | 7350 | MACT Fuel Choice Floor in lbs/MMBtu | FALSE | L | Annual | Seasons Included | Seasons | Winter, Spring, Summer, Fall | Winter, Spring, Summer, Fall | Winter, Spring, Summer, Fall | Winter, Spring, Summer, Fall | Winter, Spring, Summer, Fall | Winter, Spring, Summer, Fall | Winter, Spring, Summer, Fall
NY New Units MER Rate Limit v3.1 | 880 | 7350 | MACT Fuel Choice Floor in lbs/MMBtu | FALSE | L | Annual | Emission Floor | lbs/MMBtu | 6e-07 | 6e-07 | 6e-07 | 6e-07 | 6e-07 | 6e-07 | 6e-07
NY New Units MER Rate Limit v3.1 | 880 | 7350 | MACT Fuel Choice Floor in lbs/MMBtu | FALSE | L | Annual | Emissions at Affected Plants MER | lbs | 0 | 0 | 0 | 0 | 0 | 0 | 0
NY New Units MER Rate Limit v3.1 | 880 | 7350 | MACT Fuel Choice Floor in lbs/MMBtu | FALSE | L | Annual | Allowances Purchased MER | lbs | 0 | 0 | 0 | 0 | 0 | 0 | 0
NY New Units MER Rate Limit v3.1 | 880 | 7350 | MACT Fuel Choice Floor in lbs/MMBtu | FALSE | L | Annual | Allowances Sold MER | lbs | 0 | 0 | 0 | 0 | 0 | 0 | 0
NY New Units MER Rate Limit v3.1 | 880 | 7350 | MACT Fuel Choice Floor in lbs/MMBtu | FALSE | L | Annual | Allowances Banked | lbs | 0 | 0 | 0 | 0 | 0 | 0 | 0
NY New Units MER Rate Limit v3.1 | 880 | 7350 | MACT Fuel Choice Floor in lbs/MMBtu | FALSE | L | Annual | Allowances Withdrawn (1:1) | lbs | 0 | 0 | 0 | 0 | 0 | 0 | 0
NY New Units MER Rate Limit v3.1 | 880 | 7350 | MACT Fuel Choice Floor in lbs/MMBtu | FALSE | L | Annual | Allowances Withdrawn (n:1) | lbs | 0 | 0 | 0 | 0 | 0 | 0 | 0
NY New Units MER Rate Limit v3.1 | 880 | 7350 | MACT Fuel Choice Floor in lbs/MMBtu | FALSE | L | Annual | Net Emissions Allowance Position | lbs | 0 | 0 | 0 | 0 | 0 | 0 | 0
NY New Units MER Rate Limit v3.1 | 880 | 7350 | MACT Fuel Choice Floor in lbs/MMBtu | FALSE | L | Annual | Fuel Consumed | TBtu | 0 | 0 | 0 | 0 | 0 | 0 | 0
NY New Units MER Rate Limit v3.1 | 880 | 7350 | MACT Fuel Choice Floor in lbs/MMBtu | FALSE | L | Annual | Rate | lb/MMBtu | 0 | 0 | 0 | 0 | 0 | 0 | 0
NY New Units MER Rate Limit v3.1 | 880 | 7350 | MACT Fuel Choice Floor in lbs/MMBtu | FALSE | L | Annual | Generation | TWh | 0 | 0 | 0 | 0 | 0 | 0 | 0
NY New Units MER Rate Limit v3.1 | 880 | 7350 | MACT Fuel Choice Floor in lbs/MMBtu | FALSE | L | Annual | Qualifying Generation | TWh | 0 | 0 | 0 | 0 | 0 | 0 | 0
NY New Units MER Rate Limit v3.1 | 880 | 7350 | MACT Fuel Choice Floor in lbs/MMBtu | FALSE | L | Annual | Constraint Shadow Price | US2022$/Lb | 0 | 0 | 0 | 0 | 0 | 0 | 0
NY New Units MER Rate Limit v3.1 | 881 | 7350 | MACT Fuel Choice Floor in lbs/MMBtu | FALSE | L | Annual | Seasons Included | Seasons | Winter, Spring, Summer, Fall | Winter, Spring, Summer, Fall | Winter, Spring, Summer, Fall | Winter, Spring, Summer, Fall | Winter, Spring, Summer, Fall | Winter, Spring, Summer, Fall | Winter, Spring, Summer, Fall
NY New Units MER Rate Limit v3.1 | 881 | 7350 | MACT Fuel Choice Floor in lbs/MMBtu | FALSE | L | Annual | Emission Floor | lbs/MMBtu | 6e-07 | 6e-07 | 6e-07 | 6e-07 | 6e-07 | 6e-07 | 6e-07
NY New Units MER Rate Limit v3.1 | 881 | 7350 | MACT Fuel Choice Floor in lbs/MMBtu | FALSE | L | Annual | Emissions at Affected Plants MER | lbs | 0 | 0 | 0 | 0 | 0 | 0 | 0
NY New Units MER Rate Limit v3.1 | 881 | 7350 | MACT Fuel Choice Floor in lbs/MMBtu | FALSE | L | Annual | Allowances Purchased MER | lbs | 0 | 0 | 0 | 0 | 0 | 0 | 0
NY New Units MER Rate Limit v3.1 | 881 | 7350 | MACT Fuel Choice Floor in lbs/MMBtu | FALSE | L | Annual | Allowances Sold MER | lbs | 0 | 0 | 0 | 0 | 0 | 0 | 0
NY New Units MER Rate Limit v3.1 | 881 | 7350 | MACT Fuel Choice Floor in lbs/MMBtu | FALSE | L | Annual | Allowances Banked | lbs | 0 | 0 | 0 | 0 | 0 | 0 | 0
NY New Units MER Rate Limit v3.1 | 881 | 7350 | MACT Fuel Choice Floor in lbs/MMBtu | FALSE | L | Annual | Allowances Withdrawn (1:1) | lbs | 0 | 0 | 0 | 0 | 0 | 0 | 0
NY New Units MER Rate Limit v3.1 | 881 | 7350 | MACT Fuel Choice Floor in lbs/MMBtu | FALSE | L | Annual | Allowances Withdrawn (n:1) | lbs | 0 | 0 | 0 | 0 | 0 | 0 | 0
NY New Units MER Rate Limit v3.1 | 881 | 7350 | MACT Fuel Choice Floor in lbs/MMBtu | FALSE | L | Annual | Net Emissions Allowance Position | lbs | 0 | 0 | 0 | 0 | 0 | 0 | 0
NY New Units MER Rate Limit v3.1 | 881 | 7350 | MACT Fuel Choice Floor in lbs/MMBtu | FALSE | L | Annual | Fuel Consumed | TBtu | 0 | 0 | 0 | 0 | 0 | 0 | 0
NY New Units MER Rate Limit v3.1 | 881 | 7350 | MACT Fuel Choice Floor in lbs/MMBtu | FALSE | L | Annual | Rate | lb/MMBtu | 0 | 0 | 0 | 0 | 0 | 0 | 0
NY New Units MER Rate Limit v3.1 | 881 | 7350 | MACT Fuel Choice Floor in lbs/MMBtu | FALSE | L | Annual | Generation | TWh | 0 | 0 | 0 | 0 | 0 | 0 | 0
NY New Units MER Rate Limit v3.1 | 881 | 7350 | MACT Fuel Choice Floor in lbs/MMBtu | FALSE | L | Annual | Qualifying Generation | TWh | 0 | 0 | 0 | 0 | 0 | 0 | 0
NY New Units MER Rate Limit v3.1 | 881 | 7350 | MACT Fuel Choice Floor in lbs/MMBtu | FALSE | L | Annual | Constraint Shadow Price | US2022$/Lb | 0 | 0 | 0 | 0 | 0 | 0 | 0
NY New Units MER Rate Limit v3.1 | 882 | 7350 | MACT Fuel Choice Floor in lbs/MMBtu | FALSE | L | Annual | Seasons Included | Seasons | Winter, Spring, Summer, Fall | Winter, Spring, Summer, Fall | Winter, Spring, Summer, Fall | Winter, Spring, Summer, Fall | Winter, Spring, Summer, Fall | Winter, Spring, Summer, Fall | Winter, Spring, Summer, Fall
NY New Units MER Rate Limit v3.1 | 882 | 7350 | MACT Fuel Choice Floor in lbs/MMBtu | FALSE | L | Annual | Emission Floor | lbs/MMBtu | 6e-07 | 6e-07 | 6e-07 | 6e-07 | 6e-07 | 6e-07 | 6e-07
NY New Units MER Rate Limit v3.1 | 882 | 7350 | MACT Fuel Choice Floor in lbs/MMBtu | FALSE | L | Annual | Emissions at Affected Plants MER | lbs | 0 | 0 | 0 | 0 | 0 | 0 | 0
NY New Units MER Rate Limit v3.1 | 882 | 7350 | MACT Fuel Choice Floor in lbs/MMBtu | FALSE | L | Annual | Allowances Purchased MER | lbs | 0 | 0 | 0 | 0 | 0 | 0 | 0
NY New Units MER Rate Limit v3.1 | 882 | 7350 | MACT Fuel Choice Floor in lbs/MMBtu | FALSE | L | Annual | Allowances Sold MER | lbs | 0 | 0 | 0 | 0 | 0 | 0 | 0
NY New Units MER Rate Limit v3.1 | 882 | 7350 | MACT Fuel Choice Floor in lbs/MMBtu | FALSE | L | Annual | Allowances Banked | lbs | 0 | 0 | 0 | 0 | 0 | 0 | 0
NY New Units MER Rate Limit v3.1 | 882 | 7350 | MACT Fuel Choice Floor in lbs/MMBtu | FALSE | L | Annual | Allowances Withdrawn (1:1) | lbs | 0 | 0 | 0 | 0 | 0 | 0 | 0
NY New Units MER Rate Limit v3.1 | 882 | 7350 | MACT Fuel Choice Floor in lbs/MMBtu | FALSE | L | Annual | Allowances Withdrawn (n:1) | lbs | 0 | 0 | 0 | 0 | 0 | 0 | 0
NY New Units MER Rate Limit v3.1 | 882 | 7350 | MACT Fuel Choice Floor in lbs/MMBtu | FALSE | L | Annual | Net Emissions Allowance Position | lbs | 0 | 0 | 0 | 0 | 0 | 0 | 0
NY New Units MER Rate Limit v3.1 | 882 | 7350 | MACT Fuel Choice Floor in lbs/MMBtu | FALSE | L | Annual | Fuel Consumed | TBtu | 0 | 0 | 0 | 0 | 0 | 0 | 0
NY New Units MER Rate Limit v3.1 | 882 | 7350 | MACT Fuel Choice Floor in lbs/MMBtu | FALSE | L | Annual | Rate | lb/MMBtu | 0 | 0 | 0 | 0 | 0 | 0 | 0
NY New Units MER Rate Limit v3.1 | 882 | 7350 | MACT Fuel Choice Floor in lbs/MMBtu | FALSE | L | Annual | Generation | TWh | 0 | 0 | 0 | 0 | 0 | 0 | 0
NY New Units MER Rate Limit v3.1 | 882 | 7350 | MACT Fuel Choice Floor in lbs/MMBtu | FALSE | L | Annual | Qualifying Generation | TWh | 0 | 0 | 0 | 0 | 0 | 0 | 0
NY New Units MER Rate Limit v3.1 | 882 | 7350 | MACT Fuel Choice Floor in lbs/MMBtu | FALSE | L | Annual | Constraint Shadow Price | US2022$/Lb | 0 | 0 | 0 | 0 | 0 | 0 | 0
NY New Units MER Rate Limit v3.1 | 883 | 7350 | MACT Fuel Choice Floor in lbs/MMBtu | FALSE | L | Annual | Seasons Included | Seasons | Winter, Spring, Summer, Fall | Winter, Spring, Summer, Fall | Winter, Spring, Summer, Fall | Winter, Spring, Summer, Fall | Winter, Spring, Summer, Fall | Winter, Spring, Summer, Fall | Winter, Spring, Summer, Fall
NY New Units MER Rate Limit v3.1 | 883 | 7350 | MACT Fuel Choice Floor in lbs/MMBtu | FALSE | L | Annual | Emission Floor | lbs/MMBtu | 6e-07 | 6e-07 | 6e-07 | 6e-07 | 6e-07 | 6e-07 | 6e-07
NY New Units MER Rate Limit v3.1 | 883 | 7350 | MACT Fuel Choice Floor in lbs/MMBtu | FALSE | L | Annual | Emissions at Affected Plants MER | lbs | 0 | 0 | 0 | 0 | 0 | 0 | 0
NY New Units MER Rate Limit v3.1 | 883 | 7350 | MACT Fuel Choice Floor in lbs/MMBtu | FALSE | L | Annual | Allowances Purchased MER | lbs | 0 | 0 | 0 | 0 | 0 | 0 | 0
NY New Units MER Rate Limit v3.1 | 883 | 7350 | MACT Fuel Choice Floor in lbs/MMBtu | FALSE | L | Annual | Allowances Sold MER | lbs | 0 | 0 | 0 | 0 | 0 | 0 | 0
NY New Units MER Rate Limit v3.1 | 883 | 7350 | MACT Fuel Choice Floor in lbs/MMBtu | FALSE | L | Annual | Allowances Banked | lbs | 0 | 0 | 0 | 0 | 0 | 0 | 0
NY New Units MER Rate Limit v3.1 | 883 | 7350 | MACT Fuel Choice Floor in lbs/MMBtu | FALSE | L | Annual | Allowances Withdrawn (1:1) | lbs | 0 | 0 | 0 | 0 | 0 | 0 | 0
NY New Units MER Rate Limit v3.1 | 883 | 7350 | MACT Fuel Choice Floor in lbs/MMBtu | FALSE | L | Annual | Allowances Withdrawn (n:1) | lbs | 0 | 0 | 0 | 0 | 0 | 0 | 0
NY New Units MER Rate Limit v3.1 | 883 | 7350 | MACT Fuel Choice Floor in lbs/MMBtu | FALSE | L | Annual | Net Emissions Allowance Position | lbs | 0 | 0 | 0 | 0 | 0 | 0 | 0
NY New Units MER Rate Limit v3.1 | 883 | 7350 | MACT Fuel Choice Floor in lbs/MMBtu | FALSE | L | Annual | Fuel Consumed | TBtu | 0 | 0 | 0 | 0 | 0 | 0 | 0
NY New Units MER Rate Limit v3.1 | 883 | 7350 | MACT Fuel Choice Floor in lbs/MMBtu | FALSE | L | Annual | Rate | lb/MMBtu | 0 | 0 | 0 | 0 | 0 | 0 | 0
NY New Units MER Rate Limit v3.1 | 883 | 7350 | MACT Fuel Choice Floor in lbs/MMBtu | FALSE | L | Annual | Generation | TWh | 0 | 0 | 0 | 0 | 0 | 0 | 0
NY New Units MER Rate Limit v3.1 | 883 | 7350 | MACT Fuel Choice Floor in lbs/MMBtu | FALSE | L | Annual | Qualifying Generation | TWh | 0 | 0 | 0 | 0 | 0 | 0 | 0
NY New Units MER Rate Limit v3.1 | 883 | 7350 | MACT Fuel Choice Floor in lbs/MMBtu | FALSE | L | Annual | Constraint Shadow Price | US2022$/Lb | 0 | 0 | 0 | 0 | 0 | 0 | 0
NY New Units MER Rate Limit v3.1 | 884 | 7350 | MACT Fuel Choice Floor in lbs/MMBtu | FALSE | L | Annual | Seasons Included | Seasons | Winter, Spring, Summer, Fall | Winter, Spring, Summer, Fall | Winter, Spring, Summer, Fall | Winter, Spring, Summer, Fall | Winter, Spring, Summer, Fall | Winter, Spring, Summer, Fall | Winter, Spring, Summer, Fall
NY New Units MER Rate Limit v3.1 | 884 | 7350 | MACT Fuel Choice Floor in lbs/MMBtu | FALSE | L | Annual | Emission Floor | lbs/MMBtu | 6e-07 | 6e-07 | 6e-07 | 6e-07 | 6e-07 | 6e-07 | 6e-07
NY New Units MER Rate Limit v3.1 | 884 | 7350 | MACT Fuel Choice Floor in lbs/MMBtu | FALSE | L | Annual | Emissions at Affected Plants MER | lbs | 0 | 0 | 0 | 0 | 0 | 0 | 0
NY New Units MER Rate Limit v3.1 | 884 | 7350 | MACT Fuel Choice Floor in lbs/MMBtu | FALSE | L | Annual | Allowances Purchased MER | lbs | 0 | 0 | 0 | 0 | 0 | 0 | 0
NY New Units MER Rate Limit v3.1 | 884 | 7350 | MACT Fuel Choice Floor in lbs/MMBtu | FALSE | L | Annual | Allowances Sold MER | lbs | 0 | 0 | 0 | 0 | 0 | 0 | 0
NY New Units MER Rate Limit v3.1 | 884 | 7350 | MACT Fuel Choice Floor in lbs/MMBtu | FALSE | L | Annual | Allowances Banked | lbs | 0 | 0 | 0 | 0 | 0 | 0 | 0
NY New Units MER Rate Limit v3.1 | 884 | 7350 | MACT Fuel Choice Floor in lbs/MMBtu | FALSE | L | Annual | Allowances Withdrawn (1:1) | lbs | 0 | 0 | 0 | 0 | 0 | 0 | 0
NY New Units MER Rate Limit v3.1 | 884 | 7350 | MACT Fuel Choice Floor in lbs/MMBtu | FALSE | L | Annual | Allowances Withdrawn (n:1) | lbs | 0 | 0 | 0 | 0 | 0 | 0 | 0
NY New Units MER Rate Limit v3.1 | 884 | 7350 | MACT Fuel Choice Floor in lbs/MMBtu | FALSE | L | Annual | Net Emissions Allowance Position | lbs | 0 | 0 | 0 | 0 | 0 | 0 | 0
NY New Units MER Rate Limit v3.1 | 884 | 7350 | MACT Fuel Choice Floor in lbs/MMBtu | FALSE | L | Annual | Fuel Consumed | TBtu | 0 | 0 | 0 | 0 | 0 | 0 | 0
NY New Units MER Rate Limit v3.1 | 884 | 7350 | MACT Fuel Choice Floor in lbs/MMBtu | FALSE | L | Annual | Rate | lb/MMBtu | 0 | 0 | 0 | 0 | 0 | 0 | 0
NY New Units MER Rate Limit v3.1 | 884 | 7350 | MACT Fuel Choice Floor in lbs/MMBtu | FALSE | L | Annual | Generation | TWh | 0 | 0 | 0 | 0 | 0 | 0 | 0
NY New Units MER Rate Limit v3.1 | 884 | 7350 | MACT Fuel Choice Floor in lbs/MMBtu | FALSE | L | Annual | Qualifying Generation | TWh | 0 | 0 | 0 | 0 | 0 | 0 | 0
NY New Units MER Rate Limit v3.1 | 884 | 7350 | MACT Fuel Choice Floor in lbs/MMBtu | FALSE | L | Annual | Constraint Shadow Price | US2022$/Lb | 0 | 0 | 0 | 0 | 0 | 0 | 0
NY New Units MER Rate Limit v3.1 | 885 | 7350 | MACT Fuel Choice Floor in lbs/MMBtu | FALSE | L | Annual | Seasons Included | Seasons | Winter, Spring, Summer, Fall | Winter, Spring, Summer, Fall | Winter, Spring, Summer, Fall | Winter, Spring, Summer, Fall | Winter, Spring, Summer, Fall | Winter, Spring, Summer, Fall | Winter, Spring, Summer, Fall
NY New Units MER Rate Limit v3.1 | 885 | 7350 | MACT Fuel Choice Floor in lbs/MMBtu | FALSE | L | Annual | Emission Floor | lbs/MMBtu | 6e-07 | 6e-07 | 6e-07 | 6e-07 | 6e-07 | 6e-07 | 6e-07
NY New Units MER Rate Limit v3.1 | 885 | 7350 | MACT Fuel Choice Floor in lbs/MMBtu | FALSE | L | Annual | Emissions at Affected Plants MER | lbs | 0 | 0 | 0 | 0 | 0 | 0 | 0
NY New Units MER Rate Limit v3.1 | 885 | 7350 | MACT Fuel Choice Floor in lbs/MMBtu | FALSE | L | Annual | Allowances Purchased MER | lbs | 0 | 0 | 0 | 0 | 0 | 0 | 0
NY New Units MER Rate Limit v3.1 | 885 | 7350 | MACT Fuel Choice Floor in lbs/MMBtu | FALSE | L | Annual | Allowances Sold MER | lbs | 0 | 0 | 0 | 0 | 0 | 0 | 0
NY New Units MER Rate Limit v3.1 | 885 | 7350 | MACT Fuel Choice Floor in lbs/MMBtu | FALSE | L | Annual | Allowances Banked | lbs | 0 | 0 | 0 | 0 | 0 | 0 | 0
NY New Units MER Rate Limit v3.1 | 885 | 7350 | MACT Fuel Choice Floor in lbs/MMBtu | FALSE | L | Annual | Allowances Withdrawn (1:1) | lbs | 0 | 0 | 0 | 0 | 0 | 0 | 0
NY New Units MER Rate Limit v3.1 | 885 | 7350 | MACT Fuel Choice Floor in lbs/MMBtu | FALSE | L | Annual | Allowances Withdrawn (n:1) | lbs | 0 | 0 | 0 | 0 | 0 | 0 | 0
NY New Units MER Rate Limit v3.1 | 885 | 7350 | MACT Fuel Choice Floor in lbs/MMBtu | FALSE | L | Annual | Net Emissions Allowance Position | lbs | 0 | 0 | 0 | 0 | 0 | 0 | 0
NY New Units MER Rate Limit v3.1 | 885 | 7350 | MACT Fuel Choice Floor in lbs/MMBtu | FALSE | L | Annual | Fuel Consumed | TBtu | 0 | 0 | 0 | 0 | 0 | 0 | 0
NY New Units MER Rate Limit v3.1 | 885 | 7350 | MACT Fuel Choice Floor in lbs/MMBtu | FALSE | L | Annual | Rate | lb/MMBtu | 0 | 0 | 0 | 0 | 0 | 0 | 0
NY New Units MER Rate Limit v3.1 | 885 | 7350 | MACT Fuel Choice Floor in lbs/MMBtu | FALSE | L | Annual | Generation | TWh | 0 | 0 | 0 | 0 | 0 | 0 | 0
NY New Units MER Rate Limit v3.1 | 885 | 7350 | MACT Fuel Choice Floor in lbs/MMBtu | FALSE | L | Annual | Qualifying Generation | TWh | 0 | 0 | 0 | 0 | 0 | 0 | 0
NY New Units MER Rate Limit v3.1 | 885 | 7350 | MACT Fuel Choice Floor in lbs/MMBtu | FALSE | L | Annual | Constraint Shadow Price | US2022$/Lb | 0 | 0 | 0 | 0 | 0 | 0 | 0
NY New Units MER Rate Limit v3.1 | 886 | 7350 | MACT Fuel Choice Floor in lbs/MMBtu | FALSE | L | Annual | Seasons Included | Seasons | Winter, Spring, Summer, Fall | Winter, Spring, Summer, Fall | Winter, Spring, Summer, Fall | Winter, Spring, Summer, Fall | Winter, Spring, Summer, Fall | Winter, Spring, Summer, Fall | Winter, Spring, Summer, Fall
NY New Units MER Rate Limit v3.1 | 886 | 7350 | MACT Fuel Choice Floor in lbs/MMBtu | FALSE | L | Annual | Emission Floor | lbs/MMBtu | 6e-07 | 6e-07 | 6e-07 | 6e-07 | 6e-07 | 6e-07 | 6e-07
NY New Units MER Rate Limit v3.1 | 886 | 7350 | MACT Fuel Choice Floor in lbs/MMBtu | FALSE | L | Annual | Emissions at Affected Plants MER | lbs | 0 | 0 | 0 | 0 | 0 | 0 | 0
NY New Units MER Rate Limit v3.1 | 886 | 7350 | MACT Fuel Choice Floor in lbs/MMBtu | FALSE | L | Annual | Allowances Purchased MER | lbs | 0 | 0 | 0 | 0 | 0 | 0 | 0
NY New Units MER Rate Limit v3.1 | 886 | 7350 | MACT Fuel Choice Floor in lbs/MMBtu | FALSE | L | Annual | Allowances Sold MER | lbs | 0 | 0 | 0 | 0 | 0 | 0 | 0
NY New Units MER Rate Limit v3.1 | 886 | 7350 | MACT Fuel Choice Floor in lbs/MMBtu | FALSE | L | Annual | Allowances Banked | lbs | 0 | 0 | 0 | 0 | 0 | 0 | 0
NY New Units MER Rate Limit v3.1 | 886 | 7350 | MACT Fuel Choice Floor in lbs/MMBtu | FALSE | L | Annual | Allowances Withdrawn (1:1) | lbs | 0 | 0 | 0 | 0 | 0 | 0 | 0
NY New Units MER Rate Limit v3.1 | 886 | 7350 | MACT Fuel Choice Floor in lbs/MMBtu | FALSE | L | Annual | Allowances Withdrawn (n:1) | lbs | 0 | 0 | 0 | 0 | 0 | 0 | 0
NY New Units MER Rate Limit v3.1 | 886 | 7350 | MACT Fuel Choice Floor in lbs/MMBtu | FALSE | L | Annual | Net Emissions Allowance Position | lbs | 0 | 0 | 0 | 0 | 0 | 0 | 0
NY New Units MER Rate Limit v3.1 | 886 | 7350 | MACT Fuel Choice Floor in lbs/MMBtu | FALSE | L | Annual | Fuel Consumed | TBtu | 0 | 0 | 0 | 0 | 0 | 0 | 0
NY New Units MER Rate Limit v3.1 | 886 | 7350 | MACT Fuel Choice Floor in lbs/MMBtu | FALSE | L | Annual | Rate | lb/MMBtu | 0 | 0 | 0 | 0 | 0 | 0 | 0
NY New Units MER Rate Limit v3.1 | 886 | 7350 | MACT Fuel Choice Floor in lbs/MMBtu | FALSE | L | Annual | Generation | TWh | 0 | 0 | 0 | 0 | 0 | 0 | 0
NY New Units MER Rate Limit v3.1 | 886 | 7350 | MACT Fuel Choice Floor in lbs/MMBtu | FALSE | L | Annual | Qualifying Generation | TWh | 0 | 0 | 0 | 0 | 0 | 0 | 0
NY New Units MER Rate Limit v3.1 | 886 | 7350 | MACT Fuel Choice Floor in lbs/MMBtu | FALSE | L | Annual | Constraint Shadow Price | US2022$/Lb | 0 | 0 | 0 | 0 | 0 | 0 | 0
NY New Units MER Rate Limit v3.1 | 887 | 7350 | MACT Fuel Choice Floor in lbs/MMBtu | FALSE | L | Annual | Seasons Included | Seasons | Winter, Spring, Summer, Fall | Winter, Spring, Summer, Fall | Winter, Spring, Summer, Fall | Winter, Spring, Summer, Fall | Winter, Spring, Summer, Fall | Winter, Spring, Summer, Fall | Winter, Spring, Summer, Fall
NY New Units MER Rate Limit v3.1 | 887 | 7350 | MACT Fuel Choice Floor in lbs/MMBtu | FALSE | L | Annual | Emission Floor | lbs/MMBtu | 6e-07 | 6e-07 | 6e-07 | 6e-07 | 6e-07 | 6e-07 | 6e-07
NY New Units MER Rate Limit v3.1 | 887 | 7350 | MACT Fuel Choice Floor in lbs/MMBtu | FALSE | L | Annual | Emissions at Affected Plants MER | lbs | 0 | 0 | 0 | 0 | 0 | 0 | 0
NY New Units MER Rate Limit v3.1 | 887 | 7350 | MACT Fuel Choice Floor in lbs/MMBtu | FALSE | L | Annual | Allowances Purchased MER | lbs | 0 | 0 | 0 | 0 | 0 | 0 | 0
NY New Units MER Rate Limit v3.1 | 887 | 7350 | MACT Fuel Choice Floor in lbs/MMBtu | FALSE | L | Annual | Allowances Sold MER | lbs | 0 | 0 | 0 | 0 | 0 | 0 | 0
NY New Units MER Rate Limit v3.1 | 887 | 7350 | MACT Fuel Choice Floor in lbs/MMBtu | FALSE | L | Annual | Allowances Banked | lbs | 0 | 0 | 0 | 0 | 0 | 0 | 0
NY New Units MER Rate Limit v3.1 | 887 | 7350 | MACT Fuel Choice Floor in lbs/MMBtu | FALSE | L | Annual | Allowances Withdrawn (1:1) | lbs | 0 | 0 | 0 | 0 | 0 | 0 | 0
NY New Units MER Rate Limit v3.1 | 887 | 7350 | MACT Fuel Choice Floor in lbs/MMBtu | FALSE | L | Annual | Allowances Withdrawn (n:1) | lbs | 0 | 0 | 0 | 0 | 0 | 0 | 0
NY New Units MER Rate Limit v3.1 | 887 | 7350 | MACT Fuel Choice Floor in lbs/MMBtu | FALSE | L | Annual | Net Emissions Allowance Position | lbs | 0 | 0 | 0 | 0 | 0 | 0 | 0
NY New Units MER Rate Limit v3.1 | 887 | 7350 | MACT Fuel Choice Floor in lbs/MMBtu | FALSE | L | Annual | Fuel Consumed | TBtu | 0 | 0 | 0 | 0 | 0 | 0 | 0
NY New Units MER Rate Limit v3.1 | 887 | 7350 | MACT Fuel Choice Floor in lbs/MMBtu | FALSE | L | Annual | Rate | lb/MMBtu | 0 | 0 | 0 | 0 | 0 | 0 | 0
NY New Units MER Rate Limit v3.1 | 887 | 7350 | MACT Fuel Choice Floor in lbs/MMBtu | FALSE | L | Annual | Generation | TWh | 0 | 0 | 0 | 0 | 0 | 0 | 0
NY New Units MER Rate Limit v3.1 | 887 | 7350 | MACT Fuel Choice Floor in lbs/MMBtu | FALSE | L | Annual | Qualifying Generation | TWh | 0 | 0 | 0 | 0 | 0 | 0 | 0
NY New Units MER Rate Limit v3.1 | 887 | 7350 | MACT Fuel Choice Floor in lbs/MMBtu | FALSE | L | Annual | Constraint Shadow Price | US2022$/Lb | 0 | 0 | 0 | 0 | 0 | 0 | 0
NY New Units MER Rate Limit v3.1 | 888 | 7350 | MACT Fuel Choice Floor in lbs/MMBtu | FALSE | L | Annual | Seasons Included | Seasons | Winter, Spring, Summer, Fall | Winter, Spring, Summer, Fall | Winter, Spring, Summer, Fall | Winter, Spring, Summer, Fall | Winter, Spring, Summer, Fall | Winter, Spring, Summer, Fall | Winter, Spring, Summer, Fall
NY New Units MER Rate Limit v3.1 | 888 | 7350 | MACT Fuel Choice Floor in lbs/MMBtu | FALSE | L | Annual | Emission Floor | lbs/MMBtu | 6e-07 | 6e-07 | 6e-07 | 6e-07 | 6e-07 | 6e-07 | 6e-07
NY New Units MER Rate Limit v3.1 | 888 | 7350 | MACT Fuel Choice Floor in lbs/MMBtu | FALSE | L | Annual | Emissions at Affected Plants MER | lbs | 0 | 0 | 0 | 0 | 0 | 0 | 0
NY New Units MER Rate Limit v3.1 | 888 | 7350 | MACT Fuel Choice Floor in lbs/MMBtu | FALSE | L | Annual | Allowances Purchased MER | lbs | 0 | 0 | 0 | 0 | 0 | 0 | 0
NY New Units MER Rate Limit v3.1 | 888 | 7350 | MACT Fuel Choice Floor in lbs/MMBtu | FALSE | L | Annual | Allowances Sold MER | lbs | 0 | 0 | 0 | 0 | 0 | 0 | 0
NY New Units MER Rate Limit v3.1 | 888 | 7350 | MACT Fuel Choice Floor in lbs/MMBtu | FALSE | L | Annual | Allowances Banked | lbs | 0 | 0 | 0 | 0 | 0 | 0 | 0
NY New Units MER Rate Limit v3.1 | 888 | 7350 | MACT Fuel Choice Floor in lbs/MMBtu | FALSE | L | Annual | Allowances Withdrawn (1:1) | lbs | 0 | 0 | 0 | 0 | 0 | 0 | 0
NY New Units MER Rate Limit v3.1 | 888 | 7350 | MACT Fuel Choice Floor in lbs/MMBtu | FALSE | L | Annual | Allowances Withdrawn (n:1) | lbs | 0 | 0 | 0 | 0 | 0 | 0 | 0
NY New Units MER Rate Limit v3.1 | 888 | 7350 | MACT Fuel Choice Floor in lbs/MMBtu | FALSE | L | Annual | Net Emissions Allowance Position | lbs | 0 | 0 | 0 | 0 | 0 | 0 | 0
NY New Units MER Rate Limit v3.1 | 888 | 7350 | MACT Fuel Choice Floor in lbs/MMBtu | FALSE | L | Annual | Fuel Consumed | TBtu | 0 | 0 | 0 | 0 | 0 | 0 | 0
NY New Units MER Rate Limit v3.1 | 888 | 7350 | MACT Fuel Choice Floor in lbs/MMBtu | FALSE | L | Annual | Rate | lb/MMBtu | 0 | 0 | 0 | 0 | 0 | 0 | 0
NY New Units MER Rate Limit v3.1 | 888 | 7350 | MACT Fuel Choice Floor in lbs/MMBtu | FALSE | L | Annual | Generation | TWh | 0 | 0 | 0 | 0 | 0 | 0 | 0
NY New Units MER Rate Limit v3.1 | 888 | 7350 | MACT Fuel Choice Floor in lbs/MMBtu | FALSE | L | Annual | Qualifying Generation | TWh | 0 | 0 | 0 | 0 | 0 | 0 | 0
NY New Units MER Rate Limit v3.1 | 888 | 7350 | MACT Fuel Choice Floor in lbs/MMBtu | FALSE | L | Annual | Constraint Shadow Price | US2022$/Lb | 0 | 0 | 0 | 0 | 0 | 0 | 0
NY New Units MER Rate Limit v3.1 | 889 | 7350 | MACT Fuel Choice Floor in lbs/MMBtu | FALSE | L | Annual | Seasons Included | Seasons | Winter, Spring, Summer, Fall | Winter, Spring, Summer, Fall | Winter, Spring, Summer, Fall | Winter, Spring, Summer, Fall | Winter, Spring, Summer, Fall | Winter, Spring, Summer, Fall | Winter, Spring, Summer, Fall
NY New Units MER Rate Limit v3.1 | 889 | 7350 | MACT Fuel Choice Floor in lbs/MMBtu | FALSE | L | Annual | Emission Floor | lbs/MMBtu | 6e-07 | 6e-07 | 6e-07 | 6e-07 | 6e-07 | 6e-07 | 6e-07
NY New Units MER Rate Limit v3.1 | 889 | 7350 | MACT Fuel Choice Floor in lbs/MMBtu | FALSE | L | Annual | Emissions at Affected Plants MER | lbs | 0 | 0 | 0 | 0 | 0 | 0 | 0
NY New Units MER Rate Limit v3.1 | 889 | 7350 | MACT Fuel Choice Floor in lbs/MMBtu | FALSE | L | Annual | Allowances Purchased MER | lbs | 0 | 0 | 0 | 0 | 0 | 0 | 0
NY New Units MER Rate Limit v3.1 | 889 | 7350 | MACT Fuel Choice Floor in lbs/MMBtu | FALSE | L | Annual | Allowances Sold MER | lbs | 0 | 0 | 0 | 0 | 0 | 0 | 0
NY New Units MER Rate Limit v3.1 | 889 | 7350 | MACT Fuel Choice Floor in lbs/MMBtu | FALSE | L | Annual | Allowances Banked | lbs | 0 | 0 | 0 | 0 | 0 | 0 | 0
NY New Units MER Rate Limit v3.1 | 889 | 7350 | MACT Fuel Choice Floor in lbs/MMBtu | FALSE | L | Annual | Allowances Withdrawn (1:1) | lbs | 0 | 0 | 0 | 0 | 0 | 0 | 0
NY New Units MER Rate Limit v3.1 | 889 | 7350 | MACT Fuel Choice Floor in lbs/MMBtu | FALSE | L | Annual | Allowances Withdrawn (n:1) | lbs | 0 | 0 | 0 | 0 | 0 | 0 | 0
NY New Units MER Rate Limit v3.1 | 889 | 7350 | MACT Fuel Choice Floor in lbs/MMBtu | FALSE | L | Annual | Net Emissions Allowance Position | lbs | 0 | 0 | 0 | 0 | 0 | 0 | 0
NY New Units MER Rate Limit v3.1 | 889 | 7350 | MACT Fuel Choice Floor in lbs/MMBtu | FALSE | L | Annual | Fuel Consumed | TBtu | 0 | 0 | 0 | 0 | 0 | 0 | 0
NY New Units MER Rate Limit v3.1 | 889 | 7350 | MACT Fuel Choice Floor in lbs/MMBtu | FALSE | L | Annual | Rate | lb/MMBtu | 0 | 0 | 0 | 0 | 0 | 0 | 0
NY New Units MER Rate Limit v3.1 | 889 | 7350 | MACT Fuel Choice Floor in lbs/MMBtu | FALSE | L | Annual | Generation | TWh | 0 | 0 | 0 | 0 | 0 | 0 | 0
NY New Units MER Rate Limit v3.1 | 889 | 7350 | MACT Fuel Choice Floor in lbs/MMBtu | FALSE | L | Annual | Qualifying Generation | TWh | 0 | 0 | 0 | 0 | 0 | 0 | 0
NY New Units MER Rate Limit v3.1 | 889 | 7350 | MACT Fuel Choice Floor in lbs/MMBtu | FALSE | L | Annual | Constraint Shadow Price | US2022$/Lb | 0 | 0 | 0 | 0 | 0 | 0 | 0
NY New Units MER Rate Limit v3.1 | 890 | 7350 | MACT Fuel Choice Floor in lbs/MMBtu | FALSE | L | Annual | Seasons Included | Seasons | Winter, Spring, Summer, Fall | Winter, Spring, Summer, Fall | Winter, Spring, Summer, Fall | Winter, Spring, Summer, Fall | Winter, Spring, Summer, Fall | Winter, Spring, Summer, Fall | Winter, Spring, Summer, Fall
NY New Units MER Rate Limit v3.1 | 890 | 7350 | MACT Fuel Choice Floor in lbs/MMBtu | FALSE | L | Annual | Emission Floor | lbs/MMBtu | 6e-07 | 6e-07 | 6e-07 | 6e-07 | 6e-07 | 6e-07 | 6e-07
NY New Units MER Rate Limit v3.1 | 890 | 7350 | MACT Fuel Choice Floor in lbs/MMBtu | FALSE | L | Annual | Emissions at Affected Plants MER | lbs | 0 | 0 | 0 | 0 | 0 | 0 | 0
NY New Units MER Rate Limit v3.1 | 890 | 7350 | MACT Fuel Choice Floor in lbs/MMBtu | FALSE | L | Annual | Allowances Purchased MER | lbs | 0 | 0 | 0 | 0 | 0 | 0 | 0
NY New Units MER Rate Limit v3.1 | 890 | 7350 | MACT Fuel Choice Floor in lbs/MMBtu | FALSE | L | Annual | Allowances Sold MER | lbs | 0 | 0 | 0 | 0 | 0 | 0 | 0
NY New Units MER Rate Limit v3.1 | 890 | 7350 | MACT Fuel Choice Floor in lbs/MMBtu | FALSE | L | Annual | Allowances Banked | lbs | 0 | 0 | 0 | 0 | 0 | 0 | 0
NY New Units MER Rate Limit v3.1 | 890 | 7350 | MACT Fuel Choice Floor in lbs/MMBtu | FALSE | L | Annual | Allowances Withdrawn (1:1) | lbs | 0 | 0 | 0 | 0 | 0 | 0 | 0
NY New Units MER Rate Limit v3.1 | 890 | 7350 | MACT Fuel Choice Floor in lbs/MMBtu | FALSE | L | Annual | Allowances Withdrawn (n:1) | lbs | 0 | 0 | 0 | 0 | 0 | 0 | 0
NY New Units MER Rate Limit v3.1 | 890 | 7350 | MACT Fuel Choice Floor in lbs/MMBtu | FALSE | L | Annual | Net Emissions Allowance Position | lbs | 0 | 0 | 0 | 0 | 0 | 0 | 0
NY New Units MER Rate Limit v3.1 | 890 | 7350 | MACT Fuel Choice Floor in lbs/MMBtu | FALSE | L | Annual | Fuel Consumed | TBtu | 0 | 0 | 0 | 0 | 0 | 0 | 0
NY New Units MER Rate Limit v3.1 | 890 | 7350 | MACT Fuel Choice Floor in lbs/MMBtu | FALSE | L | Annual | Rate | lb/MMBtu | 0 | 0 | 0 | 0 | 0 | 0 | 0
NY New Units MER Rate Limit v3.1 | 890 | 7350 | MACT Fuel Choice Floor in lbs/MMBtu | FALSE | L | Annual | Generation | TWh | 0 | 0 | 0 | 0 | 0 | 0 | 0
NY New Units MER Rate Limit v3.1 | 890 | 7350 | MACT Fuel Choice Floor in lbs/MMBtu | FALSE | L | Annual | Qualifying Generation | TWh | 0 | 0 | 0 | 0 | 0 | 0 | 0
NY New Units MER Rate Limit v3.1 | 890 | 7350 | MACT Fuel Choice Floor in lbs/MMBtu | FALSE | L | Annual | Constraint Shadow Price | US2022$/Lb | 0 | 0 | 0 | 0 | 0 | 0 | 0
NY New Units MER Rate Limit v3.1 | 891 | 7350 | MACT Fuel Choice Floor in lbs/MMBtu | FALSE | L | Annual | Seasons Included | Seasons | Winter, Spring, Summer, Fall | Winter, Spring, Summer, Fall | Winter, Spring, Summer, Fall | Winter, Spring, Summer, Fall | Winter, Spring, Summer, Fall | Winter, Spring, Summer, Fall | Winter, Spring, Summer, Fall
NY New Units MER Rate Limit v3.1 | 891 | 7350 | MACT Fuel Choice Floor in lbs/MMBtu | FALSE | L | Annual | Emission Floor | lbs/MMBtu | 6e-07 | 6e-07 | 6e-07 | 6e-07 | 6e-07 | 6e-07 | 6e-07
NY New Units MER Rate Limit v3.1 | 891 | 7350 | MACT Fuel Choice Floor in lbs/MMBtu | FALSE | L | Annual | Emissions at Affected Plants MER | lbs | 0 | 0 | 0 | 0 | 0 | 0 | 0
NY New Units MER Rate Limit v3.1 | 891 | 7350 | MACT Fuel Choice Floor in lbs/MMBtu | FALSE | L | Annual | Allowances Purchased MER | lbs | 0 | 0 | 0 | 0 | 0 | 0 | 0
NY New Units MER Rate Limit v3.1 | 891 | 7350 | MACT Fuel Choice Floor in lbs/MMBtu | FALSE | L | Annual | Allowances Sold MER | lbs | 0 | 0 | 0 | 0 | 0 | 0 | 0
NY New Units MER Rate Limit v3.1 | 891 | 7350 | MACT Fuel Choice Floor in lbs/MMBtu | FALSE | L | Annual | Allowances Banked | lbs | 0 | 0 | 0 | 0 | 0 | 0 | 0
NY New Units MER Rate Limit v3.1 | 891 | 7350 | MACT Fuel Choice Floor in lbs/MMBtu | FALSE | L | Annual | Allowances Withdrawn (1:1) | lbs | 0 | 0 | 0 | 0 | 0 | 0 | 0
NY New Units MER Rate Limit v3.1 | 891 | 7350 | MACT Fuel Choice Floor in lbs/MMBtu | FALSE | L | Annual | Allowances Withdrawn (n:1) | lbs | 0 | 0 | 0 | 0 | 0 | 0 | 0
NY New Units MER Rate Limit v3.1 | 891 | 7350 | MACT Fuel Choice Floor in lbs/MMBtu | FALSE | L | Annual | Net Emissions Allowance Position | lbs | 0 | 0 | 0 | 0 | 0 | 0 | 0
NY New Units MER Rate Limit v3.1 | 891 | 7350 | MACT Fuel Choice Floor in lbs/MMBtu | FALSE | L | Annual | Fuel Consumed | TBtu | 0 | 0 | 0 | 0 | 0 | 0 | 0
NY New Units MER Rate Limit v3.1 | 891 | 7350 | MACT Fuel Choice Floor in lbs/MMBtu | FALSE | L | Annual | Rate | lb/MMBtu | 0 | 0 | 0 | 0 | 0 | 0 | 0
NY New Units MER Rate Limit v3.1 | 891 | 7350 | MACT Fuel Choice Floor in lbs/MMBtu | FALSE | L | Annual | Generation | TWh | 0 | 0 | 0 | 0 | 0 | 0 | 0
NY New Units MER Rate Limit v3.1 | 891 | 7350 | MACT Fuel Choice Floor in lbs/MMBtu | FALSE | L | Annual | Qualifying Generation | TWh | 0 | 0 | 0 | 0 | 0 | 0 | 0
NY New Units MER Rate Limit v3.1 | 891 | 7350 | MACT Fuel Choice Floor in lbs/MMBtu | FALSE | L | Annual | Constraint Shadow Price | US2022$/Lb | 0 | 0 | 0 | 0 | 0 | 0 | 0
NY New Units MER Rate Limit v3.1 | 892 | 7350 | MACT Fuel Choice Floor in lbs/MMBtu | FALSE | L | Annual | Seasons Included | Seasons | Winter, Spring, Summer, Fall | Winter, Spring, Summer, Fall | Winter, Spring, Summer, Fall | Winter, Spring, Summer, Fall | Winter, Spring, Summer, Fall | Winter, Spring, Summer, Fall | Winter, Spring, Summer, Fall
NY New Units MER Rate Limit v3.1 | 892 | 7350 | MACT Fuel Choice Floor in lbs/MMBtu | FALSE | L | Annual | Emission Floor | lbs/MMBtu | 6e-07 | 6e-07 | 6e-07 | 6e-07 | 6e-07 | 6e-07 | 6e-07
NY New Units MER Rate Limit v3.1 | 892 | 7350 | MACT Fuel Choice Floor in lbs/MMBtu | FALSE | L | Annual | Emissions at Affected Plants MER | lbs | 0 | 0 | 0 | 0 | 0 | 0 | 0
NY New Units MER Rate Limit v3.1 | 892 | 7350 | MACT Fuel Choice Floor in lbs/MMBtu | FALSE | L | Annual | Allowances Purchased MER | lbs | 0 | 0 | 0 | 0 | 0 | 0 | 0
NY New Units MER Rate Limit v3.1 | 892 | 7350 | MACT Fuel Choice Floor in lbs/MMBtu | FALSE | L | Annual | Allowances Sold MER | lbs | 0 | 0 | 0 | 0 | 0 | 0 | 0
NY New Units MER Rate Limit v3.1 | 892 | 7350 | MACT Fuel Choice Floor in lbs/MMBtu | FALSE | L | Annual | Allowances Banked | lbs | 0 | 0 | 0 | 0 | 0 | 0 | 0
NY New Units MER Rate Limit v3.1 | 892 | 7350 | MACT Fuel Choice Floor in lbs/MMBtu | FALSE | L | Annual | Allowances Withdrawn (1:1) | lbs | 0 | 0 | 0 | 0 | 0 | 0 | 0
NY New Units MER Rate Limit v3.1 | 892 | 7350 | MACT Fuel Choice Floor in lbs/MMBtu | FALSE | L | Annual | Allowances Withdrawn (n:1) | lbs | 0 | 0 | 0 | 0 | 0 | 0 | 0
NY New Units MER Rate Limit v3.1 | 892 | 7350 | MACT Fuel Choice Floor in lbs/MMBtu | FALSE | L | Annual | Net Emissions Allowance Position | lbs | 0 | 0 | 0 | 0 | 0 | 0 | 0
NY New Units MER Rate Limit v3.1 | 892 | 7350 | MACT Fuel Choice Floor in lbs/MMBtu | FALSE | L | Annual | Fuel Consumed | TBtu | 0 | 0 | 0 | 0 | 0 | 0 | 0
NY New Units MER Rate Limit v3.1 | 892 | 7350 | MACT Fuel Choice Floor in lbs/MMBtu | FALSE | L | Annual | Rate | lb/MMBtu | 0 | 0 | 0 | 0 | 0 | 0 | 0
NY New Units MER Rate Limit v3.1 | 892 | 7350 | MACT Fuel Choice Floor in lbs/MMBtu | FALSE | L | Annual | Generation | TWh | 0 | 0 | 0 | 0 | 0 | 0 | 0
NY New Units MER Rate Limit v3.1 | 892 | 7350 | MACT Fuel Choice Floor in lbs/MMBtu | FALSE | L | Annual | Qualifying Generation | TWh | 0 | 0 | 0 | 0 | 0 | 0 | 0
NY New Units MER Rate Limit v3.1 | 892 | 7350 | MACT Fuel Choice Floor in lbs/MMBtu | FALSE | L | Annual | Constraint Shadow Price | US2022$/Lb | 0 | 0 | 0 | 0 | 0 | 0 | 0
NY New Units MER Rate Limit v3.1 | 893 | 7350 | MACT Fuel Choice Floor in lbs/MMBtu | FALSE | L | Annual | Seasons Included | Seasons | Winter, Spring, Summer, Fall | Winter, Spring, Summer, Fall | Winter, Spring, Summer, Fall | Winter, Spring, Summer, Fall | Winter, Spring, Summer, Fall | Winter, Spring, Summer, Fall | Winter, Spring, Summer, Fall
NY New Units MER Rate Limit v3.1 | 893 | 7350 | MACT Fuel Choice Floor in lbs/MMBtu | FALSE | L | Annual | Emission Floor | lbs/MMBtu | 6e-07 | 6e-07 | 6e-07 | 6e-07 | 6e-07 | 6e-07 | 6e-07
NY New Units MER Rate Limit v3.1 | 893 | 7350 | MACT Fuel Choice Floor in lbs/MMBtu | FALSE | L | Annual | Emissions at Affected Plants MER | lbs | 0 | 0 | 0 | 0 | 0 | 0 | 0
NY New Units MER Rate Limit v3.1 | 893 | 7350 | MACT Fuel Choice Floor in lbs/MMBtu | FALSE | L | Annual | Allowances Purchased MER | lbs | 0 | 0 | 0 | 0 | 0 | 0 | 0
NY New Units MER Rate Limit v3.1 | 893 | 7350 | MACT Fuel Choice Floor in lbs/MMBtu | FALSE | L | Annual | Allowances Sold MER | lbs | 0 | 0 | 0 | 0 | 0 | 0 | 0
NY New Units MER Rate Limit v3.1 | 893 | 7350 | MACT Fuel Choice Floor in lbs/MMBtu | FALSE | L | Annual | Allowances Banked | lbs | 0 | 0 | 0 | 0 | 0 | 0 | 0
NY New Units MER Rate Limit v3.1 | 893 | 7350 | MACT Fuel Choice Floor in lbs/MMBtu | FALSE | L | Annual | Allowances Withdrawn (1:1) | lbs | 0 | 0 | 0 | 0 | 0 | 0 | 0
NY New Units MER Rate Limit v3.1 | 893 | 7350 | MACT Fuel Choice Floor in lbs/MMBtu | FALSE | L | Annual | Allowances Withdrawn (n:1) | lbs | 0 | 0 | 0 | 0 | 0 | 0 | 0
NY New Units MER Rate Limit v3.1 | 893 | 7350 | MACT Fuel Choice Floor in lbs/MMBtu | FALSE | L | Annual | Net Emissions Allowance Position | lbs | 0 | 0 | 0 | 0 | 0 | 0 | 0
NY New Units MER Rate Limit v3.1 | 893 | 7350 | MACT Fuel Choice Floor in lbs/MMBtu | FALSE | L | Annual | Fuel Consumed | TBtu | 0 | 0 | 0 | 0 | 0 | 0 | 0
NY New Units MER Rate Limit v3.1 | 893 | 7350 | MACT Fuel Choice Floor in lbs/MMBtu | FALSE | L | Annual | Rate | lb/MMBtu | 0 | 0 | 0 | 0 | 0 | 0 | 0
NY New Units MER Rate Limit v3.1 | 893 | 7350 | MACT Fuel Choice Floor in lbs/MMBtu | FALSE | L | Annual | Generation | TWh | 0 | 0 | 0 | 0 | 0 | 0 | 0
NY New Units MER Rate Limit v3.1 | 893 | 7350 | MACT Fuel Choice Floor in lbs/MMBtu | FALSE | L | Annual | Qualifying Generation | TWh | 0 | 0 | 0 | 0 | 0 | 0 | 0
NY New Units MER Rate Limit v3.1 | 893 | 7350 | MACT Fuel Choice Floor in lbs/MMBtu | FALSE | L | Annual | Constraint Shadow Price | US2022$/Lb | 0 | 0 | 0 | 0 | 0 | 0 | 0
NY New Units MER Rate Limit v3.1 | 894 | 7350 | MACT Fuel Choice Floor in lbs/MMBtu | FALSE | L | Annual | Seasons Included | Seasons | Winter, Spring, Summer, Fall | Winter, Spring, Summer, Fall | Winter, Spring, Summer, Fall | Winter, Spring, Summer, Fall | Winter, Spring, Summer, Fall | Winter, Spring, Summer, Fall | Winter, Spring, Summer, Fall
NY New Units MER Rate Limit v3.1 | 894 | 7350 | MACT Fuel Choice Floor in lbs/MMBtu | FALSE | L | Annual | Emission Floor | lbs/MMBtu | 6e-07 | 6e-07 | 6e-07 | 6e-07 | 6e-07 | 6e-07 | 6e-07
NY New Units MER Rate Limit v3.1 | 894 | 7350 | MACT Fuel Choice Floor in lbs/MMBtu | FALSE | L | Annual | Emissions at Affected Plants MER | lbs | 0 | 0 | 0 | 0 | 0 | 0 | 0
NY New Units MER Rate Limit v3.1 | 894 | 7350 | MACT Fuel Choice Floor in lbs/MMBtu | FALSE | L | Annual | Allowances Purchased MER | lbs | 0 | 0 | 0 | 0 | 0 | 0 | 0
NY New Units MER Rate Limit v3.1 | 894 | 7350 | MACT Fuel Choice Floor in lbs/MMBtu | FALSE | L | Annual | Allowances Sold MER | lbs | 0 | 0 | 0 | 0 | 0 | 0 | 0
NY New Units MER Rate Limit v3.1 | 894 | 7350 | MACT Fuel Choice Floor in lbs/MMBtu | FALSE | L | Annual | Allowances Banked | lbs | 0 | 0 | 0 | 0 | 0 | 0 | 0
NY New Units MER Rate Limit v3.1 | 894 | 7350 | MACT Fuel Choice Floor in lbs/MMBtu | FALSE | L | Annual | Allowances Withdrawn (1:1) | lbs | 0 | 0 | 0 | 0 | 0 | 0 | 0
NY New Units MER Rate Limit v3.1 | 894 | 7350 | MACT Fuel Choice Floor in lbs/MMBtu | FALSE | L | Annual | Allowances Withdrawn (n:1) | lbs | 0 | 0 | 0 | 0 | 0 | 0 | 0
NY New Units MER Rate Limit v3.1 | 894 | 7350 | MACT Fuel Choice Floor in lbs/MMBtu | FALSE | L | Annual | Net Emissions Allowance Position | lbs | 0 | 0 | 0 | 0 | 0 | 0 | 0
NY New Units MER Rate Limit v3.1 | 894 | 7350 | MACT Fuel Choice Floor in lbs/MMBtu | FALSE | L | Annual | Fuel Consumed | TBtu | 0 | 0 | 0 | 0 | 0 | 0 | 0
NY New Units MER Rate Limit v3.1 | 894 | 7350 | MACT Fuel Choice Floor in lbs/MMBtu | FALSE | L | Annual | Rate | lb/MMBtu | 0 | 0 | 0 | 0 | 0 | 0 | 0
NY New Units MER Rate Limit v3.1 | 894 | 7350 | MACT Fuel Choice Floor in lbs/MMBtu | FALSE | L | Annual | Generation | TWh | 0 | 0 | 0 | 0 | 0 | 0 | 0
NY New Units MER Rate Limit v3.1 | 894 | 7350 | MACT Fuel Choice Floor in lbs/MMBtu | FALSE | L | Annual | Qualifying Generation | TWh | 0 | 0 | 0 | 0 | 0 | 0 | 0
NY New Units MER Rate Limit v3.1 | 894 | 7350 | MACT Fuel Choice Floor in lbs/MMBtu | FALSE | L | Annual | Constraint Shadow Price | US2022$/Lb | 0 | 0 | 0 | 0 | 0 | 0 | 0
NY New Units MER Rate Limit v3.1 | 895 | 7350 | MACT Fuel Choice Floor in lbs/MMBtu | FALSE | L | Annual | Seasons Included | Seasons | Winter, Spring, Summer, Fall | Winter, Spring, Summer, Fall | Winter, Spring, Summer, Fall | Winter, Spring, Summer, Fall | Winter, Spring, Summer, Fall | Winter, Spring, Summer, Fall | Winter, Spring, Summer, Fall
NY New Units MER Rate Limit v3.1 | 895 | 7350 | MACT Fuel Choice Floor in lbs/MMBtu | FALSE | L | Annual | Emission Floor | lbs/MMBtu | 6e-07 | 6e-07 | 6e-07 | 6e-07 | 6e-07 | 6e-07 | 6e-07
NY New Units MER Rate Limit v3.1 | 895 | 7350 | MACT Fuel Choice Floor in lbs/MMBtu | FALSE | L | Annual | Emissions at Affected Plants MER | lbs | 0 | 0 | 0 | 0 | 0 | 0 | 0
NY New Units MER Rate Limit v3.1 | 895 | 7350 | MACT Fuel Choice Floor in lbs/MMBtu | FALSE | L | Annual | Allowances Purchased MER | lbs | 0 | 0 | 0 | 0 | 0 | 0 | 0
NY New Units MER Rate Limit v3.1 | 895 | 7350 | MACT Fuel Choice Floor in lbs/MMBtu | FALSE | L | Annual | Allowances Sold MER | lbs | 0 | 0 | 0 | 0 | 0 | 0 | 0
NY New Units MER Rate Limit v3.1 | 895 | 7350 | MACT Fuel Choice Floor in lbs/MMBtu | FALSE | L | Annual | Allowances Banked | lbs | 0 | 0 | 0 | 0 | 0 | 0 | 0
NY New Units MER Rate Limit v3.1 | 895 | 7350 | MACT Fuel Choice Floor in lbs/MMBtu | FALSE | L | Annual | Allowances Withdrawn (1:1) | lbs | 0 | 0 | 0 | 0 | 0 | 0 | 0
NY New Units MER Rate Limit v3.1 | 895 | 7350 | MACT Fuel Choice Floor in lbs/MMBtu | FALSE | L | Annual | Allowances Withdrawn (n:1) | lbs | 0 | 0 | 0 | 0 | 0 | 0 | 0
NY New Units MER Rate Limit v3.1 | 895 | 7350 | MACT Fuel Choice Floor in lbs/MMBtu | FALSE | L | Annual | Net Emissions Allowance Position | lbs | 0 | 0 | 0 | 0 | 0 | 0 | 0
NY New Units MER Rate Limit v3.1 | 895 | 7350 | MACT Fuel Choice Floor in lbs/MMBtu | FALSE | L | Annual | Fuel Consumed | TBtu | 0 | 0 | 0 | 0 | 0 | 0 | 0
NY New Units MER Rate Limit v3.1 | 895 | 7350 | MACT Fuel Choice Floor in lbs/MMBtu | FALSE | L | Annual | Rate | lb/MMBtu | 0 | 0 | 0 | 0 | 0 | 0 | 0
NY New Units MER Rate Limit v3.1 | 895 | 7350 | MACT Fuel Choice Floor in lbs/MMBtu | FALSE | L | Annual | Generation | TWh | 0 | 0 | 0 | 0 | 0 | 0 | 0
NY New Units MER Rate Limit v3.1 | 895 | 7350 | MACT Fuel Choice Floor in lbs/MMBtu | FALSE | L | Annual | Qualifying Generation | TWh | 0 | 0 | 0 | 0 | 0 | 0 | 0
NY New Units MER Rate Limit v3.1 | 895 | 7350 | MACT Fuel Choice Floor in lbs/MMBtu | FALSE | L | Annual | Constraint Shadow Price | US2022$/Lb | 0 | 0 | 0 | 0 | 0 | 0 | 0
NY New Units MER Rate Limit v3.1 | 896 | 7350 | MACT Fuel Choice Floor in lbs/MMBtu | FALSE | L | Annual | Seasons Included | Seasons | Winter, Spring, Summer, Fall | Winter, Spring, Summer, Fall | Winter, Spring, Summer, Fall | Winter, Spring, Summer, Fall | Winter, Spring, Summer, Fall | Winter, Spring, Summer, Fall | Winter, Spring, Summer, Fall
NY New Units MER Rate Limit v3.1 | 896 | 7350 | MACT Fuel Choice Floor in lbs/MMBtu | FALSE | L | Annual | Emission Floor | lbs/MMBtu | 6e-07 | 6e-07 | 6e-07 | 6e-07 | 6e-07 | 6e-07 | 6e-07
NY New Units MER Rate Limit v3.1 | 896 | 7350 | MACT Fuel Choice Floor in lbs/MMBtu | FALSE | L | Annual | Emissions at Affected Plants MER | lbs | 0 | 0 | 0 | 0 | 0 | 0 | 0
NY New Units MER Rate Limit v3.1 | 896 | 7350 | MACT Fuel Choice Floor in lbs/MMBtu | FALSE | L | Annual | Allowances Purchased MER | lbs | 0 | 0 | 0 | 0 | 0 | 0 | 0
NY New Units MER Rate Limit v3.1 | 896 | 7350 | MACT Fuel Choice Floor in lbs/MMBtu | FALSE | L | Annual | Allowances Sold MER | lbs | 0 | 0 | 0 | 0 | 0 | 0 | 0
NY New Units MER Rate Limit v3.1 | 896 | 7350 | MACT Fuel Choice Floor in lbs/MMBtu | FALSE | L | Annual | Allowances Banked | lbs | 0 | 0 | 0 | 0 | 0 | 0 | 0
NY New Units MER Rate Limit v3.1 | 896 | 7350 | MACT Fuel Choice Floor in lbs/MMBtu | FALSE | L | Annual | Allowances Withdrawn (1:1) | lbs | 0 | 0 | 0 | 0 | 0 | 0 | 0
NY New Units MER Rate Limit v3.1 | 896 | 7350 | MACT Fuel Choice Floor in lbs/MMBtu | FALSE | L | Annual | Allowances Withdrawn (n:1) | lbs | 0 | 0 | 0 | 0 | 0 | 0 | 0
NY New Units MER Rate Limit v3.1 | 896 | 7350 | MACT Fuel Choice Floor in lbs/MMBtu | FALSE | L | Annual | Net Emissions Allowance Position | lbs | 0 | 0 | 0 | 0 | 0 | 0 | 0
NY New Units MER Rate Limit v3.1 | 896 | 7350 | MACT Fuel Choice Floor in lbs/MMBtu | FALSE | L | Annual | Fuel Consumed | TBtu | 0 | 0 | 0 | 0 | 0 | 0 | 0
NY New Units MER Rate Limit v3.1 | 896 | 7350 | MACT Fuel Choice Floor in lbs/MMBtu | FALSE | L | Annual | Rate | lb/MMBtu | 0 | 0 | 0 | 0 | 0 | 0 | 0
NY New Units MER Rate Limit v3.1 | 896 | 7350 | MACT Fuel Choice Floor in lbs/MMBtu | FALSE | L | Annual | Generation | TWh | 0 | 0 | 0 | 0 | 0 | 0 | 0
NY New Units MER Rate Limit v3.1 | 896 | 7350 | MACT Fuel Choice Floor in lbs/MMBtu | FALSE | L | Annual | Qualifying Generation | TWh | 0 | 0 | 0 | 0 | 0 | 0 | 0
NY New Units MER Rate Limit v3.1 | 896 | 7350 | MACT Fuel Choice Floor in lbs/MMBtu | FALSE | L | Annual | Constraint Shadow Price | US2022$/Lb | 0 | 0 | 0 | 0 | 0 | 0 | 0
NY New Units MER Rate Limit v3.1 | 897 | 7350 | MACT Fuel Choice Floor in lbs/MMBtu | FALSE | L | Annual | Seasons Included | Seasons | Winter, Spring, Summer, Fall | Winter, Spring, Summer, Fall | Winter, Spring, Summer, Fall | Winter, Spring, Summer, Fall | Winter, Spring, Summer, Fall | Winter, Spring, Summer, Fall | Winter, Spring, Summer, Fall
NY New Units MER Rate Limit v3.1 | 897 | 7350 | MACT Fuel Choice Floor in lbs/MMBtu | FALSE | L | Annual | Emission Floor | lbs/MMBtu | 6e-07 | 6e-07 | 6e-07 | 6e-07 | 6e-07 | 6e-07 | 6e-07
NY New Units MER Rate Limit v3.1 | 897 | 7350 | MACT Fuel Choice Floor in lbs/MMBtu | FALSE | L | Annual | Emissions at Affected Plants MER | lbs | 0 | 0 | 0 | 0 | 0 | 0 | 0
NY New Units MER Rate Limit v3.1 | 897 | 7350 | MACT Fuel Choice Floor in lbs/MMBtu | FALSE | L | Annual | Allowances Purchased MER | lbs | 0 | 0 | 0 | 0 | 0 | 0 | 0
NY New Units MER Rate Limit v3.1 | 897 | 7350 | MACT Fuel Choice Floor in lbs/MMBtu | FALSE | L | Annual | Allowances Sold MER | lbs | 0 | 0 | 0 | 0 | 0 | 0 | 0
NY New Units MER Rate Limit v3.1 | 897 | 7350 | MACT Fuel Choice Floor in lbs/MMBtu | FALSE | L | Annual | Allowances Banked | lbs | 0 | 0 | 0 | 0 | 0 | 0 | 0
NY New Units MER Rate Limit v3.1 | 897 | 7350 | MACT Fuel Choice Floor in lbs/MMBtu | FALSE | L | Annual | Allowances Withdrawn (1:1) | lbs | 0 | 0 | 0 | 0 | 0 | 0 | 0
NY New Units MER Rate Limit v3.1 | 897 | 7350 | MACT Fuel Choice Floor in lbs/MMBtu | FALSE | L | Annual | Allowances Withdrawn (n:1) | lbs | 0 | 0 | 0 | 0 | 0 | 0 | 0
NY New Units MER Rate Limit v3.1 | 897 | 7350 | MACT Fuel Choice Floor in lbs/MMBtu | FALSE | L | Annual | Net Emissions Allowance Position | lbs | 0 | 0 | 0 | 0 | 0 | 0 | 0
NY New Units MER Rate Limit v3.1 | 897 | 7350 | MACT Fuel Choice Floor in lbs/MMBtu | FALSE | L | Annual | Fuel Consumed | TBtu | 0 | 0 | 0 | 0 | 0 | 0 | 0
NY New Units MER Rate Limit v3.1 | 897 | 7350 | MACT Fuel Choice Floor in lbs/MMBtu | FALSE | L | Annual | Rate | lb/MMBtu | 0 | 0 | 0 | 0 | 0 | 0 | 0
NY New Units MER Rate Limit v3.1 | 897 | 7350 | MACT Fuel Choice Floor in lbs/MMBtu | FALSE | L | Annual | Generation | TWh | 0 | 0 | 0 | 0 | 0 | 0 | 0
NY New Units MER Rate Limit v3.1 | 897 | 7350 | MACT Fuel Choice Floor in lbs/MMBtu | FALSE | L | Annual | Qualifying Generation | TWh | 0 | 0 | 0 | 0 | 0 | 0 | 0
NY New Units MER Rate Limit v3.1 | 897 | 7350 | MACT Fuel Choice Floor in lbs/MMBtu | FALSE | L | Annual | Constraint Shadow Price | US2022$/Lb | 0 | 0 | 0 | 0 | 0 | 0 | 0
NY New Units MER Rate Limit v3.1 | 898 | 7350 | MACT Fuel Choice Floor in lbs/MMBtu | FALSE | L | Annual | Seasons Included | Seasons | Winter, Spring, Summer, Fall | Winter, Spring, Summer, Fall | Winter, Spring, Summer, Fall | Winter, Spring, Summer, Fall | Winter, Spring, Summer, Fall | Winter, Spring, Summer, Fall | Winter, Spring, Summer, Fall
NY New Units MER Rate Limit v3.1 | 898 | 7350 | MACT Fuel Choice Floor in lbs/MMBtu | FALSE | L | Annual | Emission Floor | lbs/MMBtu | 6e-07 | 6e-07 | 6e-07 | 6e-07 | 6e-07 | 6e-07 | 6e-07
NY New Units MER Rate Limit v3.1 | 898 | 7350 | MACT Fuel Choice Floor in lbs/MMBtu | FALSE | L | Annual | Emissions at Affected Plants MER | lbs | 0 | 0 | 0 | 0 | 0 | 0 | 0
NY New Units MER Rate Limit v3.1 | 898 | 7350 | MACT Fuel Choice Floor in lbs/MMBtu | FALSE | L | Annual | Allowances Purchased MER | lbs | 0 | 0 | 0 | 0 | 0 | 0 | 0
NY New Units MER Rate Limit v3.1 | 898 | 7350 | MACT Fuel Choice Floor in lbs/MMBtu | FALSE | L | Annual | Allowances Sold MER | lbs | 0 | 0 | 0 | 0 | 0 | 0 | 0
NY New Units MER Rate Limit v3.1 | 898 | 7350 | MACT Fuel Choice Floor in lbs/MMBtu | FALSE | L | Annual | Allowances Banked | lbs | 0 | 0 | 0 | 0 | 0 | 0 | 0
NY New Units MER Rate Limit v3.1 | 898 | 7350 | MACT Fuel Choice Floor in lbs/MMBtu | FALSE | L | Annual | Allowances Withdrawn (1:1) | lbs | 0 | 0 | 0 | 0 | 0 | 0 | 0
NY New Units MER Rate Limit v3.1 | 898 | 7350 | MACT Fuel Choice Floor in lbs/MMBtu | FALSE | L | Annual | Allowances Withdrawn (n:1) | lbs | 0 | 0 | 0 | 0 | 0 | 0 | 0
NY New Units MER Rate Limit v3.1 | 898 | 7350 | MACT Fuel Choice Floor in lbs/MMBtu | FALSE | L | Annual | Net Emissions Allowance Position | lbs | 0 | 0 | 0 | 0 | 0 | 0 | 0
NY New Units MER Rate Limit v3.1 | 898 | 7350 | MACT Fuel Choice Floor in lbs/MMBtu | FALSE | L | Annual | Fuel Consumed | TBtu | 0 | 0 | 0 | 0 | 0 | 0 | 0
NY New Units MER Rate Limit v3.1 | 898 | 7350 | MACT Fuel Choice Floor in lbs/MMBtu | FALSE | L | Annual | Rate | lb/MMBtu | 0 | 0 | 0 | 0 | 0 | 0 | 0
NY New Units MER Rate Limit v3.1 | 898 | 7350 | MACT Fuel Choice Floor in lbs/MMBtu | FALSE | L | Annual | Generation | TWh | 0 | 0 | 0 | 0 | 0 | 0 | 0
NY New Units MER Rate Limit v3.1 | 898 | 7350 | MACT Fuel Choice Floor in lbs/MMBtu | FALSE | L | Annual | Qualifying Generation | TWh | 0 | 0 | 0 | 0 | 0 | 0 | 0
NY New Units MER Rate Limit v3.1 | 898 | 7350 | MACT Fuel Choice Floor in lbs/MMBtu | FALSE | L | Annual | Constraint Shadow Price | US2022$/Lb | 0 | 0 | 0 | 0 | 0 | 0 | 0
NY New Units MER Rate Limit v3.1 | 899 | 7350 | MACT Fuel Choice Floor in lbs/MMBtu | FALSE | L | Annual | Seasons Included | Seasons | Winter, Spring, Summer, Fall | Winter, Spring, Summer, Fall | Winter, Spring, Summer, Fall | Winter, Spring, Summer, Fall | Winter, Spring, Summer, Fall | Winter, Spring, Summer, Fall | Winter, Spring, Summer, Fall
NY New Units MER Rate Limit v3.1 | 899 | 7350 | MACT Fuel Choice Floor in lbs/MMBtu | FALSE | L | Annual | Emission Floor | lbs/MMBtu | 6e-07 | 6e-07 | 6e-07 | 6e-07 | 6e-07 | 6e-07 | 6e-07
NY New Units MER Rate Limit v3.1 | 899 | 7350 | MACT Fuel Choice Floor in lbs/MMBtu | FALSE | L | Annual | Emissions at Affected Plants MER | lbs | 0 | 0 | 0 | 0 | 0 | 0 | 0
NY New Units MER Rate Limit v3.1 | 899 | 7350 | MACT Fuel Choice Floor in lbs/MMBtu | FALSE | L | Annual | Allowances Purchased MER | lbs | 0 | 0 | 0 | 0 | 0 | 0 | 0
NY New Units MER Rate Limit v3.1 | 899 | 7350 | MACT Fuel Choice Floor in lbs/MMBtu | FALSE | L | Annual | Allowances Sold MER | lbs | 0 | 0 | 0 | 0 | 0 | 0 | 0
NY New Units MER Rate Limit v3.1 | 899 | 7350 | MACT Fuel Choice Floor in lbs/MMBtu | FALSE | L | Annual | Allowances Banked | lbs | 0 | 0 | 0 | 0 | 0 | 0 | 0
NY New Units MER Rate Limit v3.1 | 899 | 7350 | MACT Fuel Choice Floor in lbs/MMBtu | FALSE | L | Annual | Allowances Withdrawn (1:1) | lbs | 0 | 0 | 0 | 0 | 0 | 0 | 0
NY New Units MER Rate Limit v3.1 | 899 | 7350 | MACT Fuel Choice Floor in lbs/MMBtu | FALSE | L | Annual | Allowances Withdrawn (n:1) | lbs | 0 | 0 | 0 | 0 | 0 | 0 | 0
NY New Units MER Rate Limit v3.1 | 899 | 7350 | MACT Fuel Choice Floor in lbs/MMBtu | FALSE | L | Annual | Net Emissions Allowance Position | lbs | 0 | 0 | 0 | 0 | 0 | 0 | 0
NY New Units MER Rate Limit v3.1 | 899 | 7350 | MACT Fuel Choice Floor in lbs/MMBtu | FALSE | L | Annual | Fuel Consumed | TBtu | 0 | 0 | 0 | 0 | 0 | 0 | 0
NY New Units MER Rate Limit v3.1 | 899 | 7350 | MACT Fuel Choice Floor in lbs/MMBtu | FALSE | L | Annual | Rate | lb/MMBtu | 0 | 0 | 0 | 0 | 0 | 0 | 0
NY New Units MER Rate Limit v3.1 | 899 | 7350 | MACT Fuel Choice Floor in lbs/MMBtu | FALSE | L | Annual | Generation | TWh | 0 | 0 | 0 | 0 | 0 | 0 | 0
NY New Units MER Rate Limit v3.1 | 899 | 7350 | MACT Fuel Choice Floor in lbs/MMBtu | FALSE | L | Annual | Qualifying Generation | TWh | 0 | 0 | 0 | 0 | 0 | 0 | 0
NY New Units MER Rate Limit v3.1 | 899 | 7350 | MACT Fuel Choice Floor in lbs/MMBtu | FALSE | L | Annual | Constraint Shadow Price | US2022$/Lb | 0 | 0 | 0 | 0 | 0 | 0 | 0
NY New Units MER Rate Limit v3.1 | 900 | 7350 | MACT Fuel Choice Floor in lbs/MMBtu | FALSE | L | Annual | Seasons Included | Seasons | Winter, Spring, Summer, Fall | Winter, Spring, Summer, Fall | Winter, Spring, Summer, Fall | Winter, Spring, Summer, Fall | Winter, Spring, Summer, Fall | Winter, Spring, Summer, Fall | Winter, Spring, Summer, Fall
NY New Units MER Rate Limit v3.1 | 900 | 7350 | MACT Fuel Choice Floor in lbs/MMBtu | FALSE | L | Annual | Emission Floor | lbs/MMBtu | 6e-07 | 6e-07 | 6e-07 | 6e-07 | 6e-07 | 6e-07 | 6e-07
NY New Units MER Rate Limit v3.1 | 900 | 7350 | MACT Fuel Choice Floor in lbs/MMBtu | FALSE | L | Annual | Emissions at Affected Plants MER | lbs | 0 | 0 | 0 | 0 | 0 | 0 | 0
NY New Units MER Rate Limit v3.1 | 900 | 7350 | MACT Fuel Choice Floor in lbs/MMBtu | FALSE | L | Annual | Allowances Purchased MER | lbs | 0 | 0 | 0 | 0 | 0 | 0 | 0
NY New Units MER Rate Limit v3.1 | 900 | 7350 | MACT Fuel Choice Floor in lbs/MMBtu | FALSE | L | Annual | Allowances Sold MER | lbs | 0 | 0 | 0 | 0 | 0 | 0 | 0
NY New Units MER Rate Limit v3.1 | 900 | 7350 | MACT Fuel Choice Floor in lbs/MMBtu | FALSE | L | Annual | Allowances Banked | lbs | 0 | 0 | 0 | 0 | 0 | 0 | 0
NY New Units MER Rate Limit v3.1 | 900 | 7350 | MACT Fuel Choice Floor in lbs/MMBtu | FALSE | L | Annual | Allowances Withdrawn (1:1) | lbs | 0 | 0 | 0 | 0 | 0 | 0 | 0
NY New Units MER Rate Limit v3.1 | 900 | 7350 | MACT Fuel Choice Floor in lbs/MMBtu | FALSE | L | Annual | Allowances Withdrawn (n:1) | lbs | 0 | 0 | 0 | 0 | 0 | 0 | 0
NY New Units MER Rate Limit v3.1 | 900 | 7350 | MACT Fuel Choice Floor in lbs/MMBtu | FALSE | L | Annual | Net Emissions Allowance Position | lbs | 0 | 0 | 0 | 0 | 0 | 0 | 0
NY New Units MER Rate Limit v3.1 | 900 | 7350 | MACT Fuel Choice Floor in lbs/MMBtu | FALSE | L | Annual | Fuel Consumed | TBtu | 0 | 0 | 0 | 0 | 0 | 0 | 0
NY New Units MER Rate Limit v3.1 | 900 | 7350 | MACT Fuel Choice Floor in lbs/MMBtu | FALSE | L | Annual | Rate | lb/MMBtu | 0 | 0 | 0 | 0 | 0 | 0 | 0
NY New Units MER Rate Limit v3.1 | 900 | 7350 | MACT Fuel Choice Floor in lbs/MMBtu | FALSE | L | Annual | Generation | TWh | 0 | 0 | 0 | 0 | 0 | 0 | 0
NY New Units MER Rate Limit v3.1 | 900 | 7350 | MACT Fuel Choice Floor in lbs/MMBtu | FALSE | L | Annual | Qualifying Generation | TWh | 0 | 0 | 0 | 0 | 0 | 0 | 0
NY New Units MER Rate Limit v3.1 | 900 | 7350 | MACT Fuel Choice Floor in lbs/MMBtu | FALSE | L | Annual | Constraint Shadow Price | US2022$/Lb | 0 | 0 | 0 | 0 | 0 | 0 | 0
NY New Units MER Rate Limit v3.1 | 901 | 7350 | MACT Fuel Choice Floor in lbs/MMBtu | FALSE | L | Annual | Seasons Included | Seasons | Winter, Spring, Summer, Fall | Winter, Spring, Summer, Fall | Winter, Spring, Summer, Fall | Winter, Spring, Summer, Fall | Winter, Spring, Summer, Fall | Winter, Spring, Summer, Fall | Winter, Spring, Summer, Fall
NY New Units MER Rate Limit v3.1 | 901 | 7350 | MACT Fuel Choice Floor in lbs/MMBtu | FALSE | L | Annual | Emission Floor | lbs/MMBtu | 6e-07 | 6e-07 | 6e-07 | 6e-07 | 6e-07 | 6e-07 | 6e-07
NY New Units MER Rate Limit v3.1 | 901 | 7350 | MACT Fuel Choice Floor in lbs/MMBtu | FALSE | L | Annual | Emissions at Affected Plants MER | lbs | 0 | 0 | 0 | 0 | 0 | 0 | 0
NY New Units MER Rate Limit v3.1 | 901 | 7350 | MACT Fuel Choice Floor in lbs/MMBtu | FALSE | L | Annual | Allowances Purchased MER | lbs | 0 | 0 | 0 | 0 | 0 | 0 | 0
NY New Units MER Rate Limit v3.1 | 901 | 7350 | MACT Fuel Choice Floor in lbs/MMBtu | FALSE | L | Annual | Allowances Sold MER | lbs | 0 | 0 | 0 | 0 | 0 | 0 | 0
NY New Units MER Rate Limit v3.1 | 901 | 7350 | MACT Fuel Choice Floor in lbs/MMBtu | FALSE | L | Annual | Allowances Banked | lbs | 0 | 0 | 0 | 0 | 0 | 0 | 0
NY New Units MER Rate Limit v3.1 | 901 | 7350 | MACT Fuel Choice Floor in lbs/MMBtu | FALSE | L | Annual | Allowances Withdrawn (1:1) | lbs | 0 | 0 | 0 | 0 | 0 | 0 | 0
NY New Units MER Rate Limit v3.1 | 901 | 7350 | MACT Fuel Choice Floor in lbs/MMBtu | FALSE | L | Annual | Allowances Withdrawn (n:1) | lbs | 0 | 0 | 0 | 0 | 0 | 0 | 0
NY New Units MER Rate Limit v3.1 | 901 | 7350 | MACT Fuel Choice Floor in lbs/MMBtu | FALSE | L | Annual | Net Emissions Allowance Position | lbs | 0 | 0 | 0 | 0 | 0 | 0 | 0
NY New Units MER Rate Limit v3.1 | 901 | 7350 | MACT Fuel Choice Floor in lbs/MMBtu | FALSE | L | Annual | Fuel Consumed | TBtu | 0 | 0 | 0 | 0 | 0 | 0 | 0
NY New Units MER Rate Limit v3.1 | 901 | 7350 | MACT Fuel Choice Floor in lbs/MMBtu | FALSE | L | Annual | Rate | lb/MMBtu | 0 | 0 | 0 | 0 | 0 | 0 | 0
NY New Units MER Rate Limit v3.1 | 901 | 7350 | MACT Fuel Choice Floor in lbs/MMBtu | FALSE | L | Annual | Generation | TWh | 0 | 0 | 0 | 0 | 0 | 0 | 0
NY New Units MER Rate Limit v3.1 | 901 | 7350 | MACT Fuel Choice Floor in lbs/MMBtu | FALSE | L | Annual | Qualifying Generation | TWh | 0 | 0 | 0 | 0 | 0 | 0 | 0
NY New Units MER Rate Limit v3.1 | 901 | 7350 | MACT Fuel Choice Floor in lbs/MMBtu | FALSE | L | Annual | Constraint Shadow Price | US2022$/Lb | 0 | 0 | 0 | 0 | 0 | 0 | 0
NY New Units MER Rate Limit v3.1 | 902 | 7350 | MACT Fuel Choice Floor in lbs/MMBtu | FALSE | L | Annual | Seasons Included | Seasons | Winter, Spring, Summer, Fall | Winter, Spring, Summer, Fall | Winter, Spring, Summer, Fall | Winter, Spring, Summer, Fall | Winter, Spring, Summer, Fall | Winter, Spring, Summer, Fall | Winter, Spring, Summer, Fall
NY New Units MER Rate Limit v3.1 | 902 | 7350 | MACT Fuel Choice Floor in lbs/MMBtu | FALSE | L | Annual | Emission Floor | lbs/MMBtu | 6e-07 | 6e-07 | 6e-07 | 6e-07 | 6e-07 | 6e-07 | 6e-07
NY New Units MER Rate Limit v3.1 | 902 | 7350 | MACT Fuel Choice Floor in lbs/MMBtu | FALSE | L | Annual | Emissions at Affected Plants MER | lbs | 0 | 0 | 0 | 0 | 0 | 0 | 0
NY New Units MER Rate Limit v3.1 | 902 | 7350 | MACT Fuel Choice Floor in lbs/MMBtu | FALSE | L | Annual | Allowances Purchased MER | lbs | 0 | 0 | 0 | 0 | 0 | 0 | 0
NY New Units MER Rate Limit v3.1 | 902 | 7350 | MACT Fuel Choice Floor in lbs/MMBtu | FALSE | L | Annual | Allowances Sold MER | lbs | 0 | 0 | 0 | 0 | 0 | 0 | 0
NY New Units MER Rate Limit v3.1 | 902 | 7350 | MACT Fuel Choice Floor in lbs/MMBtu | FALSE | L | Annual | Allowances Banked | lbs | 0 | 0 | 0 | 0 | 0 | 0 | 0
NY New Units MER Rate Limit v3.1 | 902 | 7350 | MACT Fuel Choice Floor in lbs/MMBtu | FALSE | L | Annual | Allowances Withdrawn (1:1) | lbs | 0 | 0 | 0 | 0 | 0 | 0 | 0
NY New Units MER Rate Limit v3.1 | 902 | 7350 | MACT Fuel Choice Floor in lbs/MMBtu | FALSE | L | Annual | Allowances Withdrawn (n:1) | lbs | 0 | 0 | 0 | 0 | 0 | 0 | 0
NY New Units MER Rate Limit v3.1 | 902 | 7350 | MACT Fuel Choice Floor in lbs/MMBtu | FALSE | L | Annual | Net Emissions Allowance Position | lbs | 0 | 0 | 0 | 0 | 0 | 0 | 0
NY New Units MER Rate Limit v3.1 | 902 | 7350 | MACT Fuel Choice Floor in lbs/MMBtu | FALSE | L | Annual | Fuel Consumed | TBtu | 0 | 0 | 0 | 0 | 0 | 0 | 0
NY New Units MER Rate Limit v3.1 | 902 | 7350 | MACT Fuel Choice Floor in lbs/MMBtu | FALSE | L | Annual | Rate | lb/MMBtu | 0 | 0 | 0 | 0 | 0 | 0 | 0
NY New Units MER Rate Limit v3.1 | 902 | 7350 | MACT Fuel Choice Floor in lbs/MMBtu | FALSE | L | Annual | Generation | TWh | 0 | 0 | 0 | 0 | 0 | 0 | 0
NY New Units MER Rate Limit v3.1 | 902 | 7350 | MACT Fuel Choice Floor in lbs/MMBtu | FALSE | L | Annual | Qualifying Generation | TWh | 0 | 0 | 0 | 0 | 0 | 0 | 0
NY New Units MER Rate Limit v3.1 | 902 | 7350 | MACT Fuel Choice Floor in lbs/MMBtu | FALSE | L | Annual | Constraint Shadow Price | US2022$/Lb | 0 | 0 | 0 | 0 | 0 | 0 | 0
NY New Units MER Rate Limit v3.1 | 903 | 7350 | MACT Fuel Choice Floor in lbs/MMBtu | FALSE | L | Annual | Seasons Included | Seasons | Winter, Spring, Summer, Fall | Winter, Spring, Summer, Fall | Winter, Spring, Summer, Fall | Winter, Spring, Summer, Fall | Winter, Spring, Summer, Fall | Winter, Spring, Summer, Fall | Winter, Spring, Summer, Fall
NY New Units MER Rate Limit v3.1 | 903 | 7350 | MACT Fuel Choice Floor in lbs/MMBtu | FALSE | L | Annual | Emission Floor | lbs/MMBtu | 6e-07 | 6e-07 | 6e-07 | 6e-07 | 6e-07 | 6e-07 | 6e-07
NY New Units MER Rate Limit v3.1 | 903 | 7350 | MACT Fuel Choice Floor in lbs/MMBtu | FALSE | L | Annual | Emissions at Affected Plants MER | lbs | 0 | 0 | 0 | 0 | 0 | 0 | 0
NY New Units MER Rate Limit v3.1 | 903 | 7350 | MACT Fuel Choice Floor in lbs/MMBtu | FALSE | L | Annual | Allowances Purchased MER | lbs | 0 | 0 | 0 | 0 | 0 | 0 | 0
NY New Units MER Rate Limit v3.1 | 903 | 7350 | MACT Fuel Choice Floor in lbs/MMBtu | FALSE | L | Annual | Allowances Sold MER | lbs | 0 | 0 | 0 | 0 | 0 | 0 | 0
NY New Units MER Rate Limit v3.1 | 903 | 7350 | MACT Fuel Choice Floor in lbs/MMBtu | FALSE | L | Annual | Allowances Banked | lbs | 0 | 0 | 0 | 0 | 0 | 0 | 0
NY New Units MER Rate Limit v3.1 | 903 | 7350 | MACT Fuel Choice Floor in lbs/MMBtu | FALSE | L | Annual | Allowances Withdrawn (1:1) | lbs | 0 | 0 | 0 | 0 | 0 | 0 | 0
NY New Units MER Rate Limit v3.1 | 903 | 7350 | MACT Fuel Choice Floor in lbs/MMBtu | FALSE | L | Annual | Allowances Withdrawn (n:1) | lbs | 0 | 0 | 0 | 0 | 0 | 0 | 0
NY New Units MER Rate Limit v3.1 | 903 | 7350 | MACT Fuel Choice Floor in lbs/MMBtu | FALSE | L | Annual | Net Emissions Allowance Position | lbs | 0 | 0 | 0 | 0 | 0 | 0 | 0
NY New Units MER Rate Limit v3.1 | 903 | 7350 | MACT Fuel Choice Floor in lbs/MMBtu | FALSE | L | Annual | Fuel Consumed | TBtu | 0 | 0 | 0 | 0 | 0 | 0 | 0
NY New Units MER Rate Limit v3.1 | 903 | 7350 | MACT Fuel Choice Floor in lbs/MMBtu | FALSE | L | Annual | Rate | lb/MMBtu | 0 | 0 | 0 | 0 | 0 | 0 | 0
NY New Units MER Rate Limit v3.1 | 903 | 7350 | MACT Fuel Choice Floor in lbs/MMBtu | FALSE | L | Annual | Generation | TWh | 0 | 0 | 0 | 0 | 0 | 0 | 0
NY New Units MER Rate Limit v3.1 | 903 | 7350 | MACT Fuel Choice Floor in lbs/MMBtu | FALSE | L | Annual | Qualifying Generation | TWh | 0 | 0 | 0 | 0 | 0 | 0 | 0
NY New Units MER Rate Limit v3.1 | 903 | 7350 | MACT Fuel Choice Floor in lbs/MMBtu | FALSE | L | Annual | Constraint Shadow Price | US2022$/Lb | 0 | 0 | 0 | 0 | 0 | 0 | 0
NY New Units MER Rate Limit v3.1 | 904 | 7350 | MACT Fuel Choice Floor in lbs/MMBtu | FALSE | L | Annual | Seasons Included | Seasons | Winter, Spring, Summer, Fall | Winter, Spring, Summer, Fall | Winter, Spring, Summer, Fall | Winter, Spring, Summer, Fall | Winter, Spring, Summer, Fall | Winter, Spring, Summer, Fall | Winter, Spring, Summer, Fall
NY New Units MER Rate Limit v3.1 | 904 | 7350 | MACT Fuel Choice Floor in lbs/MMBtu | FALSE | L | Annual | Emission Floor | lbs/MMBtu | 6e-07 | 6e-07 | 6e-07 | 6e-07 | 6e-07 | 6e-07 | 6e-07
NY New Units MER Rate Limit v3.1 | 904 | 7350 | MACT Fuel Choice Floor in lbs/MMBtu | FALSE | L | Annual | Emissions at Affected Plants MER | lbs | 0 | 0 | 0 | 0 | 0 | 0 | 0
NY New Units MER Rate Limit v3.1 | 904 | 7350 | MACT Fuel Choice Floor in lbs/MMBtu | FALSE | L | Annual | Allowances Purchased MER | lbs | 0 | 0 | 0 | 0 | 0 | 0 | 0
NY New Units MER Rate Limit v3.1 | 904 | 7350 | MACT Fuel Choice Floor in lbs/MMBtu | FALSE | L | Annual | Allowances Sold MER | lbs | 0 | 0 | 0 | 0 | 0 | 0 | 0
NY New Units MER Rate Limit v3.1 | 904 | 7350 | MACT Fuel Choice Floor in lbs/MMBtu | FALSE | L | Annual | Allowances Banked | lbs | 0 | 0 | 0 | 0 | 0 | 0 | 0
NY New Units MER Rate Limit v3.1 | 904 | 7350 | MACT Fuel Choice Floor in lbs/MMBtu | FALSE | L | Annual | Allowances Withdrawn (1:1) | lbs | 0 | 0 | 0 | 0 | 0 | 0 | 0
NY New Units MER Rate Limit v3.1 | 904 | 7350 | MACT Fuel Choice Floor in lbs/MMBtu | FALSE | L | Annual | Allowances Withdrawn (n:1) | lbs | 0 | 0 | 0 | 0 | 0 | 0 | 0
NY New Units MER Rate Limit v3.1 | 904 | 7350 | MACT Fuel Choice Floor in lbs/MMBtu | FALSE | L | Annual | Net Emissions Allowance Position | lbs | 0 | 0 | 0 | 0 | 0 | 0 | 0
NY New Units MER Rate Limit v3.1 | 904 | 7350 | MACT Fuel Choice Floor in lbs/MMBtu | FALSE | L | Annual | Fuel Consumed | TBtu | 0 | 0 | 0 | 0 | 0 | 0 | 0
NY New Units MER Rate Limit v3.1 | 904 | 7350 | MACT Fuel Choice Floor in lbs/MMBtu | FALSE | L | Annual | Rate | lb/MMBtu | 0 | 0 | 0 | 0 | 0 | 0 | 0
NY New Units MER Rate Limit v3.1 | 904 | 7350 | MACT Fuel Choice Floor in lbs/MMBtu | FALSE | L | Annual | Generation | TWh | 0 | 0 | 0 | 0 | 0 | 0 | 0
NY New Units MER Rate Limit v3.1 | 904 | 7350 | MACT Fuel Choice Floor in lbs/MMBtu | FALSE | L | Annual | Qualifying Generation | TWh | 0 | 0 | 0 | 0 | 0 | 0 | 0
NY New Units MER Rate Limit v3.1 | 904 | 7350 | MACT Fuel Choice Floor in lbs/MMBtu | FALSE | L | Annual | Constraint Shadow Price | US2022$/Lb | 0 | 0 | 0 | 0 | 0 | 0 | 0
NY New Units MER Rate Limit v3.1 | 905 | 7350 | MACT Fuel Choice Floor in lbs/MMBtu | FALSE | L | Annual | Seasons Included | Seasons | Winter, Spring, Summer, Fall | Winter, Spring, Summer, Fall | Winter, Spring, Summer, Fall | Winter, Spring, Summer, Fall | Winter, Spring, Summer, Fall | Winter, Spring, Summer, Fall | Winter, Spring, Summer, Fall
NY New Units MER Rate Limit v3.1 | 905 | 7350 | MACT Fuel Choice Floor in lbs/MMBtu | FALSE | L | Annual | Emission Floor | lbs/MMBtu | 6e-07 | 6e-07 | 6e-07 | 6e-07 | 6e-07 | 6e-07 | 6e-07
NY New Units MER Rate Limit v3.1 | 905 | 7350 | MACT Fuel Choice Floor in lbs/MMBtu | FALSE | L | Annual | Emissions at Affected Plants MER | lbs | 0 | 0 | 0 | 0 | 0 | 0 | 0
NY New Units MER Rate Limit v3.1 | 905 | 7350 | MACT Fuel Choice Floor in lbs/MMBtu | FALSE | L | Annual | Allowances Purchased MER | lbs | 0 | 0 | 0 | 0 | 0 | 0 | 0
NY New Units MER Rate Limit v3.1 | 905 | 7350 | MACT Fuel Choice Floor in lbs/MMBtu | FALSE | L | Annual | Allowances Sold MER | lbs | 0 | 0 | 0 | 0 | 0 | 0 | 0
NY New Units MER Rate Limit v3.1 | 905 | 7350 | MACT Fuel Choice Floor in lbs/MMBtu | FALSE | L | Annual | Allowances Banked | lbs | 0 | 0 | 0 | 0 | 0 | 0 | 0
NY New Units MER Rate Limit v3.1 | 905 | 7350 | MACT Fuel Choice Floor in lbs/MMBtu | FALSE | L | Annual | Allowances Withdrawn (1:1) | lbs | 0 | 0 | 0 | 0 | 0 | 0 | 0
NY New Units MER Rate Limit v3.1 | 905 | 7350 | MACT Fuel Choice Floor in lbs/MMBtu | FALSE | L | Annual | Allowances Withdrawn (n:1) | lbs | 0 | 0 | 0 | 0 | 0 | 0 | 0
NY New Units MER Rate Limit v3.1 | 905 | 7350 | MACT Fuel Choice Floor in lbs/MMBtu | FALSE | L | Annual | Net Emissions Allowance Position | lbs | 0 | 0 | 0 | 0 | 0 | 0 | 0
NY New Units MER Rate Limit v3.1 | 905 | 7350 | MACT Fuel Choice Floor in lbs/MMBtu | FALSE | L | Annual | Fuel Consumed | TBtu | 0 | 0 | 0 | 0 | 0 | 0 | 0
NY New Units MER Rate Limit v3.1 | 905 | 7350 | MACT Fuel Choice Floor in lbs/MMBtu | FALSE | L | Annual | Rate | lb/MMBtu | 0 | 0 | 0 | 0 | 0 | 0 | 0
NY New Units MER Rate Limit v3.1 | 905 | 7350 | MACT Fuel Choice Floor in lbs/MMBtu | FALSE | L | Annual | Generation | TWh | 0 | 0 | 0 | 0 | 0 | 0 | 0
NY New Units MER Rate Limit v3.1 | 905 | 7350 | MACT Fuel Choice Floor in lbs/MMBtu | FALSE | L | Annual | Qualifying Generation | TWh | 0 | 0 | 0 | 0 | 0 | 0 | 0
NY New Units MER Rate Limit v3.1 | 905 | 7350 | MACT Fuel Choice Floor in lbs/MMBtu | FALSE | L | Annual | Constraint Shadow Price | US2022$/Lb | 0 | 0 | 0 | 0 | 0 | 0 | 0
NY New Units MER Rate Limit v3.1 | 906 | 7350 | MACT Fuel Choice Floor in lbs/MMBtu | FALSE | L | Annual | Seasons Included | Seasons | Winter, Spring, Summer, Fall | Winter, Spring, Summer, Fall | Winter, Spring, Summer, Fall | Winter, Spring, Summer, Fall | Winter, Spring, Summer, Fall | Winter, Spring, Summer, Fall | Winter, Spring, Summer, Fall
NY New Units MER Rate Limit v3.1 | 906 | 7350 | MACT Fuel Choice Floor in lbs/MMBtu | FALSE | L | Annual | Emission Floor | lbs/MMBtu | 6e-07 | 6e-07 | 6e-07 | 6e-07 | 6e-07 | 6e-07 | 6e-07
NY New Units MER Rate Limit v3.1 | 906 | 7350 | MACT Fuel Choice Floor in lbs/MMBtu | FALSE | L | Annual | Emissions at Affected Plants MER | lbs | 0 | 0 | 0 | 0 | 0 | 0 | 0
NY New Units MER Rate Limit v3.1 | 906 | 7350 | MACT Fuel Choice Floor in lbs/MMBtu | FALSE | L | Annual | Allowances Purchased MER | lbs | 0 | 0 | 0 | 0 | 0 | 0 | 0
NY New Units MER Rate Limit v3.1 | 906 | 7350 | MACT Fuel Choice Floor in lbs/MMBtu | FALSE | L | Annual | Allowances Sold MER | lbs | 0 | 0 | 0 | 0 | 0 | 0 | 0
NY New Units MER Rate Limit v3.1 | 906 | 7350 | MACT Fuel Choice Floor in lbs/MMBtu | FALSE | L | Annual | Allowances Banked | lbs | 0 | 0 | 0 | 0 | 0 | 0 | 0
NY New Units MER Rate Limit v3.1 | 906 | 7350 | MACT Fuel Choice Floor in lbs/MMBtu | FALSE | L | Annual | Allowances Withdrawn (1:1) | lbs | 0 | 0 | 0 | 0 | 0 | 0 | 0
NY New Units MER Rate Limit v3.1 | 906 | 7350 | MACT Fuel Choice Floor in lbs/MMBtu | FALSE | L | Annual | Allowances Withdrawn (n:1) | lbs | 0 | 0 | 0 | 0 | 0 | 0 | 0
NY New Units MER Rate Limit v3.1 | 906 | 7350 | MACT Fuel Choice Floor in lbs/MMBtu | FALSE | L | Annual | Net Emissions Allowance Position | lbs | 0 | 0 | 0 | 0 | 0 | 0 | 0
NY New Units MER Rate Limit v3.1 | 906 | 7350 | MACT Fuel Choice Floor in lbs/MMBtu | FALSE | L | Annual | Fuel Consumed | TBtu | 0 | 0 | 0 | 0 | 0 | 0 | 0
NY New Units MER Rate Limit v3.1 | 906 | 7350 | MACT Fuel Choice Floor in lbs/MMBtu | FALSE | L | Annual | Rate | lb/MMBtu | 0 | 0 | 0 | 0 | 0 | 0 | 0
NY New Units MER Rate Limit v3.1 | 906 | 7350 | MACT Fuel Choice Floor in lbs/MMBtu | FALSE | L | Annual | Generation | TWh | 0 | 0 | 0 | 0 | 0 | 0 | 0
NY New Units MER Rate Limit v3.1 | 906 | 7350 | MACT Fuel Choice Floor in lbs/MMBtu | FALSE | L | Annual | Qualifying Generation | TWh | 0 | 0 | 0 | 0 | 0 | 0 | 0
NY New Units MER Rate Limit v3.1 | 906 | 7350 | MACT Fuel Choice Floor in lbs/MMBtu | FALSE | L | Annual | Constraint Shadow Price | US2022$/Lb | 0 | 0 | 0 | 0 | 0 | 0 | 0
NY New Units MER Rate Limit v3.1 | 907 | 7350 | MACT Fuel Choice Floor in lbs/MMBtu | FALSE | L | Annual | Seasons Included | Seasons | Winter, Spring, Summer, Fall | Winter, Spring, Summer, Fall | Winter, Spring, Summer, Fall | Winter, Spring, Summer, Fall | Winter, Spring, Summer, Fall | Winter, Spring, Summer, Fall | Winter, Spring, Summer, Fall
NY New Units MER Rate Limit v3.1 | 907 | 7350 | MACT Fuel Choice Floor in lbs/MMBtu | FALSE | L | Annual | Emission Floor | lbs/MMBtu | 6e-07 | 6e-07 | 6e-07 | 6e-07 | 6e-07 | 6e-07 | 6e-07
NY New Units MER Rate Limit v3.1 | 907 | 7350 | MACT Fuel Choice Floor in lbs/MMBtu | FALSE | L | Annual | Emissions at Affected Plants MER | lbs | 0 | 0 | 0 | 0 | 0 | 0 | 0
NY New Units MER Rate Limit v3.1 | 907 | 7350 | MACT Fuel Choice Floor in lbs/MMBtu | FALSE | L | Annual | Allowances Purchased MER | lbs | 0 | 0 | 0 | 0 | 0 | 0 | 0
NY New Units MER Rate Limit v3.1 | 907 | 7350 | MACT Fuel Choice Floor in lbs/MMBtu | FALSE | L | Annual | Allowances Sold MER | lbs | 0 | 0 | 0 | 0 | 0 | 0 | 0
NY New Units MER Rate Limit v3.1 | 907 | 7350 | MACT Fuel Choice Floor in lbs/MMBtu | FALSE | L | Annual | Allowances Banked | lbs | 0 | 0 | 0 | 0 | 0 | 0 | 0
NY New Units MER Rate Limit v3.1 | 907 | 7350 | MACT Fuel Choice Floor in lbs/MMBtu | FALSE | L | Annual | Allowances Withdrawn (1:1) | lbs | 0 | 0 | 0 | 0 | 0 | 0 | 0
NY New Units MER Rate Limit v3.1 | 907 | 7350 | MACT Fuel Choice Floor in lbs/MMBtu | FALSE | L | Annual | Allowances Withdrawn (n:1) | lbs | 0 | 0 | 0 | 0 | 0 | 0 | 0
NY New Units MER Rate Limit v3.1 | 907 | 7350 | MACT Fuel Choice Floor in lbs/MMBtu | FALSE | L | Annual | Net Emissions Allowance Position | lbs | 0 | 0 | 0 | 0 | 0 | 0 | 0
NY New Units MER Rate Limit v3.1 | 907 | 7350 | MACT Fuel Choice Floor in lbs/MMBtu | FALSE | L | Annual | Fuel Consumed | TBtu | 0 | 0 | 0 | 0 | 0 | 0 | 0
NY New Units MER Rate Limit v3.1 | 907 | 7350 | MACT Fuel Choice Floor in lbs/MMBtu | FALSE | L | Annual | Rate | lb/MMBtu | 0 | 0 | 0 | 0 | 0 | 0 | 0
NY New Units MER Rate Limit v3.1 | 907 | 7350 | MACT Fuel Choice Floor in lbs/MMBtu | FALSE | L | Annual | Generation | TWh | 0 | 0 | 0 | 0 | 0 | 0 | 0
NY New Units MER Rate Limit v3.1 | 907 | 7350 | MACT Fuel Choice Floor in lbs/MMBtu | FALSE | L | Annual | Qualifying Generation | TWh | 0 | 0 | 0 | 0 | 0 | 0 | 0
NY New Units MER Rate Limit v3.1 | 907 | 7350 | MACT Fuel Choice Floor in lbs/MMBtu | FALSE | L | Annual | Constraint Shadow Price | US2022$/Lb | 0 | 0 | 0 | 0 | 0 | 0 | 0
NY New Units MER Rate Limit v3.1 | 908 | 7350 | MACT Fuel Choice Floor in lbs/MMBtu | FALSE | L | Annual | Seasons Included | Seasons | Winter, Spring, Summer, Fall | Winter, Spring, Summer, Fall | Winter, Spring, Summer, Fall | Winter, Spring, Summer, Fall | Winter, Spring, Summer, Fall | Winter, Spring, Summer, Fall | Winter, Spring, Summer, Fall
NY New Units MER Rate Limit v3.1 | 908 | 7350 | MACT Fuel Choice Floor in lbs/MMBtu | FALSE | L | Annual | Emission Floor | lbs/MMBtu | 6e-07 | 6e-07 | 6e-07 | 6e-07 | 6e-07 | 6e-07 | 6e-07
NY New Units MER Rate Limit v3.1 | 908 | 7350 | MACT Fuel Choice Floor in lbs/MMBtu | FALSE | L | Annual | Emissions at Affected Plants MER | lbs | 0 | 0 | 0 | 0 | 0 | 0 | 0
NY New Units MER Rate Limit v3.1 | 908 | 7350 | MACT Fuel Choice Floor in lbs/MMBtu | FALSE | L | Annual | Allowances Purchased MER | lbs | 0 | 0 | 0 | 0 | 0 | 0 | 0
NY New Units MER Rate Limit v3.1 | 908 | 7350 | MACT Fuel Choice Floor in lbs/MMBtu | FALSE | L | Annual | Allowances Sold MER | lbs | 0 | 0 | 0 | 0 | 0 | 0 | 0
NY New Units MER Rate Limit v3.1 | 908 | 7350 | MACT Fuel Choice Floor in lbs/MMBtu | FALSE | L | Annual | Allowances Banked | lbs | 0 | 0 | 0 | 0 | 0 | 0 | 0
NY New Units MER Rate Limit v3.1 | 908 | 7350 | MACT Fuel Choice Floor in lbs/MMBtu | FALSE | L | Annual | Allowances Withdrawn (1:1) | lbs | 0 | 0 | 0 | 0 | 0 | 0 | 0
NY New Units MER Rate Limit v3.1 | 908 | 7350 | MACT Fuel Choice Floor in lbs/MMBtu | FALSE | L | Annual | Allowances Withdrawn (n:1) | lbs | 0 | 0 | 0 | 0 | 0 | 0 | 0
NY New Units MER Rate Limit v3.1 | 908 | 7350 | MACT Fuel Choice Floor in lbs/MMBtu | FALSE | L | Annual | Net Emissions Allowance Position | lbs | 0 | 0 | 0 | 0 | 0 | 0 | 0
NY New Units MER Rate Limit v3.1 | 908 | 7350 | MACT Fuel Choice Floor in lbs/MMBtu | FALSE | L | Annual | Fuel Consumed | TBtu | 0 | 0 | 0 | 0 | 0 | 0 | 0
NY New Units MER Rate Limit v3.1 | 908 | 7350 | MACT Fuel Choice Floor in lbs/MMBtu | FALSE | L | Annual | Rate | lb/MMBtu | 0 | 0 | 0 | 0 | 0 | 0 | 0
NY New Units MER Rate Limit v3.1 | 908 | 7350 | MACT Fuel Choice Floor in lbs/MMBtu | FALSE | L | Annual | Generation | TWh | 0 | 0 | 0 | 0 | 0 | 0 | 0
NY New Units MER Rate Limit v3.1 | 908 | 7350 | MACT Fuel Choice Floor in lbs/MMBtu | FALSE | L | Annual | Qualifying Generation | TWh | 0 | 0 | 0 | 0 | 0 | 0 | 0
NY New Units MER Rate Limit v3.1 | 908 | 7350 | MACT Fuel Choice Floor in lbs/MMBtu | FALSE | L | Annual | Constraint Shadow Price | US2022$/Lb | 0 | 0 | 0 | 0 | 0 | 0 | 0
NY New Units MER Rate Limit v3.1 | 909 | 7350 | MACT Fuel Choice Floor in lbs/MMBtu | FALSE | L | Annual | Seasons Included | Seasons | Winter, Spring, Summer, Fall | Winter, Spring, Summer, Fall | Winter, Spring, Summer, Fall | Winter, Spring, Summer, Fall | Winter, Spring, Summer, Fall | Winter, Spring, Summer, Fall | Winter, Spring, Summer, Fall
NY New Units MER Rate Limit v3.1 | 909 | 7350 | MACT Fuel Choice Floor in lbs/MMBtu | FALSE | L | Annual | Emission Floor | lbs/MMBtu | 6e-07 | 6e-07 | 6e-07 | 6e-07 | 6e-07 | 6e-07 | 6e-07
NY New Units MER Rate Limit v3.1 | 909 | 7350 | MACT Fuel Choice Floor in lbs/MMBtu | FALSE | L | Annual | Emissions at Affected Plants MER | lbs | 0 | 0 | 0 | 0 | 0 | 0 | 0
NY New Units MER Rate Limit v3.1 | 909 | 7350 | MACT Fuel Choice Floor in lbs/MMBtu | FALSE | L | Annual | Allowances Purchased MER | lbs | 0 | 0 | 0 | 0 | 0 | 0 | 0
NY New Units MER Rate Limit v3.1 | 909 | 7350 | MACT Fuel Choice Floor in lbs/MMBtu | FALSE | L | Annual | Allowances Sold MER | lbs | 0 | 0 | 0 | 0 | 0 | 0 | 0
NY New Units MER Rate Limit v3.1 | 909 | 7350 | MACT Fuel Choice Floor in lbs/MMBtu | FALSE | L | Annual | Allowances Banked | lbs | 0 | 0 | 0 | 0 | 0 | 0 | 0
NY New Units MER Rate Limit v3.1 | 909 | 7350 | MACT Fuel Choice Floor in lbs/MMBtu | FALSE | L | Annual | Allowances Withdrawn (1:1) | lbs | 0 | 0 | 0 | 0 | 0 | 0 | 0
NY New Units MER Rate Limit v3.1 | 909 | 7350 | MACT Fuel Choice Floor in lbs/MMBtu | FALSE | L | Annual | Allowances Withdrawn (n:1) | lbs | 0 | 0 | 0 | 0 | 0 | 0 | 0
NY New Units MER Rate Limit v3.1 | 909 | 7350 | MACT Fuel Choice Floor in lbs/MMBtu | FALSE | L | Annual | Net Emissions Allowance Position | lbs | 0 | 0 | 0 | 0 | 0 | 0 | 0
NY New Units MER Rate Limit v3.1 | 909 | 7350 | MACT Fuel Choice Floor in lbs/MMBtu | FALSE | L | Annual | Fuel Consumed | TBtu | 0 | 0 | 0 | 0 | 0 | 0 | 0
NY New Units MER Rate Limit v3.1 | 909 | 7350 | MACT Fuel Choice Floor in lbs/MMBtu | FALSE | L | Annual | Rate | lb/MMBtu | 0 | 0 | 0 | 0 | 0 | 0 | 0
NY New Units MER Rate Limit v3.1 | 909 | 7350 | MACT Fuel Choice Floor in lbs/MMBtu | FALSE | L | Annual | Generation | TWh | 0 | 0 | 0 | 0 | 0 | 0 | 0
NY New Units MER Rate Limit v3.1 | 909 | 7350 | MACT Fuel Choice Floor in lbs/MMBtu | FALSE | L | Annual | Qualifying Generation | TWh | 0 | 0 | 0 | 0 | 0 | 0 | 0
NY New Units MER Rate Limit v3.1 | 909 | 7350 | MACT Fuel Choice Floor in lbs/MMBtu | FALSE | L | Annual | Constraint Shadow Price | US2022$/Lb | 0 | 0 | 0 | 0 | 0 | 0 | 0
NY New Units MER Rate Limit v3.1 | 910 | 7350 | MACT Fuel Choice Floor in lbs/MMBtu | FALSE | L | Annual | Seasons Included | Seasons | Winter, Spring, Summer, Fall | Winter, Spring, Summer, Fall | Winter, Spring, Summer, Fall | Winter, Spring, Summer, Fall | Winter, Spring, Summer, Fall | Winter, Spring, Summer, Fall | Winter, Spring, Summer, Fall
NY New Units MER Rate Limit v3.1 | 910 | 7350 | MACT Fuel Choice Floor in lbs/MMBtu | FALSE | L | Annual | Emission Floor | lbs/MMBtu | 6e-07 | 6e-07 | 6e-07 | 6e-07 | 6e-07 | 6e-07 | 6e-07
NY New Units MER Rate Limit v3.1 | 910 | 7350 | MACT Fuel Choice Floor in lbs/MMBtu | FALSE | L | Annual | Emissions at Affected Plants MER | lbs | 0 | 0 | 0 | 0 | 0 | 0 | 0
NY New Units MER Rate Limit v3.1 | 910 | 7350 | MACT Fuel Choice Floor in lbs/MMBtu | FALSE | L | Annual | Allowances Purchased MER | lbs | 0 | 0 | 0 | 0 | 0 | 0 | 0
NY New Units MER Rate Limit v3.1 | 910 | 7350 | MACT Fuel Choice Floor in lbs/MMBtu | FALSE | L | Annual | Allowances Sold MER | lbs | 0 | 0 | 0 | 0 | 0 | 0 | 0
NY New Units MER Rate Limit v3.1 | 910 | 7350 | MACT Fuel Choice Floor in lbs/MMBtu | FALSE | L | Annual | Allowances Banked | lbs | 0 | 0 | 0 | 0 | 0 | 0 | 0
NY New Units MER Rate Limit v3.1 | 910 | 7350 | MACT Fuel Choice Floor in lbs/MMBtu | FALSE | L | Annual | Allowances Withdrawn (1:1) | lbs | 0 | 0 | 0 | 0 | 0 | 0 | 0
NY New Units MER Rate Limit v3.1 | 910 | 7350 | MACT Fuel Choice Floor in lbs/MMBtu | FALSE | L | Annual | Allowances Withdrawn (n:1) | lbs | 0 | 0 | 0 | 0 | 0 | 0 | 0
NY New Units MER Rate Limit v3.1 | 910 | 7350 | MACT Fuel Choice Floor in lbs/MMBtu | FALSE | L | Annual | Net Emissions Allowance Position | lbs | 0 | 0 | 0 | 0 | 0 | 0 | 0
NY New Units MER Rate Limit v3.1 | 910 | 7350 | MACT Fuel Choice Floor in lbs/MMBtu | FALSE | L | Annual | Fuel Consumed | TBtu | 0 | 0 | 0 | 0 | 0 | 0 | 0
NY New Units MER Rate Limit v3.1 | 910 | 7350 | MACT Fuel Choice Floor in lbs/MMBtu | FALSE | L | Annual | Rate | lb/MMBtu | 0 | 0 | 0 | 0 | 0 | 0 | 0
NY New Units MER Rate Limit v3.1 | 910 | 7350 | MACT Fuel Choice Floor in lbs/MMBtu | FALSE | L | Annual | Generation | TWh | 0 | 0 | 0 | 0 | 0 | 0 | 0
NY New Units MER Rate Limit v3.1 | 910 | 7350 | MACT Fuel Choice Floor in lbs/MMBtu | FALSE | L | Annual | Qualifying Generation | TWh | 0 | 0 | 0 | 0 | 0 | 0 | 0
NY New Units MER Rate Limit v3.1 | 910 | 7350 | MACT Fuel Choice Floor in lbs/MMBtu | FALSE | L | Annual | Constraint Shadow Price | US2022$/Lb | 0 | 0 | 0 | 0 | 0 | 0 | 0
NY New Units MER Rate Limit v3.1 | 911 | 7350 | MACT Fuel Choice Floor in lbs/MMBtu | FALSE | L | Annual | Seasons Included | Seasons | Winter, Spring, Summer, Fall | Winter, Spring, Summer, Fall | Winter, Spring, Summer, Fall | Winter, Spring, Summer, Fall | Winter, Spring, Summer, Fall | Winter, Spring, Summer, Fall | Winter, Spring, Summer, Fall
NY New Units MER Rate Limit v3.1 | 911 | 7350 | MACT Fuel Choice Floor in lbs/MMBtu | FALSE | L | Annual | Emission Floor | lbs/MMBtu | 6e-07 | 6e-07 | 6e-07 | 6e-07 | 6e-07 | 6e-07 | 6e-07
NY New Units MER Rate Limit v3.1 | 911 | 7350 | MACT Fuel Choice Floor in lbs/MMBtu | FALSE | L | Annual | Emissions at Affected Plants MER | lbs | 0 | 0 | 0 | 0 | 0 | 0 | 0
NY New Units MER Rate Limit v3.1 | 911 | 7350 | MACT Fuel Choice Floor in lbs/MMBtu | FALSE | L | Annual | Allowances Purchased MER | lbs | 0 | 0 | 0 | 0 | 0 | 0 | 0
NY New Units MER Rate Limit v3.1 | 911 | 7350 | MACT Fuel Choice Floor in lbs/MMBtu | FALSE | L | Annual | Allowances Sold MER | lbs | 0 | 0 | 0 | 0 | 0 | 0 | 0
NY New Units MER Rate Limit v3.1 | 911 | 7350 | MACT Fuel Choice Floor in lbs/MMBtu | FALSE | L | Annual | Allowances Banked | lbs | 0 | 0 | 0 | 0 | 0 | 0 | 0
NY New Units MER Rate Limit v3.1 | 911 | 7350 | MACT Fuel Choice Floor in lbs/MMBtu | FALSE | L | Annual | Allowances Withdrawn (1:1) | lbs | 0 | 0 | 0 | 0 | 0 | 0 | 0
NY New Units MER Rate Limit v3.1 | 911 | 7350 | MACT Fuel Choice Floor in lbs/MMBtu | FALSE | L | Annual | Allowances Withdrawn (n:1) | lbs | 0 | 0 | 0 | 0 | 0 | 0 | 0
NY New Units MER Rate Limit v3.1 | 911 | 7350 | MACT Fuel Choice Floor in lbs/MMBtu | FALSE | L | Annual | Net Emissions Allowance Position | lbs | 0 | 0 | 0 | 0 | 0 | 0 | 0
NY New Units MER Rate Limit v3.1 | 911 | 7350 | MACT Fuel Choice Floor in lbs/MMBtu | FALSE | L | Annual | Fuel Consumed | TBtu | 0 | 0 | 0 | 0 | 0 | 0 | 0
NY New Units MER Rate Limit v3.1 | 911 | 7350 | MACT Fuel Choice Floor in lbs/MMBtu | FALSE | L | Annual | Rate | lb/MMBtu | 0 | 0 | 0 | 0 | 0 | 0 | 0
NY New Units MER Rate Limit v3.1 | 911 | 7350 | MACT Fuel Choice Floor in lbs/MMBtu | FALSE | L | Annual | Generation | TWh | 0 | 0 | 0 | 0 | 0 | 0 | 0
NY New Units MER Rate Limit v3.1 | 911 | 7350 | MACT Fuel Choice Floor in lbs/MMBtu | FALSE | L | Annual | Qualifying Generation | TWh | 0 | 0 | 0 | 0 | 0 | 0 | 0
NY New Units MER Rate Limit v3.1 | 911 | 7350 | MACT Fuel Choice Floor in lbs/MMBtu | FALSE | L | Annual | Constraint Shadow Price | US2022$/Lb | 0 | 0 | 0 | 0 | 0 | 0 | 0
NY New Units MER Rate Limit v3.1 | 912 | 7350 | MACT Fuel Choice Floor in lbs/MMBtu | FALSE | L | Annual | Seasons Included | Seasons | Winter, Spring, Summer, Fall | Winter, Spring, Summer, Fall | Winter, Spring, Summer, Fall | Winter, Spring, Summer, Fall | Winter, Spring, Summer, Fall | Winter, Spring, Summer, Fall | Winter, Spring, Summer, Fall
NY New Units MER Rate Limit v3.1 | 912 | 7350 | MACT Fuel Choice Floor in lbs/MMBtu | FALSE | L | Annual | Emission Floor | lbs/MMBtu | 6e-07 | 6e-07 | 6e-07 | 6e-07 | 6e-07 | 6e-07 | 6e-07
NY New Units MER Rate Limit v3.1 | 912 | 7350 | MACT Fuel Choice Floor in lbs/MMBtu | FALSE | L | Annual | Emissions at Affected Plants MER | lbs | 0 | 0 | 0 | 0 | 0 | 0 | 0
NY New Units MER Rate Limit v3.1 | 912 | 7350 | MACT Fuel Choice Floor in lbs/MMBtu | FALSE | L | Annual | Allowances Purchased MER | lbs | 0 | 0 | 0 | 0 | 0 | 0 | 0
NY New Units MER Rate Limit v3.1 | 912 | 7350 | MACT Fuel Choice Floor in lbs/MMBtu | FALSE | L | Annual | Allowances Sold MER | lbs | 0 | 0 | 0 | 0 | 0 | 0 | 0
NY New Units MER Rate Limit v3.1 | 912 | 7350 | MACT Fuel Choice Floor in lbs/MMBtu | FALSE | L | Annual | Allowances Banked | lbs | 0 | 0 | 0 | 0 | 0 | 0 | 0
NY New Units MER Rate Limit v3.1 | 912 | 7350 | MACT Fuel Choice Floor in lbs/MMBtu | FALSE | L | Annual | Allowances Withdrawn (1:1) | lbs | 0 | 0 | 0 | 0 | 0 | 0 | 0
NY New Units MER Rate Limit v3.1 | 912 | 7350 | MACT Fuel Choice Floor in lbs/MMBtu | FALSE | L | Annual | Allowances Withdrawn (n:1) | lbs | 0 | 0 | 0 | 0 | 0 | 0 | 0
NY New Units MER Rate Limit v3.1 | 912 | 7350 | MACT Fuel Choice Floor in lbs/MMBtu | FALSE | L | Annual | Net Emissions Allowance Position | lbs | 0 | 0 | 0 | 0 | 0 | 0 | 0
NY New Units MER Rate Limit v3.1 | 912 | 7350 | MACT Fuel Choice Floor in lbs/MMBtu | FALSE | L | Annual | Fuel Consumed | TBtu | 0 | 0 | 0 | 0 | 0 | 0 | 0
NY New Units MER Rate Limit v3.1 | 912 | 7350 | MACT Fuel Choice Floor in lbs/MMBtu | FALSE | L | Annual | Rate | lb/MMBtu | 0 | 0 | 0 | 0 | 0 | 0 | 0
NY New Units MER Rate Limit v3.1 | 912 | 7350 | MACT Fuel Choice Floor in lbs/MMBtu | FALSE | L | Annual | Generation | TWh | 0 | 0 | 0 | 0 | 0 | 0 | 0
NY New Units MER Rate Limit v3.1 | 912 | 7350 | MACT Fuel Choice Floor in lbs/MMBtu | FALSE | L | Annual | Qualifying Generation | TWh | 0 | 0 | 0 | 0 | 0 | 0 | 0
NY New Units MER Rate Limit v3.1 | 912 | 7350 | MACT Fuel Choice Floor in lbs/MMBtu | FALSE | L | Annual | Constraint Shadow Price | US2022$/Lb | 0 | 0 | 0 | 0 | 0 | 0 | 0
NY New Units MER Rate Limit v3.1 | 913 | 7350 | MACT Fuel Choice Floor in lbs/MMBtu | FALSE | L | Annual | Seasons Included | Seasons | Winter, Spring, Summer, Fall | Winter, Spring, Summer, Fall | Winter, Spring, Summer, Fall | Winter, Spring, Summer, Fall | Winter, Spring, Summer, Fall | Winter, Spring, Summer, Fall | Winter, Spring, Summer, Fall
NY New Units MER Rate Limit v3.1 | 913 | 7350 | MACT Fuel Choice Floor in lbs/MMBtu | FALSE | L | Annual | Emission Floor | lbs/MMBtu | 6e-07 | 6e-07 | 6e-07 | 6e-07 | 6e-07 | 6e-07 | 6e-07
NY New Units MER Rate Limit v3.1 | 913 | 7350 | MACT Fuel Choice Floor in lbs/MMBtu | FALSE | L | Annual | Emissions at Affected Plants MER | lbs | 0 | 0 | 0 | 0 | 0 | 0 | 0
NY New Units MER Rate Limit v3.1 | 913 | 7350 | MACT Fuel Choice Floor in lbs/MMBtu | FALSE | L | Annual | Allowances Purchased MER | lbs | 0 | 0 | 0 | 0 | 0 | 0 | 0
NY New Units MER Rate Limit v3.1 | 913 | 7350 | MACT Fuel Choice Floor in lbs/MMBtu | FALSE | L | Annual | Allowances Sold MER | lbs | 0 | 0 | 0 | 0 | 0 | 0 | 0
NY New Units MER Rate Limit v3.1 | 913 | 7350 | MACT Fuel Choice Floor in lbs/MMBtu | FALSE | L | Annual | Allowances Banked | lbs | 0 | 0 | 0 | 0 | 0 | 0 | 0
NY New Units MER Rate Limit v3.1 | 913 | 7350 | MACT Fuel Choice Floor in lbs/MMBtu | FALSE | L | Annual | Allowances Withdrawn (1:1) | lbs | 0 | 0 | 0 | 0 | 0 | 0 | 0
NY New Units MER Rate Limit v3.1 | 913 | 7350 | MACT Fuel Choice Floor in lbs/MMBtu | FALSE | L | Annual | Allowances Withdrawn (n:1) | lbs | 0 | 0 | 0 | 0 | 0 | 0 | 0
NY New Units MER Rate Limit v3.1 | 913 | 7350 | MACT Fuel Choice Floor in lbs/MMBtu | FALSE | L | Annual | Net Emissions Allowance Position | lbs | 0 | 0 | 0 | 0 | 0 | 0 | 0
NY New Units MER Rate Limit v3.1 | 913 | 7350 | MACT Fuel Choice Floor in lbs/MMBtu | FALSE | L | Annual | Fuel Consumed | TBtu | 0 | 0 | 0 | 0 | 0 | 0 | 0
NY New Units MER Rate Limit v3.1 | 913 | 7350 | MACT Fuel Choice Floor in lbs/MMBtu | FALSE | L | Annual | Rate | lb/MMBtu | 0 | 0 | 0 | 0 | 0 | 0 | 0
NY New Units MER Rate Limit v3.1 | 913 | 7350 | MACT Fuel Choice Floor in lbs/MMBtu | FALSE | L | Annual | Generation | TWh | 0 | 0 | 0 | 0 | 0 | 0 | 0
NY New Units MER Rate Limit v3.1 | 913 | 7350 | MACT Fuel Choice Floor in lbs/MMBtu | FALSE | L | Annual | Qualifying Generation | TWh | 0 | 0 | 0 | 0 | 0 | 0 | 0
NY New Units MER Rate Limit v3.1 | 913 | 7350 | MACT Fuel Choice Floor in lbs/MMBtu | FALSE | L | Annual | Constraint Shadow Price | US2022$/Lb | 0 | 0 | 0 | 0 | 0 | 0 | 0
NY- NOx Annual Budget- v6.20 | 914 | 7559 | Rate Constraint in MTons | FALSE | L | Annual | Seasons Included | Seasons | Winter, Spring, Summer, Fall | Winter, Spring, Summer, Fall | Winter, Spring, Summer, Fall | Winter, Spring, Summer, Fall | Winter, Spring, Summer, Fall | Winter, Spring, Summer, Fall | Winter, Spring, Summer, Fall
NY- NOx Annual Budget- v6.20 | 914 | 7559 | Rate Constraint in MTons | FALSE | L | Annual | Standard NOX | Thousand Tons | 16.081 | 16.081 | 16.081 | 16.081 | 16.081 | 16.081 | 16.081
NY- NOx Annual Budget- v6.20 | 914 | 7559 | Rate Constraint in MTons | FALSE | L | Annual | Emissions at Affected Plants NOX | Thousand Tons | 3.4991 | 3.3251 | 2.2241 | 0.6698 | 0.69631 | 0.64226 | 0.68892
NY- NOx Annual Budget- v6.20 | 914 | 7559 | Rate Constraint in MTons | FALSE | L | Annual | Allowances Purchased NOX | Thousand Tons | 0 | 0 | 0 | 0 | 0 | 0 | 0
NY- NOx Annual Budget- v6.20 | 914 | 7559 | Rate Constraint in MTons | FALSE | L | Annual | Allowances Sold NOX | Thousand Tons | 0 | 0 | 0 | 0 | 0 | 0 | 0
NY- NOx Annual Budget- v6.20 | 914 | 7559 | Rate Constraint in MTons | FALSE | L | Annual | Allowances Banked | Thousand Tons | 0 | 0 | 13.8569 | 3.3361 | 5.8956 | 15.4387 | 0
NY- NOx Annual Budget- v6.20 | 914 | 7559 | Rate Constraint in MTons | FALSE | L | Annual | Allowances Withdrawn (1:1) | Thousand Tons | 0 | 0 | 0 | 0 | -16.081 | 0 | -16.081
NY- NOx Annual Budget- v6.20 | 914 | 7559 | Rate Constraint in MTons | FALSE | L | Annual | Allowances Withdrawn (n:1) | Thousand Tons | 0 | 0 | 0 | 0 | 0 | 0 | 0
NY- NOx Annual Budget- v6.20 | 914 | 7559 | Rate Constraint in MTons | FALSE | L | Annual | Net Emissions Allowance Position | Thousand Tons | 3.4991 | 3.3251 | 16.081 | 4.0059 | -9.4891 | 16.081 | -15.3921
NY- NOx Annual Budget- v6.20 | 914 | 7559 | Rate Constraint in MTons | FALSE | L | Annual | Fuel Consumed | TBtu | 346.0688 | 360.6038 | 267.4913 | 100.1341 | 107.3723 | 111.8038 | 115.9696
NY- NOx Annual Budget- v6.20 | 914 | 7559 | Rate Constraint in MTons | FALSE | L | Annual | Rate | lb/MMBtu | 0.020222 | 0.018442 | 0.016629 | 0.013378 | 0.01297 | 0.011489 | 0.011881
NY- NOx Annual Budget- v6.20 | 914 | 7559 | Rate Constraint in MTons | FALSE | L | Annual | Generation | TWh | 46.3304 | 48.8575 | 36.9941 | 14.0164 | 15.0409 | 15.9378 | 16.9811
NY- NOx Annual Budget- v6.20 | 914 | 7559 | Rate Constraint in MTons | FALSE | L | Annual | Qualifying Generation | TWh | 46.3304 | 48.8575 | 36.9941 | 13.9181 | 14.8957 | 15.5199 | 16.2635
NY- NOx Annual Budget- v6.20 | 914 | 7559 | Rate Constraint in MTons | FALSE | L | Annual | Rate | lb/MWh | 0.15105 | 0.13611 | 0.12024 | 0.096249 | 0.093491 | 0.082766 | 0.08472
NY- NOx Annual Budget- v6.20 | 914 | 7559 | Rate Constraint in MTons | FALSE | L | Annual | Constraint Shadow Price | US2022$/Ton | 0 | 0 | 0 | 0 | 0 | 0 | 0
NY- NOx Ozone Season Budget- v6.20 | 915 | 7558 | Rate Constraint in MTons | FALSE | L | Annual | Seasons Included | Seasons | Summer | Summer | Summer | Summer | Summer | Summer | Summer
NY- NOx Ozone Season Budget- v6.20 | 915 | 7558 | Rate Constraint in MTons | FALSE | L | Annual | Standard NOX | Thousand Tons | 5.135 | 5.135 | 5.135 | 5.135 | 5.135 | 5.135 | 5.135
NY- NOx Ozone Season Budget- v6.20 | 915 | 7558 | Rate Constraint in MTons | FALSE | L | Annual | Emissions at Affected Plants NOX | Thousand Tons | 2.1732 | 2.0572 | 1.2785 | 0.65528 | 0.68142 | 0.54296 | 0.57618
NY- NOx Ozone Season Budget- v6.20 | 915 | 7558 | Rate Constraint in MTons | FALSE | L | Annual | Allowances Purchased NOX | Thousand Tons | 0 | 0 | 0 | 0 | 0 | 0 | 0
NY- NOx Ozone Season Budget- v6.20 | 915 | 7558 | Rate Constraint in MTons | FALSE | L | Annual | Allowances Sold NOX | Thousand Tons | 0 | 0 | 0 | 0 | 0 | 0 | 0
NY- NOx Ozone Season Budget- v6.20 | 915 | 7558 | Rate Constraint in MTons | FALSE | L | Annual | Allowances Banked | Thousand Tons | 0 | 3.0778 | 0 | 0 | 3.2532 | 0 | 0
NY- NOx Ozone Season Budget- v6.20 | 915 | 7558 | Rate Constraint in MTons | FALSE | L | Annual | Allowances Withdrawn (1:1) | Thousand Tons | 0 | 0 | 0 | 0 | 0 | -5.135 | 0
NY- NOx Ozone Season Budget- v6.20 | 915 | 7558 | Rate Constraint in MTons | FALSE | L | Annual | Allowances Withdrawn (n:1) | Thousand Tons | 0 | 0 | 0 | 0 | 0 | 0 | 0
NY- NOx Ozone Season Budget- v6.20 | 915 | 7558 | Rate Constraint in MTons | FALSE | L | Annual | Net Emissions Allowance Position | Thousand Tons | 2.1732 | 5.135 | 1.2785 | 0.65528 | 3.9346 | -4.592 | 0.57618
NY- NOx Ozone Season Budget- v6.20 | 915 | 7558 | Rate Constraint in MTons | FALSE | L | Annual | Fuel Consumed | TBtu | 188.4113 | 205.4857 | 173.8054 | 97.3228 | 104.5439 | 94.9665 | 96.8324
NY- NOx Ozone Season Budget- v6.20 | 915 | 7558 | Rate Constraint in MTons | FALSE | L | Annual | Rate | lb/MMBtu | 0.023068 | 0.020023 | 0.014712 | 0.013466 | 0.013036 | 0.011435 | 0.011901
NY- NOx Ozone Season Budget- v6.20 | 915 | 7558 | Rate Constraint in MTons | FALSE | L | Annual | Generation | TWh | 24.308 | 27.0447 | 23.6999 | 13.6099 | 14.6138 | 13.4122 | 14.0731
NY- NOx Ozone Season Budget- v6.20 | 915 | 7558 | Rate Constraint in MTons | FALSE | L | Annual | Qualifying Generation | TWh | 24.308 | 27.0447 | 23.6999 | 13.5207 | 14.4803 | 13.044 | 13.4425
NY- NOx Ozone Season Budget- v6.20 | 915 | 7558 | Rate Constraint in MTons | FALSE | L | Annual | Rate | lb/MWh | 0.1788 | 0.15213 | 0.10789 | 0.096929 | 0.094116 | 0.08325 | 0.085726
NY- NOx Ozone Season Budget- v6.20 | 915 | 7558 | Rate Constraint in MTons | FALSE | L | Annual | Constraint Shadow Price | US2022$/Ton | 0 | 0 | 0 | 0 | 0 | 0 | 0
NY- NOx Ozone Season Limit- CT Gas Units- v6.20 | 916 | 7639 | Rate Constraint in lbs/MMBtu | FALSE | L | Annual | Seasons Included | Seasons | Summer | Summer | Summer | Summer | Summer | Summer | Summer
NY- NOx Ozone Season Limit- CT Gas Units- v6.20 | 916 | 7639 | Rate Constraint in lbs/MMBtu | FALSE | L | Annual | Standard NOX | lb/MMBtu | 0.09191 | 0.09191 | 0.09191 | 0.09191 | 0.09191 | 0.09191 | 0.09191
NY- NOx Ozone Season Limit- CT Gas Units- v6.20 | 916 | 7639 | Rate Constraint in lbs/MMBtu | FALSE | L | Annual | Emissions at Affected Plants NOX | Thousand Tons | 0.072756 | 0.070996 | 0.049891 | 0.051106 | 0.019835 | 0.051589 | 0.054643
NY- NOx Ozone Season Limit- CT Gas Units- v6.20 | 916 | 7639 | Rate Constraint in lbs/MMBtu | FALSE | L | Annual | Allowances Purchased NOX | Thousand Tons | 0 | 0 | 0 | 0 | 0 | 0 | 0
NY- NOx Ozone Season Limit- CT Gas Units- v6.20 | 916 | 7639 | Rate Constraint in lbs/MMBtu | FALSE | L | Annual | Allowances Sold NOX | Thousand Tons | 0 | 0 | 0 | 0 | 0 | 0 | 0
NY- NOx Ozone Season Limit- CT Gas Units- v6.20 | 916 | 7639 | Rate Constraint in lbs/MMBtu | FALSE | L | Annual | Allowances Banked | Thousand Tons | 0 | 0 | 0 | 0 | 0 | 0 | 0
NY- NOx Ozone Season Limit- CT Gas Units- v6.20 | 916 | 7639 | Rate Constraint in lbs/MMBtu | FALSE | L | Annual | Allowances Withdrawn (1:1) | Thousand Tons | 0 | 0 | 0 | 0 | 0 | 0 | 0
NY- NOx Ozone Season Limit- CT Gas Units- v6.20 | 916 | 7639 | Rate Constraint in lbs/MMBtu | FALSE | L | Annual | Allowances Withdrawn (n:1) | Thousand Tons | 0 | 0 | 0 | 0 | 0 | 0 | 0
NY- NOx Ozone Season Limit- CT Gas Units- v6.20 | 916 | 7639 | Rate Constraint in lbs/MMBtu | FALSE | L | Annual | Net Emissions Allowance Position | Thousand Tons | 0.072756 | 0.070996 | 0.049891 | 0.051106 | 0.019835 | 0.051589 | 0.054643
NY- NOx Ozone Season Limit- CT Gas Units- v6.20 | 916 | 7639 | Rate Constraint in lbs/MMBtu | FALSE | L | Annual | Fuel Consumed | TBtu | 4.5095 | 3.8827 | 3.7363 | 2.6328 | 1.5914 | 2.3717 | 3.1351
NY- NOx Ozone Season Limit- CT Gas Units- v6.20 | 916 | 7639 | Rate Constraint in lbs/MMBtu | FALSE | L | Annual | Rate | lb/MMBtu | 0.032268 | 0.03657 | 0.026706 | 0.038823 | 0.024928 | 0.043503 | 0.034859
NY- NOx Ozone Season Limit- CT Gas Units- v6.20 | 916 | 7639 | Rate Constraint in lbs/MMBtu | FALSE | L | Annual | Generation | TWh | 0.3938 | 0.33884 | 0.34002 | 0.21734 | 0.14104 | 0.21117 | 0.28772
NY- NOx Ozone Season Limit- CT Gas Units- v6.20 | 916 | 7639 | Rate Constraint in lbs/MMBtu | FALSE | L | Annual | Qualifying Generation | TWh | 0.3938 | 0.33884 | 0.34002 | 0.21734 | 0.14104 | 0.21117 | 0.28772
NY- NOx Ozone Season Limit- CT Gas Units- v6.20 | 916 | 7639 | Rate Constraint in lbs/MMBtu | FALSE | L | Annual | Rate | lb/MWh | 0.36951 | 0.41906 | 0.29346 | 0.47028 | 0.28128 | 0.48859 | 0.37983
NY- NOx Ozone Season Limit- CT Gas Units- v6.20 | 916 | 7639 | Rate Constraint in lbs/MMBtu | FALSE | L | Annual | Constraint Shadow Price | US2022$/Ton | 0 | 0 | 0 | 0 | 0 | 0 | 0
NY- NOx Ozone Season Limit- CT Oil Units- v6.20 | 917 | 7640 | Rate Constraint in lbs/MMBtu | FALSE | L | Annual | Seasons Included | Seasons | Summer | Summer | Summer | Summer | Summer | Summer | Summer
NY- NOx Ozone Season Limit- CT Oil Units- v6.20 | 917 | 7640 | Rate Constraint in lbs/MMBtu | FALSE | L | Annual | Standard NOX | lb/MMBtu | 0.16279 | 0.16279 | 0.16279 | 0.16279 | 0.16279 | 0.16279 | 0.16279
NY- NOx Ozone Season Limit- CT Oil Units- v6.20 | 917 | 7640 | Rate Constraint in lbs/MMBtu | FALSE | L | Annual | Emissions at Affected Plants NOX | Thousand Tons | 0 | 0 | 0.0011053 | 0 | 0.00052245 | 0 | 0
NY- NOx Ozone Season Limit- CT Oil Units- v6.20 | 917 | 7640 | Rate Constraint in lbs/MMBtu | FALSE | L | Annual | Allowances Purchased NOX | Thousand Tons | 0 | 0 | 0 | 0 | 0 | 0 | 0
NY- NOx Ozone Season Limit- CT Oil Units- v6.20 | 917 | 7640 | Rate Constraint in lbs/MMBtu | FALSE | L | Annual | Allowances Sold NOX | Thousand Tons | 0 | 0 | 0 | 0 | 0 | 0 | 0
NY- NOx Ozone Season Limit- CT Oil Units- v6.20 | 917 | 7640 | Rate Constraint in lbs/MMBtu | FALSE | L | Annual | Allowances Banked | Thousand Tons | 0 | 0 | 0 | 0 | 0 | 0 | 0
NY- NOx Ozone Season Limit- CT Oil Units- v6.20 | 917 | 7640 | Rate Constraint in lbs/MMBtu | FALSE | L | Annual | Allowances Withdrawn (1:1) | Thousand Tons | 0 | 0 | 0 | 0 | 0 | 0 | 0
NY- NOx Ozone Season Limit- CT Oil Units- v6.20 | 917 | 7640 | Rate Constraint in lbs/MMBtu | FALSE | L | Annual | Allowances Withdrawn (n:1) | Thousand Tons | 0 | 0 | 0 | 0 | 0 | 0 | 0
NY- NOx Ozone Season Limit- CT Oil Units- v6.20 | 917 | 7640 | Rate Constraint in lbs/MMBtu | FALSE | L | Annual | Net Emissions Allowance Position | Thousand Tons | 0 | 0 | 0.0011053 | 0 | 0.00052245 | 0 | 0
NY- NOx Ozone Season Limit- CT Oil Units- v6.20 | 917 | 7640 | Rate Constraint in lbs/MMBtu | FALSE | L | Annual | Fuel Consumed | TBtu | 0 | 0 | 0.016337 | 0 | 0.037297 | 0 | 0
NY- NOx Ozone Season Limit- CT Oil Units- v6.20 | 917 | 7640 | Rate Constraint in lbs/MMBtu | FALSE | L | Annual | Rate | lb/MMBtu | 0 | 0 | 0.13531 | 0 | 0.028016 | 0 | 0
NY- NOx Ozone Season Limit- CT Oil Units- v6.20 | 917 | 7640 | Rate Constraint in lbs/MMBtu | FALSE | L | Annual | Generation | TWh | 0 | 0 | 0.0011484 | 0 | 0.003394 | 0 | 0
NY- NOx Ozone Season Limit- CT Oil Units- v6.20 | 917 | 7640 | Rate Constraint in lbs/MMBtu | FALSE | L | Annual | Qualifying Generation | TWh | 0 | 0 | 0.0011484 | 0 | 0.003394 | 0 | 0
NY- NOx Ozone Season Limit- CT Oil Units- v6.20 | 917 | 7640 | Rate Constraint in lbs/MMBtu | FALSE | L | Annual | Rate | lb/MWh | 0 | 0 | 1.9249 | 0 | 0.30787 | 0 | 0
NY- NOx Ozone Season Limit- CT Oil Units- v6.20 | 917 | 7640 | Rate Constraint in lbs/MMBtu | FALSE | L | Annual | Constraint Shadow Price | US2022$/Ton | 0 | 0 | 0 | 0 | 0 | 0 | 4518.1711
NY- SO2 Annual Budget- v6.20 | 918 | 7560 | Rate Constraint in MTons | FALSE | L | Annual | Seasons Included | Seasons | Winter, Spring, Summer, Fall | Winter, Spring, Summer, Fall | Winter, Spring, Summer, Fall | Winter, Spring, Summer, Fall | Winter, Spring, Summer, Fall | Winter, Spring, Summer, Fall | Winter, Spring, Summer, Fall
NY- SO2 Annual Budget- v6.20 | 918 | 7560 | Rate Constraint in MTons | FALSE | L | Annual | Standard SO2 | Thousand Tons | 27.556 | 27.556 | 27.556 | 27.556 | 27.556 | 27.556 | 27.556
NY- SO2 Annual Budget- v6.20 | 918 | 7560 | Rate Constraint in MTons | FALSE | L | Annual | Emissions at Affected Plants SO2 | Thousand Tons | 0 | 0 | 0 | 0 | 0 | 0 | 0
NY- SO2 Annual Budget- v6.20 | 918 | 7560 | Rate Constraint in MTons | FALSE | L | Annual | Allowances Purchased SO2 | Thousand Tons | 0 | 0 | 0 | 0 | 0 | 0 | 0
NY- SO2 Annual Budget- v6.20 | 918 | 7560 | Rate Constraint in MTons | FALSE | L | Annual | Allowances Sold SO2 | Thousand Tons | 0 | 0 | 0 | 0 | 0 | 0 | 0
NY- SO2 Annual Budget- v6.20 | 918 | 7560 | Rate Constraint in MTons | FALSE | L | Annual | Allowances Banked | Thousand Tons | 0 | 0 | 0 | 0 | 27.556 | 33.0672 | 0
NY- SO2 Annual Budget- v6.20 | 918 | 7560 | Rate Constraint in MTons | FALSE | L | Annual | Allowances Withdrawn (1:1) | Thousand Tons | 0 | 0 | 0 | 0 | 0 | -27.556 | -27.556
NY- SO2 Annual Budget- v6.20 | 918 | 7560 | Rate Constraint in MTons | FALSE | L | Annual | Allowances Withdrawn (n:1) | Thousand Tons | 0 | 0 | 0 | 0 | 0 | 0 | 0
NY- SO2 Annual Budget- v6.20 | 918 | 7560 | Rate Constraint in MTons | FALSE | L | Annual | Net Emissions Allowance Position | Thousand Tons | 0 | 0 | 0 | 0 | 27.556 | 5.5112 | -27.556
NY- SO2 Annual Budget- v6.20 | 918 | 7560 | Rate Constraint in MTons | FALSE | L | Annual | Fuel Consumed | TBtu | 346.0688 | 360.6038 | 267.4913 | 100.1341 | 107.3723 | 111.8038 | 115.9696
NY- SO2 Annual Budget- v6.20 | 918 | 7560 | Rate Constraint in MTons | FALSE | L | Annual | Rate | lb/MMBtu | 0 | 0 | 0 | 0 | 0 | 0 | 0
NY- SO2 Annual Budget- v6.20 | 918 | 7560 | Rate Constraint in MTons | FALSE | L | Annual | Generation | TWh | 46.3304 | 48.8575 | 36.9941 | 14.0164 | 15.0409 | 15.9378 | 16.9811
NY- SO2 Annual Budget- v6.20 | 918 | 7560 | Rate Constraint in MTons | FALSE | L | Annual | Qualifying Generation | TWh | 46.3304 | 48.8575 | 36.9941 | 13.9181 | 14.8957 | 15.5199 | 16.2635
NY- SO2 Annual Budget- v6.20 | 918 | 7560 | Rate Constraint in MTons | FALSE | L | Annual | Rate | lb/MWh | 0 | 0 | 0 | 0 | 0 | 0 | 0
NY- SO2 Annual Budget- v6.20 | 918 | 7560 | Rate Constraint in MTons | FALSE | L | Annual | Constraint Shadow Price | US2022$/Ton | 0 | 0 | 0 | 0 | 0 | 0 | 0
OR - CO2 Cap Annual v6.21 | 919 | 7736 | Rate Constraint in MTons | FALSE | L | Annual | Seasons Included | Seasons | Winter, Spring, Summer, Fall | Winter, Spring, Summer, Fall | Winter, Spring, Summer, Fall | Winter, Spring, Summer, Fall | Winter, Spring, Summer, Fall | Winter, Spring, Summer, Fall | Winter, Spring, Summer, Fall
OR - CO2 Cap Annual v6.21 | 919 | 7736 | Rate Constraint in MTons | FALSE | L | Annual | Standard CO2 | Thousand Tons | NA | 1847.1125 | 923.5562 | 0 | 0 | 0 | 0
OR - CO2 Cap Annual v6.21 | 919 | 7736 | Rate Constraint in MTons | FALSE | L | Annual | Emissions at Affected Plants CO2 | Thousand Tons | 0 | 1847.1125 | 923.5562 | 0 | 0 | 0 | 0
OR - CO2 Cap Annual v6.21 | 919 | 7736 | Rate Constraint in MTons | FALSE | L | Annual | Allowances Purchased CO2 | Thousand Tons | 0 | 0 | 0 | 0 | 0 | 0 | 0
OR - CO2 Cap Annual v6.21 | 919 | 7736 | Rate Constraint in MTons | FALSE | L | Annual | Allowances Sold CO2 | Thousand Tons | 0 | 0 | 0 | 0 | 0 | 0 | 0
OR - CO2 Cap Annual v6.21 | 919 | 7736 | Rate Constraint in MTons | FALSE | L | Annual | Allowances Banked | Thousand Tons | 0 | 0 | 0 | 0 | 0 | 0 | 0
OR - CO2 Cap Annual v6.21 | 919 | 7736 | Rate Constraint in MTons | FALSE | L | Annual | Allowances Withdrawn (1:1) | Thousand Tons | 0 | 0 | 0 | 0 | 0 | 0 | 0
OR - CO2 Cap Annual v6.21 | 919 | 7736 | Rate Constraint in MTons | FALSE | L | Annual | Allowances Withdrawn (n:1) | Thousand Tons | 0 | 0 | 0 | 0 | 0 | 0 | 0
OR - CO2 Cap Annual v6.21 | 919 | 7736 | Rate Constraint in MTons | FALSE | L | Annual | Net Emissions Allowance Position | Thousand Tons | 0 | 1847.1125 | 923.5562 | 0 | 0 | 0 | 0
OR - CO2 Cap Annual v6.21 | 919 | 7736 | Rate Constraint in MTons | FALSE | L | Annual | Fuel Consumed | TBtu | 0 | 62.3918 | 46.645 | 30.9286 | 30.9286 | 30.9286 | 30.9286
OR - CO2 Cap Annual v6.21 | 919 | 7736 | Rate Constraint in MTons | FALSE | L | Annual | Rate | lb/MMBtu | 0 | 59.2101 | 39.5994 | 0 | 0 | 0 | 0
OR - CO2 Cap Annual v6.21 | 919 | 7736 | Rate Constraint in MTons | FALSE | L | Annual | Generation | TWh | 0 | 5.2258 | 3.1552 | 1.1356 | 1.1356 | 1.1356 | 1.1356
OR - CO2 Cap Annual v6.21 | 919 | 7736 | Rate Constraint in MTons | FALSE | L | Annual | Qualifying Generation | TWh | 0 | 5.2258 | 3.1552 | 1.1356 | 1.1356 | 1.1356 | 1.1356
OR - CO2 Cap Annual v6.21 | 919 | 7736 | Rate Constraint in MTons | FALSE | L | Annual | Rate | lb/MWh | 0 | 706.9256 | 585.4145 | 0 | 0 | 0 | 0
OR - CO2 Cap Annual v6.21 | 919 | 7736 | Rate Constraint in MTons | FALSE | L | Annual | Constraint Shadow Price | US2022$/Ton | 0 | 18.8896 | 29.0335 | 1884.6137 | 746.2161 | 885.087 | 1200.2595
OR Utility Hg Rule - MER Removal New Units v3.1 | 920 | 7563 | MACT Fuel Choice Floor in lbs/MMBtu | FALSE | L | Annual | Seasons Included | Seasons | Winter, Spring, Summer, Fall | Winter, Spring, Summer, Fall | Winter, Spring, Summer, Fall | Winter, Spring, Summer, Fall | Winter, Spring, Summer, Fall | Winter, Spring, Summer, Fall | Winter, Spring, Summer, Fall
OR Utility Hg Rule - MER Removal New Units v3.1 | 920 | 7563 | MACT Fuel Choice Floor in lbs/MMBtu | FALSE | L | Annual | Emission Floor | lbs/MMBtu | 6e-07 | 6e-07 | 6e-07 | 6e-07 | 6e-07 | 6e-07 | 6e-07
OR Utility Hg Rule - MER Removal New Units v3.1 | 920 | 7563 | MACT Fuel Choice Floor in lbs/MMBtu | FALSE | L | Annual | Emissions at Affected Plants MER | lbs | 0 | 0 | 0 | 0 | 0 | 0 | 0
OR Utility Hg Rule - MER Removal New Units v3.1 | 920 | 7563 | MACT Fuel Choice Floor in lbs/MMBtu | FALSE | L | Annual | Allowances Purchased MER | lbs | 0 | 0 | 0 | 0 | 0 | 0 | 0
OR Utility Hg Rule - MER Removal New Units v3.1 | 920 | 7563 | MACT Fuel Choice Floor in lbs/MMBtu | FALSE | L | Annual | Allowances Sold MER | lbs | 0 | 0 | 0 | 0 | 0 | 0 | 0
OR Utility Hg Rule - MER Removal New Units v3.1 | 920 | 7563 | MACT Fuel Choice Floor in lbs/MMBtu | FALSE | L | Annual | Allowances Banked | lbs | 0 | 0 | 0 | 0 | 0 | 0 | 0
OR Utility Hg Rule - MER Removal New Units v3.1 | 920 | 7563 | MACT Fuel Choice Floor in lbs/MMBtu | FALSE | L | Annual | Allowances Withdrawn (1:1) | lbs | 0 | 0 | 0 | 0 | 0 | 0 | 0
OR Utility Hg Rule - MER Removal New Units v3.1 | 920 | 7563 | MACT Fuel Choice Floor in lbs/MMBtu | FALSE | L | Annual | Allowances Withdrawn (n:1) | lbs | 0 | 0 | 0 | 0 | 0 | 0 | 0
OR Utility Hg Rule - MER Removal New Units v3.1 | 920 | 7563 | MACT Fuel Choice Floor in lbs/MMBtu | FALSE | L | Annual | Net Emissions Allowance Position | lbs | 0 | 0 | 0 | 0 | 0 | 0 | 0
OR Utility Hg Rule - MER Removal New Units v3.1 | 920 | 7563 | MACT Fuel Choice Floor in lbs/MMBtu | FALSE | L | Annual | Fuel Consumed | TBtu | 0 | 0 | 0 | 0 | 0 | 0 | 0
OR Utility Hg Rule - MER Removal New Units v3.1 | 920 | 7563 | MACT Fuel Choice Floor in lbs/MMBtu | FALSE | L | Annual | Rate | lb/MMBtu | 0 | 0 | 0 | 0 | 0 | 0 | 0
OR Utility Hg Rule - MER Removal New Units v3.1 | 920 | 7563 | MACT Fuel Choice Floor in lbs/MMBtu | FALSE | L | Annual | Generation | TWh | 0 | 0 | 0 | 0 | 0 | 0 | 0
OR Utility Hg Rule - MER Removal New Units v3.1 | 920 | 7563 | MACT Fuel Choice Floor in lbs/MMBtu | FALSE | L | Annual | Qualifying Generation | TWh | 0 | 0 | 0 | 0 | 0 | 0 | 0
OR Utility Hg Rule - MER Removal New Units v3.1 | 920 | 7563 | MACT Fuel Choice Floor in lbs/MMBtu | FALSE | L | Annual | Constraint Shadow Price | US2022$/Lb | 0 | 0 | 0 | 0 | 0 | 0 | 0
Ozone Season NOX Cap TR - AL | 921 | 7705 | Rate Constraint in MTons | FALSE | L | Annual | Seasons Included | Seasons | Summer | Summer | Summer | Summer | Summer | Summer | Summer
Ozone Season NOX Cap TR - AL | 921 | 7705 | Rate Constraint in MTons | FALSE | L | Annual | Standard NOX | Thousand Tons | 7.546 | 5.578 | 5.578 | 5.578 | 5.578 | 5.578 | 5.578
Ozone Season NOX Cap TR - AL | 921 | 7705 | Rate Constraint in MTons | FALSE | L | Annual | Emissions at Affected Plants NOX | Thousand Tons | 4.4369 | 4.9331 | 4.9697 | 4.7321 | 0.88102 | 1.0822 | 1.3205
Ozone Season NOX Cap TR - AL | 921 | 7705 | Rate Constraint in MTons | FALSE | L | Annual | Allowances Purchased NOX | Thousand Tons | 0 | 0 | 0 | 0 | 0 | 0 | 0
Ozone Season NOX Cap TR - AL | 921 | 7705 | Rate Constraint in MTons | FALSE | L | Annual | Allowances Sold NOX | Thousand Tons | 0 | 0 | 0 | 0 | 0 | 0 | 0
Ozone Season NOX Cap TR - AL | 921 | 7705 | Rate Constraint in MTons | FALSE | L | Annual | Allowances Banked | Thousand Tons | 0 | 0 | 0 | 0 | 0 | 0 | 0
Ozone Season NOX Cap TR - AL | 921 | 7705 | Rate Constraint in MTons | FALSE | L | Annual | Allowances Withdrawn (1:1) | Thousand Tons | 0 | 0 | 0 | 0 | 0 | 0 | 0
Ozone Season NOX Cap TR - AL | 921 | 7705 | Rate Constraint in MTons | FALSE | L | Annual | Allowances Withdrawn (n:1) | Thousand Tons | 0 | 0 | 0 | 0 | 0 | 0 | 0
Ozone Season NOX Cap TR - AL | 921 | 7705 | Rate Constraint in MTons | FALSE | L | Annual | Net Emissions Allowance Position | Thousand Tons | 4.4369 | 4.9331 | 4.9697 | 4.7321 | 0.88102 | 1.0822 | 1.3205
Ozone Season NOX Cap TR - AL | 921 | 7705 | Rate Constraint in MTons | FALSE | L | Annual | Fuel Consumed | TBtu | 336.847 | 339.9841 | 339.4345 | 302.3865 | 147.7141 | 187.8109 | 236.4912
Ozone Season NOX Cap TR - AL | 921 | 7705 | Rate Constraint in MTons | FALSE | L | Annual | Rate | lb/MMBtu | 0.026344 | 0.02902 | 0.029282 | 0.031298 | 0.011929 | 0.011524 | 0.011168
Ozone Season NOX Cap TR - AL | 921 | 7705 | Rate Constraint in MTons | FALSE | L | Annual | Generation | TWh | 44.2979 | 44.2002 | 40.5748 | 35.4472 | 22.8088 | 28.6879 | 36.0346
Ozone Season NOX Cap TR - AL | 921 | 7705 | Rate Constraint in MTons | FALSE | L | Annual | Qualifying Generation | TWh | 43.8582 | 43.7294 | 40.3093 | 35.3451 | 21.1948 | 26.7009 | 33.1764
Ozone Season NOX Cap TR - AL | 921 | 7705 | Rate Constraint in MTons | FALSE | L | Annual | Rate | lb/MWh | 0.20233 | 0.22562 | 0.24658 | 0.26777 | 0.083136 | 0.081058 | 0.079608
Ozone Season NOX Cap TR - AL | 921 | 7705 | Rate Constraint in MTons | FALSE | L | Annual | Constraint Shadow Price | US2022$/Ton | 0 | 0 | 0 | 0 | 0 | 0 | 0
Ozone Season NOX Cap TR - AR | 922 | 7706 | Rate Constraint in MTons | FALSE | L | Annual | Seasons Included | Seasons | Summer | Summer | Summer | Summer | Summer | Summer | Summer
Ozone Season NOX Cap TR - AR | 922 | 7706 | Rate Constraint in MTons | FALSE | L | Annual | Standard NOX | Thousand Tons | 4.877 | 4.334 | 4.334 | 4.334 | 4.334 | 4.334 | 4.334
Ozone Season NOX Cap TR - AR | 922 | 7706 | Rate Constraint in MTons | FALSE | L | Annual | Emissions at Affected Plants NOX | Thousand Tons | 4.877 | 2.4095 | 0.84994 | 0.42645 | 0.24847 | 0.54323 | 0.54598
Ozone Season NOX Cap TR - AR | 922 | 7706 | Rate Constraint in MTons | FALSE | L | Annual | Allowances Purchased NOX | Thousand Tons | 0 | 0 | 0 | 0 | 0 | 0 | 0
Ozone Season NOX Cap TR - AR | 922 | 7706 | Rate Constraint in MTons | FALSE | L | Annual | Allowances Sold NOX | Thousand Tons | 0 | 0 | 0 | 0 | 0 | 0 | 0
Ozone Season NOX Cap TR - AR | 922 | 7706 | Rate Constraint in MTons | FALSE | L | Annual | Allowances Banked | Thousand Tons | 0 | 0 | 0 | 0 | 0 | 0 | 0
Ozone Season NOX Cap TR - AR | 922 | 7706 | Rate Constraint in MTons | FALSE | L | Annual | Allowances Withdrawn (1:1) | Thousand Tons | 0 | 0 | 0 | 0 | 0 | 0 | 0
Ozone Season NOX Cap TR - AR | 922 | 7706 | Rate Constraint in MTons | FALSE | L | Annual | Allowances Withdrawn (n:1) | Thousand Tons | 0 | 0 | 0 | 0 | 0 | 0 | 0
Ozone Season NOX Cap TR - AR | 922 | 7706 | Rate Constraint in MTons | FALSE | L | Annual | Net Emissions Allowance Position | Thousand Tons | 4.877 | 2.4095 | 0.84994 | 0.42645 | 0.24847 | 0.54323 | 0.54598
Ozone Season NOX Cap TR - AR | 922 | 7706 | Rate Constraint in MTons | FALSE | L | Annual | Fuel Consumed | TBtu | 152.025 | 132.385 | 77.7855 | 33.4301 | 20.9249 | 50.2072 | 50.8491
Ozone Season NOX Cap TR - AR | 922 | 7706 | Rate Constraint in MTons | FALSE | L | Annual | Rate | lb/MMBtu | 0.06416 | 0.036401 | 0.021853 | 0.025513 | 0.023749 | 0.021639 | 0.021475
Ozone Season NOX Cap TR - AR | 922 | 7706 | Rate Constraint in MTons | FALSE | L | Annual | Generation | TWh | 18.4708 | 16.6255 | 10.5006 | 4.5284 | 2.7618 | 6.796 | 6.883
Ozone Season NOX Cap TR - AR | 922 | 7706 | Rate Constraint in MTons | FALSE | L | Annual | Qualifying Generation | TWh | 18.4708 | 16.6255 | 10.5006 | 4.5284 | 2.7585 | 6.7922 | 6.8765
Ozone Season NOX Cap TR - AR | 922 | 7706 | Rate Constraint in MTons | FALSE | L | Annual | Rate | lb/MWh | 0.52808 | 0.28985 | 0.16188 | 0.18834 | 0.18015 | 0.15996 | 0.1588
Ozone Season NOX Cap TR - AR | 922 | 7706 | Rate Constraint in MTons | FALSE | L | Annual | Constraint Shadow Price | US2022$/Ton | 5306.8132 | 0 | 0 | 0 | 0 | 0 | 0
Ozone Season NOX Cap TR - IL | 923 | 7708 | Rate Constraint in MTons | FALSE | L | Annual | Seasons Included | Seasons | Summer | Summer | Summer | Summer | Summer | Summer | Summer
Ozone Season NOX Cap TR - IL | 923 | 7708 | Rate Constraint in MTons | FALSE | L | Annual | Standard NOX | Thousand Tons | 5.511 | 4.901 | 4.901 | 4.901 | 4.901 | 4.901 | 4.901
Ozone Season NOX Cap TR - IL | 923 | 7708 | Rate Constraint in MTons | FALSE | L | Annual | Emissions at Affected Plants NOX | Thousand Tons | 2.7112 | 2.6283 | 2.3449 | 1.9786 | 0.0040534 | 0.014494 | 0.012631
Ozone Season NOX Cap TR - IL | 923 | 7708 | Rate Constraint in MTons | FALSE | L | Annual | Allowances Purchased NOX | Thousand Tons | 0 | 0 | 0 | 0 | 0 | 0 | 0
Ozone Season NOX Cap TR - IL | 923 | 7708 | Rate Constraint in MTons | FALSE | L | Annual | Allowances Sold NOX | Thousand Tons | 0 | 0 | 0 | 0 | 0 | 0 | 0
Ozone Season NOX Cap TR - IL | 923 | 7708 | Rate Constraint in MTons | FALSE | L | Annual | Allowances Banked | Thousand Tons | 0 | 0 | 0 | 0 | 0 | 0 | 0
Ozone Season NOX Cap TR - IL | 923 | 7708 | Rate Constraint in MTons | FALSE | L | Annual | Allowances Withdrawn (1:1) | Thousand Tons | 0 | 0 | 0 | 0 | 0 | 0 | 0
Ozone Season NOX Cap TR - IL | 923 | 7708 | Rate Constraint in MTons | FALSE | L | Annual | Allowances Withdrawn (n:1) | Thousand Tons | 0 | 0 | 0 | 0 | 0 | 0 | 0
Ozone Season NOX Cap TR - IL | 923 | 7708 | Rate Constraint in MTons | FALSE | L | Annual | Net Emissions Allowance Position | Thousand Tons | 2.7112 | 2.6283 | 2.3449 | 1.9786 | 0.0040534 | 0.014494 | 0.012631
Ozone Season NOX Cap TR - IL | 923 | 7708 | Rate Constraint in MTons | FALSE | L | Annual | Fuel Consumed | TBtu | 161.4314 | 162.5163 | 149.9633 | 99.4601 | 0.41604 | 1.4623 | 1.5647
Ozone Season NOX Cap TR - IL | 923 | 7708 | Rate Constraint in MTons | FALSE | L | Annual | Rate | lb/MMBtu | 0.033589 | 0.032345 | 0.031273 | 0.039787 | 0.019485 | 0.019823 | 0.016145
Ozone Season NOX Cap TR - IL | 923 | 7708 | Rate Constraint in MTons | FALSE | L | Annual | Generation | TWh | 20.6222 | 22.7235 | 18.6841 | 10.7635 | 0.049416 | 0.68037 | 0.90599
Ozone Season NOX Cap TR - IL | 923 | 7708 | Rate Constraint in MTons | FALSE | L | Annual | Qualifying Generation | TWh | 20.6222 | 20.9274 | 17.9095 | 10.6911 | 0.049416 | 0.16636 | 0.17406
Ozone Season NOX Cap TR - IL | 923 | 7708 | Rate Constraint in MTons | FALSE | L | Annual | Rate | lb/MWh | 0.26294 | 0.25118 | 0.26186 | 0.37014 | 0.16405 | 0.17425 | 0.14514
Ozone Season NOX Cap TR - IL | 923 | 7708 | Rate Constraint in MTons | FALSE | L | Annual | Constraint Shadow Price | US2022$/Ton | 0 | 0 | 0 | 0 | 0 | 0 | 0
Ozone Season NOX Cap TR - IN | 924 | 7709 | Rate Constraint in MTons | FALSE | L | Annual | Seasons Included | Seasons | Summer | Summer | Summer | Summer | Summer | Summer | Summer
Ozone Season NOX Cap TR - IN | 924 | 7709 | Rate Constraint in MTons | FALSE | L | Annual | Standard NOX | Thousand Tons | 10.446 | 7.631 | 7.631 | 7.631 | 7.631 | 7.631 | 7.631
Ozone Season NOX Cap TR - IN | 924 | 7709 | Rate Constraint in MTons | FALSE | L | Annual | Emissions at Affected Plants NOX | Thousand Tons | 6.795 | 4.3547 | 1.405 | 1.1374 | 0.17216 | 0.31415 | 0.32983
Ozone Season NOX Cap TR - IN | 924 | 7709 | Rate Constraint in MTons | FALSE | L | Annual | Allowances Purchased NOX | Thousand Tons | 0 | 0 | 0 | 0 | 0 | 0 | 0
Ozone Season NOX Cap TR - IN | 924 | 7709 | Rate Constraint in MTons | FALSE | L | Annual | Allowances Sold NOX | Thousand Tons | 0 | 0 | 0 | 0 | 0 | 0 | 0
Ozone Season NOX Cap TR - IN | 924 | 7709 | Rate Constraint in MTons | FALSE | L | Annual | Allowances Banked | Thousand Tons | 0 | 0 | 0 | 0 | 0 | 0 | 0
Ozone Season NOX Cap TR - IN | 924 | 7709 | Rate Constraint in MTons | FALSE | L | Annual | Allowances Withdrawn (1:1) | Thousand Tons | 0 | 0 | 0 | 0 | 0 | 0 | 0
Ozone Season NOX Cap TR - IN | 924 | 7709 | Rate Constraint in MTons | FALSE | L | Annual | Allowances Withdrawn (n:1) | Thousand Tons | 0 | 0 | 0 | 0 | 0 | 0 | 0
Ozone Season NOX Cap TR - IN | 924 | 7709 | Rate Constraint in MTons | FALSE | L | Annual | Net Emissions Allowance Position | Thousand Tons | 6.795 | 4.3547 | 1.405 | 1.1374 | 0.17216 | 0.31415 | 0.32983
Ozone Season NOX Cap TR - IN | 924 | 7709 | Rate Constraint in MTons | FALSE | L | Annual | Fuel Consumed | TBtu | 212.6037 | 219.3385 | 133.7848 | 83.2892 | 39.9754 | 68.6661 | 71.652
Ozone Season NOX Cap TR - IN | 924 | 7709 | Rate Constraint in MTons | FALSE | L | Annual | Rate | lb/MMBtu | 0.063922 | 0.039707 | 0.021004 | 0.027313 | 0.0086134 | 0.0091499 | 0.0092064
Ozone Season NOX Cap TR - IN | 924 | 7709 | Rate Constraint in MTons | FALSE | L | Annual | Generation | TWh | 23.6797 | 24.6334 | 17.5685 | 9.87 | 6.5874 | 9.2394 | 9.5635
Ozone Season NOX Cap TR - IN | 924 | 7709 | Rate Constraint in MTons | FALSE | L | Annual | Qualifying Generation | TWh | 23.6316 | 24.3732 | 15.45 | 9.3134 | 5.5289 | 9.1723 | 9.4841
Ozone Season NOX Cap TR - IN | 924 | 7709 | Rate Constraint in MTons | FALSE | L | Annual | Rate | lb/MWh | 0.57508 | 0.35733 | 0.18188 | 0.24426 | 0.062277 | 0.068498 | 0.069553
Ozone Season NOX Cap TR - IN | 924 | 7709 | Rate Constraint in MTons | FALSE | L | Annual | Constraint Shadow Price | US2022$/Ton | 0 | 0 | 0 | 0 | 0 | 0 | 0
Ozone Season NOX Cap TR - KY | 925 | 7710 | Rate Constraint in MTons | FALSE | L | Annual | Seasons Included | Seasons | Summer | Summer | Summer | Summer | Summer | Summer | Summer
Ozone Season NOX Cap TR - KY | 925 | 7710 | Rate Constraint in MTons | FALSE | L | Annual | Standard NOX | Thousand Tons | 9.513 | 9.291 | 9.291 | 9.291 | 9.291 | 9.291 | 9.291
Ozone Season NOX Cap TR - KY | 925 | 7710 | Rate Constraint in MTons | FALSE | L | Annual | Emissions at Affected Plants NOX | Thousand Tons | 3.6519 | 4.0505 | 3.8021 | 3.762 | 0.42504 | 0.52317 | 0.43017
Ozone Season NOX Cap TR - KY | 925 | 7710 | Rate Constraint in MTons | FALSE | L | Annual | Allowances Purchased NOX | Thousand Tons | 0 | 0 | 0 | 0 | 0 | 0 | 0
Ozone Season NOX Cap TR - KY | 925 | 7710 | Rate Constraint in MTons | FALSE | L | Annual | Allowances Sold NOX | Thousand Tons | 0 | 0 | 0 | 0 | 0 | 0 | 0
Ozone Season NOX Cap TR - KY | 925 | 7710 | Rate Constraint in MTons | FALSE | L | Annual | Allowances Banked | Thousand Tons | 0 | 0 | 0 | 0 | 0 | 0 | 0
Ozone Season NOX Cap TR - KY | 925 | 7710 | Rate Constraint in MTons | FALSE | L | Annual | Allowances Withdrawn (1:1) | Thousand Tons | 0 | 0 | 0 | 0 | 0 | 0 | 0
Ozone Season NOX Cap TR - KY | 925 | 7710 | Rate Constraint in MTons | FALSE | L | Annual | Allowances Withdrawn (n:1) | Thousand Tons | 0 | 0 | 0 | 0 | 0 | 0 | 0
Ozone Season NOX Cap TR - KY | 925 | 7710 | Rate Constraint in MTons | FALSE | L | Annual | Net Emissions Allowance Position | Thousand Tons | 3.6519 | 4.0505 | 3.8021 | 3.762 | 0.42504 | 0.52317 | 0.43017
Ozone Season NOX Cap TR - KY | 925 | 7710 | Rate Constraint in MTons | FALSE | L | Annual | Fuel Consumed | TBtu | 180.6001 | 193.7701 | 171.5183 | 172.26 | 62.3 | 71.8846 | 73.0942
Ozone Season NOX Cap TR - KY | 925 | 7710 | Rate Constraint in MTons | FALSE | L | Annual | Rate | lb/MMBtu | 0.040442 | 0.041808 | 0.044334 | 0.043678 | 0.013645 | 0.014556 | 0.01177
Ozone Season NOX Cap TR - KY | 925 | 7710 | Rate Constraint in MTons | FALSE | L | Annual | Generation | TWh | 23.5604 | 26.8188 | 21.8925 | 18.8782 | 10.6137 | 11.8559 | 12.5605
Ozone Season NOX Cap TR - KY | 925 | 7710 | Rate Constraint in MTons | FALSE | L | Annual | Qualifying Generation | TWh | 22.2381 | 23.5546 | 17.6543 | 18.1082 | 9.4005 | 10.6512 | 10.9299
Ozone Season NOX Cap TR - KY | 925 | 7710 | Rate Constraint in MTons | FALSE | L | Annual | Rate | lb/MWh | 0.32844 | 0.34393 | 0.43073 | 0.4155 | 0.09043 | 0.098237 | 0.078715
Ozone Season NOX Cap TR - KY | 925 | 7710 | Rate Constraint in MTons | FALSE | L | Annual | Constraint Shadow Price | US2022$/Ton | 0 | 0 | 0 | 0 | 0 | 0 | 0
Ozone Season NOX Cap TR - LA | 926 | 7711 | Rate Constraint in MTons | FALSE | L | Annual | Seasons Included | Seasons | Summer | Summer | Summer | Summer | Summer | Summer | Summer
Ozone Season NOX Cap TR - LA | 926 | 7711 | Rate Constraint in MTons | FALSE | L | Annual | Standard NOX | Thousand Tons | 3.592 | 3.592 | 3.592 | 3.592 | 3.592 | 3.592 | 3.592
Ozone Season NOX Cap TR - LA | 926 | 7711 | Rate Constraint in MTons | FALSE | L | Annual | Emissions at Affected Plants NOX | Thousand Tons | 3.592 | 3.592 | 3.0207 | 2.0854 | 1.8759 | 2.5186 | 2.7241
Ozone Season NOX Cap TR - LA | 926 | 7711 | Rate Constraint in MTons | FALSE | L | Annual | Allowances Purchased NOX | Thousand Tons | 0 | 0 | 0 | 0 | 0 | 0 | 0
Ozone Season NOX Cap TR - LA | 926 | 7711 | Rate Constraint in MTons | FALSE | L | Annual | Allowances Sold NOX | Thousand Tons | 0 | 0 | 0 | 0 | 0 | 0 | 0
Ozone Season NOX Cap TR - LA | 926 | 7711 | Rate Constraint in MTons | FALSE | L | Annual | Allowances Banked | Thousand Tons | 0 | 0 | 0 | 0 | 0 | 0 | 0
Ozone Season NOX Cap TR - LA | 926 | 7711 | Rate Constraint in MTons | FALSE | L | Annual | Allowances Withdrawn (1:1) | Thousand Tons | 0 | 0 | 0 | 0 | 0 | 0 | 0
Ozone Season NOX Cap TR - LA | 926 | 7711 | Rate Constraint in MTons | FALSE | L | Annual | Allowances Withdrawn (n:1) | Thousand Tons | 0 | 0 | 0 | 0 | 0 | 0 | 0
Ozone Season NOX Cap TR - LA | 926 | 7711 | Rate Constraint in MTons | FALSE | L | Annual | Net Emissions Allowance Position | Thousand Tons | 3.592 | 3.592 | 3.0207 | 2.0854 | 1.8759 | 2.5186 | 2.7241
Ozone Season NOX Cap TR - LA | 926 | 7711 | Rate Constraint in MTons | FALSE | L | Annual | Fuel Consumed | TBtu | 209.2453 | 211.2188 | 230.5276 | 152.1724 | 115.0407 | 171.0418 | 205.0468
Ozone Season NOX Cap TR - LA | 926 | 7711 | Rate Constraint in MTons | FALSE | L | Annual | Rate | lb/MMBtu | 0.034333 | 0.034012 | 0.026207 | 0.027408 | 0.032613 | 0.029451 | 0.02657
Ozone Season NOX Cap TR - LA | 926 | 7711 | Rate Constraint in MTons | FALSE | L | Annual | Generation | TWh | 28.7589 | 27.5793 | 30.7984 | 20.108 | 14.7052 | 22.7888 | 27.7748
Ozone Season NOX Cap TR - LA | 926 | 7711 | Rate Constraint in MTons | FALSE | L | Annual | Qualifying Generation | TWh | 28.7589 | 27.5793 | 30.7984 | 20.108 | 14.7052 | 22.7848 | 27.7645
Ozone Season NOX Cap TR - LA | 926 | 7711 | Rate Constraint in MTons | FALSE | L | Annual | Rate | lb/MWh | 0.2498 | 0.26048 | 0.19616 | 0.20742 | 0.25514 | 0.22108 | 0.19623
Ozone Season NOX Cap TR - LA | 926 | 7711 | Rate Constraint in MTons | FALSE | L | Annual | Constraint Shadow Price | US2022$/Ton | 38966.378 | 69580.437 | 0 | 0 | 0 | 0 | 0
Ozone Season NOX Cap TR - MD | 927 | 7712 | Rate Constraint in MTons | FALSE | L | Annual | Seasons Included | Seasons | Summer | Summer | Summer | Summer | Summer | Summer | Summer
Ozone Season NOX Cap TR - MD | 927 | 7712 | Rate Constraint in MTons | FALSE | L | Annual | Standard NOX | Thousand Tons | 0.717 | 0.717 | 0.717 | 0.717 | 0.717 | 0.717 | 0.717
Ozone Season NOX Cap TR - MD | 927 | 7712 | Rate Constraint in MTons | FALSE | L | Annual | Emissions at Affected Plants NOX | Thousand Tons | 0.717 | 0.64581 | 0.58141 | 0.46522 | 0.27509 | 0.3573 | 0.39807
Ozone Season NOX Cap TR - MD | 927 | 7712 | Rate Constraint in MTons | FALSE | L | Annual | Allowances Purchased NOX | Thousand Tons | 0 | 0 | 0 | 0 | 0 | 0 | 0
Ozone Season NOX Cap TR - MD | 927 | 7712 | Rate Constraint in MTons | FALSE | L | Annual | Allowances Sold NOX | Thousand Tons | 0 | 0 | 0 | 0 | 0 | 0 | 0
Ozone Season NOX Cap TR - MD | 927 | 7712 | Rate Constraint in MTons | FALSE | L | Annual | Allowances Banked | Thousand Tons | 0 | 0 | 0 | 0 | 0 | 0 | 0
Ozone Season NOX Cap TR - MD | 927 | 7712 | Rate Constraint in MTons | FALSE | L | Annual | Allowances Withdrawn (1:1) | Thousand Tons | 0 | 0 | 0 | 0 | 0 | 0 | 0
Ozone Season NOX Cap TR - MD | 927 | 7712 | Rate Constraint in MTons | FALSE | L | Annual | Allowances Withdrawn (n:1) | Thousand Tons | 0 | 0 | 0 | 0 | 0 | 0 | 0
Ozone Season NOX Cap TR - MD | 927 | 7712 | Rate Constraint in MTons | FALSE | L | Annual | Net Emissions Allowance Position | Thousand Tons | 0.717 | 0.64581 | 0.58141 | 0.46522 | 0.27509 | 0.3573 | 0.39807
Ozone Season NOX Cap TR - MD | 927 | 7712 | Rate Constraint in MTons | FALSE | L | Annual | Fuel Consumed | TBtu | 99.4621 | 97.1795 | 86.8702 | 69.6615 | 68.4573 | 87.1231 | 94.5393
Ozone Season NOX Cap TR - MD | 927 | 7712 | Rate Constraint in MTons | FALSE | L | Annual | Rate | lb/MMBtu | 0.014418 | 0.013291 | 0.013386 | 0.013357 | 0.0080368 | 0.0082021 | 0.0084213
Ozone Season NOX Cap TR - MD | 927 | 7712 | Rate Constraint in MTons | FALSE | L | Annual | Generation | TWh | 14.1101 | 13.874 | 12.1949 | 9.89 | 10.6204 | 31.828 | 45.5691
Ozone Season NOX Cap TR - MD | 927 | 7712 | Rate Constraint in MTons | FALSE | L | Annual | Qualifying Generation | TWh | 14.1101 | 13.874 | 12.1949 | 9.8224 | 9.9194 | 12.6051 | 13.7702
Ozone Season NOX Cap TR - MD | 927 | 7712 | Rate Constraint in MTons | FALSE | L | Annual | Rate | lb/MWh | 0.10163 | 0.093096 | 0.095353 | 0.094727 | 0.055465 | 0.056691 | 0.057816
Ozone Season NOX Cap TR - MD | 927 | 7712 | Rate Constraint in MTons | FALSE | L | Annual | Constraint Shadow Price | US2022$/Ton | 468.4171 | 0 | 0 | 0 | 0 | 0 | 0
Ozone Season NOX Cap TR - MI | 928 | 7713 | Rate Constraint in MTons | FALSE | L | Annual | Seasons Included | Seasons | Summer | Summer | Summer | Summer | Summer | Summer | Summer
Ozone Season NOX Cap TR - MI | 928 | 7713 | Rate Constraint in MTons | FALSE | L | Annual | Standard NOX | Thousand Tons | 7.256 | 6.886 | 6.886 | 6.886 | 6.886 | 6.886 | 6.886
Ozone Season NOX Cap TR - MI | 928 | 7713 | Rate Constraint in MTons | FALSE | L | Annual | Emissions at Affected Plants NOX | Thousand Tons | 5.5104 | 4.6924 | 3.9469 | 3.0451 | 1.3452 | 3.1411 | 3.0024
Ozone Season NOX Cap TR - MI | 928 | 7713 | Rate Constraint in MTons | FALSE | L | Annual | Allowances Purchased NOX | Thousand Tons | 0 | 0 | 0 | 0 | 0 | 0 | 0
Ozone Season NOX Cap TR - MI | 928 | 7713 | Rate Constraint in MTons | FALSE | L | Annual | Allowances Sold NOX | Thousand Tons | 0 | 0 | 0 | 0 | 0 | 0 | 0
Ozone Season NOX Cap TR - MI | 928 | 7713 | Rate Constraint in MTons | FALSE | L | Annual | Allowances Banked | Thousand Tons | 0 | 0 | 0 | 0 | 0 | 0 | 0
Ozone Season NOX Cap TR - MI | 928 | 7713 | Rate Constraint in MTons | FALSE | L | Annual | Allowances Withdrawn (1:1) | Thousand Tons | 0 | 0 | 0 | 0 | 0 | 0 | 0
Ozone Season NOX Cap TR - MI | 928 | 7713 | Rate Constraint in MTons | FALSE | L | Annual | Allowances Withdrawn (n:1) | Thousand Tons | 0 | 0 | 0 | 0 | 0 | 0 | 0
Ozone Season NOX Cap TR - MI | 928 | 7713 | Rate Constraint in MTons | FALSE | L | Annual | Net Emissions Allowance Position | Thousand Tons | 5.5104 | 4.6924 | 3.9469 | 3.0451 | 1.3452 | 3.1411 | 3.0024
Ozone Season NOX Cap TR - MI | 928 | 7713 | Rate Constraint in MTons | FALSE | L | Annual | Fuel Consumed | TBtu | 239.686 | 211.329 | 191.5969 | 168.9716 | 122.9721 | 184.7059 | 174.6031
Ozone Season NOX Cap TR - MI | 928 | 7713 | Rate Constraint in MTons | FALSE | L | Annual | Rate | lb/MMBtu | 0.04598 | 0.044408 | 0.0412 | 0.036043 | 0.021878 | 0.034011 | 0.034391
Ozone Season NOX Cap TR - MI | 928 | 7713 | Rate Constraint in MTons | FALSE | L | Annual | Generation | TWh | 32.1074 | 31.0626 | 29.7886 | 24.8947 | 19.4085 | 27.3359 | 25.9308
Ozone Season NOX Cap TR - MI | 928 | 7713 | Rate Constraint in MTons | FALSE | L | Annual | Qualifying Generation | TWh | 32.1071 | 29.4799 | 27.2479 | 24.2686 | 18.2409 | 26.741 | 25.2781
Ozone Season NOX Cap TR - MI | 928 | 7713 | Rate Constraint in MTons | FALSE | L | Annual | Rate | lb/MWh | 0.34325 | 0.31835 | 0.2897 | 0.25095 | 0.14749 | 0.23492 | 0.23755
Ozone Season NOX Cap TR - MI | 928 | 7713 | Rate Constraint in MTons | FALSE | L | Annual | Constraint Shadow Price | US2022$/Ton | 0 | 0 | 0 | 0 | 0 | 0 | 0
Ozone Season NOX Cap TR - MN | 929 | 7714 | Rate Constraint in MTons | FALSE | L | Annual | Seasons Included | Seasons | Summer | Summer | Summer | Summer | Summer | Summer | Summer
Ozone Season NOX Cap TR - MN | 929 | 7714 | Rate Constraint in MTons | FALSE | L | Annual | Standard NOX | Thousand Tons | 3.515 | 2.012 | 2.012 | 2.012 | 2.012 | 2.012 | 2.012
Ozone Season NOX Cap TR - MN | 929 | 7714 | Rate Constraint in MTons | FALSE | L | Annual | Emissions at Affected Plants NOX | Thousand Tons | 2.0086 | 1.8923 | 0.11526 | 0.023773 | 0.0081724 | 0.064073 | 0.090784
Ozone Season NOX Cap TR - MN | 929 | 7714 | Rate Constraint in MTons | FALSE | L | Annual | Allowances Purchased NOX | Thousand Tons | 0 | 0 | 0 | 0 | 0 | 0 | 0
Ozone Season NOX Cap TR - MN | 929 | 7714 | Rate Constraint in MTons | FALSE | L | Annual | Allowances Sold NOX | Thousand Tons | 0 | 0 | 0 | 0 | 0 | 0 | 0
Ozone Season NOX Cap TR - MN | 929 | 7714 | Rate Constraint in MTons | FALSE | L | Annual | Allowances Banked | Thousand Tons | 0 | 0 | 0 | 0 | 0 | 0 | 0
Ozone Season NOX Cap TR - MN | 929 | 7714 | Rate Constraint in MTons | FALSE | L | Annual | Allowances Withdrawn (1:1) | Thousand Tons | 0 | 0 | 0 | 0 | 0 | 0 | 0
Ozone Season NOX Cap TR - MN | 929 | 7714 | Rate Constraint in MTons | FALSE | L | Annual | Allowances Withdrawn (n:1) | Thousand Tons | 0 | 0 | 0 | 0 | 0 | 0 | 0
Ozone Season NOX Cap TR - MN | 929 | 7714 | Rate Constraint in MTons | FALSE | L | Annual | Net Emissions Allowance Position | Thousand Tons | 2.0086 | 1.8923 | 0.11526 | 0.023773 | 0.0081724 | 0.064073 | 0.090784
Ozone Season NOX Cap TR - MN | 929 | 7714 | Rate Constraint in MTons | FALSE | L | Annual | Fuel Consumed | TBtu | 68.8302 | 66.5452 | 20.0724 | 4.1276 | 1.3586 | 10.8394 | 16.2564
Ozone Season NOX Cap TR - MN | 929 | 7714 | Rate Constraint in MTons | FALSE | L | Annual | Rate | lb/MMBtu | 0.058363 | 0.056874 | 0.011485 | 0.011519 | 0.012031 | 0.011822 | 0.011169
Ozone Season NOX Cap TR - MN | 929 | 7714 | Rate Constraint in MTons | FALSE | L | Annual | Generation | TWh | 12.3069 | 12.2424 | 5.8742 | 3.1321 | 3.3201 | 7.3391 | 7.6972
Ozone Season NOX Cap TR - MN | 929 | 7714 | Rate Constraint in MTons | FALSE | L | Annual | Qualifying Generation | TWh | 8.1537 | 8.0891 | 2.7592 | 0.57392 | 0.18715 | 1.4918 | 2.222
Ozone Season NOX Cap TR - MN | 929 | 7714 | Rate Constraint in MTons | FALSE | L | Annual | Rate | lb/MWh | 0.49268 | 0.46787 | 0.083548 | 0.082843 | 0.087333 | 0.085898 | 0.081713
Ozone Season NOX Cap TR - MN | 929 | 7714 | Rate Constraint in MTons | FALSE | L | Annual | Constraint Shadow Price | US2022$/Ton | 0 | 0 | 0 | 0 | 0 | 0 | 0
Ozone Season NOX Cap TR - MO | 930 | 7716 | Rate Constraint in MTons | FALSE | L | Annual | Seasons Included | Seasons | Summer | Summer | Summer | Summer | Summer | Summer | Summer
Ozone Season NOX Cap TR - MO | 930 | 7716 | Rate Constraint in MTons | FALSE | L | Annual | Standard NOX | Thousand Tons | 8.868 | 8.191 | 8.191 | 8.191 | 8.191 | 8.191 | 8.191
Ozone Season NOX Cap TR - MO | 930 | 7716 | Rate Constraint in MTons | FALSE | L | Annual | Emissions at Affected Plants NOX | Thousand Tons | 7.7495 | 4.4518 | 1.6293 | 1.5273 | 0.06003 | 0.093726 | 0.10903
Ozone Season NOX Cap TR - MO | 930 | 7716 | Rate Constraint in MTons | FALSE | L | Annual | Allowances Purchased NOX | Thousand Tons | 0 | 0 | 0 | 0 | 0 | 0 | 0
Ozone Season NOX Cap TR - MO | 930 | 7716 | Rate Constraint in MTons | FALSE | L | Annual | Allowances Sold NOX | Thousand Tons | 0 | 0 | 0 | 0 | 0 | 0 | 0
Ozone Season NOX Cap TR - MO | 930 | 7716 | Rate Constraint in MTons | FALSE | L | Annual | Allowances Banked | Thousand Tons | 0 | 0 | 0 | 0 | 0 | 0 | 0
Ozone Season NOX Cap TR - MO | 930 | 7716 | Rate Constraint in MTons | FALSE | L | Annual | Allowances Withdrawn (1:1) | Thousand Tons | 0 | 0 | 0 | 0 | 0 | 0 | 0
Ozone Season NOX Cap TR - MO | 930 | 7716 | Rate Constraint in MTons | FALSE | L | Annual | Allowances Withdrawn (n:1) | Thousand Tons | 0 | 0 | 0 | 0 | 0 | 0 | 0
Ozone Season NOX Cap TR - MO | 930 | 7716 | Rate Constraint in MTons | FALSE | L | Annual | Net Emissions Allowance Position | Thousand Tons | 7.7495 | 4.4518 | 1.6293 | 1.5273 | 0.06003 | 0.093726 | 0.10903
Ozone Season NOX Cap TR - MO | 930 | 7716 | Rate Constraint in MTons | FALSE | L | Annual | Fuel Consumed | TBtu | 211.6866 | 150.8996 | 55.7706 | 41.0487 | 2.3855 | 8.9488 | 11.7321
Ozone Season NOX Cap TR - MO | 930 | 7716 | Rate Constraint in MTons | FALSE | L | Annual | Rate | lb/MMBtu | 0.073216 | 0.059004 | 0.058428 | 0.074414 | 0.05033 | 0.020947 | 0.018587
Ozone Season NOX Cap TR - MO | 930 | 7716 | Rate Constraint in MTons | FALSE | L | Annual | Generation | TWh | 21.6858 | 15.9779 | 4.7234 | 2.9231 | 0.20593 | 0.99972 | 1.3374
Ozone Season NOX Cap TR - MO | 930 | 7716 | Rate Constraint in MTons | FALSE | L | Annual | Qualifying Generation | TWh | 21.6858 | 15.8051 | 4.6489 | 2.9161 | 0.20516 | 0.95053 | 1.2315
Ozone Season NOX Cap TR - MO | 930 | 7716 | Rate Constraint in MTons | FALSE | L | Annual | Rate | lb/MWh | 0.71471 | 0.56334 | 0.70094 | 1.0475 | 0.5852 | 0.19721 | 0.17707
Ozone Season NOX Cap TR - MO | 930 | 7716 | Rate Constraint in MTons | FALSE | L | Annual | Constraint Shadow Price | US2022$/Ton | 0 | 0 | 0 | 0 | 0 | 0 | 0
Ozone Season NOX Cap TR - MS | 931 | 7715 | Rate Constraint in MTons | FALSE | L | Annual | Seasons Included | Seasons | Summer | Summer | Summer | Summer | Summer | Summer | Summer
Ozone Season NOX Cap TR - MS | 931 | 7715 | Rate Constraint in MTons | FALSE | L | Annual | Standard NOX | Thousand Tons | 1.848 | 1.848 | 1.848 | 1.848 | 1.848 | 1.848 | 1.848
Ozone Season NOX Cap TR - MS | 931 | 7715 | Rate Constraint in MTons | FALSE | L | Annual | Emissions at Affected Plants NOX | Thousand Tons | 1.2011 | 1.8121 | 1.848 | 1.7671 | 0.7003 | 0.85387 | 1.0672
Ozone Season NOX Cap TR - MS | 931 | 7715 | Rate Constraint in MTons | FALSE | L | Annual | Allowances Purchased NOX | Thousand Tons | 0 | 0 | 0 | 0 | 0 | 0 | 0
Ozone Season NOX Cap TR - MS | 931 | 7715 | Rate Constraint in MTons | FALSE | L | Annual | Allowances Sold NOX | Thousand Tons | 0 | 0 | 0 | 0 | 0 | 0 | 0
Ozone Season NOX Cap TR - MS | 931 | 7715 | Rate Constraint in MTons | FALSE | L | Annual | Allowances Banked | Thousand Tons | 0 | 0 | 0 | 0 | 0 | 0 | 0
Ozone Season NOX Cap TR - MS | 931 | 7715 | Rate Constraint in MTons | FALSE | L | Annual | Allowances Withdrawn (1:1) | Thousand Tons | 0 | 0 | 0 | 0 | 0 | 0 | 0
Ozone Season NOX Cap TR - MS | 931 | 7715 | Rate Constraint in MTons | FALSE | L | Annual | Allowances Withdrawn (n:1) | Thousand Tons | 0 | 0 | 0 | 0 | 0 | 0 | 0
Ozone Season NOX Cap TR - MS | 931 | 7715 | Rate Constraint in MTons | FALSE | L | Annual | Net Emissions Allowance Position | Thousand Tons | 1.2011 | 1.8121 | 1.848 | 1.7671 | 0.7003 | 0.85387 | 1.0672
Ozone Season NOX Cap TR - MS | 931 | 7715 | Rate Constraint in MTons | FALSE | L | Annual | Fuel Consumed | TBtu | 191.1691 | 197.2911 | 184.6358 | 150.0664 | 78.5935 | 105.9574 | 143.732
Ozone Season NOX Cap TR - MS | 931 | 7715 | Rate Constraint in MTons | FALSE | L | Annual | Rate | lb/MMBtu | 0.012566 | 0.01837 | 0.020018 | 0.023551 | 0.017821 | 0.016117 | 0.01485
Ozone Season NOX Cap TR - MS | 931 | 7715 | Rate Constraint in MTons | FALSE | L | Annual | Generation | TWh | 26.9279 | 27.2639 | 24.2754 | 19.3795 | 12.7035 | 16.9897 | 23.6204
Ozone Season NOX Cap TR - MS | 931 | 7715 | Rate Constraint in MTons | FALSE | L | Annual | Qualifying Generation | TWh | 26.4759 | 26.7798 | 24.0025 | 19.2744 | 10.4188 | 14.177 | 19.6426
Ozone Season NOX Cap TR - MS | 931 | 7715 | Rate Constraint in MTons | FALSE | L | Annual | Rate | lb/MWh | 0.09073 | 0.13534 | 0.15398 | 0.18336 | 0.13443 | 0.12046 | 0.10866
Ozone Season NOX Cap TR - MS | 931 | 7715 | Rate Constraint in MTons | FALSE | L | Annual | Constraint Shadow Price | US2022$/Ton | 0 | 0 | 1439.4156 | 0 | 0 | 0 | 0
Ozone Season NOX Cap TR - NJ | 932 | 7718 | Rate Constraint in MTons | FALSE | L | Annual | Seasons Included | Seasons | Summer | Summer | Summer | Summer | Summer | Summer | Summer
Ozone Season NOX Cap TR - NJ | 932 | 7718 | Rate Constraint in MTons | FALSE | L | Annual | Standard NOX | Thousand Tons | 0.93 | 0.93 | 0.93 | 0.93 | 0.93 | 0.93 | 0.93
Ozone Season NOX Cap TR - NJ | 932 | 7718 | Rate Constraint in MTons | FALSE | L | Annual | Emissions at Affected Plants NOX | Thousand Tons | 0.79076 | 0.89346 | 0.73298 | 0.54326 | 0.46141 | 0.79275 | 0.93
Ozone Season NOX Cap TR - NJ | 932 | 7718 | Rate Constraint in MTons | FALSE | L | Annual | Allowances Purchased NOX | Thousand Tons | 0 | 0 | 0 | 0 | 0 | 0 | 0
Ozone Season NOX Cap TR - NJ | 932 | 7718 | Rate Constraint in MTons | FALSE | L | Annual | Allowances Sold NOX | Thousand Tons | 0 | 0 | 0 | 0 | 0 | 0 | 0
Ozone Season NOX Cap TR - NJ | 932 | 7718 | Rate Constraint in MTons | FALSE | L | Annual | Allowances Banked | Thousand Tons | 0 | 0 | 0 | 0 | 0 | 0 | 0
Ozone Season NOX Cap TR - NJ | 932 | 7718 | Rate Constraint in MTons | FALSE | L | Annual | Allowances Withdrawn (1:1) | Thousand Tons | 0 | 0 | 0 | 0 | 0 | 0 | 0
Ozone Season NOX Cap TR - NJ | 932 | 7718 | Rate Constraint in MTons | FALSE | L | Annual | Allowances Withdrawn (n:1) | Thousand Tons | 0 | 0 | 0 | 0 | 0 | 0 | 0
Ozone Season NOX Cap TR - NJ | 932 | 7718 | Rate Constraint in MTons | FALSE | L | Annual | Net Emissions Allowance Position | Thousand Tons | 0.79076 | 0.89346 | 0.73298 | 0.54326 | 0.46141 | 0.79275 | 0.93
Ozone Season NOX Cap TR - NJ | 932 | 7718 | Rate Constraint in MTons | FALSE | L | Annual | Fuel Consumed | TBtu | 145.4715 | 148.1033 | 141.2701 | 104.8597 | 95.0387 | 156.197 | 184.5996
Ozone Season NOX Cap TR - NJ | 932 | 7718 | Rate Constraint in MTons | FALSE | L | Annual | Rate | lb/MMBtu | 0.010872 | 0.012065 | 0.010377 | 0.010362 | 0.0097098 | 0.010151 | 0.010076
Ozone Season NOX Cap TR - NJ | 932 | 7718 | Rate Constraint in MTons | FALSE | L | Annual | Generation | TWh | 20.0949 | 20.3881 | 19.8499 | 15.4609 | 14.7055 | 24.5747 | 35.308
Ozone Season NOX Cap TR - NJ | 932 | 7718 | Rate Constraint in MTons | FALSE | L | Annual | Qualifying Generation | TWh | 20.0949 | 20.3881 | 19.8499 | 14.9103 | 13.53 | 21.5269 | 26.0877
Ozone Season NOX Cap TR - NJ | 932 | 7718 | Rate Constraint in MTons | FALSE | L | Annual | Rate | lb/MWh | 0.078703 | 0.087645 | 0.073852 | 0.072871 | 0.068205 | 0.073652 | 0.071298
Ozone Season NOX Cap TR - NJ | 932 | 7718 | Rate Constraint in MTons | FALSE | L | Annual | Constraint Shadow Price | US2022$/Ton | 0 | 0 | 0 | 0 | 0 | 0 | 5442.2491
Ozone Season NOX Cap TR - NV | 933 | 7717 | Rate Constraint in MTons | FALSE | L | Annual | Seasons Included | Seasons | Summer | Summer | Summer | Summer | Summer | Summer | Summer
Ozone Season NOX Cap TR - NV | 933 | 7717 | Rate Constraint in MTons | FALSE | L | Annual | Standard NOX | Thousand Tons | 1.271 | 0.989 | 0.989 | 0.989 | 0.989 | 0.989 | 0.989
Ozone Season NOX Cap TR - NV | 933 | 7717 | Rate Constraint in MTons | FALSE | L | Annual | Emissions at Affected Plants NOX | Thousand Tons | 0.26074 | 0.34116 | 0.31361 | 0.33944 | 0.092198 | 0.08976 | 0.052142
Ozone Season NOX Cap TR - NV | 933 | 7717 | Rate Constraint in MTons | FALSE | L | Annual | Allowances Purchased NOX | Thousand Tons | 0 | 0 | 0 | 0 | 0 | 0 | 0
Ozone Season NOX Cap TR - NV | 933 | 7717 | Rate Constraint in MTons | FALSE | L | Annual | Allowances Sold NOX | Thousand Tons | 0 | 0 | 0 | 0 | 0 | 0 | 0
Ozone Season NOX Cap TR - NV | 933 | 7717 | Rate Constraint in MTons | FALSE | L | Annual | Allowances Banked | Thousand Tons | 0 | 0 | 0 | 0 | 0 | 0 | 0
Ozone Season NOX Cap TR - NV | 933 | 7717 | Rate Constraint in MTons | FALSE | L | Annual | Allowances Withdrawn (1:1) | Thousand Tons | 0 | 0 | 0 | 0 | 0 | 0 | 0
Ozone Season NOX Cap TR - NV | 933 | 7717 | Rate Constraint in MTons | FALSE | L | Annual | Allowances Withdrawn (n:1) | Thousand Tons | 0 | 0 | 0 | 0 | 0 | 0 | 0
Ozone Season NOX Cap TR - NV | 933 | 7717 | Rate Constraint in MTons | FALSE | L | Annual | Net Emissions Allowance Position | Thousand Tons | 0.26074 | 0.34116 | 0.31361 | 0.33944 | 0.092198 | 0.08976 | 0.052142
Ozone Season NOX Cap TR - NV | 933 | 7717 | Rate Constraint in MTons | FALSE | L | Annual | Fuel Consumed | TBtu | 52.1204 | 66.5651 | 60.461 | 66.3795 | 15.3164 | 9.7404 | 8.0185
Ozone Season NOX Cap TR - NV | 933 | 7717 | Rate Constraint in MTons | FALSE | L | Annual | Rate | lb/MMBtu | 0.010005 | 0.01025 | 0.010374 | 0.010227 | 0.012039 | 0.01843 | 0.013006
Ozone Season NOX Cap TR - NV | 933 | 7717 | Rate Constraint in MTons | FALSE | L | Annual | Generation | TWh | 7.25 | 9.1716 | 8.3599 | 9.1526 | 2.0625 | 1.1601 | 1.0684
Ozone Season NOX Cap TR - NV | 933 | 7717 | Rate Constraint in MTons | FALSE | L | Annual | Qualifying Generation | TWh | 7.25 | 9.1716 | 8.3599 | 9.1526 | 2.0625 | 1.1601 | 1.0684
Ozone Season NOX Cap TR - NV | 933 | 7717 | Rate Constraint in MTons | FALSE | L | Annual | Rate | lb/MWh | 0.07193 | 0.074394 | 0.075026 | 0.074174 | 0.089404 | 0.15475 | 0.097611
Ozone Season NOX Cap TR - NV | 933 | 7717 | Rate Constraint in MTons | FALSE | L | Annual | Constraint Shadow Price | US2022$/Ton | 0 | 0 | 0 | 0 | 0 | 0 | 0
Ozone Season NOX Cap TR - NY | 934 | 7719 | Rate Constraint in MTons | FALSE | L | Annual | Seasons Included | Seasons | Summer | Summer | Summer | Summer | Summer | Summer | Summer
Ozone Season NOX Cap TR - NY | 934 | 7719 | Rate Constraint in MTons | FALSE | L | Annual | Standard NOX | Thousand Tons | 4.033 | 4.033 | 4.033 | 4.033 | 4.033 | 4.033 | 4.033
Ozone Season NOX Cap TR - NY | 934 | 7719 | Rate Constraint in MTons | FALSE | L | Annual | Emissions at Affected Plants NOX | Thousand Tons | 2.1732 | 2.0572 | 1.2785 | 0.65528 | 0.68142 | 0.54296 | 0.57618
Ozone Season NOX Cap TR - NY | 934 | 7719 | Rate Constraint in MTons | FALSE | L | Annual | Allowances Purchased NOX | Thousand Tons | 0 | 0 | 0 | 0 | 0 | 0 | 0
Ozone Season NOX Cap TR - NY | 934 | 7719 | Rate Constraint in MTons | FALSE | L | Annual | Allowances Sold NOX | Thousand Tons | 0 | 0 | 0 | 0 | 0 | 0 | 0
Ozone Season NOX Cap TR - NY | 934 | 7719 | Rate Constraint in MTons | FALSE | L | Annual | Allowances Banked | Thousand Tons | 0 | 0 | 0 | 0 | 0 | 0 | 0
Ozone Season NOX Cap TR - NY | 934 | 7719 | Rate Constraint in MTons | FALSE | L | Annual | Allowances Withdrawn (1:1) | Thousand Tons | 0 | 0 | 0 | 0 | 0 | 0 | 0
Ozone Season NOX Cap TR - NY | 934 | 7719 | Rate Constraint in MTons | FALSE | L | Annual | Allowances Withdrawn (n:1) | Thousand Tons | 0 | 0 | 0 | 0 | 0 | 0 | 0
Ozone Season NOX Cap TR - NY | 934 | 7719 | Rate Constraint in MTons | FALSE | L | Annual | Net Emissions Allowance Position | Thousand Tons | 2.1732 | 2.0572 | 1.2785 | 0.65528 | 0.68142 | 0.54296 | 0.57618
Ozone Season NOX Cap TR - NY | 934 | 7719 | Rate Constraint in MTons | FALSE | L | Annual | Fuel Consumed | TBtu | 188.4113 | 205.4857 | 173.8054 | 97.3228 | 104.5439 | 94.9665 | 96.8324
Ozone Season NOX Cap TR - NY | 934 | 7719 | Rate Constraint in MTons | FALSE | L | Annual | Rate | lb/MMBtu | 0.023068 | 0.020023 | 0.014712 | 0.013466 | 0.013036 | 0.011435 | 0.011901
Ozone Season NOX Cap TR - NY | 934 | 7719 | Rate Constraint in MTons | FALSE | L | Annual | Generation | TWh | 24.308 | 27.0447 | 23.6999 | 13.6099 | 14.6138 | 13.4122 | 14.0731
Ozone Season NOX Cap TR - NY | 934 | 7719 | Rate Constraint in MTons | FALSE | L | Annual | Qualifying Generation | TWh | 24.308 | 27.0447 | 23.6999 | 13.5207 | 14.4803 | 13.044 | 13.4425
Ozone Season NOX Cap TR - NY | 934 | 7719 | Rate Constraint in MTons | FALSE | L | Annual | Rate | lb/MWh | 0.1788 | 0.15213 | 0.10789 | 0.096929 | 0.094116 | 0.08325 | 0.085726
Ozone Season NOX Cap TR - NY | 934 | 7719 | Rate Constraint in MTons | FALSE | L | Annual | Constraint Shadow Price | US2022$/Ton | 0 | 0 | 0 | 0 | 0 | 0 | 0
Ozone Season NOX Cap TR - OH | 935 | 7720 | Rate Constraint in MTons | FALSE | L | Annual | Seasons Included | Seasons | Summer | Summer | Summer | Summer | Summer | Summer | Summer
Ozone Season NOX Cap TR - OH | 935 | 7720 | Rate Constraint in MTons | FALSE | L | Annual | Standard NOX | Thousand Tons | 8.391 | 7.742 | 7.742 | 7.742 | 7.742 | 7.742 | 7.742
Ozone Season NOX Cap TR - OH | 935 | 7720 | Rate Constraint in MTons | FALSE | L | Annual | Emissions at Affected Plants NOX | Thousand Tons | 3.1303 | 4.9383 | 1.6256 | 1.442 | 1.0797 | 1.6143 | 1.8566
Ozone Season NOX Cap TR - OH | 935 | 7720 | Rate Constraint in MTons | FALSE | L | Annual | Allowances Purchased NOX | Thousand Tons | 0 | 0 | 0 | 0 | 0 | 0 | 0
Ozone Season NOX Cap TR - OH | 935 | 7720 | Rate Constraint in MTons | FALSE | L | Annual | Allowances Sold NOX | Thousand Tons | 0 | 0 | 0 | 0 | 0 | 0 | 0
Ozone Season NOX Cap TR - OH | 935 | 7720 | Rate Constraint in MTons | FALSE | L | Annual | Allowances Banked | Thousand Tons | 0 | 0 | 0 | 0 | 0 | 0 | 0
Ozone Season NOX Cap TR - OH | 935 | 7720 | Rate Constraint in MTons | FALSE | L | Annual | Allowances Withdrawn (1:1) | Thousand Tons | 0 | 0 | 0 | 0 | 0 | 0 | 0
Ozone Season NOX Cap TR - OH | 935 | 7720 | Rate Constraint in MTons | FALSE | L | Annual | Allowances Withdrawn (n:1) | Thousand Tons | 0 | 0 | 0 | 0 | 0 | 0 | 0
Ozone Season NOX Cap TR - OH | 935 | 7720 | Rate Constraint in MTons | FALSE | L | Annual | Net Emissions Allowance Position | Thousand Tons | 3.1303 | 4.9383 | 1.6256 | 1.442 | 1.0797 | 1.6143 | 1.8566
Ozone Season NOX Cap TR - OH | 935 | 7720 | Rate Constraint in MTons | FALSE | L | Annual | Fuel Consumed | TBtu | 330.683 | 370.318 | 280.5008 | 260.0888 | 228.6359 | 318.4902 | 362.5
Ozone Season NOX Cap TR - OH | 935 | 7720 | Rate Constraint in MTons | FALSE | L | Annual | Rate | lb/MMBtu | 0.018932 | 0.026671 | 0.01159 | 0.011088 | 0.0094443 | 0.010137 | 0.010244
Ozone Season NOX Cap TR - OH | 935 | 7720 | Rate Constraint in MTons | FALSE | L | Annual | Generation | TWh | 47.0852 | 50.897 | 41.8002 | 38.757 | 35.4277 | 49.0222 | 56.9403
Ozone Season NOX Cap TR - OH | 935 | 7720 | Rate Constraint in MTons | FALSE | L | Annual | Qualifying Generation | TWh | 45.7938 | 49.5321 | 39.6706 | 37.3828 | 33.5894 | 46.518 | 53.2958
Ozone Season NOX Cap TR - OH | 935 | 7720 | Rate Constraint in MTons | FALSE | L | Annual | Rate | lb/MWh | 0.13671 | 0.1994 | 0.081953 | 0.077147 | 0.064285 | 0.069406 | 0.069673
Ozone Season NOX Cap TR - OH | 935 | 7720 | Rate Constraint in MTons | FALSE | L | Annual | Constraint Shadow Price | US2022$/Ton | 0 | 0 | 0 | 0 | 0 | 0 | 0
Ozone Season NOX Cap TR - OK | 936 | 7721 | Rate Constraint in MTons | FALSE | L | Annual | Seasons Included | Seasons | Summer | Summer | Summer | Summer | Summer | Summer | Summer
Ozone Season NOX Cap TR - OK | 936 | 7721 | Rate Constraint in MTons | FALSE | L | Annual | Standard NOX | Thousand Tons | 4.649 | 4.649 | 4.649 | 4.649 | 4.649 | 4.649 | 4.649
Ozone Season NOX Cap TR - OK | 936 | 7721 | Rate Constraint in MTons | FALSE | L | Annual | Emissions at Affected Plants NOX | Thousand Tons | 3.3381 | 3.016 | 1.0392 | 0.76324 | 0.7565 | 0.81962 | 0.87086
Ozone Season NOX Cap TR - OK | 936 | 7721 | Rate Constraint in MTons | FALSE | L | Annual | Allowances Purchased NOX | Thousand Tons | 0 | 0 | 0 | 0 | 0 | 0 | 0
Ozone Season NOX Cap TR - OK | 936 | 7721 | Rate Constraint in MTons | FALSE | L | Annual | Allowances Sold NOX | Thousand Tons | 0 | 0 | 0 | 0 | 0 | 0 | 0
Ozone Season NOX Cap TR - OK | 936 | 7721 | Rate Constraint in MTons | FALSE | L | Annual | Allowances Banked | Thousand Tons | 0 | 0 | 0 | 0 | 0 | 0 | 0
Ozone Season NOX Cap TR - OK | 936 | 7721 | Rate Constraint in MTons | FALSE | L | Annual | Allowances Withdrawn (1:1) | Thousand Tons | 0 | 0 | 0 | 0 | 0 | 0 | 0
Ozone Season NOX Cap TR - OK | 936 | 7721 | Rate Constraint in MTons | FALSE | L | Annual | Allowances Withdrawn (n:1) | Thousand Tons | 0 | 0 | 0 | 0 | 0 | 0 | 0
Ozone Season NOX Cap TR - OK | 936 | 7721 | Rate Constraint in MTons | FALSE | L | Annual | Net Emissions Allowance Position | Thousand Tons | 3.3381 | 3.016 | 1.0392 | 0.76324 | 0.7565 | 0.81962 | 0.87086
Ozone Season NOX Cap TR - OK | 936 | 7721 | Rate Constraint in MTons | FALSE | L | Annual | Fuel Consumed | TBtu | 157.1598 | 144.8654 | 47.7586 | 10.4942 | 8.3879 | 16.7682 | 25.5994
Ozone Season NOX Cap TR - OK | 936 | 7721 | Rate Constraint in MTons | FALSE | L | Annual | Rate | lb/MMBtu | 0.04248 | 0.041639 | 0.04352 | 0.14546 | 0.18038 | 0.097759 | 0.068037
Ozone Season NOX Cap TR - OK | 936 | 7721 | Rate Constraint in MTons | FALSE | L | Annual | Generation | TWh | 20.1944 | 18.5043 | 6.1154 | 0.99563 | 0.71325 | 1.8811 | 3.1485
Ozone Season NOX Cap TR - OK | 936 | 7721 | Rate Constraint in MTons | FALSE | L | Annual | Qualifying Generation | TWh | 20.1944 | 18.5043 | 6.1154 | 0.99563 | 0.71024 | 1.8742 | 3.1048
Ozone Season NOX Cap TR - OK | 936 | 7721 | Rate Constraint in MTons | FALSE | L | Annual | Rate | lb/MWh | 0.33059 | 0.32598 | 0.33987 | 1.5332 | 2.1303 | 0.87465 | 0.56098
Ozone Season NOX Cap TR - OK | 936 | 7721 | Rate Constraint in MTons | FALSE | L | Annual | Constraint Shadow Price | US2022$/Ton | 0 | 0 | 0 | 0 | 0 | 0 | 0
Ozone Season NOX Cap TR - PA | 937 | 7722 | Rate Constraint in MTons | FALSE | L | Annual | Seasons Included | Seasons | Summer | Summer | Summer | Summer | Summer | Summer | Summer
Ozone Season NOX Cap TR - PA | 937 | 7722 | Rate Constraint in MTons | FALSE | L | Annual | Standard NOX | Thousand Tons | 8.646 | 5.827 | 5.827 | 5.827 | 5.827 | 5.827 | 5.827
Ozone Season NOX Cap TR - PA | 937 | 7722 | Rate Constraint in MTons | FALSE | L | Annual | Emissions at Affected Plants NOX | Thousand Tons | 6.9978 | 5.6497 | 3.0852 | 2.5207 | 1.4031 | 1.9724 | 2.1857
Ozone Season NOX Cap TR - PA | 937 | 7722 | Rate Constraint in MTons | FALSE | L | Annual | Allowances Purchased NOX | Thousand Tons | 0 | 0 | 0 | 0 | 0 | 0 | 0
Ozone Season NOX Cap TR - PA | 937 | 7722 | Rate Constraint in MTons | FALSE | L | Annual | Allowances Sold NOX | Thousand Tons | 0 | 0 | 0 | 0 | 0 | 0 | 0
Ozone Season NOX Cap TR - PA | 937 | 7722 | Rate Constraint in MTons | FALSE | L | Annual | Allowances Banked | Thousand Tons | 0 | 0 | 0 | 0 | 0 | 0 | 0
Ozone Season NOX Cap TR - PA | 937 | 7722 | Rate Constraint in MTons | FALSE | L | Annual | Allowances Withdrawn (1:1) | Thousand Tons | 0 | 0 | 0 | 0 | 0 | 0 | 0
Ozone Season NOX Cap TR - PA | 937 | 7722 | Rate Constraint in MTons | FALSE | L | Annual | Allowances Withdrawn (n:1) | Thousand Tons | 0 | 0 | 0 | 0 | 0 | 0 | 0
Ozone Season NOX Cap TR - PA | 937 | 7722 | Rate Constraint in MTons | FALSE | L | Annual | Net Emissions Allowance Position | Thousand Tons | 6.9978 | 5.6497 | 3.0852 | 2.5207 | 1.4031 | 1.9724 | 2.1857
Ozone Season NOX Cap TR - PA | 937 | 7722 | Rate Constraint in MTons | FALSE | L | Annual | Fuel Consumed | TBtu | 516.3341 | 498.9925 | 433.7462 | 380.026 | 349.3055 | 459.5516 | 489.371
Ozone Season NOX Cap TR - PA | 937 | 7722 | Rate Constraint in MTons | FALSE | L | Annual | Rate | lb/MMBtu | 0.027106 | 0.022644 | 0.014226 | 0.013266 | 0.0080335 | 0.0085841 | 0.0089325
Ozone Season NOX Cap TR - PA | 937 | 7722 | Rate Constraint in MTons | FALSE | L | Annual | Generation | TWh | 73.5922 | 72.2115 | 65.2362 | 58.2258 | 56.9467 | 92.5248 | 113.0562
Ozone Season NOX Cap TR - PA | 937 | 7722 | Rate Constraint in MTons | FALSE | L | Annual | Qualifying Generation | TWh | 66.5915 | 65.0881 | 58.8425 | 52.1397 | 49.1634 | 64.2761 | 69.2142
Ozone Season NOX Cap TR - PA | 937 | 7722 | Rate Constraint in MTons | FALSE | L | Annual | Rate | lb/MWh | 0.21017 | 0.1736 | 0.10486 | 0.096691 | 0.057078 | 0.061373 | 0.063156
Ozone Season NOX Cap TR - PA | 937 | 7722 | Rate Constraint in MTons | FALSE | L | Annual | Constraint Shadow Price | US2022$/Ton | 0 | 0 | 0 | 0 | 0 | 0 | 0
Ozone Season NOX Cap TR - Region | 938 | 7730 | Rate Constraint in MTons | FALSE | L | Annual | Seasons Included | Seasons | Summer | Summer | Summer | Summer | Summer | Summer | Summer
Ozone Season NOX Cap TR - Region | 938 | 7730 | Rate Constraint in MTons | FALSE | L | Annual | Standard NOX | Thousand Tons | 133.695 | 104.685 | 104.685 | 104.685 | 104.685 | 104.685 | 104.685
Ozone Season NOX Cap TR - Region | 938 | 7730 | Rate Constraint in MTons | FALSE | L | Annual | Emissions at Affected Plants NOX | Thousand Tons | 82 | 72.5957 | 42.8511 | 34.9943 | 14.6411 | 21.5929 | 23.3282
Ozone Season NOX Cap TR - Region | 938 | 7730 | Rate Constraint in MTons | FALSE | L | Annual | Allowances Purchased NOX | Thousand Tons | 0 | 0 | 0 | 0 | 0 | 0 | 0
Ozone Season NOX Cap TR - Region | 938 | 7730 | Rate Constraint in MTons | FALSE | L | Annual | Allowances Sold NOX | Thousand Tons | 0 | 0 | 0 | 0 | 0 | 0 | 0
Ozone Season NOX Cap TR - Region | 938 | 7730 | Rate Constraint in MTons | FALSE | L | Annual | Allowances Banked | Thousand Tons | 0 | 32.0893 | 0 | 0 | 0 | 0 | 0
Ozone Season NOX Cap TR - Region | 938 | 7730 | Rate Constraint in MTons | FALSE | L | Annual | Allowances Withdrawn (1:1) | Thousand Tons | 0 | 0 | -10.6964 | 0 | 0 | 0 | 0
Ozone Season NOX Cap TR - Region | 938 | 7730 | Rate Constraint in MTons | FALSE | L | Annual | Allowances Withdrawn (n:1) | Thousand Tons | 0 | 0 | 0 | 0 | 0 | 0 | 0
Ozone Season NOX Cap TR - Region | 938 | 7730 | Rate Constraint in MTons | FALSE | L | Annual | Net Emissions Allowance Position | Thousand Tons | 82 | 104.685 | 32.1547 | 34.9943 | 14.6411 | 21.5929 | 23.3282
Ozone Season NOX Cap TR - Region | 938 | 7730 | Rate Constraint in MTons | FALSE | L | Annual | Fuel Consumed | TBtu | 4675.184 | 4602.7138 | 3565.2488 | 2772.2467 | 1827.1292 | 2544.3854 | 2847.2175
Ozone Season NOX Cap TR - Region | 938 | 7730 | Rate Constraint in MTons | FALSE | L | Annual | Rate | lb/MMBtu | 0.035079 | 0.031545 | 0.024038 | 0.025246 | 0.016026 | 0.016973 | 0.016387
Ozone Season NOX Cap TR - Region | 938 | 7730 | Rate Constraint in MTons | FALSE | L | Annual | Generation | TWh | 605.4679 | 597.0921 | 464.2714 | 359.8961 | 258.2419 | 362.8874 | 409.8262
Ozone Season NOX Cap TR - Region | 938 | 7730 | Rate Constraint in MTons | FALSE | L | Annual | Qualifying Generation | TWh | 605.1858 | 596.7371 | 464.0783 | 356.8215 | 252.7865 | 355.6578 | 400.4633
Ozone Season NOX Cap TR - Region | 938 | 7730 | Rate Constraint in MTons | FALSE | L | Annual | Rate | lb/MWh | 0.27099 | 0.24331 | 0.18467 | 0.19614 | 0.11584 | 0.12142 | 0.11651
Ozone Season NOX Cap TR - Region | 938 | 7730 | Rate Constraint in MTons | FALSE | L | Annual | Constraint Shadow Price | US2022$/Ton | 0 | 0 | 0 | 0 | 0 | 0 | 0
Ozone Season NOX Cap TR - TX | 939 | 7724 | Rate Constraint in MTons | FALSE | L | Annual | Seasons Included | Seasons | Summer | Summer | Summer | Summer | Summer | Summer | Summer
Ozone Season NOX Cap TR - TX | 939 | 7724 | Rate Constraint in MTons | FALSE | L | Annual | Standard NOX | Thousand Tons | 27.112 | 26.174 | 26.174 | 26.174 | 26.174 | 26.174 | 26.174
Ozone Season NOX Cap TR - TX | 939 | 7724 | Rate Constraint in MTons | FALSE | L | Annual | Emissions at Affected Plants NOX | Thousand Tons | 8.5931 | 8.3949 | 6.4042 | 4.7855 | 3.1924 | 4.9864 | 5.3766
Ozone Season NOX Cap TR - TX | 939 | 7724 | Rate Constraint in MTons | FALSE | L | Annual | Allowances Purchased NOX | Thousand Tons | 0 | 0 | 0 | 0 | 0 | 0 | 0
Ozone Season NOX Cap TR - TX | 939 | 7724 | Rate Constraint in MTons | FALSE | L | Annual | Allowances Sold NOX | Thousand Tons | 0 | 0 | 0 | 0 | 0 | 0 | 0
Ozone Season NOX Cap TR - TX | 939 | 7724 | Rate Constraint in MTons | FALSE | L | Annual | Allowances Banked | Thousand Tons | 0 | 0 | 0 | 0 | 0 | 0 | 0
Ozone Season NOX Cap TR - TX | 939 | 7724 | Rate Constraint in MTons | FALSE | L | Annual | Allowances Withdrawn (1:1) | Thousand Tons | 0 | 0 | 0 | 0 | 0 | 0 | 0
Ozone Season NOX Cap TR - TX | 939 | 7724 | Rate Constraint in MTons | FALSE | L | Annual | Allowances Withdrawn (n:1) | Thousand Tons | 0 | 0 | 0 | 0 | 0 | 0 | 0
Ozone Season NOX Cap TR - TX | 939 | 7724 | Rate Constraint in MTons | FALSE | L | Annual | Net Emissions Allowance Position | Thousand Tons | 8.5931 | 8.3949 | 6.4042 | 4.7855 | 3.1924 | 4.9864 | 5.3766
Ozone Season NOX Cap TR - TX | 939 | 7724 | Rate Constraint in MTons | FALSE | L | Annual | Fuel Consumed | TBtu | 618.9025 | 583.8535 | 392.439 | 237.8031 | 150.521 | 295.4145 | 323.8588
Ozone Season NOX Cap TR - TX | 939 | 7724 | Rate Constraint in MTons | FALSE | L | Annual | Rate | lb/MMBtu | 0.027769 | 0.028757 | 0.032638 | 0.040248 | 0.042418 | 0.033759 | 0.033203
Ozone Season NOX Cap TR - TX | 939 | 7724 | Rate Constraint in MTons | FALSE | L | Annual | Generation | TWh | 86.9472 | 82.2451 | 52.9409 | 32.9439 | 20.8331 | 45.2925 | 50.2543
Ozone Season NOX Cap TR - TX | 939 | 7724 | Rate Constraint in MTons | FALSE | L | Annual | Qualifying Generation | TWh | 86.9472 | 82.2451 | 52.9409 | 29.9432 | 16.9531 | 40.1767 | 44.4815
Ozone Season NOX Cap TR - TX | 939 | 7724 | Rate Constraint in MTons | FALSE | L | Annual | Rate | lb/MWh | 0.19766 | 0.20414 | 0.24194 | 0.31964 | 0.37661 | 0.24822 | 0.24174
Ozone Season NOX Cap TR - TX | 939 | 7724 | Rate Constraint in MTons | FALSE | L | Annual | Constraint Shadow Price | US2022$/Ton | 0 | 0 | 0 | 0 | 0 | 0 | 0
Ozone Season NOX Cap TR - UT | 940 | 7725 | Rate Constraint in MTons | FALSE | L | Annual | Seasons Included | Seasons | Summer | Summer | Summer | Summer | Summer | Summer | Summer
Ozone Season NOX Cap TR - UT | 940 | 7725 | Rate Constraint in MTons | FALSE | L | Annual | Standard NOX | Thousand Tons | 3.15 | 3.15 | 3.15 | 3.15 | 3.15 | 3.15 | 3.15
Ozone Season NOX Cap TR - UT | 940 | 7725 | Rate Constraint in MTons | FALSE | L | Annual | Emissions at Affected Plants NOX | Thousand Tons | 3.15 | 0.58886 | 0.37089 | 0.42197 | 0.3315 | 0.42176 | 0.4772
Ozone Season NOX Cap TR - UT | 940 | 7725 | Rate Constraint in MTons | FALSE | L | Annual | Allowances Purchased NOX | Thousand Tons | 0 | 0 | 0 | 0 | 0 | 0 | 0
Ozone Season NOX Cap TR - UT | 940 | 7725 | Rate Constraint in MTons | FALSE | L | Annual | Allowances Sold NOX | Thousand Tons | 0 | 0 | 0 | 0 | 0 | 0 | 0
Ozone Season NOX Cap TR - UT | 940 | 7725 | Rate Constraint in MTons | FALSE | L | Annual | Allowances Banked | Thousand Tons | 0 | 0 | 0 | 0 | 0 | 0 | 0
Ozone Season NOX Cap TR - UT | 940 | 7725 | Rate Constraint in MTons | FALSE | L | Annual | Allowances Withdrawn (1:1) | Thousand Tons | 0 | 0 | 0 | 0 | 0 | 0 | 0
Ozone Season NOX Cap TR - UT | 940 | 7725 | Rate Constraint in MTons | FALSE | L | Annual | Allowances Withdrawn (n:1) | Thousand Tons | 0 | 0 | 0 | 0 | 0 | 0 | 0
Ozone Season NOX Cap TR - UT | 940 | 7725 | Rate Constraint in MTons | FALSE | L | Annual | Net Emissions Allowance Position | Thousand Tons | 3.15 | 0.58886 | 0.37089 | 0.42197 | 0.3315 | 0.42176 | 0.4772
Ozone Season NOX Cap TR - UT | 940 | 7725 | Rate Constraint in MTons | FALSE | L | Annual | Fuel Consumed | TBtu | 112.8522 | 86.275 | 80.9428 | 89.3692 | 60.5725 | 70.3433 | 80.2257
Ozone Season NOX Cap TR - UT | 940 | 7725 | Rate Constraint in MTons | FALSE | L | Annual | Rate | lb/MMBtu | 0.055825 | 0.013651 | 0.0091641 | 0.0094433 | 0.010946 | 0.011992 | 0.011897
Ozone Season NOX Cap TR - UT | 940 | 7725 | Rate Constraint in MTons | FALSE | L | Annual | Generation | TWh | 15.3658 | 12.8219 | 11.3708 | 12.1386 | 7.9565 | 9.2048 | 10.0879
Ozone Season NOX Cap TR - UT | 940 | 7725 | Rate Constraint in MTons | FALSE | L | Annual | Qualifying Generation | TWh | 15.3658 | 12.8219 | 11.3708 | 12.1386 | 7.9565 | 9.2048 | 10.0879
Ozone Season NOX Cap TR - UT | 940 | 7725 | Rate Constraint in MTons | FALSE | L | Annual | Rate | lb/MWh | 0.41 | 0.091853 | 0.065235 | 0.069526 | 0.083329 | 0.09164 | 0.094609
Ozone Season NOX Cap TR - UT | 940 | 7725 | Rate Constraint in MTons | FALSE | L | Annual | Constraint Shadow Price | US2022$/Ton | 2172.0029 | 0 | 0 | 0 | 0 | 0 | 0
Ozone Season NOX Cap TR - VA | 941 | 7726 | Rate Constraint in MTons | FALSE | L | Annual | Seasons Included | Seasons | Summer | Summer | Summer | Summer | Summer | Summer | Summer
Ozone Season NOX Cap TR - VA | 941 | 7726 | Rate Constraint in MTons | FALSE | L | Annual | Standard NOX | Thousand Tons | 2.871 | 2.361 | 2.361 | 2.361 | 2.361 | 2.361 | 2.361
Ozone Season NOX Cap TR - VA | 941 | 7726 | Rate Constraint in MTons | FALSE | L | Annual | Emissions at Affected Plants NOX | Thousand Tons | 1.9117 | 1.7415 | 1.1622 | 0.60206 | 0.496 | 0.17599 | 0.20318
Ozone Season NOX Cap TR - VA | 941 | 7726 | Rate Constraint in MTons | FALSE | L | Annual | Allowances Purchased NOX | Thousand Tons | 0 | 0 | 0 | 0 | 0 | 0 | 0
Ozone Season NOX Cap TR - VA | 941 | 7726 | Rate Constraint in MTons | FALSE | L | Annual | Allowances Sold NOX | Thousand Tons | 0 | 0 | 0 | 0 | 0 | 0 | 0
Ozone Season NOX Cap TR - VA | 941 | 7726 | Rate Constraint in MTons | FALSE | L | Annual | Allowances Banked | Thousand Tons | 0 | 0 | 0 | 0 | 0 | 0 | 0
Ozone Season NOX Cap TR - VA | 941 | 7726 | Rate Constraint in MTons | FALSE | L | Annual | Allowances Withdrawn (1:1) | Thousand Tons | 0 | 0 | 0 | 0 | 0 | 0 | 0
Ozone Season NOX Cap TR - VA | 941 | 7726 | Rate Constraint in MTons | FALSE | L | Annual | Allowances Withdrawn (n:1) | Thousand Tons | 0 | 0 | 0 | 0 | 0 | 0 | 0
Ozone Season NOX Cap TR - VA | 941 | 7726 | Rate Constraint in MTons | FALSE | L | Annual | Net Emissions Allowance Position | Thousand Tons | 1.9117 | 1.7415 | 1.1622 | 0.60206 | 0.496 | 0.17599 | 0.20318
Ozone Season NOX Cap TR - VA | 941 | 7726 | Rate Constraint in MTons | FALSE | L | Annual | Fuel Consumed | TBtu | 201.6539 | 190.9481 | 175.8237 | 151.0494 | 123.9019 | 47.1849 | 52.129
Ozone Season NOX Cap TR - VA | 941 | 7726 | Rate Constraint in MTons | FALSE | L | Annual | Rate | lb/MMBtu | 0.01896 | 0.018241 | 0.01322 | 0.0079717 | 0.0080063 | 0.0074594 | 0.0077952
Ozone Season NOX Cap TR - VA | 941 | 7726 | Rate Constraint in MTons | FALSE | L | Annual | Generation | TWh | 27.4635 | 26.4809 | 26.8503 | 22.0149 | 19.4247 | 24.603 | 38.4799
Ozone Season NOX Cap TR - VA | 941 | 7726 | Rate Constraint in MTons | FALSE | L | Annual | Qualifying Generation | TWh | 26.9116 | 25.7692 | 24.2651 | 21.1947 | 17.4324 | 6.9258 | 7.7022
Ozone Season NOX Cap TR - VA | 941 | 7726 | Rate Constraint in MTons | FALSE | L | Annual | Rate | lb/MWh | 0.14207 | 0.13516 | 0.095792 | 0.056812 | 0.056906 | 0.050821 | 0.052759
Ozone Season NOX Cap TR - VA | 941 | 7726 | Rate Constraint in MTons | FALSE | L | Annual | Constraint Shadow Price | US2022$/Ton | 0 | 0 | 0 | 0 | 0 | 0 | 0
Ozone Season NOX Cap TR - WI | 942 | 7728 | Rate Constraint in MTons | FALSE | L | Annual | Seasons Included | Seasons | Summer | Summer | Summer | Summer | Summer | Summer | Summer
Ozone Season NOX Cap TR - WI | 942 | 7728 | Rate Constraint in MTons | FALSE | L | Annual | Standard NOX | Thousand Tons | 4.123 | 4.123 | 4.123 | 4.123 | 4.123 | 4.123 | 4.123
Ozone Season NOX Cap TR - WI | 942 | 7728 | Rate Constraint in MTons | FALSE | L | Annual | Emissions at Affected Plants NOX | Thousand Tons | 1.9398 | 1.1788 | 0.55282 | 0.24048 | 0.1412 | 0.29701 | 0.30094
Ozone Season NOX Cap TR - WI | 942 | 7728 | Rate Constraint in MTons | FALSE | L | Annual | Allowances Purchased NOX | Thousand Tons | 0 | 0 | 0 | 0 | 0 | 0 | 0
Ozone Season NOX Cap TR - WI | 942 | 7728 | Rate Constraint in MTons | FALSE | L | Annual | Allowances Sold NOX | Thousand Tons | 0 | 0 | 0 | 0 | 0 | 0 | 0
Ozone Season NOX Cap TR - WI | 942 | 7728 | Rate Constraint in MTons | FALSE | L | Annual | Allowances Banked | Thousand Tons | 0 | 0 | 0 | 0 | 0 | 0 | 0
Ozone Season NOX Cap TR - WI | 942 | 7728 | Rate Constraint in MTons | FALSE | L | Annual | Allowances Withdrawn (1:1) | Thousand Tons | 0 | 0 | 0 | 0 | 0 | 0 | 0
Ozone Season NOX Cap TR - WI | 942 | 7728 | Rate Constraint in MTons | FALSE | L | Annual | Allowances Withdrawn (n:1) | Thousand Tons | 0 | 0 | 0 | 0 | 0 | 0 | 0
Ozone Season NOX Cap TR - WI | 942 | 7728 | Rate Constraint in MTons | FALSE | L | Annual | Net Emissions Allowance Position | Thousand Tons | 1.9398 | 1.1788 | 0.55282 | 0.24048 | 0.1412 | 0.29701 | 0.30094
Ozone Season NOX Cap TR - WI | 942 | 7728 | Rate Constraint in MTons | FALSE | L | Annual | Fuel Consumed | TBtu | 122.0173 | 110.5519 | 84.0563 | 48.5623 | 28.9639 | 61.5618 | 61.967
Ozone Season NOX Cap TR - WI | 942 | 7728 | Rate Constraint in MTons | FALSE | L | Annual | Rate | lb/MMBtu | 0.031796 | 0.021326 | 0.013153 | 0.0099041 | 0.0097497 | 0.009649 | 0.009713
Ozone Season NOX Cap TR - WI | 942 | 7728 | Rate Constraint in MTons | FALSE | L | Annual | Generation | TWh | 14.9769 | 13.9663 | 11.5539 | 6.8493 | 4.1181 | 8.4882 | 8.5273
Ozone Season NOX Cap TR - WI | 942 | 7728 | Rate Constraint in MTons | FALSE | L | Annual | Qualifying Generation | TWh | 14.9769 | 13.9059 | 11.541 | 6.8487 | 4.1181 | 8.4636 | 8.5004
Ozone Season NOX Cap TR - WI | 942 | 7728 | Rate Constraint in MTons | FALSE | L | Annual | Rate | lb/MWh | 0.25904 | 0.16954 | 0.0958 | 0.070227 | 0.068573 | 0.070184 | 0.070807
Ozone Season NOX Cap TR - WI | 942 | 7728 | Rate Constraint in MTons | FALSE | L | Annual | Constraint Shadow Price | US2022$/Ton | 0 | 0 | 0 | 0 | 0 | 0 | 0
Ozone Season NOX Cap TR - WV | 943 | 7727 | Rate Constraint in MTons | FALSE | L | Annual | Seasons Included | Seasons | Summer | Summer | Summer | Summer | Summer | Summer | Summer
Ozone Season NOX Cap TR - WV | 943 | 7727 | Rate Constraint in MTons | FALSE | L | Annual | Standard NOX | Thousand Tons | 11.71 | 11.71 | 11.71 | 11.71 | 11.71 | 11.71 | 11.71
Ozone Season NOX Cap TR - WV | 943 | 7727 | Rate Constraint in MTons | FALSE | L | Annual | Emissions at Affected Plants NOX | Thousand Tons | 6.464 | 8.3332 | 1.7729 | 1.7299 | 0.010294 | 0.374 | 0.46803
Ozone Season NOX Cap TR - WV | 943 | 7727 | Rate Constraint in MTons | FALSE | L | Annual | Allowances Purchased NOX | Thousand Tons | 0 | 0 | 0 | 0 | 0 | 0 | 0
Ozone Season NOX Cap TR - WV | 943 | 7727 | Rate Constraint in MTons | FALSE | L | Annual | Allowances Sold NOX | Thousand Tons | 0 | 0 | 0 | 0 | 0 | 0 | 0
Ozone Season NOX Cap TR - WV | 943 | 7727 | Rate Constraint in MTons | FALSE | L | Annual | Allowances Banked | Thousand Tons | 0 | 0 | 0 | 0 | 0 | 0 | 0
Ozone Season NOX Cap TR - WV | 943 | 7727 | Rate Constraint in MTons | FALSE | L | Annual | Allowances Withdrawn (1:1) | Thousand Tons | 0 | 0 | 0 | 0 | 0 | 0 | 0
Ozone Season NOX Cap TR - WV | 943 | 7727 | Rate Constraint in MTons | FALSE | L | Annual | Allowances Withdrawn (n:1) | Thousand Tons | 0 | 0 | 0 | 0 | 0 | 0 | 0
Ozone Season NOX Cap TR - WV | 943 | 7727 | Rate Constraint in MTons | FALSE | L | Annual | Net Emissions Allowance Position | Thousand Tons | 6.464 | 8.3332 | 1.7729 | 1.7299 | 0.010294 | 0.374 | 0.46803
Ozone Season NOX Cap TR - WV | 943 | 7727 | Rate Constraint in MTons | FALSE | L | Annual | Fuel Consumed | TBtu | 165.9915 | 214.2981 | 52.4848 | 49.4177 | 1.8034 | 65.519 | 82.5533
Ozone Season NOX Cap TR - WV | 943 | 7727 | Rate Constraint in MTons | FALSE | L | Annual | Rate | lb/MMBtu | 0.077884 | 0.077772 | 0.067557 | 0.070011 | 0.011416 | 0.011417 | 0.011339
Ozone Season NOX Cap TR - WV | 943 | 7727 | Rate Constraint in MTons | FALSE | L | Annual | Generation | TWh | 16.6393 | 21.5588 | 5.9995 | 4.2083 | 1.2576 | 18.4259 | 23.2374
Ozone Season NOX Cap TR - WV | 943 | 7727 | Rate Constraint in MTons | FALSE | L | Annual | Qualifying Generation | TWh | 16.6393 | 21.4487 | 3.9469 | 3.645 | 0.18178 | 10.2544 | 12.9278
Ozone Season NOX Cap TR - WV | 943 | 7727 | Rate Constraint in MTons | FALSE | L | Annual | Rate | lb/MWh | 0.77696 | 0.77703 | 0.89837 | 0.94919 | 0.11326 | 0.072945 | 0.072406
Ozone Season NOX Cap TR - WV | 943 | 7727 | Rate Constraint in MTons | FALSE | L | Annual | Constraint Shadow Price | US2022$/Ton | 0 | 0 | 0 | 0 | 0 | 0 | 0
Ozone Season NOX Transport - GA | 944 | 7046 | Rate Constraint in MTons | FALSE | L | Annual | Seasons Included | Seasons | Summer | Summer | Summer | Summer | Summer | Summer | Summer
Ozone Season NOX Transport - GA | 944 | 7046 | Rate Constraint in MTons | FALSE | L | Annual | Standard NOX | Thousand Tons | 29.09 | 29.09 | 29.09 | 29.09 | 29.09 | 29.09 | 29.09
Ozone Season NOX Transport - GA | 944 | 7046 | Rate Constraint in MTons | FALSE | L | Annual | Emissions at Affected Plants NOX | Thousand Tons | 1.3422 | 1.5022 | 1.1929 | 0.98255 | 0.8633 | 1.0127 | 1.1242
Ozone Season NOX Transport - GA | 944 | 7046 | Rate Constraint in MTons | FALSE | L | Annual | Allowances Purchased NOX | Thousand Tons | 0 | 0 | 0 | 0 | 0 | 0 | 0
Ozone Season NOX Transport - GA | 944 | 7046 | Rate Constraint in MTons | FALSE | L | Annual | Allowances Sold NOX | Thousand Tons | 0 | 0 | 0 | 0 | 0 | 0 | 0
Ozone Season NOX Transport - GA | 944 | 7046 | Rate Constraint in MTons | FALSE | L | Annual | Allowances Banked | Thousand Tons | 0 | 0 | 0 | 0 | 0 | 0 | 0
Ozone Season NOX Transport - GA | 944 | 7046 | Rate Constraint in MTons | FALSE | L | Annual | Allowances Withdrawn (1:1) | Thousand Tons | 0 | 0 | 0 | 0 | 0 | 0 | 0
Ozone Season NOX Transport - GA | 944 | 7046 | Rate Constraint in MTons | FALSE | L | Annual | Allowances Withdrawn (n:1) | Thousand Tons | 0 | 0 | 0 | 0 | 0 | 0 | 0
Ozone Season NOX Transport - GA | 944 | 7046 | Rate Constraint in MTons | FALSE | L | Annual | Net Emissions Allowance Position | Thousand Tons | 1.3422 | 1.5022 | 1.1929 | 0.98255 | 0.8633 | 1.0127 | 1.1242
Ozone Season NOX Transport - GA | 944 | 7046 | Rate Constraint in MTons | FALSE | L | Annual | Fuel Consumed | TBtu | 195.9001 | 196.6508 | 187.3498 | 166.0408 | 141.8922 | 174.6587 | 198.9501
Ozone Season NOX Transport - GA | 944 | 7046 | Rate Constraint in MTons | FALSE | L | Annual | Rate | lb/MMBtu | 0.013703 | 0.015278 | 0.012735 | 0.011835 | 0.012168 | 0.011596 | 0.011301
Ozone Season NOX Transport - GA | 944 | 7046 | Rate Constraint in MTons | FALSE | L | Annual | Generation | TWh | 41.4514 | 41.4057 | 33.7175 | 30.732 | 31.5693 | 50.2242 | 67.8516
Ozone Season NOX Transport - GA | 944 | 7046 | Rate Constraint in MTons | FALSE | L | Annual | Qualifying Generation | TWh | 26.9931 | 26.9083 | 26.0398 | 23.3804 | 19.6017 | 24.0693 | 27.1584
Ozone Season NOX Transport - GA | 944 | 7046 | Rate Constraint in MTons | FALSE | L | Annual | Rate | lb/MWh | 0.09945 | 0.11166 | 0.091622 | 0.084049 | 0.088084 | 0.084149 | 0.082788
Ozone Season NOX Transport - GA | 944 | 7046 | Rate Constraint in MTons | FALSE | L | Annual | Constraint Shadow Price | US2022$/Ton | 0 | 0 | 0 | 0 | 0 | 0 | 0
Ozone Season NOX Transport - IA | 945 | 7047 | Rate Constraint in MTons | FALSE | L | Annual | Seasons Included | Seasons | Summer | Summer | Summer | Summer | Summer | Summer | Summer
Ozone Season NOX Transport - IA | 945 | 7047 | Rate Constraint in MTons | FALSE | L | Annual | Standard NOX | Thousand Tons | 13.639 | 13.639 | 13.639 | 13.639 | 13.639 | 13.639 | 13.639
Ozone Season NOX Transport - IA | 945 | 7047 | Rate Constraint in MTons | FALSE | L | Annual | Emissions at Affected Plants NOX | Thousand Tons | 9.238 | 7.6665 | 0.4139 | 0.036649 | 0.011805 | 0.040069 | 0.039368
Ozone Season NOX Transport - IA | 945 | 7047 | Rate Constraint in MTons | FALSE | L | Annual | Allowances Purchased NOX | Thousand Tons | 0 | 0 | 0 | 0 | 0 | 0 | 0
Ozone Season NOX Transport - IA | 945 | 7047 | Rate Constraint in MTons | FALSE | L | Annual | Allowances Sold NOX | Thousand Tons | 0 | 0 | 0 | 0 | 0 | 0 | 0
Ozone Season NOX Transport - IA | 945 | 7047 | Rate Constraint in MTons | FALSE | L | Annual | Allowances Banked | Thousand Tons | 0 | 0 | 0 | 0 | 0 | 0 | 0
Ozone Season NOX Transport - IA | 945 | 7047 | Rate Constraint in MTons | FALSE | L | Annual | Allowances Withdrawn (1:1) | Thousand Tons | 0 | 0 | 0 | 0 | 0 | 0 | 0
Ozone Season NOX Transport - IA | 945 | 7047 | Rate Constraint in MTons | FALSE | L | Annual | Allowances Withdrawn (n:1) | Thousand Tons | 0 | 0 | 0 | 0 | 0 | 0 | 0
Ozone Season NOX Transport - IA | 945 | 7047 | Rate Constraint in MTons | FALSE | L | Annual | Net Emissions Allowance Position | Thousand Tons | 9.238 | 7.6665 | 0.4139 | 0.036649 | 0.011805 | 0.040069 | 0.039368
Ozone Season NOX Transport - IA | 945 | 7047 | Rate Constraint in MTons | FALSE | L | Annual | Fuel Consumed | TBtu | 160.0348 | 132.9341 | 41.061 | 9.0985 | 3.2186 | 10.0629 | 9.5796
Ozone Season NOX Transport - IA | 945 | 7047 | Rate Constraint in MTons | FALSE | L | Annual | Rate | lb/MMBtu | 0.11545 | 0.11534 | 0.02016 | 0.008056 | 0.0073358 | 0.0079638 | 0.0082192
Ozone Season NOX Transport - IA | 945 | 7047 | Rate Constraint in MTons | FALSE | L | Annual | Generation | TWh | 17.289 | 16.7178 | 6.3496 | 1.3489 | 0.47336 | 1.8112 | 2.0503
Ozone Season NOX Transport - IA | 945 | 7047 | Rate Constraint in MTons | FALSE | L | Annual | Qualifying Generation | TWh | 17.289 | 14.8545 | 5.546 | 1.2738 | 0.47336 | 1.3712 | 1.322
Ozone Season NOX Transport - IA | 945 | 7047 | Rate Constraint in MTons | FALSE | L | Annual | Rate | lb/MWh | 1.0687 | 1.0322 | 0.14926 | 0.057544 | 0.049879 | 0.058446 | 0.059558
Ozone Season NOX Transport - IA | 945 | 7047 | Rate Constraint in MTons | FALSE | L | Annual | Constraint Shadow Price | US2022$/Ton | 0 | 0 | 0 | 0 | 0 | 0 | 0
Ozone Season NOX Transport - KS | 946 | 7050 | Rate Constraint in MTons | FALSE | L | Annual | Seasons Included | Seasons | Summer | Summer | Summer | Summer | Summer | Summer | Summer
Ozone Season NOX Transport - KS | 946 | 7050 | Rate Constraint in MTons | FALSE | L | Annual | Standard NOX | Thousand Tons | 9.713 | 9.713 | 9.713 | 9.713 | 9.713 | 9.713 | 9.713
Ozone Season NOX Transport - KS | 946 | 7050 | Rate Constraint in MTons | FALSE | L | Annual | Emissions at Affected Plants NOX | Thousand Tons | 3.0312 | 3.4298 | 0.42376 | 0.41771 | 0.41387 | 0.41366 | 0.41494
Ozone Season NOX Transport - KS | 946 | 7050 | Rate Constraint in MTons | FALSE | L | Annual | Allowances Purchased NOX | Thousand Tons | 0 | 0 | 0 | 0 | 0 | 0 | 0
Ozone Season NOX Transport - KS | 946 | 7050 | Rate Constraint in MTons | FALSE | L | Annual | Allowances Sold NOX | Thousand Tons | 0 | 0 | 0 | 0 | 0 | 0 | 0
Ozone Season NOX Transport - KS | 946 | 7050 | Rate Constraint in MTons | FALSE | L | Annual | Allowances Banked | Thousand Tons | 0 | 0 | 0 | 0 | 0 | 0 | 0
Ozone Season NOX Transport - KS | 946 | 7050 | Rate Constraint in MTons | FALSE | L | Annual | Allowances Withdrawn (1:1) | Thousand Tons | 0 | 0 | 0 | 0 | 0 | 0 | 0
Ozone Season NOX Transport - KS | 946 | 7050 | Rate Constraint in MTons | FALSE | L | Annual | Allowances Withdrawn (n:1) | Thousand Tons | 0 | 0 | 0 | 0 | 0 | 0 | 0
Ozone Season NOX Transport - KS | 946 | 7050 | Rate Constraint in MTons | FALSE | L | Annual | Net Emissions Allowance Position | Thousand Tons | 3.0312 | 3.4298 | 0.42376 | 0.41771 | 0.41387 | 0.41366 | 0.41494
Ozone Season NOX Transport - KS | 946 | 7050 | Rate Constraint in MTons | FALSE | L | Annual | Fuel Consumed | TBtu | 62.4499 | 69.6761 | 14.0528 | 13.6861 | 13.5914 | 13.6467 | 13.9031
Ozone Season NOX Transport - KS | 946 | 7050 | Rate Constraint in MTons | FALSE | L | Annual | Rate | lb/MMBtu | 0.097075 | 0.098448 | 0.06031 | 0.061042 | 0.060902 | 0.060625 | 0.05969
Ozone Season NOX Transport - KS | 946 | 7050 | Rate Constraint in MTons | FALSE | L | Annual | Generation | TWh | 5.8714 | 6.4619 | 0.89774 | 0.86319 | 0.87816 | 1.0051 | 1.0528
Ozone Season NOX Transport - KS | 946 | 7050 | Rate Constraint in MTons | FALSE | L | Annual | Qualifying Generation | TWh | 5.8714 | 6.4619 | 0.89774 | 0.86319 | 0.85079 | 0.86103 | 0.88701
Ozone Season NOX Transport - KS | 946 | 7050 | Rate Constraint in MTons | FALSE | L | Annual | Rate | lb/MWh | 1.0325 | 1.0615 | 0.94407 | 0.96784 | 0.97291 | 0.96086 | 0.93559
Ozone Season NOX Transport - KS | 946 | 7050 | Rate Constraint in MTons | FALSE | L | Annual | Constraint Shadow Price | US2022$/Ton | 0 | 0 | 0 | 0 | 0 | 0 | 0
Ozone Season NOX Transport - Region 2 | 947 | 7063 | Rate Constraint in MTons | FALSE | L | Annual | Seasons Included | Seasons | Summer | Summer | Summer | Summer | Summer | Summer | Summer
Ozone Season NOX Transport - Region 2 | 947 | 7063 | Rate Constraint in MTons | FALSE | L | Annual | Standard NOX | Thousand Tons | 24.041 | 24.041 | 24.041 | 24.041 | 24.041 | 24.041 | 24.041
Ozone Season NOX Transport - Region 2 | 947 | 7063 | Rate Constraint in MTons | FALSE | L | Annual | Emissions at Affected Plants NOX | Thousand Tons | 1.3422 | 1.5022 | 1.1929 | 0.98255 | 0.8633 | 1.0127 | 1.1242
Ozone Season NOX Transport - Region 2 | 947 | 7063 | Rate Constraint in MTons | FALSE | L | Annual | Allowances Purchased NOX | Thousand Tons | 0 | 0 | 0 | 0 | 0 | 0 | 0
Ozone Season NOX Transport - Region 2 | 947 | 7063 | Rate Constraint in MTons | FALSE | L | Annual | Allowances Sold NOX | Thousand Tons | 0 | 0 | 0 | 0 | 0 | 0 | 0
Ozone Season NOX Transport - Region 2 | 947 | 7063 | Rate Constraint in MTons | FALSE | L | Annual | Allowances Banked | Thousand Tons | 0 | 0 | 16.0273 | 0 | 0 | 0 | 0
Ozone Season NOX Transport - Region 2 | 947 | 7063 | Rate Constraint in MTons | FALSE | L | Annual | Allowances Withdrawn (1:1) | Thousand Tons | 0 | 0 | 0 | -24.041 | 0 | 0 | 0
Ozone Season NOX Transport - Region 2 | 947 | 7063 | Rate Constraint in MTons | FALSE | L | Annual | Allowances Withdrawn (n:1) | Thousand Tons | 0 | 0 | 0 | 0 | 0 | 0 | 0
Ozone Season NOX Transport - Region 2 | 947 | 7063 | Rate Constraint in MTons | FALSE | L | Annual | Net Emissions Allowance Position | Thousand Tons | 1.3422 | 1.5022 | 17.2202 | -23.0584 | 0.8633 | 1.0127 | 1.1242
Ozone Season NOX Transport - Region 2 | 947 | 7063 | Rate Constraint in MTons | FALSE | L | Annual | Fuel Consumed | TBtu | 195.9001 | 196.6508 | 187.3498 | 166.0408 | 141.8922 | 174.6587 | 198.9501
Ozone Season NOX Transport - Region 2 | 947 | 7063 | Rate Constraint in MTons | FALSE | L | Annual | Rate | lb/MMBtu | 0.013703 | 0.015278 | 0.012735 | 0.011835 | 0.012168 | 0.011596 | 0.011301
Ozone Season NOX Transport - Region 2 | 947 | 7063 | Rate Constraint in MTons | FALSE | L | Annual | Generation | TWh | 41.4514 | 41.4057 | 33.7175 | 30.732 | 31.5693 | 50.2242 | 67.8516
Ozone Season NOX Transport - Region 2 | 947 | 7063 | Rate Constraint in MTons | FALSE | L | Annual | Qualifying Generation | TWh | 26.9931 | 26.9083 | 26.0398 | 23.3804 | 19.6017 | 24.0693 | 27.1584
Ozone Season NOX Transport - Region 2 | 947 | 7063 | Rate Constraint in MTons | FALSE | L | Annual | Rate | lb/MWh | 0.09945 | 0.11166 | 0.091622 | 0.084049 | 0.088084 | 0.084149 | 0.082788
Ozone Season NOX Transport - Region 2 | 947 | 7063 | Rate Constraint in MTons | FALSE | L | Annual | Constraint Shadow Price | US2022$/Ton | 0 | 0 | 0 | 0 | 0 | 0 | 0
PA_RACT Conemaugh 1 & 2-NOx Cap Fall | 948 | 7960 | Rate Constraint in MTons | FALSE | L | Annual | Seasons Included | Seasons | Fall | Fall | Fall | Fall | Fall | Fall | Fall
PA_RACT Conemaugh 1 & 2-NOx Cap Fall | 948 | 7960 | Rate Constraint in MTons | FALSE | L | Annual | Standard NOX | Thousand Tons | 1.3163 | 1.3163 | 1.3163 | 1.3163 | 1.3163 | 1.3163 | 1.3163
PA_RACT Conemaugh 1 & 2-NOx Cap Fall | 948 | 7960 | Rate Constraint in MTons | FALSE | L | Annual | Emissions at Affected Plants NOX | Thousand Tons | 0 | 0 | 0 | 0 | 0 | 0 | 0
PA_RACT Conemaugh 1 & 2-NOx Cap Fall | 948 | 7960 | Rate Constraint in MTons | FALSE | L | Annual | Allowances Purchased NOX | Thousand Tons | 0 | 0 | 0 | 0 | 0 | 0 | 0
PA_RACT Conemaugh 1 & 2-NOx Cap Fall | 948 | 7960 | Rate Constraint in MTons | FALSE | L | Annual | Allowances Sold NOX | Thousand Tons | 0 | 0 | 0 | 0 | 0 | 0 | 0
PA_RACT Conemaugh 1 & 2-NOx Cap Fall | 948 | 7960 | Rate Constraint in MTons | FALSE | L | Annual | Allowances Banked | Thousand Tons | 0 | 0 | 0 | 0 | 0 | 0 | 0
PA_RACT Conemaugh 1 & 2-NOx Cap Fall | 948 | 7960 | Rate Constraint in MTons | FALSE | L | Annual | Allowances Withdrawn (1:1) | Thousand Tons | 0 | 0 | 0 | 0 | 0 | 0 | 0
PA_RACT Conemaugh 1 & 2-NOx Cap Fall | 948 | 7960 | Rate Constraint in MTons | FALSE | L | Annual | Allowances Withdrawn (n:1) | Thousand Tons | 0 | 0 | 0 | 0 | 0 | 0 | 0
PA_RACT Conemaugh 1 & 2-NOx Cap Fall | 948 | 7960 | Rate Constraint in MTons | FALSE | L | Annual | Net Emissions Allowance Position | Thousand Tons | 0 | 0 | 0 | 0 | 0 | 0 | 0
PA_RACT Conemaugh 1 & 2-NOx Cap Fall | 948 | 7960 | Rate Constraint in MTons | FALSE | L | Annual | Fuel Consumed | TBtu | 0 | 0 | 0 | 0 | 0 | 0 | 0
PA_RACT Conemaugh 1 & 2-NOx Cap Fall | 948 | 7960 | Rate Constraint in MTons | FALSE | L | Annual | Rate | lb/MMBtu | 0 | 0 | 0 | 0 | 0 | 0 | 0
PA_RACT Conemaugh 1 & 2-NOx Cap Fall | 948 | 7960 | Rate Constraint in MTons | FALSE | L | Annual | Generation | TWh | 0 | 0 | 0 | 0 | 0 | 0 | 0
PA_RACT Conemaugh 1 & 2-NOx Cap Fall | 948 | 7960 | Rate Constraint in MTons | FALSE | L | Annual | Qualifying Generation | TWh | 0 | 0 | 0 | 0 | 0 | 0 | 0
PA_RACT Conemaugh 1 & 2-NOx Cap Fall | 948 | 7960 | Rate Constraint in MTons | FALSE | L | Annual | Rate | lb/MWh | 0 | 0 | 0 | 0 | 0 | 0 | 0
PA_RACT Conemaugh 1 & 2-NOx Cap Fall | 948 | 7960 | Rate Constraint in MTons | FALSE | L | Annual | Constraint Shadow Price | US2022$/Ton | 0 | 0 | 0 | 0 | 0 | 0 | 0
PA_RACT Conemaugh 1 & 2-NOx Cap Spring | 949 | 7958 | Rate Constraint in MTons | FALSE | L | Annual | Seasons Included | Seasons | Spring | Spring | Spring | Spring | Spring | Spring | Spring
PA_RACT Conemaugh 1 & 2-NOx Cap Spring | 949 | 7958 | Rate Constraint in MTons | FALSE | L | Annual | Standard NOX | Thousand Tons | 0.87279 | 0.87279 | 0.87279 | 0.87279 | 0.87279 | 0.87279 | 0.87279
PA_RACT Conemaugh 1 & 2-NOx Cap Spring | 949 | 7958 | Rate Constraint in MTons | FALSE | L | Annual | Emissions at Affected Plants NOX | Thousand Tons | 0 | 0 | 0 | 0 | 0 | 0 | 0
PA_RACT Conemaugh 1 & 2-NOx Cap Spring | 949 | 7958 | Rate Constraint in MTons | FALSE | L | Annual | Allowances Purchased NOX | Thousand Tons | 0 | 0 | 0 | 0 | 0 | 0 | 0
PA_RACT Conemaugh 1 & 2-NOx Cap Spring | 949 | 7958 | Rate Constraint in MTons | FALSE | L | Annual | Allowances Sold NOX | Thousand Tons | 0 | 0 | 0 | 0 | 0 | 0 | 0
PA_RACT Conemaugh 1 & 2-NOx Cap Spring | 949 | 7958 | Rate Constraint in MTons | FALSE | L | Annual | Allowances Banked | Thousand Tons | 0 | 0 | 0 | 0 | 0 | 0 | 0
PA_RACT Conemaugh 1 & 2-NOx Cap Spring | 949 | 7958 | Rate Constraint in MTons | FALSE | L | Annual | Allowances Withdrawn (1:1) | Thousand Tons | 0 | 0 | 0 | 0 | 0 | 0 | 0
PA_RACT Conemaugh 1 & 2-NOx Cap Spring | 949 | 7958 | Rate Constraint in MTons | FALSE | L | Annual | Allowances Withdrawn (n:1) | Thousand Tons | 0 | 0 | 0 | 0 | 0 | 0 | 0
PA_RACT Conemaugh 1 & 2-NOx Cap Spring | 949 | 7958 | Rate Constraint in MTons | FALSE | L | Annual | Net Emissions Allowance Position | Thousand Tons | 0 | 0 | 0 | 0 | 0 | 0 | 0
PA_RACT Conemaugh 1 & 2-NOx Cap Spring | 949 | 7958 | Rate Constraint in MTons | FALSE | L | Annual | Fuel Consumed | TBtu | 0 | 0 | 0 | 0 | 0 | 0 | 0
PA_RACT Conemaugh 1 & 2-NOx Cap Spring | 949 | 7958 | Rate Constraint in MTons | FALSE | L | Annual | Rate | lb/MMBtu | 0 | 0 | 0 | 0 | 0 | 0 | 0
PA_RACT Conemaugh 1 & 2-NOx Cap Spring | 949 | 7958 | Rate Constraint in MTons | FALSE | L | Annual | Generation | TWh | 0 | 0 | 0 | 0 | 0 | 0 | 0
PA_RACT Conemaugh 1 & 2-NOx Cap Spring | 949 | 7958 | Rate Constraint in MTons | FALSE | L | Annual | Qualifying Generation | TWh | 0 | 0 | 0 | 0 | 0 | 0 | 0
PA_RACT Conemaugh 1 & 2-NOx Cap Spring | 949 | 7958 | Rate Constraint in MTons | FALSE | L | Annual | Rate | lb/MWh | 0 | 0 | 0 | 0 | 0 | 0 | 0
PA_RACT Conemaugh 1 & 2-NOx Cap Spring | 949 | 7958 | Rate Constraint in MTons | FALSE | L | Annual | Constraint Shadow Price | US2022$/Ton | 0 | 0 | 0 | 0 | 0 | 0 | 0
PA_RACT Conemaugh 1 & 2-NOx Cap Summer | 950 | 7959 | Rate Constraint in MTons | FALSE | L | Annual | Seasons Included | Seasons | Summer | Summer | Summer | Summer | Summer | Summer | Summer
PA_RACT Conemaugh 1 & 2-NOx Cap Summer | 950 | 7959 | Rate Constraint in MTons | FALSE | L | Annual | Standard NOX | Thousand Tons | 2.1891 | 2.1891 | 2.1891 | 2.1891 | 2.1891 | 2.1891 | 2.1891
PA_RACT Conemaugh 1 & 2-NOx Cap Summer | 950 | 7959 | Rate Constraint in MTons | FALSE | L | Annual | Emissions at Affected Plants NOX | Thousand Tons | 0 | 0 | 0 | 0 | 0 | 0 | 0
PA_RACT Conemaugh 1 & 2-NOx Cap Summer | 950 | 7959 | Rate Constraint in MTons | FALSE | L | Annual | Allowances Purchased NOX | Thousand Tons | 0 | 0 | 0 | 0 | 0 | 0 | 0
PA_RACT Conemaugh 1 & 2-NOx Cap Summer | 950 | 7959 | Rate Constraint in MTons | FALSE | L | Annual | Allowances Sold NOX | Thousand Tons | 0 | 0 | 0 | 0 | 0 | 0 | 0
PA_RACT Conemaugh 1 & 2-NOx Cap Summer | 950 | 7959 | Rate Constraint in MTons | FALSE | L | Annual | Allowances Banked | Thousand Tons | 0 | 0 | 0 | 0 | 0 | 0 | 0
PA_RACT Conemaugh 1 & 2-NOx Cap Summer | 950 | 7959 | Rate Constraint in MTons | FALSE | L | Annual | Allowances Withdrawn (1:1) | Thousand Tons | 0 | 0 | 0 | 0 | 0 | 0 | 0
PA_RACT Conemaugh 1 & 2-NOx Cap Summer | 950 | 7959 | Rate Constraint in MTons | FALSE | L | Annual | Allowances Withdrawn (n:1) | Thousand Tons | 0 | 0 | 0 | 0 | 0 | 0 | 0
PA_RACT Conemaugh 1 & 2-NOx Cap Summer | 950 | 7959 | Rate Constraint in MTons | FALSE | L | Annual | Net Emissions Allowance Position | Thousand Tons | 0 | 0 | 0 | 0 | 0 | 0 | 0
PA_RACT Conemaugh 1 & 2-NOx Cap Summer | 950 | 7959 | Rate Constraint in MTons | FALSE | L | Annual | Fuel Consumed | TBtu | 0 | 0 | 0 | 0 | 0 | 0 | 0
PA_RACT Conemaugh 1 & 2-NOx Cap Summer | 950 | 7959 | Rate Constraint in MTons | FALSE | L | Annual | Rate | lb/MMBtu | 0 | 0 | 0 | 0 | 0 | 0 | 0
PA_RACT Conemaugh 1 & 2-NOx Cap Summer | 950 | 7959 | Rate Constraint in MTons | FALSE | L | Annual | Generation | TWh | 0 | 0 | 0 | 0 | 0 | 0 | 0
PA_RACT Conemaugh 1 & 2-NOx Cap Summer | 950 | 7959 | Rate Constraint in MTons | FALSE | L | Annual | Qualifying Generation | TWh | 0 | 0 | 0 | 0 | 0 | 0 | 0
PA_RACT Conemaugh 1 & 2-NOx Cap Summer | 950 | 7959 | Rate Constraint in MTons | FALSE | L | Annual | Rate | lb/MWh | 0 | 0 | 0 | 0 | 0 | 0 | 0
PA_RACT Conemaugh 1 & 2-NOx Cap Summer | 950 | 7959 | Rate Constraint in MTons | FALSE | L | Annual | Constraint Shadow Price | US2022$/Ton | 0 | 0 | 0 | 0 | 0 | 0 | 0
PA_RACT Conemaugh 1 & 2-NOx Cap Winter | 951 | 7957 | Rate Constraint in MTons | FALSE | L | Annual | Seasons Included | Seasons | Winter | Winter | Winter | Winter | Winter | Winter | Winter
PA_RACT Conemaugh 1 & 2-NOx Cap Winter | 951 | 7957 | Rate Constraint in MTons | FALSE | L | Annual | Standard NOX | Thousand Tons | 0.84417 | 0.84417 | 0.84417 | 0.84417 | 0.84417 | 0.84417 | 0.84417
PA_RACT Conemaugh 1 & 2-NOx Cap Winter | 951 | 7957 | Rate Constraint in MTons | FALSE | L | Annual | Emissions at Affected Plants NOX | Thousand Tons | 0 | 0 | 0 | 0 | 0 | 0 | 0
PA_RACT Conemaugh 1 & 2-NOx Cap Winter | 951 | 7957 | Rate Constraint in MTons | FALSE | L | Annual | Allowances Purchased NOX | Thousand Tons | 0 | 0 | 0 | 0 | 0 | 0 | 0
PA_RACT Conemaugh 1 & 2-NOx Cap Winter | 951 | 7957 | Rate Constraint in MTons | FALSE | L | Annual | Allowances Sold NOX | Thousand Tons | 0 | 0 | 0 | 0 | 0 | 0 | 0
PA_RACT Conemaugh 1 & 2-NOx Cap Winter | 951 | 7957 | Rate Constraint in MTons | FALSE | L | Annual | Allowances Banked | Thousand Tons | 0 | 0 | 0 | 0 | 0 | 0 | 0
PA_RACT Conemaugh 1 & 2-NOx Cap Winter | 951 | 7957 | Rate Constraint in MTons | FALSE | L | Annual | Allowances Withdrawn (1:1) | Thousand Tons | 0 | 0 | 0 | 0 | 0 | 0 | 0
PA_RACT Conemaugh 1 & 2-NOx Cap Winter | 951 | 7957 | Rate Constraint in MTons | FALSE | L | Annual | Allowances Withdrawn (n:1) | Thousand Tons | 0 | 0 | 0 | 0 | 0 | 0 | 0
PA_RACT Conemaugh 1 & 2-NOx Cap Winter | 951 | 7957 | Rate Constraint in MTons | FALSE | L | Annual | Net Emissions Allowance Position | Thousand Tons | 0 | 0 | 0 | 0 | 0 | 0 | 0
PA_RACT Conemaugh 1 & 2-NOx Cap Winter | 951 | 7957 | Rate Constraint in MTons | FALSE | L | Annual | Fuel Consumed | TBtu | 0 | 0 | 0 | 0 | 0 | 0 | 0
PA_RACT Conemaugh 1 & 2-NOx Cap Winter | 951 | 7957 | Rate Constraint in MTons | FALSE | L | Annual | Rate | lb/MMBtu | 0 | 0 | 0 | 0 | 0 | 0 | 0
PA_RACT Conemaugh 1 & 2-NOx Cap Winter | 951 | 7957 | Rate Constraint in MTons | FALSE | L | Annual | Generation | TWh | 0 | 0 | 0 | 0 | 0 | 0 | 0
PA_RACT Conemaugh 1 & 2-NOx Cap Winter | 951 | 7957 | Rate Constraint in MTons | FALSE | L | Annual | Qualifying Generation | TWh | 0 | 0 | 0 | 0 | 0 | 0 | 0
PA_RACT Conemaugh 1 & 2-NOx Cap Winter | 951 | 7957 | Rate Constraint in MTons | FALSE | L | Annual | Rate | lb/MWh | 0 | 0 | 0 | 0 | 0 | 0 | 0
PA_RACT Conemaugh 1 & 2-NOx Cap Winter | 951 | 7957 | Rate Constraint in MTons | FALSE | L | Annual | Constraint Shadow Price | US2022$/Ton | 0 | 0 | 0 | 0 | 0 | 0 | 0
PA_RACT Keystone 1 & 2-NOx Cap Fall | 952 | 7964 | Rate Constraint in MTons | FALSE | L | Annual | Seasons Included | Seasons | Fall | Fall | Fall | Fall | Fall | Fall | Fall
PA_RACT Keystone 1 & 2-NOx Cap Fall | 952 | 7964 | Rate Constraint in MTons | FALSE | L | Annual | Standard NOX | Thousand Tons | 1.4436 | 1.4436 | 1.4436 | 1.4436 | 1.4436 | 1.4436 | 1.4436
PA_RACT Keystone 1 & 2-NOx Cap Fall | 952 | 7964 | Rate Constraint in MTons | FALSE | L | Annual | Emissions at Affected Plants NOX | Thousand Tons | 0 | 0 | 0 | 0 | 0 | 0 | 0
PA_RACT Keystone 1 & 2-NOx Cap Fall | 952 | 7964 | Rate Constraint in MTons | FALSE | L | Annual | Allowances Purchased NOX | Thousand Tons | 0 | 0 | 0 | 0 | 0 | 0 | 0
PA_RACT Keystone 1 & 2-NOx Cap Fall | 952 | 7964 | Rate Constraint in MTons | FALSE | L | Annual | Allowances Sold NOX | Thousand Tons | 0 | 0 | 0 | 0 | 0 | 0 | 0
PA_RACT Keystone 1 & 2-NOx Cap Fall | 952 | 7964 | Rate Constraint in MTons | FALSE | L | Annual | Allowances Banked | Thousand Tons | 0 | 0 | 0 | 0 | 0 | 0 | 0
PA_RACT Keystone 1 & 2-NOx Cap Fall | 952 | 7964 | Rate Constraint in MTons | FALSE | L | Annual | Allowances Withdrawn (1:1) | Thousand Tons | 0 | 0 | 0 | 0 | 0 | 0 | 0
PA_RACT Keystone 1 & 2-NOx Cap Fall | 952 | 7964 | Rate Constraint in MTons | FALSE | L | Annual | Allowances Withdrawn (n:1) | Thousand Tons | 0 | 0 | 0 | 0 | 0 | 0 | 0
PA_RACT Keystone 1 & 2-NOx Cap Fall | 952 | 7964 | Rate Constraint in MTons | FALSE | L | Annual | Net Emissions Allowance Position | Thousand Tons | 0 | 0 | 0 | 0 | 0 | 0 | 0
PA_RACT Keystone 1 & 2-NOx Cap Fall | 952 | 7964 | Rate Constraint in MTons | FALSE | L | Annual | Fuel Consumed | TBtu | 0 | 0 | 0 | 0 | 0 | 0 | 0
PA_RACT Keystone 1 & 2-NOx Cap Fall | 952 | 7964 | Rate Constraint in MTons | FALSE | L | Annual | Rate | lb/MMBtu | 0 | 0 | 0 | 0 | 0 | 0 | 0
PA_RACT Keystone 1 & 2-NOx Cap Fall | 952 | 7964 | Rate Constraint in MTons | FALSE | L | Annual | Generation | TWh | 0 | 0 | 0 | 0 | 0 | 0 | 0
PA_RACT Keystone 1 & 2-NOx Cap Fall | 952 | 7964 | Rate Constraint in MTons | FALSE | L | Annual | Qualifying Generation | TWh | 0 | 0 | 0 | 0 | 0 | 0 | 0
PA_RACT Keystone 1 & 2-NOx Cap Fall | 952 | 7964 | Rate Constraint in MTons | FALSE | L | Annual | Rate | lb/MWh | 0 | 0 | 0 | 0 | 0 | 0 | 0
PA_RACT Keystone 1 & 2-NOx Cap Fall | 952 | 7964 | Rate Constraint in MTons | FALSE | L | Annual | Constraint Shadow Price | US2022$/Ton | 0 | 0 | 0 | 0 | 0 | 0 | 0
PA_RACT Keystone 1 & 2-NOx Cap Spring | 953 | 7962 | Rate Constraint in MTons | FALSE | L | Annual | Seasons Included | Seasons | Spring | Spring | Spring | Spring | Spring | Spring | Spring
PA_RACT Keystone 1 & 2-NOx Cap Spring | 953 | 7962 | Rate Constraint in MTons | FALSE | L | Annual | Standard NOX | Thousand Tons | 0.95715 | 0.95715 | 0.95715 | 0.95715 | 0.95715 | 0.95715 | 0.95715
PA_RACT Keystone 1 & 2-NOx Cap Spring | 953 | 7962 | Rate Constraint in MTons | FALSE | L | Annual | Emissions at Affected Plants NOX | Thousand Tons | 0 | 0 | 0 | 0 | 0 | 0 | 0
PA_RACT Keystone 1 & 2-NOx Cap Spring | 953 | 7962 | Rate Constraint in MTons | FALSE | L | Annual | Allowances Purchased NOX | Thousand Tons | 0 | 0 | 0 | 0 | 0 | 0 | 0
PA_RACT Keystone 1 & 2-NOx Cap Spring | 953 | 7962 | Rate Constraint in MTons | FALSE | L | Annual | Allowances Sold NOX | Thousand Tons | 0 | 0 | 0 | 0 | 0 | 0 | 0
PA_RACT Keystone 1 & 2-NOx Cap Spring | 953 | 7962 | Rate Constraint in MTons | FALSE | L | Annual | Allowances Banked | Thousand Tons | 0 | 0 | 0 | 0 | 0 | 0 | 0
PA_RACT Keystone 1 & 2-NOx Cap Spring | 953 | 7962 | Rate Constraint in MTons | FALSE | L | Annual | Allowances Withdrawn (1:1) | Thousand Tons | 0 | 0 | 0 | 0 | 0 | 0 | 0
PA_RACT Keystone 1 & 2-NOx Cap Spring | 953 | 7962 | Rate Constraint in MTons | FALSE | L | Annual | Allowances Withdrawn (n:1) | Thousand Tons | 0 | 0 | 0 | 0 | 0 | 0 | 0
PA_RACT Keystone 1 & 2-NOx Cap Spring | 953 | 7962 | Rate Constraint in MTons | FALSE | L | Annual | Net Emissions Allowance Position | Thousand Tons | 0 | 0 | 0 | 0 | 0 | 0 | 0
PA_RACT Keystone 1 & 2-NOx Cap Spring | 953 | 7962 | Rate Constraint in MTons | FALSE | L | Annual | Fuel Consumed | TBtu | 0 | 0 | 0 | 0 | 0 | 0 | 0
PA_RACT Keystone 1 & 2-NOx Cap Spring | 953 | 7962 | Rate Constraint in MTons | FALSE | L | Annual | Rate | lb/MMBtu | 0 | 0 | 0 | 0 | 0 | 0 | 0
PA_RACT Keystone 1 & 2-NOx Cap Spring | 953 | 7962 | Rate Constraint in MTons | FALSE | L | Annual | Generation | TWh | 0 | 0 | 0 | 0 | 0 | 0 | 0
PA_RACT Keystone 1 & 2-NOx Cap Spring | 953 | 7962 | Rate Constraint in MTons | FALSE | L | Annual | Qualifying Generation | TWh | 0 | 0 | 0 | 0 | 0 | 0 | 0
PA_RACT Keystone 1 & 2-NOx Cap Spring | 953 | 7962 | Rate Constraint in MTons | FALSE | L | Annual | Rate | lb/MWh | 0 | 0 | 0 | 0 | 0 | 0 | 0
PA_RACT Keystone 1 & 2-NOx Cap Spring | 953 | 7962 | Rate Constraint in MTons | FALSE | L | Annual | Constraint Shadow Price | US2022$/Ton | 0 | 0 | 0 | 0 | 0 | 0 | 0
PA_RACT Keystone 1 & 2-NOx Cap Summer | 954 | 7963 | Rate Constraint in MTons | FALSE | L | Annual | Seasons Included | Seasons | Summer | Summer | Summer | Summer | Summer | Summer | Summer
PA_RACT Keystone 1 & 2-NOx Cap Summer | 954 | 7963 | Rate Constraint in MTons | FALSE | L | Annual | Standard NOX | Thousand Tons | 2.4007 | 2.4007 | 2.4007 | 2.4007 | 2.4007 | 2.4007 | 2.4007
PA_RACT Keystone 1 & 2-NOx Cap Summer | 954 | 7963 | Rate Constraint in MTons | FALSE | L | Annual | Emissions at Affected Plants NOX | Thousand Tons | 0 | 0 | 0 | 0 | 0 | 0 | 0
PA_RACT Keystone 1 & 2-NOx Cap Summer | 954 | 7963 | Rate Constraint in MTons | FALSE | L | Annual | Allowances Purchased NOX | Thousand Tons | 0 | 0 | 0 | 0 | 0 | 0 | 0
PA_RACT Keystone 1 & 2-NOx Cap Summer | 954 | 7963 | Rate Constraint in MTons | FALSE | L | Annual | Allowances Sold NOX | Thousand Tons | 0 | 0 | 0 | 0 | 0 | 0 | 0
PA_RACT Keystone 1 & 2-NOx Cap Summer | 954 | 7963 | Rate Constraint in MTons | FALSE | L | Annual | Allowances Banked | Thousand Tons | 0 | 0 | 0 | 0 | 0 | 0 | 0
PA_RACT Keystone 1 & 2-NOx Cap Summer | 954 | 7963 | Rate Constraint in MTons | FALSE | L | Annual | Allowances Withdrawn (1:1) | Thousand Tons | 0 | 0 | 0 | 0 | 0 | 0 | 0
PA_RACT Keystone 1 & 2-NOx Cap Summer | 954 | 7963 | Rate Constraint in MTons | FALSE | L | Annual | Allowances Withdrawn (n:1) | Thousand Tons | 0 | 0 | 0 | 0 | 0 | 0 | 0
PA_RACT Keystone 1 & 2-NOx Cap Summer | 954 | 7963 | Rate Constraint in MTons | FALSE | L | Annual | Net Emissions Allowance Position | Thousand Tons | 0 | 0 | 0 | 0 | 0 | 0 | 0
PA_RACT Keystone 1 & 2-NOx Cap Summer | 954 | 7963 | Rate Constraint in MTons | FALSE | L | Annual | Fuel Consumed | TBtu | 0 | 0 | 0 | 0 | 0 | 0 | 0
PA_RACT Keystone 1 & 2-NOx Cap Summer | 954 | 7963 | Rate Constraint in MTons | FALSE | L | Annual | Rate | lb/MMBtu | 0 | 0 | 0 | 0 | 0 | 0 | 0
PA_RACT Keystone 1 & 2-NOx Cap Summer | 954 | 7963 | Rate Constraint in MTons | FALSE | L | Annual | Generation | TWh | 0 | 0 | 0 | 0 | 0 | 0 | 0
PA_RACT Keystone 1 & 2-NOx Cap Summer | 954 | 7963 | Rate Constraint in MTons | FALSE | L | Annual | Qualifying Generation | TWh | 0 | 0 | 0 | 0 | 0 | 0 | 0
PA_RACT Keystone 1 & 2-NOx Cap Summer | 954 | 7963 | Rate Constraint in MTons | FALSE | L | Annual | Rate | lb/MWh | 0 | 0 | 0 | 0 | 0 | 0 | 0
PA_RACT Keystone 1 & 2-NOx Cap Summer | 954 | 7963 | Rate Constraint in MTons | FALSE | L | Annual | Constraint Shadow Price | US2022$/Ton | 0 | 0 | 0 | 0 | 0 | 0 | 0
PA_RACT Keystone 1 & 2-NOx Cap Winter | 955 | 7961 | Rate Constraint in MTons | FALSE | L | Annual | Seasons Included | Seasons | Winter | Winter | Winter | Winter | Winter | Winter | Winter
PA_RACT Keystone 1 & 2-NOx Cap Winter | 955 | 7961 | Rate Constraint in MTons | FALSE | L | Annual | Standard NOX | Thousand Tons | 0.92577 | 0.92577 | 0.92577 | 0.92577 | 0.92577 | 0.92577 | 0.92577
PA_RACT Keystone 1 & 2-NOx Cap Winter | 955 | 7961 | Rate Constraint in MTons | FALSE | L | Annual | Emissions at Affected Plants NOX | Thousand Tons | 0 | 0 | 0 | 0 | 0 | 0 | 0
PA_RACT Keystone 1 & 2-NOx Cap Winter | 955 | 7961 | Rate Constraint in MTons | FALSE | L | Annual | Allowances Purchased NOX | Thousand Tons | 0 | 0 | 0 | 0 | 0 | 0 | 0
PA_RACT Keystone 1 & 2-NOx Cap Winter | 955 | 7961 | Rate Constraint in MTons | FALSE | L | Annual | Allowances Sold NOX | Thousand Tons | 0 | 0 | 0 | 0 | 0 | 0 | 0
PA_RACT Keystone 1 & 2-NOx Cap Winter | 955 | 7961 | Rate Constraint in MTons | FALSE | L | Annual | Allowances Banked | Thousand Tons | 0 | 0 | 0 | 0 | 0 | 0 | 0
PA_RACT Keystone 1 & 2-NOx Cap Winter | 955 | 7961 | Rate Constraint in MTons | FALSE | L | Annual | Allowances Withdrawn (1:1) | Thousand Tons | 0 | 0 | 0 | 0 | 0 | 0 | 0
PA_RACT Keystone 1 & 2-NOx Cap Winter | 955 | 7961 | Rate Constraint in MTons | FALSE | L | Annual | Allowances Withdrawn (n:1) | Thousand Tons | 0 | 0 | 0 | 0 | 0 | 0 | 0
PA_RACT Keystone 1 & 2-NOx Cap Winter | 955 | 7961 | Rate Constraint in MTons | FALSE | L | Annual | Net Emissions Allowance Position | Thousand Tons | 0 | 0 | 0 | 0 | 0 | 0 | 0
PA_RACT Keystone 1 & 2-NOx Cap Winter | 955 | 7961 | Rate Constraint in MTons | FALSE | L | Annual | Fuel Consumed | TBtu | 0 | 0 | 0 | 0 | 0 | 0 | 0
PA_RACT Keystone 1 & 2-NOx Cap Winter | 955 | 7961 | Rate Constraint in MTons | FALSE | L | Annual | Rate | lb/MMBtu | 0 | 0 | 0 | 0 | 0 | 0 | 0
PA_RACT Keystone 1 & 2-NOx Cap Winter | 955 | 7961 | Rate Constraint in MTons | FALSE | L | Annual | Generation | TWh | 0 | 0 | 0 | 0 | 0 | 0 | 0
PA_RACT Keystone 1 & 2-NOx Cap Winter | 955 | 7961 | Rate Constraint in MTons | FALSE | L | Annual | Qualifying Generation | TWh | 0 | 0 | 0 | 0 | 0 | 0 | 0
PA_RACT Keystone 1 & 2-NOx Cap Winter | 955 | 7961 | Rate Constraint in MTons | FALSE | L | Annual | Rate | lb/MWh | 0 | 0 | 0 | 0 | 0 | 0 | 0
PA_RACT Keystone 1 & 2-NOx Cap Winter | 955 | 7961 | Rate Constraint in MTons | FALSE | L | Annual | Constraint Shadow Price | US2022$/Ton | 0 | 0 | 0 | 0 | 0 | 0 | 0
PA_RACT Montour 1 & 2-NOx Cap Fall | 956 | 7956 | Rate Constraint in MTons | FALSE | L | Annual | Seasons Included | Seasons | Fall | Fall | Fall | Fall | Fall | Fall | Fall
PA_RACT Montour 1 & 2-NOx Cap Fall | 956 | 7956 | Rate Constraint in MTons | FALSE | L | Annual | Standard NOX | Thousand Tons | 1.6391 | 1.6391 | 1.6391 | 1.6391 | 1.6391 | 1.6391 | 1.6391
PA_RACT Montour 1 & 2-NOx Cap Fall | 956 | 7956 | Rate Constraint in MTons | FALSE | L | Annual | Emissions at Affected Plants NOX | Thousand Tons | 0 | 0 | 0 | 0 | 0 | 0 | 0
PA_RACT Montour 1 & 2-NOx Cap Fall | 956 | 7956 | Rate Constraint in MTons | FALSE | L | Annual | Allowances Purchased NOX | Thousand Tons | 0 | 0 | 0 | 0 | 0 | 0 | 0
PA_RACT Montour 1 & 2-NOx Cap Fall | 956 | 7956 | Rate Constraint in MTons | FALSE | L | Annual | Allowances Sold NOX | Thousand Tons | 0 | 0 | 0 | 0 | 0 | 0 | 0
PA_RACT Montour 1 & 2-NOx Cap Fall | 956 | 7956 | Rate Constraint in MTons | FALSE | L | Annual | Allowances Banked | Thousand Tons | 0 | 0 | 0 | 0 | 0 | 0 | 0
PA_RACT Montour 1 & 2-NOx Cap Fall | 956 | 7956 | Rate Constraint in MTons | FALSE | L | Annual | Allowances Withdrawn (1:1) | Thousand Tons | 0 | 0 | 0 | 0 | 0 | 0 | 0
PA_RACT Montour 1 & 2-NOx Cap Fall | 956 | 7956 | Rate Constraint in MTons | FALSE | L | Annual | Allowances Withdrawn (n:1) | Thousand Tons | 0 | 0 | 0 | 0 | 0 | 0 | 0
PA_RACT Montour 1 & 2-NOx Cap Fall | 956 | 7956 | Rate Constraint in MTons | FALSE | L | Annual | Net Emissions Allowance Position | Thousand Tons | 0 | 0 | 0 | 0 | 0 | 0 | 0
PA_RACT Montour 1 & 2-NOx Cap Fall | 956 | 7956 | Rate Constraint in MTons | FALSE | L | Annual | Fuel Consumed | TBtu | 0 | 0 | 0 | 0 | 0 | 0 | 0
PA_RACT Montour 1 & 2-NOx Cap Fall | 956 | 7956 | Rate Constraint in MTons | FALSE | L | Annual | Rate | lb/MMBtu | 0 | 0 | 0 | 0 | 0 | 0 | 0
PA_RACT Montour 1 & 2-NOx Cap Fall | 956 | 7956 | Rate Constraint in MTons | FALSE | L | Annual | Generation | TWh | 0 | 0 | 0 | 0 | 0 | 0 | 0
PA_RACT Montour 1 & 2-NOx Cap Fall | 956 | 7956 | Rate Constraint in MTons | FALSE | L | Annual | Qualifying Generation | TWh | 0 | 0 | 0 | 0 | 0 | 0 | 0
PA_RACT Montour 1 & 2-NOx Cap Fall | 956 | 7956 | Rate Constraint in MTons | FALSE | L | Annual | Rate | lb/MWh | 0 | 0 | 0 | 0 | 0 | 0 | 0
PA_RACT Montour 1 & 2-NOx Cap Fall | 956 | 7956 | Rate Constraint in MTons | FALSE | L | Annual | Constraint Shadow Price | US2022$/Ton | 0 | 0 | 0 | 0 | 0 | 0 | 0
PA_RACT Montour 1 & 2-NOx Cap Spring | 957 | 7954 | Rate Constraint in MTons | FALSE | L | Annual | Seasons Included | Seasons | Spring | Spring | Spring | Spring | Spring | Spring | Spring
PA_RACT Montour 1 & 2-NOx Cap Spring | 957 | 7954 | Rate Constraint in MTons | FALSE | L | Annual | Standard NOX | Thousand Tons | 1.0868 | 1.0868 | 1.0868 | 1.0868 | 1.0868 | 1.0868 | 1.0868
PA_RACT Montour 1 & 2-NOx Cap Spring | 957 | 7954 | Rate Constraint in MTons | FALSE | L | Annual | Emissions at Affected Plants NOX | Thousand Tons | 0 | 0 | 0 | 0 | 0 | 0 | 0
PA_RACT Montour 1 & 2-NOx Cap Spring | 957 | 7954 | Rate Constraint in MTons | FALSE | L | Annual | Allowances Purchased NOX | Thousand Tons | 0 | 0 | 0 | 0 | 0 | 0 | 0
PA_RACT Montour 1 & 2-NOx Cap Spring | 957 | 7954 | Rate Constraint in MTons | FALSE | L | Annual | Allowances Sold NOX | Thousand Tons | 0 | 0 | 0 | 0 | 0 | 0 | 0
PA_RACT Montour 1 & 2-NOx Cap Spring | 957 | 7954 | Rate Constraint in MTons | FALSE | L | Annual | Allowances Banked | Thousand Tons | 0 | 0 | 0 | 0 | 0 | 0 | 0
PA_RACT Montour 1 & 2-NOx Cap Spring | 957 | 7954 | Rate Constraint in MTons | FALSE | L | Annual | Allowances Withdrawn (1:1) | Thousand Tons | 0 | 0 | 0 | 0 | 0 | 0 | 0
PA_RACT Montour 1 & 2-NOx Cap Spring | 957 | 7954 | Rate Constraint in MTons | FALSE | L | Annual | Allowances Withdrawn (n:1) | Thousand Tons | 0 | 0 | 0 | 0 | 0 | 0 | 0
PA_RACT Montour 1 & 2-NOx Cap Spring | 957 | 7954 | Rate Constraint in MTons | FALSE | L | Annual | Net Emissions Allowance Position | Thousand Tons | 0 | 0 | 0 | 0 | 0 | 0 | 0
PA_RACT Montour 1 & 2-NOx Cap Spring | 957 | 7954 | Rate Constraint in MTons | FALSE | L | Annual | Fuel Consumed | TBtu | 0 | 0 | 0 | 0 | 0 | 0 | 0
PA_RACT Montour 1 & 2-NOx Cap Spring | 957 | 7954 | Rate Constraint in MTons | FALSE | L | Annual | Rate | lb/MMBtu | 0 | 0 | 0 | 0 | 0 | 0 | 0
PA_RACT Montour 1 & 2-NOx Cap Spring | 957 | 7954 | Rate Constraint in MTons | FALSE | L | Annual | Generation | TWh | 0 | 0 | 0 | 0 | 0 | 0 | 0
PA_RACT Montour 1 & 2-NOx Cap Spring | 957 | 7954 | Rate Constraint in MTons | FALSE | L | Annual | Qualifying Generation | TWh | 0 | 0 | 0 | 0 | 0 | 0 | 0
PA_RACT Montour 1 & 2-NOx Cap Spring | 957 | 7954 | Rate Constraint in MTons | FALSE | L | Annual | Rate | lb/MWh | 0 | 0 | 0 | 0 | 0 | 0 | 0
PA_RACT Montour 1 & 2-NOx Cap Spring | 957 | 7954 | Rate Constraint in MTons | FALSE | L | Annual | Constraint Shadow Price | US2022$/Ton | 0 | 0 | 0 | 0 | 0 | 0 | 0
PA_RACT Montour 1 & 2-NOx Cap Summer | 958 | 7955 | Rate Constraint in MTons | FALSE | L | Annual | Seasons Included | Seasons | Summer | Summer | Summer | Summer | Summer | Summer | Summer
PA_RACT Montour 1 & 2-NOx Cap Summer | 958 | 7955 | Rate Constraint in MTons | FALSE | L | Annual | Standard NOX | Thousand Tons | 2.7259 | 2.7259 | 2.7259 | 2.7259 | 2.7259 | 2.7259 | 2.7259
PA_RACT Montour 1 & 2-NOx Cap Summer | 958 | 7955 | Rate Constraint in MTons | FALSE | L | Annual | Emissions at Affected Plants NOX | Thousand Tons | 0.27292 | 0.27333 | 0 | 0 | 0 | 0 | 0
PA_RACT Montour 1 & 2-NOx Cap Summer | 958 | 7955 | Rate Constraint in MTons | FALSE | L | Annual | Allowances Purchased NOX | Thousand Tons | 0 | 0 | 0 | 0 | 0 | 0 | 0
PA_RACT Montour 1 & 2-NOx Cap Summer | 958 | 7955 | Rate Constraint in MTons | FALSE | L | Annual | Allowances Sold NOX | Thousand Tons | 0 | 0 | 0 | 0 | 0 | 0 | 0
PA_RACT Montour 1 & 2-NOx Cap Summer | 958 | 7955 | Rate Constraint in MTons | FALSE | L | Annual | Allowances Banked | Thousand Tons | 0 | 0 | 0 | 0 | 0 | 0 | 0
PA_RACT Montour 1 & 2-NOx Cap Summer | 958 | 7955 | Rate Constraint in MTons | FALSE | L | Annual | Allowances Withdrawn (1:1) | Thousand Tons | 0 | 0 | 0 | 0 | 0 | 0 | 0
PA_RACT Montour 1 & 2-NOx Cap Summer | 958 | 7955 | Rate Constraint in MTons | FALSE | L | Annual | Allowances Withdrawn (n:1) | Thousand Tons | 0 | 0 | 0 | 0 | 0 | 0 | 0
PA_RACT Montour 1 & 2-NOx Cap Summer | 958 | 7955 | Rate Constraint in MTons | FALSE | L | Annual | Net Emissions Allowance Position | Thousand Tons | 0.27292 | 0.27333 | 0 | 0 | 0 | 0 | 0
PA_RACT Montour 1 & 2-NOx Cap Summer | 958 | 7955 | Rate Constraint in MTons | FALSE | L | Annual | Fuel Consumed | TBtu | 18.1944 | 18.2219 | 0 | 0 | 0 | 0 | 0
PA_RACT Montour 1 & 2-NOx Cap Summer | 958 | 7955 | Rate Constraint in MTons | FALSE | L | Annual | Rate | lb/MMBtu | 0.03 | 0.03 | 0 | 0 | 0 | 0 | 0
PA_RACT Montour 1 & 2-NOx Cap Summer | 958 | 7955 | Rate Constraint in MTons | FALSE | L | Annual | Generation | TWh | 1.7014 | 1.704 | 0 | 0 | 0 | 0 | 0
PA_RACT Montour 1 & 2-NOx Cap Summer | 958 | 7955 | Rate Constraint in MTons | FALSE | L | Annual | Qualifying Generation | TWh | 1.7014 | 1.704 | 0 | 0 | 0 | 0 | 0
PA_RACT Montour 1 & 2-NOx Cap Summer | 958 | 7955 | Rate Constraint in MTons | FALSE | L | Annual | Rate | lb/MWh | 0.32081 | 0.32081 | 0 | 0 | 0 | 0 | 0
PA_RACT Montour 1 & 2-NOx Cap Summer | 958 | 7955 | Rate Constraint in MTons | FALSE | L | Annual | Constraint Shadow Price | US2022$/Ton | 0 | 0 | 0 | 0 | 0 | 0 | 0
PA_RACT Montour 1 & 2-NOx Cap Winter | 959 | 7953 | Rate Constraint in MTons | FALSE | L | Annual | Seasons Included | Seasons | Winter | Winter | Winter | Winter | Winter | Winter | Winter
PA_RACT Montour 1 & 2-NOx Cap Winter | 959 | 7953 | Rate Constraint in MTons | FALSE | L | Annual | Standard NOX | Thousand Tons | 1.0512 | 1.0512 | 1.0512 | 1.0512 | 1.0512 | 1.0512 | 1.0512
PA_RACT Montour 1 & 2-NOx Cap Winter | 959 | 7953 | Rate Constraint in MTons | FALSE | L | Annual | Emissions at Affected Plants NOX | Thousand Tons | 0 | 0 | 0 | 0 | 0 | 0 | 0
PA_RACT Montour 1 & 2-NOx Cap Winter | 959 | 7953 | Rate Constraint in MTons | FALSE | L | Annual | Allowances Purchased NOX | Thousand Tons | 0 | 0 | 0 | 0 | 0 | 0 | 0
PA_RACT Montour 1 & 2-NOx Cap Winter | 959 | 7953 | Rate Constraint in MTons | FALSE | L | Annual | Allowances Sold NOX | Thousand Tons | 0 | 0 | 0 | 0 | 0 | 0 | 0
PA_RACT Montour 1 & 2-NOx Cap Winter | 959 | 7953 | Rate Constraint in MTons | FALSE | L | Annual | Allowances Banked | Thousand Tons | 0 | 0 | 0 | 0 | 0 | 0 | 0
PA_RACT Montour 1 & 2-NOx Cap Winter | 959 | 7953 | Rate Constraint in MTons | FALSE | L | Annual | Allowances Withdrawn (1:1) | Thousand Tons | 0 | 0 | 0 | 0 | 0 | 0 | 0
PA_RACT Montour 1 & 2-NOx Cap Winter | 959 | 7953 | Rate Constraint in MTons | FALSE | L | Annual | Allowances Withdrawn (n:1) | Thousand Tons | 0 | 0 | 0 | 0 | 0 | 0 | 0
PA_RACT Montour 1 & 2-NOx Cap Winter | 959 | 7953 | Rate Constraint in MTons | FALSE | L | Annual | Net Emissions Allowance Position | Thousand Tons | 0 | 0 | 0 | 0 | 0 | 0 | 0
PA_RACT Montour 1 & 2-NOx Cap Winter | 959 | 7953 | Rate Constraint in MTons | FALSE | L | Annual | Fuel Consumed | TBtu | 0 | 0 | 0 | 0 | 0 | 0 | 0
PA_RACT Montour 1 & 2-NOx Cap Winter | 959 | 7953 | Rate Constraint in MTons | FALSE | L | Annual | Rate | lb/MMBtu | 0 | 0 | 0 | 0 | 0 | 0 | 0
PA_RACT Montour 1 & 2-NOx Cap Winter | 959 | 7953 | Rate Constraint in MTons | FALSE | L | Annual | Generation | TWh | 0 | 0 | 0 | 0 | 0 | 0 | 0
PA_RACT Montour 1 & 2-NOx Cap Winter | 959 | 7953 | Rate Constraint in MTons | FALSE | L | Annual | Qualifying Generation | TWh | 0 | 0 | 0 | 0 | 0 | 0 | 0
PA_RACT Montour 1 & 2-NOx Cap Winter | 959 | 7953 | Rate Constraint in MTons | FALSE | L | Annual | Rate | lb/MWh | 0 | 0 | 0 | 0 | 0 | 0 | 0
PA_RACT Montour 1 & 2-NOx Cap Winter | 959 | 7953 | Rate Constraint in MTons | FALSE | L | Annual | Constraint Shadow Price | US2022$/Ton | 0 | 0 | 0 | 0 | 0 | 0 | 0
RED-Rochester MER Rate Limit v3.1 | 960 | 7518 | Rate Constraint in lbs/MMBtu | FALSE | L | Annual | Seasons Included | Seasons | Winter, Spring, Summer, Fall | Winter, Spring, Summer, Fall | Winter, Spring, Summer, Fall | Winter, Spring, Summer, Fall | Winter, Spring, Summer, Fall | Winter, Spring, Summer, Fall | Winter, Spring, Summer, Fall
RED-Rochester MER Rate Limit v3.1 | 960 | 7518 | Rate Constraint in lbs/MMBtu | FALSE | L | Annual | Standard MER | lb/MMBtu | 6e-07 | 6e-07 | 6e-07 | 6e-07 | 6e-07 | 6e-07 | 6e-07
RED-Rochester MER Rate Limit v3.1 | 960 | 7518 | Rate Constraint in lbs/MMBtu | FALSE | L | Annual | Emissions at Affected Plants MER | lbs | 0.00023424 | 0.00026226 | 0.0002741 | 0 | 0 | 0 | 0
RED-Rochester MER Rate Limit v3.1 | 960 | 7518 | Rate Constraint in lbs/MMBtu | FALSE | L | Annual | Allowances Purchased MER | lbs | 0 | 0 | 0 | 0 | 0 | 0 | 0
RED-Rochester MER Rate Limit v3.1 | 960 | 7518 | Rate Constraint in lbs/MMBtu | FALSE | L | Annual | Allowances Sold MER | lbs | 0 | 0 | 0 | 0 | 0 | 0 | 0
RED-Rochester MER Rate Limit v3.1 | 960 | 7518 | Rate Constraint in lbs/MMBtu | FALSE | L | Annual | Allowances Banked | lbs | 0 | 0 | 0 | 0 | 0 | 0 | 0
RED-Rochester MER Rate Limit v3.1 | 960 | 7518 | Rate Constraint in lbs/MMBtu | FALSE | L | Annual | Allowances Withdrawn (1:1) | lbs | 0 | 0 | 0 | 0 | 0 | 0 | 0
RED-Rochester MER Rate Limit v3.1 | 960 | 7518 | Rate Constraint in lbs/MMBtu | FALSE | L | Annual | Allowances Withdrawn (n:1) | lbs | 0 | 0 | 0 | 0 | 0 | 0 | 0
RED-Rochester MER Rate Limit v3.1 | 960 | 7518 | Rate Constraint in lbs/MMBtu | FALSE | L | Annual | Net Emissions Allowance Position | lbs | 0.00023424 | 0.00026226 | 0.0002741 | 0 | 0 | 0 | 0
RED-Rochester MER Rate Limit v3.1 | 960 | 7518 | Rate Constraint in lbs/MMBtu | FALSE | L | Annual | Fuel Consumed | TBtu | 1.2686 | 1.4203 | 1.4845 | 0 | 0 | 0 | 0
RED-Rochester MER Rate Limit v3.1 | 960 | 7518 | Rate Constraint in lbs/MMBtu | FALSE | L | Annual | Rate | lb/MMBtu | 1.8465e-10 | 1.8465e-10 | 1.8465e-10 | 0 | 0 | 0 | 0
RED-Rochester MER Rate Limit v3.1 | 960 | 7518 | Rate Constraint in lbs/MMBtu | FALSE | L | Annual | Generation | TWh | 0.15284 | 0.17113 | 0.17885 | 0 | 0 | 0 | 0
RED-Rochester MER Rate Limit v3.1 | 960 | 7518 | Rate Constraint in lbs/MMBtu | FALSE | L | Annual | Qualifying Generation | TWh | 0.15284 | 0.17113 | 0.17885 | 0 | 0 | 0 | 0
RED-Rochester MER Rate Limit v3.1 | 960 | 7518 | Rate Constraint in lbs/MMBtu | FALSE | L | Annual | Rate | lb/MWh | 1.5326e-09 | 1.5326e-09 | 1.5326e-09 | 0 | 0 | 0 | 0
RED-Rochester MER Rate Limit v3.1 | 960 | 7518 | Rate Constraint in lbs/MMBtu | FALSE | L | Annual | Constraint Shadow Price | US2022$/Lb | 0 | 0 | 0 | 0 | 0 | 0 | 0
RGGI CO2 Annual Constraint v5.13 | 961 | 7118 | Rate Constraint in MTons | FALSE | L | Annual | Seasons Included | Seasons | Winter, Spring, Summer, Fall | Winter, Spring, Summer, Fall | Winter, Spring, Summer, Fall | Winter, Spring, Summer, Fall | Winter, Spring, Summer, Fall | Winter, Spring, Summer, Fall | Winter, Spring, Summer, Fall
RGGI CO2 Annual Constraint v5.13 | 961 | 7118 | Rate Constraint in MTons | FALSE | L | Annual | Standard CO2 | Thousand Tons | 117571.4671 | 78610.4021 | 78610.4021 | 78610.4021 | 78610.4021 | 78610.4021 | 78610.4021
RGGI CO2 Annual Constraint v5.13 | 961 | 7118 | Rate Constraint in MTons | FALSE | L | Annual | Emissions at Affected Plants CO2 | Thousand Tons | 96492.4603 | 95786.7479 | 75706.3821 | 38804.5383 | 34693.4759 | 42461.1558 | 49168.5118
RGGI CO2 Annual Constraint v5.13 | 961 | 7118 | Rate Constraint in MTons | FALSE | L | Annual | Allowances Purchased CO2 | Thousand Tons | 0 | 0 | 0 | 0 | 0 | 0 | 0
RGGI CO2 Annual Constraint v5.13 | 961 | 7118 | Rate Constraint in MTons | FALSE | L | Annual | Allowances Sold CO2 | Thousand Tons | 0 | 0 | 0 | 0 | 0 | 0 | 0
RGGI CO2 Annual Constraint v5.13 | 961 | 7118 | Rate Constraint in MTons | FALSE | L | Annual | Allowances Banked | Thousand Tons | 17176.3459 | 0 | 0 | 0 | 0 | 0 | 0
RGGI CO2 Annual Constraint v5.13 | 961 | 7118 | Rate Constraint in MTons | FALSE | L | Annual | Allowances Withdrawn (1:1) | Thousand Tons | 0 | -17176.3459 | 0 | 0 | 0 | 0 | 0
RGGI CO2 Annual Constraint v5.13 | 961 | 7118 | Rate Constraint in MTons | FALSE | L | Annual | Allowances Withdrawn (n:1) | Thousand Tons | 0 | 0 | 0 | 0 | 0 | 0 | 0
RGGI CO2 Annual Constraint v5.13 | 961 | 7118 | Rate Constraint in MTons | FALSE | L | Annual | Net Emissions Allowance Position | Thousand Tons | 113668.8062 | 78610.4021 | 75706.3821 | 38804.5383 | 34693.4759 | 42461.1558 | 49168.5118
RGGI CO2 Annual Constraint v5.13 | 961 | 7118 | Rate Constraint in MTons | FALSE | L | Annual | Fuel Consumed | TBtu | 1573.4449 | 1568.3814 | 1261.8008 | 645.742 | 564.7092 | 696.8142 | 810.3236
RGGI CO2 Annual Constraint v5.13 | 961 | 7118 | Rate Constraint in MTons | FALSE | L | Annual | Rate | lb/MMBtu | 122.6512 | 122.1473 | 119.9974 | 120.1859 | 122.872 | 121.8722 | 121.3553
RGGI CO2 Annual Constraint v5.13 | 961 | 7118 | Rate Constraint in MTons | FALSE | L | Annual | Generation | TWh | 236.6726 | 237.4045 | 188.731 | 100.3513 | 89.7949 | 127.6243 | 160.0711
RGGI CO2 Annual Constraint v5.13 | 961 | 7118 | Rate Constraint in MTons | FALSE | L | Annual | Qualifying Generation | TWh | 218.045 | 218.5388 | 177.395 | 91.1489 | 80.2921 | 98.7545 | 116.2586
RGGI CO2 Annual Constraint v5.13 | 961 | 7118 | Rate Constraint in MTons | FALSE | L | Annual | Rate | lb/MWh | 885.0694 | 876.6107 | 853.5344 | 851.4539 | 864.1816 | 859.9337 | 845.847
RGGI CO2 Annual Constraint v5.13 | 961 | 7118 | Rate Constraint in MTons | FALSE | L | Annual | Constraint Shadow Price | US2022$/Ton | 0 | 0 | 0 | 0 | 0 | 0 | 0
RI Block Island-NOx Cap Annual v7.23 | 962 | 7967 | Rate Constraint in MTons | FALSE | L | Annual | Seasons Included | Seasons | Winter, Spring, Summer, Fall | Winter, Spring, Summer, Fall | Winter, Spring, Summer, Fall | Winter, Spring, Summer, Fall | Winter, Spring, Summer, Fall | Winter, Spring, Summer, Fall | Winter, Spring, Summer, Fall
RI Block Island-NOx Cap Annual v7.23 | 962 | 7967 | Rate Constraint in MTons | FALSE | L | Annual | Standard NOX | Thousand Tons | 0.035 | 0.035 | 0.035 | 0.035 | 0.035 | 0.035 | 0.035
RI Block Island-NOx Cap Annual v7.23 | 962 | 7967 | Rate Constraint in MTons | FALSE | L | Annual | Emissions at Affected Plants NOX | Thousand Tons | 0 | 0 | 0 | 0 | 0 | 0 | 0
RI Block Island-NOx Cap Annual v7.23 | 962 | 7967 | Rate Constraint in MTons | FALSE | L | Annual | Allowances Purchased NOX | Thousand Tons | 0 | 0 | 0 | 0 | 0 | 0 | 0
RI Block Island-NOx Cap Annual v7.23 | 962 | 7967 | Rate Constraint in MTons | FALSE | L | Annual | Allowances Sold NOX | Thousand Tons | 0 | 0 | 0 | 0 | 0 | 0 | 0
RI Block Island-NOx Cap Annual v7.23 | 962 | 7967 | Rate Constraint in MTons | FALSE | L | Annual | Allowances Banked | Thousand Tons | 0 | 0 | 0 | 0 | 0 | 0 | 0
RI Block Island-NOx Cap Annual v7.23 | 962 | 7967 | Rate Constraint in MTons | FALSE | L | Annual | Allowances Withdrawn (1:1) | Thousand Tons | 0 | 0 | 0 | 0 | 0 | 0 | 0
RI Block Island-NOx Cap Annual v7.23 | 962 | 7967 | Rate Constraint in MTons | FALSE | L | Annual | Allowances Withdrawn (n:1) | Thousand Tons | 0 | 0 | 0 | 0 | 0 | 0 | 0
RI Block Island-NOx Cap Annual v7.23 | 962 | 7967 | Rate Constraint in MTons | FALSE | L | Annual | Net Emissions Allowance Position | Thousand Tons | 0 | 0 | 0 | 0 | 0 | 0 | 0
RI Block Island-NOx Cap Annual v7.23 | 962 | 7967 | Rate Constraint in MTons | FALSE | L | Annual | Fuel Consumed | TBtu | 0 | 0 | 0 | 0 | 0 | 0 | 0
RI Block Island-NOx Cap Annual v7.23 | 962 | 7967 | Rate Constraint in MTons | FALSE | L | Annual | Rate | lb/MMBtu | 0 | 0 | 0 | 0 | 0 | 0 | 0
RI Block Island-NOx Cap Annual v7.23 | 962 | 7967 | Rate Constraint in MTons | FALSE | L | Annual | Generation | TWh | 0 | 0 | 0 | 0 | 0 | 0 | 0
RI Block Island-NOx Cap Annual v7.23 | 962 | 7967 | Rate Constraint in MTons | FALSE | L | Annual | Qualifying Generation | TWh | 0 | 0 | 0 | 0 | 0 | 0 | 0
RI Block Island-NOx Cap Annual v7.23 | 962 | 7967 | Rate Constraint in MTons | FALSE | L | Annual | Rate | lb/MWh | 0 | 0 | 0 | 0 | 0 | 0 | 0
RI Block Island-NOx Cap Annual v7.23 | 962 | 7967 | Rate Constraint in MTons | FALSE | L | Annual | Constraint Shadow Price | US2022$/Ton | 0 | 0 | 0 | 0 | 0 | 0 | 0
RI Ocean State Power II(3&4)-NOx Cap Annual v7.23 | 963 | 7965 | Rate Constraint in MTons | FALSE | L | Annual | Seasons Included | Seasons | Winter, Spring, Summer, Fall | Winter, Spring, Summer, Fall | Winter, Spring, Summer, Fall | Winter, Spring, Summer, Fall | Winter, Spring, Summer, Fall | Winter, Spring, Summer, Fall | Winter, Spring, Summer, Fall
RI Ocean State Power II(3&4)-NOx Cap Annual v7.23 | 963 | 7965 | Rate Constraint in MTons | FALSE | L | Annual | Standard NOX | Thousand Tons | 0.09262 | 0.09262 | 0.09262 | 0.09262 | 0.09262 | 0.09262 | 0.09262
RI Ocean State Power II(3&4)-NOx Cap Annual v7.23 | 963 | 7965 | Rate Constraint in MTons | FALSE | L | Annual | Emissions at Affected Plants NOX | Thousand Tons | 0.00086651 | 0.0011302 | 0.0068944 | 0.0052368 | 0.0035745 | 0.0042949 | 0.0042572
RI Ocean State Power II(3&4)-NOx Cap Annual v7.23 | 963 | 7965 | Rate Constraint in MTons | FALSE | L | Annual | Allowances Purchased NOX | Thousand Tons | 0 | 0 | 0 | 0 | 0 | 0 | 0
RI Ocean State Power II(3&4)-NOx Cap Annual v7.23 | 963 | 7965 | Rate Constraint in MTons | FALSE | L | Annual | Allowances Sold NOX | Thousand Tons | 0 | 0 | 0 | 0 | 0 | 0 | 0
RI Ocean State Power II(3&4)-NOx Cap Annual v7.23 | 963 | 7965 | Rate Constraint in MTons | FALSE | L | Annual | Allowances Banked | Thousand Tons | 0 | 0 | 0 | 0 | 0 | 0 | 0
RI Ocean State Power II(3&4)-NOx Cap Annual v7.23 | 963 | 7965 | Rate Constraint in MTons | FALSE | L | Annual | Allowances Withdrawn (1:1) | Thousand Tons | 0 | 0 | 0 | 0 | 0 | 0 | 0
RI Ocean State Power II(3&4)-NOx Cap Annual v7.23 | 963 | 7965 | Rate Constraint in MTons | FALSE | L | Annual | Allowances Withdrawn (n:1) | Thousand Tons | 0 | 0 | 0 | 0 | 0 | 0 | 0
RI Ocean State Power II(3&4)-NOx Cap Annual v7.23 | 963 | 7965 | Rate Constraint in MTons | FALSE | L | Annual | Net Emissions Allowance Position | Thousand Tons | 0.00086651 | 0.0011302 | 0.0068944 | 0.0052368 | 0.0035745 | 0.0042949 | 0.0042572
RI Ocean State Power II(3&4)-NOx Cap Annual v7.23 | 963 | 7965 | Rate Constraint in MTons | FALSE | L | Annual | Fuel Consumed | TBtu | 0.061717 | 0.080501 | 0.49106 | 0.37299 | 0.25459 | 0.3059 | 0.30322
RI Ocean State Power II(3&4)-NOx Cap Annual v7.23 | 963 | 7965 | Rate Constraint in MTons | FALSE | L | Annual | Rate | lb/MMBtu | 0.02808 | 0.02808 | 0.02808 | 0.02808 | 0.02808 | 0.02808 | 0.02808
RI Ocean State Power II(3&4)-NOx Cap Annual v7.23 | 963 | 7965 | Rate Constraint in MTons | FALSE | L | Annual | Generation | TWh | 0.0068705 | 0.0089615 | 0.054665 | 0.041522 | 0.028341 | 0.034054 | 0.033755
RI Ocean State Power II(3&4)-NOx Cap Annual v7.23 | 963 | 7965 | Rate Constraint in MTons | FALSE | L | Annual | Qualifying Generation | TWh | 0.0068705 | 0.0089615 | 0.054665 | 0.041522 | 0.028341 | 0.034054 | 0.033755
RI Ocean State Power II(3&4)-NOx Cap Annual v7.23 | 963 | 7965 | Rate Constraint in MTons | FALSE | L | Annual | Rate | lb/MWh | 0.25224 | 0.25224 | 0.25224 | 0.25224 | 0.25224 | 0.25224 | 0.25224
RI Ocean State Power II(3&4)-NOx Cap Annual v7.23 | 963 | 7965 | Rate Constraint in MTons | FALSE | L | Annual | Constraint Shadow Price | US2022$/Ton | 0 | 0 | 0 | 0 | 0 | 0 | 0
RI State Energy Center-NOx Cap Annual v7.23 | 964 | 7966 | Rate Constraint in MTons | FALSE | L | Annual | Seasons Included | Seasons | Winter, Spring, Summer, Fall | Winter, Spring, Summer, Fall | Winter, Spring, Summer, Fall | Winter, Spring, Summer, Fall | Winter, Spring, Summer, Fall | Winter, Spring, Summer, Fall | Winter, Spring, Summer, Fall
RI State Energy Center-NOx Cap Annual v7.23 | 964 | 7966 | Rate Constraint in MTons | FALSE | L | Annual | Standard NOX | Thousand Tons | 0.156 | 0.156 | 0.156 | 0.156 | 0.156 | 0.156 | 0.156
RI State Energy Center-NOx Cap Annual v7.23 | 964 | 7966 | Rate Constraint in MTons | FALSE | L | Annual | Emissions at Affected Plants NOX | Thousand Tons | 0.065888 | 0.062088 | 0.050587 | 0.01845 | 0.01574 | 0.023927 | 0.02395
RI State Energy Center-NOx Cap Annual v7.23 | 964 | 7966 | Rate Constraint in MTons | FALSE | L | Annual | Allowances Purchased NOX | Thousand Tons | 0 | 0 | 0 | 0 | 0 | 0 | 0
RI State Energy Center-NOx Cap Annual v7.23 | 964 | 7966 | Rate Constraint in MTons | FALSE | L | Annual | Allowances Sold NOX | Thousand Tons | 0 | 0 | 0 | 0 | 0 | 0 | 0
RI State Energy Center-NOx Cap Annual v7.23 | 964 | 7966 | Rate Constraint in MTons | FALSE | L | Annual | Allowances Banked | Thousand Tons | 0 | 0 | 0 | 0 | 0 | 0 | 0
RI State Energy Center-NOx Cap Annual v7.23 | 964 | 7966 | Rate Constraint in MTons | FALSE | L | Annual | Allowances Withdrawn (1:1) | Thousand Tons | 0 | 0 | 0 | 0 | 0 | 0 | 0
RI State Energy Center-NOx Cap Annual v7.23 | 964 | 7966 | Rate Constraint in MTons | FALSE | L | Annual | Allowances Withdrawn (n:1) | Thousand Tons | 0 | 0 | 0 | 0 | 0 | 0 | 0
RI State Energy Center-NOx Cap Annual v7.23 | 964 | 7966 | Rate Constraint in MTons | FALSE | L | Annual | Net Emissions Allowance Position | Thousand Tons | 0.065888 | 0.062088 | 0.050587 | 0.01845 | 0.01574 | 0.023927 | 0.02395
RI State Energy Center-NOx Cap Annual v7.23 | 964 | 7966 | Rate Constraint in MTons | FALSE | L | Annual | Fuel Consumed | TBtu | 19.0981 | 17.9964 | 14.6628 | 5.3479 | 4.5624 | 6.9353 | 6.9421
RI State Energy Center-NOx Cap Annual v7.23 | 964 | 7966 | Rate Constraint in MTons | FALSE | L | Annual | Rate | lb/MMBtu | 0.0069 | 0.0069 | 0.0069 | 0.0069 | 0.0069 | 0.0069 | 0.0069
RI State Energy Center-NOx Cap Annual v7.23 | 964 | 7966 | Rate Constraint in MTons | FALSE | L | Annual | Generation | TWh | 2.6906 | 2.5354 | 2.0658 | 0.75344 | 0.64277 | 0.97708 | 0.97804
RI State Energy Center-NOx Cap Annual v7.23 | 964 | 7966 | Rate Constraint in MTons | FALSE | L | Annual | Qualifying Generation | TWh | 2.6906 | 2.5354 | 2.0658 | 0.75344 | 0.64277 | 0.97708 | 0.97804
RI State Energy Center-NOx Cap Annual v7.23 | 964 | 7966 | Rate Constraint in MTons | FALSE | L | Annual | Rate | lb/MWh | 0.048976 | 0.048976 | 0.048976 | 0.048976 | 0.048976 | 0.048976 | 0.048976
RI State Energy Center-NOx Cap Annual v7.23 | 964 | 7966 | Rate Constraint in MTons | FALSE | L | Annual | Constraint Shadow Price | US2022$/Ton | 0 | 0 | 0 | 0 | 0 | 0 | 0
RPS Clean Energy v6.20- CO | 965 | 7660 | Generation Constraint in GWh | FALSE | G | Annual | Seasons Included | Seasons | Winter, Spring, Summer, Fall | Winter, Spring, Summer, Fall | Winter, Spring, Summer, Fall | Winter, Spring, Summer, Fall | Winter, Spring, Summer, Fall | Winter, Spring, Summer, Fall | Winter, Spring, Summer, Fall
RPS Clean Energy v6.20- CO | 965 | 7660 | Generation Constraint in GWh | FALSE | G | Annual | Standard GWh | GWh | 0 | 0 | 0 | 0 | 0 | 48241.9191 | 50804.3934
RPS Clean Energy v6.20- CO | 965 | 7660 | Generation Constraint in GWh | FALSE | G | Annual | Emissions at Affected Plants | GWh | 27777.4936 | 30928.6624 | 45436.9272 | 63023.8577 | 79213.782 | 79419.0495 | 84239.6416
RPS Clean Energy v6.20- CO | 965 | 7660 | Generation Constraint in GWh | FALSE | G | Annual | Allowances Purchased | GWh | 0 | 0 | 0 | 0 | 0 | 0 | 0
RPS Clean Energy v6.20- CO | 965 | 7660 | Generation Constraint in GWh | FALSE | G | Annual | Allowances Sold | GWh | 0 | 0 | 0 | 0 | 0 | 0 | 0
RPS Clean Energy v6.20- CO | 965 | 7660 | Generation Constraint in GWh | FALSE | G | Annual | Allowances Banked | GWh | 0 | 0 | 0 | 0 | 0 | 0 | 0
RPS Clean Energy v6.20- CO | 965 | 7660 | Generation Constraint in GWh | FALSE | G | Annual | Allowances Withdrawn (1:1) | GWh | 0 | 0 | 0 | 0 | 0 | 0 | 0
RPS Clean Energy v6.20- CO | 965 | 7660 | Generation Constraint in GWh | FALSE | G | Annual | Allowances Withdrawn (n:1) | GWh | 0 | 0 | 0 | 0 | 0 | 0 | 0
RPS Clean Energy v6.20- CO | 965 | 7660 | Generation Constraint in GWh | FALSE | G | Annual | Net Emissions Allowance Position | GWh | 27777.4936 | 30928.6624 | 45436.9272 | 63023.8577 | 79213.782 | 79419.0495 | 84239.6416
RPS Clean Energy v6.20- CO | 965 | 7660 | Generation Constraint in GWh | FALSE | G | Annual | Constraint Shadow Price | US2022$/MWh | 0 | 0 | 0 | 0 | 0 | 0 | 0
RPS Clean Energy v6.20- IL | 966 | 7734 | Generation Constraint in GWh | FALSE | G | Annual | Seasons Included | Seasons | Winter, Spring, Summer, Fall | Winter, Spring, Summer, Fall | Winter, Spring, Summer, Fall | Winter, Spring, Summer, Fall | Winter, Spring, Summer, Fall | Winter, Spring, Summer, Fall | Winter, Spring, Summer, Fall
RPS Clean Energy v6.20- IL | 966 | 7734 | Generation Constraint in GWh | FALSE | G | Annual | Standard GWh | GWh | 0 | 0 | 0 | 0 | 0 | 175609.0477 | 181988.0538
RPS Clean Energy v6.20- IL | 966 | 7734 | Generation Constraint in GWh | FALSE | G | Annual | Emissions at Affected Plants | GWh | 167993.0707 | 177250.7593 | 201057.0145 | 266017.5384 | 323002.5304 | 293108.7455 | 293215.5095
RPS Clean Energy v6.20- IL | 966 | 7734 | Generation Constraint in GWh | FALSE | G | Annual | Allowances Purchased | GWh | 0 | 0 | 0 | 0 | 0 | 0 | 0
RPS Clean Energy v6.20- IL | 966 | 7734 | Generation Constraint in GWh | FALSE | G | Annual | Allowances Sold | GWh | 0 | 0 | 0 | 0 | 0 | 0 | 0
RPS Clean Energy v6.20- IL | 966 | 7734 | Generation Constraint in GWh | FALSE | G | Annual | Allowances Banked | GWh | 0 | 0 | 0 | 0 | 0 | 0 | 0
RPS Clean Energy v6.20- IL | 966 | 7734 | Generation Constraint in GWh | FALSE | G | Annual | Allowances Withdrawn (1:1) | GWh | 0 | 0 | 0 | 0 | 0 | 0 | 0
RPS Clean Energy v6.20- IL | 966 | 7734 | Generation Constraint in GWh | FALSE | G | Annual | Allowances Withdrawn (n:1) | GWh | 0 | 0 | 0 | 0 | 0 | 0 | 0
RPS Clean Energy v6.20- IL | 966 | 7734 | Generation Constraint in GWh | FALSE | G | Annual | Net Emissions Allowance Position | GWh | 167993.0707 | 177250.7593 | 201057.0145 | 266017.5384 | 323002.5304 | 293108.7455 | 293215.5095
RPS Clean Energy v6.20- IL | 966 | 7734 | Generation Constraint in GWh | FALSE | G | Annual | Constraint Shadow Price | US2022$/MWh | 0 | 0 | 0 | 0 | 0 | 0 | 0
RPS Clean Energy v6.20- MA | 967 | 7661 | Generation Constraint in GWh | FALSE | G | Annual | Seasons Included | Seasons | Winter, Spring, Summer, Fall | Winter, Spring, Summer, Fall | Winter, Spring, Summer, Fall | Winter, Spring, Summer, Fall | Winter, Spring, Summer, Fall | Winter, Spring, Summer, Fall | Winter, Spring, Summer, Fall
RPS Clean Energy v6.20- MA | 967 | 7661 | Generation Constraint in GWh | FALSE | G | Annual | Standard GWh | GWh | 25748.7075 | 33587.6393 | 40245.3413 | 46596.8587 | 53298.3694 | 60143.2621 | 63177.6061
RPS Clean Energy v6.20- MA | 967 | 7661 | Generation Constraint in GWh | FALSE | G | Annual | Emissions at Affected Plants | GWh | 30297.5573 | 33587.6393 | 40245.3413 | 46596.8587 | 53298.3694 | 60143.2621 | 63177.6061
RPS Clean Energy v6.20- MA | 967 | 7661 | Generation Constraint in GWh | FALSE | G | Annual | Allowances Purchased | GWh | 0 | 0 | 0 | 0 | 0 | 0 | 0
RPS Clean Energy v6.20- MA | 967 | 7661 | Generation Constraint in GWh | FALSE | G | Annual | Allowances Sold | GWh | 0 | 0 | 0 | 0 | 0 | 0 | 0
RPS Clean Energy v6.20- MA | 967 | 7661 | Generation Constraint in GWh | FALSE | G | Annual | Allowances Banked | GWh | 0 | 0 | 0 | 0 | 0 | 0 | 0
RPS Clean Energy v6.20- MA | 967 | 7661 | Generation Constraint in GWh | FALSE | G | Annual | Allowances Withdrawn (1:1) | GWh | 0 | 0 | 0 | 0 | 0 | 0 | 0
RPS Clean Energy v6.20- MA | 967 | 7661 | Generation Constraint in GWh | FALSE | G | Annual | Allowances Withdrawn (n:1) | GWh | 0 | 0 | 0 | 0 | 0 | 0 | 0
RPS Clean Energy v6.20- MA | 967 | 7661 | Generation Constraint in GWh | FALSE | G | Annual | Net Emissions Allowance Position | GWh | 30297.5573 | 33587.6393 | 40245.3413 | 46596.8587 | 53298.3694 | 60143.2621 | 63177.6061
RPS Clean Energy v6.20- MA | 967 | 7661 | Generation Constraint in GWh | FALSE | G | Annual | Constraint Shadow Price | US2022$/MWh | 0 | 47.2863 | 13.6096 | 18.4019 | 10.6512 | 13.3943 | 13.244
RPS Clean Energy v6.20- NM | 968 | 7571 | Generation Constraint in GWh | FALSE | G | Annual | Seasons Included | Seasons | Winter, Spring, Summer, Fall | Winter, Spring, Summer, Fall | Winter, Spring, Summer, Fall | Winter, Spring, Summer, Fall | Winter, Spring, Summer, Fall | Winter, Spring, Summer, Fall | Winter, Spring, Summer, Fall
RPS Clean Energy v6.20- NM | 968 | 7571 | Generation Constraint in GWh | FALSE | G | Annual | Standard GWh | GWh | 0 | 0 | 0 | 0 | 21692.1118 | 29943.9669 | 31634.1871
RPS Clean Energy v6.20- NM | 968 | 7571 | Generation Constraint in GWh | FALSE | G | Annual | Emissions at Affected Plants | GWh | 41401.5699 | 41401.734 | 41401.649 | 41715.3887 | 57956.8023 | 57989.1311 | 57989.6582
RPS Clean Energy v6.20- NM | 968 | 7571 | Generation Constraint in GWh | FALSE | G | Annual | Allowances Purchased | GWh | 0 | 0 | 0 | 0 | 0 | 0 | 0
RPS Clean Energy v6.20- NM | 968 | 7571 | Generation Constraint in GWh | FALSE | G | Annual | Allowances Sold | GWh | 0 | 0 | 0 | 0 | 0 | 0 | 0
RPS Clean Energy v6.20- NM | 968 | 7571 | Generation Constraint in GWh | FALSE | G | Annual | Allowances Banked | GWh | 0 | 0 | 0 | 0 | 0 | 0 | 0
RPS Clean Energy v6.20- NM | 968 | 7571 | Generation Constraint in GWh | FALSE | G | Annual | Allowances Withdrawn (1:1) | GWh | 0 | 0 | 0 | 0 | 0 | 0 | 0
RPS Clean Energy v6.20- NM | 968 | 7571 | Generation Constraint in GWh | FALSE | G | Annual | Allowances Withdrawn (n:1) | GWh | 0 | 0 | 0 | 0 | 0 | 0 | 0
RPS Clean Energy v6.20- NM | 968 | 7571 | Generation Constraint in GWh | FALSE | G | Annual | Net Emissions Allowance Position | GWh | 41401.5699 | 41401.734 | 41401.649 | 41715.3887 | 57956.8023 | 57989.1311 | 57989.6582
RPS Clean Energy v6.20- NM | 968 | 7571 | Generation Constraint in GWh | FALSE | G | Annual | Constraint Shadow Price | US2022$/MWh | 0 | 0 | 0 | 0 | 0 | 0 | 0
RPS Clean Energy v6.20- NV | 969 | 7572 | Generation Constraint in GWh | FALSE | G | Annual | Seasons Included | Seasons | Winter, Spring, Summer, Fall | Winter, Spring, Summer, Fall | Winter, Spring, Summer, Fall | Winter, Spring, Summer, Fall | Winter, Spring, Summer, Fall | Winter, Spring, Summer, Fall | Winter, Spring, Summer, Fall
RPS Clean Energy v6.20- NV | 969 | 7572 | Generation Constraint in GWh | FALSE | G | Annual | Standard GWh | GWh | 0 | 0 | 0 | 0 | 0 | 50025.5336 | 52931.0559
RPS Clean Energy v6.20- NV | 969 | 7572 | Generation Constraint in GWh | FALSE | G | Annual | Emissions at Affected Plants | GWh | 31948.855 | 31954.5736 | 31951.8494 | 31951.8444 | 49879.1683 | 50025.5337 | 52931.0559
RPS Clean Energy v6.20- NV | 969 | 7572 | Generation Constraint in GWh | FALSE | G | Annual | Allowances Purchased | GWh | 0 | 0 | 0 | 0 | 0 | 0 | 0
RPS Clean Energy v6.20- NV | 969 | 7572 | Generation Constraint in GWh | FALSE | G | Annual | Allowances Sold | GWh | 0 | 0 | 0 | 0 | 0 | 0 | 0
RPS Clean Energy v6.20- NV | 969 | 7572 | Generation Constraint in GWh | FALSE | G | Annual | Allowances Banked | GWh | 0 | 0 | 0 | 0 | 0 | 0 | 0
RPS Clean Energy v6.20- NV | 969 | 7572 | Generation Constraint in GWh | FALSE | G | Annual | Allowances Withdrawn (1:1) | GWh | 0 | 0 | 0 | 0 | 0 | 0 | 0
RPS Clean Energy v6.20- NV | 969 | 7572 | Generation Constraint in GWh | FALSE | G | Annual | Allowances Withdrawn (n:1) | GWh | 0 | 0 | 0 | 0 | 0 | 0 | 0
RPS Clean Energy v6.20- NV | 969 | 7572 | Generation Constraint in GWh | FALSE | G | Annual | Net Emissions Allowance Position | GWh | 31948.855 | 31954.5736 | 31951.8494 | 31951.8444 | 49879.1683 | 50025.5337 | 52931.0559
RPS Clean Energy v6.20- NV | 969 | 7572 | Generation Constraint in GWh | FALSE | G | Annual | Constraint Shadow Price | US2022$/MWh | 0 | 0 | 0 | 0 | 0 | 3.4231 | 10.2646
RPS Clean Energy v6.20- NY | 970 | 7573 | Generation Constraint in GWh | FALSE | G | Annual | Seasons Included | Seasons | Winter, Spring, Summer, Fall | Winter, Spring, Summer, Fall | Winter, Spring, Summer, Fall | Winter, Spring, Summer, Fall | Winter, Spring, Summer, Fall | Winter, Spring, Summer, Fall | Winter, Spring, Summer, Fall
RPS Clean Energy v6.20- NY | 970 | 7573 | Generation Constraint in GWh | FALSE | G | Annual | Standard GWh | GWh | 0 | 0 | 0 | 178242.7937 | 188066.8465 | 199190.3777 | 208189.7491
RPS Clean Energy v6.20- NY | 970 | 7573 | Generation Constraint in GWh | FALSE | G | Annual | Emissions at Affected Plants | GWh | 76653.7682 | 77401.141 | 129961.1602 | 178242.7937 | 188066.8465 | 199190.3777 | 208189.7491
RPS Clean Energy v6.20- NY | 970 | 7573 | Generation Constraint in GWh | FALSE | G | Annual | Allowances Purchased | GWh | 0 | 0 | 0 | 0 | 0 | 0 | 0
RPS Clean Energy v6.20- NY | 970 | 7573 | Generation Constraint in GWh | FALSE | G | Annual | Allowances Sold | GWh | 0 | 0 | 0 | 0 | 0 | 0 | 0
RPS Clean Energy v6.20- NY | 970 | 7573 | Generation Constraint in GWh | FALSE | G | Annual | Allowances Banked | GWh | 0 | 0 | 0 | 0 | 0 | 0 | 0
RPS Clean Energy v6.20- NY | 970 | 7573 | Generation Constraint in GWh | FALSE | G | Annual | Allowances Withdrawn (1:1) | GWh | 0 | 0 | 0 | 0 | 0 | 0 | 0
RPS Clean Energy v6.20- NY | 970 | 7573 | Generation Constraint in GWh | FALSE | G | Annual | Allowances Withdrawn (n:1) | GWh | 0 | 0 | 0 | 0 | 0 | 0 | 0
RPS Clean Energy v6.20- NY | 970 | 7573 | Generation Constraint in GWh | FALSE | G | Annual | Net Emissions Allowance Position | GWh | 76653.7682 | 77401.141 | 129961.1602 | 178242.7937 | 188066.8465 | 199190.3777 | 208189.7491
RPS Clean Energy v6.20- NY | 970 | 7573 | Generation Constraint in GWh | FALSE | G | Annual | Constraint Shadow Price | US2022$/MWh | 0 | 0 | 0 | 10.671 | 1.4937 | 8.2301 | 7.1338
RPS Clean Energy v6.20- OR | 971 | 7735 | Generation Constraint in GWh | FALSE | G | Annual | Seasons Included | Seasons | Winter, Spring, Summer, Fall | Winter, Spring, Summer, Fall | Winter, Spring, Summer, Fall | Winter, Spring, Summer, Fall | Winter, Spring, Summer, Fall | Winter, Spring, Summer, Fall | Winter, Spring, Summer, Fall
RPS Clean Energy v6.20- OR | 971 | 7735 | Generation Constraint in GWh | FALSE | G | Annual | Standard GWh | GWh | 0 | 0 | 0 | 65736.5342 | 69147.8555 | 72408.1717 | 75277.7632
RPS Clean Energy v6.20- OR | 971 | 7735 | Generation Constraint in GWh | FALSE | G | Annual | Emissions at Affected Plants | GWh | 51687.0177 | 51687.0177 | 51629.9876 | 65736.5342 | 69147.8555 | 72408.1718 | 75277.7632
RPS Clean Energy v6.20- OR | 971 | 7735 | Generation Constraint in GWh | FALSE | G | Annual | Allowances Purchased | GWh | 0 | 0 | 0 | 0 | 0 | 0 | 0
RPS Clean Energy v6.20- OR | 971 | 7735 | Generation Constraint in GWh | FALSE | G | Annual | Allowances Sold | GWh | 0 | 0 | 0 | 0 | 0 | 0 | 0
RPS Clean Energy v6.20- OR | 971 | 7735 | Generation Constraint in GWh | FALSE | G | Annual | Allowances Banked | GWh | 0 | 0 | 0 | 0 | 0 | 0 | 0
RPS Clean Energy v6.20- OR | 971 | 7735 | Generation Constraint in GWh | FALSE | G | Annual | Allowances Withdrawn (1:1) | GWh | 0 | 0 | 0 | 0 | 0 | 0 | 0
RPS Clean Energy v6.20- OR | 971 | 7735 | Generation Constraint in GWh | FALSE | G | Annual | Allowances Withdrawn (n:1) | GWh | 0 | 0 | 0 | 0 | 0 | 0 | 0
RPS Clean Energy v6.20- OR | 971 | 7735 | Generation Constraint in GWh | FALSE | G | Annual | Net Emissions Allowance Position | GWh | 51687.0177 | 51687.0177 | 51629.9876 | 65736.5342 | 69147.8555 | 72408.1718 | 75277.7632
RPS Clean Energy v6.20- OR | 971 | 7735 | Generation Constraint in GWh | FALSE | G | Annual | Constraint Shadow Price | US2022$/MWh | 0 | 0 | 0 | 4.2735 | 4.5541 | 9.0386 | 3.2213
RPS Clean Energy v6.20- WA | 972 | 7574 | Generation Constraint in GWh | FALSE | G | Annual | Seasons Included | Seasons | Winter, Spring, Summer, Fall | Winter, Spring, Summer, Fall | Winter, Spring, Summer, Fall | Winter, Spring, Summer, Fall | Winter, Spring, Summer, Fall | Winter, Spring, Summer, Fall | Winter, Spring, Summer, Fall
RPS Clean Energy v6.20- WA | 972 | 7574 | Generation Constraint in GWh | FALSE | G | Annual | Standard GWh | GWh | 0 | 98339.6377 | 104915.9028 | 111717.7214 | 117515.1832 | 123056.0154 | 127932.8198
RPS Clean Energy v6.20- WA | 972 | 7574 | Generation Constraint in GWh | FALSE | G | Annual | Emissions at Affected Plants | GWh | 95723.3791 | 98339.6377 | 104915.9028 | 111717.7214 | 117515.1832 | 123056.0154 | 127932.8198
RPS Clean Energy v6.20- WA | 972 | 7574 | Generation Constraint in GWh | FALSE | G | Annual | Allowances Purchased | GWh | 0 | 0 | 0 | 0 | 0 | 0 | 0
RPS Clean Energy v6.20- WA | 972 | 7574 | Generation Constraint in GWh | FALSE | G | Annual | Allowances Sold | GWh | 0 | 0 | 0 | 0 | 0 | 0 | 0
RPS Clean Energy v6.20- WA | 972 | 7574 | Generation Constraint in GWh | FALSE | G | Annual | Allowances Banked | GWh | 0 | 0 | 0 | 0 | 0 | 0 | 0
RPS Clean Energy v6.20- WA | 972 | 7574 | Generation Constraint in GWh | FALSE | G | Annual | Allowances Withdrawn (1:1) | GWh | 0 | 0 | 0 | 0 | 0 | 0 | 0
RPS Clean Energy v6.20- WA | 972 | 7574 | Generation Constraint in GWh | FALSE | G | Annual | Allowances Withdrawn (n:1) | GWh | 0 | 0 | 0 | 0 | 0 | 0 | 0
RPS Clean Energy v6.20- WA | 972 | 7574 | Generation Constraint in GWh | FALSE | G | Annual | Net Emissions Allowance Position | GWh | 95723.3791 | 98339.6377 | 104915.9028 | 111717.7214 | 117515.1832 | 123056.0154 | 127932.8198
RPS Clean Energy v6.20- WA | 972 | 7574 | Generation Constraint in GWh | FALSE | G | Annual | Constraint Shadow Price | US2022$/MWh | 0 | 28.6719 | 9.769 | 4.3961 | 4.2458 | 6.5161 | 0.91505
RPS Clean Energy v6.21- CT | 973 | 7788 | Generation Constraint in GWh | FALSE | G | Annual | Seasons Included | Seasons | Winter, Spring, Summer, Fall | Winter, Spring, Summer, Fall | Winter, Spring, Summer, Fall | Winter, Spring, Summer, Fall | Winter, Spring, Summer, Fall | Winter, Spring, Summer, Fall | Winter, Spring, Summer, Fall
RPS Clean Energy v6.21- CT | 973 | 7788 | Generation Constraint in GWh | FALSE | G | Annual | Standard GWh | GWh | NA | 12257.0831 | 23311.1517 | 35094.2615 | 37206.735 | 39444.9807 | 41509.7061
RPS Clean Energy v6.21- CT | 973 | 7788 | Generation Constraint in GWh | FALSE | G | Annual | Emissions at Affected Plants | GWh | 0 | 26374.502 | 23311.1517 | 35094.2615 | 37206.735 | 39444.9807 | 41509.7061
RPS Clean Energy v6.21- CT | 973 | 7788 | Generation Constraint in GWh | FALSE | G | Annual | Allowances Purchased | GWh | 0 | 0 | 0 | 0 | 0 | 0 | 0
RPS Clean Energy v6.21- CT | 973 | 7788 | Generation Constraint in GWh | FALSE | G | Annual | Allowances Sold | GWh | 0 | 0 | 0 | 0 | 0 | 0 | 0
RPS Clean Energy v6.21- CT | 973 | 7788 | Generation Constraint in GWh | FALSE | G | Annual | Allowances Banked | GWh | 0 | 0 | 0 | 0 | 0 | 0 | 0
RPS Clean Energy v6.21- CT | 973 | 7788 | Generation Constraint in GWh | FALSE | G | Annual | Allowances Withdrawn (1:1) | GWh | 0 | 0 | 0 | 0 | 0 | 0 | 0
RPS Clean Energy v6.21- CT | 973 | 7788 | Generation Constraint in GWh | FALSE | G | Annual | Allowances Withdrawn (n:1) | GWh | 0 | 0 | 0 | 0 | 0 | 0 | 0
RPS Clean Energy v6.21- CT | 973 | 7788 | Generation Constraint in GWh | FALSE | G | Annual | Net Emissions Allowance Position | GWh | 0 | 26374.502 | 23311.1517 | 35094.2615 | 37206.735 | 39444.9807 | 41509.7061
RPS Clean Energy v6.21- CT | 973 | 7788 | Generation Constraint in GWh | FALSE | G | Annual | Constraint Shadow Price | US2022$/MWh | 0 | 0 | 15.7523 | 22.4448 | 14.33 | 15.6122 | 15.4866
RPS Clean Energy v7.23- MN | 974 | 7972 | Generation Constraint in GWh | FALSE | G | Annual | Seasons Included | Seasons |  | Winter, Spring, Summer, Fall | Winter, Spring, Summer, Fall | Winter, Spring, Summer, Fall | Winter, Spring, Summer, Fall | Winter, Spring, Summer, Fall | Winter, Spring, Summer, Fall
RPS Clean Energy v7.23- MN | 974 | 7972 | Generation Constraint in GWh | FALSE | G | Annual | Standard GWh | GWh | NA | 61261.6024 | 79089.086 | 92188.1225 | 96653.6777 | 101384.336 | 105601.4914
RPS Clean Energy v7.23- MN | 974 | 7972 | Generation Constraint in GWh | FALSE | G | Annual | Emissions at Affected Plants | GWh | 0 | 61261.6024 | 81364.5417 | 95371.8287 | 105974.2723 | 107500.8271 | 106897.1244
RPS Clean Energy v7.23- MN | 974 | 7972 | Generation Constraint in GWh | FALSE | G | Annual | Allowances Purchased | GWh | 0 | 0 | 0 | 0 | 0 | 0 | 0
RPS Clean Energy v7.23- MN | 974 | 7972 | Generation Constraint in GWh | FALSE | G | Annual | Allowances Sold | GWh | 0 | 0 | 0 | 0 | 0 | 0 | 0
RPS Clean Energy v7.23- MN | 974 | 7972 | Generation Constraint in GWh | FALSE | G | Annual | Allowances Banked | GWh | 0 | 0 | 0 | 0 | 0 | 0 | 0
RPS Clean Energy v7.23- MN | 974 | 7972 | Generation Constraint in GWh | FALSE | G | Annual | Allowances Withdrawn (1:1) | GWh | 0 | 0 | 0 | 0 | 0 | 0 | 0
RPS Clean Energy v7.23- MN | 974 | 7972 | Generation Constraint in GWh | FALSE | G | Annual | Allowances Withdrawn (n:1) | GWh | 0 | 0 | 0 | 0 | 0 | 0 | 0
RPS Clean Energy v7.23- MN | 974 | 7972 | Generation Constraint in GWh | FALSE | G | Annual | Net Emissions Allowance Position | GWh | 0 | 61261.6024 | 81364.5417 | 95371.8287 | 105974.2723 | 107500.8271 | 106897.1244
RPS Clean Energy v7.23- MN | 974 | 7972 | Generation Constraint in GWh | FALSE | G | Annual | Constraint Shadow Price | US2022$/MWh | 0 | 0 | 0 | 0 | 0 | 0 | 0
RPS Solar v6.20- DC | 975 | 7575 | Generation Constraint in GWh | FALSE | G | Annual | Seasons Included | Seasons | Winter, Spring, Summer, Fall | Winter, Spring, Summer, Fall | Winter, Spring, Summer, Fall | Winter, Spring, Summer, Fall | Winter, Spring, Summer, Fall | Winter, Spring, Summer, Fall | Winter, Spring, Summer, Fall
RPS Solar v6.20- DC | 975 | 7575 | Generation Constraint in GWh | FALSE | G | Annual | Standard GWh | GWh | 490.2765 | 562.4192 | 839.717 | 1192.6631 | 1317.9 | 1393.0734 | 1460.4279
RPS Solar v6.20- DC | 975 | 7575 | Generation Constraint in GWh | FALSE | G | Annual | Emissions at Affected Plants | GWh | 34.9752 | 34.9752 | 34.9752 | 34.9752 | 34.9752 | 34.9752 | 34.9752
RPS Solar v6.20- DC | 975 | 7575 | Generation Constraint in GWh | FALSE | G | Annual | Allowances Purchased | GWh | 455.3013 | 527.4441 | 804.7418 | 1157.6879 | 1282.9248 | 1358.0982 | 1425.4528
RPS Solar v6.20- DC | 975 | 7575 | Generation Constraint in GWh | FALSE | G | Annual | Allowances Sold | GWh | 0 | 0 | 0 | 0 | 0 | 0 | 0
RPS Solar v6.20- DC | 975 | 7575 | Generation Constraint in GWh | FALSE | G | Annual | Allowances Banked | GWh | 0 | 0 | 0 | 0 | 0 | 0 | 0
RPS Solar v6.20- DC | 975 | 7575 | Generation Constraint in GWh | FALSE | G | Annual | Allowances Withdrawn (1:1) | GWh | 0 | 0 | 0 | 0 | 0 | 0 | 0
RPS Solar v6.20- DC | 975 | 7575 | Generation Constraint in GWh | FALSE | G | Annual | Allowances Withdrawn (n:1) | GWh | 0 | 0 | 0 | 0 | 0 | 0 | 0
RPS Solar v6.20- DC | 975 | 7575 | Generation Constraint in GWh | FALSE | G | Annual | Net Emissions Allowance Position | GWh | 490.2765 | 562.4192 | 839.717 | 1192.6631 | 1317.9 | 1393.0734 | 1460.4279
RPS Solar v6.20- DC | 975 | 7575 | Generation Constraint in GWh | FALSE | G | Annual | Constraint Shadow Price | US2022$/MWh | 60.157 | 60.1573 | 60.1568 | 60.157 | 60.1568 | 60.1572 | 60.157
RPS Solar v6.20- DE | 976 | 7576 | Generation Constraint in GWh | FALSE | G | Annual | Seasons Included | Seasons | Winter, Spring, Summer, Fall | Winter, Spring, Summer, Fall | Winter, Spring, Summer, Fall | Winter, Spring, Summer, Fall | Winter, Spring, Summer, Fall | Winter, Spring, Summer, Fall | Winter, Spring, Summer, Fall
RPS Solar v6.20- DE | 976 | 7576 | Generation Constraint in GWh | FALSE | G | Annual | Standard GWh | GWh | 443.594 | 545.0702 | 1204.4335 | 1296.4077 | 1375.1604 | 1455.9864 | 1525.5151
RPS Solar v6.20- DE | 976 | 7576 | Generation Constraint in GWh | FALSE | G | Annual | Emissions at Affected Plants | GWh | 34713.7527 | 40105.1478 | 66734.0913 | 86734.9027 | 141184.2669 | 155924.1932 | 164400.2306
RPS Solar v6.20- DE | 976 | 7576 | Generation Constraint in GWh | FALSE | G | Annual | Allowances Purchased | GWh | 0 | 0 | 0 | 0 | 0 | 0 | 0
RPS Solar v6.20- DE | 976 | 7576 | Generation Constraint in GWh | FALSE | G | Annual | Allowances Sold | GWh | 0 | 0 | 0 | 0 | 0 | 0 | 0
RPS Solar v6.20- DE | 976 | 7576 | Generation Constraint in GWh | FALSE | G | Annual | Allowances Banked | GWh | 0 | 0 | 0 | 0 | 0 | 0 | 0
RPS Solar v6.20- DE | 976 | 7576 | Generation Constraint in GWh | FALSE | G | Annual | Allowances Withdrawn (1:1) | GWh | 0 | 0 | 0 | 0 | 0 | 0 | 0
RPS Solar v6.20- DE | 976 | 7576 | Generation Constraint in GWh | FALSE | G | Annual | Allowances Withdrawn (n:1) | GWh | 0 | 0 | 0 | 0 | 0 | 0 | 0
RPS Solar v6.20- DE | 976 | 7576 | Generation Constraint in GWh | FALSE | G | Annual | Net Emissions Allowance Position | GWh | 34713.7527 | 40105.1478 | 66734.0913 | 86734.9027 | 141184.2669 | 155924.1932 | 164400.2306
RPS Solar v6.20- DE | 976 | 7576 | Generation Constraint in GWh | FALSE | G | Annual | Constraint Shadow Price | US2022$/MWh | 0 | 0 | 0 | 0 | 0 | 0 | 0
RPS Solar v6.20- IL, MO | 977 | 7580 | Generation Constraint in GWh | FALSE | G | Annual | Seasons Included | Seasons | Winter, Spring, Summer, Fall | Winter, Spring, Summer, Fall | Winter, Spring, Summer, Fall | Winter, Spring, Summer, Fall | Winter, Spring, Summer, Fall | Winter, Spring, Summer, Fall | Winter, Spring, Summer, Fall
RPS Solar v6.20- IL, MO | 977 | 7580 | Generation Constraint in GWh | FALSE | G | Annual | Standard GWh | GWh | 2340.7923 | 2397.9485 | 2528.3467 | 2632.1272 | 2737.2329 | 2858.6163 | 2964.1904
RPS Solar v6.20- IL, MO | 977 | 7580 | Generation Constraint in GWh | FALSE | G | Annual | Emissions at Affected Plants | GWh | 17359.2673 | 15312.3667 | 36241.5323 | 36998.078 | 85606.005 | 72772.5227 | 95598.6525
RPS Solar v6.20- IL, MO | 977 | 7580 | Generation Constraint in GWh | FALSE | G | Annual | Allowances Purchased | GWh | 0 | 0 | 0 | 0 | 0 | 0 | 0
RPS Solar v6.20- IL, MO | 977 | 7580 | Generation Constraint in GWh | FALSE | G | Annual | Allowances Sold | GWh | 0 | 0 | 0 | 0 | 0 | 0 | 0
RPS Solar v6.20- IL, MO | 977 | 7580 | Generation Constraint in GWh | FALSE | G | Annual | Allowances Banked | GWh | 0 | 0 | 0 | 0 | 0 | 0 | 0
RPS Solar v6.20- IL, MO | 977 | 7580 | Generation Constraint in GWh | FALSE | G | Annual | Allowances Withdrawn (1:1) | GWh | 0 | 0 | 0 | 0 | 0 | 0 | 0
RPS Solar v6.20- IL, MO | 977 | 7580 | Generation Constraint in GWh | FALSE | G | Annual | Allowances Withdrawn (n:1) | GWh | 0 | 0 | 0 | 0 | 0 | 0 | 0
RPS Solar v6.20- IL, MO | 977 | 7580 | Generation Constraint in GWh | FALSE | G | Annual | Net Emissions Allowance Position | GWh | 17359.2673 | 15312.3667 | 36241.5323 | 36998.078 | 85606.005 | 72772.5227 | 95598.6525
RPS Solar v6.20- IL, MO | 977 | 7580 | Generation Constraint in GWh | FALSE | G | Annual | Constraint Shadow Price | US2022$/MWh | 0 | 0 | 0 | 0 | 0 | 0 | 0
RPS Solar v6.20- MA | 978 | 7577 | Generation Constraint in GWh | FALSE | G | Annual | Seasons Included | Seasons | Winter, Spring, Summer, Fall | Winter, Spring, Summer, Fall | Winter, Spring, Summer, Fall | Winter, Spring, Summer, Fall | Winter, Spring, Summer, Fall | Winter, Spring, Summer, Fall | Winter, Spring, Summer, Fall
RPS Solar v6.20- MA | 978 | 7577 | Generation Constraint in GWh | FALSE | G | Annual | Standard GWh | GWh | 0 | 0 | 0 | 0 | 0 | 0 | 0
RPS Solar v6.20- MA | 978 | 7577 | Generation Constraint in GWh | FALSE | G | Annual | Emissions at Affected Plants | GWh | 371.1053 | 1644.378 | 656.3381 | 3972.6718 | 5258.4596 | 7060.5582 | 12370.9968
RPS Solar v6.20- MA | 978 | 7577 | Generation Constraint in GWh | FALSE | G | Annual | Allowances Purchased | GWh | 0 | 0 | 0 | 0 | 0 | 0 | 0
RPS Solar v6.20- MA | 978 | 7577 | Generation Constraint in GWh | FALSE | G | Annual | Allowances Sold | GWh | 0 | 0 | 0 | 0 | 0 | 0 | 0
RPS Solar v6.20- MA | 978 | 7577 | Generation Constraint in GWh | FALSE | G | Annual | Allowances Banked | GWh | 0 | 0 | 0 | 0 | 0 | 0 | 0
RPS Solar v6.20- MA | 978 | 7577 | Generation Constraint in GWh | FALSE | G | Annual | Allowances Withdrawn (1:1) | GWh | 0 | 0 | 0 | 0 | 0 | 0 | 0
RPS Solar v6.20- MA | 978 | 7577 | Generation Constraint in GWh | FALSE | G | Annual | Allowances Withdrawn (n:1) | GWh | 0 | 0 | 0 | 0 | 0 | 0 | 0
RPS Solar v6.20- MA | 978 | 7577 | Generation Constraint in GWh | FALSE | G | Annual | Net Emissions Allowance Position | GWh | 371.1053 | 1644.378 | 656.3381 | 3972.6718 | 5258.4596 | 7060.5582 | 12370.9968
RPS Solar v6.20- MA | 978 | 7577 | Generation Constraint in GWh | FALSE | G | Annual | Constraint Shadow Price | US2022$/MWh | 0 | 0 | 0 | 0 | 0 | 0 | 0
RPS Solar v6.20- MD | 979 | 7578 | Generation Constraint in GWh | FALSE | G | Annual | Seasons Included | Seasons | Winter, Spring, Summer, Fall | Winter, Spring, Summer, Fall | Winter, Spring, Summer, Fall | Winter, Spring, Summer, Fall | Winter, Spring, Summer, Fall | Winter, Spring, Summer, Fall | Winter, Spring, Summer, Fall
RPS Solar v6.20- MD | 979 | 7578 | Generation Constraint in GWh | FALSE | G | Annual | Standard GWh | GWh | 9003.6047 | 9303.5874 | 9956.9035 | 10455.8641 | 10988.2614 | 11613.517 | 12171.1472
RPS Solar v6.20- MD | 979 | 7578 | Generation Constraint in GWh | FALSE | G | Annual | Emissions at Affected Plants | GWh | 9003.6047 | 9303.5874 | 9956.9035 | 10455.8641 | 16696.6894 | 16696.6894 | 30324.1448
RPS Solar v6.20- MD | 979 | 7578 | Generation Constraint in GWh | FALSE | G | Annual | Allowances Purchased | GWh | 0 | 0 | 0 | 0 | 0 | 0 | 0
RPS Solar v6.20- MD | 979 | 7578 | Generation Constraint in GWh | FALSE | G | Annual | Allowances Sold | GWh | 0 | 0 | 0 | 0 | 0 | 0 | 0
RPS Solar v6.20- MD | 979 | 7578 | Generation Constraint in GWh | FALSE | G | Annual | Allowances Banked | GWh | 0 | 0 | 0 | 0 | 0 | 0 | 0
RPS Solar v6.20- MD | 979 | 7578 | Generation Constraint in GWh | FALSE | G | Annual | Allowances Withdrawn (1:1) | GWh | 0 | 0 | 0 | 0 | 0 | 0 | 0
RPS Solar v6.20- MD | 979 | 7578 | Generation Constraint in GWh | FALSE | G | Annual | Allowances Withdrawn (n:1) | GWh | 0 | 0 | 0 | 0 | 0 | 0 | 0
RPS Solar v6.20- MD | 979 | 7578 | Generation Constraint in GWh | FALSE | G | Annual | Net Emissions Allowance Position | GWh | 9003.6047 | 9303.5874 | 9956.9035 | 10455.8641 | 16696.6894 | 16696.6894 | 30324.1448
RPS Solar v6.20- MD | 979 | 7578 | Generation Constraint in GWh | FALSE | G | Annual | Constraint Shadow Price | US2022$/MWh | 20.171 | 51.1459 | 7.4828 | 5.5459 | 0 | 0 | 0
RPS Solar v6.20- MN | 980 | 7579 | Generation Constraint in GWh | FALSE | G | Annual | Seasons Included | Seasons | Winter, Spring, Summer, Fall | Winter, Spring, Summer, Fall | Winter, Spring, Summer, Fall | Winter, Spring, Summer, Fall | Winter, Spring, Summer, Fall | Winter, Spring, Summer, Fall | Winter, Spring, Summer, Fall
RPS Solar v6.20- MN | 980 | 7579 | Generation Constraint in GWh | FALSE | G | Annual | Standard GWh | GWh | 1200.1466 | 1232.9239 | 1318.1514 | 1382.8218 | 1449.8052 | 1520.765 | 1584.0224
RPS Solar v6.20- MN | 980 | 7579 | Generation Constraint in GWh | FALSE | G | Annual | Emissions at Affected Plants | GWh | 4111.4745 | 4111.4745 | 5583.1716 | 9872.6834 | 9872.6834 | 9872.6834 | 16446.6442
RPS Solar v6.20- MN | 980 | 7579 | Generation Constraint in GWh | FALSE | G | Annual | Allowances Purchased | GWh | 0 | 0 | 0 | 0 | 0 | 0 | 0
RPS Solar v6.20- MN | 980 | 7579 | Generation Constraint in GWh | FALSE | G | Annual | Allowances Sold | GWh | 0 | 0 | 0 | 0 | 0 | 0 | 0
RPS Solar v6.20- MN | 980 | 7579 | Generation Constraint in GWh | FALSE | G | Annual | Allowances Banked | GWh | 0 | 0 | 0 | 0 | 0 | 0 | 0
RPS Solar v6.20- MN | 980 | 7579 | Generation Constraint in GWh | FALSE | G | Annual | Allowances Withdrawn (1:1) | GWh | 0 | 0 | 0 | 0 | 0 | 0 | 0
RPS Solar v6.20- MN | 980 | 7579 | Generation Constraint in GWh | FALSE | G | Annual | Allowances Withdrawn (n:1) | GWh | 0 | 0 | 0 | 0 | 0 | 0 | 0
RPS Solar v6.20- MN | 980 | 7579 | Generation Constraint in GWh | FALSE | G | Annual | Net Emissions Allowance Position | GWh | 4111.4745 | 4111.4745 | 5583.1716 | 9872.6834 | 9872.6834 | 9872.6834 | 16446.6442
RPS Solar v6.20- MN | 980 | 7579 | Generation Constraint in GWh | FALSE | G | Annual | Constraint Shadow Price | US2022$/MWh | 0 | 0 | 0 | 0 | 0 | 0 | 0
RPS Solar v6.20- NC 75% limit | 981 | 7583 | Generation Constraint in GWh | FALSE | G | Annual | Seasons Included | Seasons | Winter, Spring, Summer, Fall | Winter, Spring, Summer, Fall | Winter, Spring, Summer, Fall | Winter, Spring, Summer, Fall | Winter, Spring, Summer, Fall | Winter, Spring, Summer, Fall | Winter, Spring, Summer, Fall
RPS Solar v6.20- NC 75% limit | 981 | 7583 | Generation Constraint in GWh | FALSE | G | Annual | Standard GWh | GWh | 214.5651 | 220.1672 | 232.7244 | 245.1169 | 259.8271 | 275.3185 | 290.6437
RPS Solar v6.20- NC 75% limit | 981 | 7583 | Generation Constraint in GWh | FALSE | G | Annual | Emissions at Affected Plants | GWh | 13002.7257 | 13002.7257 | 13002.7257 | 13002.7257 | 13002.7257 | 13002.7257 | 13002.7257
RPS Solar v6.20- NC 75% limit | 981 | 7583 | Generation Constraint in GWh | FALSE | G | Annual | Allowances Purchased | GWh | 0 | 0 | 0 | 0 | 0 | 0 | 0
RPS Solar v6.20- NC 75% limit | 981 | 7583 | Generation Constraint in GWh | FALSE | G | Annual | Allowances Sold | GWh | 0 | 0 | 0 | 0 | 0 | 0 | 0
RPS Solar v6.20- NC 75% limit | 981 | 7583 | Generation Constraint in GWh | FALSE | G | Annual | Allowances Banked | GWh | 0 | 0 | 0 | 0 | 0 | 0 | 0
RPS Solar v6.20- NC 75% limit | 981 | 7583 | Generation Constraint in GWh | FALSE | G | Annual | Allowances Withdrawn (1:1) | GWh | 0 | 0 | 0 | 0 | 0 | 0 | 0
RPS Solar v6.20- NC 75% limit | 981 | 7583 | Generation Constraint in GWh | FALSE | G | Annual | Allowances Withdrawn (n:1) | GWh | 0 | 0 | 0 | 0 | 0 | 0 | 0
RPS Solar v6.20- NC 75% limit | 981 | 7583 | Generation Constraint in GWh | FALSE | G | Annual | Net Emissions Allowance Position | GWh | 13002.7257 | 13002.7257 | 13002.7257 | 13002.7257 | 13002.7257 | 13002.7257 | 13002.7257
RPS Solar v6.20- NC 75% limit | 981 | 7583 | Generation Constraint in GWh | FALSE | G | Annual | Constraint Shadow Price | US2022$/MWh | 0 | 0 | 0 | 0 | 0 | 0 | 0
RPS Solar v6.20- NH, MA | 982 | 7581 | Generation Constraint in GWh | FALSE | G | Annual | Seasons Included | Seasons | Winter, Spring, Summer, Fall | Winter, Spring, Summer, Fall | Winter, Spring, Summer, Fall | Winter, Spring, Summer, Fall | Winter, Spring, Summer, Fall | Winter, Spring, Summer, Fall | Winter, Spring, Summer, Fall
RPS Solar v6.20- NH, MA | 982 | 7581 | Generation Constraint in GWh | FALSE | G | Annual | Standard GWh | GWh | 80.2938 | 83.7908 | 92.6766 | 99.6384 | 106.3704 | 112.5291 | 118.2064
RPS Solar v6.20- NH, MA | 982 | 7581 | Generation Constraint in GWh | FALSE | G | Annual | Emissions at Affected Plants | GWh | 4575.8707 | 3302.598 | 8000.0588 | 20400.1361 | 26717.67 | 43905.9715 | 43694.6022
RPS Solar v6.20- NH, MA | 982 | 7581 | Generation Constraint in GWh | FALSE | G | Annual | Allowances Purchased | GWh | 0 | 0 | 0 | 0 | 0 | 0 | 0
RPS Solar v6.20- NH, MA | 982 | 7581 | Generation Constraint in GWh | FALSE | G | Annual | Allowances Sold | GWh | 0 | 0 | 0 | 0 | 0 | 0 | 0
RPS Solar v6.20- NH, MA | 982 | 7581 | Generation Constraint in GWh | FALSE | G | Annual | Allowances Banked | GWh | 0 | 0 | 0 | 0 | 0 | 0 | 0
RPS Solar v6.20- NH, MA | 982 | 7581 | Generation Constraint in GWh | FALSE | G | Annual | Allowances Withdrawn (1:1) | GWh | 0 | 0 | 0 | 0 | 0 | 0 | 0
RPS Solar v6.20- NH, MA | 982 | 7581 | Generation Constraint in GWh | FALSE | G | Annual | Allowances Withdrawn (n:1) | GWh | 0 | 0 | 0 | 0 | 0 | 0 | 0
RPS Solar v6.20- NH, MA | 982 | 7581 | Generation Constraint in GWh | FALSE | G | Annual | Net Emissions Allowance Position | GWh | 4575.8707 | 3302.598 | 8000.0588 | 20400.1361 | 26717.67 | 43905.9715 | 43694.6022
RPS Solar v6.20- NH, MA | 982 | 7581 | Generation Constraint in GWh | FALSE | G | Annual | Constraint Shadow Price | US2022$/MWh | 0 | 0 | 0 | 0 | 0 | 0 | 0
RPS Solar v6.20- NJ | 983 | 7582 | Generation Constraint in GWh | FALSE | G | Annual | Seasons Included | Seasons | Winter, Spring, Summer, Fall | Winter, Spring, Summer, Fall | Winter, Spring, Summer, Fall | Winter, Spring, Summer, Fall | Winter, Spring, Summer, Fall | Winter, Spring, Summer, Fall | Winter, Spring, Summer, Fall
RPS Solar v6.20- NJ | 983 | 7582 | Generation Constraint in GWh | FALSE | G | Annual | Standard GWh | GWh | 2525.2575 | 1558.5042 | 857.0396 | 922.4763 | 978.5097 | 1036.0231 | 1085.4967
RPS Solar v6.20- NJ | 983 | 7582 | Generation Constraint in GWh | FALSE | G | Annual | Emissions at Affected Plants | GWh | 2525.2575 | 2525.2575 | 1482.4123 | 1482.4123 | 1482.4123 | 1482.4123 | 1482.4123
RPS Solar v6.20- NJ | 983 | 7582 | Generation Constraint in GWh | FALSE | G | Annual | Allowances Purchased | GWh | 0 | 0 | 0 | 0 | 0 | 0 | 0
RPS Solar v6.20- NJ | 983 | 7582 | Generation Constraint in GWh | FALSE | G | Annual | Allowances Sold | GWh | 0 | 0 | 0 | 0 | 0 | 0 | 0
RPS Solar v6.20- NJ | 983 | 7582 | Generation Constraint in GWh | FALSE | G | Annual | Allowances Banked | GWh | 0 | 0 | 0 | 0 | 0 | 0 | 0
RPS Solar v6.20- NJ | 983 | 7582 | Generation Constraint in GWh | FALSE | G | Annual | Allowances Withdrawn (1:1) | GWh | 0 | 0 | 0 | 0 | 0 | 0 | 0
RPS Solar v6.20- NJ | 983 | 7582 | Generation Constraint in GWh | FALSE | G | Annual | Allowances Withdrawn (n:1) | GWh | 0 | 0 | 0 | 0 | 0 | 0 | 0
RPS Solar v6.20- NJ | 983 | 7582 | Generation Constraint in GWh | FALSE | G | Annual | Net Emissions Allowance Position | GWh | 2525.2575 | 2525.2575 | 1482.4123 | 1482.4123 | 1482.4123 | 1482.4123 | 1482.4123
RPS Solar v6.20- NJ | 983 | 7582 | Generation Constraint in GWh | FALSE | G | Annual | Constraint Shadow Price | US2022$/MWh | 136.8032 | 0 | 0 | 0 | 0 | 0 | 0
RPS Solar v6.20- PA | 984 | 7584 | Generation Constraint in GWh | FALSE | G | Annual | Seasons Included | Seasons | Winter, Spring, Summer, Fall | Winter, Spring, Summer, Fall | Winter, Spring, Summer, Fall | Winter, Spring, Summer, Fall | Winter, Spring, Summer, Fall | Winter, Spring, Summer, Fall | Winter, Spring, Summer, Fall
RPS Solar v6.20- PA | 984 | 7584 | Generation Constraint in GWh | FALSE | G | Annual | Standard GWh | GWh | 757.5231 | 778.7086 | 832.4304 | 881.4387 | 930.1146 | 984.4247 | 1032.9969
RPS Solar v6.20- PA | 984 | 7584 | Generation Constraint in GWh | FALSE | G | Annual | Emissions at Affected Plants | GWh | 1028.1738 | 1028.1738 | 1028.1738 | 1028.1738 | 1028.1738 | 1028.1738 | 1915.6401
RPS Solar v6.20- PA | 984 | 7584 | Generation Constraint in GWh | FALSE | G | Annual | Allowances Purchased | GWh | 0 | 0 | 0 | 0 | 0 | 0 | 0
RPS Solar v6.20- PA | 984 | 7584 | Generation Constraint in GWh | FALSE | G | Annual | Allowances Sold | GWh | 0 | 0 | 0 | 0 | 0 | 0 | 0
RPS Solar v6.20- PA | 984 | 7584 | Generation Constraint in GWh | FALSE | G | Annual | Allowances Banked | GWh | 0 | 0 | 0 | 0 | 0 | 0 | 0
RPS Solar v6.20- PA | 984 | 7584 | Generation Constraint in GWh | FALSE | G | Annual | Allowances Withdrawn (1:1) | GWh | 0 | 0 | 0 | 0 | 0 | 0 | 0
RPS Solar v6.20- PA | 984 | 7584 | Generation Constraint in GWh | FALSE | G | Annual | Allowances Withdrawn (n:1) | GWh | 0 | 0 | 0 | 0 | 0 | 0 | 0
RPS Solar v6.20- PA | 984 | 7584 | Generation Constraint in GWh | FALSE | G | Annual | Net Emissions Allowance Position | GWh | 1028.1738 | 1028.1738 | 1028.1738 | 1028.1738 | 1028.1738 | 1028.1738 | 1915.6401
RPS Solar v6.20- PA | 984 | 7584 | Generation Constraint in GWh | FALSE | G | Annual | Constraint Shadow Price | US2022$/MWh | 0 | 0 | 0 | 0 | 0 | 0 | 0
RPS Solar v7.23- OR | 985 | 7973 | Generation Constraint in GWh | FALSE | G | Annual | Seasons Included | Seasons | Winter, Spring, Summer, Fall | Winter, Spring, Summer, Fall | Winter, Spring, Summer, Fall | Winter, Spring, Summer, Fall | Winter, Spring, Summer, Fall | Winter, Spring, Summer, Fall | Winter, Spring, Summer, Fall
RPS Solar v7.23- OR | 985 | 7973 | Generation Constraint in GWh | FALSE | G | Annual | Standard GWh | GWh | 4518.6287 | 4629.1721 | 4938.7386 | 5258.9227 | 5531.8284 | 5829.2534 | 6022.2211
RPS Solar v7.23- OR | 985 | 7973 | Generation Constraint in GWh | FALSE | G | Annual | Emissions at Affected Plants | GWh | 6234.8861 | 6234.8861 | 6234.8861 | 11966.0755 | 12630.8997 | 12630.8997 | 12630.8997
RPS Solar v7.23- OR | 985 | 7973 | Generation Constraint in GWh | FALSE | G | Annual | Allowances Purchased | GWh | 0 | 0 | 0 | 0 | 0 | 0 | 0
RPS Solar v7.23- OR | 985 | 7973 | Generation Constraint in GWh | FALSE | G | Annual | Allowances Sold | GWh | 0 | 0 | 0 | 0 | 0 | 0 | 0
RPS Solar v7.23- OR | 985 | 7973 | Generation Constraint in GWh | FALSE | G | Annual | Allowances Banked | GWh | 0 | 0 | 0 | 0 | 0 | 0 | 0
RPS Solar v7.23- OR | 985 | 7973 | Generation Constraint in GWh | FALSE | G | Annual | Allowances Withdrawn (1:1) | GWh | 0 | 0 | 0 | 0 | 0 | 0 | 0
RPS Solar v7.23- OR | 985 | 7973 | Generation Constraint in GWh | FALSE | G | Annual | Allowances Withdrawn (n:1) | GWh | 0 | 0 | 0 | 0 | 0 | 0 | 0
RPS Solar v7.23- OR | 985 | 7973 | Generation Constraint in GWh | FALSE | G | Annual | Net Emissions Allowance Position | GWh | 6234.8861 | 6234.8861 | 6234.8861 | 11966.0755 | 12630.8997 | 12630.8997 | 12630.8997
RPS Solar v7.23- OR | 985 | 7973 | Generation Constraint in GWh | FALSE | G | Annual | Constraint Shadow Price | US2022$/MWh | 0 | 0 | 0 | 0 | 0 | 0 | 0
RPS v6.20- AZ | 986 | 7585 | Generation Constraint in GWh | FALSE | G | Annual | Seasons Included | Seasons | Winter, Spring, Summer, Fall | Winter, Spring, Summer, Fall | Winter, Spring, Summer, Fall | Winter, Spring, Summer, Fall | Winter, Spring, Summer, Fall | Winter, Spring, Summer, Fall | Winter, Spring, Summer, Fall
RPS v6.20- AZ | 986 | 7585 | Generation Constraint in GWh | FALSE | G | Annual | Standard GWh | GWh | 7839.5179 | 8076.1895 | 8656.4863 | 9133.7136 | 9687.4763 | 10262.0064 | 10824.3047
RPS v6.20- AZ | 986 | 7585 | Generation Constraint in GWh | FALSE | G | Annual | Emissions at Affected Plants | GWh | 17329.9902 | 17276.5298 | 17683.3119 | 25939.2054 | 46390.2203 | 46655.6956 | 59721.7202
RPS v6.20- AZ | 986 | 7585 | Generation Constraint in GWh | FALSE | G | Annual | Allowances Purchased | GWh | 0 | 0 | 0 | 0 | 0 | 0 | 0
RPS v6.20- AZ | 986 | 7585 | Generation Constraint in GWh | FALSE | G | Annual | Allowances Sold | GWh | 0 | 0 | 0 | 0 | 0 | 0 | 0
RPS v6.20- AZ | 986 | 7585 | Generation Constraint in GWh | FALSE | G | Annual | Allowances Banked | GWh | 0 | 0 | 0 | 0 | 0 | 0 | 0
RPS v6.20- AZ | 986 | 7585 | Generation Constraint in GWh | FALSE | G | Annual | Allowances Withdrawn (1:1) | GWh | 0 | 0 | 0 | 0 | 0 | 0 | 0
RPS v6.20- AZ | 986 | 7585 | Generation Constraint in GWh | FALSE | G | Annual | Allowances Withdrawn (n:1) | GWh | 0 | 0 | 0 | 0 | 0 | 0 | 0
RPS v6.20- AZ | 986 | 7585 | Generation Constraint in GWh | FALSE | G | Annual | Net Emissions Allowance Position | GWh | 17329.9902 | 17276.5298 | 17683.3119 | 25939.2054 | 46390.2203 | 46655.6956 | 59721.7202
RPS v6.20- AZ | 986 | 7585 | Generation Constraint in GWh | FALSE | G | Annual | Constraint Shadow Price | US2022$/MWh | 0 | 0 | 0 | 0 | 0 | 0 | 0
RPS v6.20- CA 10% Unbundled | 987 | 7686 | Generation Constraint in GWh | FALSE | G | Annual | Seasons Included | Seasons | Winter, Spring, Summer, Fall | Winter, Spring, Summer, Fall | Winter, Spring, Summer, Fall | Winter, Spring, Summer, Fall | Winter, Spring, Summer, Fall | Winter, Spring, Summer, Fall | Winter, Spring, Summer, Fall
RPS v6.20- CA 10% Unbundled | 987 | 7686 | Generation Constraint in GWh | FALSE | G | Annual | Standard GWh | GWh | 14700.2947 | 16970.8439 | 23302.4957 | 29976.9379 | 36615.8208 | 39346.334 | 40718.7253
RPS v6.20- CA 10% Unbundled | 987 | 7686 | Generation Constraint in GWh | FALSE | G | Annual | Emissions at Affected Plants | GWh | 104169.4864 | 106501.8728 | 123871.8807 | 162796.693 | 207091.7348 | 207730.9074 | 217802.988
RPS v6.20- CA 10% Unbundled | 987 | 7686 | Generation Constraint in GWh | FALSE | G | Annual | Allowances Purchased | GWh | 0 | 0 | 0 | 0 | 0 | 0 | 0
RPS v6.20- CA 10% Unbundled | 987 | 7686 | Generation Constraint in GWh | FALSE | G | Annual | Allowances Sold | GWh | 0 | 0 | 0 | 0 | 0 | 0 | 0
RPS v6.20- CA 10% Unbundled | 987 | 7686 | Generation Constraint in GWh | FALSE | G | Annual | Allowances Banked | GWh | 0 | 0 | 0 | 0 | 0 | 0 | 0
RPS v6.20- CA 10% Unbundled | 987 | 7686 | Generation Constraint in GWh | FALSE | G | Annual | Allowances Withdrawn (1:1) | GWh | 0 | 0 | 0 | 0 | 0 | 0 | 0
RPS v6.20- CA 10% Unbundled | 987 | 7686 | Generation Constraint in GWh | FALSE | G | Annual | Allowances Withdrawn (n:1) | GWh | 0 | 0 | 0 | 0 | 0 | 0 | 0
RPS v6.20- CA 10% Unbundled | 987 | 7686 | Generation Constraint in GWh | FALSE | G | Annual | Net Emissions Allowance Position | GWh | 104169.4864 | 106501.8728 | 123871.8807 | 162796.693 | 207091.7348 | 207730.9074 | 217802.988
RPS v6.20- CA 10% Unbundled | 987 | 7686 | Generation Constraint in GWh | FALSE | G | Annual | Constraint Shadow Price | US2022$/MWh | 0 | 0 | 0 | 0 | 0 | 0 | 0
RPS v6.20- CA 15% Bundled | 988 | 7678 | Generation Constraint in GWh | FALSE | G | Annual | Seasons Included | Seasons | Winter, Spring, Summer, Fall | Winter, Spring, Summer, Fall | Winter, Spring, Summer, Fall | Winter, Spring, Summer, Fall | Winter, Spring, Summer, Fall | Winter, Spring, Summer, Fall | Winter, Spring, Summer, Fall
RPS v6.20- CA 15% Bundled | 988 | 7678 | Generation Constraint in GWh | FALSE | G | Annual | Standard GWh | GWh | 22050.442 | 25456.2659 | 34953.7436 | 44965.4069 | 54923.7312 | 59019.5009 | 61078.0879
RPS v6.20- CA 15% Bundled | 988 | 7678 | Generation Constraint in GWh | FALSE | G | Annual | Emissions at Affected Plants | GWh | 77483.9407 | 80106.0198 | 87000.3442 | 115784.3462 | 172278.7077 | 181503.9485 | 205232.034
RPS v6.20- CA 15% Bundled | 988 | 7678 | Generation Constraint in GWh | FALSE | G | Annual | Allowances Purchased | GWh | 0 | 0 | 0 | 0 | 0 | 0 | 0
RPS v6.20- CA 15% Bundled | 988 | 7678 | Generation Constraint in GWh | FALSE | G | Annual | Allowances Sold | GWh | 0 | 0 | 0 | 0 | 0 | 0 | 0
RPS v6.20- CA 15% Bundled | 988 | 7678 | Generation Constraint in GWh | FALSE | G | Annual | Allowances Banked | GWh | 0 | 0 | 0 | 0 | 0 | 0 | 0
RPS v6.20- CA 15% Bundled | 988 | 7678 | Generation Constraint in GWh | FALSE | G | Annual | Allowances Withdrawn (1:1) | GWh | 0 | 0 | 0 | 0 | 0 | 0 | 0
RPS v6.20- CA 15% Bundled | 988 | 7678 | Generation Constraint in GWh | FALSE | G | Annual | Allowances Withdrawn (n:1) | GWh | 0 | 0 | 0 | 0 | 0 | 0 | 0
RPS v6.20- CA 15% Bundled | 988 | 7678 | Generation Constraint in GWh | FALSE | G | Annual | Net Emissions Allowance Position | GWh | 77483.9407 | 80106.0198 | 87000.3442 | 115784.3462 | 172278.7077 | 181503.9485 | 205232.034
RPS v6.20- CA 15% Bundled | 988 | 7678 | Generation Constraint in GWh | FALSE | G | Annual | Constraint Shadow Price | US2022$/MWh | 0 | 0 | 0 | 0 | 0 | 0 | 0
RPS v6.20- CO | 989 | 7587 | Generation Constraint in GWh | FALSE | G | Annual | Seasons Included | Seasons | Winter, Spring, Summer, Fall | Winter, Spring, Summer, Fall | Winter, Spring, Summer, Fall | Winter, Spring, Summer, Fall | Winter, Spring, Summer, Fall | Winter, Spring, Summer, Fall | Winter, Spring, Summer, Fall
RPS v6.20- CO | 989 | 7587 | Generation Constraint in GWh | FALSE | G | Annual | Standard GWh | GWh | 13747.95 | 14312.0278 | 15969.0298 | 17277.4225 | 18535.9774 | 19635.7976 | 20678.7957
RPS v6.20- CO | 989 | 7587 | Generation Constraint in GWh | FALSE | G | Annual | Emissions at Affected Plants | GWh | 26146.9437 | 29299.1922 | 43803.7676 | 61150.0304 | 77579.2347 | 77779.4147 | 82599.9908
RPS v6.20- CO | 989 | 7587 | Generation Constraint in GWh | FALSE | G | Annual | Allowances Purchased | GWh | 0 | 0 | 0 | 0 | 0 | 0 | 0
RPS v6.20- CO | 989 | 7587 | Generation Constraint in GWh | FALSE | G | Annual | Allowances Sold | GWh | 0 | 0 | 0 | 0 | 0 | 0 | 0
RPS v6.20- CO | 989 | 7587 | Generation Constraint in GWh | FALSE | G | Annual | Allowances Banked | GWh | 0 | 0 | 0 | 0 | 0 | 0 | 0
RPS v6.20- CO | 989 | 7587 | Generation Constraint in GWh | FALSE | G | Annual | Allowances Withdrawn (1:1) | GWh | 0 | 0 | 0 | 0 | 0 | 0 | 0
RPS v6.20- CO | 989 | 7587 | Generation Constraint in GWh | FALSE | G | Annual | Allowances Withdrawn (n:1) | GWh | 0 | 0 | 0 | 0 | 0 | 0 | 0
RPS v6.20- CO | 989 | 7587 | Generation Constraint in GWh | FALSE | G | Annual | Net Emissions Allowance Position | GWh | 26146.9437 | 29299.1922 | 43803.7676 | 61150.0304 | 77579.2347 | 77779.4147 | 82599.9908
RPS v6.20- CO | 989 | 7587 | Generation Constraint in GWh | FALSE | G | Annual | Constraint Shadow Price | US2022$/MWh | 0 | 0 | 0 | 0 | 0 | 0 | 0
RPS v6.20- CT, MA, ME, NH, RI, VT | 990 | 7588 | Generation Constraint in GWh | FALSE | G | Annual | Seasons Included | Seasons | Winter, Spring, Summer, Fall | Winter, Spring, Summer, Fall | Winter, Spring, Summer, Fall | Winter, Spring, Summer, Fall | Winter, Spring, Summer, Fall | Winter, Spring, Summer, Fall | Winter, Spring, Summer, Fall
RPS v6.20- CT, MA, ME, NH, RI, VT | 990 | 7588 | Generation Constraint in GWh | FALSE | G | Annual | Standard GWh | GWh | 49483.5938 | 57542.7862 | 69695.6516 | 78531.4834 | 88050.7331 | 97823.0753 | 102944.4255
RPS v6.20- CT, MA, ME, NH, RI, VT | 990 | 7588 | Generation Constraint in GWh | FALSE | G | Annual | Emissions at Affected Plants | GWh | 49483.5938 | 57542.7861 | 140046.575 | 210464.5982 | 238613.5033 | 298316.0523 | 323690.177
RPS v6.20- CT, MA, ME, NH, RI, VT | 990 | 7588 | Generation Constraint in GWh | FALSE | G | Annual | Allowances Purchased | GWh | 0 | 0 | 0 | 0 | 0 | 0 | 0
RPS v6.20- CT, MA, ME, NH, RI, VT | 990 | 7588 | Generation Constraint in GWh | FALSE | G | Annual | Allowances Sold | GWh | 0 | 0 | 0 | 0 | 0 | 0 | 0
RPS v6.20- CT, MA, ME, NH, RI, VT | 990 | 7588 | Generation Constraint in GWh | FALSE | G | Annual | Allowances Banked | GWh | 0 | 0 | 0 | 0 | 0 | 0 | 0
RPS v6.20- CT, MA, ME, NH, RI, VT | 990 | 7588 | Generation Constraint in GWh | FALSE | G | Annual | Allowances Withdrawn (1:1) | GWh | 0 | 0 | 0 | 0 | 0 | 0 | 0
RPS v6.20- CT, MA, ME, NH, RI, VT | 990 | 7588 | Generation Constraint in GWh | FALSE | G | Annual | Allowances Withdrawn (n:1) | GWh | 0 | 0 | 0 | 0 | 0 | 0 | 0
RPS v6.20- CT, MA, ME, NH, RI, VT | 990 | 7588 | Generation Constraint in GWh | FALSE | G | Annual | Net Emissions Allowance Position | GWh | 49483.5938 | 57542.7861 | 140046.575 | 210464.5982 | 238613.5033 | 298316.0523 | 323690.177
RPS v6.20- CT, MA, ME, NH, RI, VT | 990 | 7588 | Generation Constraint in GWh | FALSE | G | Annual | Constraint Shadow Price | US2022$/MWh | 11.8874 | 1.5406 | 0 | 0 | 0 | 0 | 0
RPS v6.20- DC, DE, MD, NJ, PA | 991 | 7589 | Generation Constraint in GWh | FALSE | G | Annual | Seasons Included | Seasons | Winter, Spring, Summer, Fall | Winter, Spring, Summer, Fall | Winter, Spring, Summer, Fall | Winter, Spring, Summer, Fall | Winter, Spring, Summer, Fall | Winter, Spring, Summer, Fall | Winter, Spring, Summer, Fall
RPS v6.20- DC, DE, MD, NJ, PA | 991 | 7589 | Generation Constraint in GWh | FALSE | G | Annual | Standard GWh | GWh | 83731.1669 | 94402.4492 | 105370.8922 | 111924.9787 | 118153.6307 | 124998.6442 | 131011.5605
RPS v6.20- DC, DE, MD, NJ, PA | 991 | 7589 | Generation Constraint in GWh | FALSE | G | Annual | Emissions at Affected Plants | GWh | 83731.1669 | 94402.4492 | 223222.7762 | 384223.1718 | 491069.8906 | 479907.8663 | 515191.8825
RPS v6.20- DC, DE, MD, NJ, PA | 991 | 7589 | Generation Constraint in GWh | FALSE | G | Annual | Allowances Purchased | GWh | 0 | 0 | 0 | 0 | 0 | 0 | 0
RPS v6.20- DC, DE, MD, NJ, PA | 991 | 7589 | Generation Constraint in GWh | FALSE | G | Annual | Allowances Sold | GWh | 0 | 0 | 0 | 0 | 0 | 0 | 0
RPS v6.20- DC, DE, MD, NJ, PA | 991 | 7589 | Generation Constraint in GWh | FALSE | G | Annual | Allowances Banked | GWh | 0 | 0 | 0 | 0 | 0 | 0 | 0
RPS v6.20- DC, DE, MD, NJ, PA | 991 | 7589 | Generation Constraint in GWh | FALSE | G | Annual | Allowances Withdrawn (1:1) | GWh | 0 | 0 | 0 | 0 | 0 | 0 | 0
RPS v6.20- DC, DE, MD, NJ, PA | 991 | 7589 | Generation Constraint in GWh | FALSE | G | Annual | Allowances Withdrawn (n:1) | GWh | 0 | 0 | 0 | 0 | 0 | 0 | 0
RPS v6.20- DC, DE, MD, NJ, PA | 991 | 7589 | Generation Constraint in GWh | FALSE | G | Annual | Net Emissions Allowance Position | GWh | 83731.1669 | 94402.4492 | 223222.7762 | 384223.1718 | 491069.8906 | 479907.8663 | 515191.8825
RPS v6.20- DC, DE, MD, NJ, PA | 991 | 7589 | Generation Constraint in GWh | FALSE | G | Annual | Constraint Shadow Price | US2022$/MWh | 11.8874 | 1.5406 | 0 | 0 | 0 | 0 | 0
RPS v6.20- IA | 992 | 7590 | Generation Constraint in GWh | FALSE | G | Annual | Seasons Included | Seasons | Winter, Spring, Summer, Fall | Winter, Spring, Summer, Fall | Winter, Spring, Summer, Fall | Winter, Spring, Summer, Fall | Winter, Spring, Summer, Fall | Winter, Spring, Summer, Fall | Winter, Spring, Summer, Fall
RPS v6.20- IA | 992 | 7590 | Generation Constraint in GWh | FALSE | G | Annual | Standard GWh | GWh | 295.8 | 295.8 | 295.8 | 295.8 | 295.8 | 295.8 | 308.0811
RPS v6.20- IA | 992 | 7590 | Generation Constraint in GWh | FALSE | G | Annual | Emissions at Affected Plants | GWh | 3125.9996 | 6470.4942 | 69595.9355 | 72444.7174 | 93920.1405 | 93940.7551 | 96079.9655
RPS v6.20- IA | 992 | 7590 | Generation Constraint in GWh | FALSE | G | Annual | Allowances Purchased | GWh | 0 | 0 | 0 | 0 | 0 | 0 | 0
RPS v6.20- IA | 992 | 7590 | Generation Constraint in GWh | FALSE | G | Annual | Allowances Sold | GWh | 0 | 0 | 0 | 0 | 0 | 0 | 0
RPS v6.20- IA | 992 | 7590 | Generation Constraint in GWh | FALSE | G | Annual | Allowances Banked | GWh | 0 | 0 | 0 | 0 | 0 | 0 | 0
RPS v6.20- IA | 992 | 7590 | Generation Constraint in GWh | FALSE | G | Annual | Allowances Withdrawn (1:1) | GWh | 0 | 0 | 0 | 0 | 0 | 0 | 0
RPS v6.20- IA | 992 | 7590 | Generation Constraint in GWh | FALSE | G | Annual | Allowances Withdrawn (n:1) | GWh | 0 | 0 | 0 | 0 | 0 | 0 | 0
RPS v6.20- IA | 992 | 7590 | Generation Constraint in GWh | FALSE | G | Annual | Net Emissions Allowance Position | GWh | 3125.9996 | 6470.4942 | 69595.9355 | 72444.7174 | 93920.1405 | 93940.7551 | 96079.9655
RPS v6.20- IA | 992 | 7590 | Generation Constraint in GWh | FALSE | G | Annual | Constraint Shadow Price | US2022$/MWh | 0 | 0 | 0 | 0 | 0 | 0 | 0
RPS v6.20- IL | 993 | 7591 | Generation Constraint in GWh | FALSE | G | Annual | Seasons Included | Seasons | Winter, Spring, Summer, Fall | Winter, Spring, Summer, Fall | Winter, Spring, Summer, Fall | Winter, Spring, Summer, Fall | Winter, Spring, Summer, Fall | Winter, Spring, Summer, Fall | Winter, Spring, Summer, Fall
RPS v6.20- IL | 993 | 7591 | Generation Constraint in GWh | FALSE | G | Annual | Standard GWh | GWh | 46792.6965 | 59014.9284 | 69991.8874 | 80932.9436 | 84117.9344 | 87804.5238 | 90994.0269
RPS v6.20- IL | 993 | 7591 | Generation Constraint in GWh | FALSE | G | Annual | Emissions at Affected Plants | GWh | 91651.5679 | 122965.2849 | 168093.164 | 280024.237 | 389902.7801 | 389484.252 | 410734.5833
RPS v6.20- IL | 993 | 7591 | Generation Constraint in GWh | FALSE | G | Annual | Allowances Purchased | GWh | 0 | 0 | 0 | 0 | 0 | 0 | 0
RPS v6.20- IL | 993 | 7591 | Generation Constraint in GWh | FALSE | G | Annual | Allowances Sold | GWh | 0 | 0 | 0 | 0 | 0 | 0 | 0
RPS v6.20- IL | 993 | 7591 | Generation Constraint in GWh | FALSE | G | Annual | Allowances Banked | GWh | 0 | 0 | 0 | 0 | 0 | 0 | 0
RPS v6.20- IL | 993 | 7591 | Generation Constraint in GWh | FALSE | G | Annual | Allowances Withdrawn (1:1) | GWh | 0 | 0 | 0 | 0 | 0 | 0 | 0
RPS v6.20- IL | 993 | 7591 | Generation Constraint in GWh | FALSE | G | Annual | Allowances Withdrawn (n:1) | GWh | 0 | 0 | 0 | 0 | 0 | 0 | 0
RPS v6.20- IL | 993 | 7591 | Generation Constraint in GWh | FALSE | G | Annual | Net Emissions Allowance Position | GWh | 91651.5679 | 122965.2849 | 168093.164 | 280024.237 | 389902.7801 | 389484.252 | 410734.5833
RPS v6.20- IL | 993 | 7591 | Generation Constraint in GWh | FALSE | G | Annual | Constraint Shadow Price | US2022$/MWh | 0 | 0 | 0 | 0 | 0 | 0 | 0
RPS v6.20- MI | 994 | 7592 | Generation Constraint in GWh | FALSE | G | Annual | Seasons Included | Seasons | Winter, Spring, Summer, Fall | Winter, Spring, Summer, Fall | Winter, Spring, Summer, Fall | Winter, Spring, Summer, Fall | Winter, Spring, Summer, Fall | Winter, Spring, Summer, Fall | Winter, Spring, Summer, Fall
RPS v6.20- MI | 994 | 7592 | Generation Constraint in GWh | FALSE | G | Annual | Standard GWh | GWh | 36761.5282 | 37788.2777 | 40178.8733 | 41986.9581 | 43775.058 | 45795.3769 | 47521.1146
RPS v6.20- MI | 994 | 7592 | Generation Constraint in GWh | FALSE | G | Annual | Emissions at Affected Plants | GWh | 36761.5282 | 46675.0894 | 69862.6308 | 80017.9495 | 90042.7332 | 92165.842 | 101415.3396
RPS v6.20- MI | 994 | 7592 | Generation Constraint in GWh | FALSE | G | Annual | Allowances Purchased | GWh | 0 | 0 | 0 | 0 | 0 | 0 | 0
RPS v6.20- MI | 994 | 7592 | Generation Constraint in GWh | FALSE | G | Annual | Allowances Sold | GWh | 0 | 0 | 0 | 0 | 0 | 0 | 0
RPS v6.20- MI | 994 | 7592 | Generation Constraint in GWh | FALSE | G | Annual | Allowances Banked | GWh | 0 | 0 | 0 | 0 | 0 | 0 | 0
RPS v6.20- MI | 994 | 7592 | Generation Constraint in GWh | FALSE | G | Annual | Allowances Withdrawn (1:1) | GWh | 0 | 0 | 0 | 0 | 0 | 0 | 0
RPS v6.20- MI | 994 | 7592 | Generation Constraint in GWh | FALSE | G | Annual | Allowances Withdrawn (n:1) | GWh | 0 | 0 | 0 | 0 | 0 | 0 | 0
RPS v6.20- MI | 994 | 7592 | Generation Constraint in GWh | FALSE | G | Annual | Net Emissions Allowance Position | GWh | 36761.5282 | 46675.0894 | 69862.6308 | 80017.9495 | 90042.7332 | 92165.842 | 101415.3396
RPS v6.20- MI | 994 | 7592 | Generation Constraint in GWh | FALSE | G | Annual | Constraint Shadow Price | US2022$/MWh | 13.1477 | 0 | 0 | 0 | 0 | 0 | 0
RPS v6.20- MN | 995 | 7593 | Generation Constraint in GWh | FALSE | G | Annual | Seasons Included | Seasons | Winter, Spring, Summer, Fall | Winter, Spring, Summer, Fall | Winter, Spring, Summer, Fall | Winter, Spring, Summer, Fall | Winter, Spring, Summer, Fall | Winter, Spring, Summer, Fall | Winter, Spring, Summer, Fall
RPS v6.20- MN | 995 | 7593 | Generation Constraint in GWh | FALSE | G | Annual | Standard GWh | GWh | 27203.3235 | 32877.9696 | 48332.2192 | 50703.4674 | 53159.5227 | 55761.3848 | 58080.8203
RPS v6.20- MN | 995 | 7593 | Generation Constraint in GWh | FALSE | G | Annual | Emissions at Affected Plants | GWh | 35694.3241 | 61432.8598 | 81531.6858 | 95513.1426 | 106099.1701 | 107645.993 | 107047.6394
RPS v6.20- MN | 995 | 7593 | Generation Constraint in GWh | FALSE | G | Annual | Allowances Purchased | GWh | 0 | 0 | 0 | 0 | 0 | 0 | 0
RPS v6.20- MN | 995 | 7593 | Generation Constraint in GWh | FALSE | G | Annual | Allowances Sold | GWh | 0 | 0 | 0 | 0 | 0 | 0 | 0
RPS v6.20- MN | 995 | 7593 | Generation Constraint in GWh | FALSE | G | Annual | Allowances Banked | GWh | 0 | 0 | 0 | 0 | 0 | 0 | 0
RPS v6.20- MN | 995 | 7593 | Generation Constraint in GWh | FALSE | G | Annual | Allowances Withdrawn (1:1) | GWh | 0 | 0 | 0 | 0 | 0 | 0 | 0
RPS v6.20- MN | 995 | 7593 | Generation Constraint in GWh | FALSE | G | Annual | Allowances Withdrawn (n:1) | GWh | 0 | 0 | 0 | 0 | 0 | 0 | 0
RPS v6.20- MN | 995 | 7593 | Generation Constraint in GWh | FALSE | G | Annual | Net Emissions Allowance Position | GWh | 35694.3241 | 61432.8598 | 81531.6858 | 95513.1426 | 106099.1701 | 107645.993 | 107047.6394
RPS v6.20- MN | 995 | 7593 | Generation Constraint in GWh | FALSE | G | Annual | Constraint Shadow Price | US2022$/MWh | 0 | 0 | 0 | 0 | 0 | 0 | 0
RPS v6.20- MO | 996 | 7594 | Generation Constraint in GWh | FALSE | G | Annual | Seasons Included | Seasons | Winter, Spring, Summer, Fall | Winter, Spring, Summer, Fall | Winter, Spring, Summer, Fall | Winter, Spring, Summer, Fall | Winter, Spring, Summer, Fall | Winter, Spring, Summer, Fall | Winter, Spring, Summer, Fall
RPS v6.20- MO | 996 | 7594 | Generation Constraint in GWh | FALSE | G | Annual | Standard GWh | GWh | 7245.1752 | 7395.5475 | 7811.3534 | 8165.5569 | 8547.7947 | 8979.2226 | 9374.7842
RPS v6.20- MO | 996 | 7594 | Generation Constraint in GWh | FALSE | G | Annual | Emissions at Affected Plants | GWh | 7245.1752 | 7395.5475 | 7811.3534 | 8165.5569 | 8547.7947 | 8979.2226 | 9374.7842
RPS v6.20- MO | 996 | 7594 | Generation Constraint in GWh | FALSE | G | Annual | Allowances Purchased | GWh | 0 | 0 | 0 | 0 | 0 | 0 | 0
RPS v6.20- MO | 996 | 7594 | Generation Constraint in GWh | FALSE | G | Annual | Allowances Sold | GWh | 0 | 0 | 0 | 0 | 0 | 0 | 0
RPS v6.20- MO | 996 | 7594 | Generation Constraint in GWh | FALSE | G | Annual | Allowances Banked | GWh | 0 | 0 | 0 | 0 | 0 | 0 | 0
RPS v6.20- MO | 996 | 7594 | Generation Constraint in GWh | FALSE | G | Annual | Allowances Withdrawn (1:1) | GWh | 0 | 0 | 0 | 0 | 0 | 0 | 0
RPS v6.20- MO | 996 | 7594 | Generation Constraint in GWh | FALSE | G | Annual | Allowances Withdrawn (n:1) | GWh | 0 | 0 | 0 | 0 | 0 | 0 | 0
RPS v6.20- MO | 996 | 7594 | Generation Constraint in GWh | FALSE | G | Annual | Net Emissions Allowance Position | GWh | 7245.1752 | 7395.5475 | 7811.3534 | 8165.5569 | 8547.7947 | 8979.2226 | 9374.7842
RPS v6.20- MO | 996 | 7594 | Generation Constraint in GWh | FALSE | G | Annual | Constraint Shadow Price | US2022$/MWh | 0 | 0 | 0 | 0 | 0 | 0 | 0
RPS v6.20- MT | 997 | 7595 | Generation Constraint in GWh | FALSE | G | Annual | Seasons Included | Seasons | Winter, Spring, Summer, Fall | Winter, Spring, Summer, Fall | Winter, Spring, Summer, Fall | Winter, Spring, Summer, Fall | Winter, Spring, Summer, Fall | Winter, Spring, Summer, Fall | Winter, Spring, Summer, Fall
RPS v6.20- MT | 997 | 7595 | Generation Constraint in GWh | FALSE | G | Annual | Standard GWh | GWh | 0 | 0 | 0 | 0 | 0 | 0 | 0
RPS v6.20- MT | 997 | 7595 | Generation Constraint in GWh | FALSE | G | Annual | Emissions at Affected Plants | GWh | 5462.594 | 5462.594 | 5462.5426 | 5462.3057 | 5462.1718 | 5462.7978 | 5462.8044
RPS v6.20- MT | 997 | 7595 | Generation Constraint in GWh | FALSE | G | Annual | Allowances Purchased | GWh | 0 | 0 | 0 | 0 | 0 | 0 | 0
RPS v6.20- MT | 997 | 7595 | Generation Constraint in GWh | FALSE | G | Annual | Allowances Sold | GWh | 0 | 0 | 0 | 0 | 0 | 0 | 0
RPS v6.20- MT | 997 | 7595 | Generation Constraint in GWh | FALSE | G | Annual | Allowances Banked | GWh | 0 | 0 | 0 | 0 | 0 | 0 | 0
RPS v6.20- MT | 997 | 7595 | Generation Constraint in GWh | FALSE | G | Annual | Allowances Withdrawn (1:1) | GWh | 0 | 0 | 0 | 0 | 0 | 0 | 0
RPS v6.20- MT | 997 | 7595 | Generation Constraint in GWh | FALSE | G | Annual | Allowances Withdrawn (n:1) | GWh | 0 | 0 | 0 | 0 | 0 | 0 | 0
RPS v6.20- MT | 997 | 7595 | Generation Constraint in GWh | FALSE | G | Annual | Net Emissions Allowance Position | GWh | 5462.594 | 5462.594 | 5462.5426 | 5462.3057 | 5462.1718 | 5462.7978 | 5462.8044
RPS v6.20- MT | 997 | 7595 | Generation Constraint in GWh | FALSE | G | Annual | Constraint Shadow Price | US2022$/MWh | 0 | 0 | 0 | 0 | 0 | 0 | 0
RPS v6.20- NC 75% limit | 998 | 7602 | Generation Constraint in GWh | FALSE | G | Annual | Seasons Included | Seasons | Winter, Spring, Summer, Fall | Winter, Spring, Summer, Fall | Winter, Spring, Summer, Fall | Winter, Spring, Summer, Fall | Winter, Spring, Summer, Fall | Winter, Spring, Summer, Fall | Winter, Spring, Summer, Fall
RPS v6.20- NC 75% limit | 998 | 7602 | Generation Constraint in GWh | FALSE | G | Annual | Standard GWh | GWh | 7309.2982 | 7628.566 | 8344.2214 | 9050.4878 | 9888.8405 | 10771.7198 | 15889.2057
RPS v6.20- NC 75% limit | 998 | 7602 | Generation Constraint in GWh | FALSE | G | Annual | Emissions at Affected Plants | GWh | 13249.2331 | 24958.7103 | 28089.5819 | 37336.5535 | 40548.6353 | 40556.0781 | 48227.0424
RPS v6.20- NC 75% limit | 998 | 7602 | Generation Constraint in GWh | FALSE | G | Annual | Allowances Purchased | GWh | 0 | 0 | 0 | 0 | 0 | 0 | 0
RPS v6.20- NC 75% limit | 998 | 7602 | Generation Constraint in GWh | FALSE | G | Annual | Allowances Sold | GWh | 0 | 0 | 0 | 0 | 0 | 0 | 0
RPS v6.20- NC 75% limit | 998 | 7602 | Generation Constraint in GWh | FALSE | G | Annual | Allowances Banked | GWh | 0 | 0 | 0 | 0 | 0 | 0 | 0
RPS v6.20- NC 75% limit | 998 | 7602 | Generation Constraint in GWh | FALSE | G | Annual | Allowances Withdrawn (1:1) | GWh | 0 | 0 | 0 | 0 | 0 | 0 | 0
RPS v6.20- NC 75% limit | 998 | 7602 | Generation Constraint in GWh | FALSE | G | Annual | Allowances Withdrawn (n:1) | GWh | 0 | 0 | 0 | 0 | 0 | 0 | 0
RPS v6.20- NC 75% limit | 998 | 7602 | Generation Constraint in GWh | FALSE | G | Annual | Net Emissions Allowance Position | GWh | 13249.2331 | 24958.7103 | 28089.5819 | 37336.5535 | 40548.6353 | 40556.0781 | 48227.0424
RPS v6.20- NC 75% limit | 998 | 7602 | Generation Constraint in GWh | FALSE | G | Annual | Constraint Shadow Price | US2022$/MWh | 0 | 0 | 0 | 0 | 0 | 0 | 0
RPS v6.20- NM | 999 | 7596 | Generation Constraint in GWh | FALSE | G | Annual | Seasons Included | Seasons | Winter, Spring, Summer, Fall | Winter, Spring, Summer, Fall | Winter, Spring, Summer, Fall | Winter, Spring, Summer, Fall | Winter, Spring, Summer, Fall | Winter, Spring, Summer, Fall | Winter, Spring, Summer, Fall
RPS v6.20- NM | 999 | 7596 | Generation Constraint in GWh | FALSE | G | Annual | Standard GWh | GWh | 10400.493 | 11630.5961 | 15782.9501 | 20313.6593 | 22071.4238 | 23955.1735 | 25307.3497
RPS v6.20- NM | 999 | 7596 | Generation Constraint in GWh | FALSE | G | Annual | Emissions at Affected Plants | GWh | 41267.1213 | 41267.2852 | 41267.2004 | 41580.9397 | 57822.3535 | 57854.6825 | 57855.2096
RPS v6.20- NM | 999 | 7596 | Generation Constraint in GWh | FALSE | G | Annual | Allowances Purchased | GWh | 0 | 0 | 0 | 0 | 0 | 0 | 0
RPS v6.20- NM | 999 | 7596 | Generation Constraint in GWh | FALSE | G | Annual | Allowances Sold | GWh | 0 | 0 | 0 | 0 | 0 | 0 | 0
RPS v6.20- NM | 999 | 7596 | Generation Constraint in GWh | FALSE | G | Annual | Allowances Banked | GWh | 0 | 0 | 0 | 0 | 0 | 0 | 0
RPS v6.20- NM | 999 | 7596 | Generation Constraint in GWh | FALSE | G | Annual | Allowances Withdrawn (1:1) | GWh | 0 | 0 | 0 | 0 | 0 | 0 | 0
RPS v6.20- NM | 999 | 7596 | Generation Constraint in GWh | FALSE | G | Annual | Allowances Withdrawn (n:1) | GWh | 0 | 0 | 0 | 0 | 0 | 0 | 0
RPS v6.20- NM | 999 | 7596 | Generation Constraint in GWh | FALSE | G | Annual | Net Emissions Allowance Position | GWh | 41267.1213 | 41267.2852 | 41267.2004 | 41580.9397 | 57822.3535 | 57854.6825 | 57855.2096
RPS v6.20- NM | 999 | 7596 | Generation Constraint in GWh | FALSE | G | Annual | Constraint Shadow Price | US2022$/MWh | 0 | 0 | 0 | 0 | 0 | 0 | 0
RPS v6.20- NV | 1000 | 7597 | Generation Constraint in GWh | FALSE | G | Annual | Seasons Included | Seasons | Winter, Spring, Summer, Fall | Winter, Spring, Summer, Fall | Winter, Spring, Summer, Fall | Winter, Spring, Summer, Fall | Winter, Spring, Summer, Fall | Winter, Spring, Summer, Fall | Winter, Spring, Summer, Fall
RPS v6.20- NV | 1000 | 7597 | Generation Constraint in GWh | FALSE | G | Annual | Standard GWh | GWh | 13251.3539 | 16218.4362 | 17347.4437 | 18322.4324 | 19519.1265 | 20705.2267 | 21907.8025
RPS v6.20- NV | 1000 | 7597 | Generation Constraint in GWh | FALSE | G | Annual | Emissions at Affected Plants | GWh | 29885.5263 | 29891.2495 | 29887.7154 | 29888.485 | 47816.7948 | 47956.3369 | 50863.8956
RPS v6.20- NV | 1000 | 7597 | Generation Constraint in GWh | FALSE | G | Annual | Allowances Purchased | GWh | 0 | 0 | 0 | 0 | 0 | 0 | 0
RPS v6.20- NV | 1000 | 7597 | Generation Constraint in GWh | FALSE | G | Annual | Allowances Sold | GWh | 0 | 0 | 0 | 0 | 0 | 0 | 0
RPS v6.20- NV | 1000 | 7597 | Generation Constraint in GWh | FALSE | G | Annual | Allowances Banked | GWh | 0 | 0 | 0 | 0 | 0 | 0 | 0
RPS v6.20- NV | 1000 | 7597 | Generation Constraint in GWh | FALSE | G | Annual | Allowances Withdrawn (1:1) | GWh | 0 | 0 | 0 | 0 | 0 | 0 | 0
RPS v6.20- NV | 1000 | 7597 | Generation Constraint in GWh | FALSE | G | Annual | Allowances Withdrawn (n:1) | GWh | 0 | 0 | 0 | 0 | 0 | 0 | 0
RPS v6.20- NV | 1000 | 7597 | Generation Constraint in GWh | FALSE | G | Annual | Net Emissions Allowance Position | GWh | 29885.5263 | 29891.2495 | 29887.7154 | 29888.485 | 47816.7948 | 47956.3369 | 50863.8956
RPS v6.20- NV | 1000 | 7597 | Generation Constraint in GWh | FALSE | G | Annual | Constraint Shadow Price | US2022$/MWh | 0 | 0 | 0 | 0 | 0 | 0 | 0
RPS v6.20- NY | 1001 | 7598 | Generation Constraint in GWh | FALSE | G | Annual | Seasons Included | Seasons | Winter, Spring, Summer, Fall | Winter, Spring, Summer, Fall | Winter, Spring, Summer, Fall | Winter, Spring, Summer, Fall | Winter, Spring, Summer, Fall | Winter, Spring, Summer, Fall | Winter, Spring, Summer, Fall
RPS v6.20- NY | 1001 | 7598 | Generation Constraint in GWh | FALSE | G | Annual | Standard GWh | GWh | 91260.4602 | 107877.7751 | 117191.4003 | 124769.9556 | 131646.7926 | 139433.2644 | 145732.8244
RPS v6.20- NY | 1001 | 7598 | Generation Constraint in GWh | FALSE | G | Annual | Emissions at Affected Plants | GWh | 91260.4602 | 107877.7751 | 117191.4003 | 124769.9556 | 131646.7926 | 139433.2644 | 145732.8244
RPS v6.20- NY | 1001 | 7598 | Generation Constraint in GWh | FALSE | G | Annual | Allowances Purchased | GWh | 0 | 0 | 0 | 0 | 0 | 0 | 0
RPS v6.20- NY | 1001 | 7598 | Generation Constraint in GWh | FALSE | G | Annual | Allowances Sold | GWh | 0 | 0 | 0 | 0 | 0 | 0 | 0
RPS v6.20- NY | 1001 | 7598 | Generation Constraint in GWh | FALSE | G | Annual | Allowances Banked | GWh | 0 | 0 | 0 | 0 | 0 | 0 | 0
RPS v6.20- NY | 1001 | 7598 | Generation Constraint in GWh | FALSE | G | Annual | Allowances Withdrawn (1:1) | GWh | 0 | 0 | 0 | 0 | 0 | 0 | 0
RPS v6.20- NY | 1001 | 7598 | Generation Constraint in GWh | FALSE | G | Annual | Allowances Withdrawn (n:1) | GWh | 0 | 0 | 0 | 0 | 0 | 0 | 0
RPS v6.20- NY | 1001 | 7598 | Generation Constraint in GWh | FALSE | G | Annual | Net Emissions Allowance Position | GWh | 91260.4602 | 107877.7751 | 117191.4003 | 124769.9556 | 131646.7926 | 139433.2644 | 145732.8244
RPS v6.20- NY | 1001 | 7598 | Generation Constraint in GWh | FALSE | G | Annual | Constraint Shadow Price | US2022$/MWh | 11.8874 | 1.5406 | 0 | 0 | 0 | 0 | 0
RPS v6.20- OH 50% limit | 1002 | 7603 | Generation Constraint in GWh | FALSE | G | Annual | Seasons Included | Seasons | Winter, Spring, Summer, Fall | Winter, Spring, Summer, Fall | Winter, Spring, Summer, Fall | Winter, Spring, Summer, Fall | Winter, Spring, Summer, Fall | Winter, Spring, Summer, Fall | Winter, Spring, Summer, Fall
RPS v6.20- OH 50% limit | 1002 | 7603 | Generation Constraint in GWh | FALSE | G | Annual | Standard GWh | GWh | 6284.3307 | 6411.9912 | 6728.5395 | 7018.0371 | 7330.9622 | 7689.986 | 8015.4494
RPS v6.20- OH 50% limit | 1002 | 7603 | Generation Constraint in GWh | FALSE | G | Annual | Emissions at Affected Plants | GWh | 6284.3307 | 6411.9912 | 6728.5395 | 7018.0371 | 7330.9622 | 7689.986 | 8015.4494
RPS v6.20- OH 50% limit | 1002 | 7603 | Generation Constraint in GWh | FALSE | G | Annual | Allowances Purchased | GWh | 0 | 0 | 0 | 0 | 0 | 0 | 0
RPS v6.20- OH 50% limit | 1002 | 7603 | Generation Constraint in GWh | FALSE | G | Annual | Allowances Sold | GWh | 0 | 0 | 0 | 0 | 0 | 0 | 0
RPS v6.20- OH 50% limit | 1002 | 7603 | Generation Constraint in GWh | FALSE | G | Annual | Allowances Banked | GWh | 0 | 0 | 0 | 0 | 0 | 0 | 0
RPS v6.20- OH 50% limit | 1002 | 7603 | Generation Constraint in GWh | FALSE | G | Annual | Allowances Withdrawn (1:1) | GWh | 0 | 0 | 0 | 0 | 0 | 0 | 0
RPS v6.20- OH 50% limit | 1002 | 7603 | Generation Constraint in GWh | FALSE | G | Annual | Allowances Withdrawn (n:1) | GWh | 0 | 0 | 0 | 0 | 0 | 0 | 0
RPS v6.20- OH 50% limit | 1002 | 7603 | Generation Constraint in GWh | FALSE | G | Annual | Net Emissions Allowance Position | GWh | 6284.3307 | 6411.9912 | 6728.5395 | 7018.0371 | 7330.9622 | 7689.986 | 8015.4494
RPS v6.20- OH 50% limit | 1002 | 7603 | Generation Constraint in GWh | FALSE | G | Annual | Constraint Shadow Price | US2022$/MWh | 11.8874 | 1.5406 | 0 | 0 | 0 | 0 | 0
RPS v6.20- OR,WA | 1003 | 7600 | Generation Constraint in GWh | FALSE | G | Annual | Seasons Included | Seasons | Winter, Spring, Summer, Fall | Winter, Spring, Summer, Fall | Winter, Spring, Summer, Fall | Winter, Spring, Summer, Fall | Winter, Spring, Summer, Fall | Winter, Spring, Summer, Fall | Winter, Spring, Summer, Fall
RPS v6.20- OR,WA | 1003 | 7600 | Generation Constraint in GWh | FALSE | G | Annual | Standard GWh | GWh | 22243.4555 | 25771.1252 | 32056.5121 | 37032.9499 | 41986.1298 | 43965.7727 | 45708.17
RPS v6.20- OR,WA | 1003 | 7600 | Generation Constraint in GWh | FALSE | G | Annual | Emissions at Affected Plants | GWh | 34347.285 | 36962.5451 | 43482.2822 | 64391.6456 | 82481.7816 | 91276.7694 | 99029.2959
RPS v6.20- OR,WA | 1003 | 7600 | Generation Constraint in GWh | FALSE | G | Annual | Allowances Purchased | GWh | 0 | 0 | 0 | 0 | 0 | 0 | 0
RPS v6.20- OR,WA | 1003 | 7600 | Generation Constraint in GWh | FALSE | G | Annual | Allowances Sold | GWh | 0 | 0 | 0 | 0 | 0 | 0 | 0
RPS v6.20- OR,WA | 1003 | 7600 | Generation Constraint in GWh | FALSE | G | Annual | Allowances Banked | GWh | 0 | 0 | 0 | 0 | 0 | 0 | 0
RPS v6.20- OR,WA | 1003 | 7600 | Generation Constraint in GWh | FALSE | G | Annual | Allowances Withdrawn (1:1) | GWh | 0 | 0 | 0 | 0 | 0 | 0 | 0
RPS v6.20- OR,WA | 1003 | 7600 | Generation Constraint in GWh | FALSE | G | Annual | Allowances Withdrawn (n:1) | GWh | 0 | 0 | 0 | 0 | 0 | 0 | 0
RPS v6.20- OR,WA | 1003 | 7600 | Generation Constraint in GWh | FALSE | G | Annual | Net Emissions Allowance Position | GWh | 34347.285 | 36962.5451 | 43482.2822 | 64391.6456 | 82481.7816 | 91276.7694 | 99029.2959
RPS v6.20- OR,WA | 1003 | 7600 | Generation Constraint in GWh | FALSE | G | Annual | Constraint Shadow Price | US2022$/MWh | 0 | 0 | 0 | 0 | 0 | 0 | 0
RPS v6.20- TX | 1004 | 7599 | Generation Constraint in GWh | FALSE | G | Annual | Seasons Included | Seasons | Winter, Spring, Summer, Fall | Winter, Spring, Summer, Fall | Winter, Spring, Summer, Fall | Winter, Spring, Summer, Fall | Winter, Spring, Summer, Fall | Winter, Spring, Summer, Fall | Winter, Spring, Summer, Fall
RPS v6.20- TX | 1004 | 7599 | Generation Constraint in GWh | FALSE | G | Annual | Standard GWh | GWh | 30660 | 30660 | 30660 | 30660 | 30660 | 30660 | 32210.4662
RPS v6.20- TX | 1004 | 7599 | Generation Constraint in GWh | FALSE | G | Annual | Emissions at Affected Plants | GWh | 287627.1002 | 310158.0214 | 423452.5212 | 518332.8057 | 613575.1959 | 613798.5056 | 647422.2182
RPS v6.20- TX | 1004 | 7599 | Generation Constraint in GWh | FALSE | G | Annual | Allowances Purchased | GWh | 0 | 0 | 0 | 0 | 0 | 0 | 0
RPS v6.20- TX | 1004 | 7599 | Generation Constraint in GWh | FALSE | G | Annual | Allowances Sold | GWh | 0 | 0 | 0 | 0 | 0 | 0 | 0
RPS v6.20- TX | 1004 | 7599 | Generation Constraint in GWh | FALSE | G | Annual | Allowances Banked | GWh | 0 | 0 | 0 | 0 | 0 | 0 | 0
RPS v6.20- TX | 1004 | 7599 | Generation Constraint in GWh | FALSE | G | Annual | Allowances Withdrawn (1:1) | GWh | 0 | 0 | 0 | 0 | 0 | 0 | 0
RPS v6.20- TX | 1004 | 7599 | Generation Constraint in GWh | FALSE | G | Annual | Allowances Withdrawn (n:1) | GWh | 0 | 0 | 0 | 0 | 0 | 0 | 0
RPS v6.20- TX | 1004 | 7599 | Generation Constraint in GWh | FALSE | G | Annual | Net Emissions Allowance Position | GWh | 287627.1002 | 310158.0214 | 423452.5212 | 518332.8057 | 613575.1959 | 613798.5056 | 647422.2182
RPS v6.20- TX | 1004 | 7599 | Generation Constraint in GWh | FALSE | G | Annual | Constraint Shadow Price | US2022$/MWh | 0 | 0 | 0 | 0 | 0 | 0 | 0
RPS v6.20- VA | 1005 | 7666 | Generation Constraint in GWh | FALSE | G | Annual | Seasons Included | Seasons | Winter, Spring, Summer, Fall | Winter, Spring, Summer, Fall | Winter, Spring, Summer, Fall | Winter, Spring, Summer, Fall | Winter, Spring, Summer, Fall | Winter, Spring, Summer, Fall | Winter, Spring, Summer, Fall
RPS v6.20- VA | 1005 | 7666 | Generation Constraint in GWh | FALSE | G | Annual | Standard GWh | GWh | 27139.6211 | 33249.5774 | 51787.4435 | 74310.2991 | 100103.307 | 110452.5634 | 117331.6898
RPS v6.20- VA | 1005 | 7666 | Generation Constraint in GWh | FALSE | G | Annual | Emissions at Affected Plants | GWh | 27139.6211 | 33249.5774 | 51787.4435 | 74310.2991 | 100103.307 | 110452.5634 | 117331.6898
RPS v6.20- VA | 1005 | 7666 | Generation Constraint in GWh | FALSE | G | Annual | Allowances Purchased | GWh | 0 | 0 | 0 | 0 | 0 | 0 | 0
RPS v6.20- VA | 1005 | 7666 | Generation Constraint in GWh | FALSE | G | Annual | Allowances Sold | GWh | 0 | 0 | 0 | 0 | 0 | 0 | 0
RPS v6.20- VA | 1005 | 7666 | Generation Constraint in GWh | FALSE | G | Annual | Allowances Banked | GWh | 0 | 0 | 0 | 0 | 0 | 0 | 0
RPS v6.20- VA | 1005 | 7666 | Generation Constraint in GWh | FALSE | G | Annual | Allowances Withdrawn (1:1) | GWh | 0 | 0 | 0 | 0 | 0 | 0 | 0
RPS v6.20- VA | 1005 | 7666 | Generation Constraint in GWh | FALSE | G | Annual | Allowances Withdrawn (n:1) | GWh | 0 | 0 | 0 | 0 | 0 | 0 | 0
RPS v6.20- VA | 1005 | 7666 | Generation Constraint in GWh | FALSE | G | Annual | Net Emissions Allowance Position | GWh | 27139.6211 | 33249.5774 | 51787.4435 | 74310.2991 | 100103.307 | 110452.5634 | 117331.6898
RPS v6.20- VA | 1005 | 7666 | Generation Constraint in GWh | FALSE | G | Annual | Constraint Shadow Price | US2022$/MWh | 11.8874 | 1.5406 | 0 | 0 | 0 | 0 | 0
RPS v6.20- VA - Phase II | 1006 | 7667 | Generation Constraint in GWh | FALSE | G | Annual | Seasons Included | Seasons | Winter, Spring, Summer, Fall | Winter, Spring, Summer, Fall | Winter, Spring, Summer, Fall | Winter, Spring, Summer, Fall | Winter, Spring, Summer, Fall | Winter, Spring, Summer, Fall | Winter, Spring, Summer, Fall
RPS v6.20- VA - Phase II | 1006 | 7667 | Generation Constraint in GWh | FALSE | G | Annual | Standard GWh | GWh | 18086.0062 | 21993.2983 | 34084.8741 | 48441.5522 | 65492.8202 | 70028.8128 | 74390.2965
RPS v6.20- VA - Phase II | 1006 | 7667 | Generation Constraint in GWh | FALSE | G | Annual | Emissions at Affected Plants | GWh | 28106.629 | 27130.713 | 51823.0242 | 75030.9235 | 89362.2847 | 89290.4736 | 101810.9195
RPS v6.20- VA - Phase II | 1006 | 7667 | Generation Constraint in GWh | FALSE | G | Annual | Allowances Purchased | GWh | 0 | 0 | 0 | 0 | 0 | 0 | 0
RPS v6.20- VA - Phase II | 1006 | 7667 | Generation Constraint in GWh | FALSE | G | Annual | Allowances Sold | GWh | 0 | 0 | 0 | 0 | 0 | 0 | 0
RPS v6.20- VA - Phase II | 1006 | 7667 | Generation Constraint in GWh | FALSE | G | Annual | Allowances Banked | GWh | 0 | 0 | 0 | 0 | 0 | 0 | 0
RPS v6.20- VA - Phase II | 1006 | 7667 | Generation Constraint in GWh | FALSE | G | Annual | Allowances Withdrawn (1:1) | GWh | 0 | 0 | 0 | 0 | 0 | 0 | 0
RPS v6.20- VA - Phase II | 1006 | 7667 | Generation Constraint in GWh | FALSE | G | Annual | Allowances Withdrawn (n:1) | GWh | 0 | 0 | 0 | 0 | 0 | 0 | 0
RPS v6.20- VA - Phase II | 1006 | 7667 | Generation Constraint in GWh | FALSE | G | Annual | Net Emissions Allowance Position | GWh | 28106.629 | 27130.713 | 51823.0242 | 75030.9235 | 89362.2847 | 89290.4736 | 101810.9195
RPS v6.20- VA - Phase II | 1006 | 7667 | Generation Constraint in GWh | FALSE | G | Annual | Constraint Shadow Price | US2022$/MWh | 0 | 0 | 0 | 0 | 0 | 0 | 0
RPS v6.20- WI | 1007 | 7601 | Generation Constraint in GWh | FALSE | G | Annual | Seasons Included | Seasons | Winter, Spring, Summer, Fall | Winter, Spring, Summer, Fall | Winter, Spring, Summer, Fall | Winter, Spring, Summer, Fall | Winter, Spring, Summer, Fall | Winter, Spring, Summer, Fall | Winter, Spring, Summer, Fall
RPS v6.20- WI | 1007 | 7601 | Generation Constraint in GWh | FALSE | G | Annual | Standard GWh | GWh | 6850.1213 | 7009.0543 | 7439.8627 | 7792.3695 | 8146.891 | 8541.2807 | 8896.952
RPS v6.20- WI | 1007 | 7601 | Generation Constraint in GWh | FALSE | G | Annual | Emissions at Affected Plants | GWh | 6850.1213 | 7009.0543 | 7439.8627 | 7792.3695 | 8146.891 | 8541.2807 | 8896.952
RPS v6.20- WI | 1007 | 7601 | Generation Constraint in GWh | FALSE | G | Annual | Allowances Purchased | GWh | 0 | 0 | 0 | 0 | 0 | 0 | 0
RPS v6.20- WI | 1007 | 7601 | Generation Constraint in GWh | FALSE | G | Annual | Allowances Sold | GWh | 0 | 0 | 0 | 0 | 0 | 0 | 0
RPS v6.20- WI | 1007 | 7601 | Generation Constraint in GWh | FALSE | G | Annual | Allowances Banked | GWh | 0 | 0 | 0 | 0 | 0 | 0 | 0
RPS v6.20- WI | 1007 | 7601 | Generation Constraint in GWh | FALSE | G | Annual | Allowances Withdrawn (1:1) | GWh | 0 | 0 | 0 | 0 | 0 | 0 | 0
RPS v6.20- WI | 1007 | 7601 | Generation Constraint in GWh | FALSE | G | Annual | Allowances Withdrawn (n:1) | GWh | 0 | 0 | 0 | 0 | 0 | 0 | 0
RPS v6.20- WI | 1007 | 7601 | Generation Constraint in GWh | FALSE | G | Annual | Net Emissions Allowance Position | GWh | 6850.1213 | 7009.0543 | 7439.8627 | 7792.3695 | 8146.891 | 8541.2807 | 8896.952
RPS v6.20- WI | 1007 | 7601 | Generation Constraint in GWh | FALSE | G | Annual | Constraint Shadow Price | US2022$/MWh | 6.3353 | 4.7083 | 0 | 0 | 0 | 0 | 0
RPS-CES v6.20- CA | 1008 | 7658 | Generation Constraint in GWh | FALSE | G | Annual | Seasons Included | Seasons | Winter, Spring, Summer, Fall | Winter, Spring, Summer, Fall | Winter, Spring, Summer, Fall | Winter, Spring, Summer, Fall | Winter, Spring, Summer, Fall | Winter, Spring, Summer, Fall | Winter, Spring, Summer, Fall
RPS-CES v6.20- CA | 1008 | 7658 | Generation Constraint in GWh | FALSE | G | Annual | Standard GWh | GWh | 147002.9467 | 169708.4394 | 233024.9574 | 299769.3792 | 366158.2077 | 393463.3395 | 407187.2526
RPS-CES v6.20- CA | 1008 | 7658 | Generation Constraint in GWh | FALSE | G | Annual | Emissions at Affected Plants | GWh | 187134.166 | 200591.4965 | 305933.5683 | 374887.6784 | 532183.8675 | 539550.3307 | 548378.7841
RPS-CES v6.20- CA | 1008 | 7658 | Generation Constraint in GWh | FALSE | G | Annual | Allowances Purchased | GWh | 0 | 0 | 0 | 0 | 0 | 0 | 0
RPS-CES v6.20- CA | 1008 | 7658 | Generation Constraint in GWh | FALSE | G | Annual | Allowances Sold | GWh | 0 | 0 | 0 | 0 | 0 | 0 | 0
RPS-CES v6.20- CA | 1008 | 7658 | Generation Constraint in GWh | FALSE | G | Annual | Allowances Banked | GWh | 0 | 0 | 0 | 0 | 0 | 0 | 0
RPS-CES v6.20- CA | 1008 | 7658 | Generation Constraint in GWh | FALSE | G | Annual | Allowances Withdrawn (1:1) | GWh | 0 | 0 | 0 | 0 | 0 | 0 | 0
RPS-CES v6.20- CA | 1008 | 7658 | Generation Constraint in GWh | FALSE | G | Annual | Allowances Withdrawn (n:1) | GWh | 0 | 0 | 0 | 0 | 0 | 0 | 0
RPS-CES v6.20- CA | 1008 | 7658 | Generation Constraint in GWh | FALSE | G | Annual | Net Emissions Allowance Position | GWh | 187134.166 | 200591.4965 | 305933.5683 | 374887.6784 | 532183.8675 | 539550.3307 | 548378.7841
RPS-CES v6.20- CA | 1008 | 7658 | Generation Constraint in GWh | FALSE | G | Annual | Constraint Shadow Price | US2022$/MWh | 0 | 0 | 0 | 0 | 0 | 0 | 0
RPS-CES v6.20- CA In-State limit | 1009 | 7671 | Generation Constraint in GWh | FALSE | G | Annual | Seasons Included | Seasons | Winter, Spring, Summer, Fall | Winter, Spring, Summer, Fall | Winter, Spring, Summer, Fall | Winter, Spring, Summer, Fall | Winter, Spring, Summer, Fall | Winter, Spring, Summer, Fall | Winter, Spring, Summer, Fall
RPS-CES v6.20- CA In-State limit | 1009 | 7671 | Generation Constraint in GWh | FALSE | G | Annual | Standard GWh | GWh | 110252.21 | 127281.3295 | 174768.718 | 224827.0344 | 274618.6558 | 295097.5046 | 305390.4394
RPS-CES v6.20- CA In-State limit | 1009 | 7671 | Generation Constraint in GWh | FALSE | G | Annual | Emissions at Affected Plants | GWh | 134900.4842 | 148293.164 | 250798.7083 | 298197.4854 | 434988.8331 | 441926.3676 | 445510.9477
RPS-CES v6.20- CA In-State limit | 1009 | 7671 | Generation Constraint in GWh | FALSE | G | Annual | Allowances Purchased | GWh | 0 | 0 | 0 | 0 | 0 | 0 | 0
RPS-CES v6.20- CA In-State limit | 1009 | 7671 | Generation Constraint in GWh | FALSE | G | Annual | Allowances Sold | GWh | 0 | 0 | 0 | 0 | 0 | 0 | 0
RPS-CES v6.20- CA In-State limit | 1009 | 7671 | Generation Constraint in GWh | FALSE | G | Annual | Allowances Banked | GWh | 0 | 0 | 0 | 0 | 0 | 0 | 0
RPS-CES v6.20- CA In-State limit | 1009 | 7671 | Generation Constraint in GWh | FALSE | G | Annual | Allowances Withdrawn (1:1) | GWh | 0 | 0 | 0 | 0 | 0 | 0 | 0
RPS-CES v6.20- CA In-State limit | 1009 | 7671 | Generation Constraint in GWh | FALSE | G | Annual | Allowances Withdrawn (n:1) | GWh | 0 | 0 | 0 | 0 | 0 | 0 | 0
RPS-CES v6.20- CA In-State limit | 1009 | 7671 | Generation Constraint in GWh | FALSE | G | Annual | Net Emissions Allowance Position | GWh | 134900.4842 | 148293.164 | 250798.7083 | 298197.4854 | 434988.8331 | 441926.3676 | 445510.9477
RPS-CES v6.20- CA In-State limit | 1009 | 7671 | Generation Constraint in GWh | FALSE | G | Annual | Constraint Shadow Price | US2022$/MWh | 0 | 0 | 0 | 0 | 0 | 0 | 0
RPS-CES v6.20 Fossil Dispatch Limit - CA | 1010 | 7679 | Generation Constraint in GWh | FALSE | L | Annual | Seasons Included | Seasons | Winter, Spring, Summer, Fall | Winter, Spring, Summer, Fall | Winter, Spring, Summer, Fall | Winter, Spring, Summer, Fall | Winter, Spring, Summer, Fall | Winter, Spring, Summer, Fall | Winter, Spring, Summer, Fall
RPS-CES v6.20 Fossil Dispatch Limit - CA | 1010 | 7679 | Generation Constraint in GWh | FALSE | L | Annual | Standard GWh | GWh | 158265.9416 | 150564.1651 | 135237.258 | 102949.3777 | 75364.9264 | 73942.9415 | 89090.4098
RPS-CES v6.20 Fossil Dispatch Limit - CA | 1010 | 7679 | Generation Constraint in GWh | FALSE | L | Annual | Emissions at Affected Plants | GWh | 122271.7172 | 136279.9086 | 112916.9121 | 98858.2361 | 27640.8301 | 34640.497 | 46985.0679
RPS-CES v6.20 Fossil Dispatch Limit - CA | 1010 | 7679 | Generation Constraint in GWh | FALSE | L | Annual | Allowances Purchased | GWh | 0 | 0 | 0 | 0 | 0 | 0 | 0
RPS-CES v6.20 Fossil Dispatch Limit - CA | 1010 | 7679 | Generation Constraint in GWh | FALSE | L | Annual | Allowances Sold | GWh | 0 | 0 | 0 | 0 | 0 | 0 | 0
RPS-CES v6.20 Fossil Dispatch Limit - CA | 1010 | 7679 | Generation Constraint in GWh | FALSE | L | Annual | Allowances Banked | GWh | 0 | 0 | 0 | 0 | 0 | 0 | 0
RPS-CES v6.20 Fossil Dispatch Limit - CA | 1010 | 7679 | Generation Constraint in GWh | FALSE | L | Annual | Allowances Withdrawn (1:1) | GWh | 0 | 0 | 0 | 0 | 0 | 0 | 0
RPS-CES v6.20 Fossil Dispatch Limit - CA | 1010 | 7679 | Generation Constraint in GWh | FALSE | L | Annual | Allowances Withdrawn (n:1) | GWh | 0 | 0 | 0 | 0 | 0 | 0 | 0
RPS-CES v6.20 Fossil Dispatch Limit - CA | 1010 | 7679 | Generation Constraint in GWh | FALSE | L | Annual | Net Emissions Allowance Position | GWh | 122271.7172 | 136279.9086 | 112916.9121 | 98858.2361 | 27640.8301 | 34640.497 | 46985.0679
RPS-CES v6.20 Fossil Dispatch Limit - CA | 1010 | 7679 | Generation Constraint in GWh | FALSE | L | Annual | Constraint Shadow Price | US2022$/MWh | 0 | 0 | 0 | 0 | 0 | 0 | 0
RPS-CES v6.20 Fossil Dispatch Limit - CO | 1011 | 7680 | Generation Constraint in GWh | FALSE | L | Annual | Seasons Included | Seasons | Winter, Spring, Summer, Fall | Winter, Spring, Summer, Fall | Winter, Spring, Summer, Fall | Winter, Spring, Summer, Fall | Winter, Spring, Summer, Fall | Winter, Spring, Summer, Fall | Winter, Spring, Summer, Fall
RPS-CES v6.20 Fossil Dispatch Limit - CO | 1011 | 7680 | Generation Constraint in GWh | FALSE | L | Annual | Standard GWh | GWh | 0 | 0 | 0 | 0 | 0 | 51354.2909 | 54186.6592
RPS-CES v6.20 Fossil Dispatch Limit - CO | 1011 | 7680 | Generation Constraint in GWh | FALSE | L | Annual | Emissions at Affected Plants | GWh | 28320.5042 | 20582.5425 | 23317.6056 | 17394.4084 | 10784.7229 | 14964.1504 | 16560.2318
RPS-CES v6.20 Fossil Dispatch Limit - CO | 1011 | 7680 | Generation Constraint in GWh | FALSE | L | Annual | Allowances Purchased | GWh | 0 | 0 | 0 | 0 | 0 | 0 | 0
RPS-CES v6.20 Fossil Dispatch Limit - CO | 1011 | 7680 | Generation Constraint in GWh | FALSE | L | Annual | Allowances Sold | GWh | 0 | 0 | 0 | 0 | 0 | 0 | 0
RPS-CES v6.20 Fossil Dispatch Limit - CO | 1011 | 7680 | Generation Constraint in GWh | FALSE | L | Annual | Allowances Banked | GWh | 0 | 0 | 0 | 0 | 0 | 0 | 0
RPS-CES v6.20 Fossil Dispatch Limit - CO | 1011 | 7680 | Generation Constraint in GWh | FALSE | L | Annual | Allowances Withdrawn (1:1) | GWh | 0 | 0 | 0 | 0 | 0 | 0 | 0
RPS-CES v6.20 Fossil Dispatch Limit - CO | 1011 | 7680 | Generation Constraint in GWh | FALSE | L | Annual | Allowances Withdrawn (n:1) | GWh | 0 | 0 | 0 | 0 | 0 | 0 | 0
RPS-CES v6.20 Fossil Dispatch Limit - CO | 1011 | 7680 | Generation Constraint in GWh | FALSE | L | Annual | Net Emissions Allowance Position | GWh | 28320.5042 | 20582.5425 | 23317.6056 | 17394.4084 | 10784.7229 | 14964.1504 | 16560.2318
RPS-CES v6.20 Fossil Dispatch Limit - CO | 1011 | 7680 | Generation Constraint in GWh | FALSE | L | Annual | Constraint Shadow Price | US2022$/MWh | 0 | 0 | 0 | 0 | 0 | 0 | 0
RPS-CES v6.20 Fossil Dispatch Limit - NM | 1012 | 7681 | Generation Constraint in GWh | FALSE | L | Annual | Seasons Included | Seasons | Winter, Spring, Summer, Fall | Winter, Spring, Summer, Fall | Winter, Spring, Summer, Fall | Winter, Spring, Summer, Fall | Winter, Spring, Summer, Fall | Winter, Spring, Summer, Fall | Winter, Spring, Summer, Fall
RPS-CES v6.20 Fossil Dispatch Limit - NM | 1012 | 7681 | Generation Constraint in GWh | FALSE | L | Annual | Standard GWh | GWh | 0 | 0 | 14248.1811 | 11681.541 | 11995.4382 | 6308.7264 | 6746.6062
RPS-CES v6.20 Fossil Dispatch Limit - NM | 1012 | 7681 | Generation Constraint in GWh | FALSE | L | Annual | Emissions at Affected Plants | GWh | 13277.1735 | 13421.6441 | 5442.7969 | 5681.5197 | 4642.1297 | 6308.7264 | 6746.6062
RPS-CES v6.20 Fossil Dispatch Limit - NM | 1012 | 7681 | Generation Constraint in GWh | FALSE | L | Annual | Allowances Purchased | GWh | 0 | 0 | 0 | 0 | 0 | 0 | 0
RPS-CES v6.20 Fossil Dispatch Limit - NM | 1012 | 7681 | Generation Constraint in GWh | FALSE | L | Annual | Allowances Sold | GWh | 0 | 0 | 0 | 0 | 0 | 0 | 0
RPS-CES v6.20 Fossil Dispatch Limit - NM | 1012 | 7681 | Generation Constraint in GWh | FALSE | L | Annual | Allowances Banked | GWh | 0 | 0 | 0 | 0 | 0 | 0 | 0
RPS-CES v6.20 Fossil Dispatch Limit - NM | 1012 | 7681 | Generation Constraint in GWh | FALSE | L | Annual | Allowances Withdrawn (1:1) | GWh | 0 | 0 | 0 | 0 | 0 | 0 | 0
RPS-CES v6.20 Fossil Dispatch Limit - NM | 1012 | 7681 | Generation Constraint in GWh | FALSE | L | Annual | Allowances Withdrawn (n:1) | GWh | 0 | 0 | 0 | 0 | 0 | 0 | 0
RPS-CES v6.20 Fossil Dispatch Limit - NM | 1012 | 7681 | Generation Constraint in GWh | FALSE | L | Annual | Net Emissions Allowance Position | GWh | 13277.1735 | 13421.6441 | 5442.7969 | 5681.5197 | 4642.1297 | 6308.7264 | 6746.6062
RPS-CES v6.20 Fossil Dispatch Limit - NM | 1012 | 7681 | Generation Constraint in GWh | FALSE | L | Annual | Constraint Shadow Price | US2022$/MWh | 0 | 0 | 0 | 0 | 0 | 0.15793 | 0.74165
RPS-CES v6.20 Fossil Dispatch Limit - NV | 1013 | 7682 | Generation Constraint in GWh | FALSE | L | Annual | Seasons Included | Seasons | Winter, Spring, Summer, Fall | Winter, Spring, Summer, Fall | Winter, Spring, Summer, Fall | Winter, Spring, Summer, Fall | Winter, Spring, Summer, Fall | Winter, Spring, Summer, Fall | Winter, Spring, Summer, Fall
RPS-CES v6.20 Fossil Dispatch Limit - NV | 1013 | 7682 | Generation Constraint in GWh | FALSE | L | Annual | Standard GWh | GWh | 0 | 0 | 0 | 0 | 0 | 5873.9168 | 6514.1928
RPS-CES v6.20 Fossil Dispatch Limit - NV | 1013 | 7682 | Generation Constraint in GWh | FALSE | L | Annual | Emissions at Affected Plants | GWh | 15076.0248 | 18696.7526 | 18554.9531 | 19028.4948 | 7615.9243 | 5873.9168 | 6514.1928
RPS-CES v6.20 Fossil Dispatch Limit - NV | 1013 | 7682 | Generation Constraint in GWh | FALSE | L | Annual | Allowances Purchased | GWh | 0 | 0 | 0 | 0 | 0 | 0 | 0
RPS-CES v6.20 Fossil Dispatch Limit - NV | 1013 | 7682 | Generation Constraint in GWh | FALSE | L | Annual | Allowances Sold | GWh | 0 | 0 | 0 | 0 | 0 | 0 | 0
RPS-CES v6.20 Fossil Dispatch Limit - NV | 1013 | 7682 | Generation Constraint in GWh | FALSE | L | Annual | Allowances Banked | GWh | 0 | 0 | 0 | 0 | 0 | 0 | 0
RPS-CES v6.20 Fossil Dispatch Limit - NV | 1013 | 7682 | Generation Constraint in GWh | FALSE | L | Annual | Allowances Withdrawn (1:1) | GWh | 0 | 0 | 0 | 0 | 0 | 0 | 0
RPS-CES v6.20 Fossil Dispatch Limit - NV | 1013 | 7682 | Generation Constraint in GWh | FALSE | L | Annual | Allowances Withdrawn (n:1) | GWh | 0 | 0 | 0 | 0 | 0 | 0 | 0
RPS-CES v6.20 Fossil Dispatch Limit - NV | 1013 | 7682 | Generation Constraint in GWh | FALSE | L | Annual | Net Emissions Allowance Position | GWh | 15076.0248 | 18696.7526 | 18554.9531 | 19028.4948 | 7615.9243 | 5873.9168 | 6514.1928
RPS-CES v6.20 Fossil Dispatch Limit - NV | 1013 | 7682 | Generation Constraint in GWh | FALSE | L | Annual | Constraint Shadow Price | US2022$/MWh | 0 | 0 | 0 | 0 | 0 | 6.4126 | 5.5904
RPS-CES v6.20 Fossil Dispatch Limit - NY | 1014 | 7683 | Generation Constraint in GWh | FALSE | L | Annual | Seasons Included | Seasons | Winter, Spring, Summer, Fall | Winter, Spring, Summer, Fall | Winter, Spring, Summer, Fall | Winter, Spring, Summer, Fall | Winter, Spring, Summer, Fall | Winter, Spring, Summer, Fall | Winter, Spring, Summer, Fall
RPS-CES v6.20 Fossil Dispatch Limit - NY | 1014 | 7683 | Generation Constraint in GWh | FALSE | L | Annual | Standard GWh | GWh | 69194.5956 | 58109.4427 | 63363.4699 | 14243.5217 | 15195.3316 | 15924.9953 | 16651.8403
RPS-CES v6.20 Fossil Dispatch Limit - NY | 1014 | 7683 | Generation Constraint in GWh | FALSE | L | Annual | Emissions at Affected Plants | GWh | 48591.1656 | 51186.3395 | 38248.2137 | 14243.5217 | 15195.3316 | 15924.9953 | 16651.8403
RPS-CES v6.20 Fossil Dispatch Limit - NY | 1014 | 7683 | Generation Constraint in GWh | FALSE | L | Annual | Allowances Purchased | GWh | 0 | 0 | 0 | 0 | 0 | 0 | 0
RPS-CES v6.20 Fossil Dispatch Limit - NY | 1014 | 7683 | Generation Constraint in GWh | FALSE | L | Annual | Allowances Sold | GWh | 0 | 0 | 0 | 0 | 0 | 0 | 0
RPS-CES v6.20 Fossil Dispatch Limit - NY | 1014 | 7683 | Generation Constraint in GWh | FALSE | L | Annual | Allowances Banked | GWh | 0 | 0 | 0 | 0 | 0 | 0 | 0
RPS-CES v6.20 Fossil Dispatch Limit - NY | 1014 | 7683 | Generation Constraint in GWh | FALSE | L | Annual | Allowances Withdrawn (1:1) | GWh | 0 | 0 | 0 | 0 | 0 | 0 | 0
RPS-CES v6.20 Fossil Dispatch Limit - NY | 1014 | 7683 | Generation Constraint in GWh | FALSE | L | Annual | Allowances Withdrawn (n:1) | GWh | 0 | 0 | 0 | 0 | 0 | 0 | 0
RPS-CES v6.20 Fossil Dispatch Limit - NY | 1014 | 7683 | Generation Constraint in GWh | FALSE | L | Annual | Net Emissions Allowance Position | GWh | 48591.1656 | 51186.3395 | 38248.2137 | 14243.5217 | 15195.3316 | 15924.9953 | 16651.8403
RPS-CES v6.20 Fossil Dispatch Limit - NY | 1014 | 7683 | Generation Constraint in GWh | FALSE | L | Annual | Constraint Shadow Price | US2022$/MWh | 0 | 0 | 0 | 4.587 | 4.3171 | 4.0318 | 2.4432
RPS-CES v6.20 Fossil Dispatch Limit - VA | 1015 | 7684 | Generation Constraint in GWh | FALSE | L | Annual | Seasons Included | Seasons | Winter, Spring, Summer, Fall | Winter, Spring, Summer, Fall | Winter, Spring, Summer, Fall | Winter, Spring, Summer, Fall | Winter, Spring, Summer, Fall | Winter, Spring, Summer, Fall | Winter, Spring, Summer, Fall
RPS-CES v6.20 Fossil Dispatch Limit - VA | 1015 | 7684 | Generation Constraint in GWh | FALSE | L | Annual | Standard GWh | GWh | 0 | 0 | 0 | 66893.393 | 44217.6738 | 42019.1061 | 44149.4785
RPS-CES v6.20 Fossil Dispatch Limit - VA | 1015 | 7684 | Generation Constraint in GWh | FALSE | L | Annual | Emissions at Affected Plants | GWh | 58171.7697 | 57259.4417 | 51034.4931 | 26657.7689 | 19486.7324 | 10795.9132 | 13369.9074
RPS-CES v6.20 Fossil Dispatch Limit - VA | 1015 | 7684 | Generation Constraint in GWh | FALSE | L | Annual | Allowances Purchased | GWh | 0 | 0 | 0 | 0 | 0 | 0 | 0
RPS-CES v6.20 Fossil Dispatch Limit - VA | 1015 | 7684 | Generation Constraint in GWh | FALSE | L | Annual | Allowances Sold | GWh | 0 | 0 | 0 | 0 | 0 | 0 | 0
RPS-CES v6.20 Fossil Dispatch Limit - VA | 1015 | 7684 | Generation Constraint in GWh | FALSE | L | Annual | Allowances Banked | GWh | 0 | 0 | 0 | 0 | 0 | 0 | 0
RPS-CES v6.20 Fossil Dispatch Limit - VA | 1015 | 7684 | Generation Constraint in GWh | FALSE | L | Annual | Allowances Withdrawn (1:1) | GWh | 0 | 0 | 0 | 0 | 0 | 0 | 0
RPS-CES v6.20 Fossil Dispatch Limit - VA | 1015 | 7684 | Generation Constraint in GWh | FALSE | L | Annual | Allowances Withdrawn (n:1) | GWh | 0 | 0 | 0 | 0 | 0 | 0 | 0
RPS-CES v6.20 Fossil Dispatch Limit - VA | 1015 | 7684 | Generation Constraint in GWh | FALSE | L | Annual | Net Emissions Allowance Position | GWh | 58171.7697 | 57259.4417 | 51034.4931 | 26657.7689 | 19486.7324 | 10795.9132 | 13369.9074
RPS-CES v6.20 Fossil Dispatch Limit - VA | 1015 | 7684 | Generation Constraint in GWh | FALSE | L | Annual | Constraint Shadow Price | US2022$/MWh | 0 | 0 | 0 | 0 | 0 | 0 | 0
RPS-CES v6.20 Fossil Dispatch Limit - WA | 1016 | 7685 | Generation Constraint in GWh | FALSE | L | Annual | Seasons Included | Seasons | Winter, Spring, Summer, Fall | Winter, Spring, Summer, Fall | Winter, Spring, Summer, Fall | Winter, Spring, Summer, Fall | Winter, Spring, Summer, Fall | Winter, Spring, Summer, Fall | Winter, Spring, Summer, Fall
RPS-CES v6.20 Fossil Dispatch Limit - WA | 1016 | 7685 | Generation Constraint in GWh | FALSE | L | Annual | Standard GWh | GWh | 0 | 10675.7036 | 11704.4932 | 12796.2789 | 14034.5571 | 15264.4862 | 16481.2391
RPS-CES v6.20 Fossil Dispatch Limit - WA | 1016 | 7685 | Generation Constraint in GWh | FALSE | L | Annual | Emissions at Affected Plants | GWh | 9260.4045 | 10675.7036 | 11704.4932 | 12796.2789 | 8422.7769 | 7840.5595 | 8043.2465
RPS-CES v6.20 Fossil Dispatch Limit - WA | 1016 | 7685 | Generation Constraint in GWh | FALSE | L | Annual | Allowances Purchased | GWh | 0 | 0 | 0 | 0 | 0 | 0 | 0
RPS-CES v6.20 Fossil Dispatch Limit - WA | 1016 | 7685 | Generation Constraint in GWh | FALSE | L | Annual | Allowances Sold | GWh | 0 | 0 | 0 | 0 | 0 | 0 | 0
RPS-CES v6.20 Fossil Dispatch Limit - WA | 1016 | 7685 | Generation Constraint in GWh | FALSE | L | Annual | Allowances Banked | GWh | 0 | 0 | 0 | 0 | 0 | 0 | 0
RPS-CES v6.20 Fossil Dispatch Limit - WA | 1016 | 7685 | Generation Constraint in GWh | FALSE | L | Annual | Allowances Withdrawn (1:1) | GWh | 0 | 0 | 0 | 0 | 0 | 0 | 0
RPS-CES v6.20 Fossil Dispatch Limit - WA | 1016 | 7685 | Generation Constraint in GWh | FALSE | L | Annual | Allowances Withdrawn (n:1) | GWh | 0 | 0 | 0 | 0 | 0 | 0 | 0
RPS-CES v6.20 Fossil Dispatch Limit - WA | 1016 | 7685 | Generation Constraint in GWh | FALSE | L | Annual | Net Emissions Allowance Position | GWh | 9260.4045 | 10675.7036 | 11704.4932 | 12796.2789 | 8422.7769 | 7840.5595 | 8043.2465
RPS-CES v6.20 Fossil Dispatch Limit - WA | 1016 | 7685 | Generation Constraint in GWh | FALSE | L | Annual | Constraint Shadow Price | US2022$/MWh | 0 | 2.6902 | 6.1429 | 1.5145 | 0 | 0 | 0
RPS-CES v6.21 Fossil Dispatch Limit - IL | 1017 | 7739 | Generation Constraint in GWh | FALSE | L | Annual | Seasons Included | Seasons | Winter, Spring, Summer, Fall | Winter, Spring, Summer, Fall | Winter, Spring, Summer, Fall | Winter, Spring, Summer, Fall | Winter, Spring, Summer, Fall | Winter, Spring, Summer, Fall | Winter, Spring, Summer, Fall
RPS-CES v6.21 Fossil Dispatch Limit - IL | 1017 | 7739 | Generation Constraint in GWh | FALSE | L | Annual | Standard GWh | GWh | 0 | 0 | 0 | 91211.6933 | 94870.0562 | 11250.9481 | 11710.4201
RPS-CES v6.21 Fossil Dispatch Limit - IL | 1017 | 7739 | Generation Constraint in GWh | FALSE | L | Annual | Emissions at Affected Plants | GWh | 0 | 0 | 0 | 15599.8735 | 49.8285 | 177.4012 | 201.0231
RPS-CES v6.21 Fossil Dispatch Limit - IL | 1017 | 7739 | Generation Constraint in GWh | FALSE | L | Annual | Allowances Purchased | GWh | 0 | 0 | 0 | 0 | 0 | 0 | 0
RPS-CES v6.21 Fossil Dispatch Limit - IL | 1017 | 7739 | Generation Constraint in GWh | FALSE | L | Annual | Allowances Sold | GWh | 0 | 0 | 0 | 0 | 0 | 0 | 0
RPS-CES v6.21 Fossil Dispatch Limit - IL | 1017 | 7739 | Generation Constraint in GWh | FALSE | L | Annual | Allowances Banked | GWh | 0 | 0 | 0 | 0 | 0 | 0 | 0
RPS-CES v6.21 Fossil Dispatch Limit - IL | 1017 | 7739 | Generation Constraint in GWh | FALSE | L | Annual | Allowances Withdrawn (1:1) | GWh | 0 | 0 | 0 | 0 | 0 | 0 | 0
RPS-CES v6.21 Fossil Dispatch Limit - IL | 1017 | 7739 | Generation Constraint in GWh | FALSE | L | Annual | Allowances Withdrawn (n:1) | GWh | 0 | 0 | 0 | 0 | 0 | 0 | 0
RPS-CES v6.21 Fossil Dispatch Limit - IL | 1017 | 7739 | Generation Constraint in GWh | FALSE | L | Annual | Net Emissions Allowance Position | GWh | 0 | 0 | 0 | 15599.8735 | 49.8285 | 177.4012 | 201.0231
RPS-CES v6.21 Fossil Dispatch Limit - IL | 1017 | 7739 | Generation Constraint in GWh | FALSE | L | Annual | Constraint Shadow Price | US2022$/MWh | 0 | 0 | 0 | 0 | 0 | 0 | 0
RPS-CES v6.21 Fossil Dispatch Limit - OR | 1018 | 7740 | Generation Constraint in GWh | FALSE | L | Annual | Seasons Included | Seasons | Winter, Spring, Summer, Fall | Winter, Spring, Summer, Fall | Winter, Spring, Summer, Fall | Winter, Spring, Summer, Fall | Winter, Spring, Summer, Fall | Winter, Spring, Summer, Fall | Winter, Spring, Summer, Fall
RPS-CES v6.21 Fossil Dispatch Limit - OR | 1018 | 7740 | Generation Constraint in GWh | FALSE | L | Annual | Standard GWh | GWh | 0 | 0 | 0 | 7529.5398 | 8258.1629 | 8981.8733 | 9697.8306
RPS-CES v6.21 Fossil Dispatch Limit - OR | 1018 | 7740 | Generation Constraint in GWh | FALSE | L | Annual | Emissions at Affected Plants | GWh | 15575.6461 | 3772.5778 | 1798.2459 | 0 | 0 | 0 | 0
RPS-CES v6.21 Fossil Dispatch Limit - OR | 1018 | 7740 | Generation Constraint in GWh | FALSE | L | Annual | Allowances Purchased | GWh | 0 | 0 | 0 | 0 | 0 | 0 | 0
RPS-CES v6.21 Fossil Dispatch Limit - OR | 1018 | 7740 | Generation Constraint in GWh | FALSE | L | Annual | Allowances Sold | GWh | 0 | 0 | 0 | 0 | 0 | 0 | 0
RPS-CES v6.21 Fossil Dispatch Limit - OR | 1018 | 7740 | Generation Constraint in GWh | FALSE | L | Annual | Allowances Banked | GWh | 0 | 0 | 0 | 0 | 0 | 0 | 0
RPS-CES v6.21 Fossil Dispatch Limit - OR | 1018 | 7740 | Generation Constraint in GWh | FALSE | L | Annual | Allowances Withdrawn (1:1) | GWh | 0 | 0 | 0 | 0 | 0 | 0 | 0
RPS-CES v6.21 Fossil Dispatch Limit - OR | 1018 | 7740 | Generation Constraint in GWh | FALSE | L | Annual | Allowances Withdrawn (n:1) | GWh | 0 | 0 | 0 | 0 | 0 | 0 | 0
RPS-CES v6.21 Fossil Dispatch Limit - OR | 1018 | 7740 | Generation Constraint in GWh | FALSE | L | Annual | Net Emissions Allowance Position | GWh | 15575.6461 | 3772.5778 | 1798.2459 | 0 | 0 | 0 | 0
RPS-CES v6.21 Fossil Dispatch Limit - OR | 1018 | 7740 | Generation Constraint in GWh | FALSE | L | Annual | Constraint Shadow Price | US2022$/MWh | 0 | 0 | 0 | 0 | 0 | 0 | 0
Texas BART FIP v6.17 | 1019 | 7538 | Rate Constraint in MTons | FALSE | L | Annual | Seasons Included | Seasons | Winter, Spring, Summer, Fall | Winter, Spring, Summer, Fall | Winter, Spring, Summer, Fall | Winter, Spring, Summer, Fall | Winter, Spring, Summer, Fall | Winter, Spring, Summer, Fall | Winter, Spring, Summer, Fall
Texas BART FIP v6.17 | 1019 | 7538 | Rate Constraint in MTons | FALSE | L | Annual | Standard SO2 | Thousand Tons | 248.393 | 248.393 | 248.393 | 248.393 | 248.393 | 248.393 | 248.393
Texas BART FIP v6.17 | 1019 | 7538 | Rate Constraint in MTons | FALSE | L | Annual | Emissions at Affected Plants SO2 | Thousand Tons | 0 | 0 | 0 | 0 | 0 | 0 | 0
Texas BART FIP v6.17 | 1019 | 7538 | Rate Constraint in MTons | FALSE | L | Annual | Allowances Purchased SO2 | Thousand Tons | 0 | 0 | 0 | 0 | 0 | 0 | 0
Texas BART FIP v6.17 | 1019 | 7538 | Rate Constraint in MTons | FALSE | L | Annual | Allowances Sold SO2 | Thousand Tons | 0 | 0 | 0 | 0 | 0 | 0 | 0
Texas BART FIP v6.17 | 1019 | 7538 | Rate Constraint in MTons | FALSE | L | Annual | Allowances Banked | Thousand Tons | 0 | 0 | 0 | 0 | 0 | 0 | 0
Texas BART FIP v6.17 | 1019 | 7538 | Rate Constraint in MTons | FALSE | L | Annual | Allowances Withdrawn (1:1) | Thousand Tons | 0 | 0 | 0 | 0 | 0 | 0 | 0
Texas BART FIP v6.17 | 1019 | 7538 | Rate Constraint in MTons | FALSE | L | Annual | Allowances Withdrawn (n:1) | Thousand Tons | 0 | 0 | 0 | 0 | 0 | 0 | 0
Texas BART FIP v6.17 | 1019 | 7538 | Rate Constraint in MTons | FALSE | L | Annual | Net Emissions Allowance Position | Thousand Tons | 0 | 0 | 0 | 0 | 0 | 0 | 0
Texas BART FIP v6.17 | 1019 | 7538 | Rate Constraint in MTons | FALSE | L | Annual | Fuel Consumed | TBtu | 99.1122 | 98.2619 | 72.461 | 44.6599 | 33.0978 | 55.6182 | 56.7703
Texas BART FIP v6.17 | 1019 | 7538 | Rate Constraint in MTons | FALSE | L | Annual | Rate | lb/MMBtu | 0 | 0 | 0 | 0 | 0 | 0 | 0
Texas BART FIP v6.17 | 1019 | 7538 | Rate Constraint in MTons | FALSE | L | Annual | Generation | TWh | 14.7875 | 14.7017 | 10.9973 | 9.3607 | 8.3188 | 13.1391 | 13.6177
Texas BART FIP v6.17 | 1019 | 7538 | Rate Constraint in MTons | FALSE | L | Annual | Qualifying Generation | TWh | 14.7875 | 14.7017 | 10.9973 | 6.3594 | 4.4388 | 7.703 | 7.8435
Texas BART FIP v6.17 | 1019 | 7538 | Rate Constraint in MTons | FALSE | L | Annual | Rate | lb/MWh | 0 | 0 | 0 | 0 | 0 | 0 | 0
Texas BART FIP v6.17 | 1019 | 7538 | Rate Constraint in MTons | FALSE | L | Annual | Constraint Shadow Price | US2022$/Ton | 0 | 0 | 0 | 0 | 0 | 0 | 0
Texas East - NOX Cap Annual v3.1 | 1020 | 7358 | Rate Constraint in MTons | FALSE | L | Annual | Seasons Included | Seasons | Winter, Spring, Summer, Fall | Winter, Spring, Summer, Fall | Winter, Spring, Summer, Fall | Winter, Spring, Summer, Fall | Winter, Spring, Summer, Fall | Winter, Spring, Summer, Fall | Winter, Spring, Summer, Fall
Texas East - NOX Cap Annual v3.1 | 1020 | 7358 | Rate Constraint in MTons | FALSE | L | Annual | Standard NOX | Thousand Tons | 84.5 | 84.5 | 84.5 | 84.5 | 84.5 | 84.5 | 84.5
Texas East - NOX Cap Annual v3.1 | 1020 | 7358 | Rate Constraint in MTons | FALSE | L | Annual | Emissions at Affected Plants NOX | Thousand Tons | 0.48699 | 0.48696 | 0.30873 | 0.30187 | 0.29756 | 0.30404 | 0.30498
Texas East - NOX Cap Annual v3.1 | 1020 | 7358 | Rate Constraint in MTons | FALSE | L | Annual | Allowances Purchased NOX | Thousand Tons | 0 | 0 | 0 | 0 | 0 | 0 | 0
Texas East - NOX Cap Annual v3.1 | 1020 | 7358 | Rate Constraint in MTons | FALSE | L | Annual | Allowances Sold NOX | Thousand Tons | 0 | 0 | 0 | 0 | 0 | 0 | 0
Texas East - NOX Cap Annual v3.1 | 1020 | 7358 | Rate Constraint in MTons | FALSE | L | Annual | Allowances Banked | Thousand Tons | 0 | 0 | 0 | 0 | 70.4167 | 0 | 0
Texas East - NOX Cap Annual v3.1 | 1020 | 7358 | Rate Constraint in MTons | FALSE | L | Annual | Allowances Withdrawn (1:1) | Thousand Tons | 0 | 0 | 0 | 0 | 0 | -84.5 | 0
Texas East - NOX Cap Annual v3.1 | 1020 | 7358 | Rate Constraint in MTons | FALSE | L | Annual | Allowances Withdrawn (n:1) | Thousand Tons | 0 | 0 | 0 | 0 | 0 | 0 | 0
Texas East - NOX Cap Annual v3.1 | 1020 | 7358 | Rate Constraint in MTons | FALSE | L | Annual | Net Emissions Allowance Position | Thousand Tons | 0.48699 | 0.48696 | 0.30873 | 0.30187 | 70.7142 | -84.196 | 0.30498
Texas East - NOX Cap Annual v3.1 | 1020 | 7358 | Rate Constraint in MTons | FALSE | L | Annual | Fuel Consumed | TBtu | 14.9265 | 14.9229 | 8.0691 | 7.8122 | 7.6522 | 7.8928 | 7.9277
Texas East - NOX Cap Annual v3.1 | 1020 | 7358 | Rate Constraint in MTons | FALSE | L | Annual | Rate | lb/MMBtu | 0.065251 | 0.065263 | 0.076521 | 0.077282 | 0.07777 | 0.077043 | 0.076941
Texas East - NOX Cap Annual v3.1 | 1020 | 7358 | Rate Constraint in MTons | FALSE | L | Annual | Generation | TWh | 1.3088 | 1.3084 | 0.70126 | 0.65477 | 0.62568 | 0.66942 | 0.67577
Texas East - NOX Cap Annual v3.1 | 1020 | 7358 | Rate Constraint in MTons | FALSE | L | Annual | Qualifying Generation | TWh | 1.3088 | 1.3084 | 0.70126 | 0.65477 | 0.62568 | 0.66942 | 0.67577
Texas East - NOX Cap Annual v3.1 | 1020 | 7358 | Rate Constraint in MTons | FALSE | L | Annual | Rate | lb/MWh | 0.74415 | 0.74436 | 0.88049 | 0.92207 | 0.95115 | 0.90838 | 0.90263
Texas East - NOX Cap Annual v3.1 | 1020 | 7358 | Rate Constraint in MTons | FALSE | L | Annual | Constraint Shadow Price | US2022$/Ton | 0 | 0 | 0 | 0 | 0 | 0 | 0
Texas East - SO2 Cap Annual v3.1 | 1021 | 7359 | Rate Constraint in MTons | FALSE | L | Annual | Seasons Included | Seasons | Winter, Spring, Summer, Fall | Winter, Spring, Summer, Fall | Winter, Spring, Summer, Fall | Winter, Spring, Summer, Fall | Winter, Spring, Summer, Fall | Winter, Spring, Summer, Fall | Winter, Spring, Summer, Fall
Texas East - SO2 Cap Annual v3.1 | 1021 | 7359 | Rate Constraint in MTons | FALSE | L | Annual | Standard SO2 | Thousand Tons | 273.95 | 273.95 | 273.95 | 273.95 | 273.95 | 273.95 | 273.95
Texas East - SO2 Cap Annual v3.1 | 1021 | 7359 | Rate Constraint in MTons | FALSE | L | Annual | Emissions at Affected Plants SO2 | Thousand Tons | 0 | 0 | 0 | 0 | 0 | 0 | 0
Texas East - SO2 Cap Annual v3.1 | 1021 | 7359 | Rate Constraint in MTons | FALSE | L | Annual | Allowances Purchased SO2 | Thousand Tons | 0 | 0 | 0 | 0 | 0 | 0 | 0
Texas East - SO2 Cap Annual v3.1 | 1021 | 7359 | Rate Constraint in MTons | FALSE | L | Annual | Allowances Sold SO2 | Thousand Tons | 0 | 0 | 0 | 0 | 0 | 0 | 0
Texas East - SO2 Cap Annual v3.1 | 1021 | 7359 | Rate Constraint in MTons | FALSE | L | Annual | Allowances Banked | Thousand Tons | 273.95 | 273.95 | 456.5833 | 547.9 | 547.9 | 547.9 | 0
Texas East - SO2 Cap Annual v3.1 | 1021 | 7359 | Rate Constraint in MTons | FALSE | L | Annual | Allowances Withdrawn (1:1) | Thousand Tons | 0 | 0 | -182.6333 | -273.95 | -273.95 | -273.95 | 0
Texas East - SO2 Cap Annual v3.1 | 1021 | 7359 | Rate Constraint in MTons | FALSE | L | Annual | Allowances Withdrawn (n:1) | Thousand Tons | 0 | 0 | 0 | 0 | 0 | 0 | 0
Texas East - SO2 Cap Annual v3.1 | 1021 | 7359 | Rate Constraint in MTons | FALSE | L | Annual | Net Emissions Allowance Position | Thousand Tons | 273.95 | 273.95 | 273.95 | 273.95 | 273.95 | 273.95 | 0
Texas East - SO2 Cap Annual v3.1 | 1021 | 7359 | Rate Constraint in MTons | FALSE | L | Annual | Fuel Consumed | TBtu | 14.9265 | 14.9229 | 8.0691 | 7.8122 | 7.6522 | 7.8928 | 7.9277
Texas East - SO2 Cap Annual v3.1 | 1021 | 7359 | Rate Constraint in MTons | FALSE | L | Annual | Rate | lb/MMBtu | 0 | 0 | 0 | 0 | 0 | 0 | 0
Texas East - SO2 Cap Annual v3.1 | 1021 | 7359 | Rate Constraint in MTons | FALSE | L | Annual | Generation | TWh | 1.3088 | 1.3084 | 0.70126 | 0.65477 | 0.62568 | 0.66942 | 0.67577
Texas East - SO2 Cap Annual v3.1 | 1021 | 7359 | Rate Constraint in MTons | FALSE | L | Annual | Qualifying Generation | TWh | 1.3088 | 1.3084 | 0.70126 | 0.65477 | 0.62568 | 0.66942 | 0.67577
Texas East - SO2 Cap Annual v3.1 | 1021 | 7359 | Rate Constraint in MTons | FALSE | L | Annual | Rate | lb/MWh | 0 | 0 | 0 | 0 | 0 | 0 | 0
Texas East - SO2 Cap Annual v3.1 | 1021 | 7359 | Rate Constraint in MTons | FALSE | L | Annual | Constraint Shadow Price | US2022$/Ton | 0 | 0 | 0 | 0 | 0 | 0 | 0
Texas El Paso - NOX Cap Annual v3.1 | 1022 | 7361 | Rate Constraint in MTons | FALSE | L | Annual | Seasons Included | Seasons | Winter, Spring, Summer, Fall | Winter, Spring, Summer, Fall | Winter, Spring, Summer, Fall | Winter, Spring, Summer, Fall | Winter, Spring, Summer, Fall | Winter, Spring, Summer, Fall | Winter, Spring, Summer, Fall
Texas El Paso - NOX Cap Annual v3.1 | 1022 | 7361 | Rate Constraint in MTons | FALSE | L | Annual | Standard NOX | Thousand Tons | 1.06 | 1.06 | 1.06 | 1.06 | 1.06 | 1.06 | 1.06
Texas El Paso - NOX Cap Annual v3.1 | 1022 | 7361 | Rate Constraint in MTons | FALSE | L | Annual | Emissions at Affected Plants NOX | Thousand Tons | 0.015644 | 0.016855 | 0 | 0 | 0 | 0 | 0
Texas El Paso - NOX Cap Annual v3.1 | 1022 | 7361 | Rate Constraint in MTons | FALSE | L | Annual | Allowances Purchased NOX | Thousand Tons | 0 | 0 | 0 | 0 | 0 | 0 | 0
Texas El Paso - NOX Cap Annual v3.1 | 1022 | 7361 | Rate Constraint in MTons | FALSE | L | Annual | Allowances Sold NOX | Thousand Tons | 0 | 0 | 0 | 0 | 0 | 0 | 0
Texas El Paso - NOX Cap Annual v3.1 | 1022 | 7361 | Rate Constraint in MTons | FALSE | L | Annual | Allowances Banked | Thousand Tons | 0 | 1.0431 | 0.35895 | 0 | 0.88333 | 0 | 0
Texas El Paso - NOX Cap Annual v3.1 | 1022 | 7361 | Rate Constraint in MTons | FALSE | L | Annual | Allowances Withdrawn (1:1) | Thousand Tons | 0 | 0 | 0 | -1.06 | 0 | -1.06 | 0
Texas El Paso - NOX Cap Annual v3.1 | 1022 | 7361 | Rate Constraint in MTons | FALSE | L | Annual | Allowances Withdrawn (n:1) | Thousand Tons | 0 | 0 | 0 | 0 | 0 | 0 | 0
Texas El Paso - NOX Cap Annual v3.1 | 1022 | 7361 | Rate Constraint in MTons | FALSE | L | Annual | Net Emissions Allowance Position | Thousand Tons | 0.015644 | 1.06 | 0.35895 | -1.06 | 0.88333 | -1.06 | 0
Texas El Paso - NOX Cap Annual v3.1 | 1022 | 7361 | Rate Constraint in MTons | FALSE | L | Annual | Fuel Consumed | TBtu | 0.19851 | 0.21231 | 0 | 0 | 0 | 0 | 0
Texas El Paso - NOX Cap Annual v3.1 | 1022 | 7361 | Rate Constraint in MTons | FALSE | L | Annual | Rate | lb/MMBtu | 0.15761 | 0.15878 | 0 | 0 | 0 | 0 | 0
Texas El Paso - NOX Cap Annual v3.1 | 1022 | 7361 | Rate Constraint in MTons | FALSE | L | Annual | Generation | TWh | 0.016644 | 0.018156 | 0 | 0 | 0 | 0 | 0
Texas El Paso - NOX Cap Annual v3.1 | 1022 | 7361 | Rate Constraint in MTons | FALSE | L | Annual | Qualifying Generation | TWh | 0.016644 | 0.018156 | 0 | 0 | 0 | 0 | 0
Texas El Paso - NOX Cap Annual v3.1 | 1022 | 7361 | Rate Constraint in MTons | FALSE | L | Annual | Rate | lb/MWh | 1.8798 | 1.8567 | 0 | 0 | 0 | 0 | 0
Texas El Paso - NOX Cap Annual v3.1 | 1022 | 7361 | Rate Constraint in MTons | FALSE | L | Annual | Constraint Shadow Price | US2022$/Ton | 0 | 0 | 0 | 0 | 0 | 0 | 0
Texas Houston - NOX Cap Annual v3.1 | 1023 | 7362 | Rate Constraint in MTons | FALSE | L | Annual | Seasons Included | Seasons | Winter, Spring, Summer, Fall | Winter, Spring, Summer, Fall | Winter, Spring, Summer, Fall | Winter, Spring, Summer, Fall | Winter, Spring, Summer, Fall | Winter, Spring, Summer, Fall | Winter, Spring, Summer, Fall
Texas Houston - NOX Cap Annual v3.1 | 1023 | 7362 | Rate Constraint in MTons | FALSE | L | Annual | Standard NOX | Thousand Tons | 17.57 | 17.57 | 17.57 | 17.57 | 17.57 | 17.57 | 17.57
Texas Houston - NOX Cap Annual v3.1 | 1023 | 7362 | Rate Constraint in MTons | FALSE | L | Annual | Emissions at Affected Plants NOX | Thousand Tons | 4.8955 | 4.7428 | 4.3555 | 2.0887 | 1.2812 | 2.6164 | 2.9811
Texas Houston - NOX Cap Annual v3.1 | 1023 | 7362 | Rate Constraint in MTons | FALSE | L | Annual | Allowances Purchased NOX | Thousand Tons | 0 | 0 | 0 | 0 | 0 | 0 | 0
Texas Houston - NOX Cap Annual v3.1 | 1023 | 7362 | Rate Constraint in MTons | FALSE | L | Annual | Allowances Sold NOX | Thousand Tons | 0 | 0 | 0 | 0 | 0 | 0 | 0
Texas Houston - NOX Cap Annual v3.1 | 1023 | 7362 | Rate Constraint in MTons | FALSE | L | Annual | Allowances Banked | Thousand Tons | 0 | 0 | 0 | 0 | 16.2888 | 22.6214 | 0
Texas Houston - NOX Cap Annual v3.1 | 1023 | 7362 | Rate Constraint in MTons | FALSE | L | Annual | Allowances Withdrawn (1:1) | Thousand Tons | 0 | 0 | 0 | 0 | 0 | -17.57 | -17.57
Texas Houston - NOX Cap Annual v3.1 | 1023 | 7362 | Rate Constraint in MTons | FALSE | L | Annual | Allowances Withdrawn (n:1) | Thousand Tons | 0 | 0 | 0 | 0 | 0 | 0 | 0
Texas Houston - NOX Cap Annual v3.1 | 1023 | 7362 | Rate Constraint in MTons | FALSE | L | Annual | Net Emissions Allowance Position | Thousand Tons | 4.8955 | 4.7428 | 4.3555 | 2.0887 | 17.57 | 7.6679 | -14.5889
Texas Houston - NOX Cap Annual v3.1 | 1023 | 7362 | Rate Constraint in MTons | FALSE | L | Annual | Fuel Consumed | TBtu | 371.8066 | 354.7559 | 315.2564 | 135.0669 | 81.6742 | 173.7799 | 202.2781
Texas Houston - NOX Cap Annual v3.1 | 1023 | 7362 | Rate Constraint in MTons | FALSE | L | Annual | Rate | lb/MMBtu | 0.026334 | 0.026739 | 0.027631 | 0.030929 | 0.031373 | 0.030112 | 0.029476
Texas Houston - NOX Cap Annual v3.1 | 1023 | 7362 | Rate Constraint in MTons | FALSE | L | Annual | Generation | TWh | 58.7227 | 56.0881 | 47.2285 | 17.9305 | 8.6928 | 24.9972 | 29.6929
Texas Houston - NOX Cap Annual v3.1 | 1023 | 7362 | Rate Constraint in MTons | FALSE | L | Annual | Qualifying Generation | TWh | 58.7227 | 56.0881 | 47.2285 | 17.9305 | 8.6928 | 24.9972 | 29.6929
Texas Houston - NOX Cap Annual v3.1 | 1023 | 7362 | Rate Constraint in MTons | FALSE | L | Annual | Rate | lb/MWh | 0.16673 | 0.16912 | 0.18444 | 0.23298 | 0.29477 | 0.20934 | 0.2008
Texas Houston - NOX Cap Annual v3.1 | 1023 | 7362 | Rate Constraint in MTons | FALSE | L | Annual | Constraint Shadow Price | US2022$/Ton | 0 | 0 | 0 | 0 | 0 | 0 | 0
Texas West - NOX Cap Annual v3.1 | 1024 | 7360 | Rate Constraint in MTons | FALSE | L | Annual | Seasons Included | Seasons | Winter, Spring, Summer, Fall | Winter, Spring, Summer, Fall | Winter, Spring, Summer, Fall | Winter, Spring, Summer, Fall | Winter, Spring, Summer, Fall | Winter, Spring, Summer, Fall | Winter, Spring, Summer, Fall
Texas West - NOX Cap Annual v3.1 | 1024 | 7360 | Rate Constraint in MTons | FALSE | L | Annual | Standard NOX | Thousand Tons | 18.1 | 18.1 | 18.1 | 18.1 | 18.1 | 18.1 | 18.1
Texas West - NOX Cap Annual v3.1 | 1024 | 7360 | Rate Constraint in MTons | FALSE | L | Annual | Emissions at Affected Plants NOX | Thousand Tons | 0.19302 | 0.19303 | 0.1919 | 0.1919 | 0.1919 | 0.1919 | 0.1919
Texas West - NOX Cap Annual v3.1 | 1024 | 7360 | Rate Constraint in MTons | FALSE | L | Annual | Allowances Purchased NOX | Thousand Tons | 0 | 0 | 0 | 0 | 0 | 0 | 0
Texas West - NOX Cap Annual v3.1 | 1024 | 7360 | Rate Constraint in MTons | FALSE | L | Annual | Allowances Sold NOX | Thousand Tons | 0 | 0 | 0 | 0 | 0 | 0 | 0
Texas West - NOX Cap Annual v3.1 | 1024 | 7360 | Rate Constraint in MTons | FALSE | L | Annual | Allowances Banked | Thousand Tons | 0 | 0 | 0 | 0 | 0 | 0 | 0
Texas West - NOX Cap Annual v3.1 | 1024 | 7360 | Rate Constraint in MTons | FALSE | L | Annual | Allowances Withdrawn (1:1) | Thousand Tons | 0 | 0 | 0 | 0 | 0 | 0 | 0
Texas West - NOX Cap Annual v3.1 | 1024 | 7360 | Rate Constraint in MTons | FALSE | L | Annual | Allowances Withdrawn (n:1) | Thousand Tons | 0 | 0 | 0 | 0 | 0 | 0 | 0
Texas West - NOX Cap Annual v3.1 | 1024 | 7360 | Rate Constraint in MTons | FALSE | L | Annual | Net Emissions Allowance Position | Thousand Tons | 0.19302 | 0.19303 | 0.1919 | 0.1919 | 0.1919 | 0.1919 | 0.1919
Texas West - NOX Cap Annual v3.1 | 1024 | 7360 | Rate Constraint in MTons | FALSE | L | Annual | Fuel Consumed | TBtu | 1.5258 | 1.5261 | 1.4596 | 1.4596 | 1.4596 | 1.4596 | 1.4596
Texas West - NOX Cap Annual v3.1 | 1024 | 7360 | Rate Constraint in MTons | FALSE | L | Annual | Rate | lb/MMBtu | 0.25301 | 0.25297 | 0.26294 | 0.26294 | 0.26294 | 0.26294 | 0.26294
Texas West - NOX Cap Annual v3.1 | 1024 | 7360 | Rate Constraint in MTons | FALSE | L | Annual | Generation | TWh | 0.12858 | 0.12861 | 0.12176 | 0.12176 | 0.12176 | 0.12176 | 0.12176
Texas West - NOX Cap Annual v3.1 | 1024 | 7360 | Rate Constraint in MTons | FALSE | L | Annual | Qualifying Generation | TWh | 0.12858 | 0.12861 | 0.12176 | 0.12176 | 0.12176 | 0.12176 | 0.12176
Texas West - NOX Cap Annual v3.1 | 1024 | 7360 | Rate Constraint in MTons | FALSE | L | Annual | Rate | lb/MWh | 3.0024 | 3.0018 | 3.1519 | 3.1519 | 3.1519 | 3.1519 | 3.1519
Texas West - NOX Cap Annual v3.1 | 1024 | 7360 | Rate Constraint in MTons | FALSE | L | Annual | Constraint Shadow Price | US2022$/Ton | 0 | 0 | 0 | 0 | 0 | 0 | 0
Unit Comanche 3 - NOX Rate Annual v3.1, Unit 2559 and retrofits | 1025 | 7267 | Rate Constraint in lbs/MMBtu | FALSE | L | Annual | Seasons Included | Seasons | Winter, Spring, Summer, Fall | Winter, Spring, Summer, Fall | Winter, Spring, Summer, Fall | Winter, Spring, Summer, Fall | Winter, Spring, Summer, Fall | Winter, Spring, Summer, Fall | Winter, Spring, Summer, Fall
Unit Comanche 3 - NOX Rate Annual v3.1, Unit 2559 and retrofits | 1025 | 7267 | Rate Constraint in lbs/MMBtu | FALSE | L | Annual | Standard NOX | lb/MMBtu | 0.08 | 0.08 | 0.08 | 0.08 | 0.08 | 0.08 | 0.08
Unit Comanche 3 - NOX Rate Annual v3.1, Unit 2559 and retrofits | 1025 | 7267 | Rate Constraint in lbs/MMBtu | FALSE | L | Annual | Emissions at Affected Plants NOX | Thousand Tons | 0.77923 | 0.22666 | 0 | 0 | 0 | 0 | 0
Unit Comanche 3 - NOX Rate Annual v3.1, Unit 2559 and retrofits | 1025 | 7267 | Rate Constraint in lbs/MMBtu | FALSE | L | Annual | Allowances Purchased NOX | Thousand Tons | 0 | 0 | 0 | 0 | 0 | 0 | 0
Unit Comanche 3 - NOX Rate Annual v3.1, Unit 2559 and retrofits | 1025 | 7267 | Rate Constraint in lbs/MMBtu | FALSE | L | Annual | Allowances Sold NOX | Thousand Tons | 0 | 0 | 0 | 0 | 0 | 0 | 0
Unit Comanche 3 - NOX Rate Annual v3.1, Unit 2559 and retrofits | 1025 | 7267 | Rate Constraint in lbs/MMBtu | FALSE | L | Annual | Allowances Banked | Thousand Tons | 0 | 0 | 0 | 0 | 0 | 0 | 0
Unit Comanche 3 - NOX Rate Annual v3.1, Unit 2559 and retrofits | 1025 | 7267 | Rate Constraint in lbs/MMBtu | FALSE | L | Annual | Allowances Withdrawn (1:1) | Thousand Tons | 0 | 0 | 0 | 0 | 0 | 0 | 0
Unit Comanche 3 - NOX Rate Annual v3.1, Unit 2559 and retrofits | 1025 | 7267 | Rate Constraint in lbs/MMBtu | FALSE | L | Annual | Allowances Withdrawn (n:1) | Thousand Tons | 0 | 0 | 0 | 0 | 0 | 0 | 0
Unit Comanche 3 - NOX Rate Annual v3.1, Unit 2559 and retrofits | 1025 | 7267 | Rate Constraint in lbs/MMBtu | FALSE | L | Annual | Net Emissions Allowance Position | Thousand Tons | 0.77923 | 0.22666 | 0 | 0 | 0 | 0 | 0
Unit Comanche 3 - NOX Rate Annual v3.1, Unit 2559 and retrofits | 1025 | 7267 | Rate Constraint in lbs/MMBtu | FALSE | L | Annual | Fuel Consumed | TBtu | 23.6237 | 6.8716 | 0 | 0 | 0 | 0 | 0
Unit Comanche 3 - NOX Rate Annual v3.1, Unit 2559 and retrofits | 1025 | 7267 | Rate Constraint in lbs/MMBtu | FALSE | L | Annual | Rate | lb/MMBtu | 0.06597 | 0.06597 | 0 | 0 | 0 | 0 | 0
Unit Comanche 3 - NOX Rate Annual v3.1, Unit 2559 and retrofits | 1025 | 7267 | Rate Constraint in lbs/MMBtu | FALSE | L | Annual | Generation | TWh | 2.2587 | 0.657 | 0 | 0 | 0 | 0 | 0
Unit Comanche 3 - NOX Rate Annual v3.1, Unit 2559 and retrofits | 1025 | 7267 | Rate Constraint in lbs/MMBtu | FALSE | L | Annual | Qualifying Generation | TWh | 2.2587 | 0.657 | 0 | 0 | 0 | 0 | 0
Unit Comanche 3 - NOX Rate Annual v3.1, Unit 2559 and retrofits | 1025 | 7267 | Rate Constraint in lbs/MMBtu | FALSE | L | Annual | Rate | lb/MWh | 0.68998 | 0.68998 | 0 | 0 | 0 | 0 | 0
Unit Comanche 3 - NOX Rate Annual v3.1, Unit 2559 and retrofits | 1025 | 7267 | Rate Constraint in lbs/MMBtu | FALSE | L | Annual | Constraint Shadow Price | US2022$/Ton | 0 | 0 | 0 | 0 | 0 | 0 | 0
Unit Comanche 3 - SO2 Rate Annual v3.1, Unit 2559 and retrofits | 1026 | 7265 | Rate Constraint in lbs/MMBtu | FALSE | L | Annual | Seasons Included | Seasons | Winter, Spring, Summer, Fall | Winter, Spring, Summer, Fall | Winter, Spring, Summer, Fall | Winter, Spring, Summer, Fall | Winter, Spring, Summer, Fall | Winter, Spring, Summer, Fall | Winter, Spring, Summer, Fall
Unit Comanche 3 - SO2 Rate Annual v3.1, Unit 2559 and retrofits | 1026 | 7265 | Rate Constraint in lbs/MMBtu | FALSE | L | Annual | Standard SO2 | lb/MMBtu | 0.1 | 0.1 | 0.1 | 0.1 | 0.1 | 0.1 | 0.1
Unit Comanche 3 - SO2 Rate Annual v3.1, Unit 2559 and retrofits | 1026 | 7265 | Rate Constraint in lbs/MMBtu | FALSE | L | Annual | Emissions at Affected Plants SO2 | Thousand Tons | 0.94495 | 0.27486 | 0 | 0 | 0 | 0 | 0
Unit Comanche 3 - SO2 Rate Annual v3.1, Unit 2559 and retrofits | 1026 | 7265 | Rate Constraint in lbs/MMBtu | FALSE | L | Annual | Allowances Purchased SO2 | Thousand Tons | 0 | 0 | 0 | 0 | 0 | 0 | 0
Unit Comanche 3 - SO2 Rate Annual v3.1, Unit 2559 and retrofits | 1026 | 7265 | Rate Constraint in lbs/MMBtu | FALSE | L | Annual | Allowances Sold SO2 | Thousand Tons | 0 | 0 | 0 | 0 | 0 | 0 | 0
Unit Comanche 3 - SO2 Rate Annual v3.1, Unit 2559 and retrofits | 1026 | 7265 | Rate Constraint in lbs/MMBtu | FALSE | L | Annual | Allowances Banked | Thousand Tons | 0 | 0 | 0 | 0 | 0 | 0 | 0
Unit Comanche 3 - SO2 Rate Annual v3.1, Unit 2559 and retrofits | 1026 | 7265 | Rate Constraint in lbs/MMBtu | FALSE | L | Annual | Allowances Withdrawn (1:1) | Thousand Tons | 0 | 0 | 0 | 0 | 0 | 0 | 0
Unit Comanche 3 - SO2 Rate Annual v3.1, Unit 2559 and retrofits | 1026 | 7265 | Rate Constraint in lbs/MMBtu | FALSE | L | Annual | Allowances Withdrawn (n:1) | Thousand Tons | 0 | 0 | 0 | 0 | 0 | 0 | 0
Unit Comanche 3 - SO2 Rate Annual v3.1, Unit 2559 and retrofits | 1026 | 7265 | Rate Constraint in lbs/MMBtu | FALSE | L | Annual | Net Emissions Allowance Position | Thousand Tons | 0.94495 | 0.27486 | 0 | 0 | 0 | 0 | 0
Unit Comanche 3 - SO2 Rate Annual v3.1, Unit 2559 and retrofits | 1026 | 7265 | Rate Constraint in lbs/MMBtu | FALSE | L | Annual | Fuel Consumed | TBtu | 23.6237 | 6.8716 | 0 | 0 | 0 | 0 | 0
Unit Comanche 3 - SO2 Rate Annual v3.1, Unit 2559 and retrofits | 1026 | 7265 | Rate Constraint in lbs/MMBtu | FALSE | L | Annual | Rate | lb/MMBtu | 0.08 | 0.08 | 0 | 0 | 0 | 0 | 0
Unit Comanche 3 - SO2 Rate Annual v3.1, Unit 2559 and retrofits | 1026 | 7265 | Rate Constraint in lbs/MMBtu | FALSE | L | Annual | Generation | TWh | 2.2587 | 0.657 | 0 | 0 | 0 | 0 | 0
Unit Comanche 3 - SO2 Rate Annual v3.1, Unit 2559 and retrofits | 1026 | 7265 | Rate Constraint in lbs/MMBtu | FALSE | L | Annual | Qualifying Generation | TWh | 2.2587 | 0.657 | 0 | 0 | 0 | 0 | 0
Unit Comanche 3 - SO2 Rate Annual v3.1, Unit 2559 and retrofits | 1026 | 7265 | Rate Constraint in lbs/MMBtu | FALSE | L | Annual | Rate | lb/MWh | 0.83672 | 0.83672 | 0 | 0 | 0 | 0 | 0
Unit Comanche 3 - SO2 Rate Annual v3.1, Unit 2559 and retrofits | 1026 | 7265 | Rate Constraint in lbs/MMBtu | FALSE | L | Annual | Constraint Shadow Price | US2022$/Ton | 0 | 0 | 0 | 0 | 0 | 0 | 0
UT Bonanza - NOX Cap Annual v6.21 | 1027 | 7742 | Rate Constraint in MTons | FALSE | L | Annual | Seasons Included | Seasons | Winter, Spring, Summer, Fall | Winter, Spring, Summer, Fall | Winter, Spring, Summer, Fall | Winter, Spring, Summer, Fall | Winter, Spring, Summer, Fall | Winter, Spring, Summer, Fall | Winter, Spring, Summer, Fall
UT Bonanza - NOX Cap Annual v6.21 | 1027 | 7742 | Rate Constraint in MTons | FALSE | L | Annual | Standard NOX | Thousand Tons | 5.7 | 3 | 3 | 3 | 3 | 3 | 3
UT Bonanza - NOX Cap Annual v6.21 | 1027 | 7742 | Rate Constraint in MTons | FALSE | L | Annual | Emissions at Affected Plants NOX | Thousand Tons | 2.3289 | 0 | 0 | 0 | 0 | 0 | 0
UT Bonanza - NOX Cap Annual v6.21 | 1027 | 7742 | Rate Constraint in MTons | FALSE | L | Annual | Allowances Purchased NOX | Thousand Tons | 0 | 0 | 0 | 0 | 0 | 0 | 0
UT Bonanza - NOX Cap Annual v6.21 | 1027 | 7742 | Rate Constraint in MTons | FALSE | L | Annual | Allowances Sold NOX | Thousand Tons | 0 | 0 | 0 | 0 | 0 | 0 | 0
UT Bonanza - NOX Cap Annual v6.21 | 1027 | 7742 | Rate Constraint in MTons | FALSE | L | Annual | Allowances Banked | Thousand Tons | 0 | 0 | 0 | 0 | 0 | 0 | 0
UT Bonanza - NOX Cap Annual v6.21 | 1027 | 7742 | Rate Constraint in MTons | FALSE | L | Annual | Allowances Withdrawn (1:1) | Thousand Tons | 0 | 0 | 0 | 0 | 0 | 0 | 0
UT Bonanza - NOX Cap Annual v6.21 | 1027 | 7742 | Rate Constraint in MTons | FALSE | L | Annual | Allowances Withdrawn (n:1) | Thousand Tons | 0 | 0 | 0 | 0 | 0 | 0 | 0
UT Bonanza - NOX Cap Annual v6.21 | 1027 | 7742 | Rate Constraint in MTons | FALSE | L | Annual | Net Emissions Allowance Position | Thousand Tons | 2.3289 | 0 | 0 | 0 | 0 | 0 | 0
UT Bonanza - NOX Cap Annual v6.21 | 1027 | 7742 | Rate Constraint in MTons | FALSE | L | Annual | Fuel Consumed | TBtu | 17.683 | 0 | 0 | 0 | 0 | 0 | 0
UT Bonanza - NOX Cap Annual v6.21 | 1027 | 7742 | Rate Constraint in MTons | FALSE | L | Annual | Rate | lb/MMBtu | 0.2634 | 0 | 0 | 0 | 0 | 0 | 0
UT Bonanza - NOX Cap Annual v6.21 | 1027 | 7742 | Rate Constraint in MTons | FALSE | L | Annual | Generation | TWh | 1.7713 | 0 | 0 | 0 | 0 | 0 | 0
UT Bonanza - NOX Cap Annual v6.21 | 1027 | 7742 | Rate Constraint in MTons | FALSE | L | Annual | Qualifying Generation | TWh | 1.7713 | 0 | 0 | 0 | 0 | 0 | 0
UT Bonanza - NOX Cap Annual v6.21 | 1027 | 7742 | Rate Constraint in MTons | FALSE | L | Annual | Rate | lb/MWh | 2.6295 | 0 | 0 | 0 | 0 | 0 | 0
UT Bonanza - NOX Cap Annual v6.21 | 1027 | 7742 | Rate Constraint in MTons | FALSE | L | Annual | Constraint Shadow Price | US2022$/Ton | 0 | 0 | 0 | 0 | 0 | 0 | 0
UT Hg Rule - MER Removal Annual v.4.10 | 1028 | 7363 | MACT Fuel Choice Floor in lbs/MMBtu | FALSE | L | Annual | Seasons Included | Seasons | Winter, Spring, Summer, Fall | Winter, Spring, Summer, Fall | Winter, Spring, Summer, Fall | Winter, Spring, Summer, Fall | Winter, Spring, Summer, Fall | Winter, Spring, Summer, Fall | Winter, Spring, Summer, Fall
UT Hg Rule - MER Removal Annual v.4.10 | 1028 | 7363 | MACT Fuel Choice Floor in lbs/MMBtu | FALSE | L | Annual | Emission Floor | lbs/MMBtu | 6.5e-07 | 6.5e-07 | 6.5e-07 | 6.5e-07 | 6.5e-07 | 6.5e-07 | 6.5e-07
UT Hg Rule - MER Removal Annual v.4.10 | 1028 | 7363 | MACT Fuel Choice Floor in lbs/MMBtu | FALSE | L | Annual | Emissions at Affected Plants MER | lbs | 30.689 | 2.4638 | 0 | 0 | 0 | 0 | 0
UT Hg Rule - MER Removal Annual v.4.10 | 1028 | 7363 | MACT Fuel Choice Floor in lbs/MMBtu | FALSE | L | Annual | Allowances Purchased MER | lbs | 0 | 0 | 0 | 0 | 0 | 0 | 0
UT Hg Rule - MER Removal Annual v.4.10 | 1028 | 7363 | MACT Fuel Choice Floor in lbs/MMBtu | FALSE | L | Annual | Allowances Sold MER | lbs | 0 | 0 | 0 | 0 | 0 | 0 | 0
UT Hg Rule - MER Removal Annual v.4.10 | 1028 | 7363 | MACT Fuel Choice Floor in lbs/MMBtu | FALSE | L | Annual | Allowances Banked | lbs | 0 | 0 | 0 | 0 | 0 | 0 | 0
UT Hg Rule - MER Removal Annual v.4.10 | 1028 | 7363 | MACT Fuel Choice Floor in lbs/MMBtu | FALSE | L | Annual | Allowances Withdrawn (1:1) | lbs | 0 | 0 | 0 | 0 | 0 | 0 | 0
UT Hg Rule - MER Removal Annual v.4.10 | 1028 | 7363 | MACT Fuel Choice Floor in lbs/MMBtu | FALSE | L | Annual | Allowances Withdrawn (n:1) | lbs | 0 | 0 | 0 | 0 | 0 | 0 | 0
UT Hg Rule - MER Removal Annual v.4.10 | 1028 | 7363 | MACT Fuel Choice Floor in lbs/MMBtu | FALSE | L | Annual | Net Emissions Allowance Position | lbs | 30.689 | 2.4638 | 0 | 0 | 0 | 0 | 0
UT Hg Rule - MER Removal Annual v.4.10 | 1028 | 7363 | MACT Fuel Choice Floor in lbs/MMBtu | FALSE | L | Annual | Fuel Consumed | TBtu | 135.0299 | 4.5753 | 0 | 0 | 0 | 0 | 0
UT Hg Rule - MER Removal Annual v.4.10 | 1028 | 7363 | MACT Fuel Choice Floor in lbs/MMBtu | FALSE | L | Annual | Rate | lb/MMBtu | 2.2728e-07 | 5.385e-07 | 0 | 0 | 0 | 0 | 0
UT Hg Rule - MER Removal Annual v.4.10 | 1028 | 7363 | MACT Fuel Choice Floor in lbs/MMBtu | FALSE | L | Annual | Generation | TWh | 13.1342 | 0.37246 | 0 | 0 | 0 | 0 | 0
UT Hg Rule - MER Removal Annual v.4.10 | 1028 | 7363 | MACT Fuel Choice Floor in lbs/MMBtu | FALSE | L | Annual | Qualifying Generation | TWh | 13.1342 | 0.37246 | 0 | 0 | 0 | 0 | 0
UT Hg Rule - MER Removal Annual v.4.10 | 1028 | 7363 | MACT Fuel Choice Floor in lbs/MMBtu | FALSE | L | Annual | Constraint Shadow Price | US2022$/Lb | 0 | 0 | 0 | 0 | 0 | 0 | 0
Virginia City Hybrid Unit 1 SO2 Rate v6.20 | 1029 | 7676 | Rate Constraint in lbs/MMBtu | FALSE | L | Annual | Seasons Included | Seasons | Winter, Spring, Summer, Fall | Winter, Spring, Summer, Fall | Winter, Spring, Summer, Fall | Winter, Spring, Summer, Fall | Winter, Spring, Summer, Fall | Winter, Spring, Summer, Fall | Winter, Spring, Summer, Fall
Virginia City Hybrid Unit 1 SO2 Rate v6.20 | 1029 | 7676 | Rate Constraint in lbs/MMBtu | FALSE | L | Annual | Standard SO2 | lb/MMBtu | 0.022 | 0.022 | 0.022 | 0.022 | 0.022 | 0.022 | 0.022
Virginia City Hybrid Unit 1 SO2 Rate v6.20 | 1029 | 7676 | Rate Constraint in lbs/MMBtu | FALSE | L | Annual | Emissions at Affected Plants SO2 | Thousand Tons | 0.029422 | 0.015467 | 0.00025896 | 0.00025896 | 0 | 0 | 0
Virginia City Hybrid Unit 1 SO2 Rate v6.20 | 1029 | 7676 | Rate Constraint in lbs/MMBtu | FALSE | L | Annual | Allowances Purchased SO2 | Thousand Tons | 0 | 0 | 0 | 0 | 0 | 0 | 0
Virginia City Hybrid Unit 1 SO2 Rate v6.20 | 1029 | 7676 | Rate Constraint in lbs/MMBtu | FALSE | L | Annual | Allowances Sold SO2 | Thousand Tons | 0 | 0 | 0 | 0 | 0 | 0 | 0
Virginia City Hybrid Unit 1 SO2 Rate v6.20 | 1029 | 7676 | Rate Constraint in lbs/MMBtu | FALSE | L | Annual | Allowances Banked | Thousand Tons | 0 | 0 | 0 | 0 | 0 | 0 | 0
Virginia City Hybrid Unit 1 SO2 Rate v6.20 | 1029 | 7676 | Rate Constraint in lbs/MMBtu | FALSE | L | Annual | Allowances Withdrawn (1:1) | Thousand Tons | 0 | 0 | 0 | 0 | 0 | 0 | 0
Virginia City Hybrid Unit 1 SO2 Rate v6.20 | 1029 | 7676 | Rate Constraint in lbs/MMBtu | FALSE | L | Annual | Allowances Withdrawn (n:1) | Thousand Tons | 0 | 0 | 0 | 0 | 0 | 0 | 0
Virginia City Hybrid Unit 1 SO2 Rate v6.20 | 1029 | 7676 | Rate Constraint in lbs/MMBtu | FALSE | L | Annual | Net Emissions Allowance Position | Thousand Tons | 0.029422 | 0.015467 | 0.00025896 | 0.00025896 | 0 | 0 | 0
Virginia City Hybrid Unit 1 SO2 Rate v6.20 | 1029 | 7676 | Rate Constraint in lbs/MMBtu | FALSE | L | Annual | Fuel Consumed | TBtu | 20.4583 | 10.7547 | 0.18006 | 0.18006 | 0 | 0 | 0
Virginia City Hybrid Unit 1 SO2 Rate v6.20 | 1029 | 7676 | Rate Constraint in lbs/MMBtu | FALSE | L | Annual | Rate | lb/MMBtu | 0.0028763 | 0.0028763 | 0.0028763 | 0.0028763 | 0 | 0 | 0
Virginia City Hybrid Unit 1 SO2 Rate v6.20 | 1029 | 7676 | Rate Constraint in lbs/MMBtu | FALSE | L | Annual | Generation | TWh | 2.0576 | 1.0816 | 0.01255 | 0.01255 | 0 | 0 | 0
Virginia City Hybrid Unit 1 SO2 Rate v6.20 | 1029 | 7676 | Rate Constraint in lbs/MMBtu | FALSE | L | Annual | Qualifying Generation | TWh | 2.0576 | 1.0816 | 0.01255 | 0.01255 | 0 | 0 | 0
Virginia City Hybrid Unit 1 SO2 Rate v6.20 | 1029 | 7676 | Rate Constraint in lbs/MMBtu | FALSE | L | Annual | Rate | lb/MWh | 0.028599 | 0.028599 | 0.041269 | 0.041269 | 0 | 0 | 0
Virginia City Hybrid Unit 1 SO2 Rate v6.20 | 1029 | 7676 | Rate Constraint in lbs/MMBtu | FALSE | L | Annual | Constraint Shadow Price | US2022$/Ton | 0 | 0 | 0 | 0 | 0 | 0 | 0
Virginia City Hybrid Unit 2 SO2 Rate v6.20 | 1030 | 7677 | Rate Constraint in lbs/MMBtu | FALSE | L | Annual | Seasons Included | Seasons | Winter, Spring, Summer, Fall | Winter, Spring, Summer, Fall | Winter, Spring, Summer, Fall | Winter, Spring, Summer, Fall | Winter, Spring, Summer, Fall | Winter, Spring, Summer, Fall | Winter, Spring, Summer, Fall
Virginia City Hybrid Unit 2 SO2 Rate v6.20 | 1030 | 7677 | Rate Constraint in lbs/MMBtu | FALSE | L | Annual | Standard SO2 | lb/MMBtu | 0.022 | 0.022 | 0.022 | 0.022 | 0.022 | 0.022 | 0.022
Virginia City Hybrid Unit 2 SO2 Rate v6.20 | 1030 | 7677 | Rate Constraint in lbs/MMBtu | FALSE | L | Annual | Emissions at Affected Plants SO2 | Thousand Tons | 5.1425e-05 | 4.7377e-05 | 0 | 0 | 0 | 0 | 0
Virginia City Hybrid Unit 2 SO2 Rate v6.20 | 1030 | 7677 | Rate Constraint in lbs/MMBtu | FALSE | L | Annual | Allowances Purchased SO2 | Thousand Tons | 0 | 0 | 0 | 0 | 0 | 0 | 0
Virginia City Hybrid Unit 2 SO2 Rate v6.20 | 1030 | 7677 | Rate Constraint in lbs/MMBtu | FALSE | L | Annual | Allowances Sold SO2 | Thousand Tons | 0 | 0 | 0 | 0 | 0 | 0 | 0
Virginia City Hybrid Unit 2 SO2 Rate v6.20 | 1030 | 7677 | Rate Constraint in lbs/MMBtu | FALSE | L | Annual | Allowances Banked | Thousand Tons | 0 | 0 | 0 | 0 | 0 | 0 | 0
Virginia City Hybrid Unit 2 SO2 Rate v6.20 | 1030 | 7677 | Rate Constraint in lbs/MMBtu | FALSE | L | Annual | Allowances Withdrawn (1:1) | Thousand Tons | 0 | 0 | 0 | 0 | 0 | 0 | 0
Virginia City Hybrid Unit 2 SO2 Rate v6.20 | 1030 | 7677 | Rate Constraint in lbs/MMBtu | FALSE | L | Annual | Allowances Withdrawn (n:1) | Thousand Tons | 0 | 0 | 0 | 0 | 0 | 0 | 0
Virginia City Hybrid Unit 2 SO2 Rate v6.20 | 1030 | 7677 | Rate Constraint in lbs/MMBtu | FALSE | L | Annual | Net Emissions Allowance Position | Thousand Tons | 5.1425e-05 | 4.7377e-05 | 0 | 0 | 0 | 0 | 0
Virginia City Hybrid Unit 2 SO2 Rate v6.20 | 1030 | 7677 | Rate Constraint in lbs/MMBtu | FALSE | L | Annual | Fuel Consumed | TBtu | 0.035758 | 0.032943 | 0 | 0 | 0 | 0 | 0
Virginia City Hybrid Unit 2 SO2 Rate v6.20 | 1030 | 7677 | Rate Constraint in lbs/MMBtu | FALSE | L | Annual | Rate | lb/MMBtu | 0.0028763 | 0.0028763 | 0 | 0 | 0 | 0 | 0
Virginia City Hybrid Unit 2 SO2 Rate v6.20 | 1030 | 7677 | Rate Constraint in lbs/MMBtu | FALSE | L | Annual | Generation | TWh | 0.0035963 | 0.0033132 | 0 | 0 | 0 | 0 | 0
Virginia City Hybrid Unit 2 SO2 Rate v6.20 | 1030 | 7677 | Rate Constraint in lbs/MMBtu | FALSE | L | Annual | Qualifying Generation | TWh | 0.0035963 | 0.0033132 | 0 | 0 | 0 | 0 | 0
Virginia City Hybrid Unit 2 SO2 Rate v6.20 | 1030 | 7677 | Rate Constraint in lbs/MMBtu | FALSE | L | Annual | Rate | lb/MWh | 0.028599 | 0.028599 | 0 | 0 | 0 | 0 | 0
Virginia City Hybrid Unit 2 SO2 Rate v6.20 | 1030 | 7677 | Rate Constraint in lbs/MMBtu | FALSE | L | Annual | Constraint Shadow Price | US2022$/Ton | 0 | 0 | 0 | 0 | 0 | 0 | 0
WA - CO2 Cap Annual v6.21 | 1031 | 7942 | Rate Constraint in MTons | FALSE | L | Annual | Seasons Included | Seasons | Winter, Spring, Summer, Fall | Winter, Spring, Summer, Fall | Winter, Spring, Summer, Fall | Winter, Spring, Summer, Fall | Winter, Spring, Summer, Fall | Winter, Spring, Summer, Fall | Winter, Spring, Summer, Fall
WA - CO2 Cap Annual v6.21 | 1031 | 7942 | Rate Constraint in MTons | FALSE | L | Annual | Standard CO2 | Thousand Tons | 50548.8002 | 43440.3751 | 33567.5626 | 23694.7501 | 13821.9375 | 3949.125 | 3949.125
WA - CO2 Cap Annual v6.21 | 1031 | 7942 | Rate Constraint in MTons | FALSE | L | Annual | Emissions at Affected Plants CO2 | Thousand Tons | 4952.0812 | 5934.2056 | 6448.3017 | 6243.8337 | 4294.6965 | 3949.125 | 3949.125
WA - CO2 Cap Annual v6.21 | 1031 | 7942 | Rate Constraint in MTons | FALSE | L | Annual | Allowances Purchased CO2 | Thousand Tons | 0 | 0 | 0 | 0 | 0 | 0 | 0
WA - CO2 Cap Annual v6.21 | 1031 | 7942 | Rate Constraint in MTons | FALSE | L | Annual | Allowances Sold CO2 | Thousand Tons | 0 | 0 | 0 | 0 | 0 | 0 | 0
WA - CO2 Cap Annual v6.21 | 1031 | 7942 | Rate Constraint in MTons | FALSE | L | Annual | Allowances Banked | Thousand Tons | 0 | 0 | 0 | 0 | 0 | 0 | 0
WA - CO2 Cap Annual v6.21 | 1031 | 7942 | Rate Constraint in MTons | FALSE | L | Annual | Allowances Withdrawn (1:1) | Thousand Tons | 0 | 0 | 0 | 0 | 0 | 0 | 0
WA - CO2 Cap Annual v6.21 | 1031 | 7942 | Rate Constraint in MTons | FALSE | L | Annual | Allowances Withdrawn (n:1) | Thousand Tons | 0 | 0 | 0 | 0 | 0 | 0 | 0
WA - CO2 Cap Annual v6.21 | 1031 | 7942 | Rate Constraint in MTons | FALSE | L | Annual | Net Emissions Allowance Position | Thousand Tons | 4952.0812 | 5934.2056 | 6448.3017 | 6243.8337 | 4294.6965 | 3949.125 | 3949.125
WA - CO2 Cap Annual v6.21 | 1031 | 7942 | Rate Constraint in MTons | FALSE | L | Annual | Fuel Consumed | TBtu | 82.8496 | 94.374 | 102.4985 | 109.4747 | 76.6218 | 70.7043 | 70.6808
WA - CO2 Cap Annual v6.21 | 1031 | 7942 | Rate Constraint in MTons | FALSE | L | Annual | Rate | lb/MMBtu | 119.5438 | 125.7593 | 125.8224 | 114.0689 | 112.1012 | 111.7083 | 111.7453
WA - CO2 Cap Annual v6.21 | 1031 | 7942 | Rate Constraint in MTons | FALSE | L | Annual | Generation | TWh | 10.7377 | 12.4108 | 13.3524 | 14.1061 | 9.7326 | 9.0921 | 9.1179
WA - CO2 Cap Annual v6.21 | 1031 | 7942 | Rate Constraint in MTons | FALSE | L | Annual | Qualifying Generation | TWh | 10.7361 | 12.4108 | 13.3524 | 14.1061 | 9.7326 | 9.0921 | 9.1179
WA - CO2 Cap Annual v6.21 | 1031 | 7942 | Rate Constraint in MTons | FALSE | L | Annual | Rate | lb/MWh | 922.5096 | 956.2943 | 965.8658 | 885.2691 | 882.5413 | 868.6957 | 866.2352
WA - CO2 Cap Annual v6.21 | 1031 | 7942 | Rate Constraint in MTons | FALSE | L | Annual | Constraint Shadow Price | US2022$/Ton | 0 | 0 | 0 | 0 | 0 | 11.3928 | 15.5799
WA - CO2 Penalty Annual v5.13 | 1032 | 7357 | Rate Constraint in MTons | FALSE | L | Annual | Seasons Included | Seasons | Winter, Spring, Summer, Fall | Winter, Spring, Summer, Fall | Winter, Spring, Summer, Fall | Winter, Spring, Summer, Fall | Winter, Spring, Summer, Fall | Winter, Spring, Summer, Fall | Winter, Spring, Summer, Fall
WA - CO2 Penalty Annual v5.13 | 1032 | 7357 | Rate Constraint in MTons | FALSE | L | Annual | Standard CO2 | Thousand Tons | 0 | 0 | 0 | 0 | 0 | 0 | 0
WA - CO2 Penalty Annual v5.13 | 1032 | 7357 | Rate Constraint in MTons | FALSE | L | Annual | Emissions at Affected Plants CO2 | Thousand Tons | 2868.5753 | 2324.3089 | 2060.8877 | 2242.5991 | 1594.0502 | 1546.7655 | 1601.6164
WA - CO2 Penalty Annual v5.13 | 1032 | 7357 | Rate Constraint in MTons | FALSE | L | Annual | Allowances Purchased CO2 | Thousand Tons | -2868.5753 | -2324.3089 | -2060.8877 | -2242.5991 | -1594.0502 | -1546.7655 | -1601.6164
WA - CO2 Penalty Annual v5.13 | 1032 | 7357 | Rate Constraint in MTons | FALSE | L | Annual | Allowances Sold CO2 | Thousand Tons | 0 | 0 | 0 | 0 | 0 | 0 | 0
WA - CO2 Penalty Annual v5.13 | 1032 | 7357 | Rate Constraint in MTons | FALSE | L | Annual | Allowances Banked | Thousand Tons | 0 | 0 | 0 | 0 | 0 | 0 | 0
WA - CO2 Penalty Annual v5.13 | 1032 | 7357 | Rate Constraint in MTons | FALSE | L | Annual | Allowances Withdrawn (1:1) | Thousand Tons | 0 | 0 | 0 | 0 | 0 | 0 | 0
WA - CO2 Penalty Annual v5.13 | 1032 | 7357 | Rate Constraint in MTons | FALSE | L | Annual | Allowances Withdrawn (n:1) | Thousand Tons | 0 | 0 | 0 | 0 | 0 | 0 | 0
WA - CO2 Penalty Annual v5.13 | 1032 | 7357 | Rate Constraint in MTons | FALSE | L | Annual | Net Emissions Allowance Position | Thousand Tons | 1.5356e-06 | 1.3431e-06 | -6.8922e-07 | 1.0466e-06 | -2.8421e-07 | -1.9882e-07 | 4.0147e-07
WA - CO2 Penalty Annual v5.13 | 1032 | 7357 | Rate Constraint in MTons | FALSE | L | Annual | Fuel Consumed | TBtu | 48.8645 | 39.6445 | 35.1603 | 38.3088 | 27.2301 | 26.4224 | 27.3594
WA - CO2 Penalty Annual v5.13 | 1032 | 7357 | Rate Constraint in MTons | FALSE | L | Annual | Rate | lb/MMBtu | 117.4094 | 117.2576 | 117.2282 | 117.08 | 117.08 | 117.08 | 117.08
WA - CO2 Penalty Annual v5.13 | 1032 | 7357 | Rate Constraint in MTons | FALSE | L | Annual | Generation | TWh | 6.7444 | 5.4119 | 4.7219 | 5.1641 | 3.6504 | 3.5451 | 3.6698
WA - CO2 Penalty Annual v5.13 | 1032 | 7357 | Rate Constraint in MTons | FALSE | L | Annual | Qualifying Generation | TWh | 6.7444 | 5.4119 | 4.7219 | 5.1641 | 3.6504 | 3.5451 | 3.6698
WA - CO2 Penalty Annual v5.13 | 1032 | 7357 | Rate Constraint in MTons | FALSE | L | Annual | Rate | lb/MWh | 850.6565 | 858.9602 | 872.8975 | 868.5337 | 873.3559 | 872.6203 | 872.8636
WA - CO2 Penalty Annual v5.13 | 1032 | 7357 | Rate Constraint in MTons | FALSE | L | Annual | Constraint Shadow Price | US2022$/Ton | 2.1892 | 2.1891 | 2.1888 | 2.1889 | 2.1888 | 2.1891 | 2.1889
WA - CO2 Rate Limit (New Advanced Coal with CCS) | 1033 | 7364 | Rate Constraint in lbs/MWh | FALSE | L | Annual | Seasons Included | Seasons | Winter, Spring, Summer, Fall | Winter, Spring, Summer, Fall | Winter, Spring, Summer, Fall | Winter, Spring, Summer, Fall | Winter, Spring, Summer, Fall | Winter, Spring, Summer, Fall | Winter, Spring, Summer, Fall
WA - CO2 Rate Limit (New Advanced Coal with CCS) | 1033 | 7364 | Rate Constraint in lbs/MWh | FALSE | L | Annual | Standard CO2 | lb/MWh | 970 | 970 | 970 | 970 | 970 | 970 | 970
WA - CO2 Rate Limit (New Advanced Coal with CCS) | 1033 | 7364 | Rate Constraint in lbs/MWh | FALSE | L | Annual | Emissions at Affected Plants CO2 | Thousand Tons | 0 | 0 | 0 | 0 | 0 | 0 | 0
WA - CO2 Rate Limit (New Advanced Coal with CCS) | 1033 | 7364 | Rate Constraint in lbs/MWh | FALSE | L | Annual | Allowances Purchased CO2 | Thousand Tons | 0 | 0 | 0 | 0 | 0 | 0 | 0
WA - CO2 Rate Limit (New Advanced Coal with CCS) | 1033 | 7364 | Rate Constraint in lbs/MWh | FALSE | L | Annual | Allowances Sold CO2 | Thousand Tons | 0 | 0 | 0 | 0 | 0 | 0 | 0
WA - CO2 Rate Limit (New Advanced Coal with CCS) | 1033 | 7364 | Rate Constraint in lbs/MWh | FALSE | L | Annual | Allowances Banked | Thousand Tons | 0 | 0 | 0 | 0 | 0 | 0 | 0
WA - CO2 Rate Limit (New Advanced Coal with CCS) | 1033 | 7364 | Rate Constraint in lbs/MWh | FALSE | L | Annual | Allowances Withdrawn (1:1) | Thousand Tons | 0 | 0 | 0 | 0 | 0 | 0 | 0
WA - CO2 Rate Limit (New Advanced Coal with CCS) | 1033 | 7364 | Rate Constraint in lbs/MWh | FALSE | L | Annual | Allowances Withdrawn (n:1) | Thousand Tons | 0 | 0 | 0 | 0 | 0 | 0 | 0
WA - CO2 Rate Limit (New Advanced Coal with CCS) | 1033 | 7364 | Rate Constraint in lbs/MWh | FALSE | L | Annual | Net Emissions Allowance Position | Thousand Tons | 0 | 0 | 0 | 0 | 0 | 0 | 0
WA - CO2 Rate Limit (New Advanced Coal with CCS) | 1033 | 7364 | Rate Constraint in lbs/MWh | FALSE | L | Annual | Fuel Consumed | TBtu | 0 | 0 | 0 | 0 | 0 | 0 | 0
WA - CO2 Rate Limit (New Advanced Coal with CCS) | 1033 | 7364 | Rate Constraint in lbs/MWh | FALSE | L | Annual | Rate | lb/MMBtu | 0 | 0 | 0 | 0 | 0 | 0 | 0
WA - CO2 Rate Limit (New Advanced Coal with CCS) | 1033 | 7364 | Rate Constraint in lbs/MWh | FALSE | L | Annual | Generation | TWh | 0 | 0 | 0 | 0 | 0 | 0 | 0
WA - CO2 Rate Limit (New Advanced Coal with CCS) | 1033 | 7364 | Rate Constraint in lbs/MWh | FALSE | L | Annual | Qualifying Generation | TWh | 0 | 0 | 0 | 0 | 0 | 0 | 0
WA - CO2 Rate Limit (New Advanced Coal with CCS) | 1033 | 7364 | Rate Constraint in lbs/MWh | FALSE | L | Annual | Constraint Shadow Price | US2022$/Ton | 0 | 0 | 0 | 0 | 0 | 0 | 0
WI CC NGas NOx Annual Rate v3.1 | 1034 | 7368 | Rate Constraint in lbs/MMBtu | FALSE | L | Annual | Seasons Included | Seasons | Winter, Spring, Summer, Fall | Winter, Spring, Summer, Fall | Winter, Spring, Summer, Fall | Winter, Spring, Summer, Fall | Winter, Spring, Summer, Fall | Winter, Spring, Summer, Fall | Winter, Spring, Summer, Fall
WI CC NGas NOx Annual Rate v3.1 | 1034 | 7368 | Rate Constraint in lbs/MMBtu | FALSE | L | Annual | Standard NOX | lb/MMBtu | 0.04 | 0.04 | 0.04 | 0.04 | 0.04 | 0.04 | 0.04
WI CC NGas NOx Annual Rate v3.1 | 1034 | 7368 | Rate Constraint in lbs/MMBtu | FALSE | L | Annual | Emissions at Affected Plants NOX | Thousand Tons | 0.20545 | 0.26191 | 0.21982 | 0.077339 | 0.041547 | 0.10412 | 0.10686
WI CC NGas NOx Annual Rate v3.1 | 1034 | 7368 | Rate Constraint in lbs/MMBtu | FALSE | L | Annual | Allowances Purchased NOX | Thousand Tons | 0 | 0 | 0 | 0 | 0 | 0 | 0
WI CC NGas NOx Annual Rate v3.1 | 1034 | 7368 | Rate Constraint in lbs/MMBtu | FALSE | L | Annual | Allowances Sold NOX | Thousand Tons | 0 | 0 | 0 | 0 | 0 | 0 | 0
WI CC NGas NOx Annual Rate v3.1 | 1034 | 7368 | Rate Constraint in lbs/MMBtu | FALSE | L | Annual | Allowances Banked | Thousand Tons | 0 | 0 | 0 | 0 | 0 | 0 | 0
WI CC NGas NOx Annual Rate v3.1 | 1034 | 7368 | Rate Constraint in lbs/MMBtu | FALSE | L | Annual | Allowances Withdrawn (1:1) | Thousand Tons | 0 | 0 | 0 | 0 | 0 | 0 | 0
WI CC NGas NOx Annual Rate v3.1 | 1034 | 7368 | Rate Constraint in lbs/MMBtu | FALSE | L | Annual | Allowances Withdrawn (n:1) | Thousand Tons | 0 | 0 | 0 | 0 | 0 | 0 | 0
WI CC NGas NOx Annual Rate v3.1 | 1034 | 7368 | Rate Constraint in lbs/MMBtu | FALSE | L | Annual | Net Emissions Allowance Position | Thousand Tons | 0.20545 | 0.26191 | 0.21982 | 0.077339 | 0.041547 | 0.10412 | 0.10686
WI CC NGas NOx Annual Rate v3.1 | 1034 | 7368 | Rate Constraint in lbs/MMBtu | FALSE | L | Annual | Fuel Consumed | TBtu | 42.4059 | 53.9665 | 45.408 | 15.9639 | 8.5205 | 21.4965 | 22.0782
WI CC NGas NOx Annual Rate v3.1 | 1034 | 7368 | Rate Constraint in lbs/MMBtu | FALSE | L | Annual | Rate | lb/MMBtu | 0.0096895 | 0.0097062 | 0.0096821 | 0.0096892 | 0.0097524 | 0.0096869 | 0.0096803
WI CC NGas NOx Annual Rate v3.1 | 1034 | 7368 | Rate Constraint in lbs/MMBtu | FALSE | L | Annual | Generation | TWh | 6.015 | 7.6548 | 6.4409 | 2.2644 | 1.2086 | 3.0492 | 3.1317
WI CC NGas NOx Annual Rate v3.1 | 1034 | 7368 | Rate Constraint in lbs/MMBtu | FALSE | L | Annual | Qualifying Generation | TWh | 6.015 | 7.6548 | 6.4409 | 2.2644 | 1.2086 | 3.0492 | 3.1317
WI CC NGas NOx Annual Rate v3.1 | 1034 | 7368 | Rate Constraint in lbs/MMBtu | FALSE | L | Annual | Rate | lb/MWh | 0.068311 | 0.068429 | 0.068259 | 0.068309 | 0.068754 | 0.068293 | 0.068246
WI CC NGas NOx Annual Rate v3.1 | 1034 | 7368 | Rate Constraint in lbs/MMBtu | FALSE | L | Annual | Constraint Shadow Price | US2022$/Ton | 0 | 0 | 0 | 0 | 0 | 0 | 0
WI CoalUnits1 NOx Annual Rate v3.1 | 1035 | 7365 | Rate Constraint in lbs/MMBtu | FALSE | L | Annual | Seasons Included | Seasons | Winter, Spring, Summer, Fall | Winter, Spring, Summer, Fall | Winter, Spring, Summer, Fall | Winter, Spring, Summer, Fall | Winter, Spring, Summer, Fall | Winter, Spring, Summer, Fall | Winter, Spring, Summer, Fall
WI CoalUnits1 NOx Annual Rate v3.1 | 1035 | 7365 | Rate Constraint in lbs/MMBtu | FALSE | L | Annual | Standard NOX | lb/MMBtu | 0.1 | 0.1 | 0.1 | 0.1 | 0.1 | 0.1 | 0.1
WI CoalUnits1 NOx Annual Rate v3.1 | 1035 | 7365 | Rate Constraint in lbs/MMBtu | FALSE | L | Annual | Emissions at Affected Plants NOX | Thousand Tons | 2.2205 | 0.01952 | 0.020641 | 0.020641 | 0 | 0 | 0
WI CoalUnits1 NOx Annual Rate v3.1 | 1035 | 7365 | Rate Constraint in lbs/MMBtu | FALSE | L | Annual | Allowances Purchased NOX | Thousand Tons | 0 | 0 | 0 | 0 | 0 | 0 | 0
WI CoalUnits1 NOx Annual Rate v3.1 | 1035 | 7365 | Rate Constraint in lbs/MMBtu | FALSE | L | Annual | Allowances Sold NOX | Thousand Tons | 0 | 0 | 0 | 0 | 0 | 0 | 0
WI CoalUnits1 NOx Annual Rate v3.1 | 1035 | 7365 | Rate Constraint in lbs/MMBtu | FALSE | L | Annual | Allowances Banked | Thousand Tons | 0 | 0 | 0 | 0 | 0 | 0 | 0
WI CoalUnits1 NOx Annual Rate v3.1 | 1035 | 7365 | Rate Constraint in lbs/MMBtu | FALSE | L | Annual | Allowances Withdrawn (1:1) | Thousand Tons | 0 | 0 | 0 | 0 | 0 | 0 | 0
WI CoalUnits1 NOx Annual Rate v3.1 | 1035 | 7365 | Rate Constraint in lbs/MMBtu | FALSE | L | Annual | Allowances Withdrawn (n:1) | Thousand Tons | 0 | 0 | 0 | 0 | 0 | 0 | 0
WI CoalUnits1 NOx Annual Rate v3.1 | 1035 | 7365 | Rate Constraint in lbs/MMBtu | FALSE | L | Annual | Net Emissions Allowance Position | Thousand Tons | 2.2205 | 0.01952 | 0.020641 | 0.020641 | 0 | 0 | 0
WI CoalUnits1 NOx Annual Rate v3.1 | 1035 | 7365 | Rate Constraint in lbs/MMBtu | FALSE | L | Annual | Fuel Consumed | TBtu | 70.7031 | 0.62716 | 0.66316 | 0.66316 | 0 | 0 | 0
WI CoalUnits1 NOx Annual Rate v3.1 | 1035 | 7365 | Rate Constraint in lbs/MMBtu | FALSE | L | Annual | Rate | lb/MMBtu | 0.062813 | 0.06225 | 0.06225 | 0.06225 | 0 | 0 | 0
WI CoalUnits1 NOx Annual Rate v3.1 | 1035 | 7365 | Rate Constraint in lbs/MMBtu | FALSE | L | Annual | Generation | TWh | 7.0779 | 0.065455 | 0.048285 | 0.048285 | 0 | 0 | 0
WI CoalUnits1 NOx Annual Rate v3.1 | 1035 | 7365 | Rate Constraint in lbs/MMBtu | FALSE | L | Annual | Qualifying Generation | TWh | 7.0779 | 0.065455 | 0.048285 | 0.048285 | 0 | 0 | 0
WI CoalUnits1 NOx Annual Rate v3.1 | 1035 | 7365 | Rate Constraint in lbs/MMBtu | FALSE | L | Annual | Rate | lb/MWh | 0.62746 | 0.59645 | 0.85495 | 0.85495 | 0 | 0 | 0
WI CoalUnits1 NOx Annual Rate v3.1 | 1035 | 7365 | Rate Constraint in lbs/MMBtu | FALSE | L | Annual | Constraint Shadow Price | US2022$/Ton | 0 | 0 | 0 | 0 | 0 | 0 | 0
WI CT DFO NOx Annual Rate v3.1 | 1036 | 7367 | Rate Constraint in lbs/MMBtu | FALSE | L | Annual | Seasons Included | Seasons | Winter, Spring, Summer, Fall | Winter, Spring, Summer, Fall | Winter, Spring, Summer, Fall | Winter, Spring, Summer, Fall | Winter, Spring, Summer, Fall | Winter, Spring, Summer, Fall | Winter, Spring, Summer, Fall
WI CT DFO NOx Annual Rate v3.1 | 1036 | 7367 | Rate Constraint in lbs/MMBtu | FALSE | L | Annual | Standard NOX | lb/MMBtu | 0.41 | 0.41 | 0.41 | 0.41 | 0.41 | 0.41 | 0.41
WI CT DFO NOx Annual Rate v3.1 | 1036 | 7367 | Rate Constraint in lbs/MMBtu | FALSE | L | Annual | Emissions at Affected Plants NOX | Thousand Tons | 0 | 0 | 0 | 0 | 0 | 0 | 0
WI CT DFO NOx Annual Rate v3.1 | 1036 | 7367 | Rate Constraint in lbs/MMBtu | FALSE | L | Annual | Allowances Purchased NOX | Thousand Tons | 0 | 0 | 0 | 0 | 0 | 0 | 0
WI CT DFO NOx Annual Rate v3.1 | 1036 | 7367 | Rate Constraint in lbs/MMBtu | FALSE | L | Annual | Allowances Sold NOX | Thousand Tons | 0 | 0 | 0 | 0 | 0 | 0 | 0
WI CT DFO NOx Annual Rate v3.1 | 1036 | 7367 | Rate Constraint in lbs/MMBtu | FALSE | L | Annual | Allowances Banked | Thousand Tons | 0 | 0 | 0 | 0 | 0 | 0 | 0
WI CT DFO NOx Annual Rate v3.1 | 1036 | 7367 | Rate Constraint in lbs/MMBtu | FALSE | L | Annual | Allowances Withdrawn (1:1) | Thousand Tons | 0 | 0 | 0 | 0 | 0 | 0 | 0
WI CT DFO NOx Annual Rate v3.1 | 1036 | 7367 | Rate Constraint in lbs/MMBtu | FALSE | L | Annual | Allowances Withdrawn (n:1) | Thousand Tons | 0 | 0 | 0 | 0 | 0 | 0 | 0
WI CT DFO NOx Annual Rate v3.1 | 1036 | 7367 | Rate Constraint in lbs/MMBtu | FALSE | L | Annual | Net Emissions Allowance Position | Thousand Tons | 0 | 0 | 0 | 0 | 0 | 0 | 0
WI CT DFO NOx Annual Rate v3.1 | 1036 | 7367 | Rate Constraint in lbs/MMBtu | FALSE | L | Annual | Fuel Consumed | TBtu | 0 | 0 | 0 | 0 | 0 | 0 | 0
WI CT DFO NOx Annual Rate v3.1 | 1036 | 7367 | Rate Constraint in lbs/MMBtu | FALSE | L | Annual | Rate | lb/MMBtu | 0 | 0 | 0 | 0 | 0 | 0 | 0
WI CT DFO NOx Annual Rate v3.1 | 1036 | 7367 | Rate Constraint in lbs/MMBtu | FALSE | L | Annual | Generation | TWh | 0 | 0 | 0 | 0 | 0 | 0 | 0
WI CT DFO NOx Annual Rate v3.1 | 1036 | 7367 | Rate Constraint in lbs/MMBtu | FALSE | L | Annual | Qualifying Generation | TWh | 0 | 0 | 0 | 0 | 0 | 0 | 0
WI CT DFO NOx Annual Rate v3.1 | 1036 | 7367 | Rate Constraint in lbs/MMBtu | FALSE | L | Annual | Rate | lb/MWh | 0 | 0 | 0 | 0 | 0 | 0 | 0
WI CT DFO NOx Annual Rate v3.1 | 1036 | 7367 | Rate Constraint in lbs/MMBtu | FALSE | L | Annual | Constraint Shadow Price | US2022$/Ton | 0 | 0 | 0 | 0 | 0 | 0 | 0
WI CT NGas NOx Annual Rate v3.1 | 1037 | 7366 | Rate Constraint in lbs/MMBtu | FALSE | L | Annual | Seasons Included | Seasons | Winter, Spring, Summer, Fall | Winter, Spring, Summer, Fall | Winter, Spring, Summer, Fall | Winter, Spring, Summer, Fall | Winter, Spring, Summer, Fall | Winter, Spring, Summer, Fall | Winter, Spring, Summer, Fall
WI CT NGas NOx Annual Rate v3.1 | 1037 | 7366 | Rate Constraint in lbs/MMBtu | FALSE | L | Annual | Standard NOX | lb/MMBtu | 0.11 | 0.11 | 0.11 | 0.11 | 0.11 | 0.11 | 0.11
WI CT NGas NOx Annual Rate v3.1 | 1037 | 7366 | Rate Constraint in lbs/MMBtu | FALSE | L | Annual | Emissions at Affected Plants NOX | Thousand Tons | 0.0040777 | 0.091832 | 0.017577 | 0.0020474 | 0.00082053 | 0.032538 | 0.035533
WI CT NGas NOx Annual Rate v3.1 | 1037 | 7366 | Rate Constraint in lbs/MMBtu | FALSE | L | Annual | Allowances Purchased NOX | Thousand Tons | 0 | 0 | 0 | 0 | 0 | 0 | 0
WI CT NGas NOx Annual Rate v3.1 | 1037 | 7366 | Rate Constraint in lbs/MMBtu | FALSE | L | Annual | Allowances Sold NOX | Thousand Tons | 0 | 0 | 0 | 0 | 0 | 0 | 0
WI CT NGas NOx Annual Rate v3.1 | 1037 | 7366 | Rate Constraint in lbs/MMBtu | FALSE | L | Annual | Allowances Banked | Thousand Tons | 0 | 0 | 0 | 0 | 0 | 0 | 0
WI CT NGas NOx Annual Rate v3.1 | 1037 | 7366 | Rate Constraint in lbs/MMBtu | FALSE | L | Annual | Allowances Withdrawn (1:1) | Thousand Tons | 0 | 0 | 0 | 0 | 0 | 0 | 0
WI CT NGas NOx Annual Rate v3.1 | 1037 | 7366 | Rate Constraint in lbs/MMBtu | FALSE | L | Annual | Allowances Withdrawn (n:1) | Thousand Tons | 0 | 0 | 0 | 0 | 0 | 0 | 0
WI CT NGas NOx Annual Rate v3.1 | 1037 | 7366 | Rate Constraint in lbs/MMBtu | FALSE | L | Annual | Net Emissions Allowance Position | Thousand Tons | 0.0040777 | 0.091832 | 0.017577 | 0.0020474 | 0.00082053 | 0.032538 | 0.035533
WI CT NGas NOx Annual Rate v3.1 | 1037 | 7366 | Rate Constraint in lbs/MMBtu | FALSE | L | Annual | Fuel Consumed | TBtu | 0.28447 | 16.3757 | 3.1959 | 0.37225 | 0.14919 | 5.9159 | 6.4606
WI CT NGas NOx Annual Rate v3.1 | 1037 | 7366 | Rate Constraint in lbs/MMBtu | FALSE | L | Annual | Rate | lb/MMBtu | 0.028669 | 0.011216 | 0.011 | 0.011 | 0.011 | 0.011 | 0.011
WI CT NGas NOx Annual Rate v3.1 | 1037 | 7366 | Rate Constraint in lbs/MMBtu | FALSE | L | Annual | Generation | TWh | 0.022921 | 1.7167 | 0.33598 | 0.039134 | 0.015684 | 0.62194 | 0.6792
WI CT NGas NOx Annual Rate v3.1 | 1037 | 7366 | Rate Constraint in lbs/MMBtu | FALSE | L | Annual | Qualifying Generation | TWh | 0.022921 | 1.6492 | 0.32265 | 0.037582 | 0.015062 | 0.59727 | 0.65226
WI CT NGas NOx Annual Rate v3.1 | 1037 | 7366 | Rate Constraint in lbs/MMBtu | FALSE | L | Annual | Rate | lb/MWh | 0.35581 | 0.11137 | 0.10895 | 0.10895 | 0.10895 | 0.10895 | 0.10895
WI CT NGas NOx Annual Rate v3.1 | 1037 | 7366 | Rate Constraint in lbs/MMBtu | FALSE | L | Annual | Constraint Shadow Price | US2022$/Ton | 0 | 0 | 0 | 0 | 0 | 0 | 0
WI Large Coal Units Hg Rule v3.1, Unit 2563 and retrofits | 1038 | 7369 | MACT Fuel Choice Floor in lbs/MMBtu | FALSE | L | Annual | Seasons Included | Seasons | Winter, Spring, Summer, Fall | Winter, Spring, Summer, Fall | Winter, Spring, Summer, Fall | Winter, Spring, Summer, Fall | Winter, Spring, Summer, Fall | Winter, Spring, Summer, Fall | Winter, Spring, Summer, Fall
WI Large Coal Units Hg Rule v3.1, Unit 2563 and retrofits | 1038 | 7369 | MACT Fuel Choice Floor in lbs/MMBtu | FALSE | L | Annual | Emission Floor | lbs/MMBtu | 7.92e-07 | 7.92e-07 | 7.92e-07 | 7.92e-07 | 7.92e-07 | 7.92e-07 | 7.92e-07
WI Large Coal Units Hg Rule v3.1, Unit 2563 and retrofits | 1038 | 7369 | MACT Fuel Choice Floor in lbs/MMBtu | FALSE | L | Annual | Emissions at Affected Plants MER | lbs | 16.9798 | 0 | 0 | 0 | 0 | 0 | 0
WI Large Coal Units Hg Rule v3.1, Unit 2563 and retrofits | 1038 | 7369 | MACT Fuel Choice Floor in lbs/MMBtu | FALSE | L | Annual | Allowances Purchased MER | lbs | 0 | 0 | 0 | 0 | 0 | 0 | 0
WI Large Coal Units Hg Rule v3.1, Unit 2563 and retrofits | 1038 | 7369 | MACT Fuel Choice Floor in lbs/MMBtu | FALSE | L | Annual | Allowances Sold MER | lbs | 0 | 0 | 0 | 0 | 0 | 0 | 0
WI Large Coal Units Hg Rule v3.1, Unit 2563 and retrofits | 1038 | 7369 | MACT Fuel Choice Floor in lbs/MMBtu | FALSE | L | Annual | Allowances Banked | lbs | 0 | 0 | 0 | 0 | 0 | 0 | 0
WI Large Coal Units Hg Rule v3.1, Unit 2563 and retrofits | 1038 | 7369 | MACT Fuel Choice Floor in lbs/MMBtu | FALSE | L | Annual | Allowances Withdrawn (1:1) | lbs | 0 | 0 | 0 | 0 | 0 | 0 | 0
WI Large Coal Units Hg Rule v3.1, Unit 2563 and retrofits | 1038 | 7369 | MACT Fuel Choice Floor in lbs/MMBtu | FALSE | L | Annual | Allowances Withdrawn (n:1) | lbs | 0 | 0 | 0 | 0 | 0 | 0 | 0
WI Large Coal Units Hg Rule v3.1, Unit 2563 and retrofits | 1038 | 7369 | MACT Fuel Choice Floor in lbs/MMBtu | FALSE | L | Annual | Net Emissions Allowance Position | lbs | 16.9798 | 0 | 0 | 0 | 0 | 0 | 0
WI Large Coal Units Hg Rule v3.1, Unit 2563 and retrofits | 1038 | 7369 | MACT Fuel Choice Floor in lbs/MMBtu | FALSE | L | Annual | Fuel Consumed | TBtu | 30.2603 | 0 | 0 | 0 | 0 | 0 | 0
WI Large Coal Units Hg Rule v3.1, Unit 2563 and retrofits | 1038 | 7369 | MACT Fuel Choice Floor in lbs/MMBtu | FALSE | L | Annual | Rate | lb/MMBtu | 5.6112e-07 | 0 | 0 | 0 | 0 | 0 | 0
WI Large Coal Units Hg Rule v3.1, Unit 2563 and retrofits | 1038 | 7369 | MACT Fuel Choice Floor in lbs/MMBtu | FALSE | L | Annual | Generation | TWh | 3.1264 | 0 | 0 | 0 | 0 | 0 | 0
WI Large Coal Units Hg Rule v3.1, Unit 2563 and retrofits | 1038 | 7369 | MACT Fuel Choice Floor in lbs/MMBtu | FALSE | L | Annual | Qualifying Generation | TWh | 3.1264 | 0 | 0 | 0 | 0 | 0 | 0
WI Large Coal Units Hg Rule v3.1, Unit 2563 and retrofits | 1038 | 7369 | MACT Fuel Choice Floor in lbs/MMBtu | FALSE | L | Annual | Constraint Shadow Price | US2022$/Lb | 0 | 0 | 0 | 0 | 0 | 0 | 0
WI Large Coal Units Hg Rule v3.1, Unit 3161 and retrofits | 1039 | 7369 | MACT Fuel Choice Floor in lbs/MMBtu | FALSE | L | Annual | Seasons Included | Seasons | Winter, Spring, Summer, Fall | Winter, Spring, Summer, Fall | Winter, Spring, Summer, Fall | Winter, Spring, Summer, Fall | Winter, Spring, Summer, Fall | Winter, Spring, Summer, Fall | Winter, Spring, Summer, Fall
WI Large Coal Units Hg Rule v3.1, Unit 3161 and retrofits | 1039 | 7369 | MACT Fuel Choice Floor in lbs/MMBtu | FALSE | L | Annual | Emission Floor | lbs/MMBtu | 7.92e-07 | 7.92e-07 | 7.92e-07 | 7.92e-07 | 7.92e-07 | 7.92e-07 | 7.92e-07
WI Large Coal Units Hg Rule v3.1, Unit 3161 and retrofits | 1039 | 7369 | MACT Fuel Choice Floor in lbs/MMBtu | FALSE | L | Annual | Emissions at Affected Plants MER | lbs | 3.0278 | 7.6149 | 0 | 0 | 0 | 0 | 0
WI Large Coal Units Hg Rule v3.1, Unit 3161 and retrofits | 1039 | 7369 | MACT Fuel Choice Floor in lbs/MMBtu | FALSE | L | Annual | Allowances Purchased MER | lbs | 0 | 0 | 0 | 0 | 0 | 0 | 0
WI Large Coal Units Hg Rule v3.1, Unit 3161 and retrofits | 1039 | 7369 | MACT Fuel Choice Floor in lbs/MMBtu | FALSE | L | Annual | Allowances Sold MER | lbs | 0 | 0 | 0 | 0 | 0 | 0 | 0
WI Large Coal Units Hg Rule v3.1, Unit 3161 and retrofits | 1039 | 7369 | MACT Fuel Choice Floor in lbs/MMBtu | FALSE | L | Annual | Allowances Banked | lbs | 0 | 0 | 0 | 0 | 0 | 0 | 0
WI Large Coal Units Hg Rule v3.1, Unit 3161 and retrofits | 1039 | 7369 | MACT Fuel Choice Floor in lbs/MMBtu | FALSE | L | Annual | Allowances Withdrawn (1:1) | lbs | 0 | 0 | 0 | 0 | 0 | 0 | 0
WI Large Coal Units Hg Rule v3.1, Unit 3161 and retrofits | 1039 | 7369 | MACT Fuel Choice Floor in lbs/MMBtu | FALSE | L | Annual | Allowances Withdrawn (n:1) | lbs | 0 | 0 | 0 | 0 | 0 | 0 | 0
WI Large Coal Units Hg Rule v3.1, Unit 3161 and retrofits | 1039 | 7369 | MACT Fuel Choice Floor in lbs/MMBtu | FALSE | L | Annual | Net Emissions Allowance Position | lbs | 3.0278 | 7.6149 | 0 | 0 | 0 | 0 | 0
WI Large Coal Units Hg Rule v3.1, Unit 3161 and retrofits | 1039 | 7369 | MACT Fuel Choice Floor in lbs/MMBtu | FALSE | L | Annual | Fuel Consumed | TBtu | 5.3959 | 13.5707 | 0 | 0 | 0 | 0 | 0
WI Large Coal Units Hg Rule v3.1, Unit 3161 and retrofits | 1039 | 7369 | MACT Fuel Choice Floor in lbs/MMBtu | FALSE | L | Annual | Rate | lb/MMBtu | 5.6112e-07 | 5.6112e-07 | 0 | 0 | 0 | 0 | 0
WI Large Coal Units Hg Rule v3.1, Unit 3161 and retrofits | 1039 | 7369 | MACT Fuel Choice Floor in lbs/MMBtu | FALSE | L | Annual | Generation | TWh | 0.53991 | 1.3579 | 0 | 0 | 0 | 0 | 0
WI Large Coal Units Hg Rule v3.1, Unit 3161 and retrofits | 1039 | 7369 | MACT Fuel Choice Floor in lbs/MMBtu | FALSE | L | Annual | Qualifying Generation | TWh | 0.53991 | 1.3579 | 0 | 0 | 0 | 0 | 0
WI Large Coal Units Hg Rule v3.1, Unit 3161 and retrofits | 1039 | 7369 | MACT Fuel Choice Floor in lbs/MMBtu | FALSE | L | Annual | Constraint Shadow Price | US2022$/Lb | 0 | 0 | 0 | 0 | 0 | 0 | 0
WI Large Coal Units Hg Rule v3.1, Unit 3411 and retrofits | 1040 | 7369 | MACT Fuel Choice Floor in lbs/MMBtu | FALSE | L | Annual | Seasons Included | Seasons | Winter, Spring, Summer, Fall | Winter, Spring, Summer, Fall | Winter, Spring, Summer, Fall | Winter, Spring, Summer, Fall | Winter, Spring, Summer, Fall | Winter, Spring, Summer, Fall | Winter, Spring, Summer, Fall
WI Large Coal Units Hg Rule v3.1, Unit 3411 and retrofits | 1040 | 7369 | MACT Fuel Choice Floor in lbs/MMBtu | FALSE | L | Annual | Emission Floor | lbs/MMBtu | 7.92e-07 | 7.92e-07 | 7.92e-07 | 7.92e-07 | 7.92e-07 | 7.92e-07 | 7.92e-07
WI Large Coal Units Hg Rule v3.1, Unit 3411 and retrofits | 1040 | 7369 | MACT Fuel Choice Floor in lbs/MMBtu | FALSE | L | Annual | Emissions at Affected Plants MER | lbs | 7.2805 | 10.2184 | 0 | 0 | 0 | 0 | 0
WI Large Coal Units Hg Rule v3.1, Unit 3411 and retrofits | 1040 | 7369 | MACT Fuel Choice Floor in lbs/MMBtu | FALSE | L | Annual | Allowances Purchased MER | lbs | 0 | 0 | 0 | 0 | 0 | 0 | 0
WI Large Coal Units Hg Rule v3.1, Unit 3411 and retrofits | 1040 | 7369 | MACT Fuel Choice Floor in lbs/MMBtu | FALSE | L | Annual | Allowances Sold MER | lbs | 0 | 0 | 0 | 0 | 0 | 0 | 0
WI Large Coal Units Hg Rule v3.1, Unit 3411 and retrofits | 1040 | 7369 | MACT Fuel Choice Floor in lbs/MMBtu | FALSE | L | Annual | Allowances Banked | lbs | 0 | 0 | 0 | 0 | 0 | 0 | 0
WI Large Coal Units Hg Rule v3.1, Unit 3411 and retrofits | 1040 | 7369 | MACT Fuel Choice Floor in lbs/MMBtu | FALSE | L | Annual | Allowances Withdrawn (1:1) | lbs | 0 | 0 | 0 | 0 | 0 | 0 | 0
WI Large Coal Units Hg Rule v3.1, Unit 3411 and retrofits | 1040 | 7369 | MACT Fuel Choice Floor in lbs/MMBtu | FALSE | L | Annual | Allowances Withdrawn (n:1) | lbs | 0 | 0 | 0 | 0 | 0 | 0 | 0
WI Large Coal Units Hg Rule v3.1, Unit 3411 and retrofits | 1040 | 7369 | MACT Fuel Choice Floor in lbs/MMBtu | FALSE | L | Annual | Net Emissions Allowance Position | lbs | 7.2805 | 10.2184 | 0 | 0 | 0 | 0 | 0
WI Large Coal Units Hg Rule v3.1, Unit 3411 and retrofits | 1040 | 7369 | MACT Fuel Choice Floor in lbs/MMBtu | FALSE | L | Annual | Fuel Consumed | TBtu | 12.9748 | 18.2105 | 0 | 0 | 0 | 0 | 0
WI Large Coal Units Hg Rule v3.1, Unit 3411 and retrofits | 1040 | 7369 | MACT Fuel Choice Floor in lbs/MMBtu | FALSE | L | Annual | Rate | lb/MMBtu | 5.6112e-07 | 5.6112e-07 | 0 | 0 | 0 | 0 | 0
WI Large Coal Units Hg Rule v3.1, Unit 3411 and retrofits | 1040 | 7369 | MACT Fuel Choice Floor in lbs/MMBtu | FALSE | L | Annual | Generation | TWh | 1.1542 | 1.62 | 0 | 0 | 0 | 0 | 0
WI Large Coal Units Hg Rule v3.1, Unit 3411 and retrofits | 1040 | 7369 | MACT Fuel Choice Floor in lbs/MMBtu | FALSE | L | Annual | Qualifying Generation | TWh | 1.1542 | 1.62 | 0 | 0 | 0 | 0 | 0
WI Large Coal Units Hg Rule v3.1, Unit 3411 and retrofits | 1040 | 7369 | MACT Fuel Choice Floor in lbs/MMBtu | FALSE | L | Annual | Constraint Shadow Price | US2022$/Lb | 0 | 0 | 0 | 0 | 0 | 0 | 0
WI Large Coal Units Hg Rule v3.1, Unit 4713 and retrofits | 1041 | 7369 | MACT Fuel Choice Floor in lbs/MMBtu | FALSE | L | Annual | Seasons Included | Seasons | Winter, Spring, Summer, Fall | Winter, Spring, Summer, Fall | Winter, Spring, Summer, Fall | Winter, Spring, Summer, Fall | Winter, Spring, Summer, Fall | Winter, Spring, Summer, Fall | Winter, Spring, Summer, Fall
WI Large Coal Units Hg Rule v3.1, Unit 4713 and retrofits | 1041 | 7369 | MACT Fuel Choice Floor in lbs/MMBtu | FALSE | L | Annual | Emission Floor | lbs/MMBtu | 7.92e-07 | 7.92e-07 | 7.92e-07 | 7.92e-07 | 7.92e-07 | 7.92e-07 | 7.92e-07
WI Large Coal Units Hg Rule v3.1, Unit 4713 and retrofits | 1041 | 7369 | MACT Fuel Choice Floor in lbs/MMBtu | FALSE | L | Annual | Emissions at Affected Plants MER | lbs | 20.2576 | 0 | 0 | 0 | 0 | 0 | 0
WI Large Coal Units Hg Rule v3.1, Unit 4713 and retrofits | 1041 | 7369 | MACT Fuel Choice Floor in lbs/MMBtu | FALSE | L | Annual | Allowances Purchased MER | lbs | 0 | 0 | 0 | 0 | 0 | 0 | 0
WI Large Coal Units Hg Rule v3.1, Unit 4713 and retrofits | 1041 | 7369 | MACT Fuel Choice Floor in lbs/MMBtu | FALSE | L | Annual | Allowances Sold MER | lbs | 0 | 0 | 0 | 0 | 0 | 0 | 0
WI Large Coal Units Hg Rule v3.1, Unit 4713 and retrofits | 1041 | 7369 | MACT Fuel Choice Floor in lbs/MMBtu | FALSE | L | Annual | Allowances Banked | lbs | 0 | 0 | 0 | 0 | 0 | 0 | 0
WI Large Coal Units Hg Rule v3.1, Unit 4713 and retrofits | 1041 | 7369 | MACT Fuel Choice Floor in lbs/MMBtu | FALSE | L | Annual | Allowances Withdrawn (1:1) | lbs | 0 | 0 | 0 | 0 | 0 | 0 | 0
WI Large Coal Units Hg Rule v3.1, Unit 4713 and retrofits | 1041 | 7369 | MACT Fuel Choice Floor in lbs/MMBtu | FALSE | L | Annual | Allowances Withdrawn (n:1) | lbs | 0 | 0 | 0 | 0 | 0 | 0 | 0
WI Large Coal Units Hg Rule v3.1, Unit 4713 and retrofits | 1041 | 7369 | MACT Fuel Choice Floor in lbs/MMBtu | FALSE | L | Annual | Net Emissions Allowance Position | lbs | 20.2576 | 0 | 0 | 0 | 0 | 0 | 0
WI Large Coal Units Hg Rule v3.1, Unit 4713 and retrofits | 1041 | 7369 | MACT Fuel Choice Floor in lbs/MMBtu | FALSE | L | Annual | Fuel Consumed | TBtu | 35.5599 | 0 | 0 | 0 | 0 | 0 | 0
WI Large Coal Units Hg Rule v3.1, Unit 4713 and retrofits | 1041 | 7369 | MACT Fuel Choice Floor in lbs/MMBtu | FALSE | L | Annual | Rate | lb/MMBtu | 5.6967e-07 | 0 | 0 | 0 | 0 | 0 | 0
WI Large Coal Units Hg Rule v3.1, Unit 4713 and retrofits | 1041 | 7369 | MACT Fuel Choice Floor in lbs/MMBtu | FALSE | L | Annual | Generation | TWh | 3.5455 | 0 | 0 | 0 | 0 | 0 | 0
WI Large Coal Units Hg Rule v3.1, Unit 4713 and retrofits | 1041 | 7369 | MACT Fuel Choice Floor in lbs/MMBtu | FALSE | L | Annual | Qualifying Generation | TWh | 3.5455 | 0 | 0 | 0 | 0 | 0 | 0
WI Large Coal Units Hg Rule v3.1, Unit 4713 and retrofits | 1041 | 7369 | MACT Fuel Choice Floor in lbs/MMBtu | FALSE | L | Annual | Constraint Shadow Price | US2022$/Lb | 0 | 0 | 0 | 0 | 0 | 0 | 0
WI Large Coal Units Hg Rule v3.1, Unit 4714 and retrofits | 1042 | 7369 | MACT Fuel Choice Floor in lbs/MMBtu | FALSE | L | Annual | Seasons Included | Seasons | Winter, Spring, Summer, Fall | Winter, Spring, Summer, Fall | Winter, Spring, Summer, Fall | Winter, Spring, Summer, Fall | Winter, Spring, Summer, Fall | Winter, Spring, Summer, Fall | Winter, Spring, Summer, Fall
WI Large Coal Units Hg Rule v3.1, Unit 4714 and retrofits | 1042 | 7369 | MACT Fuel Choice Floor in lbs/MMBtu | FALSE | L | Annual | Emission Floor | lbs/MMBtu | 7.92e-07 | 7.92e-07 | 7.92e-07 | 7.92e-07 | 7.92e-07 | 7.92e-07 | 7.92e-07
WI Large Coal Units Hg Rule v3.1, Unit 4714 and retrofits | 1042 | 7369 | MACT Fuel Choice Floor in lbs/MMBtu | FALSE | L | Annual | Emissions at Affected Plants MER | lbs | 20.0201 | 0.35727 | 0.37779 | 0.37779 | 0 | 0 | 0
WI Large Coal Units Hg Rule v3.1, Unit 4714 and retrofits | 1042 | 7369 | MACT Fuel Choice Floor in lbs/MMBtu | FALSE | L | Annual | Allowances Purchased MER | lbs | 0 | 0 | 0 | 0 | 0 | 0 | 0
WI Large Coal Units Hg Rule v3.1, Unit 4714 and retrofits | 1042 | 7369 | MACT Fuel Choice Floor in lbs/MMBtu | FALSE | L | Annual | Allowances Sold MER | lbs | 0 | 0 | 0 | 0 | 0 | 0 | 0
WI Large Coal Units Hg Rule v3.1, Unit 4714 and retrofits | 1042 | 7369 | MACT Fuel Choice Floor in lbs/MMBtu | FALSE | L | Annual | Allowances Banked | lbs | 0 | 0 | 0 | 0 | 0 | 0 | 0
WI Large Coal Units Hg Rule v3.1, Unit 4714 and retrofits | 1042 | 7369 | MACT Fuel Choice Floor in lbs/MMBtu | FALSE | L | Annual | Allowances Withdrawn (1:1) | lbs | 0 | 0 | 0 | 0 | 0 | 0 | 0
WI Large Coal Units Hg Rule v3.1, Unit 4714 and retrofits | 1042 | 7369 | MACT Fuel Choice Floor in lbs/MMBtu | FALSE | L | Annual | Allowances Withdrawn (n:1) | lbs | 0 | 0 | 0 | 0 | 0 | 0 | 0
WI Large Coal Units Hg Rule v3.1, Unit 4714 and retrofits | 1042 | 7369 | MACT Fuel Choice Floor in lbs/MMBtu | FALSE | L | Annual | Net Emissions Allowance Position | lbs | 20.0201 | 0.35727 | 0.37779 | 0.37779 | 0 | 0 | 0
WI Large Coal Units Hg Rule v3.1, Unit 4714 and retrofits | 1042 | 7369 | MACT Fuel Choice Floor in lbs/MMBtu | FALSE | L | Annual | Fuel Consumed | TBtu | 35.1431 | 0.62716 | 0.66316 | 0.66316 | 0 | 0 | 0
WI Large Coal Units Hg Rule v3.1, Unit 4714 and retrofits | 1042 | 7369 | MACT Fuel Choice Floor in lbs/MMBtu | FALSE | L | Annual | Rate | lb/MMBtu | 5.6967e-07 | 5.6967e-07 | 5.6967e-07 | 5.6967e-07 | 0 | 0 | 0
WI Large Coal Units Hg Rule v3.1, Unit 4714 and retrofits | 1042 | 7369 | MACT Fuel Choice Floor in lbs/MMBtu | FALSE | L | Annual | Generation | TWh | 3.5324 | 0.065455 | 0.048285 | 0.048285 | 0 | 0 | 0
WI Large Coal Units Hg Rule v3.1, Unit 4714 and retrofits | 1042 | 7369 | MACT Fuel Choice Floor in lbs/MMBtu | FALSE | L | Annual | Qualifying Generation | TWh | 3.5324 | 0.065455 | 0.048285 | 0.048285 | 0 | 0 | 0
WI Large Coal Units Hg Rule v3.1, Unit 4714 and retrofits | 1042 | 7369 | MACT Fuel Choice Floor in lbs/MMBtu | FALSE | L | Annual | Constraint Shadow Price | US2022$/Lb | 0 | 0 | 0 | 0 | 0 | 0 | 0
WI Small Coal Units Hg Rule v3.1, Unit 3461 and retrofits | 1043 | 7370 | MACT Fuel Choice Floor in lbs/MMBtu | FALSE | L | Annual | Seasons Included | Seasons | Winter, Spring, Summer, Fall | Winter, Spring, Summer, Fall | Winter, Spring, Summer, Fall | Winter, Spring, Summer, Fall | Winter, Spring, Summer, Fall | Winter, Spring, Summer, Fall | Winter, Spring, Summer, Fall
WI Small Coal Units Hg Rule v3.1, Unit 3461 and retrofits | 1043 | 7370 | MACT Fuel Choice Floor in lbs/MMBtu | FALSE | L | Annual | Emission Floor | lbs/MMBtu | 6.91e-07 | 6.91e-07 | 6.91e-07 | 6.91e-07 | 6.91e-07 | 6.91e-07 | 6.91e-07
WI Small Coal Units Hg Rule v3.1, Unit 3461 and retrofits | 1043 | 7370 | MACT Fuel Choice Floor in lbs/MMBtu | FALSE | L | Annual | Emissions at Affected Plants MER | lbs | 2.3061 | 2.8536 | 0 | 0 | 0 | 0 | 0
WI Small Coal Units Hg Rule v3.1, Unit 3461 and retrofits | 1043 | 7370 | MACT Fuel Choice Floor in lbs/MMBtu | FALSE | L | Annual | Allowances Purchased MER | lbs | 0 | 0 | 0 | 0 | 0 | 0 | 0
WI Small Coal Units Hg Rule v3.1, Unit 3461 and retrofits | 1043 | 7370 | MACT Fuel Choice Floor in lbs/MMBtu | FALSE | L | Annual | Allowances Sold MER | lbs | 0 | 0 | 0 | 0 | 0 | 0 | 0
WI Small Coal Units Hg Rule v3.1, Unit 3461 and retrofits | 1043 | 7370 | MACT Fuel Choice Floor in lbs/MMBtu | FALSE | L | Annual | Allowances Banked | lbs | 0 | 0 | 0 | 0 | 0 | 0 | 0
WI Small Coal Units Hg Rule v3.1, Unit 3461 and retrofits | 1043 | 7370 | MACT Fuel Choice Floor in lbs/MMBtu | FALSE | L | Annual | Allowances Withdrawn (1:1) | lbs | 0 | 0 | 0 | 0 | 0 | 0 | 0
WI Small Coal Units Hg Rule v3.1, Unit 3461 and retrofits | 1043 | 7370 | MACT Fuel Choice Floor in lbs/MMBtu | FALSE | L | Annual | Allowances Withdrawn (n:1) | lbs | 0 | 0 | 0 | 0 | 0 | 0 | 0
WI Small Coal Units Hg Rule v3.1, Unit 3461 and retrofits | 1043 | 7370 | MACT Fuel Choice Floor in lbs/MMBtu | FALSE | L | Annual | Net Emissions Allowance Position | lbs | 2.3061 | 2.8536 | 0 | 0 | 0 | 0 | 0
WI Small Coal Units Hg Rule v3.1, Unit 3461 and retrofits | 1043 | 7370 | MACT Fuel Choice Floor in lbs/MMBtu | FALSE | L | Annual | Fuel Consumed | TBtu | 4.6401 | 5.0582 | 0 | 0 | 0 | 0 | 0
WI Small Coal Units Hg Rule v3.1, Unit 3461 and retrofits | 1043 | 7370 | MACT Fuel Choice Floor in lbs/MMBtu | FALSE | L | Annual | Rate | lb/MMBtu | 4.97e-07 | 5.6415e-07 | 0 | 0 | 0 | 0 | 0
WI Small Coal Units Hg Rule v3.1, Unit 3461 and retrofits | 1043 | 7370 | MACT Fuel Choice Floor in lbs/MMBtu | FALSE | L | Annual | Generation | TWh | 0.36625 | 0.39925 | 0 | 0 | 0 | 0 | 0
WI Small Coal Units Hg Rule v3.1, Unit 3461 and retrofits | 1043 | 7370 | MACT Fuel Choice Floor in lbs/MMBtu | FALSE | L | Annual | Qualifying Generation | TWh | 0.36625 | 0.39925 | 0 | 0 | 0 | 0 | 0
WI Small Coal Units Hg Rule v3.1, Unit 3461 and retrofits | 1043 | 7370 | MACT Fuel Choice Floor in lbs/MMBtu | FALSE | L | Annual | Constraint Shadow Price | US2022$/Lb | 0 | 0 | 0 | 0 | 0 | 0 | 0
Zero Reserve Margin Type 3 Constraints | 1044 | 7670 | MACT Fuel Choice Floor in lbs/MMBtu | FALSE | L | Annual | Seasons Included | Seasons | Winter, Spring, Summer, Fall | Winter, Spring, Summer, Fall | Winter, Spring, Summer, Fall | Winter, Spring, Summer, Fall | Winter, Spring, Summer, Fall | Winter, Spring, Summer, Fall | Winter, Spring, Summer, Fall
Zero Reserve Margin Type 3 Constraints | 1044 | 7670 | MACT Fuel Choice Floor in lbs/MMBtu | FALSE | L | Annual | Emission Floor | lb/MMBtu | NA | NA | NA | NA | NA | NA | NA
Zero Reserve Margin Type 3 Constraints | 1044 | 7670 | MACT Fuel Choice Floor in lbs/MMBtu | FALSE | L | Annual | Emissions at Affected Plants NOX | Thousand Tons | 0 | 0 | 0 | 0 | 0 | 0 | 0
Zero Reserve Margin Type 3 Constraints | 1044 | 7670 | MACT Fuel Choice Floor in lbs/MMBtu | FALSE | L | Annual | Allowances Purchased NOX | Thousand Tons | 0 | 0 | 0 | 0 | 0 | 0 | 0
Zero Reserve Margin Type 3 Constraints | 1044 | 7670 | MACT Fuel Choice Floor in lbs/MMBtu | FALSE | L | Annual | Allowances Sold NOX | Thousand Tons | 0 | 0 | 0 | 0 | 0 | 0 | 0
Zero Reserve Margin Type 3 Constraints | 1044 | 7670 | MACT Fuel Choice Floor in lbs/MMBtu | FALSE | L | Annual | Allowances Banked | Thousand Tons | 0 | 0 | 0 | 0 | 0 | 0 | 0
Zero Reserve Margin Type 3 Constraints | 1044 | 7670 | MACT Fuel Choice Floor in lbs/MMBtu | FALSE | L | Annual | Allowances Withdrawn (1:1) | Thousand Tons | 0 | 0 | 0 | 0 | 0 | 0 | 0
Zero Reserve Margin Type 3 Constraints | 1044 | 7670 | MACT Fuel Choice Floor in lbs/MMBtu | FALSE | L | Annual | Allowances Withdrawn (n:1) | Thousand Tons | 0 | 0 | 0 | 0 | 0 | 0 | 0
Zero Reserve Margin Type 3 Constraints | 1044 | 7670 | MACT Fuel Choice Floor in lbs/MMBtu | FALSE | L | Annual | Net Emissions Allowance Position | Thousand Tons | 0 | 0 | 0 | 0 | 0 | 0 | 0
Zero Reserve Margin Type 3 Constraints | 1044 | 7670 | MACT Fuel Choice Floor in lbs/MMBtu | FALSE | L | Annual | Fuel Consumed | TBtu | 0 | 0 | 0 | 0 | 0 | 0 | 0
Zero Reserve Margin Type 3 Constraints | 1044 | 7670 | MACT Fuel Choice Floor in lbs/MMBtu | FALSE | L | Annual | Rate | lb/MMBtu | 0 | 0 | 0 | 0 | 0 | 0 | 0
Zero Reserve Margin Type 3 Constraints | 1044 | 7670 | MACT Fuel Choice Floor in lbs/MMBtu | FALSE | L | Annual | Generation | TWh | 0 | 0 | 0 | 0 | 0 | 0 | 0
Zero Reserve Margin Type 3 Constraints | 1044 | 7670 | MACT Fuel Choice Floor in lbs/MMBtu | FALSE | L | Annual | Qualifying Generation | TWh | 0 | 0 | 0 | 0 | 0 | 0 | 0
Zero Reserve Margin Type 3 Constraints | 1044 | 7670 | MACT Fuel Choice Floor in lbs/MMBtu | FALSE | L | Annual | Constraint Shadow Price | US2022$/Ton | 0 | 0 | 0 | 0 | 0 | 0 | 0

## Table 1-16_US
Final Rules Sens Carbon Rev 20
| 2028 | 2030 | 2035 | 2040 | 2045 | 2050 | 2055
1. Reserve Margin Capacity Winter [MW] | 927973.785 | 949001.2416 | 1017388.8256 | 1094996.7889 | 1178642.272 | 1272788.4808 | 1344926.9284
Plus Firm Contract Purchases Winter [MW] | 0 | 0 | 0 | 0 | 0 | 0 | 0
Plus Transmission In Winter [MW] | 30866.8605 | 31829.1088 | 39083.3792 | 46171.8721 | 59225.7076 | 70168.0584 | 69146.5757
Less Firm Contract Sales Winter [MW] | 0 | 0 | 0 | 0 | 0 | 0 | 0
Less Transmission Out Winter [MW] | 33302.4736 | 35416.3005 | 43042.7247 | 53264.2678 | 67195.0009 | 78543.3774 | 77548.4042
Total Reserve Margin Capacity Winter [MW] | 925538.1718 | 945414.0499 | 1013429.4801 | 1087904.3932 | 1170672.9787 | 1264413.1618 | 1336525.0999
2. Peak Load Winter [MW] | 720017.0659 | 741564.7416 | 799319.8379 | 853874.8772 | 914544.6069 | 983261.4275 | 1038154.8162
Less DSM [MW] | 0 | 0 | 0 | 0 | 0 | 0 | 0
Net Demand Winter [MW] | 720017.0659 | 741564.7416 | 799319.8379 | 853874.8772 | 914544.6069 | 983261.4275 | 1038154.8162
3. Reserve Margin Winter [%] | 28.5439 | 27.4891 | 26.7865 | 27.4079 | 28.0061 | 28.5938 | 28.7404
1. Reserve Margin Capacity Spring [MW] | 927973.785 | 949001.2416 | 1017388.8256 | 1094996.7889 | 1178642.272 | 1272788.4808 | 1344926.9284
Plus Firm Contract Purchases Spring [MW] | 0 | 0 | 0 | 0 | 0 | 0 | 0
Plus Transmission In Spring [MW] | 4003.0513 | 4872.3887 | 4979.9429 | 5279.7159 | 8425.2324 | 17006.4303 | 18546.9554
Less Firm Contract Sales Spring [MW] | 0 | 0 | 0 | 0 | 0 | 0 | 0
Less Transmission Out Spring [MW] | 4326.0758 | 4996.8774 | 5105.954 | 5412.2684 | 8637.8252 | 17425.8531 | 19003.028
Total Reserve Margin Capacity Spring [MW] | 927650.7605 | 948876.753 | 1017262.8145 | 1094864.2364 | 1178429.6792 | 1272369.058 | 1344470.8557
2. Peak Load Spring [MW] | 614965.4742 | 635527.1691 | 690695.2366 | 738529.9282 | 788572.9369 | 843062.0103 | 890272.688
Less DSM [MW] | 0 | 0 | 0 | 0 | 0 | 0 | 0
Net Demand Spring [MW] | 614965.4742 | 635527.1691 | 690695.2366 | 738529.9282 | 788572.9369 | 843062.0103 | 890272.688
3. Reserve Margin Spring [%] | 50.846 | 49.3055 | 47.281 | 48.2491 | 49.4383 | 50.9224 | 51.0179
1. Reserve Margin Capacity Summer [MW] | 927973.785 | 949001.2416 | 1017388.8256 | 1094996.7889 | 1178642.272 | 1272788.4808 | 1344926.9284
Plus Firm Contract Purchases Summer [MW] | 0 | 0 | 0 | 0 | 0 | 0 | 0
Plus Transmission In Summer [MW] | 80012.4894 | 87914.118 | 96617.5078 | 98228.039 | 117560.5512 | 127358.8133 | 131434.3894
Less Firm Contract Sales Summer [MW] | 0 | 0 | 0 | 0 | 0 | 0 | 0
Less Transmission Out Summer [MW] | 73999.0376 | 81800.5151 | 88246.0596 | 92302.5008 | 112017.6298 | 121321.5012 | 125437.5852
Total Reserve Margin Capacity Summer [MW] | 933987.2368 | 955114.8445 | 1025760.2738 | 1100922.3271 | 1184185.1933 | 1278825.7929 | 1350923.7326
2. Peak Load Summer [MW] | 807669.8709 | 829518.2149 | 890121.4947 | 955385.7447 | 1027711.9014 | 1109916.0512 | 1172554.2389
Less DSM [MW] | 0 | 0 | 0 | 0 | 0 | 0 | 0
Net Demand Summer [MW] | 807669.8709 | 829518.2149 | 890121.4947 | 955385.7447 | 1027711.9014 | 1109916.0512 | 1172554.2389
3. Reserve Margin Summer [%] | 15.6397 | 15.1409 | 15.2382 | 15.2333 | 15.2254 | 15.2182 | 15.212
1. Reserve Margin Capacity Fall [MW] | 927973.785 | 949001.2416 | 1017388.8256 | 1094996.7889 | 1178642.272 | 1272788.4808 | 1344926.9284
Plus Firm Contract Purchases Fall [MW] | 0 | 0 | 0 | 0 | 0 | 0 | 0
Plus Transmission In Fall [MW] | 7893.9029 | 8147.8192 | 10030.1934 | 8474.7093 | 15388.0815 | 24096.533 | 25940.0907
Less Firm Contract Sales Fall [MW] | 0 | 0 | 0 | 0 | 0 | 0 | 0
Less Transmission Out Fall [MW] | 8860.5228 | 9623.2731 | 10367.8742 | 8782.9789 | 15868.5096 | 24705.1757 | 26591.0806
Total Reserve Margin Capacity Fall [MW] | 927007.1651 | 947525.7877 | 1017051.1448 | 1094688.5193 | 1178161.8439 | 1272179.8381 | 1344275.9386
2. Peak Load Fall [MW] | 661779.5817 | 683222.7098 | 738710.7352 | 789985.9679 | 844989.1643 | 905954.4671 | 956405.7865
Less DSM [MW] | 0 | 0 | 0 | 0 | 0 | 0 | 0
Net Demand Fall [MW] | 661779.5817 | 683222.7098 | 738710.7352 | 789985.9679 | 844989.1643 | 905954.4671 | 956405.7865
3. Reserve Margin Fall [%] | 40.0779 | 38.6848 | 37.6792 | 38.5706 | 39.4292 | 40.4243 | 40.555
1. Reserve Margin Capacity Annual [MW] | 927973.785 | 949001.2416 | 1017388.8256 | 1094996.7889 | 1178642.272 | 1272788.4808 | 1344926.9284
Plus Firm Contract Purchases Annual [MW] | 0 | 0 | 0 | 0 | 0 | 0 | 0
Plus Transmission In Annual [MW] | 86142.5898 | 87372.5115 | 95691.3869 | 100079.4674 | 121152.1718 | 132875.7837 | 137347.3155
Less Firm Contract Sales Annual [MW] | 0 | 0 | 0 | 0 | 0 | 0 | 0
Less Transmission Out Annual [MW] | 55804.6139 | 56890.851 | 68257.879 | 71357.6996 | 90389.1721 | 98829.5497 | 102347.9462
Total Reserve Margin Capacity Annual [MW] | 958311.7609 | 979482.9021 | 1044822.3335 | 1123718.5568 | 1209405.2716 | 1306834.7147 | 1379926.2977
(for seasonal/annual regions combined)
2. Peak Load Annual [MW] | 819961.1315 | 841059.5395 | 900983.9955 | 966331.6895 | 1039571.775 | 1123231.6359 | 1186867.4369
Less DSM [MW] | 0 | 0 | 0 | 0 | 0 | 0 | 0
Net Demand Annual [MW] | 819961.1315 | 841059.5395 | 900983.9955 | 966331.6895 | 1039571.775 | 1123231.6359 | 1186867.4369
(for seasonal/annual regions combined)
3. Reserve Margin Annual [%] | 16.8728 | 16.4582 | 15.9646 | 16.287 | 16.3369 | 16.346 | 16.2663
(for seasonal/annual regions combined)
3a.Local Reserves Annual [%] | 113.1729 | 112.834 | 112.9197 | 113.3148 | 113.3777 | 113.3149 | 113.3174
(for seasonal/annual regions combined)
4. Total Generation [GWh] | 4537707.7134 | 4693036.5749 | 5170531.7222 | 5580632.5688 | 6115920.4692 | 6417042.9324 | 6765653.9227
Inter-Region Transmission [GWh] | 15039.2681 | 10182.234 | -10293.7642 | -37064.7723 | -58697.0004 | -33283.7708 | -22745.8509
Pumping & Storage Losses [GWh] | 90994.0631 | 105777.3517 | 214501.6663 | 257446.7795 | 374216.2174 | 379505.2468 | 385808.6586
Produced Fuel Losses [GWh] | 0 | 0 | 0 | 0 | 0 | 0 | 0
Plus Purchases [GWh] | 0 | 0 | 0 | 0 | 0 | 0 | 0
Less Sales [GWh] | 0 | 0 | 0 | 0 | 0 | 0 | 0
5. Total Supply for Demand [GWh] | 4461752.9184 | 4597441.4572 | 4945736.2917 | 5286121.017 | 5683007.2514 | 6004253.9148 | 6357099.4132
6. Projected Demand [GWh] | 4459175.9151 | 4597144.3211 | 4938506.624 | 5253580.296 | 5575841.7776 | 5927775.1507 | 6273872.1295
Energy Not Served [GWh] | 0 | 0 | 0 | 0 | 0 | 0 | 0
Less DSM [GWh] | 0 | 0 | 0 | 0 | 0 | 0 | 0
Energy Demand Response [GWh] | 0 | 0 | 0 | 0 | 0 | 0 | 0
Net Demand [GWh] | 4459175.9151 | 4597144.3211 | 4938506.624 | 5253580.296 | 5575841.7776 | 5927775.1507 | 6273872.1295
7. Dumped Energy [GWh] | 2577.0034 | 297.1361 | 7229.6678 | 32540.721 | 107165.4738 | 76478.7641 | 83227.2837
8. Total Generation [GWh] | 4537707.7134 | 4693036.5749 | 5170531.7222 | 5580632.5688 | 6115920.4692 | 6417042.9324 | 6765653.9227
Less T&D Losses [GWh] | 320635.4349 | 331377.8283 | 366284.471 | 394555.2294 | 431357.3956 | 454004.515 | 479516.3113
9. Total Sales [GWh] | 4217072.2785 | 4361658.7465 | 4804247.2512 | 5186077.3394 | 5684563.0736 | 5963038.4174 | 6286137.6114
Capacity Avoided Costs [US$/kW]
ANNUAL | 61.6477 | 92.6599 | 71.8887 | 91.0043 | 71.2357 | 73.2235 | 73.4316
WINTER | 15.5965 | 8.3115 | 10.0265 | 4.3491 | 7.3208 | 6.7135 | 6.8145
SPRING | 0.00082713 | 0.00085528 | 0.00086385 | 0.00075795 | 0.001697 | 0.00094832 | 0.00096727
SUMMER | 47.9586 | 85.3117 | 63.1101 | 87.2543 | 64.8079 | 67.4989 | 67.6295
FALL | 0.00095952 | 0.0010372 | 0.0014526 | 0.00095659 | 0.0017923 | 0.0015339 | 0.0014055
10. Capacity by Capacity Reporting Type [MW]
00 New Combined Cycle | 25613.1316 | 24632.7816 | 20599.0659 | 20835.8972 | 20877.9187 | 43013.6133 | 69410.886
00 New Combined Cycle with CCS Retrofit | 0 | 0 | 3473.4585 | 3473.4585 | 3473.4585 | 3473.4585 | 3473.4585
00 New Combined Cycle with CF Limit | 0 | 0 | 0 | 0 | 0 | 0 | 0
00 New Combined Cycle with HRI Retrofit | 0 | 0 | 0 | 0 | 0 | 0 | 0
00 New Combined Cycle with Hydrogen Retrofit | 0 | 1176.012 | 0 | 0 | 0 | 0 | 0
00 New Combined Cycle with Hydrogen Retrofit Undone | 0 | 0 | 1176.012 | 1176.012 | 1176.012 | 1176.012 | 1176.012
00 New Combined Cycle with CCS | 0 | 0 | 0 | 0 | 0 | 0 | 0
00 New Combustion Turbine | 9519.4838 | 18041.2629 | 25379.1155 | 66888.7124 | 137831.5809 | 232113.9689 | 281207.3658
00 New Combustion Turbine with HRI Retrofit | 0 | 0 | 0 | 0 | 0 | 0 | 0
00 New Combustion Turbine with Hydrogen Retrofit | 0 | 0 | 0 | 0 | 0 | 2326.8165 | 2643.1176
00 New Combustion Turbine with Hydrogen Retrofit Undone | 0 | 0 | 0 | 0 | 0 | 0 | 0
00 New Hydro | 0 | 1251.1839 | 4888.3464 | 9404.0564 | 9525.9228 | 9525.9228 | 9525.9228
00 New Nuclear | 0 | 0 | 0 | 0 | 0 | 0 | 0
00 New Nuclear - SMR | 0 | 0 | 0 | 0 | 0 | 0 | 0
00 New Biomass | 0 | 0 | 0 | 0 | 0 | 0 | 0
00 New Geothermal | 601.83 | 601.83 | 601.83 | 601.83 | 601.83 | 601.83 | 601.83
00 New Landfill Gas | 1542 | 1542 | 1542 | 1542 | 1542 | 2908.5102 | 3437.1613
00 New Battery Storage | 16567.9191 | 26541.6259 | 92403.5303 | 111502.9727 | 147831.7157 | 149358.9678 | 150840.0438
00 New Offshore Wind | 7019.765 | 9740.283 | 29051.8044 | 29506.1455 | 51006.1455 | 51006.1455 | 51006.1455
00 New Onshore Wind | 43085.4807 | 85417.9187 | 209657.8332 | 398495.6042 | 516972.723 | 523034.1238 | 563044.7948
00 New Solar PV | 39233.0694 | 41561.8899 | 157972.6524 | 208299.6896 | 359918.4243 | 378698.7661 | 410976.6481
00 New Solar Thermal | 0 | 0 | 0 | 0 | 0 | 0 | 476.1824
00 New Fuel Cell | 0 | 0 | 0 | 0 | 0 | 0 | 0
00 New Ultrasupercritical Coal without CCS | 0 | 0 | 0 | 0 | 0 | 0 | 0
00 New Ultrasupercritical Coal with 30% CCS | 0 | 0 | 0 | 0 | 0 | 0 | 0
00 New Ultrasupercritical Coal with 90% CCS | 0 | 0 | 0 | 0 | 0 | 0 | 0
00 Exist & New Distributed Solar PV | 81438.517 | 92295.5312 | 120510.1551 | 151530.8306 | 185355.8591 | 223729.6245 | 273919.1016
00 Exist Combined Cycle | 287991.8026 | 287344.0748 | 283490.3559 | 282870.2737 | 276485.2651 | 268236.7651 | 266861.7651
00 Exist Combustion Turbine | 149317.1 | 148848.6 | 147586.2077 | 147422.2077 | 136636.3 | 132168.8 | 132168.8
00 Exist FBC_Uncontrolled | 2.3 | 2.3 | 2.3 | 2.3 | 0 | 0 | 0
00 Exist FBC_ACI_DSI | 478 | 0 | 0 | 0 | 0 | 0 | 0
00 Exist FBC_DryFGD_ACI | 139 | 0 | 0 | 0 | 0 | 0 | 0
00 Exist FBC_DryFGD_DSI | 0 | 0 | 0 | 0 | 0 | 0 | 0
00 Exist FBC_DryFGD_SNCR | 1599.8864 | 0 | 0 | 0 | 0 | 0 | 0
00 Exist FBC_DryFGD_SNCR_ACI | 379 | 0 | 0 | 0 | 0 | 0 | 0
00 Exist FBC_DryFGD_SNCR_ACI_DSI | 624 | 6.6045e-07 | 6.6045e-07 | 6.6045e-07 | 6.6045e-07 | 6.6045e-07 | 6.6045e-07
00 Exist FBC_DryFGD_SNCR_DSI | 0 | 0 | 0 | 0 | 0 | 0 | 0
00 Exist FBC_DSI | 752.5891 | 0 | 0 | 0 | 0 | 0 | 0
00 Exist FBC_SNCR | 0 | 0 | 0 | 0 | 0 | 0 | 0
00 Exist FBC_SNCR_ACI_DSI | 0 | 0 | 0 | 0 | 0 | 0 | 0
00 Exist FBC_SNCR_DSI | 1060 | 0 | 0 | 0 | 0 | 0 | 0
00 Exist FBC_WetFGD_SNCR | 54 | 0 | 0 | 0 | 0 | 0 | 0
00 Exist FBC_WetFGD_DSI | 51 | 0 | 0 | 0 | 0 | 0 | 0
00 Exist_Non-FBC_Uncontrolled | 382.4 | 143.3 | 141.3 | 141.3 | 141.3 | 141.3 | 94.3
00 Exist_Non-FBC_ACI | 7859.6 | 10 | 10 | 10 | 10 | 10 | 10
00 Exist_Non-FBC_ACI_DSI | 993 | 0 | 0 | 0 | 0 | 0 | 0
00 Exist_Non-FBC_DryFGD | 0 | 0 | 0 | 0 | 0 | 0 | 0
00 Exist_Non-FBC_DryFGD_ACI | 5595.1269 | 22 | 22 | 22 | 22 | 22 | 22
00 Exist_Non-FBC_DryFGD_SCR | 125.4144 | 0 | 0 | 0 | 0 | 0 | 0
00 Exist_Non-FBC_DryFGD_SCR_ACI | 9438.8 | 17.8 | 0 | 0 | 0 | 0 | 0
00 Exist_Non-FBC_DryFGD_SCR_DSI | 268 | 0 | 0 | 0 | 0 | 0 | 0
00 Exist_Non-FBC_DryFGD_SCR_ACI_DSI | 866.218 | 0 | 0 | 0 | 0 | 0 | 0
00 Exist_Non-FBC_DryFGD_SNCR_ACI | 2163 | 0 | 0 | 0 | 0 | 0 | 0
00 Exist_Non-FBC_DryFGD_SNCR_ACI_DSI | 585 | 0 | 0 | 0 | 0 | 0 | 0
00 Exist_Non-FBC_DSI | 938 | 0 | 0 | 0 | 0 | 0 | 0
00 Exist_Non-FBC_SCR_ACI | 2074.514 | 0 | 0 | 0 | 0 | 0 | 0
00 Exist_Non-FBC_SCR_ACI_DSI | 2858.0009 | 0 | 0 | 0 | 0 | 0 | 0
00 Exist_Non-FBC_SNCR_ACI | 314.0292 | 0 | 0 | 0 | 0 | 0 | 0
00 Exist_Non-FBC_SNCR_ACI_DSI | 0 | 0 | 0 | 0 | 0 | 0 | 0
00 Exist_Non-FBC_WetFGD | 2926 | 0 | 0 | 0 | 0 | 0 | 0
00 Exist_Non-FBC_WetFGD_ACI | 2799.0004 | 0 | 0 | 0 | 0 | 0 | 0
00 Exist_Non-FBC_WetFGD_ACI_DSI | 0 | 0 | 0 | 0 | 0 | 0 | 0
00 Exist_Non-FBC_WetFGD_SCR | 30840.8753 | 0 | 0 | 0 | 0 | 0 | 0
00 Exist_Non-FBC_WetFGD_SCR_DSI | 836.4281 | 0 | 0 | 0 | 0 | 0 | 0
00 Exist_Non-FBC_WetFGD_SCR_ACI | 13977.9193 | 0 | 0 | 0 | 0 | 0 | 0
00 Exist_Non-FBC_WetFGD_SCR_ACI_DSI | 6845.3757 | 0 | 0 | 0 | 0 | 0 | 0
00 Exist_Non-FBC_WetFGD_SNCR | 429.5825 | 0 | 0 | 0 | 0 | 0 | 0
00 Exist_Non-FBC_WetFGD_SNCR_ACI | 2032.9278 | 7.9712e-07 | 7.9712e-07 | 7.9712e-07 | 7.9712e-07 | 7.9712e-07 | 7.9712e-07
00 Exist IGCC | 595 | 595 | 0 | 0 | 0 | 0 | 0
00 Exist Fossil_Other | 1070.8 | 1070.8 | 1070.8 | 1070.8 | 1070.8 | 1070.8 | 1070.8
00 Exist Fuel Cell | 354.2 | 354.2 | 354.2 | 354.2 | 354.2 | 354.2 | 354.2
00 Exist Hydro | 79499.6 | 79499.6 | 79499.6 | 79499.6 | 79499.6 | 79499.6 | 79499.6
00 Exist Non Fossil_Other | 4075.3 | 4075.3 | 4075.3 | 4075.3 | 4075.3 | 4075.3 | 4075.3
00 Exist Nuclear | 93569.6 | 90882 | 83694.5 | 79061.9 | 64844 | 45364.4 | 28531.6
00 Exist Oil/Gas Steam | 44063.9704 | 44063.9704 | 38772.3704 | 38772.3704 | 38664.3704 | 38187.5704 | 38187.5704
00 Exist Oil/Gas Steam_SCR | 5257.6418 | 5257.6418 | 5025.6418 | 5025.6418 | 4858.6418 | 4858.6418 | 4858.6418
00 Exist Oil/Gas Steam_SNCR | 3949.6005 | 3949.6005 | 3374.6005 | 3374.6005 | 3374.6005 | 2859.8005 | 2859.8005
00 Exist Biomass | 202.9 | 202.9 | 190.9 | 144.4 | 144.4 | 144.4 | 144.4
00 Exist Landfill Gas | 1652.9 | 1652.9 | 1533.3 | 1533.3 | 1533.3 | 1533.3 | 1533.3
00 Exist Geothermal | 2609.4 | 2609.4 | 2609.4 | 2609.4 | 2609.4 | 2609.4 | 2609.4
00 Exist Pump Storage | 22907.1 | 22907.1 | 22907.1 | 22907.1 | 22907.1 | 22907.1 | 22907.1
00 Exist Energy Storage | 30048.4 | 30048.4 | 30048.4 | 30048.4 | 30048.4 | 30048.4 | 30048.4
00 Exist Solar PV | 141787.6 | 141787.6 | 141785.6 | 141785.6 | 141785.6 | 141785.6 | 141785.6
00 Exist Solar Thermal | 1480.1 | 1480.1 | 1480.1 | 1480.1 | 1480.1 | 1480.1 | 1480.1
00 Exist Offshore Wind | 6185.7 | 6185.7 | 6185.7 | 6185.7 | 6185.7 | 6185.7 | 6185.7
00 Exist Onshore Wind | 161270.2 | 161270.2 | 161270.2 | 161270.2 | 161270.2 | 161270.2 | 161270.2
00 International Imports | 1000 | 1000 | 1000 | 1000 | 1000 | 1000 | 1000
00 Ret.Exist Combined Cycle & CF Limit | 0 | 0 | 0 | 0 | 0 | 0 | 0
00 Ret.Exist Combined Cycle & CCS | 0 | 0 | 1993.2951 | 1993.2951 | 1993.2951 | 1993.2951 | 1993.2951
00 Ret.Exist Combined Cycle & Hydrogen | 0 | 647.7278 | 812.7278 | 812.7278 | 1232.0363 | 1980.9363 | 2702.9363
00 Ret.Exist Combined Cycle & Hydrogen Retrofit Undone | 0 | 0 | 0 | 0 | 0 | 0 | 0
00 Ret.Exist Combined Cycle & HRI | 0 | 0 | 0 | 0 | 0 | 0 | 0
00 Ret.Exist Combustion Turbine & HRI | 0 | 0 | 0 | 0 | 0 | 0 | 0
00 Ret.Exist_FBC_NoCtrl & CCS | 0 | 0 | 0 | 0 | 0 | 0 | 0
00 Ret.Exist_FBC_NoCtrl & DRET | 0 | 0 | 0 | 0 | 0 | 0 | 0
00 Ret.Exist_FBC_NoCtrl & GPM | 0 | 0 | 0 | 0 | 0 | 0 | 0
00 Ret.Exist_FBC_NoCtrl & GPM & CCS | 0 | 0 | 0 | 0 | 0 | 0 | 0
00 Ret.Exist_FBC_NoCtrl & GPM & DRET | 0 | 0 | 0 | 0 | 0 | 0 | 0
00 Ret.Exist_FBC_NoCtrl & GPM & NGC | 0 | 0 | 0 | 0 | 0 | 0 | 0
00 Ret.Exist_FBC_NoCtrl & GPM & SNCR | 0 | 0 | 0 | 0 | 0 | 0 | 0
00 Ret.Exist_FBC_NoCtrl & GPM & SNCR & CCS | 0 | 0 | 0 | 0 | 0 | 0 | 0
00 Ret.Exist_FBC_NoCtrl & GPM & SNCR & DRET | 0 | 0 | 0 | 0 | 0 | 0 | 0
00 Ret.Exist_FBC_NoCtrl & GPM & SNCR & NGC | 0 | 0 | 0 | 0 | 0 | 0 | 0
00 Ret.Exist_FBC_NoCtrl & NGC | 0 | 0 | 0 | 0 | 0 | 0 | 0
00 Ret.Exist_FBC_NoCtrl & SNCR | 0 | 0 | 0 | 0 | 0 | 0 | 0
00 Ret.Exist_FBC_NoCtrl & SNCR & CCS | 0 | 0 | 0 | 0 | 0 | 0 | 0
00 Ret.Exist_FBC_NoCtrl & SNCR & DRET | 0 | 0 | 0 | 0 | 0 | 0 | 0
00 Ret.Exist_FBC_NoCtrl & SNCR & NGC | 0 | 0 | 0 | 0 | 0 | 0 | 0
00 Ret.Exist_FBC_ACI_DSI & CCS | 0 | 0 | 0 | 0 | 0 | 0 | 0
00 Ret.Exist_FBC_ACI_DSI & DCCS | 0 | 440 | 1.4719e-07 | 1.4719e-07 | 1.4719e-07 | 1.4719e-07 | 1.4719e-07
00 Ret.Exist_FBC_ACI_DSI & DCCS & CCS | 0 | 0 | 282.6949 | 282.6949 | 52.6496 | 52.6496 | 52.6496
00 Ret.Exist_FBC_ACI_DSI & DCCS & SNCR & CCS | 0 | 0 | 0 | 0 | 0 | 0 | 0
00 Ret.Exist_FBC_ACI_DSI & DRET | 0 | 38 | 0 | 0 | 0 | 0 | 0
00 Ret.Exist_FBC_ACI_DSI & GPM | 0 | 0 | 0 | 0 | 0 | 0 | 0
00 Ret.Exist_FBC_ACI_DSI & GPM & CCS | 0 | 0 | 0 | 0 | 0 | 0 | 0
00 Ret.Exist_FBC_ACI_DSI & GPM & DRET | 0 | 0 | 0 | 0 | 0 | 0 | 0
00 Ret.Exist_FBC_ACI_DSI & GPM & NGC | 0 | 0 | 0 | 0 | 0 | 0 | 0
00 Ret.Exist_FBC_ACI_DSI & GPM & SNCR | 0 | 0 | 0 | 0 | 0 | 0 | 0
00 Ret.Exist_FBC_ACI_DSI & GPM & SNCR & CCS | 0 | 0 | 0 | 0 | 0 | 0 | 0
00 Ret.Exist_FBC_ACI_DSI & GPM & SNCR & DRET | 0 | 0 | 0 | 0 | 0 | 0 | 0
00 Ret.Exist_FBC_ACI_DSI & GPM & SNCR & NGC | 0 | 0 | 0 | 0 | 0 | 0 | 0
00 Ret.Exist_FBC_ACI_DSI & NGC | 0 | 0 | 0 | 0 | 0 | 0 | 0
00 Ret.Exist_FBC_ACI_DSI & SNCR | 0 | 0 | 0 | 0 | 0 | 0 | 0
00 Ret.Exist_FBC_ACI_DSI & SNCR & CCS | 0 | 0 | 0 | 0 | 0 | 0 | 0
00 Ret.Exist_FBC_ACI_DSI & SNCR & DRET | 0 | 0 | 0 | 0 | 0 | 0 | 0
00 Ret.Exist_FBC_ACI_DSI & SNCR & NGC | 0 | 0 | 0 | 0 | 0 | 0 | 0
00 Ret.Exist_FBC_DryFGD_ACI & CCS | 0 | 0 | 0 | 0 | 0 | 0 | 0
00 Ret.Exist_FBC_DryFGD_ACI & DCCS | 0 | 0 | 0 | 0 | 0 | 0 | 0
00 Ret.Exist_FBC_DryFGD_ACI & DCCS & CCS | 0 | 0 | 0 | 0 | 0 | 0 | 0
00 Ret.Exist_FBC_DryFGD_ACI & DCCS & SNCR & CCS | 0 | 0 | 0 | 0 | 0 | 0 | 0
00 Ret.Exist_FBC_DryFGD_ACI & DRET | 0 | 0 | 0 | 0 | 0 | 0 | 0
00 Ret.Exist_FBC_DryFGD_ACI & GPM | 0 | 0 | 0 | 0 | 0 | 0 | 0
00 Ret.Exist_FBC_DryFGD_ACI & GPM & CCS | 0 | 0 | 0 | 0 | 0 | 0 | 0
00 Ret.Exist_FBC_DryFGD_ACI & GPM & DRET | 0 | 0 | 0 | 0 | 0 | 0 | 0
00 Ret.Exist_FBC_DryFGD_ACI & GPM & NGC | 0 | 0 | 0 | 0 | 0 | 0 | 0
00 Ret.Exist_FBC_DryFGD_ACI & GPM & SNCR | 0 | 0 | 0 | 0 | 0 | 0 | 0
00 Ret.Exist_FBC_DryFGD_ACI & GPM & SNCR & CCS | 0 | 0 | 0 | 0 | 0 | 0 | 0
00 Ret.Exist_FBC_DryFGD_ACI & GPM & SNCR & DRET | 0 | 0 | 0 | 0 | 0 | 0 | 0
00 Ret.Exist_FBC_DryFGD_ACI & GPM & SNCR & NGC | 0 | 0 | 0 | 0 | 0 | 0 | 0
00 Ret.Exist_FBC_DryFGD_ACI & NGC | 0 | 139 | 139 | 0 | 0 | 0 | 0
00 Ret.Exist_FBC_DryFGD_ACI & SNCR | 0 | 0 | 0 | 0 | 0 | 0 | 0
00 Ret.Exist_FBC_DryFGD_ACI & SNCR & CCS | 0 | 0 | 0 | 0 | 0 | 0 | 0
00 Ret.Exist_FBC_DryFGD_ACI & SNCR & DRET | 0 | 0 | 0 | 0 | 0 | 0 | 0
00 Ret.Exist_FBC_DryFGD_ACI & SNCR & NGC | 0 | 0 | 0 | 0 | 0 | 0 | 0
00 Ret.Exist_FBC_DryFGD_DSI & ACI | 0 | 0 | 0 | 0 | 0 | 0 | 0
00 Ret.Exist_FBC_DryFGD_DSI & ACI & DRET | 0 | 0 | 0 | 0 | 0 | 0 | 0
00 Ret.Exist_FBC_DryFGD_DSI & ACI & GPM | 0 | 0 | 0 | 0 | 0 | 0 | 0
00 Ret.Exist_FBC_DryFGD_DSI & ACI & GPM & DRET | 0 | 0 | 0 | 0 | 0 | 0 | 0
00 Ret.Exist_FBC_DryFGD_DSI & ACI & GPM & NGC | 0 | 0 | 0 | 0 | 0 | 0 | 0
00 Ret.Exist_FBC_DryFGD_DSI & ACI & GPM & SNCR | 0 | 0 | 0 | 0 | 0 | 0 | 0
00 Ret.Exist_FBC_DryFGD_DSI & ACI & GPM & SNCR & DRET | 0 | 0 | 0 | 0 | 0 | 0 | 0
00 Ret.Exist_FBC_DryFGD_DSI & ACI & GPM & SNCR & NGC | 0 | 0 | 0 | 0 | 0 | 0 | 0
00 Ret.Exist_FBC_DryFGD_DSI & ACI & NGC | 0 | 0 | 0 | 0 | 0 | 0 | 0
00 Ret.Exist_FBC_DryFGD_DSI & ACI & SNCR | 0 | 0 | 0 | 0 | 0 | 0 | 0
00 Ret.Exist_FBC_DryFGD_DSI & ACI & SNCR & DRET | 0 | 0 | 0 | 0 | 0 | 0 | 0
00 Ret.Exist_FBC_DryFGD_DSI & ACI & SNCR & NGC | 0 | 0 | 0 | 0 | 0 | 0 | 0
00 Ret.Exist_FBC_DryFGD_DSI & DRET | 0 | 0 | 0 | 0 | 0 | 0 | 0
00 Ret.Exist_FBC_DryFGD_DSI & GPM | 0 | 0 | 0 | 0 | 0 | 0 | 0
00 Ret.Exist_FBC_DryFGD_DSI & GPM & DRET | 0 | 0 | 0 | 0 | 0 | 0 | 0
00 Ret.Exist_FBC_DryFGD_DSI & GPM & NGC | 0 | 0 | 0 | 0 | 0 | 0 | 0
00 Ret.Exist_FBC_DryFGD_DSI & GPM & SNCR | 0 | 0 | 0 | 0 | 0 | 0 | 0
00 Ret.Exist_FBC_DryFGD_DSI & GPM & SNCR & DRET | 0 | 0 | 0 | 0 | 0 | 0 | 0
00 Ret.Exist_FBC_DryFGD_DSI & GPM & SNCR & NGC | 0 | 0 | 0 | 0 | 0 | 0 | 0
00 Ret.Exist_FBC_DryFGD_DSI & NGC | 0 | 0 | 0 | 0 | 0 | 0 | 0
00 Ret.Exist_FBC_DryFGD_DSI & SNCR | 0 | 0 | 0 | 0 | 0 | 0 | 0
00 Ret.Exist_FBC_DryFGD_DSI & SNCR & DRET | 0 | 0 | 0 | 0 | 0 | 0 | 0
00 Ret.Exist_FBC_DryFGD_DSI & SNCR & NGC | 0 | 0 | 0 | 0 | 0 | 0 | 0
00 Ret.Exist_FBC_DryFGD_SNCR & ACI | 0 | 0 | 0 | 0 | 0 | 0 | 0
00 Ret.Exist_FBC_DryFGD_SNCR & ACI & CCS | 0 | 0 | 0 | 0 | 0 | 0 | 0
00 Ret.Exist_FBC_DryFGD_SNCR & ACI & DRET | 0 | 0 | 0 | 0 | 0 | 0 | 0
00 Ret.Exist_FBC_DryFGD_SNCR & ACI & GPM | 0 | 0 | 0 | 0 | 0 | 0 | 0
00 Ret.Exist_FBC_DryFGD_SNCR & ACI & GPM & CCS | 0 | 0 | 0 | 0 | 0 | 0 | 0
00 Ret.Exist_FBC_DryFGD_SNCR & ACI & GPM & DRET | 0 | 0 | 0 | 0 | 0 | 0 | 0
00 Ret.Exist_FBC_DryFGD_SNCR & ACI & GPM & NGC | 0 | 0 | 0 | 0 | 0 | 0 | 0
00 Ret.Exist_FBC_DryFGD_SNCR & ACI & NGC | 0 | 0 | 0 | 0 | 0 | 0 | 0
00 Ret.Exist_FBC_DryFGD_SNCR & CCS | 0 | 0 | 0 | 0 | 0 | 0 | 0
00 Ret.Exist_FBC_DryFGD_SNCR & DCCS | 0 | 531.9512 | 0 | 0 | 0 | 0 | 0
00 Ret.Exist_FBC_DryFGD_SNCR & DCCS & CCS | 0 | 0 | 353.3966 | 353.3966 | 0 | 0 | 0
00 Ret.Exist_FBC_DryFGD_SNCR & DRET | 0 | 1067.9353 | 0 | 0 | 0 | 0 | 0
00 Ret.Exist_FBC_DryFGD_SNCR & GPM | 0 | 0 | 0 | 0 | 0 | 0 | 0
00 Ret.Exist_FBC_DryFGD_SNCR & GPM & CCS | 0 | 0 | 0 | 0 | 0 | 0 | 0
00 Ret.Exist_FBC_DryFGD_SNCR & GPM & DRET | 0 | 0 | 0 | 0 | 0 | 0 | 0
00 Ret.Exist_FBC_DryFGD_SNCR & GPM & NGC | 0 | 0 | 0 | 0 | 0 | 0 | 0
00 Ret.Exist_FBC_DryFGD_SNCR & NGC | 0 | 0 | 0 | 0 | 0 | 0 | 0
00 Ret.Exist_FBC_DryFGD_SNCR_ACI & CCS | 0 | 0 | 0 | 0 | 0 | 0 | 0
00 Ret.Exist_FBC_DryFGD_SNCR_ACI & DCCS | 0 | 2.6593 | 1.2619e-07 | 1.2619e-07 | 1.2619e-07 | 1.2619e-07 | 1.2619e-07
00 Ret.Exist_FBC_DryFGD_SNCR_ACI & DCCS & CCS | 0 | 0 | 1.8429 | 1.8429 | 0 | 0 | 0
00 Ret.Exist_FBC_DryFGD_SNCR_ACI & DRET | 0 | 376.3406 | 0 | 0 | 0 | 0 | 0
00 Ret.Exist_FBC_DryFGD_SNCR_ACI & GPM | 0 | 0 | 0 | 0 | 0 | 0 | 0
00 Ret.Exist_FBC_DryFGD_SNCR_ACI & GPM & CCS | 0 | 0 | 0 | 0 | 0 | 0 | 0
00 Ret.Exist_FBC_DryFGD_SNCR_ACI & GPM & DRET | 0 | 0 | 0 | 0 | 0 | 0 | 0
00 Ret.Exist_FBC_DryFGD_SNCR_ACI & GPM & NGC | 0 | 0 | 0 | 0 | 0 | 0 | 0
00 Ret.Exist_FBC_DryFGD_SNCR_ACI & NGC | 0 | 0 | 0 | 0 | 0 | 0 | 0
00 Ret.Exist_FBC_DryFGD_SNCR_ACI_DSI & CCS | 0 | 420.0528 | 420.0528 | 420.0528 | 420.0528 | 420.0528 | 420.0528
00 Ret.Exist_FBC_DryFGD_SNCR_ACI_DSI & DCCS | 0 | 13.2259 | 0 | 0 | 0 | 0 | 0
00 Ret.Exist_FBC_DryFGD_SNCR_ACI_DSI & DCCS & CCS | 0 | 0 | 9.071 | 9.071 | 9.071 | 9.071 | 9.071
00 Ret.Exist_FBC_DryFGD_SNCR_ACI_DSI & DRET | 0 | 0 | 0 | 0 | 0 | 0 | 0
00 Ret.Exist_FBC_DryFGD_SNCR_ACI_DSI & GPM | 0 | 0 | 0 | 0 | 0 | 0 | 0
00 Ret.Exist_FBC_DryFGD_SNCR_ACI_DSI & GPM & CCS | 0 | 0 | 0 | 0 | 0 | 0 | 0
00 Ret.Exist_FBC_DryFGD_SNCR_ACI_DSI & GPM & DRET | 0 | 0 | 0 | 0 | 0 | 0 | 0
00 Ret.Exist_FBC_DryFGD_SNCR_ACI_DSI & GPM & NGC | 0 | 0 | 0 | 0 | 0 | 0 | 0
00 Ret.Exist_FBC_DryFGD_SNCR_ACI_DSI & NGC | 0 | 0 | 0 | 0 | 0 | 0 | 0
00 Ret.Exist_FBC_DryFGD_SNCR_DSI & ACI | 0 | 0 | 0 | 0 | 0 | 0 | 0
00 Ret.Exist_FBC_DryFGD_SNCR_DSI & ACI & DRET | 0 | 0 | 0 | 0 | 0 | 0 | 0
00 Ret.Exist_FBC_DryFGD_SNCR_DSI & ACI & GPM | 0 | 0 | 0 | 0 | 0 | 0 | 0
00 Ret.Exist_FBC_DryFGD_SNCR_DSI & ACI & GPM & DRET | 0 | 0 | 0 | 0 | 0 | 0 | 0
00 Ret.Exist_FBC_DryFGD_SNCR_DSI & ACI & GPM & NGC | 0 | 0 | 0 | 0 | 0 | 0 | 0
00 Ret.Exist_FBC_DryFGD_SNCR_DSI & ACI & NGC | 0 | 0 | 0 | 0 | 0 | 0 | 0
00 Ret.Exist_FBC_DryFGD_SNCR_DSI & DRET | 0 | 0 | 0 | 0 | 0 | 0 | 0
00 Ret.Exist_FBC_DryFGD_SNCR_DSI & GPM | 0 | 0 | 0 | 0 | 0 | 0 | 0
00 Ret.Exist_FBC_DryFGD_SNCR_DSI & GPM & DRET | 0 | 0 | 0 | 0 | 0 | 0 | 0
00 Ret.Exist_FBC_DryFGD_SNCR_DSI & GPM & NGC | 0 | 0 | 0 | 0 | 0 | 0 | 0
00 Ret.Exist_FBC_DryFGD_SNCR_DSI & NGC | 0 | 0 | 0 | 0 | 0 | 0 | 0
00 Ret.Exist_FBC_DSI & ACI | 0 | 0 | 0 | 0 | 0 | 0 | 0
00 Ret.Exist_FBC_DSI & ACI & DRET | 0 | 0 | 0 | 0 | 0 | 0 | 0
00 Ret.Exist_FBC_DSI & ACI & GPM | 0 | 0 | 0 | 0 | 0 | 0 | 0
00 Ret.Exist_FBC_DSI & ACI & GPM & DRET | 0 | 0 | 0 | 0 | 0 | 0 | 0
00 Ret.Exist_FBC_DSI & ACI & GPM & NGC | 0 | 0 | 0 | 0 | 0 | 0 | 0
00 Ret.Exist_FBC_DSI & ACI & GPM & SNCR | 0 | 0 | 0 | 0 | 0 | 0 | 0
00 Ret.Exist_FBC_DSI & ACI & GPM & SNCR & DRET | 0 | 0 | 0 | 0 | 0 | 0 | 0
00 Ret.Exist_FBC_DSI & ACI & GPM & SNCR & NGC | 0 | 0 | 0 | 0 | 0 | 0 | 0
00 Ret.Exist_FBC_DSI & ACI & NGC | 0 | 0 | 0 | 0 | 0 | 0 | 0
00 Ret.Exist_FBC_DSI & ACI & SNCR | 0 | 0 | 0 | 0 | 0 | 0 | 0
00 Ret.Exist_FBC_DSI & ACI & SNCR & DRET | 0 | 0 | 0 | 0 | 0 | 0 | 0
00 Ret.Exist_FBC_DSI & ACI & SNCR & NGC | 0 | 0 | 0 | 0 | 0 | 0 | 0
00 Ret.Exist_FBC_DSI & DRET | 0 | 700.5891 | 0 | 0 | 0 | 0 | 0
00 Ret.Exist_FBC_DSI & GPM | 0 | 0 | 0 | 0 | 0 | 0 | 0
00 Ret.Exist_FBC_DSI & GPM & DRET | 0 | 0 | 0 | 0 | 0 | 0 | 0
00 Ret.Exist_FBC_DSI & GPM & NGC | 0 | 0 | 0 | 0 | 0 | 0 | 0
00 Ret.Exist_FBC_DSI & GPM & SNCR | 0 | 0 | 0 | 0 | 0 | 0 | 0
00 Ret.Exist_FBC_DSI & GPM & SNCR & DRET | 0 | 0 | 0 | 0 | 0 | 0 | 0
00 Ret.Exist_FBC_DSI & GPM & SNCR & NGC | 0 | 0 | 0 | 0 | 0 | 0 | 0
00 Ret.Exist_FBC_DSI & NGC | 0 | 52 | 52 | 0 | 0 | 0 | 0
00 Ret.Exist_FBC_DSI & SNCR | 0 | 0 | 0 | 0 | 0 | 0 | 0
00 Ret.Exist_FBC_DSI & SNCR & DRET | 0 | 0 | 0 | 0 | 0 | 0 | 0
00 Ret.Exist_FBC_DSI & SNCR & NGC | 0 | 0 | 0 | 0 | 0 | 0 | 0
00 Ret.Exist_FBC_SNCR & ACI | 0 | 0 | 0 | 0 | 0 | 0 | 0
00 Ret.Exist_FBC_SNCR & ACI & DRET | 0 | 0 | 0 | 0 | 0 | 0 | 0
00 Ret.Exist_FBC_SNCR & ACI & NGC | 0 | 0 | 0 | 0 | 0 | 0 | 0
00 Ret.Exist_FBC_SNCR & DRET | 0 | 0 | 0 | 0 | 0 | 0 | 0
00 Ret.Exist_FBC_SNCR & GPM | 0 | 0 | 0 | 0 | 0 | 0 | 0
00 Ret.Exist_FBC_SNCR & GPM & DRET | 0 | 0 | 0 | 0 | 0 | 0 | 0
00 Ret.Exist_FBC_SNCR & GPM & NGC | 0 | 0 | 0 | 0 | 0 | 0 | 0
00 Ret.Exist_FBC_SNCR & NGC | 0 | 0 | 0 | 0 | 0 | 0 | 0
00 Ret.Exist_FBC_SNCR_ACI_DSI & CCS | 0 | 0 | 0 | 0 | 0 | 0 | 0
00 Ret.Exist_FBC_SNCR_ACI_DSI & DCCS | 0 | 0 | 0 | 0 | 0 | 0 | 0
00 Ret.Exist_FBC_SNCR_ACI_DSI & DCCS & CCS | 0 | 0 | 0 | 0 | 0 | 0 | 0
00 Ret.Exist_FBC_SNCR_ACI_DSI & DRET | 0 | 0 | 0 | 0 | 0 | 0 | 0
00 Ret.Exist_FBC_SNCR_ACI_DSI & GPM | 0 | 0 | 0 | 0 | 0 | 0 | 0
00 Ret.Exist_FBC_SNCR_ACI_DSI & GPM & CCS | 0 | 0 | 0 | 0 | 0 | 0 | 0
00 Ret.Exist_FBC_SNCR_ACI_DSI & GPM & DRET | 0 | 0 | 0 | 0 | 0 | 0 | 0
00 Ret.Exist_FBC_SNCR_ACI_DSI & GPM & NGC | 0 | 0 | 0 | 0 | 0 | 0 | 0
00 Ret.Exist_FBC_SNCR_ACI_DSI & NGC | 0 | 0 | 0 | 0 | 0 | 0 | 0
00 Ret.Exist_FBC_SNCR_DSI & ACI | 0 | 0 | 0 | 0 | 0 | 0 | 0
00 Ret.Exist_FBC_SNCR_DSI & ACI & CCS | 0 | 0 | 0 | 0 | 0 | 0 | 0
00 Ret.Exist_FBC_SNCR_DSI & ACI & DRET | 0 | 0 | 0 | 0 | 0 | 0 | 0
00 Ret.Exist_FBC_SNCR_DSI & ACI & GPM | 0 | 0 | 0 | 0 | 0 | 0 | 0
00 Ret.Exist_FBC_SNCR_DSI & ACI & GPM & CCS | 0 | 0 | 0 | 0 | 0 | 0 | 0
00 Ret.Exist_FBC_SNCR_DSI & ACI & GPM & DRET | 0 | 0 | 0 | 0 | 0 | 0 | 0
00 Ret.Exist_FBC_SNCR_DSI & ACI & GPM & NGC | 0 | 0 | 0 | 0 | 0 | 0 | 0
00 Ret.Exist_FBC_SNCR_DSI & ACI & NGC | 0 | 0 | 0 | 0 | 0 | 0 | 0
00 Ret.Exist_FBC_SNCR_DSI & CCS | 0 | 0 | 0 | 0 | 0 | 0 | 0
00 Ret.Exist_FBC_SNCR_DSI & DCCS | 0 | 290 | 0 | 0 | 0 | 0 | 0
00 Ret.Exist_FBC_SNCR_DSI & DCCS & CCS | 0 | 0 | 202.9839 | 202.9839 | 0 | 0 | 0
00 Ret.Exist_FBC_SNCR_DSI & DRET | 0 | 390 | 0 | 0 | 0 | 0 | 0
00 Ret.Exist_FBC_SNCR_DSI & GPM | 0 | 0 | 0 | 0 | 0 | 0 | 0
00 Ret.Exist_FBC_SNCR_DSI & GPM & CCS | 0 | 0 | 0 | 0 | 0 | 0 | 0
00 Ret.Exist_FBC_SNCR_DSI & GPM & DRET | 0 | 0 | 0 | 0 | 0 | 0 | 0
00 Ret.Exist_FBC_SNCR_DSI & GPM & NGC | 0 | 0 | 0 | 0 | 0 | 0 | 0
00 Ret.Exist_FBC_SNCR_DSI & NGC | 0 | 260 | 260 | 0 | 0 | 0 | 0
00 Ret.Exist_FBC_WetFGD_DSI & ACI | 0 | 0 | 0 | 0 | 0 | 0 | 0
00 Ret.Exist_FBC_WetFGD_DSI & ACI & DRET | 0 | 0 | 0 | 0 | 0 | 0 | 0
00 Ret.Exist_FBC_WetFGD_DSI & ACI & GPM | 0 | 0 | 0 | 0 | 0 | 0 | 0
00 Ret.Exist_FBC_WetFGD_DSI & ACI & GPM & DRET | 0 | 0 | 0 | 0 | 0 | 0 | 0
00 Ret.Exist_FBC_WetFGD_DSI & ACI & GPM & NGC | 0 | 0 | 0 | 0 | 0 | 0 | 0
00 Ret.Exist_FBC_WetFGD_DSI & ACI & GPM & SNCR | 0 | 0 | 0 | 0 | 0 | 0 | 0
00 Ret.Exist_FBC_WetFGD_DSI & ACI & GPM & SNCR & DRET | 0 | 0 | 0 | 0 | 0 | 0 | 0
00 Ret.Exist_FBC_WetFGD_DSI & ACI & GPM & SNCR & NGC | 0 | 0 | 0 | 0 | 0 | 0 | 0
00 Ret.Exist_FBC_WetFGD_DSI & ACI & NGC | 0 | 0 | 0 | 0 | 0 | 0 | 0
00 Ret.Exist_FBC_WetFGD_DSI & ACI & SNCR | 0 | 0 | 0 | 0 | 0 | 0 | 0
00 Ret.Exist_FBC_WetFGD_DSI & ACI & SNCR & DRET | 0 | 0 | 0 | 0 | 0 | 0 | 0
00 Ret.Exist_FBC_WetFGD_DSI & ACI & SNCR & NGC | 0 | 0 | 0 | 0 | 0 | 0 | 0
00 Ret.Exist_FBC_WetFGD_DSI & DRET | 0 | 51 | 0 | 0 | 0 | 0 | 0
00 Ret.Exist_FBC_WetFGD_DSI & GPM | 0 | 0 | 0 | 0 | 0 | 0 | 0
00 Ret.Exist_FBC_WetFGD_DSI & GPM & DRET | 0 | 0 | 0 | 0 | 0 | 0 | 0
00 Ret.Exist_FBC_WetFGD_DSI & GPM & NGC | 0 | 0 | 0 | 0 | 0 | 0 | 0
00 Ret.Exist_FBC_WetFGD_DSI & GPM & SNCR | 0 | 0 | 0 | 0 | 0 | 0 | 0
00 Ret.Exist_FBC_WetFGD_DSI & GPM & SNCR & DRET | 0 | 0 | 0 | 0 | 0 | 0 | 0
00 Ret.Exist_FBC_WetFGD_DSI & GPM & SNCR & NGC | 0 | 0 | 0 | 0 | 0 | 0 | 0
00 Ret.Exist_FBC_WetFGD_DSI & NGC | 0 | 0 | 0 | 0 | 0 | 0 | 0
00 Ret.Exist_FBC_WetFGD_DSI & SNCR | 0 | 0 | 0 | 0 | 0 | 0 | 0
00 Ret.Exist_FBC_WetFGD_DSI & SNCR & DRET | 0 | 0 | 0 | 0 | 0 | 0 | 0
00 Ret.Exist_FBC_WetFGD_DSI & SNCR & NGC | 0 | 0 | 0 | 0 | 0 | 0 | 0
00 Ret.Exist_FBC_WetFGD_SNCR & ACI | 0 | 0 | 0 | 0 | 0 | 0 | 0
00 Ret.Exist_FBC_WetFGD_SNCR & ACI & DRET | 0 | 0 | 0 | 0 | 0 | 0 | 0
00 Ret.Exist_FBC_WetFGD_SNCR & ACI & NGC | 0 | 0 | 0 | 0 | 0 | 0 | 0
00 Ret.Exist_FBC_WetFGD_SNCR & DRET | 0 | 54 | 0 | 0 | 0 | 0 | 0
00 Ret.Exist_FBC_WetFGD_SNCR & GPM | 0 | 0 | 0 | 0 | 0 | 0 | 0
00 Ret.Exist_FBC_WetFGD_SNCR & GPM & DRET | 0 | 0 | 0 | 0 | 0 | 0 | 0
00 Ret.Exist_FBC_WetFGD_SNCR & GPM & NGC | 0 | 0 | 0 | 0 | 0 | 0 | 0
00 Ret.Exist_FBC_WetFGD_SNCR & NGC | 0 | 0 | 0 | 0 | 0 | 0 | 0
00 Ret.Exist_Non-FBC_ACI & C2G | 1047 | 2678 | 1660 | 1660 | 1660 | 1660 | 1660
00 Ret.Exist_Non-FBC_ACI & C2G & SCR | 0 | 0 | 0 | 0 | 0 | 0 | 0
00 Ret.Exist_Non-FBC_ACI & DCCS | 0 | 369.0765 | 2.389e-08 | 2.389e-08 | 2.389e-08 | 2.389e-08 | 2.389e-08
00 Ret.Exist_Non-FBC_ACI & DCCS & WetFGD & SCR & CCS | 0 | 0 | 245.4758 | 245.4758 | 17.9863 | 17.9863 | 17.9863
00 Ret.Exist_Non-FBC_ACI & DRET | 0 | 1072.9235 | 0 | 0 | 0 | 0 | 0
00 Ret.Exist_Non-FBC_ACI & DSI | 0 | 0 | 0 | 0 | 0 | 0 | 0
00 Ret.Exist_Non-FBC_ACI & DSI & C2G | 0 | 0 | 0 | 0 | 0 | 0 | 0
00 Ret.Exist_Non-FBC_ACI & DSI & C2G & SCR | 0 | 0 | 0 | 0 | 0 | 0 | 0
00 Ret.Exist_Non-FBC_ACI & DSI & DRET | 0 | 0 | 0 | 0 | 0 | 0 | 0
00 Ret.Exist_Non-FBC_ACI & DSI & GPM | 0 | 0 | 0 | 0 | 0 | 0 | 0
00 Ret.Exist_Non-FBC_ACI & DSI & GPM & C2G | 0 | 0 | 0 | 0 | 0 | 0 | 0
00 Ret.Exist_Non-FBC_ACI & DSI & GPM & C2G & SCR | 0 | 0 | 0 | 0 | 0 | 0 | 0
00 Ret.Exist_Non-FBC_ACI & DSI & GPM & DRET | 0 | 0 | 0 | 0 | 0 | 0 | 0
00 Ret.Exist_Non-FBC_ACI & DSI & GPM & NGC | 0 | 0 | 0 | 0 | 0 | 0 | 0
00 Ret.Exist_Non-FBC_ACI & DSI & GPM & SCR | 0 | 0 | 0 | 0 | 0 | 0 | 0
00 Ret.Exist_Non-FBC_ACI & DSI & GPM & SCR & DRET | 0 | 0 | 0 | 0 | 0 | 0 | 0
00 Ret.Exist_Non-FBC_ACI & DSI & GPM & SCR & NGC | 0 | 0 | 0 | 0 | 0 | 0 | 0
00 Ret.Exist_Non-FBC_ACI & DSI & GPM & SNCR | 0 | 0 | 0 | 0 | 0 | 0 | 0
00 Ret.Exist_Non-FBC_ACI & DSI & GPM & SNCR & DRET | 0 | 0 | 0 | 0 | 0 | 0 | 0
00 Ret.Exist_Non-FBC_ACI & DSI & GPM & SNCR & NGC | 0 | 0 | 0 | 0 | 0 | 0 | 0
00 Ret.Exist_Non-FBC_ACI & DSI & GPM & WetFGD & SCR & CCS | 0 | 0 | 0 | 0 | 0 | 0 | 0
00 Ret.Exist_Non-FBC_ACI & DSI & NGC | 0 | 0 | 0 | 0 | 0 | 0 | 0
00 Ret.Exist_Non-FBC_ACI & DSI & SCR | 0 | 0 | 0 | 0 | 0 | 0 | 0
00 Ret.Exist_Non-FBC_ACI & DSI & SCR & DRET | 0 | 0 | 0 | 0 | 0 | 0 | 0
00 Ret.Exist_Non-FBC_ACI & DSI & SCR & NGC | 0 | 0 | 0 | 0 | 0 | 0 | 0
00 Ret.Exist_Non-FBC_ACI & DSI & SNCR | 0 | 0 | 0 | 0 | 0 | 0 | 0
00 Ret.Exist_Non-FBC_ACI & DSI & SNCR & DRET | 0 | 0 | 0 | 0 | 0 | 0 | 0
00 Ret.Exist_Non-FBC_ACI & DSI & SNCR & NGC | 0 | 0 | 0 | 0 | 0 | 0 | 0
00 Ret.Exist_Non-FBC_ACI & DSI & WetFGD & SCR & CCS | 0 | 0 | 0 | 0 | 0 | 0 | 0
00 Ret.Exist_Non-FBC_ACI & GPM | 0 | 0 | 0 | 0 | 0 | 0 | 0
00 Ret.Exist_Non-FBC_ACI & GPM & C2G | 0 | 0 | 0 | 0 | 0 | 0 | 0
00 Ret.Exist_Non-FBC_ACI & GPM & C2G & SCR | 0 | 0 | 0 | 0 | 0 | 0 | 0
00 Ret.Exist_Non-FBC_ACI & GPM & DRET | 0 | 0 | 0 | 0 | 0 | 0 | 0
00 Ret.Exist_Non-FBC_ACI & GPM & NGC | 0 | 0 | 0 | 0 | 0 | 0 | 0
00 Ret.Exist_Non-FBC_ACI & GPM & SCR | 0 | 0 | 0 | 0 | 0 | 0 | 0
00 Ret.Exist_Non-FBC_ACI & GPM & SCR & DRET | 0 | 0 | 0 | 0 | 0 | 0 | 0
00 Ret.Exist_Non-FBC_ACI & GPM & SCR & NGC | 0 | 0 | 0 | 0 | 0 | 0 | 0
00 Ret.Exist_Non-FBC_ACI & GPM & SNCR | 0 | 0 | 0 | 0 | 0 | 0 | 0
00 Ret.Exist_Non-FBC_ACI & GPM & SNCR & DRET | 0 | 0 | 0 | 0 | 0 | 0 | 0
00 Ret.Exist_Non-FBC_ACI & GPM & SNCR & NGC | 0 | 0 | 0 | 0 | 0 | 0 | 0
00 Ret.Exist_Non-FBC_ACI & GPM & WetFGD & SCR & CCS | 0 | 0 | 0 | 0 | 0 | 0 | 0
00 Ret.Exist_Non-FBC_ACI & NGC | 0 | 0 | 0 | 0 | 0 | 0 | 0
00 Ret.Exist_Non-FBC_ACI & SCR | 0 | 0 | 0 | 0 | 0 | 0 | 0
00 Ret.Exist_Non-FBC_ACI & SCR & C2G | 0 | 0 | 0 | 0 | 0 | 0 | 0
00 Ret.Exist_Non-FBC_ACI & SCR & DRET | 0 | 0 | 0 | 0 | 0 | 0 | 0
00 Ret.Exist_Non-FBC_ACI & SCR & NGC | 0 | 0 | 0 | 0 | 0 | 0 | 0
00 Ret.Exist_Non-FBC_ACI & SCR & WetFGD & CCS | 0 | 0 | 0 | 0 | 0 | 0 | 0
00 Ret.Exist_Non-FBC_ACI & SNCR | 0 | 0 | 0 | 0 | 0 | 0 | 0
00 Ret.Exist_Non-FBC_ACI & SNCR & C2G | 0 | 0 | 0 | 0 | 0 | 0 | 0
00 Ret.Exist_Non-FBC_ACI & SNCR & DRET | 0 | 0 | 0 | 0 | 0 | 0 | 0
00 Ret.Exist_Non-FBC_ACI & SNCR & NGC | 0 | 0 | 0 | 0 | 0 | 0 | 0
00 Ret.Exist_Non-FBC_ACI_DSI & C2G | 1270 | 1270 | 1270 | 1270 | 1270 | 1270 | 1270
00 Ret.Exist_Non-FBC_ACI_DSI & C2G & SCR | 0 | 0 | 0 | 0 | 0 | 0 | 0
00 Ret.Exist_Non-FBC_ACI_DSI & DCCS | 0 | 0 | 0 | 0 | 0 | 0 | 0
00 Ret.Exist_Non-FBC_ACI_DSI & DCCS & WetFGD & SCR & CCS | 0 | 0 | 0 | 0 | 0 | 0 | 0
00 Ret.Exist_Non-FBC_ACI_DSI & DRET | 0 | 993 | 0 | 0 | 0 | 0 | 0
00 Ret.Exist_Non-FBC_ACI_DSI & GPM | 0 | 0 | 0 | 0 | 0 | 0 | 0
00 Ret.Exist_Non-FBC_ACI_DSI & GPM & C2G | 0 | 0 | 0 | 0 | 0 | 0 | 0
00 Ret.Exist_Non-FBC_ACI_DSI & GPM & C2G & SCR | 0 | 0 | 0 | 0 | 0 | 0 | 0
00 Ret.Exist_Non-FBC_ACI_DSI & GPM & DRET | 0 | 0 | 0 | 0 | 0 | 0 | 0
00 Ret.Exist_Non-FBC_ACI_DSI & GPM & NGC | 0 | 0 | 0 | 0 | 0 | 0 | 0
00 Ret.Exist_Non-FBC_ACI_DSI & GPM & SCR | 0 | 0 | 0 | 0 | 0 | 0 | 0
00 Ret.Exist_Non-FBC_ACI_DSI & GPM & SCR & DRET | 0 | 0 | 0 | 0 | 0 | 0 | 0
00 Ret.Exist_Non-FBC_ACI_DSI & GPM & SCR & NGC | 0 | 0 | 0 | 0 | 0 | 0 | 0
00 Ret.Exist_Non-FBC_ACI_DSI & GPM & SNCR | 0 | 0 | 0 | 0 | 0 | 0 | 0
00 Ret.Exist_Non-FBC_ACI_DSI & GPM & SNCR & DRET | 0 | 0 | 0 | 0 | 0 | 0 | 0
00 Ret.Exist_Non-FBC_ACI_DSI & GPM & SNCR & NGC | 0 | 0 | 0 | 0 | 0 | 0 | 0
00 Ret.Exist_Non-FBC_ACI_DSI & GPM & WetFGD & SCR & CCS | 0 | 0 | 0 | 0 | 0 | 0 | 0
00 Ret.Exist_Non-FBC_ACI_DSI & NGC | 0 | 0 | 0 | 0 | 0 | 0 | 0
00 Ret.Exist_Non-FBC_ACI_DSI & SCR | 0 | 0 | 0 | 0 | 0 | 0 | 0
00 Ret.Exist_Non-FBC_ACI_DSI & SCR & C2G | 0 | 0 | 0 | 0 | 0 | 0 | 0
00 Ret.Exist_Non-FBC_ACI_DSI & SCR & DRET | 0 | 0 | 0 | 0 | 0 | 0 | 0
00 Ret.Exist_Non-FBC_ACI_DSI & SCR & NGC | 0 | 0 | 0 | 0 | 0 | 0 | 0
00 Ret.Exist_Non-FBC_ACI_DSI & SCR & WetFGD & CCS | 0 | 0 | 0 | 0 | 0 | 0 | 0
00 Ret.Exist_Non-FBC_ACI_DSI & SNCR | 0 | 0 | 0 | 0 | 0 | 0 | 0
00 Ret.Exist_Non-FBC_ACI_DSI & SNCR & C2G | 0 | 0 | 0 | 0 | 0 | 0 | 0
00 Ret.Exist_Non-FBC_ACI_DSI & SNCR & DRET | 0 | 0 | 0 | 0 | 0 | 0 | 0
00 Ret.Exist_Non-FBC_ACI_DSI & SNCR & NGC | 0 | 0 | 0 | 0 | 0 | 0 | 0
00 Ret.Exist_Non-FBC_DryFGD & C2G | 0 | 0 | 0 | 0 | 0 | 0 | 0
00 Ret.Exist_Non-FBC_DryFGD & C2G & SCR | 0 | 0 | 0 | 0 | 0 | 0 | 0
00 Ret.Exist_Non-FBC_DryFGD & DRET | 0 | 0 | 0 | 0 | 0 | 0 | 0
00 Ret.Exist_Non-FBC_DryFGD & GPM | 0 | 0 | 0 | 0 | 0 | 0 | 0
00 Ret.Exist_Non-FBC_DryFGD & GPM & C2G | 0 | 0 | 0 | 0 | 0 | 0 | 0
00 Ret.Exist_Non-FBC_DryFGD & GPM & C2G & SCR | 0 | 0 | 0 | 0 | 0 | 0 | 0
00 Ret.Exist_Non-FBC_DryFGD & GPM & DRET | 0 | 0 | 0 | 0 | 0 | 0 | 0
00 Ret.Exist_Non-FBC_DryFGD & GPM & NGC | 0 | 0 | 0 | 0 | 0 | 0 | 0
00 Ret.Exist_Non-FBC_DryFGD & GPM & SCR | 0 | 0 | 0 | 0 | 0 | 0 | 0
00 Ret.Exist_Non-FBC_DryFGD & GPM & SCR & CCS | 0 | 0 | 0 | 0 | 0 | 0 | 0
00 Ret.Exist_Non-FBC_DryFGD & GPM & SCR & DRET | 0 | 0 | 0 | 0 | 0 | 0 | 0
00 Ret.Exist_Non-FBC_DryFGD & GPM & SCR & NGC | 0 | 0 | 0 | 0 | 0 | 0 | 0
00 Ret.Exist_Non-FBC_DryFGD & GPM & SNCR | 0 | 0 | 0 | 0 | 0 | 0 | 0
00 Ret.Exist_Non-FBC_DryFGD & GPM & SNCR & DRET | 0 | 0 | 0 | 0 | 0 | 0 | 0
00 Ret.Exist_Non-FBC_DryFGD & GPM & SNCR & NGC | 0 | 0 | 0 | 0 | 0 | 0 | 0
00 Ret.Exist_Non-FBC_DryFGD & NGC | 0 | 0 | 0 | 0 | 0 | 0 | 0
00 Ret.Exist_Non-FBC_DryFGD & SCR | 0 | 0 | 0 | 0 | 0 | 0 | 0
00 Ret.Exist_Non-FBC_DryFGD & SCR & C2G | 0 | 0 | 0 | 0 | 0 | 0 | 0
00 Ret.Exist_Non-FBC_DryFGD & SCR & CCS | 0 | 0 | 0 | 0 | 0 | 0 | 0
00 Ret.Exist_Non-FBC_DryFGD & SCR & DRET | 0 | 0 | 0 | 0 | 0 | 0 | 0
00 Ret.Exist_Non-FBC_DryFGD & SCR & NGC | 0 | 0 | 0 | 0 | 0 | 0 | 0
00 Ret.Exist_Non-FBC_DryFGD & SNCR | 0 | 0 | 0 | 0 | 0 | 0 | 0
00 Ret.Exist_Non-FBC_DryFGD & SNCR & C2G | 0 | 0 | 0 | 0 | 0 | 0 | 0
00 Ret.Exist_Non-FBC_DryFGD & SNCR & DRET | 0 | 0 | 0 | 0 | 0 | 0 | 0
00 Ret.Exist_Non-FBC_DryFGD & SNCR & NGC | 0 | 0 | 0 | 0 | 0 | 0 | 0
00 Ret.Exist_Non-FBC_DryFGD_ACI & C2G | 0 | 884.3852 | 884.3852 | 884.3852 | 884.3852 | 884.3852 | 884.3852
00 Ret.Exist_Non-FBC_DryFGD_ACI & C2G & SCR | 0 | 0 | 0 | 0 | 0 | 0 | 0
00 Ret.Exist_Non-FBC_DryFGD_ACI & DCCS | 0 | 1333.0367 | 1.1566e-06 | 1.1566e-06 | 1.1566e-06 | 1.1566e-06 | 1.1566e-06
00 Ret.Exist_Non-FBC_DryFGD_ACI & DCCS & SCR & CCS | 0 | 0 | 849.6784 | 804.7967 | 232.6564 | 232.6564 | 232.6564
00 Ret.Exist_Non-FBC_DryFGD_ACI & DRET | 0 | 2531.5781 | 0 | 0 | 0 | 0 | 0
00 Ret.Exist_Non-FBC_DryFGD_ACI & GPM | 0 | 0 | 0 | 0 | 0 | 0 | 0
00 Ret.Exist_Non-FBC_DryFGD_ACI & GPM & C2G | 0 | 0 | 0 | 0 | 0 | 0 | 0
00 Ret.Exist_Non-FBC_DryFGD_ACI & GPM & C2G & SCR | 0 | 0 | 0 | 0 | 0 | 0 | 0
00 Ret.Exist_Non-FBC_DryFGD_ACI & GPM & DRET | 0 | 0 | 0 | 0 | 0 | 0 | 0
00 Ret.Exist_Non-FBC_DryFGD_ACI & GPM & NGC | 0 | 0 | 0 | 0 | 0 | 0 | 0
00 Ret.Exist_Non-FBC_DryFGD_ACI & GPM & SCR | 0 | 0 | 0 | 0 | 0 | 0 | 0
00 Ret.Exist_Non-FBC_DryFGD_ACI & GPM & SCR & CCS | 0 | 0 | 0 | 0 | 0 | 0 | 0
00 Ret.Exist_Non-FBC_DryFGD_ACI & GPM & SCR & DRET | 0 | 0 | 0 | 0 | 0 | 0 | 0
00 Ret.Exist_Non-FBC_DryFGD_ACI & GPM & SCR & NGC | 0 | 0 | 0 | 0 | 0 | 0 | 0
00 Ret.Exist_Non-FBC_DryFGD_ACI & GPM & SNCR | 0 | 0 | 0 | 0 | 0 | 0 | 0
00 Ret.Exist_Non-FBC_DryFGD_ACI & GPM & SNCR & DRET | 0 | 0 | 0 | 0 | 0 | 0 | 0
00 Ret.Exist_Non-FBC_DryFGD_ACI & GPM & SNCR & NGC | 0 | 0 | 0 | 0 | 0 | 0 | 0
00 Ret.Exist_Non-FBC_DryFGD_ACI & NGC | 0 | 333.4965 | 330 | 0 | 0 | 0 | 0
00 Ret.Exist_Non-FBC_DryFGD_ACI & SCR | 0 | 14.5389 | 0 | 0 | 0 | 0 | 0
00 Ret.Exist_Non-FBC_DryFGD_ACI & SCR & C2G | 0 | 0 | 0 | 0 | 0 | 0 | 0
00 Ret.Exist_Non-FBC_DryFGD_ACI & SCR & CCS | 0 | 0 | 8.8238 | 8.8238 | 8.8238 | 8.8238 | 8.8238
00 Ret.Exist_Non-FBC_DryFGD_ACI & SCR & DRET | 0 | 0 | 0 | 0 | 0 | 0 | 0
00 Ret.Exist_Non-FBC_DryFGD_ACI & SCR & NGC | 0 | 0 | 0 | 0 | 0 | 0 | 0
00 Ret.Exist_Non-FBC_DryFGD_ACI & SNCR | 0 | 0 | 0 | 0 | 0 | 0 | 0
00 Ret.Exist_Non-FBC_DryFGD_ACI & SNCR & C2G | 0 | 0 | 0 | 0 | 0 | 0 | 0
00 Ret.Exist_Non-FBC_DryFGD_ACI & SNCR & DRET | 0 | 0 | 0 | 0 | 0 | 0 | 0
00 Ret.Exist_Non-FBC_DryFGD_ACI & SNCR & NGC | 0 | 0 | 0 | 0 | 0 | 0 | 0
00 Ret.Exist_Non-FBC_DryFGD_SCR & ACI | 0 | 0 | 0 | 0 | 0 | 0 | 0
00 Ret.Exist_Non-FBC_DryFGD_SCR & ACI & C2G | 0 | 0 | 0 | 0 | 0 | 0 | 0
00 Ret.Exist_Non-FBC_DryFGD_SCR & ACI & CCS | 0 | 0 | 0 | 0 | 0 | 0 | 0
00 Ret.Exist_Non-FBC_DryFGD_SCR & ACI & DRET | 0 | 0 | 0 | 0 | 0 | 0 | 0
00 Ret.Exist_Non-FBC_DryFGD_SCR & ACI & GPM | 0 | 0 | 0 | 0 | 0 | 0 | 0
00 Ret.Exist_Non-FBC_DryFGD_SCR & ACI & GPM & C2G | 0 | 0 | 0 | 0 | 0 | 0 | 0
00 Ret.Exist_Non-FBC_DryFGD_SCR & ACI & GPM & CCS | 0 | 0 | 0 | 0 | 0 | 0 | 0
00 Ret.Exist_Non-FBC_DryFGD_SCR & ACI & GPM & DRET | 0 | 0 | 0 | 0 | 0 | 0 | 0
00 Ret.Exist_Non-FBC_DryFGD_SCR & ACI & GPM & NGC | 0 | 0 | 0 | 0 | 0 | 0 | 0
00 Ret.Exist_Non-FBC_DryFGD_SCR & ACI & NGC | 0 | 0 | 0 | 0 | 0 | 0 | 0
00 Ret.Exist_Non-FBC_DryFGD_SCR & C2G | 0 | 0 | 0 | 0 | 0 | 0 | 0
00 Ret.Exist_Non-FBC_DryFGD_SCR & CCS | 0 | 0 | 0 | 0 | 0 | 0 | 0
00 Ret.Exist_Non-FBC_DryFGD_SCR & DRET | 0 | 0 | 0 | 0 | 0 | 0 | 0
00 Ret.Exist_Non-FBC_DryFGD_SCR & GPM | 0 | 0 | 0 | 0 | 0 | 0 | 0
00 Ret.Exist_Non-FBC_DryFGD_SCR & GPM & C2G | 0 | 0 | 0 | 0 | 0 | 0 | 0
00 Ret.Exist_Non-FBC_DryFGD_SCR & GPM & CCS | 0 | 0 | 0 | 0 | 0 | 0 | 0
00 Ret.Exist_Non-FBC_DryFGD_SCR & GPM & DRET | 0 | 0 | 0 | 0 | 0 | 0 | 0
00 Ret.Exist_Non-FBC_DryFGD_SCR & GPM & NGC | 0 | 0 | 0 | 0 | 0 | 0 | 0
00 Ret.Exist_Non-FBC_DryFGD_SCR & NGC | 0 | 0 | 0 | 0 | 0 | 0 | 0
00 Ret.Exist_Non-FBC_DryFGD_SCR_ACI & C2G | 497.2 | 4009.1439 | 4009.1439 | 4009.1439 | 4009.1439 | 4009.1439 | 4009.1439
00 Ret.Exist_Non-FBC_DryFGD_SCR_ACI & CCS | 0 | 259.4793 | 270.9606 | 270.9606 | 270.9606 | 270.9606 | 270.9606
00 Ret.Exist_Non-FBC_DryFGD_SCR_ACI & DCCS | 0 | 1105.9611 | 1.0021e-06 | 1.0021e-06 | 1.0021e-06 | 1.0021e-06 | 1.0021e-06
00 Ret.Exist_Non-FBC_DryFGD_SCR_ACI & DCCS & CCS | 0 | 0 | 727.0838 | 727.0838 | 140.3121 | 140.3121 | 140.3121
00 Ret.Exist_Non-FBC_DryFGD_SCR_ACI & DRET | 0 | 3899.5836 | 0 | 0 | 0 | 0 | 0
00 Ret.Exist_Non-FBC_DryFGD_SCR_ACI & GPM | 0 | 0 | 0 | 0 | 0 | 0 | 0
00 Ret.Exist_Non-FBC_DryFGD_SCR_ACI & GPM & C2G | 0 | 0 | 0 | 0 | 0 | 0 | 0
00 Ret.Exist_Non-FBC_DryFGD_SCR_ACI & GPM & CCS | 0 | 0 | 0 | 0 | 0 | 0 | 0
00 Ret.Exist_Non-FBC_DryFGD_SCR_ACI & GPM & DRET | 0 | 0 | 0 | 0 | 0 | 0 | 0
00 Ret.Exist_Non-FBC_DryFGD_SCR_ACI & GPM & NGC | 0 | 0 | 0 | 0 | 0 | 0 | 0
00 Ret.Exist_Non-FBC_DryFGD_SCR_ACI & NGC | 0 | 2.5113 | 2.5113 | 0 | 0 | 0 | 0
00 Ret.Exist_Non-FBC_DryFGD_SCR_ACI_DSI & C2G | 0 | 237.358 | 237.358 | 237.358 | 237.358 | 237.358 | 237.358
00 Ret.Exist_Non-FBC_DryFGD_SCR_ACI_DSI & CCS | 0 | 0 | 0 | 0 | 0 | 0 | 0
00 Ret.Exist_Non-FBC_DryFGD_SCR_ACI_DSI & DCCS | 0 | 0.003452 | 0 | 0 | 0 | 0 | 0
00 Ret.Exist_Non-FBC_DryFGD_SCR_ACI_DSI & DCCS & CCS | 0 | 0 | 0.002349 | 0.002349 | 0 | 0 | 0
00 Ret.Exist_Non-FBC_DryFGD_SCR_ACI_DSI & DRET | 0 | 628.8565 | 0 | 0 | 0 | 0 | 0
00 Ret.Exist_Non-FBC_DryFGD_SCR_ACI_DSI & GPM | 0 | 0 | 0 | 0 | 0 | 0 | 0
00 Ret.Exist_Non-FBC_DryFGD_SCR_ACI_DSI & GPM & C2G | 0 | 0 | 0 | 0 | 0 | 0 | 0
00 Ret.Exist_Non-FBC_DryFGD_SCR_ACI_DSI & GPM & CCS | 0 | 0 | 0 | 0 | 0 | 0 | 0
00 Ret.Exist_Non-FBC_DryFGD_SCR_ACI_DSI & GPM & DRET | 0 | 0 | 0 | 0 | 0 | 0 | 0
00 Ret.Exist_Non-FBC_DryFGD_SCR_ACI_DSI & GPM & NGC | 0 | 0 | 0 | 0 | 0 | 0 | 0
00 Ret.Exist_Non-FBC_DryFGD_SCR_ACI_DSI & NGC | 0 | 0 | 0 | 0 | 0 | 0 | 0
00 Ret.Exist_Non-FBC_DryFGD_SCR_DSI & ACI | 0 | 0 | 0 | 0 | 0 | 0 | 0
00 Ret.Exist_Non-FBC_DryFGD_SCR_DSI & ACI & C2G | 0 | 0 | 0 | 0 | 0 | 0 | 0
00 Ret.Exist_Non-FBC_DryFGD_SCR_DSI & ACI & CCS | 0 | 0 | 0 | 0 | 0 | 0 | 0
00 Ret.Exist_Non-FBC_DryFGD_SCR_DSI & ACI & DRET | 0 | 0 | 0 | 0 | 0 | 0 | 0
00 Ret.Exist_Non-FBC_DryFGD_SCR_DSI & ACI & GPM | 0 | 0 | 0 | 0 | 0 | 0 | 0
00 Ret.Exist_Non-FBC_DryFGD_SCR_DSI & ACI & GPM & C2G | 0 | 0 | 0 | 0 | 0 | 0 | 0
00 Ret.Exist_Non-FBC_DryFGD_SCR_DSI & ACI & GPM & CCS | 0 | 0 | 0 | 0 | 0 | 0 | 0
00 Ret.Exist_Non-FBC_DryFGD_SCR_DSI & ACI & GPM & DRET | 0 | 0 | 0 | 0 | 0 | 0 | 0
00 Ret.Exist_Non-FBC_DryFGD_SCR_DSI & ACI & GPM & NGC | 0 | 0 | 0 | 0 | 0 | 0 | 0
00 Ret.Exist_Non-FBC_DryFGD_SCR_DSI & ACI & NGC | 0 | 0 | 0 | 0 | 0 | 0 | 0
00 Ret.Exist_Non-FBC_DryFGD_SCR_DSI & C2G | 0 | 0 | 0 | 0 | 0 | 0 | 0
00 Ret.Exist_Non-FBC_DryFGD_SCR_DSI & CCS | 0 | 0 | 0 | 0 | 0 | 0 | 0
00 Ret.Exist_Non-FBC_DryFGD_SCR_DSI & DRET | 0 | 268 | 0 | 0 | 0 | 0 | 0
00 Ret.Exist_Non-FBC_DryFGD_SCR_DSI & GPM | 0 | 0 | 0 | 0 | 0 | 0 | 0
00 Ret.Exist_Non-FBC_DryFGD_SCR_DSI & GPM & C2G | 0 | 0 | 0 | 0 | 0 | 0 | 0
00 Ret.Exist_Non-FBC_DryFGD_SCR_DSI & GPM & CCS | 0 | 0 | 0 | 0 | 0 | 0 | 0
00 Ret.Exist_Non-FBC_DryFGD_SCR_DSI & GPM & DRET | 0 | 0 | 0 | 0 | 0 | 0 | 0
00 Ret.Exist_Non-FBC_DryFGD_SCR_DSI & GPM & NGC | 0 | 0 | 0 | 0 | 0 | 0 | 0
00 Ret.Exist_Non-FBC_DryFGD_SCR_DSI & NGC | 0 | 0 | 0 | 0 | 0 | 0 | 0
00 Ret.Exist_Non-FBC_DryFGD_SNCR_ACI & C2G | 0 | 0 | 0 | 0 | 0 | 0 | 0
00 Ret.Exist_Non-FBC_DryFGD_SNCR_ACI & C2G & SCR | 0 | 0 | 0 | 0 | 0 | 0 | 0
00 Ret.Exist_Non-FBC_DryFGD_SNCR_ACI & DCCS | 0 | 570 | 0 | 0 | 0 | 0 | 0
00 Ret.Exist_Non-FBC_DryFGD_SNCR_ACI & DCCS & SCR & CCS | 0 | 0 | 383.3953 | 383.3953 | 243.435 | 243.435 | 243.435
00 Ret.Exist_Non-FBC_DryFGD_SNCR_ACI & DRET | 0 | 1145 | 0 | 0 | 0 | 0 | 0
00 Ret.Exist_Non-FBC_DryFGD_SNCR_ACI & GPM | 0 | 0 | 0 | 0 | 0 | 0 | 0
00 Ret.Exist_Non-FBC_DryFGD_SNCR_ACI & GPM & C2G | 0 | 0 | 0 | 0 | 0 | 0 | 0
00 Ret.Exist_Non-FBC_DryFGD_SNCR_ACI & GPM & C2G & SCR | 0 | 0 | 0 | 0 | 0 | 0 | 0
00 Ret.Exist_Non-FBC_DryFGD_SNCR_ACI & GPM & DRET | 0 | 0 | 0 | 0 | 0 | 0 | 0
00 Ret.Exist_Non-FBC_DryFGD_SNCR_ACI & GPM & NGC | 0 | 0 | 0 | 0 | 0 | 0 | 0
00 Ret.Exist_Non-FBC_DryFGD_SNCR_ACI & GPM & SCR | 0 | 0 | 0 | 0 | 0 | 0 | 0
00 Ret.Exist_Non-FBC_DryFGD_SNCR_ACI & GPM & SCR & CCS | 0 | 0 | 0 | 0 | 0 | 0 | 0
00 Ret.Exist_Non-FBC_DryFGD_SNCR_ACI & GPM & SCR & DRET | 0 | 0 | 0 | 0 | 0 | 0 | 0
00 Ret.Exist_Non-FBC_DryFGD_SNCR_ACI & GPM & SCR & NGC | 0 | 0 | 0 | 0 | 0 | 0 | 0
00 Ret.Exist_Non-FBC_DryFGD_SNCR_ACI & NGC | 0 | 0 | 0 | 0 | 0 | 0 | 0
00 Ret.Exist_Non-FBC_DryFGD_SNCR_ACI & SCR | 0 | 0 | 0 | 0 | 0 | 0 | 0
00 Ret.Exist_Non-FBC_DryFGD_SNCR_ACI & SCR & C2G | 0 | 0 | 0 | 0 | 0 | 0 | 0
00 Ret.Exist_Non-FBC_DryFGD_SNCR_ACI & SCR & CCS | 0 | 0 | 0 | 0 | 0 | 0 | 0
00 Ret.Exist_Non-FBC_DryFGD_SNCR_ACI & SCR & DRET | 0 | 0 | 0 | 0 | 0 | 0 | 0
00 Ret.Exist_Non-FBC_DryFGD_SNCR_ACI & SCR & NGC | 0 | 0 | 0 | 0 | 0 | 0 | 0
00 Ret.Exist_Non-FBC_DryFGD_SNCR_ACI_DSI & C2G | 0 | 0 | 0 | 0 | 0 | 0 | 0
00 Ret.Exist_Non-FBC_DryFGD_SNCR_ACI_DSI & C2G & SCR | 0 | 0 | 0 | 0 | 0 | 0 | 0
00 Ret.Exist_Non-FBC_DryFGD_SNCR_ACI_DSI & DRET | 0 | 585 | 0 | 0 | 0 | 0 | 0
00 Ret.Exist_Non-FBC_DryFGD_SNCR_ACI_DSI & GPM | 0 | 0 | 0 | 0 | 0 | 0 | 0
00 Ret.Exist_Non-FBC_DryFGD_SNCR_ACI_DSI & GPM & C2G | 0 | 0 | 0 | 0 | 0 | 0 | 0
00 Ret.Exist_Non-FBC_DryFGD_SNCR_ACI_DSI & GPM & C2G & SCR | 0 | 0 | 0 | 0 | 0 | 0 | 0
00 Ret.Exist_Non-FBC_DryFGD_SNCR_ACI_DSI & GPM & DRET | 0 | 0 | 0 | 0 | 0 | 0 | 0
00 Ret.Exist_Non-FBC_DryFGD_SNCR_ACI_DSI & GPM & NGC | 0 | 0 | 0 | 0 | 0 | 0 | 0
00 Ret.Exist_Non-FBC_DryFGD_SNCR_ACI_DSI & GPM & SCR | 0 | 0 | 0 | 0 | 0 | 0 | 0
00 Ret.Exist_Non-FBC_DryFGD_SNCR_ACI_DSI & GPM & SCR & CCS | 0 | 0 | 0 | 0 | 0 | 0 | 0
00 Ret.Exist_Non-FBC_DryFGD_SNCR_ACI_DSI & GPM & SCR & DRET | 0 | 0 | 0 | 0 | 0 | 0 | 0
00 Ret.Exist_Non-FBC_DryFGD_SNCR_ACI_DSI & GPM & SCR & NGC | 0 | 0 | 0 | 0 | 0 | 0 | 0
00 Ret.Exist_Non-FBC_DryFGD_SNCR_ACI_DSI & NGC | 0 | 0 | 0 | 0 | 0 | 0 | 0
00 Ret.Exist_Non-FBC_DryFGD_SNCR_ACI_DSI & SCR | 0 | 0 | 0 | 0 | 0 | 0 | 0
00 Ret.Exist_Non-FBC_DryFGD_SNCR_ACI_DSI & SCR & C2G | 0 | 0 | 0 | 0 | 0 | 0 | 0
00 Ret.Exist_Non-FBC_DryFGD_SNCR_ACI_DSI & SCR & CCS | 0 | 0 | 0 | 0 | 0 | 0 | 0
00 Ret.Exist_Non-FBC_DryFGD_SNCR_ACI_DSI & SCR & DRET | 0 | 0 | 0 | 0 | 0 | 0 | 0
00 Ret.Exist_Non-FBC_DryFGD_SNCR_ACI_DSI & SCR & NGC | 0 | 0 | 0 | 0 | 0 | 0 | 0
00 Ret.Exist_Non-FBC_DSI & ACI | 0 | 0 | 0 | 0 | 0 | 0 | 0
00 Ret.Exist_Non-FBC_DSI & ACI & C2G | 0 | 0 | 0 | 0 | 0 | 0 | 0
00 Ret.Exist_Non-FBC_DSI & ACI & C2G & SCR | 0 | 0 | 0 | 0 | 0 | 0 | 0
00 Ret.Exist_Non-FBC_DSI & ACI & DRET | 0 | 0 | 0 | 0 | 0 | 0 | 0
00 Ret.Exist_Non-FBC_DSI & ACI & GPM | 0 | 0 | 0 | 0 | 0 | 0 | 0
00 Ret.Exist_Non-FBC_DSI & ACI & GPM & C2G | 0 | 0 | 0 | 0 | 0 | 0 | 0
00 Ret.Exist_Non-FBC_DSI & ACI & GPM & C2G & SCR | 0 | 0 | 0 | 0 | 0 | 0 | 0
00 Ret.Exist_Non-FBC_DSI & ACI & GPM & DRET | 0 | 0 | 0 | 0 | 0 | 0 | 0
00 Ret.Exist_Non-FBC_DSI & ACI & GPM & NGC | 0 | 0 | 0 | 0 | 0 | 0 | 0
00 Ret.Exist_Non-FBC_DSI & ACI & GPM & SCR | 0 | 0 | 0 | 0 | 0 | 0 | 0
00 Ret.Exist_Non-FBC_DSI & ACI & GPM & SCR & DRET | 0 | 0 | 0 | 0 | 0 | 0 | 0
00 Ret.Exist_Non-FBC_DSI & ACI & GPM & SCR & NGC | 0 | 0 | 0 | 0 | 0 | 0 | 0
00 Ret.Exist_Non-FBC_DSI & ACI & GPM & SNCR | 0 | 0 | 0 | 0 | 0 | 0 | 0
00 Ret.Exist_Non-FBC_DSI & ACI & GPM & SNCR & DRET | 0 | 0 | 0 | 0 | 0 | 0 | 0
00 Ret.Exist_Non-FBC_DSI & ACI & GPM & SNCR & NGC | 0 | 0 | 0 | 0 | 0 | 0 | 0
00 Ret.Exist_Non-FBC_DSI & ACI & GPM & WetFGD & SCR & CCS | 0 | 0 | 0 | 0 | 0 | 0 | 0
00 Ret.Exist_Non-FBC_DSI & ACI & NGC | 0 | 0 | 0 | 0 | 0 | 0 | 0
00 Ret.Exist_Non-FBC_DSI & ACI & SCR | 0 | 0 | 0 | 0 | 0 | 0 | 0
00 Ret.Exist_Non-FBC_DSI & ACI & SCR & DRET | 0 | 0 | 0 | 0 | 0 | 0 | 0
00 Ret.Exist_Non-FBC_DSI & ACI & SCR & NGC | 0 | 0 | 0 | 0 | 0 | 0 | 0
00 Ret.Exist_Non-FBC_DSI & ACI & SNCR | 0 | 0 | 0 | 0 | 0 | 0 | 0
00 Ret.Exist_Non-FBC_DSI & ACI & SNCR & DRET | 0 | 0 | 0 | 0 | 0 | 0 | 0
00 Ret.Exist_Non-FBC_DSI & ACI & SNCR & NGC | 0 | 0 | 0 | 0 | 0 | 0 | 0
00 Ret.Exist_Non-FBC_DSI & ACI & WetFGD & SCR & CCS | 0 | 0 | 0 | 0 | 0 | 0 | 0
00 Ret.Exist_Non-FBC_DSI & C2G | 0 | 0 | 0 | 0 | 0 | 0 | 0
00 Ret.Exist_Non-FBC_DSI & C2G & SCR | 0 | 0 | 0 | 0 | 0 | 0 | 0
00 Ret.Exist_Non-FBC_DSI & DRET | 0 | 0 | 0 | 0 | 0 | 0 | 0
00 Ret.Exist_Non-FBC_DSI & GPM | 0 | 0 | 0 | 0 | 0 | 0 | 0
00 Ret.Exist_Non-FBC_DSI & GPM & C2G | 0 | 0 | 0 | 0 | 0 | 0 | 0
00 Ret.Exist_Non-FBC_DSI & GPM & C2G & SCR | 0 | 0 | 0 | 0 | 0 | 0 | 0
00 Ret.Exist_Non-FBC_DSI & GPM & DRET | 0 | 0 | 0 | 0 | 0 | 0 | 0
00 Ret.Exist_Non-FBC_DSI & GPM & NGC | 0 | 0 | 0 | 0 | 0 | 0 | 0
00 Ret.Exist_Non-FBC_DSI & GPM & SCR | 0 | 0 | 0 | 0 | 0 | 0 | 0
00 Ret.Exist_Non-FBC_DSI & GPM & SCR & DRET | 0 | 0 | 0 | 0 | 0 | 0 | 0
00 Ret.Exist_Non-FBC_DSI & GPM & SCR & NGC | 0 | 0 | 0 | 0 | 0 | 0 | 0
00 Ret.Exist_Non-FBC_DSI & GPM & SNCR | 0 | 0 | 0 | 0 | 0 | 0 | 0
00 Ret.Exist_Non-FBC_DSI & GPM & SNCR & DRET | 0 | 0 | 0 | 0 | 0 | 0 | 0
00 Ret.Exist_Non-FBC_DSI & GPM & SNCR & NGC | 0 | 0 | 0 | 0 | 0 | 0 | 0
00 Ret.Exist_Non-FBC_DSI & GPM & WetFGD & SCR & CCS | 0 | 0 | 0 | 0 | 0 | 0 | 0
00 Ret.Exist_Non-FBC_DSI & NGC | 0 | 0 | 0 | 0 | 0 | 0 | 0
00 Ret.Exist_Non-FBC_DSI & SCR | 0 | 0 | 0 | 0 | 0 | 0 | 0
00 Ret.Exist_Non-FBC_DSI & SCR & C2G | 0 | 0 | 0 | 0 | 0 | 0 | 0
00 Ret.Exist_Non-FBC_DSI & SCR & DRET | 0 | 0 | 0 | 0 | 0 | 0 | 0
00 Ret.Exist_Non-FBC_DSI & SCR & NGC | 0 | 0 | 0 | 0 | 0 | 0 | 0
00 Ret.Exist_Non-FBC_DSI & SCR & WetFGD & CCS | 0 | 0 | 0 | 0 | 0 | 0 | 0
00 Ret.Exist_Non-FBC_DSI & SNCR | 0 | 0 | 0 | 0 | 0 | 0 | 0
00 Ret.Exist_Non-FBC_DSI & SNCR & C2G | 0 | 0 | 0 | 0 | 0 | 0 | 0
00 Ret.Exist_Non-FBC_DSI & SNCR & DRET | 0 | 0 | 0 | 0 | 0 | 0 | 0
00 Ret.Exist_Non-FBC_DSI & SNCR & NGC | 0 | 0 | 0 | 0 | 0 | 0 | 0
00 Ret.Exist_Non-FBC_NoCtrl & ACI | 0 | 0 | 0 | 0 | 0 | 0 | 0
00 Ret.Exist_Non-FBC_NoCtrl & ACI & C2G | 0 | 0 | 0 | 0 | 0 | 0 | 0
00 Ret.Exist_Non-FBC_NoCtrl & ACI & C2G & SCR | 0 | 0 | 0 | 0 | 0 | 0 | 0
00 Ret.Exist_Non-FBC_NoCtrl & ACI & DRET | 0 | 0 | 0 | 0 | 0 | 0 | 0
00 Ret.Exist_Non-FBC_NoCtrl & ACI & DSI | 0 | 0 | 0 | 0 | 0 | 0 | 0
00 Ret.Exist_Non-FBC_NoCtrl & ACI & DSI & C2G | 0 | 0 | 0 | 0 | 0 | 0 | 0
00 Ret.Exist_Non-FBC_NoCtrl & ACI & DSI & C2G & SCR | 0 | 0 | 0 | 0 | 0 | 0 | 0
00 Ret.Exist_Non-FBC_NoCtrl & ACI & DSI & DRET | 0 | 0 | 0 | 0 | 0 | 0 | 0
00 Ret.Exist_Non-FBC_NoCtrl & ACI & DSI & GPM | 0 | 0 | 0 | 0 | 0 | 0 | 0
00 Ret.Exist_Non-FBC_NoCtrl & ACI & DSI & GPM & C2G | 0 | 0 | 0 | 0 | 0 | 0 | 0
00 Ret.Exist_Non-FBC_NoCtrl & ACI & DSI & GPM & C2G & SCR | 0 | 0 | 0 | 0 | 0 | 0 | 0
00 Ret.Exist_Non-FBC_NoCtrl & ACI & DSI & GPM & DRET | 0 | 0 | 0 | 0 | 0 | 0 | 0
00 Ret.Exist_Non-FBC_NoCtrl & ACI & DSI & GPM & NGC | 0 | 0 | 0 | 0 | 0 | 0 | 0
00 Ret.Exist_Non-FBC_NoCtrl & ACI & DSI & GPM & SCR | 0 | 0 | 0 | 0 | 0 | 0 | 0
00 Ret.Exist_Non-FBC_NoCtrl & ACI & DSI & GPM & SCR & DRET | 0 | 0 | 0 | 0 | 0 | 0 | 0
00 Ret.Exist_Non-FBC_NoCtrl & ACI & DSI & GPM & SCR & NGC | 0 | 0 | 0 | 0 | 0 | 0 | 0
00 Ret.Exist_Non-FBC_NoCtrl & ACI & DSI & GPM & SNCR | 0 | 0 | 0 | 0 | 0 | 0 | 0
00 Ret.Exist_Non-FBC_NoCtrl & ACI & DSI & GPM & SNCR & DRET | 0 | 0 | 0 | 0 | 0 | 0 | 0
00 Ret.Exist_Non-FBC_NoCtrl & ACI & DSI & GPM & SNCR & NGC | 0 | 0 | 0 | 0 | 0 | 0 | 0
00 Ret.Exist_Non-FBC_NoCtrl & ACI & DSI & GPM & WetFGD & SCR & CCS | 0 | 0 | 0 | 0 | 0 | 0 | 0
00 Ret.Exist_Non-FBC_NoCtrl & ACI & DSI & NGC | 0 | 0 | 0 | 0 | 0 | 0 | 0
00 Ret.Exist_Non-FBC_NoCtrl & ACI & DSI & SCR | 0 | 0 | 0 | 0 | 0 | 0 | 0
00 Ret.Exist_Non-FBC_NoCtrl & ACI & DSI & SCR & DRET | 0 | 0 | 0 | 0 | 0 | 0 | 0
00 Ret.Exist_Non-FBC_NoCtrl & ACI & DSI & SCR & NGC | 0 | 0 | 0 | 0 | 0 | 0 | 0
00 Ret.Exist_Non-FBC_NoCtrl & ACI & DSI & SNCR | 0 | 0 | 0 | 0 | 0 | 0 | 0
00 Ret.Exist_Non-FBC_NoCtrl & ACI & DSI & SNCR & DRET | 0 | 0 | 0 | 0 | 0 | 0 | 0
00 Ret.Exist_Non-FBC_NoCtrl & ACI & DSI & SNCR & NGC | 0 | 0 | 0 | 0 | 0 | 0 | 0
00 Ret.Exist_Non-FBC_NoCtrl & ACI & DSI & WetFGD & SCR & CCS | 0 | 0 | 0 | 0 | 0 | 0 | 0
00 Ret.Exist_Non-FBC_NoCtrl & ACI & GPM | 0 | 0 | 0 | 0 | 0 | 0 | 0
00 Ret.Exist_Non-FBC_NoCtrl & ACI & GPM & C2G | 0 | 0 | 0 | 0 | 0 | 0 | 0
00 Ret.Exist_Non-FBC_NoCtrl & ACI & GPM & C2G & SCR | 0 | 0 | 0 | 0 | 0 | 0 | 0
00 Ret.Exist_Non-FBC_NoCtrl & ACI & GPM & DRET | 0 | 0 | 0 | 0 | 0 | 0 | 0
00 Ret.Exist_Non-FBC_NoCtrl & ACI & GPM & NGC | 0 | 0 | 0 | 0 | 0 | 0 | 0
00 Ret.Exist_Non-FBC_NoCtrl & ACI & GPM & SCR | 0 | 0 | 0 | 0 | 0 | 0 | 0
00 Ret.Exist_Non-FBC_NoCtrl & ACI & GPM & SCR & DRET | 0 | 0 | 0 | 0 | 0 | 0 | 0
00 Ret.Exist_Non-FBC_NoCtrl & ACI & GPM & SCR & NGC | 0 | 0 | 0 | 0 | 0 | 0 | 0
00 Ret.Exist_Non-FBC_NoCtrl & ACI & GPM & SNCR | 0 | 0 | 0 | 0 | 0 | 0 | 0
00 Ret.Exist_Non-FBC_NoCtrl & ACI & GPM & SNCR & DRET | 0 | 0 | 0 | 0 | 0 | 0 | 0
00 Ret.Exist_Non-FBC_NoCtrl & ACI & GPM & SNCR & NGC | 0 | 0 | 0 | 0 | 0 | 0 | 0
00 Ret.Exist_Non-FBC_NoCtrl & ACI & GPM & WetFGD & SCR & CCS | 0 | 0 | 0 | 0 | 0 | 0 | 0
00 Ret.Exist_Non-FBC_NoCtrl & ACI & NGC | 0 | 0 | 0 | 0 | 0 | 0 | 0
00 Ret.Exist_Non-FBC_NoCtrl & ACI & SCR | 0 | 0 | 0 | 0 | 0 | 0 | 0
00 Ret.Exist_Non-FBC_NoCtrl & ACI & SCR & DRET | 0 | 0 | 0 | 0 | 0 | 0 | 0
00 Ret.Exist_Non-FBC_NoCtrl & ACI & SCR & NGC | 0 | 0 | 0 | 0 | 0 | 0 | 0
00 Ret.Exist_Non-FBC_NoCtrl & ACI & SNCR | 0 | 0 | 0 | 0 | 0 | 0 | 0
00 Ret.Exist_Non-FBC_NoCtrl & ACI & SNCR & DRET | 0 | 0 | 0 | 0 | 0 | 0 | 0
00 Ret.Exist_Non-FBC_NoCtrl & ACI & SNCR & NGC | 0 | 0 | 0 | 0 | 0 | 0 | 0
00 Ret.Exist_Non-FBC_NoCtrl & ACI & WetFGD & SCR & CCS | 0 | 0 | 0 | 0 | 0 | 0 | 0
00 Ret.Exist_Non-FBC_NoCtrl & C2G | 0 | 0 | 0 | 0 | 0 | 0 | 0
00 Ret.Exist_Non-FBC_NoCtrl & C2G & SCR | 0 | 0 | 0 | 0 | 0 | 0 | 0
00 Ret.Exist_Non-FBC_NoCtrl & DCCS | 0 | 0 | 0 | 0 | 0 | 0 | 0
00 Ret.Exist_Non-FBC_NoCtrl & DCCS & WetFGD & SCR & CCS | 0 | 0 | 0 | 0 | 0 | 0 | 0
00 Ret.Exist_Non-FBC_NoCtrl & DRET | 0 | 219 | 0 | 0 | 0 | 0 | 0
00 Ret.Exist_Non-FBC_NoCtrl & DSI | 0 | 0 | 0 | 0 | 0 | 0 | 0
00 Ret.Exist_Non-FBC_NoCtrl & DSI & C2G | 0 | 0 | 0 | 0 | 0 | 0 | 0
00 Ret.Exist_Non-FBC_NoCtrl & DSI & C2G & SCR | 0 | 0 | 0 | 0 | 0 | 0 | 0
00 Ret.Exist_Non-FBC_NoCtrl & DSI & DRET | 0 | 0 | 0 | 0 | 0 | 0 | 0
00 Ret.Exist_Non-FBC_NoCtrl & DSI & GPM | 0 | 0 | 0 | 0 | 0 | 0 | 0
00 Ret.Exist_Non-FBC_NoCtrl & DSI & GPM & C2G | 0 | 0 | 0 | 0 | 0 | 0 | 0
00 Ret.Exist_Non-FBC_NoCtrl & DSI & GPM & C2G & SCR | 0 | 0 | 0 | 0 | 0 | 0 | 0
00 Ret.Exist_Non-FBC_NoCtrl & DSI & GPM & DRET | 0 | 0 | 0 | 0 | 0 | 0 | 0
00 Ret.Exist_Non-FBC_NoCtrl & DSI & GPM & NGC | 0 | 0 | 0 | 0 | 0 | 0 | 0
00 Ret.Exist_Non-FBC_NoCtrl & DSI & GPM & SCR | 0 | 0 | 0 | 0 | 0 | 0 | 0
00 Ret.Exist_Non-FBC_NoCtrl & DSI & GPM & SCR & DRET | 0 | 0 | 0 | 0 | 0 | 0 | 0
00 Ret.Exist_Non-FBC_NoCtrl & DSI & GPM & SCR & NGC | 0 | 0 | 0 | 0 | 0 | 0 | 0
00 Ret.Exist_Non-FBC_NoCtrl & DSI & GPM & SNCR | 0 | 0 | 0 | 0 | 0 | 0 | 0
00 Ret.Exist_Non-FBC_NoCtrl & DSI & GPM & SNCR & DRET | 0 | 0 | 0 | 0 | 0 | 0 | 0
00 Ret.Exist_Non-FBC_NoCtrl & DSI & GPM & SNCR & NGC | 0 | 0 | 0 | 0 | 0 | 0 | 0
00 Ret.Exist_Non-FBC_NoCtrl & DSI & GPM & WetFGD & SCR & CCS | 0 | 0 | 0 | 0 | 0 | 0 | 0
00 Ret.Exist_Non-FBC_NoCtrl & DSI & NGC | 0 | 0 | 0 | 0 | 0 | 0 | 0
00 Ret.Exist_Non-FBC_NoCtrl & DSI & SCR | 0 | 0 | 0 | 0 | 0 | 0 | 0
00 Ret.Exist_Non-FBC_NoCtrl & DSI & SCR & DRET | 0 | 0 | 0 | 0 | 0 | 0 | 0
00 Ret.Exist_Non-FBC_NoCtrl & DSI & SCR & NGC | 0 | 0 | 0 | 0 | 0 | 0 | 0
00 Ret.Exist_Non-FBC_NoCtrl & DSI & SNCR | 0 | 0 | 0 | 0 | 0 | 0 | 0
00 Ret.Exist_Non-FBC_NoCtrl & DSI & SNCR & DRET | 0 | 0 | 0 | 0 | 0 | 0 | 0
00 Ret.Exist_Non-FBC_NoCtrl & DSI & SNCR & NGC | 0 | 0 | 0 | 0 | 0 | 0 | 0
00 Ret.Exist_Non-FBC_NoCtrl & DSI & WetFGD & SCR & CCS | 0 | 0 | 0 | 0 | 0 | 0 | 0
00 Ret.Exist_Non-FBC_NoCtrl & GPM | 0 | 0 | 0 | 0 | 0 | 0 | 0
00 Ret.Exist_Non-FBC_NoCtrl & GPM & C2G | 0 | 0 | 0 | 0 | 0 | 0 | 0
00 Ret.Exist_Non-FBC_NoCtrl & GPM & C2G & SCR | 0 | 0 | 0 | 0 | 0 | 0 | 0
00 Ret.Exist_Non-FBC_NoCtrl & GPM & DRET | 0 | 0 | 0 | 0 | 0 | 0 | 0
00 Ret.Exist_Non-FBC_NoCtrl & GPM & NGC | 0 | 0 | 0 | 0 | 0 | 0 | 0
00 Ret.Exist_Non-FBC_NoCtrl & GPM & SCR | 0 | 0 | 0 | 0 | 0 | 0 | 0
00 Ret.Exist_Non-FBC_NoCtrl & GPM & SCR & DRET | 0 | 0 | 0 | 0 | 0 | 0 | 0
00 Ret.Exist_Non-FBC_NoCtrl & GPM & SCR & NGC | 0 | 0 | 0 | 0 | 0 | 0 | 0
00 Ret.Exist_Non-FBC_NoCtrl & GPM & SNCR | 0 | 0 | 0 | 0 | 0 | 0 | 0
00 Ret.Exist_Non-FBC_NoCtrl & GPM & SNCR & DRET | 0 | 0 | 0 | 0 | 0 | 0 | 0
00 Ret.Exist_Non-FBC_NoCtrl & GPM & SNCR & NGC | 0 | 0 | 0 | 0 | 0 | 0 | 0
00 Ret.Exist_Non-FBC_NoCtrl & GPM & WetFGD & SCR & CCS | 0 | 0 | 0 | 0 | 0 | 0 | 0
00 Ret.Exist_Non-FBC_NoCtrl & NGC | 0 | 0 | 0 | 0 | 0 | 0 | 0
00 Ret.Exist_Non-FBC_NoCtrl & SCR | 0 | 0 | 0 | 0 | 0 | 0 | 0
00 Ret.Exist_Non-FBC_NoCtrl & SCR & C2G | 0 | 0 | 0 | 0 | 0 | 0 | 0
00 Ret.Exist_Non-FBC_NoCtrl & SCR & DRET | 0 | 0 | 0 | 0 | 0 | 0 | 0
00 Ret.Exist_Non-FBC_NoCtrl & SCR & NGC | 0 | 0 | 0 | 0 | 0 | 0 | 0
00 Ret.Exist_Non-FBC_NoCtrl & SCR & WetFGD & CCS | 0 | 0 | 0 | 0 | 0 | 0 | 0
00 Ret.Exist_Non-FBC_NoCtrl & SNCR | 0 | 0 | 0 | 0 | 0 | 0 | 0
00 Ret.Exist_Non-FBC_NoCtrl & SNCR & C2G | 0 | 0 | 0 | 0 | 0 | 0 | 0
00 Ret.Exist_Non-FBC_NoCtrl & SNCR & DRET | 0 | 0 | 0 | 0 | 0 | 0 | 0
00 Ret.Exist_Non-FBC_NoCtrl & SNCR & NGC | 0 | 0 | 0 | 0 | 0 | 0 | 0
00 Ret.Exist_Non-FBC_SCR_ACI & C2G | 0 | 0 | 0 | 0 | 0 | 0 | 0
00 Ret.Exist_Non-FBC_SCR_ACI & DCCS | 0 | 1146 | 6.7017e-07 | 6.7017e-07 | 6.7017e-07 | 6.7017e-07 | 6.7017e-07
00 Ret.Exist_Non-FBC_SCR_ACI & DCCS & WetFGD & CCS | 0 | 0 | 775.2566 | 775.2566 | 0 | 0 | 0
00 Ret.Exist_Non-FBC_SCR_ACI & DRET | 0 | 928.514 | 0 | 0 | 0 | 0 | 0
00 Ret.Exist_Non-FBC_SCR_ACI & DSI | 0 | 0 | 0 | 0 | 0 | 0 | 0
00 Ret.Exist_Non-FBC_SCR_ACI & DSI & C2G | 0 | 0 | 0 | 0 | 0 | 0 | 0
00 Ret.Exist_Non-FBC_SCR_ACI & DSI & DRET | 0 | 0 | 0 | 0 | 0 | 0 | 0
00 Ret.Exist_Non-FBC_SCR_ACI & DSI & GPM | 0 | 0 | 0 | 0 | 0 | 0 | 0
00 Ret.Exist_Non-FBC_SCR_ACI & DSI & GPM & C2G | 0 | 0 | 0 | 0 | 0 | 0 | 0
00 Ret.Exist_Non-FBC_SCR_ACI & DSI & GPM & DRET | 0 | 0 | 0 | 0 | 0 | 0 | 0
00 Ret.Exist_Non-FBC_SCR_ACI & DSI & GPM & NGC | 0 | 0 | 0 | 0 | 0 | 0 | 0
00 Ret.Exist_Non-FBC_SCR_ACI & DSI & GPM & WetFGD & CCS | 0 | 0 | 0 | 0 | 0 | 0 | 0
00 Ret.Exist_Non-FBC_SCR_ACI & DSI & NGC | 0 | 0 | 0 | 0 | 0 | 0 | 0
00 Ret.Exist_Non-FBC_SCR_ACI & DSI & WetFGD & CCS | 0 | 0 | 0 | 0 | 0 | 0 | 0
00 Ret.Exist_Non-FBC_SCR_ACI & GPM | 0 | 0 | 0 | 0 | 0 | 0 | 0
00 Ret.Exist_Non-FBC_SCR_ACI & GPM & C2G | 0 | 0 | 0 | 0 | 0 | 0 | 0
00 Ret.Exist_Non-FBC_SCR_ACI & GPM & DRET | 0 | 0 | 0 | 0 | 0 | 0 | 0
00 Ret.Exist_Non-FBC_SCR_ACI & GPM & NGC | 0 | 0 | 0 | 0 | 0 | 0 | 0
00 Ret.Exist_Non-FBC_SCR_ACI & GPM & WetFGD & CCS | 0 | 0 | 0 | 0 | 0 | 0 | 0
00 Ret.Exist_Non-FBC_SCR_ACI & NGC | 0 | 0 | 0 | 0 | 0 | 0 | 0
00 Ret.Exist_Non-FBC_SCR_ACI & WetFGD & CCS | 0 | 0 | 0 | 0 | 0 | 0 | 0
00 Ret.Exist_Non-FBC_SCR_ACI_DSI & C2G | 305 | 305 | 305 | 305 | 305 | 305 | 305
00 Ret.Exist_Non-FBC_SCR_ACI_DSI & DCCS | 0 | 0 | 0 | 0 | 0 | 0 | 0
00 Ret.Exist_Non-FBC_SCR_ACI_DSI & DCCS & WetFGD & CCS | 0 | 0 | 0 | 0 | 0 | 0 | 0
00 Ret.Exist_Non-FBC_SCR_ACI_DSI & DRET | 0 | 390 | 0 | 0 | 0 | 0 | 0
00 Ret.Exist_Non-FBC_SCR_ACI_DSI & GPM | 0 | 0 | 0 | 0 | 0 | 0 | 0
00 Ret.Exist_Non-FBC_SCR_ACI_DSI & GPM & C2G | 0 | 0 | 0 | 0 | 0 | 0 | 0
00 Ret.Exist_Non-FBC_SCR_ACI_DSI & GPM & DRET | 0 | 0 | 0 | 0 | 0 | 0 | 0
00 Ret.Exist_Non-FBC_SCR_ACI_DSI & GPM & NGC | 0 | 0 | 0 | 0 | 0 | 0 | 0
00 Ret.Exist_Non-FBC_SCR_ACI_DSI & GPM & WetFGD & CCS | 0 | 0 | 0 | 0 | 0 | 0 | 0
00 Ret.Exist_Non-FBC_SCR_ACI_DSI & NGC | 0 | 0 | 0 | 0 | 0 | 0 | 0
00 Ret.Exist_Non-FBC_SCR_ACI_DSI & WetFGD & CCS | 0 | 0 | 0 | 0 | 0 | 0 | 0
00 Ret.Exist_Non-FBC_SNCR_ACI & C2G | 0 | 0 | 0 | 0 | 0 | 0 | 0
00 Ret.Exist_Non-FBC_SNCR_ACI & C2G & SCR | 0 | 0 | 0 | 0 | 0 | 0 | 0
00 Ret.Exist_Non-FBC_SNCR_ACI & DRET | 0 | 0 | 0 | 0 | 0 | 0 | 0
00 Ret.Exist_Non-FBC_SNCR_ACI & DSI | 0 | 0 | 0 | 0 | 0 | 0 | 0
00 Ret.Exist_Non-FBC_SNCR_ACI & DSI & C2G | 0 | 0 | 0 | 0 | 0 | 0 | 0
00 Ret.Exist_Non-FBC_SNCR_ACI & DSI & C2G & SCR | 0 | 0 | 0 | 0 | 0 | 0 | 0
00 Ret.Exist_Non-FBC_SNCR_ACI & DSI & DRET | 0 | 0 | 0 | 0 | 0 | 0 | 0
00 Ret.Exist_Non-FBC_SNCR_ACI & DSI & NGC | 0 | 0 | 0 | 0 | 0 | 0 | 0
00 Ret.Exist_Non-FBC_SNCR_ACI & DSI & SCR | 0 | 0 | 0 | 0 | 0 | 0 | 0
00 Ret.Exist_Non-FBC_SNCR_ACI & DSI & SCR & DRET | 0 | 0 | 0 | 0 | 0 | 0 | 0
00 Ret.Exist_Non-FBC_SNCR_ACI & DSI & SCR & NGC | 0 | 0 | 0 | 0 | 0 | 0 | 0
00 Ret.Exist_Non-FBC_SNCR_ACI & DSI & WetFGD & SCR & CCS | 0 | 0 | 0 | 0 | 0 | 0 | 0
00 Ret.Exist_Non-FBC_SNCR_ACI & GPM | 0 | 0 | 0 | 0 | 0 | 0 | 0
00 Ret.Exist_Non-FBC_SNCR_ACI & GPM & C2G | 0 | 0 | 0 | 0 | 0 | 0 | 0
00 Ret.Exist_Non-FBC_SNCR_ACI & GPM & C2G & SCR | 0 | 0 | 0 | 0 | 0 | 0 | 0
00 Ret.Exist_Non-FBC_SNCR_ACI & GPM & DRET | 0 | 0 | 0 | 0 | 0 | 0 | 0
00 Ret.Exist_Non-FBC_SNCR_ACI & GPM & NGC | 0 | 0 | 0 | 0 | 0 | 0 | 0
00 Ret.Exist_Non-FBC_SNCR_ACI & GPM & SCR | 0 | 0 | 0 | 0 | 0 | 0 | 0
00 Ret.Exist_Non-FBC_SNCR_ACI & GPM & SCR & DRET | 0 | 0 | 0 | 0 | 0 | 0 | 0
00 Ret.Exist_Non-FBC_SNCR_ACI & GPM & SCR & NGC | 0 | 0 | 0 | 0 | 0 | 0 | 0
00 Ret.Exist_Non-FBC_SNCR_ACI & GPM & WetFGD & SCR & CCS | 0 | 0 | 0 | 0 | 0 | 0 | 0
00 Ret.Exist_Non-FBC_SNCR_ACI & NGC | 0 | 0 | 0 | 0 | 0 | 0 | 0
00 Ret.Exist_Non-FBC_SNCR_ACI & SCR | 0 | 0 | 0 | 0 | 0 | 0 | 0
00 Ret.Exist_Non-FBC_SNCR_ACI & SCR & C2G | 0 | 0 | 0 | 0 | 0 | 0 | 0
00 Ret.Exist_Non-FBC_SNCR_ACI & SCR & DRET | 0 | 0 | 0 | 0 | 0 | 0 | 0
00 Ret.Exist_Non-FBC_SNCR_ACI & SCR & NGC | 0 | 0 | 0 | 0 | 0 | 0 | 0
00 Ret.Exist_Non-FBC_SNCR_ACI & SCR & WetFGD & CCS | 0 | 0 | 0 | 0 | 0 | 0 | 0
00 Ret.Exist_Non-FBC_SNCR_ACI_DSI & C2G | 1033 | 496 | 496 | 496 | 496 | 496 | 496
00 Ret.Exist_Non-FBC_SNCR_ACI_DSI & C2G & SCR | 0 | 535.436 | 535.436 | 535.436 | 535.436 | 535.436 | 535.436
00 Ret.Exist_Non-FBC_SNCR_ACI_DSI & DCCS | 0 | 0 | 0 | 0 | 0 | 0 | 0
00 Ret.Exist_Non-FBC_SNCR_ACI_DSI & DCCS & WetFGD & SCR & CCS | 0 | 0 | 0 | 0 | 0 | 0 | 0
00 Ret.Exist_Non-FBC_SNCR_ACI_DSI & DRET | 0 | 0 | 0 | 0 | 0 | 0 | 0
00 Ret.Exist_Non-FBC_SNCR_ACI_DSI & GPM | 0 | 0 | 0 | 0 | 0 | 0 | 0
00 Ret.Exist_Non-FBC_SNCR_ACI_DSI & GPM & C2G | 0 | 0 | 0 | 0 | 0 | 0 | 0
00 Ret.Exist_Non-FBC_SNCR_ACI_DSI & GPM & C2G & SCR | 0 | 0 | 0 | 0 | 0 | 0 | 0
00 Ret.Exist_Non-FBC_SNCR_ACI_DSI & GPM & DRET | 0 | 0 | 0 | 0 | 0 | 0 | 0
00 Ret.Exist_Non-FBC_SNCR_ACI_DSI & GPM & NGC | 0 | 0 | 0 | 0 | 0 | 0 | 0
00 Ret.Exist_Non-FBC_SNCR_ACI_DSI & GPM & SCR | 0 | 0 | 0 | 0 | 0 | 0 | 0
00 Ret.Exist_Non-FBC_SNCR_ACI_DSI & GPM & SCR & DRET | 0 | 0 | 0 | 0 | 0 | 0 | 0
00 Ret.Exist_Non-FBC_SNCR_ACI_DSI & GPM & SCR & NGC | 0 | 0 | 0 | 0 | 0 | 0 | 0
00 Ret.Exist_Non-FBC_SNCR_ACI_DSI & GPM & WetFGD & SCR & CCS | 0 | 0 | 0 | 0 | 0 | 0 | 0
00 Ret.Exist_Non-FBC_SNCR_ACI_DSI & NGC | 0 | 0 | 0 | 0 | 0 | 0 | 0
00 Ret.Exist_Non-FBC_SNCR_ACI_DSI & SCR | 0 | 0 | 0 | 0 | 0 | 0 | 0
00 Ret.Exist_Non-FBC_SNCR_ACI_DSI & SCR & C2G | 0 | 0 | 0 | 0 | 0 | 0 | 0
00 Ret.Exist_Non-FBC_SNCR_ACI_DSI & SCR & DRET | 0 | 0 | 0 | 0 | 0 | 0 | 0
00 Ret.Exist_Non-FBC_SNCR_ACI_DSI & SCR & NGC | 0 | 0 | 0 | 0 | 0 | 0 | 0
00 Ret.Exist_Non-FBC_SNCR_ACI_DSI & SCR & WetFGD & CCS | 0 | 0 | 0 | 0 | 0 | 0 | 0
00 Ret.Exist_Non-FBC_WetFGD & ACI | 0 | 0 | 0 | 0 | 0 | 0 | 0
00 Ret.Exist_Non-FBC_WetFGD & ACI & C2G | 0 | 0 | 0 | 0 | 0 | 0 | 0
00 Ret.Exist_Non-FBC_WetFGD & ACI & C2G & SCR | 0 | 0 | 0 | 0 | 0 | 0 | 0
00 Ret.Exist_Non-FBC_WetFGD & ACI & DRET | 0 | 0 | 0 | 0 | 0 | 0 | 0
00 Ret.Exist_Non-FBC_WetFGD & ACI & GPM | 0 | 0 | 0 | 0 | 0 | 0 | 0
00 Ret.Exist_Non-FBC_WetFGD & ACI & GPM & C2G | 0 | 0 | 0 | 0 | 0 | 0 | 0
00 Ret.Exist_Non-FBC_WetFGD & ACI & GPM & C2G & SCR | 0 | 0 | 0 | 0 | 0 | 0 | 0
00 Ret.Exist_Non-FBC_WetFGD & ACI & GPM & DRET | 0 | 0 | 0 | 0 | 0 | 0 | 0
00 Ret.Exist_Non-FBC_WetFGD & ACI & GPM & NGC | 0 | 0 | 0 | 0 | 0 | 0 | 0
00 Ret.Exist_Non-FBC_WetFGD & ACI & GPM & SCR | 0 | 0 | 0 | 0 | 0 | 0 | 0
00 Ret.Exist_Non-FBC_WetFGD & ACI & GPM & SCR & CCS | 0 | 0 | 0 | 0 | 0 | 0 | 0
00 Ret.Exist_Non-FBC_WetFGD & ACI & GPM & SCR & DRET | 0 | 0 | 0 | 0 | 0 | 0 | 0
00 Ret.Exist_Non-FBC_WetFGD & ACI & GPM & SCR & NGC | 0 | 0 | 0 | 0 | 0 | 0 | 0
00 Ret.Exist_Non-FBC_WetFGD & ACI & GPM & SNCR | 0 | 0 | 0 | 0 | 0 | 0 | 0
00 Ret.Exist_Non-FBC_WetFGD & ACI & GPM & SNCR & DRET | 0 | 0 | 0 | 0 | 0 | 0 | 0
00 Ret.Exist_Non-FBC_WetFGD & ACI & GPM & SNCR & NGC | 0 | 0 | 0 | 0 | 0 | 0 | 0
00 Ret.Exist_Non-FBC_WetFGD & ACI & NGC | 0 | 0 | 0 | 0 | 0 | 0 | 0
00 Ret.Exist_Non-FBC_WetFGD & ACI & SCR | 0 | 0 | 0 | 0 | 0 | 0 | 0
00 Ret.Exist_Non-FBC_WetFGD & ACI & SCR & CCS | 0 | 0 | 0 | 0 | 0 | 0 | 0
00 Ret.Exist_Non-FBC_WetFGD & ACI & SCR & DRET | 0 | 0 | 0 | 0 | 0 | 0 | 0
00 Ret.Exist_Non-FBC_WetFGD & ACI & SCR & NGC | 0 | 0 | 0 | 0 | 0 | 0 | 0
00 Ret.Exist_Non-FBC_WetFGD & ACI & SNCR | 0 | 0 | 0 | 0 | 0 | 0 | 0
00 Ret.Exist_Non-FBC_WetFGD & ACI & SNCR & DRET | 0 | 0 | 0 | 0 | 0 | 0 | 0
00 Ret.Exist_Non-FBC_WetFGD & ACI & SNCR & NGC | 0 | 0 | 0 | 0 | 0 | 0 | 0
00 Ret.Exist_Non-FBC_WetFGD & C2G | 0 | 0 | 0 | 0 | 0 | 0 | 0
00 Ret.Exist_Non-FBC_WetFGD & C2G & SCR | 0 | 0 | 0 | 0 | 0 | 0 | 0
00 Ret.Exist_Non-FBC_WetFGD & DRET | 0 | 0 | 0 | 0 | 0 | 0 | 0
00 Ret.Exist_Non-FBC_WetFGD & DCCS | 0 | 0 | 0 | 0 | 0 | 0 | 0
00 Ret.Exist_Non-FBC_WetFGD & DCCS & SCR & CCS | 0 | 0 | 0 | 0 | 0 | 0 | 0
00 Ret.Exist_Non-FBC_WetFGD & GPM | 0 | 0 | 0 | 0 | 0 | 0 | 0
00 Ret.Exist_Non-FBC_WetFGD & GPM & C2G | 0 | 0 | 0 | 0 | 0 | 0 | 0
00 Ret.Exist_Non-FBC_WetFGD & GPM & C2G & SCR | 0 | 0 | 0 | 0 | 0 | 0 | 0
00 Ret.Exist_Non-FBC_WetFGD & GPM & DRET | 0 | 0 | 0 | 0 | 0 | 0 | 0
00 Ret.Exist_Non-FBC_WetFGD & GPM & NGC | 0 | 0 | 0 | 0 | 0 | 0 | 0
00 Ret.Exist_Non-FBC_WetFGD & GPM & SCR | 0 | 0 | 0 | 0 | 0 | 0 | 0
00 Ret.Exist_Non-FBC_WetFGD & GPM & SCR & CCS | 0 | 0 | 0 | 0 | 0 | 0 | 0
00 Ret.Exist_Non-FBC_WetFGD & GPM & SCR & DRET | 0 | 0 | 0 | 0 | 0 | 0 | 0
00 Ret.Exist_Non-FBC_WetFGD & GPM & SCR & NGC | 0 | 0 | 0 | 0 | 0 | 0 | 0
00 Ret.Exist_Non-FBC_WetFGD & GPM & SNCR | 0 | 0 | 0 | 0 | 0 | 0 | 0
00 Ret.Exist_Non-FBC_WetFGD & GPM & SNCR & DRET | 0 | 0 | 0 | 0 | 0 | 0 | 0
00 Ret.Exist_Non-FBC_WetFGD & GPM & SNCR & NGC | 0 | 0 | 0 | 0 | 0 | 0 | 0
00 Ret.Exist_Non-FBC_WetFGD & NGC | 0 | 0 | 0 | 0 | 0 | 0 | 0
00 Ret.Exist_Non-FBC_WetFGD & SCR | 0 | 0 | 0 | 0 | 0 | 0 | 0
00 Ret.Exist_Non-FBC_WetFGD & SCR & C2G | 0 | 0 | 0 | 0 | 0 | 0 | 0
00 Ret.Exist_Non-FBC_WetFGD & SCR & CCS | 0 | 0 | 0 | 0 | 0 | 0 | 0
00 Ret.Exist_Non-FBC_WetFGD & SCR & DRET | 0 | 0 | 0 | 0 | 0 | 0 | 0
00 Ret.Exist_Non-FBC_WetFGD & SCR & NGC | 0 | 0 | 0 | 0 | 0 | 0 | 0
00 Ret.Exist_Non-FBC_WetFGD & SNCR | 0 | 0 | 0 | 0 | 0 | 0 | 0
00 Ret.Exist_Non-FBC_WetFGD & SNCR & C2G | 0 | 0 | 0 | 0 | 0 | 0 | 0
00 Ret.Exist_Non-FBC_WetFGD & SNCR & DRET | 0 | 0 | 0 | 0 | 0 | 0 | 0
00 Ret.Exist_Non-FBC_WetFGD & SNCR & NGC | 0 | 0 | 0 | 0 | 0 | 0 | 0
00 Ret.Exist_Non-FBC_WetFGD_ACI & C2G | 1070 | 1070 | 1070 | 0 | 0 | 0 | 0
00 Ret.Exist_Non-FBC_WetFGD_ACI & C2G & SCR | 0 | 0 | 0 | 0 | 0 | 0 | 0
00 Ret.Exist_Non-FBC_WetFGD_ACI & DCCS | 0 | 2622 | 5.7492e-07 | 5.7492e-07 | 5.7492e-07 | 5.7492e-07 | 5.7492e-07
00 Ret.Exist_Non-FBC_WetFGD_ACI & DCCS & SCR & CCS | 0 | 0 | 1739.1899 | 1739.1899 | 240.3701 | 240.3701 | 240.3701
00 Ret.Exist_Non-FBC_WetFGD_ACI & DRET | 0 | 164 | 0 | 0 | 0 | 0 | 0
00 Ret.Exist_Non-FBC_WetFGD_ACI & GPM | 0 | 0 | 0 | 0 | 0 | 0 | 0
00 Ret.Exist_Non-FBC_WetFGD_ACI & GPM & C2G | 0 | 0 | 0 | 0 | 0 | 0 | 0
00 Ret.Exist_Non-FBC_WetFGD_ACI & GPM & C2G & SCR | 0 | 0 | 0 | 0 | 0 | 0 | 0
00 Ret.Exist_Non-FBC_WetFGD_ACI & GPM & DRET | 0 | 0 | 0 | 0 | 0 | 0 | 0
00 Ret.Exist_Non-FBC_WetFGD_ACI & GPM & NGC | 0 | 0 | 0 | 0 | 0 | 0 | 0
00 Ret.Exist_Non-FBC_WetFGD_ACI & GPM & SCR | 0 | 0 | 0 | 0 | 0 | 0 | 0
00 Ret.Exist_Non-FBC_WetFGD_ACI & GPM & SCR & CCS | 0 | 0 | 0 | 0 | 0 | 0 | 0
00 Ret.Exist_Non-FBC_WetFGD_ACI & GPM & SCR & DRET | 0 | 0 | 0 | 0 | 0 | 0 | 0
00 Ret.Exist_Non-FBC_WetFGD_ACI & GPM & SCR & NGC | 0 | 0 | 0 | 0 | 0 | 0 | 0
00 Ret.Exist_Non-FBC_WetFGD_ACI & GPM & SNCR | 0 | 0 | 0 | 0 | 0 | 0 | 0
00 Ret.Exist_Non-FBC_WetFGD_ACI & GPM & SNCR & DRET | 0 | 0 | 0 | 0 | 0 | 0 | 0
00 Ret.Exist_Non-FBC_WetFGD_ACI & GPM & SNCR & NGC | 0 | 0 | 0 | 0 | 0 | 0 | 0
00 Ret.Exist_Non-FBC_WetFGD_ACI & NGC | 0 | 2.5035 | 2.5035 | 0 | 0 | 0 | 0
00 Ret.Exist_Non-FBC_WetFGD_ACI & SCR | 0 | 10.4354 | 0 | 0 | 0 | 0 | 0
00 Ret.Exist_Non-FBC_WetFGD_ACI & SCR & C2G | 0 | 0 | 0 | 0 | 0 | 0 | 0
00 Ret.Exist_Non-FBC_WetFGD_ACI & SCR & CCS | 0 | 0 | 6.9027 | 6.9027 | 6.9027 | 6.9027 | 6.9027
00 Ret.Exist_Non-FBC_WetFGD_ACI & SCR & DRET | 0 | 0 | 0 | 0 | 0 | 0 | 0
00 Ret.Exist_Non-FBC_WetFGD_ACI & SCR & NGC | 0 | 0 | 0 | 0 | 0 | 0 | 0
00 Ret.Exist_Non-FBC_WetFGD_ACI & SNCR | 0 | 0 | 0 | 0 | 0 | 0 | 0
00 Ret.Exist_Non-FBC_WetFGD_ACI & SNCR & C2G | 0 | 0 | 0 | 0 | 0 | 0 | 0
00 Ret.Exist_Non-FBC_WetFGD_ACI & SNCR & DRET | 0 | 0 | 0 | 0 | 0 | 0 | 0
00 Ret.Exist_Non-FBC_WetFGD_ACI & SNCR & NGC | 0 | 0 | 0 | 0 | 0 | 0 | 0
00 Ret.Exist_Non-FBC_WetFGD_ACI_DSI & C2G | 530 | 530 | 530 | 530 | 530 | 530 | 530
00 Ret.Exist_Non-FBC_WetFGD_ACI_DSI & C2G & SCR | 0 | 0 | 0 | 0 | 0 | 0 | 0
00 Ret.Exist_Non-FBC_WetFGD_ACI_DSI & DCCS | 0 | 0 | 0 | 0 | 0 | 0 | 0
00 Ret.Exist_Non-FBC_WetFGD_ACI_DSI & DCCS & SCR & CCS | 0 | 0 | 0 | 0 | 0 | 0 | 0
00 Ret.Exist_Non-FBC_WetFGD_ACI_DSI & DRET | 0 | 0 | 0 | 0 | 0 | 0 | 0
00 Ret.Exist_Non-FBC_WetFGD_ACI_DSI & GPM | 0 | 0 | 0 | 0 | 0 | 0 | 0
00 Ret.Exist_Non-FBC_WetFGD_ACI_DSI & GPM & C2G | 0 | 0 | 0 | 0 | 0 | 0 | 0
00 Ret.Exist_Non-FBC_WetFGD_ACI_DSI & GPM & C2G & SCR | 0 | 0 | 0 | 0 | 0 | 0 | 0
00 Ret.Exist_Non-FBC_WetFGD_ACI_DSI & GPM & DRET | 0 | 0 | 0 | 0 | 0 | 0 | 0
00 Ret.Exist_Non-FBC_WetFGD_ACI_DSI & GPM & NGC | 0 | 0 | 0 | 0 | 0 | 0 | 0
00 Ret.Exist_Non-FBC_WetFGD_ACI_DSI & GPM & SCR | 0 | 0 | 0 | 0 | 0 | 0 | 0
00 Ret.Exist_Non-FBC_WetFGD_ACI_DSI & GPM & SCR & CCS | 0 | 0 | 0 | 0 | 0 | 0 | 0
00 Ret.Exist_Non-FBC_WetFGD_ACI_DSI & GPM & SCR & DRET | 0 | 0 | 0 | 0 | 0 | 0 | 0
00 Ret.Exist_Non-FBC_WetFGD_ACI_DSI & GPM & SCR & NGC | 0 | 0 | 0 | 0 | 0 | 0 | 0
00 Ret.Exist_Non-FBC_WetFGD_ACI_DSI & GPM & SNCR | 0 | 0 | 0 | 0 | 0 | 0 | 0
00 Ret.Exist_Non-FBC_WetFGD_ACI_DSI & GPM & SNCR & DRET | 0 | 0 | 0 | 0 | 0 | 0 | 0
00 Ret.Exist_Non-FBC_WetFGD_ACI_DSI & GPM & SNCR & NGC | 0 | 0 | 0 | 0 | 0 | 0 | 0
00 Ret.Exist_Non-FBC_WetFGD_ACI_DSI & NGC | 0 | 0 | 0 | 0 | 0 | 0 | 0
00 Ret.Exist_Non-FBC_WetFGD_ACI_DSI & SCR | 0 | 0 | 0 | 0 | 0 | 0 | 0
00 Ret.Exist_Non-FBC_WetFGD_ACI_DSI & SCR & C2G | 0 | 0 | 0 | 0 | 0 | 0 | 0
00 Ret.Exist_Non-FBC_WetFGD_ACI_DSI & SCR & CCS | 0 | 0 | 0 | 0 | 0 | 0 | 0
00 Ret.Exist_Non-FBC_WetFGD_ACI_DSI & SCR & DRET | 0 | 0 | 0 | 0 | 0 | 0 | 0
00 Ret.Exist_Non-FBC_WetFGD_ACI_DSI & SCR & NGC | 0 | 0 | 0 | 0 | 0 | 0 | 0
00 Ret.Exist_Non-FBC_WetFGD_ACI_DSI & SNCR | 0 | 0 | 0 | 0 | 0 | 0 | 0
00 Ret.Exist_Non-FBC_WetFGD_ACI_DSI & SNCR & C2G | 0 | 0 | 0 | 0 | 0 | 0 | 0
00 Ret.Exist_Non-FBC_WetFGD_ACI_DSI & SNCR & DRET | 0 | 0 | 0 | 0 | 0 | 0 | 0
00 Ret.Exist_Non-FBC_WetFGD_ACI_DSI & SNCR & NGC | 0 | 0 | 0 | 0 | 0 | 0 | 0
00 Ret.Exist_Non-FBC_WetFGD_SCR & ACI | 0 | 0 | 0 | 0 | 0 | 0 | 0
00 Ret.Exist_Non-FBC_WetFGD_SCR & ACI & C2G | 0 | 0 | 0 | 0 | 0 | 0 | 0
00 Ret.Exist_Non-FBC_WetFGD_SCR & ACI & CCS | 0 | 0 | 0 | 0 | 0 | 0 | 0
00 Ret.Exist_Non-FBC_WetFGD_SCR & DCCS | 0 | 5789.9658 | 2.2484e-06 | 2.2484e-06 | 2.2484e-06 | 2.2484e-06 | 2.2484e-06
00 Ret.Exist_Non-FBC_WetFGD_SCR & DCCS & CCS | 0 | 0 | 3988.4745 | 3988.4745 | 0 | 0 | 0
00 Ret.Exist_Non-FBC_WetFGD_SCR & ACI & DRET | 0 | 0 | 0 | 0 | 0 | 0 | 0
00 Ret.Exist_Non-FBC_WetFGD_SCR & ACI & GPM | 0 | 0 | 0 | 0 | 0 | 0 | 0
00 Ret.Exist_Non-FBC_WetFGD_SCR & ACI & GPM & C2G | 0 | 0 | 0 | 0 | 0 | 0 | 0
00 Ret.Exist_Non-FBC_WetFGD_SCR & ACI & GPM & CCS | 0 | 0 | 0 | 0 | 0 | 0 | 0
00 Ret.Exist_Non-FBC_WetFGD_SCR & ACI & GPM & DRET | 0 | 0 | 0 | 0 | 0 | 0 | 0
00 Ret.Exist_Non-FBC_WetFGD_SCR & ACI & GPM & NGC | 0 | 0 | 0 | 0 | 0 | 0 | 0
00 Ret.Exist_Non-FBC_WetFGD_SCR & ACI & NGC | 0 | 0 | 0 | 0 | 0 | 0 | 0
00 Ret.Exist_Non-FBC_WetFGD_SCR & C2G | 42.2686 | 2145.2686 | 2145.2686 | 2145.2686 | 2145.2686 | 1311.2686 | 1269
00 Ret.Exist_Non-FBC_WetFGD_SCR & CCS | 0 | 8.2805 | 8.2805 | 8.2805 | 8.2805 | 8.2805 | 8.2805
00 Ret.Exist_Non-FBC_WetFGD_SCR & DRET | 0 | 20990.9094 | 0 | 0 | 0 | 0 | 0
00 Ret.Exist_Non-FBC_WetFGD_SCR & GPM | 0 | 0 | 0 | 0 | 0 | 0 | 0
00 Ret.Exist_Non-FBC_WetFGD_SCR & GPM & C2G | 0 | 0 | 0 | 0 | 0 | 0 | 0
00 Ret.Exist_Non-FBC_WetFGD_SCR & GPM & CCS | 0 | 0 | 0 | 0 | 0 | 0 | 0
00 Ret.Exist_Non-FBC_WetFGD_SCR & GPM & DRET | 0 | 0 | 0 | 0 | 0 | 0 | 0
00 Ret.Exist_Non-FBC_WetFGD_SCR & GPM & NGC | 0 | 0 | 0 | 0 | 0 | 0 | 0
00 Ret.Exist_Non-FBC_WetFGD_SCR & NGC | 0 | 0 | 0 | 0 | 0 | 0 | 0
00 Ret.Exist_Non-FBC_WetFGD_SCR_ACI & C2G | 785 | 1163.2553 | 1163.2553 | 1163.2553 | 1163.2553 | 1163.2553 | 1163.2553
00 Ret.Exist_Non-FBC_WetFGD_SCR_ACI & CCS | 0 | 0 | 0 | 0 | 0 | 0 | 0
00 Ret.Exist_Non-FBC_WetFGD_SCR_ACI & DCCS | 0 | 7693.5648 | 7.0298e-07 | 7.0298e-07 | 7.0298e-07 | 7.0298e-07 | 7.0298e-07
00 Ret.Exist_Non-FBC_WetFGD_SCR_ACI & DCCS & CCS | 0 | 0 | 5182.5316 | 4490.1184 | 1203.7303 | 1203.7303 | 1203.7303
00 Ret.Exist_Non-FBC_WetFGD_SCR_ACI & DRET | 0 | 4159.0991 | 0 | 0 | 0 | 0 | 0
00 Ret.Exist_Non-FBC_WetFGD_SCR_ACI & GPM | 0 | 0 | 0 | 0 | 0 | 0 | 0
00 Ret.Exist_Non-FBC_WetFGD_SCR_ACI & GPM & C2G | 0 | 0 | 0 | 0 | 0 | 0 | 0
00 Ret.Exist_Non-FBC_WetFGD_SCR_ACI & GPM & CCS | 0 | 0 | 0 | 0 | 0 | 0 | 0
00 Ret.Exist_Non-FBC_WetFGD_SCR_ACI & GPM & DRET | 0 | 0 | 0 | 0 | 0 | 0 | 0
00 Ret.Exist_Non-FBC_WetFGD_SCR_ACI & GPM & NGC | 0 | 0 | 0 | 0 | 0 | 0 | 0
00 Ret.Exist_Non-FBC_WetFGD_SCR_ACI & NGC | 0 | 0 | 0 | 0 | 0 | 0 | 0
00 Ret.Exist_Non-FBC_WetFGD_SCR_ACI_DSI & C2G | 2071 | 2071 | 2071 | 2071 | 2071 | 1273 | 1273
00 Ret.Exist_Non-FBC_WetFGD_SCR_ACI_DSI & CCS | 0 | 0 | 0 | 0 | 0 | 0 | 0
00 Ret.Exist_Non-FBC_WetFGD_SCR_ACI_DSI & DCCS | 0 | 4267 | 8.8342e-07 | 8.8342e-07 | 8.8342e-07 | 8.8342e-07 | 8.8342e-07
00 Ret.Exist_Non-FBC_WetFGD_SCR_ACI_DSI & DCCS & CCS | 0 | 0 | 2960.1755 | 2960.1755 | 0 | 0 | 0
00 Ret.Exist_Non-FBC_WetFGD_SCR_ACI_DSI & DRET | 0 | 2078.3757 | 0 | 0 | 0 | 0 | 0
00 Ret.Exist_Non-FBC_WetFGD_SCR_ACI_DSI & GPM | 0 | 0 | 0 | 0 | 0 | 0 | 0
00 Ret.Exist_Non-FBC_WetFGD_SCR_ACI_DSI & GPM & C2G | 0 | 0 | 0 | 0 | 0 | 0 | 0
00 Ret.Exist_Non-FBC_WetFGD_SCR_ACI_DSI & GPM & CCS | 0 | 0 | 0 | 0 | 0 | 0 | 0
00 Ret.Exist_Non-FBC_WetFGD_SCR_ACI_DSI & GPM & DRET | 0 | 0 | 0 | 0 | 0 | 0 | 0
00 Ret.Exist_Non-FBC_WetFGD_SCR_ACI_DSI & GPM & NGC | 0 | 0 | 0 | 0 | 0 | 0 | 0
00 Ret.Exist_Non-FBC_WetFGD_SCR_ACI_DSI & NGC | 0 | 0 | 0 | 0 | 0 | 0 | 0
00 Ret.Exist_Non-FBC_WetFGD_SCR_DSI & ACI | 0 | 0 | 0 | 0 | 0 | 0 | 0
00 Ret.Exist_Non-FBC_WetFGD_SCR_DSI & ACI & C2G | 0 | 0 | 0 | 0 | 0 | 0 | 0
00 Ret.Exist_Non-FBC_WetFGD_SCR_DSI & ACI & CCS | 0 | 0 | 0 | 0 | 0 | 0 | 0
00 Ret.Exist_Non-FBC_WetFGD_SCR_DSI & ACI & DRET | 0 | 0 | 0 | 0 | 0 | 0 | 0
00 Ret.Exist_Non-FBC_WetFGD_SCR_DSI & ACI & GPM | 0 | 0 | 0 | 0 | 0 | 0 | 0
00 Ret.Exist_Non-FBC_WetFGD_SCR_DSI & ACI & GPM & C2G | 0 | 0 | 0 | 0 | 0 | 0 | 0
00 Ret.Exist_Non-FBC_WetFGD_SCR_DSI & ACI & GPM & CCS | 0 | 0 | 0 | 0 | 0 | 0 | 0
00 Ret.Exist_Non-FBC_WetFGD_SCR_DSI & ACI & GPM & DRET | 0 | 0 | 0 | 0 | 0 | 0 | 0
00 Ret.Exist_Non-FBC_WetFGD_SCR_DSI & ACI & GPM & NGC | 0 | 0 | 0 | 0 | 0 | 0 | 0
00 Ret.Exist_Non-FBC_WetFGD_SCR_DSI & ACI & NGC | 0 | 0 | 0 | 0 | 0 | 0 | 0
00 Ret.Exist_Non-FBC_WetFGD_SCR_DSI & C2G | 1971 | 1971 | 1971 | 1971 | 1971 | 1971 | 1971
00 Ret.Exist_Non-FBC_WetFGD_SCR_DSI & CCS | 0 | 0 | 0 | 0 | 0 | 0 | 0
00 Ret.Exist_Non-FBC_WetFGD_SCR_DSI & DCCS | 0 | 0 | 0 | 0 | 0 | 0 | 0
00 Ret.Exist_Non-FBC_WetFGD_SCR_DSI & DCCS & CCS | 0 | 0 | 0 | 0 | 0 | 0 | 0
00 Ret.Exist_Non-FBC_WetFGD_SCR_DSI & DRET | 0 | 0 | 0 | 0 | 0 | 0 | 0
00 Ret.Exist_Non-FBC_WetFGD_SCR_DSI & GPM | 0 | 0 | 0 | 0 | 0 | 0 | 0
00 Ret.Exist_Non-FBC_WetFGD_SCR_DSI & GPM & C2G | 0 | 0 | 0 | 0 | 0 | 0 | 0
00 Ret.Exist_Non-FBC_WetFGD_SCR_DSI & GPM & CCS | 0 | 0 | 0 | 0 | 0 | 0 | 0
00 Ret.Exist_Non-FBC_WetFGD_SCR_DSI & GPM & DRET | 0 | 0 | 0 | 0 | 0 | 0 | 0
00 Ret.Exist_Non-FBC_WetFGD_SCR_DSI & GPM & NGC | 0 | 0 | 0 | 0 | 0 | 0 | 0
00 Ret.Exist_Non-FBC_WetFGD_SCR_DSI & NGC | 0 | 0 | 0 | 0 | 0 | 0 | 0
00 Ret.Exist_Non-FBC_WetFGD_SNCR & ACI | 0 | 0 | 0 | 0 | 0 | 0 | 0
00 Ret.Exist_Non-FBC_WetFGD_SNCR & ACI & C2G | 0 | 0 | 0 | 0 | 0 | 0 | 0
00 Ret.Exist_Non-FBC_WetFGD_SNCR & ACI & C2G & SCR | 0 | 0 | 0 | 0 | 0 | 0 | 0
00 Ret.Exist_Non-FBC_WetFGD_SNCR & ACI & DRET | 0 | 0 | 0 | 0 | 0 | 0 | 0
00 Ret.Exist_Non-FBC_WetFGD_SNCR & ACI & GPM | 0 | 0 | 0 | 0 | 0 | 0 | 0
00 Ret.Exist_Non-FBC_WetFGD_SNCR & ACI & GPM & C2G | 0 | 0 | 0 | 0 | 0 | 0 | 0
00 Ret.Exist_Non-FBC_WetFGD_SNCR & ACI & GPM & C2G & SCR | 0 | 0 | 0 | 0 | 0 | 0 | 0
00 Ret.Exist_Non-FBC_WetFGD_SNCR & ACI & GPM & DRET | 0 | 0 | 0 | 0 | 0 | 0 | 0
00 Ret.Exist_Non-FBC_WetFGD_SNCR & ACI & GPM & NGC | 0 | 0 | 0 | 0 | 0 | 0 | 0
00 Ret.Exist_Non-FBC_WetFGD_SNCR & ACI & GPM & SCR | 0 | 0 | 0 | 0 | 0 | 0 | 0
00 Ret.Exist_Non-FBC_WetFGD_SNCR & ACI & GPM & SCR & CCS | 0 | 0 | 0 | 0 | 0 | 0 | 0
00 Ret.Exist_Non-FBC_WetFGD_SNCR & ACI & GPM & SCR & DRET | 0 | 0 | 0 | 0 | 0 | 0 | 0
00 Ret.Exist_Non-FBC_WetFGD_SNCR & ACI & GPM & SCR & NGC | 0 | 0 | 0 | 0 | 0 | 0 | 0
00 Ret.Exist_Non-FBC_WetFGD_SNCR & ACI & NGC | 0 | 0 | 0 | 0 | 0 | 0 | 0
00 Ret.Exist_Non-FBC_WetFGD_SNCR & ACI & SCR | 0 | 0 | 0 | 0 | 0 | 0 | 0
00 Ret.Exist_Non-FBC_WetFGD_SNCR & ACI & SCR & CCS | 0 | 0 | 0 | 0 | 0 | 0 | 0
00 Ret.Exist_Non-FBC_WetFGD_SNCR & ACI & SCR & DRET | 0 | 0 | 0 | 0 | 0 | 0 | 0
00 Ret.Exist_Non-FBC_WetFGD_SNCR & ACI & SCR & NGC | 0 | 0 | 0 | 0 | 0 | 0 | 0
00 Ret.Exist_Non-FBC_WetFGD_SNCR & C2G | 0 | 0 | 0 | 0 | 0 | 0 | 0
00 Ret.Exist_Non-FBC_WetFGD_SNCR & C2G & SCR | 0 | 0 | 0 | 0 | 0 | 0 | 0
00 Ret.Exist_Non-FBC_WetFGD_SNCR & DCCS | 0 | 0 | 0 | 0 | 0 | 0 | 0
00 Ret.Exist_Non-FBC_WetFGD_SNCR & DCCS & SCR & CCS | 0 | 0 | 0 | 0 | 0 | 0 | 0
00 Ret.Exist_Non-FBC_WetFGD_SNCR & DRET | 0 | 0 | 0 | 0 | 0 | 0 | 0
00 Ret.Exist_Non-FBC_WetFGD_SNCR & GPM | 0 | 0 | 0 | 0 | 0 | 0 | 0
00 Ret.Exist_Non-FBC_WetFGD_SNCR & GPM & C2G | 0 | 0 | 0 | 0 | 0 | 0 | 0
00 Ret.Exist_Non-FBC_WetFGD_SNCR & GPM & C2G & SCR | 0 | 0 | 0 | 0 | 0 | 0 | 0
00 Ret.Exist_Non-FBC_WetFGD_SNCR & GPM & DRET | 0 | 0 | 0 | 0 | 0 | 0 | 0
00 Ret.Exist_Non-FBC_WetFGD_SNCR & GPM & NGC | 0 | 0 | 0 | 0 | 0 | 0 | 0
00 Ret.Exist_Non-FBC_WetFGD_SNCR & GPM & SCR | 0 | 0 | 0 | 0 | 0 | 0 | 0
00 Ret.Exist_Non-FBC_WetFGD_SNCR & GPM & SCR & CCS | 0 | 0 | 0 | 0 | 0 | 0 | 0
00 Ret.Exist_Non-FBC_WetFGD_SNCR & GPM & SCR & DRET | 0 | 0 | 0 | 0 | 0 | 0 | 0
00 Ret.Exist_Non-FBC_WetFGD_SNCR & GPM & SCR & NGC | 0 | 0 | 0 | 0 | 0 | 0 | 0
00 Ret.Exist_Non-FBC_WetFGD_SNCR & NGC | 0 | 0 | 0 | 0 | 0 | 0 | 0
00 Ret.Exist_Non-FBC_WetFGD_SNCR & SCR | 0 | 0 | 0 | 0 | 0 | 0 | 0
00 Ret.Exist_Non-FBC_WetFGD_SNCR & SCR & C2G | 0 | 0 | 0 | 0 | 0 | 0 | 0
00 Ret.Exist_Non-FBC_WetFGD_SNCR & SCR & CCS | 0 | 0 | 0 | 0 | 0 | 0 | 0
00 Ret.Exist_Non-FBC_WetFGD_SNCR & SCR & DRET | 0 | 0 | 0 | 0 | 0 | 0 | 0
00 Ret.Exist_Non-FBC_WetFGD_SNCR & SCR & NGC | 0 | 0 | 0 | 0 | 0 | 0 | 0
00 Ret.Exist_Non-FBC_WetFGD_SNCR_ACI & C2G | 0 | 0 | 0 | 0 | 0 | 0 | 0
00 Ret.Exist_Non-FBC_WetFGD_SNCR_ACI & C2G & SCR | 0 | 0 | 0 | 0 | 0 | 0 | 0
00 Ret.Exist_Non-FBC_WetFGD_SNCR_ACI & DCCS | 0 | 1092.6947 | 4.334e-07 | 4.334e-07 | 4.334e-07 | 4.334e-07 | 4.334e-07
00 Ret.Exist_Non-FBC_WetFGD_SNCR_ACI & DCCS & SCR & CCS | 0 | 0 | 712.1035 | 712.1035 | 0 | 0 | 0
00 Ret.Exist_Non-FBC_WetFGD_SNCR_ACI & DRET | 0 | 825.6227 | 0 | 0 | 0 | 0 | 0
00 Ret.Exist_Non-FBC_WetFGD_SNCR_ACI & GPM | 0 | 0 | 0 | 0 | 0 | 0 | 0
00 Ret.Exist_Non-FBC_WetFGD_SNCR_ACI & GPM & C2G | 0 | 0 | 0 | 0 | 0 | 0 | 0
00 Ret.Exist_Non-FBC_WetFGD_SNCR_ACI & GPM & C2G & SCR | 0 | 0 | 0 | 0 | 0 | 0 | 0
00 Ret.Exist_Non-FBC_WetFGD_SNCR_ACI & GPM & DRET | 0 | 0 | 0 | 0 | 0 | 0 | 0
00 Ret.Exist_Non-FBC_WetFGD_SNCR_ACI & GPM & NGC | 0 | 0 | 0 | 0 | 0 | 0 | 0
00 Ret.Exist_Non-FBC_WetFGD_SNCR_ACI & GPM & SCR | 0 | 0 | 0 | 0 | 0 | 0 | 0
00 Ret.Exist_Non-FBC_WetFGD_SNCR_ACI & GPM & SCR & CCS | 0 | 0 | 0 | 0 | 0 | 0 | 0
00 Ret.Exist_Non-FBC_WetFGD_SNCR_ACI & GPM & SCR & DRET | 0 | 0 | 0 | 0 | 0 | 0 | 0
00 Ret.Exist_Non-FBC_WetFGD_SNCR_ACI & GPM & SCR & NGC | 0 | 0 | 0 | 0 | 0 | 0 | 0
00 Ret.Exist_Non-FBC_WetFGD_SNCR_ACI & NGC | 0 | 0 | 0 | 0 | 0 | 0 | 0
00 Ret.Exist_Non-FBC_WetFGD_SNCR_ACI & SCR | 0 | 0 | 0 | 0 | 0 | 0 | 0
00 Ret.Exist_Non-FBC_WetFGD_SNCR_ACI & SCR & C2G | 0 | 0 | 0 | 0 | 0 | 0 | 0
00 Ret.Exist_Non-FBC_WetFGD_SNCR_ACI & SCR & CCS | 0 | 72.5026 | 72.5026 | 72.5026 | 0 | 0 | 0
00 Ret.Exist_Non-FBC_WetFGD_SNCR_ACI & SCR & DRET | 0 | 0 | 0 | 0 | 0 | 0 | 0
00 Ret.Exist_Non-FBC_WetFGD_SNCR_ACI & SCR & NGC | 0 | 0 | 0 | 0 | 0 | 0 | 0
00 Existing Combined Cycle Retirement | 736.6974 | 736.6974 | 2077.598 | 2697.6802 | 8663.3802 | 16162.9802 | 16815.9802
00 New Combined Cycle Retirement | 0 | 0 | 0 | 0 | 0 | 0 | 0
00 Existing Combustion Turbine Retirement | 480.1 | 948.6 | 2210.9923 | 2374.9923 | 13160.9 | 17628.4 | 17628.4
00 New Combustion Turbine Retirement | 0 | 0 | 0 | 0 | 0 | 0 | 0
00 Oil/Gas Steam Retirement | 11141.4473 | 11337.4473 | 18454.0473 | 19524.0473 | 19799.0473 | 22422.6473 | 22464.9159
00 Coal Steam Retirement | 42427.7434 | 60812.8984 | 104375.7228 | 105899.0324 | 121509.6859 | 121509.6859 | 121556.6859
00 IGCC Retirement | 220 | 220 | 815 | 815 | 815 | 815 | 815
00 Nuclear Retirement | 0 | 2687.6 | 9875.1 | 14507.7 | 28725.6 | 48205.2 | 65038
00 Biomass Retirement | 2940.1 | 2940.1 | 2952.1 | 2998.6 | 2998.6 | 2998.6 | 2998.6
00 Fossil_Other Retirement | 0 | 0 | 0 | 0 | 0 | 0 | 0
00 Fuel Cell Retirement | 0 | 0 | 0 | 0 | 0 | 0 | 0
00 Geothermal Retirement | 0 | 0 | 0 | 0 | 0 | 0 | 0
00 Hydro Retirement | 55 | 55 | 55 | 55 | 55 | 55 | 55
00 Landfill Gas Retirement | 6.4 | 6.4 | 126 | 126 | 126 | 126 | 126
00 Non Fossil_Other Retirement | 0 | 0 | 0 | 0 | 0 | 0 | 0
00 Solar Thermal Retirement | 0 | 0 | 0 | 0 | 0 | 0 | 0
00 Exist Dummy | 22664867.3847 | 22656149.9436 | 22648812.091 | 22607065.6628 | 22536080.7727 | 22417335.8736 | 22341528.903
Total | 24097295.4412 | 24166390.3363 | 24514280.0955 | 24808535.0728 | 25170406.5641 | 25236515.8344 | 25361479.774
11. Capacity Additions and Changes by Capacity Reporting Type [MW]
00 New Combined Cycle | 25613.1316 | 195.662 | 0 | 236.8313 | 42.0216 | 22135.6946 | 26397.2727
00 New Combined Cycle with CCS Retrofit | 0 | 0 | 3473.4585 | 0 | 0 | 0 | 0
00 New Combined Cycle with CF Limit | 0 | 0 | 0 | 0 | 0 | 0 | 0
00 New Combined Cycle with HRI Retrofit | 0 | 0 | 0 | 0 | 0 | 0 | 0
00 New Combined Cycle with Hydrogen Retrofit | 0 | 1176.012 | 0 | 0 | 0 | 0 | 0
00 New Combined Cycle with Hydrogen Retrofit Undone | 0 | 0 | 1176.012 | 0 | 0 | 0 | 0
00 New Combined Cycle with CCS | 0 | 0 | 0 | 0 | 0 | 0 | 0
00 New Combustion Turbine | 9519.4838 | 8521.7792 | 7337.8526 | 41509.5969 | 70942.8685 | 96609.2045 | 49409.6979
00 New Combustion Turbine with HRI Retrofit | 0 | 0 | 0 | 0 | 0 | 0 | 0
00 New Combustion Turbine with Hydrogen Retrofit | 0 | 0 | 0 | 0 | 0 | 2326.8165 | 316.301
00 New Combustion Turbine with Hydrogen Retrofit Undone | 0 | 0 | 0 | 0 | 0 | 0 | 0
00 New Hydro | 0 | 1251.1839 | 3637.1625 | 4515.71 | 121.8663 | 0 | 0
00 New Nuclear | 0 | 0 | 0 | 0 | 0 | 0 | 0
00 New Nuclear - SMR | 0 | 0 | 0 | 0 | 0 | 0 | 0
00 New Biomass | 0 | 0 | 0 | 0 | 0 | 0 | 0
00 New Geothermal | 601.83 | 0 | 0 | 0 | 0 | 0 | 0
00 New Landfill Gas | 1542 | 0 | 0 | 0 | 0 | 1366.5102 | 528.6512
00 New Battery Storage | 16567.9191 | 9973.7068 | 65861.9044 | 19099.4424 | 36328.743 | 1527.2521 | 1481.076
00 New Offshore Wind | 7019.765 | 2720.518 | 19311.5213 | 454.3412 | 21500 | 0 | 0
00 New Onshore Wind | 43085.4807 | 42332.4381 | 124239.9144 | 188837.771 | 118477.1189 | 6061.4008 | 40010.671
00 New Solar PV | 39233.0694 | 2328.8205 | 116410.7625 | 50327.0372 | 151618.7346 | 18780.3418 | 32277.882
00 New Solar Thermal | 0 | 0 | 0 | 0 | 0 | 0 | 476.1824
00 New Fuel Cell | 0 | 0 | 0 | 0 | 0 | 0 | 0
00 New Ultrasupercritical Coal without CCS | 0 | 0 | 0 | 0 | 0 | 0 | 0
00 New Ultrasupercritical Coal with 30% CCS | 0 | 0 | 0 | 0 | 0 | 0 | 0
00 New Ultrasupercritical Coal with 90% CCS | 0 | 0 | 0 | 0 | 0 | 0 | 0
00 Exist & New Distributed Solar PV | 0 | 0 | 0 | 0 | 0 | 0 | 0
00 Exist Combined Cycle | 0 | 0 | 0 | 0 | 0 | 0 | 0
00 Exist Combustion Turbine | 0 | 0 | 0 | 0 | 0 | 0 | 0
00 Exist FBC_Uncontrolled | 0 | 0 | 0 | 0 | 0 | 0 | 0
00 Exist FBC_ACI_DSI | 0 | 0 | 0 | 0 | 0 | 0 | 0
00 Exist FBC_DryFGD_ACI | 0 | 0 | 0 | 0 | 0 | 0 | 0
00 Exist FBC_DryFGD_DSI | 0 | 0 | 0 | 0 | 0 | 0 | 0
00 Exist FBC_DryFGD_SNCR | 0 | 0 | 0 | 0 | 0 | 0 | 0
00 Exist FBC_DryFGD_SNCR_ACI | 0 | 0 | 0 | 0 | 0 | 0 | 0
00 Exist FBC_DryFGD_SNCR_ACI_DSI | 0 | 0 | 0 | 0 | 0 | 0 | 0
00 Exist FBC_DryFGD_SNCR_DSI | 0 | 0 | 0 | 0 | 0 | 0 | 0
00 Exist FBC_DSI | 0 | 0 | 0 | 0 | 0 | 0 | 0
00 Exist FBC_SNCR | 0 | 0 | 0 | 0 | 0 | 0 | 0
00 Exist FBC_SNCR_ACI_DSI | 0 | 0 | 0 | 0 | 0 | 0 | 0
00 Exist FBC_SNCR_DSI | 0 | 0 | 0 | 0 | 0 | 0 | 0
00 Exist FBC_WetFGD_SNCR | 0 | 0 | 0 | 0 | 0 | 0 | 0
00 Exist FBC_WetFGD_DSI | 0 | 0 | 0 | 0 | 0 | 0 | 0
00 Exist_Non-FBC_Uncontrolled | 0 | 0 | 0 | 0 | 0 | 0 | 0
00 Exist_Non-FBC_ACI | 0 | 0 | 0 | 0 | 0 | 0 | 0
00 Exist_Non-FBC_ACI_DSI | 0 | 0 | 0 | 0 | 0 | 0 | 0
00 Exist_Non-FBC_DryFGD | 0 | 0 | 0 | 0 | 0 | 0 | 0
00 Exist_Non-FBC_DryFGD_ACI | 0 | 0 | 0 | 0 | 0 | 0 | 0
00 Exist_Non-FBC_DryFGD_SCR | 0 | 0 | 0 | 0 | 0 | 0 | 0
00 Exist_Non-FBC_DryFGD_SCR_ACI | 0 | 0 | 0 | 0 | 0 | 0 | 0
00 Exist_Non-FBC_DryFGD_SCR_DSI | 0 | 0 | 0 | 0 | 0 | 0 | 0
00 Exist_Non-FBC_DryFGD_SCR_ACI_DSI | 0 | 0 | 0 | 0 | 0 | 0 | 0
00 Exist_Non-FBC_DryFGD_SNCR_ACI | 0 | 0 | 0 | 0 | 0 | 0 | 0
00 Exist_Non-FBC_DryFGD_SNCR_ACI_DSI | 0 | 0 | 0 | 0 | 0 | 0 | 0
00 Exist_Non-FBC_DSI | 0 | 0 | 0 | 0 | 0 | 0 | 0
00 Exist_Non-FBC_SCR_ACI | 0 | 0 | 0 | 0 | 0 | 0 | 0
00 Exist_Non-FBC_SCR_ACI_DSI | 0 | 0 | 0 | 0 | 0 | 0 | 0
00 Exist_Non-FBC_SNCR_ACI | 0 | 0 | 0 | 0 | 0 | 0 | 0
00 Exist_Non-FBC_SNCR_ACI_DSI | 0 | 0 | 0 | 0 | 0 | 0 | 0
00 Exist_Non-FBC_WetFGD | 0 | 0 | 0 | 0 | 0 | 0 | 0
00 Exist_Non-FBC_WetFGD_ACI | 0 | 0 | 0 | 0 | 0 | 0 | 0
00 Exist_Non-FBC_WetFGD_ACI_DSI | 0 | 0 | 0 | 0 | 0 | 0 | 0
00 Exist_Non-FBC_WetFGD_SCR | 0 | 0 | 0 | 0 | 0 | 0 | 0
00 Exist_Non-FBC_WetFGD_SCR_DSI | 0 | 0 | 0 | 0 | 0 | 0 | 0
00 Exist_Non-FBC_WetFGD_SCR_ACI | 0 | 0 | 0 | 0 | 0 | 0 | 0
00 Exist_Non-FBC_WetFGD_SCR_ACI_DSI | 0 | 0 | 0 | 0 | 0 | 0 | 0
00 Exist_Non-FBC_WetFGD_SNCR | 0 | 0 | 0 | 0 | 0 | 0 | 0
00 Exist_Non-FBC_WetFGD_SNCR_ACI | 0 | 0 | 0 | 0 | 0 | 0 | 0
00 Exist IGCC | 0 | 0 | 0 | 0 | 0 | 0 | 0
00 Exist Fossil_Other | 0 | 0 | 0 | 0 | 0 | 0 | 0
00 Exist Fuel Cell | 0 | 0 | 0 | 0 | 0 | 0 | 0
00 Exist Hydro | 0 | 0 | 0 | 0 | 0 | 0 | 0
00 Exist Non Fossil_Other | 0 | 0 | 0 | 0 | 0 | 0 | 0
00 Exist Nuclear | 0 | 0 | 0 | 0 | 0 | 0 | 0
00 Exist Oil/Gas Steam | 0 | 0 | 0 | 0 | 0 | 0 | 0
00 Exist Oil/Gas Steam_SCR | 0 | 0 | 0 | 0 | 0 | 0 | 0
00 Exist Oil/Gas Steam_SNCR | 0 | 0 | 0 | 0 | 0 | 0 | 0
00 Exist Biomass | 0 | 0 | 0 | 0 | 0 | 0 | 0
00 Exist Landfill Gas | 0 | 0 | 0 | 0 | 0 | 0 | 0
00 Exist Geothermal | 0 | 0 | 0 | 0 | 0 | 0 | 0
00 Exist Pump Storage | 0 | 0 | 0 | 0 | 0 | 0 | 0
00 Exist Energy Storage | 0 | 0 | 0 | 0 | 0 | 0 | 0
00 Exist Solar PV | 0 | 0 | 0 | 0 | 0 | 0 | 0
00 Exist Solar Thermal | 0 | 0 | 0 | 0 | 0 | 0 | 0
00 Exist Offshore Wind | 0 | 0 | 0 | 0 | 0 | 0 | 0
00 Exist Onshore Wind | 0 | 0 | 0 | 0 | 0 | 0 | 0
00 International Imports | 0 | 0 | 0 | 0 | 0 | 0 | 0
00 Ret.Exist Combined Cycle & CF Limit | 0 | 0 | 0 | 0 | 0 | 0 | 0
00 Ret.Exist Combined Cycle & CCS | 0 | 0 | 1993.2951 | 0 | 0 | 0 | 0
00 Ret.Exist Combined Cycle & Hydrogen | 0 | 647.7278 | 165 | 0 | 419.3085 | 748.9 | 722
00 Ret.Exist Combined Cycle & Hydrogen Retrofit Undone | 0 | 0 | 0 | 0 | 0 | 0 | 0
00 Ret.Exist Combined Cycle & HRI | 0 | 0 | 0 | 0 | 0 | 0 | 0
00 Ret.Exist Combustion Turbine & HRI | 0 | 0 | 0 | 0 | 0 | 0 | 0
00 Ret.Exist_FBC_NoCtrl & CCS | 0 | 0 | 0 | 0 | 0 | 0 | 0
00 Ret.Exist_FBC_NoCtrl & DRET | 0 | 0 | 0 | 0 | 0 | 0 | 0
00 Ret.Exist_FBC_NoCtrl & GPM | 0 | 0 | 0 | 0 | 0 | 0 | 0
00 Ret.Exist_FBC_NoCtrl & GPM & CCS | 0 | 0 | 0 | 0 | 0 | 0 | 0
00 Ret.Exist_FBC_NoCtrl & GPM & DRET | 0 | 0 | 0 | 0 | 0 | 0 | 0
00 Ret.Exist_FBC_NoCtrl & GPM & NGC | 0 | 0 | 0 | 0 | 0 | 0 | 0
00 Ret.Exist_FBC_NoCtrl & GPM & SNCR | 0 | 0 | 0 | 0 | 0 | 0 | 0
00 Ret.Exist_FBC_NoCtrl & GPM & SNCR & CCS | 0 | 0 | 0 | 0 | 0 | 0 | 0
00 Ret.Exist_FBC_NoCtrl & GPM & SNCR & DRET | 0 | 0 | 0 | 0 | 0 | 0 | 0
00 Ret.Exist_FBC_NoCtrl & GPM & SNCR & NGC | 0 | 0 | 0 | 0 | 0 | 0 | 0
00 Ret.Exist_FBC_NoCtrl & NGC | 0 | 0 | 0 | 0 | 0 | 0 | 0
00 Ret.Exist_FBC_NoCtrl & SNCR | 0 | 0 | 0 | 0 | 0 | 0 | 0
00 Ret.Exist_FBC_NoCtrl & SNCR & CCS | 0 | 0 | 0 | 0 | 0 | 0 | 0
00 Ret.Exist_FBC_NoCtrl & SNCR & DRET | 0 | 0 | 0 | 0 | 0 | 0 | 0
00 Ret.Exist_FBC_NoCtrl & SNCR & NGC | 0 | 0 | 0 | 0 | 0 | 0 | 0
00 Ret.Exist_FBC_ACI_DSI & CCS | 0 | 0 | 0 | 0 | 0 | 0 | 0
00 Ret.Exist_FBC_ACI_DSI & DCCS | 0 | 440 | 0 | 0 | 0 | 0 | 0
00 Ret.Exist_FBC_ACI_DSI & DCCS & CCS | 0 | 0 | 282.6949 | 0 | 0 | 0 | 0
00 Ret.Exist_FBC_ACI_DSI & DCCS & SNCR & CCS | 0 | 0 | 0 | 0 | 0 | 0 | 0
00 Ret.Exist_FBC_ACI_DSI & DRET | 0 | 38 | 0 | 0 | 0 | 0 | 0
00 Ret.Exist_FBC_ACI_DSI & GPM | 0 | 0 | 0 | 0 | 0 | 0 | 0
00 Ret.Exist_FBC_ACI_DSI & GPM & CCS | 0 | 0 | 0 | 0 | 0 | 0 | 0
00 Ret.Exist_FBC_ACI_DSI & GPM & DRET | 0 | 0 | 0 | 0 | 0 | 0 | 0
00 Ret.Exist_FBC_ACI_DSI & GPM & NGC | 0 | 0 | 0 | 0 | 0 | 0 | 0
00 Ret.Exist_FBC_ACI_DSI & GPM & SNCR | 0 | 0 | 0 | 0 | 0 | 0 | 0
00 Ret.Exist_FBC_ACI_DSI & GPM & SNCR & CCS | 0 | 0 | 0 | 0 | 0 | 0 | 0
00 Ret.Exist_FBC_ACI_DSI & GPM & SNCR & DRET | 0 | 0 | 0 | 0 | 0 | 0 | 0
00 Ret.Exist_FBC_ACI_DSI & GPM & SNCR & NGC | 0 | 0 | 0 | 0 | 0 | 0 | 0
00 Ret.Exist_FBC_ACI_DSI & NGC | 0 | 0 | 0 | 0 | 0 | 0 | 0
00 Ret.Exist_FBC_ACI_DSI & SNCR | 0 | 0 | 0 | 0 | 0 | 0 | 0
00 Ret.Exist_FBC_ACI_DSI & SNCR & CCS | 0 | 0 | 0 | 0 | 0 | 0 | 0
00 Ret.Exist_FBC_ACI_DSI & SNCR & DRET | 0 | 0 | 0 | 0 | 0 | 0 | 0
00 Ret.Exist_FBC_ACI_DSI & SNCR & NGC | 0 | 0 | 0 | 0 | 0 | 0 | 0
00 Ret.Exist_FBC_DryFGD_ACI & CCS | 0 | 0 | 0 | 0 | 0 | 0 | 0
00 Ret.Exist_FBC_DryFGD_ACI & DCCS | 0 | 0 | 0 | 0 | 0 | 0 | 0
00 Ret.Exist_FBC_DryFGD_ACI & DCCS & CCS | 0 | 0 | 0 | 0 | 0 | 0 | 0
00 Ret.Exist_FBC_DryFGD_ACI & DCCS & SNCR & CCS | 0 | 0 | 0 | 0 | 0 | 0 | 0
00 Ret.Exist_FBC_DryFGD_ACI & DRET | 0 | 0 | 0 | 0 | 0 | 0 | 0
00 Ret.Exist_FBC_DryFGD_ACI & GPM | 0 | 0 | 0 | 0 | 0 | 0 | 0
00 Ret.Exist_FBC_DryFGD_ACI & GPM & CCS | 0 | 0 | 0 | 0 | 0 | 0 | 0
00 Ret.Exist_FBC_DryFGD_ACI & GPM & DRET | 0 | 0 | 0 | 0 | 0 | 0 | 0
00 Ret.Exist_FBC_DryFGD_ACI & GPM & NGC | 0 | 0 | 0 | 0 | 0 | 0 | 0
00 Ret.Exist_FBC_DryFGD_ACI & GPM & SNCR | 0 | 0 | 0 | 0 | 0 | 0 | 0
00 Ret.Exist_FBC_DryFGD_ACI & GPM & SNCR & CCS | 0 | 0 | 0 | 0 | 0 | 0 | 0
00 Ret.Exist_FBC_DryFGD_ACI & GPM & SNCR & DRET | 0 | 0 | 0 | 0 | 0 | 0 | 0
00 Ret.Exist_FBC_DryFGD_ACI & GPM & SNCR & NGC | 0 | 0 | 0 | 0 | 0 | 0 | 0
00 Ret.Exist_FBC_DryFGD_ACI & NGC | 0 | 139 | 0 | 0 | 0 | 0 | 0
00 Ret.Exist_FBC_DryFGD_ACI & SNCR | 0 | 0 | 0 | 0 | 0 | 0 | 0
00 Ret.Exist_FBC_DryFGD_ACI & SNCR & CCS | 0 | 0 | 0 | 0 | 0 | 0 | 0
00 Ret.Exist_FBC_DryFGD_ACI & SNCR & DRET | 0 | 0 | 0 | 0 | 0 | 0 | 0
00 Ret.Exist_FBC_DryFGD_ACI & SNCR & NGC | 0 | 0 | 0 | 0 | 0 | 0 | 0
00 Ret.Exist_FBC_DryFGD_DSI & ACI | 0 | 0 | 0 | 0 | 0 | 0 | 0
00 Ret.Exist_FBC_DryFGD_DSI & ACI & DRET | 0 | 0 | 0 | 0 | 0 | 0 | 0
00 Ret.Exist_FBC_DryFGD_DSI & ACI & GPM | 0 | 0 | 0 | 0 | 0 | 0 | 0
00 Ret.Exist_FBC_DryFGD_DSI & ACI & GPM & DRET | 0 | 0 | 0 | 0 | 0 | 0 | 0
00 Ret.Exist_FBC_DryFGD_DSI & ACI & GPM & NGC | 0 | 0 | 0 | 0 | 0 | 0 | 0
00 Ret.Exist_FBC_DryFGD_DSI & ACI & GPM & SNCR | 0 | 0 | 0 | 0 | 0 | 0 | 0
00 Ret.Exist_FBC_DryFGD_DSI & ACI & GPM & SNCR & DRET | 0 | 0 | 0 | 0 | 0 | 0 | 0
00 Ret.Exist_FBC_DryFGD_DSI & ACI & GPM & SNCR & NGC | 0 | 0 | 0 | 0 | 0 | 0 | 0
00 Ret.Exist_FBC_DryFGD_DSI & ACI & NGC | 0 | 0 | 0 | 0 | 0 | 0 | 0
00 Ret.Exist_FBC_DryFGD_DSI & ACI & SNCR | 0 | 0 | 0 | 0 | 0 | 0 | 0
00 Ret.Exist_FBC_DryFGD_DSI & ACI & SNCR & DRET | 0 | 0 | 0 | 0 | 0 | 0 | 0
00 Ret.Exist_FBC_DryFGD_DSI & ACI & SNCR & NGC | 0 | 0 | 0 | 0 | 0 | 0 | 0
00 Ret.Exist_FBC_DryFGD_DSI & DRET | 0 | 0 | 0 | 0 | 0 | 0 | 0
00 Ret.Exist_FBC_DryFGD_DSI & GPM | 0 | 0 | 0 | 0 | 0 | 0 | 0
00 Ret.Exist_FBC_DryFGD_DSI & GPM & DRET | 0 | 0 | 0 | 0 | 0 | 0 | 0
00 Ret.Exist_FBC_DryFGD_DSI & GPM & NGC | 0 | 0 | 0 | 0 | 0 | 0 | 0
00 Ret.Exist_FBC_DryFGD_DSI & GPM & SNCR | 0 | 0 | 0 | 0 | 0 | 0 | 0
00 Ret.Exist_FBC_DryFGD_DSI & GPM & SNCR & DRET | 0 | 0 | 0 | 0 | 0 | 0 | 0
00 Ret.Exist_FBC_DryFGD_DSI & GPM & SNCR & NGC | 0 | 0 | 0 | 0 | 0 | 0 | 0
00 Ret.Exist_FBC_DryFGD_DSI & NGC | 0 | 0 | 0 | 0 | 0 | 0 | 0
00 Ret.Exist_FBC_DryFGD_DSI & SNCR | 0 | 0 | 0 | 0 | 0 | 0 | 0
00 Ret.Exist_FBC_DryFGD_DSI & SNCR & DRET | 0 | 0 | 0 | 0 | 0 | 0 | 0
00 Ret.Exist_FBC_DryFGD_DSI & SNCR & NGC | 0 | 0 | 0 | 0 | 0 | 0 | 0
00 Ret.Exist_FBC_DryFGD_SNCR & ACI | 0 | 0 | 0 | 0 | 0 | 0 | 0
00 Ret.Exist_FBC_DryFGD_SNCR & ACI & CCS | 0 | 0 | 0 | 0 | 0 | 0 | 0
00 Ret.Exist_FBC_DryFGD_SNCR & ACI & DRET | 0 | 0 | 0 | 0 | 0 | 0 | 0
00 Ret.Exist_FBC_DryFGD_SNCR & ACI & GPM | 0 | 0 | 0 | 0 | 0 | 0 | 0
00 Ret.Exist_FBC_DryFGD_SNCR & ACI & GPM & CCS | 0 | 0 | 0 | 0 | 0 | 0 | 0
00 Ret.Exist_FBC_DryFGD_SNCR & ACI & GPM & DRET | 0 | 0 | 0 | 0 | 0 | 0 | 0
00 Ret.Exist_FBC_DryFGD_SNCR & ACI & GPM & NGC | 0 | 0 | 0 | 0 | 0 | 0 | 0
00 Ret.Exist_FBC_DryFGD_SNCR & ACI & NGC | 0 | 0 | 0 | 0 | 0 | 0 | 0
00 Ret.Exist_FBC_DryFGD_SNCR & CCS | 0 | 0 | 0 | 0 | 0 | 0 | 0
00 Ret.Exist_FBC_DryFGD_SNCR & DCCS | 0 | 531.9512 | 0 | 0 | 0 | 0 | 0
00 Ret.Exist_FBC_DryFGD_SNCR & DCCS & CCS | 0 | 0 | 353.3966 | 0 | 0 | 0 | 0
00 Ret.Exist_FBC_DryFGD_SNCR & DRET | 0 | 1067.9353 | 0 | 0 | 0 | 0 | 0
00 Ret.Exist_FBC_DryFGD_SNCR & GPM | 0 | 0 | 0 | 0 | 0 | 0 | 0
00 Ret.Exist_FBC_DryFGD_SNCR & GPM & CCS | 0 | 0 | 0 | 0 | 0 | 0 | 0
00 Ret.Exist_FBC_DryFGD_SNCR & GPM & DRET | 0 | 0 | 0 | 0 | 0 | 0 | 0
00 Ret.Exist_FBC_DryFGD_SNCR & GPM & NGC | 0 | 0 | 0 | 0 | 0 | 0 | 0
00 Ret.Exist_FBC_DryFGD_SNCR & NGC | 0 | 0 | 0 | 0 | 0 | 0 | 0
00 Ret.Exist_FBC_DryFGD_SNCR_ACI & CCS | 0 | 0 | 0 | 0 | 0 | 0 | 0
00 Ret.Exist_FBC_DryFGD_SNCR_ACI & DCCS | 0 | 2.6593 | 0 | 0 | 0 | 0 | 0
00 Ret.Exist_FBC_DryFGD_SNCR_ACI & DCCS & CCS | 0 | 0 | 1.8429 | 0 | 0 | 0 | 0
00 Ret.Exist_FBC_DryFGD_SNCR_ACI & DRET | 0 | 376.3406 | 0 | 0 | 0 | 0 | 0
00 Ret.Exist_FBC_DryFGD_SNCR_ACI & GPM | 0 | 0 | 0 | 0 | 0 | 0 | 0
00 Ret.Exist_FBC_DryFGD_SNCR_ACI & GPM & CCS | 0 | 0 | 0 | 0 | 0 | 0 | 0
00 Ret.Exist_FBC_DryFGD_SNCR_ACI & GPM & DRET | 0 | 0 | 0 | 0 | 0 | 0 | 0
00 Ret.Exist_FBC_DryFGD_SNCR_ACI & GPM & NGC | 0 | 0 | 0 | 0 | 0 | 0 | 0
00 Ret.Exist_FBC_DryFGD_SNCR_ACI & NGC | 0 | 0 | 0 | 0 | 0 | 0 | 0
00 Ret.Exist_FBC_DryFGD_SNCR_ACI_DSI & CCS | 0 | 420.0528 | 0 | 0 | 0 | 0 | 0
00 Ret.Exist_FBC_DryFGD_SNCR_ACI_DSI & DCCS | 0 | 13.2259 | 0 | 0 | 0 | 0 | 0
00 Ret.Exist_FBC_DryFGD_SNCR_ACI_DSI & DCCS & CCS | 0 | 0 | 9.071 | 0 | 0 | 0 | 0
00 Ret.Exist_FBC_DryFGD_SNCR_ACI_DSI & DRET | 0 | 0 | 0 | 0 | 0 | 0 | 0
00 Ret.Exist_FBC_DryFGD_SNCR_ACI_DSI & GPM | 0 | 0 | 0 | 0 | 0 | 0 | 0
00 Ret.Exist_FBC_DryFGD_SNCR_ACI_DSI & GPM & CCS | 0 | 0 | 0 | 0 | 0 | 0 | 0
00 Ret.Exist_FBC_DryFGD_SNCR_ACI_DSI & GPM & DRET | 0 | 0 | 0 | 0 | 0 | 0 | 0
00 Ret.Exist_FBC_DryFGD_SNCR_ACI_DSI & GPM & NGC | 0 | 0 | 0 | 0 | 0 | 0 | 0
00 Ret.Exist_FBC_DryFGD_SNCR_ACI_DSI & NGC | 0 | 0 | 0 | 0 | 0 | 0 | 0
00 Ret.Exist_FBC_DryFGD_SNCR_DSI & ACI | 0 | 0 | 0 | 0 | 0 | 0 | 0
00 Ret.Exist_FBC_DryFGD_SNCR_DSI & ACI & DRET | 0 | 0 | 0 | 0 | 0 | 0 | 0
00 Ret.Exist_FBC_DryFGD_SNCR_DSI & ACI & GPM | 0 | 0 | 0 | 0 | 0 | 0 | 0
00 Ret.Exist_FBC_DryFGD_SNCR_DSI & ACI & GPM & DRET | 0 | 0 | 0 | 0 | 0 | 0 | 0
00 Ret.Exist_FBC_DryFGD_SNCR_DSI & ACI & GPM & NGC | 0 | 0 | 0 | 0 | 0 | 0 | 0
00 Ret.Exist_FBC_DryFGD_SNCR_DSI & ACI & NGC | 0 | 0 | 0 | 0 | 0 | 0 | 0
00 Ret.Exist_FBC_DryFGD_SNCR_DSI & DRET | 0 | 0 | 0 | 0 | 0 | 0 | 0
00 Ret.Exist_FBC_DryFGD_SNCR_DSI & GPM | 0 | 0 | 0 | 0 | 0 | 0 | 0
00 Ret.Exist_FBC_DryFGD_SNCR_DSI & GPM & DRET | 0 | 0 | 0 | 0 | 0 | 0 | 0
00 Ret.Exist_FBC_DryFGD_SNCR_DSI & GPM & NGC | 0 | 0 | 0 | 0 | 0 | 0 | 0
00 Ret.Exist_FBC_DryFGD_SNCR_DSI & NGC | 0 | 0 | 0 | 0 | 0 | 0 | 0
00 Ret.Exist_FBC_DSI & ACI | 0 | 0 | 0 | 0 | 0 | 0 | 0
00 Ret.Exist_FBC_DSI & ACI & DRET | 0 | 0 | 0 | 0 | 0 | 0 | 0
00 Ret.Exist_FBC_DSI & ACI & GPM | 0 | 0 | 0 | 0 | 0 | 0 | 0
00 Ret.Exist_FBC_DSI & ACI & GPM & DRET | 0 | 0 | 0 | 0 | 0 | 0 | 0
00 Ret.Exist_FBC_DSI & ACI & GPM & NGC | 0 | 0 | 0 | 0 | 0 | 0 | 0
00 Ret.Exist_FBC_DSI & ACI & GPM & SNCR | 0 | 0 | 0 | 0 | 0 | 0 | 0
00 Ret.Exist_FBC_DSI & ACI & GPM & SNCR & DRET | 0 | 0 | 0 | 0 | 0 | 0 | 0
00 Ret.Exist_FBC_DSI & ACI & GPM & SNCR & NGC | 0 | 0 | 0 | 0 | 0 | 0 | 0
00 Ret.Exist_FBC_DSI & ACI & NGC | 0 | 0 | 0 | 0 | 0 | 0 | 0
00 Ret.Exist_FBC_DSI & ACI & SNCR | 0 | 0 | 0 | 0 | 0 | 0 | 0
00 Ret.Exist_FBC_DSI & ACI & SNCR & DRET | 0 | 0 | 0 | 0 | 0 | 0 | 0
00 Ret.Exist_FBC_DSI & ACI & SNCR & NGC | 0 | 0 | 0 | 0 | 0 | 0 | 0
00 Ret.Exist_FBC_DSI & DRET | 0 | 700.5891 | 0 | 0 | 0 | 0 | 0
00 Ret.Exist_FBC_DSI & GPM | 0 | 0 | 0 | 0 | 0 | 0 | 0
00 Ret.Exist_FBC_DSI & GPM & DRET | 0 | 0 | 0 | 0 | 0 | 0 | 0
00 Ret.Exist_FBC_DSI & GPM & NGC | 0 | 0 | 0 | 0 | 0 | 0 | 0
00 Ret.Exist_FBC_DSI & GPM & SNCR | 0 | 0 | 0 | 0 | 0 | 0 | 0
00 Ret.Exist_FBC_DSI & GPM & SNCR & DRET | 0 | 0 | 0 | 0 | 0 | 0 | 0
00 Ret.Exist_FBC_DSI & GPM & SNCR & NGC | 0 | 0 | 0 | 0 | 0 | 0 | 0
00 Ret.Exist_FBC_DSI & NGC | 0 | 52 | 0 | 0 | 0 | 0 | 0
00 Ret.Exist_FBC_DSI & SNCR | 0 | 0 | 0 | 0 | 0 | 0 | 0
00 Ret.Exist_FBC_DSI & SNCR & DRET | 0 | 0 | 0 | 0 | 0 | 0 | 0
00 Ret.Exist_FBC_DSI & SNCR & NGC | 0 | 0 | 0 | 0 | 0 | 0 | 0
00 Ret.Exist_FBC_SNCR & ACI | 0 | 0 | 0 | 0 | 0 | 0 | 0
00 Ret.Exist_FBC_SNCR & ACI & DRET | 0 | 0 | 0 | 0 | 0 | 0 | 0
00 Ret.Exist_FBC_SNCR & ACI & NGC | 0 | 0 | 0 | 0 | 0 | 0 | 0
00 Ret.Exist_FBC_SNCR & DRET | 0 | 0 | 0 | 0 | 0 | 0 | 0
00 Ret.Exist_FBC_SNCR & GPM | 0 | 0 | 0 | 0 | 0 | 0 | 0
00 Ret.Exist_FBC_SNCR & GPM & DRET | 0 | 0 | 0 | 0 | 0 | 0 | 0
00 Ret.Exist_FBC_SNCR & GPM & NGC | 0 | 0 | 0 | 0 | 0 | 0 | 0
00 Ret.Exist_FBC_SNCR & NGC | 0 | 0 | 0 | 0 | 0 | 0 | 0
00 Ret.Exist_FBC_SNCR_ACI_DSI & CCS | 0 | 0 | 0 | 0 | 0 | 0 | 0
00 Ret.Exist_FBC_SNCR_ACI_DSI & DCCS | 0 | 0 | 0 | 0 | 0 | 0 | 0
00 Ret.Exist_FBC_SNCR_ACI_DSI & DCCS & CCS | 0 | 0 | 0 | 0 | 0 | 0 | 0
00 Ret.Exist_FBC_SNCR_ACI_DSI & DRET | 0 | 0 | 0 | 0 | 0 | 0 | 0
00 Ret.Exist_FBC_SNCR_ACI_DSI & GPM | 0 | 0 | 0 | 0 | 0 | 0 | 0
00 Ret.Exist_FBC_SNCR_ACI_DSI & GPM & CCS | 0 | 0 | 0 | 0 | 0 | 0 | 0
00 Ret.Exist_FBC_SNCR_ACI_DSI & GPM & DRET | 0 | 0 | 0 | 0 | 0 | 0 | 0
00 Ret.Exist_FBC_SNCR_ACI_DSI & GPM & NGC | 0 | 0 | 0 | 0 | 0 | 0 | 0
00 Ret.Exist_FBC_SNCR_ACI_DSI & NGC | 0 | 0 | 0 | 0 | 0 | 0 | 0
00 Ret.Exist_FBC_SNCR_DSI & ACI | 0 | 0 | 0 | 0 | 0 | 0 | 0
00 Ret.Exist_FBC_SNCR_DSI & ACI & CCS | 0 | 0 | 0 | 0 | 0 | 0 | 0
00 Ret.Exist_FBC_SNCR_DSI & ACI & DRET | 0 | 0 | 0 | 0 | 0 | 0 | 0
00 Ret.Exist_FBC_SNCR_DSI & ACI & GPM | 0 | 0 | 0 | 0 | 0 | 0 | 0
00 Ret.Exist_FBC_SNCR_DSI & ACI & GPM & CCS | 0 | 0 | 0 | 0 | 0 | 0 | 0
00 Ret.Exist_FBC_SNCR_DSI & ACI & GPM & DRET | 0 | 0 | 0 | 0 | 0 | 0 | 0
00 Ret.Exist_FBC_SNCR_DSI & ACI & GPM & NGC | 0 | 0 | 0 | 0 | 0 | 0 | 0
00 Ret.Exist_FBC_SNCR_DSI & ACI & NGC | 0 | 0 | 0 | 0 | 0 | 0 | 0
00 Ret.Exist_FBC_SNCR_DSI & CCS | 0 | 0 | 0 | 0 | 0 | 0 | 0
00 Ret.Exist_FBC_SNCR_DSI & DCCS | 0 | 290 | 0 | 0 | 0 | 0 | 0
00 Ret.Exist_FBC_SNCR_DSI & DCCS & CCS | 0 | 0 | 202.9839 | 0 | 0 | 0 | 0
00 Ret.Exist_FBC_SNCR_DSI & DRET | 0 | 390 | 0 | 0 | 0 | 0 | 0
00 Ret.Exist_FBC_SNCR_DSI & GPM | 0 | 0 | 0 | 0 | 0 | 0 | 0
00 Ret.Exist_FBC_SNCR_DSI & GPM & CCS | 0 | 0 | 0 | 0 | 0 | 0 | 0
00 Ret.Exist_FBC_SNCR_DSI & GPM & DRET | 0 | 0 | 0 | 0 | 0 | 0 | 0
00 Ret.Exist_FBC_SNCR_DSI & GPM & NGC | 0 | 0 | 0 | 0 | 0 | 0 | 0
00 Ret.Exist_FBC_SNCR_DSI & NGC | 0 | 260 | 0 | 0 | 0 | 0 | 0
00 Ret.Exist_FBC_WetFGD_DSI & ACI | 0 | 0 | 0 | 0 | 0 | 0 | 0
00 Ret.Exist_FBC_WetFGD_DSI & ACI & DRET | 0 | 0 | 0 | 0 | 0 | 0 | 0
00 Ret.Exist_FBC_WetFGD_DSI & ACI & GPM | 0 | 0 | 0 | 0 | 0 | 0 | 0
00 Ret.Exist_FBC_WetFGD_DSI & ACI & GPM & DRET | 0 | 0 | 0 | 0 | 0 | 0 | 0
00 Ret.Exist_FBC_WetFGD_DSI & ACI & GPM & NGC | 0 | 0 | 0 | 0 | 0 | 0 | 0
00 Ret.Exist_FBC_WetFGD_DSI & ACI & GPM & SNCR | 0 | 0 | 0 | 0 | 0 | 0 | 0
00 Ret.Exist_FBC_WetFGD_DSI & ACI & GPM & SNCR & DRET | 0 | 0 | 0 | 0 | 0 | 0 | 0
00 Ret.Exist_FBC_WetFGD_DSI & ACI & GPM & SNCR & NGC | 0 | 0 | 0 | 0 | 0 | 0 | 0
00 Ret.Exist_FBC_WetFGD_DSI & ACI & NGC | 0 | 0 | 0 | 0 | 0 | 0 | 0
00 Ret.Exist_FBC_WetFGD_DSI & ACI & SNCR | 0 | 0 | 0 | 0 | 0 | 0 | 0
00 Ret.Exist_FBC_WetFGD_DSI & ACI & SNCR & DRET | 0 | 0 | 0 | 0 | 0 | 0 | 0
00 Ret.Exist_FBC_WetFGD_DSI & ACI & SNCR & NGC | 0 | 0 | 0 | 0 | 0 | 0 | 0
00 Ret.Exist_FBC_WetFGD_DSI & DRET | 0 | 51 | 0 | 0 | 0 | 0 | 0
00 Ret.Exist_FBC_WetFGD_DSI & GPM | 0 | 0 | 0 | 0 | 0 | 0 | 0
00 Ret.Exist_FBC_WetFGD_DSI & GPM & DRET | 0 | 0 | 0 | 0 | 0 | 0 | 0
00 Ret.Exist_FBC_WetFGD_DSI & GPM & NGC | 0 | 0 | 0 | 0 | 0 | 0 | 0
00 Ret.Exist_FBC_WetFGD_DSI & GPM & SNCR | 0 | 0 | 0 | 0 | 0 | 0 | 0
00 Ret.Exist_FBC_WetFGD_DSI & GPM & SNCR & DRET | 0 | 0 | 0 | 0 | 0 | 0 | 0
00 Ret.Exist_FBC_WetFGD_DSI & GPM & SNCR & NGC | 0 | 0 | 0 | 0 | 0 | 0 | 0
00 Ret.Exist_FBC_WetFGD_DSI & NGC | 0 | 0 | 0 | 0 | 0 | 0 | 0
00 Ret.Exist_FBC_WetFGD_DSI & SNCR | 0 | 0 | 0 | 0 | 0 | 0 | 0
00 Ret.Exist_FBC_WetFGD_DSI & SNCR & DRET | 0 | 0 | 0 | 0 | 0 | 0 | 0
00 Ret.Exist_FBC_WetFGD_DSI & SNCR & NGC | 0 | 0 | 0 | 0 | 0 | 0 | 0
00 Ret.Exist_FBC_WetFGD_SNCR & ACI | 0 | 0 | 0 | 0 | 0 | 0 | 0
00 Ret.Exist_FBC_WetFGD_SNCR & ACI & DRET | 0 | 0 | 0 | 0 | 0 | 0 | 0
00 Ret.Exist_FBC_WetFGD_SNCR & ACI & NGC | 0 | 0 | 0 | 0 | 0 | 0 | 0
00 Ret.Exist_FBC_WetFGD_SNCR & DRET | 0 | 54 | 0 | 0 | 0 | 0 | 0
00 Ret.Exist_FBC_WetFGD_SNCR & GPM | 0 | 0 | 0 | 0 | 0 | 0 | 0
00 Ret.Exist_FBC_WetFGD_SNCR & GPM & DRET | 0 | 0 | 0 | 0 | 0 | 0 | 0
00 Ret.Exist_FBC_WetFGD_SNCR & GPM & NGC | 0 | 0 | 0 | 0 | 0 | 0 | 0
00 Ret.Exist_FBC_WetFGD_SNCR & NGC | 0 | 0 | 0 | 0 | 0 | 0 | 0
00 Ret.Exist_Non-FBC_ACI & C2G | 1047 | 1631 | 0 | 0 | 0 | 0 | 0
00 Ret.Exist_Non-FBC_ACI & C2G & SCR | 0 | 0 | 0 | 0 | 0 | 0 | 0
00 Ret.Exist_Non-FBC_ACI & DCCS | 0 | 369.0765 | 0 | 0 | 0 | 0 | 0
00 Ret.Exist_Non-FBC_ACI & DCCS & WetFGD & SCR & CCS | 0 | 0 | 245.4758 | 0 | 0 | 0 | 0
00 Ret.Exist_Non-FBC_ACI & DRET | 0 | 5835.0235 | 0 | 0 | 0 | 0 | 0
00 Ret.Exist_Non-FBC_ACI & DSI | 0 | 0 | 0 | 0 | 0 | 0 | 0
00 Ret.Exist_Non-FBC_ACI & DSI & C2G | 0 | 0 | 0 | 0 | 0 | 0 | 0
00 Ret.Exist_Non-FBC_ACI & DSI & C2G & SCR | 0 | 0 | 0 | 0 | 0 | 0 | 0
00 Ret.Exist_Non-FBC_ACI & DSI & DRET | 0 | 0 | 0 | 0 | 0 | 0 | 0
00 Ret.Exist_Non-FBC_ACI & DSI & GPM | 0 | 0 | 0 | 0 | 0 | 0 | 0
00 Ret.Exist_Non-FBC_ACI & DSI & GPM & C2G | 0 | 0 | 0 | 0 | 0 | 0 | 0
00 Ret.Exist_Non-FBC_ACI & DSI & GPM & C2G & SCR | 0 | 0 | 0 | 0 | 0 | 0 | 0
00 Ret.Exist_Non-FBC_ACI & DSI & GPM & DRET | 0 | 0 | 0 | 0 | 0 | 0 | 0
00 Ret.Exist_Non-FBC_ACI & DSI & GPM & NGC | 0 | 0 | 0 | 0 | 0 | 0 | 0
00 Ret.Exist_Non-FBC_ACI & DSI & GPM & SCR | 0 | 0 | 0 | 0 | 0 | 0 | 0
00 Ret.Exist_Non-FBC_ACI & DSI & GPM & SCR & DRET | 0 | 0 | 0 | 0 | 0 | 0 | 0
00 Ret.Exist_Non-FBC_ACI & DSI & GPM & SCR & NGC | 0 | 0 | 0 | 0 | 0 | 0 | 0
00 Ret.Exist_Non-FBC_ACI & DSI & GPM & SNCR | 0 | 0 | 0 | 0 | 0 | 0 | 0
00 Ret.Exist_Non-FBC_ACI & DSI & GPM & SNCR & DRET | 0 | 0 | 0 | 0 | 0 | 0 | 0
00 Ret.Exist_Non-FBC_ACI & DSI & GPM & SNCR & NGC | 0 | 0 | 0 | 0 | 0 | 0 | 0
00 Ret.Exist_Non-FBC_ACI & DSI & GPM & WetFGD & SCR & CCS | 0 | 0 | 0 | 0 | 0 | 0 | 0
00 Ret.Exist_Non-FBC_ACI & DSI & NGC | 0 | 0 | 0 | 0 | 0 | 0 | 0
00 Ret.Exist_Non-FBC_ACI & DSI & SCR | 0 | 0 | 0 | 0 | 0 | 0 | 0
00 Ret.Exist_Non-FBC_ACI & DSI & SCR & DRET | 0 | 0 | 0 | 0 | 0 | 0 | 0
00 Ret.Exist_Non-FBC_ACI & DSI & SCR & NGC | 0 | 0 | 0 | 0 | 0 | 0 | 0
00 Ret.Exist_Non-FBC_ACI & DSI & SNCR | 0 | 0 | 0 | 0 | 0 | 0 | 0
00 Ret.Exist_Non-FBC_ACI & DSI & SNCR & DRET | 0 | 0 | 0 | 0 | 0 | 0 | 0
00 Ret.Exist_Non-FBC_ACI & DSI & SNCR & NGC | 0 | 0 | 0 | 0 | 0 | 0 | 0
00 Ret.Exist_Non-FBC_ACI & DSI & WetFGD & SCR & CCS | 0 | 0 | 0 | 0 | 0 | 0 | 0
00 Ret.Exist_Non-FBC_ACI & GPM | 0 | 0 | 0 | 0 | 0 | 0 | 0
00 Ret.Exist_Non-FBC_ACI & GPM & C2G | 0 | 0 | 0 | 0 | 0 | 0 | 0
00 Ret.Exist_Non-FBC_ACI & GPM & C2G & SCR | 0 | 0 | 0 | 0 | 0 | 0 | 0
00 Ret.Exist_Non-FBC_ACI & GPM & DRET | 0 | 0 | 0 | 0 | 0 | 0 | 0
00 Ret.Exist_Non-FBC_ACI & GPM & NGC | 0 | 0 | 0 | 0 | 0 | 0 | 0
00 Ret.Exist_Non-FBC_ACI & GPM & SCR | 0 | 0 | 0 | 0 | 0 | 0 | 0
00 Ret.Exist_Non-FBC_ACI & GPM & SCR & DRET | 0 | 0 | 0 | 0 | 0 | 0 | 0
00 Ret.Exist_Non-FBC_ACI & GPM & SCR & NGC | 0 | 0 | 0 | 0 | 0 | 0 | 0
00 Ret.Exist_Non-FBC_ACI & GPM & SNCR | 0 | 0 | 0 | 0 | 0 | 0 | 0
00 Ret.Exist_Non-FBC_ACI & GPM & SNCR & DRET | 0 | 0 | 0 | 0 | 0 | 0 | 0
00 Ret.Exist_Non-FBC_ACI & GPM & SNCR & NGC | 0 | 0 | 0 | 0 | 0 | 0 | 0
00 Ret.Exist_Non-FBC_ACI & GPM & WetFGD & SCR & CCS | 0 | 0 | 0 | 0 | 0 | 0 | 0
00 Ret.Exist_Non-FBC_ACI & NGC | 0 | 0 | 0 | 0 | 0 | 0 | 0
00 Ret.Exist_Non-FBC_ACI & SCR | 0 | 0 | 0 | 0 | 0 | 0 | 0
00 Ret.Exist_Non-FBC_ACI & SCR & C2G | 0 | 0 | 0 | 0 | 0 | 0 | 0
00 Ret.Exist_Non-FBC_ACI & SCR & DRET | 0 | 0 | 0 | 0 | 0 | 0 | 0
00 Ret.Exist_Non-FBC_ACI & SCR & NGC | 0 | 0 | 0 | 0 | 0 | 0 | 0
00 Ret.Exist_Non-FBC_ACI & SCR & WetFGD & CCS | 0 | 0 | 0 | 0 | 0 | 0 | 0
00 Ret.Exist_Non-FBC_ACI & SNCR | 0 | 0 | 0 | 0 | 0 | 0 | 0
00 Ret.Exist_Non-FBC_ACI & SNCR & C2G | 0 | 0 | 0 | 0 | 0 | 0 | 0
00 Ret.Exist_Non-FBC_ACI & SNCR & DRET | 0 | 0 | 0 | 0 | 0 | 0 | 0
00 Ret.Exist_Non-FBC_ACI & SNCR & NGC | 0 | 0 | 0 | 0 | 0 | 0 | 0
00 Ret.Exist_Non-FBC_ACI_DSI & C2G | 1270 | 0 | 0 | 0 | 0 | 0 | 0
00 Ret.Exist_Non-FBC_ACI_DSI & C2G & SCR | 0 | 0 | 0 | 0 | 0 | 0 | 0
00 Ret.Exist_Non-FBC_ACI_DSI & DCCS | 0 | 0 | 0 | 0 | 0 | 0 | 0
00 Ret.Exist_Non-FBC_ACI_DSI & DCCS & WetFGD & SCR & CCS | 0 | 0 | 0 | 0 | 0 | 0 | 0
00 Ret.Exist_Non-FBC_ACI_DSI & DRET | 0 | 993 | 0 | 0 | 0 | 0 | 0
00 Ret.Exist_Non-FBC_ACI_DSI & GPM | 0 | 0 | 0 | 0 | 0 | 0 | 0
00 Ret.Exist_Non-FBC_ACI_DSI & GPM & C2G | 0 | 0 | 0 | 0 | 0 | 0 | 0
00 Ret.Exist_Non-FBC_ACI_DSI & GPM & C2G & SCR | 0 | 0 | 0 | 0 | 0 | 0 | 0
00 Ret.Exist_Non-FBC_ACI_DSI & GPM & DRET | 0 | 0 | 0 | 0 | 0 | 0 | 0
00 Ret.Exist_Non-FBC_ACI_DSI & GPM & NGC | 0 | 0 | 0 | 0 | 0 | 0 | 0
00 Ret.Exist_Non-FBC_ACI_DSI & GPM & SCR | 0 | 0 | 0 | 0 | 0 | 0 | 0
00 Ret.Exist_Non-FBC_ACI_DSI & GPM & SCR & DRET | 0 | 0 | 0 | 0 | 0 | 0 | 0
00 Ret.Exist_Non-FBC_ACI_DSI & GPM & SCR & NGC | 0 | 0 | 0 | 0 | 0 | 0 | 0
00 Ret.Exist_Non-FBC_ACI_DSI & GPM & SNCR | 0 | 0 | 0 | 0 | 0 | 0 | 0
00 Ret.Exist_Non-FBC_ACI_DSI & GPM & SNCR & DRET | 0 | 0 | 0 | 0 | 0 | 0 | 0
00 Ret.Exist_Non-FBC_ACI_DSI & GPM & SNCR & NGC | 0 | 0 | 0 | 0 | 0 | 0 | 0
00 Ret.Exist_Non-FBC_ACI_DSI & GPM & WetFGD & SCR & CCS | 0 | 0 | 0 | 0 | 0 | 0 | 0
00 Ret.Exist_Non-FBC_ACI_DSI & NGC | 0 | 0 | 0 | 0 | 0 | 0 | 0
00 Ret.Exist_Non-FBC_ACI_DSI & SCR | 0 | 0 | 0 | 0 | 0 | 0 | 0
00 Ret.Exist_Non-FBC_ACI_DSI & SCR & C2G | 0 | 0 | 0 | 0 | 0 | 0 | 0
00 Ret.Exist_Non-FBC_ACI_DSI & SCR & DRET | 0 | 0 | 0 | 0 | 0 | 0 | 0
00 Ret.Exist_Non-FBC_ACI_DSI & SCR & NGC | 0 | 0 | 0 | 0 | 0 | 0 | 0
00 Ret.Exist_Non-FBC_ACI_DSI & SCR & WetFGD & CCS | 0 | 0 | 0 | 0 | 0 | 0 | 0
00 Ret.Exist_Non-FBC_ACI_DSI & SNCR | 0 | 0 | 0 | 0 | 0 | 0 | 0
00 Ret.Exist_Non-FBC_ACI_DSI & SNCR & C2G | 0 | 0 | 0 | 0 | 0 | 0 | 0
00 Ret.Exist_Non-FBC_ACI_DSI & SNCR & DRET | 0 | 0 | 0 | 0 | 0 | 0 | 0
00 Ret.Exist_Non-FBC_ACI_DSI & SNCR & NGC | 0 | 0 | 0 | 0 | 0 | 0 | 0
00 Ret.Exist_Non-FBC_DryFGD & C2G | 0 | 0 | 0 | 0 | 0 | 0 | 0
00 Ret.Exist_Non-FBC_DryFGD & C2G & SCR | 0 | 0 | 0 | 0 | 0 | 0 | 0
00 Ret.Exist_Non-FBC_DryFGD & DRET | 0 | 0 | 0 | 0 | 0 | 0 | 0
00 Ret.Exist_Non-FBC_DryFGD & GPM | 0 | 0 | 0 | 0 | 0 | 0 | 0
00 Ret.Exist_Non-FBC_DryFGD & GPM & C2G | 0 | 0 | 0 | 0 | 0 | 0 | 0
00 Ret.Exist_Non-FBC_DryFGD & GPM & C2G & SCR | 0 | 0 | 0 | 0 | 0 | 0 | 0
00 Ret.Exist_Non-FBC_DryFGD & GPM & DRET | 0 | 0 | 0 | 0 | 0 | 0 | 0
00 Ret.Exist_Non-FBC_DryFGD & GPM & NGC | 0 | 0 | 0 | 0 | 0 | 0 | 0
00 Ret.Exist_Non-FBC_DryFGD & GPM & SCR | 0 | 0 | 0 | 0 | 0 | 0 | 0
00 Ret.Exist_Non-FBC_DryFGD & GPM & SCR & CCS | 0 | 0 | 0 | 0 | 0 | 0 | 0
00 Ret.Exist_Non-FBC_DryFGD & GPM & SCR & DRET | 0 | 0 | 0 | 0 | 0 | 0 | 0
00 Ret.Exist_Non-FBC_DryFGD & GPM & SCR & NGC | 0 | 0 | 0 | 0 | 0 | 0 | 0
00 Ret.Exist_Non-FBC_DryFGD & GPM & SNCR | 0 | 0 | 0 | 0 | 0 | 0 | 0
00 Ret.Exist_Non-FBC_DryFGD & GPM & SNCR & DRET | 0 | 0 | 0 | 0 | 0 | 0 | 0
00 Ret.Exist_Non-FBC_DryFGD & GPM & SNCR & NGC | 0 | 0 | 0 | 0 | 0 | 0 | 0
00 Ret.Exist_Non-FBC_DryFGD & NGC | 0 | 0 | 0 | 0 | 0 | 0 | 0
00 Ret.Exist_Non-FBC_DryFGD & SCR | 0 | 0 | 0 | 0 | 0 | 0 | 0
00 Ret.Exist_Non-FBC_DryFGD & SCR & C2G | 0 | 0 | 0 | 0 | 0 | 0 | 0
00 Ret.Exist_Non-FBC_DryFGD & SCR & CCS | 0 | 0 | 0 | 0 | 0 | 0 | 0
00 Ret.Exist_Non-FBC_DryFGD & SCR & DRET | 0 | 0 | 0 | 0 | 0 | 0 | 0
00 Ret.Exist_Non-FBC_DryFGD & SCR & NGC | 0 | 0 | 0 | 0 | 0 | 0 | 0
00 Ret.Exist_Non-FBC_DryFGD & SNCR | 0 | 0 | 0 | 0 | 0 | 0 | 0
00 Ret.Exist_Non-FBC_DryFGD & SNCR & C2G | 0 | 0 | 0 | 0 | 0 | 0 | 0
00 Ret.Exist_Non-FBC_DryFGD & SNCR & DRET | 0 | 0 | 0 | 0 | 0 | 0 | 0
00 Ret.Exist_Non-FBC_DryFGD & SNCR & NGC | 0 | 0 | 0 | 0 | 0 | 0 | 0
00 Ret.Exist_Non-FBC_DryFGD_ACI & C2G | 0 | 884.3852 | 0 | 0 | 0 | 0 | 0
00 Ret.Exist_Non-FBC_DryFGD_ACI & C2G & SCR | 0 | 0 | 0 | 0 | 0 | 0 | 0
00 Ret.Exist_Non-FBC_DryFGD_ACI & DCCS | 0 | 1333.0367 | 0 | 0 | 0 | 0 | 0
00 Ret.Exist_Non-FBC_DryFGD_ACI & DCCS & SCR & CCS | 0 | 0 | 849.6784 | 0 | 0 | 0 | 0
00 Ret.Exist_Non-FBC_DryFGD_ACI & DRET | 0 | 2727.5781 | 0 | 0 | 0 | 0 | 0
00 Ret.Exist_Non-FBC_DryFGD_ACI & GPM | 0 | 0 | 0 | 0 | 0 | 0 | 0
00 Ret.Exist_Non-FBC_DryFGD_ACI & GPM & C2G | 0 | 0 | 0 | 0 | 0 | 0 | 0
00 Ret.Exist_Non-FBC_DryFGD_ACI & GPM & C2G & SCR | 0 | 0 | 0 | 0 | 0 | 0 | 0
00 Ret.Exist_Non-FBC_DryFGD_ACI & GPM & DRET | 0 | 0 | 0 | 0 | 0 | 0 | 0
00 Ret.Exist_Non-FBC_DryFGD_ACI & GPM & NGC | 0 | 0 | 0 | 0 | 0 | 0 | 0
00 Ret.Exist_Non-FBC_DryFGD_ACI & GPM & SCR | 0 | 0 | 0 | 0 | 0 | 0 | 0
00 Ret.Exist_Non-FBC_DryFGD_ACI & GPM & SCR & CCS | 0 | 0 | 0 | 0 | 0 | 0 | 0
00 Ret.Exist_Non-FBC_DryFGD_ACI & GPM & SCR & DRET | 0 | 0 | 0 | 0 | 0 | 0 | 0
00 Ret.Exist_Non-FBC_DryFGD_ACI & GPM & SCR & NGC | 0 | 0 | 0 | 0 | 0 | 0 | 0
00 Ret.Exist_Non-FBC_DryFGD_ACI & GPM & SNCR | 0 | 0 | 0 | 0 | 0 | 0 | 0
00 Ret.Exist_Non-FBC_DryFGD_ACI & GPM & SNCR & DRET | 0 | 0 | 0 | 0 | 0 | 0 | 0
00 Ret.Exist_Non-FBC_DryFGD_ACI & GPM & SNCR & NGC | 0 | 0 | 0 | 0 | 0 | 0 | 0
00 Ret.Exist_Non-FBC_DryFGD_ACI & NGC | 0 | 333.4965 | 0 | 0 | 0 | 0 | 0
00 Ret.Exist_Non-FBC_DryFGD_ACI & SCR | 0 | 14.5389 | 0 | 0 | 0 | 0 | 0
00 Ret.Exist_Non-FBC_DryFGD_ACI & SCR & C2G | 0 | 0 | 0 | 0 | 0 | 0 | 0
00 Ret.Exist_Non-FBC_DryFGD_ACI & SCR & CCS | 0 | 0 | 8.8238 | 0 | 0 | 0 | 0
00 Ret.Exist_Non-FBC_DryFGD_ACI & SCR & DRET | 0 | 0 | 0 | 0 | 0 | 0 | 0
00 Ret.Exist_Non-FBC_DryFGD_ACI & SCR & NGC | 0 | 0 | 0 | 0 | 0 | 0 | 0
00 Ret.Exist_Non-FBC_DryFGD_ACI & SNCR | 0 | 0 | 0 | 0 | 0 | 0 | 0
00 Ret.Exist_Non-FBC_DryFGD_ACI & SNCR & C2G | 0 | 0 | 0 | 0 | 0 | 0 | 0
00 Ret.Exist_Non-FBC_DryFGD_ACI & SNCR & DRET | 0 | 0 | 0 | 0 | 0 | 0 | 0
00 Ret.Exist_Non-FBC_DryFGD_ACI & SNCR & NGC | 0 | 0 | 0 | 0 | 0 | 0 | 0
00 Ret.Exist_Non-FBC_DryFGD_SCR & ACI | 0 | 0 | 0 | 0 | 0 | 0 | 0
00 Ret.Exist_Non-FBC_DryFGD_SCR & ACI & C2G | 0 | 0 | 0 | 0 | 0 | 0 | 0
00 Ret.Exist_Non-FBC_DryFGD_SCR & ACI & CCS | 0 | 0 | 0 | 0 | 0 | 0 | 0
00 Ret.Exist_Non-FBC_DryFGD_SCR & ACI & DRET | 0 | 0 | 0 | 0 | 0 | 0 | 0
00 Ret.Exist_Non-FBC_DryFGD_SCR & ACI & GPM | 0 | 0 | 0 | 0 | 0 | 0 | 0
00 Ret.Exist_Non-FBC_DryFGD_SCR & ACI & GPM & C2G | 0 | 0 | 0 | 0 | 0 | 0 | 0
00 Ret.Exist_Non-FBC_DryFGD_SCR & ACI & GPM & CCS | 0 | 0 | 0 | 0 | 0 | 0 | 0
00 Ret.Exist_Non-FBC_DryFGD_SCR & ACI & GPM & DRET | 0 | 0 | 0 | 0 | 0 | 0 | 0
00 Ret.Exist_Non-FBC_DryFGD_SCR & ACI & GPM & NGC | 0 | 0 | 0 | 0 | 0 | 0 | 0
00 Ret.Exist_Non-FBC_DryFGD_SCR & ACI & NGC | 0 | 0 | 0 | 0 | 0 | 0 | 0
00 Ret.Exist_Non-FBC_DryFGD_SCR & C2G | 0 | 0 | 0 | 0 | 0 | 0 | 0
00 Ret.Exist_Non-FBC_DryFGD_SCR & CCS | 0 | 0 | 0 | 0 | 0 | 0 | 0
00 Ret.Exist_Non-FBC_DryFGD_SCR & DRET | 0 | 0 | 0 | 0 | 0 | 0 | 0
00 Ret.Exist_Non-FBC_DryFGD_SCR & GPM | 0 | 0 | 0 | 0 | 0 | 0 | 0
00 Ret.Exist_Non-FBC_DryFGD_SCR & GPM & C2G | 0 | 0 | 0 | 0 | 0 | 0 | 0
00 Ret.Exist_Non-FBC_DryFGD_SCR & GPM & CCS | 0 | 0 | 0 | 0 | 0 | 0 | 0
00 Ret.Exist_Non-FBC_DryFGD_SCR & GPM & DRET | 0 | 0 | 0 | 0 | 0 | 0 | 0
00 Ret.Exist_Non-FBC_DryFGD_SCR & GPM & NGC | 0 | 0 | 0 | 0 | 0 | 0 | 0
00 Ret.Exist_Non-FBC_DryFGD_SCR & NGC | 0 | 0 | 0 | 0 | 0 | 0 | 0
00 Ret.Exist_Non-FBC_DryFGD_SCR_ACI & C2G | 497.2 | 3511.9439 | 0 | 0 | 0 | 0 | 0
00 Ret.Exist_Non-FBC_DryFGD_SCR_ACI & CCS | 0 | 259.4793 | 11.4812 | 0 | 0 | 0 | 0
00 Ret.Exist_Non-FBC_DryFGD_SCR_ACI & DCCS | 0 | 1105.9611 | 0 | 0 | 0 | 0 | 0
00 Ret.Exist_Non-FBC_DryFGD_SCR_ACI & DCCS & CCS | 0 | 0 | 727.0838 | 0 | 0 | 0 | 0
00 Ret.Exist_Non-FBC_DryFGD_SCR_ACI & DRET | 0 | 4410.5836 | 0 | 0 | 0 | 0 | 0
00 Ret.Exist_Non-FBC_DryFGD_SCR_ACI & GPM | 0 | 0 | 0 | 0 | 0 | 0 | 0
00 Ret.Exist_Non-FBC_DryFGD_SCR_ACI & GPM & C2G | 0 | 0 | 0 | 0 | 0 | 0 | 0
00 Ret.Exist_Non-FBC_DryFGD_SCR_ACI & GPM & CCS | 0 | 0 | 0 | 0 | 0 | 0 | 0
00 Ret.Exist_Non-FBC_DryFGD_SCR_ACI & GPM & DRET | 0 | 0 | 0 | 0 | 0 | 0 | 0
00 Ret.Exist_Non-FBC_DryFGD_SCR_ACI & GPM & NGC | 0 | 0 | 0 | 0 | 0 | 0 | 0
00 Ret.Exist_Non-FBC_DryFGD_SCR_ACI & NGC | 0 | 2.5113 | 0 | 0 | 0 | 0 | 0
00 Ret.Exist_Non-FBC_DryFGD_SCR_ACI_DSI & C2G | 0 | 237.358 | 0 | 0 | 0 | 0 | 0
00 Ret.Exist_Non-FBC_DryFGD_SCR_ACI_DSI & CCS | 0 | 0 | 0 | 0 | 0 | 0 | 0
00 Ret.Exist_Non-FBC_DryFGD_SCR_ACI_DSI & DCCS | 0 | 0.003452 | 0 | 0 | 0 | 0 | 0
00 Ret.Exist_Non-FBC_DryFGD_SCR_ACI_DSI & DCCS & CCS | 0 | 0 | 0.002349 | 0 | 0 | 0 | 0
00 Ret.Exist_Non-FBC_DryFGD_SCR_ACI_DSI & DRET | 0 | 628.8565 | 0 | 0 | 0 | 0 | 0
00 Ret.Exist_Non-FBC_DryFGD_SCR_ACI_DSI & GPM | 0 | 0 | 0 | 0 | 0 | 0 | 0
00 Ret.Exist_Non-FBC_DryFGD_SCR_ACI_DSI & GPM & C2G | 0 | 0 | 0 | 0 | 0 | 0 | 0
00 Ret.Exist_Non-FBC_DryFGD_SCR_ACI_DSI & GPM & CCS | 0 | 0 | 0 | 0 | 0 | 0 | 0
00 Ret.Exist_Non-FBC_DryFGD_SCR_ACI_DSI & GPM & DRET | 0 | 0 | 0 | 0 | 0 | 0 | 0
00 Ret.Exist_Non-FBC_DryFGD_SCR_ACI_DSI & GPM & NGC | 0 | 0 | 0 | 0 | 0 | 0 | 0
00 Ret.Exist_Non-FBC_DryFGD_SCR_ACI_DSI & NGC | 0 | 0 | 0 | 0 | 0 | 0 | 0
00 Ret.Exist_Non-FBC_DryFGD_SCR_DSI & ACI | 0 | 0 | 0 | 0 | 0 | 0 | 0
00 Ret.Exist_Non-FBC_DryFGD_SCR_DSI & ACI & C2G | 0 | 0 | 0 | 0 | 0 | 0 | 0
00 Ret.Exist_Non-FBC_DryFGD_SCR_DSI & ACI & CCS | 0 | 0 | 0 | 0 | 0 | 0 | 0
00 Ret.Exist_Non-FBC_DryFGD_SCR_DSI & ACI & DRET | 0 | 0 | 0 | 0 | 0 | 0 | 0
00 Ret.Exist_Non-FBC_DryFGD_SCR_DSI & ACI & GPM | 0 | 0 | 0 | 0 | 0 | 0 | 0
00 Ret.Exist_Non-FBC_DryFGD_SCR_DSI & ACI & GPM & C2G | 0 | 0 | 0 | 0 | 0 | 0 | 0
00 Ret.Exist_Non-FBC_DryFGD_SCR_DSI & ACI & GPM & CCS | 0 | 0 | 0 | 0 | 0 | 0 | 0
00 Ret.Exist_Non-FBC_DryFGD_SCR_DSI & ACI & GPM & DRET | 0 | 0 | 0 | 0 | 0 | 0 | 0
00 Ret.Exist_Non-FBC_DryFGD_SCR_DSI & ACI & GPM & NGC | 0 | 0 | 0 | 0 | 0 | 0 | 0
00 Ret.Exist_Non-FBC_DryFGD_SCR_DSI & ACI & NGC | 0 | 0 | 0 | 0 | 0 | 0 | 0
00 Ret.Exist_Non-FBC_DryFGD_SCR_DSI & C2G | 0 | 0 | 0 | 0 | 0 | 0 | 0
00 Ret.Exist_Non-FBC_DryFGD_SCR_DSI & CCS | 0 | 0 | 0 | 0 | 0 | 0 | 0
00 Ret.Exist_Non-FBC_DryFGD_SCR_DSI & DRET | 0 | 268 | 0 | 0 | 0 | 0 | 0
00 Ret.Exist_Non-FBC_DryFGD_SCR_DSI & GPM | 0 | 0 | 0 | 0 | 0 | 0 | 0
00 Ret.Exist_Non-FBC_DryFGD_SCR_DSI & GPM & C2G | 0 | 0 | 0 | 0 | 0 | 0 | 0
00 Ret.Exist_Non-FBC_DryFGD_SCR_DSI & GPM & CCS | 0 | 0 | 0 | 0 | 0 | 0 | 0
00 Ret.Exist_Non-FBC_DryFGD_SCR_DSI & GPM & DRET | 0 | 0 | 0 | 0 | 0 | 0 | 0
00 Ret.Exist_Non-FBC_DryFGD_SCR_DSI & GPM & NGC | 0 | 0 | 0 | 0 | 0 | 0 | 0
00 Ret.Exist_Non-FBC_DryFGD_SCR_DSI & NGC | 0 | 0 | 0 | 0 | 0 | 0 | 0
00 Ret.Exist_Non-FBC_DryFGD_SNCR_ACI & C2G | 0 | 0 | 0 | 0 | 0 | 0 | 0
00 Ret.Exist_Non-FBC_DryFGD_SNCR_ACI & C2G & SCR | 0 | 0 | 0 | 0 | 0 | 0 | 0
00 Ret.Exist_Non-FBC_DryFGD_SNCR_ACI & DCCS | 0 | 570 | 0 | 0 | 0 | 0 | 0
00 Ret.Exist_Non-FBC_DryFGD_SNCR_ACI & DCCS & SCR & CCS | 0 | 0 | 383.3953 | 0 | 0 | 0 | 0
00 Ret.Exist_Non-FBC_DryFGD_SNCR_ACI & DRET | 0 | 1145 | 0 | 0 | 0 | 0 | 0
00 Ret.Exist_Non-FBC_DryFGD_SNCR_ACI & GPM | 0 | 0 | 0 | 0 | 0 | 0 | 0
00 Ret.Exist_Non-FBC_DryFGD_SNCR_ACI & GPM & C2G | 0 | 0 | 0 | 0 | 0 | 0 | 0
00 Ret.Exist_Non-FBC_DryFGD_SNCR_ACI & GPM & C2G & SCR | 0 | 0 | 0 | 0 | 0 | 0 | 0
00 Ret.Exist_Non-FBC_DryFGD_SNCR_ACI & GPM & DRET | 0 | 0 | 0 | 0 | 0 | 0 | 0
00 Ret.Exist_Non-FBC_DryFGD_SNCR_ACI & GPM & NGC | 0 | 0 | 0 | 0 | 0 | 0 | 0
00 Ret.Exist_Non-FBC_DryFGD_SNCR_ACI & GPM & SCR | 0 | 0 | 0 | 0 | 0 | 0 | 0
00 Ret.Exist_Non-FBC_DryFGD_SNCR_ACI & GPM & SCR & CCS | 0 | 0 | 0 | 0 | 0 | 0 | 0
00 Ret.Exist_Non-FBC_DryFGD_SNCR_ACI & GPM & SCR & DRET | 0 | 0 | 0 | 0 | 0 | 0 | 0
00 Ret.Exist_Non-FBC_DryFGD_SNCR_ACI & GPM & SCR & NGC | 0 | 0 | 0 | 0 | 0 | 0 | 0
00 Ret.Exist_Non-FBC_DryFGD_SNCR_ACI & NGC | 0 | 0 | 0 | 0 | 0 | 0 | 0
00 Ret.Exist_Non-FBC_DryFGD_SNCR_ACI & SCR | 0 | 0 | 0 | 0 | 0 | 0 | 0
00 Ret.Exist_Non-FBC_DryFGD_SNCR_ACI & SCR & C2G | 0 | 0 | 0 | 0 | 0 | 0 | 0
00 Ret.Exist_Non-FBC_DryFGD_SNCR_ACI & SCR & CCS | 0 | 0 | 0 | 0 | 0 | 0 | 0
00 Ret.Exist_Non-FBC_DryFGD_SNCR_ACI & SCR & DRET | 0 | 0 | 0 | 0 | 0 | 0 | 0
00 Ret.Exist_Non-FBC_DryFGD_SNCR_ACI & SCR & NGC | 0 | 0 | 0 | 0 | 0 | 0 | 0
00 Ret.Exist_Non-FBC_DryFGD_SNCR_ACI_DSI & C2G | 0 | 0 | 0 | 0 | 0 | 0 | 0
00 Ret.Exist_Non-FBC_DryFGD_SNCR_ACI_DSI & C2G & SCR | 0 | 0 | 0 | 0 | 0 | 0 | 0
00 Ret.Exist_Non-FBC_DryFGD_SNCR_ACI_DSI & DRET | 0 | 585 | 0 | 0 | 0 | 0 | 0
00 Ret.Exist_Non-FBC_DryFGD_SNCR_ACI_DSI & GPM | 0 | 0 | 0 | 0 | 0 | 0 | 0
00 Ret.Exist_Non-FBC_DryFGD_SNCR_ACI_DSI & GPM & C2G | 0 | 0 | 0 | 0 | 0 | 0 | 0
00 Ret.Exist_Non-FBC_DryFGD_SNCR_ACI_DSI & GPM & C2G & SCR | 0 | 0 | 0 | 0 | 0 | 0 | 0
00 Ret.Exist_Non-FBC_DryFGD_SNCR_ACI_DSI & GPM & DRET | 0 | 0 | 0 | 0 | 0 | 0 | 0
00 Ret.Exist_Non-FBC_DryFGD_SNCR_ACI_DSI & GPM & NGC | 0 | 0 | 0 | 0 | 0 | 0 | 0
00 Ret.Exist_Non-FBC_DryFGD_SNCR_ACI_DSI & GPM & SCR | 0 | 0 | 0 | 0 | 0 | 0 | 0
00 Ret.Exist_Non-FBC_DryFGD_SNCR_ACI_DSI & GPM & SCR & CCS | 0 | 0 | 0 | 0 | 0 | 0 | 0
00 Ret.Exist_Non-FBC_DryFGD_SNCR_ACI_DSI & GPM & SCR & DRET | 0 | 0 | 0 | 0 | 0 | 0 | 0
00 Ret.Exist_Non-FBC_DryFGD_SNCR_ACI_DSI & GPM & SCR & NGC | 0 | 0 | 0 | 0 | 0 | 0 | 0
00 Ret.Exist_Non-FBC_DryFGD_SNCR_ACI_DSI & NGC | 0 | 0 | 0 | 0 | 0 | 0 | 0
00 Ret.Exist_Non-FBC_DryFGD_SNCR_ACI_DSI & SCR | 0 | 0 | 0 | 0 | 0 | 0 | 0
00 Ret.Exist_Non-FBC_DryFGD_SNCR_ACI_DSI & SCR & C2G | 0 | 0 | 0 | 0 | 0 | 0 | 0
00 Ret.Exist_Non-FBC_DryFGD_SNCR_ACI_DSI & SCR & CCS | 0 | 0 | 0 | 0 | 0 | 0 | 0
00 Ret.Exist_Non-FBC_DryFGD_SNCR_ACI_DSI & SCR & DRET | 0 | 0 | 0 | 0 | 0 | 0 | 0
00 Ret.Exist_Non-FBC_DryFGD_SNCR_ACI_DSI & SCR & NGC | 0 | 0 | 0 | 0 | 0 | 0 | 0
00 Ret.Exist_Non-FBC_DSI & ACI | 0 | 0 | 0 | 0 | 0 | 0 | 0
00 Ret.Exist_Non-FBC_DSI & ACI & C2G | 0 | 0 | 0 | 0 | 0 | 0 | 0
00 Ret.Exist_Non-FBC_DSI & ACI & C2G & SCR | 0 | 0 | 0 | 0 | 0 | 0 | 0
00 Ret.Exist_Non-FBC_DSI & ACI & DRET | 0 | 0 | 0 | 0 | 0 | 0 | 0
00 Ret.Exist_Non-FBC_DSI & ACI & GPM | 0 | 0 | 0 | 0 | 0 | 0 | 0
00 Ret.Exist_Non-FBC_DSI & ACI & GPM & C2G | 0 | 0 | 0 | 0 | 0 | 0 | 0
00 Ret.Exist_Non-FBC_DSI & ACI & GPM & C2G & SCR | 0 | 0 | 0 | 0 | 0 | 0 | 0
00 Ret.Exist_Non-FBC_DSI & ACI & GPM & DRET | 0 | 0 | 0 | 0 | 0 | 0 | 0
00 Ret.Exist_Non-FBC_DSI & ACI & GPM & NGC | 0 | 0 | 0 | 0 | 0 | 0 | 0
00 Ret.Exist_Non-FBC_DSI & ACI & GPM & SCR | 0 | 0 | 0 | 0 | 0 | 0 | 0
00 Ret.Exist_Non-FBC_DSI & ACI & GPM & SCR & DRET | 0 | 0 | 0 | 0 | 0 | 0 | 0
00 Ret.Exist_Non-FBC_DSI & ACI & GPM & SCR & NGC | 0 | 0 | 0 | 0 | 0 | 0 | 0
00 Ret.Exist_Non-FBC_DSI & ACI & GPM & SNCR | 0 | 0 | 0 | 0 | 0 | 0 | 0
00 Ret.Exist_Non-FBC_DSI & ACI & GPM & SNCR & DRET | 0 | 0 | 0 | 0 | 0 | 0 | 0
00 Ret.Exist_Non-FBC_DSI & ACI & GPM & SNCR & NGC | 0 | 0 | 0 | 0 | 0 | 0 | 0
00 Ret.Exist_Non-FBC_DSI & ACI & GPM & WetFGD & SCR & CCS | 0 | 0 | 0 | 0 | 0 | 0 | 0
00 Ret.Exist_Non-FBC_DSI & ACI & NGC | 0 | 0 | 0 | 0 | 0 | 0 | 0
00 Ret.Exist_Non-FBC_DSI & ACI & SCR | 0 | 0 | 0 | 0 | 0 | 0 | 0
00 Ret.Exist_Non-FBC_DSI & ACI & SCR & DRET | 0 | 0 | 0 | 0 | 0 | 0 | 0
00 Ret.Exist_Non-FBC_DSI & ACI & SCR & NGC | 0 | 0 | 0 | 0 | 0 | 0 | 0
00 Ret.Exist_Non-FBC_DSI & ACI & SNCR | 0 | 0 | 0 | 0 | 0 | 0 | 0
00 Ret.Exist_Non-FBC_DSI & ACI & SNCR & DRET | 0 | 0 | 0 | 0 | 0 | 0 | 0
00 Ret.Exist_Non-FBC_DSI & ACI & SNCR & NGC | 0 | 0 | 0 | 0 | 0 | 0 | 0
00 Ret.Exist_Non-FBC_DSI & ACI & WetFGD & SCR & CCS | 0 | 0 | 0 | 0 | 0 | 0 | 0
00 Ret.Exist_Non-FBC_DSI & C2G | 0 | 0 | 0 | 0 | 0 | 0 | 0
00 Ret.Exist_Non-FBC_DSI & C2G & SCR | 0 | 0 | 0 | 0 | 0 | 0 | 0
00 Ret.Exist_Non-FBC_DSI & DRET | 0 | 938 | 0 | 0 | 0 | 0 | 0
00 Ret.Exist_Non-FBC_DSI & GPM | 0 | 0 | 0 | 0 | 0 | 0 | 0
00 Ret.Exist_Non-FBC_DSI & GPM & C2G | 0 | 0 | 0 | 0 | 0 | 0 | 0
00 Ret.Exist_Non-FBC_DSI & GPM & C2G & SCR | 0 | 0 | 0 | 0 | 0 | 0 | 0
00 Ret.Exist_Non-FBC_DSI & GPM & DRET | 0 | 0 | 0 | 0 | 0 | 0 | 0
00 Ret.Exist_Non-FBC_DSI & GPM & NGC | 0 | 0 | 0 | 0 | 0 | 0 | 0
00 Ret.Exist_Non-FBC_DSI & GPM & SCR | 0 | 0 | 0 | 0 | 0 | 0 | 0
00 Ret.Exist_Non-FBC_DSI & GPM & SCR & DRET | 0 | 0 | 0 | 0 | 0 | 0 | 0
00 Ret.Exist_Non-FBC_DSI & GPM & SCR & NGC | 0 | 0 | 0 | 0 | 0 | 0 | 0
00 Ret.Exist_Non-FBC_DSI & GPM & SNCR | 0 | 0 | 0 | 0 | 0 | 0 | 0
00 Ret.Exist_Non-FBC_DSI & GPM & SNCR & DRET | 0 | 0 | 0 | 0 | 0 | 0 | 0
00 Ret.Exist_Non-FBC_DSI & GPM & SNCR & NGC | 0 | 0 | 0 | 0 | 0 | 0 | 0
00 Ret.Exist_Non-FBC_DSI & GPM & WetFGD & SCR & CCS | 0 | 0 | 0 | 0 | 0 | 0 | 0
00 Ret.Exist_Non-FBC_DSI & NGC | 0 | 0 | 0 | 0 | 0 | 0 | 0
00 Ret.Exist_Non-FBC_DSI & SCR | 0 | 0 | 0 | 0 | 0 | 0 | 0
00 Ret.Exist_Non-FBC_DSI & SCR & C2G | 0 | 0 | 0 | 0 | 0 | 0 | 0
00 Ret.Exist_Non-FBC_DSI & SCR & DRET | 0 | 0 | 0 | 0 | 0 | 0 | 0
00 Ret.Exist_Non-FBC_DSI & SCR & NGC | 0 | 0 | 0 | 0 | 0 | 0 | 0
00 Ret.Exist_Non-FBC_DSI & SCR & WetFGD & CCS | 0 | 0 | 0 | 0 | 0 | 0 | 0
00 Ret.Exist_Non-FBC_DSI & SNCR | 0 | 0 | 0 | 0 | 0 | 0 | 0
00 Ret.Exist_Non-FBC_DSI & SNCR & C2G | 0 | 0 | 0 | 0 | 0 | 0 | 0
00 Ret.Exist_Non-FBC_DSI & SNCR & DRET | 0 | 0 | 0 | 0 | 0 | 0 | 0
00 Ret.Exist_Non-FBC_DSI & SNCR & NGC | 0 | 0 | 0 | 0 | 0 | 0 | 0
00 Ret.Exist_Non-FBC_NoCtrl & ACI | 0 | 0 | 0 | 0 | 0 | 0 | 0
00 Ret.Exist_Non-FBC_NoCtrl & ACI & C2G | 0 | 0 | 0 | 0 | 0 | 0 | 0
00 Ret.Exist_Non-FBC_NoCtrl & ACI & C2G & SCR | 0 | 0 | 0 | 0 | 0 | 0 | 0
00 Ret.Exist_Non-FBC_NoCtrl & ACI & DRET | 0 | 0 | 0 | 0 | 0 | 0 | 0
00 Ret.Exist_Non-FBC_NoCtrl & ACI & DSI | 0 | 0 | 0 | 0 | 0 | 0 | 0
00 Ret.Exist_Non-FBC_NoCtrl & ACI & DSI & C2G | 0 | 0 | 0 | 0 | 0 | 0 | 0
00 Ret.Exist_Non-FBC_NoCtrl & ACI & DSI & C2G & SCR | 0 | 0 | 0 | 0 | 0 | 0 | 0
00 Ret.Exist_Non-FBC_NoCtrl & ACI & DSI & DRET | 0 | 0 | 0 | 0 | 0 | 0 | 0
00 Ret.Exist_Non-FBC_NoCtrl & ACI & DSI & GPM | 0 | 0 | 0 | 0 | 0 | 0 | 0
00 Ret.Exist_Non-FBC_NoCtrl & ACI & DSI & GPM & C2G | 0 | 0 | 0 | 0 | 0 | 0 | 0
00 Ret.Exist_Non-FBC_NoCtrl & ACI & DSI & GPM & C2G & SCR | 0 | 0 | 0 | 0 | 0 | 0 | 0
00 Ret.Exist_Non-FBC_NoCtrl & ACI & DSI & GPM & DRET | 0 | 0 | 0 | 0 | 0 | 0 | 0
00 Ret.Exist_Non-FBC_NoCtrl & ACI & DSI & GPM & NGC | 0 | 0 | 0 | 0 | 0 | 0 | 0
00 Ret.Exist_Non-FBC_NoCtrl & ACI & DSI & GPM & SCR | 0 | 0 | 0 | 0 | 0 | 0 | 0
00 Ret.Exist_Non-FBC_NoCtrl & ACI & DSI & GPM & SCR & DRET | 0 | 0 | 0 | 0 | 0 | 0 | 0
00 Ret.Exist_Non-FBC_NoCtrl & ACI & DSI & GPM & SCR & NGC | 0 | 0 | 0 | 0 | 0 | 0 | 0
00 Ret.Exist_Non-FBC_NoCtrl & ACI & DSI & GPM & SNCR | 0 | 0 | 0 | 0 | 0 | 0 | 0
00 Ret.Exist_Non-FBC_NoCtrl & ACI & DSI & GPM & SNCR & DRET | 0 | 0 | 0 | 0 | 0 | 0 | 0
00 Ret.Exist_Non-FBC_NoCtrl & ACI & DSI & GPM & SNCR & NGC | 0 | 0 | 0 | 0 | 0 | 0 | 0
00 Ret.Exist_Non-FBC_NoCtrl & ACI & DSI & GPM & WetFGD & SCR & CCS | 0 | 0 | 0 | 0 | 0 | 0 | 0
00 Ret.Exist_Non-FBC_NoCtrl & ACI & DSI & NGC | 0 | 0 | 0 | 0 | 0 | 0 | 0
00 Ret.Exist_Non-FBC_NoCtrl & ACI & DSI & SCR | 0 | 0 | 0 | 0 | 0 | 0 | 0
00 Ret.Exist_Non-FBC_NoCtrl & ACI & DSI & SCR & DRET | 0 | 0 | 0 | 0 | 0 | 0 | 0
00 Ret.Exist_Non-FBC_NoCtrl & ACI & DSI & SCR & NGC | 0 | 0 | 0 | 0 | 0 | 0 | 0
00 Ret.Exist_Non-FBC_NoCtrl & ACI & DSI & SNCR | 0 | 0 | 0 | 0 | 0 | 0 | 0
00 Ret.Exist_Non-FBC_NoCtrl & ACI & DSI & SNCR & DRET | 0 | 0 | 0 | 0 | 0 | 0 | 0
00 Ret.Exist_Non-FBC_NoCtrl & ACI & DSI & SNCR & NGC | 0 | 0 | 0 | 0 | 0 | 0 | 0
00 Ret.Exist_Non-FBC_NoCtrl & ACI & DSI & WetFGD & SCR & CCS | 0 | 0 | 0 | 0 | 0 | 0 | 0
00 Ret.Exist_Non-FBC_NoCtrl & ACI & GPM | 0 | 0 | 0 | 0 | 0 | 0 | 0
00 Ret.Exist_Non-FBC_NoCtrl & ACI & GPM & C2G | 0 | 0 | 0 | 0 | 0 | 0 | 0
00 Ret.Exist_Non-FBC_NoCtrl & ACI & GPM & C2G & SCR | 0 | 0 | 0 | 0 | 0 | 0 | 0
00 Ret.Exist_Non-FBC_NoCtrl & ACI & GPM & DRET | 0 | 0 | 0 | 0 | 0 | 0 | 0
00 Ret.Exist_Non-FBC_NoCtrl & ACI & GPM & NGC | 0 | 0 | 0 | 0 | 0 | 0 | 0
00 Ret.Exist_Non-FBC_NoCtrl & ACI & GPM & SCR | 0 | 0 | 0 | 0 | 0 | 0 | 0
00 Ret.Exist_Non-FBC_NoCtrl & ACI & GPM & SCR & DRET | 0 | 0 | 0 | 0 | 0 | 0 | 0
00 Ret.Exist_Non-FBC_NoCtrl & ACI & GPM & SCR & NGC | 0 | 0 | 0 | 0 | 0 | 0 | 0
00 Ret.Exist_Non-FBC_NoCtrl & ACI & GPM & SNCR | 0 | 0 | 0 | 0 | 0 | 0 | 0
00 Ret.Exist_Non-FBC_NoCtrl & ACI & GPM & SNCR & DRET | 0 | 0 | 0 | 0 | 0 | 0 | 0
00 Ret.Exist_Non-FBC_NoCtrl & ACI & GPM & SNCR & NGC | 0 | 0 | 0 | 0 | 0 | 0 | 0
00 Ret.Exist_Non-FBC_NoCtrl & ACI & GPM & WetFGD & SCR & CCS | 0 | 0 | 0 | 0 | 0 | 0 | 0
00 Ret.Exist_Non-FBC_NoCtrl & ACI & NGC | 0 | 0 | 0 | 0 | 0 | 0 | 0
00 Ret.Exist_Non-FBC_NoCtrl & ACI & SCR | 0 | 0 | 0 | 0 | 0 | 0 | 0
00 Ret.Exist_Non-FBC_NoCtrl & ACI & SCR & DRET | 0 | 0 | 0 | 0 | 0 | 0 | 0
00 Ret.Exist_Non-FBC_NoCtrl & ACI & SCR & NGC | 0 | 0 | 0 | 0 | 0 | 0 | 0
00 Ret.Exist_Non-FBC_NoCtrl & ACI & SNCR | 0 | 0 | 0 | 0 | 0 | 0 | 0
00 Ret.Exist_Non-FBC_NoCtrl & ACI & SNCR & DRET | 0 | 0 | 0 | 0 | 0 | 0 | 0
00 Ret.Exist_Non-FBC_NoCtrl & ACI & SNCR & NGC | 0 | 0 | 0 | 0 | 0 | 0 | 0
00 Ret.Exist_Non-FBC_NoCtrl & ACI & WetFGD & SCR & CCS | 0 | 0 | 0 | 0 | 0 | 0 | 0
00 Ret.Exist_Non-FBC_NoCtrl & C2G | 0 | 0 | 0 | 0 | 0 | 0 | 0
00 Ret.Exist_Non-FBC_NoCtrl & C2G & SCR | 0 | 0 | 0 | 0 | 0 | 0 | 0
00 Ret.Exist_Non-FBC_NoCtrl & DCCS | 0 | 0 | 0 | 0 | 0 | 0 | 0
00 Ret.Exist_Non-FBC_NoCtrl & DCCS & WetFGD & SCR & CCS | 0 | 0 | 0 | 0 | 0 | 0 | 0
00 Ret.Exist_Non-FBC_NoCtrl & DRET | 0 | 219 | 0 | 0 | 0 | 0 | 0
00 Ret.Exist_Non-FBC_NoCtrl & DSI | 0 | 0 | 0 | 0 | 0 | 0 | 0
00 Ret.Exist_Non-FBC_NoCtrl & DSI & C2G | 0 | 0 | 0 | 0 | 0 | 0 | 0
00 Ret.Exist_Non-FBC_NoCtrl & DSI & C2G & SCR | 0 | 0 | 0 | 0 | 0 | 0 | 0
00 Ret.Exist_Non-FBC_NoCtrl & DSI & DRET | 0 | 0 | 0 | 0 | 0 | 0 | 0
00 Ret.Exist_Non-FBC_NoCtrl & DSI & GPM | 0 | 0 | 0 | 0 | 0 | 0 | 0
00 Ret.Exist_Non-FBC_NoCtrl & DSI & GPM & C2G | 0 | 0 | 0 | 0 | 0 | 0 | 0
00 Ret.Exist_Non-FBC_NoCtrl & DSI & GPM & C2G & SCR | 0 | 0 | 0 | 0 | 0 | 0 | 0
00 Ret.Exist_Non-FBC_NoCtrl & DSI & GPM & DRET | 0 | 0 | 0 | 0 | 0 | 0 | 0
00 Ret.Exist_Non-FBC_NoCtrl & DSI & GPM & NGC | 0 | 0 | 0 | 0 | 0 | 0 | 0
00 Ret.Exist_Non-FBC_NoCtrl & DSI & GPM & SCR | 0 | 0 | 0 | 0 | 0 | 0 | 0
00 Ret.Exist_Non-FBC_NoCtrl & DSI & GPM & SCR & DRET | 0 | 0 | 0 | 0 | 0 | 0 | 0
00 Ret.Exist_Non-FBC_NoCtrl & DSI & GPM & SCR & NGC | 0 | 0 | 0 | 0 | 0 | 0 | 0
00 Ret.Exist_Non-FBC_NoCtrl & DSI & GPM & SNCR | 0 | 0 | 0 | 0 | 0 | 0 | 0
00 Ret.Exist_Non-FBC_NoCtrl & DSI & GPM & SNCR & DRET | 0 | 0 | 0 | 0 | 0 | 0 | 0
00 Ret.Exist_Non-FBC_NoCtrl & DSI & GPM & SNCR & NGC | 0 | 0 | 0 | 0 | 0 | 0 | 0
00 Ret.Exist_Non-FBC_NoCtrl & DSI & GPM & WetFGD & SCR & CCS | 0 | 0 | 0 | 0 | 0 | 0 | 0
00 Ret.Exist_Non-FBC_NoCtrl & DSI & NGC | 0 | 0 | 0 | 0 | 0 | 0 | 0
00 Ret.Exist_Non-FBC_NoCtrl & DSI & SCR | 0 | 0 | 0 | 0 | 0 | 0 | 0
00 Ret.Exist_Non-FBC_NoCtrl & DSI & SCR & DRET | 0 | 0 | 0 | 0 | 0 | 0 | 0
00 Ret.Exist_Non-FBC_NoCtrl & DSI & SCR & NGC | 0 | 0 | 0 | 0 | 0 | 0 | 0
00 Ret.Exist_Non-FBC_NoCtrl & DSI & SNCR | 0 | 0 | 0 | 0 | 0 | 0 | 0
00 Ret.Exist_Non-FBC_NoCtrl & DSI & SNCR & DRET | 0 | 0 | 0 | 0 | 0 | 0 | 0
00 Ret.Exist_Non-FBC_NoCtrl & DSI & SNCR & NGC | 0 | 0 | 0 | 0 | 0 | 0 | 0
00 Ret.Exist_Non-FBC_NoCtrl & DSI & WetFGD & SCR & CCS | 0 | 0 | 0 | 0 | 0 | 0 | 0
00 Ret.Exist_Non-FBC_NoCtrl & GPM | 0 | 0 | 0 | 0 | 0 | 0 | 0
00 Ret.Exist_Non-FBC_NoCtrl & GPM & C2G | 0 | 0 | 0 | 0 | 0 | 0 | 0
00 Ret.Exist_Non-FBC_NoCtrl & GPM & C2G & SCR | 0 | 0 | 0 | 0 | 0 | 0 | 0
00 Ret.Exist_Non-FBC_NoCtrl & GPM & DRET | 0 | 0 | 0 | 0 | 0 | 0 | 0
00 Ret.Exist_Non-FBC_NoCtrl & GPM & NGC | 0 | 0 | 0 | 0 | 0 | 0 | 0
00 Ret.Exist_Non-FBC_NoCtrl & GPM & SCR | 0 | 0 | 0 | 0 | 0 | 0 | 0
00 Ret.Exist_Non-FBC_NoCtrl & GPM & SCR & DRET | 0 | 0 | 0 | 0 | 0 | 0 | 0
00 Ret.Exist_Non-FBC_NoCtrl & GPM & SCR & NGC | 0 | 0 | 0 | 0 | 0 | 0 | 0
00 Ret.Exist_Non-FBC_NoCtrl & GPM & SNCR | 0 | 0 | 0 | 0 | 0 | 0 | 0
00 Ret.Exist_Non-FBC_NoCtrl & GPM & SNCR & DRET | 0 | 0 | 0 | 0 | 0 | 0 | 0
00 Ret.Exist_Non-FBC_NoCtrl & GPM & SNCR & NGC | 0 | 0 | 0 | 0 | 0 | 0 | 0
00 Ret.Exist_Non-FBC_NoCtrl & GPM & WetFGD & SCR & CCS | 0 | 0 | 0 | 0 | 0 | 0 | 0
00 Ret.Exist_Non-FBC_NoCtrl & NGC | 0 | 0 | 0 | 0 | 0 | 0 | 0
00 Ret.Exist_Non-FBC_NoCtrl & SCR | 0 | 0 | 0 | 0 | 0 | 0 | 0
00 Ret.Exist_Non-FBC_NoCtrl & SCR & C2G | 0 | 0 | 0 | 0 | 0 | 0 | 0
00 Ret.Exist_Non-FBC_NoCtrl & SCR & DRET | 0 | 0 | 0 | 0 | 0 | 0 | 0
00 Ret.Exist_Non-FBC_NoCtrl & SCR & NGC | 0 | 0 | 0 | 0 | 0 | 0 | 0
00 Ret.Exist_Non-FBC_NoCtrl & SCR & WetFGD & CCS | 0 | 0 | 0 | 0 | 0 | 0 | 0
00 Ret.Exist_Non-FBC_NoCtrl & SNCR | 0 | 0 | 0 | 0 | 0 | 0 | 0
00 Ret.Exist_Non-FBC_NoCtrl & SNCR & C2G | 0 | 0 | 0 | 0 | 0 | 0 | 0
00 Ret.Exist_Non-FBC_NoCtrl & SNCR & DRET | 0 | 0 | 0 | 0 | 0 | 0 | 0
00 Ret.Exist_Non-FBC_NoCtrl & SNCR & NGC | 0 | 0 | 0 | 0 | 0 | 0 | 0
00 Ret.Exist_Non-FBC_SCR_ACI & C2G | 0 | 0 | 0 | 0 | 0 | 0 | 0
00 Ret.Exist_Non-FBC_SCR_ACI & DCCS | 0 | 1146 | 0 | 0 | 0 | 0 | 0
00 Ret.Exist_Non-FBC_SCR_ACI & DCCS & WetFGD & CCS | 0 | 0 | 775.2566 | 0 | 0 | 0 | 0
00 Ret.Exist_Non-FBC_SCR_ACI & DRET | 0 | 928.514 | 0 | 0 | 0 | 0 | 0
00 Ret.Exist_Non-FBC_SCR_ACI & DSI | 0 | 0 | 0 | 0 | 0 | 0 | 0
00 Ret.Exist_Non-FBC_SCR_ACI & DSI & C2G | 0 | 0 | 0 | 0 | 0 | 0 | 0
00 Ret.Exist_Non-FBC_SCR_ACI & DSI & DRET | 0 | 0 | 0 | 0 | 0 | 0 | 0
00 Ret.Exist_Non-FBC_SCR_ACI & DSI & GPM | 0 | 0 | 0 | 0 | 0 | 0 | 0
00 Ret.Exist_Non-FBC_SCR_ACI & DSI & GPM & C2G | 0 | 0 | 0 | 0 | 0 | 0 | 0
00 Ret.Exist_Non-FBC_SCR_ACI & DSI & GPM & DRET | 0 | 0 | 0 | 0 | 0 | 0 | 0
00 Ret.Exist_Non-FBC_SCR_ACI & DSI & GPM & NGC | 0 | 0 | 0 | 0 | 0 | 0 | 0
00 Ret.Exist_Non-FBC_SCR_ACI & DSI & GPM & WetFGD & CCS | 0 | 0 | 0 | 0 | 0 | 0 | 0
00 Ret.Exist_Non-FBC_SCR_ACI & DSI & NGC | 0 | 0 | 0 | 0 | 0 | 0 | 0
00 Ret.Exist_Non-FBC_SCR_ACI & DSI & WetFGD & CCS | 0 | 0 | 0 | 0 | 0 | 0 | 0
00 Ret.Exist_Non-FBC_SCR_ACI & GPM | 0 | 0 | 0 | 0 | 0 | 0 | 0
00 Ret.Exist_Non-FBC_SCR_ACI & GPM & C2G | 0 | 0 | 0 | 0 | 0 | 0 | 0
00 Ret.Exist_Non-FBC_SCR_ACI & GPM & DRET | 0 | 0 | 0 | 0 | 0 | 0 | 0
00 Ret.Exist_Non-FBC_SCR_ACI & GPM & NGC | 0 | 0 | 0 | 0 | 0 | 0 | 0
00 Ret.Exist_Non-FBC_SCR_ACI & GPM & WetFGD & CCS | 0 | 0 | 0 | 0 | 0 | 0 | 0
00 Ret.Exist_Non-FBC_SCR_ACI & NGC | 0 | 0 | 0 | 0 | 0 | 0 | 0
00 Ret.Exist_Non-FBC_SCR_ACI & WetFGD & CCS | 0 | 0 | 0 | 0 | 0 | 0 | 0
00 Ret.Exist_Non-FBC_SCR_ACI_DSI & C2G | 305 | 0 | 0 | 0 | 0 | 0 | 0
00 Ret.Exist_Non-FBC_SCR_ACI_DSI & DCCS | 0 | 0 | 0 | 0 | 0 | 0 | 0
00 Ret.Exist_Non-FBC_SCR_ACI_DSI & DCCS & WetFGD & CCS | 0 | 0 | 0 | 0 | 0 | 0 | 0
00 Ret.Exist_Non-FBC_SCR_ACI_DSI & DRET | 0 | 390 | 0 | 0 | 0 | 0 | 0
00 Ret.Exist_Non-FBC_SCR_ACI_DSI & GPM | 0 | 0 | 0 | 0 | 0 | 0 | 0
00 Ret.Exist_Non-FBC_SCR_ACI_DSI & GPM & C2G | 0 | 0 | 0 | 0 | 0 | 0 | 0
00 Ret.Exist_Non-FBC_SCR_ACI_DSI & GPM & DRET | 0 | 0 | 0 | 0 | 0 | 0 | 0
00 Ret.Exist_Non-FBC_SCR_ACI_DSI & GPM & NGC | 0 | 0 | 0 | 0 | 0 | 0 | 0
00 Ret.Exist_Non-FBC_SCR_ACI_DSI & GPM & WetFGD & CCS | 0 | 0 | 0 | 0 | 0 | 0 | 0
00 Ret.Exist_Non-FBC_SCR_ACI_DSI & NGC | 0 | 0 | 0 | 0 | 0 | 0 | 0
00 Ret.Exist_Non-FBC_SCR_ACI_DSI & WetFGD & CCS | 0 | 0 | 0 | 0 | 0 | 0 | 0
00 Ret.Exist_Non-FBC_SNCR_ACI & C2G | 0 | 0 | 0 | 0 | 0 | 0 | 0
00 Ret.Exist_Non-FBC_SNCR_ACI & C2G & SCR | 0 | 0 | 0 | 0 | 0 | 0 | 0
00 Ret.Exist_Non-FBC_SNCR_ACI & DRET | 0 | 0 | 0 | 0 | 0 | 0 | 0
00 Ret.Exist_Non-FBC_SNCR_ACI & DSI | 0 | 0 | 0 | 0 | 0 | 0 | 0
00 Ret.Exist_Non-FBC_SNCR_ACI & DSI & C2G | 0 | 0 | 0 | 0 | 0 | 0 | 0
00 Ret.Exist_Non-FBC_SNCR_ACI & DSI & C2G & SCR | 0 | 0 | 0 | 0 | 0 | 0 | 0
00 Ret.Exist_Non-FBC_SNCR_ACI & DSI & DRET | 0 | 0 | 0 | 0 | 0 | 0 | 0
00 Ret.Exist_Non-FBC_SNCR_ACI & DSI & NGC | 0 | 0 | 0 | 0 | 0 | 0 | 0
00 Ret.Exist_Non-FBC_SNCR_ACI & DSI & SCR | 0 | 0 | 0 | 0 | 0 | 0 | 0
00 Ret.Exist_Non-FBC_SNCR_ACI & DSI & SCR & DRET | 0 | 0 | 0 | 0 | 0 | 0 | 0
00 Ret.Exist_Non-FBC_SNCR_ACI & DSI & SCR & NGC | 0 | 0 | 0 | 0 | 0 | 0 | 0
00 Ret.Exist_Non-FBC_SNCR_ACI & DSI & WetFGD & SCR & CCS | 0 | 0 | 0 | 0 | 0 | 0 | 0
00 Ret.Exist_Non-FBC_SNCR_ACI & GPM | 0 | 0 | 0 | 0 | 0 | 0 | 0
00 Ret.Exist_Non-FBC_SNCR_ACI & GPM & C2G | 0 | 0 | 0 | 0 | 0 | 0 | 0
00 Ret.Exist_Non-FBC_SNCR_ACI & GPM & C2G & SCR | 0 | 0 | 0 | 0 | 0 | 0 | 0
00 Ret.Exist_Non-FBC_SNCR_ACI & GPM & DRET | 0 | 0 | 0 | 0 | 0 | 0 | 0
00 Ret.Exist_Non-FBC_SNCR_ACI & GPM & NGC | 0 | 0 | 0 | 0 | 0 | 0 | 0
00 Ret.Exist_Non-FBC_SNCR_ACI & GPM & SCR | 0 | 0 | 0 | 0 | 0 | 0 | 0
00 Ret.Exist_Non-FBC_SNCR_ACI & GPM & SCR & DRET | 0 | 0 | 0 | 0 | 0 | 0 | 0
00 Ret.Exist_Non-FBC_SNCR_ACI & GPM & SCR & NGC | 0 | 0 | 0 | 0 | 0 | 0 | 0
00 Ret.Exist_Non-FBC_SNCR_ACI & GPM & WetFGD & SCR & CCS | 0 | 0 | 0 | 0 | 0 | 0 | 0
00 Ret.Exist_Non-FBC_SNCR_ACI & NGC | 0 | 0 | 0 | 0 | 0 | 0 | 0
00 Ret.Exist_Non-FBC_SNCR_ACI & SCR | 0 | 0 | 0 | 0 | 0 | 0 | 0
00 Ret.Exist_Non-FBC_SNCR_ACI & SCR & C2G | 0 | 0 | 0 | 0 | 0 | 0 | 0
00 Ret.Exist_Non-FBC_SNCR_ACI & SCR & DRET | 0 | 0 | 0 | 0 | 0 | 0 | 0
00 Ret.Exist_Non-FBC_SNCR_ACI & SCR & NGC | 0 | 0 | 0 | 0 | 0 | 0 | 0
00 Ret.Exist_Non-FBC_SNCR_ACI & SCR & WetFGD & CCS | 0 | 0 | 0 | 0 | 0 | 0 | 0
00 Ret.Exist_Non-FBC_SNCR_ACI_DSI & C2G | 1033 | 0 | 0 | 0 | 0 | 0 | 0
00 Ret.Exist_Non-FBC_SNCR_ACI_DSI & C2G & SCR | 0 | 535.436 | 0 | 0 | 0 | 0 | 0
00 Ret.Exist_Non-FBC_SNCR_ACI_DSI & DCCS | 0 | 0 | 0 | 0 | 0 | 0 | 0
00 Ret.Exist_Non-FBC_SNCR_ACI_DSI & DCCS & WetFGD & SCR & CCS | 0 | 0 | 0 | 0 | 0 | 0 | 0
00 Ret.Exist_Non-FBC_SNCR_ACI_DSI & DRET | 0 | 0 | 0 | 0 | 0 | 0 | 0
00 Ret.Exist_Non-FBC_SNCR_ACI_DSI & GPM | 0 | 0 | 0 | 0 | 0 | 0 | 0
00 Ret.Exist_Non-FBC_SNCR_ACI_DSI & GPM & C2G | 0 | 0 | 0 | 0 | 0 | 0 | 0
00 Ret.Exist_Non-FBC_SNCR_ACI_DSI & GPM & C2G & SCR | 0 | 0 | 0 | 0 | 0 | 0 | 0
00 Ret.Exist_Non-FBC_SNCR_ACI_DSI & GPM & DRET | 0 | 0 | 0 | 0 | 0 | 0 | 0
00 Ret.Exist_Non-FBC_SNCR_ACI_DSI & GPM & NGC | 0 | 0 | 0 | 0 | 0 | 0 | 0
00 Ret.Exist_Non-FBC_SNCR_ACI_DSI & GPM & SCR | 0 | 0 | 0 | 0 | 0 | 0 | 0
00 Ret.Exist_Non-FBC_SNCR_ACI_DSI & GPM & SCR & DRET | 0 | 0 | 0 | 0 | 0 | 0 | 0
00 Ret.Exist_Non-FBC_SNCR_ACI_DSI & GPM & SCR & NGC | 0 | 0 | 0 | 0 | 0 | 0 | 0
00 Ret.Exist_Non-FBC_SNCR_ACI_DSI & GPM & WetFGD & SCR & CCS | 0 | 0 | 0 | 0 | 0 | 0 | 0
00 Ret.Exist_Non-FBC_SNCR_ACI_DSI & NGC | 0 | 0 | 0 | 0 | 0 | 0 | 0
00 Ret.Exist_Non-FBC_SNCR_ACI_DSI & SCR | 0 | 0 | 0 | 0 | 0 | 0 | 0
00 Ret.Exist_Non-FBC_SNCR_ACI_DSI & SCR & C2G | 0 | 0 | 0 | 0 | 0 | 0 | 0
00 Ret.Exist_Non-FBC_SNCR_ACI_DSI & SCR & DRET | 0 | 0 | 0 | 0 | 0 | 0 | 0
00 Ret.Exist_Non-FBC_SNCR_ACI_DSI & SCR & NGC | 0 | 0 | 0 | 0 | 0 | 0 | 0
00 Ret.Exist_Non-FBC_SNCR_ACI_DSI & SCR & WetFGD & CCS | 0 | 0 | 0 | 0 | 0 | 0 | 0
00 Ret.Exist_Non-FBC_WetFGD & ACI | 0 | 0 | 0 | 0 | 0 | 0 | 0
00 Ret.Exist_Non-FBC_WetFGD & ACI & C2G | 0 | 0 | 0 | 0 | 0 | 0 | 0
00 Ret.Exist_Non-FBC_WetFGD & ACI & C2G & SCR | 0 | 0 | 0 | 0 | 0 | 0 | 0
00 Ret.Exist_Non-FBC_WetFGD & ACI & DRET | 0 | 0 | 0 | 0 | 0 | 0 | 0
00 Ret.Exist_Non-FBC_WetFGD & ACI & GPM | 0 | 0 | 0 | 0 | 0 | 0 | 0
00 Ret.Exist_Non-FBC_WetFGD & ACI & GPM & C2G | 0 | 0 | 0 | 0 | 0 | 0 | 0
00 Ret.Exist_Non-FBC_WetFGD & ACI & GPM & C2G & SCR | 0 | 0 | 0 | 0 | 0 | 0 | 0
00 Ret.Exist_Non-FBC_WetFGD & ACI & GPM & DRET | 0 | 0 | 0 | 0 | 0 | 0 | 0
00 Ret.Exist_Non-FBC_WetFGD & ACI & GPM & NGC | 0 | 0 | 0 | 0 | 0 | 0 | 0
00 Ret.Exist_Non-FBC_WetFGD & ACI & GPM & SCR | 0 | 0 | 0 | 0 | 0 | 0 | 0
00 Ret.Exist_Non-FBC_WetFGD & ACI & GPM & SCR & CCS | 0 | 0 | 0 | 0 | 0 | 0 | 0
00 Ret.Exist_Non-FBC_WetFGD & ACI & GPM & SCR & DRET | 0 | 0 | 0 | 0 | 0 | 0 | 0
00 Ret.Exist_Non-FBC_WetFGD & ACI & GPM & SCR & NGC | 0 | 0 | 0 | 0 | 0 | 0 | 0
00 Ret.Exist_Non-FBC_WetFGD & ACI & GPM & SNCR | 0 | 0 | 0 | 0 | 0 | 0 | 0
00 Ret.Exist_Non-FBC_WetFGD & ACI & GPM & SNCR & DRET | 0 | 0 | 0 | 0 | 0 | 0 | 0
00 Ret.Exist_Non-FBC_WetFGD & ACI & GPM & SNCR & NGC | 0 | 0 | 0 | 0 | 0 | 0 | 0
00 Ret.Exist_Non-FBC_WetFGD & ACI & NGC | 0 | 0 | 0 | 0 | 0 | 0 | 0
00 Ret.Exist_Non-FBC_WetFGD & ACI & SCR | 0 | 0 | 0 | 0 | 0 | 0 | 0
00 Ret.Exist_Non-FBC_WetFGD & ACI & SCR & CCS | 0 | 0 | 0 | 0 | 0 | 0 | 0
00 Ret.Exist_Non-FBC_WetFGD & ACI & SCR & DRET | 0 | 0 | 0 | 0 | 0 | 0 | 0
00 Ret.Exist_Non-FBC_WetFGD & ACI & SCR & NGC | 0 | 0 | 0 | 0 | 0 | 0 | 0
00 Ret.Exist_Non-FBC_WetFGD & ACI & SNCR | 0 | 0 | 0 | 0 | 0 | 0 | 0
00 Ret.Exist_Non-FBC_WetFGD & ACI & SNCR & DRET | 0 | 0 | 0 | 0 | 0 | 0 | 0
00 Ret.Exist_Non-FBC_WetFGD & ACI & SNCR & NGC | 0 | 0 | 0 | 0 | 0 | 0 | 0
00 Ret.Exist_Non-FBC_WetFGD & C2G | 0 | 196 | 0 | 0 | 0 | 0 | 0
00 Ret.Exist_Non-FBC_WetFGD & C2G & SCR | 0 | 0 | 0 | 0 | 0 | 0 | 0
00 Ret.Exist_Non-FBC_WetFGD & DRET | 0 | 2272 | 0 | 0 | 0 | 0 | 0
00 Ret.Exist_Non-FBC_WetFGD & DCCS | 0 | 0 | 0 | 0 | 0 | 0 | 0
00 Ret.Exist_Non-FBC_WetFGD & DCCS & SCR & CCS | 0 | 0 | 0 | 0 | 0 | 0 | 0
00 Ret.Exist_Non-FBC_WetFGD & GPM | 0 | 0 | 0 | 0 | 0 | 0 | 0
00 Ret.Exist_Non-FBC_WetFGD & GPM & C2G | 0 | 0 | 0 | 0 | 0 | 0 | 0
00 Ret.Exist_Non-FBC_WetFGD & GPM & C2G & SCR | 0 | 0 | 0 | 0 | 0 | 0 | 0
00 Ret.Exist_Non-FBC_WetFGD & GPM & DRET | 0 | 0 | 0 | 0 | 0 | 0 | 0
00 Ret.Exist_Non-FBC_WetFGD & GPM & NGC | 0 | 0 | 0 | 0 | 0 | 0 | 0
00 Ret.Exist_Non-FBC_WetFGD & GPM & SCR | 0 | 0 | 0 | 0 | 0 | 0 | 0
00 Ret.Exist_Non-FBC_WetFGD & GPM & SCR & CCS | 0 | 0 | 0 | 0 | 0 | 0 | 0
00 Ret.Exist_Non-FBC_WetFGD & GPM & SCR & DRET | 0 | 0 | 0 | 0 | 0 | 0 | 0
00 Ret.Exist_Non-FBC_WetFGD & GPM & SCR & NGC | 0 | 0 | 0 | 0 | 0 | 0 | 0
00 Ret.Exist_Non-FBC_WetFGD & GPM & SNCR | 0 | 0 | 0 | 0 | 0 | 0 | 0
00 Ret.Exist_Non-FBC_WetFGD & GPM & SNCR & DRET | 0 | 0 | 0 | 0 | 0 | 0 | 0
00 Ret.Exist_Non-FBC_WetFGD & GPM & SNCR & NGC | 0 | 0 | 0 | 0 | 0 | 0 | 0
00 Ret.Exist_Non-FBC_WetFGD & NGC | 0 | 0 | 0 | 0 | 0 | 0 | 0
00 Ret.Exist_Non-FBC_WetFGD & SCR | 0 | 0 | 0 | 0 | 0 | 0 | 0
00 Ret.Exist_Non-FBC_WetFGD & SCR & C2G | 0 | 0 | 0 | 0 | 0 | 0 | 0
00 Ret.Exist_Non-FBC_WetFGD & SCR & CCS | 0 | 0 | 0 | 0 | 0 | 0 | 0
00 Ret.Exist_Non-FBC_WetFGD & SCR & DRET | 0 | 0 | 0 | 0 | 0 | 0 | 0
00 Ret.Exist_Non-FBC_WetFGD & SCR & NGC | 0 | 0 | 0 | 0 | 0 | 0 | 0
00 Ret.Exist_Non-FBC_WetFGD & SNCR | 0 | 0 | 0 | 0 | 0 | 0 | 0
00 Ret.Exist_Non-FBC_WetFGD & SNCR & C2G | 0 | 0 | 0 | 0 | 0 | 0 | 0
00 Ret.Exist_Non-FBC_WetFGD & SNCR & DRET | 0 | 0 | 0 | 0 | 0 | 0 | 0
00 Ret.Exist_Non-FBC_WetFGD & SNCR & NGC | 0 | 0 | 0 | 0 | 0 | 0 | 0
00 Ret.Exist_Non-FBC_WetFGD_ACI & C2G | 1070 | 0 | 0 | 0 | 0 | 0 | 0
00 Ret.Exist_Non-FBC_WetFGD_ACI & C2G & SCR | 0 | 0 | 0 | 0 | 0 | 0 | 0
00 Ret.Exist_Non-FBC_WetFGD_ACI & DCCS | 0 | 2622 | 0 | 0 | 0 | 0 | 0
00 Ret.Exist_Non-FBC_WetFGD_ACI & DCCS & SCR & CCS | 0 | 0 | 1739.1899 | 0 | 0 | 0 | 0
00 Ret.Exist_Non-FBC_WetFGD_ACI & DRET | 0 | 164 | 0 | 0 | 0 | 0 | 0
00 Ret.Exist_Non-FBC_WetFGD_ACI & GPM | 0 | 0 | 0 | 0 | 0 | 0 | 0
00 Ret.Exist_Non-FBC_WetFGD_ACI & GPM & C2G | 0 | 0 | 0 | 0 | 0 | 0 | 0
00 Ret.Exist_Non-FBC_WetFGD_ACI & GPM & C2G & SCR | 0 | 0 | 0 | 0 | 0 | 0 | 0
00 Ret.Exist_Non-FBC_WetFGD_ACI & GPM & DRET | 0 | 0 | 0 | 0 | 0 | 0 | 0
00 Ret.Exist_Non-FBC_WetFGD_ACI & GPM & NGC | 0 | 0 | 0 | 0 | 0 | 0 | 0
00 Ret.Exist_Non-FBC_WetFGD_ACI & GPM & SCR | 0 | 0 | 0 | 0 | 0 | 0 | 0
00 Ret.Exist_Non-FBC_WetFGD_ACI & GPM & SCR & CCS | 0 | 0 | 0 | 0 | 0 | 0 | 0
00 Ret.Exist_Non-FBC_WetFGD_ACI & GPM & SCR & DRET | 0 | 0 | 0 | 0 | 0 | 0 | 0
00 Ret.Exist_Non-FBC_WetFGD_ACI & GPM & SCR & NGC | 0 | 0 | 0 | 0 | 0 | 0 | 0
00 Ret.Exist_Non-FBC_WetFGD_ACI & GPM & SNCR | 0 | 0 | 0 | 0 | 0 | 0 | 0
00 Ret.Exist_Non-FBC_WetFGD_ACI & GPM & SNCR & DRET | 0 | 0 | 0 | 0 | 0 | 0 | 0
00 Ret.Exist_Non-FBC_WetFGD_ACI & GPM & SNCR & NGC | 0 | 0 | 0 | 0 | 0 | 0 | 0
00 Ret.Exist_Non-FBC_WetFGD_ACI & NGC | 0 | 2.5035 | 0 | 0 | 0 | 0 | 0
00 Ret.Exist_Non-FBC_WetFGD_ACI & SCR | 0 | 10.4354 | 0 | 0 | 0 | 0 | 0
00 Ret.Exist_Non-FBC_WetFGD_ACI & SCR & C2G | 0 | 0 | 0 | 0 | 0 | 0 | 0
00 Ret.Exist_Non-FBC_WetFGD_ACI & SCR & CCS | 0 | 0 | 6.9027 | 0 | 0 | 0 | 0
00 Ret.Exist_Non-FBC_WetFGD_ACI & SCR & DRET | 0 | 0 | 0 | 0 | 0 | 0 | 0
00 Ret.Exist_Non-FBC_WetFGD_ACI & SCR & NGC | 0 | 0 | 0 | 0 | 0 | 0 | 0
00 Ret.Exist_Non-FBC_WetFGD_ACI & SNCR | 0 | 0 | 0 | 0 | 0 | 0 | 0
00 Ret.Exist_Non-FBC_WetFGD_ACI & SNCR & C2G | 0 | 0 | 0 | 0 | 0 | 0 | 0
00 Ret.Exist_Non-FBC_WetFGD_ACI & SNCR & DRET | 0 | 0 | 0 | 0 | 0 | 0 | 0
00 Ret.Exist_Non-FBC_WetFGD_ACI & SNCR & NGC | 0 | 0 | 0 | 0 | 0 | 0 | 0
00 Ret.Exist_Non-FBC_WetFGD_ACI_DSI & C2G | 530 | 0 | 0 | 0 | 0 | 0 | 0
00 Ret.Exist_Non-FBC_WetFGD_ACI_DSI & C2G & SCR | 0 | 0 | 0 | 0 | 0 | 0 | 0
00 Ret.Exist_Non-FBC_WetFGD_ACI_DSI & DCCS | 0 | 0 | 0 | 0 | 0 | 0 | 0
00 Ret.Exist_Non-FBC_WetFGD_ACI_DSI & DCCS & SCR & CCS | 0 | 0 | 0 | 0 | 0 | 0 | 0
00 Ret.Exist_Non-FBC_WetFGD_ACI_DSI & DRET | 0 | 0 | 0 | 0 | 0 | 0 | 0
00 Ret.Exist_Non-FBC_WetFGD_ACI_DSI & GPM | 0 | 0 | 0 | 0 | 0 | 0 | 0
00 Ret.Exist_Non-FBC_WetFGD_ACI_DSI & GPM & C2G | 0 | 0 | 0 | 0 | 0 | 0 | 0
00 Ret.Exist_Non-FBC_WetFGD_ACI_DSI & GPM & C2G & SCR | 0 | 0 | 0 | 0 | 0 | 0 | 0
00 Ret.Exist_Non-FBC_WetFGD_ACI_DSI & GPM & DRET | 0 | 0 | 0 | 0 | 0 | 0 | 0
00 Ret.Exist_Non-FBC_WetFGD_ACI_DSI & GPM & NGC | 0 | 0 | 0 | 0 | 0 | 0 | 0
00 Ret.Exist_Non-FBC_WetFGD_ACI_DSI & GPM & SCR | 0 | 0 | 0 | 0 | 0 | 0 | 0
00 Ret.Exist_Non-FBC_WetFGD_ACI_DSI & GPM & SCR & CCS | 0 | 0 | 0 | 0 | 0 | 0 | 0
00 Ret.Exist_Non-FBC_WetFGD_ACI_DSI & GPM & SCR & DRET | 0 | 0 | 0 | 0 | 0 | 0 | 0
00 Ret.Exist_Non-FBC_WetFGD_ACI_DSI & GPM & SCR & NGC | 0 | 0 | 0 | 0 | 0 | 0 | 0
00 Ret.Exist_Non-FBC_WetFGD_ACI_DSI & GPM & SNCR | 0 | 0 | 0 | 0 | 0 | 0 | 0
00 Ret.Exist_Non-FBC_WetFGD_ACI_DSI & GPM & SNCR & DRET | 0 | 0 | 0 | 0 | 0 | 0 | 0
00 Ret.Exist_Non-FBC_WetFGD_ACI_DSI & GPM & SNCR & NGC | 0 | 0 | 0 | 0 | 0 | 0 | 0
00 Ret.Exist_Non-FBC_WetFGD_ACI_DSI & NGC | 0 | 0 | 0 | 0 | 0 | 0 | 0
00 Ret.Exist_Non-FBC_WetFGD_ACI_DSI & SCR | 0 | 0 | 0 | 0 | 0 | 0 | 0
00 Ret.Exist_Non-FBC_WetFGD_ACI_DSI & SCR & C2G | 0 | 0 | 0 | 0 | 0 | 0 | 0
00 Ret.Exist_Non-FBC_WetFGD_ACI_DSI & SCR & CCS | 0 | 0 | 0 | 0 | 0 | 0 | 0
00 Ret.Exist_Non-FBC_WetFGD_ACI_DSI & SCR & DRET | 0 | 0 | 0 | 0 | 0 | 0 | 0
00 Ret.Exist_Non-FBC_WetFGD_ACI_DSI & SCR & NGC | 0 | 0 | 0 | 0 | 0 | 0 | 0
00 Ret.Exist_Non-FBC_WetFGD_ACI_DSI & SNCR | 0 | 0 | 0 | 0 | 0 | 0 | 0
00 Ret.Exist_Non-FBC_WetFGD_ACI_DSI & SNCR & C2G | 0 | 0 | 0 | 0 | 0 | 0 | 0
00 Ret.Exist_Non-FBC_WetFGD_ACI_DSI & SNCR & DRET | 0 | 0 | 0 | 0 | 0 | 0 | 0
00 Ret.Exist_Non-FBC_WetFGD_ACI_DSI & SNCR & NGC | 0 | 0 | 0 | 0 | 0 | 0 | 0
00 Ret.Exist_Non-FBC_WetFGD_SCR & ACI | 0 | 0 | 0 | 0 | 0 | 0 | 0
00 Ret.Exist_Non-FBC_WetFGD_SCR & ACI & C2G | 0 | 0 | 0 | 0 | 0 | 0 | 0
00 Ret.Exist_Non-FBC_WetFGD_SCR & ACI & CCS | 0 | 0 | 0 | 0 | 0 | 0 | 0
00 Ret.Exist_Non-FBC_WetFGD_SCR & DCCS | 0 | 5789.9658 | 0 | 0 | 0 | 0 | 0
00 Ret.Exist_Non-FBC_WetFGD_SCR & DCCS & CCS | 0 | 0 | 3988.4745 | 0 | 0 | 0 | 0
00 Ret.Exist_Non-FBC_WetFGD_SCR & ACI & DRET | 0 | 0 | 0 | 0 | 0 | 0 | 0
00 Ret.Exist_Non-FBC_WetFGD_SCR & ACI & GPM | 0 | 0 | 0 | 0 | 0 | 0 | 0
00 Ret.Exist_Non-FBC_WetFGD_SCR & ACI & GPM & C2G | 0 | 0 | 0 | 0 | 0 | 0 | 0
00 Ret.Exist_Non-FBC_WetFGD_SCR & ACI & GPM & CCS | 0 | 0 | 0 | 0 | 0 | 0 | 0
00 Ret.Exist_Non-FBC_WetFGD_SCR & ACI & GPM & DRET | 0 | 0 | 0 | 0 | 0 | 0 | 0
00 Ret.Exist_Non-FBC_WetFGD_SCR & ACI & GPM & NGC | 0 | 0 | 0 | 0 | 0 | 0 | 0
00 Ret.Exist_Non-FBC_WetFGD_SCR & ACI & NGC | 0 | 0 | 0 | 0 | 0 | 0 | 0
00 Ret.Exist_Non-FBC_WetFGD_SCR & C2G | 42.2686 | 2103 | 0 | 0 | 0 | 0 | 0
00 Ret.Exist_Non-FBC_WetFGD_SCR & CCS | 0 | 8.2805 | 0 | 0 | 0 | 0 | 0
00 Ret.Exist_Non-FBC_WetFGD_SCR & DRET | 0 | 20990.9094 | 0 | 0 | 0 | 0 | 0
00 Ret.Exist_Non-FBC_WetFGD_SCR & GPM | 0 | 0 | 0 | 0 | 0 | 0 | 0
00 Ret.Exist_Non-FBC_WetFGD_SCR & GPM & C2G | 0 | 0 | 0 | 0 | 0 | 0 | 0
00 Ret.Exist_Non-FBC_WetFGD_SCR & GPM & CCS | 0 | 0 | 0 | 0 | 0 | 0 | 0
00 Ret.Exist_Non-FBC_WetFGD_SCR & GPM & DRET | 0 | 0 | 0 | 0 | 0 | 0 | 0
00 Ret.Exist_Non-FBC_WetFGD_SCR & GPM & NGC | 0 | 0 | 0 | 0 | 0 | 0 | 0
00 Ret.Exist_Non-FBC_WetFGD_SCR & NGC | 0 | 0 | 0 | 0 | 0 | 0 | 0
00 Ret.Exist_Non-FBC_WetFGD_SCR_ACI & C2G | 1617 | 378.2553 | 0 | 0 | 0 | 0 | 0
00 Ret.Exist_Non-FBC_WetFGD_SCR_ACI & CCS | 0 | 0 | 0 | 0 | 0 | 0 | 0
00 Ret.Exist_Non-FBC_WetFGD_SCR_ACI & DCCS | 0 | 7693.5648 | 0 | 0 | 0 | 0 | 0
00 Ret.Exist_Non-FBC_WetFGD_SCR_ACI & DCCS & CCS | 0 | 0 | 5182.5316 | 0 | 0 | 0 | 0
00 Ret.Exist_Non-FBC_WetFGD_SCR_ACI & DRET | 0 | 4159.0991 | 0 | 0 | 0 | 0 | 0
00 Ret.Exist_Non-FBC_WetFGD_SCR_ACI & GPM | 0 | 0 | 0 | 0 | 0 | 0 | 0
00 Ret.Exist_Non-FBC_WetFGD_SCR_ACI & GPM & C2G | 0 | 0 | 0 | 0 | 0 | 0 | 0
00 Ret.Exist_Non-FBC_WetFGD_SCR_ACI & GPM & CCS | 0 | 0 | 0 | 0 | 0 | 0 | 0
00 Ret.Exist_Non-FBC_WetFGD_SCR_ACI & GPM & DRET | 0 | 0 | 0 | 0 | 0 | 0 | 0
00 Ret.Exist_Non-FBC_WetFGD_SCR_ACI & GPM & NGC | 0 | 0 | 0 | 0 | 0 | 0 | 0
00 Ret.Exist_Non-FBC_WetFGD_SCR_ACI & NGC | 0 | 0 | 0 | 0 | 0 | 0 | 0
00 Ret.Exist_Non-FBC_WetFGD_SCR_ACI_DSI & C2G | 2071 | 0 | 0 | 0 | 0 | 0 | 0
00 Ret.Exist_Non-FBC_WetFGD_SCR_ACI_DSI & CCS | 0 | 0 | 0 | 0 | 0 | 0 | 0
00 Ret.Exist_Non-FBC_WetFGD_SCR_ACI_DSI & DCCS | 0 | 4267 | 0 | 0 | 0 | 0 | 0
00 Ret.Exist_Non-FBC_WetFGD_SCR_ACI_DSI & DCCS & CCS | 0 | 0 | 2960.1755 | 0 | 0 | 0 | 0
00 Ret.Exist_Non-FBC_WetFGD_SCR_ACI_DSI & DRET | 0 | 2078.3757 | 0 | 0 | 0 | 0 | 0
00 Ret.Exist_Non-FBC_WetFGD_SCR_ACI_DSI & GPM | 0 | 0 | 0 | 0 | 0 | 0 | 0
00 Ret.Exist_Non-FBC_WetFGD_SCR_ACI_DSI & GPM & C2G | 0 | 0 | 0 | 0 | 0 | 0 | 0
00 Ret.Exist_Non-FBC_WetFGD_SCR_ACI_DSI & GPM & CCS | 0 | 0 | 0 | 0 | 0 | 0 | 0
00 Ret.Exist_Non-FBC_WetFGD_SCR_ACI_DSI & GPM & DRET | 0 | 0 | 0 | 0 | 0 | 0 | 0
00 Ret.Exist_Non-FBC_WetFGD_SCR_ACI_DSI & GPM & NGC | 0 | 0 | 0 | 0 | 0 | 0 | 0
00 Ret.Exist_Non-FBC_WetFGD_SCR_ACI_DSI & NGC | 0 | 0 | 0 | 0 | 0 | 0 | 0
00 Ret.Exist_Non-FBC_WetFGD_SCR_DSI & ACI | 0 | 0 | 0 | 0 | 0 | 0 | 0
00 Ret.Exist_Non-FBC_WetFGD_SCR_DSI & ACI & C2G | 0 | 0 | 0 | 0 | 0 | 0 | 0
00 Ret.Exist_Non-FBC_WetFGD_SCR_DSI & ACI & CCS | 0 | 0 | 0 | 0 | 0 | 0 | 0
00 Ret.Exist_Non-FBC_WetFGD_SCR_DSI & ACI & DRET | 0 | 0 | 0 | 0 | 0 | 0 | 0
00 Ret.Exist_Non-FBC_WetFGD_SCR_DSI & ACI & GPM | 0 | 0 | 0 | 0 | 0 | 0 | 0
00 Ret.Exist_Non-FBC_WetFGD_SCR_DSI & ACI & GPM & C2G | 0 | 0 | 0 | 0 | 0 | 0 | 0
00 Ret.Exist_Non-FBC_WetFGD_SCR_DSI & ACI & GPM & CCS | 0 | 0 | 0 | 0 | 0 | 0 | 0
00 Ret.Exist_Non-FBC_WetFGD_SCR_DSI & ACI & GPM & DRET | 0 | 0 | 0 | 0 | 0 | 0 | 0
00 Ret.Exist_Non-FBC_WetFGD_SCR_DSI & ACI & GPM & NGC | 0 | 0 | 0 | 0 | 0 | 0 | 0
00 Ret.Exist_Non-FBC_WetFGD_SCR_DSI & ACI & NGC | 0 | 0 | 0 | 0 | 0 | 0 | 0
00 Ret.Exist_Non-FBC_WetFGD_SCR_DSI & C2G | 1971 | 0 | 0 | 0 | 0 | 0 | 0
00 Ret.Exist_Non-FBC_WetFGD_SCR_DSI & CCS | 0 | 0 | 0 | 0 | 0 | 0 | 0
00 Ret.Exist_Non-FBC_WetFGD_SCR_DSI & DCCS | 0 | 0 | 0 | 0 | 0 | 0 | 0
00 Ret.Exist_Non-FBC_WetFGD_SCR_DSI & DCCS & CCS | 0 | 0 | 0 | 0 | 0 | 0 | 0
00 Ret.Exist_Non-FBC_WetFGD_SCR_DSI & DRET | 0 | 0 | 0 | 0 | 0 | 0 | 0
00 Ret.Exist_Non-FBC_WetFGD_SCR_DSI & GPM | 0 | 0 | 0 | 0 | 0 | 0 | 0
00 Ret.Exist_Non-FBC_WetFGD_SCR_DSI & GPM & C2G | 0 | 0 | 0 | 0 | 0 | 0 | 0
00 Ret.Exist_Non-FBC_WetFGD_SCR_DSI & GPM & CCS | 0 | 0 | 0 | 0 | 0 | 0 | 0
00 Ret.Exist_Non-FBC_WetFGD_SCR_DSI & GPM & DRET | 0 | 0 | 0 | 0 | 0 | 0 | 0
00 Ret.Exist_Non-FBC_WetFGD_SCR_DSI & GPM & NGC | 0 | 0 | 0 | 0 | 0 | 0 | 0
00 Ret.Exist_Non-FBC_WetFGD_SCR_DSI & NGC | 0 | 0 | 0 | 0 | 0 | 0 | 0
00 Ret.Exist_Non-FBC_WetFGD_SNCR & ACI | 0 | 0 | 0 | 0 | 0 | 0 | 0
00 Ret.Exist_Non-FBC_WetFGD_SNCR & ACI & C2G | 0 | 0 | 0 | 0 | 0 | 0 | 0
00 Ret.Exist_Non-FBC_WetFGD_SNCR & ACI & C2G & SCR | 0 | 0 | 0 | 0 | 0 | 0 | 0
00 Ret.Exist_Non-FBC_WetFGD_SNCR & ACI & DRET | 0 | 0 | 0 | 0 | 0 | 0 | 0
00 Ret.Exist_Non-FBC_WetFGD_SNCR & ACI & GPM | 0 | 0 | 0 | 0 | 0 | 0 | 0
00 Ret.Exist_Non-FBC_WetFGD_SNCR & ACI & GPM & C2G | 0 | 0 | 0 | 0 | 0 | 0 | 0
00 Ret.Exist_Non-FBC_WetFGD_SNCR & ACI & GPM & C2G & SCR | 0 | 0 | 0 | 0 | 0 | 0 | 0
00 Ret.Exist_Non-FBC_WetFGD_SNCR & ACI & GPM & DRET | 0 | 0 | 0 | 0 | 0 | 0 | 0
00 Ret.Exist_Non-FBC_WetFGD_SNCR & ACI & GPM & NGC | 0 | 0 | 0 | 0 | 0 | 0 | 0
00 Ret.Exist_Non-FBC_WetFGD_SNCR & ACI & GPM & SCR | 0 | 0 | 0 | 0 | 0 | 0 | 0
00 Ret.Exist_Non-FBC_WetFGD_SNCR & ACI & GPM & SCR & CCS | 0 | 0 | 0 | 0 | 0 | 0 | 0
00 Ret.Exist_Non-FBC_WetFGD_SNCR & ACI & GPM & SCR & DRET | 0 | 0 | 0 | 0 | 0 | 0 | 0
00 Ret.Exist_Non-FBC_WetFGD_SNCR & ACI & GPM & SCR & NGC | 0 | 0 | 0 | 0 | 0 | 0 | 0
00 Ret.Exist_Non-FBC_WetFGD_SNCR & ACI & NGC | 0 | 0 | 0 | 0 | 0 | 0 | 0
00 Ret.Exist_Non-FBC_WetFGD_SNCR & ACI & SCR | 0 | 0 | 0 | 0 | 0 | 0 | 0
00 Ret.Exist_Non-FBC_WetFGD_SNCR & ACI & SCR & CCS | 0 | 0 | 0 | 0 | 0 | 0 | 0
00 Ret.Exist_Non-FBC_WetFGD_SNCR & ACI & SCR & DRET | 0 | 0 | 0 | 0 | 0 | 0 | 0
00 Ret.Exist_Non-FBC_WetFGD_SNCR & ACI & SCR & NGC | 0 | 0 | 0 | 0 | 0 | 0 | 0
00 Ret.Exist_Non-FBC_WetFGD_SNCR & C2G | 0 | 0 | 0 | 0 | 0 | 0 | 0
00 Ret.Exist_Non-FBC_WetFGD_SNCR & C2G & SCR | 0 | 0 | 0 | 0 | 0 | 0 | 0
00 Ret.Exist_Non-FBC_WetFGD_SNCR & DCCS | 0 | 0 | 0 | 0 | 0 | 0 | 0
00 Ret.Exist_Non-FBC_WetFGD_SNCR & DCCS & SCR & CCS | 0 | 0 | 0 | 0 | 0 | 0 | 0
00 Ret.Exist_Non-FBC_WetFGD_SNCR & DRET | 0 | 429.5825 | 0 | 0 | 0 | 0 | 0
00 Ret.Exist_Non-FBC_WetFGD_SNCR & GPM | 0 | 0 | 0 | 0 | 0 | 0 | 0
00 Ret.Exist_Non-FBC_WetFGD_SNCR & GPM & C2G | 0 | 0 | 0 | 0 | 0 | 0 | 0
00 Ret.Exist_Non-FBC_WetFGD_SNCR & GPM & C2G & SCR | 0 | 0 | 0 | 0 | 0 | 0 | 0
00 Ret.Exist_Non-FBC_WetFGD_SNCR & GPM & DRET | 0 | 0 | 0 | 0 | 0 | 0 | 0
00 Ret.Exist_Non-FBC_WetFGD_SNCR & GPM & NGC | 0 | 0 | 0 | 0 | 0 | 0 | 0
00 Ret.Exist_Non-FBC_WetFGD_SNCR & GPM & SCR | 0 | 0 | 0 | 0 | 0 | 0 | 0
00 Ret.Exist_Non-FBC_WetFGD_SNCR & GPM & SCR & CCS | 0 | 0 | 0 | 0 | 0 | 0 | 0
00 Ret.Exist_Non-FBC_WetFGD_SNCR & GPM & SCR & DRET | 0 | 0 | 0 | 0 | 0 | 0 | 0
00 Ret.Exist_Non-FBC_WetFGD_SNCR & GPM & SCR & NGC | 0 | 0 | 0 | 0 | 0 | 0 | 0
00 Ret.Exist_Non-FBC_WetFGD_SNCR & NGC | 0 | 0 | 0 | 0 | 0 | 0 | 0
00 Ret.Exist_Non-FBC_WetFGD_SNCR & SCR | 0 | 0 | 0 | 0 | 0 | 0 | 0
00 Ret.Exist_Non-FBC_WetFGD_SNCR & SCR & C2G | 0 | 0 | 0 | 0 | 0 | 0 | 0
00 Ret.Exist_Non-FBC_WetFGD_SNCR & SCR & CCS | 0 | 0 | 0 | 0 | 0 | 0 | 0
00 Ret.Exist_Non-FBC_WetFGD_SNCR & SCR & DRET | 0 | 0 | 0 | 0 | 0 | 0 | 0
00 Ret.Exist_Non-FBC_WetFGD_SNCR & SCR & NGC | 0 | 0 | 0 | 0 | 0 | 0 | 0
00 Ret.Exist_Non-FBC_WetFGD_SNCR_ACI & C2G | 0 | 0 | 0 | 0 | 0 | 0 | 0
00 Ret.Exist_Non-FBC_WetFGD_SNCR_ACI & C2G & SCR | 0 | 0 | 0 | 0 | 0 | 0 | 0
00 Ret.Exist_Non-FBC_WetFGD_SNCR_ACI & DCCS | 0 | 1092.6947 | 0 | 0 | 0 | 0 | 0
00 Ret.Exist_Non-FBC_WetFGD_SNCR_ACI & DCCS & SCR & CCS | 0 | 0 | 712.1035 | 0 | 0 | 0 | 0
00 Ret.Exist_Non-FBC_WetFGD_SNCR_ACI & DRET | 0 | 825.6227 | 0 | 0 | 0 | 0 | 0
00 Ret.Exist_Non-FBC_WetFGD_SNCR_ACI & GPM | 0 | 0 | 0 | 0 | 0 | 0 | 0
00 Ret.Exist_Non-FBC_WetFGD_SNCR_ACI & GPM & C2G | 0 | 0 | 0 | 0 | 0 | 0 | 0
00 Ret.Exist_Non-FBC_WetFGD_SNCR_ACI & GPM & C2G & SCR | 0 | 0 | 0 | 0 | 0 | 0 | 0
00 Ret.Exist_Non-FBC_WetFGD_SNCR_ACI & GPM & DRET | 0 | 0 | 0 | 0 | 0 | 0 | 0
00 Ret.Exist_Non-FBC_WetFGD_SNCR_ACI & GPM & NGC | 0 | 0 | 0 | 0 | 0 | 0 | 0
00 Ret.Exist_Non-FBC_WetFGD_SNCR_ACI & GPM & SCR | 0 | 0 | 0 | 0 | 0 | 0 | 0
00 Ret.Exist_Non-FBC_WetFGD_SNCR_ACI & GPM & SCR & CCS | 0 | 0 | 0 | 0 | 0 | 0 | 0
00 Ret.Exist_Non-FBC_WetFGD_SNCR_ACI & GPM & SCR & DRET | 0 | 0 | 0 | 0 | 0 | 0 | 0
00 Ret.Exist_Non-FBC_WetFGD_SNCR_ACI & GPM & SCR & NGC | 0 | 0 | 0 | 0 | 0 | 0 | 0
00 Ret.Exist_Non-FBC_WetFGD_SNCR_ACI & NGC | 0 | 0 | 0 | 0 | 0 | 0 | 0
00 Ret.Exist_Non-FBC_WetFGD_SNCR_ACI & SCR | 0 | 113.9115 | 0 | 0 | 0 | 0 | 0
00 Ret.Exist_Non-FBC_WetFGD_SNCR_ACI & SCR & C2G | 0 | 0 | 0 | 0 | 0 | 0 | 0
00 Ret.Exist_Non-FBC_WetFGD_SNCR_ACI & SCR & CCS | 0 | 72.5026 | 0 | 0 | 0 | 0 | 0
00 Ret.Exist_Non-FBC_WetFGD_SNCR_ACI & SCR & DRET | 0 | 0 | 0 | 0 | 0 | 0 | 0
00 Ret.Exist_Non-FBC_WetFGD_SNCR_ACI & SCR & NGC | 0 | 0 | 0 | 0 | 0 | 0 | 0
00 Existing Combined Cycle Retirement | 736.6974 | 0 | 1340.9006 | 620.0822 | 5965.7 | 7499.6 | 653
00 New Combined Cycle Retirement | 0 | 0 | 0 | 0 | 0 | 0 | 0
00 Existing Combustion Turbine Retirement | 480.1 | 468.5 | 1262.3923 | 164 | 10785.9077 | 4467.5 | 0
00 New Combustion Turbine Retirement | 0 | 0 | 0 | 0 | 0 | 0 | 0
00 Oil/Gas Steam Retirement | 11141.4473 | 196 | 7116.6 | 1070 | 275 | 2623.6 | 42.2686
00 Coal Steam Retirement | 42427.7434 | 18385.155 | 43562.8243 | 1523.3096 | 15610.6535 | 0 | 47
00 IGCC Retirement | 220 | 0 | 595 | 0 | 0 | 0 | 0
00 Nuclear Retirement | 0 | 2687.6 | 7187.5 | 4632.6 | 14217.9 | 19479.6 | 16832.8
00 Biomass Retirement | 2940.1 | 0 | 12 | 46.5 | 0 | 0 | 0
00 Fossil_Other Retirement | 0 | 0 | 0 | 0 | 0 | 0 | 0
00 Fuel Cell Retirement | 0 | 0 | 0 | 0 | 0 | 0 | 0
00 Geothermal Retirement | 0 | 0 | 0 | 0 | 0 | 0 | 0
00 Hydro Retirement | 55 | 0 | 0 | 0 | 0 | 0 | 0
00 Landfill Gas Retirement | 6.4 | 0 | 119.6 | 0 | 0 | 0 | 0
00 Non Fossil_Other Retirement | 0 | 0 | 0 | 0 | 0 | 0 | 0
00 Solar Thermal Retirement | 0 | 0 | 0 | 0 | 0 | 0 | 0
00 Exist Dummy | 0 | 0 | 0 | 0 | 0 | 0 | 0
Total | 212643.6362 | 181984.3439 | 423244.2649 | 313037.2219 | 446305.8225 | 183626.4206 | 169194.8028
12. Generation by Capacity Reporting Type [GWh]
00 New Combined Cycle | 187512.0092 | 186035.4431 | 91381.812 | 81261.9178 | 72791.2635 | 157025.5987 | 249808.1985
00 New Combined Cycle with CCS Retrofit | 0 | 0 | 26471.9222 | 26471.9222 | 16150.2833 | 18818.1111 | 22694.421
00 New Combined Cycle with CF Limit | 0 | 0 | 0 | 0 | 0 | 0 | 0
00 New Combined Cycle with HRI Retrofit | 0 | 0 | 0 | 0 | 0 | 0 | 0
00 New Combined Cycle with Hydrogen Retrofit | 0 | 8962.6224 | 0 | 0 | 0 | 0 | 0
00 New Combined Cycle with Hydrogen Retrofit Undone | 0 | 0 | 4120.7459 | 4120.7459 | 4120.7459 | 4120.7459 | 4120.7459
00 New Combined Cycle with CCS | 0 | 0 | 0 | 0 | 0 | 0 | 0
00 New Combustion Turbine | 5732.6643 | 12095.4711 | 16436.8207 | 15497.4883 | 21189.0322 | 43231.2047 | 62237.9296
00 New Combustion Turbine with HRI Retrofit | 0 | 0 | 0 | 0 | 0 | 0 | 0
00 New Combustion Turbine with Hydrogen Retrofit | 0 | 0 | 0 | 0 | 0 | 107.9695 | 112.2595
00 New Combustion Turbine with Hydrogen Retrofit Undone | 0 | 0 | 0 | 0 | 0 | 0 | 0
00 New Hydro | 0 | 6738.9047 | 25851.0111 | 49536.923 | 47413.087 | 47780.8337 | 47977.1903
00 New Nuclear | 0 | 0 | 0 | 0 | 0 | 0 | 0
00 New Nuclear - SMR | 0 | 0 | 0 | 0 | 0 | 0 | 0
00 New Biomass | 0 | 0 | 0 | 0 | 0 | 0 | 0
00 New Geothermal | 4744.8277 | 4744.8277 | 4744.8277 | 4744.8277 | 4689.6426 | 4690.6839 | 4744.8277
00 New Landfill Gas | 12119.4748 | 12150.9149 | 12045.3646 | 11241.4478 | 10404.5291 | 20320.5078 | 23916.9569
00 New Battery Storage | 30319.3955 | 44017.8777 | 138244.9274 | 175623.3659 | 265168.399 | 270379.7193 | 274206.8806
00 New Offshore Wind | 34124.7883 | 47766.5685 | 137181.7595 | 139329.0791 | 247189.6793 | 247189.6793 | 247189.6793
00 New Onshore Wind | 164597.7496 | 335671.3969 | 846964.8563 | 1560102.391 | 2020821.1266 | 2039859.1067 | 2179425.2181
00 New Solar PV | 97701.6749 | 102971.5629 | 407796.6341 | 530603.4433 | 910897.9927 | 948968.4973 | 1021881.7996
00 New Solar Thermal | 0 | 0 | 0 | 0 | 0 | 0 | 2225.6911
00 New Fuel Cell | 0 | 0 | 0 | 0 | 0 | 0 | 0
00 New Ultrasupercritical Coal without CCS | 0 | 0 | 0 | 0 | 0 | 0 | 0
00 New Ultrasupercritical Coal with 30% CCS | 0 | 0 | 0 | 0 | 0 | 0 | 0
00 New Ultrasupercritical Coal with 90% CCS | 0 | 0 | 0 | 0 | 0 | 0 | 0
00 Exist & New Distributed Solar PV | 120990.2626 | 137513.93 | 180135.0948 | 226389.973 | 277277.5639 | 334737.5676 | 409667.2158
00 Exist Combined Cycle | 1402785.8736 | 1423606.0836 | 1206217.3041 | 771879.6621 | 488719.2876 | 661837.7796 | 723744.0687
00 Exist Combustion Turbine | 36061.7826 | 28032.0569 | 26733.8113 | 10280.2242 | 7416.1432 | 7727.2653 | 7748.5723
00 Exist FBC_Uncontrolled | 3.7849 | 5.6702 | 3.7789 | 2.4468 | 0 | 0 | 0
00 Exist FBC_ACI_DSI | 1027.113 | 0 | 0 | 0 | 0 | 0 | 0
00 Exist FBC_DryFGD_ACI | 227.4408 | 0 | 0 | 0 | 0 | 0 | 0
00 Exist FBC_DryFGD_DSI | 0 | 0 | 0 | 0 | 0 | 0 | 0
00 Exist FBC_DryFGD_SNCR | 3703.2777 | 0 | 0 | 0 | 0 | 0 | 0
00 Exist FBC_DryFGD_SNCR_ACI | 2568.2335 | 0 | 0 | 0 | 0 | 0 | 0
00 Exist FBC_DryFGD_SNCR_ACI_DSI | 993.8217 | 0 | 0 | 0 | 0 | 0 | 0
00 Exist FBC_DryFGD_SNCR_DSI | 0 | 0 | 0 | 0 | 0 | 0 | 0
00 Exist FBC_DSI | 2930.2115 | 0 | 0 | 0 | 0 | 0 | 0
00 Exist FBC_SNCR | 0 | 0 | 0 | 0 | 0 | 0 | 0
00 Exist FBC_SNCR_ACI_DSI | 0 | 0 | 0 | 0 | 0 | 0 | 0
00 Exist FBC_SNCR_DSI | 7437.7877 | 0 | 0 | 0 | 0 | 0 | 0
00 Exist FBC_WetFGD_SNCR | 88.8624 | 0 | 0 | 0 | 0 | 0 | 0
00 Exist FBC_WetFGD_DSI | 372.4638 | 0 | 0 | 0 | 0 | 0 | 0
00 Exist_Non-FBC_Uncontrolled | 1843.8935 | 299.6811 | 187.0617 | 38.6316 | 38.6316 | 171.0421 | 265.5432
00 Exist_Non-FBC_ACI | 42139.2651 | 63.5541 | 47.3085 | 0 | 0 | 48.9849 | 55.638
00 Exist_Non-FBC_ACI_DSI | 4577.4342 | 0 | 0 | 0 | 0 | 0 | 0
00 Exist_Non-FBC_DryFGD | 0 | 0 | 0 | 0 | 0 | 0 | 0
00 Exist_Non-FBC_DryFGD_ACI | 28489.395 | 83.5441 | 153.1941 | 153.1018 | 131.4736 | 156.7917 | 156.7917
00 Exist_Non-FBC_DryFGD_SCR | 205.2111 | 0 | 0 | 0 | 0 | 0 | 0
00 Exist_Non-FBC_DryFGD_SCR_ACI | 38432.1889 | 15.5928 | 0 | 0 | 0 | 0 | 0
00 Exist_Non-FBC_DryFGD_SCR_DSI | 1254.4509 | 0 | 0 | 0 | 0 | 0 | 0
00 Exist_Non-FBC_DryFGD_SCR_ACI_DSI | 5475.4792 | 0 | 0 | 0 | 0 | 0 | 0
00 Exist_Non-FBC_DryFGD_SNCR_ACI | 14488.4158 | 0 | 0 | 0 | 0 | 0 | 0
00 Exist_Non-FBC_DryFGD_SNCR_ACI_DSI | 0 | 0 | 0 | 0 | 0 | 0 | 0
00 Exist_Non-FBC_DSI | 1001.7966 | 0 | 0 | 0 | 0 | 0 | 0
00 Exist_Non-FBC_SCR_ACI | 12391.4404 | 0 | 0 | 0 | 0 | 0 | 0
00 Exist_Non-FBC_SCR_ACI_DSI | 1154.2374 | 0 | 0 | 0 | 0 | 0 | 0
00 Exist_Non-FBC_SNCR_ACI | 418.8316 | 0 | 0 | 0 | 0 | 0 | 0
00 Exist_Non-FBC_SNCR_ACI_DSI | 0 | 0 | 0 | 0 | 0 | 0 | 0
00 Exist_Non-FBC_WetFGD | 13662.183 | 0 | 0 | 0 | 0 | 0 | 0
00 Exist_Non-FBC_WetFGD_ACI | 19346.055 | 0 | 0 | 0 | 0 | 0 | 0
00 Exist_Non-FBC_WetFGD_ACI_DSI | 0 | 0 | 0 | 0 | 0 | 0 | 0
00 Exist_Non-FBC_WetFGD_SCR | 119500.1892 | 0 | 0 | 0 | 0 | 0 | 0
00 Exist_Non-FBC_WetFGD_SCR_DSI | 2781.512 | 0 | 0 | 0 | 0 | 0 | 0
00 Exist_Non-FBC_WetFGD_SCR_ACI | 70197.6171 | 0 | 0 | 0 | 0 | 0 | 0
00 Exist_Non-FBC_WetFGD_SCR_ACI_DSI | 29018.2399 | 0 | 0 | 0 | 0 | 0 | 0
00 Exist_Non-FBC_WetFGD_SNCR | 2325.0177 | 0 | 0 | 0 | 0 | 0 | 0
00 Exist_Non-FBC_WetFGD_SNCR_ACI | 9005.4959 | 0 | 0 | 0 | 0 | 0 | 0
00 Exist IGCC | 3517.0688 | 3679.8704 | 0 | 0 | 0 | 0 | 0
00 Exist Fossil_Other | 4182.1837 | 4171.8538 | 4147.1599 | 4103.3762 | 3777.5515 | 3867.8214 | 3867.8625
00 Exist Fuel Cell | 1632.6163 | 1583.6874 | 1487.4883 | 1164.634 | 841.1325 | 1006.9362 | 1054.4362
00 Exist Hydro | 270154.0611 | 270154.0611 | 270154.9305 | 267626.7268 | 266124.3096 | 267161.2563 | 267460.05
00 Exist Non Fossil_Other | 21836.4266 | 21836.4266 | 21753.6767 | 20521.5305 | 20022.5775 | 20082.509 | 20332.4891
00 Exist Nuclear | 751095.2632 | 729111.6499 | 666261.4317 | 612349.9169 | 472142.1474 | 353624.6526 | 222364.9215
00 Exist Oil/Gas Steam | 19537.7977 | 17366.2598 | 5906.3589 | 3463.1977 | 3307.3341 | 3135.1476 | 3172.916
00 Exist Oil/Gas Steam_SCR | 3693.4367 | 3416.5085 | 1284.1833 | 1201.5603 | 1137.6064 | 1171.1273 | 1213.5186
00 Exist Oil/Gas Steam_SNCR | 1671.5882 | 734.1816 | 443.085 | 370.9256 | 326.3805 | 370.9808 | 327.1493
00 Exist Biomass | 285.8723 | 539.9005 | 396.3203 | 33.0465 | 8.5634 | 177.1816 | 473.5265
00 Exist Landfill Gas | 9234.9515 | 9232.1501 | 8463.2801 | 8018.9876 | 7429.5302 | 7385.0507 | 7547.8682
00 Exist Geothermal | 16525.421 | 16525.421 | 16525.421 | 16525.421 | 16525.421 | 16525.421 | 16525.421
00 Exist Pump Storage | 23145.2424 | 22080.6259 | 20945.5206 | 19125.3067 | 28608.1614 | 27944.4182 | 28869.3123
00 Exist Energy Storage | 20798.039 | 20793.4114 | 20171.1643 | 21196.7983 | 20701.1182 | 20644.6947 | 21077.5303
00 Exist Solar PV | 303041.3305 | 303041.3305 | 303036.1864 | 303036.1864 | 303036.1864 | 303036.1864 | 303036.1864
00 Exist Solar Thermal | 2986.1177 | 2986.1177 | 2986.1177 | 2986.1177 | 2986.1177 | 2986.1177 | 2986.1177
00 Exist Offshore Wind | 29358.536 | 29358.536 | 29358.536 | 29358.536 | 29358.536 | 29358.536 | 29358.536
00 Exist Onshore Wind | 515573.2649 | 515573.2649 | 515573.2649 | 515573.2649 | 515573.2649 | 515573.2649 | 515573.2649
00 International Imports | 3046.728 | 3046.728 | 3046.728 | 2768.16 | 2768.16 | 2768.16 | 2768.16
00 Ret.Exist Combined Cycle & CF Limit | 0 | 0 | 0 | 0 | 0 | 0 | 0
00 Ret.Exist Combined Cycle & CCS | 0 | 0 | 14739.0536 | 14739.0536 | 8987.3724 | 11611.2873 | 11955.0854
00 Ret.Exist Combined Cycle & Hydrogen | 0 | 2625.0452 | 1367.6877 | 354.8645 | 134.7894 | 2789.4399 | 4797.1955
00 Ret.Exist Combined Cycle & Hydrogen Retrofit Undone | 0 | 0 | 0 | 0 | 0 | 0 | 0
00 Ret.Exist Combined Cycle & HRI | 0 | 0 | 0 | 0 | 0 | 0 | 0
00 Ret.Exist Combustion Turbine & HRI | 0 | 0 | 0 | 0 | 0 | 0 | 0
00 Ret.Exist_FBC_NoCtrl & CCS | 0 | 0 | 0 | 0 | 0 | 0 | 0
00 Ret.Exist_FBC_NoCtrl & DRET | 0 | 0 | 0 | 0 | 0 | 0 | 0
00 Ret.Exist_FBC_NoCtrl & GPM | 0 | 0 | 0 | 0 | 0 | 0 | 0
00 Ret.Exist_FBC_NoCtrl & GPM & CCS | 0 | 0 | 0 | 0 | 0 | 0 | 0
00 Ret.Exist_FBC_NoCtrl & GPM & DRET | 0 | 0 | 0 | 0 | 0 | 0 | 0
00 Ret.Exist_FBC_NoCtrl & GPM & NGC | 0 | 0 | 0 | 0 | 0 | 0 | 0
00 Ret.Exist_FBC_NoCtrl & GPM & SNCR | 0 | 0 | 0 | 0 | 0 | 0 | 0
00 Ret.Exist_FBC_NoCtrl & GPM & SNCR & CCS | 0 | 0 | 0 | 0 | 0 | 0 | 0
00 Ret.Exist_FBC_NoCtrl & GPM & SNCR & DRET | 0 | 0 | 0 | 0 | 0 | 0 | 0
00 Ret.Exist_FBC_NoCtrl & GPM & SNCR & NGC | 0 | 0 | 0 | 0 | 0 | 0 | 0
00 Ret.Exist_FBC_NoCtrl & NGC | 0 | 0 | 0 | 0 | 0 | 0 | 0
00 Ret.Exist_FBC_NoCtrl & SNCR | 0 | 0 | 0 | 0 | 0 | 0 | 0
00 Ret.Exist_FBC_NoCtrl & SNCR & CCS | 0 | 0 | 0 | 0 | 0 | 0 | 0
00 Ret.Exist_FBC_NoCtrl & SNCR & DRET | 0 | 0 | 0 | 0 | 0 | 0 | 0
00 Ret.Exist_FBC_NoCtrl & SNCR & NGC | 0 | 0 | 0 | 0 | 0 | 0 | 0
00 Ret.Exist_FBC_ACI_DSI & CCS | 0 | 0 | 0 | 0 | 0 | 0 | 0
00 Ret.Exist_FBC_ACI_DSI & DCCS | 0 | 1387.0734 | 0 | 0 | 0 | 0 | 0
00 Ret.Exist_FBC_ACI_DSI & DCCS & CCS | 0 | 0 | 2019.0152 | 2019.0152 | 315.2321 | 315.2321 | 353.8989
00 Ret.Exist_FBC_ACI_DSI & DCCS & SNCR & CCS | 0 | 0 | 0 | 0 | 0 | 0 | 0
00 Ret.Exist_FBC_ACI_DSI & DRET | 0 | 277.5221 | 0 | 0 | 0 | 0 | 0
00 Ret.Exist_FBC_ACI_DSI & GPM | 0 | 0 | 0 | 0 | 0 | 0 | 0
00 Ret.Exist_FBC_ACI_DSI & GPM & CCS | 0 | 0 | 0 | 0 | 0 | 0 | 0
00 Ret.Exist_FBC_ACI_DSI & GPM & DRET | 0 | 0 | 0 | 0 | 0 | 0 | 0
00 Ret.Exist_FBC_ACI_DSI & GPM & NGC | 0 | 0 | 0 | 0 | 0 | 0 | 0
00 Ret.Exist_FBC_ACI_DSI & GPM & SNCR | 0 | 0 | 0 | 0 | 0 | 0 | 0
00 Ret.Exist_FBC_ACI_DSI & GPM & SNCR & CCS | 0 | 0 | 0 | 0 | 0 | 0 | 0
00 Ret.Exist_FBC_ACI_DSI & GPM & SNCR & DRET | 0 | 0 | 0 | 0 | 0 | 0 | 0
00 Ret.Exist_FBC_ACI_DSI & GPM & SNCR & NGC | 0 | 0 | 0 | 0 | 0 | 0 | 0
00 Ret.Exist_FBC_ACI_DSI & NGC | 0 | 0 | 0 | 0 | 0 | 0 | 0
00 Ret.Exist_FBC_ACI_DSI & SNCR | 0 | 0 | 0 | 0 | 0 | 0 | 0
00 Ret.Exist_FBC_ACI_DSI & SNCR & CCS | 0 | 0 | 0 | 0 | 0 | 0 | 0
00 Ret.Exist_FBC_ACI_DSI & SNCR & DRET | 0 | 0 | 0 | 0 | 0 | 0 | 0
00 Ret.Exist_FBC_ACI_DSI & SNCR & NGC | 0 | 0 | 0 | 0 | 0 | 0 | 0
00 Ret.Exist_FBC_DryFGD_ACI & CCS | 0 | 0 | 0 | 0 | 0 | 0 | 0
00 Ret.Exist_FBC_DryFGD_ACI & DCCS | 0 | 0 | 0 | 0 | 0 | 0 | 0
00 Ret.Exist_FBC_DryFGD_ACI & DCCS & CCS | 0 | 0 | 0 | 0 | 0 | 0 | 0
00 Ret.Exist_FBC_DryFGD_ACI & DCCS & SNCR & CCS | 0 | 0 | 0 | 0 | 0 | 0 | 0
00 Ret.Exist_FBC_DryFGD_ACI & DRET | 0 | 0 | 0 | 0 | 0 | 0 | 0
00 Ret.Exist_FBC_DryFGD_ACI & GPM | 0 | 0 | 0 | 0 | 0 | 0 | 0
00 Ret.Exist_FBC_DryFGD_ACI & GPM & CCS | 0 | 0 | 0 | 0 | 0 | 0 | 0
00 Ret.Exist_FBC_DryFGD_ACI & GPM & DRET | 0 | 0 | 0 | 0 | 0 | 0 | 0
00 Ret.Exist_FBC_DryFGD_ACI & GPM & NGC | 0 | 0 | 0 | 0 | 0 | 0 | 0
00 Ret.Exist_FBC_DryFGD_ACI & GPM & SNCR | 0 | 0 | 0 | 0 | 0 | 0 | 0
00 Ret.Exist_FBC_DryFGD_ACI & GPM & SNCR & CCS | 0 | 0 | 0 | 0 | 0 | 0 | 0
00 Ret.Exist_FBC_DryFGD_ACI & GPM & SNCR & DRET | 0 | 0 | 0 | 0 | 0 | 0 | 0
00 Ret.Exist_FBC_DryFGD_ACI & GPM & SNCR & NGC | 0 | 0 | 0 | 0 | 0 | 0 | 0
00 Ret.Exist_FBC_DryFGD_ACI & NGC | 0 | 0 | 0 | 0 | 0 | 0 | 0
00 Ret.Exist_FBC_DryFGD_ACI & SNCR | 0 | 0 | 0 | 0 | 0 | 0 | 0
00 Ret.Exist_FBC_DryFGD_ACI & SNCR & CCS | 0 | 0 | 0 | 0 | 0 | 0 | 0
00 Ret.Exist_FBC_DryFGD_ACI & SNCR & DRET | 0 | 0 | 0 | 0 | 0 | 0 | 0
00 Ret.Exist_FBC_DryFGD_ACI & SNCR & NGC | 0 | 0 | 0 | 0 | 0 | 0 | 0
00 Ret.Exist_FBC_DryFGD_DSI & ACI | 0 | 0 | 0 | 0 | 0 | 0 | 0
00 Ret.Exist_FBC_DryFGD_DSI & ACI & DRET | 0 | 0 | 0 | 0 | 0 | 0 | 0
00 Ret.Exist_FBC_DryFGD_DSI & ACI & GPM | 0 | 0 | 0 | 0 | 0 | 0 | 0
00 Ret.Exist_FBC_DryFGD_DSI & ACI & GPM & DRET | 0 | 0 | 0 | 0 | 0 | 0 | 0
00 Ret.Exist_FBC_DryFGD_DSI & ACI & GPM & NGC | 0 | 0 | 0 | 0 | 0 | 0 | 0
00 Ret.Exist_FBC_DryFGD_DSI & ACI & GPM & SNCR | 0 | 0 | 0 | 0 | 0 | 0 | 0
00 Ret.Exist_FBC_DryFGD_DSI & ACI & GPM & SNCR & DRET | 0 | 0 | 0 | 0 | 0 | 0 | 0
00 Ret.Exist_FBC_DryFGD_DSI & ACI & GPM & SNCR & NGC | 0 | 0 | 0 | 0 | 0 | 0 | 0
00 Ret.Exist_FBC_DryFGD_DSI & ACI & NGC | 0 | 0 | 0 | 0 | 0 | 0 | 0
00 Ret.Exist_FBC_DryFGD_DSI & ACI & SNCR | 0 | 0 | 0 | 0 | 0 | 0 | 0
00 Ret.Exist_FBC_DryFGD_DSI & ACI & SNCR & DRET | 0 | 0 | 0 | 0 | 0 | 0 | 0
00 Ret.Exist_FBC_DryFGD_DSI & ACI & SNCR & NGC | 0 | 0 | 0 | 0 | 0 | 0 | 0
00 Ret.Exist_FBC_DryFGD_DSI & DRET | 0 | 0 | 0 | 0 | 0 | 0 | 0
00 Ret.Exist_FBC_DryFGD_DSI & GPM | 0 | 0 | 0 | 0 | 0 | 0 | 0
00 Ret.Exist_FBC_DryFGD_DSI & GPM & DRET | 0 | 0 | 0 | 0 | 0 | 0 | 0
00 Ret.Exist_FBC_DryFGD_DSI & GPM & NGC | 0 | 0 | 0 | 0 | 0 | 0 | 0
00 Ret.Exist_FBC_DryFGD_DSI & GPM & SNCR | 0 | 0 | 0 | 0 | 0 | 0 | 0
00 Ret.Exist_FBC_DryFGD_DSI & GPM & SNCR & DRET | 0 | 0 | 0 | 0 | 0 | 0 | 0
00 Ret.Exist_FBC_DryFGD_DSI & GPM & SNCR & NGC | 0 | 0 | 0 | 0 | 0 | 0 | 0
00 Ret.Exist_FBC_DryFGD_DSI & NGC | 0 | 0 | 0 | 0 | 0 | 0 | 0
00 Ret.Exist_FBC_DryFGD_DSI & SNCR | 0 | 0 | 0 | 0 | 0 | 0 | 0
00 Ret.Exist_FBC_DryFGD_DSI & SNCR & DRET | 0 | 0 | 0 | 0 | 0 | 0 | 0
00 Ret.Exist_FBC_DryFGD_DSI & SNCR & NGC | 0 | 0 | 0 | 0 | 0 | 0 | 0
00 Ret.Exist_FBC_DryFGD_SNCR & ACI | 0 | 0 | 0 | 0 | 0 | 0 | 0
00 Ret.Exist_FBC_DryFGD_SNCR & ACI & CCS | 0 | 0 | 0 | 0 | 0 | 0 | 0
00 Ret.Exist_FBC_DryFGD_SNCR & ACI & DRET | 0 | 0 | 0 | 0 | 0 | 0 | 0
00 Ret.Exist_FBC_DryFGD_SNCR & ACI & GPM | 0 | 0 | 0 | 0 | 0 | 0 | 0
00 Ret.Exist_FBC_DryFGD_SNCR & ACI & GPM & CCS | 0 | 0 | 0 | 0 | 0 | 0 | 0
00 Ret.Exist_FBC_DryFGD_SNCR & ACI & GPM & DRET | 0 | 0 | 0 | 0 | 0 | 0 | 0
00 Ret.Exist_FBC_DryFGD_SNCR & ACI & GPM & NGC | 0 | 0 | 0 | 0 | 0 | 0 | 0
00 Ret.Exist_FBC_DryFGD_SNCR & ACI & NGC | 0 | 0 | 0 | 0 | 0 | 0 | 0
00 Ret.Exist_FBC_DryFGD_SNCR & CCS | 0 | 0 | 0 | 0 | 0 | 0 | 0
00 Ret.Exist_FBC_DryFGD_SNCR & DCCS | 0 | 2964.5933 | 0 | 0 | 0 | 0 | 0
00 Ret.Exist_FBC_DryFGD_SNCR & DCCS & CCS | 0 | 0 | 2466.6971 | 2466.6971 | 0 | 0 | 0
00 Ret.Exist_FBC_DryFGD_SNCR & DRET | 0 | 743.5783 | 0 | 0 | 0 | 0 | 0
00 Ret.Exist_FBC_DryFGD_SNCR & GPM | 0 | 0 | 0 | 0 | 0 | 0 | 0
00 Ret.Exist_FBC_DryFGD_SNCR & GPM & CCS | 0 | 0 | 0 | 0 | 0 | 0 | 0
00 Ret.Exist_FBC_DryFGD_SNCR & GPM & DRET | 0 | 0 | 0 | 0 | 0 | 0 | 0
00 Ret.Exist_FBC_DryFGD_SNCR & GPM & NGC | 0 | 0 | 0 | 0 | 0 | 0 | 0
00 Ret.Exist_FBC_DryFGD_SNCR & NGC | 0 | 0 | 0 | 0 | 0 | 0 | 0
00 Ret.Exist_FBC_DryFGD_SNCR_ACI & CCS | 0 | 0 | 0 | 0 | 0 | 0 | 0
00 Ret.Exist_FBC_DryFGD_SNCR_ACI & DCCS | 0 | 9.0167 | 0 | 0 | 0 | 0 | 0
00 Ret.Exist_FBC_DryFGD_SNCR_ACI & DCCS & CCS | 0 | 0 | 12.5496 | 12.5496 | 0 | 0 | 0
00 Ret.Exist_FBC_DryFGD_SNCR_ACI & DRET | 0 | 1583.0177 | 0 | 0 | 0 | 0 | 0
00 Ret.Exist_FBC_DryFGD_SNCR_ACI & GPM | 0 | 0 | 0 | 0 | 0 | 0 | 0
00 Ret.Exist_FBC_DryFGD_SNCR_ACI & GPM & CCS | 0 | 0 | 0 | 0 | 0 | 0 | 0
00 Ret.Exist_FBC_DryFGD_SNCR_ACI & GPM & DRET | 0 | 0 | 0 | 0 | 0 | 0 | 0
00 Ret.Exist_FBC_DryFGD_SNCR_ACI & GPM & NGC | 0 | 0 | 0 | 0 | 0 | 0 | 0
00 Ret.Exist_FBC_DryFGD_SNCR_ACI & NGC | 0 | 0 | 0 | 0 | 0 | 0 | 0
00 Ret.Exist_FBC_DryFGD_SNCR_ACI_DSI & CCS | 0 | 2833.7081 | 2833.7081 | 2833.7081 | 2833.7081 | 2719.0857 | 2719.0857
00 Ret.Exist_FBC_DryFGD_SNCR_ACI_DSI & DCCS | 0 | 34.0565 | 0 | 0 | 0 | 0 | 0
00 Ret.Exist_FBC_DryFGD_SNCR_ACI_DSI & DCCS & CCS | 0 | 0 | 61.1939 | 61.1939 | 61.1939 | 58.7186 | 58.7186
00 Ret.Exist_FBC_DryFGD_SNCR_ACI_DSI & DRET | 0 | 0 | 0 | 0 | 0 | 0 | 0
00 Ret.Exist_FBC_DryFGD_SNCR_ACI_DSI & GPM | 0 | 0 | 0 | 0 | 0 | 0 | 0
00 Ret.Exist_FBC_DryFGD_SNCR_ACI_DSI & GPM & CCS | 0 | 0 | 0 | 0 | 0 | 0 | 0
00 Ret.Exist_FBC_DryFGD_SNCR_ACI_DSI & GPM & DRET | 0 | 0 | 0 | 0 | 0 | 0 | 0
00 Ret.Exist_FBC_DryFGD_SNCR_ACI_DSI & GPM & NGC | 0 | 0 | 0 | 0 | 0 | 0 | 0
00 Ret.Exist_FBC_DryFGD_SNCR_ACI_DSI & NGC | 0 | 0 | 0 | 0 | 0 | 0 | 0
00 Ret.Exist_FBC_DryFGD_SNCR_DSI & ACI | 0 | 0 | 0 | 0 | 0 | 0 | 0
00 Ret.Exist_FBC_DryFGD_SNCR_DSI & ACI & DRET | 0 | 0 | 0 | 0 | 0 | 0 | 0
00 Ret.Exist_FBC_DryFGD_SNCR_DSI & ACI & GPM | 0 | 0 | 0 | 0 | 0 | 0 | 0
00 Ret.Exist_FBC_DryFGD_SNCR_DSI & ACI & GPM & DRET | 0 | 0 | 0 | 0 | 0 | 0 | 0
00 Ret.Exist_FBC_DryFGD_SNCR_DSI & ACI & GPM & NGC | 0 | 0 | 0 | 0 | 0 | 0 | 0
00 Ret.Exist_FBC_DryFGD_SNCR_DSI & ACI & NGC | 0 | 0 | 0 | 0 | 0 | 0 | 0
00 Ret.Exist_FBC_DryFGD_SNCR_DSI & DRET | 0 | 0 | 0 | 0 | 0 | 0 | 0
00 Ret.Exist_FBC_DryFGD_SNCR_DSI & GPM | 0 | 0 | 0 | 0 | 0 | 0 | 0
00 Ret.Exist_FBC_DryFGD_SNCR_DSI & GPM & DRET | 0 | 0 | 0 | 0 | 0 | 0 | 0
00 Ret.Exist_FBC_DryFGD_SNCR_DSI & GPM & NGC | 0 | 0 | 0 | 0 | 0 | 0 | 0
00 Ret.Exist_FBC_DryFGD_SNCR_DSI & NGC | 0 | 0 | 0 | 0 | 0 | 0 | 0
00 Ret.Exist_FBC_DSI & ACI | 0 | 0 | 0 | 0 | 0 | 0 | 0
00 Ret.Exist_FBC_DSI & ACI & DRET | 0 | 0 | 0 | 0 | 0 | 0 | 0
00 Ret.Exist_FBC_DSI & ACI & GPM | 0 | 0 | 0 | 0 | 0 | 0 | 0
00 Ret.Exist_FBC_DSI & ACI & GPM & DRET | 0 | 0 | 0 | 0 | 0 | 0 | 0
00 Ret.Exist_FBC_DSI & ACI & GPM & NGC | 0 | 0 | 0 | 0 | 0 | 0 | 0
00 Ret.Exist_FBC_DSI & ACI & GPM & SNCR | 0 | 0 | 0 | 0 | 0 | 0 | 0
00 Ret.Exist_FBC_DSI & ACI & GPM & SNCR & DRET | 0 | 0 | 0 | 0 | 0 | 0 | 0
00 Ret.Exist_FBC_DSI & ACI & GPM & SNCR & NGC | 0 | 0 | 0 | 0 | 0 | 0 | 0
00 Ret.Exist_FBC_DSI & ACI & NGC | 0 | 0 | 0 | 0 | 0 | 0 | 0
00 Ret.Exist_FBC_DSI & ACI & SNCR | 0 | 0 | 0 | 0 | 0 | 0 | 0
00 Ret.Exist_FBC_DSI & ACI & SNCR & DRET | 0 | 0 | 0 | 0 | 0 | 0 | 0
00 Ret.Exist_FBC_DSI & ACI & SNCR & NGC | 0 | 0 | 0 | 0 | 0 | 0 | 0
00 Ret.Exist_FBC_DSI & DRET | 0 | 3367.8693 | 0 | 0 | 0 | 0 | 0
00 Ret.Exist_FBC_DSI & GPM | 0 | 0 | 0 | 0 | 0 | 0 | 0
00 Ret.Exist_FBC_DSI & GPM & DRET | 0 | 0 | 0 | 0 | 0 | 0 | 0
00 Ret.Exist_FBC_DSI & GPM & NGC | 0 | 0 | 0 | 0 | 0 | 0 | 0
00 Ret.Exist_FBC_DSI & GPM & SNCR | 0 | 0 | 0 | 0 | 0 | 0 | 0
00 Ret.Exist_FBC_DSI & GPM & SNCR & DRET | 0 | 0 | 0 | 0 | 0 | 0 | 0
00 Ret.Exist_FBC_DSI & GPM & SNCR & NGC | 0 | 0 | 0 | 0 | 0 | 0 | 0
00 Ret.Exist_FBC_DSI & NGC | 0 | 152.0603 | 318.3387 | 0 | 0 | 0 | 0
00 Ret.Exist_FBC_DSI & SNCR | 0 | 0 | 0 | 0 | 0 | 0 | 0
00 Ret.Exist_FBC_DSI & SNCR & DRET | 0 | 0 | 0 | 0 | 0 | 0 | 0
00 Ret.Exist_FBC_DSI & SNCR & NGC | 0 | 0 | 0 | 0 | 0 | 0 | 0
00 Ret.Exist_FBC_SNCR & ACI | 0 | 0 | 0 | 0 | 0 | 0 | 0
00 Ret.Exist_FBC_SNCR & ACI & DRET | 0 | 0 | 0 | 0 | 0 | 0 | 0
00 Ret.Exist_FBC_SNCR & ACI & NGC | 0 | 0 | 0 | 0 | 0 | 0 | 0
00 Ret.Exist_FBC_SNCR & DRET | 0 | 0 | 0 | 0 | 0 | 0 | 0
00 Ret.Exist_FBC_SNCR & GPM | 0 | 0 | 0 | 0 | 0 | 0 | 0
00 Ret.Exist_FBC_SNCR & GPM & DRET | 0 | 0 | 0 | 0 | 0 | 0 | 0
00 Ret.Exist_FBC_SNCR & GPM & NGC | 0 | 0 | 0 | 0 | 0 | 0 | 0
00 Ret.Exist_FBC_SNCR & NGC | 0 | 0 | 0 | 0 | 0 | 0 | 0
00 Ret.Exist_FBC_SNCR_ACI_DSI & CCS | 0 | 0 | 0 | 0 | 0 | 0 | 0
00 Ret.Exist_FBC_SNCR_ACI_DSI & DCCS | 0 | 0 | 0 | 0 | 0 | 0 | 0
00 Ret.Exist_FBC_SNCR_ACI_DSI & DCCS & CCS | 0 | 0 | 0 | 0 | 0 | 0 | 0
00 Ret.Exist_FBC_SNCR_ACI_DSI & DRET | 0 | 0 | 0 | 0 | 0 | 0 | 0
00 Ret.Exist_FBC_SNCR_ACI_DSI & GPM | 0 | 0 | 0 | 0 | 0 | 0 | 0
00 Ret.Exist_FBC_SNCR_ACI_DSI & GPM & CCS | 0 | 0 | 0 | 0 | 0 | 0 | 0
00 Ret.Exist_FBC_SNCR_ACI_DSI & GPM & DRET | 0 | 0 | 0 | 0 | 0 | 0 | 0
00 Ret.Exist_FBC_SNCR_ACI_DSI & GPM & NGC | 0 | 0 | 0 | 0 | 0 | 0 | 0
00 Ret.Exist_FBC_SNCR_ACI_DSI & NGC | 0 | 0 | 0 | 0 | 0 | 0 | 0
00 Ret.Exist_FBC_SNCR_DSI & ACI | 0 | 0 | 0 | 0 | 0 | 0 | 0
00 Ret.Exist_FBC_SNCR_DSI & ACI & CCS | 0 | 0 | 0 | 0 | 0 | 0 | 0
00 Ret.Exist_FBC_SNCR_DSI & ACI & DRET | 0 | 0 | 0 | 0 | 0 | 0 | 0
00 Ret.Exist_FBC_SNCR_DSI & ACI & GPM | 0 | 0 | 0 | 0 | 0 | 0 | 0
00 Ret.Exist_FBC_SNCR_DSI & ACI & GPM & CCS | 0 | 0 | 0 | 0 | 0 | 0 | 0
00 Ret.Exist_FBC_SNCR_DSI & ACI & GPM & DRET | 0 | 0 | 0 | 0 | 0 | 0 | 0
00 Ret.Exist_FBC_SNCR_DSI & ACI & GPM & NGC | 0 | 0 | 0 | 0 | 0 | 0 | 0
00 Ret.Exist_FBC_SNCR_DSI & ACI & NGC | 0 | 0 | 0 | 0 | 0 | 0 | 0
00 Ret.Exist_FBC_SNCR_DSI & CCS | 0 | 0 | 0 | 0 | 0 | 0 | 0
00 Ret.Exist_FBC_SNCR_DSI & DCCS | 0 | 2013.9363 | 0 | 0 | 0 | 0 | 0
00 Ret.Exist_FBC_SNCR_DSI & DCCS & CCS | 0 | 0 | 1409.9124 | 1409.9124 | 0 | 0 | 0
00 Ret.Exist_FBC_SNCR_DSI & DRET | 0 | 2748.0808 | 0 | 0 | 0 | 0 | 0
00 Ret.Exist_FBC_SNCR_DSI & GPM | 0 | 0 | 0 | 0 | 0 | 0 | 0
00 Ret.Exist_FBC_SNCR_DSI & GPM & CCS | 0 | 0 | 0 | 0 | 0 | 0 | 0
00 Ret.Exist_FBC_SNCR_DSI & GPM & DRET | 0 | 0 | 0 | 0 | 0 | 0 | 0
00 Ret.Exist_FBC_SNCR_DSI & GPM & NGC | 0 | 0 | 0 | 0 | 0 | 0 | 0
00 Ret.Exist_FBC_SNCR_DSI & NGC | 0 | 1859.2399 | 1519.6839 | 0 | 0 | 0 | 0
00 Ret.Exist_FBC_WetFGD_DSI & ACI | 0 | 0 | 0 | 0 | 0 | 0 | 0
00 Ret.Exist_FBC_WetFGD_DSI & ACI & DRET | 0 | 0 | 0 | 0 | 0 | 0 | 0
00 Ret.Exist_FBC_WetFGD_DSI & ACI & GPM | 0 | 0 | 0 | 0 | 0 | 0 | 0
00 Ret.Exist_FBC_WetFGD_DSI & ACI & GPM & DRET | 0 | 0 | 0 | 0 | 0 | 0 | 0
00 Ret.Exist_FBC_WetFGD_DSI & ACI & GPM & NGC | 0 | 0 | 0 | 0 | 0 | 0 | 0
00 Ret.Exist_FBC_WetFGD_DSI & ACI & GPM & SNCR | 0 | 0 | 0 | 0 | 0 | 0 | 0
00 Ret.Exist_FBC_WetFGD_DSI & ACI & GPM & SNCR & DRET | 0 | 0 | 0 | 0 | 0 | 0 | 0
00 Ret.Exist_FBC_WetFGD_DSI & ACI & GPM & SNCR & NGC | 0 | 0 | 0 | 0 | 0 | 0 | 0
00 Ret.Exist_FBC_WetFGD_DSI & ACI & NGC | 0 | 0 | 0 | 0 | 0 | 0 | 0
00 Ret.Exist_FBC_WetFGD_DSI & ACI & SNCR | 0 | 0 | 0 | 0 | 0 | 0 | 0
00 Ret.Exist_FBC_WetFGD_DSI & ACI & SNCR & DRET | 0 | 0 | 0 | 0 | 0 | 0 | 0
00 Ret.Exist_FBC_WetFGD_DSI & ACI & SNCR & NGC | 0 | 0 | 0 | 0 | 0 | 0 | 0
00 Ret.Exist_FBC_WetFGD_DSI & DRET | 0 | 372.4638 | 0 | 0 | 0 | 0 | 0
00 Ret.Exist_FBC_WetFGD_DSI & GPM | 0 | 0 | 0 | 0 | 0 | 0 | 0
00 Ret.Exist_FBC_WetFGD_DSI & GPM & DRET | 0 | 0 | 0 | 0 | 0 | 0 | 0
00 Ret.Exist_FBC_WetFGD_DSI & GPM & NGC | 0 | 0 | 0 | 0 | 0 | 0 | 0
00 Ret.Exist_FBC_WetFGD_DSI & GPM & SNCR | 0 | 0 | 0 | 0 | 0 | 0 | 0
00 Ret.Exist_FBC_WetFGD_DSI & GPM & SNCR & DRET | 0 | 0 | 0 | 0 | 0 | 0 | 0
00 Ret.Exist_FBC_WetFGD_DSI & GPM & SNCR & NGC | 0 | 0 | 0 | 0 | 0 | 0 | 0
00 Ret.Exist_FBC_WetFGD_DSI & NGC | 0 | 0 | 0 | 0 | 0 | 0 | 0
00 Ret.Exist_FBC_WetFGD_DSI & SNCR | 0 | 0 | 0 | 0 | 0 | 0 | 0
00 Ret.Exist_FBC_WetFGD_DSI & SNCR & DRET | 0 | 0 | 0 | 0 | 0 | 0 | 0
00 Ret.Exist_FBC_WetFGD_DSI & SNCR & NGC | 0 | 0 | 0 | 0 | 0 | 0 | 0
00 Ret.Exist_FBC_WetFGD_SNCR & ACI | 0 | 0 | 0 | 0 | 0 | 0 | 0
00 Ret.Exist_FBC_WetFGD_SNCR & ACI & DRET | 0 | 0 | 0 | 0 | 0 | 0 | 0
00 Ret.Exist_FBC_WetFGD_SNCR & ACI & NGC | 0 | 0 | 0 | 0 | 0 | 0 | 0
00 Ret.Exist_FBC_WetFGD_SNCR & DRET | 0 | 160.8609 | 0 | 0 | 0 | 0 | 0
00 Ret.Exist_FBC_WetFGD_SNCR & GPM | 0 | 0 | 0 | 0 | 0 | 0 | 0
00 Ret.Exist_FBC_WetFGD_SNCR & GPM & DRET | 0 | 0 | 0 | 0 | 0 | 0 | 0
00 Ret.Exist_FBC_WetFGD_SNCR & GPM & NGC | 0 | 0 | 0 | 0 | 0 | 0 | 0
00 Ret.Exist_FBC_WetFGD_SNCR & NGC | 0 | 0 | 0 | 0 | 0 | 0 | 0
00 Ret.Exist_Non-FBC_ACI & C2G | 178.3536 | 2094.7398 | 0 | 0 | 0 | 0 | 0
00 Ret.Exist_Non-FBC_ACI & C2G & SCR | 0 | 0 | 0 | 0 | 0 | 0 | 0
00 Ret.Exist_Non-FBC_ACI & DCCS | 0 | 2554.4801 | 0 | 0 | 0 | 0 | 0
00 Ret.Exist_Non-FBC_ACI & DCCS & WetFGD & SCR & CCS | 0 | 0 | 1699.0061 | 1699.0061 | 88.943 | 104.5548 | 104.5548
00 Ret.Exist_Non-FBC_ACI & DRET | 0 | 7455.409 | 0 | 0 | 0 | 0 | 0
00 Ret.Exist_Non-FBC_ACI & DSI | 0 | 0 | 0 | 0 | 0 | 0 | 0
00 Ret.Exist_Non-FBC_ACI & DSI & C2G | 0 | 0 | 0 | 0 | 0 | 0 | 0
00 Ret.Exist_Non-FBC_ACI & DSI & C2G & SCR | 0 | 0 | 0 | 0 | 0 | 0 | 0
00 Ret.Exist_Non-FBC_ACI & DSI & DRET | 0 | 0 | 0 | 0 | 0 | 0 | 0
00 Ret.Exist_Non-FBC_ACI & DSI & GPM | 0 | 0 | 0 | 0 | 0 | 0 | 0
00 Ret.Exist_Non-FBC_ACI & DSI & GPM & C2G | 0 | 0 | 0 | 0 | 0 | 0 | 0
00 Ret.Exist_Non-FBC_ACI & DSI & GPM & C2G & SCR | 0 | 0 | 0 | 0 | 0 | 0 | 0
00 Ret.Exist_Non-FBC_ACI & DSI & GPM & DRET | 0 | 0 | 0 | 0 | 0 | 0 | 0
00 Ret.Exist_Non-FBC_ACI & DSI & GPM & NGC | 0 | 0 | 0 | 0 | 0 | 0 | 0
00 Ret.Exist_Non-FBC_ACI & DSI & GPM & SCR | 0 | 0 | 0 | 0 | 0 | 0 | 0
00 Ret.Exist_Non-FBC_ACI & DSI & GPM & SCR & DRET | 0 | 0 | 0 | 0 | 0 | 0 | 0
00 Ret.Exist_Non-FBC_ACI & DSI & GPM & SCR & NGC | 0 | 0 | 0 | 0 | 0 | 0 | 0
00 Ret.Exist_Non-FBC_ACI & DSI & GPM & SNCR | 0 | 0 | 0 | 0 | 0 | 0 | 0
00 Ret.Exist_Non-FBC_ACI & DSI & GPM & SNCR & DRET | 0 | 0 | 0 | 0 | 0 | 0 | 0
00 Ret.Exist_Non-FBC_ACI & DSI & GPM & SNCR & NGC | 0 | 0 | 0 | 0 | 0 | 0 | 0
00 Ret.Exist_Non-FBC_ACI & DSI & GPM & WetFGD & SCR & CCS | 0 | 0 | 0 | 0 | 0 | 0 | 0
00 Ret.Exist_Non-FBC_ACI & DSI & NGC | 0 | 0 | 0 | 0 | 0 | 0 | 0
00 Ret.Exist_Non-FBC_ACI & DSI & SCR | 0 | 0 | 0 | 0 | 0 | 0 | 0
00 Ret.Exist_Non-FBC_ACI & DSI & SCR & DRET | 0 | 0 | 0 | 0 | 0 | 0 | 0
00 Ret.Exist_Non-FBC_ACI & DSI & SCR & NGC | 0 | 0 | 0 | 0 | 0 | 0 | 0
00 Ret.Exist_Non-FBC_ACI & DSI & SNCR | 0 | 0 | 0 | 0 | 0 | 0 | 0
00 Ret.Exist_Non-FBC_ACI & DSI & SNCR & DRET | 0 | 0 | 0 | 0 | 0 | 0 | 0
00 Ret.Exist_Non-FBC_ACI & DSI & SNCR & NGC | 0 | 0 | 0 | 0 | 0 | 0 | 0
00 Ret.Exist_Non-FBC_ACI & DSI & WetFGD & SCR & CCS | 0 | 0 | 0 | 0 | 0 | 0 | 0
00 Ret.Exist_Non-FBC_ACI & GPM | 0 | 0 | 0 | 0 | 0 | 0 | 0
00 Ret.Exist_Non-FBC_ACI & GPM & C2G | 0 | 0 | 0 | 0 | 0 | 0 | 0
00 Ret.Exist_Non-FBC_ACI & GPM & C2G & SCR | 0 | 0 | 0 | 0 | 0 | 0 | 0
00 Ret.Exist_Non-FBC_ACI & GPM & DRET | 0 | 0 | 0 | 0 | 0 | 0 | 0
00 Ret.Exist_Non-FBC_ACI & GPM & NGC | 0 | 0 | 0 | 0 | 0 | 0 | 0
00 Ret.Exist_Non-FBC_ACI & GPM & SCR | 0 | 0 | 0 | 0 | 0 | 0 | 0
00 Ret.Exist_Non-FBC_ACI & GPM & SCR & DRET | 0 | 0 | 0 | 0 | 0 | 0 | 0
00 Ret.Exist_Non-FBC_ACI & GPM & SCR & NGC | 0 | 0 | 0 | 0 | 0 | 0 | 0
00 Ret.Exist_Non-FBC_ACI & GPM & SNCR | 0 | 0 | 0 | 0 | 0 | 0 | 0
00 Ret.Exist_Non-FBC_ACI & GPM & SNCR & DRET | 0 | 0 | 0 | 0 | 0 | 0 | 0
00 Ret.Exist_Non-FBC_ACI & GPM & SNCR & NGC | 0 | 0 | 0 | 0 | 0 | 0 | 0
00 Ret.Exist_Non-FBC_ACI & GPM & WetFGD & SCR & CCS | 0 | 0 | 0 | 0 | 0 | 0 | 0
00 Ret.Exist_Non-FBC_ACI & NGC | 0 | 0 | 0 | 0 | 0 | 0 | 0
00 Ret.Exist_Non-FBC_ACI & SCR | 0 | 0 | 0 | 0 | 0 | 0 | 0
00 Ret.Exist_Non-FBC_ACI & SCR & C2G | 0 | 0 | 0 | 0 | 0 | 0 | 0
00 Ret.Exist_Non-FBC_ACI & SCR & DRET | 0 | 0 | 0 | 0 | 0 | 0 | 0
00 Ret.Exist_Non-FBC_ACI & SCR & NGC | 0 | 0 | 0 | 0 | 0 | 0 | 0
00 Ret.Exist_Non-FBC_ACI & SCR & WetFGD & CCS | 0 | 0 | 0 | 0 | 0 | 0 | 0
00 Ret.Exist_Non-FBC_ACI & SNCR | 0 | 0 | 0 | 0 | 0 | 0 | 0
00 Ret.Exist_Non-FBC_ACI & SNCR & C2G | 0 | 0 | 0 | 0 | 0 | 0 | 0
00 Ret.Exist_Non-FBC_ACI & SNCR & DRET | 0 | 0 | 0 | 0 | 0 | 0 | 0
00 Ret.Exist_Non-FBC_ACI & SNCR & NGC | 0 | 0 | 0 | 0 | 0 | 0 | 0
00 Ret.Exist_Non-FBC_ACI_DSI & C2G | 0 | 0 | 0 | 0 | 0 | 0 | 0
00 Ret.Exist_Non-FBC_ACI_DSI & C2G & SCR | 0 | 0 | 0 | 0 | 0 | 0 | 0
00 Ret.Exist_Non-FBC_ACI_DSI & DCCS | 0 | 0 | 0 | 0 | 0 | 0 | 0
00 Ret.Exist_Non-FBC_ACI_DSI & DCCS & WetFGD & SCR & CCS | 0 | 0 | 0 | 0 | 0 | 0 | 0
00 Ret.Exist_Non-FBC_ACI_DSI & DRET | 0 | 5533.3366 | 0 | 0 | 0 | 0 | 0
00 Ret.Exist_Non-FBC_ACI_DSI & GPM | 0 | 0 | 0 | 0 | 0 | 0 | 0
00 Ret.Exist_Non-FBC_ACI_DSI & GPM & C2G | 0 | 0 | 0 | 0 | 0 | 0 | 0
00 Ret.Exist_Non-FBC_ACI_DSI & GPM & C2G & SCR | 0 | 0 | 0 | 0 | 0 | 0 | 0
00 Ret.Exist_Non-FBC_ACI_DSI & GPM & DRET | 0 | 0 | 0 | 0 | 0 | 0 | 0
00 Ret.Exist_Non-FBC_ACI_DSI & GPM & NGC | 0 | 0 | 0 | 0 | 0 | 0 | 0
00 Ret.Exist_Non-FBC_ACI_DSI & GPM & SCR | 0 | 0 | 0 | 0 | 0 | 0 | 0
00 Ret.Exist_Non-FBC_ACI_DSI & GPM & SCR & DRET | 0 | 0 | 0 | 0 | 0 | 0 | 0
00 Ret.Exist_Non-FBC_ACI_DSI & GPM & SCR & NGC | 0 | 0 | 0 | 0 | 0 | 0 | 0
00 Ret.Exist_Non-FBC_ACI_DSI & GPM & SNCR | 0 | 0 | 0 | 0 | 0 | 0 | 0
00 Ret.Exist_Non-FBC_ACI_DSI & GPM & SNCR & DRET | 0 | 0 | 0 | 0 | 0 | 0 | 0
00 Ret.Exist_Non-FBC_ACI_DSI & GPM & SNCR & NGC | 0 | 0 | 0 | 0 | 0 | 0 | 0
00 Ret.Exist_Non-FBC_ACI_DSI & GPM & WetFGD & SCR & CCS | 0 | 0 | 0 | 0 | 0 | 0 | 0
00 Ret.Exist_Non-FBC_ACI_DSI & NGC | 0 | 0 | 0 | 0 | 0 | 0 | 0
00 Ret.Exist_Non-FBC_ACI_DSI & SCR | 0 | 0 | 0 | 0 | 0 | 0 | 0
00 Ret.Exist_Non-FBC_ACI_DSI & SCR & C2G | 0 | 0 | 0 | 0 | 0 | 0 | 0
00 Ret.Exist_Non-FBC_ACI_DSI & SCR & DRET | 0 | 0 | 0 | 0 | 0 | 0 | 0
00 Ret.Exist_Non-FBC_ACI_DSI & SCR & NGC | 0 | 0 | 0 | 0 | 0 | 0 | 0
00 Ret.Exist_Non-FBC_ACI_DSI & SCR & WetFGD & CCS | 0 | 0 | 0 | 0 | 0 | 0 | 0
00 Ret.Exist_Non-FBC_ACI_DSI & SNCR | 0 | 0 | 0 | 0 | 0 | 0 | 0
00 Ret.Exist_Non-FBC_ACI_DSI & SNCR & C2G | 0 | 0 | 0 | 0 | 0 | 0 | 0
00 Ret.Exist_Non-FBC_ACI_DSI & SNCR & DRET | 0 | 0 | 0 | 0 | 0 | 0 | 0
00 Ret.Exist_Non-FBC_ACI_DSI & SNCR & NGC | 0 | 0 | 0 | 0 | 0 | 0 | 0
00 Ret.Exist_Non-FBC_DryFGD & C2G | 0 | 0 | 0 | 0 | 0 | 0 | 0
00 Ret.Exist_Non-FBC_DryFGD & C2G & SCR | 0 | 0 | 0 | 0 | 0 | 0 | 0
00 Ret.Exist_Non-FBC_DryFGD & DRET | 0 | 0 | 0 | 0 | 0 | 0 | 0
00 Ret.Exist_Non-FBC_DryFGD & GPM | 0 | 0 | 0 | 0 | 0 | 0 | 0
00 Ret.Exist_Non-FBC_DryFGD & GPM & C2G | 0 | 0 | 0 | 0 | 0 | 0 | 0
00 Ret.Exist_Non-FBC_DryFGD & GPM & C2G & SCR | 0 | 0 | 0 | 0 | 0 | 0 | 0
00 Ret.Exist_Non-FBC_DryFGD & GPM & DRET | 0 | 0 | 0 | 0 | 0 | 0 | 0
00 Ret.Exist_Non-FBC_DryFGD & GPM & NGC | 0 | 0 | 0 | 0 | 0 | 0 | 0
00 Ret.Exist_Non-FBC_DryFGD & GPM & SCR | 0 | 0 | 0 | 0 | 0 | 0 | 0
00 Ret.Exist_Non-FBC_DryFGD & GPM & SCR & CCS | 0 | 0 | 0 | 0 | 0 | 0 | 0
00 Ret.Exist_Non-FBC_DryFGD & GPM & SCR & DRET | 0 | 0 | 0 | 0 | 0 | 0 | 0
00 Ret.Exist_Non-FBC_DryFGD & GPM & SCR & NGC | 0 | 0 | 0 | 0 | 0 | 0 | 0
00 Ret.Exist_Non-FBC_DryFGD & GPM & SNCR | 0 | 0 | 0 | 0 | 0 | 0 | 0
00 Ret.Exist_Non-FBC_DryFGD & GPM & SNCR & DRET | 0 | 0 | 0 | 0 | 0 | 0 | 0
00 Ret.Exist_Non-FBC_DryFGD & GPM & SNCR & NGC | 0 | 0 | 0 | 0 | 0 | 0 | 0
00 Ret.Exist_Non-FBC_DryFGD & NGC | 0 | 0 | 0 | 0 | 0 | 0 | 0
00 Ret.Exist_Non-FBC_DryFGD & SCR | 0 | 0 | 0 | 0 | 0 | 0 | 0
00 Ret.Exist_Non-FBC_DryFGD & SCR & C2G | 0 | 0 | 0 | 0 | 0 | 0 | 0
00 Ret.Exist_Non-FBC_DryFGD & SCR & CCS | 0 | 0 | 0 | 0 | 0 | 0 | 0
00 Ret.Exist_Non-FBC_DryFGD & SCR & DRET | 0 | 0 | 0 | 0 | 0 | 0 | 0
00 Ret.Exist_Non-FBC_DryFGD & SCR & NGC | 0 | 0 | 0 | 0 | 0 | 0 | 0
00 Ret.Exist_Non-FBC_DryFGD & SNCR | 0 | 0 | 0 | 0 | 0 | 0 | 0
00 Ret.Exist_Non-FBC_DryFGD & SNCR & C2G | 0 | 0 | 0 | 0 | 0 | 0 | 0
00 Ret.Exist_Non-FBC_DryFGD & SNCR & DRET | 0 | 0 | 0 | 0 | 0 | 0 | 0
00 Ret.Exist_Non-FBC_DryFGD & SNCR & NGC | 0 | 0 | 0 | 0 | 0 | 0 | 0
00 Ret.Exist_Non-FBC_DryFGD_ACI & C2G | 0 | 0 | 0 | 0 | 0 | 0 | 0
00 Ret.Exist_Non-FBC_DryFGD_ACI & C2G & SCR | 0 | 0 | 0 | 0 | 0 | 0 | 0
00 Ret.Exist_Non-FBC_DryFGD_ACI & DCCS | 0 | 6844.4501 | 0 | 0 | 0 | 0 | 0
00 Ret.Exist_Non-FBC_DryFGD_ACI & DCCS & SCR & CCS | 0 | 0 | 5988.0919 | 5685.3167 | 1569.5178 | 1569.5178 | 1569.5178
00 Ret.Exist_Non-FBC_DryFGD_ACI & DRET | 0 | 14286.3685 | 0 | 0 | 0 | 0 | 0
00 Ret.Exist_Non-FBC_DryFGD_ACI & GPM | 0 | 0 | 0 | 0 | 0 | 0 | 0
00 Ret.Exist_Non-FBC_DryFGD_ACI & GPM & C2G | 0 | 0 | 0 | 0 | 0 | 0 | 0
00 Ret.Exist_Non-FBC_DryFGD_ACI & GPM & C2G & SCR | 0 | 0 | 0 | 0 | 0 | 0 | 0
00 Ret.Exist_Non-FBC_DryFGD_ACI & GPM & DRET | 0 | 0 | 0 | 0 | 0 | 0 | 0
00 Ret.Exist_Non-FBC_DryFGD_ACI & GPM & NGC | 0 | 0 | 0 | 0 | 0 | 0 | 0
00 Ret.Exist_Non-FBC_DryFGD_ACI & GPM & SCR | 0 | 0 | 0 | 0 | 0 | 0 | 0
00 Ret.Exist_Non-FBC_DryFGD_ACI & GPM & SCR & CCS | 0 | 0 | 0 | 0 | 0 | 0 | 0
00 Ret.Exist_Non-FBC_DryFGD_ACI & GPM & SCR & DRET | 0 | 0 | 0 | 0 | 0 | 0 | 0
00 Ret.Exist_Non-FBC_DryFGD_ACI & GPM & SCR & NGC | 0 | 0 | 0 | 0 | 0 | 0 | 0
00 Ret.Exist_Non-FBC_DryFGD_ACI & GPM & SNCR | 0 | 0 | 0 | 0 | 0 | 0 | 0
00 Ret.Exist_Non-FBC_DryFGD_ACI & GPM & SNCR & DRET | 0 | 0 | 0 | 0 | 0 | 0 | 0
00 Ret.Exist_Non-FBC_DryFGD_ACI & GPM & SNCR & NGC | 0 | 0 | 0 | 0 | 0 | 0 | 0
00 Ret.Exist_Non-FBC_DryFGD_ACI & NGC | 0 | 312.8822 | 1869.9795 | 0 | 0 | 0 | 0
00 Ret.Exist_Non-FBC_DryFGD_ACI & SCR | 0 | 12.7361 | 0 | 0 | 0 | 0 | 0
00 Ret.Exist_Non-FBC_DryFGD_ACI & SCR & C2G | 0 | 0 | 0 | 0 | 0 | 0 | 0
00 Ret.Exist_Non-FBC_DryFGD_ACI & SCR & CCS | 0 | 0 | 60.0672 | 60.0672 | 60.0672 | 60.0672 | 60.0672
00 Ret.Exist_Non-FBC_DryFGD_ACI & SCR & DRET | 0 | 0 | 0 | 0 | 0 | 0 | 0
00 Ret.Exist_Non-FBC_DryFGD_ACI & SCR & NGC | 0 | 0 | 0 | 0 | 0 | 0 | 0
00 Ret.Exist_Non-FBC_DryFGD_ACI & SNCR | 0 | 0 | 0 | 0 | 0 | 0 | 0
00 Ret.Exist_Non-FBC_DryFGD_ACI & SNCR & C2G | 0 | 0 | 0 | 0 | 0 | 0 | 0
00 Ret.Exist_Non-FBC_DryFGD_ACI & SNCR & DRET | 0 | 0 | 0 | 0 | 0 | 0 | 0
00 Ret.Exist_Non-FBC_DryFGD_ACI & SNCR & NGC | 0 | 0 | 0 | 0 | 0 | 0 | 0
00 Ret.Exist_Non-FBC_DryFGD_SCR & ACI | 0 | 0 | 0 | 0 | 0 | 0 | 0
00 Ret.Exist_Non-FBC_DryFGD_SCR & ACI & C2G | 0 | 0 | 0 | 0 | 0 | 0 | 0
00 Ret.Exist_Non-FBC_DryFGD_SCR & ACI & CCS | 0 | 0 | 0 | 0 | 0 | 0 | 0
00 Ret.Exist_Non-FBC_DryFGD_SCR & ACI & DRET | 0 | 0 | 0 | 0 | 0 | 0 | 0
00 Ret.Exist_Non-FBC_DryFGD_SCR & ACI & GPM | 0 | 0 | 0 | 0 | 0 | 0 | 0
00 Ret.Exist_Non-FBC_DryFGD_SCR & ACI & GPM & C2G | 0 | 0 | 0 | 0 | 0 | 0 | 0
00 Ret.Exist_Non-FBC_DryFGD_SCR & ACI & GPM & CCS | 0 | 0 | 0 | 0 | 0 | 0 | 0
00 Ret.Exist_Non-FBC_DryFGD_SCR & ACI & GPM & DRET | 0 | 0 | 0 | 0 | 0 | 0 | 0
00 Ret.Exist_Non-FBC_DryFGD_SCR & ACI & GPM & NGC | 0 | 0 | 0 | 0 | 0 | 0 | 0
00 Ret.Exist_Non-FBC_DryFGD_SCR & ACI & NGC | 0 | 0 | 0 | 0 | 0 | 0 | 0
00 Ret.Exist_Non-FBC_DryFGD_SCR & C2G | 0 | 0 | 0 | 0 | 0 | 0 | 0
00 Ret.Exist_Non-FBC_DryFGD_SCR & CCS | 0 | 0 | 0 | 0 | 0 | 0 | 0
00 Ret.Exist_Non-FBC_DryFGD_SCR & DRET | 0 | 0 | 0 | 0 | 0 | 0 | 0
00 Ret.Exist_Non-FBC_DryFGD_SCR & GPM | 0 | 0 | 0 | 0 | 0 | 0 | 0
00 Ret.Exist_Non-FBC_DryFGD_SCR & GPM & C2G | 0 | 0 | 0 | 0 | 0 | 0 | 0
00 Ret.Exist_Non-FBC_DryFGD_SCR & GPM & CCS | 0 | 0 | 0 | 0 | 0 | 0 | 0
00 Ret.Exist_Non-FBC_DryFGD_SCR & GPM & DRET | 0 | 0 | 0 | 0 | 0 | 0 | 0
00 Ret.Exist_Non-FBC_DryFGD_SCR & GPM & NGC | 0 | 0 | 0 | 0 | 0 | 0 | 0
00 Ret.Exist_Non-FBC_DryFGD_SCR & NGC | 0 | 0 | 0 | 0 | 0 | 0 | 0
00 Ret.Exist_Non-FBC_DryFGD_SCR_ACI & C2G | 87.1094 | 1209.0267 | 345.6948 | 345.6948 | 345.6948 | 345.6948 | 345.6948
00 Ret.Exist_Non-FBC_DryFGD_SCR_ACI & CCS | 0 | 1750.4673 | 1829.2584 | 1829.2584 | 1829.2584 | 1829.2584 | 1829.2584
00 Ret.Exist_Non-FBC_DryFGD_SCR_ACI & DCCS | 0 | 5163.5296 | 0 | 0 | 0 | 0 | 0
00 Ret.Exist_Non-FBC_DryFGD_SCR_ACI & DCCS & CCS | 0 | 0 | 4989.1641 | 4989.1641 | 601.1664 | 862.8295 | 879.6328
00 Ret.Exist_Non-FBC_DryFGD_SCR_ACI & DRET | 0 | 15666.3778 | 0 | 0 | 0 | 0 | 0
00 Ret.Exist_Non-FBC_DryFGD_SCR_ACI & GPM | 0 | 0 | 0 | 0 | 0 | 0 | 0
00 Ret.Exist_Non-FBC_DryFGD_SCR_ACI & GPM & C2G | 0 | 0 | 0 | 0 | 0 | 0 | 0
00 Ret.Exist_Non-FBC_DryFGD_SCR_ACI & GPM & CCS | 0 | 0 | 0 | 0 | 0 | 0 | 0
00 Ret.Exist_Non-FBC_DryFGD_SCR_ACI & GPM & DRET | 0 | 0 | 0 | 0 | 0 | 0 | 0
00 Ret.Exist_Non-FBC_DryFGD_SCR_ACI & GPM & NGC | 0 | 0 | 0 | 0 | 0 | 0 | 0
00 Ret.Exist_Non-FBC_DryFGD_SCR_ACI & NGC | 0 | 17.3465 | 14.5614 | 0 | 0 | 0 | 0
00 Ret.Exist_Non-FBC_DryFGD_SCR_ACI_DSI & C2G | 0 | 41.5851 | 41.5851 | 41.5851 | 41.5851 | 41.5851 | 41.5851
00 Ret.Exist_Non-FBC_DryFGD_SCR_ACI_DSI & CCS | 0 | 0 | 0 | 0 | 0 | 0 | 0
00 Ret.Exist_Non-FBC_DryFGD_SCR_ACI_DSI & DCCS | 0 | 0.023892 | 0 | 0 | 0 | 0 | 0
00 Ret.Exist_Non-FBC_DryFGD_SCR_ACI_DSI & DCCS & CCS | 0 | 0 | 0.016255 | 0.016255 | 0 | 0 | 0
00 Ret.Exist_Non-FBC_DryFGD_SCR_ACI_DSI & DRET | 0 | 4069.8497 | 0 | 0 | 0 | 0 | 0
00 Ret.Exist_Non-FBC_DryFGD_SCR_ACI_DSI & GPM | 0 | 0 | 0 | 0 | 0 | 0 | 0
00 Ret.Exist_Non-FBC_DryFGD_SCR_ACI_DSI & GPM & C2G | 0 | 0 | 0 | 0 | 0 | 0 | 0
00 Ret.Exist_Non-FBC_DryFGD_SCR_ACI_DSI & GPM & CCS | 0 | 0 | 0 | 0 | 0 | 0 | 0
00 Ret.Exist_Non-FBC_DryFGD_SCR_ACI_DSI & GPM & DRET | 0 | 0 | 0 | 0 | 0 | 0 | 0
00 Ret.Exist_Non-FBC_DryFGD_SCR_ACI_DSI & GPM & NGC | 0 | 0 | 0 | 0 | 0 | 0 | 0
00 Ret.Exist_Non-FBC_DryFGD_SCR_ACI_DSI & NGC | 0 | 0 | 0 | 0 | 0 | 0 | 0
00 Ret.Exist_Non-FBC_DryFGD_SCR_DSI & ACI | 0 | 0 | 0 | 0 | 0 | 0 | 0
00 Ret.Exist_Non-FBC_DryFGD_SCR_DSI & ACI & C2G | 0 | 0 | 0 | 0 | 0 | 0 | 0
00 Ret.Exist_Non-FBC_DryFGD_SCR_DSI & ACI & CCS | 0 | 0 | 0 | 0 | 0 | 0 | 0
00 Ret.Exist_Non-FBC_DryFGD_SCR_DSI & ACI & DRET | 0 | 0 | 0 | 0 | 0 | 0 | 0
00 Ret.Exist_Non-FBC_DryFGD_SCR_DSI & ACI & GPM | 0 | 0 | 0 | 0 | 0 | 0 | 0
00 Ret.Exist_Non-FBC_DryFGD_SCR_DSI & ACI & GPM & C2G | 0 | 0 | 0 | 0 | 0 | 0 | 0
00 Ret.Exist_Non-FBC_DryFGD_SCR_DSI & ACI & GPM & CCS | 0 | 0 | 0 | 0 | 0 | 0 | 0
00 Ret.Exist_Non-FBC_DryFGD_SCR_DSI & ACI & GPM & DRET | 0 | 0 | 0 | 0 | 0 | 0 | 0
00 Ret.Exist_Non-FBC_DryFGD_SCR_DSI & ACI & GPM & NGC | 0 | 0 | 0 | 0 | 0 | 0 | 0
00 Ret.Exist_Non-FBC_DryFGD_SCR_DSI & ACI & NGC | 0 | 0 | 0 | 0 | 0 | 0 | 0
00 Ret.Exist_Non-FBC_DryFGD_SCR_DSI & C2G | 0 | 0 | 0 | 0 | 0 | 0 | 0
00 Ret.Exist_Non-FBC_DryFGD_SCR_DSI & CCS | 0 | 0 | 0 | 0 | 0 | 0 | 0
00 Ret.Exist_Non-FBC_DryFGD_SCR_DSI & DRET | 0 | 1149.1846 | 0 | 0 | 0 | 0 | 0
00 Ret.Exist_Non-FBC_DryFGD_SCR_DSI & GPM | 0 | 0 | 0 | 0 | 0 | 0 | 0
00 Ret.Exist_Non-FBC_DryFGD_SCR_DSI & GPM & C2G | 0 | 0 | 0 | 0 | 0 | 0 | 0
00 Ret.Exist_Non-FBC_DryFGD_SCR_DSI & GPM & CCS | 0 | 0 | 0 | 0 | 0 | 0 | 0
00 Ret.Exist_Non-FBC_DryFGD_SCR_DSI & GPM & DRET | 0 | 0 | 0 | 0 | 0 | 0 | 0
00 Ret.Exist_Non-FBC_DryFGD_SCR_DSI & GPM & NGC | 0 | 0 | 0 | 0 | 0 | 0 | 0
00 Ret.Exist_Non-FBC_DryFGD_SCR_DSI & NGC | 0 | 0 | 0 | 0 | 0 | 0 | 0
00 Ret.Exist_Non-FBC_DryFGD_SNCR_ACI & C2G | 0 | 0 | 0 | 0 | 0 | 0 | 0
00 Ret.Exist_Non-FBC_DryFGD_SNCR_ACI & C2G & SCR | 0 | 0 | 0 | 0 | 0 | 0 | 0
00 Ret.Exist_Non-FBC_DryFGD_SNCR_ACI & DCCS | 0 | 3880.2157 | 0 | 0 | 0 | 0 | 0
00 Ret.Exist_Non-FBC_DryFGD_SNCR_ACI & DCCS & SCR & CCS | 0 | 0 | 2609.9234 | 2609.9234 | 1392.0267 | 1657.1585 | 1657.1585
00 Ret.Exist_Non-FBC_DryFGD_SNCR_ACI & DRET | 0 | 7867.4655 | 0 | 0 | 0 | 0 | 0
00 Ret.Exist_Non-FBC_DryFGD_SNCR_ACI & GPM | 0 | 0 | 0 | 0 | 0 | 0 | 0
00 Ret.Exist_Non-FBC_DryFGD_SNCR_ACI & GPM & C2G | 0 | 0 | 0 | 0 | 0 | 0 | 0
00 Ret.Exist_Non-FBC_DryFGD_SNCR_ACI & GPM & C2G & SCR | 0 | 0 | 0 | 0 | 0 | 0 | 0
00 Ret.Exist_Non-FBC_DryFGD_SNCR_ACI & GPM & DRET | 0 | 0 | 0 | 0 | 0 | 0 | 0
00 Ret.Exist_Non-FBC_DryFGD_SNCR_ACI & GPM & NGC | 0 | 0 | 0 | 0 | 0 | 0 | 0
00 Ret.Exist_Non-FBC_DryFGD_SNCR_ACI & GPM & SCR | 0 | 0 | 0 | 0 | 0 | 0 | 0
00 Ret.Exist_Non-FBC_DryFGD_SNCR_ACI & GPM & SCR & CCS | 0 | 0 | 0 | 0 | 0 | 0 | 0
00 Ret.Exist_Non-FBC_DryFGD_SNCR_ACI & GPM & SCR & DRET | 0 | 0 | 0 | 0 | 0 | 0 | 0
00 Ret.Exist_Non-FBC_DryFGD_SNCR_ACI & GPM & SCR & NGC | 0 | 0 | 0 | 0 | 0 | 0 | 0
00 Ret.Exist_Non-FBC_DryFGD_SNCR_ACI & NGC | 0 | 0 | 0 | 0 | 0 | 0 | 0
00 Ret.Exist_Non-FBC_DryFGD_SNCR_ACI & SCR | 0 | 0 | 0 | 0 | 0 | 0 | 0
00 Ret.Exist_Non-FBC_DryFGD_SNCR_ACI & SCR & C2G | 0 | 0 | 0 | 0 | 0 | 0 | 0
00 Ret.Exist_Non-FBC_DryFGD_SNCR_ACI & SCR & CCS | 0 | 0 | 0 | 0 | 0 | 0 | 0
00 Ret.Exist_Non-FBC_DryFGD_SNCR_ACI & SCR & DRET | 0 | 0 | 0 | 0 | 0 | 0 | 0
00 Ret.Exist_Non-FBC_DryFGD_SNCR_ACI & SCR & NGC | 0 | 0 | 0 | 0 | 0 | 0 | 0
00 Ret.Exist_Non-FBC_DryFGD_SNCR_ACI_DSI & C2G | 0 | 0 | 0 | 0 | 0 | 0 | 0
00 Ret.Exist_Non-FBC_DryFGD_SNCR_ACI_DSI & C2G & SCR | 0 | 0 | 0 | 0 | 0 | 0 | 0
00 Ret.Exist_Non-FBC_DryFGD_SNCR_ACI_DSI & DRET | 0 | 0 | 0 | 0 | 0 | 0 | 0
00 Ret.Exist_Non-FBC_DryFGD_SNCR_ACI_DSI & GPM | 0 | 0 | 0 | 0 | 0 | 0 | 0
00 Ret.Exist_Non-FBC_DryFGD_SNCR_ACI_DSI & GPM & C2G | 0 | 0 | 0 | 0 | 0 | 0 | 0
00 Ret.Exist_Non-FBC_DryFGD_SNCR_ACI_DSI & GPM & C2G & SCR | 0 | 0 | 0 | 0 | 0 | 0 | 0
00 Ret.Exist_Non-FBC_DryFGD_SNCR_ACI_DSI & GPM & DRET | 0 | 0 | 0 | 0 | 0 | 0 | 0
00 Ret.Exist_Non-FBC_DryFGD_SNCR_ACI_DSI & GPM & NGC | 0 | 0 | 0 | 0 | 0 | 0 | 0
00 Ret.Exist_Non-FBC_DryFGD_SNCR_ACI_DSI & GPM & SCR | 0 | 0 | 0 | 0 | 0 | 0 | 0
00 Ret.Exist_Non-FBC_DryFGD_SNCR_ACI_DSI & GPM & SCR & CCS | 0 | 0 | 0 | 0 | 0 | 0 | 0
00 Ret.Exist_Non-FBC_DryFGD_SNCR_ACI_DSI & GPM & SCR & DRET | 0 | 0 | 0 | 0 | 0 | 0 | 0
00 Ret.Exist_Non-FBC_DryFGD_SNCR_ACI_DSI & GPM & SCR & NGC | 0 | 0 | 0 | 0 | 0 | 0 | 0
00 Ret.Exist_Non-FBC_DryFGD_SNCR_ACI_DSI & NGC | 0 | 0 | 0 | 0 | 0 | 0 | 0
00 Ret.Exist_Non-FBC_DryFGD_SNCR_ACI_DSI & SCR | 0 | 0 | 0 | 0 | 0 | 0 | 0
00 Ret.Exist_Non-FBC_DryFGD_SNCR_ACI_DSI & SCR & C2G | 0 | 0 | 0 | 0 | 0 | 0 | 0
00 Ret.Exist_Non-FBC_DryFGD_SNCR_ACI_DSI & SCR & CCS | 0 | 0 | 0 | 0 | 0 | 0 | 0
00 Ret.Exist_Non-FBC_DryFGD_SNCR_ACI_DSI & SCR & DRET | 0 | 0 | 0 | 0 | 0 | 0 | 0
00 Ret.Exist_Non-FBC_DryFGD_SNCR_ACI_DSI & SCR & NGC | 0 | 0 | 0 | 0 | 0 | 0 | 0
00 Ret.Exist_Non-FBC_DSI & ACI | 0 | 0 | 0 | 0 | 0 | 0 | 0
00 Ret.Exist_Non-FBC_DSI & ACI & C2G | 0 | 0 | 0 | 0 | 0 | 0 | 0
00 Ret.Exist_Non-FBC_DSI & ACI & C2G & SCR | 0 | 0 | 0 | 0 | 0 | 0 | 0
00 Ret.Exist_Non-FBC_DSI & ACI & DRET | 0 | 0 | 0 | 0 | 0 | 0 | 0
00 Ret.Exist_Non-FBC_DSI & ACI & GPM | 0 | 0 | 0 | 0 | 0 | 0 | 0
00 Ret.Exist_Non-FBC_DSI & ACI & GPM & C2G | 0 | 0 | 0 | 0 | 0 | 0 | 0
00 Ret.Exist_Non-FBC_DSI & ACI & GPM & C2G & SCR | 0 | 0 | 0 | 0 | 0 | 0 | 0
00 Ret.Exist_Non-FBC_DSI & ACI & GPM & DRET | 0 | 0 | 0 | 0 | 0 | 0 | 0
00 Ret.Exist_Non-FBC_DSI & ACI & GPM & NGC | 0 | 0 | 0 | 0 | 0 | 0 | 0
00 Ret.Exist_Non-FBC_DSI & ACI & GPM & SCR | 0 | 0 | 0 | 0 | 0 | 0 | 0
00 Ret.Exist_Non-FBC_DSI & ACI & GPM & SCR & DRET | 0 | 0 | 0 | 0 | 0 | 0 | 0
00 Ret.Exist_Non-FBC_DSI & ACI & GPM & SCR & NGC | 0 | 0 | 0 | 0 | 0 | 0 | 0
00 Ret.Exist_Non-FBC_DSI & ACI & GPM & SNCR | 0 | 0 | 0 | 0 | 0 | 0 | 0
00 Ret.Exist_Non-FBC_DSI & ACI & GPM & SNCR & DRET | 0 | 0 | 0 | 0 | 0 | 0 | 0
00 Ret.Exist_Non-FBC_DSI & ACI & GPM & SNCR & NGC | 0 | 0 | 0 | 0 | 0 | 0 | 0
00 Ret.Exist_Non-FBC_DSI & ACI & GPM & WetFGD & SCR & CCS | 0 | 0 | 0 | 0 | 0 | 0 | 0
00 Ret.Exist_Non-FBC_DSI & ACI & NGC | 0 | 0 | 0 | 0 | 0 | 0 | 0
00 Ret.Exist_Non-FBC_DSI & ACI & SCR | 0 | 0 | 0 | 0 | 0 | 0 | 0
00 Ret.Exist_Non-FBC_DSI & ACI & SCR & DRET | 0 | 0 | 0 | 0 | 0 | 0 | 0
00 Ret.Exist_Non-FBC_DSI & ACI & SCR & NGC | 0 | 0 | 0 | 0 | 0 | 0 | 0
00 Ret.Exist_Non-FBC_DSI & ACI & SNCR | 0 | 0 | 0 | 0 | 0 | 0 | 0
00 Ret.Exist_Non-FBC_DSI & ACI & SNCR & DRET | 0 | 0 | 0 | 0 | 0 | 0 | 0
00 Ret.Exist_Non-FBC_DSI & ACI & SNCR & NGC | 0 | 0 | 0 | 0 | 0 | 0 | 0
00 Ret.Exist_Non-FBC_DSI & ACI & WetFGD & SCR & CCS | 0 | 0 | 0 | 0 | 0 | 0 | 0
00 Ret.Exist_Non-FBC_DSI & C2G | 0 | 0 | 0 | 0 | 0 | 0 | 0
00 Ret.Exist_Non-FBC_DSI & C2G & SCR | 0 | 0 | 0 | 0 | 0 | 0 | 0
00 Ret.Exist_Non-FBC_DSI & DRET | 0 | 0 | 0 | 0 | 0 | 0 | 0
00 Ret.Exist_Non-FBC_DSI & GPM | 0 | 0 | 0 | 0 | 0 | 0 | 0
00 Ret.Exist_Non-FBC_DSI & GPM & C2G | 0 | 0 | 0 | 0 | 0 | 0 | 0
00 Ret.Exist_Non-FBC_DSI & GPM & C2G & SCR | 0 | 0 | 0 | 0 | 0 | 0 | 0
00 Ret.Exist_Non-FBC_DSI & GPM & DRET | 0 | 0 | 0 | 0 | 0 | 0 | 0
00 Ret.Exist_Non-FBC_DSI & GPM & NGC | 0 | 0 | 0 | 0 | 0 | 0 | 0
00 Ret.Exist_Non-FBC_DSI & GPM & SCR | 0 | 0 | 0 | 0 | 0 | 0 | 0
00 Ret.Exist_Non-FBC_DSI & GPM & SCR & DRET | 0 | 0 | 0 | 0 | 0 | 0 | 0
00 Ret.Exist_Non-FBC_DSI & GPM & SCR & NGC | 0 | 0 | 0 | 0 | 0 | 0 | 0
00 Ret.Exist_Non-FBC_DSI & GPM & SNCR | 0 | 0 | 0 | 0 | 0 | 0 | 0
00 Ret.Exist_Non-FBC_DSI & GPM & SNCR & DRET | 0 | 0 | 0 | 0 | 0 | 0 | 0
00 Ret.Exist_Non-FBC_DSI & GPM & SNCR & NGC | 0 | 0 | 0 | 0 | 0 | 0 | 0
00 Ret.Exist_Non-FBC_DSI & GPM & WetFGD & SCR & CCS | 0 | 0 | 0 | 0 | 0 | 0 | 0
00 Ret.Exist_Non-FBC_DSI & NGC | 0 | 0 | 0 | 0 | 0 | 0 | 0
00 Ret.Exist_Non-FBC_DSI & SCR | 0 | 0 | 0 | 0 | 0 | 0 | 0
00 Ret.Exist_Non-FBC_DSI & SCR & C2G | 0 | 0 | 0 | 0 | 0 | 0 | 0
00 Ret.Exist_Non-FBC_DSI & SCR & DRET | 0 | 0 | 0 | 0 | 0 | 0 | 0
00 Ret.Exist_Non-FBC_DSI & SCR & NGC | 0 | 0 | 0 | 0 | 0 | 0 | 0
00 Ret.Exist_Non-FBC_DSI & SCR & WetFGD & CCS | 0 | 0 | 0 | 0 | 0 | 0 | 0
00 Ret.Exist_Non-FBC_DSI & SNCR | 0 | 0 | 0 | 0 | 0 | 0 | 0
00 Ret.Exist_Non-FBC_DSI & SNCR & C2G | 0 | 0 | 0 | 0 | 0 | 0 | 0
00 Ret.Exist_Non-FBC_DSI & SNCR & DRET | 0 | 0 | 0 | 0 | 0 | 0 | 0
00 Ret.Exist_Non-FBC_DSI & SNCR & NGC | 0 | 0 | 0 | 0 | 0 | 0 | 0
00 Ret.Exist_Non-FBC_NoCtrl & ACI | 0 | 0 | 0 | 0 | 0 | 0 | 0
00 Ret.Exist_Non-FBC_NoCtrl & ACI & C2G | 0 | 0 | 0 | 0 | 0 | 0 | 0
00 Ret.Exist_Non-FBC_NoCtrl & ACI & C2G & SCR | 0 | 0 | 0 | 0 | 0 | 0 | 0
00 Ret.Exist_Non-FBC_NoCtrl & ACI & DRET | 0 | 0 | 0 | 0 | 0 | 0 | 0
00 Ret.Exist_Non-FBC_NoCtrl & ACI & DSI | 0 | 0 | 0 | 0 | 0 | 0 | 0
00 Ret.Exist_Non-FBC_NoCtrl & ACI & DSI & C2G | 0 | 0 | 0 | 0 | 0 | 0 | 0
00 Ret.Exist_Non-FBC_NoCtrl & ACI & DSI & C2G & SCR | 0 | 0 | 0 | 0 | 0 | 0 | 0
00 Ret.Exist_Non-FBC_NoCtrl & ACI & DSI & DRET | 0 | 0 | 0 | 0 | 0 | 0 | 0
00 Ret.Exist_Non-FBC_NoCtrl & ACI & DSI & GPM | 0 | 0 | 0 | 0 | 0 | 0 | 0
00 Ret.Exist_Non-FBC_NoCtrl & ACI & DSI & GPM & C2G | 0 | 0 | 0 | 0 | 0 | 0 | 0
00 Ret.Exist_Non-FBC_NoCtrl & ACI & DSI & GPM & C2G & SCR | 0 | 0 | 0 | 0 | 0 | 0 | 0
00 Ret.Exist_Non-FBC_NoCtrl & ACI & DSI & GPM & DRET | 0 | 0 | 0 | 0 | 0 | 0 | 0
00 Ret.Exist_Non-FBC_NoCtrl & ACI & DSI & GPM & NGC | 0 | 0 | 0 | 0 | 0 | 0 | 0
00 Ret.Exist_Non-FBC_NoCtrl & ACI & DSI & GPM & SCR | 0 | 0 | 0 | 0 | 0 | 0 | 0
00 Ret.Exist_Non-FBC_NoCtrl & ACI & DSI & GPM & SCR & DRET | 0 | 0 | 0 | 0 | 0 | 0 | 0
00 Ret.Exist_Non-FBC_NoCtrl & ACI & DSI & GPM & SCR & NGC | 0 | 0 | 0 | 0 | 0 | 0 | 0
00 Ret.Exist_Non-FBC_NoCtrl & ACI & DSI & GPM & SNCR | 0 | 0 | 0 | 0 | 0 | 0 | 0
00 Ret.Exist_Non-FBC_NoCtrl & ACI & DSI & GPM & SNCR & DRET | 0 | 0 | 0 | 0 | 0 | 0 | 0
00 Ret.Exist_Non-FBC_NoCtrl & ACI & DSI & GPM & SNCR & NGC | 0 | 0 | 0 | 0 | 0 | 0 | 0
00 Ret.Exist_Non-FBC_NoCtrl & ACI & DSI & GPM & WetFGD & SCR & CCS | 0 | 0 | 0 | 0 | 0 | 0 | 0
00 Ret.Exist_Non-FBC_NoCtrl & ACI & DSI & NGC | 0 | 0 | 0 | 0 | 0 | 0 | 0
00 Ret.Exist_Non-FBC_NoCtrl & ACI & DSI & SCR | 0 | 0 | 0 | 0 | 0 | 0 | 0
00 Ret.Exist_Non-FBC_NoCtrl & ACI & DSI & SCR & DRET | 0 | 0 | 0 | 0 | 0 | 0 | 0
00 Ret.Exist_Non-FBC_NoCtrl & ACI & DSI & SCR & NGC | 0 | 0 | 0 | 0 | 0 | 0 | 0
00 Ret.Exist_Non-FBC_NoCtrl & ACI & DSI & SNCR | 0 | 0 | 0 | 0 | 0 | 0 | 0
00 Ret.Exist_Non-FBC_NoCtrl & ACI & DSI & SNCR & DRET | 0 | 0 | 0 | 0 | 0 | 0 | 0
00 Ret.Exist_Non-FBC_NoCtrl & ACI & DSI & SNCR & NGC | 0 | 0 | 0 | 0 | 0 | 0 | 0
00 Ret.Exist_Non-FBC_NoCtrl & ACI & DSI & WetFGD & SCR & CCS | 0 | 0 | 0 | 0 | 0 | 0 | 0
00 Ret.Exist_Non-FBC_NoCtrl & ACI & GPM | 0 | 0 | 0 | 0 | 0 | 0 | 0
00 Ret.Exist_Non-FBC_NoCtrl & ACI & GPM & C2G | 0 | 0 | 0 | 0 | 0 | 0 | 0
00 Ret.Exist_Non-FBC_NoCtrl & ACI & GPM & C2G & SCR | 0 | 0 | 0 | 0 | 0 | 0 | 0
00 Ret.Exist_Non-FBC_NoCtrl & ACI & GPM & DRET | 0 | 0 | 0 | 0 | 0 | 0 | 0
00 Ret.Exist_Non-FBC_NoCtrl & ACI & GPM & NGC | 0 | 0 | 0 | 0 | 0 | 0 | 0
00 Ret.Exist_Non-FBC_NoCtrl & ACI & GPM & SCR | 0 | 0 | 0 | 0 | 0 | 0 | 0
00 Ret.Exist_Non-FBC_NoCtrl & ACI & GPM & SCR & DRET | 0 | 0 | 0 | 0 | 0 | 0 | 0
00 Ret.Exist_Non-FBC_NoCtrl & ACI & GPM & SCR & NGC | 0 | 0 | 0 | 0 | 0 | 0 | 0
00 Ret.Exist_Non-FBC_NoCtrl & ACI & GPM & SNCR | 0 | 0 | 0 | 0 | 0 | 0 | 0
00 Ret.Exist_Non-FBC_NoCtrl & ACI & GPM & SNCR & DRET | 0 | 0 | 0 | 0 | 0 | 0 | 0
00 Ret.Exist_Non-FBC_NoCtrl & ACI & GPM & SNCR & NGC | 0 | 0 | 0 | 0 | 0 | 0 | 0
00 Ret.Exist_Non-FBC_NoCtrl & ACI & GPM & WetFGD & SCR & CCS | 0 | 0 | 0 | 0 | 0 | 0 | 0
00 Ret.Exist_Non-FBC_NoCtrl & ACI & NGC | 0 | 0 | 0 | 0 | 0 | 0 | 0
00 Ret.Exist_Non-FBC_NoCtrl & ACI & SCR | 0 | 0 | 0 | 0 | 0 | 0 | 0
00 Ret.Exist_Non-FBC_NoCtrl & ACI & SCR & DRET | 0 | 0 | 0 | 0 | 0 | 0 | 0
00 Ret.Exist_Non-FBC_NoCtrl & ACI & SCR & NGC | 0 | 0 | 0 | 0 | 0 | 0 | 0
00 Ret.Exist_Non-FBC_NoCtrl & ACI & SNCR | 0 | 0 | 0 | 0 | 0 | 0 | 0
00 Ret.Exist_Non-FBC_NoCtrl & ACI & SNCR & DRET | 0 | 0 | 0 | 0 | 0 | 0 | 0
00 Ret.Exist_Non-FBC_NoCtrl & ACI & SNCR & NGC | 0 | 0 | 0 | 0 | 0 | 0 | 0
00 Ret.Exist_Non-FBC_NoCtrl & ACI & WetFGD & SCR & CCS | 0 | 0 | 0 | 0 | 0 | 0 | 0
00 Ret.Exist_Non-FBC_NoCtrl & C2G | 0 | 0 | 0 | 0 | 0 | 0 | 0
00 Ret.Exist_Non-FBC_NoCtrl & C2G & SCR | 0 | 0 | 0 | 0 | 0 | 0 | 0
00 Ret.Exist_Non-FBC_NoCtrl & DCCS | 0 | 0 | 0 | 0 | 0 | 0 | 0
00 Ret.Exist_Non-FBC_NoCtrl & DCCS & WetFGD & SCR & CCS | 0 | 0 | 0 | 0 | 0 | 0 | 0
00 Ret.Exist_Non-FBC_NoCtrl & DRET | 0 | 1357.3995 | 0 | 0 | 0 | 0 | 0
00 Ret.Exist_Non-FBC_NoCtrl & DSI | 0 | 0 | 0 | 0 | 0 | 0 | 0
00 Ret.Exist_Non-FBC_NoCtrl & DSI & C2G | 0 | 0 | 0 | 0 | 0 | 0 | 0
00 Ret.Exist_Non-FBC_NoCtrl & DSI & C2G & SCR | 0 | 0 | 0 | 0 | 0 | 0 | 0
00 Ret.Exist_Non-FBC_NoCtrl & DSI & DRET | 0 | 0 | 0 | 0 | 0 | 0 | 0
00 Ret.Exist_Non-FBC_NoCtrl & DSI & GPM | 0 | 0 | 0 | 0 | 0 | 0 | 0
00 Ret.Exist_Non-FBC_NoCtrl & DSI & GPM & C2G | 0 | 0 | 0 | 0 | 0 | 0 | 0
00 Ret.Exist_Non-FBC_NoCtrl & DSI & GPM & C2G & SCR | 0 | 0 | 0 | 0 | 0 | 0 | 0
00 Ret.Exist_Non-FBC_NoCtrl & DSI & GPM & DRET | 0 | 0 | 0 | 0 | 0 | 0 | 0
00 Ret.Exist_Non-FBC_NoCtrl & DSI & GPM & NGC | 0 | 0 | 0 | 0 | 0 | 0 | 0
00 Ret.Exist_Non-FBC_NoCtrl & DSI & GPM & SCR | 0 | 0 | 0 | 0 | 0 | 0 | 0
00 Ret.Exist_Non-FBC_NoCtrl & DSI & GPM & SCR & DRET | 0 | 0 | 0 | 0 | 0 | 0 | 0
00 Ret.Exist_Non-FBC_NoCtrl & DSI & GPM & SCR & NGC | 0 | 0 | 0 | 0 | 0 | 0 | 0
00 Ret.Exist_Non-FBC_NoCtrl & DSI & GPM & SNCR | 0 | 0 | 0 | 0 | 0 | 0 | 0
00 Ret.Exist_Non-FBC_NoCtrl & DSI & GPM & SNCR & DRET | 0 | 0 | 0 | 0 | 0 | 0 | 0
00 Ret.Exist_Non-FBC_NoCtrl & DSI & GPM & SNCR & NGC | 0 | 0 | 0 | 0 | 0 | 0 | 0
00 Ret.Exist_Non-FBC_NoCtrl & DSI & GPM & WetFGD & SCR & CCS | 0 | 0 | 0 | 0 | 0 | 0 | 0
00 Ret.Exist_Non-FBC_NoCtrl & DSI & NGC | 0 | 0 | 0 | 0 | 0 | 0 | 0
00 Ret.Exist_Non-FBC_NoCtrl & DSI & SCR | 0 | 0 | 0 | 0 | 0 | 0 | 0
00 Ret.Exist_Non-FBC_NoCtrl & DSI & SCR & DRET | 0 | 0 | 0 | 0 | 0 | 0 | 0
00 Ret.Exist_Non-FBC_NoCtrl & DSI & SCR & NGC | 0 | 0 | 0 | 0 | 0 | 0 | 0
00 Ret.Exist_Non-FBC_NoCtrl & DSI & SNCR | 0 | 0 | 0 | 0 | 0 | 0 | 0
00 Ret.Exist_Non-FBC_NoCtrl & DSI & SNCR & DRET | 0 | 0 | 0 | 0 | 0 | 0 | 0
00 Ret.Exist_Non-FBC_NoCtrl & DSI & SNCR & NGC | 0 | 0 | 0 | 0 | 0 | 0 | 0
00 Ret.Exist_Non-FBC_NoCtrl & DSI & WetFGD & SCR & CCS | 0 | 0 | 0 | 0 | 0 | 0 | 0
00 Ret.Exist_Non-FBC_NoCtrl & GPM | 0 | 0 | 0 | 0 | 0 | 0 | 0
00 Ret.Exist_Non-FBC_NoCtrl & GPM & C2G | 0 | 0 | 0 | 0 | 0 | 0 | 0
00 Ret.Exist_Non-FBC_NoCtrl & GPM & C2G & SCR | 0 | 0 | 0 | 0 | 0 | 0 | 0
00 Ret.Exist_Non-FBC_NoCtrl & GPM & DRET | 0 | 0 | 0 | 0 | 0 | 0 | 0
00 Ret.Exist_Non-FBC_NoCtrl & GPM & NGC | 0 | 0 | 0 | 0 | 0 | 0 | 0
00 Ret.Exist_Non-FBC_NoCtrl & GPM & SCR | 0 | 0 | 0 | 0 | 0 | 0 | 0
00 Ret.Exist_Non-FBC_NoCtrl & GPM & SCR & DRET | 0 | 0 | 0 | 0 | 0 | 0 | 0
00 Ret.Exist_Non-FBC_NoCtrl & GPM & SCR & NGC | 0 | 0 | 0 | 0 | 0 | 0 | 0
00 Ret.Exist_Non-FBC_NoCtrl & GPM & SNCR | 0 | 0 | 0 | 0 | 0 | 0 | 0
00 Ret.Exist_Non-FBC_NoCtrl & GPM & SNCR & DRET | 0 | 0 | 0 | 0 | 0 | 0 | 0
00 Ret.Exist_Non-FBC_NoCtrl & GPM & SNCR & NGC | 0 | 0 | 0 | 0 | 0 | 0 | 0
00 Ret.Exist_Non-FBC_NoCtrl & GPM & WetFGD & SCR & CCS | 0 | 0 | 0 | 0 | 0 | 0 | 0
00 Ret.Exist_Non-FBC_NoCtrl & NGC | 0 | 0 | 0 | 0 | 0 | 0 | 0
00 Ret.Exist_Non-FBC_NoCtrl & SCR | 0 | 0 | 0 | 0 | 0 | 0 | 0
00 Ret.Exist_Non-FBC_NoCtrl & SCR & C2G | 0 | 0 | 0 | 0 | 0 | 0 | 0
00 Ret.Exist_Non-FBC_NoCtrl & SCR & DRET | 0 | 0 | 0 | 0 | 0 | 0 | 0
00 Ret.Exist_Non-FBC_NoCtrl & SCR & NGC | 0 | 0 | 0 | 0 | 0 | 0 | 0
00 Ret.Exist_Non-FBC_NoCtrl & SCR & WetFGD & CCS | 0 | 0 | 0 | 0 | 0 | 0 | 0
00 Ret.Exist_Non-FBC_NoCtrl & SNCR | 0 | 0 | 0 | 0 | 0 | 0 | 0
00 Ret.Exist_Non-FBC_NoCtrl & SNCR & C2G | 0 | 0 | 0 | 0 | 0 | 0 | 0
00 Ret.Exist_Non-FBC_NoCtrl & SNCR & DRET | 0 | 0 | 0 | 0 | 0 | 0 | 0
00 Ret.Exist_Non-FBC_NoCtrl & SNCR & NGC | 0 | 0 | 0 | 0 | 0 | 0 | 0
00 Ret.Exist_Non-FBC_SCR_ACI & C2G | 0 | 0 | 0 | 0 | 0 | 0 | 0
00 Ret.Exist_Non-FBC_SCR_ACI & DCCS | 0 | 7761.7574 | 0 | 0 | 0 | 0 | 0
00 Ret.Exist_Non-FBC_SCR_ACI & DCCS & WetFGD & CCS | 0 | 0 | 5277.4785 | 5277.4785 | 0 | 0 | 0
00 Ret.Exist_Non-FBC_SCR_ACI & DRET | 0 | 5713.6995 | 0 | 0 | 0 | 0 | 0
00 Ret.Exist_Non-FBC_SCR_ACI & DSI | 0 | 0 | 0 | 0 | 0 | 0 | 0
00 Ret.Exist_Non-FBC_SCR_ACI & DSI & C2G | 0 | 0 | 0 | 0 | 0 | 0 | 0
00 Ret.Exist_Non-FBC_SCR_ACI & DSI & DRET | 0 | 0 | 0 | 0 | 0 | 0 | 0
00 Ret.Exist_Non-FBC_SCR_ACI & DSI & GPM | 0 | 0 | 0 | 0 | 0 | 0 | 0
00 Ret.Exist_Non-FBC_SCR_ACI & DSI & GPM & C2G | 0 | 0 | 0 | 0 | 0 | 0 | 0
00 Ret.Exist_Non-FBC_SCR_ACI & DSI & GPM & DRET | 0 | 0 | 0 | 0 | 0 | 0 | 0
00 Ret.Exist_Non-FBC_SCR_ACI & DSI & GPM & NGC | 0 | 0 | 0 | 0 | 0 | 0 | 0
00 Ret.Exist_Non-FBC_SCR_ACI & DSI & GPM & WetFGD & CCS | 0 | 0 | 0 | 0 | 0 | 0 | 0
00 Ret.Exist_Non-FBC_SCR_ACI & DSI & NGC | 0 | 0 | 0 | 0 | 0 | 0 | 0
00 Ret.Exist_Non-FBC_SCR_ACI & DSI & WetFGD & CCS | 0 | 0 | 0 | 0 | 0 | 0 | 0
00 Ret.Exist_Non-FBC_SCR_ACI & GPM | 0 | 0 | 0 | 0 | 0 | 0 | 0
00 Ret.Exist_Non-FBC_SCR_ACI & GPM & C2G | 0 | 0 | 0 | 0 | 0 | 0 | 0
00 Ret.Exist_Non-FBC_SCR_ACI & GPM & DRET | 0 | 0 | 0 | 0 | 0 | 0 | 0
00 Ret.Exist_Non-FBC_SCR_ACI & GPM & NGC | 0 | 0 | 0 | 0 | 0 | 0 | 0
00 Ret.Exist_Non-FBC_SCR_ACI & GPM & WetFGD & CCS | 0 | 0 | 0 | 0 | 0 | 0 | 0
00 Ret.Exist_Non-FBC_SCR_ACI & NGC | 0 | 0 | 0 | 0 | 0 | 0 | 0
00 Ret.Exist_Non-FBC_SCR_ACI & WetFGD & CCS | 0 | 0 | 0 | 0 | 0 | 0 | 0
00 Ret.Exist_Non-FBC_SCR_ACI_DSI & C2G | 0 | 0 | 0 | 0 | 0 | 0 | 0
00 Ret.Exist_Non-FBC_SCR_ACI_DSI & DCCS | 0 | 0 | 0 | 0 | 0 | 0 | 0
00 Ret.Exist_Non-FBC_SCR_ACI_DSI & DCCS & WetFGD & CCS | 0 | 0 | 0 | 0 | 0 | 0 | 0
00 Ret.Exist_Non-FBC_SCR_ACI_DSI & DRET | 0 | 1620.0052 | 0 | 0 | 0 | 0 | 0
00 Ret.Exist_Non-FBC_SCR_ACI_DSI & GPM | 0 | 0 | 0 | 0 | 0 | 0 | 0
00 Ret.Exist_Non-FBC_SCR_ACI_DSI & GPM & C2G | 0 | 0 | 0 | 0 | 0 | 0 | 0
00 Ret.Exist_Non-FBC_SCR_ACI_DSI & GPM & DRET | 0 | 0 | 0 | 0 | 0 | 0 | 0
00 Ret.Exist_Non-FBC_SCR_ACI_DSI & GPM & NGC | 0 | 0 | 0 | 0 | 0 | 0 | 0
00 Ret.Exist_Non-FBC_SCR_ACI_DSI & GPM & WetFGD & CCS | 0 | 0 | 0 | 0 | 0 | 0 | 0
00 Ret.Exist_Non-FBC_SCR_ACI_DSI & NGC | 0 | 0 | 0 | 0 | 0 | 0 | 0
00 Ret.Exist_Non-FBC_SCR_ACI_DSI & WetFGD & CCS | 0 | 0 | 0 | 0 | 0 | 0 | 0
00 Ret.Exist_Non-FBC_SNCR_ACI & C2G | 0 | 0 | 0 | 0 | 0 | 0 | 0
00 Ret.Exist_Non-FBC_SNCR_ACI & C2G & SCR | 0 | 0 | 0 | 0 | 0 | 0 | 0
00 Ret.Exist_Non-FBC_SNCR_ACI & DRET | 0 | 0 | 0 | 0 | 0 | 0 | 0
00 Ret.Exist_Non-FBC_SNCR_ACI & DSI | 0 | 0 | 0 | 0 | 0 | 0 | 0
00 Ret.Exist_Non-FBC_SNCR_ACI & DSI & C2G | 0 | 0 | 0 | 0 | 0 | 0 | 0
00 Ret.Exist_Non-FBC_SNCR_ACI & DSI & C2G & SCR | 0 | 0 | 0 | 0 | 0 | 0 | 0
00 Ret.Exist_Non-FBC_SNCR_ACI & DSI & DRET | 0 | 0 | 0 | 0 | 0 | 0 | 0
00 Ret.Exist_Non-FBC_SNCR_ACI & DSI & NGC | 0 | 0 | 0 | 0 | 0 | 0 | 0
00 Ret.Exist_Non-FBC_SNCR_ACI & DSI & SCR | 0 | 0 | 0 | 0 | 0 | 0 | 0
00 Ret.Exist_Non-FBC_SNCR_ACI & DSI & SCR & DRET | 0 | 0 | 0 | 0 | 0 | 0 | 0
00 Ret.Exist_Non-FBC_SNCR_ACI & DSI & SCR & NGC | 0 | 0 | 0 | 0 | 0 | 0 | 0
00 Ret.Exist_Non-FBC_SNCR_ACI & DSI & WetFGD & SCR & CCS | 0 | 0 | 0 | 0 | 0 | 0 | 0
00 Ret.Exist_Non-FBC_SNCR_ACI & GPM | 0 | 0 | 0 | 0 | 0 | 0 | 0
00 Ret.Exist_Non-FBC_SNCR_ACI & GPM & C2G | 0 | 0 | 0 | 0 | 0 | 0 | 0
00 Ret.Exist_Non-FBC_SNCR_ACI & GPM & C2G & SCR | 0 | 0 | 0 | 0 | 0 | 0 | 0
00 Ret.Exist_Non-FBC_SNCR_ACI & GPM & DRET | 0 | 0 | 0 | 0 | 0 | 0 | 0
00 Ret.Exist_Non-FBC_SNCR_ACI & GPM & NGC | 0 | 0 | 0 | 0 | 0 | 0 | 0
00 Ret.Exist_Non-FBC_SNCR_ACI & GPM & SCR | 0 | 0 | 0 | 0 | 0 | 0 | 0
00 Ret.Exist_Non-FBC_SNCR_ACI & GPM & SCR & DRET | 0 | 0 | 0 | 0 | 0 | 0 | 0
00 Ret.Exist_Non-FBC_SNCR_ACI & GPM & SCR & NGC | 0 | 0 | 0 | 0 | 0 | 0 | 0
00 Ret.Exist_Non-FBC_SNCR_ACI & GPM & WetFGD & SCR & CCS | 0 | 0 | 0 | 0 | 0 | 0 | 0
00 Ret.Exist_Non-FBC_SNCR_ACI & NGC | 0 | 0 | 0 | 0 | 0 | 0 | 0
00 Ret.Exist_Non-FBC_SNCR_ACI & SCR | 0 | 0 | 0 | 0 | 0 | 0 | 0
00 Ret.Exist_Non-FBC_SNCR_ACI & SCR & C2G | 0 | 0 | 0 | 0 | 0 | 0 | 0
00 Ret.Exist_Non-FBC_SNCR_ACI & SCR & DRET | 0 | 0 | 0 | 0 | 0 | 0 | 0
00 Ret.Exist_Non-FBC_SNCR_ACI & SCR & NGC | 0 | 0 | 0 | 0 | 0 | 0 | 0
00 Ret.Exist_Non-FBC_SNCR_ACI & SCR & WetFGD & CCS | 0 | 0 | 0 | 0 | 0 | 0 | 0
00 Ret.Exist_Non-FBC_SNCR_ACI_DSI & C2G | 0 | 0 | 0 | 0 | 0 | 0 | 0
00 Ret.Exist_Non-FBC_SNCR_ACI_DSI & C2G & SCR | 0 | 0 | 0 | 0 | 0 | 0 | 0
00 Ret.Exist_Non-FBC_SNCR_ACI_DSI & DCCS | 0 | 0 | 0 | 0 | 0 | 0 | 0
00 Ret.Exist_Non-FBC_SNCR_ACI_DSI & DCCS & WetFGD & SCR & CCS | 0 | 0 | 0 | 0 | 0 | 0 | 0
00 Ret.Exist_Non-FBC_SNCR_ACI_DSI & DRET | 0 | 0 | 0 | 0 | 0 | 0 | 0
00 Ret.Exist_Non-FBC_SNCR_ACI_DSI & GPM | 0 | 0 | 0 | 0 | 0 | 0 | 0
00 Ret.Exist_Non-FBC_SNCR_ACI_DSI & GPM & C2G | 0 | 0 | 0 | 0 | 0 | 0 | 0
00 Ret.Exist_Non-FBC_SNCR_ACI_DSI & GPM & C2G & SCR | 0 | 0 | 0 | 0 | 0 | 0 | 0
00 Ret.Exist_Non-FBC_SNCR_ACI_DSI & GPM & DRET | 0 | 0 | 0 | 0 | 0 | 0 | 0
00 Ret.Exist_Non-FBC_SNCR_ACI_DSI & GPM & NGC | 0 | 0 | 0 | 0 | 0 | 0 | 0
00 Ret.Exist_Non-FBC_SNCR_ACI_DSI & GPM & SCR | 0 | 0 | 0 | 0 | 0 | 0 | 0
00 Ret.Exist_Non-FBC_SNCR_ACI_DSI & GPM & SCR & DRET | 0 | 0 | 0 | 0 | 0 | 0 | 0
00 Ret.Exist_Non-FBC_SNCR_ACI_DSI & GPM & SCR & NGC | 0 | 0 | 0 | 0 | 0 | 0 | 0
00 Ret.Exist_Non-FBC_SNCR_ACI_DSI & GPM & WetFGD & SCR & CCS | 0 | 0 | 0 | 0 | 0 | 0 | 0
00 Ret.Exist_Non-FBC_SNCR_ACI_DSI & NGC | 0 | 0 | 0 | 0 | 0 | 0 | 0
00 Ret.Exist_Non-FBC_SNCR_ACI_DSI & SCR | 0 | 0 | 0 | 0 | 0 | 0 | 0
00 Ret.Exist_Non-FBC_SNCR_ACI_DSI & SCR & C2G | 0 | 0 | 0 | 0 | 0 | 0 | 0
00 Ret.Exist_Non-FBC_SNCR_ACI_DSI & SCR & DRET | 0 | 0 | 0 | 0 | 0 | 0 | 0
00 Ret.Exist_Non-FBC_SNCR_ACI_DSI & SCR & NGC | 0 | 0 | 0 | 0 | 0 | 0 | 0
00 Ret.Exist_Non-FBC_SNCR_ACI_DSI & SCR & WetFGD & CCS | 0 | 0 | 0 | 0 | 0 | 0 | 0
00 Ret.Exist_Non-FBC_WetFGD & ACI | 0 | 0 | 0 | 0 | 0 | 0 | 0
00 Ret.Exist_Non-FBC_WetFGD & ACI & C2G | 0 | 0 | 0 | 0 | 0 | 0 | 0
00 Ret.Exist_Non-FBC_WetFGD & ACI & C2G & SCR | 0 | 0 | 0 | 0 | 0 | 0 | 0
00 Ret.Exist_Non-FBC_WetFGD & ACI & DRET | 0 | 0 | 0 | 0 | 0 | 0 | 0
00 Ret.Exist_Non-FBC_WetFGD & ACI & GPM | 0 | 0 | 0 | 0 | 0 | 0 | 0
00 Ret.Exist_Non-FBC_WetFGD & ACI & GPM & C2G | 0 | 0 | 0 | 0 | 0 | 0 | 0
00 Ret.Exist_Non-FBC_WetFGD & ACI & GPM & C2G & SCR | 0 | 0 | 0 | 0 | 0 | 0 | 0
00 Ret.Exist_Non-FBC_WetFGD & ACI & GPM & DRET | 0 | 0 | 0 | 0 | 0 | 0 | 0
00 Ret.Exist_Non-FBC_WetFGD & ACI & GPM & NGC | 0 | 0 | 0 | 0 | 0 | 0 | 0
00 Ret.Exist_Non-FBC_WetFGD & ACI & GPM & SCR | 0 | 0 | 0 | 0 | 0 | 0 | 0
00 Ret.Exist_Non-FBC_WetFGD & ACI & GPM & SCR & CCS | 0 | 0 | 0 | 0 | 0 | 0 | 0
00 Ret.Exist_Non-FBC_WetFGD & ACI & GPM & SCR & DRET | 0 | 0 | 0 | 0 | 0 | 0 | 0
00 Ret.Exist_Non-FBC_WetFGD & ACI & GPM & SCR & NGC | 0 | 0 | 0 | 0 | 0 | 0 | 0
00 Ret.Exist_Non-FBC_WetFGD & ACI & GPM & SNCR | 0 | 0 | 0 | 0 | 0 | 0 | 0
00 Ret.Exist_Non-FBC_WetFGD & ACI & GPM & SNCR & DRET | 0 | 0 | 0 | 0 | 0 | 0 | 0
00 Ret.Exist_Non-FBC_WetFGD & ACI & GPM & SNCR & NGC | 0 | 0 | 0 | 0 | 0 | 0 | 0
00 Ret.Exist_Non-FBC_WetFGD & ACI & NGC | 0 | 0 | 0 | 0 | 0 | 0 | 0
00 Ret.Exist_Non-FBC_WetFGD & ACI & SCR | 0 | 0 | 0 | 0 | 0 | 0 | 0
00 Ret.Exist_Non-FBC_WetFGD & ACI & SCR & CCS | 0 | 0 | 0 | 0 | 0 | 0 | 0
00 Ret.Exist_Non-FBC_WetFGD & ACI & SCR & DRET | 0 | 0 | 0 | 0 | 0 | 0 | 0
00 Ret.Exist_Non-FBC_WetFGD & ACI & SCR & NGC | 0 | 0 | 0 | 0 | 0 | 0 | 0
00 Ret.Exist_Non-FBC_WetFGD & ACI & SNCR | 0 | 0 | 0 | 0 | 0 | 0 | 0
00 Ret.Exist_Non-FBC_WetFGD & ACI & SNCR & DRET | 0 | 0 | 0 | 0 | 0 | 0 | 0
00 Ret.Exist_Non-FBC_WetFGD & ACI & SNCR & NGC | 0 | 0 | 0 | 0 | 0 | 0 | 0
00 Ret.Exist_Non-FBC_WetFGD & C2G | 0 | 0 | 0 | 0 | 0 | 0 | 0
00 Ret.Exist_Non-FBC_WetFGD & C2G & SCR | 0 | 0 | 0 | 0 | 0 | 0 | 0
00 Ret.Exist_Non-FBC_WetFGD & DRET | 0 | 0 | 0 | 0 | 0 | 0 | 0
00 Ret.Exist_Non-FBC_WetFGD & DCCS | 0 | 0 | 0 | 0 | 0 | 0 | 0
00 Ret.Exist_Non-FBC_WetFGD & DCCS & SCR & CCS | 0 | 0 | 0 | 0 | 0 | 0 | 0
00 Ret.Exist_Non-FBC_WetFGD & GPM | 0 | 0 | 0 | 0 | 0 | 0 | 0
00 Ret.Exist_Non-FBC_WetFGD & GPM & C2G | 0 | 0 | 0 | 0 | 0 | 0 | 0
00 Ret.Exist_Non-FBC_WetFGD & GPM & C2G & SCR | 0 | 0 | 0 | 0 | 0 | 0 | 0
00 Ret.Exist_Non-FBC_WetFGD & GPM & DRET | 0 | 0 | 0 | 0 | 0 | 0 | 0
00 Ret.Exist_Non-FBC_WetFGD & GPM & NGC | 0 | 0 | 0 | 0 | 0 | 0 | 0
00 Ret.Exist_Non-FBC_WetFGD & GPM & SCR | 0 | 0 | 0 | 0 | 0 | 0 | 0
00 Ret.Exist_Non-FBC_WetFGD & GPM & SCR & CCS | 0 | 0 | 0 | 0 | 0 | 0 | 0
00 Ret.Exist_Non-FBC_WetFGD & GPM & SCR & DRET | 0 | 0 | 0 | 0 | 0 | 0 | 0
00 Ret.Exist_Non-FBC_WetFGD & GPM & SCR & NGC | 0 | 0 | 0 | 0 | 0 | 0 | 0
00 Ret.Exist_Non-FBC_WetFGD & GPM & SNCR | 0 | 0 | 0 | 0 | 0 | 0 | 0
00 Ret.Exist_Non-FBC_WetFGD & GPM & SNCR & DRET | 0 | 0 | 0 | 0 | 0 | 0 | 0
00 Ret.Exist_Non-FBC_WetFGD & GPM & SNCR & NGC | 0 | 0 | 0 | 0 | 0 | 0 | 0
00 Ret.Exist_Non-FBC_WetFGD & NGC | 0 | 0 | 0 | 0 | 0 | 0 | 0
00 Ret.Exist_Non-FBC_WetFGD & SCR | 0 | 0 | 0 | 0 | 0 | 0 | 0
00 Ret.Exist_Non-FBC_WetFGD & SCR & C2G | 0 | 0 | 0 | 0 | 0 | 0 | 0
00 Ret.Exist_Non-FBC_WetFGD & SCR & CCS | 0 | 0 | 0 | 0 | 0 | 0 | 0
00 Ret.Exist_Non-FBC_WetFGD & SCR & DRET | 0 | 0 | 0 | 0 | 0 | 0 | 0
00 Ret.Exist_Non-FBC_WetFGD & SCR & NGC | 0 | 0 | 0 | 0 | 0 | 0 | 0
00 Ret.Exist_Non-FBC_WetFGD & SNCR | 0 | 0 | 0 | 0 | 0 | 0 | 0
00 Ret.Exist_Non-FBC_WetFGD & SNCR & C2G | 0 | 0 | 0 | 0 | 0 | 0 | 0
00 Ret.Exist_Non-FBC_WetFGD & SNCR & DRET | 0 | 0 | 0 | 0 | 0 | 0 | 0
00 Ret.Exist_Non-FBC_WetFGD & SNCR & NGC | 0 | 0 | 0 | 0 | 0 | 0 | 0
00 Ret.Exist_Non-FBC_WetFGD_ACI & C2G | 187.464 | 187.464 | 187.464 | 0 | 0 | 0 | 0
00 Ret.Exist_Non-FBC_WetFGD_ACI & C2G & SCR | 0 | 0 | 0 | 0 | 0 | 0 | 0
00 Ret.Exist_Non-FBC_WetFGD_ACI & DCCS | 0 | 18399.6845 | 0 | 0 | 0 | 0 | 0
00 Ret.Exist_Non-FBC_WetFGD_ACI & DCCS & SCR & CCS | 0 | 0 | 12208.478 | 12208.478 | 1564.2599 | 1564.2599 | 1564.2599
00 Ret.Exist_Non-FBC_WetFGD_ACI & DRET | 0 | 1129.5079 | 0 | 0 | 0 | 0 | 0
00 Ret.Exist_Non-FBC_WetFGD_ACI & GPM | 0 | 0 | 0 | 0 | 0 | 0 | 0
00 Ret.Exist_Non-FBC_WetFGD_ACI & GPM & C2G | 0 | 0 | 0 | 0 | 0 | 0 | 0
00 Ret.Exist_Non-FBC_WetFGD_ACI & GPM & C2G & SCR | 0 | 0 | 0 | 0 | 0 | 0 | 0
00 Ret.Exist_Non-FBC_WetFGD_ACI & GPM & DRET | 0 | 0 | 0 | 0 | 0 | 0 | 0
00 Ret.Exist_Non-FBC_WetFGD_ACI & GPM & NGC | 0 | 0 | 0 | 0 | 0 | 0 | 0
00 Ret.Exist_Non-FBC_WetFGD_ACI & GPM & SCR | 0 | 0 | 0 | 0 | 0 | 0 | 0
00 Ret.Exist_Non-FBC_WetFGD_ACI & GPM & SCR & CCS | 0 | 0 | 0 | 0 | 0 | 0 | 0
00 Ret.Exist_Non-FBC_WetFGD_ACI & GPM & SCR & DRET | 0 | 0 | 0 | 0 | 0 | 0 | 0
00 Ret.Exist_Non-FBC_WetFGD_ACI & GPM & SCR & NGC | 0 | 0 | 0 | 0 | 0 | 0 | 0
00 Ret.Exist_Non-FBC_WetFGD_ACI & GPM & SNCR | 0 | 0 | 0 | 0 | 0 | 0 | 0
00 Ret.Exist_Non-FBC_WetFGD_ACI & GPM & SNCR & DRET | 0 | 0 | 0 | 0 | 0 | 0 | 0
00 Ret.Exist_Non-FBC_WetFGD_ACI & GPM & SNCR & NGC | 0 | 0 | 0 | 0 | 0 | 0 | 0
00 Ret.Exist_Non-FBC_WetFGD_ACI & NGC | 0 | 17.0422 | 2.193 | 0 | 0 | 0 | 0
00 Ret.Exist_Non-FBC_WetFGD_ACI & SCR | 0 | 9.1414 | 0 | 0 | 0 | 0 | 0
00 Ret.Exist_Non-FBC_WetFGD_ACI & SCR & C2G | 0 | 0 | 0 | 0 | 0 | 0 | 0
00 Ret.Exist_Non-FBC_WetFGD_ACI & SCR & CCS | 0 | 0 | 46.9891 | 46.9891 | 46.9891 | 46.9891 | 46.9891
00 Ret.Exist_Non-FBC_WetFGD_ACI & SCR & DRET | 0 | 0 | 0 | 0 | 0 | 0 | 0
00 Ret.Exist_Non-FBC_WetFGD_ACI & SCR & NGC | 0 | 0 | 0 | 0 | 0 | 0 | 0
00 Ret.Exist_Non-FBC_WetFGD_ACI & SNCR | 0 | 0 | 0 | 0 | 0 | 0 | 0
00 Ret.Exist_Non-FBC_WetFGD_ACI & SNCR & C2G | 0 | 0 | 0 | 0 | 0 | 0 | 0
00 Ret.Exist_Non-FBC_WetFGD_ACI & SNCR & DRET | 0 | 0 | 0 | 0 | 0 | 0 | 0
00 Ret.Exist_Non-FBC_WetFGD_ACI & SNCR & NGC | 0 | 0 | 0 | 0 | 0 | 0 | 0
00 Ret.Exist_Non-FBC_WetFGD_ACI_DSI & C2G | 0 | 0 | 0 | 0 | 0 | 0 | 0
00 Ret.Exist_Non-FBC_WetFGD_ACI_DSI & C2G & SCR | 0 | 0 | 0 | 0 | 0 | 0 | 0
00 Ret.Exist_Non-FBC_WetFGD_ACI_DSI & DCCS | 0 | 0 | 0 | 0 | 0 | 0 | 0
00 Ret.Exist_Non-FBC_WetFGD_ACI_DSI & DCCS & SCR & CCS | 0 | 0 | 0 | 0 | 0 | 0 | 0
00 Ret.Exist_Non-FBC_WetFGD_ACI_DSI & DRET | 0 | 0 | 0 | 0 | 0 | 0 | 0
00 Ret.Exist_Non-FBC_WetFGD_ACI_DSI & GPM | 0 | 0 | 0 | 0 | 0 | 0 | 0
00 Ret.Exist_Non-FBC_WetFGD_ACI_DSI & GPM & C2G | 0 | 0 | 0 | 0 | 0 | 0 | 0
00 Ret.Exist_Non-FBC_WetFGD_ACI_DSI & GPM & C2G & SCR | 0 | 0 | 0 | 0 | 0 | 0 | 0
00 Ret.Exist_Non-FBC_WetFGD_ACI_DSI & GPM & DRET | 0 | 0 | 0 | 0 | 0 | 0 | 0
00 Ret.Exist_Non-FBC_WetFGD_ACI_DSI & GPM & NGC | 0 | 0 | 0 | 0 | 0 | 0 | 0
00 Ret.Exist_Non-FBC_WetFGD_ACI_DSI & GPM & SCR | 0 | 0 | 0 | 0 | 0 | 0 | 0
00 Ret.Exist_Non-FBC_WetFGD_ACI_DSI & GPM & SCR & CCS | 0 | 0 | 0 | 0 | 0 | 0 | 0
00 Ret.Exist_Non-FBC_WetFGD_ACI_DSI & GPM & SCR & DRET | 0 | 0 | 0 | 0 | 0 | 0 | 0
00 Ret.Exist_Non-FBC_WetFGD_ACI_DSI & GPM & SCR & NGC | 0 | 0 | 0 | 0 | 0 | 0 | 0
00 Ret.Exist_Non-FBC_WetFGD_ACI_DSI & GPM & SNCR | 0 | 0 | 0 | 0 | 0 | 0 | 0
00 Ret.Exist_Non-FBC_WetFGD_ACI_DSI & GPM & SNCR & DRET | 0 | 0 | 0 | 0 | 0 | 0 | 0
00 Ret.Exist_Non-FBC_WetFGD_ACI_DSI & GPM & SNCR & NGC | 0 | 0 | 0 | 0 | 0 | 0 | 0
00 Ret.Exist_Non-FBC_WetFGD_ACI_DSI & NGC | 0 | 0 | 0 | 0 | 0 | 0 | 0
00 Ret.Exist_Non-FBC_WetFGD_ACI_DSI & SCR | 0 | 0 | 0 | 0 | 0 | 0 | 0
00 Ret.Exist_Non-FBC_WetFGD_ACI_DSI & SCR & C2G | 0 | 0 | 0 | 0 | 0 | 0 | 0
00 Ret.Exist_Non-FBC_WetFGD_ACI_DSI & SCR & CCS | 0 | 0 | 0 | 0 | 0 | 0 | 0
00 Ret.Exist_Non-FBC_WetFGD_ACI_DSI & SCR & DRET | 0 | 0 | 0 | 0 | 0 | 0 | 0
00 Ret.Exist_Non-FBC_WetFGD_ACI_DSI & SCR & NGC | 0 | 0 | 0 | 0 | 0 | 0 | 0
00 Ret.Exist_Non-FBC_WetFGD_ACI_DSI & SNCR | 0 | 0 | 0 | 0 | 0 | 0 | 0
00 Ret.Exist_Non-FBC_WetFGD_ACI_DSI & SNCR & C2G | 0 | 0 | 0 | 0 | 0 | 0 | 0
00 Ret.Exist_Non-FBC_WetFGD_ACI_DSI & SNCR & DRET | 0 | 0 | 0 | 0 | 0 | 0 | 0
00 Ret.Exist_Non-FBC_WetFGD_ACI_DSI & SNCR & NGC | 0 | 0 | 0 | 0 | 0 | 0 | 0
00 Ret.Exist_Non-FBC_WetFGD_SCR & ACI | 0 | 0 | 0 | 0 | 0 | 0 | 0
00 Ret.Exist_Non-FBC_WetFGD_SCR & ACI & C2G | 0 | 0 | 0 | 0 | 0 | 0 | 0
00 Ret.Exist_Non-FBC_WetFGD_SCR & ACI & CCS | 0 | 0 | 0 | 0 | 0 | 0 | 0
00 Ret.Exist_Non-FBC_WetFGD_SCR & DCCS | 0 | 26017.269 | 0 | 0 | 0 | 0 | 0
00 Ret.Exist_Non-FBC_WetFGD_SCR & DCCS & CCS | 0 | 0 | 27506.9555 | 27506.9555 | 0 | 0 | 0
00 Ret.Exist_Non-FBC_WetFGD_SCR & ACI & DRET | 0 | 0 | 0 | 0 | 0 | 0 | 0
00 Ret.Exist_Non-FBC_WetFGD_SCR & ACI & GPM | 0 | 0 | 0 | 0 | 0 | 0 | 0
00 Ret.Exist_Non-FBC_WetFGD_SCR & ACI & GPM & C2G | 0 | 0 | 0 | 0 | 0 | 0 | 0
00 Ret.Exist_Non-FBC_WetFGD_SCR & ACI & GPM & CCS | 0 | 0 | 0 | 0 | 0 | 0 | 0
00 Ret.Exist_Non-FBC_WetFGD_SCR & ACI & GPM & DRET | 0 | 0 | 0 | 0 | 0 | 0 | 0
00 Ret.Exist_Non-FBC_WetFGD_SCR & ACI & GPM & NGC | 0 | 0 | 0 | 0 | 0 | 0 | 0
00 Ret.Exist_Non-FBC_WetFGD_SCR & ACI & NGC | 0 | 0 | 0 | 0 | 0 | 0 | 0
00 Ret.Exist_Non-FBC_WetFGD_SCR & C2G | 266.229 | 435.6076 | 435.6076 | 435.6076 | 147.8688 | 1.752 | 1.752
00 Ret.Exist_Non-FBC_WetFGD_SCR & CCS | 0 | 57.3116 | 57.3116 | 57.3116 | 57.3116 | 57.3116 | 57.3116
00 Ret.Exist_Non-FBC_WetFGD_SCR & DRET | 0 | 87341.0809 | 0 | 0 | 0 | 0 | 0
00 Ret.Exist_Non-FBC_WetFGD_SCR & GPM | 0 | 0 | 0 | 0 | 0 | 0 | 0
00 Ret.Exist_Non-FBC_WetFGD_SCR & GPM & C2G | 0 | 0 | 0 | 0 | 0 | 0 | 0
00 Ret.Exist_Non-FBC_WetFGD_SCR & GPM & CCS | 0 | 0 | 0 | 0 | 0 | 0 | 0
00 Ret.Exist_Non-FBC_WetFGD_SCR & GPM & DRET | 0 | 0 | 0 | 0 | 0 | 0 | 0
00 Ret.Exist_Non-FBC_WetFGD_SCR & GPM & NGC | 0 | 0 | 0 | 0 | 0 | 0 | 0
00 Ret.Exist_Non-FBC_WetFGD_SCR & NGC | 0 | 0 | 0 | 0 | 0 | 0 | 0
00 Ret.Exist_Non-FBC_WetFGD_SCR_ACI & C2G | 137.532 | 203.8023 | 203.8023 | 203.8023 | 203.8023 | 203.8023 | 203.8023
00 Ret.Exist_Non-FBC_WetFGD_SCR_ACI & CCS | 0 | 0 | 0 | 0 | 0 | 0 | 0
00 Ret.Exist_Non-FBC_WetFGD_SCR_ACI & DCCS | 0 | 46361.4504 | 0 | 0 | 0 | 0 | 0
00 Ret.Exist_Non-FBC_WetFGD_SCR_ACI & DCCS & CCS | 0 | 0 | 35983.1546 | 31269.6243 | 6464.8841 | 7131.0179 | 7137.6417
00 Ret.Exist_Non-FBC_WetFGD_SCR_ACI & DRET | 0 | 23849.8779 | 0 | 0 | 0 | 0 | 0
00 Ret.Exist_Non-FBC_WetFGD_SCR_ACI & GPM | 0 | 0 | 0 | 0 | 0 | 0 | 0
00 Ret.Exist_Non-FBC_WetFGD_SCR_ACI & GPM & C2G | 0 | 0 | 0 | 0 | 0 | 0 | 0
00 Ret.Exist_Non-FBC_WetFGD_SCR_ACI & GPM & CCS | 0 | 0 | 0 | 0 | 0 | 0 | 0
00 Ret.Exist_Non-FBC_WetFGD_SCR_ACI & GPM & DRET | 0 | 0 | 0 | 0 | 0 | 0 | 0
00 Ret.Exist_Non-FBC_WetFGD_SCR_ACI & GPM & NGC | 0 | 0 | 0 | 0 | 0 | 0 | 0
00 Ret.Exist_Non-FBC_WetFGD_SCR_ACI & NGC | 0 | 0 | 0 | 0 | 0 | 0 | 0
00 Ret.Exist_Non-FBC_WetFGD_SCR_ACI_DSI & C2G | 0 | 0 | 0 | 0 | 0 | 0 | 0
00 Ret.Exist_Non-FBC_WetFGD_SCR_ACI_DSI & CCS | 0 | 0 | 0 | 0 | 0 | 0 | 0
00 Ret.Exist_Non-FBC_WetFGD_SCR_ACI_DSI & DCCS | 0 | 24767.4087 | 0 | 0 | 0 | 0 | 0
00 Ret.Exist_Non-FBC_WetFGD_SCR_ACI_DSI & DCCS & CCS | 0 | 0 | 20210.6331 | 20210.6331 | 0 | 0 | 0
00 Ret.Exist_Non-FBC_WetFGD_SCR_ACI_DSI & DRET | 0 | 7577.9616 | 0 | 0 | 0 | 0 | 0
00 Ret.Exist_Non-FBC_WetFGD_SCR_ACI_DSI & GPM | 0 | 0 | 0 | 0 | 0 | 0 | 0
00 Ret.Exist_Non-FBC_WetFGD_SCR_ACI_DSI & GPM & C2G | 0 | 0 | 0 | 0 | 0 | 0 | 0
00 Ret.Exist_Non-FBC_WetFGD_SCR_ACI_DSI & GPM & CCS | 0 | 0 | 0 | 0 | 0 | 0 | 0
00 Ret.Exist_Non-FBC_WetFGD_SCR_ACI_DSI & GPM & DRET | 0 | 0 | 0 | 0 | 0 | 0 | 0
00 Ret.Exist_Non-FBC_WetFGD_SCR_ACI_DSI & GPM & NGC | 0 | 0 | 0 | 0 | 0 | 0 | 0
00 Ret.Exist_Non-FBC_WetFGD_SCR_ACI_DSI & NGC | 0 | 0 | 0 | 0 | 0 | 0 | 0
00 Ret.Exist_Non-FBC_WetFGD_SCR_DSI & ACI | 0 | 0 | 0 | 0 | 0 | 0 | 0
00 Ret.Exist_Non-FBC_WetFGD_SCR_DSI & ACI & C2G | 0 | 0 | 0 | 0 | 0 | 0 | 0
00 Ret.Exist_Non-FBC_WetFGD_SCR_DSI & ACI & CCS | 0 | 0 | 0 | 0 | 0 | 0 | 0
00 Ret.Exist_Non-FBC_WetFGD_SCR_DSI & ACI & DRET | 0 | 0 | 0 | 0 | 0 | 0 | 0
00 Ret.Exist_Non-FBC_WetFGD_SCR_DSI & ACI & GPM | 0 | 0 | 0 | 0 | 0 | 0 | 0
00 Ret.Exist_Non-FBC_WetFGD_SCR_DSI & ACI & GPM & C2G | 0 | 0 | 0 | 0 | 0 | 0 | 0
00 Ret.Exist_Non-FBC_WetFGD_SCR_DSI & ACI & GPM & CCS | 0 | 0 | 0 | 0 | 0 | 0 | 0
00 Ret.Exist_Non-FBC_WetFGD_SCR_DSI & ACI & GPM & DRET | 0 | 0 | 0 | 0 | 0 | 0 | 0
00 Ret.Exist_Non-FBC_WetFGD_SCR_DSI & ACI & GPM & NGC | 0 | 0 | 0 | 0 | 0 | 0 | 0
00 Ret.Exist_Non-FBC_WetFGD_SCR_DSI & ACI & NGC | 0 | 0 | 0 | 0 | 0 | 0 | 0
00 Ret.Exist_Non-FBC_WetFGD_SCR_DSI & C2G | 1783.2305 | 1785.7954 | 81.8184 | 81.8184 | 81.8184 | 81.8184 | 81.8184
00 Ret.Exist_Non-FBC_WetFGD_SCR_DSI & CCS | 0 | 0 | 0 | 0 | 0 | 0 | 0
00 Ret.Exist_Non-FBC_WetFGD_SCR_DSI & DCCS | 0 | 0 | 0 | 0 | 0 | 0 | 0
00 Ret.Exist_Non-FBC_WetFGD_SCR_DSI & DCCS & CCS | 0 | 0 | 0 | 0 | 0 | 0 | 0
00 Ret.Exist_Non-FBC_WetFGD_SCR_DSI & DRET | 0 | 0 | 0 | 0 | 0 | 0 | 0
00 Ret.Exist_Non-FBC_WetFGD_SCR_DSI & GPM | 0 | 0 | 0 | 0 | 0 | 0 | 0
00 Ret.Exist_Non-FBC_WetFGD_SCR_DSI & GPM & C2G | 0 | 0 | 0 | 0 | 0 | 0 | 0
00 Ret.Exist_Non-FBC_WetFGD_SCR_DSI & GPM & CCS | 0 | 0 | 0 | 0 | 0 | 0 | 0
00 Ret.Exist_Non-FBC_WetFGD_SCR_DSI & GPM & DRET | 0 | 0 | 0 | 0 | 0 | 0 | 0
00 Ret.Exist_Non-FBC_WetFGD_SCR_DSI & GPM & NGC | 0 | 0 | 0 | 0 | 0 | 0 | 0
00 Ret.Exist_Non-FBC_WetFGD_SCR_DSI & NGC | 0 | 0 | 0 | 0 | 0 | 0 | 0
00 Ret.Exist_Non-FBC_WetFGD_SNCR & ACI | 0 | 0 | 0 | 0 | 0 | 0 | 0
00 Ret.Exist_Non-FBC_WetFGD_SNCR & ACI & C2G | 0 | 0 | 0 | 0 | 0 | 0 | 0
00 Ret.Exist_Non-FBC_WetFGD_SNCR & ACI & C2G & SCR | 0 | 0 | 0 | 0 | 0 | 0 | 0
00 Ret.Exist_Non-FBC_WetFGD_SNCR & ACI & DRET | 0 | 0 | 0 | 0 | 0 | 0 | 0
00 Ret.Exist_Non-FBC_WetFGD_SNCR & ACI & GPM | 0 | 0 | 0 | 0 | 0 | 0 | 0
00 Ret.Exist_Non-FBC_WetFGD_SNCR & ACI & GPM & C2G | 0 | 0 | 0 | 0 | 0 | 0 | 0
00 Ret.Exist_Non-FBC_WetFGD_SNCR & ACI & GPM & C2G & SCR | 0 | 0 | 0 | 0 | 0 | 0 | 0
00 Ret.Exist_Non-FBC_WetFGD_SNCR & ACI & GPM & DRET | 0 | 0 | 0 | 0 | 0 | 0 | 0
00 Ret.Exist_Non-FBC_WetFGD_SNCR & ACI & GPM & NGC | 0 | 0 | 0 | 0 | 0 | 0 | 0
00 Ret.Exist_Non-FBC_WetFGD_SNCR & ACI & GPM & SCR | 0 | 0 | 0 | 0 | 0 | 0 | 0
00 Ret.Exist_Non-FBC_WetFGD_SNCR & ACI & GPM & SCR & CCS | 0 | 0 | 0 | 0 | 0 | 0 | 0
00 Ret.Exist_Non-FBC_WetFGD_SNCR & ACI & GPM & SCR & DRET | 0 | 0 | 0 | 0 | 0 | 0 | 0
00 Ret.Exist_Non-FBC_WetFGD_SNCR & ACI & GPM & SCR & NGC | 0 | 0 | 0 | 0 | 0 | 0 | 0
00 Ret.Exist_Non-FBC_WetFGD_SNCR & ACI & NGC | 0 | 0 | 0 | 0 | 0 | 0 | 0
00 Ret.Exist_Non-FBC_WetFGD_SNCR & ACI & SCR | 0 | 0 | 0 | 0 | 0 | 0 | 0
00 Ret.Exist_Non-FBC_WetFGD_SNCR & ACI & SCR & CCS | 0 | 0 | 0 | 0 | 0 | 0 | 0
00 Ret.Exist_Non-FBC_WetFGD_SNCR & ACI & SCR & DRET | 0 | 0 | 0 | 0 | 0 | 0 | 0
00 Ret.Exist_Non-FBC_WetFGD_SNCR & ACI & SCR & NGC | 0 | 0 | 0 | 0 | 0 | 0 | 0
00 Ret.Exist_Non-FBC_WetFGD_SNCR & C2G | 0 | 0 | 0 | 0 | 0 | 0 | 0
00 Ret.Exist_Non-FBC_WetFGD_SNCR & C2G & SCR | 0 | 0 | 0 | 0 | 0 | 0 | 0
00 Ret.Exist_Non-FBC_WetFGD_SNCR & DCCS | 0 | 0 | 0 | 0 | 0 | 0 | 0
00 Ret.Exist_Non-FBC_WetFGD_SNCR & DCCS & SCR & CCS | 0 | 0 | 0 | 0 | 0 | 0 | 0
00 Ret.Exist_Non-FBC_WetFGD_SNCR & DRET | 0 | 0 | 0 | 0 | 0 | 0 | 0
00 Ret.Exist_Non-FBC_WetFGD_SNCR & GPM | 0 | 0 | 0 | 0 | 0 | 0 | 0
00 Ret.Exist_Non-FBC_WetFGD_SNCR & GPM & C2G | 0 | 0 | 0 | 0 | 0 | 0 | 0
00 Ret.Exist_Non-FBC_WetFGD_SNCR & GPM & C2G & SCR | 0 | 0 | 0 | 0 | 0 | 0 | 0
00 Ret.Exist_Non-FBC_WetFGD_SNCR & GPM & DRET | 0 | 0 | 0 | 0 | 0 | 0 | 0
00 Ret.Exist_Non-FBC_WetFGD_SNCR & GPM & NGC | 0 | 0 | 0 | 0 | 0 | 0 | 0
00 Ret.Exist_Non-FBC_WetFGD_SNCR & GPM & SCR | 0 | 0 | 0 | 0 | 0 | 0 | 0
00 Ret.Exist_Non-FBC_WetFGD_SNCR & GPM & SCR & CCS | 0 | 0 | 0 | 0 | 0 | 0 | 0
00 Ret.Exist_Non-FBC_WetFGD_SNCR & GPM & SCR & DRET | 0 | 0 | 0 | 0 | 0 | 0 | 0
00 Ret.Exist_Non-FBC_WetFGD_SNCR & GPM & SCR & NGC | 0 | 0 | 0 | 0 | 0 | 0 | 0
00 Ret.Exist_Non-FBC_WetFGD_SNCR & NGC | 0 | 0 | 0 | 0 | 0 | 0 | 0
00 Ret.Exist_Non-FBC_WetFGD_SNCR & SCR | 0 | 0 | 0 | 0 | 0 | 0 | 0
00 Ret.Exist_Non-FBC_WetFGD_SNCR & SCR & C2G | 0 | 0 | 0 | 0 | 0 | 0 | 0
00 Ret.Exist_Non-FBC_WetFGD_SNCR & SCR & CCS | 0 | 0 | 0 | 0 | 0 | 0 | 0
00 Ret.Exist_Non-FBC_WetFGD_SNCR & SCR & DRET | 0 | 0 | 0 | 0 | 0 | 0 | 0
00 Ret.Exist_Non-FBC_WetFGD_SNCR & SCR & NGC | 0 | 0 | 0 | 0 | 0 | 0 | 0
00 Ret.Exist_Non-FBC_WetFGD_SNCR_ACI & C2G | 0 | 0 | 0 | 0 | 0 | 0 | 0
00 Ret.Exist_Non-FBC_WetFGD_SNCR_ACI & C2G & SCR | 0 | 0 | 0 | 0 | 0 | 0 | 0
00 Ret.Exist_Non-FBC_WetFGD_SNCR_ACI & DCCS | 0 | 7402.0776 | 0 | 0 | 0 | 0 | 0
00 Ret.Exist_Non-FBC_WetFGD_SNCR_ACI & DCCS & SCR & CCS | 0 | 0 | 4957.7439 | 4957.7439 | 0 | 0 | 0
00 Ret.Exist_Non-FBC_WetFGD_SNCR_ACI & DRET | 0 | 1474.1302 | 0 | 0 | 0 | 0 | 0
00 Ret.Exist_Non-FBC_WetFGD_SNCR_ACI & GPM | 0 | 0 | 0 | 0 | 0 | 0 | 0
00 Ret.Exist_Non-FBC_WetFGD_SNCR_ACI & GPM & C2G | 0 | 0 | 0 | 0 | 0 | 0 | 0
00 Ret.Exist_Non-FBC_WetFGD_SNCR_ACI & GPM & C2G & SCR | 0 | 0 | 0 | 0 | 0 | 0 | 0
00 Ret.Exist_Non-FBC_WetFGD_SNCR_ACI & GPM & DRET | 0 | 0 | 0 | 0 | 0 | 0 | 0
00 Ret.Exist_Non-FBC_WetFGD_SNCR_ACI & GPM & NGC | 0 | 0 | 0 | 0 | 0 | 0 | 0
00 Ret.Exist_Non-FBC_WetFGD_SNCR_ACI & GPM & SCR | 0 | 0 | 0 | 0 | 0 | 0 | 0
00 Ret.Exist_Non-FBC_WetFGD_SNCR_ACI & GPM & SCR & CCS | 0 | 0 | 0 | 0 | 0 | 0 | 0
00 Ret.Exist_Non-FBC_WetFGD_SNCR_ACI & GPM & SCR & DRET | 0 | 0 | 0 | 0 | 0 | 0 | 0
00 Ret.Exist_Non-FBC_WetFGD_SNCR_ACI & GPM & SCR & NGC | 0 | 0 | 0 | 0 | 0 | 0 | 0
00 Ret.Exist_Non-FBC_WetFGD_SNCR_ACI & NGC | 0 | 0 | 0 | 0 | 0 | 0 | 0
00 Ret.Exist_Non-FBC_WetFGD_SNCR_ACI & SCR | 0 | 0 | 0 | 0 | 0 | 0 | 0
00 Ret.Exist_Non-FBC_WetFGD_SNCR_ACI & SCR & C2G | 0 | 0 | 0 | 0 | 0 | 0 | 0
00 Ret.Exist_Non-FBC_WetFGD_SNCR_ACI & SCR & CCS | 0 | 517.8154 | 517.8154 | 517.8154 | 0 | 0 | 0
00 Ret.Exist_Non-FBC_WetFGD_SNCR_ACI & SCR & DRET | 0 | 0 | 0 | 0 | 0 | 0 | 0
00 Ret.Exist_Non-FBC_WetFGD_SNCR_ACI & SCR & NGC | 0 | 0 | 0 | 0 | 0 | 0 | 0
00 Existing Combined Cycle Retirement | 0 | 0 | 0 | 0 | 0 | 0 | 0
00 New Combined Cycle Retirement | 0 | 0 | 0 | 0 | 0 | 0 | 0
00 Existing Combustion Turbine Retirement | 0 | 0 | 0 | 0 | 0 | 0 | 0
00 New Combustion Turbine Retirement | 0 | 0 | 0 | 0 | 0 | 0 | 0
00 Oil/Gas Steam Retirement | 0 | 0 | 0 | 0 | 0 | 0 | 0
00 Coal Steam Retirement | 0 | 0 | 0 | 0 | 0 | 0 | 0
00 IGCC Retirement | 0 | 0 | 0 | 0 | 0 | 0 | 0
00 Nuclear Retirement | 0 | 0 | 0 | 0 | 0 | 0 | 0
00 Biomass Retirement | 0 | 0 | 0 | 0 | 0 | 0 | 0
00 Fossil_Other Retirement | 0 | 0 | 0 | 0 | 0 | 0 | 0
00 Fuel Cell Retirement | 0 | 0 | 0 | 0 | 0 | 0 | 0
00 Geothermal Retirement | 0 | 0 | 0 | 0 | 0 | 0 | 0
00 Hydro Retirement | 0 | 0 | 0 | 0 | 0 | 0 | 0
00 Landfill Gas Retirement | 0 | 0 | 0 | 0 | 0 | 0 | 0
00 Non Fossil_Other Retirement | 0 | 0 | 0 | 0 | 0 | 0 | 0
00 Solar Thermal Retirement | 0 | 0 | 0 | 0 | 0 | 0 | 0
00 Exist Dummy | 0 | 0 | 0 | 0 | 0 | 0 | 0
Total | 4537707.7134 | 4693036.5749 | 5170531.7222 | 5580632.5688 | 6115920.4692 | 6417042.9324 | 6765653.9227
12a. Generation by Fuel Type [GWh]
Biomass | 285.8723 | 539.9005 | 396.3203 | 33.0465 | 8.5634 | 177.1816 | 473.5265
Coal | 420924.8966 | 349683.6756 | 129358.3175 | 122053.8506 | 14153.1037 | 15534.0512 | 15691.737
EnerStor | 51117.4345 | 64811.2891 | 158416.0917 | 196820.1641 | 285869.5172 | 291024.414 | 295284.4109
Fwaste | 4182.1837 | 4171.8538 | 4147.1599 | 4103.3762 | 3777.5515 | 3867.8214 | 3867.8625
Geothermal | 21270.2487 | 21270.2487 | 21270.2487 | 21270.2487 | 21215.0636 | 21216.1049 | 21270.2487
Hydro | 270154.0611 | 276892.9658 | 296005.9417 | 317163.6499 | 313537.3965 | 314942.09 | 315437.2403
Hydrogen | 0 | 0 | 0.13365 | 0 | 68.5043 | 2340.1632 | 3546.7642
LF Gas | 21354.4263 | 21383.0649 | 20508.6448 | 19260.4354 | 17834.0593 | 27705.5585 | 31464.8251
MSW | 12480.7184 | 12480.7184 | 12441.5397 | 11348.6512 | 11132.3704 | 10981.3871 | 11214.6432
NaturalGas | 1661259.4032 | 1691303.6574 | 1399314.9478 | 931914.7046 | 625870.2164 | 911288.0834 | 1090114.3849
None | 3046.728 | 3046.728 | 3046.728 | 2768.16 | 2768.16 | 2768.16 | 2768.16
Non-Fossil | 9254.9301 | 9254.9301 | 9211.359 | 9082.6382 | 8801.5338 | 9010.9042 | 9017.0679
Nuclear | 751095.2632 | 729111.6499 | 666261.4317 | 612349.9169 | 472142.1474 | 353624.6526 | 222364.9215
Oil | 8.2838 | 11.2209 | 1.5115 | 0 | 3.4199 | 0 | 0
Pet. Coke | 11663.4471 | 4145.9515 | 3513.2538 | 3309.8432 | 2901.5596 | 2818.7685 | 2824.3308
Pumps | 23145.2424 | 22080.6259 | 20945.5206 | 19125.3067 | 28608.1614 | 27944.4182 | 28869.3123
Solar | 403729.123 | 408999.0111 | 713818.9381 | 836625.7473 | 1216920.2967 | 1254990.8014 | 1330129.7948
Solar-DER | 120990.2626 | 137513.93 | 180135.0948 | 226389.973 | 277277.5639 | 334737.5676 | 409667.2158
Tires | 100.778 | 100.778 | 100.778 | 90.2411 | 88.6733 | 90.2177 | 100.778
Waste Coal | 7990.0716 | 7864.6089 | 2559.3444 | 2559.3444 | 0 | 0 | 0
Wind | 743654.3388 | 928369.7662 | 1529078.4167 | 2244363.2711 | 2812942.6068 | 2831980.587 | 2971546.6983
Total | 4537707.7134 | 4693036.5749 | 5170531.7222 | 5580632.5688 | 6115920.4692 | 6417042.9324 | 6765653.9227
13. Generation by Capacity Reporting Type [TBtu]
00 New Combined Cycle | 639.791 | 634.7529 | 311.7947 | 277.2657 | 248.3638 | 535.7713 | 852.3456
00 New Combined Cycle with CCS Retrofit | 0 | 0 | 90.3222 | 90.3222 | 55.1048 | 64.2074 | 77.4334
00 New Combined Cycle with CF Limit | 0 | 0 | 0 | 0 | 0 | 0 | 0
00 New Combined Cycle with HRI Retrofit | 0 | 0 | 0 | 0 | 0 | 0 | 0
00 New Combined Cycle with Hydrogen Retrofit | 0 | 30.5805 | 0 | 0 | 0 | 0 | 0
00 New Combined Cycle with Hydrogen Retrofit Undone | 0 | 0 | 14.06 | 14.06 | 14.06 | 14.06 | 14.06
00 New Combined Cycle with CCS | 0 | 0 | 0 | 0 | 0 | 0 | 0
00 New Combustion Turbine | 19.5599 | 41.2697 | 56.0824 | 52.8774 | 72.297 | 147.5049 | 212.3558
00 New Combustion Turbine with HRI Retrofit | 0 | 0 | 0 | 0 | 0 | 0 | 0
00 New Combustion Turbine with Hydrogen Retrofit | 0 | 0 | 0 | 0 | 0 | 0.36839 | 0.38303
00 New Combustion Turbine with Hydrogen Retrofit Undone | 0 | 0 | 0 | 0 | 0 | 0 | 0
00 New Hydro | 0 | 22.9931 | 88.2037 | 169.02 | 161.7735 | 163.0282 | 163.6982
00 New Nuclear | 0 | 0 | 0 | 0 | 0 | 0 | 0
00 New Nuclear - SMR | 0 | 0 | 0 | 0 | 0 | 0 | 0
00 New Biomass | 0 | 0 | 0 | 0 | 0 | 0 | 0
00 New Geothermal | 16.1894 | 16.1894 | 16.1894 | 16.1894 | 16.0011 | 16.0046 | 16.1894
00 New Landfill Gas | 41.3516 | 41.4589 | 41.0988 | 38.3558 | 35.5003 | 69.3336 | 81.6047
00 New Battery Storage | 103.4498 | 150.189 | 471.6917 | 599.2269 | 904.7546 | 922.5356 | 935.5939
00 New Offshore Wind | 116.4338 | 162.9795 | 468.0642 | 475.3908 | 843.4112 | 843.4112 | 843.4112
00 New Onshore Wind | 561.6075 | 1145.3108 | 2889.8441 | 5323.0694 | 6895.0417 | 6959.9993 | 7436.1988
00 New Solar PV | 333.3581 | 351.339 | 1391.4021 | 1810.4189 | 3107.984 | 3237.8805 | 3486.6607
00 New Solar Thermal | 0 | 0 | 0 | 0 | 0 | 0 | 7.5941
00 New Fuel Cell | 0 | 0 | 0 | 0 | 0 | 0 | 0
00 New Ultrasupercritical Coal without CCS | 0 | 0 | 0 | 0 | 0 | 0 | 0
00 New Ultrasupercritical Coal with 30% CCS | 0 | 0 | 0 | 0 | 0 | 0 | 0
00 New Ultrasupercritical Coal with 90% CCS | 0 | 0 | 0 | 0 | 0 | 0 | 0
00 Exist & New Distributed Solar PV | 412.8188 | 469.1975 | 614.6209 | 772.4426 | 946.071 | 1142.1246 | 1397.7845
00 Exist Combined Cycle | 4786.3054 | 4857.344 | 4115.6134 | 2633.6534 | 1667.5102 | 2258.1905 | 2469.4148
00 Exist Combustion Turbine | 123.0428 | 95.6454 | 91.2158 | 35.0761 | 25.3039 | 26.3654 | 26.4381
00 Exist FBC_Uncontrolled | 0.012914 | 0.019347 | 0.012894 | 0.0083485 | 0 | 0 | 0
00 Exist FBC_ACI_DSI | 3.5045 | 0 | 0 | 0 | 0 | 0 | 0
00 Exist FBC_DryFGD_ACI | 0.77603 | 0 | 0 | 0 | 0 | 0 | 0
00 Exist FBC_DryFGD_DSI | 0 | 0 | 0 | 0 | 0 | 0 | 0
00 Exist FBC_DryFGD_SNCR | 12.6356 | 0 | 0 | 0 | 0 | 0 | 0
00 Exist FBC_DryFGD_SNCR_ACI | 8.7628 | 0 | 0 | 0 | 0 | 0 | 0
00 Exist FBC_DryFGD_SNCR_ACI_DSI | 3.3909 | 0 | 0 | 0 | 0 | 0 | 0
00 Exist FBC_DryFGD_SNCR_DSI | 0 | 0 | 0 | 0 | 0 | 0 | 0
00 Exist FBC_DSI | 9.9979 | 0 | 0 | 0 | 0 | 0 | 0
00 Exist FBC_SNCR | 0 | 0 | 0 | 0 | 0 | 0 | 0
00 Exist FBC_SNCR_ACI_DSI | 0 | 0 | 0 | 0 | 0 | 0 | 0
00 Exist FBC_SNCR_DSI | 25.3777 | 0 | 0 | 0 | 0 | 0 | 0
00 Exist FBC_WetFGD_SNCR | 0.3032 | 0 | 0 | 0 | 0 | 0 | 0
00 Exist FBC_WetFGD_DSI | 1.2708 | 0 | 0 | 0 | 0 | 0 | 0
00 Exist_Non-FBC_Uncontrolled | 6.2914 | 1.0225 | 0.63825 | 0.13181 | 0.13181 | 0.5836 | 0.90603
00 Exist_Non-FBC_ACI | 143.7792 | 0.21685 | 0.16142 | 0 | 0 | 0.16714 | 0.18984
00 Exist_Non-FBC_ACI_DSI | 15.6182 | 0 | 0 | 0 | 0 | 0 | 0
00 Exist_Non-FBC_DryFGD | 0 | 0 | 0 | 0 | 0 | 0 | 0
00 Exist_Non-FBC_DryFGD_ACI | 97.2058 | 0.28505 | 0.5227 | 0.52238 | 0.44859 | 0.53497 | 0.53497
00 Exist_Non-FBC_DryFGD_SCR | 0.70018 | 0 | 0 | 0 | 0 | 0 | 0
00 Exist_Non-FBC_DryFGD_SCR_ACI | 131.1306 | 0.053203 | 0 | 0 | 0 | 0 | 0
00 Exist_Non-FBC_DryFGD_SCR_DSI | 4.2802 | 0 | 0 | 0 | 0 | 0 | 0
00 Exist_Non-FBC_DryFGD_SCR_ACI_DSI | 18.6823 | 0 | 0 | 0 | 0 | 0 | 0
00 Exist_Non-FBC_DryFGD_SNCR_ACI | 49.4345 | 0 | 0 | 0 | 0 | 0 | 0
00 Exist_Non-FBC_DryFGD_SNCR_ACI_DSI | 0 | 0 | 0 | 0 | 0 | 0 | 0
00 Exist_Non-FBC_DSI | 3.4181 | 0 | 0 | 0 | 0 | 0 | 0
00 Exist_Non-FBC_SCR_ACI | 42.2796 | 0 | 0 | 0 | 0 | 0 | 0
00 Exist_Non-FBC_SCR_ACI_DSI | 3.9383 | 0 | 0 | 0 | 0 | 0 | 0
00 Exist_Non-FBC_SNCR_ACI | 1.4291 | 0 | 0 | 0 | 0 | 0 | 0
00 Exist_Non-FBC_SNCR_ACI_DSI | 0 | 0 | 0 | 0 | 0 | 0 | 0
00 Exist_Non-FBC_WetFGD | 46.6154 | 0 | 0 | 0 | 0 | 0 | 0
00 Exist_Non-FBC_WetFGD_ACI | 66.0087 | 0 | 0 | 0 | 0 | 0 | 0
00 Exist_Non-FBC_WetFGD_ACI_DSI | 0 | 0 | 0 | 0 | 0 | 0 | 0
00 Exist_Non-FBC_WetFGD_SCR | 407.7346 | 0 | 0 | 0 | 0 | 0 | 0
00 Exist_Non-FBC_WetFGD_SCR_DSI | 9.4905 | 0 | 0 | 0 | 0 | 0 | 0
00 Exist_Non-FBC_WetFGD_SCR_ACI | 239.5143 | 0 | 0 | 0 | 0 | 0 | 0
00 Exist_Non-FBC_WetFGD_SCR_ACI_DSI | 99.0102 | 0 | 0 | 0 | 0 | 0 | 0
00 Exist_Non-FBC_WetFGD_SNCR | 7.933 | 0 | 0 | 0 | 0 | 0 | 0
00 Exist_Non-FBC_WetFGD_SNCR_ACI | 30.7268 | 0 | 0 | 0 | 0 | 0 | 0
00 Exist IGCC | 12.0002 | 12.5557 | 0 | 0 | 0 | 0 | 0
00 Exist Fossil_Other | 14.2696 | 14.2344 | 14.1501 | 14.0007 | 12.889 | 13.197 | 13.1971
00 Exist Fuel Cell | 5.5705 | 5.4035 | 5.0753 | 3.9737 | 2.8699 | 3.4357 | 3.5977
00 Exist Hydro | 921.7657 | 921.7657 | 921.7686 | 913.1424 | 908.0161 | 911.5542 | 912.5737
00 Exist Non Fossil_Other | 74.5059 | 74.5059 | 74.2235 | 70.0195 | 68.317 | 68.5215 | 69.3745
00 Exist Nuclear | 2562.737 | 2487.7289 | 2273.284 | 2089.3379 | 1610.949 | 1206.5673 | 758.7091
00 Exist Oil/Gas Steam | 66.663 | 59.2537 | 20.1525 | 11.8164 | 11.2846 | 10.6971 | 10.826
00 Exist Oil/Gas Steam_SCR | 12.602 | 11.6571 | 4.3816 | 4.0997 | 3.8815 | 3.9959 | 4.1405
00 Exist Oil/Gas Steam_SNCR | 5.7035 | 2.505 | 1.5118 | 1.2656 | 1.1136 | 1.2658 | 1.1162
00 Exist Biomass | 0.9754 | 1.8421 | 1.3522 | 0.11275 | 0.029218 | 0.60454 | 1.6157
00 Exist Landfill Gas | 31.5097 | 31.5001 | 28.8767 | 27.3608 | 25.3496 | 25.1978 | 25.7533
00 Exist Geothermal | 56.3847 | 56.3847 | 56.3847 | 56.3847 | 56.3847 | 56.3847 | 56.3847
00 Exist Pump Storage | 78.9716 | 75.3391 | 71.4661 | 65.2555 | 97.611 | 95.3464 | 98.5021
00 Exist Energy Storage | 70.9629 | 70.9471 | 68.824 | 72.3235 | 70.6322 | 70.4397 | 71.9165
00 Exist Solar PV | 1033.977 | 1033.977 | 1033.9595 | 1033.9595 | 1033.9595 | 1033.9595 | 1033.9595
00 Exist Solar Thermal | 10.1886 | 10.1886 | 10.1886 | 10.1886 | 10.1886 | 10.1886 | 10.1886
00 Exist Offshore Wind | 100.1713 | 100.1713 | 100.1713 | 100.1713 | 100.1713 | 100.1713 | 100.1713
00 Exist Onshore Wind | 1759.136 | 1759.136 | 1759.136 | 1759.136 | 1759.136 | 1759.136 | 1759.136
00 International Imports | 10.3954 | 10.3954 | 10.3954 | 9.445 | 9.445 | 9.445 | 9.445
00 Ret.Exist Combined Cycle & CF Limit | 0 | 0 | 0 | 0 | 0 | 0 | 0
00 Ret.Exist Combined Cycle & CCS | 0 | 0 | 50.2897 | 50.2897 | 30.6649 | 39.6177 | 40.7908
00 Ret.Exist Combined Cycle & Hydrogen | 0 | 8.9567 | 4.6666 | 1.2108 | 0.4599 | 9.5176 | 16.368
00 Ret.Exist Combined Cycle & Hydrogen Retrofit Undone | 0 | 0 | 0 | 0 | 0 | 0 | 0
00 Ret.Exist Combined Cycle & HRI | 0 | 0 | 0 | 0 | 0 | 0 | 0
00 Ret.Exist Combustion Turbine & HRI | 0 | 0 | 0 | 0 | 0 | 0 | 0
00 Ret.Exist_FBC_NoCtrl & CCS | 0 | 0 | 0 | 0 | 0 | 0 | 0
00 Ret.Exist_FBC_NoCtrl & DRET | 0 | 0 | 0 | 0 | 0 | 0 | 0
00 Ret.Exist_FBC_NoCtrl & GPM | 0 | 0 | 0 | 0 | 0 | 0 | 0
00 Ret.Exist_FBC_NoCtrl & GPM & CCS | 0 | 0 | 0 | 0 | 0 | 0 | 0
00 Ret.Exist_FBC_NoCtrl & GPM & DRET | 0 | 0 | 0 | 0 | 0 | 0 | 0
00 Ret.Exist_FBC_NoCtrl & GPM & NGC | 0 | 0 | 0 | 0 | 0 | 0 | 0
00 Ret.Exist_FBC_NoCtrl & GPM & SNCR | 0 | 0 | 0 | 0 | 0 | 0 | 0
00 Ret.Exist_FBC_NoCtrl & GPM & SNCR & CCS | 0 | 0 | 0 | 0 | 0 | 0 | 0
00 Ret.Exist_FBC_NoCtrl & GPM & SNCR & DRET | 0 | 0 | 0 | 0 | 0 | 0 | 0
00 Ret.Exist_FBC_NoCtrl & GPM & SNCR & NGC | 0 | 0 | 0 | 0 | 0 | 0 | 0
00 Ret.Exist_FBC_NoCtrl & NGC | 0 | 0 | 0 | 0 | 0 | 0 | 0
00 Ret.Exist_FBC_NoCtrl & SNCR | 0 | 0 | 0 | 0 | 0 | 0 | 0
00 Ret.Exist_FBC_NoCtrl & SNCR & CCS | 0 | 0 | 0 | 0 | 0 | 0 | 0
00 Ret.Exist_FBC_NoCtrl & SNCR & DRET | 0 | 0 | 0 | 0 | 0 | 0 | 0
00 Ret.Exist_FBC_NoCtrl & SNCR & NGC | 0 | 0 | 0 | 0 | 0 | 0 | 0
00 Ret.Exist_FBC_ACI_DSI & CCS | 0 | 0 | 0 | 0 | 0 | 0 | 0
00 Ret.Exist_FBC_ACI_DSI & DCCS | 0 | 4.7327 | 0 | 0 | 0 | 0 | 0
00 Ret.Exist_FBC_ACI_DSI & DCCS & CCS | 0 | 0 | 6.8889 | 6.8889 | 1.0756 | 1.0756 | 1.2075
00 Ret.Exist_FBC_ACI_DSI & DCCS & SNCR & CCS | 0 | 0 | 0 | 0 | 0 | 0 | 0
00 Ret.Exist_FBC_ACI_DSI & DRET | 0 | 0.94691 | 0 | 0 | 0 | 0 | 0
00 Ret.Exist_FBC_ACI_DSI & GPM | 0 | 0 | 0 | 0 | 0 | 0 | 0
00 Ret.Exist_FBC_ACI_DSI & GPM & CCS | 0 | 0 | 0 | 0 | 0 | 0 | 0
00 Ret.Exist_FBC_ACI_DSI & GPM & DRET | 0 | 0 | 0 | 0 | 0 | 0 | 0
00 Ret.Exist_FBC_ACI_DSI & GPM & NGC | 0 | 0 | 0 | 0 | 0 | 0 | 0
00 Ret.Exist_FBC_ACI_DSI & GPM & SNCR | 0 | 0 | 0 | 0 | 0 | 0 | 0
00 Ret.Exist_FBC_ACI_DSI & GPM & SNCR & CCS | 0 | 0 | 0 | 0 | 0 | 0 | 0
00 Ret.Exist_FBC_ACI_DSI & GPM & SNCR & DRET | 0 | 0 | 0 | 0 | 0 | 0 | 0
00 Ret.Exist_FBC_ACI_DSI & GPM & SNCR & NGC | 0 | 0 | 0 | 0 | 0 | 0 | 0
00 Ret.Exist_FBC_ACI_DSI & NGC | 0 | 0 | 0 | 0 | 0 | 0 | 0
00 Ret.Exist_FBC_ACI_DSI & SNCR | 0 | 0 | 0 | 0 | 0 | 0 | 0
00 Ret.Exist_FBC_ACI_DSI & SNCR & CCS | 0 | 0 | 0 | 0 | 0 | 0 | 0
00 Ret.Exist_FBC_ACI_DSI & SNCR & DRET | 0 | 0 | 0 | 0 | 0 | 0 | 0
00 Ret.Exist_FBC_ACI_DSI & SNCR & NGC | 0 | 0 | 0 | 0 | 0 | 0 | 0
00 Ret.Exist_FBC_DryFGD_ACI & CCS | 0 | 0 | 0 | 0 | 0 | 0 | 0
00 Ret.Exist_FBC_DryFGD_ACI & DCCS | 0 | 0 | 0 | 0 | 0 | 0 | 0
00 Ret.Exist_FBC_DryFGD_ACI & DCCS & CCS | 0 | 0 | 0 | 0 | 0 | 0 | 0
00 Ret.Exist_FBC_DryFGD_ACI & DCCS & SNCR & CCS | 0 | 0 | 0 | 0 | 0 | 0 | 0
00 Ret.Exist_FBC_DryFGD_ACI & DRET | 0 | 0 | 0 | 0 | 0 | 0 | 0
00 Ret.Exist_FBC_DryFGD_ACI & GPM | 0 | 0 | 0 | 0 | 0 | 0 | 0
00 Ret.Exist_FBC_DryFGD_ACI & GPM & CCS | 0 | 0 | 0 | 0 | 0 | 0 | 0
00 Ret.Exist_FBC_DryFGD_ACI & GPM & DRET | 0 | 0 | 0 | 0 | 0 | 0 | 0
00 Ret.Exist_FBC_DryFGD_ACI & GPM & NGC | 0 | 0 | 0 | 0 | 0 | 0 | 0
00 Ret.Exist_FBC_DryFGD_ACI & GPM & SNCR | 0 | 0 | 0 | 0 | 0 | 0 | 0
00 Ret.Exist_FBC_DryFGD_ACI & GPM & SNCR & CCS | 0 | 0 | 0 | 0 | 0 | 0 | 0
00 Ret.Exist_FBC_DryFGD_ACI & GPM & SNCR & DRET | 0 | 0 | 0 | 0 | 0 | 0 | 0
00 Ret.Exist_FBC_DryFGD_ACI & GPM & SNCR & NGC | 0 | 0 | 0 | 0 | 0 | 0 | 0
00 Ret.Exist_FBC_DryFGD_ACI & NGC | 0 | 0 | 0 | 0 | 0 | 0 | 0
00 Ret.Exist_FBC_DryFGD_ACI & SNCR | 0 | 0 | 0 | 0 | 0 | 0 | 0
00 Ret.Exist_FBC_DryFGD_ACI & SNCR & CCS | 0 | 0 | 0 | 0 | 0 | 0 | 0
00 Ret.Exist_FBC_DryFGD_ACI & SNCR & DRET | 0 | 0 | 0 | 0 | 0 | 0 | 0
00 Ret.Exist_FBC_DryFGD_ACI & SNCR & NGC | 0 | 0 | 0 | 0 | 0 | 0 | 0
00 Ret.Exist_FBC_DryFGD_DSI & ACI | 0 | 0 | 0 | 0 | 0 | 0 | 0
00 Ret.Exist_FBC_DryFGD_DSI & ACI & DRET | 0 | 0 | 0 | 0 | 0 | 0 | 0
00 Ret.Exist_FBC_DryFGD_DSI & ACI & GPM | 0 | 0 | 0 | 0 | 0 | 0 | 0
00 Ret.Exist_FBC_DryFGD_DSI & ACI & GPM & DRET | 0 | 0 | 0 | 0 | 0 | 0 | 0
00 Ret.Exist_FBC_DryFGD_DSI & ACI & GPM & NGC | 0 | 0 | 0 | 0 | 0 | 0 | 0
00 Ret.Exist_FBC_DryFGD_DSI & ACI & GPM & SNCR | 0 | 0 | 0 | 0 | 0 | 0 | 0
00 Ret.Exist_FBC_DryFGD_DSI & ACI & GPM & SNCR & DRET | 0 | 0 | 0 | 0 | 0 | 0 | 0
00 Ret.Exist_FBC_DryFGD_DSI & ACI & GPM & SNCR & NGC | 0 | 0 | 0 | 0 | 0 | 0 | 0
00 Ret.Exist_FBC_DryFGD_DSI & ACI & NGC | 0 | 0 | 0 | 0 | 0 | 0 | 0
00 Ret.Exist_FBC_DryFGD_DSI & ACI & SNCR | 0 | 0 | 0 | 0 | 0 | 0 | 0
00 Ret.Exist_FBC_DryFGD_DSI & ACI & SNCR & DRET | 0 | 0 | 0 | 0 | 0 | 0 | 0
00 Ret.Exist_FBC_DryFGD_DSI & ACI & SNCR & NGC | 0 | 0 | 0 | 0 | 0 | 0 | 0
00 Ret.Exist_FBC_DryFGD_DSI & DRET | 0 | 0 | 0 | 0 | 0 | 0 | 0
00 Ret.Exist_FBC_DryFGD_DSI & GPM | 0 | 0 | 0 | 0 | 0 | 0 | 0
00 Ret.Exist_FBC_DryFGD_DSI & GPM & DRET | 0 | 0 | 0 | 0 | 0 | 0 | 0
00 Ret.Exist_FBC_DryFGD_DSI & GPM & NGC | 0 | 0 | 0 | 0 | 0 | 0 | 0
00 Ret.Exist_FBC_DryFGD_DSI & GPM & SNCR | 0 | 0 | 0 | 0 | 0 | 0 | 0
00 Ret.Exist_FBC_DryFGD_DSI & GPM & SNCR & DRET | 0 | 0 | 0 | 0 | 0 | 0 | 0
00 Ret.Exist_FBC_DryFGD_DSI & GPM & SNCR & NGC | 0 | 0 | 0 | 0 | 0 | 0 | 0
00 Ret.Exist_FBC_DryFGD_DSI & NGC | 0 | 0 | 0 | 0 | 0 | 0 | 0
00 Ret.Exist_FBC_DryFGD_DSI & SNCR | 0 | 0 | 0 | 0 | 0 | 0 | 0
00 Ret.Exist_FBC_DryFGD_DSI & SNCR & DRET | 0 | 0 | 0 | 0 | 0 | 0 | 0
00 Ret.Exist_FBC_DryFGD_DSI & SNCR & NGC | 0 | 0 | 0 | 0 | 0 | 0 | 0
00 Ret.Exist_FBC_DryFGD_SNCR & ACI | 0 | 0 | 0 | 0 | 0 | 0 | 0
00 Ret.Exist_FBC_DryFGD_SNCR & ACI & CCS | 0 | 0 | 0 | 0 | 0 | 0 | 0
00 Ret.Exist_FBC_DryFGD_SNCR & ACI & DRET | 0 | 0 | 0 | 0 | 0 | 0 | 0
00 Ret.Exist_FBC_DryFGD_SNCR & ACI & GPM | 0 | 0 | 0 | 0 | 0 | 0 | 0
00 Ret.Exist_FBC_DryFGD_SNCR & ACI & GPM & CCS | 0 | 0 | 0 | 0 | 0 | 0 | 0
00 Ret.Exist_FBC_DryFGD_SNCR & ACI & GPM & DRET | 0 | 0 | 0 | 0 | 0 | 0 | 0
00 Ret.Exist_FBC_DryFGD_SNCR & ACI & GPM & NGC | 0 | 0 | 0 | 0 | 0 | 0 | 0
00 Ret.Exist_FBC_DryFGD_SNCR & ACI & NGC | 0 | 0 | 0 | 0 | 0 | 0 | 0
00 Ret.Exist_FBC_DryFGD_SNCR & CCS | 0 | 0 | 0 | 0 | 0 | 0 | 0
00 Ret.Exist_FBC_DryFGD_SNCR & DCCS | 0 | 10.1152 | 0 | 0 | 0 | 0 | 0
00 Ret.Exist_FBC_DryFGD_SNCR & DCCS & CCS | 0 | 0 | 8.4164 | 8.4164 | 0 | 0 | 0
00 Ret.Exist_FBC_DryFGD_SNCR & DRET | 0 | 2.5371 | 0 | 0 | 0 | 0 | 0
00 Ret.Exist_FBC_DryFGD_SNCR & GPM | 0 | 0 | 0 | 0 | 0 | 0 | 0
00 Ret.Exist_FBC_DryFGD_SNCR & GPM & CCS | 0 | 0 | 0 | 0 | 0 | 0 | 0
00 Ret.Exist_FBC_DryFGD_SNCR & GPM & DRET | 0 | 0 | 0 | 0 | 0 | 0 | 0
00 Ret.Exist_FBC_DryFGD_SNCR & GPM & NGC | 0 | 0 | 0 | 0 | 0 | 0 | 0
00 Ret.Exist_FBC_DryFGD_SNCR & NGC | 0 | 0 | 0 | 0 | 0 | 0 | 0
00 Ret.Exist_FBC_DryFGD_SNCR_ACI & CCS | 0 | 0 | 0 | 0 | 0 | 0 | 0
00 Ret.Exist_FBC_DryFGD_SNCR_ACI & DCCS | 0 | 0.030765 | 0 | 0 | 0 | 0 | 0
00 Ret.Exist_FBC_DryFGD_SNCR_ACI & DCCS & CCS | 0 | 0 | 0.042819 | 0.042819 | 0 | 0 | 0
00 Ret.Exist_FBC_DryFGD_SNCR_ACI & DRET | 0 | 5.4013 | 0 | 0 | 0 | 0 | 0
00 Ret.Exist_FBC_DryFGD_SNCR_ACI & GPM | 0 | 0 | 0 | 0 | 0 | 0 | 0
00 Ret.Exist_FBC_DryFGD_SNCR_ACI & GPM & CCS | 0 | 0 | 0 | 0 | 0 | 0 | 0
00 Ret.Exist_FBC_DryFGD_SNCR_ACI & GPM & DRET | 0 | 0 | 0 | 0 | 0 | 0 | 0
00 Ret.Exist_FBC_DryFGD_SNCR_ACI & GPM & NGC | 0 | 0 | 0 | 0 | 0 | 0 | 0
00 Ret.Exist_FBC_DryFGD_SNCR_ACI & NGC | 0 | 0 | 0 | 0 | 0 | 0 | 0
00 Ret.Exist_FBC_DryFGD_SNCR_ACI_DSI & CCS | 0 | 9.6686 | 9.6686 | 9.6686 | 9.6686 | 9.2775 | 9.2775
00 Ret.Exist_FBC_DryFGD_SNCR_ACI_DSI & DCCS | 0 | 0.1162 | 0 | 0 | 0 | 0 | 0
00 Ret.Exist_FBC_DryFGD_SNCR_ACI_DSI & DCCS & CCS | 0 | 0 | 0.20879 | 0.20879 | 0.20879 | 0.20035 | 0.20035
00 Ret.Exist_FBC_DryFGD_SNCR_ACI_DSI & DRET | 0 | 0 | 0 | 0 | 0 | 0 | 0
00 Ret.Exist_FBC_DryFGD_SNCR_ACI_DSI & GPM | 0 | 0 | 0 | 0 | 0 | 0 | 0
00 Ret.Exist_FBC_DryFGD_SNCR_ACI_DSI & GPM & CCS | 0 | 0 | 0 | 0 | 0 | 0 | 0
00 Ret.Exist_FBC_DryFGD_SNCR_ACI_DSI & GPM & DRET | 0 | 0 | 0 | 0 | 0 | 0 | 0
00 Ret.Exist_FBC_DryFGD_SNCR_ACI_DSI & GPM & NGC | 0 | 0 | 0 | 0 | 0 | 0 | 0
00 Ret.Exist_FBC_DryFGD_SNCR_ACI_DSI & NGC | 0 | 0 | 0 | 0 | 0 | 0 | 0
00 Ret.Exist_FBC_DryFGD_SNCR_DSI & ACI | 0 | 0 | 0 | 0 | 0 | 0 | 0
00 Ret.Exist_FBC_DryFGD_SNCR_DSI & ACI & DRET | 0 | 0 | 0 | 0 | 0 | 0 | 0
00 Ret.Exist_FBC_DryFGD_SNCR_DSI & ACI & GPM | 0 | 0 | 0 | 0 | 0 | 0 | 0
00 Ret.Exist_FBC_DryFGD_SNCR_DSI & ACI & GPM & DRET | 0 | 0 | 0 | 0 | 0 | 0 | 0
00 Ret.Exist_FBC_DryFGD_SNCR_DSI & ACI & GPM & NGC | 0 | 0 | 0 | 0 | 0 | 0 | 0
00 Ret.Exist_FBC_DryFGD_SNCR_DSI & ACI & NGC | 0 | 0 | 0 | 0 | 0 | 0 | 0
00 Ret.Exist_FBC_DryFGD_SNCR_DSI & DRET | 0 | 0 | 0 | 0 | 0 | 0 | 0
00 Ret.Exist_FBC_DryFGD_SNCR_DSI & GPM | 0 | 0 | 0 | 0 | 0 | 0 | 0
00 Ret.Exist_FBC_DryFGD_SNCR_DSI & GPM & DRET | 0 | 0 | 0 | 0 | 0 | 0 | 0
00 Ret.Exist_FBC_DryFGD_SNCR_DSI & GPM & NGC | 0 | 0 | 0 | 0 | 0 | 0 | 0
00 Ret.Exist_FBC_DryFGD_SNCR_DSI & NGC | 0 | 0 | 0 | 0 | 0 | 0 | 0
00 Ret.Exist_FBC_DSI & ACI | 0 | 0 | 0 | 0 | 0 | 0 | 0
00 Ret.Exist_FBC_DSI & ACI & DRET | 0 | 0 | 0 | 0 | 0 | 0 | 0
00 Ret.Exist_FBC_DSI & ACI & GPM | 0 | 0 | 0 | 0 | 0 | 0 | 0
00 Ret.Exist_FBC_DSI & ACI & GPM & DRET | 0 | 0 | 0 | 0 | 0 | 0 | 0
00 Ret.Exist_FBC_DSI & ACI & GPM & NGC | 0 | 0 | 0 | 0 | 0 | 0 | 0
00 Ret.Exist_FBC_DSI & ACI & GPM & SNCR | 0 | 0 | 0 | 0 | 0 | 0 | 0
00 Ret.Exist_FBC_DSI & ACI & GPM & SNCR & DRET | 0 | 0 | 0 | 0 | 0 | 0 | 0
00 Ret.Exist_FBC_DSI & ACI & GPM & SNCR & NGC | 0 | 0 | 0 | 0 | 0 | 0 | 0
00 Ret.Exist_FBC_DSI & ACI & NGC | 0 | 0 | 0 | 0 | 0 | 0 | 0
00 Ret.Exist_FBC_DSI & ACI & SNCR | 0 | 0 | 0 | 0 | 0 | 0 | 0
00 Ret.Exist_FBC_DSI & ACI & SNCR & DRET | 0 | 0 | 0 | 0 | 0 | 0 | 0
00 Ret.Exist_FBC_DSI & ACI & SNCR & NGC | 0 | 0 | 0 | 0 | 0 | 0 | 0
00 Ret.Exist_FBC_DSI & DRET | 0 | 11.4912 | 0 | 0 | 0 | 0 | 0
00 Ret.Exist_FBC_DSI & GPM | 0 | 0 | 0 | 0 | 0 | 0 | 0
00 Ret.Exist_FBC_DSI & GPM & DRET | 0 | 0 | 0 | 0 | 0 | 0 | 0
00 Ret.Exist_FBC_DSI & GPM & NGC | 0 | 0 | 0 | 0 | 0 | 0 | 0
00 Ret.Exist_FBC_DSI & GPM & SNCR | 0 | 0 | 0 | 0 | 0 | 0 | 0
00 Ret.Exist_FBC_DSI & GPM & SNCR & DRET | 0 | 0 | 0 | 0 | 0 | 0 | 0
00 Ret.Exist_FBC_DSI & GPM & SNCR & NGC | 0 | 0 | 0 | 0 | 0 | 0 | 0
00 Ret.Exist_FBC_DSI & NGC | 0 | 0.51883 | 1.0862 | 0 | 0 | 0 | 0
00 Ret.Exist_FBC_DSI & SNCR | 0 | 0 | 0 | 0 | 0 | 0 | 0
00 Ret.Exist_FBC_DSI & SNCR & DRET | 0 | 0 | 0 | 0 | 0 | 0 | 0
00 Ret.Exist_FBC_DSI & SNCR & NGC | 0 | 0 | 0 | 0 | 0 | 0 | 0
00 Ret.Exist_FBC_SNCR & ACI | 0 | 0 | 0 | 0 | 0 | 0 | 0
00 Ret.Exist_FBC_SNCR & ACI & DRET | 0 | 0 | 0 | 0 | 0 | 0 | 0
00 Ret.Exist_FBC_SNCR & ACI & NGC | 0 | 0 | 0 | 0 | 0 | 0 | 0
00 Ret.Exist_FBC_SNCR & DRET | 0 | 0 | 0 | 0 | 0 | 0 | 0
00 Ret.Exist_FBC_SNCR & GPM | 0 | 0 | 0 | 0 | 0 | 0 | 0
00 Ret.Exist_FBC_SNCR & GPM & DRET | 0 | 0 | 0 | 0 | 0 | 0 | 0
00 Ret.Exist_FBC_SNCR & GPM & NGC | 0 | 0 | 0 | 0 | 0 | 0 | 0
00 Ret.Exist_FBC_SNCR & NGC | 0 | 0 | 0 | 0 | 0 | 0 | 0
00 Ret.Exist_FBC_SNCR_ACI_DSI & CCS | 0 | 0 | 0 | 0 | 0 | 0 | 0
00 Ret.Exist_FBC_SNCR_ACI_DSI & DCCS | 0 | 0 | 0 | 0 | 0 | 0 | 0
00 Ret.Exist_FBC_SNCR_ACI_DSI & DCCS & CCS | 0 | 0 | 0 | 0 | 0 | 0 | 0
00 Ret.Exist_FBC_SNCR_ACI_DSI & DRET | 0 | 0 | 0 | 0 | 0 | 0 | 0
00 Ret.Exist_FBC_SNCR_ACI_DSI & GPM | 0 | 0 | 0 | 0 | 0 | 0 | 0
00 Ret.Exist_FBC_SNCR_ACI_DSI & GPM & CCS | 0 | 0 | 0 | 0 | 0 | 0 | 0
00 Ret.Exist_FBC_SNCR_ACI_DSI & GPM & DRET | 0 | 0 | 0 | 0 | 0 | 0 | 0
00 Ret.Exist_FBC_SNCR_ACI_DSI & GPM & NGC | 0 | 0 | 0 | 0 | 0 | 0 | 0
00 Ret.Exist_FBC_SNCR_ACI_DSI & NGC | 0 | 0 | 0 | 0 | 0 | 0 | 0
00 Ret.Exist_FBC_SNCR_DSI & ACI | 0 | 0 | 0 | 0 | 0 | 0 | 0
00 Ret.Exist_FBC_SNCR_DSI & ACI & CCS | 0 | 0 | 0 | 0 | 0 | 0 | 0
00 Ret.Exist_FBC_SNCR_DSI & ACI & DRET | 0 | 0 | 0 | 0 | 0 | 0 | 0
00 Ret.Exist_FBC_SNCR_DSI & ACI & GPM | 0 | 0 | 0 | 0 | 0 | 0 | 0
00 Ret.Exist_FBC_SNCR_DSI & ACI & GPM & CCS | 0 | 0 | 0 | 0 | 0 | 0 | 0
00 Ret.Exist_FBC_SNCR_DSI & ACI & GPM & DRET | 0 | 0 | 0 | 0 | 0 | 0 | 0
00 Ret.Exist_FBC_SNCR_DSI & ACI & GPM & NGC | 0 | 0 | 0 | 0 | 0 | 0 | 0
00 Ret.Exist_FBC_SNCR_DSI & ACI & NGC | 0 | 0 | 0 | 0 | 0 | 0 | 0
00 Ret.Exist_FBC_SNCR_DSI & CCS | 0 | 0 | 0 | 0 | 0 | 0 | 0
00 Ret.Exist_FBC_SNCR_DSI & DCCS | 0 | 6.8716 | 0 | 0 | 0 | 0 | 0
00 Ret.Exist_FBC_SNCR_DSI & DCCS & CCS | 0 | 0 | 4.8106 | 4.8106 | 0 | 0 | 0
00 Ret.Exist_FBC_SNCR_DSI & DRET | 0 | 9.3765 | 0 | 0 | 0 | 0 | 0
00 Ret.Exist_FBC_SNCR_DSI & GPM | 0 | 0 | 0 | 0 | 0 | 0 | 0
00 Ret.Exist_FBC_SNCR_DSI & GPM & CCS | 0 | 0 | 0 | 0 | 0 | 0 | 0
00 Ret.Exist_FBC_SNCR_DSI & GPM & DRET | 0 | 0 | 0 | 0 | 0 | 0 | 0
00 Ret.Exist_FBC_SNCR_DSI & GPM & NGC | 0 | 0 | 0 | 0 | 0 | 0 | 0
00 Ret.Exist_FBC_SNCR_DSI & NGC | 0 | 6.3437 | 5.1852 | 0 | 0 | 0 | 0
00 Ret.Exist_FBC_WetFGD_DSI & ACI | 0 | 0 | 0 | 0 | 0 | 0 | 0
00 Ret.Exist_FBC_WetFGD_DSI & ACI & DRET | 0 | 0 | 0 | 0 | 0 | 0 | 0
00 Ret.Exist_FBC_WetFGD_DSI & ACI & GPM | 0 | 0 | 0 | 0 | 0 | 0 | 0
00 Ret.Exist_FBC_WetFGD_DSI & ACI & GPM & DRET | 0 | 0 | 0 | 0 | 0 | 0 | 0
00 Ret.Exist_FBC_WetFGD_DSI & ACI & GPM & NGC | 0 | 0 | 0 | 0 | 0 | 0 | 0
00 Ret.Exist_FBC_WetFGD_DSI & ACI & GPM & SNCR | 0 | 0 | 0 | 0 | 0 | 0 | 0
00 Ret.Exist_FBC_WetFGD_DSI & ACI & GPM & SNCR & DRET | 0 | 0 | 0 | 0 | 0 | 0 | 0
00 Ret.Exist_FBC_WetFGD_DSI & ACI & GPM & SNCR & NGC | 0 | 0 | 0 | 0 | 0 | 0 | 0
00 Ret.Exist_FBC_WetFGD_DSI & ACI & NGC | 0 | 0 | 0 | 0 | 0 | 0 | 0
00 Ret.Exist_FBC_WetFGD_DSI & ACI & SNCR | 0 | 0 | 0 | 0 | 0 | 0 | 0
00 Ret.Exist_FBC_WetFGD_DSI & ACI & SNCR & DRET | 0 | 0 | 0 | 0 | 0 | 0 | 0
00 Ret.Exist_FBC_WetFGD_DSI & ACI & SNCR & NGC | 0 | 0 | 0 | 0 | 0 | 0 | 0
00 Ret.Exist_FBC_WetFGD_DSI & DRET | 0 | 1.2708 | 0 | 0 | 0 | 0 | 0
00 Ret.Exist_FBC_WetFGD_DSI & GPM | 0 | 0 | 0 | 0 | 0 | 0 | 0
00 Ret.Exist_FBC_WetFGD_DSI & GPM & DRET | 0 | 0 | 0 | 0 | 0 | 0 | 0
00 Ret.Exist_FBC_WetFGD_DSI & GPM & NGC | 0 | 0 | 0 | 0 | 0 | 0 | 0
00 Ret.Exist_FBC_WetFGD_DSI & GPM & SNCR | 0 | 0 | 0 | 0 | 0 | 0 | 0
00 Ret.Exist_FBC_WetFGD_DSI & GPM & SNCR & DRET | 0 | 0 | 0 | 0 | 0 | 0 | 0
00 Ret.Exist_FBC_WetFGD_DSI & GPM & SNCR & NGC | 0 | 0 | 0 | 0 | 0 | 0 | 0
00 Ret.Exist_FBC_WetFGD_DSI & NGC | 0 | 0 | 0 | 0 | 0 | 0 | 0
00 Ret.Exist_FBC_WetFGD_DSI & SNCR | 0 | 0 | 0 | 0 | 0 | 0 | 0
00 Ret.Exist_FBC_WetFGD_DSI & SNCR & DRET | 0 | 0 | 0 | 0 | 0 | 0 | 0
00 Ret.Exist_FBC_WetFGD_DSI & SNCR & NGC | 0 | 0 | 0 | 0 | 0 | 0 | 0
00 Ret.Exist_FBC_WetFGD_SNCR & ACI | 0 | 0 | 0 | 0 | 0 | 0 | 0
00 Ret.Exist_FBC_WetFGD_SNCR & ACI & DRET | 0 | 0 | 0 | 0 | 0 | 0 | 0
00 Ret.Exist_FBC_WetFGD_SNCR & ACI & NGC | 0 | 0 | 0 | 0 | 0 | 0 | 0
00 Ret.Exist_FBC_WetFGD_SNCR & DRET | 0 | 0.54886 | 0 | 0 | 0 | 0 | 0
00 Ret.Exist_FBC_WetFGD_SNCR & GPM | 0 | 0 | 0 | 0 | 0 | 0 | 0
00 Ret.Exist_FBC_WetFGD_SNCR & GPM & DRET | 0 | 0 | 0 | 0 | 0 | 0 | 0
00 Ret.Exist_FBC_WetFGD_SNCR & GPM & NGC | 0 | 0 | 0 | 0 | 0 | 0 | 0
00 Ret.Exist_FBC_WetFGD_SNCR & NGC | 0 | 0 | 0 | 0 | 0 | 0 | 0
00 Ret.Exist_Non-FBC_ACI & C2G | 0.60854 | 7.1473 | 0 | 0 | 0 | 0 | 0
00 Ret.Exist_Non-FBC_ACI & C2G & SCR | 0 | 0 | 0 | 0 | 0 | 0 | 0
00 Ret.Exist_Non-FBC_ACI & DCCS | 0 | 8.7159 | 0 | 0 | 0 | 0 | 0
00 Ret.Exist_Non-FBC_ACI & DCCS & WetFGD & SCR & CCS | 0 | 0 | 5.797 | 5.797 | 0.30347 | 0.35674 | 0.35674
00 Ret.Exist_Non-FBC_ACI & DRET | 0 | 25.4379 | 0 | 0 | 0 | 0 | 0
00 Ret.Exist_Non-FBC_ACI & DSI | 0 | 0 | 0 | 0 | 0 | 0 | 0
00 Ret.Exist_Non-FBC_ACI & DSI & C2G | 0 | 0 | 0 | 0 | 0 | 0 | 0
00 Ret.Exist_Non-FBC_ACI & DSI & C2G & SCR | 0 | 0 | 0 | 0 | 0 | 0 | 0
00 Ret.Exist_Non-FBC_ACI & DSI & DRET | 0 | 0 | 0 | 0 | 0 | 0 | 0
00 Ret.Exist_Non-FBC_ACI & DSI & GPM | 0 | 0 | 0 | 0 | 0 | 0 | 0
00 Ret.Exist_Non-FBC_ACI & DSI & GPM & C2G | 0 | 0 | 0 | 0 | 0 | 0 | 0
00 Ret.Exist_Non-FBC_ACI & DSI & GPM & C2G & SCR | 0 | 0 | 0 | 0 | 0 | 0 | 0
00 Ret.Exist_Non-FBC_ACI & DSI & GPM & DRET | 0 | 0 | 0 | 0 | 0 | 0 | 0
00 Ret.Exist_Non-FBC_ACI & DSI & GPM & NGC | 0 | 0 | 0 | 0 | 0 | 0 | 0
00 Ret.Exist_Non-FBC_ACI & DSI & GPM & SCR | 0 | 0 | 0 | 0 | 0 | 0 | 0
00 Ret.Exist_Non-FBC_ACI & DSI & GPM & SCR & DRET | 0 | 0 | 0 | 0 | 0 | 0 | 0
00 Ret.Exist_Non-FBC_ACI & DSI & GPM & SCR & NGC | 0 | 0 | 0 | 0 | 0 | 0 | 0
00 Ret.Exist_Non-FBC_ACI & DSI & GPM & SNCR | 0 | 0 | 0 | 0 | 0 | 0 | 0
00 Ret.Exist_Non-FBC_ACI & DSI & GPM & SNCR & DRET | 0 | 0 | 0 | 0 | 0 | 0 | 0
00 Ret.Exist_Non-FBC_ACI & DSI & GPM & SNCR & NGC | 0 | 0 | 0 | 0 | 0 | 0 | 0
00 Ret.Exist_Non-FBC_ACI & DSI & GPM & WetFGD & SCR & CCS | 0 | 0 | 0 | 0 | 0 | 0 | 0
00 Ret.Exist_Non-FBC_ACI & DSI & NGC | 0 | 0 | 0 | 0 | 0 | 0 | 0
00 Ret.Exist_Non-FBC_ACI & DSI & SCR | 0 | 0 | 0 | 0 | 0 | 0 | 0
00 Ret.Exist_Non-FBC_ACI & DSI & SCR & DRET | 0 | 0 | 0 | 0 | 0 | 0 | 0
00 Ret.Exist_Non-FBC_ACI & DSI & SCR & NGC | 0 | 0 | 0 | 0 | 0 | 0 | 0
00 Ret.Exist_Non-FBC_ACI & DSI & SNCR | 0 | 0 | 0 | 0 | 0 | 0 | 0
00 Ret.Exist_Non-FBC_ACI & DSI & SNCR & DRET | 0 | 0 | 0 | 0 | 0 | 0 | 0
00 Ret.Exist_Non-FBC_ACI & DSI & SNCR & NGC | 0 | 0 | 0 | 0 | 0 | 0 | 0
00 Ret.Exist_Non-FBC_ACI & DSI & WetFGD & SCR & CCS | 0 | 0 | 0 | 0 | 0 | 0 | 0
00 Ret.Exist_Non-FBC_ACI & GPM | 0 | 0 | 0 | 0 | 0 | 0 | 0
00 Ret.Exist_Non-FBC_ACI & GPM & C2G | 0 | 0 | 0 | 0 | 0 | 0 | 0
00 Ret.Exist_Non-FBC_ACI & GPM & C2G & SCR | 0 | 0 | 0 | 0 | 0 | 0 | 0
00 Ret.Exist_Non-FBC_ACI & GPM & DRET | 0 | 0 | 0 | 0 | 0 | 0 | 0
00 Ret.Exist_Non-FBC_ACI & GPM & NGC | 0 | 0 | 0 | 0 | 0 | 0 | 0
00 Ret.Exist_Non-FBC_ACI & GPM & SCR | 0 | 0 | 0 | 0 | 0 | 0 | 0
00 Ret.Exist_Non-FBC_ACI & GPM & SCR & DRET | 0 | 0 | 0 | 0 | 0 | 0 | 0
00 Ret.Exist_Non-FBC_ACI & GPM & SCR & NGC | 0 | 0 | 0 | 0 | 0 | 0 | 0
00 Ret.Exist_Non-FBC_ACI & GPM & SNCR | 0 | 0 | 0 | 0 | 0 | 0 | 0
00 Ret.Exist_Non-FBC_ACI & GPM & SNCR & DRET | 0 | 0 | 0 | 0 | 0 | 0 | 0
00 Ret.Exist_Non-FBC_ACI & GPM & SNCR & NGC | 0 | 0 | 0 | 0 | 0 | 0 | 0
00 Ret.Exist_Non-FBC_ACI & GPM & WetFGD & SCR & CCS | 0 | 0 | 0 | 0 | 0 | 0 | 0
00 Ret.Exist_Non-FBC_ACI & NGC | 0 | 0 | 0 | 0 | 0 | 0 | 0
00 Ret.Exist_Non-FBC_ACI & SCR | 0 | 0 | 0 | 0 | 0 | 0 | 0
00 Ret.Exist_Non-FBC_ACI & SCR & C2G | 0 | 0 | 0 | 0 | 0 | 0 | 0
00 Ret.Exist_Non-FBC_ACI & SCR & DRET | 0 | 0 | 0 | 0 | 0 | 0 | 0
00 Ret.Exist_Non-FBC_ACI & SCR & NGC | 0 | 0 | 0 | 0 | 0 | 0 | 0
00 Ret.Exist_Non-FBC_ACI & SCR & WetFGD & CCS | 0 | 0 | 0 | 0 | 0 | 0 | 0
00 Ret.Exist_Non-FBC_ACI & SNCR | 0 | 0 | 0 | 0 | 0 | 0 | 0
00 Ret.Exist_Non-FBC_ACI & SNCR & C2G | 0 | 0 | 0 | 0 | 0 | 0 | 0
00 Ret.Exist_Non-FBC_ACI & SNCR & DRET | 0 | 0 | 0 | 0 | 0 | 0 | 0
00 Ret.Exist_Non-FBC_ACI & SNCR & NGC | 0 | 0 | 0 | 0 | 0 | 0 | 0
00 Ret.Exist_Non-FBC_ACI_DSI & C2G | 0 | 0 | 0 | 0 | 0 | 0 | 0
00 Ret.Exist_Non-FBC_ACI_DSI & C2G & SCR | 0 | 0 | 0 | 0 | 0 | 0 | 0
00 Ret.Exist_Non-FBC_ACI_DSI & DCCS | 0 | 0 | 0 | 0 | 0 | 0 | 0
00 Ret.Exist_Non-FBC_ACI_DSI & DCCS & WetFGD & SCR & CCS | 0 | 0 | 0 | 0 | 0 | 0 | 0
00 Ret.Exist_Non-FBC_ACI_DSI & DRET | 0 | 18.8797 | 0 | 0 | 0 | 0 | 0
00 Ret.Exist_Non-FBC_ACI_DSI & GPM | 0 | 0 | 0 | 0 | 0 | 0 | 0
00 Ret.Exist_Non-FBC_ACI_DSI & GPM & C2G | 0 | 0 | 0 | 0 | 0 | 0 | 0
00 Ret.Exist_Non-FBC_ACI_DSI & GPM & C2G & SCR | 0 | 0 | 0 | 0 | 0 | 0 | 0
00 Ret.Exist_Non-FBC_ACI_DSI & GPM & DRET | 0 | 0 | 0 | 0 | 0 | 0 | 0
00 Ret.Exist_Non-FBC_ACI_DSI & GPM & NGC | 0 | 0 | 0 | 0 | 0 | 0 | 0
00 Ret.Exist_Non-FBC_ACI_DSI & GPM & SCR | 0 | 0 | 0 | 0 | 0 | 0 | 0
00 Ret.Exist_Non-FBC_ACI_DSI & GPM & SCR & DRET | 0 | 0 | 0 | 0 | 0 | 0 | 0
00 Ret.Exist_Non-FBC_ACI_DSI & GPM & SCR & NGC | 0 | 0 | 0 | 0 | 0 | 0 | 0
00 Ret.Exist_Non-FBC_ACI_DSI & GPM & SNCR | 0 | 0 | 0 | 0 | 0 | 0 | 0
00 Ret.Exist_Non-FBC_ACI_DSI & GPM & SNCR & DRET | 0 | 0 | 0 | 0 | 0 | 0 | 0
00 Ret.Exist_Non-FBC_ACI_DSI & GPM & SNCR & NGC | 0 | 0 | 0 | 0 | 0 | 0 | 0
00 Ret.Exist_Non-FBC_ACI_DSI & GPM & WetFGD & SCR & CCS | 0 | 0 | 0 | 0 | 0 | 0 | 0
00 Ret.Exist_Non-FBC_ACI_DSI & NGC | 0 | 0 | 0 | 0 | 0 | 0 | 0
00 Ret.Exist_Non-FBC_ACI_DSI & SCR | 0 | 0 | 0 | 0 | 0 | 0 | 0
00 Ret.Exist_Non-FBC_ACI_DSI & SCR & C2G | 0 | 0 | 0 | 0 | 0 | 0 | 0
00 Ret.Exist_Non-FBC_ACI_DSI & SCR & DRET | 0 | 0 | 0 | 0 | 0 | 0 | 0
00 Ret.Exist_Non-FBC_ACI_DSI & SCR & NGC | 0 | 0 | 0 | 0 | 0 | 0 | 0
00 Ret.Exist_Non-FBC_ACI_DSI & SCR & WetFGD & CCS | 0 | 0 | 0 | 0 | 0 | 0 | 0
00 Ret.Exist_Non-FBC_ACI_DSI & SNCR | 0 | 0 | 0 | 0 | 0 | 0 | 0
00 Ret.Exist_Non-FBC_ACI_DSI & SNCR & C2G | 0 | 0 | 0 | 0 | 0 | 0 | 0
00 Ret.Exist_Non-FBC_ACI_DSI & SNCR & DRET | 0 | 0 | 0 | 0 | 0 | 0 | 0
00 Ret.Exist_Non-FBC_ACI_DSI & SNCR & NGC | 0 | 0 | 0 | 0 | 0 | 0 | 0
00 Ret.Exist_Non-FBC_DryFGD & C2G | 0 | 0 | 0 | 0 | 0 | 0 | 0
00 Ret.Exist_Non-FBC_DryFGD & C2G & SCR | 0 | 0 | 0 | 0 | 0 | 0 | 0
00 Ret.Exist_Non-FBC_DryFGD & DRET | 0 | 0 | 0 | 0 | 0 | 0 | 0
00 Ret.Exist_Non-FBC_DryFGD & GPM | 0 | 0 | 0 | 0 | 0 | 0 | 0
00 Ret.Exist_Non-FBC_DryFGD & GPM & C2G | 0 | 0 | 0 | 0 | 0 | 0 | 0
00 Ret.Exist_Non-FBC_DryFGD & GPM & C2G & SCR | 0 | 0 | 0 | 0 | 0 | 0 | 0
00 Ret.Exist_Non-FBC_DryFGD & GPM & DRET | 0 | 0 | 0 | 0 | 0 | 0 | 0
00 Ret.Exist_Non-FBC_DryFGD & GPM & NGC | 0 | 0 | 0 | 0 | 0 | 0 | 0
00 Ret.Exist_Non-FBC_DryFGD & GPM & SCR | 0 | 0 | 0 | 0 | 0 | 0 | 0
00 Ret.Exist_Non-FBC_DryFGD & GPM & SCR & CCS | 0 | 0 | 0 | 0 | 0 | 0 | 0
00 Ret.Exist_Non-FBC_DryFGD & GPM & SCR & DRET | 0 | 0 | 0 | 0 | 0 | 0 | 0
00 Ret.Exist_Non-FBC_DryFGD & GPM & SCR & NGC | 0 | 0 | 0 | 0 | 0 | 0 | 0
00 Ret.Exist_Non-FBC_DryFGD & GPM & SNCR | 0 | 0 | 0 | 0 | 0 | 0 | 0
00 Ret.Exist_Non-FBC_DryFGD & GPM & SNCR & DRET | 0 | 0 | 0 | 0 | 0 | 0 | 0
00 Ret.Exist_Non-FBC_DryFGD & GPM & SNCR & NGC | 0 | 0 | 0 | 0 | 0 | 0 | 0
00 Ret.Exist_Non-FBC_DryFGD & NGC | 0 | 0 | 0 | 0 | 0 | 0 | 0
00 Ret.Exist_Non-FBC_DryFGD & SCR | 0 | 0 | 0 | 0 | 0 | 0 | 0
00 Ret.Exist_Non-FBC_DryFGD & SCR & C2G | 0 | 0 | 0 | 0 | 0 | 0 | 0
00 Ret.Exist_Non-FBC_DryFGD & SCR & CCS | 0 | 0 | 0 | 0 | 0 | 0 | 0
00 Ret.Exist_Non-FBC_DryFGD & SCR & DRET | 0 | 0 | 0 | 0 | 0 | 0 | 0
00 Ret.Exist_Non-FBC_DryFGD & SCR & NGC | 0 | 0 | 0 | 0 | 0 | 0 | 0
00 Ret.Exist_Non-FBC_DryFGD & SNCR | 0 | 0 | 0 | 0 | 0 | 0 | 0
00 Ret.Exist_Non-FBC_DryFGD & SNCR & C2G | 0 | 0 | 0 | 0 | 0 | 0 | 0
00 Ret.Exist_Non-FBC_DryFGD & SNCR & DRET | 0 | 0 | 0 | 0 | 0 | 0 | 0
00 Ret.Exist_Non-FBC_DryFGD & SNCR & NGC | 0 | 0 | 0 | 0 | 0 | 0 | 0
00 Ret.Exist_Non-FBC_DryFGD_ACI & C2G | 0 | 0 | 0 | 0 | 0 | 0 | 0
00 Ret.Exist_Non-FBC_DryFGD_ACI & C2G & SCR | 0 | 0 | 0 | 0 | 0 | 0 | 0
00 Ret.Exist_Non-FBC_DryFGD_ACI & DCCS | 0 | 23.3533 | 0 | 0 | 0 | 0 | 0
00 Ret.Exist_Non-FBC_DryFGD_ACI & DCCS & SCR & CCS | 0 | 0 | 20.4314 | 19.3983 | 5.3552 | 5.3552 | 5.3552
00 Ret.Exist_Non-FBC_DryFGD_ACI & DRET | 0 | 48.7451 | 0 | 0 | 0 | 0 | 0
00 Ret.Exist_Non-FBC_DryFGD_ACI & GPM | 0 | 0 | 0 | 0 | 0 | 0 | 0
00 Ret.Exist_Non-FBC_DryFGD_ACI & GPM & C2G | 0 | 0 | 0 | 0 | 0 | 0 | 0
00 Ret.Exist_Non-FBC_DryFGD_ACI & GPM & C2G & SCR | 0 | 0 | 0 | 0 | 0 | 0 | 0
00 Ret.Exist_Non-FBC_DryFGD_ACI & GPM & DRET | 0 | 0 | 0 | 0 | 0 | 0 | 0
00 Ret.Exist_Non-FBC_DryFGD_ACI & GPM & NGC | 0 | 0 | 0 | 0 | 0 | 0 | 0
00 Ret.Exist_Non-FBC_DryFGD_ACI & GPM & SCR | 0 | 0 | 0 | 0 | 0 | 0 | 0
00 Ret.Exist_Non-FBC_DryFGD_ACI & GPM & SCR & CCS | 0 | 0 | 0 | 0 | 0 | 0 | 0
00 Ret.Exist_Non-FBC_DryFGD_ACI & GPM & SCR & DRET | 0 | 0 | 0 | 0 | 0 | 0 | 0
00 Ret.Exist_Non-FBC_DryFGD_ACI & GPM & SCR & NGC | 0 | 0 | 0 | 0 | 0 | 0 | 0
00 Ret.Exist_Non-FBC_DryFGD_ACI & GPM & SNCR | 0 | 0 | 0 | 0 | 0 | 0 | 0
00 Ret.Exist_Non-FBC_DryFGD_ACI & GPM & SNCR & DRET | 0 | 0 | 0 | 0 | 0 | 0 | 0
00 Ret.Exist_Non-FBC_DryFGD_ACI & GPM & SNCR & NGC | 0 | 0 | 0 | 0 | 0 | 0 | 0
00 Ret.Exist_Non-FBC_DryFGD_ACI & NGC | 0 | 1.0676 | 6.3804 | 0 | 0 | 0 | 0
00 Ret.Exist_Non-FBC_DryFGD_ACI & SCR | 0 | 0.043455 | 0 | 0 | 0 | 0 | 0
00 Ret.Exist_Non-FBC_DryFGD_ACI & SCR & C2G | 0 | 0 | 0 | 0 | 0 | 0 | 0
00 Ret.Exist_Non-FBC_DryFGD_ACI & SCR & CCS | 0 | 0 | 0.20495 | 0.20495 | 0.20495 | 0.20495 | 0.20495
00 Ret.Exist_Non-FBC_DryFGD_ACI & SCR & DRET | 0 | 0 | 0 | 0 | 0 | 0 | 0
00 Ret.Exist_Non-FBC_DryFGD_ACI & SCR & NGC | 0 | 0 | 0 | 0 | 0 | 0 | 0
00 Ret.Exist_Non-FBC_DryFGD_ACI & SNCR | 0 | 0 | 0 | 0 | 0 | 0 | 0
00 Ret.Exist_Non-FBC_DryFGD_ACI & SNCR & C2G | 0 | 0 | 0 | 0 | 0 | 0 | 0
00 Ret.Exist_Non-FBC_DryFGD_ACI & SNCR & DRET | 0 | 0 | 0 | 0 | 0 | 0 | 0
00 Ret.Exist_Non-FBC_DryFGD_ACI & SNCR & NGC | 0 | 0 | 0 | 0 | 0 | 0 | 0
00 Ret.Exist_Non-FBC_DryFGD_SCR & ACI | 0 | 0 | 0 | 0 | 0 | 0 | 0
00 Ret.Exist_Non-FBC_DryFGD_SCR & ACI & C2G | 0 | 0 | 0 | 0 | 0 | 0 | 0
00 Ret.Exist_Non-FBC_DryFGD_SCR & ACI & CCS | 0 | 0 | 0 | 0 | 0 | 0 | 0
00 Ret.Exist_Non-FBC_DryFGD_SCR & ACI & DRET | 0 | 0 | 0 | 0 | 0 | 0 | 0
00 Ret.Exist_Non-FBC_DryFGD_SCR & ACI & GPM | 0 | 0 | 0 | 0 | 0 | 0 | 0
00 Ret.Exist_Non-FBC_DryFGD_SCR & ACI & GPM & C2G | 0 | 0 | 0 | 0 | 0 | 0 | 0
00 Ret.Exist_Non-FBC_DryFGD_SCR & ACI & GPM & CCS | 0 | 0 | 0 | 0 | 0 | 0 | 0
00 Ret.Exist_Non-FBC_DryFGD_SCR & ACI & GPM & DRET | 0 | 0 | 0 | 0 | 0 | 0 | 0
00 Ret.Exist_Non-FBC_DryFGD_SCR & ACI & GPM & NGC | 0 | 0 | 0 | 0 | 0 | 0 | 0
00 Ret.Exist_Non-FBC_DryFGD_SCR & ACI & NGC | 0 | 0 | 0 | 0 | 0 | 0 | 0
00 Ret.Exist_Non-FBC_DryFGD_SCR & C2G | 0 | 0 | 0 | 0 | 0 | 0 | 0
00 Ret.Exist_Non-FBC_DryFGD_SCR & CCS | 0 | 0 | 0 | 0 | 0 | 0 | 0
00 Ret.Exist_Non-FBC_DryFGD_SCR & DRET | 0 | 0 | 0 | 0 | 0 | 0 | 0
00 Ret.Exist_Non-FBC_DryFGD_SCR & GPM | 0 | 0 | 0 | 0 | 0 | 0 | 0
00 Ret.Exist_Non-FBC_DryFGD_SCR & GPM & C2G | 0 | 0 | 0 | 0 | 0 | 0 | 0
00 Ret.Exist_Non-FBC_DryFGD_SCR & GPM & CCS | 0 | 0 | 0 | 0 | 0 | 0 | 0
00 Ret.Exist_Non-FBC_DryFGD_SCR & GPM & DRET | 0 | 0 | 0 | 0 | 0 | 0 | 0
00 Ret.Exist_Non-FBC_DryFGD_SCR & GPM & NGC | 0 | 0 | 0 | 0 | 0 | 0 | 0
00 Ret.Exist_Non-FBC_DryFGD_SCR & NGC | 0 | 0 | 0 | 0 | 0 | 0 | 0
00 Ret.Exist_Non-FBC_DryFGD_SCR_ACI & C2G | 0.29722 | 4.1252 | 1.1795 | 1.1795 | 1.1795 | 1.1795 | 1.1795
00 Ret.Exist_Non-FBC_DryFGD_SCR_ACI & CCS | 0 | 5.9726 | 6.2414 | 6.2414 | 6.2414 | 6.2414 | 6.2414
00 Ret.Exist_Non-FBC_DryFGD_SCR_ACI & DCCS | 0 | 17.618 | 0 | 0 | 0 | 0 | 0
00 Ret.Exist_Non-FBC_DryFGD_SCR_ACI & DCCS & CCS | 0 | 0 | 17.023 | 17.023 | 2.0512 | 2.944 | 3.0013
00 Ret.Exist_Non-FBC_DryFGD_SCR_ACI & DRET | 0 | 53.4537 | 0 | 0 | 0 | 0 | 0
00 Ret.Exist_Non-FBC_DryFGD_SCR_ACI & GPM | 0 | 0 | 0 | 0 | 0 | 0 | 0
00 Ret.Exist_Non-FBC_DryFGD_SCR_ACI & GPM & C2G | 0 | 0 | 0 | 0 | 0 | 0 | 0
00 Ret.Exist_Non-FBC_DryFGD_SCR_ACI & GPM & CCS | 0 | 0 | 0 | 0 | 0 | 0 | 0
00 Ret.Exist_Non-FBC_DryFGD_SCR_ACI & GPM & DRET | 0 | 0 | 0 | 0 | 0 | 0 | 0
00 Ret.Exist_Non-FBC_DryFGD_SCR_ACI & GPM & NGC | 0 | 0 | 0 | 0 | 0 | 0 | 0
00 Ret.Exist_Non-FBC_DryFGD_SCR_ACI & NGC | 0 | 0.059186 | 0.049683 | 0 | 0 | 0 | 0
00 Ret.Exist_Non-FBC_DryFGD_SCR_ACI_DSI & C2G | 0 | 0.14189 | 0.14189 | 0.14189 | 0.14189 | 0.14189 | 0.14189
00 Ret.Exist_Non-FBC_DryFGD_SCR_ACI_DSI & CCS | 0 | 0 | 0 | 0 | 0 | 0 | 0
00 Ret.Exist_Non-FBC_DryFGD_SCR_ACI_DSI & DCCS | 0 | 8.1521e-05 | 0 | 0 | 0 | 0 | 0
00 Ret.Exist_Non-FBC_DryFGD_SCR_ACI_DSI & DCCS & CCS | 0 | 0 | 5.5461e-05 | 5.5461e-05 | 0 | 0 | 0
00 Ret.Exist_Non-FBC_DryFGD_SCR_ACI_DSI & DRET | 0 | 13.8863 | 0 | 0 | 0 | 0 | 0
00 Ret.Exist_Non-FBC_DryFGD_SCR_ACI_DSI & GPM | 0 | 0 | 0 | 0 | 0 | 0 | 0
00 Ret.Exist_Non-FBC_DryFGD_SCR_ACI_DSI & GPM & C2G | 0 | 0 | 0 | 0 | 0 | 0 | 0
00 Ret.Exist_Non-FBC_DryFGD_SCR_ACI_DSI & GPM & CCS | 0 | 0 | 0 | 0 | 0 | 0 | 0
00 Ret.Exist_Non-FBC_DryFGD_SCR_ACI_DSI & GPM & DRET | 0 | 0 | 0 | 0 | 0 | 0 | 0
00 Ret.Exist_Non-FBC_DryFGD_SCR_ACI_DSI & GPM & NGC | 0 | 0 | 0 | 0 | 0 | 0 | 0
00 Ret.Exist_Non-FBC_DryFGD_SCR_ACI_DSI & NGC | 0 | 0 | 0 | 0 | 0 | 0 | 0
00 Ret.Exist_Non-FBC_DryFGD_SCR_DSI & ACI | 0 | 0 | 0 | 0 | 0 | 0 | 0
00 Ret.Exist_Non-FBC_DryFGD_SCR_DSI & ACI & C2G | 0 | 0 | 0 | 0 | 0 | 0 | 0
00 Ret.Exist_Non-FBC_DryFGD_SCR_DSI & ACI & CCS | 0 | 0 | 0 | 0 | 0 | 0 | 0
00 Ret.Exist_Non-FBC_DryFGD_SCR_DSI & ACI & DRET | 0 | 0 | 0 | 0 | 0 | 0 | 0
00 Ret.Exist_Non-FBC_DryFGD_SCR_DSI & ACI & GPM | 0 | 0 | 0 | 0 | 0 | 0 | 0
00 Ret.Exist_Non-FBC_DryFGD_SCR_DSI & ACI & GPM & C2G | 0 | 0 | 0 | 0 | 0 | 0 | 0
00 Ret.Exist_Non-FBC_DryFGD_SCR_DSI & ACI & GPM & CCS | 0 | 0 | 0 | 0 | 0 | 0 | 0
00 Ret.Exist_Non-FBC_DryFGD_SCR_DSI & ACI & GPM & DRET | 0 | 0 | 0 | 0 | 0 | 0 | 0
00 Ret.Exist_Non-FBC_DryFGD_SCR_DSI & ACI & GPM & NGC | 0 | 0 | 0 | 0 | 0 | 0 | 0
00 Ret.Exist_Non-FBC_DryFGD_SCR_DSI & ACI & NGC | 0 | 0 | 0 | 0 | 0 | 0 | 0
00 Ret.Exist_Non-FBC_DryFGD_SCR_DSI & C2G | 0 | 0 | 0 | 0 | 0 | 0 | 0
00 Ret.Exist_Non-FBC_DryFGD_SCR_DSI & CCS | 0 | 0 | 0 | 0 | 0 | 0 | 0
00 Ret.Exist_Non-FBC_DryFGD_SCR_DSI & DRET | 0 | 3.921 | 0 | 0 | 0 | 0 | 0
00 Ret.Exist_Non-FBC_DryFGD_SCR_DSI & GPM | 0 | 0 | 0 | 0 | 0 | 0 | 0
00 Ret.Exist_Non-FBC_DryFGD_SCR_DSI & GPM & C2G | 0 | 0 | 0 | 0 | 0 | 0 | 0
00 Ret.Exist_Non-FBC_DryFGD_SCR_DSI & GPM & CCS | 0 | 0 | 0 | 0 | 0 | 0 | 0
00 Ret.Exist_Non-FBC_DryFGD_SCR_DSI & GPM & DRET | 0 | 0 | 0 | 0 | 0 | 0 | 0
00 Ret.Exist_Non-FBC_DryFGD_SCR_DSI & GPM & NGC | 0 | 0 | 0 | 0 | 0 | 0 | 0
00 Ret.Exist_Non-FBC_DryFGD_SCR_DSI & NGC | 0 | 0 | 0 | 0 | 0 | 0 | 0
00 Ret.Exist_Non-FBC_DryFGD_SNCR_ACI & C2G | 0 | 0 | 0 | 0 | 0 | 0 | 0
00 Ret.Exist_Non-FBC_DryFGD_SNCR_ACI & C2G & SCR | 0 | 0 | 0 | 0 | 0 | 0 | 0
00 Ret.Exist_Non-FBC_DryFGD_SNCR_ACI & DCCS | 0 | 13.2393 | 0 | 0 | 0 | 0 | 0
00 Ret.Exist_Non-FBC_DryFGD_SNCR_ACI & DCCS & SCR & CCS | 0 | 0 | 8.9051 | 8.9051 | 4.7496 | 5.6542 | 5.6542
00 Ret.Exist_Non-FBC_DryFGD_SNCR_ACI & DRET | 0 | 26.8438 | 0 | 0 | 0 | 0 | 0
00 Ret.Exist_Non-FBC_DryFGD_SNCR_ACI & GPM | 0 | 0 | 0 | 0 | 0 | 0 | 0
00 Ret.Exist_Non-FBC_DryFGD_SNCR_ACI & GPM & C2G | 0 | 0 | 0 | 0 | 0 | 0 | 0
00 Ret.Exist_Non-FBC_DryFGD_SNCR_ACI & GPM & C2G & SCR | 0 | 0 | 0 | 0 | 0 | 0 | 0
00 Ret.Exist_Non-FBC_DryFGD_SNCR_ACI & GPM & DRET | 0 | 0 | 0 | 0 | 0 | 0 | 0
00 Ret.Exist_Non-FBC_DryFGD_SNCR_ACI & GPM & NGC | 0 | 0 | 0 | 0 | 0 | 0 | 0
00 Ret.Exist_Non-FBC_DryFGD_SNCR_ACI & GPM & SCR | 0 | 0 | 0 | 0 | 0 | 0 | 0
00 Ret.Exist_Non-FBC_DryFGD_SNCR_ACI & GPM & SCR & CCS | 0 | 0 | 0 | 0 | 0 | 0 | 0
00 Ret.Exist_Non-FBC_DryFGD_SNCR_ACI & GPM & SCR & DRET | 0 | 0 | 0 | 0 | 0 | 0 | 0
00 Ret.Exist_Non-FBC_DryFGD_SNCR_ACI & GPM & SCR & NGC | 0 | 0 | 0 | 0 | 0 | 0 | 0
00 Ret.Exist_Non-FBC_DryFGD_SNCR_ACI & NGC | 0 | 0 | 0 | 0 | 0 | 0 | 0
00 Ret.Exist_Non-FBC_DryFGD_SNCR_ACI & SCR | 0 | 0 | 0 | 0 | 0 | 0 | 0
00 Ret.Exist_Non-FBC_DryFGD_SNCR_ACI & SCR & C2G | 0 | 0 | 0 | 0 | 0 | 0 | 0
00 Ret.Exist_Non-FBC_DryFGD_SNCR_ACI & SCR & CCS | 0 | 0 | 0 | 0 | 0 | 0 | 0
00 Ret.Exist_Non-FBC_DryFGD_SNCR_ACI & SCR & DRET | 0 | 0 | 0 | 0 | 0 | 0 | 0
00 Ret.Exist_Non-FBC_DryFGD_SNCR_ACI & SCR & NGC | 0 | 0 | 0 | 0 | 0 | 0 | 0
00 Ret.Exist_Non-FBC_DryFGD_SNCR_ACI_DSI & C2G | 0 | 0 | 0 | 0 | 0 | 0 | 0
00 Ret.Exist_Non-FBC_DryFGD_SNCR_ACI_DSI & C2G & SCR | 0 | 0 | 0 | 0 | 0 | 0 | 0
00 Ret.Exist_Non-FBC_DryFGD_SNCR_ACI_DSI & DRET | 0 | 0 | 0 | 0 | 0 | 0 | 0
00 Ret.Exist_Non-FBC_DryFGD_SNCR_ACI_DSI & GPM | 0 | 0 | 0 | 0 | 0 | 0 | 0
00 Ret.Exist_Non-FBC_DryFGD_SNCR_ACI_DSI & GPM & C2G | 0 | 0 | 0 | 0 | 0 | 0 | 0
00 Ret.Exist_Non-FBC_DryFGD_SNCR_ACI_DSI & GPM & C2G & SCR | 0 | 0 | 0 | 0 | 0 | 0 | 0
00 Ret.Exist_Non-FBC_DryFGD_SNCR_ACI_DSI & GPM & DRET | 0 | 0 | 0 | 0 | 0 | 0 | 0
00 Ret.Exist_Non-FBC_DryFGD_SNCR_ACI_DSI & GPM & NGC | 0 | 0 | 0 | 0 | 0 | 0 | 0
00 Ret.Exist_Non-FBC_DryFGD_SNCR_ACI_DSI & GPM & SCR | 0 | 0 | 0 | 0 | 0 | 0 | 0
00 Ret.Exist_Non-FBC_DryFGD_SNCR_ACI_DSI & GPM & SCR & CCS | 0 | 0 | 0 | 0 | 0 | 0 | 0
00 Ret.Exist_Non-FBC_DryFGD_SNCR_ACI_DSI & GPM & SCR & DRET | 0 | 0 | 0 | 0 | 0 | 0 | 0
00 Ret.Exist_Non-FBC_DryFGD_SNCR_ACI_DSI & GPM & SCR & NGC | 0 | 0 | 0 | 0 | 0 | 0 | 0
00 Ret.Exist_Non-FBC_DryFGD_SNCR_ACI_DSI & NGC | 0 | 0 | 0 | 0 | 0 | 0 | 0
00 Ret.Exist_Non-FBC_DryFGD_SNCR_ACI_DSI & SCR | 0 | 0 | 0 | 0 | 0 | 0 | 0
00 Ret.Exist_Non-FBC_DryFGD_SNCR_ACI_DSI & SCR & C2G | 0 | 0 | 0 | 0 | 0 | 0 | 0
00 Ret.Exist_Non-FBC_DryFGD_SNCR_ACI_DSI & SCR & CCS | 0 | 0 | 0 | 0 | 0 | 0 | 0
00 Ret.Exist_Non-FBC_DryFGD_SNCR_ACI_DSI & SCR & DRET | 0 | 0 | 0 | 0 | 0 | 0 | 0
00 Ret.Exist_Non-FBC_DryFGD_SNCR_ACI_DSI & SCR & NGC | 0 | 0 | 0 | 0 | 0 | 0 | 0
00 Ret.Exist_Non-FBC_DSI & ACI | 0 | 0 | 0 | 0 | 0 | 0 | 0
00 Ret.Exist_Non-FBC_DSI & ACI & C2G | 0 | 0 | 0 | 0 | 0 | 0 | 0
00 Ret.Exist_Non-FBC_DSI & ACI & C2G & SCR | 0 | 0 | 0 | 0 | 0 | 0 | 0
00 Ret.Exist_Non-FBC_DSI & ACI & DRET | 0 | 0 | 0 | 0 | 0 | 0 | 0
00 Ret.Exist_Non-FBC_DSI & ACI & GPM | 0 | 0 | 0 | 0 | 0 | 0 | 0
00 Ret.Exist_Non-FBC_DSI & ACI & GPM & C2G | 0 | 0 | 0 | 0 | 0 | 0 | 0
00 Ret.Exist_Non-FBC_DSI & ACI & GPM & C2G & SCR | 0 | 0 | 0 | 0 | 0 | 0 | 0
00 Ret.Exist_Non-FBC_DSI & ACI & GPM & DRET | 0 | 0 | 0 | 0 | 0 | 0 | 0
00 Ret.Exist_Non-FBC_DSI & ACI & GPM & NGC | 0 | 0 | 0 | 0 | 0 | 0 | 0
00 Ret.Exist_Non-FBC_DSI & ACI & GPM & SCR | 0 | 0 | 0 | 0 | 0 | 0 | 0
00 Ret.Exist_Non-FBC_DSI & ACI & GPM & SCR & DRET | 0 | 0 | 0 | 0 | 0 | 0 | 0
00 Ret.Exist_Non-FBC_DSI & ACI & GPM & SCR & NGC | 0 | 0 | 0 | 0 | 0 | 0 | 0
00 Ret.Exist_Non-FBC_DSI & ACI & GPM & SNCR | 0 | 0 | 0 | 0 | 0 | 0 | 0
00 Ret.Exist_Non-FBC_DSI & ACI & GPM & SNCR & DRET | 0 | 0 | 0 | 0 | 0 | 0 | 0
00 Ret.Exist_Non-FBC_DSI & ACI & GPM & SNCR & NGC | 0 | 0 | 0 | 0 | 0 | 0 | 0
00 Ret.Exist_Non-FBC_DSI & ACI & GPM & WetFGD & SCR & CCS | 0 | 0 | 0 | 0 | 0 | 0 | 0
00 Ret.Exist_Non-FBC_DSI & ACI & NGC | 0 | 0 | 0 | 0 | 0 | 0 | 0
00 Ret.Exist_Non-FBC_DSI & ACI & SCR | 0 | 0 | 0 | 0 | 0 | 0 | 0
00 Ret.Exist_Non-FBC_DSI & ACI & SCR & DRET | 0 | 0 | 0 | 0 | 0 | 0 | 0
00 Ret.Exist_Non-FBC_DSI & ACI & SCR & NGC | 0 | 0 | 0 | 0 | 0 | 0 | 0
00 Ret.Exist_Non-FBC_DSI & ACI & SNCR | 0 | 0 | 0 | 0 | 0 | 0 | 0
00 Ret.Exist_Non-FBC_DSI & ACI & SNCR & DRET | 0 | 0 | 0 | 0 | 0 | 0 | 0
00 Ret.Exist_Non-FBC_DSI & ACI & SNCR & NGC | 0 | 0 | 0 | 0 | 0 | 0 | 0
00 Ret.Exist_Non-FBC_DSI & ACI & WetFGD & SCR & CCS | 0 | 0 | 0 | 0 | 0 | 0 | 0
00 Ret.Exist_Non-FBC_DSI & C2G | 0 | 0 | 0 | 0 | 0 | 0 | 0
00 Ret.Exist_Non-FBC_DSI & C2G & SCR | 0 | 0 | 0 | 0 | 0 | 0 | 0
00 Ret.Exist_Non-FBC_DSI & DRET | 0 | 0 | 0 | 0 | 0 | 0 | 0
00 Ret.Exist_Non-FBC_DSI & GPM | 0 | 0 | 0 | 0 | 0 | 0 | 0
00 Ret.Exist_Non-FBC_DSI & GPM & C2G | 0 | 0 | 0 | 0 | 0 | 0 | 0
00 Ret.Exist_Non-FBC_DSI & GPM & C2G & SCR | 0 | 0 | 0 | 0 | 0 | 0 | 0
00 Ret.Exist_Non-FBC_DSI & GPM & DRET | 0 | 0 | 0 | 0 | 0 | 0 | 0
00 Ret.Exist_Non-FBC_DSI & GPM & NGC | 0 | 0 | 0 | 0 | 0 | 0 | 0
00 Ret.Exist_Non-FBC_DSI & GPM & SCR | 0 | 0 | 0 | 0 | 0 | 0 | 0
00 Ret.Exist_Non-FBC_DSI & GPM & SCR & DRET | 0 | 0 | 0 | 0 | 0 | 0 | 0
00 Ret.Exist_Non-FBC_DSI & GPM & SCR & NGC | 0 | 0 | 0 | 0 | 0 | 0 | 0
00 Ret.Exist_Non-FBC_DSI & GPM & SNCR | 0 | 0 | 0 | 0 | 0 | 0 | 0
00 Ret.Exist_Non-FBC_DSI & GPM & SNCR & DRET | 0 | 0 | 0 | 0 | 0 | 0 | 0
00 Ret.Exist_Non-FBC_DSI & GPM & SNCR & NGC | 0 | 0 | 0 | 0 | 0 | 0 | 0
00 Ret.Exist_Non-FBC_DSI & GPM & WetFGD & SCR & CCS | 0 | 0 | 0 | 0 | 0 | 0 | 0
00 Ret.Exist_Non-FBC_DSI & NGC | 0 | 0 | 0 | 0 | 0 | 0 | 0
00 Ret.Exist_Non-FBC_DSI & SCR | 0 | 0 | 0 | 0 | 0 | 0 | 0
00 Ret.Exist_Non-FBC_DSI & SCR & C2G | 0 | 0 | 0 | 0 | 0 | 0 | 0
00 Ret.Exist_Non-FBC_DSI & SCR & DRET | 0 | 0 | 0 | 0 | 0 | 0 | 0
00 Ret.Exist_Non-FBC_DSI & SCR & NGC | 0 | 0 | 0 | 0 | 0 | 0 | 0
00 Ret.Exist_Non-FBC_DSI & SCR & WetFGD & CCS | 0 | 0 | 0 | 0 | 0 | 0 | 0
00 Ret.Exist_Non-FBC_DSI & SNCR | 0 | 0 | 0 | 0 | 0 | 0 | 0
00 Ret.Exist_Non-FBC_DSI & SNCR & C2G | 0 | 0 | 0 | 0 | 0 | 0 | 0
00 Ret.Exist_Non-FBC_DSI & SNCR & DRET | 0 | 0 | 0 | 0 | 0 | 0 | 0
00 Ret.Exist_Non-FBC_DSI & SNCR & NGC | 0 | 0 | 0 | 0 | 0 | 0 | 0
00 Ret.Exist_Non-FBC_NoCtrl & ACI | 0 | 0 | 0 | 0 | 0 | 0 | 0
00 Ret.Exist_Non-FBC_NoCtrl & ACI & C2G | 0 | 0 | 0 | 0 | 0 | 0 | 0
00 Ret.Exist_Non-FBC_NoCtrl & ACI & C2G & SCR | 0 | 0 | 0 | 0 | 0 | 0 | 0
00 Ret.Exist_Non-FBC_NoCtrl & ACI & DRET | 0 | 0 | 0 | 0 | 0 | 0 | 0
00 Ret.Exist_Non-FBC_NoCtrl & ACI & DSI | 0 | 0 | 0 | 0 | 0 | 0 | 0
00 Ret.Exist_Non-FBC_NoCtrl & ACI & DSI & C2G | 0 | 0 | 0 | 0 | 0 | 0 | 0
00 Ret.Exist_Non-FBC_NoCtrl & ACI & DSI & C2G & SCR | 0 | 0 | 0 | 0 | 0 | 0 | 0
00 Ret.Exist_Non-FBC_NoCtrl & ACI & DSI & DRET | 0 | 0 | 0 | 0 | 0 | 0 | 0
00 Ret.Exist_Non-FBC_NoCtrl & ACI & DSI & GPM | 0 | 0 | 0 | 0 | 0 | 0 | 0
00 Ret.Exist_Non-FBC_NoCtrl & ACI & DSI & GPM & C2G | 0 | 0 | 0 | 0 | 0 | 0 | 0
00 Ret.Exist_Non-FBC_NoCtrl & ACI & DSI & GPM & C2G & SCR | 0 | 0 | 0 | 0 | 0 | 0 | 0
00 Ret.Exist_Non-FBC_NoCtrl & ACI & DSI & GPM & DRET | 0 | 0 | 0 | 0 | 0 | 0 | 0
00 Ret.Exist_Non-FBC_NoCtrl & ACI & DSI & GPM & NGC | 0 | 0 | 0 | 0 | 0 | 0 | 0
00 Ret.Exist_Non-FBC_NoCtrl & ACI & DSI & GPM & SCR | 0 | 0 | 0 | 0 | 0 | 0 | 0
00 Ret.Exist_Non-FBC_NoCtrl & ACI & DSI & GPM & SCR & DRET | 0 | 0 | 0 | 0 | 0 | 0 | 0
00 Ret.Exist_Non-FBC_NoCtrl & ACI & DSI & GPM & SCR & NGC | 0 | 0 | 0 | 0 | 0 | 0 | 0
00 Ret.Exist_Non-FBC_NoCtrl & ACI & DSI & GPM & SNCR | 0 | 0 | 0 | 0 | 0 | 0 | 0
00 Ret.Exist_Non-FBC_NoCtrl & ACI & DSI & GPM & SNCR & DRET | 0 | 0 | 0 | 0 | 0 | 0 | 0
00 Ret.Exist_Non-FBC_NoCtrl & ACI & DSI & GPM & SNCR & NGC | 0 | 0 | 0 | 0 | 0 | 0 | 0
00 Ret.Exist_Non-FBC_NoCtrl & ACI & DSI & GPM & WetFGD & SCR & CCS | 0 | 0 | 0 | 0 | 0 | 0 | 0
00 Ret.Exist_Non-FBC_NoCtrl & ACI & DSI & NGC | 0 | 0 | 0 | 0 | 0 | 0 | 0
00 Ret.Exist_Non-FBC_NoCtrl & ACI & DSI & SCR | 0 | 0 | 0 | 0 | 0 | 0 | 0
00 Ret.Exist_Non-FBC_NoCtrl & ACI & DSI & SCR & DRET | 0 | 0 | 0 | 0 | 0 | 0 | 0
00 Ret.Exist_Non-FBC_NoCtrl & ACI & DSI & SCR & NGC | 0 | 0 | 0 | 0 | 0 | 0 | 0
00 Ret.Exist_Non-FBC_NoCtrl & ACI & DSI & SNCR | 0 | 0 | 0 | 0 | 0 | 0 | 0
00 Ret.Exist_Non-FBC_NoCtrl & ACI & DSI & SNCR & DRET | 0 | 0 | 0 | 0 | 0 | 0 | 0
00 Ret.Exist_Non-FBC_NoCtrl & ACI & DSI & SNCR & NGC | 0 | 0 | 0 | 0 | 0 | 0 | 0
00 Ret.Exist_Non-FBC_NoCtrl & ACI & DSI & WetFGD & SCR & CCS | 0 | 0 | 0 | 0 | 0 | 0 | 0
00 Ret.Exist_Non-FBC_NoCtrl & ACI & GPM | 0 | 0 | 0 | 0 | 0 | 0 | 0
00 Ret.Exist_Non-FBC_NoCtrl & ACI & GPM & C2G | 0 | 0 | 0 | 0 | 0 | 0 | 0
00 Ret.Exist_Non-FBC_NoCtrl & ACI & GPM & C2G & SCR | 0 | 0 | 0 | 0 | 0 | 0 | 0
00 Ret.Exist_Non-FBC_NoCtrl & ACI & GPM & DRET | 0 | 0 | 0 | 0 | 0 | 0 | 0
00 Ret.Exist_Non-FBC_NoCtrl & ACI & GPM & NGC | 0 | 0 | 0 | 0 | 0 | 0 | 0
00 Ret.Exist_Non-FBC_NoCtrl & ACI & GPM & SCR | 0 | 0 | 0 | 0 | 0 | 0 | 0
00 Ret.Exist_Non-FBC_NoCtrl & ACI & GPM & SCR & DRET | 0 | 0 | 0 | 0 | 0 | 0 | 0
00 Ret.Exist_Non-FBC_NoCtrl & ACI & GPM & SCR & NGC | 0 | 0 | 0 | 0 | 0 | 0 | 0
00 Ret.Exist_Non-FBC_NoCtrl & ACI & GPM & SNCR | 0 | 0 | 0 | 0 | 0 | 0 | 0
00 Ret.Exist_Non-FBC_NoCtrl & ACI & GPM & SNCR & DRET | 0 | 0 | 0 | 0 | 0 | 0 | 0
00 Ret.Exist_Non-FBC_NoCtrl & ACI & GPM & SNCR & NGC | 0 | 0 | 0 | 0 | 0 | 0 | 0
00 Ret.Exist_Non-FBC_NoCtrl & ACI & GPM & WetFGD & SCR & CCS | 0 | 0 | 0 | 0 | 0 | 0 | 0
00 Ret.Exist_Non-FBC_NoCtrl & ACI & NGC | 0 | 0 | 0 | 0 | 0 | 0 | 0
00 Ret.Exist_Non-FBC_NoCtrl & ACI & SCR | 0 | 0 | 0 | 0 | 0 | 0 | 0
00 Ret.Exist_Non-FBC_NoCtrl & ACI & SCR & DRET | 0 | 0 | 0 | 0 | 0 | 0 | 0
00 Ret.Exist_Non-FBC_NoCtrl & ACI & SCR & NGC | 0 | 0 | 0 | 0 | 0 | 0 | 0
00 Ret.Exist_Non-FBC_NoCtrl & ACI & SNCR | 0 | 0 | 0 | 0 | 0 | 0 | 0
00 Ret.Exist_Non-FBC_NoCtrl & ACI & SNCR & DRET | 0 | 0 | 0 | 0 | 0 | 0 | 0
00 Ret.Exist_Non-FBC_NoCtrl & ACI & SNCR & NGC | 0 | 0 | 0 | 0 | 0 | 0 | 0
00 Ret.Exist_Non-FBC_NoCtrl & ACI & WetFGD & SCR & CCS | 0 | 0 | 0 | 0 | 0 | 0 | 0
00 Ret.Exist_Non-FBC_NoCtrl & C2G | 0 | 0 | 0 | 0 | 0 | 0 | 0
00 Ret.Exist_Non-FBC_NoCtrl & C2G & SCR | 0 | 0 | 0 | 0 | 0 | 0 | 0
00 Ret.Exist_Non-FBC_NoCtrl & DCCS | 0 | 0 | 0 | 0 | 0 | 0 | 0
00 Ret.Exist_Non-FBC_NoCtrl & DCCS & WetFGD & SCR & CCS | 0 | 0 | 0 | 0 | 0 | 0 | 0
00 Ret.Exist_Non-FBC_NoCtrl & DRET | 0 | 4.6314 | 0 | 0 | 0 | 0 | 0
00 Ret.Exist_Non-FBC_NoCtrl & DSI | 0 | 0 | 0 | 0 | 0 | 0 | 0
00 Ret.Exist_Non-FBC_NoCtrl & DSI & C2G | 0 | 0 | 0 | 0 | 0 | 0 | 0
00 Ret.Exist_Non-FBC_NoCtrl & DSI & C2G & SCR | 0 | 0 | 0 | 0 | 0 | 0 | 0
00 Ret.Exist_Non-FBC_NoCtrl & DSI & DRET | 0 | 0 | 0 | 0 | 0 | 0 | 0
00 Ret.Exist_Non-FBC_NoCtrl & DSI & GPM | 0 | 0 | 0 | 0 | 0 | 0 | 0
00 Ret.Exist_Non-FBC_NoCtrl & DSI & GPM & C2G | 0 | 0 | 0 | 0 | 0 | 0 | 0
00 Ret.Exist_Non-FBC_NoCtrl & DSI & GPM & C2G & SCR | 0 | 0 | 0 | 0 | 0 | 0 | 0
00 Ret.Exist_Non-FBC_NoCtrl & DSI & GPM & DRET | 0 | 0 | 0 | 0 | 0 | 0 | 0
00 Ret.Exist_Non-FBC_NoCtrl & DSI & GPM & NGC | 0 | 0 | 0 | 0 | 0 | 0 | 0
00 Ret.Exist_Non-FBC_NoCtrl & DSI & GPM & SCR | 0 | 0 | 0 | 0 | 0 | 0 | 0
00 Ret.Exist_Non-FBC_NoCtrl & DSI & GPM & SCR & DRET | 0 | 0 | 0 | 0 | 0 | 0 | 0
00 Ret.Exist_Non-FBC_NoCtrl & DSI & GPM & SCR & NGC | 0 | 0 | 0 | 0 | 0 | 0 | 0
00 Ret.Exist_Non-FBC_NoCtrl & DSI & GPM & SNCR | 0 | 0 | 0 | 0 | 0 | 0 | 0
00 Ret.Exist_Non-FBC_NoCtrl & DSI & GPM & SNCR & DRET | 0 | 0 | 0 | 0 | 0 | 0 | 0
00 Ret.Exist_Non-FBC_NoCtrl & DSI & GPM & SNCR & NGC | 0 | 0 | 0 | 0 | 0 | 0 | 0
00 Ret.Exist_Non-FBC_NoCtrl & DSI & GPM & WetFGD & SCR & CCS | 0 | 0 | 0 | 0 | 0 | 0 | 0
00 Ret.Exist_Non-FBC_NoCtrl & DSI & NGC | 0 | 0 | 0 | 0 | 0 | 0 | 0
00 Ret.Exist_Non-FBC_NoCtrl & DSI & SCR | 0 | 0 | 0 | 0 | 0 | 0 | 0
00 Ret.Exist_Non-FBC_NoCtrl & DSI & SCR & DRET | 0 | 0 | 0 | 0 | 0 | 0 | 0
00 Ret.Exist_Non-FBC_NoCtrl & DSI & SCR & NGC | 0 | 0 | 0 | 0 | 0 | 0 | 0
00 Ret.Exist_Non-FBC_NoCtrl & DSI & SNCR | 0 | 0 | 0 | 0 | 0 | 0 | 0
00 Ret.Exist_Non-FBC_NoCtrl & DSI & SNCR & DRET | 0 | 0 | 0 | 0 | 0 | 0 | 0
00 Ret.Exist_Non-FBC_NoCtrl & DSI & SNCR & NGC | 0 | 0 | 0 | 0 | 0 | 0 | 0
00 Ret.Exist_Non-FBC_NoCtrl & DSI & WetFGD & SCR & CCS | 0 | 0 | 0 | 0 | 0 | 0 | 0
00 Ret.Exist_Non-FBC_NoCtrl & GPM | 0 | 0 | 0 | 0 | 0 | 0 | 0
00 Ret.Exist_Non-FBC_NoCtrl & GPM & C2G | 0 | 0 | 0 | 0 | 0 | 0 | 0
00 Ret.Exist_Non-FBC_NoCtrl & GPM & C2G & SCR | 0 | 0 | 0 | 0 | 0 | 0 | 0
00 Ret.Exist_Non-FBC_NoCtrl & GPM & DRET | 0 | 0 | 0 | 0 | 0 | 0 | 0
00 Ret.Exist_Non-FBC_NoCtrl & GPM & NGC | 0 | 0 | 0 | 0 | 0 | 0 | 0
00 Ret.Exist_Non-FBC_NoCtrl & GPM & SCR | 0 | 0 | 0 | 0 | 0 | 0 | 0
00 Ret.Exist_Non-FBC_NoCtrl & GPM & SCR & DRET | 0 | 0 | 0 | 0 | 0 | 0 | 0
00 Ret.Exist_Non-FBC_NoCtrl & GPM & SCR & NGC | 0 | 0 | 0 | 0 | 0 | 0 | 0
00 Ret.Exist_Non-FBC_NoCtrl & GPM & SNCR | 0 | 0 | 0 | 0 | 0 | 0 | 0
00 Ret.Exist_Non-FBC_NoCtrl & GPM & SNCR & DRET | 0 | 0 | 0 | 0 | 0 | 0 | 0
00 Ret.Exist_Non-FBC_NoCtrl & GPM & SNCR & NGC | 0 | 0 | 0 | 0 | 0 | 0 | 0
00 Ret.Exist_Non-FBC_NoCtrl & GPM & WetFGD & SCR & CCS | 0 | 0 | 0 | 0 | 0 | 0 | 0
00 Ret.Exist_Non-FBC_NoCtrl & NGC | 0 | 0 | 0 | 0 | 0 | 0 | 0
00 Ret.Exist_Non-FBC_NoCtrl & SCR | 0 | 0 | 0 | 0 | 0 | 0 | 0
00 Ret.Exist_Non-FBC_NoCtrl & SCR & C2G | 0 | 0 | 0 | 0 | 0 | 0 | 0
00 Ret.Exist_Non-FBC_NoCtrl & SCR & DRET | 0 | 0 | 0 | 0 | 0 | 0 | 0
00 Ret.Exist_Non-FBC_NoCtrl & SCR & NGC | 0 | 0 | 0 | 0 | 0 | 0 | 0
00 Ret.Exist_Non-FBC_NoCtrl & SCR & WetFGD & CCS | 0 | 0 | 0 | 0 | 0 | 0 | 0
00 Ret.Exist_Non-FBC_NoCtrl & SNCR | 0 | 0 | 0 | 0 | 0 | 0 | 0
00 Ret.Exist_Non-FBC_NoCtrl & SNCR & C2G | 0 | 0 | 0 | 0 | 0 | 0 | 0
00 Ret.Exist_Non-FBC_NoCtrl & SNCR & DRET | 0 | 0 | 0 | 0 | 0 | 0 | 0
00 Ret.Exist_Non-FBC_NoCtrl & SNCR & NGC | 0 | 0 | 0 | 0 | 0 | 0 | 0
00 Ret.Exist_Non-FBC_SCR_ACI & C2G | 0 | 0 | 0 | 0 | 0 | 0 | 0
00 Ret.Exist_Non-FBC_SCR_ACI & DCCS | 0 | 26.4831 | 0 | 0 | 0 | 0 | 0
00 Ret.Exist_Non-FBC_SCR_ACI & DCCS & WetFGD & CCS | 0 | 0 | 18.0068 | 18.0068 | 0 | 0 | 0
00 Ret.Exist_Non-FBC_SCR_ACI & DRET | 0 | 19.4951 | 0 | 0 | 0 | 0 | 0
00 Ret.Exist_Non-FBC_SCR_ACI & DSI | 0 | 0 | 0 | 0 | 0 | 0 | 0
00 Ret.Exist_Non-FBC_SCR_ACI & DSI & C2G | 0 | 0 | 0 | 0 | 0 | 0 | 0
00 Ret.Exist_Non-FBC_SCR_ACI & DSI & DRET | 0 | 0 | 0 | 0 | 0 | 0 | 0
00 Ret.Exist_Non-FBC_SCR_ACI & DSI & GPM | 0 | 0 | 0 | 0 | 0 | 0 | 0
00 Ret.Exist_Non-FBC_SCR_ACI & DSI & GPM & C2G | 0 | 0 | 0 | 0 | 0 | 0 | 0
00 Ret.Exist_Non-FBC_SCR_ACI & DSI & GPM & DRET | 0 | 0 | 0 | 0 | 0 | 0 | 0
00 Ret.Exist_Non-FBC_SCR_ACI & DSI & GPM & NGC | 0 | 0 | 0 | 0 | 0 | 0 | 0
00 Ret.Exist_Non-FBC_SCR_ACI & DSI & GPM & WetFGD & CCS | 0 | 0 | 0 | 0 | 0 | 0 | 0
00 Ret.Exist_Non-FBC_SCR_ACI & DSI & NGC | 0 | 0 | 0 | 0 | 0 | 0 | 0
00 Ret.Exist_Non-FBC_SCR_ACI & DSI & WetFGD & CCS | 0 | 0 | 0 | 0 | 0 | 0 | 0
00 Ret.Exist_Non-FBC_SCR_ACI & GPM | 0 | 0 | 0 | 0 | 0 | 0 | 0
00 Ret.Exist_Non-FBC_SCR_ACI & GPM & C2G | 0 | 0 | 0 | 0 | 0 | 0 | 0
00 Ret.Exist_Non-FBC_SCR_ACI & GPM & DRET | 0 | 0 | 0 | 0 | 0 | 0 | 0
00 Ret.Exist_Non-FBC_SCR_ACI & GPM & NGC | 0 | 0 | 0 | 0 | 0 | 0 | 0
00 Ret.Exist_Non-FBC_SCR_ACI & GPM & WetFGD & CCS | 0 | 0 | 0 | 0 | 0 | 0 | 0
00 Ret.Exist_Non-FBC_SCR_ACI & NGC | 0 | 0 | 0 | 0 | 0 | 0 | 0
00 Ret.Exist_Non-FBC_SCR_ACI & WetFGD & CCS | 0 | 0 | 0 | 0 | 0 | 0 | 0
00 Ret.Exist_Non-FBC_SCR_ACI_DSI & C2G | 0 | 0 | 0 | 0 | 0 | 0 | 0
00 Ret.Exist_Non-FBC_SCR_ACI_DSI & DCCS | 0 | 0 | 0 | 0 | 0 | 0 | 0
00 Ret.Exist_Non-FBC_SCR_ACI_DSI & DCCS & WetFGD & CCS | 0 | 0 | 0 | 0 | 0 | 0 | 0
00 Ret.Exist_Non-FBC_SCR_ACI_DSI & DRET | 0 | 5.5275 | 0 | 0 | 0 | 0 | 0
00 Ret.Exist_Non-FBC_SCR_ACI_DSI & GPM | 0 | 0 | 0 | 0 | 0 | 0 | 0
00 Ret.Exist_Non-FBC_SCR_ACI_DSI & GPM & C2G | 0 | 0 | 0 | 0 | 0 | 0 | 0
00 Ret.Exist_Non-FBC_SCR_ACI_DSI & GPM & DRET | 0 | 0 | 0 | 0 | 0 | 0 | 0
00 Ret.Exist_Non-FBC_SCR_ACI_DSI & GPM & NGC | 0 | 0 | 0 | 0 | 0 | 0 | 0
00 Ret.Exist_Non-FBC_SCR_ACI_DSI & GPM & WetFGD & CCS | 0 | 0 | 0 | 0 | 0 | 0 | 0
00 Ret.Exist_Non-FBC_SCR_ACI_DSI & NGC | 0 | 0 | 0 | 0 | 0 | 0 | 0
00 Ret.Exist_Non-FBC_SCR_ACI_DSI & WetFGD & CCS | 0 | 0 | 0 | 0 | 0 | 0 | 0
00 Ret.Exist_Non-FBC_SNCR_ACI & C2G | 0 | 0 | 0 | 0 | 0 | 0 | 0
00 Ret.Exist_Non-FBC_SNCR_ACI & C2G & SCR | 0 | 0 | 0 | 0 | 0 | 0 | 0
00 Ret.Exist_Non-FBC_SNCR_ACI & DRET | 0 | 0 | 0 | 0 | 0 | 0 | 0
00 Ret.Exist_Non-FBC_SNCR_ACI & DSI | 0 | 0 | 0 | 0 | 0 | 0 | 0
00 Ret.Exist_Non-FBC_SNCR_ACI & DSI & C2G | 0 | 0 | 0 | 0 | 0 | 0 | 0
00 Ret.Exist_Non-FBC_SNCR_ACI & DSI & C2G & SCR | 0 | 0 | 0 | 0 | 0 | 0 | 0
00 Ret.Exist_Non-FBC_SNCR_ACI & DSI & DRET | 0 | 0 | 0 | 0 | 0 | 0 | 0
00 Ret.Exist_Non-FBC_SNCR_ACI & DSI & NGC | 0 | 0 | 0 | 0 | 0 | 0 | 0
00 Ret.Exist_Non-FBC_SNCR_ACI & DSI & SCR | 0 | 0 | 0 | 0 | 0 | 0 | 0
00 Ret.Exist_Non-FBC_SNCR_ACI & DSI & SCR & DRET | 0 | 0 | 0 | 0 | 0 | 0 | 0
00 Ret.Exist_Non-FBC_SNCR_ACI & DSI & SCR & NGC | 0 | 0 | 0 | 0 | 0 | 0 | 0
00 Ret.Exist_Non-FBC_SNCR_ACI & DSI & WetFGD & SCR & CCS | 0 | 0 | 0 | 0 | 0 | 0 | 0
00 Ret.Exist_Non-FBC_SNCR_ACI & GPM | 0 | 0 | 0 | 0 | 0 | 0 | 0
00 Ret.Exist_Non-FBC_SNCR_ACI & GPM & C2G | 0 | 0 | 0 | 0 | 0 | 0 | 0
00 Ret.Exist_Non-FBC_SNCR_ACI & GPM & C2G & SCR | 0 | 0 | 0 | 0 | 0 | 0 | 0
00 Ret.Exist_Non-FBC_SNCR_ACI & GPM & DRET | 0 | 0 | 0 | 0 | 0 | 0 | 0
00 Ret.Exist_Non-FBC_SNCR_ACI & GPM & NGC | 0 | 0 | 0 | 0 | 0 | 0 | 0
00 Ret.Exist_Non-FBC_SNCR_ACI & GPM & SCR | 0 | 0 | 0 | 0 | 0 | 0 | 0
00 Ret.Exist_Non-FBC_SNCR_ACI & GPM & SCR & DRET | 0 | 0 | 0 | 0 | 0 | 0 | 0
00 Ret.Exist_Non-FBC_SNCR_ACI & GPM & SCR & NGC | 0 | 0 | 0 | 0 | 0 | 0 | 0
00 Ret.Exist_Non-FBC_SNCR_ACI & GPM & WetFGD & SCR & CCS | 0 | 0 | 0 | 0 | 0 | 0 | 0
00 Ret.Exist_Non-FBC_SNCR_ACI & NGC | 0 | 0 | 0 | 0 | 0 | 0 | 0
00 Ret.Exist_Non-FBC_SNCR_ACI & SCR | 0 | 0 | 0 | 0 | 0 | 0 | 0
00 Ret.Exist_Non-FBC_SNCR_ACI & SCR & C2G | 0 | 0 | 0 | 0 | 0 | 0 | 0
00 Ret.Exist_Non-FBC_SNCR_ACI & SCR & DRET | 0 | 0 | 0 | 0 | 0 | 0 | 0
00 Ret.Exist_Non-FBC_SNCR_ACI & SCR & NGC | 0 | 0 | 0 | 0 | 0 | 0 | 0
00 Ret.Exist_Non-FBC_SNCR_ACI & SCR & WetFGD & CCS | 0 | 0 | 0 | 0 | 0 | 0 | 0
00 Ret.Exist_Non-FBC_SNCR_ACI_DSI & C2G | 0 | 0 | 0 | 0 | 0 | 0 | 0
00 Ret.Exist_Non-FBC_SNCR_ACI_DSI & C2G & SCR | 0 | 0 | 0 | 0 | 0 | 0 | 0
00 Ret.Exist_Non-FBC_SNCR_ACI_DSI & DCCS | 0 | 0 | 0 | 0 | 0 | 0 | 0
00 Ret.Exist_Non-FBC_SNCR_ACI_DSI & DCCS & WetFGD & SCR & CCS | 0 | 0 | 0 | 0 | 0 | 0 | 0
00 Ret.Exist_Non-FBC_SNCR_ACI_DSI & DRET | 0 | 0 | 0 | 0 | 0 | 0 | 0
00 Ret.Exist_Non-FBC_SNCR_ACI_DSI & GPM | 0 | 0 | 0 | 0 | 0 | 0 | 0
00 Ret.Exist_Non-FBC_SNCR_ACI_DSI & GPM & C2G | 0 | 0 | 0 | 0 | 0 | 0 | 0
00 Ret.Exist_Non-FBC_SNCR_ACI_DSI & GPM & C2G & SCR | 0 | 0 | 0 | 0 | 0 | 0 | 0
00 Ret.Exist_Non-FBC_SNCR_ACI_DSI & GPM & DRET | 0 | 0 | 0 | 0 | 0 | 0 | 0
00 Ret.Exist_Non-FBC_SNCR_ACI_DSI & GPM & NGC | 0 | 0 | 0 | 0 | 0 | 0 | 0
00 Ret.Exist_Non-FBC_SNCR_ACI_DSI & GPM & SCR | 0 | 0 | 0 | 0 | 0 | 0 | 0
00 Ret.Exist_Non-FBC_SNCR_ACI_DSI & GPM & SCR & DRET | 0 | 0 | 0 | 0 | 0 | 0 | 0
00 Ret.Exist_Non-FBC_SNCR_ACI_DSI & GPM & SCR & NGC | 0 | 0 | 0 | 0 | 0 | 0 | 0
00 Ret.Exist_Non-FBC_SNCR_ACI_DSI & GPM & WetFGD & SCR & CCS | 0 | 0 | 0 | 0 | 0 | 0 | 0
00 Ret.Exist_Non-FBC_SNCR_ACI_DSI & NGC | 0 | 0 | 0 | 0 | 0 | 0 | 0
00 Ret.Exist_Non-FBC_SNCR_ACI_DSI & SCR | 0 | 0 | 0 | 0 | 0 | 0 | 0
00 Ret.Exist_Non-FBC_SNCR_ACI_DSI & SCR & C2G | 0 | 0 | 0 | 0 | 0 | 0 | 0
00 Ret.Exist_Non-FBC_SNCR_ACI_DSI & SCR & DRET | 0 | 0 | 0 | 0 | 0 | 0 | 0
00 Ret.Exist_Non-FBC_SNCR_ACI_DSI & SCR & NGC | 0 | 0 | 0 | 0 | 0 | 0 | 0
00 Ret.Exist_Non-FBC_SNCR_ACI_DSI & SCR & WetFGD & CCS | 0 | 0 | 0 | 0 | 0 | 0 | 0
00 Ret.Exist_Non-FBC_WetFGD & ACI | 0 | 0 | 0 | 0 | 0 | 0 | 0
00 Ret.Exist_Non-FBC_WetFGD & ACI & C2G | 0 | 0 | 0 | 0 | 0 | 0 | 0
00 Ret.Exist_Non-FBC_WetFGD & ACI & C2G & SCR | 0 | 0 | 0 | 0 | 0 | 0 | 0
00 Ret.Exist_Non-FBC_WetFGD & ACI & DRET | 0 | 0 | 0 | 0 | 0 | 0 | 0
00 Ret.Exist_Non-FBC_WetFGD & ACI & GPM | 0 | 0 | 0 | 0 | 0 | 0 | 0
00 Ret.Exist_Non-FBC_WetFGD & ACI & GPM & C2G | 0 | 0 | 0 | 0 | 0 | 0 | 0
00 Ret.Exist_Non-FBC_WetFGD & ACI & GPM & C2G & SCR | 0 | 0 | 0 | 0 | 0 | 0 | 0
00 Ret.Exist_Non-FBC_WetFGD & ACI & GPM & DRET | 0 | 0 | 0 | 0 | 0 | 0 | 0
00 Ret.Exist_Non-FBC_WetFGD & ACI & GPM & NGC | 0 | 0 | 0 | 0 | 0 | 0 | 0
00 Ret.Exist_Non-FBC_WetFGD & ACI & GPM & SCR | 0 | 0 | 0 | 0 | 0 | 0 | 0
00 Ret.Exist_Non-FBC_WetFGD & ACI & GPM & SCR & CCS | 0 | 0 | 0 | 0 | 0 | 0 | 0
00 Ret.Exist_Non-FBC_WetFGD & ACI & GPM & SCR & DRET | 0 | 0 | 0 | 0 | 0 | 0 | 0
00 Ret.Exist_Non-FBC_WetFGD & ACI & GPM & SCR & NGC | 0 | 0 | 0 | 0 | 0 | 0 | 0
00 Ret.Exist_Non-FBC_WetFGD & ACI & GPM & SNCR | 0 | 0 | 0 | 0 | 0 | 0 | 0
00 Ret.Exist_Non-FBC_WetFGD & ACI & GPM & SNCR & DRET | 0 | 0 | 0 | 0 | 0 | 0 | 0
00 Ret.Exist_Non-FBC_WetFGD & ACI & GPM & SNCR & NGC | 0 | 0 | 0 | 0 | 0 | 0 | 0
00 Ret.Exist_Non-FBC_WetFGD & ACI & NGC | 0 | 0 | 0 | 0 | 0 | 0 | 0
00 Ret.Exist_Non-FBC_WetFGD & ACI & SCR | 0 | 0 | 0 | 0 | 0 | 0 | 0
00 Ret.Exist_Non-FBC_WetFGD & ACI & SCR & CCS | 0 | 0 | 0 | 0 | 0 | 0 | 0
00 Ret.Exist_Non-FBC_WetFGD & ACI & SCR & DRET | 0 | 0 | 0 | 0 | 0 | 0 | 0
00 Ret.Exist_Non-FBC_WetFGD & ACI & SCR & NGC | 0 | 0 | 0 | 0 | 0 | 0 | 0
00 Ret.Exist_Non-FBC_WetFGD & ACI & SNCR | 0 | 0 | 0 | 0 | 0 | 0 | 0
00 Ret.Exist_Non-FBC_WetFGD & ACI & SNCR & DRET | 0 | 0 | 0 | 0 | 0 | 0 | 0
00 Ret.Exist_Non-FBC_WetFGD & ACI & SNCR & NGC | 0 | 0 | 0 | 0 | 0 | 0 | 0
00 Ret.Exist_Non-FBC_WetFGD & C2G | 0 | 0 | 0 | 0 | 0 | 0 | 0
00 Ret.Exist_Non-FBC_WetFGD & C2G & SCR | 0 | 0 | 0 | 0 | 0 | 0 | 0
00 Ret.Exist_Non-FBC_WetFGD & DRET | 0 | 0 | 0 | 0 | 0 | 0 | 0
00 Ret.Exist_Non-FBC_WetFGD & DCCS | 0 | 0 | 0 | 0 | 0 | 0 | 0
00 Ret.Exist_Non-FBC_WetFGD & DCCS & SCR & CCS | 0 | 0 | 0 | 0 | 0 | 0 | 0
00 Ret.Exist_Non-FBC_WetFGD & GPM | 0 | 0 | 0 | 0 | 0 | 0 | 0
00 Ret.Exist_Non-FBC_WetFGD & GPM & C2G | 0 | 0 | 0 | 0 | 0 | 0 | 0
00 Ret.Exist_Non-FBC_WetFGD & GPM & C2G & SCR | 0 | 0 | 0 | 0 | 0 | 0 | 0
00 Ret.Exist_Non-FBC_WetFGD & GPM & DRET | 0 | 0 | 0 | 0 | 0 | 0 | 0
00 Ret.Exist_Non-FBC_WetFGD & GPM & NGC | 0 | 0 | 0 | 0 | 0 | 0 | 0
00 Ret.Exist_Non-FBC_WetFGD & GPM & SCR | 0 | 0 | 0 | 0 | 0 | 0 | 0
00 Ret.Exist_Non-FBC_WetFGD & GPM & SCR & CCS | 0 | 0 | 0 | 0 | 0 | 0 | 0
00 Ret.Exist_Non-FBC_WetFGD & GPM & SCR & DRET | 0 | 0 | 0 | 0 | 0 | 0 | 0
00 Ret.Exist_Non-FBC_WetFGD & GPM & SCR & NGC | 0 | 0 | 0 | 0 | 0 | 0 | 0
00 Ret.Exist_Non-FBC_WetFGD & GPM & SNCR | 0 | 0 | 0 | 0 | 0 | 0 | 0
00 Ret.Exist_Non-FBC_WetFGD & GPM & SNCR & DRET | 0 | 0 | 0 | 0 | 0 | 0 | 0
00 Ret.Exist_Non-FBC_WetFGD & GPM & SNCR & NGC | 0 | 0 | 0 | 0 | 0 | 0 | 0
00 Ret.Exist_Non-FBC_WetFGD & NGC | 0 | 0 | 0 | 0 | 0 | 0 | 0
00 Ret.Exist_Non-FBC_WetFGD & SCR | 0 | 0 | 0 | 0 | 0 | 0 | 0
00 Ret.Exist_Non-FBC_WetFGD & SCR & C2G | 0 | 0 | 0 | 0 | 0 | 0 | 0
00 Ret.Exist_Non-FBC_WetFGD & SCR & CCS | 0 | 0 | 0 | 0 | 0 | 0 | 0
00 Ret.Exist_Non-FBC_WetFGD & SCR & DRET | 0 | 0 | 0 | 0 | 0 | 0 | 0
00 Ret.Exist_Non-FBC_WetFGD & SCR & NGC | 0 | 0 | 0 | 0 | 0 | 0 | 0
00 Ret.Exist_Non-FBC_WetFGD & SNCR | 0 | 0 | 0 | 0 | 0 | 0 | 0
00 Ret.Exist_Non-FBC_WetFGD & SNCR & C2G | 0 | 0 | 0 | 0 | 0 | 0 | 0
00 Ret.Exist_Non-FBC_WetFGD & SNCR & DRET | 0 | 0 | 0 | 0 | 0 | 0 | 0
00 Ret.Exist_Non-FBC_WetFGD & SNCR & NGC | 0 | 0 | 0 | 0 | 0 | 0 | 0
00 Ret.Exist_Non-FBC_WetFGD_ACI & C2G | 0.63963 | 0.63963 | 0.63963 | 0 | 0 | 0 | 0
00 Ret.Exist_Non-FBC_WetFGD_ACI & C2G & SCR | 0 | 0 | 0 | 0 | 0 | 0 | 0
00 Ret.Exist_Non-FBC_WetFGD_ACI & DCCS | 0 | 62.7797 | 0 | 0 | 0 | 0 | 0
00 Ret.Exist_Non-FBC_WetFGD_ACI & DCCS & SCR & CCS | 0 | 0 | 41.6553 | 41.6553 | 5.3373 | 5.3373 | 5.3373
00 Ret.Exist_Non-FBC_WetFGD_ACI & DRET | 0 | 3.8539 | 0 | 0 | 0 | 0 | 0
00 Ret.Exist_Non-FBC_WetFGD_ACI & GPM | 0 | 0 | 0 | 0 | 0 | 0 | 0
00 Ret.Exist_Non-FBC_WetFGD_ACI & GPM & C2G | 0 | 0 | 0 | 0 | 0 | 0 | 0
00 Ret.Exist_Non-FBC_WetFGD_ACI & GPM & C2G & SCR | 0 | 0 | 0 | 0 | 0 | 0 | 0
00 Ret.Exist_Non-FBC_WetFGD_ACI & GPM & DRET | 0 | 0 | 0 | 0 | 0 | 0 | 0
00 Ret.Exist_Non-FBC_WetFGD_ACI & GPM & NGC | 0 | 0 | 0 | 0 | 0 | 0 | 0
00 Ret.Exist_Non-FBC_WetFGD_ACI & GPM & SCR | 0 | 0 | 0 | 0 | 0 | 0 | 0
00 Ret.Exist_Non-FBC_WetFGD_ACI & GPM & SCR & CCS | 0 | 0 | 0 | 0 | 0 | 0 | 0
00 Ret.Exist_Non-FBC_WetFGD_ACI & GPM & SCR & DRET | 0 | 0 | 0 | 0 | 0 | 0 | 0
00 Ret.Exist_Non-FBC_WetFGD_ACI & GPM & SCR & NGC | 0 | 0 | 0 | 0 | 0 | 0 | 0
00 Ret.Exist_Non-FBC_WetFGD_ACI & GPM & SNCR | 0 | 0 | 0 | 0 | 0 | 0 | 0
00 Ret.Exist_Non-FBC_WetFGD_ACI & GPM & SNCR & DRET | 0 | 0 | 0 | 0 | 0 | 0 | 0
00 Ret.Exist_Non-FBC_WetFGD_ACI & GPM & SNCR & NGC | 0 | 0 | 0 | 0 | 0 | 0 | 0
00 Ret.Exist_Non-FBC_WetFGD_ACI & NGC | 0 | 0.058148 | 0.0074827 | 0 | 0 | 0 | 0
00 Ret.Exist_Non-FBC_WetFGD_ACI & SCR | 0 | 0.03119 | 0 | 0 | 0 | 0 | 0
00 Ret.Exist_Non-FBC_WetFGD_ACI & SCR & C2G | 0 | 0 | 0 | 0 | 0 | 0 | 0
00 Ret.Exist_Non-FBC_WetFGD_ACI & SCR & CCS | 0 | 0 | 0.16033 | 0.16033 | 0.16033 | 0.16033 | 0.16033
00 Ret.Exist_Non-FBC_WetFGD_ACI & SCR & DRET | 0 | 0 | 0 | 0 | 0 | 0 | 0
00 Ret.Exist_Non-FBC_WetFGD_ACI & SCR & NGC | 0 | 0 | 0 | 0 | 0 | 0 | 0
00 Ret.Exist_Non-FBC_WetFGD_ACI & SNCR | 0 | 0 | 0 | 0 | 0 | 0 | 0
00 Ret.Exist_Non-FBC_WetFGD_ACI & SNCR & C2G | 0 | 0 | 0 | 0 | 0 | 0 | 0
00 Ret.Exist_Non-FBC_WetFGD_ACI & SNCR & DRET | 0 | 0 | 0 | 0 | 0 | 0 | 0
00 Ret.Exist_Non-FBC_WetFGD_ACI & SNCR & NGC | 0 | 0 | 0 | 0 | 0 | 0 | 0
00 Ret.Exist_Non-FBC_WetFGD_ACI_DSI & C2G | 0 | 0 | 0 | 0 | 0 | 0 | 0
00 Ret.Exist_Non-FBC_WetFGD_ACI_DSI & C2G & SCR | 0 | 0 | 0 | 0 | 0 | 0 | 0
00 Ret.Exist_Non-FBC_WetFGD_ACI_DSI & DCCS | 0 | 0 | 0 | 0 | 0 | 0 | 0
00 Ret.Exist_Non-FBC_WetFGD_ACI_DSI & DCCS & SCR & CCS | 0 | 0 | 0 | 0 | 0 | 0 | 0
00 Ret.Exist_Non-FBC_WetFGD_ACI_DSI & DRET | 0 | 0 | 0 | 0 | 0 | 0 | 0
00 Ret.Exist_Non-FBC_WetFGD_ACI_DSI & GPM | 0 | 0 | 0 | 0 | 0 | 0 | 0
00 Ret.Exist_Non-FBC_WetFGD_ACI_DSI & GPM & C2G | 0 | 0 | 0 | 0 | 0 | 0 | 0
00 Ret.Exist_Non-FBC_WetFGD_ACI_DSI & GPM & C2G & SCR | 0 | 0 | 0 | 0 | 0 | 0 | 0
00 Ret.Exist_Non-FBC_WetFGD_ACI_DSI & GPM & DRET | 0 | 0 | 0 | 0 | 0 | 0 | 0
00 Ret.Exist_Non-FBC_WetFGD_ACI_DSI & GPM & NGC | 0 | 0 | 0 | 0 | 0 | 0 | 0
00 Ret.Exist_Non-FBC_WetFGD_ACI_DSI & GPM & SCR | 0 | 0 | 0 | 0 | 0 | 0 | 0
00 Ret.Exist_Non-FBC_WetFGD_ACI_DSI & GPM & SCR & CCS | 0 | 0 | 0 | 0 | 0 | 0 | 0
00 Ret.Exist_Non-FBC_WetFGD_ACI_DSI & GPM & SCR & DRET | 0 | 0 | 0 | 0 | 0 | 0 | 0
00 Ret.Exist_Non-FBC_WetFGD_ACI_DSI & GPM & SCR & NGC | 0 | 0 | 0 | 0 | 0 | 0 | 0
00 Ret.Exist_Non-FBC_WetFGD_ACI_DSI & GPM & SNCR | 0 | 0 | 0 | 0 | 0 | 0 | 0
00 Ret.Exist_Non-FBC_WetFGD_ACI_DSI & GPM & SNCR & DRET | 0 | 0 | 0 | 0 | 0 | 0 | 0
00 Ret.Exist_Non-FBC_WetFGD_ACI_DSI & GPM & SNCR & NGC | 0 | 0 | 0 | 0 | 0 | 0 | 0
00 Ret.Exist_Non-FBC_WetFGD_ACI_DSI & NGC | 0 | 0 | 0 | 0 | 0 | 0 | 0
00 Ret.Exist_Non-FBC_WetFGD_ACI_DSI & SCR | 0 | 0 | 0 | 0 | 0 | 0 | 0
00 Ret.Exist_Non-FBC_WetFGD_ACI_DSI & SCR & C2G | 0 | 0 | 0 | 0 | 0 | 0 | 0
00 Ret.Exist_Non-FBC_WetFGD_ACI_DSI & SCR & CCS | 0 | 0 | 0 | 0 | 0 | 0 | 0
00 Ret.Exist_Non-FBC_WetFGD_ACI_DSI & SCR & DRET | 0 | 0 | 0 | 0 | 0 | 0 | 0
00 Ret.Exist_Non-FBC_WetFGD_ACI_DSI & SCR & NGC | 0 | 0 | 0 | 0 | 0 | 0 | 0
00 Ret.Exist_Non-FBC_WetFGD_ACI_DSI & SNCR | 0 | 0 | 0 | 0 | 0 | 0 | 0
00 Ret.Exist_Non-FBC_WetFGD_ACI_DSI & SNCR & C2G | 0 | 0 | 0 | 0 | 0 | 0 | 0
00 Ret.Exist_Non-FBC_WetFGD_ACI_DSI & SNCR & DRET | 0 | 0 | 0 | 0 | 0 | 0 | 0
00 Ret.Exist_Non-FBC_WetFGD_ACI_DSI & SNCR & NGC | 0 | 0 | 0 | 0 | 0 | 0 | 0
00 Ret.Exist_Non-FBC_WetFGD_SCR & ACI | 0 | 0 | 0 | 0 | 0 | 0 | 0
00 Ret.Exist_Non-FBC_WetFGD_SCR & ACI & C2G | 0 | 0 | 0 | 0 | 0 | 0 | 0
00 Ret.Exist_Non-FBC_WetFGD_SCR & ACI & CCS | 0 | 0 | 0 | 0 | 0 | 0 | 0
00 Ret.Exist_Non-FBC_WetFGD_SCR & DCCS | 0 | 88.7709 | 0 | 0 | 0 | 0 | 0
00 Ret.Exist_Non-FBC_WetFGD_SCR & DCCS & CCS | 0 | 0 | 93.8537 | 93.8537 | 0 | 0 | 0
00 Ret.Exist_Non-FBC_WetFGD_SCR & ACI & DRET | 0 | 0 | 0 | 0 | 0 | 0 | 0
00 Ret.Exist_Non-FBC_WetFGD_SCR & ACI & GPM | 0 | 0 | 0 | 0 | 0 | 0 | 0
00 Ret.Exist_Non-FBC_WetFGD_SCR & ACI & GPM & C2G | 0 | 0 | 0 | 0 | 0 | 0 | 0
00 Ret.Exist_Non-FBC_WetFGD_SCR & ACI & GPM & CCS | 0 | 0 | 0 | 0 | 0 | 0 | 0
00 Ret.Exist_Non-FBC_WetFGD_SCR & ACI & GPM & DRET | 0 | 0 | 0 | 0 | 0 | 0 | 0
00 Ret.Exist_Non-FBC_WetFGD_SCR & ACI & GPM & NGC | 0 | 0 | 0 | 0 | 0 | 0 | 0
00 Ret.Exist_Non-FBC_WetFGD_SCR & ACI & NGC | 0 | 0 | 0 | 0 | 0 | 0 | 0
00 Ret.Exist_Non-FBC_WetFGD_SCR & C2G | 0.90837 | 1.4863 | 1.4863 | 1.4863 | 0.50453 | 0.0059778 | 0.0059778
00 Ret.Exist_Non-FBC_WetFGD_SCR & CCS | 0 | 0.19555 | 0.19555 | 0.19555 | 0.19555 | 0.19555 | 0.19555
00 Ret.Exist_Non-FBC_WetFGD_SCR & DRET | 0 | 298.0078 | 0 | 0 | 0 | 0 | 0
00 Ret.Exist_Non-FBC_WetFGD_SCR & GPM | 0 | 0 | 0 | 0 | 0 | 0 | 0
00 Ret.Exist_Non-FBC_WetFGD_SCR & GPM & C2G | 0 | 0 | 0 | 0 | 0 | 0 | 0
00 Ret.Exist_Non-FBC_WetFGD_SCR & GPM & CCS | 0 | 0 | 0 | 0 | 0 | 0 | 0
00 Ret.Exist_Non-FBC_WetFGD_SCR & GPM & DRET | 0 | 0 | 0 | 0 | 0 | 0 | 0
00 Ret.Exist_Non-FBC_WetFGD_SCR & GPM & NGC | 0 | 0 | 0 | 0 | 0 | 0 | 0
00 Ret.Exist_Non-FBC_WetFGD_SCR & NGC | 0 | 0 | 0 | 0 | 0 | 0 | 0
00 Ret.Exist_Non-FBC_WetFGD_SCR_ACI & C2G | 0.46926 | 0.69537 | 0.69537 | 0.69537 | 0.69537 | 0.69537 | 0.69537
00 Ret.Exist_Non-FBC_WetFGD_SCR_ACI & CCS | 0 | 0 | 0 | 0 | 0 | 0 | 0
00 Ret.Exist_Non-FBC_WetFGD_SCR_ACI & DCCS | 0 | 158.1853 | 0 | 0 | 0 | 0 | 0
00 Ret.Exist_Non-FBC_WetFGD_SCR_ACI & DCCS & CCS | 0 | 0 | 122.7745 | 106.692 | 22.0582 | 24.331 | 24.3536
00 Ret.Exist_Non-FBC_WetFGD_SCR_ACI & DRET | 0 | 81.3758 | 0 | 0 | 0 | 0 | 0
00 Ret.Exist_Non-FBC_WetFGD_SCR_ACI & GPM | 0 | 0 | 0 | 0 | 0 | 0 | 0
00 Ret.Exist_Non-FBC_WetFGD_SCR_ACI & GPM & C2G | 0 | 0 | 0 | 0 | 0 | 0 | 0
00 Ret.Exist_Non-FBC_WetFGD_SCR_ACI & GPM & CCS | 0 | 0 | 0 | 0 | 0 | 0 | 0
00 Ret.Exist_Non-FBC_WetFGD_SCR_ACI & GPM & DRET | 0 | 0 | 0 | 0 | 0 | 0 | 0
00 Ret.Exist_Non-FBC_WetFGD_SCR_ACI & GPM & NGC | 0 | 0 | 0 | 0 | 0 | 0 | 0
00 Ret.Exist_Non-FBC_WetFGD_SCR_ACI & NGC | 0 | 0 | 0 | 0 | 0 | 0 | 0
00 Ret.Exist_Non-FBC_WetFGD_SCR_ACI_DSI & C2G | 0 | 0 | 0 | 0 | 0 | 0 | 0
00 Ret.Exist_Non-FBC_WetFGD_SCR_ACI_DSI & CCS | 0 | 0 | 0 | 0 | 0 | 0 | 0
00 Ret.Exist_Non-FBC_WetFGD_SCR_ACI_DSI & DCCS | 0 | 84.5064 | 0 | 0 | 0 | 0 | 0
00 Ret.Exist_Non-FBC_WetFGD_SCR_ACI_DSI & DCCS & CCS | 0 | 0 | 68.9587 | 68.9587 | 0 | 0 | 0
00 Ret.Exist_Non-FBC_WetFGD_SCR_ACI_DSI & DRET | 0 | 25.856 | 0 | 0 | 0 | 0 | 0
00 Ret.Exist_Non-FBC_WetFGD_SCR_ACI_DSI & GPM | 0 | 0 | 0 | 0 | 0 | 0 | 0
00 Ret.Exist_Non-FBC_WetFGD_SCR_ACI_DSI & GPM & C2G | 0 | 0 | 0 | 0 | 0 | 0 | 0
00 Ret.Exist_Non-FBC_WetFGD_SCR_ACI_DSI & GPM & CCS | 0 | 0 | 0 | 0 | 0 | 0 | 0
00 Ret.Exist_Non-FBC_WetFGD_SCR_ACI_DSI & GPM & DRET | 0 | 0 | 0 | 0 | 0 | 0 | 0
00 Ret.Exist_Non-FBC_WetFGD_SCR_ACI_DSI & GPM & NGC | 0 | 0 | 0 | 0 | 0 | 0 | 0
00 Ret.Exist_Non-FBC_WetFGD_SCR_ACI_DSI & NGC | 0 | 0 | 0 | 0 | 0 | 0 | 0
00 Ret.Exist_Non-FBC_WetFGD_SCR_DSI & ACI | 0 | 0 | 0 | 0 | 0 | 0 | 0
00 Ret.Exist_Non-FBC_WetFGD_SCR_DSI & ACI & C2G | 0 | 0 | 0 | 0 | 0 | 0 | 0
00 Ret.Exist_Non-FBC_WetFGD_SCR_DSI & ACI & CCS | 0 | 0 | 0 | 0 | 0 | 0 | 0
00 Ret.Exist_Non-FBC_WetFGD_SCR_DSI & ACI & DRET | 0 | 0 | 0 | 0 | 0 | 0 | 0
00 Ret.Exist_Non-FBC_WetFGD_SCR_DSI & ACI & GPM | 0 | 0 | 0 | 0 | 0 | 0 | 0
00 Ret.Exist_Non-FBC_WetFGD_SCR_DSI & ACI & GPM & C2G | 0 | 0 | 0 | 0 | 0 | 0 | 0
00 Ret.Exist_Non-FBC_WetFGD_SCR_DSI & ACI & GPM & CCS | 0 | 0 | 0 | 0 | 0 | 0 | 0
00 Ret.Exist_Non-FBC_WetFGD_SCR_DSI & ACI & GPM & DRET | 0 | 0 | 0 | 0 | 0 | 0 | 0
00 Ret.Exist_Non-FBC_WetFGD_SCR_DSI & ACI & GPM & NGC | 0 | 0 | 0 | 0 | 0 | 0 | 0
00 Ret.Exist_Non-FBC_WetFGD_SCR_DSI & ACI & NGC | 0 | 0 | 0 | 0 | 0 | 0 | 0
00 Ret.Exist_Non-FBC_WetFGD_SCR_DSI & C2G | 6.0844 | 6.0931 | 0.27916 | 0.27916 | 0.27916 | 0.27916 | 0.27916
00 Ret.Exist_Non-FBC_WetFGD_SCR_DSI & CCS | 0 | 0 | 0 | 0 | 0 | 0 | 0
00 Ret.Exist_Non-FBC_WetFGD_SCR_DSI & DCCS | 0 | 0 | 0 | 0 | 0 | 0 | 0
00 Ret.Exist_Non-FBC_WetFGD_SCR_DSI & DCCS & CCS | 0 | 0 | 0 | 0 | 0 | 0 | 0
00 Ret.Exist_Non-FBC_WetFGD_SCR_DSI & DRET | 0 | 0 | 0 | 0 | 0 | 0 | 0
00 Ret.Exist_Non-FBC_WetFGD_SCR_DSI & GPM | 0 | 0 | 0 | 0 | 0 | 0 | 0
00 Ret.Exist_Non-FBC_WetFGD_SCR_DSI & GPM & C2G | 0 | 0 | 0 | 0 | 0 | 0 | 0
00 Ret.Exist_Non-FBC_WetFGD_SCR_DSI & GPM & CCS | 0 | 0 | 0 | 0 | 0 | 0 | 0
00 Ret.Exist_Non-FBC_WetFGD_SCR_DSI & GPM & DRET | 0 | 0 | 0 | 0 | 0 | 0 | 0
00 Ret.Exist_Non-FBC_WetFGD_SCR_DSI & GPM & NGC | 0 | 0 | 0 | 0 | 0 | 0 | 0
00 Ret.Exist_Non-FBC_WetFGD_SCR_DSI & NGC | 0 | 0 | 0 | 0 | 0 | 0 | 0
00 Ret.Exist_Non-FBC_WetFGD_SNCR & ACI | 0 | 0 | 0 | 0 | 0 | 0 | 0
00 Ret.Exist_Non-FBC_WetFGD_SNCR & ACI & C2G | 0 | 0 | 0 | 0 | 0 | 0 | 0
00 Ret.Exist_Non-FBC_WetFGD_SNCR & ACI & C2G & SCR | 0 | 0 | 0 | 0 | 0 | 0 | 0
00 Ret.Exist_Non-FBC_WetFGD_SNCR & ACI & DRET | 0 | 0 | 0 | 0 | 0 | 0 | 0
00 Ret.Exist_Non-FBC_WetFGD_SNCR & ACI & GPM | 0 | 0 | 0 | 0 | 0 | 0 | 0
00 Ret.Exist_Non-FBC_WetFGD_SNCR & ACI & GPM & C2G | 0 | 0 | 0 | 0 | 0 | 0 | 0
00 Ret.Exist_Non-FBC_WetFGD_SNCR & ACI & GPM & C2G & SCR | 0 | 0 | 0 | 0 | 0 | 0 | 0
00 Ret.Exist_Non-FBC_WetFGD_SNCR & ACI & GPM & DRET | 0 | 0 | 0 | 0 | 0 | 0 | 0
00 Ret.Exist_Non-FBC_WetFGD_SNCR & ACI & GPM & NGC | 0 | 0 | 0 | 0 | 0 | 0 | 0
00 Ret.Exist_Non-FBC_WetFGD_SNCR & ACI & GPM & SCR | 0 | 0 | 0 | 0 | 0 | 0 | 0
00 Ret.Exist_Non-FBC_WetFGD_SNCR & ACI & GPM & SCR & CCS | 0 | 0 | 0 | 0 | 0 | 0 | 0
00 Ret.Exist_Non-FBC_WetFGD_SNCR & ACI & GPM & SCR & DRET | 0 | 0 | 0 | 0 | 0 | 0 | 0
00 Ret.Exist_Non-FBC_WetFGD_SNCR & ACI & GPM & SCR & NGC | 0 | 0 | 0 | 0 | 0 | 0 | 0
00 Ret.Exist_Non-FBC_WetFGD_SNCR & ACI & NGC | 0 | 0 | 0 | 0 | 0 | 0 | 0
00 Ret.Exist_Non-FBC_WetFGD_SNCR & ACI & SCR | 0 | 0 | 0 | 0 | 0 | 0 | 0
00 Ret.Exist_Non-FBC_WetFGD_SNCR & ACI & SCR & CCS | 0 | 0 | 0 | 0 | 0 | 0 | 0
00 Ret.Exist_Non-FBC_WetFGD_SNCR & ACI & SCR & DRET | 0 | 0 | 0 | 0 | 0 | 0 | 0
00 Ret.Exist_Non-FBC_WetFGD_SNCR & ACI & SCR & NGC | 0 | 0 | 0 | 0 | 0 | 0 | 0
00 Ret.Exist_Non-FBC_WetFGD_SNCR & C2G | 0 | 0 | 0 | 0 | 0 | 0 | 0
00 Ret.Exist_Non-FBC_WetFGD_SNCR & C2G & SCR | 0 | 0 | 0 | 0 | 0 | 0 | 0
00 Ret.Exist_Non-FBC_WetFGD_SNCR & DCCS | 0 | 0 | 0 | 0 | 0 | 0 | 0
00 Ret.Exist_Non-FBC_WetFGD_SNCR & DCCS & SCR & CCS | 0 | 0 | 0 | 0 | 0 | 0 | 0
00 Ret.Exist_Non-FBC_WetFGD_SNCR & DRET | 0 | 0 | 0 | 0 | 0 | 0 | 0
00 Ret.Exist_Non-FBC_WetFGD_SNCR & GPM | 0 | 0 | 0 | 0 | 0 | 0 | 0
00 Ret.Exist_Non-FBC_WetFGD_SNCR & GPM & C2G | 0 | 0 | 0 | 0 | 0 | 0 | 0
00 Ret.Exist_Non-FBC_WetFGD_SNCR & GPM & C2G & SCR | 0 | 0 | 0 | 0 | 0 | 0 | 0
00 Ret.Exist_Non-FBC_WetFGD_SNCR & GPM & DRET | 0 | 0 | 0 | 0 | 0 | 0 | 0
00 Ret.Exist_Non-FBC_WetFGD_SNCR & GPM & NGC | 0 | 0 | 0 | 0 | 0 | 0 | 0
00 Ret.Exist_Non-FBC_WetFGD_SNCR & GPM & SCR | 0 | 0 | 0 | 0 | 0 | 0 | 0
00 Ret.Exist_Non-FBC_WetFGD_SNCR & GPM & SCR & CCS | 0 | 0 | 0 | 0 | 0 | 0 | 0
00 Ret.Exist_Non-FBC_WetFGD_SNCR & GPM & SCR & DRET | 0 | 0 | 0 | 0 | 0 | 0 | 0
00 Ret.Exist_Non-FBC_WetFGD_SNCR & GPM & SCR & NGC | 0 | 0 | 0 | 0 | 0 | 0 | 0
00 Ret.Exist_Non-FBC_WetFGD_SNCR & NGC | 0 | 0 | 0 | 0 | 0 | 0 | 0
00 Ret.Exist_Non-FBC_WetFGD_SNCR & SCR | 0 | 0 | 0 | 0 | 0 | 0 | 0
00 Ret.Exist_Non-FBC_WetFGD_SNCR & SCR & C2G | 0 | 0 | 0 | 0 | 0 | 0 | 0
00 Ret.Exist_Non-FBC_WetFGD_SNCR & SCR & CCS | 0 | 0 | 0 | 0 | 0 | 0 | 0
00 Ret.Exist_Non-FBC_WetFGD_SNCR & SCR & DRET | 0 | 0 | 0 | 0 | 0 | 0 | 0
00 Ret.Exist_Non-FBC_WetFGD_SNCR & SCR & NGC | 0 | 0 | 0 | 0 | 0 | 0 | 0
00 Ret.Exist_Non-FBC_WetFGD_SNCR_ACI & C2G | 0 | 0 | 0 | 0 | 0 | 0 | 0
00 Ret.Exist_Non-FBC_WetFGD_SNCR_ACI & C2G & SCR | 0 | 0 | 0 | 0 | 0 | 0 | 0
00 Ret.Exist_Non-FBC_WetFGD_SNCR_ACI & DCCS | 0 | 25.2559 | 0 | 0 | 0 | 0 | 0
00 Ret.Exist_Non-FBC_WetFGD_SNCR_ACI & DCCS & SCR & CCS | 0 | 0 | 16.9158 | 16.9158 | 0 | 0 | 0
00 Ret.Exist_Non-FBC_WetFGD_SNCR_ACI & DRET | 0 | 5.0297 | 0 | 0 | 0 | 0 | 0
00 Ret.Exist_Non-FBC_WetFGD_SNCR_ACI & GPM | 0 | 0 | 0 | 0 | 0 | 0 | 0
00 Ret.Exist_Non-FBC_WetFGD_SNCR_ACI & GPM & C2G | 0 | 0 | 0 | 0 | 0 | 0 | 0
00 Ret.Exist_Non-FBC_WetFGD_SNCR_ACI & GPM & C2G & SCR | 0 | 0 | 0 | 0 | 0 | 0 | 0
00 Ret.Exist_Non-FBC_WetFGD_SNCR_ACI & GPM & DRET | 0 | 0 | 0 | 0 | 0 | 0 | 0
00 Ret.Exist_Non-FBC_WetFGD_SNCR_ACI & GPM & NGC | 0 | 0 | 0 | 0 | 0 | 0 | 0
00 Ret.Exist_Non-FBC_WetFGD_SNCR_ACI & GPM & SCR | 0 | 0 | 0 | 0 | 0 | 0 | 0
00 Ret.Exist_Non-FBC_WetFGD_SNCR_ACI & GPM & SCR & CCS | 0 | 0 | 0 | 0 | 0 | 0 | 0
00 Ret.Exist_Non-FBC_WetFGD_SNCR_ACI & GPM & SCR & DRET | 0 | 0 | 0 | 0 | 0 | 0 | 0
00 Ret.Exist_Non-FBC_WetFGD_SNCR_ACI & GPM & SCR & NGC | 0 | 0 | 0 | 0 | 0 | 0 | 0
00 Ret.Exist_Non-FBC_WetFGD_SNCR_ACI & NGC | 0 | 0 | 0 | 0 | 0 | 0 | 0
00 Ret.Exist_Non-FBC_WetFGD_SNCR_ACI & SCR | 0 | 0 | 0 | 0 | 0 | 0 | 0
00 Ret.Exist_Non-FBC_WetFGD_SNCR_ACI & SCR & C2G | 0 | 0 | 0 | 0 | 0 | 0 | 0
00 Ret.Exist_Non-FBC_WetFGD_SNCR_ACI & SCR & CCS | 0 | 1.7668 | 1.7668 | 1.7668 | 0 | 0 | 0
00 Ret.Exist_Non-FBC_WetFGD_SNCR_ACI & SCR & DRET | 0 | 0 | 0 | 0 | 0 | 0 | 0
00 Ret.Exist_Non-FBC_WetFGD_SNCR_ACI & SCR & NGC | 0 | 0 | 0 | 0 | 0 | 0 | 0
00 Existing Combined Cycle Retirement | 0 | 0 | 0 | 0 | 0 | 0 | 0
00 New Combined Cycle Retirement | 0 | 0 | 0 | 0 | 0 | 0 | 0
00 Existing Combustion Turbine Retirement | 0 | 0 | 0 | 0 | 0 | 0 | 0
00 New Combustion Turbine Retirement | 0 | 0 | 0 | 0 | 0 | 0 | 0
00 Oil/Gas Steam Retirement | 0 | 0 | 0 | 0 | 0 | 0 | 0
00 Coal Steam Retirement | 0 | 0 | 0 | 0 | 0 | 0 | 0
00 IGCC Retirement | 0 | 0 | 0 | 0 | 0 | 0 | 0
00 Nuclear Retirement | 0 | 0 | 0 | 0 | 0 | 0 | 0
00 Biomass Retirement | 0 | 0 | 0 | 0 | 0 | 0 | 0
00 Fossil_Other Retirement | 0 | 0 | 0 | 0 | 0 | 0 | 0
00 Fuel Cell Retirement | 0 | 0 | 0 | 0 | 0 | 0 | 0
00 Geothermal Retirement | 0 | 0 | 0 | 0 | 0 | 0 | 0
00 Hydro Retirement | 0 | 0 | 0 | 0 | 0 | 0 | 0
00 Landfill Gas Retirement | 0 | 0 | 0 | 0 | 0 | 0 | 0
00 Non Fossil_Other Retirement | 0 | 0 | 0 | 0 | 0 | 0 | 0
00 Solar Thermal Retirement | 0 | 0 | 0 | 0 | 0 | 0 | 0
00 Exist Dummy | 0 | 0 | 0 | 0 | 0 | 0 | 0
Total | 15482.6587 | 16012.6408 | 17641.8542 | 19041.1183 | 20867.5206 | 21894.9505 | 23084.4112
14. Capacity Factor by Capacity Reporting Type [%]
00 New Combined Cycle | 83.5723 | 86.2141 | 50.6417 | 44.5216 | 39.8004 | 41.6735 | 41.0842
00 New Combined Cycle with CCS Retrofit | N/A | N/A | 87 | 87 | 53.0779 | 61.8457 | 74.5852
00 New Combined Cycle with CF Limit | N/A | N/A | N/A | N/A | N/A | N/A | N/A
00 New Combined Cycle with HRI Retrofit | N/A | N/A | N/A | N/A | N/A | N/A | N/A
00 New Combined Cycle with Hydrogen Retrofit | N/A | 87 | N/A | N/A | N/A | N/A | N/A
00 New Combined Cycle with Hydrogen Retrofit Undone | N/A | N/A | 40 | 40 | 40 | 40 | 40
00 New Combined Cycle with CCS | N/A | N/A | N/A | N/A | N/A | N/A | N/A
00 New Combustion Turbine | 6.8745 | 7.6534 | 7.3933 | 2.6449 | 1.7549 | 2.1261 | 2.5265
00 New Combustion Turbine with HRI Retrofit | N/A | N/A | N/A | N/A | N/A | N/A | N/A
00 New Combustion Turbine with Hydrogen Retrofit | N/A | N/A | N/A | N/A | N/A | 0.52971 | 0.48484
00 New Combustion Turbine with Hydrogen Retrofit Undone | N/A | N/A | N/A | N/A | N/A | N/A | N/A
00 New Hydro | N/A | 61.4843 | 60.3686 | 60.1326 | 56.8181 | 57.2588 | 57.4941
00 New Nuclear | N/A | N/A | N/A | N/A | N/A | N/A | N/A
00 New Nuclear - SMR | N/A | N/A | N/A | N/A | N/A | N/A | N/A
00 New Biomass | N/A | N/A | N/A | N/A | N/A | N/A | N/A
00 New Geothermal | 90 | 90 | 90 | 90 | 88.9532 | 88.973 | 90
00 New Landfill Gas | 89.7213 | 89.954 | 89.1726 | 83.2212 | 77.0254 | 79.7554 | 79.4332
00 New Battery Storage | 20.8905 | 18.932 | 17.0788 | 17.9801 | 20.4762 | 20.6652 | 20.7519
00 New Offshore Wind | 55.4936 | 55.982 | 53.9038 | 53.9045 | 55.3227 | 55.3227 | 55.3227
00 New Onshore Wind | 43.6103 | 44.8602 | 46.1158 | 44.6916 | 44.6227 | 44.5211 | 44.187
00 New Solar PV | 28.428 | 28.2825 | 29.4685 | 29.0789 | 28.8909 | 28.6058 | 28.3844
00 New Solar Thermal | N/A | N/A | N/A | N/A | N/A | N/A | 53.3565
00 New Fuel Cell | N/A | N/A | N/A | N/A | N/A | N/A | N/A
00 New Ultrasupercritical Coal without CCS | N/A | N/A | N/A | N/A | N/A | N/A | N/A
00 New Ultrasupercritical Coal with 30% CCS | N/A | N/A | N/A | N/A | N/A | N/A | N/A
00 New Ultrasupercritical Coal with 90% CCS | N/A | N/A | N/A | N/A | N/A | N/A | N/A
00 Exist & New Distributed Solar PV | 16.9596 | 17.0083 | 17.0636 | 17.055 | 17.0767 | 17.0796 | 17.0728
00 Exist Combined Cycle | 55.6041 | 56.5566 | 48.5717 | 31.15 | 20.1782 | 28.1663 | 30.9595
00 Exist Combustion Turbine | 2.757 | 2.1498 | 2.0678 | 0.79604 | 0.6196 | 0.66741 | 0.66925
00 Exist FBC_Uncontrolled | 18.7854 | 28.1427 | 18.7558 | 12.1441 | N/A | N/A | N/A
00 Exist FBC_ACI_DSI | 24.5294 | N/A | N/A | N/A | N/A | N/A | N/A
00 Exist FBC_DryFGD_ACI | 18.6788 | N/A | N/A | N/A | N/A | N/A | N/A
00 Exist FBC_DryFGD_DSI | N/A | N/A | N/A | N/A | N/A | N/A | N/A
00 Exist FBC_DryFGD_SNCR | 26.4237 | N/A | N/A | N/A | N/A | N/A | N/A
00 Exist FBC_DryFGD_SNCR_ACI | 77.3555 | N/A | N/A | N/A | N/A | N/A | N/A
00 Exist FBC_DryFGD_SNCR_ACI_DSI | 18.1811 | 0 | 0 | 0 | 0 | 0 | 0
00 Exist FBC_DryFGD_SNCR_DSI | N/A | N/A | N/A | N/A | N/A | N/A | N/A
00 Exist FBC_DSI | 44.4464 | N/A | N/A | N/A | N/A | N/A | N/A
00 Exist FBC_SNCR | N/A | N/A | N/A | N/A | N/A | N/A | N/A
00 Exist FBC_SNCR_ACI_DSI | N/A | N/A | N/A | N/A | N/A | N/A | N/A
00 Exist FBC_SNCR_DSI | 80.1002 | N/A | N/A | N/A | N/A | N/A | N/A
00 Exist FBC_WetFGD_SNCR | 18.7854 | N/A | N/A | N/A | N/A | N/A | N/A
00 Exist FBC_WetFGD_DSI | 83.37 | N/A | N/A | N/A | N/A | N/A | N/A
00 Exist_Non-FBC_Uncontrolled | 55.0445 | 23.8731 | 15.1126 | 3.121 | 3.121 | 13.8184 | 32.1454
00 Exist_Non-FBC_ACI | 61.2044 | 72.5504 | 54.0052 | 0 | 0 | 55.9188 | 63.5136
00 Exist_Non-FBC_ACI_DSI | 52.6222 | N/A | N/A | N/A | N/A | N/A | N/A
00 Exist_Non-FBC_DryFGD | N/A | N/A | N/A | N/A | N/A | N/A | N/A
00 Exist_Non-FBC_DryFGD_ACI | 58.1258 | 43.35 | 79.4905 | 79.4426 | 68.22 | 81.3573 | 81.3573
00 Exist_Non-FBC_DryFGD_SCR | 18.6788 | N/A | N/A | N/A | N/A | N/A | N/A
00 Exist_Non-FBC_DryFGD_SCR_ACI | 46.4809 | 10 | N/A | N/A | N/A | N/A | N/A
00 Exist_Non-FBC_DryFGD_SCR_DSI | 53.4336 | N/A | N/A | N/A | N/A | N/A | N/A
00 Exist_Non-FBC_DryFGD_SCR_ACI_DSI | 72.1591 | N/A | N/A | N/A | N/A | N/A | N/A
00 Exist_Non-FBC_DryFGD_SNCR_ACI | 76.4646 | N/A | N/A | N/A | N/A | N/A | N/A
00 Exist_Non-FBC_DryFGD_SNCR_ACI_DSI | 0 | N/A | N/A | N/A | N/A | N/A | N/A
00 Exist_Non-FBC_DSI | 12.1919 | N/A | N/A | N/A | N/A | N/A | N/A
00 Exist_Non-FBC_SCR_ACI | 68.187 | N/A | N/A | N/A | N/A | N/A | N/A
00 Exist_Non-FBC_SCR_ACI_DSI | 4.6103 | N/A | N/A | N/A | N/A | N/A | N/A
00 Exist_Non-FBC_SNCR_ACI | 15.2253 | N/A | N/A | N/A | N/A | N/A | N/A
00 Exist_Non-FBC_SNCR_ACI_DSI | N/A | N/A | N/A | N/A | N/A | N/A | N/A
00 Exist_Non-FBC_WetFGD | 53.3018 | N/A | N/A | N/A | N/A | N/A | N/A
00 Exist_Non-FBC_WetFGD_ACI | 78.9015 | N/A | N/A | N/A | N/A | N/A | N/A
00 Exist_Non-FBC_WetFGD_ACI_DSI | N/A | N/A | N/A | N/A | N/A | N/A | N/A
00 Exist_Non-FBC_WetFGD_SCR | 44.2321 | N/A | N/A | N/A | N/A | N/A | N/A
00 Exist_Non-FBC_WetFGD_SCR_DSI | 37.9619 | N/A | N/A | N/A | N/A | N/A | N/A
00 Exist_Non-FBC_WetFGD_SCR_ACI | 57.3292 | N/A | N/A | N/A | N/A | N/A | N/A
00 Exist_Non-FBC_WetFGD_SCR_ACI_DSI | 48.3916 | N/A | N/A | N/A | N/A | N/A | N/A
00 Exist_Non-FBC_WetFGD_SNCR | 61.7839 | N/A | N/A | N/A | N/A | N/A | N/A
00 Exist_Non-FBC_WetFGD_SNCR_ACI | 50.5687 | 0 | 0 | 0 | 0 | 0 | 0
00 Exist IGCC | 67.4776 | 70.6011 | N/A | N/A | N/A | N/A | N/A
00 Exist Fossil_Other | 44.5852 | 44.4751 | 44.2118 | 43.745 | 40.2715 | 41.2339 | 41.2343
00 Exist Fuel Cell | 52.6177 | 51.0407 | 47.9403 | 37.535 | 27.1089 | 32.4526 | 33.9835
00 Exist Hydro | 38.792 | 38.792 | 38.7921 | 38.4291 | 38.2134 | 38.3623 | 38.4052
00 Exist Non Fossil_Other | 61.1671 | 61.1671 | 60.9353 | 57.4839 | 56.0862 | 56.2541 | 56.9543
00 Exist Nuclear | 91.6339 | 91.5824 | 90.8748 | 88.4155 | 83.1187 | 88.9863 | 88.9685
00 Exist Oil/Gas Steam | 5.0616 | 4.499 | 1.739 | 1.0196 | 0.97648 | 0.9372 | 0.94849
00 Exist Oil/Gas Steam_SCR | 8.0193 | 7.418 | 2.917 | 2.7293 | 2.6728 | 2.7516 | 2.8512
00 Exist Oil/Gas Steam_SNCR | 4.8314 | 2.122 | 1.4989 | 1.2548 | 1.1041 | 1.4809 | 1.3059
00 Exist Biomass | 16.0837 | 30.3758 | 23.6993 | 2.6125 | 0.67698 | 14.0071 | 37.4346
00 Exist Landfill Gas | 63.7799 | 63.7606 | 63.0097 | 59.7019 | 55.3134 | 54.9822 | 56.1944
00 Exist Geothermal | 72.2949 | 72.2949 | 72.2949 | 72.2949 | 72.2949 | 72.2949 | 72.2949
00 Exist Pump Storage | 11.5342 | 11.0037 | 10.438 | 9.5309 | 14.2566 | 13.9258 | 14.3867
00 Exist Energy Storage | 7.9013 | 7.8995 | 7.6631 | 8.0528 | 7.8644 | 7.843 | 8.0075
00 Exist Solar PV | 24.3983 | 24.3983 | 24.3982 | 24.3982 | 24.3982 | 24.3982 | 24.3982
00 Exist Solar Thermal | 23.0309 | 23.0309 | 23.0309 | 23.0309 | 23.0309 | 23.0309 | 23.0309
00 Exist Offshore Wind | 54.1803 | 54.1803 | 54.1803 | 54.1803 | 54.1803 | 54.1803 | 54.1803
00 Exist Onshore Wind | 36.4949 | 36.4949 | 36.4949 | 36.4949 | 36.4949 | 36.4949 | 36.4949
00 International Imports | 34.78 | 34.78 | 34.78 | 31.6 | 31.6 | 31.6 | 31.6
00 Ret.Exist Combined Cycle & CF Limit | N/A | N/A | N/A | N/A | N/A | N/A | N/A
00 Ret.Exist Combined Cycle & CCS | N/A | N/A | 84.41 | 84.41 | 51.4703 | 66.4974 | 68.4663
00 Ret.Exist Combined Cycle & Hydrogen | N/A | 46.2637 | 19.2105 | 4.9844 | 1.2489 | 16.0747 | 20.2604
00 Ret.Exist Combined Cycle & Hydrogen Retrofit Undone | N/A | N/A | N/A | N/A | N/A | N/A | N/A
00 Ret.Exist Combined Cycle & HRI | N/A | N/A | N/A | N/A | N/A | N/A | N/A
00 Ret.Exist Combustion Turbine & HRI | N/A | N/A | N/A | N/A | N/A | N/A | N/A
00 Ret.Exist_FBC_NoCtrl & CCS | N/A | N/A | N/A | N/A | N/A | N/A | N/A
00 Ret.Exist_FBC_NoCtrl & DRET | N/A | N/A | N/A | N/A | N/A | N/A | N/A
00 Ret.Exist_FBC_NoCtrl & GPM | N/A | N/A | N/A | N/A | N/A | N/A | N/A
00 Ret.Exist_FBC_NoCtrl & GPM & CCS | N/A | N/A | N/A | N/A | N/A | N/A | N/A
00 Ret.Exist_FBC_NoCtrl & GPM & DRET | N/A | N/A | N/A | N/A | N/A | N/A | N/A
00 Ret.Exist_FBC_NoCtrl & GPM & NGC | N/A | N/A | N/A | N/A | N/A | N/A | N/A
00 Ret.Exist_FBC_NoCtrl & GPM & SNCR | N/A | N/A | N/A | N/A | N/A | N/A | N/A
00 Ret.Exist_FBC_NoCtrl & GPM & SNCR & CCS | N/A | N/A | N/A | N/A | N/A | N/A | N/A
00 Ret.Exist_FBC_NoCtrl & GPM & SNCR & DRET | N/A | N/A | N/A | N/A | N/A | N/A | N/A
00 Ret.Exist_FBC_NoCtrl & GPM & SNCR & NGC | N/A | N/A | N/A | N/A | N/A | N/A | N/A
00 Ret.Exist_FBC_NoCtrl & NGC | N/A | N/A | N/A | N/A | N/A | N/A | N/A
00 Ret.Exist_FBC_NoCtrl & SNCR | N/A | N/A | N/A | N/A | N/A | N/A | N/A
00 Ret.Exist_FBC_NoCtrl & SNCR & CCS | N/A | N/A | N/A | N/A | N/A | N/A | N/A
00 Ret.Exist_FBC_NoCtrl & SNCR & DRET | N/A | N/A | N/A | N/A | N/A | N/A | N/A
00 Ret.Exist_FBC_NoCtrl & SNCR & NGC | N/A | N/A | N/A | N/A | N/A | N/A | N/A
00 Ret.Exist_FBC_ACI_DSI & CCS | N/A | N/A | N/A | N/A | N/A | N/A | N/A
00 Ret.Exist_FBC_ACI_DSI & DCCS | N/A | 35.9868 | 0 | 0 | 0 | 0 | 0
00 Ret.Exist_FBC_ACI_DSI & DCCS & CCS | N/A | N/A | 81.53 | 81.53 | 68.3488 | 68.3488 | 76.7326
00 Ret.Exist_FBC_ACI_DSI & DCCS & SNCR & CCS | N/A | N/A | N/A | N/A | N/A | N/A | N/A
00 Ret.Exist_FBC_ACI_DSI & DRET | N/A | 83.37 | N/A | N/A | N/A | N/A | N/A
00 Ret.Exist_FBC_ACI_DSI & GPM | N/A | N/A | N/A | N/A | N/A | N/A | N/A
00 Ret.Exist_FBC_ACI_DSI & GPM & CCS | N/A | N/A | N/A | N/A | N/A | N/A | N/A
00 Ret.Exist_FBC_ACI_DSI & GPM & DRET | N/A | N/A | N/A | N/A | N/A | N/A | N/A
00 Ret.Exist_FBC_ACI_DSI & GPM & NGC | N/A | N/A | N/A | N/A | N/A | N/A | N/A
00 Ret.Exist_FBC_ACI_DSI & GPM & SNCR | N/A | N/A | N/A | N/A | N/A | N/A | N/A
00 Ret.Exist_FBC_ACI_DSI & GPM & SNCR & CCS | N/A | N/A | N/A | N/A | N/A | N/A | N/A
00 Ret.Exist_FBC_ACI_DSI & GPM & SNCR & DRET | N/A | N/A | N/A | N/A | N/A | N/A | N/A
00 Ret.Exist_FBC_ACI_DSI & GPM & SNCR & NGC | N/A | N/A | N/A | N/A | N/A | N/A | N/A
00 Ret.Exist_FBC_ACI_DSI & NGC | N/A | N/A | N/A | N/A | N/A | N/A | N/A
00 Ret.Exist_FBC_ACI_DSI & SNCR | N/A | N/A | N/A | N/A | N/A | N/A | N/A
00 Ret.Exist_FBC_ACI_DSI & SNCR & CCS | N/A | N/A | N/A | N/A | N/A | N/A | N/A
00 Ret.Exist_FBC_ACI_DSI & SNCR & DRET | N/A | N/A | N/A | N/A | N/A | N/A | N/A
00 Ret.Exist_FBC_ACI_DSI & SNCR & NGC | N/A | N/A | N/A | N/A | N/A | N/A | N/A
00 Ret.Exist_FBC_DryFGD_ACI & CCS | N/A | N/A | N/A | N/A | N/A | N/A | N/A
00 Ret.Exist_FBC_DryFGD_ACI & DCCS | N/A | N/A | N/A | N/A | N/A | N/A | N/A
00 Ret.Exist_FBC_DryFGD_ACI & DCCS & CCS | N/A | N/A | N/A | N/A | N/A | N/A | N/A
00 Ret.Exist_FBC_DryFGD_ACI & DCCS & SNCR & CCS | N/A | N/A | N/A | N/A | N/A | N/A | N/A
00 Ret.Exist_FBC_DryFGD_ACI & DRET | N/A | N/A | N/A | N/A | N/A | N/A | N/A
00 Ret.Exist_FBC_DryFGD_ACI & GPM | N/A | N/A | N/A | N/A | N/A | N/A | N/A
00 Ret.Exist_FBC_DryFGD_ACI & GPM & CCS | N/A | N/A | N/A | N/A | N/A | N/A | N/A
00 Ret.Exist_FBC_DryFGD_ACI & GPM & DRET | N/A | N/A | N/A | N/A | N/A | N/A | N/A
00 Ret.Exist_FBC_DryFGD_ACI & GPM & NGC | N/A | N/A | N/A | N/A | N/A | N/A | N/A
00 Ret.Exist_FBC_DryFGD_ACI & GPM & SNCR | N/A | N/A | N/A | N/A | N/A | N/A | N/A
00 Ret.Exist_FBC_DryFGD_ACI & GPM & SNCR & CCS | N/A | N/A | N/A | N/A | N/A | N/A | N/A
00 Ret.Exist_FBC_DryFGD_ACI & GPM & SNCR & DRET | N/A | N/A | N/A | N/A | N/A | N/A | N/A
00 Ret.Exist_FBC_DryFGD_ACI & GPM & SNCR & NGC | N/A | N/A | N/A | N/A | N/A | N/A | N/A
00 Ret.Exist_FBC_DryFGD_ACI & NGC | N/A | 0 | 0 | N/A | N/A | N/A | N/A
00 Ret.Exist_FBC_DryFGD_ACI & SNCR | N/A | N/A | N/A | N/A | N/A | N/A | N/A
00 Ret.Exist_FBC_DryFGD_ACI & SNCR & CCS | N/A | N/A | N/A | N/A | N/A | N/A | N/A
00 Ret.Exist_FBC_DryFGD_ACI & SNCR & DRET | N/A | N/A | N/A | N/A | N/A | N/A | N/A
00 Ret.Exist_FBC_DryFGD_ACI & SNCR & NGC | N/A | N/A | N/A | N/A | N/A | N/A | N/A
00 Ret.Exist_FBC_DryFGD_DSI & ACI | N/A | N/A | N/A | N/A | N/A | N/A | N/A
00 Ret.Exist_FBC_DryFGD_DSI & ACI & DRET | N/A | N/A | N/A | N/A | N/A | N/A | N/A
00 Ret.Exist_FBC_DryFGD_DSI & ACI & GPM | N/A | N/A | N/A | N/A | N/A | N/A | N/A
00 Ret.Exist_FBC_DryFGD_DSI & ACI & GPM & DRET | N/A | N/A | N/A | N/A | N/A | N/A | N/A
00 Ret.Exist_FBC_DryFGD_DSI & ACI & GPM & NGC | N/A | N/A | N/A | N/A | N/A | N/A | N/A
00 Ret.Exist_FBC_DryFGD_DSI & ACI & GPM & SNCR | N/A | N/A | N/A | N/A | N/A | N/A | N/A
00 Ret.Exist_FBC_DryFGD_DSI & ACI & GPM & SNCR & DRET | N/A | N/A | N/A | N/A | N/A | N/A | N/A
00 Ret.Exist_FBC_DryFGD_DSI & ACI & GPM & SNCR & NGC | N/A | N/A | N/A | N/A | N/A | N/A | N/A
00 Ret.Exist_FBC_DryFGD_DSI & ACI & NGC | N/A | N/A | N/A | N/A | N/A | N/A | N/A
00 Ret.Exist_FBC_DryFGD_DSI & ACI & SNCR | N/A | N/A | N/A | N/A | N/A | N/A | N/A
00 Ret.Exist_FBC_DryFGD_DSI & ACI & SNCR & DRET | N/A | N/A | N/A | N/A | N/A | N/A | N/A
00 Ret.Exist_FBC_DryFGD_DSI & ACI & SNCR & NGC | N/A | N/A | N/A | N/A | N/A | N/A | N/A
00 Ret.Exist_FBC_DryFGD_DSI & DRET | N/A | N/A | N/A | N/A | N/A | N/A | N/A
00 Ret.Exist_FBC_DryFGD_DSI & GPM | N/A | N/A | N/A | N/A | N/A | N/A | N/A
00 Ret.Exist_FBC_DryFGD_DSI & GPM & DRET | N/A | N/A | N/A | N/A | N/A | N/A | N/A
00 Ret.Exist_FBC_DryFGD_DSI & GPM & NGC | N/A | N/A | N/A | N/A | N/A | N/A | N/A
00 Ret.Exist_FBC_DryFGD_DSI & GPM & SNCR | N/A | N/A | N/A | N/A | N/A | N/A | N/A
00 Ret.Exist_FBC_DryFGD_DSI & GPM & SNCR & DRET | N/A | N/A | N/A | N/A | N/A | N/A | N/A
00 Ret.Exist_FBC_DryFGD_DSI & GPM & SNCR & NGC | N/A | N/A | N/A | N/A | N/A | N/A | N/A
00 Ret.Exist_FBC_DryFGD_DSI & NGC | N/A | N/A | N/A | N/A | N/A | N/A | N/A
00 Ret.Exist_FBC_DryFGD_DSI & SNCR | N/A | N/A | N/A | N/A | N/A | N/A | N/A
00 Ret.Exist_FBC_DryFGD_DSI & SNCR & DRET | N/A | N/A | N/A | N/A | N/A | N/A | N/A
00 Ret.Exist_FBC_DryFGD_DSI & SNCR & NGC | N/A | N/A | N/A | N/A | N/A | N/A | N/A
00 Ret.Exist_FBC_DryFGD_SNCR & ACI | N/A | N/A | N/A | N/A | N/A | N/A | N/A
00 Ret.Exist_FBC_DryFGD_SNCR & ACI & CCS | N/A | N/A | N/A | N/A | N/A | N/A | N/A
00 Ret.Exist_FBC_DryFGD_SNCR & ACI & DRET | N/A | N/A | N/A | N/A | N/A | N/A | N/A
00 Ret.Exist_FBC_DryFGD_SNCR & ACI & GPM | N/A | N/A | N/A | N/A | N/A | N/A | N/A
00 Ret.Exist_FBC_DryFGD_SNCR & ACI & GPM & CCS | N/A | N/A | N/A | N/A | N/A | N/A | N/A
00 Ret.Exist_FBC_DryFGD_SNCR & ACI & GPM & DRET | N/A | N/A | N/A | N/A | N/A | N/A | N/A
00 Ret.Exist_FBC_DryFGD_SNCR & ACI & GPM & NGC | N/A | N/A | N/A | N/A | N/A | N/A | N/A
00 Ret.Exist_FBC_DryFGD_SNCR & ACI & NGC | N/A | N/A | N/A | N/A | N/A | N/A | N/A
00 Ret.Exist_FBC_DryFGD_SNCR & CCS | N/A | N/A | N/A | N/A | N/A | N/A | N/A
00 Ret.Exist_FBC_DryFGD_SNCR & DCCS | N/A | 63.6194 | N/A | N/A | N/A | N/A | N/A
00 Ret.Exist_FBC_DryFGD_SNCR & DCCS & CCS | N/A | N/A | 79.68 | 79.68 | N/A | N/A | N/A
00 Ret.Exist_FBC_DryFGD_SNCR & DRET | N/A | 7.9484 | N/A | N/A | N/A | N/A | N/A
00 Ret.Exist_FBC_DryFGD_SNCR & GPM | N/A | N/A | N/A | N/A | N/A | N/A | N/A
00 Ret.Exist_FBC_DryFGD_SNCR & GPM & CCS | N/A | N/A | N/A | N/A | N/A | N/A | N/A
00 Ret.Exist_FBC_DryFGD_SNCR & GPM & DRET | N/A | N/A | N/A | N/A | N/A | N/A | N/A
00 Ret.Exist_FBC_DryFGD_SNCR & GPM & NGC | N/A | N/A | N/A | N/A | N/A | N/A | N/A
00 Ret.Exist_FBC_DryFGD_SNCR & NGC | N/A | N/A | N/A | N/A | N/A | N/A | N/A
00 Ret.Exist_FBC_DryFGD_SNCR_ACI & CCS | N/A | N/A | N/A | N/A | N/A | N/A | N/A
00 Ret.Exist_FBC_DryFGD_SNCR_ACI & DCCS | N/A | 38.705 | 0 | 0 | 0 | 0 | 0
00 Ret.Exist_FBC_DryFGD_SNCR_ACI & DCCS & CCS | N/A | N/A | 77.7365 | 77.7365 | N/A | N/A | N/A
00 Ret.Exist_FBC_DryFGD_SNCR_ACI & DRET | N/A | 48.0176 | N/A | N/A | N/A | N/A | N/A
00 Ret.Exist_FBC_DryFGD_SNCR_ACI & GPM | N/A | N/A | N/A | N/A | N/A | N/A | N/A
00 Ret.Exist_FBC_DryFGD_SNCR_ACI & GPM & CCS | N/A | N/A | N/A | N/A | N/A | N/A | N/A
00 Ret.Exist_FBC_DryFGD_SNCR_ACI & GPM & DRET | N/A | N/A | N/A | N/A | N/A | N/A | N/A
00 Ret.Exist_FBC_DryFGD_SNCR_ACI & GPM & NGC | N/A | N/A | N/A | N/A | N/A | N/A | N/A
00 Ret.Exist_FBC_DryFGD_SNCR_ACI & NGC | N/A | N/A | N/A | N/A | N/A | N/A | N/A
00 Ret.Exist_FBC_DryFGD_SNCR_ACI_DSI & CCS | N/A | 77.01 | 77.01 | 77.01 | 77.01 | 73.895 | 73.895
00 Ret.Exist_FBC_DryFGD_SNCR_ACI_DSI & DCCS | N/A | 29.3948 | N/A | N/A | N/A | N/A | N/A
00 Ret.Exist_FBC_DryFGD_SNCR_ACI_DSI & DCCS & CCS | N/A | N/A | 77.01 | 77.01 | 77.01 | 73.895 | 73.895
00 Ret.Exist_FBC_DryFGD_SNCR_ACI_DSI & DRET | N/A | N/A | N/A | N/A | N/A | N/A | N/A
00 Ret.Exist_FBC_DryFGD_SNCR_ACI_DSI & GPM | N/A | N/A | N/A | N/A | N/A | N/A | N/A
00 Ret.Exist_FBC_DryFGD_SNCR_ACI_DSI & GPM & CCS | N/A | N/A | N/A | N/A | N/A | N/A | N/A
00 Ret.Exist_FBC_DryFGD_SNCR_ACI_DSI & GPM & DRET | N/A | N/A | N/A | N/A | N/A | N/A | N/A
00 Ret.Exist_FBC_DryFGD_SNCR_ACI_DSI & GPM & NGC | N/A | N/A | N/A | N/A | N/A | N/A | N/A
00 Ret.Exist_FBC_DryFGD_SNCR_ACI_DSI & NGC | N/A | N/A | N/A | N/A | N/A | N/A | N/A
00 Ret.Exist_FBC_DryFGD_SNCR_DSI & ACI | N/A | N/A | N/A | N/A | N/A | N/A | N/A
00 Ret.Exist_FBC_DryFGD_SNCR_DSI & ACI & DRET | N/A | N/A | N/A | N/A | N/A | N/A | N/A
00 Ret.Exist_FBC_DryFGD_SNCR_DSI & ACI & GPM | N/A | N/A | N/A | N/A | N/A | N/A | N/A
00 Ret.Exist_FBC_DryFGD_SNCR_DSI & ACI & GPM & DRET | N/A | N/A | N/A | N/A | N/A | N/A | N/A
00 Ret.Exist_FBC_DryFGD_SNCR_DSI & ACI & GPM & NGC | N/A | N/A | N/A | N/A | N/A | N/A | N/A
00 Ret.Exist_FBC_DryFGD_SNCR_DSI & ACI & NGC | N/A | N/A | N/A | N/A | N/A | N/A | N/A
00 Ret.Exist_FBC_DryFGD_SNCR_DSI & DRET | N/A | N/A | N/A | N/A | N/A | N/A | N/A
00 Ret.Exist_FBC_DryFGD_SNCR_DSI & GPM | N/A | N/A | N/A | N/A | N/A | N/A | N/A
00 Ret.Exist_FBC_DryFGD_SNCR_DSI & GPM & DRET | N/A | N/A | N/A | N/A | N/A | N/A | N/A
00 Ret.Exist_FBC_DryFGD_SNCR_DSI & GPM & NGC | N/A | N/A | N/A | N/A | N/A | N/A | N/A
00 Ret.Exist_FBC_DryFGD_SNCR_DSI & NGC | N/A | N/A | N/A | N/A | N/A | N/A | N/A
00 Ret.Exist_FBC_DSI & ACI | N/A | N/A | N/A | N/A | N/A | N/A | N/A
00 Ret.Exist_FBC_DSI & ACI & DRET | N/A | N/A | N/A | N/A | N/A | N/A | N/A
00 Ret.Exist_FBC_DSI & ACI & GPM | N/A | N/A | N/A | N/A | N/A | N/A | N/A
00 Ret.Exist_FBC_DSI & ACI & GPM & DRET | N/A | N/A | N/A | N/A | N/A | N/A | N/A
00 Ret.Exist_FBC_DSI & ACI & GPM & NGC | N/A | N/A | N/A | N/A | N/A | N/A | N/A
00 Ret.Exist_FBC_DSI & ACI & GPM & SNCR | N/A | N/A | N/A | N/A | N/A | N/A | N/A
00 Ret.Exist_FBC_DSI & ACI & GPM & SNCR & DRET | N/A | N/A | N/A | N/A | N/A | N/A | N/A
00 Ret.Exist_FBC_DSI & ACI & GPM & SNCR & NGC | N/A | N/A | N/A | N/A | N/A | N/A | N/A
00 Ret.Exist_FBC_DSI & ACI & NGC | N/A | N/A | N/A | N/A | N/A | N/A | N/A
00 Ret.Exist_FBC_DSI & ACI & SNCR | N/A | N/A | N/A | N/A | N/A | N/A | N/A
00 Ret.Exist_FBC_DSI & ACI & SNCR & DRET | N/A | N/A | N/A | N/A | N/A | N/A | N/A
00 Ret.Exist_FBC_DSI & ACI & SNCR & NGC | N/A | N/A | N/A | N/A | N/A | N/A | N/A
00 Ret.Exist_FBC_DSI & DRET | N/A | 54.8767 | N/A | N/A | N/A | N/A | N/A
00 Ret.Exist_FBC_DSI & GPM | N/A | N/A | N/A | N/A | N/A | N/A | N/A
00 Ret.Exist_FBC_DSI & GPM & DRET | N/A | N/A | N/A | N/A | N/A | N/A | N/A
00 Ret.Exist_FBC_DSI & GPM & NGC | N/A | N/A | N/A | N/A | N/A | N/A | N/A
00 Ret.Exist_FBC_DSI & GPM & SNCR | N/A | N/A | N/A | N/A | N/A | N/A | N/A
00 Ret.Exist_FBC_DSI & GPM & SNCR & DRET | N/A | N/A | N/A | N/A | N/A | N/A | N/A
00 Ret.Exist_FBC_DSI & GPM & SNCR & NGC | N/A | N/A | N/A | N/A | N/A | N/A | N/A
00 Ret.Exist_FBC_DSI & NGC | N/A | 33.3817 | 69.8847 | N/A | N/A | N/A | N/A
00 Ret.Exist_FBC_DSI & SNCR | N/A | N/A | N/A | N/A | N/A | N/A | N/A
00 Ret.Exist_FBC_DSI & SNCR & DRET | N/A | N/A | N/A | N/A | N/A | N/A | N/A
00 Ret.Exist_FBC_DSI & SNCR & NGC | N/A | N/A | N/A | N/A | N/A | N/A | N/A
00 Ret.Exist_FBC_SNCR & ACI | N/A | N/A | N/A | N/A | N/A | N/A | N/A
00 Ret.Exist_FBC_SNCR & ACI & DRET | N/A | N/A | N/A | N/A | N/A | N/A | N/A
00 Ret.Exist_FBC_SNCR & ACI & NGC | N/A | N/A | N/A | N/A | N/A | N/A | N/A
00 Ret.Exist_FBC_SNCR & DRET | N/A | N/A | N/A | N/A | N/A | N/A | N/A
00 Ret.Exist_FBC_SNCR & GPM | N/A | N/A | N/A | N/A | N/A | N/A | N/A
00 Ret.Exist_FBC_SNCR & GPM & DRET | N/A | N/A | N/A | N/A | N/A | N/A | N/A
00 Ret.Exist_FBC_SNCR & GPM & NGC | N/A | N/A | N/A | N/A | N/A | N/A | N/A
00 Ret.Exist_FBC_SNCR & NGC | N/A | N/A | N/A | N/A | N/A | N/A | N/A
00 Ret.Exist_FBC_SNCR_ACI_DSI & CCS | N/A | N/A | N/A | N/A | N/A | N/A | N/A
00 Ret.Exist_FBC_SNCR_ACI_DSI & DCCS | N/A | N/A | N/A | N/A | N/A | N/A | N/A
00 Ret.Exist_FBC_SNCR_ACI_DSI & DCCS & CCS | N/A | N/A | N/A | N/A | N/A | N/A | N/A
00 Ret.Exist_FBC_SNCR_ACI_DSI & DRET | N/A | N/A | N/A | N/A | N/A | N/A | N/A
00 Ret.Exist_FBC_SNCR_ACI_DSI & GPM | N/A | N/A | N/A | N/A | N/A | N/A | N/A
00 Ret.Exist_FBC_SNCR_ACI_DSI & GPM & CCS | N/A | N/A | N/A | N/A | N/A | N/A | N/A
00 Ret.Exist_FBC_SNCR_ACI_DSI & GPM & DRET | N/A | N/A | N/A | N/A | N/A | N/A | N/A
00 Ret.Exist_FBC_SNCR_ACI_DSI & GPM & NGC | N/A | N/A | N/A | N/A | N/A | N/A | N/A
00 Ret.Exist_FBC_SNCR_ACI_DSI & NGC | N/A | N/A | N/A | N/A | N/A | N/A | N/A
00 Ret.Exist_FBC_SNCR_DSI & ACI | N/A | N/A | N/A | N/A | N/A | N/A | N/A
00 Ret.Exist_FBC_SNCR_DSI & ACI & CCS | N/A | N/A | N/A | N/A | N/A | N/A | N/A
00 Ret.Exist_FBC_SNCR_DSI & ACI & DRET | N/A | N/A | N/A | N/A | N/A | N/A | N/A
00 Ret.Exist_FBC_SNCR_DSI & ACI & GPM | N/A | N/A | N/A | N/A | N/A | N/A | N/A
00 Ret.Exist_FBC_SNCR_DSI & ACI & GPM & CCS | N/A | N/A | N/A | N/A | N/A | N/A | N/A
00 Ret.Exist_FBC_SNCR_DSI & ACI & GPM & DRET | N/A | N/A | N/A | N/A | N/A | N/A | N/A
00 Ret.Exist_FBC_SNCR_DSI & ACI & GPM & NGC | N/A | N/A | N/A | N/A | N/A | N/A | N/A
00 Ret.Exist_FBC_SNCR_DSI & ACI & NGC | N/A | N/A | N/A | N/A | N/A | N/A | N/A
00 Ret.Exist_FBC_SNCR_DSI & CCS | N/A | N/A | N/A | N/A | N/A | N/A | N/A
00 Ret.Exist_FBC_SNCR_DSI & DCCS | N/A | 79.2763 | N/A | N/A | N/A | N/A | N/A
00 Ret.Exist_FBC_SNCR_DSI & DCCS & CCS | N/A | N/A | 79.2915 | 79.2915 | N/A | N/A | N/A
00 Ret.Exist_FBC_SNCR_DSI & DRET | N/A | 80.4379 | N/A | N/A | N/A | N/A | N/A
00 Ret.Exist_FBC_SNCR_DSI & GPM | N/A | N/A | N/A | N/A | N/A | N/A | N/A
00 Ret.Exist_FBC_SNCR_DSI & GPM & CCS | N/A | N/A | N/A | N/A | N/A | N/A | N/A
00 Ret.Exist_FBC_SNCR_DSI & GPM & DRET | N/A | N/A | N/A | N/A | N/A | N/A | N/A
00 Ret.Exist_FBC_SNCR_DSI & GPM & NGC | N/A | N/A | N/A | N/A | N/A | N/A | N/A
00 Ret.Exist_FBC_SNCR_DSI & NGC | N/A | 81.6315 | 66.723 | N/A | N/A | N/A | N/A
00 Ret.Exist_FBC_WetFGD_DSI & ACI | N/A | N/A | N/A | N/A | N/A | N/A | N/A
00 Ret.Exist_FBC_WetFGD_DSI & ACI & DRET | N/A | N/A | N/A | N/A | N/A | N/A | N/A
00 Ret.Exist_FBC_WetFGD_DSI & ACI & GPM | N/A | N/A | N/A | N/A | N/A | N/A | N/A
00 Ret.Exist_FBC_WetFGD_DSI & ACI & GPM & DRET | N/A | N/A | N/A | N/A | N/A | N/A | N/A
00 Ret.Exist_FBC_WetFGD_DSI & ACI & GPM & NGC | N/A | N/A | N/A | N/A | N/A | N/A | N/A
00 Ret.Exist_FBC_WetFGD_DSI & ACI & GPM & SNCR | N/A | N/A | N/A | N/A | N/A | N/A | N/A
00 Ret.Exist_FBC_WetFGD_DSI & ACI & GPM & SNCR & DRET | N/A | N/A | N/A | N/A | N/A | N/A | N/A
00 Ret.Exist_FBC_WetFGD_DSI & ACI & GPM & SNCR & NGC | N/A | N/A | N/A | N/A | N/A | N/A | N/A
00 Ret.Exist_FBC_WetFGD_DSI & ACI & NGC | N/A | N/A | N/A | N/A | N/A | N/A | N/A
00 Ret.Exist_FBC_WetFGD_DSI & ACI & SNCR | N/A | N/A | N/A | N/A | N/A | N/A | N/A
00 Ret.Exist_FBC_WetFGD_DSI & ACI & SNCR & DRET | N/A | N/A | N/A | N/A | N/A | N/A | N/A
00 Ret.Exist_FBC_WetFGD_DSI & ACI & SNCR & NGC | N/A | N/A | N/A | N/A | N/A | N/A | N/A
00 Ret.Exist_FBC_WetFGD_DSI & DRET | N/A | 83.37 | N/A | N/A | N/A | N/A | N/A
00 Ret.Exist_FBC_WetFGD_DSI & GPM | N/A | N/A | N/A | N/A | N/A | N/A | N/A
00 Ret.Exist_FBC_WetFGD_DSI & GPM & DRET | N/A | N/A | N/A | N/A | N/A | N/A | N/A
00 Ret.Exist_FBC_WetFGD_DSI & GPM & NGC | N/A | N/A | N/A | N/A | N/A | N/A | N/A
00 Ret.Exist_FBC_WetFGD_DSI & GPM & SNCR | N/A | N/A | N/A | N/A | N/A | N/A | N/A
00 Ret.Exist_FBC_WetFGD_DSI & GPM & SNCR & DRET | N/A | N/A | N/A | N/A | N/A | N/A | N/A
00 Ret.Exist_FBC_WetFGD_DSI & GPM & SNCR & NGC | N/A | N/A | N/A | N/A | N/A | N/A | N/A
00 Ret.Exist_FBC_WetFGD_DSI & NGC | N/A | N/A | N/A | N/A | N/A | N/A | N/A
00 Ret.Exist_FBC_WetFGD_DSI & SNCR | N/A | N/A | N/A | N/A | N/A | N/A | N/A
00 Ret.Exist_FBC_WetFGD_DSI & SNCR & DRET | N/A | N/A | N/A | N/A | N/A | N/A | N/A
00 Ret.Exist_FBC_WetFGD_DSI & SNCR & NGC | N/A | N/A | N/A | N/A | N/A | N/A | N/A
00 Ret.Exist_FBC_WetFGD_SNCR & ACI | N/A | N/A | N/A | N/A | N/A | N/A | N/A
00 Ret.Exist_FBC_WetFGD_SNCR & ACI & DRET | N/A | N/A | N/A | N/A | N/A | N/A | N/A
00 Ret.Exist_FBC_WetFGD_SNCR & ACI & NGC | N/A | N/A | N/A | N/A | N/A | N/A | N/A
00 Ret.Exist_FBC_WetFGD_SNCR & DRET | N/A | 34.0058 | N/A | N/A | N/A | N/A | N/A
00 Ret.Exist_FBC_WetFGD_SNCR & GPM | N/A | N/A | N/A | N/A | N/A | N/A | N/A
00 Ret.Exist_FBC_WetFGD_SNCR & GPM & DRET | N/A | N/A | N/A | N/A | N/A | N/A | N/A
00 Ret.Exist_FBC_WetFGD_SNCR & GPM & NGC | N/A | N/A | N/A | N/A | N/A | N/A | N/A
00 Ret.Exist_FBC_WetFGD_SNCR & NGC | N/A | N/A | N/A | N/A | N/A | N/A | N/A
00 Ret.Exist_Non-FBC_ACI & C2G | 1.9446 | 8.9293 | 0 | 0 | 0 | 0 | 0
00 Ret.Exist_Non-FBC_ACI & C2G & SCR | N/A | N/A | N/A | N/A | N/A | N/A | N/A
00 Ret.Exist_Non-FBC_ACI & DCCS | N/A | 79.01 | 0 | 0 | 0 | 0 | 0
00 Ret.Exist_Non-FBC_ACI & DCCS & WetFGD & SCR & CCS | N/A | N/A | 79.01 | 79.01 | 56.4502 | 66.3587 | 66.3587
00 Ret.Exist_Non-FBC_ACI & DRET | N/A | 79.3229 | N/A | N/A | N/A | N/A | N/A
00 Ret.Exist_Non-FBC_ACI & DSI | N/A | N/A | N/A | N/A | N/A | N/A | N/A
00 Ret.Exist_Non-FBC_ACI & DSI & C2G | N/A | N/A | N/A | N/A | N/A | N/A | N/A
00 Ret.Exist_Non-FBC_ACI & DSI & C2G & SCR | N/A | N/A | N/A | N/A | N/A | N/A | N/A
00 Ret.Exist_Non-FBC_ACI & DSI & DRET | N/A | N/A | N/A | N/A | N/A | N/A | N/A
00 Ret.Exist_Non-FBC_ACI & DSI & GPM | N/A | N/A | N/A | N/A | N/A | N/A | N/A
00 Ret.Exist_Non-FBC_ACI & DSI & GPM & C2G | N/A | N/A | N/A | N/A | N/A | N/A | N/A
00 Ret.Exist_Non-FBC_ACI & DSI & GPM & C2G & SCR | N/A | N/A | N/A | N/A | N/A | N/A | N/A
00 Ret.Exist_Non-FBC_ACI & DSI & GPM & DRET | N/A | N/A | N/A | N/A | N/A | N/A | N/A
00 Ret.Exist_Non-FBC_ACI & DSI & GPM & NGC | N/A | N/A | N/A | N/A | N/A | N/A | N/A
00 Ret.Exist_Non-FBC_ACI & DSI & GPM & SCR | N/A | N/A | N/A | N/A | N/A | N/A | N/A
00 Ret.Exist_Non-FBC_ACI & DSI & GPM & SCR & DRET | N/A | N/A | N/A | N/A | N/A | N/A | N/A
00 Ret.Exist_Non-FBC_ACI & DSI & GPM & SCR & NGC | N/A | N/A | N/A | N/A | N/A | N/A | N/A
00 Ret.Exist_Non-FBC_ACI & DSI & GPM & SNCR | N/A | N/A | N/A | N/A | N/A | N/A | N/A
00 Ret.Exist_Non-FBC_ACI & DSI & GPM & SNCR & DRET | N/A | N/A | N/A | N/A | N/A | N/A | N/A
00 Ret.Exist_Non-FBC_ACI & DSI & GPM & SNCR & NGC | N/A | N/A | N/A | N/A | N/A | N/A | N/A
00 Ret.Exist_Non-FBC_ACI & DSI & GPM & WetFGD & SCR & CCS | N/A | N/A | N/A | N/A | N/A | N/A | N/A
00 Ret.Exist_Non-FBC_ACI & DSI & NGC | N/A | N/A | N/A | N/A | N/A | N/A | N/A
00 Ret.Exist_Non-FBC_ACI & DSI & SCR | N/A | N/A | N/A | N/A | N/A | N/A | N/A
00 Ret.Exist_Non-FBC_ACI & DSI & SCR & DRET | N/A | N/A | N/A | N/A | N/A | N/A | N/A
00 Ret.Exist_Non-FBC_ACI & DSI & SCR & NGC | N/A | N/A | N/A | N/A | N/A | N/A | N/A
00 Ret.Exist_Non-FBC_ACI & DSI & SNCR | N/A | N/A | N/A | N/A | N/A | N/A | N/A
00 Ret.Exist_Non-FBC_ACI & DSI & SNCR & DRET | N/A | N/A | N/A | N/A | N/A | N/A | N/A
00 Ret.Exist_Non-FBC_ACI & DSI & SNCR & NGC | N/A | N/A | N/A | N/A | N/A | N/A | N/A
00 Ret.Exist_Non-FBC_ACI & DSI & WetFGD & SCR & CCS | N/A | N/A | N/A | N/A | N/A | N/A | N/A
00 Ret.Exist_Non-FBC_ACI & GPM | N/A | N/A | N/A | N/A | N/A | N/A | N/A
00 Ret.Exist_Non-FBC_ACI & GPM & C2G | N/A | N/A | N/A | N/A | N/A | N/A | N/A
00 Ret.Exist_Non-FBC_ACI & GPM & C2G & SCR | N/A | N/A | N/A | N/A | N/A | N/A | N/A
00 Ret.Exist_Non-FBC_ACI & GPM & DRET | N/A | N/A | N/A | N/A | N/A | N/A | N/A
00 Ret.Exist_Non-FBC_ACI & GPM & NGC | N/A | N/A | N/A | N/A | N/A | N/A | N/A
00 Ret.Exist_Non-FBC_ACI & GPM & SCR | N/A | N/A | N/A | N/A | N/A | N/A | N/A
00 Ret.Exist_Non-FBC_ACI & GPM & SCR & DRET | N/A | N/A | N/A | N/A | N/A | N/A | N/A
00 Ret.Exist_Non-FBC_ACI & GPM & SCR & NGC | N/A | N/A | N/A | N/A | N/A | N/A | N/A
00 Ret.Exist_Non-FBC_ACI & GPM & SNCR | N/A | N/A | N/A | N/A | N/A | N/A | N/A
00 Ret.Exist_Non-FBC_ACI & GPM & SNCR & DRET | N/A | N/A | N/A | N/A | N/A | N/A | N/A
00 Ret.Exist_Non-FBC_ACI & GPM & SNCR & NGC | N/A | N/A | N/A | N/A | N/A | N/A | N/A
00 Ret.Exist_Non-FBC_ACI & GPM & WetFGD & SCR & CCS | N/A | N/A | N/A | N/A | N/A | N/A | N/A
00 Ret.Exist_Non-FBC_ACI & NGC | N/A | N/A | N/A | N/A | N/A | N/A | N/A
00 Ret.Exist_Non-FBC_ACI & SCR | N/A | N/A | N/A | N/A | N/A | N/A | N/A
00 Ret.Exist_Non-FBC_ACI & SCR & C2G | N/A | N/A | N/A | N/A | N/A | N/A | N/A
00 Ret.Exist_Non-FBC_ACI & SCR & DRET | N/A | N/A | N/A | N/A | N/A | N/A | N/A
00 Ret.Exist_Non-FBC_ACI & SCR & NGC | N/A | N/A | N/A | N/A | N/A | N/A | N/A
00 Ret.Exist_Non-FBC_ACI & SCR & WetFGD & CCS | N/A | N/A | N/A | N/A | N/A | N/A | N/A
00 Ret.Exist_Non-FBC_ACI & SNCR | N/A | N/A | N/A | N/A | N/A | N/A | N/A
00 Ret.Exist_Non-FBC_ACI & SNCR & C2G | N/A | N/A | N/A | N/A | N/A | N/A | N/A
00 Ret.Exist_Non-FBC_ACI & SNCR & DRET | N/A | N/A | N/A | N/A | N/A | N/A | N/A
00 Ret.Exist_Non-FBC_ACI & SNCR & NGC | N/A | N/A | N/A | N/A | N/A | N/A | N/A
00 Ret.Exist_Non-FBC_ACI_DSI & C2G | 0 | 0 | 0 | 0 | 0 | 0 | 0
00 Ret.Exist_Non-FBC_ACI_DSI & C2G & SCR | N/A | N/A | N/A | N/A | N/A | N/A | N/A
00 Ret.Exist_Non-FBC_ACI_DSI & DCCS | N/A | N/A | N/A | N/A | N/A | N/A | N/A
00 Ret.Exist_Non-FBC_ACI_DSI & DCCS & WetFGD & SCR & CCS | N/A | N/A | N/A | N/A | N/A | N/A | N/A
00 Ret.Exist_Non-FBC_ACI_DSI & DRET | N/A | 63.6112 | N/A | N/A | N/A | N/A | N/A
00 Ret.Exist_Non-FBC_ACI_DSI & GPM | N/A | N/A | N/A | N/A | N/A | N/A | N/A
00 Ret.Exist_Non-FBC_ACI_DSI & GPM & C2G | N/A | N/A | N/A | N/A | N/A | N/A | N/A
00 Ret.Exist_Non-FBC_ACI_DSI & GPM & C2G & SCR | N/A | N/A | N/A | N/A | N/A | N/A | N/A
00 Ret.Exist_Non-FBC_ACI_DSI & GPM & DRET | N/A | N/A | N/A | N/A | N/A | N/A | N/A
00 Ret.Exist_Non-FBC_ACI_DSI & GPM & NGC | N/A | N/A | N/A | N/A | N/A | N/A | N/A
00 Ret.Exist_Non-FBC_ACI_DSI & GPM & SCR | N/A | N/A | N/A | N/A | N/A | N/A | N/A
00 Ret.Exist_Non-FBC_ACI_DSI & GPM & SCR & DRET | N/A | N/A | N/A | N/A | N/A | N/A | N/A
00 Ret.Exist_Non-FBC_ACI_DSI & GPM & SCR & NGC | N/A | N/A | N/A | N/A | N/A | N/A | N/A
00 Ret.Exist_Non-FBC_ACI_DSI & GPM & SNCR | N/A | N/A | N/A | N/A | N/A | N/A | N/A
00 Ret.Exist_Non-FBC_ACI_DSI & GPM & SNCR & DRET | N/A | N/A | N/A | N/A | N/A | N/A | N/A
00 Ret.Exist_Non-FBC_ACI_DSI & GPM & SNCR & NGC | N/A | N/A | N/A | N/A | N/A | N/A | N/A
00 Ret.Exist_Non-FBC_ACI_DSI & GPM & WetFGD & SCR & CCS | N/A | N/A | N/A | N/A | N/A | N/A | N/A
00 Ret.Exist_Non-FBC_ACI_DSI & NGC | N/A | N/A | N/A | N/A | N/A | N/A | N/A
00 Ret.Exist_Non-FBC_ACI_DSI & SCR | N/A | N/A | N/A | N/A | N/A | N/A | N/A
00 Ret.Exist_Non-FBC_ACI_DSI & SCR & C2G | N/A | N/A | N/A | N/A | N/A | N/A | N/A
00 Ret.Exist_Non-FBC_ACI_DSI & SCR & DRET | N/A | N/A | N/A | N/A | N/A | N/A | N/A
00 Ret.Exist_Non-FBC_ACI_DSI & SCR & NGC | N/A | N/A | N/A | N/A | N/A | N/A | N/A
00 Ret.Exist_Non-FBC_ACI_DSI & SCR & WetFGD & CCS | N/A | N/A | N/A | N/A | N/A | N/A | N/A
00 Ret.Exist_Non-FBC_ACI_DSI & SNCR | N/A | N/A | N/A | N/A | N/A | N/A | N/A
00 Ret.Exist_Non-FBC_ACI_DSI & SNCR & C2G | N/A | N/A | N/A | N/A | N/A | N/A | N/A
00 Ret.Exist_Non-FBC_ACI_DSI & SNCR & DRET | N/A | N/A | N/A | N/A | N/A | N/A | N/A
00 Ret.Exist_Non-FBC_ACI_DSI & SNCR & NGC | N/A | N/A | N/A | N/A | N/A | N/A | N/A
00 Ret.Exist_Non-FBC_DryFGD & C2G | N/A | N/A | N/A | N/A | N/A | N/A | N/A
00 Ret.Exist_Non-FBC_DryFGD & C2G & SCR | N/A | N/A | N/A | N/A | N/A | N/A | N/A
00 Ret.Exist_Non-FBC_DryFGD & DRET | N/A | N/A | N/A | N/A | N/A | N/A | N/A
00 Ret.Exist_Non-FBC_DryFGD & GPM | N/A | N/A | N/A | N/A | N/A | N/A | N/A
00 Ret.Exist_Non-FBC_DryFGD & GPM & C2G | N/A | N/A | N/A | N/A | N/A | N/A | N/A
00 Ret.Exist_Non-FBC_DryFGD & GPM & C2G & SCR | N/A | N/A | N/A | N/A | N/A | N/A | N/A
00 Ret.Exist_Non-FBC_DryFGD & GPM & DRET | N/A | N/A | N/A | N/A | N/A | N/A | N/A
00 Ret.Exist_Non-FBC_DryFGD & GPM & NGC | N/A | N/A | N/A | N/A | N/A | N/A | N/A
00 Ret.Exist_Non-FBC_DryFGD & GPM & SCR | N/A | N/A | N/A | N/A | N/A | N/A | N/A
00 Ret.Exist_Non-FBC_DryFGD & GPM & SCR & CCS | N/A | N/A | N/A | N/A | N/A | N/A | N/A
00 Ret.Exist_Non-FBC_DryFGD & GPM & SCR & DRET | N/A | N/A | N/A | N/A | N/A | N/A | N/A
00 Ret.Exist_Non-FBC_DryFGD & GPM & SCR & NGC | N/A | N/A | N/A | N/A | N/A | N/A | N/A
00 Ret.Exist_Non-FBC_DryFGD & GPM & SNCR | N/A | N/A | N/A | N/A | N/A | N/A | N/A
00 Ret.Exist_Non-FBC_DryFGD & GPM & SNCR & DRET | N/A | N/A | N/A | N/A | N/A | N/A | N/A
00 Ret.Exist_Non-FBC_DryFGD & GPM & SNCR & NGC | N/A | N/A | N/A | N/A | N/A | N/A | N/A
00 Ret.Exist_Non-FBC_DryFGD & NGC | N/A | N/A | N/A | N/A | N/A | N/A | N/A
00 Ret.Exist_Non-FBC_DryFGD & SCR | N/A | N/A | N/A | N/A | N/A | N/A | N/A
00 Ret.Exist_Non-FBC_DryFGD & SCR & C2G | N/A | N/A | N/A | N/A | N/A | N/A | N/A
00 Ret.Exist_Non-FBC_DryFGD & SCR & CCS | N/A | N/A | N/A | N/A | N/A | N/A | N/A
00 Ret.Exist_Non-FBC_DryFGD & SCR & DRET | N/A | N/A | N/A | N/A | N/A | N/A | N/A
00 Ret.Exist_Non-FBC_DryFGD & SCR & NGC | N/A | N/A | N/A | N/A | N/A | N/A | N/A
00 Ret.Exist_Non-FBC_DryFGD & SNCR | N/A | N/A | N/A | N/A | N/A | N/A | N/A
00 Ret.Exist_Non-FBC_DryFGD & SNCR & C2G | N/A | N/A | N/A | N/A | N/A | N/A | N/A
00 Ret.Exist_Non-FBC_DryFGD & SNCR & DRET | N/A | N/A | N/A | N/A | N/A | N/A | N/A
00 Ret.Exist_Non-FBC_DryFGD & SNCR & NGC | N/A | N/A | N/A | N/A | N/A | N/A | N/A
00 Ret.Exist_Non-FBC_DryFGD_ACI & C2G | N/A | 0 | 0 | 0 | 0 | 0 | 0
00 Ret.Exist_Non-FBC_DryFGD_ACI & C2G & SCR | N/A | N/A | N/A | N/A | N/A | N/A | N/A
00 Ret.Exist_Non-FBC_DryFGD_ACI & DCCS | N/A | 58.6128 | 0 | 0 | 0 | 0 | 0
00 Ret.Exist_Non-FBC_DryFGD_ACI & DCCS & SCR & CCS | N/A | N/A | 80.4507 | 80.6426 | 77.01 | 77.01 | 77.01
00 Ret.Exist_Non-FBC_DryFGD_ACI & DRET | N/A | 64.4208 | N/A | N/A | N/A | N/A | N/A
00 Ret.Exist_Non-FBC_DryFGD_ACI & GPM | N/A | N/A | N/A | N/A | N/A | N/A | N/A
00 Ret.Exist_Non-FBC_DryFGD_ACI & GPM & C2G | N/A | N/A | N/A | N/A | N/A | N/A | N/A
00 Ret.Exist_Non-FBC_DryFGD_ACI & GPM & C2G & SCR | N/A | N/A | N/A | N/A | N/A | N/A | N/A
00 Ret.Exist_Non-FBC_DryFGD_ACI & GPM & DRET | N/A | N/A | N/A | N/A | N/A | N/A | N/A
00 Ret.Exist_Non-FBC_DryFGD_ACI & GPM & NGC | N/A | N/A | N/A | N/A | N/A | N/A | N/A
00 Ret.Exist_Non-FBC_DryFGD_ACI & GPM & SCR | N/A | N/A | N/A | N/A | N/A | N/A | N/A
00 Ret.Exist_Non-FBC_DryFGD_ACI & GPM & SCR & CCS | N/A | N/A | N/A | N/A | N/A | N/A | N/A
00 Ret.Exist_Non-FBC_DryFGD_ACI & GPM & SCR & DRET | N/A | N/A | N/A | N/A | N/A | N/A | N/A
00 Ret.Exist_Non-FBC_DryFGD_ACI & GPM & SCR & NGC | N/A | N/A | N/A | N/A | N/A | N/A | N/A
00 Ret.Exist_Non-FBC_DryFGD_ACI & GPM & SNCR | N/A | N/A | N/A | N/A | N/A | N/A | N/A
00 Ret.Exist_Non-FBC_DryFGD_ACI & GPM & SNCR & DRET | N/A | N/A | N/A | N/A | N/A | N/A | N/A
00 Ret.Exist_Non-FBC_DryFGD_ACI & GPM & SNCR & NGC | N/A | N/A | N/A | N/A | N/A | N/A | N/A
00 Ret.Exist_Non-FBC_DryFGD_ACI & NGC | N/A | 10.7099 | 64.6873 | N/A | N/A | N/A | N/A
00 Ret.Exist_Non-FBC_DryFGD_ACI & SCR | N/A | 10 | N/A | N/A | N/A | N/A | N/A
00 Ret.Exist_Non-FBC_DryFGD_ACI & SCR & C2G | N/A | N/A | N/A | N/A | N/A | N/A | N/A
00 Ret.Exist_Non-FBC_DryFGD_ACI & SCR & CCS | N/A | N/A | 77.71 | 77.71 | 77.71 | 77.71 | 77.71
00 Ret.Exist_Non-FBC_DryFGD_ACI & SCR & DRET | N/A | N/A | N/A | N/A | N/A | N/A | N/A
00 Ret.Exist_Non-FBC_DryFGD_ACI & SCR & NGC | N/A | N/A | N/A | N/A | N/A | N/A | N/A
00 Ret.Exist_Non-FBC_DryFGD_ACI & SNCR | N/A | N/A | N/A | N/A | N/A | N/A | N/A
00 Ret.Exist_Non-FBC_DryFGD_ACI & SNCR & C2G | N/A | N/A | N/A | N/A | N/A | N/A | N/A
00 Ret.Exist_Non-FBC_DryFGD_ACI & SNCR & DRET | N/A | N/A | N/A | N/A | N/A | N/A | N/A
00 Ret.Exist_Non-FBC_DryFGD_ACI & SNCR & NGC | N/A | N/A | N/A | N/A | N/A | N/A | N/A
00 Ret.Exist_Non-FBC_DryFGD_SCR & ACI | N/A | N/A | N/A | N/A | N/A | N/A | N/A
00 Ret.Exist_Non-FBC_DryFGD_SCR & ACI & C2G | N/A | N/A | N/A | N/A | N/A | N/A | N/A
00 Ret.Exist_Non-FBC_DryFGD_SCR & ACI & CCS | N/A | N/A | N/A | N/A | N/A | N/A | N/A
00 Ret.Exist_Non-FBC_DryFGD_SCR & ACI & DRET | N/A | N/A | N/A | N/A | N/A | N/A | N/A
00 Ret.Exist_Non-FBC_DryFGD_SCR & ACI & GPM | N/A | N/A | N/A | N/A | N/A | N/A | N/A
00 Ret.Exist_Non-FBC_DryFGD_SCR & ACI & GPM & C2G | N/A | N/A | N/A | N/A | N/A | N/A | N/A
00 Ret.Exist_Non-FBC_DryFGD_SCR & ACI & GPM & CCS | N/A | N/A | N/A | N/A | N/A | N/A | N/A
00 Ret.Exist_Non-FBC_DryFGD_SCR & ACI & GPM & DRET | N/A | N/A | N/A | N/A | N/A | N/A | N/A
00 Ret.Exist_Non-FBC_DryFGD_SCR & ACI & GPM & NGC | N/A | N/A | N/A | N/A | N/A | N/A | N/A
00 Ret.Exist_Non-FBC_DryFGD_SCR & ACI & NGC | N/A | N/A | N/A | N/A | N/A | N/A | N/A
00 Ret.Exist_Non-FBC_DryFGD_SCR & C2G | N/A | N/A | N/A | N/A | N/A | N/A | N/A
00 Ret.Exist_Non-FBC_DryFGD_SCR & CCS | N/A | N/A | N/A | N/A | N/A | N/A | N/A
00 Ret.Exist_Non-FBC_DryFGD_SCR & DRET | N/A | N/A | N/A | N/A | N/A | N/A | N/A
00 Ret.Exist_Non-FBC_DryFGD_SCR & GPM | N/A | N/A | N/A | N/A | N/A | N/A | N/A
00 Ret.Exist_Non-FBC_DryFGD_SCR & GPM & C2G | N/A | N/A | N/A | N/A | N/A | N/A | N/A
00 Ret.Exist_Non-FBC_DryFGD_SCR & GPM & CCS | N/A | N/A | N/A | N/A | N/A | N/A | N/A
00 Ret.Exist_Non-FBC_DryFGD_SCR & GPM & DRET | N/A | N/A | N/A | N/A | N/A | N/A | N/A
00 Ret.Exist_Non-FBC_DryFGD_SCR & GPM & NGC | N/A | N/A | N/A | N/A | N/A | N/A | N/A
00 Ret.Exist_Non-FBC_DryFGD_SCR & NGC | N/A | N/A | N/A | N/A | N/A | N/A | N/A
00 Ret.Exist_Non-FBC_DryFGD_SCR_ACI & C2G | 2 | 3.4425 | 0.98432 | 0.98432 | 0.98432 | 0.98432 | 0.98432
00 Ret.Exist_Non-FBC_DryFGD_SCR_ACI & CCS | N/A | 77.01 | 77.0664 | 77.0664 | 77.0664 | 77.0664 | 77.0664
00 Ret.Exist_Non-FBC_DryFGD_SCR_ACI & DCCS | N/A | 53.297 | 0 | 0 | 0 | 0 | 0
00 Ret.Exist_Non-FBC_DryFGD_SCR_ACI & DCCS & CCS | N/A | N/A | 78.332 | 78.332 | 48.9098 | 70.1982 | 71.5652
00 Ret.Exist_Non-FBC_DryFGD_SCR_ACI & DRET | N/A | 45.8613 | N/A | N/A | N/A | N/A | N/A
00 Ret.Exist_Non-FBC_DryFGD_SCR_ACI & GPM | N/A | N/A | N/A | N/A | N/A | N/A | N/A
00 Ret.Exist_Non-FBC_DryFGD_SCR_ACI & GPM & C2G | N/A | N/A | N/A | N/A | N/A | N/A | N/A
00 Ret.Exist_Non-FBC_DryFGD_SCR_ACI & GPM & CCS | N/A | N/A | N/A | N/A | N/A | N/A | N/A
00 Ret.Exist_Non-FBC_DryFGD_SCR_ACI & GPM & DRET | N/A | N/A | N/A | N/A | N/A | N/A | N/A
00 Ret.Exist_Non-FBC_DryFGD_SCR_ACI & GPM & NGC | N/A | N/A | N/A | N/A | N/A | N/A | N/A
00 Ret.Exist_Non-FBC_DryFGD_SCR_ACI & NGC | N/A | 78.85 | 66.1899 | N/A | N/A | N/A | N/A
00 Ret.Exist_Non-FBC_DryFGD_SCR_ACI_DSI & C2G | N/A | 2 | 2 | 2 | 2 | 2 | 2
00 Ret.Exist_Non-FBC_DryFGD_SCR_ACI_DSI & CCS | N/A | N/A | N/A | N/A | N/A | N/A | N/A
00 Ret.Exist_Non-FBC_DryFGD_SCR_ACI_DSI & DCCS | N/A | 79.0103 | N/A | N/A | N/A | N/A | N/A
00 Ret.Exist_Non-FBC_DryFGD_SCR_ACI_DSI & DCCS & CCS | N/A | N/A | 78.9931 | 78.9931 | N/A | N/A | N/A
00 Ret.Exist_Non-FBC_DryFGD_SCR_ACI_DSI & DRET | N/A | 73.8793 | N/A | N/A | N/A | N/A | N/A
00 Ret.Exist_Non-FBC_DryFGD_SCR_ACI_DSI & GPM | N/A | N/A | N/A | N/A | N/A | N/A | N/A
00 Ret.Exist_Non-FBC_DryFGD_SCR_ACI_DSI & GPM & C2G | N/A | N/A | N/A | N/A | N/A | N/A | N/A
00 Ret.Exist_Non-FBC_DryFGD_SCR_ACI_DSI & GPM & CCS | N/A | N/A | N/A | N/A | N/A | N/A | N/A
00 Ret.Exist_Non-FBC_DryFGD_SCR_ACI_DSI & GPM & DRET | N/A | N/A | N/A | N/A | N/A | N/A | N/A
00 Ret.Exist_Non-FBC_DryFGD_SCR_ACI_DSI & GPM & NGC | N/A | N/A | N/A | N/A | N/A | N/A | N/A
00 Ret.Exist_Non-FBC_DryFGD_SCR_ACI_DSI & NGC | N/A | N/A | N/A | N/A | N/A | N/A | N/A
00 Ret.Exist_Non-FBC_DryFGD_SCR_DSI & ACI | N/A | N/A | N/A | N/A | N/A | N/A | N/A
00 Ret.Exist_Non-FBC_DryFGD_SCR_DSI & ACI & C2G | N/A | N/A | N/A | N/A | N/A | N/A | N/A
00 Ret.Exist_Non-FBC_DryFGD_SCR_DSI & ACI & CCS | N/A | N/A | N/A | N/A | N/A | N/A | N/A
00 Ret.Exist_Non-FBC_DryFGD_SCR_DSI & ACI & DRET | N/A | N/A | N/A | N/A | N/A | N/A | N/A
00 Ret.Exist_Non-FBC_DryFGD_SCR_DSI & ACI & GPM | N/A | N/A | N/A | N/A | N/A | N/A | N/A
00 Ret.Exist_Non-FBC_DryFGD_SCR_DSI & ACI & GPM & C2G | N/A | N/A | N/A | N/A | N/A | N/A | N/A
00 Ret.Exist_Non-FBC_DryFGD_SCR_DSI & ACI & GPM & CCS | N/A | N/A | N/A | N/A | N/A | N/A | N/A
00 Ret.Exist_Non-FBC_DryFGD_SCR_DSI & ACI & GPM & DRET | N/A | N/A | N/A | N/A | N/A | N/A | N/A
00 Ret.Exist_Non-FBC_DryFGD_SCR_DSI & ACI & GPM & NGC | N/A | N/A | N/A | N/A | N/A | N/A | N/A
00 Ret.Exist_Non-FBC_DryFGD_SCR_DSI & ACI & NGC | N/A | N/A | N/A | N/A | N/A | N/A | N/A
00 Ret.Exist_Non-FBC_DryFGD_SCR_DSI & C2G | N/A | N/A | N/A | N/A | N/A | N/A | N/A
00 Ret.Exist_Non-FBC_DryFGD_SCR_DSI & CCS | N/A | N/A | N/A | N/A | N/A | N/A | N/A
00 Ret.Exist_Non-FBC_DryFGD_SCR_DSI & DRET | N/A | 48.9498 | N/A | N/A | N/A | N/A | N/A
00 Ret.Exist_Non-FBC_DryFGD_SCR_DSI & GPM | N/A | N/A | N/A | N/A | N/A | N/A | N/A
00 Ret.Exist_Non-FBC_DryFGD_SCR_DSI & GPM & C2G | N/A | N/A | N/A | N/A | N/A | N/A | N/A
00 Ret.Exist_Non-FBC_DryFGD_SCR_DSI & GPM & CCS | N/A | N/A | N/A | N/A | N/A | N/A | N/A
00 Ret.Exist_Non-FBC_DryFGD_SCR_DSI & GPM & DRET | N/A | N/A | N/A | N/A | N/A | N/A | N/A
00 Ret.Exist_Non-FBC_DryFGD_SCR_DSI & GPM & NGC | N/A | N/A | N/A | N/A | N/A | N/A | N/A
00 Ret.Exist_Non-FBC_DryFGD_SCR_DSI & NGC | N/A | N/A | N/A | N/A | N/A | N/A | N/A
00 Ret.Exist_Non-FBC_DryFGD_SNCR_ACI & C2G | N/A | N/A | N/A | N/A | N/A | N/A | N/A
00 Ret.Exist_Non-FBC_DryFGD_SNCR_ACI & C2G & SCR | N/A | N/A | N/A | N/A | N/A | N/A | N/A
00 Ret.Exist_Non-FBC_DryFGD_SNCR_ACI & DCCS | N/A | 77.71 | N/A | N/A | N/A | N/A | N/A
00 Ret.Exist_Non-FBC_DryFGD_SNCR_ACI & DCCS & SCR & CCS | N/A | N/A | 77.71 | 77.71 | 65.277 | 77.71 | 77.71
00 Ret.Exist_Non-FBC_DryFGD_SNCR_ACI & DRET | N/A | 78.4378 | N/A | N/A | N/A | N/A | N/A
00 Ret.Exist_Non-FBC_DryFGD_SNCR_ACI & GPM | N/A | N/A | N/A | N/A | N/A | N/A | N/A
00 Ret.Exist_Non-FBC_DryFGD_SNCR_ACI & GPM & C2G | N/A | N/A | N/A | N/A | N/A | N/A | N/A
00 Ret.Exist_Non-FBC_DryFGD_SNCR_ACI & GPM & C2G & SCR | N/A | N/A | N/A | N/A | N/A | N/A | N/A
00 Ret.Exist_Non-FBC_DryFGD_SNCR_ACI & GPM & DRET | N/A | N/A | N/A | N/A | N/A | N/A | N/A
00 Ret.Exist_Non-FBC_DryFGD_SNCR_ACI & GPM & NGC | N/A | N/A | N/A | N/A | N/A | N/A | N/A
00 Ret.Exist_Non-FBC_DryFGD_SNCR_ACI & GPM & SCR | N/A | N/A | N/A | N/A | N/A | N/A | N/A
00 Ret.Exist_Non-FBC_DryFGD_SNCR_ACI & GPM & SCR & CCS | N/A | N/A | N/A | N/A | N/A | N/A | N/A
00 Ret.Exist_Non-FBC_DryFGD_SNCR_ACI & GPM & SCR & DRET | N/A | N/A | N/A | N/A | N/A | N/A | N/A
00 Ret.Exist_Non-FBC_DryFGD_SNCR_ACI & GPM & SCR & NGC | N/A | N/A | N/A | N/A | N/A | N/A | N/A
00 Ret.Exist_Non-FBC_DryFGD_SNCR_ACI & NGC | N/A | N/A | N/A | N/A | N/A | N/A | N/A
00 Ret.Exist_Non-FBC_DryFGD_SNCR_ACI & SCR | N/A | N/A | N/A | N/A | N/A | N/A | N/A
00 Ret.Exist_Non-FBC_DryFGD_SNCR_ACI & SCR & C2G | N/A | N/A | N/A | N/A | N/A | N/A | N/A
00 Ret.Exist_Non-FBC_DryFGD_SNCR_ACI & SCR & CCS | N/A | N/A | N/A | N/A | N/A | N/A | N/A
00 Ret.Exist_Non-FBC_DryFGD_SNCR_ACI & SCR & DRET | N/A | N/A | N/A | N/A | N/A | N/A | N/A
00 Ret.Exist_Non-FBC_DryFGD_SNCR_ACI & SCR & NGC | N/A | N/A | N/A | N/A | N/A | N/A | N/A
00 Ret.Exist_Non-FBC_DryFGD_SNCR_ACI_DSI & C2G | N/A | N/A | N/A | N/A | N/A | N/A | N/A
00 Ret.Exist_Non-FBC_DryFGD_SNCR_ACI_DSI & C2G & SCR | N/A | N/A | N/A | N/A | N/A | N/A | N/A
00 Ret.Exist_Non-FBC_DryFGD_SNCR_ACI_DSI & DRET | N/A | 0 | N/A | N/A | N/A | N/A | N/A
00 Ret.Exist_Non-FBC_DryFGD_SNCR_ACI_DSI & GPM | N/A | N/A | N/A | N/A | N/A | N/A | N/A
00 Ret.Exist_Non-FBC_DryFGD_SNCR_ACI_DSI & GPM & C2G | N/A | N/A | N/A | N/A | N/A | N/A | N/A
00 Ret.Exist_Non-FBC_DryFGD_SNCR_ACI_DSI & GPM & C2G & SCR | N/A | N/A | N/A | N/A | N/A | N/A | N/A
00 Ret.Exist_Non-FBC_DryFGD_SNCR_ACI_DSI & GPM & DRET | N/A | N/A | N/A | N/A | N/A | N/A | N/A
00 Ret.Exist_Non-FBC_DryFGD_SNCR_ACI_DSI & GPM & NGC | N/A | N/A | N/A | N/A | N/A | N/A | N/A
00 Ret.Exist_Non-FBC_DryFGD_SNCR_ACI_DSI & GPM & SCR | N/A | N/A | N/A | N/A | N/A | N/A | N/A
00 Ret.Exist_Non-FBC_DryFGD_SNCR_ACI_DSI & GPM & SCR & CCS | N/A | N/A | N/A | N/A | N/A | N/A | N/A
00 Ret.Exist_Non-FBC_DryFGD_SNCR_ACI_DSI & GPM & SCR & DRET | N/A | N/A | N/A | N/A | N/A | N/A | N/A
00 Ret.Exist_Non-FBC_DryFGD_SNCR_ACI_DSI & GPM & SCR & NGC | N/A | N/A | N/A | N/A | N/A | N/A | N/A
00 Ret.Exist_Non-FBC_DryFGD_SNCR_ACI_DSI & NGC | N/A | N/A | N/A | N/A | N/A | N/A | N/A
00 Ret.Exist_Non-FBC_DryFGD_SNCR_ACI_DSI & SCR | N/A | N/A | N/A | N/A | N/A | N/A | N/A
00 Ret.Exist_Non-FBC_DryFGD_SNCR_ACI_DSI & SCR & C2G | N/A | N/A | N/A | N/A | N/A | N/A | N/A
00 Ret.Exist_Non-FBC_DryFGD_SNCR_ACI_DSI & SCR & CCS | N/A | N/A | N/A | N/A | N/A | N/A | N/A
00 Ret.Exist_Non-FBC_DryFGD_SNCR_ACI_DSI & SCR & DRET | N/A | N/A | N/A | N/A | N/A | N/A | N/A
00 Ret.Exist_Non-FBC_DryFGD_SNCR_ACI_DSI & SCR & NGC | N/A | N/A | N/A | N/A | N/A | N/A | N/A
00 Ret.Exist_Non-FBC_DSI & ACI | N/A | N/A | N/A | N/A | N/A | N/A | N/A
00 Ret.Exist_Non-FBC_DSI & ACI & C2G | N/A | N/A | N/A | N/A | N/A | N/A | N/A
00 Ret.Exist_Non-FBC_DSI & ACI & C2G & SCR | N/A | N/A | N/A | N/A | N/A | N/A | N/A
00 Ret.Exist_Non-FBC_DSI & ACI & DRET | N/A | N/A | N/A | N/A | N/A | N/A | N/A
00 Ret.Exist_Non-FBC_DSI & ACI & GPM | N/A | N/A | N/A | N/A | N/A | N/A | N/A
00 Ret.Exist_Non-FBC_DSI & ACI & GPM & C2G | N/A | N/A | N/A | N/A | N/A | N/A | N/A
00 Ret.Exist_Non-FBC_DSI & ACI & GPM & C2G & SCR | N/A | N/A | N/A | N/A | N/A | N/A | N/A
00 Ret.Exist_Non-FBC_DSI & ACI & GPM & DRET | N/A | N/A | N/A | N/A | N/A | N/A | N/A
00 Ret.Exist_Non-FBC_DSI & ACI & GPM & NGC | N/A | N/A | N/A | N/A | N/A | N/A | N/A
00 Ret.Exist_Non-FBC_DSI & ACI & GPM & SCR | N/A | N/A | N/A | N/A | N/A | N/A | N/A
00 Ret.Exist_Non-FBC_DSI & ACI & GPM & SCR & DRET | N/A | N/A | N/A | N/A | N/A | N/A | N/A
00 Ret.Exist_Non-FBC_DSI & ACI & GPM & SCR & NGC | N/A | N/A | N/A | N/A | N/A | N/A | N/A
00 Ret.Exist_Non-FBC_DSI & ACI & GPM & SNCR | N/A | N/A | N/A | N/A | N/A | N/A | N/A
00 Ret.Exist_Non-FBC_DSI & ACI & GPM & SNCR & DRET | N/A | N/A | N/A | N/A | N/A | N/A | N/A
00 Ret.Exist_Non-FBC_DSI & ACI & GPM & SNCR & NGC | N/A | N/A | N/A | N/A | N/A | N/A | N/A
00 Ret.Exist_Non-FBC_DSI & ACI & GPM & WetFGD & SCR & CCS | N/A | N/A | N/A | N/A | N/A | N/A | N/A
00 Ret.Exist_Non-FBC_DSI & ACI & NGC | N/A | N/A | N/A | N/A | N/A | N/A | N/A
00 Ret.Exist_Non-FBC_DSI & ACI & SCR | N/A | N/A | N/A | N/A | N/A | N/A | N/A
00 Ret.Exist_Non-FBC_DSI & ACI & SCR & DRET | N/A | N/A | N/A | N/A | N/A | N/A | N/A
00 Ret.Exist_Non-FBC_DSI & ACI & SCR & NGC | N/A | N/A | N/A | N/A | N/A | N/A | N/A
00 Ret.Exist_Non-FBC_DSI & ACI & SNCR | N/A | N/A | N/A | N/A | N/A | N/A | N/A
00 Ret.Exist_Non-FBC_DSI & ACI & SNCR & DRET | N/A | N/A | N/A | N/A | N/A | N/A | N/A
00 Ret.Exist_Non-FBC_DSI & ACI & SNCR & NGC | N/A | N/A | N/A | N/A | N/A | N/A | N/A
00 Ret.Exist_Non-FBC_DSI & ACI & WetFGD & SCR & CCS | N/A | N/A | N/A | N/A | N/A | N/A | N/A
00 Ret.Exist_Non-FBC_DSI & C2G | N/A | N/A | N/A | N/A | N/A | N/A | N/A
00 Ret.Exist_Non-FBC_DSI & C2G & SCR | N/A | N/A | N/A | N/A | N/A | N/A | N/A
00 Ret.Exist_Non-FBC_DSI & DRET | N/A | N/A | N/A | N/A | N/A | N/A | N/A
00 Ret.Exist_Non-FBC_DSI & GPM | N/A | N/A | N/A | N/A | N/A | N/A | N/A
00 Ret.Exist_Non-FBC_DSI & GPM & C2G | N/A | N/A | N/A | N/A | N/A | N/A | N/A
00 Ret.Exist_Non-FBC_DSI & GPM & C2G & SCR | N/A | N/A | N/A | N/A | N/A | N/A | N/A
00 Ret.Exist_Non-FBC_DSI & GPM & DRET | N/A | N/A | N/A | N/A | N/A | N/A | N/A
00 Ret.Exist_Non-FBC_DSI & GPM & NGC | N/A | N/A | N/A | N/A | N/A | N/A | N/A
00 Ret.Exist_Non-FBC_DSI & GPM & SCR | N/A | N/A | N/A | N/A | N/A | N/A | N/A
00 Ret.Exist_Non-FBC_DSI & GPM & SCR & DRET | N/A | N/A | N/A | N/A | N/A | N/A | N/A
00 Ret.Exist_Non-FBC_DSI & GPM & SCR & NGC | N/A | N/A | N/A | N/A | N/A | N/A | N/A
00 Ret.Exist_Non-FBC_DSI & GPM & SNCR | N/A | N/A | N/A | N/A | N/A | N/A | N/A
00 Ret.Exist_Non-FBC_DSI & GPM & SNCR & DRET | N/A | N/A | N/A | N/A | N/A | N/A | N/A
00 Ret.Exist_Non-FBC_DSI & GPM & SNCR & NGC | N/A | N/A | N/A | N/A | N/A | N/A | N/A
00 Ret.Exist_Non-FBC_DSI & GPM & WetFGD & SCR & CCS | N/A | N/A | N/A | N/A | N/A | N/A | N/A
00 Ret.Exist_Non-FBC_DSI & NGC | N/A | N/A | N/A | N/A | N/A | N/A | N/A
00 Ret.Exist_Non-FBC_DSI & SCR | N/A | N/A | N/A | N/A | N/A | N/A | N/A
00 Ret.Exist_Non-FBC_DSI & SCR & C2G | N/A | N/A | N/A | N/A | N/A | N/A | N/A
00 Ret.Exist_Non-FBC_DSI & SCR & DRET | N/A | N/A | N/A | N/A | N/A | N/A | N/A
00 Ret.Exist_Non-FBC_DSI & SCR & NGC | N/A | N/A | N/A | N/A | N/A | N/A | N/A
00 Ret.Exist_Non-FBC_DSI & SCR & WetFGD & CCS | N/A | N/A | N/A | N/A | N/A | N/A | N/A
00 Ret.Exist_Non-FBC_DSI & SNCR | N/A | N/A | N/A | N/A | N/A | N/A | N/A
00 Ret.Exist_Non-FBC_DSI & SNCR & C2G | N/A | N/A | N/A | N/A | N/A | N/A | N/A
00 Ret.Exist_Non-FBC_DSI & SNCR & DRET | N/A | N/A | N/A | N/A | N/A | N/A | N/A
00 Ret.Exist_Non-FBC_DSI & SNCR & NGC | N/A | N/A | N/A | N/A | N/A | N/A | N/A
00 Ret.Exist_Non-FBC_NoCtrl & ACI | N/A | N/A | N/A | N/A | N/A | N/A | N/A
00 Ret.Exist_Non-FBC_NoCtrl & ACI & C2G | N/A | N/A | N/A | N/A | N/A | N/A | N/A
00 Ret.Exist_Non-FBC_NoCtrl & ACI & C2G & SCR | N/A | N/A | N/A | N/A | N/A | N/A | N/A
00 Ret.Exist_Non-FBC_NoCtrl & ACI & DRET | N/A | N/A | N/A | N/A | N/A | N/A | N/A
00 Ret.Exist_Non-FBC_NoCtrl & ACI & DSI | N/A | N/A | N/A | N/A | N/A | N/A | N/A
00 Ret.Exist_Non-FBC_NoCtrl & ACI & DSI & C2G | N/A | N/A | N/A | N/A | N/A | N/A | N/A
00 Ret.Exist_Non-FBC_NoCtrl & ACI & DSI & C2G & SCR | N/A | N/A | N/A | N/A | N/A | N/A | N/A
00 Ret.Exist_Non-FBC_NoCtrl & ACI & DSI & DRET | N/A | N/A | N/A | N/A | N/A | N/A | N/A
00 Ret.Exist_Non-FBC_NoCtrl & ACI & DSI & GPM | N/A | N/A | N/A | N/A | N/A | N/A | N/A
00 Ret.Exist_Non-FBC_NoCtrl & ACI & DSI & GPM & C2G | N/A | N/A | N/A | N/A | N/A | N/A | N/A
00 Ret.Exist_Non-FBC_NoCtrl & ACI & DSI & GPM & C2G & SCR | N/A | N/A | N/A | N/A | N/A | N/A | N/A
00 Ret.Exist_Non-FBC_NoCtrl & ACI & DSI & GPM & DRET | N/A | N/A | N/A | N/A | N/A | N/A | N/A
00 Ret.Exist_Non-FBC_NoCtrl & ACI & DSI & GPM & NGC | N/A | N/A | N/A | N/A | N/A | N/A | N/A
00 Ret.Exist_Non-FBC_NoCtrl & ACI & DSI & GPM & SCR | N/A | N/A | N/A | N/A | N/A | N/A | N/A
00 Ret.Exist_Non-FBC_NoCtrl & ACI & DSI & GPM & SCR & DRET | N/A | N/A | N/A | N/A | N/A | N/A | N/A
00 Ret.Exist_Non-FBC_NoCtrl & ACI & DSI & GPM & SCR & NGC | N/A | N/A | N/A | N/A | N/A | N/A | N/A
00 Ret.Exist_Non-FBC_NoCtrl & ACI & DSI & GPM & SNCR | N/A | N/A | N/A | N/A | N/A | N/A | N/A
00 Ret.Exist_Non-FBC_NoCtrl & ACI & DSI & GPM & SNCR & DRET | N/A | N/A | N/A | N/A | N/A | N/A | N/A
00 Ret.Exist_Non-FBC_NoCtrl & ACI & DSI & GPM & SNCR & NGC | N/A | N/A | N/A | N/A | N/A | N/A | N/A
00 Ret.Exist_Non-FBC_NoCtrl & ACI & DSI & GPM & WetFGD & SCR & CCS | N/A | N/A | N/A | N/A | N/A | N/A | N/A
00 Ret.Exist_Non-FBC_NoCtrl & ACI & DSI & NGC | N/A | N/A | N/A | N/A | N/A | N/A | N/A
00 Ret.Exist_Non-FBC_NoCtrl & ACI & DSI & SCR | N/A | N/A | N/A | N/A | N/A | N/A | N/A
00 Ret.Exist_Non-FBC_NoCtrl & ACI & DSI & SCR & DRET | N/A | N/A | N/A | N/A | N/A | N/A | N/A
00 Ret.Exist_Non-FBC_NoCtrl & ACI & DSI & SCR & NGC | N/A | N/A | N/A | N/A | N/A | N/A | N/A
00 Ret.Exist_Non-FBC_NoCtrl & ACI & DSI & SNCR | N/A | N/A | N/A | N/A | N/A | N/A | N/A
00 Ret.Exist_Non-FBC_NoCtrl & ACI & DSI & SNCR & DRET | N/A | N/A | N/A | N/A | N/A | N/A | N/A
00 Ret.Exist_Non-FBC_NoCtrl & ACI & DSI & SNCR & NGC | N/A | N/A | N/A | N/A | N/A | N/A | N/A
00 Ret.Exist_Non-FBC_NoCtrl & ACI & DSI & WetFGD & SCR & CCS | N/A | N/A | N/A | N/A | N/A | N/A | N/A
00 Ret.Exist_Non-FBC_NoCtrl & ACI & GPM | N/A | N/A | N/A | N/A | N/A | N/A | N/A
00 Ret.Exist_Non-FBC_NoCtrl & ACI & GPM & C2G | N/A | N/A | N/A | N/A | N/A | N/A | N/A
00 Ret.Exist_Non-FBC_NoCtrl & ACI & GPM & C2G & SCR | N/A | N/A | N/A | N/A | N/A | N/A | N/A
00 Ret.Exist_Non-FBC_NoCtrl & ACI & GPM & DRET | N/A | N/A | N/A | N/A | N/A | N/A | N/A
00 Ret.Exist_Non-FBC_NoCtrl & ACI & GPM & NGC | N/A | N/A | N/A | N/A | N/A | N/A | N/A
00 Ret.Exist_Non-FBC_NoCtrl & ACI & GPM & SCR | N/A | N/A | N/A | N/A | N/A | N/A | N/A
00 Ret.Exist_Non-FBC_NoCtrl & ACI & GPM & SCR & DRET | N/A | N/A | N/A | N/A | N/A | N/A | N/A
00 Ret.Exist_Non-FBC_NoCtrl & ACI & GPM & SCR & NGC | N/A | N/A | N/A | N/A | N/A | N/A | N/A
00 Ret.Exist_Non-FBC_NoCtrl & ACI & GPM & SNCR | N/A | N/A | N/A | N/A | N/A | N/A | N/A
00 Ret.Exist_Non-FBC_NoCtrl & ACI & GPM & SNCR & DRET | N/A | N/A | N/A | N/A | N/A | N/A | N/A
00 Ret.Exist_Non-FBC_NoCtrl & ACI & GPM & SNCR & NGC | N/A | N/A | N/A | N/A | N/A | N/A | N/A
00 Ret.Exist_Non-FBC_NoCtrl & ACI & GPM & WetFGD & SCR & CCS | N/A | N/A | N/A | N/A | N/A | N/A | N/A
00 Ret.Exist_Non-FBC_NoCtrl & ACI & NGC | N/A | N/A | N/A | N/A | N/A | N/A | N/A
00 Ret.Exist_Non-FBC_NoCtrl & ACI & SCR | N/A | N/A | N/A | N/A | N/A | N/A | N/A
00 Ret.Exist_Non-FBC_NoCtrl & ACI & SCR & DRET | N/A | N/A | N/A | N/A | N/A | N/A | N/A
00 Ret.Exist_Non-FBC_NoCtrl & ACI & SCR & NGC | N/A | N/A | N/A | N/A | N/A | N/A | N/A
00 Ret.Exist_Non-FBC_NoCtrl & ACI & SNCR | N/A | N/A | N/A | N/A | N/A | N/A | N/A
00 Ret.Exist_Non-FBC_NoCtrl & ACI & SNCR & DRET | N/A | N/A | N/A | N/A | N/A | N/A | N/A
00 Ret.Exist_Non-FBC_NoCtrl & ACI & SNCR & NGC | N/A | N/A | N/A | N/A | N/A | N/A | N/A
00 Ret.Exist_Non-FBC_NoCtrl & ACI & WetFGD & SCR & CCS | N/A | N/A | N/A | N/A | N/A | N/A | N/A
00 Ret.Exist_Non-FBC_NoCtrl & C2G | N/A | N/A | N/A | N/A | N/A | N/A | N/A
00 Ret.Exist_Non-FBC_NoCtrl & C2G & SCR | N/A | N/A | N/A | N/A | N/A | N/A | N/A
00 Ret.Exist_Non-FBC_NoCtrl & DCCS | N/A | N/A | N/A | N/A | N/A | N/A | N/A
00 Ret.Exist_Non-FBC_NoCtrl & DCCS & WetFGD & SCR & CCS | N/A | N/A | N/A | N/A | N/A | N/A | N/A
00 Ret.Exist_Non-FBC_NoCtrl & DRET | N/A | 70.7554 | N/A | N/A | N/A | N/A | N/A
00 Ret.Exist_Non-FBC_NoCtrl & DSI | N/A | N/A | N/A | N/A | N/A | N/A | N/A
00 Ret.Exist_Non-FBC_NoCtrl & DSI & C2G | N/A | N/A | N/A | N/A | N/A | N/A | N/A
00 Ret.Exist_Non-FBC_NoCtrl & DSI & C2G & SCR | N/A | N/A | N/A | N/A | N/A | N/A | N/A
00 Ret.Exist_Non-FBC_NoCtrl & DSI & DRET | N/A | N/A | N/A | N/A | N/A | N/A | N/A
00 Ret.Exist_Non-FBC_NoCtrl & DSI & GPM | N/A | N/A | N/A | N/A | N/A | N/A | N/A
00 Ret.Exist_Non-FBC_NoCtrl & DSI & GPM & C2G | N/A | N/A | N/A | N/A | N/A | N/A | N/A
00 Ret.Exist_Non-FBC_NoCtrl & DSI & GPM & C2G & SCR | N/A | N/A | N/A | N/A | N/A | N/A | N/A
00 Ret.Exist_Non-FBC_NoCtrl & DSI & GPM & DRET | N/A | N/A | N/A | N/A | N/A | N/A | N/A
00 Ret.Exist_Non-FBC_NoCtrl & DSI & GPM & NGC | N/A | N/A | N/A | N/A | N/A | N/A | N/A
00 Ret.Exist_Non-FBC_NoCtrl & DSI & GPM & SCR | N/A | N/A | N/A | N/A | N/A | N/A | N/A
00 Ret.Exist_Non-FBC_NoCtrl & DSI & GPM & SCR & DRET | N/A | N/A | N/A | N/A | N/A | N/A | N/A
00 Ret.Exist_Non-FBC_NoCtrl & DSI & GPM & SCR & NGC | N/A | N/A | N/A | N/A | N/A | N/A | N/A
00 Ret.Exist_Non-FBC_NoCtrl & DSI & GPM & SNCR | N/A | N/A | N/A | N/A | N/A | N/A | N/A
00 Ret.Exist_Non-FBC_NoCtrl & DSI & GPM & SNCR & DRET | N/A | N/A | N/A | N/A | N/A | N/A | N/A
00 Ret.Exist_Non-FBC_NoCtrl & DSI & GPM & SNCR & NGC | N/A | N/A | N/A | N/A | N/A | N/A | N/A
00 Ret.Exist_Non-FBC_NoCtrl & DSI & GPM & WetFGD & SCR & CCS | N/A | N/A | N/A | N/A | N/A | N/A | N/A
00 Ret.Exist_Non-FBC_NoCtrl & DSI & NGC | N/A | N/A | N/A | N/A | N/A | N/A | N/A
00 Ret.Exist_Non-FBC_NoCtrl & DSI & SCR | N/A | N/A | N/A | N/A | N/A | N/A | N/A
00 Ret.Exist_Non-FBC_NoCtrl & DSI & SCR & DRET | N/A | N/A | N/A | N/A | N/A | N/A | N/A
00 Ret.Exist_Non-FBC_NoCtrl & DSI & SCR & NGC | N/A | N/A | N/A | N/A | N/A | N/A | N/A
00 Ret.Exist_Non-FBC_NoCtrl & DSI & SNCR | N/A | N/A | N/A | N/A | N/A | N/A | N/A
00 Ret.Exist_Non-FBC_NoCtrl & DSI & SNCR & DRET | N/A | N/A | N/A | N/A | N/A | N/A | N/A
00 Ret.Exist_Non-FBC_NoCtrl & DSI & SNCR & NGC | N/A | N/A | N/A | N/A | N/A | N/A | N/A
00 Ret.Exist_Non-FBC_NoCtrl & DSI & WetFGD & SCR & CCS | N/A | N/A | N/A | N/A | N/A | N/A | N/A
00 Ret.Exist_Non-FBC_NoCtrl & GPM | N/A | N/A | N/A | N/A | N/A | N/A | N/A
00 Ret.Exist_Non-FBC_NoCtrl & GPM & C2G | N/A | N/A | N/A | N/A | N/A | N/A | N/A
00 Ret.Exist_Non-FBC_NoCtrl & GPM & C2G & SCR | N/A | N/A | N/A | N/A | N/A | N/A | N/A
00 Ret.Exist_Non-FBC_NoCtrl & GPM & DRET | N/A | N/A | N/A | N/A | N/A | N/A | N/A
00 Ret.Exist_Non-FBC_NoCtrl & GPM & NGC | N/A | N/A | N/A | N/A | N/A | N/A | N/A
00 Ret.Exist_Non-FBC_NoCtrl & GPM & SCR | N/A | N/A | N/A | N/A | N/A | N/A | N/A
00 Ret.Exist_Non-FBC_NoCtrl & GPM & SCR & DRET | N/A | N/A | N/A | N/A | N/A | N/A | N/A
00 Ret.Exist_Non-FBC_NoCtrl & GPM & SCR & NGC | N/A | N/A | N/A | N/A | N/A | N/A | N/A
00 Ret.Exist_Non-FBC_NoCtrl & GPM & SNCR | N/A | N/A | N/A | N/A | N/A | N/A | N/A
00 Ret.Exist_Non-FBC_NoCtrl & GPM & SNCR & DRET | N/A | N/A | N/A | N/A | N/A | N/A | N/A
00 Ret.Exist_Non-FBC_NoCtrl & GPM & SNCR & NGC | N/A | N/A | N/A | N/A | N/A | N/A | N/A
00 Ret.Exist_Non-FBC_NoCtrl & GPM & WetFGD & SCR & CCS | N/A | N/A | N/A | N/A | N/A | N/A | N/A
00 Ret.Exist_Non-FBC_NoCtrl & NGC | N/A | N/A | N/A | N/A | N/A | N/A | N/A
00 Ret.Exist_Non-FBC_NoCtrl & SCR | N/A | N/A | N/A | N/A | N/A | N/A | N/A
00 Ret.Exist_Non-FBC_NoCtrl & SCR & C2G | N/A | N/A | N/A | N/A | N/A | N/A | N/A
00 Ret.Exist_Non-FBC_NoCtrl & SCR & DRET | N/A | N/A | N/A | N/A | N/A | N/A | N/A
00 Ret.Exist_Non-FBC_NoCtrl & SCR & NGC | N/A | N/A | N/A | N/A | N/A | N/A | N/A
00 Ret.Exist_Non-FBC_NoCtrl & SCR & WetFGD & CCS | N/A | N/A | N/A | N/A | N/A | N/A | N/A
00 Ret.Exist_Non-FBC_NoCtrl & SNCR | N/A | N/A | N/A | N/A | N/A | N/A | N/A
00 Ret.Exist_Non-FBC_NoCtrl & SNCR & C2G | N/A | N/A | N/A | N/A | N/A | N/A | N/A
00 Ret.Exist_Non-FBC_NoCtrl & SNCR & DRET | N/A | N/A | N/A | N/A | N/A | N/A | N/A
00 Ret.Exist_Non-FBC_NoCtrl & SNCR & NGC | N/A | N/A | N/A | N/A | N/A | N/A | N/A
00 Ret.Exist_Non-FBC_SCR_ACI & C2G | N/A | N/A | N/A | N/A | N/A | N/A | N/A
00 Ret.Exist_Non-FBC_SCR_ACI & DCCS | N/A | 77.3163 | 0 | 0 | 0 | 0 | 0
00 Ret.Exist_Non-FBC_SCR_ACI & DCCS & WetFGD & CCS | N/A | N/A | 77.71 | 77.71 | N/A | N/A | N/A
00 Ret.Exist_Non-FBC_SCR_ACI & DRET | N/A | 70.2465 | N/A | N/A | N/A | N/A | N/A
00 Ret.Exist_Non-FBC_SCR_ACI & DSI | N/A | N/A | N/A | N/A | N/A | N/A | N/A
00 Ret.Exist_Non-FBC_SCR_ACI & DSI & C2G | N/A | N/A | N/A | N/A | N/A | N/A | N/A
00 Ret.Exist_Non-FBC_SCR_ACI & DSI & DRET | N/A | N/A | N/A | N/A | N/A | N/A | N/A
00 Ret.Exist_Non-FBC_SCR_ACI & DSI & GPM | N/A | N/A | N/A | N/A | N/A | N/A | N/A
00 Ret.Exist_Non-FBC_SCR_ACI & DSI & GPM & C2G | N/A | N/A | N/A | N/A | N/A | N/A | N/A
00 Ret.Exist_Non-FBC_SCR_ACI & DSI & GPM & DRET | N/A | N/A | N/A | N/A | N/A | N/A | N/A
00 Ret.Exist_Non-FBC_SCR_ACI & DSI & GPM & NGC | N/A | N/A | N/A | N/A | N/A | N/A | N/A
00 Ret.Exist_Non-FBC_SCR_ACI & DSI & GPM & WetFGD & CCS | N/A | N/A | N/A | N/A | N/A | N/A | N/A
00 Ret.Exist_Non-FBC_SCR_ACI & DSI & NGC | N/A | N/A | N/A | N/A | N/A | N/A | N/A
00 Ret.Exist_Non-FBC_SCR_ACI & DSI & WetFGD & CCS | N/A | N/A | N/A | N/A | N/A | N/A | N/A
00 Ret.Exist_Non-FBC_SCR_ACI & GPM | N/A | N/A | N/A | N/A | N/A | N/A | N/A
00 Ret.Exist_Non-FBC_SCR_ACI & GPM & C2G | N/A | N/A | N/A | N/A | N/A | N/A | N/A
00 Ret.Exist_Non-FBC_SCR_ACI & GPM & DRET | N/A | N/A | N/A | N/A | N/A | N/A | N/A
00 Ret.Exist_Non-FBC_SCR_ACI & GPM & NGC | N/A | N/A | N/A | N/A | N/A | N/A | N/A
00 Ret.Exist_Non-FBC_SCR_ACI & GPM & WetFGD & CCS | N/A | N/A | N/A | N/A | N/A | N/A | N/A
00 Ret.Exist_Non-FBC_SCR_ACI & NGC | N/A | N/A | N/A | N/A | N/A | N/A | N/A
00 Ret.Exist_Non-FBC_SCR_ACI & WetFGD & CCS | N/A | N/A | N/A | N/A | N/A | N/A | N/A
00 Ret.Exist_Non-FBC_SCR_ACI_DSI & C2G | 0 | 0 | 0 | 0 | 0 | 0 | 0
00 Ret.Exist_Non-FBC_SCR_ACI_DSI & DCCS | N/A | N/A | N/A | N/A | N/A | N/A | N/A
00 Ret.Exist_Non-FBC_SCR_ACI_DSI & DCCS & WetFGD & CCS | N/A | N/A | N/A | N/A | N/A | N/A | N/A
00 Ret.Exist_Non-FBC_SCR_ACI_DSI & DRET | N/A | 47.4185 | N/A | N/A | N/A | N/A | N/A
00 Ret.Exist_Non-FBC_SCR_ACI_DSI & GPM | N/A | N/A | N/A | N/A | N/A | N/A | N/A
00 Ret.Exist_Non-FBC_SCR_ACI_DSI & GPM & C2G | N/A | N/A | N/A | N/A | N/A | N/A | N/A
00 Ret.Exist_Non-FBC_SCR_ACI_DSI & GPM & DRET | N/A | N/A | N/A | N/A | N/A | N/A | N/A
00 Ret.Exist_Non-FBC_SCR_ACI_DSI & GPM & NGC | N/A | N/A | N/A | N/A | N/A | N/A | N/A
00 Ret.Exist_Non-FBC_SCR_ACI_DSI & GPM & WetFGD & CCS | N/A | N/A | N/A | N/A | N/A | N/A | N/A
00 Ret.Exist_Non-FBC_SCR_ACI_DSI & NGC | N/A | N/A | N/A | N/A | N/A | N/A | N/A
00 Ret.Exist_Non-FBC_SCR_ACI_DSI & WetFGD & CCS | N/A | N/A | N/A | N/A | N/A | N/A | N/A
00 Ret.Exist_Non-FBC_SNCR_ACI & C2G | N/A | N/A | N/A | N/A | N/A | N/A | N/A
00 Ret.Exist_Non-FBC_SNCR_ACI & C2G & SCR | N/A | N/A | N/A | N/A | N/A | N/A | N/A
00 Ret.Exist_Non-FBC_SNCR_ACI & DRET | N/A | N/A | N/A | N/A | N/A | N/A | N/A
00 Ret.Exist_Non-FBC_SNCR_ACI & DSI | N/A | N/A | N/A | N/A | N/A | N/A | N/A
00 Ret.Exist_Non-FBC_SNCR_ACI & DSI & C2G | N/A | N/A | N/A | N/A | N/A | N/A | N/A
00 Ret.Exist_Non-FBC_SNCR_ACI & DSI & C2G & SCR | N/A | N/A | N/A | N/A | N/A | N/A | N/A
00 Ret.Exist_Non-FBC_SNCR_ACI & DSI & DRET | N/A | N/A | N/A | N/A | N/A | N/A | N/A
00 Ret.Exist_Non-FBC_SNCR_ACI & DSI & NGC | N/A | N/A | N/A | N/A | N/A | N/A | N/A
00 Ret.Exist_Non-FBC_SNCR_ACI & DSI & SCR | N/A | N/A | N/A | N/A | N/A | N/A | N/A
00 Ret.Exist_Non-FBC_SNCR_ACI & DSI & SCR & DRET | N/A | N/A | N/A | N/A | N/A | N/A | N/A
00 Ret.Exist_Non-FBC_SNCR_ACI & DSI & SCR & NGC | N/A | N/A | N/A | N/A | N/A | N/A | N/A
00 Ret.Exist_Non-FBC_SNCR_ACI & DSI & WetFGD & SCR & CCS | N/A | N/A | N/A | N/A | N/A | N/A | N/A
00 Ret.Exist_Non-FBC_SNCR_ACI & GPM | N/A | N/A | N/A | N/A | N/A | N/A | N/A
00 Ret.Exist_Non-FBC_SNCR_ACI & GPM & C2G | N/A | N/A | N/A | N/A | N/A | N/A | N/A
00 Ret.Exist_Non-FBC_SNCR_ACI & GPM & C2G & SCR | N/A | N/A | N/A | N/A | N/A | N/A | N/A
00 Ret.Exist_Non-FBC_SNCR_ACI & GPM & DRET | N/A | N/A | N/A | N/A | N/A | N/A | N/A
00 Ret.Exist_Non-FBC_SNCR_ACI & GPM & NGC | N/A | N/A | N/A | N/A | N/A | N/A | N/A
00 Ret.Exist_Non-FBC_SNCR_ACI & GPM & SCR | N/A | N/A | N/A | N/A | N/A | N/A | N/A
00 Ret.Exist_Non-FBC_SNCR_ACI & GPM & SCR & DRET | N/A | N/A | N/A | N/A | N/A | N/A | N/A
00 Ret.Exist_Non-FBC_SNCR_ACI & GPM & SCR & NGC | N/A | N/A | N/A | N/A | N/A | N/A | N/A
00 Ret.Exist_Non-FBC_SNCR_ACI & GPM & WetFGD & SCR & CCS | N/A | N/A | N/A | N/A | N/A | N/A | N/A
00 Ret.Exist_Non-FBC_SNCR_ACI & NGC | N/A | N/A | N/A | N/A | N/A | N/A | N/A
00 Ret.Exist_Non-FBC_SNCR_ACI & SCR | N/A | N/A | N/A | N/A | N/A | N/A | N/A
00 Ret.Exist_Non-FBC_SNCR_ACI & SCR & C2G | N/A | N/A | N/A | N/A | N/A | N/A | N/A
00 Ret.Exist_Non-FBC_SNCR_ACI & SCR & DRET | N/A | N/A | N/A | N/A | N/A | N/A | N/A
00 Ret.Exist_Non-FBC_SNCR_ACI & SCR & NGC | N/A | N/A | N/A | N/A | N/A | N/A | N/A
00 Ret.Exist_Non-FBC_SNCR_ACI & SCR & WetFGD & CCS | N/A | N/A | N/A | N/A | N/A | N/A | N/A
00 Ret.Exist_Non-FBC_SNCR_ACI_DSI & C2G | 0 | 0 | 0 | 0 | 0 | 0 | 0
00 Ret.Exist_Non-FBC_SNCR_ACI_DSI & C2G & SCR | N/A | 0 | 0 | 0 | 0 | 0 | 0
00 Ret.Exist_Non-FBC_SNCR_ACI_DSI & DCCS | N/A | N/A | N/A | N/A | N/A | N/A | N/A
00 Ret.Exist_Non-FBC_SNCR_ACI_DSI & DCCS & WetFGD & SCR & CCS | N/A | N/A | N/A | N/A | N/A | N/A | N/A
00 Ret.Exist_Non-FBC_SNCR_ACI_DSI & DRET | N/A | N/A | N/A | N/A | N/A | N/A | N/A
00 Ret.Exist_Non-FBC_SNCR_ACI_DSI & GPM | N/A | N/A | N/A | N/A | N/A | N/A | N/A
00 Ret.Exist_Non-FBC_SNCR_ACI_DSI & GPM & C2G | N/A | N/A | N/A | N/A | N/A | N/A | N/A
00 Ret.Exist_Non-FBC_SNCR_ACI_DSI & GPM & C2G & SCR | N/A | N/A | N/A | N/A | N/A | N/A | N/A
00 Ret.Exist_Non-FBC_SNCR_ACI_DSI & GPM & DRET | N/A | N/A | N/A | N/A | N/A | N/A | N/A
00 Ret.Exist_Non-FBC_SNCR_ACI_DSI & GPM & NGC | N/A | N/A | N/A | N/A | N/A | N/A | N/A
00 Ret.Exist_Non-FBC_SNCR_ACI_DSI & GPM & SCR | N/A | N/A | N/A | N/A | N/A | N/A | N/A
00 Ret.Exist_Non-FBC_SNCR_ACI_DSI & GPM & SCR & DRET | N/A | N/A | N/A | N/A | N/A | N/A | N/A
00 Ret.Exist_Non-FBC_SNCR_ACI_DSI & GPM & SCR & NGC | N/A | N/A | N/A | N/A | N/A | N/A | N/A
00 Ret.Exist_Non-FBC_SNCR_ACI_DSI & GPM & WetFGD & SCR & CCS | N/A | N/A | N/A | N/A | N/A | N/A | N/A
00 Ret.Exist_Non-FBC_SNCR_ACI_DSI & NGC | N/A | N/A | N/A | N/A | N/A | N/A | N/A
00 Ret.Exist_Non-FBC_SNCR_ACI_DSI & SCR | N/A | N/A | N/A | N/A | N/A | N/A | N/A
00 Ret.Exist_Non-FBC_SNCR_ACI_DSI & SCR & C2G | N/A | N/A | N/A | N/A | N/A | N/A | N/A
00 Ret.Exist_Non-FBC_SNCR_ACI_DSI & SCR & DRET | N/A | N/A | N/A | N/A | N/A | N/A | N/A
00 Ret.Exist_Non-FBC_SNCR_ACI_DSI & SCR & NGC | N/A | N/A | N/A | N/A | N/A | N/A | N/A
00 Ret.Exist_Non-FBC_SNCR_ACI_DSI & SCR & WetFGD & CCS | N/A | N/A | N/A | N/A | N/A | N/A | N/A
00 Ret.Exist_Non-FBC_WetFGD & ACI | N/A | N/A | N/A | N/A | N/A | N/A | N/A
00 Ret.Exist_Non-FBC_WetFGD & ACI & C2G | N/A | N/A | N/A | N/A | N/A | N/A | N/A
00 Ret.Exist_Non-FBC_WetFGD & ACI & C2G & SCR | N/A | N/A | N/A | N/A | N/A | N/A | N/A
00 Ret.Exist_Non-FBC_WetFGD & ACI & DRET | N/A | N/A | N/A | N/A | N/A | N/A | N/A
00 Ret.Exist_Non-FBC_WetFGD & ACI & GPM | N/A | N/A | N/A | N/A | N/A | N/A | N/A
00 Ret.Exist_Non-FBC_WetFGD & ACI & GPM & C2G | N/A | N/A | N/A | N/A | N/A | N/A | N/A
00 Ret.Exist_Non-FBC_WetFGD & ACI & GPM & C2G & SCR | N/A | N/A | N/A | N/A | N/A | N/A | N/A
00 Ret.Exist_Non-FBC_WetFGD & ACI & GPM & DRET | N/A | N/A | N/A | N/A | N/A | N/A | N/A
00 Ret.Exist_Non-FBC_WetFGD & ACI & GPM & NGC | N/A | N/A | N/A | N/A | N/A | N/A | N/A
00 Ret.Exist_Non-FBC_WetFGD & ACI & GPM & SCR | N/A | N/A | N/A | N/A | N/A | N/A | N/A
00 Ret.Exist_Non-FBC_WetFGD & ACI & GPM & SCR & CCS | N/A | N/A | N/A | N/A | N/A | N/A | N/A
00 Ret.Exist_Non-FBC_WetFGD & ACI & GPM & SCR & DRET | N/A | N/A | N/A | N/A | N/A | N/A | N/A
00 Ret.Exist_Non-FBC_WetFGD & ACI & GPM & SCR & NGC | N/A | N/A | N/A | N/A | N/A | N/A | N/A
00 Ret.Exist_Non-FBC_WetFGD & ACI & GPM & SNCR | N/A | N/A | N/A | N/A | N/A | N/A | N/A
00 Ret.Exist_Non-FBC_WetFGD & ACI & GPM & SNCR & DRET | N/A | N/A | N/A | N/A | N/A | N/A | N/A
00 Ret.Exist_Non-FBC_WetFGD & ACI & GPM & SNCR & NGC | N/A | N/A | N/A | N/A | N/A | N/A | N/A
00 Ret.Exist_Non-FBC_WetFGD & ACI & NGC | N/A | N/A | N/A | N/A | N/A | N/A | N/A
00 Ret.Exist_Non-FBC_WetFGD & ACI & SCR | N/A | N/A | N/A | N/A | N/A | N/A | N/A
00 Ret.Exist_Non-FBC_WetFGD & ACI & SCR & CCS | N/A | N/A | N/A | N/A | N/A | N/A | N/A
00 Ret.Exist_Non-FBC_WetFGD & ACI & SCR & DRET | N/A | N/A | N/A | N/A | N/A | N/A | N/A
00 Ret.Exist_Non-FBC_WetFGD & ACI & SCR & NGC | N/A | N/A | N/A | N/A | N/A | N/A | N/A
00 Ret.Exist_Non-FBC_WetFGD & ACI & SNCR | N/A | N/A | N/A | N/A | N/A | N/A | N/A
00 Ret.Exist_Non-FBC_WetFGD & ACI & SNCR & DRET | N/A | N/A | N/A | N/A | N/A | N/A | N/A
00 Ret.Exist_Non-FBC_WetFGD & ACI & SNCR & NGC | N/A | N/A | N/A | N/A | N/A | N/A | N/A
00 Ret.Exist_Non-FBC_WetFGD & C2G | N/A | N/A | N/A | N/A | N/A | N/A | N/A
00 Ret.Exist_Non-FBC_WetFGD & C2G & SCR | N/A | N/A | N/A | N/A | N/A | N/A | N/A
00 Ret.Exist_Non-FBC_WetFGD & DRET | N/A | N/A | N/A | N/A | N/A | N/A | N/A
00 Ret.Exist_Non-FBC_WetFGD & DCCS | N/A | N/A | N/A | N/A | N/A | N/A | N/A
00 Ret.Exist_Non-FBC_WetFGD & DCCS & SCR & CCS | N/A | N/A | N/A | N/A | N/A | N/A | N/A
00 Ret.Exist_Non-FBC_WetFGD & GPM | N/A | N/A | N/A | N/A | N/A | N/A | N/A
00 Ret.Exist_Non-FBC_WetFGD & GPM & C2G | N/A | N/A | N/A | N/A | N/A | N/A | N/A
00 Ret.Exist_Non-FBC_WetFGD & GPM & C2G & SCR | N/A | N/A | N/A | N/A | N/A | N/A | N/A
00 Ret.Exist_Non-FBC_WetFGD & GPM & DRET | N/A | N/A | N/A | N/A | N/A | N/A | N/A
00 Ret.Exist_Non-FBC_WetFGD & GPM & NGC | N/A | N/A | N/A | N/A | N/A | N/A | N/A
00 Ret.Exist_Non-FBC_WetFGD & GPM & SCR | N/A | N/A | N/A | N/A | N/A | N/A | N/A
00 Ret.Exist_Non-FBC_WetFGD & GPM & SCR & CCS | N/A | N/A | N/A | N/A | N/A | N/A | N/A
00 Ret.Exist_Non-FBC_WetFGD & GPM & SCR & DRET | N/A | N/A | N/A | N/A | N/A | N/A | N/A
00 Ret.Exist_Non-FBC_WetFGD & GPM & SCR & NGC | N/A | N/A | N/A | N/A | N/A | N/A | N/A
00 Ret.Exist_Non-FBC_WetFGD & GPM & SNCR | N/A | N/A | N/A | N/A | N/A | N/A | N/A
00 Ret.Exist_Non-FBC_WetFGD & GPM & SNCR & DRET | N/A | N/A | N/A | N/A | N/A | N/A | N/A
00 Ret.Exist_Non-FBC_WetFGD & GPM & SNCR & NGC | N/A | N/A | N/A | N/A | N/A | N/A | N/A
00 Ret.Exist_Non-FBC_WetFGD & NGC | N/A | N/A | N/A | N/A | N/A | N/A | N/A
00 Ret.Exist_Non-FBC_WetFGD & SCR | N/A | N/A | N/A | N/A | N/A | N/A | N/A
00 Ret.Exist_Non-FBC_WetFGD & SCR & C2G | N/A | N/A | N/A | N/A | N/A | N/A | N/A
00 Ret.Exist_Non-FBC_WetFGD & SCR & CCS | N/A | N/A | N/A | N/A | N/A | N/A | N/A
00 Ret.Exist_Non-FBC_WetFGD & SCR & DRET | N/A | N/A | N/A | N/A | N/A | N/A | N/A
00 Ret.Exist_Non-FBC_WetFGD & SCR & NGC | N/A | N/A | N/A | N/A | N/A | N/A | N/A
00 Ret.Exist_Non-FBC_WetFGD & SNCR | N/A | N/A | N/A | N/A | N/A | N/A | N/A
00 Ret.Exist_Non-FBC_WetFGD & SNCR & C2G | N/A | N/A | N/A | N/A | N/A | N/A | N/A
00 Ret.Exist_Non-FBC_WetFGD & SNCR & DRET | N/A | N/A | N/A | N/A | N/A | N/A | N/A
00 Ret.Exist_Non-FBC_WetFGD & SNCR & NGC | N/A | N/A | N/A | N/A | N/A | N/A | N/A
00 Ret.Exist_Non-FBC_WetFGD_ACI & C2G | 2 | 2 | 2 | N/A | N/A | N/A | N/A
00 Ret.Exist_Non-FBC_WetFGD_ACI & C2G & SCR | N/A | N/A | N/A | N/A | N/A | N/A | N/A
00 Ret.Exist_Non-FBC_WetFGD_ACI & DCCS | N/A | 80.1076 | 0 | 0 | 0 | 0 | 0
00 Ret.Exist_Non-FBC_WetFGD_ACI & DCCS & SCR & CCS | N/A | N/A | 80.1328 | 80.1328 | 74.289 | 74.289 | 74.289
00 Ret.Exist_Non-FBC_WetFGD_ACI & DRET | N/A | 78.6215 | N/A | N/A | N/A | N/A | N/A
00 Ret.Exist_Non-FBC_WetFGD_ACI & GPM | N/A | N/A | N/A | N/A | N/A | N/A | N/A
00 Ret.Exist_Non-FBC_WetFGD_ACI & GPM & C2G | N/A | N/A | N/A | N/A | N/A | N/A | N/A
00 Ret.Exist_Non-FBC_WetFGD_ACI & GPM & C2G & SCR | N/A | N/A | N/A | N/A | N/A | N/A | N/A
00 Ret.Exist_Non-FBC_WetFGD_ACI & GPM & DRET | N/A | N/A | N/A | N/A | N/A | N/A | N/A
00 Ret.Exist_Non-FBC_WetFGD_ACI & GPM & NGC | N/A | N/A | N/A | N/A | N/A | N/A | N/A
00 Ret.Exist_Non-FBC_WetFGD_ACI & GPM & SCR | N/A | N/A | N/A | N/A | N/A | N/A | N/A
00 Ret.Exist_Non-FBC_WetFGD_ACI & GPM & SCR & CCS | N/A | N/A | N/A | N/A | N/A | N/A | N/A
00 Ret.Exist_Non-FBC_WetFGD_ACI & GPM & SCR & DRET | N/A | N/A | N/A | N/A | N/A | N/A | N/A
00 Ret.Exist_Non-FBC_WetFGD_ACI & GPM & SCR & NGC | N/A | N/A | N/A | N/A | N/A | N/A | N/A
00 Ret.Exist_Non-FBC_WetFGD_ACI & GPM & SNCR | N/A | N/A | N/A | N/A | N/A | N/A | N/A
00 Ret.Exist_Non-FBC_WetFGD_ACI & GPM & SNCR & DRET | N/A | N/A | N/A | N/A | N/A | N/A | N/A
00 Ret.Exist_Non-FBC_WetFGD_ACI & GPM & SNCR & NGC | N/A | N/A | N/A | N/A | N/A | N/A | N/A
00 Ret.Exist_Non-FBC_WetFGD_ACI & NGC | N/A | 77.71 | 10 | N/A | N/A | N/A | N/A
00 Ret.Exist_Non-FBC_WetFGD_ACI & SCR | N/A | 10 | N/A | N/A | N/A | N/A | N/A
00 Ret.Exist_Non-FBC_WetFGD_ACI & SCR & C2G | N/A | N/A | N/A | N/A | N/A | N/A | N/A
00 Ret.Exist_Non-FBC_WetFGD_ACI & SCR & CCS | N/A | N/A | 77.71 | 77.71 | 77.71 | 77.71 | 77.71
00 Ret.Exist_Non-FBC_WetFGD_ACI & SCR & DRET | N/A | N/A | N/A | N/A | N/A | N/A | N/A
00 Ret.Exist_Non-FBC_WetFGD_ACI & SCR & NGC | N/A | N/A | N/A | N/A | N/A | N/A | N/A
00 Ret.Exist_Non-FBC_WetFGD_ACI & SNCR | N/A | N/A | N/A | N/A | N/A | N/A | N/A
00 Ret.Exist_Non-FBC_WetFGD_ACI & SNCR & C2G | N/A | N/A | N/A | N/A | N/A | N/A | N/A
00 Ret.Exist_Non-FBC_WetFGD_ACI & SNCR & DRET | N/A | N/A | N/A | N/A | N/A | N/A | N/A
00 Ret.Exist_Non-FBC_WetFGD_ACI & SNCR & NGC | N/A | N/A | N/A | N/A | N/A | N/A | N/A
00 Ret.Exist_Non-FBC_WetFGD_ACI_DSI & C2G | 0 | 0 | 0 | 0 | 0 | 0 | 0
00 Ret.Exist_Non-FBC_WetFGD_ACI_DSI & C2G & SCR | N/A | N/A | N/A | N/A | N/A | N/A | N/A
00 Ret.Exist_Non-FBC_WetFGD_ACI_DSI & DCCS | N/A | N/A | N/A | N/A | N/A | N/A | N/A
00 Ret.Exist_Non-FBC_WetFGD_ACI_DSI & DCCS & SCR & CCS | N/A | N/A | N/A | N/A | N/A | N/A | N/A
00 Ret.Exist_Non-FBC_WetFGD_ACI_DSI & DRET | N/A | N/A | N/A | N/A | N/A | N/A | N/A
00 Ret.Exist_Non-FBC_WetFGD_ACI_DSI & GPM | N/A | N/A | N/A | N/A | N/A | N/A | N/A
00 Ret.Exist_Non-FBC_WetFGD_ACI_DSI & GPM & C2G | N/A | N/A | N/A | N/A | N/A | N/A | N/A
00 Ret.Exist_Non-FBC_WetFGD_ACI_DSI & GPM & C2G & SCR | N/A | N/A | N/A | N/A | N/A | N/A | N/A
00 Ret.Exist_Non-FBC_WetFGD_ACI_DSI & GPM & DRET | N/A | N/A | N/A | N/A | N/A | N/A | N/A
00 Ret.Exist_Non-FBC_WetFGD_ACI_DSI & GPM & NGC | N/A | N/A | N/A | N/A | N/A | N/A | N/A
00 Ret.Exist_Non-FBC_WetFGD_ACI_DSI & GPM & SCR | N/A | N/A | N/A | N/A | N/A | N/A | N/A
00 Ret.Exist_Non-FBC_WetFGD_ACI_DSI & GPM & SCR & CCS | N/A | N/A | N/A | N/A | N/A | N/A | N/A
00 Ret.Exist_Non-FBC_WetFGD_ACI_DSI & GPM & SCR & DRET | N/A | N/A | N/A | N/A | N/A | N/A | N/A
00 Ret.Exist_Non-FBC_WetFGD_ACI_DSI & GPM & SCR & NGC | N/A | N/A | N/A | N/A | N/A | N/A | N/A
00 Ret.Exist_Non-FBC_WetFGD_ACI_DSI & GPM & SNCR | N/A | N/A | N/A | N/A | N/A | N/A | N/A
00 Ret.Exist_Non-FBC_WetFGD_ACI_DSI & GPM & SNCR & DRET | N/A | N/A | N/A | N/A | N/A | N/A | N/A
00 Ret.Exist_Non-FBC_WetFGD_ACI_DSI & GPM & SNCR & NGC | N/A | N/A | N/A | N/A | N/A | N/A | N/A
00 Ret.Exist_Non-FBC_WetFGD_ACI_DSI & NGC | N/A | N/A | N/A | N/A | N/A | N/A | N/A
00 Ret.Exist_Non-FBC_WetFGD_ACI_DSI & SCR | N/A | N/A | N/A | N/A | N/A | N/A | N/A
00 Ret.Exist_Non-FBC_WetFGD_ACI_DSI & SCR & C2G | N/A | N/A | N/A | N/A | N/A | N/A | N/A
00 Ret.Exist_Non-FBC_WetFGD_ACI_DSI & SCR & CCS | N/A | N/A | N/A | N/A | N/A | N/A | N/A
00 Ret.Exist_Non-FBC_WetFGD_ACI_DSI & SCR & DRET | N/A | N/A | N/A | N/A | N/A | N/A | N/A
00 Ret.Exist_Non-FBC_WetFGD_ACI_DSI & SCR & NGC | N/A | N/A | N/A | N/A | N/A | N/A | N/A
00 Ret.Exist_Non-FBC_WetFGD_ACI_DSI & SNCR | N/A | N/A | N/A | N/A | N/A | N/A | N/A
00 Ret.Exist_Non-FBC_WetFGD_ACI_DSI & SNCR & C2G | N/A | N/A | N/A | N/A | N/A | N/A | N/A
00 Ret.Exist_Non-FBC_WetFGD_ACI_DSI & SNCR & DRET | N/A | N/A | N/A | N/A | N/A | N/A | N/A
00 Ret.Exist_Non-FBC_WetFGD_ACI_DSI & SNCR & NGC | N/A | N/A | N/A | N/A | N/A | N/A | N/A
00 Ret.Exist_Non-FBC_WetFGD_SCR & ACI | N/A | N/A | N/A | N/A | N/A | N/A | N/A
00 Ret.Exist_Non-FBC_WetFGD_SCR & ACI & C2G | N/A | N/A | N/A | N/A | N/A | N/A | N/A
00 Ret.Exist_Non-FBC_WetFGD_SCR & ACI & CCS | N/A | N/A | N/A | N/A | N/A | N/A | N/A
00 Ret.Exist_Non-FBC_WetFGD_SCR & DCCS | N/A | 51.2958 | 0 | 0 | 0 | 0 | 0
00 Ret.Exist_Non-FBC_WetFGD_SCR & DCCS & CCS | N/A | N/A | 78.7284 | 78.7284 | N/A | N/A | N/A
00 Ret.Exist_Non-FBC_WetFGD_SCR & ACI & DRET | N/A | N/A | N/A | N/A | N/A | N/A | N/A
00 Ret.Exist_Non-FBC_WetFGD_SCR & ACI & GPM | N/A | N/A | N/A | N/A | N/A | N/A | N/A
00 Ret.Exist_Non-FBC_WetFGD_SCR & ACI & GPM & C2G | N/A | N/A | N/A | N/A | N/A | N/A | N/A
00 Ret.Exist_Non-FBC_WetFGD_SCR & ACI & GPM & CCS | N/A | N/A | N/A | N/A | N/A | N/A | N/A
00 Ret.Exist_Non-FBC_WetFGD_SCR & ACI & GPM & DRET | N/A | N/A | N/A | N/A | N/A | N/A | N/A
00 Ret.Exist_Non-FBC_WetFGD_SCR & ACI & GPM & NGC | N/A | N/A | N/A | N/A | N/A | N/A | N/A
00 Ret.Exist_Non-FBC_WetFGD_SCR & ACI & NGC | N/A | N/A | N/A | N/A | N/A | N/A | N/A
00 Ret.Exist_Non-FBC_WetFGD_SCR & C2G | 71.9008 | 2.318 | 2.318 | 2.318 | 0.78685 | 0.015252 | 0.01576
00 Ret.Exist_Non-FBC_WetFGD_SCR & CCS | N/A | 79.01 | 79.01 | 79.01 | 79.01 | 79.01 | 79.01
00 Ret.Exist_Non-FBC_WetFGD_SCR & DRET | N/A | 47.4989 | N/A | N/A | N/A | N/A | N/A
00 Ret.Exist_Non-FBC_WetFGD_SCR & GPM | N/A | N/A | N/A | N/A | N/A | N/A | N/A
00 Ret.Exist_Non-FBC_WetFGD_SCR & GPM & C2G | N/A | N/A | N/A | N/A | N/A | N/A | N/A
00 Ret.Exist_Non-FBC_WetFGD_SCR & GPM & CCS | N/A | N/A | N/A | N/A | N/A | N/A | N/A
00 Ret.Exist_Non-FBC_WetFGD_SCR & GPM & DRET | N/A | N/A | N/A | N/A | N/A | N/A | N/A
00 Ret.Exist_Non-FBC_WetFGD_SCR & GPM & NGC | N/A | N/A | N/A | N/A | N/A | N/A | N/A
00 Ret.Exist_Non-FBC_WetFGD_SCR & NGC | N/A | N/A | N/A | N/A | N/A | N/A | N/A
00 Ret.Exist_Non-FBC_WetFGD_SCR_ACI & C2G | 2 | 2 | 2 | 2 | 2 | 2 | 2
00 Ret.Exist_Non-FBC_WetFGD_SCR_ACI & CCS | N/A | N/A | N/A | N/A | N/A | N/A | N/A
00 Ret.Exist_Non-FBC_WetFGD_SCR_ACI & DCCS | N/A | 68.79 | 0 | 0 | 0 | 0 | 0
00 Ret.Exist_Non-FBC_WetFGD_SCR_ACI & DCCS & CCS | N/A | N/A | 79.2598 | 79.4988 | 61.3095 | 67.6267 | 67.6895
00 Ret.Exist_Non-FBC_WetFGD_SCR_ACI & DRET | N/A | 65.461 | N/A | N/A | N/A | N/A | N/A
00 Ret.Exist_Non-FBC_WetFGD_SCR_ACI & GPM | N/A | N/A | N/A | N/A | N/A | N/A | N/A
00 Ret.Exist_Non-FBC_WetFGD_SCR_ACI & GPM & C2G | N/A | N/A | N/A | N/A | N/A | N/A | N/A
00 Ret.Exist_Non-FBC_WetFGD_SCR_ACI & GPM & CCS | N/A | N/A | N/A | N/A | N/A | N/A | N/A
00 Ret.Exist_Non-FBC_WetFGD_SCR_ACI & GPM & DRET | N/A | N/A | N/A | N/A | N/A | N/A | N/A
00 Ret.Exist_Non-FBC_WetFGD_SCR_ACI & GPM & NGC | N/A | N/A | N/A | N/A | N/A | N/A | N/A
00 Ret.Exist_Non-FBC_WetFGD_SCR_ACI & NGC | N/A | N/A | N/A | N/A | N/A | N/A | N/A
00 Ret.Exist_Non-FBC_WetFGD_SCR_ACI_DSI & C2G | 0 | 0 | 0 | 0 | 0 | 0 | 0
00 Ret.Exist_Non-FBC_WetFGD_SCR_ACI_DSI & CCS | N/A | N/A | N/A | N/A | N/A | N/A | N/A
00 Ret.Exist_Non-FBC_WetFGD_SCR_ACI_DSI & DCCS | N/A | 66.2604 | 0 | 0 | 0 | 0 | 0
00 Ret.Exist_Non-FBC_WetFGD_SCR_ACI_DSI & DCCS & CCS | N/A | N/A | 77.9396 | 77.9396 | N/A | N/A | N/A
00 Ret.Exist_Non-FBC_WetFGD_SCR_ACI_DSI & DRET | N/A | 41.6221 | N/A | N/A | N/A | N/A | N/A
00 Ret.Exist_Non-FBC_WetFGD_SCR_ACI_DSI & GPM | N/A | N/A | N/A | N/A | N/A | N/A | N/A
00 Ret.Exist_Non-FBC_WetFGD_SCR_ACI_DSI & GPM & C2G | N/A | N/A | N/A | N/A | N/A | N/A | N/A
00 Ret.Exist_Non-FBC_WetFGD_SCR_ACI_DSI & GPM & CCS | N/A | N/A | N/A | N/A | N/A | N/A | N/A
00 Ret.Exist_Non-FBC_WetFGD_SCR_ACI_DSI & GPM & DRET | N/A | N/A | N/A | N/A | N/A | N/A | N/A
00 Ret.Exist_Non-FBC_WetFGD_SCR_ACI_DSI & GPM & NGC | N/A | N/A | N/A | N/A | N/A | N/A | N/A
00 Ret.Exist_Non-FBC_WetFGD_SCR_ACI_DSI & NGC | N/A | N/A | N/A | N/A | N/A | N/A | N/A
00 Ret.Exist_Non-FBC_WetFGD_SCR_DSI & ACI | N/A | N/A | N/A | N/A | N/A | N/A | N/A
00 Ret.Exist_Non-FBC_WetFGD_SCR_DSI & ACI & C2G | N/A | N/A | N/A | N/A | N/A | N/A | N/A
00 Ret.Exist_Non-FBC_WetFGD_SCR_DSI & ACI & CCS | N/A | N/A | N/A | N/A | N/A | N/A | N/A
00 Ret.Exist_Non-FBC_WetFGD_SCR_DSI & ACI & DRET | N/A | N/A | N/A | N/A | N/A | N/A | N/A
00 Ret.Exist_Non-FBC_WetFGD_SCR_DSI & ACI & GPM | N/A | N/A | N/A | N/A | N/A | N/A | N/A
00 Ret.Exist_Non-FBC_WetFGD_SCR_DSI & ACI & GPM & C2G | N/A | N/A | N/A | N/A | N/A | N/A | N/A
00 Ret.Exist_Non-FBC_WetFGD_SCR_DSI & ACI & GPM & CCS | N/A | N/A | N/A | N/A | N/A | N/A | N/A
00 Ret.Exist_Non-FBC_WetFGD_SCR_DSI & ACI & GPM & DRET | N/A | N/A | N/A | N/A | N/A | N/A | N/A
00 Ret.Exist_Non-FBC_WetFGD_SCR_DSI & ACI & GPM & NGC | N/A | N/A | N/A | N/A | N/A | N/A | N/A
00 Ret.Exist_Non-FBC_WetFGD_SCR_DSI & ACI & NGC | N/A | N/A | N/A | N/A | N/A | N/A | N/A
00 Ret.Exist_Non-FBC_WetFGD_SCR_DSI & C2G | 10.328 | 10.3429 | 0.47387 | 0.47387 | 0.47387 | 0.47387 | 0.47387
00 Ret.Exist_Non-FBC_WetFGD_SCR_DSI & CCS | N/A | N/A | N/A | N/A | N/A | N/A | N/A
00 Ret.Exist_Non-FBC_WetFGD_SCR_DSI & DCCS | N/A | N/A | N/A | N/A | N/A | N/A | N/A
00 Ret.Exist_Non-FBC_WetFGD_SCR_DSI & DCCS & CCS | N/A | N/A | N/A | N/A | N/A | N/A | N/A
00 Ret.Exist_Non-FBC_WetFGD_SCR_DSI & DRET | N/A | N/A | N/A | N/A | N/A | N/A | N/A
00 Ret.Exist_Non-FBC_WetFGD_SCR_DSI & GPM | N/A | N/A | N/A | N/A | N/A | N/A | N/A
00 Ret.Exist_Non-FBC_WetFGD_SCR_DSI & GPM & C2G | N/A | N/A | N/A | N/A | N/A | N/A | N/A
00 Ret.Exist_Non-FBC_WetFGD_SCR_DSI & GPM & CCS | N/A | N/A | N/A | N/A | N/A | N/A | N/A
00 Ret.Exist_Non-FBC_WetFGD_SCR_DSI & GPM & DRET | N/A | N/A | N/A | N/A | N/A | N/A | N/A
00 Ret.Exist_Non-FBC_WetFGD_SCR_DSI & GPM & NGC | N/A | N/A | N/A | N/A | N/A | N/A | N/A
00 Ret.Exist_Non-FBC_WetFGD_SCR_DSI & NGC | N/A | N/A | N/A | N/A | N/A | N/A | N/A
00 Ret.Exist_Non-FBC_WetFGD_SNCR & ACI | N/A | N/A | N/A | N/A | N/A | N/A | N/A
00 Ret.Exist_Non-FBC_WetFGD_SNCR & ACI & C2G | N/A | N/A | N/A | N/A | N/A | N/A | N/A
00 Ret.Exist_Non-FBC_WetFGD_SNCR & ACI & C2G & SCR | N/A | N/A | N/A | N/A | N/A | N/A | N/A
00 Ret.Exist_Non-FBC_WetFGD_SNCR & ACI & DRET | N/A | N/A | N/A | N/A | N/A | N/A | N/A
00 Ret.Exist_Non-FBC_WetFGD_SNCR & ACI & GPM | N/A | N/A | N/A | N/A | N/A | N/A | N/A
00 Ret.Exist_Non-FBC_WetFGD_SNCR & ACI & GPM & C2G | N/A | N/A | N/A | N/A | N/A | N/A | N/A
00 Ret.Exist_Non-FBC_WetFGD_SNCR & ACI & GPM & C2G & SCR | N/A | N/A | N/A | N/A | N/A | N/A | N/A
00 Ret.Exist_Non-FBC_WetFGD_SNCR & ACI & GPM & DRET | N/A | N/A | N/A | N/A | N/A | N/A | N/A
00 Ret.Exist_Non-FBC_WetFGD_SNCR & ACI & GPM & NGC | N/A | N/A | N/A | N/A | N/A | N/A | N/A
00 Ret.Exist_Non-FBC_WetFGD_SNCR & ACI & GPM & SCR | N/A | N/A | N/A | N/A | N/A | N/A | N/A
00 Ret.Exist_Non-FBC_WetFGD_SNCR & ACI & GPM & SCR & CCS | N/A | N/A | N/A | N/A | N/A | N/A | N/A
00 Ret.Exist_Non-FBC_WetFGD_SNCR & ACI & GPM & SCR & DRET | N/A | N/A | N/A | N/A | N/A | N/A | N/A
00 Ret.Exist_Non-FBC_WetFGD_SNCR & ACI & GPM & SCR & NGC | N/A | N/A | N/A | N/A | N/A | N/A | N/A
00 Ret.Exist_Non-FBC_WetFGD_SNCR & ACI & NGC | N/A | N/A | N/A | N/A | N/A | N/A | N/A
00 Ret.Exist_Non-FBC_WetFGD_SNCR & ACI & SCR | N/A | N/A | N/A | N/A | N/A | N/A | N/A
00 Ret.Exist_Non-FBC_WetFGD_SNCR & ACI & SCR & CCS | N/A | N/A | N/A | N/A | N/A | N/A | N/A
00 Ret.Exist_Non-FBC_WetFGD_SNCR & ACI & SCR & DRET | N/A | N/A | N/A | N/A | N/A | N/A | N/A
00 Ret.Exist_Non-FBC_WetFGD_SNCR & ACI & SCR & NGC | N/A | N/A | N/A | N/A | N/A | N/A | N/A
00 Ret.Exist_Non-FBC_WetFGD_SNCR & C2G | N/A | N/A | N/A | N/A | N/A | N/A | N/A
00 Ret.Exist_Non-FBC_WetFGD_SNCR & C2G & SCR | N/A | N/A | N/A | N/A | N/A | N/A | N/A
00 Ret.Exist_Non-FBC_WetFGD_SNCR & DCCS | N/A | N/A | N/A | N/A | N/A | N/A | N/A
00 Ret.Exist_Non-FBC_WetFGD_SNCR & DCCS & SCR & CCS | N/A | N/A | N/A | N/A | N/A | N/A | N/A
00 Ret.Exist_Non-FBC_WetFGD_SNCR & DRET | N/A | N/A | N/A | N/A | N/A | N/A | N/A
00 Ret.Exist_Non-FBC_WetFGD_SNCR & GPM | N/A | N/A | N/A | N/A | N/A | N/A | N/A
00 Ret.Exist_Non-FBC_WetFGD_SNCR & GPM & C2G | N/A | N/A | N/A | N/A | N/A | N/A | N/A
00 Ret.Exist_Non-FBC_WetFGD_SNCR & GPM & C2G & SCR | N/A | N/A | N/A | N/A | N/A | N/A | N/A
00 Ret.Exist_Non-FBC_WetFGD_SNCR & GPM & DRET | N/A | N/A | N/A | N/A | N/A | N/A | N/A
00 Ret.Exist_Non-FBC_WetFGD_SNCR & GPM & NGC | N/A | N/A | N/A | N/A | N/A | N/A | N/A
00 Ret.Exist_Non-FBC_WetFGD_SNCR & GPM & SCR | N/A | N/A | N/A | N/A | N/A | N/A | N/A
00 Ret.Exist_Non-FBC_WetFGD_SNCR & GPM & SCR & CCS | N/A | N/A | N/A | N/A | N/A | N/A | N/A
00 Ret.Exist_Non-FBC_WetFGD_SNCR & GPM & SCR & DRET | N/A | N/A | N/A | N/A | N/A | N/A | N/A
00 Ret.Exist_Non-FBC_WetFGD_SNCR & GPM & SCR & NGC | N/A | N/A | N/A | N/A | N/A | N/A | N/A
00 Ret.Exist_Non-FBC_WetFGD_SNCR & NGC | N/A | N/A | N/A | N/A | N/A | N/A | N/A
00 Ret.Exist_Non-FBC_WetFGD_SNCR & SCR | N/A | N/A | N/A | N/A | N/A | N/A | N/A
00 Ret.Exist_Non-FBC_WetFGD_SNCR & SCR & C2G | N/A | N/A | N/A | N/A | N/A | N/A | N/A
00 Ret.Exist_Non-FBC_WetFGD_SNCR & SCR & CCS | N/A | N/A | N/A | N/A | N/A | N/A | N/A
00 Ret.Exist_Non-FBC_WetFGD_SNCR & SCR & DRET | N/A | N/A | N/A | N/A | N/A | N/A | N/A
00 Ret.Exist_Non-FBC_WetFGD_SNCR & SCR & NGC | N/A | N/A | N/A | N/A | N/A | N/A | N/A
00 Ret.Exist_Non-FBC_WetFGD_SNCR_ACI & C2G | N/A | N/A | N/A | N/A | N/A | N/A | N/A
00 Ret.Exist_Non-FBC_WetFGD_SNCR_ACI & C2G & SCR | N/A | N/A | N/A | N/A | N/A | N/A | N/A
00 Ret.Exist_Non-FBC_WetFGD_SNCR_ACI & DCCS | N/A | 77.3305 | 0 | 0 | 0 | 0 | 0
00 Ret.Exist_Non-FBC_WetFGD_SNCR_ACI & DCCS & SCR & CCS | N/A | N/A | 79.4762 | 79.4762 | N/A | N/A | N/A
00 Ret.Exist_Non-FBC_WetFGD_SNCR_ACI & DRET | N/A | 20.3822 | N/A | N/A | N/A | N/A | N/A
00 Ret.Exist_Non-FBC_WetFGD_SNCR_ACI & GPM | N/A | N/A | N/A | N/A | N/A | N/A | N/A
00 Ret.Exist_Non-FBC_WetFGD_SNCR_ACI & GPM & C2G | N/A | N/A | N/A | N/A | N/A | N/A | N/A
00 Ret.Exist_Non-FBC_WetFGD_SNCR_ACI & GPM & C2G & SCR | N/A | N/A | N/A | N/A | N/A | N/A | N/A
00 Ret.Exist_Non-FBC_WetFGD_SNCR_ACI & GPM & DRET | N/A | N/A | N/A | N/A | N/A | N/A | N/A
00 Ret.Exist_Non-FBC_WetFGD_SNCR_ACI & GPM & NGC | N/A | N/A | N/A | N/A | N/A | N/A | N/A
00 Ret.Exist_Non-FBC_WetFGD_SNCR_ACI & GPM & SCR | N/A | N/A | N/A | N/A | N/A | N/A | N/A
00 Ret.Exist_Non-FBC_WetFGD_SNCR_ACI & GPM & SCR & CCS | N/A | N/A | N/A | N/A | N/A | N/A | N/A
00 Ret.Exist_Non-FBC_WetFGD_SNCR_ACI & GPM & SCR & DRET | N/A | N/A | N/A | N/A | N/A | N/A | N/A
00 Ret.Exist_Non-FBC_WetFGD_SNCR_ACI & GPM & SCR & NGC | N/A | N/A | N/A | N/A | N/A | N/A | N/A
00 Ret.Exist_Non-FBC_WetFGD_SNCR_ACI & NGC | N/A | N/A | N/A | N/A | N/A | N/A | N/A
00 Ret.Exist_Non-FBC_WetFGD_SNCR_ACI & SCR | N/A | N/A | N/A | N/A | N/A | N/A | N/A
00 Ret.Exist_Non-FBC_WetFGD_SNCR_ACI & SCR & C2G | N/A | N/A | N/A | N/A | N/A | N/A | N/A
00 Ret.Exist_Non-FBC_WetFGD_SNCR_ACI & SCR & CCS | N/A | 81.53 | 81.53 | 81.53 | N/A | N/A | N/A
00 Ret.Exist_Non-FBC_WetFGD_SNCR_ACI & SCR & DRET | N/A | N/A | N/A | N/A | N/A | N/A | N/A
00 Ret.Exist_Non-FBC_WetFGD_SNCR_ACI & SCR & NGC | N/A | N/A | N/A | N/A | N/A | N/A | N/A
00 Existing Combined Cycle Retirement | 0 | 0 | 0 | 0 | 0 | 0 | 0
00 New Combined Cycle Retirement | N/A | N/A | N/A | N/A | N/A | N/A | N/A
00 Existing Combustion Turbine Retirement | 0 | 0 | 0 | 0 | 0 | 0 | 0
00 New Combustion Turbine Retirement | N/A | N/A | N/A | N/A | N/A | N/A | N/A
00 Oil/Gas Steam Retirement | 0 | 0 | 0 | 0 | 0 | 0 | 0
00 Coal Steam Retirement | 0 | 0 | 0 | 0 | 0 | 0 | 0
00 IGCC Retirement | 0 | 0 | 0 | 0 | 0 | 0 | 0
00 Nuclear Retirement | N/A | 0 | 0 | 0 | 0 | 0 | 0
00 Biomass Retirement | 0 | 0 | 0 | 0 | 0 | 0 | 0
00 Fossil_Other Retirement | N/A | N/A | N/A | N/A | N/A | N/A | N/A
00 Fuel Cell Retirement | N/A | N/A | N/A | N/A | N/A | N/A | N/A
00 Geothermal Retirement | N/A | N/A | N/A | N/A | N/A | N/A | N/A
00 Hydro Retirement | 0 | 0 | 0 | 0 | 0 | 0 | 0
00 Landfill Gas Retirement | 0 | 0 | 0 | 0 | 0 | 0 | 0
00 Non Fossil_Other Retirement | N/A | N/A | N/A | N/A | N/A | N/A | N/A
00 Solar Thermal Retirement | N/A | N/A | N/A | N/A | N/A | N/A | N/A
00 Exist Dummy | 0 | 0 | 0 | 0 | 0 | 0 | 0
Average | 2.1496 | 2.2169 | 2.4078 | 2.5679 | 2.7738 | 2.9027 | 3.0453
15. Total Annual Production Cost [Million US2022$](*)
Variable O&M | 7518.2051 | 7406.6798 | 5083.2779 | 3819.0048 | 2850.5386 | 3694.2751 | 4195.2036
Fixed O&M | 63009.5695 | 63950.0082 | 68808.4622 | 73852.9627 | 78211.3173 | 76314.9578 | 76132.5404
Fuel | 50764.1171 | 52446.8577 | 42121.6908 | 29205.3208 | 18740.3188 | 29737.5495 | 37439.8304
Capital | 11720.0795 | 17394.3942 | 41939.4684 | 54810.5553 | 67160.0366 | 65886.6718 | 75352.194
Pollutant Transport & Storage | 0 | -536.0436 | -11754.4151 | -11369.8166 | -873.8145 | -858.973 | -859.3663
Total | 133011.9711 | 140661.8964 | 146198.4842 | 150318.027 | 166088.3969 | 174774.4812 | 192260.4021
Sales Revenue | 0 | 0 | 0 | 0 | 0 | 0 | 0
(*) Costs include only those items that are important for determining incremental cost of pollution control
16. Emissions
CO2 Thousand Tonnes | 1119965.5301 | 1048044.0299 | 589413.2538 | 393727.1519 | 261472.2371 | 377218.6146 | 446598.1046
CO2 Thousand Tons | 1234550.3234 | 1155270.4626 | 649716.7132 | 434009.7705 | 288223.7231 | 415812.2283 | 492290.0033
Carbon Million Tons | 336.6955 | 315.0738 | 177.1955 | 118.3663 | 78.6065 | 113.4033 | 134.2609
Carbon Million Tonnes | 305.4451 | 285.8302 | 160.7491 | 107.3801 | 71.3106 | 102.8778 | 121.7995
HCL Thousand Tons | 2.3177 | 1.9557 | 1.1269 | 1.059 | 0.19605 | 0.20652 | 0.21617
MER lbs | 5906.1796 | 5594.8208 | 4760.5166 | 4553.3444 | 2745.1423 | 2794.5433 | 2832.9502
NOX Thousand Tons | 440.771 | 373.2546 | 208.1035 | 165.5403 | 88.4903 | 109.7942 | 120.0275
SO2 Thousand Tons | 422.039 | 313.6949 | 145.1662 | 133.8906 | 32.1229 | 34.367 | 35.3598

## FuelReport_ToEPA
Fuel Consumption by Fuel and Fuel Type [Tbtu]
Fuel Type | 2028 | 2030 | 2035 | 2040 | 2045 | 2050 | 2055
Biomass | 1.5001 | 3.0293 | 1.9006 | 0.2029 | 0.050939 | 1.0625 | 3.0392
EPA v7.23 Biomass | 1.5001 | 3.0293 | 1.9006 | 0.2029 | 0.050939 | 1.0625 | 3.0392
Coal | 4300.8958 | 3590.6368 | 1954.0131 | 1850.4964 | 222.2628 | 242.2857 | 244.4302
EPA v7.23 Coal BA | 112.8029 | 1.3822 | 0.031365 | 0.020308 | 0 | 0 | 0
EPA v7.23 Coal BB | 32.3799 | 11.0907 | 0 | 0 | 0 | 0 | 0
EPA v7.23 Coal BD | 26.8694 | 20.1477 | 0.18006 | 0.18006 | 0 | 0 | 0
EPA v7.23 Coal BE | 510.879 | 518.1202 | 496.1792 | 496.1792 | 0 | 0 | 0
EPA v7.23 Coal BG | 511.1558 | 521.352 | 218.3525 | 202.1155 | 0.72473 | 0.72473 | 0.82251
EPA v7.23 Coal BH | 453.4418 | 476.0871 | 53.6125 | 69.6765 | 0 | 0 | 0
EPA v7.23 Coal LA
EPA v7.23 Coal LD | 0 | 0 | 0 | 0 | 0 | 0 | 0
EPA v7.23 Coal LE | 242.4485 | 258.9509 | 281.8823 | 281.8823 | 14.8435 | 14.8435 | 15.518
EPA v7.23 Coal LG | 87.262 | 87.262 | 87.262 | 87.262 | 53.144 | 69.8808 | 69.8808
EPA v7.23 Coal LH | 0 | 0 | 0 | 0 | 0 | 0 | 0
EPA v7.23 Coal SA | 1690.7738 | 1128.136 | 356.3595 | 631.0763 | 113.71 | 115.011 | 116.3834
EPA v7.23 Coal SB | 401.2031 | 305.5941 | 325.3893 | 81.2926 | 33.4427 | 34.3637 | 34.3637
EPA v7.23 Coal SD | 121.6457 | 110.5989 | 110.599 | 0 | 0 | 0 | 0
EPA v7.23 Coal SE | 110.0338 | 151.915 | 24.1653 | 0.81153 | 6.3978 | 7.4618 | 7.4618
Hydrogen | 0 | 0 | 0.0012766 | 0 | 0.47508 | 14.067 | 22.0563
EPA v7.23 Hydrogen | 0 | 0 | 0.0012766 | 0 | 0.47508 | 14.067 | 22.0563
LF Gas | 229.6654 | 229.8959 | 218.3733 | 205.4681 | 190.1797 | 273.8076 | 306.7207
EPA v7.23 LFG | 229.6654 | 229.8959 | 218.3733 | 205.4681 | 190.1797 | 273.8076 | 306.7207
MSW | 233.0355 | 233.0355 | 232.263 | 212.7269 | 208.9893 | 205.9731 | 210.1489
EPA v7.23 MSW | 233.0355 | 233.0355 | 232.263 | 212.7269 | 208.9893 | 205.9731 | 210.1489
NaturalGas | 11839.8601 | 12051.8042 | 9988.527 | 6625.8874 | 4446.1362 | 6460.9173 | 7710.8811
EPA v7.23 Gas | 11839.8601 | 12051.8042 | 9988.527 | 6625.8874 | 4446.1362 | 6460.9173 | 7710.8811
Nuclear | 7853.4521 | 7623.5914 | 6966.4295 | 6402.7307 | 4936.7183 | 3697.4994 | 2325.0476
EPA v7.23 Nuclear | 7853.4521 | 7623.5914 | 6966.4295 | 6402.7307 | 4936.7183 | 3697.4994 | 2325.0476
Oil | 0.10882 | 0.15168 | 0.020509 | 0 | 0.037554 | 0 | 0
EPA v7.23 DFO | 0.10882 | 0.15168 | 0.020509 | 0 | 0.037554 | 0 | 0
EPA v7.23 RFO | 0 | 0 | 0 | 0 | 0 | 0 | 0
Pet. Coke | 120.4928 | 56.6209 | 51.2996 | 49.1475 | 42.9137 | 41.5578 | 41.6189
EPA v7.23 Pet Coke | 120.4928 | 56.6209 | 51.2996 | 49.1475 | 42.9137 | 41.5578 | 41.6189
Waste Coal | 97.4206 | 95.7529 | 42.5206 | 42.5206 | 0 | 0 | 0
EPA v7.23 Waste Coal | 97.4206 | 95.7529 | 42.5206 | 42.5206 | 0 | 0 | 0
Grand Total | 24676.4312 | 23884.5186 | 19455.3485 | 15389.1805 | 10047.7636 | 10937.1703 | 10863.943
Fuel Costs by Fuel and Fuel Type[MMUS$]
Fuel Type | 2028 | 2030 | 2035 | 2040 | 2045 | 2050 | 2055
Biomass | 5.9757 | 12.0674 | 7.5712 | 0.80827 | 0.20292 | 4.2326 | 12.1069
EPA v7.23 Biomass | 5.9757 | 12.0674 | 7.5712 | 0.80827 | 0.20292 | 4.2326 | 12.1069
Coal | 7430.0832 | 6242.5533 | 3417.6871 | 3372.5976 | 352.2382 | 389.1344 | 394.5239
EPA v7.23 Coal BA | 181.6142 | 3.6452 | 0.084258 | 0.055629 | 0 | 0 | 0
EPA v7.23 Coal BB | 69.5672 | 33.0361 | 0 | 0 | 0 | 0 | 0
EPA v7.23 Coal BD | 69.3235 | 53.238 | 0.43334 | 0.45914 | 0 | 0 | 0
EPA v7.23 Coal BE | 1051.3082 | 1073.7695 | 1013.2726 | 1039.0325 | 0 | 0 | 0
EPA v7.23 Coal BG | 862.505 | 929.2547 | 390.3878 | 396.8032 | 1.8503 | 1.9294 | 2.214
EPA v7.23 Coal BH | 877.6555 | 944.6159 | 128.9752 | 170.9355 | 0 | 0 | 0
EPA v7.23 Coal LA
EPA v7.23 Coal LD | 0 | 0 | 0 | 0 | 0 | 0 | 0
EPA v7.23 Coal LE | 356.929 | 408.1131 | 478.4625 | 475.7824 | 29.957 | 31.1028 | 32.9995
EPA v7.23 Coal LG | 115.2811 | 117.2802 | 122.0362 | 127.071 | 79.9076 | 109.0097 | 109.0097
EPA v7.23 Coal LH | 0 | 0 | 0 | 0 | 0 | 0 | 0
EPA v7.23 Coal SA | 2964.4931 | 1873.6089 | 568.4166 | 1049.6051 | 194.3238 | 195.5004 | 198.3597
EPA v7.23 Coal SB | 552.7799 | 402.7135 | 552.7377 | 111.45 | 31.3011 | 34.2951 | 34.644
EPA v7.23 Coal SD | 116.7303 | 98.5012 | 104.4851 | 0 | 0 | 0 | 0
EPA v7.23 Coal SE | 211.8964 | 304.777 | 58.3957 | 1.4032 | 14.8984 | 17.297 | 17.297
Hydrogen | 0 | 0 | 0.012304 | 0 | 4.579 | 135.5819 | 212.5856
EPA v7.23 Hydrogen | 0 | 0 | 0.012304 | 0 | 4.579 | 135.5819 | 212.5856
LF Gas | 0 | 0 | 0 | 0 | 0 | 0 | 0
EPA v7.23 LFG | 0 | 0 | 0 | 0 | 0 | 0 | 0
MSW | 0 | 0 | 0 | 0 | 0 | 0 | 0
EPA v7.23 MSW | 0 | 0 | 0 | 0 | 0 | 0 | 0
NaturalGas | 37389.6451 | 40519.5711 | 33603.2924 | 21092.6374 | 14795.5672 | 26504.6609 | 35089.8289
EPA v7.23 Gas | 37389.6451 | 40519.5711 | 33603.2924 | 21092.6374 | 14795.5672 | 26504.6609 | 35089.8289
Nuclear | 5579.4667 | 5415.1412 | 4946.5757 | 4544.2052 | 3502.1295 | 2621.824 | 1648.5448
EPA v7.23 Nuclear | 5579.4667 | 5415.1412 | 4946.5757 | 4544.2052 | 3502.1295 | 2621.824 | 1648.5448
Oil | 2.1428 | 3.001 | 0.44478 | 0 | 0.83211 | 0 | 0
EPA v7.23 DFO | 2.1428 | 3.001 | 0.44478 | 0 | 0.83211 | 0 | 0
EPA v7.23 RFO | 0 | 0 | 0 | 0 | 0 | 0 | 0
Pet. Coke | 240.4826 | 114.256 | 103.7574 | 99.3412 | 84.7699 | 82.1156 | 82.2402
EPA v7.23 Pet Coke | 240.4826 | 114.256 | 103.7574 | 99.3412 | 84.7699 | 82.1156 | 82.2402
Waste Coal | 116.3209 | 140.2679 | 42.3499 | 95.7312 | 0 | 0 | 0
EPA v7.23 Waste Coal | 116.3209 | 140.2679 | 42.3499 | 95.7312 | 0 | 0 | 0
Grand Total | 50764.1171 | 52446.8577 | 42121.6908 | 29205.3208 | 18740.3188 | 29737.5495 | 37439.8304
Fuel Costs by Fuel and Fuel Type[US$/MMBtu]
Fuel Type | 2028 | 2030 | 2035 | 2040 | 2045 | 2050 | 2055
Biomass | 3.9835 | 3.9835 | 3.9835 | 3.9835 | 3.9835 | 3.9835 | 3.9835
EPA v7.23 Biomass | 3.9835 | 3.9835 | 3.9835 | 3.9835 | 3.9835 | 3.9835 | 3.9835
Coal | 1.7276 | 1.7386 | 1.7491 | 1.8225 | 1.5848 | 1.6061 | 1.6141
EPA v7.23 Coal BA | 1.61 | 2.6373 | 2.6864 | 2.7392 | 0 | 0 | 0
EPA v7.23 Coal BB | 2.1485 | 2.9787 | 0 | 0 | 0 | 0 | 0
EPA v7.23 Coal BD | 2.58 | 2.6424 | 2.4066 | 2.5499 | 0 | 0 | 0
EPA v7.23 Coal BE | 2.0578 | 2.0724 | 2.0422 | 2.0941 | 0 | 0 | 0
EPA v7.23 Coal BG | 1.6874 | 1.7824 | 1.7879 | 1.9632 | 2.5531 | 2.6623 | 2.6917
EPA v7.23 Coal BH | 1.9355 | 1.9841 | 2.4057 | 2.4533 | 0 | 0 | 0
EPA v7.23 Coal LA | 0 | 0 | 0 | 0 | 0 | 0 | 0
EPA v7.23 Coal LD | 0 | 0 | 0 | 0 | 0 | 0 | 0
EPA v7.23 Coal LE | 1.4722 | 1.576 | 1.6974 | 1.6879 | 2.0182 | 2.0954 | 2.1265
EPA v7.23 Coal LG | 1.3211 | 1.344 | 1.3985 | 1.4562 | 1.5036 | 1.5599 | 1.5599
EPA v7.23 Coal LH | 0 | 0 | 0 | 0 | 0 | 0 | 0
EPA v7.23 Coal SA | 1.7533 | 1.6608 | 1.5951 | 1.6632 | 1.7089 | 1.6998 | 1.7044
EPA v7.23 Coal SB | 1.3778 | 1.3178 | 1.6987 | 1.371 | 0.93596 | 0.998 | 1.0082
EPA v7.23 Coal SD | 0.95959 | 0.89062 | 0.94472 | 0 | 0 | 0 | 0
EPA v7.23 Coal SE | 1.9257 | 2.0062 | 2.4165 | 1.729 | 2.3287 | 2.3181 | 2.3181
Hydrogen | 0 | 0 | 9.6383 | 0 | 9.6383 | 9.6383 | 9.6383
EPA v7.23 Hydrogen | 0 | 0 | 9.6383 | 0 | 9.6383 | 9.6383 | 9.6383
LF Gas | 0 | 0 | 0 | 0 | 0 | 0 | 0
EPA v7.23 LFG | 0 | 0 | 0 | 0 | 0 | 0 | 0
MSW | 0 | 0 | 0 | 0 | 0 | 0 | 0
EPA v7.23 MSW | 0 | 0 | 0 | 0 | 0 | 0 | 0
NaturalGas | 3.1579 | 3.3621 | 3.3642 | 3.1834 | 3.3277 | 4.1023 | 4.5507
EPA v7.23 Gas | 3.1579 | 3.3621 | 3.3642 | 3.1834 | 3.3277 | 4.1023 | 4.5507
Nuclear | 0.71045 | 0.71031 | 0.71006 | 0.70973 | 0.7094 | 0.70908 | 0.70904
EPA v7.23 Nuclear | 0.71045 | 0.71031 | 0.71006 | 0.70973 | 0.7094 | 0.70908 | 0.70904
Oil | 19.6914 | 19.7851 | 21.6868 | 0 | 22.1579 | 0 | 0
EPA v7.23 DFO | 19.6914 | 19.7851 | 21.6868 | 0 | 22.1579 | 0 | 0
EPA v7.23 RFO | 0 | 0 | 0 | 0 | 0 | 0 | 0
Pet. Coke | 1.9958 | 2.0179 | 2.0226 | 2.0213 | 1.9754 | 1.9759 | 1.976
EPA v7.23 Pet Coke | 1.9958 | 2.0179 | 2.0226 | 2.0213 | 1.9754 | 1.9759 | 1.976
Waste Coal | 1.194 | 1.4649 | 0.99599 | 2.2514 | 0 | 0 | 0
EPA v7.23 Waste Coal | 1.194 | 1.4649 | 0.99599 | 2.2514 | 0 | 0 | 0
Grand Total | 2.0572 | 2.1959 | 2.165 | 1.8978 | 1.8651 | 2.7189 | 3.4462

## Coal Pivot Tables
Coal Prices (2022$/MMBtu) | [7 empty] | Total TBtu
Coal Region | 2028 | 2030 | 2035 | 2040 | 2045 | 2050 | 2055 | 2028 | 2030 | 2035 | 2040 | 2045 | 2050 | 2055
Appalachia | 1.4703 | 1.5113 | 1.474 | 1.5392 | 2.2698 | 2.4032 | 2.4083 | 1072.1948 | 1100.8335 | 612.3015 | 598.3935 | 89.7859 | 83.3651 | 83.3748
Imports | 4.729 | 4.4503 | 4.3028 |  |  |  |  | 6.4045 | 6.8051 | 0.053224
Interior | 1.5434 | 1.5815 | 1.7367 |  |  |  |  | 1176.5169 | 1101.041 | 773.0585 | 1063.4713 | 719.0564 | 726.5402 | 713.4906
Waste Coal | 0.62801 | 0.89612 | 0.38324 | 1.6294 |  |  |  | 97.4206 | 95.7529 | 42.5206 | 42.5206
West | 0.85187 | 0.91078 | 0.9893 | 1.0545 |  |  |  | 3585.9116 | 2784.3619 | 1900.0728 | 1662.6311 | 859.9006 | 893.9177 | 895.1427
National | 1.1011 | 1.1903 | 1.2444 | 1.3845 | 1.6423 | 1.6032 | 1.6097 | 5938.4484 | 5088.7944 | 3328.0067 | 3367.0165 | 1668.7428 | 1703.8231 | 1692.0082
Coal Prices (2022$/Ton) | [7 empty] | Total Million Tons
Coal Region | 2028 | 2030 | 2035 | 2040 | 2045 | 2050 | 2055 | 2028 | 2030 | 2035 | 2040 | 2045 | 2050 | 2055
Appalachia | 37.0882 | 38.0519 | 37.7748 | 39.4882 | 56.1433 | 59.4486 | 59.5819 | 42.5055 | 43.7205 | 23.8923 | 23.3253 | 3.63 | 3.37 | 3.37
Imports | 98.08 | 92.3 | 89.24 |  |  |  |  | 0.3088 | 0.32811 | 0.0025662
Interior | 32.2289 | 32.6755 | 33.4253 | 35.9158 | 38.7887 | 40.6093 | 40.5732 | 56.3432 | 53.291 | 40.167 | 53.3992 | 34.2921 | 35.1347 | 34.6337
Waste Coal | 8.4154 | 12.008 | 5.1354 | 21.8342 |  |  |  | 7.2702 | 7.1457 | 3.1732 | 3.1732
West | 14.956 | 15.9107 | 17.1135 | 18.2757 | 26.115 | 22.6874 | 22.922 | 204.2478 | 159.3862 | 109.8395 | 95.9363 | 46.2057 | 48.6775 | 48.7554
National | 21.0462 | 22.9543 | 23.3878 | 26.511 | 32.5768 | 31.331 | 31.3922 | 310.6755 | 263.8715 | 177.0745 | 175.8341 | 84.1278 | 87.1822 | 86.7591

## Final Wholesale Price
Wholesale Electricity Price (2022$/MWh)
Region Group | 2028 | 2030 | 2035 | 2040 | 2045 | 2050 | 2055
ERCOT_Tenaska Frontier Generating Station | 25.9403 | 27.1218 | 30.8523 | 22.6929 | 0 | 31.1437 | 32.0319
ERCOT_Tenaska Gateway Generating Station | 25.942 | 27.1237 | 27.9889 | 22.922 | 0 | 30.9567 | 32.0363
ERCOT_Panhandle | 22.1598 | 24.5164 | 25.0459 | 18.1286 | 11.5681 | 22.8006 | 25.5763
ERCOT_Rest | 25.0596 | 25.8895 | 31.362 | 24.5449 | 17.0736 | 29.8296 | 32.7553
ERCOT_West | 22.7059 | 25.1204 | 25.6629 | 18.5756 | 11.8537 | 24.05 | 26.9055
FRCC | 36.6168 | 45.7325 | 37.1942 | 39.9884 | 34.2722 | 41.5624 | 45.3013
MISO_Amite South (including DSG) | 36.2118 | 47.9975 | 37.5618 | 31.3106 | 31.1353 | 37.9673 | 41.9556
MISO_Arkansas | 34.6708 | 46.4903 | 36.4697 | 30.0863 | 23.9411 | 32.8347 | 37.4869
MISO_Iowa | 34.128 | 41.6084 | 33.0237 | 25.5418 | 19.9296 | 28.6084 | 33.0659
MISO_Illinois | 38.1529 | 43.1879 | 34.884 | 27.0049 | 21.0856 | 29.9681 | 34.2676
MISO_Indiana (including parts of Kentucky) | 38.4705 | 44.0428 | 36.3632 | 29.5405 | 25.5394 | 34.0241 | 37.8806
MISO_Louisiana | 35.4757 | 47.0136 | 37.2612 | 30.6489 | 27.2948 | 34.9156 | 38.6403
MISO_Lower Michigan | 36.384 | 44.8911 | 39.1342 | 36.6244 | 33.6464 | 40.7182 | 43.5591
MISO_MT, SD, ND | 33.6529 | 40.547 | 32.2139 | 24.8091 | 19.609 | 27.8901 | 32.2221
MISO_Iowa-MidAmerican | 33.4731 | 41.0926 | 33.0957 | 25.9964 | 20.2617 | 28.9785 | 33.4691
MISO_Minnesota and Western Wisconsin | 35.6101 | 42.3428 | 33.4699 | 25.5834 | 20.1376 | 28.7313 | 33.1471
MISO_Missouri | 37.6585 | 43.3773 | 35.2801 | 27.633 | 21.3427 | 30.4056 | 34.8659
MISO_Mississippi | 35.7751 | 47.4945 | 37.6971 | 31.077 | 27.9917 | 35.5434 | 39.3541
MISO_WOTAB (including Western) | 28.8401 | 35.9564 | 32.708 | 29.9991 | 26.9355 | 34.6485 | 38.6546
MISO_Wisconsin- Upper Michigan (WUMS) | 36.6462 | 43.4618 | 36.5531 | 29.6089 | 22.5029 | 33.3244 | 36.822
ISONE_Connecticut | 30.364 | 33.9036 | 33.9878 | 33.9342 | 32.0369 | 41.9214 | 43.5469
ISONE_Maine | 29.1693 | 32.093 | 30.1392 | 26.0812 | 23.154 | 31.8939 | 34.334
ISONE_MA, VT, NH, RI (Rest of ISO New England) | 29.9967 | 33.763 | 33.6189 | 32.8137 | 30.2097 | 39.0597 | 41.5448
NY_Zone A (West) | 30.8929 | 36.7637 | 35.2691 | 31.7468 | 30.9155 | 34.9496 | 36.3354
NY_Zone B (Genesee) | 31.5785 | 37.7914 | 35.6741 | 32.1594 | 31.5085 | 35.6025 | 37.3512
NY_Zone C&E | 32.0065 | 38.2237 | 36.0057 | 32.4391 | 31.9811 | 36.3671 | 38.1789
NY_Zone D (North) | 31.2121 | 37.1929 | 32.8216 | 25.1978 | 25.6156 | 31.6254 | 35.3947
NY_Zone F (Capital) | 34.5554 | 39.9186 | 36.6775 | 33.1725 | 32.5999 | 37.1099 | 38.5649
NY_Zone G-I (Downstate NY) | 39.0602 | 44.8739 | 38.083 | 37.2439 | 37.1336 | 41.6269 | 43.4495
NY_Zone J (NYC) | 40.0365 | 46.0901 | 38.99 | 40.1054 | 40.8131 | 45.4119 | 47.2901
NY_Zone K (LI) | 50.1753 | 45.8284 | 36.8164 | 37.9849 | 38.6675 | 43.0528 | 47.6494
PJM_AP | 33.3859 | 39.714 | 37.4699 | 33.7513 | 31.5388 | 38.7543 | 42.4909
PJM_ATSI | 33.501 | 40.2201 | 37.9971 | 34.5131 | 32.1797 | 39.1917 | 42.91
PJM_ComEd | 28.9497 | 36.6091 | 31.4284 | 27.1355 | 24.7341 | 38.8419 | 43.0578
PJM_Dominion | 33.8603 | 40.1876 | 37.434 | 34.2039 | 31.592 | 39.5088 | 43.9531
PJM_EMAAC | 27.2463 | 31.5517 | 34.9638 | 36.1657 | 35.0054 | 42.2296 | 45.8315
PJM_PENELEC | 27.1321 | 30.893 | 34.0665 | 30.8882 | 30.7872 | 37.5913 | 41.3588
PJM_SWMAAC | 58.4595 | 40.3458 | 38.6151 | 37.5393 | 35.2818 | 42.6735 | 46.5032
PJM West | 33.9469 | 40.4964 | 38.1393 | 33.8451 | 30.8575 | 38.1171 | 42.4191
PJM_Western MAAC | 26.966 | 30.9166 | 34.2854 | 33.97 | 33.6566 | 40.2314 | 43.9119
SERC_Central_Kentucky | 35.7158 | 40.6039 | 41.0494 | 33.9295 | 29.6992 | 37.4977 | 40.7888
SERC_Central_TVA | 37.3154 | 41.9257 | 36.2626 | 32.0898 | 27.246 | 33.9221 | 38.4465
SERC_Delta_AECI | 28.4279 | 35.6325 | 33.0353 | 25.6971 | 20.4897 | 28.634 | 33.4009
SERC_Southeastern | 35.3658 | 41.1228 | 34.6168 | 32.5944 | 30.5368 | 36.0345 | 40.1298
SERC_VACAR | 38.9685 | 44.172 | 41.8425 | 38.0046 | 37.1422 | 42.6179 | 48.6626
SPP_Kiamichi Energy Facility | 25.9622 | 27.2056 | 28.0945 | 21.6216 | 14.6304 | 30.7997 | 32.1173
SPP North- (Kansas, Missouri) | 29.8784 | 34.486 | 25.2569 | 18.5495 | 12.6903 | 23.5092 | 28.6626
SPP Nebraska | 29.0833 | 33.631 | 26.2297 | 20.3758 | 16.5673 | 26.1413 | 31.0802
SPP SPS (Texas Panhandle) | 28.447 | 33.8983 | 20.0047 | 13.3228 | 6.968 | 18.241 | 23.6911
SPP_WAUE | 27.8507 | 33.049 | 25.9625 | 20.1122 | 16.3417 | 26.1081 | 30.8284
SPP West (Oklahoma, Arkansas, Louisiana) | 30.1494 | 34.6444 | 25.5169 | 18.287 | 12.5676 | 23.1366 | 28.2118
WECC_BANC | 54.8384 | 57.7313 | 48.3153 | 53.6496 | 32.8957 | 61.7783 | 65.7793
WECC_Northern California (not including BANC) | 54.0306 | 56.2622 | 45.5693 | 47.8789 | 28.106 | 55.15 | 60.2826
WECC_LADWP | 53.0462 | 57.5891 | 49.2271 | 48.4617 | 29.6418 | 57.9948 | 63.8998
WECC_San Diego Gas and Electric | 55.47 | 58.8456 | 49.7464 | 47.6975 | 33.4959 | 57.9814 | 62.8346
WECC_Arizona | 38.7047 | 43.0317 | 39.4899 | 39.8089 | 30.083 | 39.7242 | 42.5265
WECC_Colorado | 39.2537 | 56.4397 | 46.3293 | 37.414 | 33.6668 | 40.8238 | 43.2017
WECC_Idaho | 36.3825 | 41.1116 | 41.0802 | 36.8945 | 30.32 | 37.0764 | 40.6656
WECC_Imperial Irrigation District (IID) | 24.4902 | 42.2715 | 38.2463 | 33.9696 | 23.0977 | 45.5014 | 50.8859
WECC_Montana | 38.8253 | 43.8963 | 38.8667 | 32.7255 | 26.2366 | 32.7751 | 36.2697
WECC_New Mexico | 36.0702 | 41.2905 | 38.7895 | 39.3447 | 28.8849 | 38.3933 | 41.5498
WECC_Northern Nevada | 37.3315 | 43.2711 | 37.1717 | 36.6253 | 31.289 | 40.9377 | 43.253
WECC_Pacific Northwest | 40.9748 | 45.4681 | 41.2398 | 37.2262 | 29.6918 | 36.1969 | 41.2786
WECC_Southern California Edison | 54.2246 | 58.1357 | 48.4972 | 47.9201 | 28.6265 | 55.4892 | 61.0625
WECC_Southern Nevada | 38.4697 | 41.1782 | 36.7219 | 36.7216 | 30.2702 | 41.2669 | 44.4372
WECC_Utah | 34.6948 | 43.0612 | 40.945 | 38.0611 | 34.4871 | 41.3675 | 43.9174
WECC_Wyoming | 25.2762 | 31.2857 | 36.6111 | 32.9653 | 30.0074 | 37.8096 | 40.6273
National | 35.69 | 40.8876 | 36.6555 | 33.2862 | 27.7814 | 37.6704 | 41.6914

## Natural Gas
Final Rules Sens Carbon Rev 20 - Natural Gas Results
| Delivered Natural Gas Price (2022$/MMBtu) | [28 empty] | Natural Gas Consumption in the Power Sector (Tcf)
| Winter | [6 empty] | Spring | [6 empty] | Summer | [6 empty] | Fall | [7 empty] | Winter | [6 empty] | Spring | [6 empty] | Summer | [6 empty] | Fall
| 2028 | 2030 | 2035 | 2040 | 2045 | 2050 | 2055 | 2028 | 2030 | 2035 | 2040 | 2045 | 2050 | 2055 | 2028 | 2030 | 2035 | 2040 | 2045 | 2050 | 2055 | 2028 | 2030 | 2035 | 2040 | 2045 | 2050 | 2055 |  | 2028 | 2030 | 2035 | 2040 | 2045 | 2050 | 2055 | 2028 | 2030 | 2035 | 2040 | 2045 | 2050 | 2055 | 2028 | 2030 | 2035 | 2040 | 2045 | 2050 | 2055 | 2028 | 2030 | 2035 | 2040 | 2045 | 2050 | 2055
ERC_FRNT | 3.7866 | 3.442 | 3.6533 | 3.4397 | 3.6303 | 4.3948 | 4.8308 | 3.2877 | 3.1492 | 3.1676 | 2.9298 | 3.1425 | 3.9069 | 4.3429 | 2.8193 | 3.2766 | 3.0073 | 2.9571 | 3.1411 | 3.9055 | 4.3416 | 2.9598 | 3.4007 | 3.0611 | 3.2587 | 3.386 | 4.1504 | 4.5864 | ERC_FRNT | 0.010303 | 0.0072404 | 0.00052327 | 8.7212e-05 | 0 | 0 | 8.7009e-05 | 3.6448e-05 | 0.00017927 | 0 | 0 | 0 | 0 | 0 | 0.014843 | 0.014859 | 0.0040903 | 0.00030477 | 0 | 0.0016682 | 0.004117 | 0.0070932 | 0.0032443 | 6.7831e-05 | 0 | 0 | 0 | 0
ERC_GWAY | 3.7866 | 3.442 | 3.6533 | 3.4397 | 3.6303 | 4.3948 | 4.8308 | 3.2877 | 3.1492 | 3.1676 | 2.9298 | 3.1425 | 3.9069 | 4.3429 | 2.8193 | 3.2766 | 3.0073 | 2.9571 | 3.1411 | 3.9055 | 4.3416 | 2.9598 | 3.4007 | 3.0611 | 3.2587 | 3.386 | 4.1504 | 4.5864 | ERC_GWAY | 0.00053127 | 0.00097892 | 0.00053127 | 8.8546e-05 | 0 | 0 | 0 | 0 | 0 | 0 | 0 | 0 | 0 | 0 | 0.0092883 | 0.015086 | 0.00034008 | 5.6689e-06 | 0 | 0.00032572 | 0.00031486 | 0 | 6.8869e-05 | 0 | 0 | 0 | 0 | 0
ERC_PHDL | - | - | - | - | - | - | - | - | - | - | - | - | - | - | - | - | - | - | - | - | - | - | - | - | - | - | - | - | ERC_PHDL | 0 | 0 | 0 | 0 | 0 | 0 | 0 | 0 | 0 | 0 | 0 | 0 | 0 | 0 | 0 | 0 | 0 | 0 | 0 | 0 | 0 | 0 | 0 | 0 | 0 | 0 | 0 | 0
ERC_REST | 3.7866 | 3.442 | 3.6533 | 3.4397 | 3.6303 | 4.3948 | 4.8308 | 3.2877 | 3.1492 | 3.1676 | 2.9298 | 3.1425 | 3.9069 | 4.3429 | 2.8193 | 3.2766 | 3.0073 | 2.9571 | 3.1411 | 3.9055 | 4.3416 | 2.9598 | 3.4007 | 3.0611 | 3.2587 | 3.386 | 4.1504 | 4.5864 | ERC_REST | 0.16695 | 0.16493 | 0.081694 | 0.0038445 | 0.0019761 | 0.011395 | 0.023516 | 0.046811 | 0.03016 | 0 | 0 | 0 | 0 | 0 | 0.38358 | 0.34234 | 0.20876 | 0.086888 | 0.03185 | 0.15118 | 0.17161 | 0.11883 | 0.11074 | 0.056152 | 0.006869 | 0 | 0.016605 | 0.024539
ERC_WEST | 3.7513 | 3.3949 | 3.5976 | 3.3937 | 3.5814 | 4.3459 | 4.7819 | 3.2509 | 3.0902 | 3.0804 | 2.8505 | 3.0663 | 3.8308 | 4.2668 | 2.7474 | 3.1759 | 2.8872 | 2.8679 | 3.0512 | 3.8156 | 4.2517 | 2.9119 | 3.322 | 2.9613 | 3.1581 | 3.2903 | 4.0548 | 4.4908 | ERC_WEST | 0.0078336 | 0.0078336 | 0.0018973 | 7.9787e-05 | 0 | 7.616e-05 | 0.00020238 | 0 | 0 | 0 | 0 | 0 | 0 | 0 | 0.015973 | 0.021741 | 0.0031457 | 0.0031337 | 0.0012764 | 0.0038535 | 0.0031097 | 0.0053095 | 0.0053095 | 0.0065124 | 0.0013127 | 0 | 0.0014217 | 0.0026484
FRCC | 4.0282 | 3.688 | 4.0141 | 3.7032 | 3.8125 | 4.5769 | 5.0129 | 3.5085 | 3.3868 | 3.5673 | 3.204 | 3.2984 | 4.0628 | 4.4989 | 3.333 | 4.0083 | 3.5965 | 3.3308 | 3.4813 | 4.2458 | 4.6818 | 3.1526 | 3.7061 | 3.4962 | 3.5922 | 3.6694 | 4.4339 | 4.8699 | FRCC | 0.30013 | 0.31603 | 0.30961 | 0.23561 | 0.15518 | 0.18354 | 0.2417 | 0.20631 | 0.208 | 0.17893 | 0.11087 | 0.045112 | 0.059647 | 0.092846 | 0.7136 | 0.72287 | 0.71237 | 0.67354 | 0.53918 | 0.60516 | 0.72223 | 0.2457 | 0.2461 | 0.23779 | 0.19923 | 0.14158 | 0.16903 | 0.21415
MIS_AMSO | 3.8031 | 3.4814 | 3.8428 | 3.5727 | 3.7017 | 4.4662 | 4.9022 | 3.317 | 3.2005 | 3.4028 | 3.0882 | 3.2191 | 3.9835 | 4.4195 | 2.8264 | 3.3222 | 3.2 | 3.0997 | 3.2619 | 4.0263 | 4.4623 | 2.9392 | 3.4621 | 3.2974 | 3.4302 | 3.5096 | 4.274 | 4.7101 | MIS_AMSO | 0.037919 | 0.04399 | 0.035571 | 0.015162 | 0.010848 | 0.018916 | 0.024844 | 0.023531 | 0.02346 | 0.011016 | 0.0075599 | 0.0024043 | 0.0033932 | 0.0054539 | 0.080964 | 0.075976 | 0.070162 | 0.052058 | 0.044803 | 0.067341 | 0.084689 | 0.026863 | 0.026966 | 0.021088 | 0.0085535 | 0.0054045 | 0.012001 | 0.015035
MIS_AR | 3.787 | 3.4592 | 3.7603 | 3.5267 | 3.6772 | 4.4417 | 4.8777 | 3.3093 | 3.1794 | 3.3144 | 3.0351 | 3.1824 | 3.9468 | 4.3828 | 2.7902 | 3.2697 | 3.0898 | 3.0313 | 3.202 | 3.9665 | 4.4025 | 2.9645 | 3.4482 | 3.2154 | 3.3823 | 3.471 | 4.2354 | 4.6714 | MIS_AR | 0.021883 | 0.046191 | 0.025935 | 0.0020561 | 0.00052439 | 0.0021635 | 0.0031545 | 0.013613 | 0.017569 | 0.00035269 | 0 | 0 | 0 | 0 | 0.086131 | 0.11872 | 0.068654 | 0.028659 | 0.016526 | 0.043639 | 0.043643 | 0.023046 | 0.026702 | 0.012262 | 0.00061618 | 6.1901e-05 | 0.00038836 | 0.00089902
MIS_IA | 4.0779 | 3.6694 | 3.8407 | 3.5943 | 3.7609 | 4.5253 | 4.9613 | 3.5345 | 3.2959 | 3.2825 | 2.9885 | 3.1612 | 3.9256 | 4.3616 | 2.6864 | 3.0777 | 2.8278 | 2.8454 | 3.0241 | 3.7885 | 4.2246 | 3.1179 | 3.5089 | 3.1736 | 3.331 | 3.436 | 4.2004 | 4.6364 | MIS_IA | 0.01002 | 0.012591 | 0.0076176 | 0 | 0 | 0 | 7.8462e-05 | 0 | 0.0037578 | 0 | 0 | 0 | 0 | 0 | 0.025153 | 0.033255 | 0.026746 | 0.0055161 | 0.0026639 | 0.0055087 | 0.0055087 | 0.0074113 | 0.0074631 | 0.00083937 | 0 | 0 | 0 | 0.00035725
MIS_IL | 3.9306 | 3.5531 | 3.7625 | 3.5409 | 3.7127 | 4.4771 | 4.9131 | 3.4492 | 3.2381 | 3.2923 | 3.014 | 3.169 | 3.9334 | 4.3694 | 2.6978 | 3.1139 | 2.906 | 2.91 | 3.0969 | 3.8614 | 4.2974 | 3.0543 | 3.4838 | 3.1819 | 3.3527 | 3.4588 | 4.2232 | 4.6593 | MIS_IL | 0.0027835 | 0.0065768 | 0.00015762 | 0 | 0 | 0 | 0 | 0.00018603 | 9.6738e-05 | 0 | 0 | 0 | 0 | 0 | 0.016853 | 0.015092 | 0.0058637 | 0.0030918 | 0 | 0 | 0 | 0.0035978 | 0.0013856 | 5.209e-05 | 0 | 0 | 0 | 0
MIS_INKY | 3.8185 | 3.4885 | 3.7822 | 3.5476 | 3.7041 | 4.4685 | 4.9045 | 3.3399 | 3.1977 | 3.3255 | 3.0367 | 3.1751 | 3.9395 | 4.3755 | 2.7265 | 3.1783 | 2.9995 | 2.9719 | 3.1536 | 3.9181 | 4.3541 | 2.9748 | 3.4563 | 3.2233 | 3.3794 | 3.4739 | 4.2384 | 4.6744 | MIS_INKY | 0.018177 | 0.025112 | 0.012225 | 0 | 0 | 0 | 0 | 0.010273 | 0.01128 | 4.6218e-05 | 0 | 0 | 0 | 0.00011891 | 0.06599 | 0.073264 | 0.058395 | 0.016806 | 0.0073695 | 0.02781 | 0.030824 | 0.015614 | 0.012706 | 0.0077952 | 0 | 0 | 0.00022374 | 0.00044882
MIS_LA | 3.7316 | 3.4075 | 3.7338 | 3.4847 | 3.6259 | 4.3903 | 4.8263 | 3.2499 | 3.1262 | 3.2914 | 2.998 | 3.1414 | 3.9059 | 4.3419 | 2.7408 | 3.2329 | 3.0837 | 3.0045 | 3.1696 | 3.9341 | 4.3701 | 2.8903 | 3.3914 | 3.1864 | 3.341 | 3.4249 | 4.1893 | 4.6253 | MIS_LA | 0.05067 | 0.057504 | 0.04456 | 0.011073 | 0.0038358 | 0.011582 | 0.019536 | 0.032969 | 0.032048 | 0.01131 | 0.003043 | 0.00021075 | 0.0010149 | 0.00074323 | 0.088704 | 0.082692 | 0.10068 | 0.062099 | 0.040902 | 0.06699 | 0.076079 | 0.037298 | 0.035641 | 0.024857 | 0.0065983 | 0.0021955 | 0.0068631 | 0.01066
MIS_LMI | 3.9993 | 3.6067 | 3.8195 | 3.5917 | 3.7573 | 4.5218 | 4.9578 | 3.5863 | 3.335 | 3.3996 | 3.1103 | 3.2417 | 4.0061 | 4.4421 | 2.7386 | 3.1587 | 2.9578 | 2.9688 | 3.1598 | 3.9242 | 4.3603 | 3.1454 | 3.5585 | 3.2703 | 3.432 | 3.5366 | 4.301 | 4.7371 | MIS_LMI | 0.082115 | 0.083248 | 0.064861 | 0.036499 | 0.016294 | 0.040313 | 0.044912 | 0.039522 | 0.04969 | 0.024856 | 0.0071412 | 2.1545e-05 | 0.0014569 | 0.0041182 | 0.17984 | 0.18623 | 0.16618 | 0.1445 | 0.098654 | 0.15991 | 0.14955 | 0.052166 | 0.05065 | 0.036467 | 0.019456 | 0.0071397 | 0.017717 | 0.016638
MIS_MAPP | 4.1193 | 3.717 | 3.8911 | 3.6561 | 3.841 | 4.6054 | 5.0414 | 3.6515 | 3.4023 | 3.3767 | 3.0787 | 3.335 | 4.0994 | 4.5354 | 2.8394 | 3.197 | 2.9547 | 2.977 | 3.1077 | 3.8722 | 4.3082 | 3.2527 | 3.6329 | 3.285 | 3.4136 | 3.4655 | 4.23 | 4.666 | MIS_MAPP | 1.9829e-05 | 2.8092e-05 | 0 | 0 | 0 | 0 | 0 | 0 | 0 | 0 | 0 | 0 | 0 | 0 | 0.00010566 | 6.6398e-05 | 1.7321e-06 | 0 | 0 | 0 | 0 | 0 | 0 | 0 | 0 | 0 | 0 | 0
MIS_MIDA | 3.9865 | 3.5807 | 3.7653 | 3.5386 | 3.7079 | 4.4724 | 4.9084 | 3.475 | 3.2344 | 3.2346 | 2.9545 | 3.1289 | 3.8934 | 4.3294 | 2.6515 | 3.0436 | 2.8003 | 2.8209 | 2.9982 | 3.7626 | 4.1987 | 3.0787 | 3.4666 | 3.1391 | 3.302 | 3.4049 | 4.1693 | 4.6054 | MIS_MIDA | 0.0013224 | 0.0053602 | 0.00021028 | 0 | 0 | 0 | 0 | 0 | 0 | 0 | 0 | 0 | 0 | 0 | 0.0099417 | 0.0099761 | 0.0098979 | 0.0025803 | 0 | 0.0034926 | 0.002884 | 0.0003829 | 0.00031699 | 0 | 0 | 0 | 0 | 0
MIS_MNWI | 4.3916 | 3.9883 | 4.1555 | 3.9047 | 4.0704 | 4.8348 | 5.2709 | 3.8899 | 3.646 | 3.631 | 3.3294 | 3.4872 | 4.2516 | 4.6876 | 3.0254 | 3.4298 | 3.1561 | 3.1663 | 3.3524 | 4.1168 | 4.5528 | 3.4507 | 3.858 | 3.506 | 3.6514 | 3.7622 | 4.5267 | 4.9627 | MIS_MNWI | 0.0072 | 0.012861 | 0.0020103 | 4.0636e-05 | 0 | 0.00011861 | 0.00015815 | 0.00064725 | 0.0014859 | 2.7823e-06 | 0 | 0 | 0 | 0 | 0.035465 | 0.04016 | 0.019937 | 0.0043506 | 0.0014606 | 0.010876 | 0.01619 | 0.0040788 | 0.0040364 | 0.00063018 | 5.345e-06 | 3.8806e-06 | 2.6871e-05 | 0.00023328
MIS_MO | 3.9052 | 3.5446 | 3.7652 | 3.5259 | 3.6866 | 4.451 | 4.8871 | 3.3988 | 3.213 | 3.2727 | 2.9846 | 3.1449 | 3.9093 | 4.3454 | 2.6968 | 3.1282 | 2.9089 | 2.8988 | 3.0821 | 3.8465 | 4.2826 | 3.0057 | 3.4555 | 3.161 | 3.3221 | 3.4283 | 4.1927 | 4.6287 | MIS_MO | 0.0011382 | 0.0032106 | 0.0011769 | 2.0243e-05 | 1.34e-05 | 0.00019897 | 0.00046573 | 0.00041831 | 0.0004247 | 0 | 0 | 0 | 0 | 0 | 0.0046738 | 0.022416 | 0.0092767 | 0.0019438 | 0.00080838 | 0.0055698 | 0.0084374 | 0.00043433 | 0.00076058 | 0.00042876 | 1.8532e-05 | 0 | 8.7626e-05 | 0.0001247
MIS_MS | 3.8693 | 3.5362 | 3.8782 | 3.591 | 3.7044 | 4.4688 | 4.9048 | 3.3488 | 3.2308 | 3.4248 | 3.0917 | 3.1912 | 3.9556 | 4.3916 | 3.004 | 3.5491 | 3.2932 | 3.1676 | 3.322 | 4.0864 | 4.5225 | 2.9977 | 3.5218 | 3.3392 | 3.4616 | 3.5303 | 4.2948 | 4.7308 | MIS_MS | 0.014808 | 0.019467 | 0.016675 | 0.0024715 | 0.0010146 | 0.0037663 | 0.0088772 | 0.010217 | 0.010725 | 0.0024716 | 0 | 0 | 0 | 0.00014999 | 0.03697 | 0.037594 | 0.029556 | 0.018389 | 0.015519 | 0.026283 | 0.040752 | 0.0090135 | 0.010845 | 0.0064498 | 0.0010528 | 0.00034944 | 0.0017196 | 0.0039781
MIS_WOTA | 3.9072 | 3.5787 | 3.8712 | 3.6264 | 3.786 | 4.5504 | 4.9864 | 3.4173 | 3.2937 | 3.4204 | 3.1423 | 3.3073 | 4.0717 | 4.5078 | 2.9186 | 3.4072 | 3.226 | 3.1518 | 3.3219 | 4.0864 | 4.5224 | 3.0661 | 3.5579 | 3.3153 | 3.483 | 3.5775 | 4.3419 | 4.7779 | MIS_WOTA | 0.054724 | 0.060622 | 0.047972 | 0.010916 | 0.003104 | 0.011598 | 0.016874 | 0.031105 | 0.031287 | 0.018912 | 0.00014458 | 0 | 8.01e-05 | 0.00067659 | 0.11567 | 0.11382 | 0.10269 | 0.072402 | 0.056315 | 0.075191 | 0.080848 | 0.036267 | 0.036061 | 0.02693 | 0.0051876 | 0.0016609 | 0.0054595 | 0.0095477
MIS_WUMS | 4.1399 | 3.7417 | 3.9048 | 3.6496 | 3.8144 | 4.5789 | 5.0149 | 3.6798 | 3.4305 | 3.414 | 3.1049 | 3.2477 | 4.0122 | 4.4482 | 2.799 | 3.2164 | 2.9189 | 2.9216 | 3.1152 | 3.8796 | 4.3156 | 3.2181 | 3.6417 | 3.2729 | 3.4063 | 3.523 | 4.2874 | 4.7235 | MIS_WUMS | 0.028098 | 0.040138 | 0.029676 | 0.00010256 | 0 | 0.00024136 | 0.00066129 | 0.0059711 | 0.017844 | 0.00015667 | 1.1497e-05 | 0 | 2.7694e-05 | 0 | 0.075091 | 0.09281 | 0.081631 | 0.047 | 0.028154 | 0.060136 | 0.060501 | 0.022167 | 0.020154 | 0.01492 | 0.00073866 | 0.00022844 | 0.001059 | 0.0018389
NENG_CT | 7.1986 | 7.2744 | 7.8645 | 6.4736 | 5.7787 | 6.5432 | 6.9792 | 4.1168 | 3.917 | 4.1401 | 3.4109 | 3.3552 | 4.1196 | 4.5556 | 2.352 | 2.8338 | 2.8097 | 2.7603 | 2.9527 | 3.7172 | 4.1532 | 2.8327 | 3.3084 | 3.2161 | 3.3137 | 3.4438 | 4.2082 | 4.6442 | NENG_CT | 0.010382 | 0.0074804 | 0.0034417 | 0 | 0 | 0 | 0 | 0.0053362 | 0.0031734 | 0.0012257 | 0 | 0 | 0 | 0 | 0.069031 | 0.061644 | 0.054109 | 0 | 0 | 0 | 0 | 0.022647 | 0.020051 | 0.013438 | 0 | 0 | 0 | 0
NENG_ME | 7.1745 | 7.2503 | 7.8404 | 6.4496 | 5.7547 | 6.5191 | 6.9551 | 4.0927 | 3.8929 | 4.116 | 3.3869 | 3.3311 | 4.0956 | 4.5316 | 2.3279 | 2.8097 | 2.7856 | 2.7363 | 2.9287 | 3.6931 | 4.1291 | 2.8087 | 3.2843 | 3.192 | 3.2897 | 3.4197 | 4.1842 | 4.6202 | NENG_ME | 0.00081405 | 6.668e-05 | 4.4553e-06 | 2.8556e-05 | 6.2243e-05 | 8.7023e-06 | 7.9099e-06 | 1.2349e-05 | 2.128e-05 | 8.6557e-06 | 0 | 0 | 0 | 0 | 0.01449 | 0.014477 | 0.0070891 | 0.0042093 | 0.0020642 | 0.002566 | 0.0027769 | 0.0052188 | 0.002947 | 0.00095822 | 0.00011482 | 8.6441e-05 | 0.00012458 | 0.00041589
NENGREST | 7.1745 | 7.2503 | 7.8404 | 6.4496 | 5.7547 | 6.5191 | 6.9551 | 4.0927 | 3.8929 | 4.116 | 3.3869 | 3.3311 | 4.0956 | 4.5316 | 2.3279 | 2.8097 | 2.7856 | 2.7363 | 2.9287 | 3.6931 | 4.1291 | 2.8087 | 3.2843 | 3.192 | 3.2897 | 3.4197 | 4.1842 | 4.6202 | NENGREST | 0.0072992 | 0.004103 | 0.0006208 | 0.00059198 | 0.00060563 | 0.0063819 | 0.0070368 | 0.0028755 | 0.0029451 | 0.00039461 | 0 | 0 | 0 | 0 | 0.076292 | 0.076764 | 0.070123 | 0.061473 | 0.047757 | 0.044872 | 0.046571 | 0.025635 | 0.024726 | 0.013275 | 0.0061969 | 0.002143 | 0.0052494 | 0.0064224
NY_Z_A | 3.3927 | 3.1835 | 3.7291 | 3.5303 | 3.7196 | 4.4841 | 4.9201 | 2.965 | 2.8565 | 3.1836 | 2.9737 | 3.099 | 3.8634 | 4.2994 | 2.2194 | 2.6859 | 2.7673 | 2.8232 | 3.0099 | 3.7743 | 4.2103 | 2.4237 | 2.9437 | 2.9901 | 3.2328 | 3.3354 | 4.0998 | 4.5359 | NY_Z_A | 0.0058168 | 0.005755 | 0.0052218 | 0 | 0 | 0 | 0 | 0.00060515 | 0.00081429 | 4.0464e-05 | 0 | 0 | 0 | 0 | 0.0018193 | 0.0026463 | 0.0026786 | 0.00016403 | 3.9173e-05 | 5.5997e-06 | 2.6795e-05 | 0.00088548 | 0.00061189 | 0.00012732 | 0 | 0 | 0 | 0
NY_Z_B | 3.261 | 3.0466 | 3.6294 | 3.4789 | 3.6726 | 4.4371 | 4.8731 | 2.8925 | 2.7945 | 3.1401 | 2.9423 | 3.0685 | 3.8329 | 4.269 | 2.152 | 2.6254 | 2.7315 | 2.7963 | 2.9842 | 3.7487 | 4.1847 | 2.3446 | 2.8767 | 2.9512 | 3.2054 | 3.3069 | 4.0713 | 4.5073 | NY_Z_B | 0.0031544 | 0.0031596 | 0.0031477 | 0 | 0 | 0 | 0 | 0.00077064 | 0.0010696 | 0 | 0 | 0 | 0 | 0 | 0.0029231 | 0.0031311 | 0.0020754 | 8.0571e-05 | 0 | 0 | 0.00010536 | 0.0011478 | 0.0011273 | 0.00040039 | 0 | 0 | 0 | 0
NY_Z_C&E | 3.9759 | 3.7297 | 4.1301 | 3.8393 | 3.9996 | 4.7641 | 5.2001 | 3.2116 | 3.0601 | 3.3331 | 3.0636 | 3.1759 | 3.9403 | 4.3764 | 2.2672 | 2.7427 | 2.8065 | 2.835 | 3.0223 | 3.7867 | 4.2227 | 2.526 | 3.04 | 3.0602 | 3.2784 | 3.3809 | 4.1453 | 4.5813 | NY_Z_C&E | 0.01445 | 0.015527 | 0.014136 | 2.8699e-05 | 0 | 0.0029498 | 0.0029599 | 0.0078326 | 0.0084465 | 0.0047895 | 0 | 0 | 0 | 0 | 0.023777 | 0.024494 | 0.02454 | 0.017642 | 0.017611 | 0.0052175 | 0.00664 | 0.0086058 | 0.0086731 | 0.0084758 | 0 | 0 | 9.0768e-06 | 0.00040213
NY_Z_D | 5.4055 | 5.0959 | 5.1314 | 4.5601 | 4.6536 | 5.4181 | 5.8541 | 3.8498 | 3.5913 | 3.719 | 3.3061 | 3.3907 | 4.1551 | 4.5911 | 2.4975 | 2.9772 | 2.9566 | 2.9124 | 3.0984 | 3.8628 | 4.2988 | 2.8889 | 3.3666 | 3.2781 | 3.4245 | 3.5288 | 4.2933 | 4.7293 | NY_Z_D | 0 | 0 | 0 | 0 | 0 | 0 | 0 | 0 | 0 | 0 | 0 | 0 | 0 | 0 | 0 | 2.7691e-05 | 0.00033515 | 0 | 0 | 0 | 0 | 0 | 0 | 0 | 0 | 0 | 0 | 0
NY_Z_F | 5.4055 | 5.0959 | 5.1314 | 4.5601 | 4.6536 | 5.4181 | 5.8541 | 3.8498 | 3.5913 | 3.719 | 3.3061 | 3.3907 | 4.1551 | 4.5911 | 2.4975 | 2.9772 | 2.9566 | 2.9124 | 3.0984 | 3.8628 | 4.2988 | 2.8889 | 3.3666 | 3.2781 | 3.4245 | 3.5288 | 4.2933 | 4.7293 | NY_Z_F | 0.026018 | 0.023679 | 0.012628 | 0 | 0 | 0 | 0 | 0.00022587 | 0.0011335 | 0.00020531 | 0 | 0 | 0 | 0 | 0.026431 | 0.04722 | 0.047004 | 0.012061 | 0.0073675 | 0.0076339 | 0.0085523 | 0.0084326 | 0.011347 | 0.0051303 | 0 | 0 | 0 | 3.1269e-05
NY_Z_G-I | 5.4055 | 5.0959 | 5.1314 | 4.5601 | 4.6536 | 5.4181 | 5.8541 | 3.8498 | 3.5913 | 3.719 | 3.3061 | 3.3907 | 4.1551 | 4.5911 | 2.4975 | 2.9772 | 2.9566 | 2.9124 | 3.0984 | 3.8628 | 4.2988 | 2.8889 | 3.3666 | 3.2781 | 3.4245 | 3.5288 | 4.2933 | 4.7293 | NY_Z_G-I | 0.020098 | 0.020114 | 0.015402 | 7.1391e-05 | 0.00017648 | 0.0055683 | 0.0055456 | 0.013596 | 0.013598 | 0.0037095 | 0 | 0 | 2.2503e-05 | 5.2281e-05 | 0.037815 | 0.037795 | 0.035823 | 0.019083 | 0.024336 | 0.026205 | 0.0276 | 0.013609 | 0.013609 | 0.010357 | 0.00068733 | 0.00042824 | 0.0023373 | 0.0022402
NY_Z_J | 6.8616 | 7.1459 | 6.514 | 5.2015 | 5.1609 | 5.9254 | 6.3614 | 4.0693 | 3.8774 | 3.906 | 3.4457 | 3.4782 | 4.2426 | 4.6786 | 2.5115 | 2.9795 | 2.9636 | 2.9269 | 3.1119 | 3.8764 | 4.3124 | 2.9236 | 3.4013 | 3.3022 | 3.4382 | 3.54 | 4.3044 | 4.7404 | NY_Z_J | 0.019475 | 0.015909 | 0.0040959 | 0.003277 | 0.0083512 | 0.010635 | 0.010942 | 0.010343 | 0.011896 | 0.0078286 | 1.402e-05 | 6.2713e-05 | 0.00025235 | 0.00024786 | 0.090317 | 0.083676 | 0.065675 | 0.062674 | 0.068428 | 0.072513 | 0.071973 | 0.02173 | 0.021731 | 0.013435 | 0.0067118 | 0.0067028 | 0.0079122 | 0.0085342
NY_Z_K | 6.8616 | 7.1459 | 6.514 | 5.2015 | 5.1609 | 5.9254 | 6.3614 | 4.0693 | 3.8774 | 3.906 | 3.4457 | 3.4782 | 4.2426 | 4.6786 | 2.5115 | 2.9795 | 2.9636 | 2.9269 | 3.1119 | 3.8764 | 4.3124 | 2.9236 | 3.4013 | 3.3022 | 3.4382 | 3.54 | 4.3044 | 4.7404 | NY_Z_K | 0.0051758 | 0.0013143 | 0.0001068 | 0.00010479 | 0.00014047 | 0.00023729 | 0.0010956 | 0.00092407 | 0.00091606 | 8.4459e-05 | 0 | 2.9225e-06 | 0.00026841 | 0.00017156 | 0.034563 | 0.035559 | 0.016211 | 0.006885 | 0.0064738 | 0.0084357 | 0.0073041 | 0.0033711 | 0.0029005 | 0.0012097 | 0.00030732 | 0.00029053 | 0.00063012 | 0.00062464
PJM_AP | 3.3684 | 3.0947 | 3.5769 | 3.3849 | 3.5549 | 4.3194 | 4.7554 | 2.8385 | 2.7365 | 3.0375 | 2.8051 | 2.9162 | 3.6806 | 4.1166 | 2.0846 | 2.5539 | 2.6271 | 2.6686 | 2.841 | 3.6054 | 4.0414 | 2.2901 | 2.8174 | 2.8513 | 3.0788 | 3.17 | 3.9344 | 4.3705 | PJM_AP | 0.046583 | 0.046584 | 0.045408 | 0.029214 | 0.012922 | 0.05289 | 0.080699 | 0.026577 | 0.026842 | 0.022347 | 0.00087683 | 0 | 0.0017674 | 0.0052872 | 0.075206 | 0.072821 | 0.067812 | 0.066922 | 0.066148 | 0.18053 | 0.2106 | 0.028278 | 0.026878 | 0.026285 | 0.015806 | 0.0064222 | 0.028857 | 0.032698
PJM_ATSI | 3.4619 | 3.1721 | 3.5689 | 3.3742 | 3.5496 | 4.3141 | 4.7501 | 3.0096 | 2.8776 | 3.0936 | 2.8488 | 2.978 | 3.7424 | 4.1785 | 2.3047 | 2.7502 | 2.6952 | 2.723 | 2.9021 | 3.6666 | 4.1026 | 2.5565 | 3.0435 | 2.9498 | 3.153 | 3.2465 | 4.0109 | 4.4469 | PJM_ATSI | 0.097404 | 0.097408 | 0.089161 | 0.064039 | 0.023095 | 0.066762 | 0.081281 | 0.065138 | 0.065402 | 0.04698 | 0.0071789 | 0.00014124 | 0.0080392 | 0.011581 | 0.19527 | 0.18908 | 0.16162 | 0.16943 | 0.16484 | 0.23348 | 0.27511 | 0.066321 | 0.065638 | 0.04858 | 0.039809 | 0.014823 | 0.033222 | 0.048246
PJM_COMD | 4.0139 | 3.6115 | 3.801 | 3.5734 | 3.7425 | 4.507 | 4.943 | 3.5248 | 3.2806 | 3.3226 | 3.0367 | 3.1851 | 3.9495 | 4.3855 | 2.7061 | 3.1184 | 2.9091 | 2.9136 | 3.1006 | 3.8651 | 4.3011 | 3.1136 | 3.5118 | 3.2103 | 3.3729 | 3.4764 | 4.2408 | 4.6768 | PJM_COMD | 0.022632 | 0.037226 | 0.020616 | 0 | 0 | 3.5327e-05 | 0.00011381 | 0.0018919 | 0.014799 | 0.00016909 | 0 | 0 | 0 | 1.7895e-05 | 0.08935 | 0.090687 | 0.087769 | 0.041864 | 0.00040392 | 0.0011243 | 0.0010606 | 0.016822 | 0.017597 | 0.0090299 | 0.00025125 | 2.5852e-06 | 3.5139e-05 | 4.1314e-05
PJM_Dom | 3.9909 | 3.6554 | 3.9848 | 3.6736 | 3.8003 | 4.5648 | 5.0008 | 3.1912 | 3.0677 | 3.272 | 2.9708 | 3.051 | 3.8154 | 4.2515 | 2.4737 | 2.8545 | 2.8729 | 2.826 | 2.9682 | 3.7327 | 4.1687 | 2.5818 | 3.0944 | 3.0543 | 3.23 | 3.3067 | 4.0711 | 4.5071 | PJM_Dom | 0.064258 | 0.073708 | 0.07522 | 0.002511 | 0.001621 | 1.5247e-05 | 2.582e-05 | 0.042613 | 0.044521 | 0.020517 | 1.9206e-05 | 3.5504e-05 | 1.0146e-06 | 8.8152e-06 | 0.15739 | 0.14936 | 0.13912 | 0.11622 | 0.089512 | 6.1075e-05 | 6.1075e-05 | 0.057981 | 0.052708 | 0.043611 | 0.010333 | 0.0029138 | 1.4686e-05 | 1.472e-05
PJM_EMAC | 4.1881 | 3.8608 | 4.177 | 3.8512 | 3.9873 | 4.7518 | 5.1878 | 3.3579 | 3.2293 | 3.4304 | 3.1196 | 3.2091 | 3.9736 | 4.4096 | 2.5471 | 2.947 | 2.9682 | 2.9297 | 3.0926 | 3.857 | 4.2931 | 2.7029 | 3.2127 | 3.1747 | 3.3498 | 3.4363 | 4.2007 | 4.6367 | PJM_EMAC | 0.067311 | 0.074765 | 0.073683 | 0.026277 | 0.031114 | 0.089843 | 0.12171 | 0.029511 | 0.039536 | 0.0041121 | 0.0017963 | 0.0057137 | 0.026258 | 0.036398 | 0.23869 | 0.24267 | 0.24045 | 0.16887 | 0.15159 | 0.25964 | 0.31601 | 0.074257 | 0.062263 | 0.042298 | 0.012376 | 0.01726 | 0.044261 | 0.064702
PJM_PENE | 3.085 | 2.8562 | 3.4229 | 3.2851 | 3.4783 | 4.2428 | 4.6788 | 2.7118 | 2.6151 | 2.953 | 2.7554 | 2.8826 | 3.647 | 4.083 | 1.9838 | 2.456 | 2.5527 | 2.6164 | 2.8025 | 3.567 | 4.003 | 2.1791 | 2.708 | 2.7741 | 3.0257 | 3.1251 | 3.8895 | 4.3255 | PJM_PENE | 0.034868 | 0.034598 | 0.034112 | 0.029302 | 0.00081886 | 0.026638 | 0.034014 | 0.023179 | 0.023196 | 0.023054 | 0 | 0 | 0 | 0.00097633 | 0.072768 | 0.066868 | 0.064831 | 0.06397 | 0.064037 | 0.064277 | 0.064596 | 0.023707 | 0.02332 | 0.023077 | 0.0062008 | 0.0008976 | 0.00755 | 0.011116
PJM_SMAC | 4.0727 | 3.7348 | 4.0689 | 3.76 | 3.8938 | 4.6583 | 5.0943 | 3.2249 | 3.108 | 3.3424 | 3.0501 | 3.1429 | 3.9073 | 4.3434 | 2.39 | 2.8515 | 2.8869 | 2.8904 | 3.0561 | 3.8206 | 4.2566 | 2.6194 | 3.1411 | 3.1192 | 3.3073 | 3.3954 | 4.1599 | 4.5959 | PJM_SMAC | 0.030313 | 0.034332 | 0.022072 | 0.0090032 | 0.012001 | 0.011323 | 0.013205 | 0.018281 | 0.02288 | 0.0052478 | 0.0024161 | 0.0015588 | 0.0025353 | 0.0035073 | 0.070613 | 0.067633 | 0.057931 | 0.046774 | 0.049258 | 0.056478 | 0.05729 | 0.024274 | 0.023309 | 0.015637 | 0.0061136 | 0.0063883 | 0.0064592 | 0.006475
PJM_West | 3.6943 | 3.3677 | 3.6936 | 3.4572 | 3.6136 | 4.3781 | 4.8141 | 3.1686 | 3.0228 | 3.1884 | 2.9091 | 3.0275 | 3.792 | 4.228 | 2.4891 | 2.9113 | 2.8123 | 2.7994 | 2.9669 | 3.7313 | 4.1674 | 2.7154 | 3.197 | 3.0473 | 3.2224 | 3.3103 | 4.0747 | 4.5107 | PJM_West | 0.12413 | 0.12709 | 0.13107 | 0.055848 | 0.027307 | 0.062935 | 0.086144 | 0.070317 | 0.073463 | 0.053687 | 0.0018354 | 0 | 0.0010421 | 0.0030382 | 0.20087 | 0.19364 | 0.21278 | 0.16901 | 0.14336 | 0.18052 | 0.18791 | 0.072785 | 0.0626 | 0.071037 | 0.027535 | 0.0092165 | 0.028096 | 0.041513
PJM_WMAC | 3.2617 | 3.0014 | 3.5145 | 3.3492 | 3.5282 | 4.2926 | 4.7286 | 2.7833 | 2.6831 | 2.9971 | 2.7782 | 2.8989 | 3.6634 | 4.0994 | 2.0224 | 2.4926 | 2.5788 | 2.6284 | 2.813 | 3.5774 | 4.0134 | 2.2302 | 2.7568 | 2.8058 | 3.0431 | 3.14 | 3.9044 | 4.3404 | PJM_WMAC | 0.12908 | 0.13117 | 0.12237 | 0.086827 | 0.082069 | 0.095403 | 0.10078 | 0.073257 | 0.073266 | 0.061372 | 0.0017829 | 4.8278e-06 | 0.0064647 | 0.017705 | 0.24244 | 0.23793 | 0.19009 | 0.16038 | 0.1627 | 0.19041 | 0.17868 | 0.077337 | 0.070381 | 0.062943 | 0.043098 | 0.032312 | 0.058027 | 0.060701
S_C_KY | 3.8767 | 3.5546 | 3.9006 | 3.6428 | 3.7875 | 4.5519 | 4.9879 | 3.2784 | 3.1566 | 3.3553 | 3.0736 | 3.1864 | 3.9508 | 4.3868 | 2.6198 | 3.0835 | 3.0116 | 2.9897 | 3.1514 | 3.9158 | 4.3518 | 2.8282 | 3.3315 | 3.2153 | 3.3861 | 3.4684 | 4.2329 | 4.6689 | S_C_KY | 0.033414 | 0.033847 | 0.02147 | 0.010028 | 0.0044691 | 0.013145 | 0.0096576 | 0.022459 | 0.022651 | 0.0053832 | 0 | 0 | 0.00013298 | 0.00032518 | 0.067768 | 0.066802 | 0.048269 | 0.059195 | 0.053846 | 0.056786 | 0.057589 | 0.024413 | 0.022657 | 0.010745 | 0.0038753 | 0.0026492 | 0.0065926 | 0.0044332
S_C_TVA | 3.8182 | 3.4881 | 3.8142 | 3.5406 | 3.6744 | 4.4388 | 4.8748 | 3.2681 | 3.1419 | 3.3209 | 3.0102 | 3.1222 | 3.8866 | 4.3226 | 2.7497 | 3.2348 | 3.0802 | 2.9956 | 3.1534 | 3.9178 | 4.3538 | 2.8688 | 3.3849 | 3.2105 | 3.353 | 3.4347 | 4.1991 | 4.6352 | S_C_TVA | 0.10337 | 0.10452 | 0.066419 | 0.0073837 | 0.0020854 | 0.0093294 | 0.017887 | 0.072869 | 0.055533 | 0.0089175 | 0 | 0 | 0 | 0.00032899 | 0.25914 | 0.24646 | 0.23367 | 0.20114 | 0.084631 | 0.13103 | 0.17637 | 0.087639 | 0.066055 | 0.043032 | 0.0037148 | 0.0015027 | 0.0049622 | 0.011548
S_D_AECI | 3.8765 | 3.5386 | 3.7772 | 3.5316 | 3.688 | 4.4524 | 4.8884 | 3.3727 | 3.2144 | 3.3039 | 3.0118 | 3.1649 | 3.9294 | 4.3654 | 2.7315 | 3.1825 | 2.9753 | 2.9498 | 3.1361 | 3.9005 | 4.3365 | 2.9812 | 3.462 | 3.184 | 3.3441 | 3.452 | 4.2165 | 4.6525 | S_D_AECI | 0.0041875 | 0.0049968 | 0.0079288 | 9.8177e-05 | 6.7408e-05 | 0.00024322 | 0.00046076 | 5.1548e-05 | 6.1853e-05 | 0 | 0 | 0 | 0 | 0 | 0.020555 | 0.020612 | 0.025523 | 0.0023212 | 0.00034855 | 0.0077576 | 0.0083681 | 0.0014529 | 0.0017311 | 0.001384 | 1.4799e-06 | 0 | 1.5443e-06 | 1.5443e-06
S_SOU | 3.8697 | 3.5377 | 3.8716 | 3.5782 | 3.6941 | 4.4585 | 4.8946 | 3.3441 | 3.2257 | 3.4179 | 3.0788 | 3.1789 | 3.9433 | 4.3793 | 2.9985 | 3.5452 | 3.3025 | 3.1511 | 3.3098 | 4.0742 | 4.5103 | 2.9828 | 3.514 | 3.3297 | 3.4479 | 3.5214 | 4.2858 | 4.7218 | S_SOU | 0.21845 | 0.21146 | 0.18095 | 0.054261 | 0.019414 | 0.038571 | 0.066035 | 0.12028 | 0.11651 | 0.069739 | 0.0098263 | 0.00085592 | 0.0019181 | 0.0099262 | 0.47003 | 0.4518 | 0.45083 | 0.37614 | 0.31408 | 0.38697 | 0.45187 | 0.15655 | 0.13355 | 0.11785 | 0.048529 | 0.010653 | 0.028222 | 0.049925
S_VACA | 4.2655 | 3.9373 | 4.2622 | 3.9542 | 4.0786 | 4.843 | 5.279 | 3.6723 | 3.5473 | 3.7155 | 3.379 | 3.4732 | 4.2377 | 4.6737 | 3.2123 | 3.6332 | 3.5103 | 3.3609 | 3.5014 | 4.2658 | 4.7018 | 3.215 | 3.7521 | 3.5871 | 3.7108 | 3.7887 | 4.5532 | 4.9892 | S_VACA | 0.12807 | 0.14001 | 0.13683 | 0.11824 | 0.10701 | 0.1757 | 0.196 | 0.088051 | 0.080673 | 0.033182 | 0.0088086 | 0.0059074 | 0.02409 | 0.044574 | 0.27964 | 0.25829 | 0.23262 | 0.21612 | 0.2413 | 0.33782 | 0.41537 | 0.10068 | 0.087718 | 0.07508 | 0.056481 | 0.052856 | 0.084256 | 0.10392
SPP_KIAM | 3.6373 | 3.2939 | 3.5437 | 3.328 | 3.4875 | 4.252 | 4.688 | 3.1484 | 2.9991 | 3.0794 | 2.8191 | 2.9788 | 3.7432 | 4.1793 | 2.5846 | 3.0322 | 2.802 | 2.7857 | 2.9594 | 3.7238 | 4.1598 | 2.7919 | 3.25 | 2.9629 | 3.1499 | 3.2415 | 4.006 | 4.442 | SPP_KIAM | 0.0013887 | 0.0031888 | 0.00079353 | 0 | 0 | 0 | 0 | 0.00095926 | 0.00105 | 0 | 0 | 0 | 0 | 0 | 0.029774 | 0.027326 | 0.00030812 | 1.6217e-05 | 1.6217e-05 | 1.6217e-05 | 1.6217e-05 | 0.0068496 | 0.00053347 | 0.00030859 | 0 | 0 | 0 | 0
SPP_N | 3.8399 | 3.4845 | 3.7108 | 3.4901 | 3.6526 | 4.4171 | 4.8531 | 3.3458 | 3.1719 | 3.2281 | 2.9606 | 3.1224 | 3.8868 | 4.3228 | 2.7036 | 3.1278 | 2.8799 | 2.8875 | 3.0674 | 3.8319 | 4.2679 | 2.9617 | 3.4106 | 3.097 | 3.2794 | 3.3793 | 4.1437 | 4.5797 | SPP_N | 0.0020951 | 0.0038271 | 0.0020581 | 0.00026552 | 2.0412e-05 | 0.00025636 | 0.00025869 | 1.1325e-06 | 1.1325e-06 | 0 | 0 | 0 | 0 | 0 | 0.022485 | 0.021027 | 0.006307 | 0.0031943 | 0.0028451 | 0.0030103 | 0.0033506 | 0.00075417 | 0.00071276 | 0.00048226 | 1.5257e-05 | 0 | 0.00048546 | 0.00053207
SPP_NEBR | 4.239 | 3.865 | 4.081 | 3.8806 | 4.0511 | 4.8155 | 5.2515 | 3.7543 | 3.5654 | 3.5879 | 3.338 | 3.5131 | 4.2775 | 4.7135 | 3.0724 | 3.4681 | 3.2105 | 3.2435 | 3.4158 | 4.1803 | 4.6163 | 3.3661 | 3.785 | 3.445 | 3.645 | 3.7436 | 4.5081 | 4.9441 | SPP_NEBR | 0.00030448 | 0.00032384 | 0.00028719 | 0.00024115 | 0 | 0.00018878 | 0.0002162 | 0 | 0 | 0 | 0 | 0 | 0 | 0 | 0.001365 | 0.0027575 | 0.0019511 | 0.0017117 | 0.0015711 | 0.0032203 | 0.0031844 | 2.2744e-06 | 1.4128e-06 | 2.8094e-05 | 0 | 0 | 0 | 0
SPP_SPS | 3.8528 | 3.4657 | 3.6493 | 3.449 | 3.6312 | 4.3956 | 4.8317 | 3.3066 | 3.1324 | 3.0925 | 2.8597 | 3.1033 | 3.8677 | 4.3038 | 2.7857 | 3.2009 | 3.0306 | 2.9012 | 3.066 | 3.8305 | 4.2665 | 2.9624 | 3.368 | 2.9754 | 3.1676 | 3.3099 | 4.0743 | 4.5104 | SPP_SPS | 0.0011921 | 0.0013117 | 0.00033757 | 0 | 0 | 0 | 0.00014774 | 1.7048e-06 | 1.1681e-05 | 0 | 0 | 0 | 0 | 0 | 0.012227 | 0.012575 | 0.00018314 | 0.00016303 | 0 | 3.2834e-05 | 3.8306e-05 | 9.5577e-05 | 0.00032957 | 1.6467e-05 | 0 | 0 | 0 | 0
SPP_WAUE | 3.7911 | 3.3858 | 3.5546 | 3.3092 | 3.487 | 4.2515 | 4.6875 | 3.2874 | 3.0425 | 3.0164 | 2.7151 | 2.9429 | 3.7073 | 4.1433 | 2.4551 | 2.8237 | 2.5767 | 2.5964 | 2.7436 | 3.508 | 3.9441 | 2.8759 | 3.2608 | 2.9145 | 3.0508 | 3.1211 | 3.8856 | 4.3216 | SPP_WAUE | 0.0004144 | 0.00054401 | 0.00069384 | 0.00022114 | 0 | 7.5761e-05 | 0.00022114 | 0 | 0 | 0 | 0 | 0 | 0 | 0 | 0.0055408 | 0.0061346 | 0.0019178 | 0.00093116 | 0.0001734 | 0.0016375 | 0.0018203 | 9.0946e-05 | 8.9198e-05 | 7.6605e-05 | 7.5206e-05 | 0 | 8.3951e-05 | 0.00010494
SPP_WEST | 3.6373 | 3.2939 | 3.5437 | 3.328 | 3.4875 | 4.252 | 4.688 | 3.1484 | 2.9991 | 3.0794 | 2.8191 | 2.9788 | 3.7432 | 4.1793 | 2.5846 | 3.0322 | 2.802 | 2.7857 | 2.9594 | 3.7238 | 4.1598 | 2.7919 | 3.25 | 2.9629 | 3.1499 | 3.2415 | 4.006 | 4.442 | SPP_WEST | 0.031294 | 0.040146 | 0.010895 | 0.00021993 | 0 | 0.00037364 | 0.0025653 | 0.003394 | 0.0023204 | 0 | 0 | 0 | 0 | 0 | 0.12832 | 0.12211 | 0.042278 | 0.010645 | 0.008953 | 0.014584 | 0.029715 | 0.021807 | 0.014435 | 0.0021103 | 0 | 0 | 7.0639e-05 | 0.0014301
WEC_BANC | 4.6713 | 3.6871 | 3.8575 | 3.4186 | 3.3041 | 4.0685 | 4.5046 | 3.8589 | 3.4115 | 3.1029 | 2.6989 | 2.9876 | 3.752 | 4.188 | 3.6193 | 3.1176 | 3.0965 | 2.838 | 2.8716 | 3.6361 | 4.0721 | 3.4734 | 3.6548 | 2.8764 | 2.9525 | 3.292 | 4.0564 | 4.4924 | WEC_BANC | 0.023007 | 0.025837 | 0.027125 | 0.027125 | 0.024065 | 0.025261 | 0.027216 | 0.012766 | 0.013527 | 0.015577 | 0.012561 | 0 | 0.0014057 | 0.0028268 | 0.035976 | 0.037165 | 0.037794 | 0.031583 | 0.010065 | 0.0094667 | 0.010992 | 0.014987 | 0.016566 | 0.017562 | 0.017278 | 0.012541 | 0.014356 | 0.014787
WEC_CALN | 4.614 | 3.8064 | 3.9504 | 3.6564 | 3.7153 | 4.4798 | 4.9158 | 3.7053 | 3.407 | 3.1874 | 2.8984 | 3.2443 | 4.0088 | 4.4448 | 3.6012 | 3.4607 | 3.8355 | 3.1255 | 3.2025 | 3.9669 | 4.4029 | 3.3406 | 3.6697 | 3.0804 | 3.1734 | 3.4657 | 4.2302 | 4.6662 | WEC_CALN | 0.095717 | 0.1179 | 0.11858 | 0.11629 | 0.03054 | 0.034097 | 0.039348 | 0.048255 | 0.047778 | 0.040344 | 0.025344 | 0 | 0.00081289 | 0.0010548 | 0.14174 | 0.12426 | 0.087803 | 0.078713 | 0.00062148 | 0.0061504 | 0.010988 | 0.068656 | 0.078061 | 0.07511 | 0.07398 | 0.021188 | 0.024556 | 0.034297
WEC_LADW | 4.6992 | 3.7907 | 3.9326 | 3.6015 | 3.615 | 4.3795 | 4.8155 | 3.7639 | 3.4174 | 3.1711 | 2.8537 | 3.1833 | 3.9477 | 4.3838 | 3.7218 | 3.5493 | 3.7475 | 3.0739 | 3.1276 | 3.8921 | 4.3281 | 3.3998 | 3.6738 | 3.033 | 3.1209 | 3.426 | 4.1905 | 4.6265 | WEC_LADW | 0.024196 | 0.037043 | 0.037214 | 0.037043 | 0.023959 | 0.023878 | 0.023872 | 0.0064396 | 0.013447 | 0.008291 | 0.0055204 | 0 | 0 | 0.00013969 | 0.022997 | 0.053941 | 0.026675 | 0.022319 | 0.00036204 | 0.0014214 | 0.0034122 | 0.020235 | 0.022999 | 0.023009 | 0.026171 | 0.010233 | 0.014879 | 0.017274
WEC_SDGE | 4.7396 | 3.9057 | 4.0183 | 3.7973 | 3.9357 | 4.7002 | 5.1362 | 3.6816 | 3.4347 | 3.2498 | 3.0224 | 3.3882 | 4.1527 | 4.5887 | 3.8343 | 3.9926 | 4.4081 | 3.3182 | 3.3942 | 4.1587 | 4.5947 | 3.3342 | 3.7048 | 3.2003 | 3.2975 | 3.5711 | 4.3355 | 4.7715 | WEC_SDGE | 0.014615 | 0.016049 | 0.016351 | 0.016049 | 0.005142 | 0.0085408 | 0.016249 | 0.0068741 | 0.0096506 | 0.0034471 | 0.0030663 | 0 | 0 | 4.3221e-05 | 0.018851 | 0.014015 | 0.010205 | 0.0097272 | 0.00021357 | 0.0010468 | 0.0063006 | 0.010704 | 0.011101 | 0.010255 | 0.010082 | 0.0028934 | 0.0036273 | 0.005609
WECC_AZ | 4.1889 | 3.6143 | 3.7345 | 3.502 | 3.6587 | 4.4232 | 4.8592 | 3.3461 | 3.1491 | 2.9836 | 2.7272 | 3.1095 | 3.874 | 4.31 | 3.2567 | 3.7011 | 4.1068 | 3.0545 | 3.1302 | 3.8946 | 4.3306 | 2.9863 | 3.4122 | 2.9223 | 3.0334 | 3.2793 | 4.0437 | 4.4797 | WECC_AZ | 0.034171 | 0.069082 | 0.089634 | 0.062643 | 0.029122 | 0.05586 | 0.052554 | 0.019785 | 0.029378 | 0.019255 | 0.0097029 | 0 | 0.0012988 | 0.0012739 | 0.12625 | 0.13117 | 0.15076 | 0.13394 | 0.045724 | 0.12722 | 0.12212 | 0.034132 | 0.043535 | 0.051711 | 0.034179 | 0.022261 | 0.027226 | 0.035594
WECC_CO | 3.9845 | 3.5359 | 3.6946 | 3.4708 | 3.6608 | 4.4252 | 4.8612 | 3.2699 | 3.1199 | 2.9929 | 2.7514 | 3.1374 | 3.9019 | 4.3379 | 2.7039 | 3.134 | 3.4195 | 2.9525 | 3.091 | 3.8555 | 4.2915 | 2.9609 | 3.3766 | 2.9366 | 3.0851 | 3.3101 | 4.0745 | 4.5105 | WECC_CO | 0.026589 | 0.038787 | 0.048584 | 0.047289 | 0.034396 | 0.050232 | 0.05368 | 0.011947 | 0.015044 | 0.012957 | 0.0051425 | 0 | 0.0013604 | 0.0045823 | 0.068852 | 0.057207 | 0.076194 | 0.037888 | 0.017203 | 0.022779 | 0.023311 | 0.018088 | 0.024671 | 0.03245 | 0.032781 | 0.023159 | 0.030464 | 0.032309
WECC_ID | 4.026 | 3.4305 | 3.6597 | 3.4223 | 3.6058 | 4.3703 | 4.8063 | 3.2472 | 3.0721 | 2.8885 | 2.6323 | 3.0552 | 3.8196 | 4.2557 | 2.5027 | 2.9029 | 3.581 | 2.901 | 2.9768 | 3.7413 | 4.1773 | 2.9 | 3.3238 | 2.8429 | 2.9713 | 3.2209 | 3.9854 | 4.4214 | WECC_ID | 0.028516 | 0.030987 | 0.031056 | 0.030987 | 0.030987 | 0.044461 | 0.049449 | 0.0079964 | 0.015157 | 0.0063271 | 2.8247e-05 | 0 | 0.00019895 | 0.00080189 | 0.033659 | 0.051704 | 0.01046 | 0.014124 | 0.0023907 | 0.0060744 | 0.0087052 | 0.019152 | 0.021035 | 0.02733 | 0.021034 | 0.021034 | 0.030166 | 0.033547
WECC_IID | 4.7272 | 3.8944 | 4.0077 | 3.7844 | 3.926 | 4.6904 | 5.1264 | 3.6689 | 3.4233 | 3.2393 | 3.0085 | 3.379 | 4.1435 | 4.5795 | 3.8243 | 3.9811 | 4.3984 | 3.3097 | 3.3837 | 4.1481 | 4.5841 | 3.3262 | 3.6929 | 3.1895 | 3.2893 | 3.56 | 4.3245 | 4.7605 | WECC_IID | 0 | 0.00015022 | 0.00084257 | 0 | 0 | 0 | 0 | 0 | 0 | 5.7583e-06 | 0 | 0 | 0 | 0 | 0 | 0 | 0 | 0 | 0 | 0 | 0 | 0.00015022 | 0 | 0.00015022 | 0.00015022 | 0 | 0 | 3.1671e-05
WECC_MT | 3.9994 | 3.6005 | 3.7643 | 3.521 | 3.7213 | 4.4858 | 4.9218 | 3.5753 | 3.3176 | 3.2661 | 2.9503 | 3.2884 | 4.0528 | 4.4888 | 2.7746 | 3.0978 | 2.8565 | 2.8804 | 2.9646 | 3.7291 | 4.1651 | 3.1739 | 3.5466 | 3.1783 | 3.2725 | 3.2735 | 4.0379 | 4.4739 | WECC_MT | 0 | 0.00024557 | 0 | 0 | 0 | 0 | 0 | 0 | 0 | 0 | 0 | 0 | 0 | 0 | 0 | 0 | 0.0014372 | 0 | 0 | 0 | 0 | 0 | 0.00037764 | 0.00028247 | 0 | 0 | 0 | 0
WECC_NM | 3.8063 | 3.3648 | 3.5112 | 3.2795 | 3.4772 | 4.2417 | 4.6777 | 3.1332 | 2.9587 | 2.8238 | 2.5761 | 2.9579 | 3.7223 | 4.1583 | 2.7528 | 3.1964 | 3.3327 | 2.8177 | 2.9638 | 3.7282 | 4.1642 | 2.7952 | 3.1918 | 2.7357 | 2.8837 | 3.1222 | 3.8867 | 4.3227 | WECC_NM | 0.0013064 | 0.0035104 | 0.0095914 | 0.0029338 | 0 | 0.0027439 | 0.0038998 | 0.0013262 | 0.0016446 | 0.00022037 | 0.00020832 | 0 | 0.0001856 | 0.0001856 | 0.033857 | 0.025936 | 0.043209 | 0.050781 | 0.050935 | 0.061584 | 0.067382 | 0.0023135 | 0.0023331 | 0.0038263 | 0.003048 | 0.003018 | 0.0091684 | 0.0057132
WECC_NNV | 4.1727 | 3.6222 | 3.78 | 3.5595 | 3.7335 | 4.4979 | 4.934 | 3.3663 | 3.1751 | 3.0113 | 2.7683 | 3.1826 | 3.9471 | 4.3831 | 2.8837 | 3.0467 | 3.733 | 3.0288 | 3.1285 | 3.8929 | 4.3289 | 3.0173 | 3.4458 | 2.9496 | 3.0885 | 3.3469 | 4.1113 | 4.5473 | WECC_NNV | 0.0027439 | 0.0049615 | 0.0048221 | 0.0048911 | 0.0075713 | 0.0023242 | 0.0027043 | 0.00037445 | 9.9511e-05 | 0.001659 | 0.0014808 | 0 | 0 | 6.4348e-05 | 0.00031824 | 0.0010469 | 0.0013021 | 0.0013021 | 0 | 0.0005391 | 0.00045796 | 0.0026516 | 0.00261 | 0.0026053 | 0.0026092 | 0.0026053 | 0.0026053 | 0.0026092
WECC_PNW | 4.0581 | 3.3673 | 3.4662 | 3.1278 | 3.1203 | 3.8847 | 4.3207 | 3.2987 | 3.0262 | 2.7773 | 2.4275 | 2.6423 | 3.4067 | 3.8427 | 2.622 | 2.7511 | 2.7203 | 2.4876 | 2.5441 | 3.3085 | 3.7445 | 2.9148 | 3.2603 | 2.5904 | 2.6958 | 2.8656 | 3.63 | 4.066 | WECC_PNW | 0.07819 | 0.043743 | 0.049561 | 0.04328 | 0.040375 | 0.037628 | 0.038159 | 0.018949 | 0.0038882 | 0.0020209 | 0 | 0 | 5.2314e-05 | 0.00035697 | 0.040213 | 0.021767 | 0.030081 | 0.035052 | 0.00047573 | 9.5802e-05 | 0.0023472 | 0.050219 | 0.045925 | 0.0285 | 0.02593 | 0.026606 | 0.024843 | 0.024695
WECC_SCE | 4.5853 | 3.866 | 3.9969 | 3.7753 | 3.9209 | 4.6854 | 5.1214 | 3.6284 | 3.4048 | 3.2296 | 2.9981 | 3.3727 | 4.1372 | 4.5732 | 3.5921 | 3.6322 | 4.205 | 3.2693 | 3.3679 | 4.1324 | 4.5684 | 3.2741 | 3.6771 | 3.1824 | 3.2839 | 3.5526 | 4.317 | 4.753 | WECC_SCE | 0.070366 | 0.075012 | 0.089352 | 0.074982 | 0.029314 | 0.029906 | 0.034056 | 0.024934 | 0.035717 | 0.024459 | 0.020262 | 0 | 0.0015971 | 0.0035355 | 0.12008 | 0.12765 | 0.090914 | 0.049131 | 0.0010874 | 0.0093141 | 0.035068 | 0.065276 | 0.072022 | 0.075555 | 0.056437 | 0.023178 | 0.021796 | 0.021796
WECC_SNV | 4.2161 | 3.6204 | 3.7772 | 3.5457 | 3.7236 | 4.488 | 4.924 | 3.3593 | 3.1681 | 3.012 | 2.761 | 3.1753 | 3.9398 | 4.3758 | 3.1454 | 3.0626 | 3.8071 | 3.0383 | 3.1523 | 3.9167 | 4.3527 | 3.0218 | 3.44 | 2.9657 | 3.0897 | 3.3427 | 4.1071 | 4.5431 | WECC_SNV | 0.024634 | 0.032037 | 0.034149 | 0.03389 | 0.018935 | 0.013423 | 0.016311 | 0.011097 | 0.012539 | 0.012762 | 0.0096502 | 0 | 0.0045217 | 0.0067997 | 0.050641 | 0.063817 | 0.057524 | 0.063269 | 0.014996 | 0.009167 | 0.0075689 | 0.015292 | 0.016233 | 0.018495 | 0.018063 | 0.011324 | 0.01107 | 0.011268
WECC_UT | 4.0246 | 3.533 | 3.6864 | 3.4424 | 3.6368 | 4.4012 | 4.8373 | 3.2599 | 3.0734 | 2.9316 | 2.6841 | 3.1175 | 3.8819 | 4.3179 | 2.6556 | 3.073 | 3.6888 | 2.9818 | 3.1077 | 3.8721 | 4.3081 | 2.9385 | 3.3399 | 2.8722 | 3.0194 | 3.2761 | 4.0406 | 4.4766 | WECC_UT | 0.030628 | 0.049806 | 0.051696 | 0.050281 | 0.049806 | 0.062671 | 0.07012 | 0.0084519 | 0.022592 | 0.025346 | 0.019483 | 0.0028158 | 0.013605 | 0.015241 | 0.084239 | 0.08214 | 0.078775 | 0.086766 | 0.05902 | 0.06913 | 0.078724 | 0.02216 | 0.033182 | 0.035375 | 0.034166 | 0.032932 | 0.044631 | 0.049834
WECC_WY | 3.781 | 3.3744 | 3.548 | 3.3439 | 3.5304 | 4.2948 | 4.7308 | 3.2554 | 3.0389 | 2.9736 | 2.7079 | 2.9973 | 3.7617 | 4.1977 | 2.511 | 2.8933 | 2.7987 | 2.7146 | 2.9065 | 3.6709 | 4.107 | 2.8822 | 3.2746 | 2.896 | 3.0488 | 3.2009 | 3.9653 | 4.4013 | WECC_WY | 0 | 0.001286 | 0.0012761 | 0 | 0 | 0 | 0.00032848 | 0 | 1.8859e-05 | 0 | 0 | 0 | 0 | 0 | 0.0020357 | 0.0021814 | 0.019039 | 0.002373 | 0 | 0.0094129 | 0.023093 | 0 | 3.188e-05 | 0.0015795 | 0 | 2.1859e-05 | 0.00023041 | 0.00025507