## Summary
EPA IPM Summary Run Results
Projections for Continental U.S.
MATS RTR Final Rule
All costs and prices are in 2022-year dollars | Values in red are rounded to zero, not equal to zero
NATIONWIDE EMISSIONS | 2028 | 2030 | 2035 | 2040 | 2045 | 2050 | 2055
SO2 (million tons) | 0.45396 | 0.33354 | 0.23989 | 0.14214 | 0.054513 | 0.11252 | 0.15132
NOx (million tons) | 0.46035 | 0.3934 | 0.25867 | 0.17123 | 0.10672 | 0.14791 | 0.18738
CO2 (million metric tons) | 1158.7271 | 1098.3251 | 724.0564 | 457.659 | 306.8456 | 452.2792 | 583.3119
Hg (tons) | 2.5647 | 2.4252 | 2.0274 | 1.6842 | 1.3448 | 1.4798 | 1.6319
HCL (Mtons) | 2.4744 | 2.1838 | 1.4848 | 0.96018 | 0.3449 | 0.57801 | 0.81665
TOTAL COSTS | 2028 | 2030 | 2035 | 2040 | 2045 | 2050 | 2055
Total Costs (billion $) | 134.6069 | 141.0261 | 145.0026 | 149.5449 | 161.8357 | 172.7859 | 190.1417
PRICES | 2028 | 2030 | 2035 | 2040 | 2045 | 2050 | 2055
National Wholesale Electricity Price (mills/kWh) | 36.1466 | 41.6071 | 34.3305 | 33.0396 | 27.6959 | 35.8348 | 40.8707
Natural Gas Prices (2022 $/MMBtu)
Henry Hub | 3.1499 | 3.2702 | 3.2531 | 3.1951 | 3.3439 | 3.9305 | 4.5443
Delivered | 3.2188 | 3.3399 | 3.2667 | 3.1641 | 3.3262 | 3.9228 | 4.5451
Minemouth Coal Prices (2022 $/MMBtu)
Appalachia | 1.4931 | 1.527 | 1.537 | 1.548 | 1.8795 | 1.8288 | 1.7827
Imports | 4.729 | 4.4503 | 4.3028
Interior | 1.5565 | 1.5823 | 1.7345 | 1.785 | 1.8666 | 1.9584 | 1.9628
Waste Coal | 0.79948 | 0.97203 | 0.82701 | 0.98695 | 0.97774 | 1.359 | 1.7356
West | 0.84445 | 0.87981 | 0.93734 | 1.045 | 1.3173 | 1.1467 | 1.1181
National | 1.1046 | 1.1508 | 1.2073 | 1.3311 | 1.5564 | 1.4665 | 1.4219
TOTAL CAPACITY (Cumulative GW) | 2028 | 2030 | 2035 | 2040 | 2045 | 2050 | 2055
Hydro | 102.4067 | 103.6579 | 107.295 | 111.8108 | 111.8685 | 111.8685 | 111.8685
Non-Hydro Renewables | 394.0966 | 440.1644 | 698.5443 | 943.9292 | 1232.5291 | 1257.217 | 1292.7929
Biomass | 0.2029 | 0.2029 | 0.1909 | 0.1444 | 0.1444 | 0.1444 | 0.1444
Geothermal | 3.2112 | 3.2112 | 3.2112 | 3.2112 | 3.2112 | 3.2112 | 3.2112
Landfill Gas | 3.0726 | 3.0726 | 2.953 | 2.953 | 2.953 | 4.0029 | 4.8996
Solar | 180.4627 | 181.824 | 298.2327 | 344.9257 | 493.9525 | 511.8286 | 528.1322
Wind | 207.1471 | 251.8537 | 393.9564 | 592.6948 | 732.268 | 738.0298 | 756.4055
Distributed Solar PV | 81.4385 | 92.2955 | 120.5102 | 151.5308 | 185.3559 | 223.7296 | 273.9191
Coal | 105.7675 | 85.0184 | 51.5827 | 42.3629 | 29.6229 | 28.3923 | 27.7729
Coal without CCS | 105.1725 | 83.9937 | 40.5355 | 31.3654 | 29.0257 | 27.7967 | 27.1773
IGCC without CCS | 0.595 | 0.595 | 0 | 0 | 0 | 0 | 0
Coal with CCS | 0 | 0.42977 | 11.0472 | 10.9974 | 0.59725 | 0.59557 | 0.59557
Energy Storage | 46.6822 | 58.6345 | 113.6225 | 139.486 | 176.4015 | 177.5796 | 178.7226
Nuclear | 93.5696 | 90.882 | 83.6945 | 79.0619 | 64.844 | 45.3644 | 28.5316
Natural Gas | 471.0134 | 478.5691 | 475.9585 | 516.046 | 565.6165 | 673.449 | 750.3179
CC without CCS | 312.9245 | 314.0242 | 312.2095 | 311.8768 | 306.0368 | 325.9412 | 357.6447
CC with CCS | 0 | 0 | 0.44532 | 0.44532 | 0.44532 | 0.44532 | 0.44532
CT | 158.0889 | 164.5449 | 163.3037 | 203.7238 | 259.1343 | 347.0624 | 392.2278
Oil/Gas Steam | 62.6394 | 64.2689 | 55.2518 | 54.1818 | 53.9348 | 52.3032 | 52.3032
Other | 6.5003 | 6.5003 | 6.5003 | 6.5003 | 6.5003 | 6.5003 | 6.5003
Grand Total | 1282.6757 | 1327.6955 | 1592.4496 | 1893.3788 | 2241.3176 | 2352.6741 | 2448.8098
NEW MODELED CAPACITY (Cumulative GW) | 2028 | 2030 | 2035 | 2040 | 2045 | 2050 | 2055
Hydro | 0 | 1.2512 | 4.8883 | 9.4041 | 9.4618 | 9.4618 | 9.4618
Non-Hydro Renewables | 44.7783 | 90.8461 | 349.3596 | 594.791 | 883.3909 | 908.0788 | 943.6547
Biomass | 0 | 0 | 0 | 0 | 0 | 0 | 0
Geothermal | 0.60183 | 0.60183 | 0.60183 | 0.60183 | 0.60183 | 0.60183 | 0.60183
Landfill Gas | 1.4197 | 1.4197 | 1.4197 | 1.4197 | 1.4197 | 2.4696 | 3.3663
Solar | 9.6968 | 11.0581 | 127.4688 | 174.1618 | 323.1886 | 341.0647 | 357.3683
Wind | 33.0599 | 77.7665 | 219.8692 | 418.6076 | 558.1808 | 563.9426 | 582.3183
Coal | 0 | 0 | 0 | 0 | 0 | 0 | 0
Coal without CCS | 0 | 0 | 0 | 0 | 0 | 0 | 0
IGCC without CCS | 0 | 0 | 0 | 0 | 0 | 0 | 0
Coal with CCS | 0 | 0 | 0 | 0 | 0 | 0 | 0
Energy Storage | 3.2489 | 15.2012 | 70.1892 | 96.0527 | 132.9682 | 134.1463 | 135.2893
Nuclear | 0 | 0 | 0 | 0 | 0 | 0 | 0
Natural Gas | 26.2448 | 34.253 | 34.1934 | 75.0649 | 141.419 | 261.2186 | 338.7405
CC without CCS | 19.2507 | 20.3504 | 19.9208 | 20.2082 | 20.3339 | 47.7378 | 80.0943
CC with CCS | 0 | 0 | 0.37005 | 0.37005 | 0.37005 | 0.37005 | 0.37005
CT | 6.9941 | 13.9026 | 13.9026 | 54.4867 | 120.7151 | 213.1107 | 258.2761
Other | 0 | 0 | 0 | 0 | 0 | 0 | 0
Grand Total | 74.272 | 141.5515 | 458.6305 | 775.3127 | 1167.2399 | 1312.9054 | 1427.1462
NEW HARDWIRED CAPACITY (Cumulative GW) | 2028 | 2030 | 2035 | 2040 | 2045 | 2050 | 2055
Hydro | 0 | 0 | 0 | 0 | 0 | 0 | 0
Non-Hydro Renewables | 34.1295 | 34.1295 | 34.1295 | 34.1295 | 34.1295 | 34.1295 | 34.1295
Biomass | 0 | 0 | 0 | 0 | 0 | 0 | 0
Geothermal | 0 | 0 | 0 | 0 | 0 | 0 | 0
Landfill Gas | 0 | 0 | 0 | 0 | 0 | 0 | 0
Solar | 27.4982 | 27.4982 | 27.4982 | 27.4982 | 27.4982 | 27.4982 | 27.4982
Wind | 6.6313 | 6.6313 | 6.6313 | 6.6313 | 6.6313 | 6.6313 | 6.6313
Coal | 0 | 0 | 0 | 0 | 0 | 0 | 0
Coal without CCS | 0 | 0 | 0 | 0 | 0 | 0 | 0
IGCC without CCS | 0 | 0 | 0 | 0 | 0 | 0 | 0
Coal with CCS | 0 | 0 | 0 | 0 | 0 | 0 | 0
Energy Storage | 13.3849 | 13.3849 | 13.3849 | 13.3849 | 13.3849 | 13.3849 | 13.3849
Nuclear | 0 | 0 | 0 | 0 | 0 | 0 | 0
Natural Gas | 7.5348 | 7.5348 | 7.5348 | 7.5348 | 7.5348 | 7.5348 | 7.5348
CC without CCS | 5.7411 | 5.7411 | 5.7411 | 5.7411 | 5.7411 | 5.7411 | 5.7411
CC with CCS | 0 | 0 | 0 | 0 | 0 | 0 | 0
CT | 1.7937 | 1.7937 | 1.7937 | 1.7937 | 1.7937 | 1.7937 | 1.7937
Other | 0 | 0 | 0 | 0 | 0 | 0 | 0
Grand Total | 55.0492 | 55.0492 | 55.0492 | 55.0492 | 55.0492 | 55.0492 | 55.0492
RETIREMENTS (GW) | 2028 | 2030 | 2035 | 2040 | 2045 | 2050 | 2055
CC Retirements | 0.79579 | 0.79579 | 2.0931 | 2.7132 | 8.6789 | 16.1785 | 16.8315
Coal Retirements | 37.5371 | 56.43 | 82.9022 | 92.122 | 104.862 | 106.0926 | 106.712
CT Retirements | 0.4961 | 0.9486 | 2.1898 | 2.3538 | 13.1717 | 17.6392 | 17.6392
Nuclear Retirements | 0 | 2.6876 | 9.8751 | 14.5077 | 28.7256 | 48.2052 | 65.038
O/G Retirements | 12.3926 | 12.3926 | 22.6686 | 23.7386 | 23.9856 | 25.6172 | 25.6172
IGCC Retirements | 0.22 | 0.22 | 0.815 | 0.815 | 0.815 | 0.815 | 0.815
Biomass Retirements | 2.9401 | 2.9401 | 2.9521 | 2.9986 | 2.9986 | 2.9986 | 2.9986
Fuel Cell Retirements | 0 | 0 | 0 | 0 | 0 | 0 | 0
Fossil_Other Retirements | 0 | 0 | 0 | 0 | 0 | 0 | 0
Geothermal Retirements | 0 | 0 | 0 | 0 | 0 | 0 | 0
Hydro Retirements | 0.055 | 0.055 | 0.055 | 0.055 | 0.055 | 0.055 | 0.055
Landfill Gas Retirements | 0.0064 | 0.0064 | 0.126 | 0.126 | 0.126 | 0.126 | 0.126
Non Fossil_Other Retirements | 0 | 0 | 0 | 0 | 0 | 0 | 0
Energy Storage Retirements | 0 | 0 | 0 | 0 | 0 | 0 | 0
Grand Total | 54.443 | 76.4761 | 123.6769 | 139.4299 | 183.4183 | 217.7273 | 235.8325
GENERATION MIX (thousand GWh) | 2028 | 2030 | 2035 | 2040 | 2045 | 2050 | 2055
Hydro | 292.874 | 298.1613 | 319.2266 | 335.7251 | 343.2641 | 344.2133 | 345.9047
Non-Hydro Renewables | 1140.6609 | 1328.7637 | 2229.0498 | 3098.1206 | 4032.8935 | 4094.557 | 4201.7007
Biomass | 0.3297 | 0.54124 | 0.39236 | 0.029467 | 0.0049691 | 0.061269 | 0.3584
Biomass Co-firing | 0 | 0 | 0 | 0 | 0 | 0 | 0
Geothermal | 21.2702 | 21.2702 | 21.2702 | 21.2702 | 21.2151 | 21.2161 | 21.2702
Landfill Gas | 20.4074 | 20.4299 | 19.14 | 18.3227 | 17.1274 | 24.4713 | 31.0105
Solar | 398.1522 | 401.2017 | 705.5344 | 820.6442 | 1193.9941 | 1230.2027 | 1268.3292
Wind | 700.5013 | 885.3207 | 1482.7128 | 2237.854 | 2800.552 | 2818.6055 | 2880.7323
Distributed Solar PV | 120.9903 | 137.5139 | 180.1351 | 226.39 | 277.2776 | 334.7376 | 409.6672
Coal | 472.288 | 409.6095 | 235.6653 | 135.2281 | 48.4983 | 97.1562 | 142.7197
Coal without CCS (Biomass Co-firing is included) | 468.7709 | 403.1562 | 159.4296 | 59.3311 | 44.749 | 93.3175 | 138.881
IGCC without CCS | 3.5171 | 3.5238 | 0 | 0 | 0 | 0 | 0
Coal with CCS | 0 | 2.9294 | 76.2357 | 75.897 | 3.7493 | 3.8387 | 3.8387
Energy Storage | 52.7099 | 68.8069 | 147.9485 | 194.4419 | 281.4931 | 287.7491 | 291.814
Nuclear | 751.0953 | 729.1116 | 666.9871 | 614.3865 | 470.8196 | 351.722 | 224.1007
Natural Gas | 1652.0814 | 1670.2871 | 1344.4121 | 936.4052 | 616.6919 | 871.8944 | 1105.9278
CC without CCS | 1612.118 | 1635.3027 | 1302.3153 | 908.8076 | 588.7482 | 827.1178 | 1049.9742
CC with CCS | 0 | 0 | 3.3768 | 3.3768 | 2.7957 | 3.1375 | 3.1374
CT | 39.9634 | 34.9844 | 38.72 | 24.2208 | 25.1481 | 41.6391 | 52.8162
Oil/Gas Steam | 25.5482 | 24.5007 | 7.6564 | 4.8958 | 4.4899 | 4.4795 | 4.5034
Other | 30.7697 | 30.6616 | 30.5033 | 28.5743 | 27.5051 | 27.7233 | 28.1917
Grand Total | 4418.0273 | 4559.9025 | 4981.4491 | 5347.7775 | 5825.6555 | 6079.4947 | 6344.8626
FUEL SUPPLY AND CONSUMPTION | 2028 | 2030 | 2035 | 2040 | 2045 | 2050 | 2055
Coal Use by Region (million tons) | 77 | 69.32 | 66.23 | 72.33 | 69.83 | 71.35 | 70.78
Power Sector
Appalachia | 39.809 | 38.7579 | 31.8703 | 19.1408 | 3.8917 | 7.4416 | 9.6318
Imports | 0.33548 | 0.39032 | 0.0025662
Interior | 37.7762 | 35.0777 | 19.4127 | 10.0943 | 1.4933 | 5.4651 | 8.5645
Waste Coal | 7.2702 | 7.1457 | 6.8139 | 3.1732 | 2.9746 | 2.9981 | 2.9981
West | 165.971 | 141.4958 | 89.0639 | 59.5969 | 19.7633 | 38.8685 | 59.179
Non-Power Sector | 77 | 69.32 | 66.23 | 72.33 | 69.83 | 71.35 | 70.78
Appalachia | 5.26 | 5.11 | 4.69 | 4.13 | 3.63 | 3.37 | 3.37
Interior | 21.05 | 17.29 | 14.95 | 28.21 | 29.47 | 28.97 | 28.4
West | 50.69 | 46.92 | 46.59 | 39.99 | 36.73 | 39.01 | 39.01
Power Sector Coal Use by Rank (million tons) | 249.5287 | 217.9696 | 141.0146 | 89.4947 | 25.811 | 52.4405 | 78.0405
Bituminous | 72.1103 | 62.8392 | 42.3662 | 26.3169 | 3.8917 | 7.4674 | 9.675
Subbituminous | 145.1432 | 125.7922 | 74.1762 | 45.0014 | 19.0701 | 37.9798 | 57.8083
Lignite | 32.2751 | 29.3383 | 24.4722 | 18.1763 | 2.8492 | 6.9932 | 10.5572
Natural Gas Use (Trillion cubic feet) | 11.6138 | 11.7041 | 9.2638 | 6.4211 | 4.2347 | 5.8735 | 7.3471
Note: Distributed Solar PV are not included in the Grand Total of "Total Capacity" and "Generation Mix"
Note on A9: ICFI: All tons are SHORT tons, unless otherwise noted as metric Mtons : thousand tons

## Retrofit Summary
EPA IPM Summary Run Results
Projections for Continental U.S.
MATS RTR Final Rule
All costs and prices are in 2022-year dollars | Values in red are rounded to zero, not equal to zero
TOTAL CONTROLS (Cumulative GW) | 2028 | 2030 | 2035 | 2040 | 2045 | 2050 | 2055
FGD | 93.1847 | 82.9014 | 52.4911 | 42.2013 | 29.679 | 27.6504 | 27.1144
Existing Scrubber | 93.1847 | 82.9014 | 52.4911 | 42.2013 | 29.679 | 27.6504 | 27.1144
Existing Wet Scrubber | 70.6588 | 61.9862 | 37.7851 | 28.1573 | 17.2601 | 15.6165 | 15.6165
Existing Dry Scrubber | 22.5259 | 20.9152 | 14.706 | 14.044 | 12.4189 | 12.0339 | 11.4979
Retrofit Scrubber | 0 | 0 | 0 | 0 | 0 | 0 | 0
Retrofit Wet Scrubber | 0 | 0 | 0 | 0 | 0 | 0 | 0
Retrofit Dry Scrubber | 0 | 0 | 0 | 0 | 0 | 0 | 0
New Scrubber | 0 | 0 | 0 | 0 | 0 | 0 | 0
New Wet Scrubber | 0 | 0 | 0 | 0 | 0 | 0 | 0
New Dry Scrubber | 0 | 0 | 0 | 0 | 0 | 0 | 0
SCR | 76.3176 | 69.8764 | 45.7658 | 37.208 | 25.0851 | 23.3614 | 23.3614
Existing SCR | 76.2507 | 67.8083 | 42.5684 | 34.0106 | 24.4407 | 22.717 | 22.717
Retrofit SCR | 0.066909 | 2.0681 | 3.1974 | 3.1974 | 0.6444 | 0.6444 | 0.6444
New SCR | 0 | 0 | 0 | 0 | 0 | 0 | 0
SNCR | 11.4016 | 9.7333 | 6.7406 | 6.7406 | 5.8812 | 5.5762 | 5.0402
Existing SNCR | 11.4016 | 9.7333 | 6.7406 | 6.7406 | 5.8812 | 5.5762 | 5.0402
Retrofit SNCR | 0 | 0 | 0 | 0 | 0 | 0 | 0
New SNCR | 0 | 0 | 0 | 0 | 0 | 0 | 0
ACI | 72.3341 | 60.6735 | 41.7907 | 38.4506 | 28.9152 | 27.7306 | 27.7306
Existing ACI | 72.3341 | 60.6735 | 41.7907 | 38.4506 | 28.9152 | 27.7306 | 27.7306
Retrofit ACI | 0 | 0 | 0 | 0 | 0 | 0 | 0
New ACI | 0 | 0 | 0 | 0 | 0 | 0 | 0
CCS | 0 | 0.42977 | 11.4925 | 11.4428 | 1.0426 | 1.0409 | 1.0409
Hardwired CCS | 0 | 0 | 0 | 0 | 0 | 0 | 0
Retrofit CCS | 0 | 0.42977 | 11.4925 | 11.4428 | 1.0426 | 1.0409 | 1.0409
New CCS | 0 | 0 | 0 | 0 | 0 | 0 | 0
DSI | 25.8406 | 20.6384 | 15.9685 | 15.3747 | 11.5779 | 10.7782 | 10.7782
Existing DSI | 25.8406 | 20.6384 | 15.9685 | 15.3747 | 11.5779 | 10.7782 | 10.7782
Retrofit DSI | 0 | 0 | 0 | 0 | 0 | 0 | 0
C2G | 10.5997 | 12.2292 | 12.4702 | 11.4002 | 11.4002 | 10.6022 | 10.6022
HRI | 0 | 0 | 0 | 0 | 0 | 0 | 0
NGC | 0 | 0 | 0 | 0 | 0 | 0 | 0
GPM | 11.5322 | 8.9981 | 6.3303 | 4.1019 | 2.7815 | 2.7798 | 2.7798
RETROFITS (Cumulative GW) | 2028 | 2030 | 2035 | 2040 | 2045 | 2050 | 2055
FGD | 0 | 0 | 0 | 0 | 0 | 0 | 0
SCR | 0.066909 | 2.0681 | 3.1974 | 3.1974 | 0.6444 | 0.6444 | 0.6444
SNCR | 0 | 0 | 0 | 0 | 0 | 0 | 0
ACI | 0 | 0 | 0 | 0 | 0 | 0 | 0
CCS | 0 | 0.42977 | 11.4925 | 11.4428 | 1.0426 | 1.0409 | 1.0409
DSI | 0 | 0 | 0 | 0 | 0 | 0 | 0
C2G | 10.5997 | 12.2292 | 12.4702 | 11.4002 | 11.4002 | 10.6022 | 10.6022
HRI | 0 | 0 | 0 | 0 | 0 | 0 | 0
NGC | 0 | 0 | 0 | 0 | 0 | 0 | 0
GPM | 11.5322 | 8.9981 | 6.3303 | 4.1019 | 2.7815 | 2.7798 | 2.7798
TOTAL CONTROLS IN NEEDS (GW)
FGD | 120.659
SCR | 92.835
SNCR | 18.771
ACI | 91.464
DSI | 23.526
Note on A9: ICFI: All tons are SHORT tons, unless otherwise noted as metric Mtons : thousand tons

## All Constraints
Constraint Name | Constraint # | Constraint ID | Constraint Type | Neutralized | LimitType | Constraint Time Frame | Data Field | Unit of Measure | 2028-2029(RY 2028) | 2030-2031(RY 2030) | 2032-2037(RY 2035) | 2038-2041(RY 2040) | 2042-2047(RY 2045) | 2048-2052(RY 2050) | 2053-2059(RY 2055)
#1 - SO2 Title IV Annual Constraint v5.14 | 1 | 7117 | Rate Constraint in MTons | FALSE | L | Annual | Seasons Included | Seasons | Winter, Spring, Summer, Fall | Winter, Spring, Summer, Fall | Winter, Spring, Summer, Fall | Winter, Spring, Summer, Fall | Winter, Spring, Summer, Fall | Winter, Spring, Summer, Fall | Winter, Spring, Summer, Fall
#1 - SO2 Title IV Annual Constraint v5.14 | 1 | 7117 | Rate Constraint in MTons | FALSE | L | Annual | Standard SO2 | Thousand Tons | 7973.0011 | 7973.0011 | 7973.0011 | 7973.0011 | 7973.0011 | 7973.0011 | 7973.0011
#1 - SO2 Title IV Annual Constraint v5.14 | 1 | 7117 | Rate Constraint in MTons | FALSE | L | Annual | Emissions at Affected Plants SO2 | Thousand Tons | 439.0819 | 321.2542 | 230.3058 | 133.7268 | 46.3473 | 103.7048 | 141.1403
#1 - SO2 Title IV Annual Constraint v5.14 | 1 | 7117 | Rate Constraint in MTons | FALSE | L | Annual | Allowances Purchased SO2 | Thousand Tons | 0 | 0 | 0 | 0 | 0 | 0 | 0
#1 - SO2 Title IV Annual Constraint v5.14 | 1 | 7117 | Rate Constraint in MTons | FALSE | L | Annual | Allowances Sold SO2 | Thousand Tons | 0 | 0 | 0 | 0 | 0 | 0 | 0
#1 - SO2 Title IV Annual Constraint v5.14 | 1 | 7117 | Rate Constraint in MTons | FALSE | L | Annual | Allowances Banked | Thousand Tons | 0 | 0 | 0 | 0 | 0 | 0 | 0
#1 - SO2 Title IV Annual Constraint v5.14 | 1 | 7117 | Rate Constraint in MTons | FALSE | L | Annual | Allowances Withdrawn (1:1) | Thousand Tons | 0 | 0 | 0 | 0 | 0 | 0 | 0
#1 - SO2 Title IV Annual Constraint v5.14 | 1 | 7117 | Rate Constraint in MTons | FALSE | L | Annual | Allowances Withdrawn (n:1) | Thousand Tons | 0 | 0 | 0 | 0 | 0 | 0 | 0
#1 - SO2 Title IV Annual Constraint v5.14 | 1 | 7117 | Rate Constraint in MTons | FALSE | L | Annual | Net Emissions Allowance Position | Thousand Tons | 439.0819 | 321.2542 | 230.3058 | 133.7268 | 46.3473 | 103.7048 | 141.1403
#1 - SO2 Title IV Annual Constraint v5.14 | 1 | 7117 | Rate Constraint in MTons | FALSE | L | Annual | Fuel Consumed | TBtu | 16713.6969 | 16181.064 | 12276.7898 | 8345.7672 | 4852.8166 | 7040.7781 | 9029.5781
#1 - SO2 Title IV Annual Constraint v5.14 | 1 | 7117 | Rate Constraint in MTons | FALSE | L | Annual | Rate | lb/MMBtu | 0.052542 | 0.039707 | 0.037519 | 0.032047 | 0.019101 | 0.029458 | 0.031262
#1 - SO2 Title IV Annual Constraint v5.14 | 1 | 7117 | Rate Constraint in MTons | FALSE | L | Annual | Generation | TWh | 2139.2838 | 2094.2458 | 1580.6714 | 1072.5505 | 667.7995 | 970.8822 | 1250.322
#1 - SO2 Title IV Annual Constraint v5.14 | 1 | 7117 | Rate Constraint in MTons | FALSE | L | Annual | Qualifying Generation | TWh | 2139.2838 | 2094.2458 | 1580.6714 | 1072.5505 | 667.7995 | 970.8822 | 1250.322
#1 - SO2 Title IV Annual Constraint v5.14 | 1 | 7117 | Rate Constraint in MTons | FALSE | L | Annual | Rate | lb/MWh | 0.41049 | 0.3068 | 0.2914 | 0.24936 | 0.13881 | 0.21363 | 0.22577
#1 - SO2 Title IV Annual Constraint v5.14 | 1 | 7117 | Rate Constraint in MTons | FALSE | L | Annual | Constraint Shadow Price | US2022$/Ton | 0 | 0 | 0 | 0 | 0 | 0 | 0
#4 - NOx SIPCall Constraint v5.16 | 2 | 7116 | Rate Constraint in MTons | FALSE | L | Annual | Seasons Included | Seasons | Summer | Summer | Summer | Summer | Summer | Summer | Summer
#4 - NOx SIPCall Constraint v5.16 | 2 | 7116 | Rate Constraint in MTons | FALSE | L | Annual | Standard NOX | Thousand Tons | 72.845 | 72.845 | 72.845 | 72.845 | 72.845 | 72.845 | 72.845
#4 - NOx SIPCall Constraint v5.16 | 2 | 7116 | Rate Constraint in MTons | FALSE | L | Annual | Emissions at Affected Plants NOX | Thousand Tons | 6.8602 | 6.7879 | 6.1635 | 5.5014 | 2.8007 | 3.5841 | 4.416
#4 - NOx SIPCall Constraint v5.16 | 2 | 7116 | Rate Constraint in MTons | FALSE | L | Annual | Allowances Purchased NOX | Thousand Tons | 0 | 0 | 0 | 0 | 0 | 0 | 0
#4 - NOx SIPCall Constraint v5.16 | 2 | 7116 | Rate Constraint in MTons | FALSE | L | Annual | Allowances Sold NOX | Thousand Tons | 0 | 0 | 0 | 0 | 0 | 0 | 0
#4 - NOx SIPCall Constraint v5.16 | 2 | 7116 | Rate Constraint in MTons | FALSE | L | Annual | Allowances Banked | Thousand Tons | 0 | 0 | 0 | 0 | 0 | 0 | 0
#4 - NOx SIPCall Constraint v5.16 | 2 | 7116 | Rate Constraint in MTons | FALSE | L | Annual | Allowances Withdrawn (1:1) | Thousand Tons | 0 | 0 | 0 | 0 | 0 | 0 | 0
#4 - NOx SIPCall Constraint v5.16 | 2 | 7116 | Rate Constraint in MTons | FALSE | L | Annual | Allowances Withdrawn (n:1) | Thousand Tons | 0 | 0 | 0 | 0 | 0 | 0 | 0
#4 - NOx SIPCall Constraint v5.16 | 2 | 7116 | Rate Constraint in MTons | FALSE | L | Annual | Net Emissions Allowance Position | Thousand Tons | 6.8602 | 6.7879 | 6.1635 | 5.5014 | 2.8007 | 3.5841 | 4.416
#4 - NOx SIPCall Constraint v5.16 | 2 | 7116 | Rate Constraint in MTons | FALSE | L | Annual | Fuel Consumed | TBtu | 530.7748 | 515.7835 | 500.3233 | 412.372 | 332.8981 | 416.9068 | 534.8439
#4 - NOx SIPCall Constraint v5.16 | 2 | 7116 | Rate Constraint in MTons | FALSE | L | Annual | Rate | lb/MMBtu | 0.02585 | 0.026321 | 0.024638 | 0.026682 | 0.016826 | 0.017194 | 0.016513
#4 - NOx SIPCall Constraint v5.16 | 2 | 7116 | Rate Constraint in MTons | FALSE | L | Annual | Generation | TWh | 78.2255 | 75.6399 | 71.3604 | 58.9048 | 52.0948 | 72.6575 | 107.3386
#4 - NOx SIPCall Constraint v5.16 | 2 | 7116 | Rate Constraint in MTons | FALSE | L | Annual | Qualifying Generation | TWh | 73.1724 | 70.4281 | 66.2167 | 54.049 | 46.482 | 60.9471 | 79.3503
#4 - NOx SIPCall Constraint v5.16 | 2 | 7116 | Rate Constraint in MTons | FALSE | L | Annual | Rate | lb/MWh | 0.18751 | 0.19276 | 0.18616 | 0.20357 | 0.12051 | 0.11761 | 0.1113
#4 - NOx SIPCall Constraint v5.16 | 2 | 7116 | Rate Constraint in MTons | FALSE | L | Annual | Constraint Shadow Price | US2022$/Ton | 0 | 0 | 0 | 0 | 0 | 0 | 0
#6 - WRAP SO2 Policy Case Constraint | 3 | 7119 | Rate Constraint in MTons | FALSE | L | Annual | Seasons Included | Seasons | Winter, Spring, Summer, Fall | Winter, Spring, Summer, Fall | Winter, Spring, Summer, Fall | Winter, Spring, Summer, Fall | Winter, Spring, Summer, Fall | Winter, Spring, Summer, Fall | Winter, Spring, Summer, Fall
#6 - WRAP SO2 Policy Case Constraint | 3 | 7119 | Rate Constraint in MTons | FALSE | L | Annual | Standard SO2 | Thousand Tons | 89.572 | 89.572 | 89.572 | 89.572 | 89.572 | 89.572 | 89.572
#6 - WRAP SO2 Policy Case Constraint | 3 | 7119 | Rate Constraint in MTons | FALSE | L | Annual | Emissions at Affected Plants SO2 | Thousand Tons | 28.7321 | 18.7537 | 11.9268 | 6.2122 | 4.6439 | 4.6912 | 4.8023
#6 - WRAP SO2 Policy Case Constraint | 3 | 7119 | Rate Constraint in MTons | FALSE | L | Annual | Allowances Purchased SO2 | Thousand Tons | 0 | 0 | 0 | 0 | 0 | 0 | 0
#6 - WRAP SO2 Policy Case Constraint | 3 | 7119 | Rate Constraint in MTons | FALSE | L | Annual | Allowances Sold SO2 | Thousand Tons | 0 | 0 | 0 | 0 | 0 | 0 | 0
#6 - WRAP SO2 Policy Case Constraint | 3 | 7119 | Rate Constraint in MTons | FALSE | L | Annual | Allowances Banked | Thousand Tons | 0 | 0 | 77.6452 | 107.4622 | 104.5007 | 0 | 0
#6 - WRAP SO2 Policy Case Constraint | 3 | 7119 | Rate Constraint in MTons | FALSE | L | Annual | Allowances Withdrawn (1:1) | Thousand Tons | 0 | 0 | 0 | -89.572 | -89.572 | 0 | -89.572
#6 - WRAP SO2 Policy Case Constraint | 3 | 7119 | Rate Constraint in MTons | FALSE | L | Annual | Allowances Withdrawn (n:1) | Thousand Tons | 0 | 0 | 0 | 0 | 0 | 0 | 0
#6 - WRAP SO2 Policy Case Constraint | 3 | 7119 | Rate Constraint in MTons | FALSE | L | Annual | Net Emissions Allowance Position | Thousand Tons | 28.7321 | 18.7537 | 89.572 | 24.1024 | 19.5725 | 4.6912 | -84.7697
#6 - WRAP SO2 Policy Case Constraint | 3 | 7119 | Rate Constraint in MTons | FALSE | L | Annual | Fuel Consumed | TBtu | 703.2748 | 634.0229 | 550.7254 | 433.6655 | 324.3371 | 397.3559 | 463.0829
#6 - WRAP SO2 Policy Case Constraint | 3 | 7119 | Rate Constraint in MTons | FALSE | L | Annual | Rate | lb/MMBtu | 0.081709 | 0.059158 | 0.043313 | 0.02865 | 0.028636 | 0.023612 | 0.020741
#6 - WRAP SO2 Policy Case Constraint | 3 | 7119 | Rate Constraint in MTons | FALSE | L | Annual | Generation | TWh | 76.572 | 71.5488 | 60.7917 | 51.0382 | 38.6472 | 48.7627 | 56.0397
#6 - WRAP SO2 Policy Case Constraint | 3 | 7119 | Rate Constraint in MTons | FALSE | L | Annual | Qualifying Generation | TWh | 76.572 | 71.5488 | 60.7917 | 50.6558 | 38.2649 | 48.113 | 55.2649
#6 - WRAP SO2 Policy Case Constraint | 3 | 7119 | Rate Constraint in MTons | FALSE | L | Annual | Rate | lb/MWh | 0.75046 | 0.52422 | 0.39238 | 0.24527 | 0.24272 | 0.19501 | 0.17379
#6 - WRAP SO2 Policy Case Constraint | 3 | 7119 | Rate Constraint in MTons | FALSE | L | Annual | Constraint Shadow Price | US2022$/Ton | 0 | 0 | 0 | 0 | 0 | 0 | 0
#CAN - #1 National - SO2 Cap Annual v3.1 | 4 | 7604 | Rate Constraint in MTons | FALSE | L | Annual | Seasons Included | Seasons | Winter, Spring, Summer, Fall | Winter, Spring, Summer, Fall | Winter, Spring, Summer, Fall | Winter, Spring, Summer, Fall | Winter, Spring, Summer, Fall | Winter, Spring, Summer, Fall | Winter, Spring, Summer, Fall
#CAN - #1 National - SO2 Cap Annual v3.1 | 4 | 7604 | Rate Constraint in MTons | FALSE | L | Annual | Standard SO2 | Thousand Tons | 948.21 | 948.21 | 948.21 | 948.21 | 948.21 | 948.21 | 948.21
#CAN - #1 National - SO2 Cap Annual v3.1 | 4 | 7604 | Rate Constraint in MTons | FALSE | L | Annual | Emissions at Affected Plants SO2 | Thousand Tons | 59.5403 | 26.8391 | 6.8714 | 6.8166 | 6.8186 | 6.8423 | 6.8423
#CAN - #1 National - SO2 Cap Annual v3.1 | 4 | 7604 | Rate Constraint in MTons | FALSE | L | Annual | Allowances Purchased SO2 | Thousand Tons | 0 | 0 | 0 | 0 | 0 | 0 | 0
#CAN - #1 National - SO2 Cap Annual v3.1 | 4 | 7604 | Rate Constraint in MTons | FALSE | L | Annual | Allowances Sold SO2 | Thousand Tons | 0 | 0 | 0 | 0 | 0 | 0 | 0
#CAN - #1 National - SO2 Cap Annual v3.1 | 4 | 7604 | Rate Constraint in MTons | FALSE | L | Annual | Allowances Banked | Thousand Tons | 0 | 0 | 0 | 0 | 0 | 0 | 0
#CAN - #1 National - SO2 Cap Annual v3.1 | 4 | 7604 | Rate Constraint in MTons | FALSE | L | Annual | Allowances Withdrawn (1:1) | Thousand Tons | 0 | 0 | 0 | 0 | 0 | 0 | 0
#CAN - #1 National - SO2 Cap Annual v3.1 | 4 | 7604 | Rate Constraint in MTons | FALSE | L | Annual | Allowances Withdrawn (n:1) | Thousand Tons | 0 | 0 | 0 | 0 | 0 | 0 | 0
#CAN - #1 National - SO2 Cap Annual v3.1 | 4 | 7604 | Rate Constraint in MTons | FALSE | L | Annual | Net Emissions Allowance Position | Thousand Tons | 59.5403 | 26.8391 | 6.8714 | 6.8166 | 6.8186 | 6.8423 | 6.8423
#CAN - #1 National - SO2 Cap Annual v3.1 | 4 | 7604 | Rate Constraint in MTons | FALSE | L | Annual | Fuel Consumed | TBtu | 566.8438 | 574.0303 | 710.8307 | 832.1734 | 910.4277 | 765.3985 | 800.6769
#CAN - #1 National - SO2 Cap Annual v3.1 | 4 | 7604 | Rate Constraint in MTons | FALSE | L | Annual | Rate | lb/MMBtu | 0.21008 | 0.093511 | 0.019334 | 0.016383 | 0.014979 | 0.017879 | 0.017091
#CAN - #1 National - SO2 Cap Annual v3.1 | 4 | 7604 | Rate Constraint in MTons | FALSE | L | Annual | Generation | TWh | 79.1965 | 82.1164 | 101.8264 | 118.9325 | 130.96 | 112.1775 | 118.4946
#CAN - #1 National - SO2 Cap Annual v3.1 | 4 | 7604 | Rate Constraint in MTons | FALSE | L | Annual | Qualifying Generation | TWh | 79.1965 | 82.1164 | 101.8264 | 118.9325 | 130.96 | 112.1775 | 118.4946
#CAN - #1 National - SO2 Cap Annual v3.1 | 4 | 7604 | Rate Constraint in MTons | FALSE | L | Annual | Rate | lb/MWh | 1.5036 | 0.65368 | 0.13496 | 0.11463 | 0.10413 | 0.12199 | 0.11549
#CAN - #1 National - SO2 Cap Annual v3.1 | 4 | 7604 | Rate Constraint in MTons | FALSE | L | Annual | Constraint Shadow Price | US2022$/Ton | 0 | 0 | 0 | 0 | 0 | 0 | 0
#CAN - AB - MER Cap Annual v4.12 | 5 | 7616 | Rate Constraint in MTons | FALSE | L | Annual | Seasons Included | Seasons | Winter, Spring, Summer, Fall | Winter, Spring, Summer, Fall | Winter, Spring, Summer, Fall | Winter, Spring, Summer, Fall | Winter, Spring, Summer, Fall | Winter, Spring, Summer, Fall | Winter, Spring, Summer, Fall
#CAN - AB - MER Cap Annual v4.12 | 5 | 7616 | Rate Constraint in MTons | FALSE | L | Annual | Standard MER | lbs | 1300.7273 | 1300.7273 | 1300.7273 | 1300.7273 | 1300.7273 | 1300.7273 | 1300.7273
#CAN - AB - MER Cap Annual v4.12 | 5 | 7616 | Rate Constraint in MTons | FALSE | L | Annual | Emissions at Affected Plants MER | lbs | 0 | 0 | 0 | 0 | 0 | 0 | 0
#CAN - AB - MER Cap Annual v4.12 | 5 | 7616 | Rate Constraint in MTons | FALSE | L | Annual | Allowances Purchased MER | lbs | 0 | 0 | 0 | 0 | 0 | 0 | 0
#CAN - AB - MER Cap Annual v4.12 | 5 | 7616 | Rate Constraint in MTons | FALSE | L | Annual | Allowances Sold MER | lbs | 0 | 0 | 0 | 0 | 0 | 0 | 0
#CAN - AB - MER Cap Annual v4.12 | 5 | 7616 | Rate Constraint in MTons | FALSE | L | Annual | Allowances Banked | lbs | 0 | 0 | 0 | 0 | 0 | 0 | 0
#CAN - AB - MER Cap Annual v4.12 | 5 | 7616 | Rate Constraint in MTons | FALSE | L | Annual | Allowances Withdrawn (1:1) | lbs | 0 | 0 | 0 | 0 | 0 | 0 | 0
#CAN - AB - MER Cap Annual v4.12 | 5 | 7616 | Rate Constraint in MTons | FALSE | L | Annual | Allowances Withdrawn (n:1) | lbs | 0 | 0 | 0 | 0 | 0 | 0 | 0
#CAN - AB - MER Cap Annual v4.12 | 5 | 7616 | Rate Constraint in MTons | FALSE | L | Annual | Net Emissions Allowance Position | lbs | 0 | 0 | 0 | 0 | 0 | 0 | 0
#CAN - AB - MER Cap Annual v4.12 | 5 | 7616 | Rate Constraint in MTons | FALSE | L | Annual | Fuel Consumed | TBtu | 0 | 0 | 0 | 0 | 0 | 0 | 0
#CAN - AB - MER Cap Annual v4.12 | 5 | 7616 | Rate Constraint in MTons | FALSE | L | Annual | Rate | lb/MMBtu | 0 | 0 | 0 | 0 | 0 | 0 | 0
#CAN - AB - MER Cap Annual v4.12 | 5 | 7616 | Rate Constraint in MTons | FALSE | L | Annual | Generation | TWh | 0 | 0 | 0 | 0 | 0 | 0 | 0
#CAN - AB - MER Cap Annual v4.12 | 5 | 7616 | Rate Constraint in MTons | FALSE | L | Annual | Qualifying Generation | TWh | 0 | 0 | 0 | 0 | 0 | 0 | 0
#CAN - AB - MER Cap Annual v4.12 | 5 | 7616 | Rate Constraint in MTons | FALSE | L | Annual | Rate | lb/MWh | 0 | 0 | 0 | 0 | 0 | 0 | 0
#CAN - AB - MER Cap Annual v4.12 | 5 | 7616 | Rate Constraint in MTons | FALSE | L | Annual | Constraint Shadow Price | US2022$/Lb | 0 | 0 | 0 | 0 | 0 | 0 | 0
#CAN - BC - CO2 Constraint- v.6.17 | 6 | 7617 | Rate Constraint in MTons | FALSE | L | Annual | Seasons Included | Seasons | Winter, Spring, Summer, Fall | Winter, Spring, Summer, Fall | Winter, Spring, Summer, Fall | Winter, Spring, Summer, Fall | Winter, Spring, Summer, Fall | Winter, Spring, Summer, Fall | Winter, Spring, Summer, Fall
#CAN - BC - CO2 Constraint- v.6.17 | 6 | 7617 | Rate Constraint in MTons | FALSE | L | Annual | Standard CO2 | Thousand Tons | 0 | 0 | 0 | 0 | 0 | 0 | 0
#CAN - BC - CO2 Constraint- v.6.17 | 6 | 7617 | Rate Constraint in MTons | FALSE | L | Annual | Emissions at Affected Plants CO2 | Thousand Tons | 0 | 0 | 0 | 204.6164 | 634.8426 | 1692.6357 | 2379.8511
#CAN - BC - CO2 Constraint- v.6.17 | 6 | 7617 | Rate Constraint in MTons | FALSE | L | Annual | Allowances Purchased CO2 | Thousand Tons | 0 | 0 | 0 | -204.6164 | -634.8426 | -1692.6357 | -2379.8511
#CAN - BC - CO2 Constraint- v.6.17 | 6 | 7617 | Rate Constraint in MTons | FALSE | L | Annual | Allowances Sold CO2 | Thousand Tons | 0 | 0 | 0 | 0 | 0 | 0 | 0
#CAN - BC - CO2 Constraint- v.6.17 | 6 | 7617 | Rate Constraint in MTons | FALSE | L | Annual | Allowances Banked | Thousand Tons | 0 | 0 | 0 | 0 | 0 | 0 | 0
#CAN - BC - CO2 Constraint- v.6.17 | 6 | 7617 | Rate Constraint in MTons | FALSE | L | Annual | Allowances Withdrawn (1:1) | Thousand Tons | 0 | 0 | 0 | 0 | 0 | 0 | 0
#CAN - BC - CO2 Constraint- v.6.17 | 6 | 7617 | Rate Constraint in MTons | FALSE | L | Annual | Allowances Withdrawn (n:1) | Thousand Tons | 0 | 0 | 0 | 0 | 0 | 0 | 0
#CAN - BC - CO2 Constraint- v.6.17 | 6 | 7617 | Rate Constraint in MTons | FALSE | L | Annual | Net Emissions Allowance Position | Thousand Tons | 0 | 0 | 0 | -1.8901e-07 | -5.9748e-07 | 6.3319e-07 | -2.6093e-07
#CAN - BC - CO2 Constraint- v.6.17 | 6 | 7617 | Rate Constraint in MTons | FALSE | L | Annual | Fuel Consumed | TBtu | 0 | 0 | 0 | 2.787 | 8.9128 | 26.9824 | 38.7217
#CAN - BC - CO2 Constraint- v.6.17 | 6 | 7617 | Rate Constraint in MTons | FALSE | L | Annual | Rate | lb/MMBtu | 0 | 0 | 0 | 146.835 | 142.4559 | 125.4622 | 122.921
#CAN - BC - CO2 Constraint- v.6.17 | 6 | 7617 | Rate Constraint in MTons | FALSE | L | Annual | Generation | TWh | 0 | 0 | 0 | 0.41267 | 1.3314 | 4.1532 | 6.011
#CAN - BC - CO2 Constraint- v.6.17 | 6 | 7617 | Rate Constraint in MTons | FALSE | L | Annual | Qualifying Generation | TWh | 0 | 0 | 0 | 0.41267 | 1.3314 | 4.1532 | 6.011
#CAN - BC - CO2 Constraint- v.6.17 | 6 | 7617 | Rate Constraint in MTons | FALSE | L | Annual | Rate | lb/MWh | 0 | 0 | 0 | 991.6676 | 953.6412 | 815.0968 | 791.8357
#CAN - BC - CO2 Constraint- v.6.17 | 6 | 7617 | Rate Constraint in MTons | FALSE | L | Annual | Constraint Shadow Price | US2022$/Ton | 34.7664 | 33.5748 | 30.7694 | 28.1991 | 25.8436 | 23.6849 | 21.7061
#CAN - MB - Acid Rain - SO2 Cap Annual v3.1 | 7 | 7618 | Rate Constraint in MTons | FALSE | L | Annual | Seasons Included | Seasons | Winter, Spring, Summer, Fall | Winter, Spring, Summer, Fall | Winter, Spring, Summer, Fall | Winter, Spring, Summer, Fall | Winter, Spring, Summer, Fall | Winter, Spring, Summer, Fall | Winter, Spring, Summer, Fall
#CAN - MB - Acid Rain - SO2 Cap Annual v3.1 | 7 | 7618 | Rate Constraint in MTons | FALSE | L | Annual | Standard SO2 | Thousand Tons | 4.41 | 4.41 | 4.41 | 4.41 | 4.41 | 4.41 | 4.41
#CAN - MB - Acid Rain - SO2 Cap Annual v3.1 | 7 | 7618 | Rate Constraint in MTons | FALSE | L | Annual | Emissions at Affected Plants SO2 | Thousand Tons | 0 | 0 | 0 | 0 | 0 | 0 | 0
#CAN - MB - Acid Rain - SO2 Cap Annual v3.1 | 7 | 7618 | Rate Constraint in MTons | FALSE | L | Annual | Allowances Purchased SO2 | Thousand Tons | 0 | 0 | 0 | 0 | 0 | 0 | 0
#CAN - MB - Acid Rain - SO2 Cap Annual v3.1 | 7 | 7618 | Rate Constraint in MTons | FALSE | L | Annual | Allowances Sold SO2 | Thousand Tons | 0 | 0 | 0 | 0 | 0 | 0 | 0
#CAN - MB - Acid Rain - SO2 Cap Annual v3.1 | 7 | 7618 | Rate Constraint in MTons | FALSE | L | Annual | Allowances Banked | Thousand Tons | 0 | 0 | 0 | 0 | 0 | 0 | 0
#CAN - MB - Acid Rain - SO2 Cap Annual v3.1 | 7 | 7618 | Rate Constraint in MTons | FALSE | L | Annual | Allowances Withdrawn (1:1) | Thousand Tons | 0 | 0 | 0 | 0 | 0 | 0 | 0
#CAN - MB - Acid Rain - SO2 Cap Annual v3.1 | 7 | 7618 | Rate Constraint in MTons | FALSE | L | Annual | Allowances Withdrawn (n:1) | Thousand Tons | 0 | 0 | 0 | 0 | 0 | 0 | 0
#CAN - MB - Acid Rain - SO2 Cap Annual v3.1 | 7 | 7618 | Rate Constraint in MTons | FALSE | L | Annual | Net Emissions Allowance Position | Thousand Tons | 0 | 0 | 0 | 0 | 0 | 0 | 0
#CAN - MB - Acid Rain - SO2 Cap Annual v3.1 | 7 | 7618 | Rate Constraint in MTons | FALSE | L | Annual | Fuel Consumed | TBtu | 0 | 0 | 0 | 0 | 0.089133 | 0.34705 | 0.33977
#CAN - MB - Acid Rain - SO2 Cap Annual v3.1 | 7 | 7618 | Rate Constraint in MTons | FALSE | L | Annual | Rate | lb/MMBtu | 0 | 0 | 0 | 0 | 0 | 0 | 0
#CAN - MB - Acid Rain - SO2 Cap Annual v3.1 | 7 | 7618 | Rate Constraint in MTons | FALSE | L | Annual | Generation | TWh | 0 | 0 | 0 | 0 | 0.0083751 | 0.03451 | 0.034303
#CAN - MB - Acid Rain - SO2 Cap Annual v3.1 | 7 | 7618 | Rate Constraint in MTons | FALSE | L | Annual | Qualifying Generation | TWh | 0 | 0 | 0 | 0 | 0.0083751 | 0.03451 | 0.034303
#CAN - MB - Acid Rain - SO2 Cap Annual v3.1 | 7 | 7618 | Rate Constraint in MTons | FALSE | L | Annual | Rate | lb/MWh | 0 | 0 | 0 | 0 | 0 | 0 | 0
#CAN - MB - Acid Rain - SO2 Cap Annual v3.1 | 7 | 7618 | Rate Constraint in MTons | FALSE | L | Annual | Constraint Shadow Price | US2022$/Ton | 0 | 0 | 0 | 0 | 0 | 0 | 0
#CAN - MB - CO2 Constraint- v.6.17 | 8 | 7620 | Rate Constraint in MTons | FALSE | L | Annual | Seasons Included | Seasons | Winter, Spring, Summer, Fall | Winter, Spring, Summer, Fall | Winter, Spring, Summer, Fall | Winter, Spring, Summer, Fall | Winter, Spring, Summer, Fall | Winter, Spring, Summer, Fall | Winter, Spring, Summer, Fall
#CAN - MB - CO2 Constraint- v.6.17 | 8 | 7620 | Rate Constraint in MTons | FALSE | L | Annual | Standard CO2 | Thousand Tons | 0 | 0 | 0 | 0 | 0 | 0 | 0
#CAN - MB - CO2 Constraint- v.6.17 | 8 | 7620 | Rate Constraint in MTons | FALSE | L | Annual | Emissions at Affected Plants CO2 | Thousand Tons | 0 | 0 | 0 | 0 | 0 | 0 | 0
#CAN - MB - CO2 Constraint- v.6.17 | 8 | 7620 | Rate Constraint in MTons | FALSE | L | Annual | Allowances Purchased CO2 | Thousand Tons | 0 | 0 | 0 | 0 | 0 | 0 | 0
#CAN - MB - CO2 Constraint- v.6.17 | 8 | 7620 | Rate Constraint in MTons | FALSE | L | Annual | Allowances Sold CO2 | Thousand Tons | 0 | 0 | 0 | 0 | 0 | 0 | 0
#CAN - MB - CO2 Constraint- v.6.17 | 8 | 7620 | Rate Constraint in MTons | FALSE | L | Annual | Allowances Banked | Thousand Tons | 0 | 0 | 0 | 0 | 0 | 0 | 0
#CAN - MB - CO2 Constraint- v.6.17 | 8 | 7620 | Rate Constraint in MTons | FALSE | L | Annual | Allowances Withdrawn (1:1) | Thousand Tons | 0 | 0 | 0 | 0 | 0 | 0 | 0
#CAN - MB - CO2 Constraint- v.6.17 | 8 | 7620 | Rate Constraint in MTons | FALSE | L | Annual | Allowances Withdrawn (n:1) | Thousand Tons | 0 | 0 | 0 | 0 | 0 | 0 | 0
#CAN - MB - CO2 Constraint- v.6.17 | 8 | 7620 | Rate Constraint in MTons | FALSE | L | Annual | Net Emissions Allowance Position | Thousand Tons | 0 | 0 | 0 | 0 | 0 | 0 | 0
#CAN - MB - CO2 Constraint- v.6.17 | 8 | 7620 | Rate Constraint in MTons | FALSE | L | Annual | Fuel Consumed | TBtu | 0 | 0 | 0 | 0 | 0 | 0 | 0
#CAN - MB - CO2 Constraint- v.6.17 | 8 | 7620 | Rate Constraint in MTons | FALSE | L | Annual | Rate | lb/MMBtu | 0 | 0 | 0 | 0 | 0 | 0 | 0
#CAN - MB - CO2 Constraint- v.6.17 | 8 | 7620 | Rate Constraint in MTons | FALSE | L | Annual | Generation | TWh | 0 | 0 | 0 | 0 | 0 | 0 | 0
#CAN - MB - CO2 Constraint- v.6.17 | 8 | 7620 | Rate Constraint in MTons | FALSE | L | Annual | Qualifying Generation | TWh | 0 | 0 | 0 | 0 | 0 | 0 | 0
#CAN - MB - CO2 Constraint- v.6.17 | 8 | 7620 | Rate Constraint in MTons | FALSE | L | Annual | Rate | lb/MWh | 0 | 0 | 0 | 0 | 0 | 0 | 0
#CAN - MB - CO2 Constraint- v.6.17 | 8 | 7620 | Rate Constraint in MTons | FALSE | L | Annual | Constraint Shadow Price | US2022$/Ton | 0 | 6.7154 | 6.1541 | 5.6402 | 5.1688 | 4.7372 | 4.3414
#CAN - NB - Acid Rain - SO2 Cap Annual v3.1 | 9 | 7622 | Rate Constraint in MTons | FALSE | L | Annual | Seasons Included | Seasons | Winter, Spring, Summer, Fall | Winter, Spring, Summer, Fall | Winter, Spring, Summer, Fall | Winter, Spring, Summer, Fall | Winter, Spring, Summer, Fall | Winter, Spring, Summer, Fall | Winter, Spring, Summer, Fall
#CAN - NB - Acid Rain - SO2 Cap Annual v3.1 | 9 | 7622 | Rate Constraint in MTons | FALSE | L | Annual | Standard SO2 | Thousand Tons | 135.58 | 135.58 | 135.58 | 135.58 | 135.58 | 135.58 | 135.58
#CAN - NB - Acid Rain - SO2 Cap Annual v3.1 | 9 | 7622 | Rate Constraint in MTons | FALSE | L | Annual | Emissions at Affected Plants SO2 | Thousand Tons | 0 | 0 | 0 | 0 | 0 | 0 | 0
#CAN - NB - Acid Rain - SO2 Cap Annual v3.1 | 9 | 7622 | Rate Constraint in MTons | FALSE | L | Annual | Allowances Purchased SO2 | Thousand Tons | 0 | 0 | 0 | 0 | 0 | 0 | 0
#CAN - NB - Acid Rain - SO2 Cap Annual v3.1 | 9 | 7622 | Rate Constraint in MTons | FALSE | L | Annual | Allowances Sold SO2 | Thousand Tons | 0 | 0 | 0 | 0 | 0 | 0 | 0
#CAN - NB - Acid Rain - SO2 Cap Annual v3.1 | 9 | 7622 | Rate Constraint in MTons | FALSE | L | Annual | Allowances Banked | Thousand Tons | 0 | 0 | 0 | 0 | 0 | 0 | 0
#CAN - NB - Acid Rain - SO2 Cap Annual v3.1 | 9 | 7622 | Rate Constraint in MTons | FALSE | L | Annual | Allowances Withdrawn (1:1) | Thousand Tons | 0 | 0 | 0 | 0 | 0 | 0 | 0
#CAN - NB - Acid Rain - SO2 Cap Annual v3.1 | 9 | 7622 | Rate Constraint in MTons | FALSE | L | Annual | Allowances Withdrawn (n:1) | Thousand Tons | 0 | 0 | 0 | 0 | 0 | 0 | 0
#CAN - NB - Acid Rain - SO2 Cap Annual v3.1 | 9 | 7622 | Rate Constraint in MTons | FALSE | L | Annual | Net Emissions Allowance Position | Thousand Tons | 0 | 0 | 0 | 0 | 0 | 0 | 0
#CAN - NB - Acid Rain - SO2 Cap Annual v3.1 | 9 | 7622 | Rate Constraint in MTons | FALSE | L | Annual | Fuel Consumed | TBtu | 0.19627 | 0.152 | 1.4654 | 0.48826 | 0.11548 | 0.058575 | 0.038642
#CAN - NB - Acid Rain - SO2 Cap Annual v3.1 | 9 | 7622 | Rate Constraint in MTons | FALSE | L | Annual | Rate | lb/MMBtu | 0 | 0 | 0 | 0 | 0 | 0 | 0
#CAN - NB - Acid Rain - SO2 Cap Annual v3.1 | 9 | 7622 | Rate Constraint in MTons | FALSE | L | Annual | Generation | TWh | 0.026358 | 0.020345 | 0.19876 | 0.066249 | 0.015669 | 0.0079478 | 0.0052431
#CAN - NB - Acid Rain - SO2 Cap Annual v3.1 | 9 | 7622 | Rate Constraint in MTons | FALSE | L | Annual | Qualifying Generation | TWh | 0.026358 | 0.020345 | 0.19876 | 0.066249 | 0.015669 | 0.0079478 | 0.0052431
#CAN - NB - Acid Rain - SO2 Cap Annual v3.1 | 9 | 7622 | Rate Constraint in MTons | FALSE | L | Annual | Rate | lb/MWh | 0 | 0 | 0 | 0 | 0 | 0 | 0
#CAN - NB - Acid Rain - SO2 Cap Annual v3.1 | 9 | 7622 | Rate Constraint in MTons | FALSE | L | Annual | Constraint Shadow Price | US2022$/Ton | 0 | 0 | 0 | 0 | 0 | 0 | 0
#CAN - NB - MER Cap Annual v4.12 | 10 | 7623 | Rate Constraint in MTons | FALSE | L | Annual | Seasons Included | Seasons | Winter, Spring, Summer, Fall | Winter, Spring, Summer, Fall | Winter, Spring, Summer, Fall | Winter, Spring, Summer, Fall | Winter, Spring, Summer, Fall | Winter, Spring, Summer, Fall | Winter, Spring, Summer, Fall
#CAN - NB - MER Cap Annual v4.12 | 10 | 7623 | Rate Constraint in MTons | FALSE | L | Annual | Standard MER | lbs | 55.1156 | 55.1156 | 55.1156 | 55.1156 | 55.1156 | 55.1156 | 55.1156
#CAN - NB - MER Cap Annual v4.12 | 10 | 7623 | Rate Constraint in MTons | FALSE | L | Annual | Emissions at Affected Plants MER | lbs | 0 | 0 | 0 | 0 | 0 | 0 | 0
#CAN - NB - MER Cap Annual v4.12 | 10 | 7623 | Rate Constraint in MTons | FALSE | L | Annual | Allowances Purchased MER | lbs | 0 | 0 | 0 | 0 | 0 | 0 | 0
#CAN - NB - MER Cap Annual v4.12 | 10 | 7623 | Rate Constraint in MTons | FALSE | L | Annual | Allowances Sold MER | lbs | 0 | 0 | 0 | 0 | 0 | 0 | 0
#CAN - NB - MER Cap Annual v4.12 | 10 | 7623 | Rate Constraint in MTons | FALSE | L | Annual | Allowances Banked | lbs | 0 | 0 | 0 | 0 | 0 | 0 | 0
#CAN - NB - MER Cap Annual v4.12 | 10 | 7623 | Rate Constraint in MTons | FALSE | L | Annual | Allowances Withdrawn (1:1) | lbs | 0 | 0 | 0 | 0 | 0 | 0 | 0
#CAN - NB - MER Cap Annual v4.12 | 10 | 7623 | Rate Constraint in MTons | FALSE | L | Annual | Allowances Withdrawn (n:1) | lbs | 0 | 0 | 0 | 0 | 0 | 0 | 0
#CAN - NB - MER Cap Annual v4.12 | 10 | 7623 | Rate Constraint in MTons | FALSE | L | Annual | Net Emissions Allowance Position | lbs | 0 | 0 | 0 | 0 | 0 | 0 | 0
#CAN - NB - MER Cap Annual v4.12 | 10 | 7623 | Rate Constraint in MTons | FALSE | L | Annual | Fuel Consumed | TBtu | 0 | 0 | 0 | 0 | 0 | 0 | 0
#CAN - NB - MER Cap Annual v4.12 | 10 | 7623 | Rate Constraint in MTons | FALSE | L | Annual | Rate | lb/MMBtu | 0 | 0 | 0 | 0 | 0 | 0 | 0
#CAN - NB - MER Cap Annual v4.12 | 10 | 7623 | Rate Constraint in MTons | FALSE | L | Annual | Generation | TWh | 0 | 0 | 0 | 0 | 0 | 0 | 0
#CAN - NB - MER Cap Annual v4.12 | 10 | 7623 | Rate Constraint in MTons | FALSE | L | Annual | Qualifying Generation | TWh | 0 | 0 | 0 | 0 | 0 | 0 | 0
#CAN - NB - MER Cap Annual v4.12 | 10 | 7623 | Rate Constraint in MTons | FALSE | L | Annual | Rate | lb/MWh | 0 | 0 | 0 | 0 | 0 | 0 | 0
#CAN - NB - MER Cap Annual v4.12 | 10 | 7623 | Rate Constraint in MTons | FALSE | L | Annual | Constraint Shadow Price | US2022$/Lb | 0 | 0 | 0 | 0 | 0 | 0 | 0
#CAN - NL&NF - SO2 Cap Annual v3.1 | 11 | 7621 | Rate Constraint in MTons | FALSE | L | Annual | Seasons Included | Seasons | Winter, Spring, Summer, Fall | Winter, Spring, Summer, Fall | Winter, Spring, Summer, Fall | Winter, Spring, Summer, Fall | Winter, Spring, Summer, Fall | Winter, Spring, Summer, Fall | Winter, Spring, Summer, Fall
#CAN - NL&NF - SO2 Cap Annual v3.1 | 11 | 7621 | Rate Constraint in MTons | FALSE | L | Annual | Standard SO2 | Thousand Tons | 16.53 | 16.53 | 16.53 | 16.53 | 16.53 | 16.53 | 16.53
#CAN - NL&NF - SO2 Cap Annual v3.1 | 11 | 7621 | Rate Constraint in MTons | FALSE | L | Annual | Emissions at Affected Plants SO2 | Thousand Tons | 0 | 0 | 0 | 0 | 0 | 0 | 0
#CAN - NL&NF - SO2 Cap Annual v3.1 | 11 | 7621 | Rate Constraint in MTons | FALSE | L | Annual | Allowances Purchased SO2 | Thousand Tons | 0 | 0 | 0 | 0 | 0 | 0 | 0
#CAN - NL&NF - SO2 Cap Annual v3.1 | 11 | 7621 | Rate Constraint in MTons | FALSE | L | Annual | Allowances Sold SO2 | Thousand Tons | 0 | 0 | 0 | 0 | 0 | 0 | 0
#CAN - NL&NF - SO2 Cap Annual v3.1 | 11 | 7621 | Rate Constraint in MTons | FALSE | L | Annual | Allowances Banked | Thousand Tons | 0 | 0 | 0 | 0 | 0 | 0 | 0
#CAN - NL&NF - SO2 Cap Annual v3.1 | 11 | 7621 | Rate Constraint in MTons | FALSE | L | Annual | Allowances Withdrawn (1:1) | Thousand Tons | 0 | 0 | 0 | 0 | 0 | 0 | 0
#CAN - NL&NF - SO2 Cap Annual v3.1 | 11 | 7621 | Rate Constraint in MTons | FALSE | L | Annual | Allowances Withdrawn (n:1) | Thousand Tons | 0 | 0 | 0 | 0 | 0 | 0 | 0
#CAN - NL&NF - SO2 Cap Annual v3.1 | 11 | 7621 | Rate Constraint in MTons | FALSE | L | Annual | Net Emissions Allowance Position | Thousand Tons | 0 | 0 | 0 | 0 | 0 | 0 | 0
#CAN - NL&NF - SO2 Cap Annual v3.1 | 11 | 7621 | Rate Constraint in MTons | FALSE | L | Annual | Fuel Consumed | TBtu | 0 | 0 | 0 | 0 | 0 | 0 | 0
#CAN - NL&NF - SO2 Cap Annual v3.1 | 11 | 7621 | Rate Constraint in MTons | FALSE | L | Annual | Rate | lb/MMBtu | 0 | 0 | 0 | 0 | 0 | 0 | 0
#CAN - NL&NF - SO2 Cap Annual v3.1 | 11 | 7621 | Rate Constraint in MTons | FALSE | L | Annual | Generation | TWh | 0 | 0 | 0 | 0 | 0 | 0 | 0
#CAN - NL&NF - SO2 Cap Annual v3.1 | 11 | 7621 | Rate Constraint in MTons | FALSE | L | Annual | Qualifying Generation | TWh | 0 | 0 | 0 | 0 | 0 | 0 | 0
#CAN - NL&NF - SO2 Cap Annual v3.1 | 11 | 7621 | Rate Constraint in MTons | FALSE | L | Annual | Rate | lb/MWh | 0 | 0 | 0 | 0 | 0 | 0 | 0
#CAN - NL&NF - SO2 Cap Annual v3.1 | 11 | 7621 | Rate Constraint in MTons | FALSE | L | Annual | Constraint Shadow Price | US2022$/Ton | 0 | 0 | 0 | 0 | 0 | 0 | 0
#CAN - NS - CO2 Cap Annual v6.20 | 12 | 7675 | Rate Constraint in MTons | FALSE | L | Annual | Seasons Included | Seasons | Winter, Spring, Summer, Fall | Winter, Spring, Summer, Fall | Winter, Spring, Summer, Fall | Winter, Spring, Summer, Fall | Winter, Spring, Summer, Fall | Winter, Spring, Summer, Fall | Winter, Spring, Summer, Fall
#CAN - NS - CO2 Cap Annual v6.20 | 12 | 7675 | Rate Constraint in MTons | FALSE | L | Annual | Standard CO2 | Thousand Tons | 5924.9163 | 5924.9163 | NA | NA | NA | NA | NA
#CAN - NS - CO2 Cap Annual v6.20 | 12 | 7675 | Rate Constraint in MTons | FALSE | L | Annual | Emissions at Affected Plants CO2 | Thousand Tons | 719.2645 | 836.8457 | 0 | 0 | 0 | 0 | 0
#CAN - NS - CO2 Cap Annual v6.20 | 12 | 7675 | Rate Constraint in MTons | FALSE | L | Annual | Allowances Purchased CO2 | Thousand Tons | 0 | 0 | 0 | 0 | 0 | 0 | 0
#CAN - NS - CO2 Cap Annual v6.20 | 12 | 7675 | Rate Constraint in MTons | FALSE | L | Annual | Allowances Sold CO2 | Thousand Tons | 0 | 0 | 0 | 0 | 0 | 0 | 0
#CAN - NS - CO2 Cap Annual v6.20 | 12 | 7675 | Rate Constraint in MTons | FALSE | L | Annual | Allowances Banked | Thousand Tons | 0 | 0 | 0 | 0 | 0 | 0 | 0
#CAN - NS - CO2 Cap Annual v6.20 | 12 | 7675 | Rate Constraint in MTons | FALSE | L | Annual | Allowances Withdrawn (1:1) | Thousand Tons | 0 | 0 | 0 | 0 | 0 | 0 | 0
#CAN - NS - CO2 Cap Annual v6.20 | 12 | 7675 | Rate Constraint in MTons | FALSE | L | Annual | Allowances Withdrawn (n:1) | Thousand Tons | 0 | 0 | 0 | 0 | 0 | 0 | 0
#CAN - NS - CO2 Cap Annual v6.20 | 12 | 7675 | Rate Constraint in MTons | FALSE | L | Annual | Net Emissions Allowance Position | Thousand Tons | 719.2645 | 836.8457 | 0 | 0 | 0 | 0 | 0
#CAN - NS - CO2 Cap Annual v6.20 | 12 | 7675 | Rate Constraint in MTons | FALSE | L | Annual | Fuel Consumed | TBtu | 6.9578 | 8.0952 | 0 | 0 | 0 | 0 | 0
#CAN - NS - CO2 Cap Annual v6.20 | 12 | 7675 | Rate Constraint in MTons | FALSE | L | Annual | Rate | lb/MMBtu | 206.75 | 206.75 | 0 | 0 | 0 | 0 | 0
#CAN - NS - CO2 Cap Annual v6.20 | 12 | 7675 | Rate Constraint in MTons | FALSE | L | Annual | Generation | TWh | 0.66659 | 0.77555 | 0 | 0 | 0 | 0 | 0
#CAN - NS - CO2 Cap Annual v6.20 | 12 | 7675 | Rate Constraint in MTons | FALSE | L | Annual | Qualifying Generation | TWh | 0.66659 | 0.77555 | 0 | 0 | 0 | 0 | 0
#CAN - NS - CO2 Cap Annual v6.20 | 12 | 7675 | Rate Constraint in MTons | FALSE | L | Annual | Rate | lb/MWh | 2158.0565 | 2158.0565 | 0 | 0 | 0 | 0 | 0
#CAN - NS - CO2 Cap Annual v6.20 | 12 | 7675 | Rate Constraint in MTons | FALSE | L | Annual | Constraint Shadow Price | US2022$/Ton | 0 | 0 | 0 | 0 | 0 | 0 | 0
#CAN - NS - MER Cap Annual v4.12 | 13 | 7627 | Rate Constraint in MTons | FALSE | L | Annual | Seasons Included | Seasons | Winter, Spring, Summer, Fall | Winter, Spring, Summer, Fall | Winter, Spring, Summer, Fall | Winter, Spring, Summer, Fall | Winter, Spring, Summer, Fall | Winter, Spring, Summer, Fall | Winter, Spring, Summer, Fall
#CAN - NS - MER Cap Annual v4.12 | 13 | 7627 | Rate Constraint in MTons | FALSE | L | Annual | Standard MER | lbs | 77.1618 | 77.1618 | 77.1618 | 77.1618 | 77.1618 | 77.1618 | 77.1618
#CAN - NS - MER Cap Annual v4.12 | 13 | 7627 | Rate Constraint in MTons | FALSE | L | Annual | Emissions at Affected Plants MER | lbs | 30.0322 | 34.9417 | 0.22973 | 0 | 0 | 0 | 0
#CAN - NS - MER Cap Annual v4.12 | 13 | 7627 | Rate Constraint in MTons | FALSE | L | Annual | Allowances Purchased MER | lbs | 0 | 0 | 0 | 0 | 0 | 0 | 0
#CAN - NS - MER Cap Annual v4.12 | 13 | 7627 | Rate Constraint in MTons | FALSE | L | Annual | Allowances Sold MER | lbs | 0 | 0 | 0 | 0 | 0 | 0 | 0
#CAN - NS - MER Cap Annual v4.12 | 13 | 7627 | Rate Constraint in MTons | FALSE | L | Annual | Allowances Banked | lbs | 0 | 0 | 0 | 0 | 0 | 0 | 0
#CAN - NS - MER Cap Annual v4.12 | 13 | 7627 | Rate Constraint in MTons | FALSE | L | Annual | Allowances Withdrawn (1:1) | lbs | 0 | 0 | 0 | 0 | 0 | 0 | 0
#CAN - NS - MER Cap Annual v4.12 | 13 | 7627 | Rate Constraint in MTons | FALSE | L | Annual | Allowances Withdrawn (n:1) | lbs | 0 | 0 | 0 | 0 | 0 | 0 | 0
#CAN - NS - MER Cap Annual v4.12 | 13 | 7627 | Rate Constraint in MTons | FALSE | L | Annual | Net Emissions Allowance Position | lbs | 30.0322 | 34.9417 | 0.22973 | 0 | 0 | 0 | 0
#CAN - NS - MER Cap Annual v4.12 | 13 | 7627 | Rate Constraint in MTons | FALSE | L | Annual | Fuel Consumed | TBtu | 6.9578 | 8.0952 | 0.053224 | 0 | 0 | 0 | 0
#CAN - NS - MER Cap Annual v4.12 | 13 | 7627 | Rate Constraint in MTons | FALSE | L | Annual | Rate | lb/MMBtu | 4.3163e-06 | 4.3163e-06 | 4.3163e-06 | 0 | 0 | 0 | 0
#CAN - NS - MER Cap Annual v4.12 | 13 | 7627 | Rate Constraint in MTons | FALSE | L | Annual | Generation | TWh | 0.66659 | 0.77555 | 0.005099 | 0 | 0 | 0 | 0
#CAN - NS - MER Cap Annual v4.12 | 13 | 7627 | Rate Constraint in MTons | FALSE | L | Annual | Qualifying Generation | TWh | 0.66659 | 0.77555 | 0.005099 | 0 | 0 | 0 | 0
#CAN - NS - MER Cap Annual v4.12 | 13 | 7627 | Rate Constraint in MTons | FALSE | L | Annual | Rate | lb/MWh | 4.5054e-05 | 4.5054e-05 | 4.5054e-05 | 0 | 0 | 0 | 0
#CAN - NS - MER Cap Annual v4.12 | 13 | 7627 | Rate Constraint in MTons | FALSE | L | Annual | Constraint Shadow Price | US2022$/Lb | 0 | 0 | 0 | 0 | 0 | 0 | 0
#CAN - NS - NS Power - NOX Cap Annual v3.1 | 14 | 7624 | Rate Constraint in MTons | FALSE | L | Annual | Seasons Included | Seasons | Winter, Spring, Summer, Fall | Winter, Spring, Summer, Fall | Winter, Spring, Summer, Fall | Winter, Spring, Summer, Fall | Winter, Spring, Summer, Fall | Winter, Spring, Summer, Fall | Winter, Spring, Summer, Fall
#CAN - NS - NS Power - NOX Cap Annual v3.1 | 14 | 7624 | Rate Constraint in MTons | FALSE | L | Annual | Standard NOX | Thousand Tons | 16.485 | 16.485 | 16.485 | 16.485 | 16.485 | 16.485 | 16.485
#CAN - NS - NS Power - NOX Cap Annual v3.1 | 14 | 7624 | Rate Constraint in MTons | FALSE | L | Annual | Emissions at Affected Plants NOX | Thousand Tons | 1.8918 | 2.1776 | 0.06704 | 0.043272 | 0.029696 | 0.011692 | 0.010212
#CAN - NS - NS Power - NOX Cap Annual v3.1 | 14 | 7624 | Rate Constraint in MTons | FALSE | L | Annual | Allowances Purchased NOX | Thousand Tons | 0 | 0 | 0 | 0 | 0 | 0 | 0
#CAN - NS - NS Power - NOX Cap Annual v3.1 | 14 | 7624 | Rate Constraint in MTons | FALSE | L | Annual | Allowances Sold NOX | Thousand Tons | 0 | 0 | 0 | 0 | 0 | 0 | 0
#CAN - NS - NS Power - NOX Cap Annual v3.1 | 14 | 7624 | Rate Constraint in MTons | FALSE | L | Annual | Allowances Banked | Thousand Tons | 0 | 0 | 0 | 0 | 0 | 0 | 0
#CAN - NS - NS Power - NOX Cap Annual v3.1 | 14 | 7624 | Rate Constraint in MTons | FALSE | L | Annual | Allowances Withdrawn (1:1) | Thousand Tons | 0 | 0 | 0 | 0 | 0 | 0 | 0
#CAN - NS - NS Power - NOX Cap Annual v3.1 | 14 | 7624 | Rate Constraint in MTons | FALSE | L | Annual | Allowances Withdrawn (n:1) | Thousand Tons | 0 | 0 | 0 | 0 | 0 | 0 | 0
#CAN - NS - NS Power - NOX Cap Annual v3.1 | 14 | 7624 | Rate Constraint in MTons | FALSE | L | Annual | Net Emissions Allowance Position | Thousand Tons | 1.8918 | 2.1776 | 0.06704 | 0.043272 | 0.029696 | 0.011692 | 0.010212
#CAN - NS - NS Power - NOX Cap Annual v3.1 | 14 | 7624 | Rate Constraint in MTons | FALSE | L | Annual | Fuel Consumed | TBtu | 14.9191 | 17.281 | 7.4853 | 6.4113 | 5.1134 | 1.8959 | 1.6417
#CAN - NS - NS Power - NOX Cap Annual v3.1 | 14 | 7624 | Rate Constraint in MTons | FALSE | L | Annual | Rate | lb/MMBtu | 0.25361 | 0.25202 | 0.017913 | 0.013499 | 0.011615 | 0.012334 | 0.012441
#CAN - NS - NS Power - NOX Cap Annual v3.1 | 14 | 7624 | Rate Constraint in MTons | FALSE | L | Annual | Generation | TWh | 1.753 | 2.0263 | 1.0748 | 0.92228 | 0.72877 | 0.24439 | 0.20855
#CAN - NS - NS Power - NOX Cap Annual v3.1 | 14 | 7624 | Rate Constraint in MTons | FALSE | L | Annual | Qualifying Generation | TWh | 1.753 | 2.0263 | 1.0748 | 0.92228 | 0.72877 | 0.24439 | 0.20855
#CAN - NS - NS Power - NOX Cap Annual v3.1 | 14 | 7624 | Rate Constraint in MTons | FALSE | L | Annual | Rate | lb/MWh | 2.1584 | 2.1493 | 0.12475 | 0.093836 | 0.081497 | 0.095686 | 0.097932
#CAN - NS - NS Power - NOX Cap Annual v3.1 | 14 | 7624 | Rate Constraint in MTons | FALSE | L | Annual | Constraint Shadow Price | US2022$/Ton | 0 | 0 | 0 | 0 | 0 | 0 | 0
#CAN - NS - NS Power - SO2 Cap Annual v3.1 | 15 | 7625 | Rate Constraint in MTons | FALSE | L | Annual | Seasons Included | Seasons | Winter, Spring, Summer, Fall | Winter, Spring, Summer, Fall | Winter, Spring, Summer, Fall | Winter, Spring, Summer, Fall | Winter, Spring, Summer, Fall | Winter, Spring, Summer, Fall | Winter, Spring, Summer, Fall
#CAN - NS - NS Power - SO2 Cap Annual v3.1 | 15 | 7625 | Rate Constraint in MTons | FALSE | L | Annual | Standard SO2 | Thousand Tons | 39.9587 | 39.9587 | 39.9587 | 39.9587 | 39.9587 | 39.9587 | 39.9587
#CAN - NS - NS Power - SO2 Cap Annual v3.1 | 15 | 7625 | Rate Constraint in MTons | FALSE | L | Annual | Emissions at Affected Plants SO2 | Thousand Tons | 3.8112 | 4.4342 | 0.029153 | 0 | 0 | 0 | 0
#CAN - NS - NS Power - SO2 Cap Annual v3.1 | 15 | 7625 | Rate Constraint in MTons | FALSE | L | Annual | Allowances Purchased SO2 | Thousand Tons | 0 | 0 | 0 | 0 | 0 | 0 | 0
#CAN - NS - NS Power - SO2 Cap Annual v3.1 | 15 | 7625 | Rate Constraint in MTons | FALSE | L | Annual | Allowances Sold SO2 | Thousand Tons | 0 | 0 | 0 | 0 | 0 | 0 | 0
#CAN - NS - NS Power - SO2 Cap Annual v3.1 | 15 | 7625 | Rate Constraint in MTons | FALSE | L | Annual | Allowances Banked | Thousand Tons | 0 | 0 | 0 | 0 | 0 | 0 | 0
#CAN - NS - NS Power - SO2 Cap Annual v3.1 | 15 | 7625 | Rate Constraint in MTons | FALSE | L | Annual | Allowances Withdrawn (1:1) | Thousand Tons | 0 | 0 | 0 | 0 | 0 | 0 | 0
#CAN - NS - NS Power - SO2 Cap Annual v3.1 | 15 | 7625 | Rate Constraint in MTons | FALSE | L | Annual | Allowances Withdrawn (n:1) | Thousand Tons | 0 | 0 | 0 | 0 | 0 | 0 | 0
#CAN - NS - NS Power - SO2 Cap Annual v3.1 | 15 | 7625 | Rate Constraint in MTons | FALSE | L | Annual | Net Emissions Allowance Position | Thousand Tons | 3.8112 | 4.4342 | 0.029153 | 0 | 0 | 0 | 0
#CAN - NS - NS Power - SO2 Cap Annual v3.1 | 15 | 7625 | Rate Constraint in MTons | FALSE | L | Annual | Fuel Consumed | TBtu | 14.9191 | 17.281 | 7.4853 | 6.4113 | 5.1134 | 1.8959 | 1.6417
#CAN - NS - NS Power - SO2 Cap Annual v3.1 | 15 | 7625 | Rate Constraint in MTons | FALSE | L | Annual | Rate | lb/MMBtu | 0.51091 | 0.51319 | 0.0077895 | 0 | 0 | 0 | 0
#CAN - NS - NS Power - SO2 Cap Annual v3.1 | 15 | 7625 | Rate Constraint in MTons | FALSE | L | Annual | Generation | TWh | 1.753 | 2.0263 | 1.0748 | 0.92228 | 0.72877 | 0.24439 | 0.20855
#CAN - NS - NS Power - SO2 Cap Annual v3.1 | 15 | 7625 | Rate Constraint in MTons | FALSE | L | Annual | Qualifying Generation | TWh | 1.753 | 2.0263 | 1.0748 | 0.92228 | 0.72877 | 0.24439 | 0.20855
#CAN - NS - NS Power - SO2 Cap Annual v3.1 | 15 | 7625 | Rate Constraint in MTons | FALSE | L | Annual | Rate | lb/MWh | 4.3482 | 4.3766 | 0.054248 | 0 | 0 | 0 | 0
#CAN - NS - NS Power - SO2 Cap Annual v3.1 | 15 | 7625 | Rate Constraint in MTons | FALSE | L | Annual | Constraint Shadow Price | US2022$/Ton | 0 | 0 | 0 | 0 | 0 | 0 | 0
#CAN - NS - SO2 Cap Annual v3.1 | 16 | 7626 | Rate Constraint in MTons | FALSE | L | Annual | Seasons Included | Seasons | Winter, Spring, Summer, Fall | Winter, Spring, Summer, Fall | Winter, Spring, Summer, Fall | Winter, Spring, Summer, Fall | Winter, Spring, Summer, Fall | Winter, Spring, Summer, Fall | Winter, Spring, Summer, Fall
#CAN - NS - SO2 Cap Annual v3.1 | 16 | 7626 | Rate Constraint in MTons | FALSE | L | Annual | Standard SO2 | Thousand Tons | 131.2522 | 131.2522 | 131.2522 | 131.2522 | 131.2522 | 131.2522 | 131.2522
#CAN - NS - SO2 Cap Annual v3.1 | 16 | 7626 | Rate Constraint in MTons | FALSE | L | Annual | Emissions at Affected Plants SO2 | Thousand Tons | 3.8112 | 4.4342 | 0.029153 | 0 | 0 | 0 | 0
#CAN - NS - SO2 Cap Annual v3.1 | 16 | 7626 | Rate Constraint in MTons | FALSE | L | Annual | Allowances Purchased SO2 | Thousand Tons | 0 | 0 | 0 | 0 | 0 | 0 | 0
#CAN - NS - SO2 Cap Annual v3.1 | 16 | 7626 | Rate Constraint in MTons | FALSE | L | Annual | Allowances Sold SO2 | Thousand Tons | 0 | 0 | 0 | 0 | 0 | 0 | 0
#CAN - NS - SO2 Cap Annual v3.1 | 16 | 7626 | Rate Constraint in MTons | FALSE | L | Annual | Allowances Banked | Thousand Tons | 0 | 0 | 0 | 0 | 0 | 0 | 0
#CAN - NS - SO2 Cap Annual v3.1 | 16 | 7626 | Rate Constraint in MTons | FALSE | L | Annual | Allowances Withdrawn (1:1) | Thousand Tons | 0 | 0 | 0 | 0 | 0 | 0 | 0
#CAN - NS - SO2 Cap Annual v3.1 | 16 | 7626 | Rate Constraint in MTons | FALSE | L | Annual | Allowances Withdrawn (n:1) | Thousand Tons | 0 | 0 | 0 | 0 | 0 | 0 | 0
#CAN - NS - SO2 Cap Annual v3.1 | 16 | 7626 | Rate Constraint in MTons | FALSE | L | Annual | Net Emissions Allowance Position | Thousand Tons | 3.8112 | 4.4342 | 0.029153 | 0 | 0 | 0 | 0
#CAN - NS - SO2 Cap Annual v3.1 | 16 | 7626 | Rate Constraint in MTons | FALSE | L | Annual | Fuel Consumed | TBtu | 14.9191 | 17.281 | 7.4853 | 6.4113 | 5.1134 | 1.8959 | 1.6417
#CAN - NS - SO2 Cap Annual v3.1 | 16 | 7626 | Rate Constraint in MTons | FALSE | L | Annual | Rate | lb/MMBtu | 0.51091 | 0.51319 | 0.0077895 | 0 | 0 | 0 | 0
#CAN - NS - SO2 Cap Annual v3.1 | 16 | 7626 | Rate Constraint in MTons | FALSE | L | Annual | Generation | TWh | 1.753 | 2.0263 | 1.0748 | 0.92228 | 0.72877 | 0.24439 | 0.20855
#CAN - NS - SO2 Cap Annual v3.1 | 16 | 7626 | Rate Constraint in MTons | FALSE | L | Annual | Qualifying Generation | TWh | 1.753 | 2.0263 | 1.0748 | 0.92228 | 0.72877 | 0.24439 | 0.20855
#CAN - NS - SO2 Cap Annual v3.1 | 16 | 7626 | Rate Constraint in MTons | FALSE | L | Annual | Rate | lb/MWh | 4.3482 | 4.3766 | 0.054248 | 0 | 0 | 0 | 0
#CAN - NS - SO2 Cap Annual v3.1 | 16 | 7626 | Rate Constraint in MTons | FALSE | L | Annual | Constraint Shadow Price | US2022$/Ton | 0 | 0 | 0 | 0 | 0 | 0 | 0
#CAN - ON - NOX Cap Annual v3.1 | 17 | 7628 | Rate Constraint in MTons | FALSE | L | Annual | Seasons Included | Seasons | Winter, Spring, Summer, Fall | Winter, Spring, Summer, Fall | Winter, Spring, Summer, Fall | Winter, Spring, Summer, Fall | Winter, Spring, Summer, Fall | Winter, Spring, Summer, Fall | Winter, Spring, Summer, Fall
#CAN - ON - NOX Cap Annual v3.1 | 17 | 7628 | Rate Constraint in MTons | FALSE | L | Annual | Standard NOX | Thousand Tons | 47.2891 | 47.2891 | 47.2891 | 47.2891 | 47.2891 | 47.2891 | 47.2891
#CAN - ON - NOX Cap Annual v3.1 | 17 | 7628 | Rate Constraint in MTons | FALSE | L | Annual | Emissions at Affected Plants NOX | Thousand Tons | 0.37283 | 0.50488 | 0.92318 | 1.2575 | 1.5598 | 0.44718 | 0.25621
#CAN - ON - NOX Cap Annual v3.1 | 17 | 7628 | Rate Constraint in MTons | FALSE | L | Annual | Allowances Purchased NOX | Thousand Tons | 0 | 0 | 0 | 0 | 0 | 0 | 0
#CAN - ON - NOX Cap Annual v3.1 | 17 | 7628 | Rate Constraint in MTons | FALSE | L | Annual | Allowances Sold NOX | Thousand Tons | 0 | 0 | 0 | 0 | 0 | 0 | 0
#CAN - ON - NOX Cap Annual v3.1 | 17 | 7628 | Rate Constraint in MTons | FALSE | L | Annual | Allowances Banked | Thousand Tons | 0 | 0 | 0 | 0 | 0 | 0 | 0
#CAN - ON - NOX Cap Annual v3.1 | 17 | 7628 | Rate Constraint in MTons | FALSE | L | Annual | Allowances Withdrawn (1:1) | Thousand Tons | 0 | 0 | 0 | 0 | 0 | 0 | 0
#CAN - ON - NOX Cap Annual v3.1 | 17 | 7628 | Rate Constraint in MTons | FALSE | L | Annual | Allowances Withdrawn (n:1) | Thousand Tons | 0 | 0 | 0 | 0 | 0 | 0 | 0
#CAN - ON - NOX Cap Annual v3.1 | 17 | 7628 | Rate Constraint in MTons | FALSE | L | Annual | Net Emissions Allowance Position | Thousand Tons | 0.37283 | 0.50488 | 0.92318 | 1.2575 | 1.5598 | 0.44718 | 0.25621
#CAN - ON - NOX Cap Annual v3.1 | 17 | 7628 | Rate Constraint in MTons | FALSE | L | Annual | Fuel Consumed | TBtu | 32.6349 | 53.5192 | 116.6385 | 172.4306 | 224.8021 | 43.8429 | 17.2317
#CAN - ON - NOX Cap Annual v3.1 | 17 | 7628 | Rate Constraint in MTons | FALSE | L | Annual | Rate | lb/MMBtu | 0.022849 | 0.018867 | 0.01583 | 0.014586 | 0.013877 | 0.020399 | 0.029737
#CAN - ON - NOX Cap Annual v3.1 | 17 | 7628 | Rate Constraint in MTons | FALSE | L | Annual | Generation | TWh | 4.6822 | 7.5564 | 16.7333 | 24.3931 | 31.4964 | 6.3177 | 2.3505
#CAN - ON - NOX Cap Annual v3.1 | 17 | 7628 | Rate Constraint in MTons | FALSE | L | Annual | Qualifying Generation | TWh | 4.6822 | 7.5564 | 16.7333 | 24.3931 | 31.4964 | 6.3177 | 2.3505
#CAN - ON - NOX Cap Annual v3.1 | 17 | 7628 | Rate Constraint in MTons | FALSE | L | Annual | Rate | lb/MWh | 0.15925 | 0.13363 | 0.11034 | 0.10311 | 0.099045 | 0.14156 | 0.218
#CAN - ON - NOX Cap Annual v3.1 | 17 | 7628 | Rate Constraint in MTons | FALSE | L | Annual | Constraint Shadow Price | US2022$/Ton | 0 | 0 | 0 | 0 | 0 | 0 | 0
#CAN - ON - O3 Annex - NOX Cap Annual v3.1 | 18 | 7629 | Rate Constraint in MTons | FALSE | L | Annual | Seasons Included | Seasons | Winter, Spring, Summer, Fall | Winter, Spring, Summer, Fall | Winter, Spring, Summer, Fall | Winter, Spring, Summer, Fall | Winter, Spring, Summer, Fall | Winter, Spring, Summer, Fall | Winter, Spring, Summer, Fall
#CAN - ON - O3 Annex - NOX Cap Annual v3.1 | 18 | 7629 | Rate Constraint in MTons | FALSE | L | Annual | Standard NOX | Thousand Tons | 42.9901 | 42.9901 | 42.9901 | 42.9901 | 42.9901 | 42.9901 | 42.9901
#CAN - ON - O3 Annex - NOX Cap Annual v3.1 | 18 | 7629 | Rate Constraint in MTons | FALSE | L | Annual | Emissions at Affected Plants NOX | Thousand Tons | 0.37283 | 0.50488 | 0.92318 | 1.2575 | 1.5594 | 0.44699 | 0.25596
#CAN - ON - O3 Annex - NOX Cap Annual v3.1 | 18 | 7629 | Rate Constraint in MTons | FALSE | L | Annual | Allowances Purchased NOX | Thousand Tons | 0 | 0 | 0 | 0 | 0 | 0 | 0
#CAN - ON - O3 Annex - NOX Cap Annual v3.1 | 18 | 7629 | Rate Constraint in MTons | FALSE | L | Annual | Allowances Sold NOX | Thousand Tons | 0 | 0 | 0 | 0 | 0 | 0 | 0
#CAN - ON - O3 Annex - NOX Cap Annual v3.1 | 18 | 7629 | Rate Constraint in MTons | FALSE | L | Annual | Allowances Banked | Thousand Tons | 0 | 0 | 0 | 0 | 0 | 0 | 0
#CAN - ON - O3 Annex - NOX Cap Annual v3.1 | 18 | 7629 | Rate Constraint in MTons | FALSE | L | Annual | Allowances Withdrawn (1:1) | Thousand Tons | 0 | 0 | 0 | 0 | 0 | 0 | 0
#CAN - ON - O3 Annex - NOX Cap Annual v3.1 | 18 | 7629 | Rate Constraint in MTons | FALSE | L | Annual | Allowances Withdrawn (n:1) | Thousand Tons | 0 | 0 | 0 | 0 | 0 | 0 | 0
#CAN - ON - O3 Annex - NOX Cap Annual v3.1 | 18 | 7629 | Rate Constraint in MTons | FALSE | L | Annual | Net Emissions Allowance Position | Thousand Tons | 0.37283 | 0.50488 | 0.92318 | 1.2575 | 1.5594 | 0.44699 | 0.25596
#CAN - ON - O3 Annex - NOX Cap Annual v3.1 | 18 | 7629 | Rate Constraint in MTons | FALSE | L | Annual | Fuel Consumed | TBtu | 32.6349 | 53.5192 | 116.6385 | 172.4306 | 224.7255 | 43.8086 | 17.1866
#CAN - ON - O3 Annex - NOX Cap Annual v3.1 | 18 | 7629 | Rate Constraint in MTons | FALSE | L | Annual | Rate | lb/MMBtu | 0.022849 | 0.018867 | 0.01583 | 0.014586 | 0.013878 | 0.020407 | 0.029786
#CAN - ON - O3 Annex - NOX Cap Annual v3.1 | 18 | 7629 | Rate Constraint in MTons | FALSE | L | Annual | Generation | TWh | 4.6822 | 7.5564 | 16.7333 | 24.3931 | 31.4887 | 6.3142 | 2.346
#CAN - ON - O3 Annex - NOX Cap Annual v3.1 | 18 | 7629 | Rate Constraint in MTons | FALSE | L | Annual | Qualifying Generation | TWh | 4.6822 | 7.5564 | 16.7333 | 24.3931 | 31.4887 | 6.3142 | 2.346
#CAN - ON - O3 Annex - NOX Cap Annual v3.1 | 18 | 7629 | Rate Constraint in MTons | FALSE | L | Annual | Rate | lb/MWh | 0.15925 | 0.13363 | 0.11034 | 0.10311 | 0.099043 | 0.14158 | 0.21821
#CAN - ON - O3 Annex - NOX Cap Annual v3.1 | 18 | 7629 | Rate Constraint in MTons | FALSE | L | Annual | Constraint Shadow Price | US2022$/Ton | 0 | 0 | 0 | 0 | 0 | 0 | 0
#CAN - ON - SO2 Cap Annual v3.1 | 19 | 7630 | Rate Constraint in MTons | FALSE | L | Annual | Seasons Included | Seasons | Winter, Spring, Summer, Fall | Winter, Spring, Summer, Fall | Winter, Spring, Summer, Fall | Winter, Spring, Summer, Fall | Winter, Spring, Summer, Fall | Winter, Spring, Summer, Fall | Winter, Spring, Summer, Fall
#CAN - ON - SO2 Cap Annual v3.1 | 19 | 7630 | Rate Constraint in MTons | FALSE | L | Annual | Standard SO2 | Thousand Tons | 144.4026 | 144.4026 | 144.4026 | 144.4026 | 144.4026 | 144.4026 | 144.4026
#CAN - ON - SO2 Cap Annual v3.1 | 19 | 7630 | Rate Constraint in MTons | FALSE | L | Annual | Emissions at Affected Plants SO2 | Thousand Tons | 0.25581 | 0.25581 | 0.25581 | 0.25581 | 0.25581 | 0.25581 | 0.25581
#CAN - ON - SO2 Cap Annual v3.1 | 19 | 7630 | Rate Constraint in MTons | FALSE | L | Annual | Allowances Purchased SO2 | Thousand Tons | 0 | 0 | 0 | 0 | 0 | 0 | 0
#CAN - ON - SO2 Cap Annual v3.1 | 19 | 7630 | Rate Constraint in MTons | FALSE | L | Annual | Allowances Sold SO2 | Thousand Tons | 0 | 0 | 0 | 0 | 0 | 0 | 0
#CAN - ON - SO2 Cap Annual v3.1 | 19 | 7630 | Rate Constraint in MTons | FALSE | L | Annual | Allowances Banked | Thousand Tons | 0 | 0 | 0 | 0 | 0 | 0 | 0
#CAN - ON - SO2 Cap Annual v3.1 | 19 | 7630 | Rate Constraint in MTons | FALSE | L | Annual | Allowances Withdrawn (1:1) | Thousand Tons | 0 | 0 | 0 | 0 | 0 | 0 | 0
#CAN - ON - SO2 Cap Annual v3.1 | 19 | 7630 | Rate Constraint in MTons | FALSE | L | Annual | Allowances Withdrawn (n:1) | Thousand Tons | 0 | 0 | 0 | 0 | 0 | 0 | 0
#CAN - ON - SO2 Cap Annual v3.1 | 19 | 7630 | Rate Constraint in MTons | FALSE | L | Annual | Net Emissions Allowance Position | Thousand Tons | 0.25581 | 0.25581 | 0.25581 | 0.25581 | 0.25581 | 0.25581 | 0.25581
#CAN - ON - SO2 Cap Annual v3.1 | 19 | 7630 | Rate Constraint in MTons | FALSE | L | Annual | Fuel Consumed | TBtu | 32.6349 | 53.5192 | 116.6385 | 172.4306 | 224.8021 | 43.8429 | 17.2317
#CAN - ON - SO2 Cap Annual v3.1 | 19 | 7630 | Rate Constraint in MTons | FALSE | L | Annual | Rate | lb/MMBtu | 0.015677 | 0.0095595 | 0.0043864 | 0.0029671 | 0.0022759 | 0.011669 | 0.029691
#CAN - ON - SO2 Cap Annual v3.1 | 19 | 7630 | Rate Constraint in MTons | FALSE | L | Annual | Generation | TWh | 4.6822 | 7.5564 | 16.7333 | 24.3931 | 31.4964 | 6.3177 | 2.3505
#CAN - ON - SO2 Cap Annual v3.1 | 19 | 7630 | Rate Constraint in MTons | FALSE | L | Annual | Qualifying Generation | TWh | 4.6822 | 7.5564 | 16.7333 | 24.3931 | 31.4964 | 6.3177 | 2.3505
#CAN - ON - SO2 Cap Annual v3.1 | 19 | 7630 | Rate Constraint in MTons | FALSE | L | Annual | Rate | lb/MWh | 0.10927 | 0.067707 | 0.030575 | 0.020974 | 0.016244 | 0.080982 | 0.21766
#CAN - ON - SO2 Cap Annual v3.1 | 19 | 7630 | Rate Constraint in MTons | FALSE | L | Annual | Constraint Shadow Price | US2022$/Ton | 0 | 0 | 0 | 0 | 0 | 0 | 0
#CAN - PE - Acid Rain - SO2 Cap Annual v3.1 | 20 | 7634 | Rate Constraint in MTons | FALSE | L | Annual | Seasons Included | Seasons | Winter, Spring, Summer, Fall | Winter, Spring, Summer, Fall | Winter, Spring, Summer, Fall | Winter, Spring, Summer, Fall | Winter, Spring, Summer, Fall | Winter, Spring, Summer, Fall | Winter, Spring, Summer, Fall
#CAN - PE - Acid Rain - SO2 Cap Annual v3.1 | 20 | 7634 | Rate Constraint in MTons | FALSE | L | Annual | Standard SO2 | Thousand Tons | 3.31 | 3.31 | 3.31 | 3.31 | 3.31 | 3.31 | 3.31
#CAN - PE - Acid Rain - SO2 Cap Annual v3.1 | 20 | 7634 | Rate Constraint in MTons | FALSE | L | Annual | Emissions at Affected Plants SO2 | Thousand Tons | 0 | 0 | 0 | 0 | 0 | 0 | 0
#CAN - PE - Acid Rain - SO2 Cap Annual v3.1 | 20 | 7634 | Rate Constraint in MTons | FALSE | L | Annual | Allowances Purchased SO2 | Thousand Tons | 0 | 0 | 0 | 0 | 0 | 0 | 0
#CAN - PE - Acid Rain - SO2 Cap Annual v3.1 | 20 | 7634 | Rate Constraint in MTons | FALSE | L | Annual | Allowances Sold SO2 | Thousand Tons | 0 | 0 | 0 | 0 | 0 | 0 | 0
#CAN - PE - Acid Rain - SO2 Cap Annual v3.1 | 20 | 7634 | Rate Constraint in MTons | FALSE | L | Annual | Allowances Banked | Thousand Tons | 0 | 0 | 0 | 0 | 0 | 0 | 0
#CAN - PE - Acid Rain - SO2 Cap Annual v3.1 | 20 | 7634 | Rate Constraint in MTons | FALSE | L | Annual | Allowances Withdrawn (1:1) | Thousand Tons | 0 | 0 | 0 | 0 | 0 | 0 | 0
#CAN - PE - Acid Rain - SO2 Cap Annual v3.1 | 20 | 7634 | Rate Constraint in MTons | FALSE | L | Annual | Allowances Withdrawn (n:1) | Thousand Tons | 0 | 0 | 0 | 0 | 0 | 0 | 0
#CAN - PE - Acid Rain - SO2 Cap Annual v3.1 | 20 | 7634 | Rate Constraint in MTons | FALSE | L | Annual | Net Emissions Allowance Position | Thousand Tons | 0 | 0 | 0 | 0 | 0 | 0 | 0
#CAN - PE - Acid Rain - SO2 Cap Annual v3.1 | 20 | 7634 | Rate Constraint in MTons | FALSE | L | Annual | Fuel Consumed | TBtu | 4.9441 | 7.3246 | 7.9408 | 8.1556 | 5.7599 | 1.9563 | 1.7294
#CAN - PE - Acid Rain - SO2 Cap Annual v3.1 | 20 | 7634 | Rate Constraint in MTons | FALSE | L | Annual | Rate | lb/MMBtu | 0 | 0 | 0 | 0 | 0 | 0 | 0
#CAN - PE - Acid Rain - SO2 Cap Annual v3.1 | 20 | 7634 | Rate Constraint in MTons | FALSE | L | Annual | Generation | TWh | 0.74594 | 1.1194 | 1.201 | 1.1753 | 0.83477 | 0.30711 | 0.27137
#CAN - PE - Acid Rain - SO2 Cap Annual v3.1 | 20 | 7634 | Rate Constraint in MTons | FALSE | L | Annual | Qualifying Generation | TWh | 0.74594 | 1.1194 | 1.201 | 1.1753 | 0.83477 | 0.30711 | 0.27137
#CAN - PE - Acid Rain - SO2 Cap Annual v3.1 | 20 | 7634 | Rate Constraint in MTons | FALSE | L | Annual | Rate | lb/MWh | 0 | 0 | 0 | 0 | 0 | 0 | 0
#CAN - PE - Acid Rain - SO2 Cap Annual v3.1 | 20 | 7634 | Rate Constraint in MTons | FALSE | L | Annual | Constraint Shadow Price | US2022$/Ton | 0 | 0 | 0 | 0 | 0 | 0 | 0
#CAN - PQ - Acid Rain - SO2 Cap Annual v3.1 | 21 | 7632 | Rate Constraint in MTons | FALSE | L | Annual | Seasons Included | Seasons | Winter, Spring, Summer, Fall | Winter, Spring, Summer, Fall | Winter, Spring, Summer, Fall | Winter, Spring, Summer, Fall | Winter, Spring, Summer, Fall | Winter, Spring, Summer, Fall | Winter, Spring, Summer, Fall
#CAN - PQ - Acid Rain - SO2 Cap Annual v3.1 | 21 | 7632 | Rate Constraint in MTons | FALSE | L | Annual | Standard SO2 | Thousand Tons | 6.61 | 6.61 | 6.61 | 6.61 | 6.61 | 6.61 | 6.61
#CAN - PQ - Acid Rain - SO2 Cap Annual v3.1 | 21 | 7632 | Rate Constraint in MTons | FALSE | L | Annual | Emissions at Affected Plants SO2 | Thousand Tons | 0 | 0 | 0 | 0 | 0 | 0 | 0
#CAN - PQ - Acid Rain - SO2 Cap Annual v3.1 | 21 | 7632 | Rate Constraint in MTons | FALSE | L | Annual | Allowances Purchased SO2 | Thousand Tons | 0 | 0 | 0 | 0 | 0 | 0 | 0
#CAN - PQ - Acid Rain - SO2 Cap Annual v3.1 | 21 | 7632 | Rate Constraint in MTons | FALSE | L | Annual | Allowances Sold SO2 | Thousand Tons | 0 | 0 | 0 | 0 | 0 | 0 | 0
#CAN - PQ - Acid Rain - SO2 Cap Annual v3.1 | 21 | 7632 | Rate Constraint in MTons | FALSE | L | Annual | Allowances Banked | Thousand Tons | 0 | 0 | 0 | 0 | 0 | 0 | 0
#CAN - PQ - Acid Rain - SO2 Cap Annual v3.1 | 21 | 7632 | Rate Constraint in MTons | FALSE | L | Annual | Allowances Withdrawn (1:1) | Thousand Tons | 0 | 0 | 0 | 0 | 0 | 0 | 0
#CAN - PQ - Acid Rain - SO2 Cap Annual v3.1 | 21 | 7632 | Rate Constraint in MTons | FALSE | L | Annual | Allowances Withdrawn (n:1) | Thousand Tons | 0 | 0 | 0 | 0 | 0 | 0 | 0
#CAN - PQ - Acid Rain - SO2 Cap Annual v3.1 | 21 | 7632 | Rate Constraint in MTons | FALSE | L | Annual | Net Emissions Allowance Position | Thousand Tons | 0 | 0 | 0 | 0 | 0 | 0 | 0
#CAN - PQ - Acid Rain - SO2 Cap Annual v3.1 | 21 | 7632 | Rate Constraint in MTons | FALSE | L | Annual | Fuel Consumed | TBtu | 0 | 0 | 0 | 0 | 0 | 0 | 0
#CAN - PQ - Acid Rain - SO2 Cap Annual v3.1 | 21 | 7632 | Rate Constraint in MTons | FALSE | L | Annual | Rate | lb/MMBtu | 0 | 0 | 0 | 0 | 0 | 0 | 0
#CAN - PQ - Acid Rain - SO2 Cap Annual v3.1 | 21 | 7632 | Rate Constraint in MTons | FALSE | L | Annual | Generation | TWh | 0 | 0 | 0 | 0 | 0 | 0 | 0
#CAN - PQ - Acid Rain - SO2 Cap Annual v3.1 | 21 | 7632 | Rate Constraint in MTons | FALSE | L | Annual | Qualifying Generation | TWh | 0 | 0 | 0 | 0 | 0 | 0 | 0
#CAN - PQ - Acid Rain - SO2 Cap Annual v3.1 | 21 | 7632 | Rate Constraint in MTons | FALSE | L | Annual | Rate | lb/MWh | 0 | 0 | 0 | 0 | 0 | 0 | 0
#CAN - PQ - Acid Rain - SO2 Cap Annual v3.1 | 21 | 7632 | Rate Constraint in MTons | FALSE | L | Annual | Constraint Shadow Price | US2022$/Ton | 0 | 0 | 0 | 0 | 0 | 0 | 0
#CAN - PQ - CO2 Constraint- v.6.17 | 22 | 7633 | Rate Constraint in MTons | FALSE | L | Annual | Seasons Included | Seasons | Winter, Spring, Summer, Fall | Winter, Spring, Summer, Fall | Winter, Spring, Summer, Fall | Winter, Spring, Summer, Fall | Winter, Spring, Summer, Fall | Winter, Spring, Summer, Fall | Winter, Spring, Summer, Fall
#CAN - PQ - CO2 Constraint- v.6.17 | 22 | 7633 | Rate Constraint in MTons | FALSE | L | Annual | Standard CO2 | Thousand Tons | 0 | 0 | 0 | 0 | 0 | 0 | 0
#CAN - PQ - CO2 Constraint- v.6.17 | 22 | 7633 | Rate Constraint in MTons | FALSE | L | Annual | Emissions at Affected Plants CO2 | Thousand Tons | 0 | 0 | 0 | 0 | 0 | 0 | 0
#CAN - PQ - CO2 Constraint- v.6.17 | 22 | 7633 | Rate Constraint in MTons | FALSE | L | Annual | Allowances Purchased CO2 | Thousand Tons | 0 | 0 | 0 | 0 | 0 | 0 | 0
#CAN - PQ - CO2 Constraint- v.6.17 | 22 | 7633 | Rate Constraint in MTons | FALSE | L | Annual | Allowances Sold CO2 | Thousand Tons | 0 | 0 | 0 | 0 | 0 | 0 | 0
#CAN - PQ - CO2 Constraint- v.6.17 | 22 | 7633 | Rate Constraint in MTons | FALSE | L | Annual | Allowances Banked | Thousand Tons | 0 | 0 | 0 | 0 | 0 | 0 | 0
#CAN - PQ - CO2 Constraint- v.6.17 | 22 | 7633 | Rate Constraint in MTons | FALSE | L | Annual | Allowances Withdrawn (1:1) | Thousand Tons | 0 | 0 | 0 | 0 | 0 | 0 | 0
#CAN - PQ - CO2 Constraint- v.6.17 | 22 | 7633 | Rate Constraint in MTons | FALSE | L | Annual | Allowances Withdrawn (n:1) | Thousand Tons | 0 | 0 | 0 | 0 | 0 | 0 | 0
#CAN - PQ - CO2 Constraint- v.6.17 | 22 | 7633 | Rate Constraint in MTons | FALSE | L | Annual | Net Emissions Allowance Position | Thousand Tons | 0 | 0 | 0 | 0 | 0 | 0 | 0
#CAN - PQ - CO2 Constraint- v.6.17 | 22 | 7633 | Rate Constraint in MTons | FALSE | L | Annual | Fuel Consumed | TBtu | 0 | 0 | 0 | 0 | 0 | 0 | 0
#CAN - PQ - CO2 Constraint- v.6.17 | 22 | 7633 | Rate Constraint in MTons | FALSE | L | Annual | Rate | lb/MMBtu | 0 | 0 | 0 | 0 | 0 | 0 | 0
#CAN - PQ - CO2 Constraint- v.6.17 | 22 | 7633 | Rate Constraint in MTons | FALSE | L | Annual | Generation | TWh | 0 | 0 | 0 | 0 | 0 | 0 | 0
#CAN - PQ - CO2 Constraint- v.6.17 | 22 | 7633 | Rate Constraint in MTons | FALSE | L | Annual | Qualifying Generation | TWh | 0 | 0 | 0 | 0 | 0 | 0 | 0
#CAN - PQ - CO2 Constraint- v.6.17 | 22 | 7633 | Rate Constraint in MTons | FALSE | L | Annual | Rate | lb/MWh | 0 | 0 | 0 | 0 | 0 | 0 | 0
#CAN - PQ - CO2 Constraint- v.6.17 | 22 | 7633 | Rate Constraint in MTons | FALSE | L | Annual | Constraint Shadow Price | US2022$/Ton | 15.9587 | 73.0525 | 81.1728 | 81.1728 | 81.1729 | 81.1729 | 81.1731
#CAN - PQ - O3 Annex - NOX Cap Annual v3.1 | 23 | 7631 | Rate Constraint in MTons | FALSE | L | Annual | Seasons Included | Seasons | Winter, Spring, Summer, Fall | Winter, Spring, Summer, Fall | Winter, Spring, Summer, Fall | Winter, Spring, Summer, Fall | Winter, Spring, Summer, Fall | Winter, Spring, Summer, Fall | Winter, Spring, Summer, Fall
#CAN - PQ - O3 Annex - NOX Cap Annual v3.1 | 23 | 7631 | Rate Constraint in MTons | FALSE | L | Annual | Standard NOX | Thousand Tons | 5.5115 | 5.5115 | 5.5115 | 5.5115 | 5.5115 | 5.5115 | 5.5115
#CAN - PQ - O3 Annex - NOX Cap Annual v3.1 | 23 | 7631 | Rate Constraint in MTons | FALSE | L | Annual | Emissions at Affected Plants NOX | Thousand Tons | 0 | 0 | 0 | 0 | 0 | 0 | 0
#CAN - PQ - O3 Annex - NOX Cap Annual v3.1 | 23 | 7631 | Rate Constraint in MTons | FALSE | L | Annual | Allowances Purchased NOX | Thousand Tons | 0 | 0 | 0 | 0 | 0 | 0 | 0
#CAN - PQ - O3 Annex - NOX Cap Annual v3.1 | 23 | 7631 | Rate Constraint in MTons | FALSE | L | Annual | Allowances Sold NOX | Thousand Tons | 0 | 0 | 0 | 0 | 0 | 0 | 0
#CAN - PQ - O3 Annex - NOX Cap Annual v3.1 | 23 | 7631 | Rate Constraint in MTons | FALSE | L | Annual | Allowances Banked | Thousand Tons | 0 | 0 | 0 | 0 | 0 | 0 | 0
#CAN - PQ - O3 Annex - NOX Cap Annual v3.1 | 23 | 7631 | Rate Constraint in MTons | FALSE | L | Annual | Allowances Withdrawn (1:1) | Thousand Tons | 0 | 0 | 0 | 0 | 0 | 0 | 0
#CAN - PQ - O3 Annex - NOX Cap Annual v3.1 | 23 | 7631 | Rate Constraint in MTons | FALSE | L | Annual | Allowances Withdrawn (n:1) | Thousand Tons | 0 | 0 | 0 | 0 | 0 | 0 | 0
#CAN - PQ - O3 Annex - NOX Cap Annual v3.1 | 23 | 7631 | Rate Constraint in MTons | FALSE | L | Annual | Net Emissions Allowance Position | Thousand Tons | 0 | 0 | 0 | 0 | 0 | 0 | 0
#CAN - PQ - O3 Annex - NOX Cap Annual v3.1 | 23 | 7631 | Rate Constraint in MTons | FALSE | L | Annual | Fuel Consumed | TBtu | 0 | 0 | 0 | 0 | 0 | 0 | 0
#CAN - PQ - O3 Annex - NOX Cap Annual v3.1 | 23 | 7631 | Rate Constraint in MTons | FALSE | L | Annual | Rate | lb/MMBtu | 0 | 0 | 0 | 0 | 0 | 0 | 0
#CAN - PQ - O3 Annex - NOX Cap Annual v3.1 | 23 | 7631 | Rate Constraint in MTons | FALSE | L | Annual | Generation | TWh | 0 | 0 | 0 | 0 | 0 | 0 | 0
#CAN - PQ - O3 Annex - NOX Cap Annual v3.1 | 23 | 7631 | Rate Constraint in MTons | FALSE | L | Annual | Qualifying Generation | TWh | 0 | 0 | 0 | 0 | 0 | 0 | 0
#CAN - PQ - O3 Annex - NOX Cap Annual v3.1 | 23 | 7631 | Rate Constraint in MTons | FALSE | L | Annual | Rate | lb/MWh | 0 | 0 | 0 | 0 | 0 | 0 | 0
#CAN - PQ - O3 Annex - NOX Cap Annual v3.1 | 23 | 7631 | Rate Constraint in MTons | FALSE | L | Annual | Constraint Shadow Price | US2022$/Ton | 0 | 0 | 0 | 0 | 0 | 0 | 0
#CAN - SK - MER Cap Annual v4.12 | 24 | 7635 | Rate Constraint in MTons | FALSE | L | Annual | Seasons Included | Seasons | Winter, Spring, Summer, Fall | Winter, Spring, Summer, Fall | Winter, Spring, Summer, Fall | Winter, Spring, Summer, Fall | Winter, Spring, Summer, Fall | Winter, Spring, Summer, Fall | Winter, Spring, Summer, Fall
#CAN - SK - MER Cap Annual v4.12 | 24 | 7635 | Rate Constraint in MTons | FALSE | L | Annual | Standard MER | lbs | 947.9877 | 947.9877 | 947.9877 | 947.9877 | 947.9877 | 947.9877 | 947.9877
#CAN - SK - MER Cap Annual v4.12 | 24 | 7635 | Rate Constraint in MTons | FALSE | L | Annual | Emissions at Affected Plants MER | lbs | 550.1999 | 218.4972 | 63.5904 | 63.335 | 63.3547 | 63.5904 | 63.5904
#CAN - SK - MER Cap Annual v4.12 | 24 | 7635 | Rate Constraint in MTons | FALSE | L | Annual | Allowances Purchased MER | lbs | 0 | 0 | 0 | 0 | 0 | 0 | 0
#CAN - SK - MER Cap Annual v4.12 | 24 | 7635 | Rate Constraint in MTons | FALSE | L | Annual | Allowances Sold MER | lbs | 0 | 0 | 0 | 0 | 0 | 0 | 0
#CAN - SK - MER Cap Annual v4.12 | 24 | 7635 | Rate Constraint in MTons | FALSE | L | Annual | Allowances Banked | lbs | 0 | 0 | 0 | 0 | 0 | 0 | 0
#CAN - SK - MER Cap Annual v4.12 | 24 | 7635 | Rate Constraint in MTons | FALSE | L | Annual | Allowances Withdrawn (1:1) | lbs | 0 | 0 | 0 | 0 | 0 | 0 | 0
#CAN - SK - MER Cap Annual v4.12 | 24 | 7635 | Rate Constraint in MTons | FALSE | L | Annual | Allowances Withdrawn (n:1) | lbs | 0 | 0 | 0 | 0 | 0 | 0 | 0
#CAN - SK - MER Cap Annual v4.12 | 24 | 7635 | Rate Constraint in MTons | FALSE | L | Annual | Net Emissions Allowance Position | lbs | 550.1999 | 218.4972 | 63.5904 | 63.335 | 63.3547 | 63.5904 | 63.5904
#CAN - SK - MER Cap Annual v4.12 | 24 | 7635 | Rate Constraint in MTons | FALSE | L | Annual | Fuel Consumed | TBtu | 73.2812 | 29.223 | 8.6476 | 8.6137 | 8.6163 | 8.6476 | 8.6476
#CAN - SK - MER Cap Annual v4.12 | 24 | 7635 | Rate Constraint in MTons | FALSE | L | Annual | Rate | lb/MMBtu | 7.5081e-06 | 7.4769e-06 | 7.3535e-06 | 7.3528e-06 | 7.3529e-06 | 7.3535e-06 | 7.3535e-06
#CAN - SK - MER Cap Annual v4.12 | 24 | 7635 | Rate Constraint in MTons | FALSE | L | Annual | Generation | TWh | 7.0206 | 2.7997 | 0.82848 | 0.82523 | 0.82548 | 0.82848 | 0.82848
#CAN - SK - MER Cap Annual v4.12 | 24 | 7635 | Rate Constraint in MTons | FALSE | L | Annual | Qualifying Generation | TWh | 7.0206 | 2.7997 | 0.82848 | 0.82523 | 0.82548 | 0.82848 | 0.82848
#CAN - SK - MER Cap Annual v4.12 | 24 | 7635 | Rate Constraint in MTons | FALSE | L | Annual | Rate | lb/MWh | 7.8369e-05 | 7.8044e-05 | 7.6756e-05 | 7.6749e-05 | 7.6749e-05 | 7.6756e-05 | 7.6756e-05
#CAN - SK - MER Cap Annual v4.12 | 24 | 7635 | Rate Constraint in MTons | FALSE | L | Annual | Constraint Shadow Price | US2022$/Lb | 0 | 0 | 0 | 0 | 0 | 0 | 0
#CAN Aconi 1 - SO2 Rate Annual v3.1 | 25 | 7636 | Rate Constraint in lbs/MMBtu | FALSE | L | Annual | Seasons Included | Seasons | Winter, Spring, Summer, Fall | Winter, Spring, Summer, Fall | Winter, Spring, Summer, Fall | Winter, Spring, Summer, Fall | Winter, Spring, Summer, Fall | Winter, Spring, Summer, Fall | Winter, Spring, Summer, Fall
#CAN Aconi 1 - SO2 Rate Annual v3.1 | 25 | 7636 | Rate Constraint in lbs/MMBtu | FALSE | L | Annual | Standard SO2 | lb/MMBtu | 0.58146 | 0.58146 | 0.58146 | 0.58146 | 0.58146 | 0.58146 | 0.58146
#CAN Aconi 1 - SO2 Rate Annual v3.1 | 25 | 7636 | Rate Constraint in lbs/MMBtu | FALSE | L | Annual | Emissions at Affected Plants SO2 | Thousand Tons | 0 | 0 | 0 | 0 | 0 | 0 | 0
#CAN Aconi 1 - SO2 Rate Annual v3.1 | 25 | 7636 | Rate Constraint in lbs/MMBtu | FALSE | L | Annual | Allowances Purchased SO2 | Thousand Tons | 0 | 0 | 0 | 0 | 0 | 0 | 0
#CAN Aconi 1 - SO2 Rate Annual v3.1 | 25 | 7636 | Rate Constraint in lbs/MMBtu | FALSE | L | Annual | Allowances Sold SO2 | Thousand Tons | 0 | 0 | 0 | 0 | 0 | 0 | 0
#CAN Aconi 1 - SO2 Rate Annual v3.1 | 25 | 7636 | Rate Constraint in lbs/MMBtu | FALSE | L | Annual | Allowances Banked | Thousand Tons | 0 | 0 | 0 | 0 | 0 | 0 | 0
#CAN Aconi 1 - SO2 Rate Annual v3.1 | 25 | 7636 | Rate Constraint in lbs/MMBtu | FALSE | L | Annual | Allowances Withdrawn (1:1) | Thousand Tons | 0 | 0 | 0 | 0 | 0 | 0 | 0
#CAN Aconi 1 - SO2 Rate Annual v3.1 | 25 | 7636 | Rate Constraint in lbs/MMBtu | FALSE | L | Annual | Allowances Withdrawn (n:1) | Thousand Tons | 0 | 0 | 0 | 0 | 0 | 0 | 0
#CAN Aconi 1 - SO2 Rate Annual v3.1 | 25 | 7636 | Rate Constraint in lbs/MMBtu | FALSE | L | Annual | Net Emissions Allowance Position | Thousand Tons | 0 | 0 | 0 | 0 | 0 | 0 | 0
#CAN Aconi 1 - SO2 Rate Annual v3.1 | 25 | 7636 | Rate Constraint in lbs/MMBtu | FALSE | L | Annual | Fuel Consumed | TBtu | 0 | 0 | 0 | 0 | 0 | 0 | 0
#CAN Aconi 1 - SO2 Rate Annual v3.1 | 25 | 7636 | Rate Constraint in lbs/MMBtu | FALSE | L | Annual | Rate | lb/MMBtu | 0 | 0 | 0 | 0 | 0 | 0 | 0
#CAN Aconi 1 - SO2 Rate Annual v3.1 | 25 | 7636 | Rate Constraint in lbs/MMBtu | FALSE | L | Annual | Generation | TWh | 0 | 0 | 0 | 0 | 0 | 0 | 0
#CAN Aconi 1 - SO2 Rate Annual v3.1 | 25 | 7636 | Rate Constraint in lbs/MMBtu | FALSE | L | Annual | Qualifying Generation | TWh | 0 | 0 | 0 | 0 | 0 | 0 | 0
#CAN Aconi 1 - SO2 Rate Annual v3.1 | 25 | 7636 | Rate Constraint in lbs/MMBtu | FALSE | L | Annual | Rate | lb/MWh | 0 | 0 | 0 | 0 | 0 | 0 | 0
#CAN Aconi 1 - SO2 Rate Annual v3.1 | 25 | 7636 | Rate Constraint in lbs/MMBtu | FALSE | L | Annual | Constraint Shadow Price | US2022$/Ton | 1197932.2394 | 877671.4583 | 30358.0352 | 25506.1304 | 23002.3403 | 25168.2508 | 27434.4697
#CAN Lingan 1-4 - SO2 Rate Annual v3.1 | 26 | 7637 | Rate Constraint in lbs/MMBtu | FALSE | L | Annual | Seasons Included | Seasons | Winter, Spring, Summer, Fall | Winter, Spring, Summer, Fall | Winter, Spring, Summer, Fall | Winter, Spring, Summer, Fall | Winter, Spring, Summer, Fall | Winter, Spring, Summer, Fall | Winter, Spring, Summer, Fall
#CAN Lingan 1-4 - SO2 Rate Annual v3.1 | 26 | 7637 | Rate Constraint in lbs/MMBtu | FALSE | L | Annual | Standard SO2 | lb/MMBtu | 3.7214 | 3.7214 | 3.7214 | 3.7214 | 3.7214 | 3.7214 | 3.7214
#CAN Lingan 1-4 - SO2 Rate Annual v3.1 | 26 | 7637 | Rate Constraint in lbs/MMBtu | FALSE | L | Annual | Emissions at Affected Plants SO2 | Thousand Tons | 3.8112 | 4.4342 | 0 | 0 | 0 | 0 | 0
#CAN Lingan 1-4 - SO2 Rate Annual v3.1 | 26 | 7637 | Rate Constraint in lbs/MMBtu | FALSE | L | Annual | Allowances Purchased SO2 | Thousand Tons | 0 | 0 | 0 | 0 | 0 | 0 | 0
#CAN Lingan 1-4 - SO2 Rate Annual v3.1 | 26 | 7637 | Rate Constraint in lbs/MMBtu | FALSE | L | Annual | Allowances Sold SO2 | Thousand Tons | 0 | 0 | 0 | 0 | 0 | 0 | 0
#CAN Lingan 1-4 - SO2 Rate Annual v3.1 | 26 | 7637 | Rate Constraint in lbs/MMBtu | FALSE | L | Annual | Allowances Banked | Thousand Tons | 0 | 0 | 0 | 0 | 0 | 0 | 0
#CAN Lingan 1-4 - SO2 Rate Annual v3.1 | 26 | 7637 | Rate Constraint in lbs/MMBtu | FALSE | L | Annual | Allowances Withdrawn (1:1) | Thousand Tons | 0 | 0 | 0 | 0 | 0 | 0 | 0
#CAN Lingan 1-4 - SO2 Rate Annual v3.1 | 26 | 7637 | Rate Constraint in lbs/MMBtu | FALSE | L | Annual | Allowances Withdrawn (n:1) | Thousand Tons | 0 | 0 | 0 | 0 | 0 | 0 | 0
#CAN Lingan 1-4 - SO2 Rate Annual v3.1 | 26 | 7637 | Rate Constraint in lbs/MMBtu | FALSE | L | Annual | Net Emissions Allowance Position | Thousand Tons | 3.8112 | 4.4342 | 0 | 0 | 0 | 0 | 0
#CAN Lingan 1-4 - SO2 Rate Annual v3.1 | 26 | 7637 | Rate Constraint in lbs/MMBtu | FALSE | L | Annual | Fuel Consumed | TBtu | 6.9578 | 8.0952 | 0 | 0 | 0 | 0 | 0
#CAN Lingan 1-4 - SO2 Rate Annual v3.1 | 26 | 7637 | Rate Constraint in lbs/MMBtu | FALSE | L | Annual | Rate | lb/MMBtu | 1.0955 | 1.0955 | 0 | 0 | 0 | 0 | 0
#CAN Lingan 1-4 - SO2 Rate Annual v3.1 | 26 | 7637 | Rate Constraint in lbs/MMBtu | FALSE | L | Annual | Generation | TWh | 0.66659 | 0.77555 | 0 | 0 | 0 | 0 | 0
#CAN Lingan 1-4 - SO2 Rate Annual v3.1 | 26 | 7637 | Rate Constraint in lbs/MMBtu | FALSE | L | Annual | Qualifying Generation | TWh | 0.66659 | 0.77555 | 0 | 0 | 0 | 0 | 0
#CAN Lingan 1-4 - SO2 Rate Annual v3.1 | 26 | 7637 | Rate Constraint in lbs/MMBtu | FALSE | L | Annual | Rate | lb/MWh | 11.4349 | 11.4349 | 0 | 0 | 0 | 0 | 0
#CAN Lingan 1-4 - SO2 Rate Annual v3.1 | 26 | 7637 | Rate Constraint in lbs/MMBtu | FALSE | L | Annual | Constraint Shadow Price | US2022$/Ton | 0 | 0 | 0 | 0 | 0 | 0 | 0
#CAN -National Coal CO2 Rate Limit- 2030- v6.20 | 27 | 7650 | Rate Constraint in lbs/MWh | FALSE | L | Annual | Seasons Included | Seasons | Winter, Spring, Summer, Fall | Winter, Spring, Summer, Fall | Winter, Spring, Summer, Fall | Winter, Spring, Summer, Fall | Winter, Spring, Summer, Fall | Winter, Spring, Summer, Fall | Winter, Spring, Summer, Fall
#CAN -National Coal CO2 Rate Limit- 2030- v6.20 | 27 | 7650 | Rate Constraint in lbs/MWh | FALSE | L | Annual | Standard CO2 | lb/MWh | 0 | 925.94 | 925.94 | 925.94 | 925.94 | 925.94 | 925.94
#CAN -National Coal CO2 Rate Limit- 2030- v6.20 | 27 | 7650 | Rate Constraint in lbs/MWh | FALSE | L | Annual | Emissions at Affected Plants CO2 | Thousand Tons | 0 | 0 | 0 | 0 | 0 | 0 | 0
#CAN -National Coal CO2 Rate Limit- 2030- v6.20 | 27 | 7650 | Rate Constraint in lbs/MWh | FALSE | L | Annual | Allowances Purchased CO2 | Thousand Tons | 0 | 0 | 0 | 0 | 0 | 0 | 0
#CAN -National Coal CO2 Rate Limit- 2030- v6.20 | 27 | 7650 | Rate Constraint in lbs/MWh | FALSE | L | Annual | Allowances Sold CO2 | Thousand Tons | 0 | 0 | 0 | 0 | 0 | 0 | 0
#CAN -National Coal CO2 Rate Limit- 2030- v6.20 | 27 | 7650 | Rate Constraint in lbs/MWh | FALSE | L | Annual | Allowances Banked | Thousand Tons | 0 | 0 | 0 | 0 | 0 | 0 | 0
#CAN -National Coal CO2 Rate Limit- 2030- v6.20 | 27 | 7650 | Rate Constraint in lbs/MWh | FALSE | L | Annual | Allowances Withdrawn (1:1) | Thousand Tons | 0 | 0 | 0 | 0 | 0 | 0 | 0
#CAN -National Coal CO2 Rate Limit- 2030- v6.20 | 27 | 7650 | Rate Constraint in lbs/MWh | FALSE | L | Annual | Allowances Withdrawn (n:1) | Thousand Tons | 0 | 0 | 0 | 0 | 0 | 0 | 0
#CAN -National Coal CO2 Rate Limit- 2030- v6.20 | 27 | 7650 | Rate Constraint in lbs/MWh | FALSE | L | Annual | Net Emissions Allowance Position | Thousand Tons | 0 | 0 | 0 | 0 | 0 | 0 | 0
#CAN -National Coal CO2 Rate Limit- 2030- v6.20 | 27 | 7650 | Rate Constraint in lbs/MWh | FALSE | L | Annual | Fuel Consumed | TBtu | 0 | 0 | 0 | 0 | 0 | 0 | 0
#CAN -National Coal CO2 Rate Limit- 2030- v6.20 | 27 | 7650 | Rate Constraint in lbs/MWh | FALSE | L | Annual | Rate | lb/MMBtu | 0 | 0 | 0 | 0 | 0 | 0 | 0
#CAN -National Coal CO2 Rate Limit- 2030- v6.20 | 27 | 7650 | Rate Constraint in lbs/MWh | FALSE | L | Annual | Generation | TWh | 0 | 0 | 0 | 0 | 0 | 0 | 0
#CAN -National Coal CO2 Rate Limit- 2030- v6.20 | 27 | 7650 | Rate Constraint in lbs/MWh | FALSE | L | Annual | Qualifying Generation | TWh | 0 | 0 | 0 | 0 | 0 | 0 | 0
#CAN -National Coal CO2 Rate Limit- 2030- v6.20 | 27 | 7650 | Rate Constraint in lbs/MWh | FALSE | L | Annual | Constraint Shadow Price | US2022$/Ton | 495.5202 | 1708.3255 | 208.8391 | 207.2818 | 168.2208 | 225.556 | 185.1671
#CAN -National Coal CO2 Rate Limit- NewUnit- v6.20 | 28 | 7655 | Rate Constraint in lbs/MWh | FALSE | L | Annual | Seasons Included | Seasons | Winter, Spring, Summer, Fall | Winter, Spring, Summer, Fall | Winter, Spring, Summer, Fall | Winter, Spring, Summer, Fall | Winter, Spring, Summer, Fall | Winter, Spring, Summer, Fall | Winter, Spring, Summer, Fall
#CAN -National Coal CO2 Rate Limit- NewUnit- v6.20 | 28 | 7655 | Rate Constraint in lbs/MWh | FALSE | L | Annual | Standard CO2 | lb/MWh | 925.94 | 925.94 | 925.94 | 925.94 | 925.94 | 925.94 | 925.94
#CAN -National Coal CO2 Rate Limit- NewUnit- v6.20 | 28 | 7655 | Rate Constraint in lbs/MWh | FALSE | L | Annual | Emissions at Affected Plants CO2 | Thousand Tons | 0 | 0 | 0 | 0 | 0 | 0 | 0
#CAN -National Coal CO2 Rate Limit- NewUnit- v6.20 | 28 | 7655 | Rate Constraint in lbs/MWh | FALSE | L | Annual | Allowances Purchased CO2 | Thousand Tons | 0 | 0 | 0 | 0 | 0 | 0 | 0
#CAN -National Coal CO2 Rate Limit- NewUnit- v6.20 | 28 | 7655 | Rate Constraint in lbs/MWh | FALSE | L | Annual | Allowances Sold CO2 | Thousand Tons | 0 | 0 | 0 | 0 | 0 | 0 | 0
#CAN -National Coal CO2 Rate Limit- NewUnit- v6.20 | 28 | 7655 | Rate Constraint in lbs/MWh | FALSE | L | Annual | Allowances Banked | Thousand Tons | 0 | 0 | 0 | 0 | 0 | 0 | 0
#CAN -National Coal CO2 Rate Limit- NewUnit- v6.20 | 28 | 7655 | Rate Constraint in lbs/MWh | FALSE | L | Annual | Allowances Withdrawn (1:1) | Thousand Tons | 0 | 0 | 0 | 0 | 0 | 0 | 0
#CAN -National Coal CO2 Rate Limit- NewUnit- v6.20 | 28 | 7655 | Rate Constraint in lbs/MWh | FALSE | L | Annual | Allowances Withdrawn (n:1) | Thousand Tons | 0 | 0 | 0 | 0 | 0 | 0 | 0
#CAN -National Coal CO2 Rate Limit- NewUnit- v6.20 | 28 | 7655 | Rate Constraint in lbs/MWh | FALSE | L | Annual | Net Emissions Allowance Position | Thousand Tons | 0 | 0 | 0 | 0 | 0 | 0 | 0
#CAN -National Coal CO2 Rate Limit- NewUnit- v6.20 | 28 | 7655 | Rate Constraint in lbs/MWh | FALSE | L | Annual | Fuel Consumed | TBtu | 0 | 0 | 0 | 0 | 0 | 0 | 0
#CAN -National Coal CO2 Rate Limit- NewUnit- v6.20 | 28 | 7655 | Rate Constraint in lbs/MWh | FALSE | L | Annual | Rate | lb/MMBtu | 0 | 0 | 0 | 0 | 0 | 0 | 0
#CAN -National Coal CO2 Rate Limit- NewUnit- v6.20 | 28 | 7655 | Rate Constraint in lbs/MWh | FALSE | L | Annual | Generation | TWh | 0 | 0 | 0 | 0 | 0 | 0 | 0
#CAN -National Coal CO2 Rate Limit- NewUnit- v6.20 | 28 | 7655 | Rate Constraint in lbs/MWh | FALSE | L | Annual | Qualifying Generation | TWh | 0 | 0 | 0 | 0 | 0 | 0 | 0
#CAN -National Coal CO2 Rate Limit- NewUnit- v6.20 | 28 | 7655 | Rate Constraint in lbs/MWh | FALSE | L | Annual | Constraint Shadow Price | US2022$/Ton | 807.4973 | 788.0488 | 134.257 | 81.8549 | 94.249 | 86.612 | 88.6777
#CAN -National Large NGas CO2 Rate Limit- v6.20 | 29 | 7673 | Rate Constraint in lbs/MWh | FALSE | L | Annual | Seasons Included | Seasons | Winter, Spring, Summer, Fall | Winter, Spring, Summer, Fall | Winter, Spring, Summer, Fall | Winter, Spring, Summer, Fall | Winter, Spring, Summer, Fall | Winter, Spring, Summer, Fall | Winter, Spring, Summer, Fall
#CAN -National Large NGas CO2 Rate Limit- v6.20 | 29 | 7673 | Rate Constraint in lbs/MWh | FALSE | L | Annual | Standard CO2 | lb/MWh | 925.9404 | 925.9404 | 925.9404 | 925.9404 | 925.9404 | 925.9404 | 925.9404
#CAN -National Large NGas CO2 Rate Limit- v6.20 | 29 | 7673 | Rate Constraint in lbs/MWh | FALSE | L | Annual | Emissions at Affected Plants CO2 | Thousand Tons | 23858.6218 | 26378.3681 | 34004.9558 | 40220.695 | 45422.595 | 38490.3983 | 41106.6718
#CAN -National Large NGas CO2 Rate Limit- v6.20 | 29 | 7673 | Rate Constraint in lbs/MWh | FALSE | L | Annual | Allowances Purchased CO2 | Thousand Tons | 0 | 0 | 0 | 0 | 0 | 0 | 0
#CAN -National Large NGas CO2 Rate Limit- v6.20 | 29 | 7673 | Rate Constraint in lbs/MWh | FALSE | L | Annual | Allowances Sold CO2 | Thousand Tons | 0 | 0 | 0 | 0 | 0 | 0 | 0
#CAN -National Large NGas CO2 Rate Limit- v6.20 | 29 | 7673 | Rate Constraint in lbs/MWh | FALSE | L | Annual | Allowances Banked | Thousand Tons | 0 | 0 | 0 | 0 | 0 | 0 | 0
#CAN -National Large NGas CO2 Rate Limit- v6.20 | 29 | 7673 | Rate Constraint in lbs/MWh | FALSE | L | Annual | Allowances Withdrawn (1:1) | Thousand Tons | 0 | 0 | 0 | 0 | 0 | 0 | 0
#CAN -National Large NGas CO2 Rate Limit- v6.20 | 29 | 7673 | Rate Constraint in lbs/MWh | FALSE | L | Annual | Allowances Withdrawn (n:1) | Thousand Tons | 0 | 0 | 0 | 0 | 0 | 0 | 0
#CAN -National Large NGas CO2 Rate Limit- v6.20 | 29 | 7673 | Rate Constraint in lbs/MWh | FALSE | L | Annual | Net Emissions Allowance Position | Thousand Tons | 23858.6218 | 26378.3681 | 34004.9558 | 40220.695 | 45422.595 | 38490.3983 | 41106.6718
#CAN -National Large NGas CO2 Rate Limit- v6.20 | 29 | 7673 | Rate Constraint in lbs/MWh | FALSE | L | Annual | Fuel Consumed | TBtu | 376.5613 | 418.9013 | 539.4251 | 642.2171 | 730.5208 | 620.4284 | 669.8307
#CAN -National Large NGas CO2 Rate Limit- v6.20 | 29 | 7673 | Rate Constraint in lbs/MWh | FALSE | L | Annual | Rate | lb/MMBtu | 126.7184 | 125.9407 | 126.0785 | 125.2558 | 124.3567 | 124.0768 | 122.7375
#CAN -National Large NGas CO2 Rate Limit- v6.20 | 29 | 7673 | Rate Constraint in lbs/MWh | FALSE | L | Annual | Generation | TWh | 55.6366 | 61.617 | 77.8614 | 92.6508 | 105.8879 | 92.0703 | 100.4534
#CAN -National Large NGas CO2 Rate Limit- v6.20 | 29 | 7673 | Rate Constraint in lbs/MWh | FALSE | L | Annual | Qualifying Generation | TWh | 55.6366 | 61.617 | 77.8614 | 92.6508 | 105.8879 | 92.0703 | 100.4534
#CAN -National Large NGas CO2 Rate Limit- v6.20 | 29 | 7673 | Rate Constraint in lbs/MWh | FALSE | L | Annual | Constraint Shadow Price | US2022$/Ton | 0 | 0 | 0 | 0 | 0 | 0 | 0
#CAN -National NOx Rate Limit v4.12 | 30 | 7606 | Rate Constraint in lbs/MWh | FALSE | L | Annual | Seasons Included | Seasons | Winter, Spring, Summer, Fall | Winter, Spring, Summer, Fall | Winter, Spring, Summer, Fall | Winter, Spring, Summer, Fall | Winter, Spring, Summer, Fall | Winter, Spring, Summer, Fall | Winter, Spring, Summer, Fall
#CAN -National NOx Rate Limit v4.12 | 30 | 7606 | Rate Constraint in lbs/MWh | FALSE | L | Annual | Standard NOX | lb/MWh | 1.5212 | 1.5212 | 1.5212 | 1.5212 | 1.5212 | 1.5212 | 1.5212
#CAN -National NOx Rate Limit v4.12 | 30 | 7606 | Rate Constraint in lbs/MWh | FALSE | L | Annual | Emissions at Affected Plants NOX | Thousand Tons | 2.8853 | 3.4172 | 7.9875 | 9.3388 | 8.2933 | 6.7726 | 5.9666
#CAN -National NOx Rate Limit v4.12 | 30 | 7606 | Rate Constraint in lbs/MWh | FALSE | L | Annual | Allowances Purchased NOX | Thousand Tons | 0 | 0 | 0 | 0 | 0 | 0 | 0
#CAN -National NOx Rate Limit v4.12 | 30 | 7606 | Rate Constraint in lbs/MWh | FALSE | L | Annual | Allowances Sold NOX | Thousand Tons | 0 | 0 | 0 | 0 | 0 | 0 | 0
#CAN -National NOx Rate Limit v4.12 | 30 | 7606 | Rate Constraint in lbs/MWh | FALSE | L | Annual | Allowances Banked | Thousand Tons | 0 | 0 | 0 | 0 | 0 | 0 | 0
#CAN -National NOx Rate Limit v4.12 | 30 | 7606 | Rate Constraint in lbs/MWh | FALSE | L | Annual | Allowances Withdrawn (1:1) | Thousand Tons | 0 | 0 | 0 | 0 | 0 | 0 | 0
#CAN -National NOx Rate Limit v4.12 | 30 | 7606 | Rate Constraint in lbs/MWh | FALSE | L | Annual | Allowances Withdrawn (n:1) | Thousand Tons | 0 | 0 | 0 | 0 | 0 | 0 | 0
#CAN -National NOx Rate Limit v4.12 | 30 | 7606 | Rate Constraint in lbs/MWh | FALSE | L | Annual | Net Emissions Allowance Position | Thousand Tons | 2.8853 | 3.4172 | 7.9875 | 9.3388 | 8.2933 | 6.7726 | 5.9666
#CAN -National NOx Rate Limit v4.12 | 30 | 7606 | Rate Constraint in lbs/MWh | FALSE | L | Annual | Fuel Consumed | TBtu | 377.5889 | 424.0376 | 562.9479 | 675.3646 | 754.3071 | 636.5965 | 684.3118
#CAN -National NOx Rate Limit v4.12 | 30 | 7606 | Rate Constraint in lbs/MWh | FALSE | L | Annual | Rate | lb/MMBtu | 0.015283 | 0.016117 | 0.028377 | 0.027656 | 0.021989 | 0.021277 | 0.017438
#CAN -National NOx Rate Limit v4.12 | 30 | 7606 | Rate Constraint in lbs/MWh | FALSE | L | Annual | Generation | TWh | 55.5171 | 62.0592 | 80.6433 | 96.4779 | 108.4867 | 93.6654 | 101.8445
#CAN -National NOx Rate Limit v4.12 | 30 | 7606 | Rate Constraint in lbs/MWh | FALSE | L | Annual | Qualifying Generation | TWh | 55.5171 | 62.0592 | 80.6433 | 96.4779 | 108.4867 | 93.6654 | 101.8445
#CAN -National NOx Rate Limit v4.12 | 30 | 7606 | Rate Constraint in lbs/MWh | FALSE | L | Annual | Constraint Shadow Price | US2022$/Ton | 0 | 0 | 0 | 0 | 0 | 0 | 0
#CAN -National Small NGas CO2 Rate Limit- v6.20 | 31 | 7674 | Rate Constraint in lbs/MWh | FALSE | L | Annual | Seasons Included | Seasons | Winter, Spring, Summer, Fall | Winter, Spring, Summer, Fall | Winter, Spring, Summer, Fall | Winter, Spring, Summer, Fall | Winter, Spring, Summer, Fall | Winter, Spring, Summer, Fall | Winter, Spring, Summer, Fall
#CAN -National Small NGas CO2 Rate Limit- v6.20 | 31 | 7674 | Rate Constraint in lbs/MWh | FALSE | L | Annual | Standard CO2 | lb/MWh | 1212.541 | 1212.541 | 1212.541 | 1212.541 | 1212.541 | 1212.541 | 1212.541
#CAN -National Small NGas CO2 Rate Limit- v6.20 | 31 | 7674 | Rate Constraint in lbs/MWh | FALSE | L | Annual | Emissions at Affected Plants CO2 | Thousand Tons | 8161.5494 | 8763.3402 | 12788.1036 | 14244.5986 | 13106.6571 | 10380.1706 | 9162.3009
#CAN -National Small NGas CO2 Rate Limit- v6.20 | 31 | 7674 | Rate Constraint in lbs/MWh | FALSE | L | Annual | Allowances Purchased CO2 | Thousand Tons | 0 | 0 | 0 | 0 | 0 | 0 | 0
#CAN -National Small NGas CO2 Rate Limit- v6.20 | 31 | 7674 | Rate Constraint in lbs/MWh | FALSE | L | Annual | Allowances Sold CO2 | Thousand Tons | 0 | 0 | 0 | 0 | 0 | 0 | 0
#CAN -National Small NGas CO2 Rate Limit- v6.20 | 31 | 7674 | Rate Constraint in lbs/MWh | FALSE | L | Annual | Allowances Banked | Thousand Tons | 0 | 0 | 0 | 0 | 0 | 0 | 0
#CAN -National Small NGas CO2 Rate Limit- v6.20 | 31 | 7674 | Rate Constraint in lbs/MWh | FALSE | L | Annual | Allowances Withdrawn (1:1) | Thousand Tons | 0 | 0 | 0 | 0 | 0 | 0 | 0
#CAN -National Small NGas CO2 Rate Limit- v6.20 | 31 | 7674 | Rate Constraint in lbs/MWh | FALSE | L | Annual | Allowances Withdrawn (n:1) | Thousand Tons | 0 | 0 | 0 | 0 | 0 | 0 | 0
#CAN -National Small NGas CO2 Rate Limit- v6.20 | 31 | 7674 | Rate Constraint in lbs/MWh | FALSE | L | Annual | Net Emissions Allowance Position | Thousand Tons | 8161.5494 | 8763.3402 | 12788.1036 | 14244.5986 | 13106.6571 | 10380.1706 | 9162.3009
#CAN -National Small NGas CO2 Rate Limit- v6.20 | 31 | 7674 | Rate Constraint in lbs/MWh | FALSE | L | Annual | Fuel Consumed | TBtu | 104.5217 | 112.3144 | 157.2403 | 175.8862 | 165.8754 | 130.8334 | 116.7096
#CAN -National Small NGas CO2 Rate Limit- v6.20 | 31 | 7674 | Rate Constraint in lbs/MWh | FALSE | L | Annual | Rate | lb/MMBtu | 156.1694 | 156.0501 | 162.6568 | 161.9752 | 158.0301 | 158.6777 | 157.0103
#CAN -National Small NGas CO2 Rate Limit- v6.20 | 31 | 7674 | Rate Constraint in lbs/MWh | FALSE | L | Annual | Generation | TWh | 15.1862 | 16.2409 | 22.4489 | 24.775 | 23.5701 | 18.5932 | 16.5273
#CAN -National Small NGas CO2 Rate Limit- v6.20 | 31 | 7674 | Rate Constraint in lbs/MWh | FALSE | L | Annual | Qualifying Generation | TWh | 15.1862 | 16.2409 | 22.4489 | 24.775 | 23.5701 | 18.5932 | 16.5273
#CAN -National Small NGas CO2 Rate Limit- v6.20 | 31 | 7674 | Rate Constraint in lbs/MWh | FALSE | L | Annual | Constraint Shadow Price | US2022$/Ton | 0 | 0 | 0 | 0 | 0 | 0 | 0
#CAN -National SO2 Rate Limit v4.12 | 32 | 7605 | Rate Constraint in lbs/MWh | FALSE | L | Annual | Seasons Included | Seasons | Winter, Spring, Summer, Fall | Winter, Spring, Summer, Fall | Winter, Spring, Summer, Fall | Winter, Spring, Summer, Fall | Winter, Spring, Summer, Fall | Winter, Spring, Summer, Fall | Winter, Spring, Summer, Fall
#CAN -National SO2 Rate Limit v4.12 | 32 | 7605 | Rate Constraint in lbs/MWh | FALSE | L | Annual | Standard SO2 | lb/MWh | 9.3476 | 9.3476 | 9.3476 | 9.3476 | 9.3476 | 9.3476 | 9.3476
#CAN -National SO2 Rate Limit v4.12 | 32 | 7605 | Rate Constraint in lbs/MWh | FALSE | L | Annual | Emissions at Affected Plants SO2 | Thousand Tons | 0.25581 | 0.25581 | 0.25581 | 0.25581 | 0.25581 | 0.25581 | 0.25581
#CAN -National SO2 Rate Limit v4.12 | 32 | 7605 | Rate Constraint in lbs/MWh | FALSE | L | Annual | Allowances Purchased SO2 | Thousand Tons | 0 | 0 | 0 | 0 | 0 | 0 | 0
#CAN -National SO2 Rate Limit v4.12 | 32 | 7605 | Rate Constraint in lbs/MWh | FALSE | L | Annual | Allowances Sold SO2 | Thousand Tons | 0 | 0 | 0 | 0 | 0 | 0 | 0
#CAN -National SO2 Rate Limit v4.12 | 32 | 7605 | Rate Constraint in lbs/MWh | FALSE | L | Annual | Allowances Banked | Thousand Tons | 0 | 0 | 0 | 0 | 0 | 0 | 0
#CAN -National SO2 Rate Limit v4.12 | 32 | 7605 | Rate Constraint in lbs/MWh | FALSE | L | Annual | Allowances Withdrawn (1:1) | Thousand Tons | 0 | 0 | 0 | 0 | 0 | 0 | 0
#CAN -National SO2 Rate Limit v4.12 | 32 | 7605 | Rate Constraint in lbs/MWh | FALSE | L | Annual | Allowances Withdrawn (n:1) | Thousand Tons | 0 | 0 | 0 | 0 | 0 | 0 | 0
#CAN -National SO2 Rate Limit v4.12 | 32 | 7605 | Rate Constraint in lbs/MWh | FALSE | L | Annual | Net Emissions Allowance Position | Thousand Tons | 0.25581 | 0.25581 | 0.25581 | 0.25581 | 0.25581 | 0.25581 | 0.25581
#CAN -National SO2 Rate Limit v4.12 | 32 | 7605 | Rate Constraint in lbs/MWh | FALSE | L | Annual | Fuel Consumed | TBtu | 377.5889 | 424.0376 | 562.9479 | 675.3646 | 754.3071 | 636.5965 | 684.3118
#CAN -National SO2 Rate Limit v4.12 | 32 | 7605 | Rate Constraint in lbs/MWh | FALSE | L | Annual | Rate | lb/MMBtu | 0.001355 | 0.0012065 | 0.00090882 | 0.00075754 | 0.00067826 | 0.00080368 | 0.00074764
#CAN -National SO2 Rate Limit v4.12 | 32 | 7605 | Rate Constraint in lbs/MWh | FALSE | L | Annual | Generation | TWh | 55.5171 | 62.0592 | 80.6433 | 96.4779 | 108.4867 | 93.6654 | 101.8445
#CAN -National SO2 Rate Limit v4.12 | 32 | 7605 | Rate Constraint in lbs/MWh | FALSE | L | Annual | Qualifying Generation | TWh | 55.5171 | 62.0592 | 80.6433 | 96.4779 | 108.4867 | 93.6654 | 101.8445
#CAN -National SO2 Rate Limit v4.12 | 32 | 7605 | Rate Constraint in lbs/MWh | FALSE | L | Annual | Constraint Shadow Price | US2022$/Ton | 0 | 0 | 0 | 0 | 0 | 0 | 0
#CAN RPS v6.20- CNAB | 33 | 7565 | Generation Constraint in GWh | FALSE | G | Annual | Seasons Included | Seasons | Winter, Spring, Summer, Fall | Winter, Spring, Summer, Fall | Winter, Spring, Summer, Fall | Winter, Spring, Summer, Fall | Winter, Spring, Summer, Fall | Winter, Spring, Summer, Fall | Winter, Spring, Summer, Fall
#CAN RPS v6.20- CNAB | 33 | 7565 | Generation Constraint in GWh | FALSE | G | Annual | Standard GWh | GWh | 0 | 25428.5463 | 26329.738 | 26715.1733 | 27433.762 | 28612.0969 | 29838.2331
#CAN RPS v6.20- CNAB | 33 | 7565 | Generation Constraint in GWh | FALSE | G | Annual | Emissions at Affected Plants | GWh | 29244.314 | 29244.314 | 29244.314 | 29606.6882 | 29606.8538 | 29606.6882 | 29838.2331
#CAN RPS v6.20- CNAB | 33 | 7565 | Generation Constraint in GWh | FALSE | G | Annual | Allowances Purchased | GWh | 0 | 0 | 0 | 0 | 0 | 0 | 0
#CAN RPS v6.20- CNAB | 33 | 7565 | Generation Constraint in GWh | FALSE | G | Annual | Allowances Sold | GWh | 0 | 0 | 0 | 0 | 0 | 0 | 0
#CAN RPS v6.20- CNAB | 33 | 7565 | Generation Constraint in GWh | FALSE | G | Annual | Allowances Banked | GWh | 0 | 0 | 0 | 0 | 0 | 0 | 0
#CAN RPS v6.20- CNAB | 33 | 7565 | Generation Constraint in GWh | FALSE | G | Annual | Allowances Withdrawn (1:1) | GWh | 0 | 0 | 0 | 0 | 0 | 0 | 0
#CAN RPS v6.20- CNAB | 33 | 7565 | Generation Constraint in GWh | FALSE | G | Annual | Allowances Withdrawn (n:1) | GWh | 0 | 0 | 0 | 0 | 0 | 0 | 0
#CAN RPS v6.20- CNAB | 33 | 7565 | Generation Constraint in GWh | FALSE | G | Annual | Net Emissions Allowance Position | GWh | 29244.314 | 29244.314 | 29244.314 | 29606.6882 | 29606.8538 | 29606.6882 | 29838.2331
#CAN RPS v6.20- CNAB | 33 | 7565 | Generation Constraint in GWh | FALSE | G | Annual | Constraint Shadow Price | US2022$/MWh | 0 | 0 | 0 | 0 | 0 | 0 | 7.1154
#CAN RPS v6.20- CNBC | 34 | 7564 | Generation Constraint in GWh | FALSE | G | Annual | Seasons Included | Seasons | Winter, Spring, Summer, Fall | Winter, Spring, Summer, Fall | Winter, Spring, Summer, Fall | Winter, Spring, Summer, Fall | Winter, Spring, Summer, Fall | Winter, Spring, Summer, Fall | Winter, Spring, Summer, Fall
#CAN RPS v6.20- CNBC | 34 | 7564 | Generation Constraint in GWh | FALSE | G | Annual | Standard GWh | GWh | 59884.5412 | 60675.4012 | 64507.8531 | 67783.2878 | 70844.7612 | 73445.6106 | 76134.7712
#CAN RPS v6.20- CNBC | 34 | 7564 | Generation Constraint in GWh | FALSE | G | Annual | Emissions at Affected Plants | GWh | 76028.9453 | 76028.9453 | 76028.9453 | 76494.1013 | 76494.1013 | 80775.297 | 83294.9603
#CAN RPS v6.20- CNBC | 34 | 7564 | Generation Constraint in GWh | FALSE | G | Annual | Allowances Purchased | GWh | 0 | 0 | 0 | 0 | 0 | 0 | 0
#CAN RPS v6.20- CNBC | 34 | 7564 | Generation Constraint in GWh | FALSE | G | Annual | Allowances Sold | GWh | 0 | 0 | 0 | 0 | 0 | 0 | 0
#CAN RPS v6.20- CNBC | 34 | 7564 | Generation Constraint in GWh | FALSE | G | Annual | Allowances Banked | GWh | 0 | 0 | 0 | 0 | 0 | 0 | 0
#CAN RPS v6.20- CNBC | 34 | 7564 | Generation Constraint in GWh | FALSE | G | Annual | Allowances Withdrawn (1:1) | GWh | 0 | 0 | 0 | 0 | 0 | 0 | 0
#CAN RPS v6.20- CNBC | 34 | 7564 | Generation Constraint in GWh | FALSE | G | Annual | Allowances Withdrawn (n:1) | GWh | 0 | 0 | 0 | 0 | 0 | 0 | 0
#CAN RPS v6.20- CNBC | 34 | 7564 | Generation Constraint in GWh | FALSE | G | Annual | Net Emissions Allowance Position | GWh | 76028.9453 | 76028.9453 | 76028.9453 | 76494.1013 | 76494.1013 | 80775.297 | 83294.9603
#CAN RPS v6.20- CNBC | 34 | 7564 | Generation Constraint in GWh | FALSE | G | Annual | Constraint Shadow Price | US2022$/MWh | 0 | 0 | 0 | 0 | 0 | 0 | 0
#CAN RPS v6.20- CNNB | 35 | 7567 | Generation Constraint in GWh | FALSE | G | Annual | Seasons Included | Seasons | Winter, Spring, Summer, Fall | Winter, Spring, Summer, Fall | Winter, Spring, Summer, Fall | Winter, Spring, Summer, Fall | Winter, Spring, Summer, Fall | Winter, Spring, Summer, Fall | Winter, Spring, Summer, Fall
#CAN RPS v6.20- CNNB | 35 | 7567 | Generation Constraint in GWh | FALSE | G | Annual | Standard GWh | GWh | 5349.8881 | 5316.2436 | 3917.3106 | 3996.2795 | 4100.8027 | 4205.9395 | 4203.4708
#CAN RPS v6.20- CNNB | 35 | 7567 | Generation Constraint in GWh | FALSE | G | Annual | Emissions at Affected Plants | GWh | 5349.8881 | 5316.2436 | 4150.1824 | 4150.1824 | 4608.9612 | 5247.8114 | 5247.8114
#CAN RPS v6.20- CNNB | 35 | 7567 | Generation Constraint in GWh | FALSE | G | Annual | Allowances Purchased | GWh | 0 | 0 | 0 | 0 | 0 | 0 | 0
#CAN RPS v6.20- CNNB | 35 | 7567 | Generation Constraint in GWh | FALSE | G | Annual | Allowances Sold | GWh | 0 | 0 | 0 | 0 | 0 | 0 | 0
#CAN RPS v6.20- CNNB | 35 | 7567 | Generation Constraint in GWh | FALSE | G | Annual | Allowances Banked | GWh | 0 | 0 | 0 | 0 | 0 | 0 | 0
#CAN RPS v6.20- CNNB | 35 | 7567 | Generation Constraint in GWh | FALSE | G | Annual | Allowances Withdrawn (1:1) | GWh | 0 | 0 | 0 | 0 | 0 | 0 | 0
#CAN RPS v6.20- CNNB | 35 | 7567 | Generation Constraint in GWh | FALSE | G | Annual | Allowances Withdrawn (n:1) | GWh | 0 | 0 | 0 | 0 | 0 | 0 | 0
#CAN RPS v6.20- CNNB | 35 | 7567 | Generation Constraint in GWh | FALSE | G | Annual | Net Emissions Allowance Position | GWh | 5349.8881 | 5316.2436 | 4150.1824 | 4150.1824 | 4608.9612 | 5247.8114 | 5247.8114
#CAN RPS v6.20- CNNB | 35 | 7567 | Generation Constraint in GWh | FALSE | G | Annual | Constraint Shadow Price | US2022$/MWh | 12.032 | 3.2971 | 0 | 0 | 0 | 0 | 0
#CAN RPS v6.20- CNNS | 36 | 7568 | Generation Constraint in GWh | FALSE | G | Annual | Seasons Included | Seasons | Winter, Spring, Summer, Fall | Winter, Spring, Summer, Fall | Winter, Spring, Summer, Fall | Winter, Spring, Summer, Fall | Winter, Spring, Summer, Fall | Winter, Spring, Summer, Fall | Winter, Spring, Summer, Fall
#CAN RPS v6.20- CNNS | 36 | 7568 | Generation Constraint in GWh | FALSE | G | Annual | Standard GWh | GWh | 4401.5942 | 4402.0311 | 4566.0724 | 4649.1405 | 4609.2545 | 4642.704 | 4675.9557
#CAN RPS v6.20- CNNS | 36 | 7568 | Generation Constraint in GWh | FALSE | G | Annual | Emissions at Affected Plants | GWh | 4401.5942 | 4402.0311 | 4566.0724 | 4649.1405 | 4609.2545 | 4642.704 | 4675.9557
#CAN RPS v6.20- CNNS | 36 | 7568 | Generation Constraint in GWh | FALSE | G | Annual | Allowances Purchased | GWh | 0 | 0 | 0 | 0 | 0 | 0 | 0
#CAN RPS v6.20- CNNS | 36 | 7568 | Generation Constraint in GWh | FALSE | G | Annual | Allowances Sold | GWh | 0 | 0 | 0 | 0 | 0 | 0 | 0
#CAN RPS v6.20- CNNS | 36 | 7568 | Generation Constraint in GWh | FALSE | G | Annual | Allowances Banked | GWh | 0 | 0 | 0 | 0 | 0 | 0 | 0
#CAN RPS v6.20- CNNS | 36 | 7568 | Generation Constraint in GWh | FALSE | G | Annual | Allowances Withdrawn (1:1) | GWh | 0 | 0 | 0 | 0 | 0 | 0 | 0
#CAN RPS v6.20- CNNS | 36 | 7568 | Generation Constraint in GWh | FALSE | G | Annual | Allowances Withdrawn (n:1) | GWh | 0 | 0 | 0 | 0 | 0 | 0 | 0
#CAN RPS v6.20- CNNS | 36 | 7568 | Generation Constraint in GWh | FALSE | G | Annual | Net Emissions Allowance Position | GWh | 4401.5942 | 4402.0311 | 4566.0724 | 4649.1405 | 4609.2545 | 4642.704 | 4675.9557
#CAN RPS v6.20- CNNS | 36 | 7568 | Generation Constraint in GWh | FALSE | G | Annual | Constraint Shadow Price | US2022$/MWh | 12.032 | 2.4216 | 0 | 0 | 0 | 0 | 0
#CAN RPS v6.20- CNPE | 37 | 7569 | Generation Constraint in GWh | FALSE | G | Annual | Seasons Included | Seasons | Winter, Spring, Summer, Fall | Winter, Spring, Summer, Fall | Winter, Spring, Summer, Fall | Winter, Spring, Summer, Fall | Winter, Spring, Summer, Fall | Winter, Spring, Summer, Fall | Winter, Spring, Summer, Fall
#CAN RPS v6.20- CNPE | 37 | 7569 | Generation Constraint in GWh | FALSE | G | Annual | Standard GWh | GWh | 572.7527 | 581.3031 | 627.8733 | 676.6798 | 714.5161 | 759.3255 | 806.869
#CAN RPS v6.20- CNPE | 37 | 7569 | Generation Constraint in GWh | FALSE | G | Annual | Emissions at Affected Plants | GWh | 572.7527 | 581.3031 | 702.4893 | 702.4893 | 1451.3168 | 2241.5636 | 2843.5878
#CAN RPS v6.20- CNPE | 37 | 7569 | Generation Constraint in GWh | FALSE | G | Annual | Allowances Purchased | GWh | 0 | 0 | 0 | 0 | 0 | 0 | 0
#CAN RPS v6.20- CNPE | 37 | 7569 | Generation Constraint in GWh | FALSE | G | Annual | Allowances Sold | GWh | 0 | 0 | 0 | 0 | 0 | 0 | 0
#CAN RPS v6.20- CNPE | 37 | 7569 | Generation Constraint in GWh | FALSE | G | Annual | Allowances Banked | GWh | 0 | 0 | 0 | 0 | 0 | 0 | 0
#CAN RPS v6.20- CNPE | 37 | 7569 | Generation Constraint in GWh | FALSE | G | Annual | Allowances Withdrawn (1:1) | GWh | 0 | 0 | 0 | 0 | 0 | 0 | 0
#CAN RPS v6.20- CNPE | 37 | 7569 | Generation Constraint in GWh | FALSE | G | Annual | Allowances Withdrawn (n:1) | GWh | 0 | 0 | 0 | 0 | 0 | 0 | 0
#CAN RPS v6.20- CNPE | 37 | 7569 | Generation Constraint in GWh | FALSE | G | Annual | Net Emissions Allowance Position | GWh | 572.7527 | 581.3031 | 702.4893 | 702.4893 | 1451.3168 | 2241.5636 | 2843.5878
#CAN RPS v6.20- CNPE | 37 | 7569 | Generation Constraint in GWh | FALSE | G | Annual | Constraint Shadow Price | US2022$/MWh | 12.032 | 2.4216 | 0 | 0 | 0 | 0 | 0
#CAN RPS v6.20- CNSK | 38 | 7566 | Generation Constraint in GWh | FALSE | G | Annual | Seasons Included | Seasons | Winter, Spring, Summer, Fall | Winter, Spring, Summer, Fall | Winter, Spring, Summer, Fall | Winter, Spring, Summer, Fall | Winter, Spring, Summer, Fall | Winter, Spring, Summer, Fall | Winter, Spring, Summer, Fall
#CAN RPS v6.20- CNSK | 38 | 7566 | Generation Constraint in GWh | FALSE | G | Annual | Standard GWh | GWh | 9340.9993 | 11796.5543 | 12107.253 | 12352.2781 | 12790.3311 | 13395.1774 | 14027.3052
#CAN RPS v6.20- CNSK | 38 | 7566 | Generation Constraint in GWh | FALSE | G | Annual | Emissions at Affected Plants | GWh | 9340.9993 | 11796.5543 | 12107.253 | 12352.2781 | 12790.3311 | 14787.3703 | 14787.3703
#CAN RPS v6.20- CNSK | 38 | 7566 | Generation Constraint in GWh | FALSE | G | Annual | Allowances Purchased | GWh | 0 | 0 | 0 | 0 | 0 | 0 | 0
#CAN RPS v6.20- CNSK | 38 | 7566 | Generation Constraint in GWh | FALSE | G | Annual | Allowances Sold | GWh | 0 | 0 | 0 | 0 | 0 | 0 | 0
#CAN RPS v6.20- CNSK | 38 | 7566 | Generation Constraint in GWh | FALSE | G | Annual | Allowances Banked | GWh | 0 | 0 | 0 | 0 | 0 | 0 | 0
#CAN RPS v6.20- CNSK | 38 | 7566 | Generation Constraint in GWh | FALSE | G | Annual | Allowances Withdrawn (1:1) | GWh | 0 | 0 | 0 | 0 | 0 | 0 | 0
#CAN RPS v6.20- CNSK | 38 | 7566 | Generation Constraint in GWh | FALSE | G | Annual | Allowances Withdrawn (n:1) | GWh | 0 | 0 | 0 | 0 | 0 | 0 | 0
#CAN RPS v6.20- CNSK | 38 | 7566 | Generation Constraint in GWh | FALSE | G | Annual | Net Emissions Allowance Position | GWh | 9340.9993 | 11796.5543 | 12107.253 | 12352.2781 | 12790.3311 | 14787.3703 | 14787.3703
#CAN RPS v6.20- CNSK | 38 | 7566 | Generation Constraint in GWh | FALSE | G | Annual | Constraint Shadow Price | US2022$/MWh | 20.3487 | 28.3808 | 17.6776 | 9.8244 | 5.0557 | 0 | 0
#CAN Trenton 1-2 - SO2 Rate Annual v3.1 | 39 | 7638 | Rate Constraint in lbs/MMBtu | FALSE | L | Annual | Seasons Included | Seasons | Winter, Spring, Summer, Fall | Winter, Spring, Summer, Fall | Winter, Spring, Summer, Fall | Winter, Spring, Summer, Fall | Winter, Spring, Summer, Fall | Winter, Spring, Summer, Fall | Winter, Spring, Summer, Fall
#CAN Trenton 1-2 - SO2 Rate Annual v3.1 | 39 | 7638 | Rate Constraint in lbs/MMBtu | FALSE | L | Annual | Standard SO2 | lb/MMBtu | 3.2097 | 3.2097 | 3.2097 | 3.2097 | 3.2097 | 3.2097 | 3.2097
#CAN Trenton 1-2 - SO2 Rate Annual v3.1 | 39 | 7638 | Rate Constraint in lbs/MMBtu | FALSE | L | Annual | Emissions at Affected Plants SO2 | Thousand Tons | 0 | 0 | 0.029153 | 0 | 0 | 0 | 0
#CAN Trenton 1-2 - SO2 Rate Annual v3.1 | 39 | 7638 | Rate Constraint in lbs/MMBtu | FALSE | L | Annual | Allowances Purchased SO2 | Thousand Tons | 0 | 0 | 0 | 0 | 0 | 0 | 0
#CAN Trenton 1-2 - SO2 Rate Annual v3.1 | 39 | 7638 | Rate Constraint in lbs/MMBtu | FALSE | L | Annual | Allowances Sold SO2 | Thousand Tons | 0 | 0 | 0 | 0 | 0 | 0 | 0
#CAN Trenton 1-2 - SO2 Rate Annual v3.1 | 39 | 7638 | Rate Constraint in lbs/MMBtu | FALSE | L | Annual | Allowances Banked | Thousand Tons | 0 | 0 | 0 | 0 | 0 | 0 | 0
#CAN Trenton 1-2 - SO2 Rate Annual v3.1 | 39 | 7638 | Rate Constraint in lbs/MMBtu | FALSE | L | Annual | Allowances Withdrawn (1:1) | Thousand Tons | 0 | 0 | 0 | 0 | 0 | 0 | 0
#CAN Trenton 1-2 - SO2 Rate Annual v3.1 | 39 | 7638 | Rate Constraint in lbs/MMBtu | FALSE | L | Annual | Allowances Withdrawn (n:1) | Thousand Tons | 0 | 0 | 0 | 0 | 0 | 0 | 0
#CAN Trenton 1-2 - SO2 Rate Annual v3.1 | 39 | 7638 | Rate Constraint in lbs/MMBtu | FALSE | L | Annual | Net Emissions Allowance Position | Thousand Tons | 0 | 0 | 0.029153 | 0 | 0 | 0 | 0
#CAN Trenton 1-2 - SO2 Rate Annual v3.1 | 39 | 7638 | Rate Constraint in lbs/MMBtu | FALSE | L | Annual | Fuel Consumed | TBtu | 0 | 0 | 0.053224 | 0 | 0 | 0 | 0
#CAN Trenton 1-2 - SO2 Rate Annual v3.1 | 39 | 7638 | Rate Constraint in lbs/MMBtu | FALSE | L | Annual | Rate | lb/MMBtu | 0 | 0 | 1.0955 | 0 | 0 | 0 | 0
#CAN Trenton 1-2 - SO2 Rate Annual v3.1 | 39 | 7638 | Rate Constraint in lbs/MMBtu | FALSE | L | Annual | Generation | TWh | 0 | 0 | 0.005099 | 0 | 0 | 0 | 0
#CAN Trenton 1-2 - SO2 Rate Annual v3.1 | 39 | 7638 | Rate Constraint in lbs/MMBtu | FALSE | L | Annual | Qualifying Generation | TWh | 0 | 0 | 0.005099 | 0 | 0 | 0 | 0
#CAN Trenton 1-2 - SO2 Rate Annual v3.1 | 39 | 7638 | Rate Constraint in lbs/MMBtu | FALSE | L | Annual | Rate | lb/MWh | 0 | 0 | 11.4349 | 0 | 0 | 0 | 0
#CAN Trenton 1-2 - SO2 Rate Annual v3.1 | 39 | 7638 | Rate Constraint in lbs/MMBtu | FALSE | L | Annual | Constraint Shadow Price | US2022$/Ton | 0 | 0 | 0 | 0 | 0 | 0 | 0
#MATS - HCL Rate in 2015 | 40 | 7120 | MACT Fuel Choice Floor in lbs/MMBtu | FALSE | L | Annual | Seasons Included | Seasons | Winter, Spring, Summer, Fall | Winter, Spring, Summer, Fall | Winter, Spring, Summer, Fall | Winter, Spring, Summer, Fall | Winter, Spring, Summer, Fall | Winter, Spring, Summer, Fall | Winter, Spring, Summer, Fall
#MATS - HCL Rate in 2015 | 40 | 7120 | MACT Fuel Choice Floor in lbs/MMBtu | FALSE | L | Annual | Emission Floor | lb/MMBtu | 0.002 | 0.002 | 0.002 | 0.002 | 0.002 | 0.002 | 0.002
#MATS - HCL Rate in 2015 | 40 | 7120 | MACT Fuel Choice Floor in lbs/MMBtu | FALSE | L | Annual | Emissions at Affected Plants HCL | Thousand Tons | 2.3427 | 2.0905 | 1.4031 | 0.88715 | 0.27334 | 0.50515 | 0.7352
#MATS - HCL Rate in 2015 | 40 | 7120 | MACT Fuel Choice Floor in lbs/MMBtu | FALSE | L | Annual | Allowances Purchased HCL | Thousand Tons | 0 | 0 | 0 | 0 | 0 | 0 | 0
#MATS - HCL Rate in 2015 | 40 | 7120 | MACT Fuel Choice Floor in lbs/MMBtu | FALSE | L | Annual | Allowances Sold HCL | Thousand Tons | 0 | 0 | 0 | 0 | 0 | 0 | 0
#MATS - HCL Rate in 2015 | 40 | 7120 | MACT Fuel Choice Floor in lbs/MMBtu | FALSE | L | Annual | Allowances Banked | Thousand Tons | 0 | 0 | 0 | 0 | 0 | 0 | 0
#MATS - HCL Rate in 2015 | 40 | 7120 | MACT Fuel Choice Floor in lbs/MMBtu | FALSE | L | Annual | Allowances Withdrawn (1:1) | Thousand Tons | 0 | 0 | 0 | 0 | 0 | 0 | 0
#MATS - HCL Rate in 2015 | 40 | 7120 | MACT Fuel Choice Floor in lbs/MMBtu | FALSE | L | Annual | Allowances Withdrawn (n:1) | Thousand Tons | 0 | 0 | 0 | 0 | 0 | 0 | 0
#MATS - HCL Rate in 2015 | 40 | 7120 | MACT Fuel Choice Floor in lbs/MMBtu | FALSE | L | Annual | Net Emissions Allowance Position | Thousand Tons | 2.3427 | 2.0905 | 1.4031 | 0.88715 | 0.27334 | 0.50515 | 0.7352
#MATS - HCL Rate in 2015 | 40 | 7120 | MACT Fuel Choice Floor in lbs/MMBtu | FALSE | L | Annual | Fuel Consumed | TBtu | 4832.7148 | 4223.3626 | 2808.677 | 1776.2328 | 516.2805 | 1011.6255 | 1469.0968
#MATS - HCL Rate in 2015 | 40 | 7120 | MACT Fuel Choice Floor in lbs/MMBtu | FALSE | L | Annual | Rate | lb/MMBtu | 0.00096954 | 0.00098996 | 0.00099915 | 0.00099892 | 0.0010589 | 0.0009987 | 0.0010009
#MATS - HCL Rate in 2015 | 40 | 7120 | MACT Fuel Choice Floor in lbs/MMBtu | FALSE | L | Annual | Generation | TWh | 470.7249 | 410.1665 | 236.387 | 135.7248 | 48.9079 | 97.6757 | 143.2085
#MATS - HCL Rate in 2015 | 40 | 7120 | MACT Fuel Choice Floor in lbs/MMBtu | FALSE | L | Annual | Qualifying Generation | TWh | 470.7249 | 410.1665 | 236.387 | 135.7248 | 48.9079 | 97.6757 | 143.2085
#MATS - HCL Rate in 2015 | 40 | 7120 | MACT Fuel Choice Floor in lbs/MMBtu | FALSE | L | Annual | Constraint Shadow Price | US2022$/Ton | 0 | 0 | 0 | 0 | 0 | 0 | 0
#MATS - HCL Rate in 2015 (IGCC) | 41 | 7121 | MACT Fuel Choice Floor in lbs/MMBtu | FALSE | L | Annual | Seasons Included | Seasons | Winter, Spring, Summer, Fall | Winter, Spring, Summer, Fall | Winter, Spring, Summer, Fall | Winter, Spring, Summer, Fall | Winter, Spring, Summer, Fall | Winter, Spring, Summer, Fall | Winter, Spring, Summer, Fall
#MATS - HCL Rate in 2015 (IGCC) | 41 | 7121 | MACT Fuel Choice Floor in lbs/MMBtu | FALSE | L | Annual | Emission Floor | lb/MMBtu | 0.005 | 0.005 | 0.005 | 0.005 | 0.005 | 0.005 | 0.005
#MATS - HCL Rate in 2015 (IGCC) | 41 | 7121 | MACT Fuel Choice Floor in lbs/MMBtu | FALSE | L | Annual | Emissions at Affected Plants HCL | Thousand Tons | 0.014057 | 0.010612 | 0 | 0 | 0 | 0 | 0
#MATS - HCL Rate in 2015 (IGCC) | 41 | 7121 | MACT Fuel Choice Floor in lbs/MMBtu | FALSE | L | Annual | Allowances Purchased HCL | Thousand Tons | 0 | 0 | 0 | 0 | 0 | 0 | 0
#MATS - HCL Rate in 2015 (IGCC) | 41 | 7121 | MACT Fuel Choice Floor in lbs/MMBtu | FALSE | L | Annual | Allowances Sold HCL | Thousand Tons | 0 | 0 | 0 | 0 | 0 | 0 | 0
#MATS - HCL Rate in 2015 (IGCC) | 41 | 7121 | MACT Fuel Choice Floor in lbs/MMBtu | FALSE | L | Annual | Allowances Banked | Thousand Tons | 0 | 0 | 0 | 0 | 0 | 0 | 0
#MATS - HCL Rate in 2015 (IGCC) | 41 | 7121 | MACT Fuel Choice Floor in lbs/MMBtu | FALSE | L | Annual | Allowances Withdrawn (1:1) | Thousand Tons | 0 | 0 | 0 | 0 | 0 | 0 | 0
#MATS - HCL Rate in 2015 (IGCC) | 41 | 7121 | MACT Fuel Choice Floor in lbs/MMBtu | FALSE | L | Annual | Allowances Withdrawn (n:1) | Thousand Tons | 0 | 0 | 0 | 0 | 0 | 0 | 0
#MATS - HCL Rate in 2015 (IGCC) | 41 | 7121 | MACT Fuel Choice Floor in lbs/MMBtu | FALSE | L | Annual | Net Emissions Allowance Position | Thousand Tons | 0.014057 | 0.010612 | 0 | 0 | 0 | 0 | 0
#MATS - HCL Rate in 2015 (IGCC) | 41 | 7121 | MACT Fuel Choice Floor in lbs/MMBtu | FALSE | L | Annual | Fuel Consumed | TBtu | 39.9926 | 40.0695 | 0 | 0 | 0 | 0 | 0
#MATS - HCL Rate in 2015 (IGCC) | 41 | 7121 | MACT Fuel Choice Floor in lbs/MMBtu | FALSE | L | Annual | Rate | lb/MMBtu | 0.000703 | 0.00052968 | 0 | 0 | 0 | 0 | 0
#MATS - HCL Rate in 2015 (IGCC) | 41 | 7121 | MACT Fuel Choice Floor in lbs/MMBtu | FALSE | L | Annual | Generation | TWh | 3.5171 | 3.5238 | 0 | 0 | 0 | 0 | 0
#MATS - HCL Rate in 2015 (IGCC) | 41 | 7121 | MACT Fuel Choice Floor in lbs/MMBtu | FALSE | L | Annual | Qualifying Generation | TWh | 3.5171 | 3.5238 | 0 | 0 | 0 | 0 | 0
#MATS - HCL Rate in 2015 (IGCC) | 41 | 7121 | MACT Fuel Choice Floor in lbs/MMBtu | FALSE | L | Annual | Constraint Shadow Price | US2022$/Ton | 0 | 0 | 0 | 0 | 0 | 0 | 0
#MATS - HCL Rate in 2015 (PK) | 42 | 7122 | MACT Fuel Choice Floor in lbs/MMBtu | FALSE | L | Annual | Seasons Included | Seasons | Winter, Spring, Summer, Fall | Winter, Spring, Summer, Fall | Winter, Spring, Summer, Fall | Winter, Spring, Summer, Fall | Winter, Spring, Summer, Fall | Winter, Spring, Summer, Fall | Winter, Spring, Summer, Fall
#MATS - HCL Rate in 2015 (PK) | 42 | 7122 | MACT Fuel Choice Floor in lbs/MMBtu | FALSE | L | Annual | Emission Floor | lb/MMBtu | 0.0005 | 0.0005 | 0.0005 | 0.0005 | 0.0005 | 0.0005 | 0.0005
#MATS - HCL Rate in 2015 (PK) | 42 | 7122 | MACT Fuel Choice Floor in lbs/MMBtu | FALSE | L | Annual | Emissions at Affected Plants HCL | Thousand Tons | 2.2431 | 1.9855 | 1.3274 | 0.83187 | 0.24352 | 0.45918 | 0.66792
#MATS - HCL Rate in 2015 (PK) | 42 | 7122 | MACT Fuel Choice Floor in lbs/MMBtu | FALSE | L | Annual | Allowances Purchased HCL | Thousand Tons | 0 | 0 | 0 | 0 | 0 | 0 | 0
#MATS - HCL Rate in 2015 (PK) | 42 | 7122 | MACT Fuel Choice Floor in lbs/MMBtu | FALSE | L | Annual | Allowances Sold HCL | Thousand Tons | 0 | 0 | 0 | 0 | 0 | 0 | 0
#MATS - HCL Rate in 2015 (PK) | 42 | 7122 | MACT Fuel Choice Floor in lbs/MMBtu | FALSE | L | Annual | Allowances Banked | Thousand Tons | 0 | 0 | 0 | 0 | 0 | 0 | 0
#MATS - HCL Rate in 2015 (PK) | 42 | 7122 | MACT Fuel Choice Floor in lbs/MMBtu | FALSE | L | Annual | Allowances Withdrawn (1:1) | Thousand Tons | 0 | 0 | 0 | 0 | 0 | 0 | 0
#MATS - HCL Rate in 2015 (PK) | 42 | 7122 | MACT Fuel Choice Floor in lbs/MMBtu | FALSE | L | Annual | Allowances Withdrawn (n:1) | Thousand Tons | 0 | 0 | 0 | 0 | 0 | 0 | 0
#MATS - HCL Rate in 2015 (PK) | 42 | 7122 | MACT Fuel Choice Floor in lbs/MMBtu | FALSE | L | Annual | Net Emissions Allowance Position | Thousand Tons | 2.2431 | 1.9855 | 1.3274 | 0.83187 | 0.24352 | 0.45918 | 0.66792
#MATS - HCL Rate in 2015 (PK) | 42 | 7122 | MACT Fuel Choice Floor in lbs/MMBtu | FALSE | L | Annual | Fuel Consumed | TBtu | 4623.8487 | 4011.3171 | 2657.1749 | 1665.658 | 456.6464 | 919.6761 | 1334.54
#MATS - HCL Rate in 2015 (PK) | 42 | 7122 | MACT Fuel Choice Floor in lbs/MMBtu | FALSE | L | Annual | Rate | lb/MMBtu | 0.00097022 | 0.00098996 | 0.0009991 | 0.00099884 | 0.0010666 | 0.00099857 | 0.001001
#MATS - HCL Rate in 2015 (PK) | 42 | 7122 | MACT Fuel Choice Floor in lbs/MMBtu | FALSE | L | Annual | Generation | TWh | 451.3511 | 390.3784 | 222.3197 | 125.3055 | 43.2006 | 88.7966 | 130.3263
#MATS - HCL Rate in 2015 (PK) | 42 | 7122 | MACT Fuel Choice Floor in lbs/MMBtu | FALSE | L | Annual | Qualifying Generation | TWh | 451.3511 | 390.3784 | 222.3197 | 125.3055 | 43.2006 | 88.7966 | 130.3263
#MATS - HCL Rate in 2015 (PK) | 42 | 7122 | MACT Fuel Choice Floor in lbs/MMBtu | FALSE | L | Annual | Constraint Shadow Price | US2022$/Ton | 0 | 0 | 0 | 0 | 0 | 0 | 0
#MATS - MER Rate in 2015 (Bit and Subbit) | 43 | 7123 | MACT Fuel Choice Floor in lbs/MMBtu | FALSE | L | Annual | Seasons Included | Seasons | Winter, Spring, Summer, Fall | Winter, Spring, Summer, Fall | Winter, Spring, Summer, Fall | Winter, Spring, Summer, Fall | Winter, Spring, Summer, Fall | Winter, Spring, Summer, Fall | Winter, Spring, Summer, Fall
#MATS - MER Rate in 2015 (Bit and Subbit) | 43 | 7123 | MACT Fuel Choice Floor in lbs/MMBtu | FALSE | L | Annual | Emission Floor | lbs/MMBtu | 1.2e-06 | 1.2e-06 | 1.2e-06 | 1.2e-06 | 1.2e-06 | 1.2e-06 | 1.2e-06
#MATS - MER Rate in 2015 (Bit and Subbit) | 43 | 7123 | MACT Fuel Choice Floor in lbs/MMBtu | FALSE | L | Annual | Emissions at Affected Plants MER | lbs | 2529.0495 | 2263.6399 | 1507.0799 | 939.3752 | 285.7587 | 581.1461 | 848.4906
#MATS - MER Rate in 2015 (Bit and Subbit) | 43 | 7123 | MACT Fuel Choice Floor in lbs/MMBtu | FALSE | L | Annual | Allowances Purchased MER | lbs | 0 | 0 | 0 | 0 | 0 | 0 | 0
#MATS - MER Rate in 2015 (Bit and Subbit) | 43 | 7123 | MACT Fuel Choice Floor in lbs/MMBtu | FALSE | L | Annual | Allowances Sold MER | lbs | 0 | 0 | 0 | 0 | 0 | 0 | 0
#MATS - MER Rate in 2015 (Bit and Subbit) | 43 | 7123 | MACT Fuel Choice Floor in lbs/MMBtu | FALSE | L | Annual | Allowances Banked | lbs | 0 | 0 | 0 | 0 | 0 | 0 | 0
#MATS - MER Rate in 2015 (Bit and Subbit) | 43 | 7123 | MACT Fuel Choice Floor in lbs/MMBtu | FALSE | L | Annual | Allowances Withdrawn (1:1) | lbs | 0 | 0 | 0 | 0 | 0 | 0 | 0
#MATS - MER Rate in 2015 (Bit and Subbit) | 43 | 7123 | MACT Fuel Choice Floor in lbs/MMBtu | FALSE | L | Annual | Allowances Withdrawn (n:1) | lbs | 0 | 0 | 0 | 0 | 0 | 0 | 0
#MATS - MER Rate in 2015 (Bit and Subbit) | 43 | 7123 | MACT Fuel Choice Floor in lbs/MMBtu | FALSE | L | Annual | Net Emissions Allowance Position | lbs | 2529.0495 | 2263.6399 | 1507.0799 | 939.3752 | 285.7587 | 581.1461 | 848.4906
#MATS - MER Rate in 2015 (Bit and Subbit) | 43 | 7123 | MACT Fuel Choice Floor in lbs/MMBtu | FALSE | L | Annual | Fuel Consumed | TBtu | 4832.7148 | 4223.3626 | 2808.677 | 1776.2328 | 516.2805 | 1011.6255 | 1469.0968
#MATS - MER Rate in 2015 (Bit and Subbit) | 43 | 7123 | MACT Fuel Choice Floor in lbs/MMBtu | FALSE | L | Annual | Rate | lb/MMBtu | 5.2332e-07 | 5.3598e-07 | 5.3658e-07 | 5.2886e-07 | 5.535e-07 | 5.7447e-07 | 5.7756e-07
#MATS - MER Rate in 2015 (Bit and Subbit) | 43 | 7123 | MACT Fuel Choice Floor in lbs/MMBtu | FALSE | L | Annual | Generation | TWh | 470.7249 | 410.1665 | 236.387 | 135.7248 | 48.9079 | 97.6757 | 143.2085
#MATS - MER Rate in 2015 (Bit and Subbit) | 43 | 7123 | MACT Fuel Choice Floor in lbs/MMBtu | FALSE | L | Annual | Qualifying Generation | TWh | 470.7249 | 410.1665 | 236.387 | 135.7248 | 48.9079 | 97.6757 | 143.2085
#MATS - MER Rate in 2015 (Bit and Subbit) | 43 | 7123 | MACT Fuel Choice Floor in lbs/MMBtu | FALSE | L | Annual | Constraint Shadow Price | US2022$/Lb | 0 | 0 | 0 | 0 | 0 | 0 | 0
#MATS - MER Rate in 2015 (IGCC) | 44 | 7124 | MACT Fuel Choice Floor in lbs/MMBtu | FALSE | L | Annual | Seasons Included | Seasons | Winter, Spring, Summer, Fall | Winter, Spring, Summer, Fall | Winter, Spring, Summer, Fall | Winter, Spring, Summer, Fall | Winter, Spring, Summer, Fall | Winter, Spring, Summer, Fall | Winter, Spring, Summer, Fall
#MATS - MER Rate in 2015 (IGCC) | 44 | 7124 | MACT Fuel Choice Floor in lbs/MMBtu | FALSE | L | Annual | Emission Floor | lbs/MMBtu | 3e-06 | 3e-06 | 3e-06 | 3e-06 | 3e-06 | 3e-06 | 3e-06
#MATS - MER Rate in 2015 (IGCC) | 44 | 7124 | MACT Fuel Choice Floor in lbs/MMBtu | FALSE | L | Annual | Emissions at Affected Plants MER | lbs | 28.5202 | 30.5788 | 0 | 0 | 0 | 0 | 0
#MATS - MER Rate in 2015 (IGCC) | 44 | 7124 | MACT Fuel Choice Floor in lbs/MMBtu | FALSE | L | Annual | Allowances Purchased MER | lbs | 0 | 0 | 0 | 0 | 0 | 0 | 0
#MATS - MER Rate in 2015 (IGCC) | 44 | 7124 | MACT Fuel Choice Floor in lbs/MMBtu | FALSE | L | Annual | Allowances Sold MER | lbs | 0 | 0 | 0 | 0 | 0 | 0 | 0
#MATS - MER Rate in 2015 (IGCC) | 44 | 7124 | MACT Fuel Choice Floor in lbs/MMBtu | FALSE | L | Annual | Allowances Banked | lbs | 0 | 0 | 0 | 0 | 0 | 0 | 0
#MATS - MER Rate in 2015 (IGCC) | 44 | 7124 | MACT Fuel Choice Floor in lbs/MMBtu | FALSE | L | Annual | Allowances Withdrawn (1:1) | lbs | 0 | 0 | 0 | 0 | 0 | 0 | 0
#MATS - MER Rate in 2015 (IGCC) | 44 | 7124 | MACT Fuel Choice Floor in lbs/MMBtu | FALSE | L | Annual | Allowances Withdrawn (n:1) | lbs | 0 | 0 | 0 | 0 | 0 | 0 | 0
#MATS - MER Rate in 2015 (IGCC) | 44 | 7124 | MACT Fuel Choice Floor in lbs/MMBtu | FALSE | L | Annual | Net Emissions Allowance Position | lbs | 28.5202 | 30.5788 | 0 | 0 | 0 | 0 | 0
#MATS - MER Rate in 2015 (IGCC) | 44 | 7124 | MACT Fuel Choice Floor in lbs/MMBtu | FALSE | L | Annual | Fuel Consumed | TBtu | 39.9926 | 40.0695 | 0 | 0 | 0 | 0 | 0
#MATS - MER Rate in 2015 (IGCC) | 44 | 7124 | MACT Fuel Choice Floor in lbs/MMBtu | FALSE | L | Annual | Rate | lb/MMBtu | 7.1314e-07 | 7.6314e-07 | 0 | 0 | 0 | 0 | 0
#MATS - MER Rate in 2015 (IGCC) | 44 | 7124 | MACT Fuel Choice Floor in lbs/MMBtu | FALSE | L | Annual | Generation | TWh | 3.5171 | 3.5238 | 0 | 0 | 0 | 0 | 0
#MATS - MER Rate in 2015 (IGCC) | 44 | 7124 | MACT Fuel Choice Floor in lbs/MMBtu | FALSE | L | Annual | Qualifying Generation | TWh | 3.5171 | 3.5238 | 0 | 0 | 0 | 0 | 0
#MATS - MER Rate in 2015 (IGCC) | 44 | 7124 | MACT Fuel Choice Floor in lbs/MMBtu | FALSE | L | Annual | Constraint Shadow Price | US2022$/Lb | 0 | 0 | 0 | 0 | 0 | 0 | 0
#MATS - MER Rate in 2015 (Lig) | 45 | 7125 | MACT Fuel Choice Floor in lbs/MMBtu | FALSE | L | Annual | Seasons Included | Seasons | Winter, Spring, Summer, Fall | Winter, Spring, Summer, Fall | Winter, Spring, Summer, Fall | Winter, Spring, Summer, Fall | Winter, Spring, Summer, Fall | Winter, Spring, Summer, Fall | Winter, Spring, Summer, Fall
#MATS - MER Rate in 2015 (Lig) | 45 | 7125 | MACT Fuel Choice Floor in lbs/MMBtu | FALSE | L | Annual | Emission Floor | lbs/MMBtu | 1.2e-06 | 1.2e-06 | 1.2e-06 | 1.2e-06 | 1.2e-06 | 1.2e-06 | 1.2e-06
#MATS - MER Rate in 2015 (Lig) | 45 | 7125 | MACT Fuel Choice Floor in lbs/MMBtu | FALSE | L | Annual | Emissions at Affected Plants MER | lbs | 2422.4293 | 2158.4081 | 1433.8346 | 885.8785 | 257.3397 | 537.6737 | 784.3981
#MATS - MER Rate in 2015 (Lig) | 45 | 7125 | MACT Fuel Choice Floor in lbs/MMBtu | FALSE | L | Annual | Allowances Purchased MER | lbs | 0 | 0 | 0 | 0 | 0 | 0 | 0
#MATS - MER Rate in 2015 (Lig) | 45 | 7125 | MACT Fuel Choice Floor in lbs/MMBtu | FALSE | L | Annual | Allowances Sold MER | lbs | 0 | 0 | 0 | 0 | 0 | 0 | 0
#MATS - MER Rate in 2015 (Lig) | 45 | 7125 | MACT Fuel Choice Floor in lbs/MMBtu | FALSE | L | Annual | Allowances Banked | lbs | 0 | 0 | 0 | 0 | 0 | 0 | 0
#MATS - MER Rate in 2015 (Lig) | 45 | 7125 | MACT Fuel Choice Floor in lbs/MMBtu | FALSE | L | Annual | Allowances Withdrawn (1:1) | lbs | 0 | 0 | 0 | 0 | 0 | 0 | 0
#MATS - MER Rate in 2015 (Lig) | 45 | 7125 | MACT Fuel Choice Floor in lbs/MMBtu | FALSE | L | Annual | Allowances Withdrawn (n:1) | lbs | 0 | 0 | 0 | 0 | 0 | 0 | 0
#MATS - MER Rate in 2015 (Lig) | 45 | 7125 | MACT Fuel Choice Floor in lbs/MMBtu | FALSE | L | Annual | Net Emissions Allowance Position | lbs | 2422.4293 | 2158.4081 | 1433.8346 | 885.8785 | 257.3397 | 537.6737 | 784.3981
#MATS - MER Rate in 2015 (Lig) | 45 | 7125 | MACT Fuel Choice Floor in lbs/MMBtu | FALSE | L | Annual | Fuel Consumed | TBtu | 4623.8487 | 4011.3171 | 2657.1749 | 1665.658 | 456.6464 | 919.6761 | 1334.54
#MATS - MER Rate in 2015 (Lig) | 45 | 7125 | MACT Fuel Choice Floor in lbs/MMBtu | FALSE | L | Annual | Rate | lb/MMBtu | 5.239e-07 | 5.3808e-07 | 5.3961e-07 | 5.3185e-07 | 5.6354e-07 | 5.8463e-07 | 5.8777e-07
#MATS - MER Rate in 2015 (Lig) | 45 | 7125 | MACT Fuel Choice Floor in lbs/MMBtu | FALSE | L | Annual | Generation | TWh | 451.3511 | 390.3784 | 222.3197 | 125.3055 | 43.2006 | 88.7966 | 130.3263
#MATS - MER Rate in 2015 (Lig) | 45 | 7125 | MACT Fuel Choice Floor in lbs/MMBtu | FALSE | L | Annual | Qualifying Generation | TWh | 451.3511 | 390.3784 | 222.3197 | 125.3055 | 43.2006 | 88.7966 | 130.3263
#MATS - MER Rate in 2015 (Lig) | 45 | 7125 | MACT Fuel Choice Floor in lbs/MMBtu | FALSE | L | Annual | Constraint Shadow Price | US2022$/Lb | 0 | 0 | 0 | 0 | 0 | 0 | 0
#MATS - MER Rate in 2015 (PK) | 46 | 7126 | MACT Fuel Choice Floor in lbs/MMBtu | FALSE | L | Annual | Seasons Included | Seasons | Winter, Spring, Summer, Fall | Winter, Spring, Summer, Fall | Winter, Spring, Summer, Fall | Winter, Spring, Summer, Fall | Winter, Spring, Summer, Fall | Winter, Spring, Summer, Fall | Winter, Spring, Summer, Fall
#MATS - MER Rate in 2015 (PK) | 46 | 7126 | MACT Fuel Choice Floor in lbs/MMBtu | FALSE | L | Annual | Emission Floor | lbs/MMBtu | 2e-07 | 2e-07 | 2e-07 | 2e-07 | 2e-07 | 2e-07 | 2e-07
#MATS - MER Rate in 2015 (PK) | 46 | 7126 | MACT Fuel Choice Floor in lbs/MMBtu | FALSE | L | Annual | Emissions at Affected Plants MER | lbs | 2422.4293 | 2158.4081 | 1433.8346 | 885.8785 | 257.3397 | 537.6737 | 784.3981
#MATS - MER Rate in 2015 (PK) | 46 | 7126 | MACT Fuel Choice Floor in lbs/MMBtu | FALSE | L | Annual | Allowances Purchased MER | lbs | 0 | 0 | 0 | 0 | 0 | 0 | 0
#MATS - MER Rate in 2015 (PK) | 46 | 7126 | MACT Fuel Choice Floor in lbs/MMBtu | FALSE | L | Annual | Allowances Sold MER | lbs | 0 | 0 | 0 | 0 | 0 | 0 | 0
#MATS - MER Rate in 2015 (PK) | 46 | 7126 | MACT Fuel Choice Floor in lbs/MMBtu | FALSE | L | Annual | Allowances Banked | lbs | 0 | 0 | 0 | 0 | 0 | 0 | 0
#MATS - MER Rate in 2015 (PK) | 46 | 7126 | MACT Fuel Choice Floor in lbs/MMBtu | FALSE | L | Annual | Allowances Withdrawn (1:1) | lbs | 0 | 0 | 0 | 0 | 0 | 0 | 0
#MATS - MER Rate in 2015 (PK) | 46 | 7126 | MACT Fuel Choice Floor in lbs/MMBtu | FALSE | L | Annual | Allowances Withdrawn (n:1) | lbs | 0 | 0 | 0 | 0 | 0 | 0 | 0
#MATS - MER Rate in 2015 (PK) | 46 | 7126 | MACT Fuel Choice Floor in lbs/MMBtu | FALSE | L | Annual | Net Emissions Allowance Position | lbs | 2422.4293 | 2158.4081 | 1433.8346 | 885.8785 | 257.3397 | 537.6737 | 784.3981
#MATS - MER Rate in 2015 (PK) | 46 | 7126 | MACT Fuel Choice Floor in lbs/MMBtu | FALSE | L | Annual | Fuel Consumed | TBtu | 4623.8487 | 4011.3171 | 2657.1749 | 1665.658 | 456.6464 | 919.6761 | 1334.54
#MATS - MER Rate in 2015 (PK) | 46 | 7126 | MACT Fuel Choice Floor in lbs/MMBtu | FALSE | L | Annual | Rate | lb/MMBtu | 5.239e-07 | 5.3808e-07 | 5.3961e-07 | 5.3185e-07 | 5.6354e-07 | 5.8463e-07 | 5.8777e-07
#MATS - MER Rate in 2015 (PK) | 46 | 7126 | MACT Fuel Choice Floor in lbs/MMBtu | FALSE | L | Annual | Generation | TWh | 451.3511 | 390.3784 | 222.3197 | 125.3055 | 43.2006 | 88.7966 | 130.3263
#MATS - MER Rate in 2015 (PK) | 46 | 7126 | MACT Fuel Choice Floor in lbs/MMBtu | FALSE | L | Annual | Qualifying Generation | TWh | 451.3511 | 390.3784 | 222.3197 | 125.3055 | 43.2006 | 88.7966 | 130.3263
#MATS - MER Rate in 2015 (PK) | 46 | 7126 | MACT Fuel Choice Floor in lbs/MMBtu | FALSE | L | Annual | Constraint Shadow Price | US2022$/Lb | 0 | 0 | 0 | 0 | 0 | 0 | 0
111(b) - 1000lbs/MWh CO2 - New CC | 47 | 7703 | Rate Constraint in lbs/MWh | FALSE | L | Annual | Seasons Included | Seasons | Winter, Spring, Summer, Fall | Winter, Spring, Summer, Fall | Winter, Spring, Summer, Fall | Winter, Spring, Summer, Fall | Winter, Spring, Summer, Fall | Winter, Spring, Summer, Fall | Winter, Spring, Summer, Fall
111(b) - 1000lbs/MWh CO2 - New CC | 47 | 7703 | Rate Constraint in lbs/MWh | FALSE | L | Annual | Standard CO2 | lb/MWh | 1000 | 1000 | 1000 | 1000 | 1000 | 1000 | 1000
111(b) - 1000lbs/MWh CO2 - New CC | 47 | 7703 | Rate Constraint in lbs/MWh | FALSE | L | Annual | Emissions at Affected Plants CO2 | Thousand Tons | 68038.952 | 73965.9354 | 68125.5558 | 59635.9897 | 43247.2451 | 112907.3524 | 190169.9448
111(b) - 1000lbs/MWh CO2 - New CC | 47 | 7703 | Rate Constraint in lbs/MWh | FALSE | L | Annual | Allowances Purchased CO2 | Thousand Tons | 0 | 0 | 0 | 0 | 0 | 0 | 0
111(b) - 1000lbs/MWh CO2 - New CC | 47 | 7703 | Rate Constraint in lbs/MWh | FALSE | L | Annual | Allowances Sold CO2 | Thousand Tons | 0 | 0 | 0 | 0 | 0 | 0 | 0
111(b) - 1000lbs/MWh CO2 - New CC | 47 | 7703 | Rate Constraint in lbs/MWh | FALSE | L | Annual | Allowances Banked | Thousand Tons | 0 | 0 | 0 | 0 | 0 | 0 | 0
111(b) - 1000lbs/MWh CO2 - New CC | 47 | 7703 | Rate Constraint in lbs/MWh | FALSE | L | Annual | Allowances Withdrawn (1:1) | Thousand Tons | 0 | 0 | 0 | 0 | 0 | 0 | 0
111(b) - 1000lbs/MWh CO2 - New CC | 47 | 7703 | Rate Constraint in lbs/MWh | FALSE | L | Annual | Allowances Withdrawn (n:1) | Thousand Tons | 0 | 0 | 0 | 0 | 0 | 0 | 0
111(b) - 1000lbs/MWh CO2 - New CC | 47 | 7703 | Rate Constraint in lbs/MWh | FALSE | L | Annual | Net Emissions Allowance Position | Thousand Tons | 68038.952 | 73965.9354 | 68125.5558 | 59635.9897 | 43247.2451 | 112907.3524 | 190169.9448
111(b) - 1000lbs/MWh CO2 - New CC | 47 | 7703 | Rate Constraint in lbs/MWh | FALSE | L | Annual | Fuel Consumed | TBtu | 1162.2643 | 1263.511 | 1182.5149 | 1037.4933 | 755.422 | 1947.4927 | 3267.3183
111(b) - 1000lbs/MWh CO2 - New CC | 47 | 7703 | Rate Constraint in lbs/MWh | FALSE | L | Annual | Rate | lb/MMBtu | 117.08 | 117.08 | 115.2215 | 114.9617 | 114.4982 | 115.9515 | 116.4074
111(b) - 1000lbs/MWh CO2 - New CC | 47 | 7703 | Rate Constraint in lbs/MWh | FALSE | L | Annual | Generation | TWh | 182.3004 | 198.1945 | 185.0375 | 162.2761 | 118.075 | 305.1428 | 512.29
111(b) - 1000lbs/MWh CO2 - New CC | 47 | 7703 | Rate Constraint in lbs/MWh | FALSE | L | Annual | Qualifying Generation | TWh | 182.3004 | 198.1945 | 185.0375 | 162.2761 | 118.075 | 305.1428 | 512.29
111(b) - 1000lbs/MWh CO2 - New CC | 47 | 7703 | Rate Constraint in lbs/MWh | FALSE | L | Annual | Constraint Shadow Price | US2022$/Ton | 0 | 0 | 0 | 0 | 0 | 0 | 0
111(b) - 1000lbs/MWh CO2 - New CC with CCS | 48 | 7704 | Rate Constraint in lbs/MWh | FALSE | L | Annual | Seasons Included | Seasons | Winter, Spring, Summer, Fall | Winter, Spring, Summer, Fall | Winter, Spring, Summer, Fall | Winter, Spring, Summer, Fall | Winter, Spring, Summer, Fall | Winter, Spring, Summer, Fall | Winter, Spring, Summer, Fall
111(b) - 1000lbs/MWh CO2 - New CC with CCS | 48 | 7704 | Rate Constraint in lbs/MWh | FALSE | L | Annual | Standard CO2 | lb/MWh | 1000 | 1000 | 1000 | 1000 | 1000 | 1000 | 1000
111(b) - 1000lbs/MWh CO2 - New CC with CCS | 48 | 7704 | Rate Constraint in lbs/MWh | FALSE | L | Annual | Emissions at Affected Plants CO2 | Thousand Tons | 0 | 0 | 0 | 0 | 0 | 0 | 0
111(b) - 1000lbs/MWh CO2 - New CC with CCS | 48 | 7704 | Rate Constraint in lbs/MWh | FALSE | L | Annual | Allowances Purchased CO2 | Thousand Tons | 0 | 0 | 0 | 0 | 0 | 0 | 0
111(b) - 1000lbs/MWh CO2 - New CC with CCS | 48 | 7704 | Rate Constraint in lbs/MWh | FALSE | L | Annual | Allowances Sold CO2 | Thousand Tons | 0 | 0 | 0 | 0 | 0 | 0 | 0
111(b) - 1000lbs/MWh CO2 - New CC with CCS | 48 | 7704 | Rate Constraint in lbs/MWh | FALSE | L | Annual | Allowances Banked | Thousand Tons | 0 | 0 | 0 | 0 | 0 | 0 | 0
111(b) - 1000lbs/MWh CO2 - New CC with CCS | 48 | 7704 | Rate Constraint in lbs/MWh | FALSE | L | Annual | Allowances Withdrawn (1:1) | Thousand Tons | 0 | 0 | 0 | 0 | 0 | 0 | 0
111(b) - 1000lbs/MWh CO2 - New CC with CCS | 48 | 7704 | Rate Constraint in lbs/MWh | FALSE | L | Annual | Allowances Withdrawn (n:1) | Thousand Tons | 0 | 0 | 0 | 0 | 0 | 0 | 0
111(b) - 1000lbs/MWh CO2 - New CC with CCS | 48 | 7704 | Rate Constraint in lbs/MWh | FALSE | L | Annual | Net Emissions Allowance Position | Thousand Tons | 0 | 0 | 0 | 0 | 0 | 0 | 0
111(b) - 1000lbs/MWh CO2 - New CC with CCS | 48 | 7704 | Rate Constraint in lbs/MWh | FALSE | L | Annual | Fuel Consumed | TBtu | 0 | 0 | 0 | 0 | 0 | 0 | 0
111(b) - 1000lbs/MWh CO2 - New CC with CCS | 48 | 7704 | Rate Constraint in lbs/MWh | FALSE | L | Annual | Rate | lb/MMBtu | 0 | 0 | 0 | 0 | 0 | 0 | 0
111(b) - 1000lbs/MWh CO2 - New CC with CCS | 48 | 7704 | Rate Constraint in lbs/MWh | FALSE | L | Annual | Generation | TWh | 0 | 0 | 0 | 0 | 0 | 0 | 0
111(b) - 1000lbs/MWh CO2 - New CC with CCS | 48 | 7704 | Rate Constraint in lbs/MWh | FALSE | L | Annual | Qualifying Generation | TWh | 0 | 0 | 0 | 0 | 0 | 0 | 0
111(b) - 1000lbs/MWh CO2 - New CC with CCS | 48 | 7704 | Rate Constraint in lbs/MWh | FALSE | L | Annual | Constraint Shadow Price | US2022$/Ton | 0 | 0 | 0 | 0 | 0 | 0 | 0
111(b) - 1400lbs/MWh CO2 - New UPC with 30% CCS | 49 | 7700 | Rate Constraint in lbs/MWh | FALSE | L | Annual | Seasons Included | Seasons | Winter, Spring, Summer, Fall | Winter, Spring, Summer, Fall | Winter, Spring, Summer, Fall | Winter, Spring, Summer, Fall | Winter, Spring, Summer, Fall | Winter, Spring, Summer, Fall | Winter, Spring, Summer, Fall
111(b) - 1400lbs/MWh CO2 - New UPC with 30% CCS | 49 | 7700 | Rate Constraint in lbs/MWh | FALSE | L | Annual | Standard CO2 | lb/MWh | 1400 | 1400 | 1400 | 1400 | 1400 | 1400 | 1400
111(b) - 1400lbs/MWh CO2 - New UPC with 30% CCS | 49 | 7700 | Rate Constraint in lbs/MWh | FALSE | L | Annual | Emissions at Affected Plants CO2 | Thousand Tons | 0 | 0 | 0 | 0 | 0 | 0 | 0
111(b) - 1400lbs/MWh CO2 - New UPC with 30% CCS | 49 | 7700 | Rate Constraint in lbs/MWh | FALSE | L | Annual | Allowances Purchased CO2 | Thousand Tons | 0 | 0 | 0 | 0 | 0 | 0 | 0
111(b) - 1400lbs/MWh CO2 - New UPC with 30% CCS | 49 | 7700 | Rate Constraint in lbs/MWh | FALSE | L | Annual | Allowances Sold CO2 | Thousand Tons | 0 | 0 | 0 | 0 | 0 | 0 | 0
111(b) - 1400lbs/MWh CO2 - New UPC with 30% CCS | 49 | 7700 | Rate Constraint in lbs/MWh | FALSE | L | Annual | Allowances Banked | Thousand Tons | 0 | 0 | 0 | 0 | 0 | 0 | 0
111(b) - 1400lbs/MWh CO2 - New UPC with 30% CCS | 49 | 7700 | Rate Constraint in lbs/MWh | FALSE | L | Annual | Allowances Withdrawn (1:1) | Thousand Tons | 0 | 0 | 0 | 0 | 0 | 0 | 0
111(b) - 1400lbs/MWh CO2 - New UPC with 30% CCS | 49 | 7700 | Rate Constraint in lbs/MWh | FALSE | L | Annual | Allowances Withdrawn (n:1) | Thousand Tons | 0 | 0 | 0 | 0 | 0 | 0 | 0
111(b) - 1400lbs/MWh CO2 - New UPC with 30% CCS | 49 | 7700 | Rate Constraint in lbs/MWh | FALSE | L | Annual | Net Emissions Allowance Position | Thousand Tons | 0 | 0 | 0 | 0 | 0 | 0 | 0
111(b) - 1400lbs/MWh CO2 - New UPC with 30% CCS | 49 | 7700 | Rate Constraint in lbs/MWh | FALSE | L | Annual | Fuel Consumed | TBtu | 0 | 0 | 0 | 0 | 0 | 0 | 0
111(b) - 1400lbs/MWh CO2 - New UPC with 30% CCS | 49 | 7700 | Rate Constraint in lbs/MWh | FALSE | L | Annual | Rate | lb/MMBtu | 0 | 0 | 0 | 0 | 0 | 0 | 0
111(b) - 1400lbs/MWh CO2 - New UPC with 30% CCS | 49 | 7700 | Rate Constraint in lbs/MWh | FALSE | L | Annual | Generation | TWh | 0 | 0 | 0 | 0 | 0 | 0 | 0
111(b) - 1400lbs/MWh CO2 - New UPC with 30% CCS | 49 | 7700 | Rate Constraint in lbs/MWh | FALSE | L | Annual | Qualifying Generation | TWh | 0 | 0 | 0 | 0 | 0 | 0 | 0
111(b) - 1400lbs/MWh CO2 - New UPC with 30% CCS | 49 | 7700 | Rate Constraint in lbs/MWh | FALSE | L | Annual | Constraint Shadow Price | US2022$/Ton | 0 | 0 | 0 | 0 | 0 | 0 | 0
111(b) - 1400lbs/MWh CO2 - New UPC with 90% CCS | 50 | 7701 | Rate Constraint in lbs/MWh | FALSE | L | Annual | Seasons Included | Seasons | Winter, Spring, Summer, Fall | Winter, Spring, Summer, Fall | Winter, Spring, Summer, Fall | Winter, Spring, Summer, Fall | Winter, Spring, Summer, Fall | Winter, Spring, Summer, Fall | Winter, Spring, Summer, Fall
111(b) - 1400lbs/MWh CO2 - New UPC with 90% CCS | 50 | 7701 | Rate Constraint in lbs/MWh | FALSE | L | Annual | Standard CO2 | lb/MWh | 1400 | 1400 | 1400 | 1400 | 1400 | 1400 | 1400
111(b) - 1400lbs/MWh CO2 - New UPC with 90% CCS | 50 | 7701 | Rate Constraint in lbs/MWh | FALSE | L | Annual | Emissions at Affected Plants CO2 | Thousand Tons | 0 | 0 | 0 | 0 | 0 | 0 | 0
111(b) - 1400lbs/MWh CO2 - New UPC with 90% CCS | 50 | 7701 | Rate Constraint in lbs/MWh | FALSE | L | Annual | Allowances Purchased CO2 | Thousand Tons | 0 | 0 | 0 | 0 | 0 | 0 | 0
111(b) - 1400lbs/MWh CO2 - New UPC with 90% CCS | 50 | 7701 | Rate Constraint in lbs/MWh | FALSE | L | Annual | Allowances Sold CO2 | Thousand Tons | 0 | 0 | 0 | 0 | 0 | 0 | 0
111(b) - 1400lbs/MWh CO2 - New UPC with 90% CCS | 50 | 7701 | Rate Constraint in lbs/MWh | FALSE | L | Annual | Allowances Banked | Thousand Tons | 0 | 0 | 0 | 0 | 0 | 0 | 0
111(b) - 1400lbs/MWh CO2 - New UPC with 90% CCS | 50 | 7701 | Rate Constraint in lbs/MWh | FALSE | L | Annual | Allowances Withdrawn (1:1) | Thousand Tons | 0 | 0 | 0 | 0 | 0 | 0 | 0
111(b) - 1400lbs/MWh CO2 - New UPC with 90% CCS | 50 | 7701 | Rate Constraint in lbs/MWh | FALSE | L | Annual | Allowances Withdrawn (n:1) | Thousand Tons | 0 | 0 | 0 | 0 | 0 | 0 | 0
111(b) - 1400lbs/MWh CO2 - New UPC with 90% CCS | 50 | 7701 | Rate Constraint in lbs/MWh | FALSE | L | Annual | Net Emissions Allowance Position | Thousand Tons | 0 | 0 | 0 | 0 | 0 | 0 | 0
111(b) - 1400lbs/MWh CO2 - New UPC with 90% CCS | 50 | 7701 | Rate Constraint in lbs/MWh | FALSE | L | Annual | Fuel Consumed | TBtu | 0 | 0 | 0 | 0 | 0 | 0 | 0
111(b) - 1400lbs/MWh CO2 - New UPC with 90% CCS | 50 | 7701 | Rate Constraint in lbs/MWh | FALSE | L | Annual | Rate | lb/MMBtu | 0 | 0 | 0 | 0 | 0 | 0 | 0
111(b) - 1400lbs/MWh CO2 - New UPC with 90% CCS | 50 | 7701 | Rate Constraint in lbs/MWh | FALSE | L | Annual | Generation | TWh | 0 | 0 | 0 | 0 | 0 | 0 | 0
111(b) - 1400lbs/MWh CO2 - New UPC with 90% CCS | 50 | 7701 | Rate Constraint in lbs/MWh | FALSE | L | Annual | Qualifying Generation | TWh | 0 | 0 | 0 | 0 | 0 | 0 | 0
111(b) - 1400lbs/MWh CO2 - New UPC with 90% CCS | 50 | 7701 | Rate Constraint in lbs/MWh | FALSE | L | Annual | Constraint Shadow Price | US2022$/Ton | 0 | 0 | 0 | 0 | 0 | 0 | 0
7.23 - NJ Fossil CO2 Rate Limit: Unit 1652 | 51 | 7999 | Rate Constraint in lbs/MWh | FALSE | L | Annual | Seasons Included | Seasons | Winter, Spring, Summer, Fall | Winter, Spring, Summer, Fall | Winter, Spring, Summer, Fall | Winter, Spring, Summer, Fall | Winter, Spring, Summer, Fall | Winter, Spring, Summer, Fall | Winter, Spring, Summer, Fall
7.23 - NJ Fossil CO2 Rate Limit: Unit 1652 | 51 | 7999 | Rate Constraint in lbs/MWh | FALSE | L | Annual | Standard CO2 | lb/MWh | 1700 | 1700 | 1300 | 1300 | 1300 | 1300 | 1300
7.23 - NJ Fossil CO2 Rate Limit: Unit 1652 | 51 | 7999 | Rate Constraint in lbs/MWh | FALSE | L | Annual | Emissions at Affected Plants CO2 | Thousand Tons | 61.0382 | 60.6289 | 14.2763 | 12.1675 | 4.5878 | 16.6223 | 20.9541
7.23 - NJ Fossil CO2 Rate Limit: Unit 1652 | 51 | 7999 | Rate Constraint in lbs/MWh | FALSE | L | Annual | Allowances Purchased CO2 | Thousand Tons | 0 | 0 | 0 | 0 | 0 | 0 | 0
7.23 - NJ Fossil CO2 Rate Limit: Unit 1652 | 51 | 7999 | Rate Constraint in lbs/MWh | FALSE | L | Annual | Allowances Sold CO2 | Thousand Tons | 0 | 0 | 0 | 0 | 0 | 0 | 0
7.23 - NJ Fossil CO2 Rate Limit: Unit 1652 | 51 | 7999 | Rate Constraint in lbs/MWh | FALSE | L | Annual | Allowances Banked | Thousand Tons | 0 | 0 | 0 | 0 | 0 | 0 | 0
7.23 - NJ Fossil CO2 Rate Limit: Unit 1652 | 51 | 7999 | Rate Constraint in lbs/MWh | FALSE | L | Annual | Allowances Withdrawn (1:1) | Thousand Tons | 0 | 0 | 0 | 0 | 0 | 0 | 0
7.23 - NJ Fossil CO2 Rate Limit: Unit 1652 | 51 | 7999 | Rate Constraint in lbs/MWh | FALSE | L | Annual | Allowances Withdrawn (n:1) | Thousand Tons | 0 | 0 | 0 | 0 | 0 | 0 | 0
7.23 - NJ Fossil CO2 Rate Limit: Unit 1652 | 51 | 7999 | Rate Constraint in lbs/MWh | FALSE | L | Annual | Net Emissions Allowance Position | Thousand Tons | 61.0382 | 60.6289 | 14.2763 | 12.1675 | 4.5878 | 16.6223 | 20.9541
7.23 - NJ Fossil CO2 Rate Limit: Unit 1652 | 51 | 7999 | Rate Constraint in lbs/MWh | FALSE | L | Annual | Fuel Consumed | TBtu | 1.0427 | 1.0357 | 0.24387 | 0.20785 | 0.07837 | 0.28395 | 0.35794
7.23 - NJ Fossil CO2 Rate Limit: Unit 1652 | 51 | 7999 | Rate Constraint in lbs/MWh | FALSE | L | Annual | Rate | lb/MMBtu | 117.08 | 117.08 | 117.08 | 117.08 | 117.08 | 117.08 | 117.08
7.23 - NJ Fossil CO2 Rate Limit: Unit 1652 | 51 | 7999 | Rate Constraint in lbs/MWh | FALSE | L | Annual | Generation | TWh | 0.11884 | 0.11804 | 0.027795 | 0.023689 | 0.008932 | 0.032362 | 0.040796
7.23 - NJ Fossil CO2 Rate Limit: Unit 1652 | 51 | 7999 | Rate Constraint in lbs/MWh | FALSE | L | Annual | Qualifying Generation | TWh | 0.11884 | 0.11804 | 0.027795 | 0.023689 | 0.008932 | 0.032362 | 0.040796
7.23 - NJ Fossil CO2 Rate Limit: Unit 1652 | 51 | 7999 | Rate Constraint in lbs/MWh | FALSE | L | Annual | Constraint Shadow Price | US2022$/Ton | 0 | 0 | 0 | 0 | 0 | 0 | 0
7.23 - NJ Fossil CO2 Rate Limit: Unit 1653 | 52 | 8000 | Rate Constraint in lbs/MWh | FALSE | L | Annual | Seasons Included | Seasons | Winter, Spring, Summer, Fall | Winter, Spring, Summer, Fall | Winter, Spring, Summer, Fall | Winter, Spring, Summer, Fall | Winter, Spring, Summer, Fall | Winter, Spring, Summer, Fall | Winter, Spring, Summer, Fall
7.23 - NJ Fossil CO2 Rate Limit: Unit 1653 | 52 | 8000 | Rate Constraint in lbs/MWh | FALSE | L | Annual | Standard CO2 | lb/MWh | 1700 | 1700 | 1300 | 1300 | 1300 | 1300 | 1300
7.23 - NJ Fossil CO2 Rate Limit: Unit 1653 | 52 | 8000 | Rate Constraint in lbs/MWh | FALSE | L | Annual | Emissions at Affected Plants CO2 | Thousand Tons | 1391.5907 | 1447.4538 | 854.4921 | 716.5713 | 780.8767 | 1015.4657 | 922.4201
7.23 - NJ Fossil CO2 Rate Limit: Unit 1653 | 52 | 8000 | Rate Constraint in lbs/MWh | FALSE | L | Annual | Allowances Purchased CO2 | Thousand Tons | 0 | 0 | 0 | 0 | 0 | 0 | 0
7.23 - NJ Fossil CO2 Rate Limit: Unit 1653 | 52 | 8000 | Rate Constraint in lbs/MWh | FALSE | L | Annual | Allowances Sold CO2 | Thousand Tons | 0 | 0 | 0 | 0 | 0 | 0 | 0
7.23 - NJ Fossil CO2 Rate Limit: Unit 1653 | 52 | 8000 | Rate Constraint in lbs/MWh | FALSE | L | Annual | Allowances Banked | Thousand Tons | 0 | 0 | 0 | 0 | 0 | 0 | 0
7.23 - NJ Fossil CO2 Rate Limit: Unit 1653 | 52 | 8000 | Rate Constraint in lbs/MWh | FALSE | L | Annual | Allowances Withdrawn (1:1) | Thousand Tons | 0 | 0 | 0 | 0 | 0 | 0 | 0
7.23 - NJ Fossil CO2 Rate Limit: Unit 1653 | 52 | 8000 | Rate Constraint in lbs/MWh | FALSE | L | Annual | Allowances Withdrawn (n:1) | Thousand Tons | 0 | 0 | 0 | 0 | 0 | 0 | 0
7.23 - NJ Fossil CO2 Rate Limit: Unit 1653 | 52 | 8000 | Rate Constraint in lbs/MWh | FALSE | L | Annual | Net Emissions Allowance Position | Thousand Tons | 1391.5907 | 1447.4538 | 854.4921 | 716.5713 | 780.8767 | 1015.4657 | 922.4201
7.23 - NJ Fossil CO2 Rate Limit: Unit 1653 | 52 | 8000 | Rate Constraint in lbs/MWh | FALSE | L | Annual | Fuel Consumed | TBtu | 23.7716 | 24.7259 | 14.5967 | 12.2407 | 13.3392 | 17.3465 | 15.7571
7.23 - NJ Fossil CO2 Rate Limit: Unit 1653 | 52 | 8000 | Rate Constraint in lbs/MWh | FALSE | L | Annual | Rate | lb/MMBtu | 117.08 | 117.08 | 117.08 | 117.08 | 117.08 | 117.08 | 117.08
7.23 - NJ Fossil CO2 Rate Limit: Unit 1653 | 52 | 8000 | Rate Constraint in lbs/MWh | FALSE | L | Annual | Generation | TWh | 3.3719 | 3.5072 | 2.0705 | 1.7363 | 1.8921 | 2.4605 | 2.235
7.23 - NJ Fossil CO2 Rate Limit: Unit 1653 | 52 | 8000 | Rate Constraint in lbs/MWh | FALSE | L | Annual | Qualifying Generation | TWh | 3.3719 | 3.5072 | 2.0705 | 1.7363 | 1.8921 | 2.4605 | 2.235
7.23 - NJ Fossil CO2 Rate Limit: Unit 1653 | 52 | 8000 | Rate Constraint in lbs/MWh | FALSE | L | Annual | Constraint Shadow Price | US2022$/Ton | 0 | 0 | 0 | 0 | 0 | 0 | 0
7.23 - NJ Fossil CO2 Rate Limit: Unit 1654 | 53 | 8001 | Rate Constraint in lbs/MWh | FALSE | L | Annual | Seasons Included | Seasons | Winter, Spring, Summer, Fall | Winter, Spring, Summer, Fall | Winter, Spring, Summer, Fall | Winter, Spring, Summer, Fall | Winter, Spring, Summer, Fall | Winter, Spring, Summer, Fall | Winter, Spring, Summer, Fall
7.23 - NJ Fossil CO2 Rate Limit: Unit 1654 | 53 | 8001 | Rate Constraint in lbs/MWh | FALSE | L | Annual | Standard CO2 | lb/MWh | 1700 | 1700 | 1300 | 1300 | 1300 | 1300 | 1300
7.23 - NJ Fossil CO2 Rate Limit: Unit 1654 | 53 | 8001 | Rate Constraint in lbs/MWh | FALSE | L | Annual | Emissions at Affected Plants CO2 | Thousand Tons | 885.2065 | 878.2696 | 562.6485 | 436.2666 | 456.9145 | 621.0861 | 594.1796
7.23 - NJ Fossil CO2 Rate Limit: Unit 1654 | 53 | 8001 | Rate Constraint in lbs/MWh | FALSE | L | Annual | Allowances Purchased CO2 | Thousand Tons | 0 | 0 | 0 | 0 | 0 | 0 | 0
7.23 - NJ Fossil CO2 Rate Limit: Unit 1654 | 53 | 8001 | Rate Constraint in lbs/MWh | FALSE | L | Annual | Allowances Sold CO2 | Thousand Tons | 0 | 0 | 0 | 0 | 0 | 0 | 0
7.23 - NJ Fossil CO2 Rate Limit: Unit 1654 | 53 | 8001 | Rate Constraint in lbs/MWh | FALSE | L | Annual | Allowances Banked | Thousand Tons | 0 | 0 | 0 | 0 | 0 | 0 | 0
7.23 - NJ Fossil CO2 Rate Limit: Unit 1654 | 53 | 8001 | Rate Constraint in lbs/MWh | FALSE | L | Annual | Allowances Withdrawn (1:1) | Thousand Tons | 0 | 0 | 0 | 0 | 0 | 0 | 0
7.23 - NJ Fossil CO2 Rate Limit: Unit 1654 | 53 | 8001 | Rate Constraint in lbs/MWh | FALSE | L | Annual | Allowances Withdrawn (n:1) | Thousand Tons | 0 | 0 | 0 | 0 | 0 | 0 | 0
7.23 - NJ Fossil CO2 Rate Limit: Unit 1654 | 53 | 8001 | Rate Constraint in lbs/MWh | FALSE | L | Annual | Net Emissions Allowance Position | Thousand Tons | 885.2065 | 878.2696 | 562.6485 | 436.2666 | 456.9145 | 621.0861 | 594.1796
7.23 - NJ Fossil CO2 Rate Limit: Unit 1654 | 53 | 8001 | Rate Constraint in lbs/MWh | FALSE | L | Annual | Fuel Consumed | TBtu | 15.1214 | 15.0029 | 9.6114 | 7.4525 | 7.8052 | 10.6096 | 10.15
7.23 - NJ Fossil CO2 Rate Limit: Unit 1654 | 53 | 8001 | Rate Constraint in lbs/MWh | FALSE | L | Annual | Rate | lb/MMBtu | 117.08 | 117.08 | 117.08 | 117.08 | 117.08 | 117.08 | 117.08
7.23 - NJ Fossil CO2 Rate Limit: Unit 1654 | 53 | 8001 | Rate Constraint in lbs/MWh | FALSE | L | Annual | Generation | TWh | 2.1449 | 2.1281 | 1.3633 | 1.0571 | 1.1071 | 1.5049 | 1.4397
7.23 - NJ Fossil CO2 Rate Limit: Unit 1654 | 53 | 8001 | Rate Constraint in lbs/MWh | FALSE | L | Annual | Qualifying Generation | TWh | 2.1449 | 2.1281 | 1.3633 | 1.0571 | 1.1071 | 1.5049 | 1.4397
7.23 - NJ Fossil CO2 Rate Limit: Unit 1654 | 53 | 8001 | Rate Constraint in lbs/MWh | FALSE | L | Annual | Constraint Shadow Price | US2022$/Ton | 0 | 0 | 0 | 0 | 0 | 0 | 0
7.23 - NJ Fossil CO2 Rate Limit: Unit 1655 | 54 | 8002 | Rate Constraint in lbs/MWh | FALSE | L | Annual | Seasons Included | Seasons | Winter, Spring, Summer, Fall | Winter, Spring, Summer, Fall | Winter, Spring, Summer, Fall | Winter, Spring, Summer, Fall | Winter, Spring, Summer, Fall | Winter, Spring, Summer, Fall | Winter, Spring, Summer, Fall
7.23 - NJ Fossil CO2 Rate Limit: Unit 1655 | 54 | 8002 | Rate Constraint in lbs/MWh | FALSE | L | Annual | Standard CO2 | lb/MWh | 1700 | 1700 | 1300 | 1300 | 1300 | 1300 | 1300
7.23 - NJ Fossil CO2 Rate Limit: Unit 1655 | 54 | 8002 | Rate Constraint in lbs/MWh | FALSE | L | Annual | Emissions at Affected Plants CO2 | Thousand Tons | 1438.6912 | 1373.0245 | 1047.1137 | 573.4918 | 657.9477 | 1207.7852 | 1075.8286
7.23 - NJ Fossil CO2 Rate Limit: Unit 1655 | 54 | 8002 | Rate Constraint in lbs/MWh | FALSE | L | Annual | Allowances Purchased CO2 | Thousand Tons | 0 | 0 | 0 | 0 | 0 | 0 | 0
7.23 - NJ Fossil CO2 Rate Limit: Unit 1655 | 54 | 8002 | Rate Constraint in lbs/MWh | FALSE | L | Annual | Allowances Sold CO2 | Thousand Tons | 0 | 0 | 0 | 0 | 0 | 0 | 0
7.23 - NJ Fossil CO2 Rate Limit: Unit 1655 | 54 | 8002 | Rate Constraint in lbs/MWh | FALSE | L | Annual | Allowances Banked | Thousand Tons | 0 | 0 | 0 | 0 | 0 | 0 | 0
7.23 - NJ Fossil CO2 Rate Limit: Unit 1655 | 54 | 8002 | Rate Constraint in lbs/MWh | FALSE | L | Annual | Allowances Withdrawn (1:1) | Thousand Tons | 0 | 0 | 0 | 0 | 0 | 0 | 0
7.23 - NJ Fossil CO2 Rate Limit: Unit 1655 | 54 | 8002 | Rate Constraint in lbs/MWh | FALSE | L | Annual | Allowances Withdrawn (n:1) | Thousand Tons | 0 | 0 | 0 | 0 | 0 | 0 | 0
7.23 - NJ Fossil CO2 Rate Limit: Unit 1655 | 54 | 8002 | Rate Constraint in lbs/MWh | FALSE | L | Annual | Net Emissions Allowance Position | Thousand Tons | 1438.6912 | 1373.0245 | 1047.1137 | 573.4918 | 657.9477 | 1207.7852 | 1075.8286
7.23 - NJ Fossil CO2 Rate Limit: Unit 1655 | 54 | 8002 | Rate Constraint in lbs/MWh | FALSE | L | Annual | Fuel Consumed | TBtu | 24.5762 | 23.4545 | 17.8871 | 9.7966 | 11.2393 | 20.6318 | 18.3777
7.23 - NJ Fossil CO2 Rate Limit: Unit 1655 | 54 | 8002 | Rate Constraint in lbs/MWh | FALSE | L | Annual | Rate | lb/MMBtu | 117.08 | 117.08 | 117.08 | 117.08 | 117.08 | 117.08 | 117.08
7.23 - NJ Fossil CO2 Rate Limit: Unit 1655 | 54 | 8002 | Rate Constraint in lbs/MWh | FALSE | L | Annual | Generation | TWh | 3.4119 | 3.2562 | 2.4833 | 1.3601 | 1.5604 | 2.8643 | 2.5514
7.23 - NJ Fossil CO2 Rate Limit: Unit 1655 | 54 | 8002 | Rate Constraint in lbs/MWh | FALSE | L | Annual | Qualifying Generation | TWh | 3.4119 | 3.2562 | 2.4833 | 1.3601 | 1.5604 | 2.8643 | 2.5514
7.23 - NJ Fossil CO2 Rate Limit: Unit 1655 | 54 | 8002 | Rate Constraint in lbs/MWh | FALSE | L | Annual | Constraint Shadow Price | US2022$/Ton | 0 | 0 | 0 | 0 | 0 | 0 | 0
7.23 - NJ Fossil CO2 Rate Limit: Unit 1656 | 55 | 8003 | Rate Constraint in lbs/MWh | FALSE | L | Annual | Seasons Included | Seasons | Winter, Spring, Summer, Fall | Winter, Spring, Summer, Fall | Winter, Spring, Summer, Fall | Winter, Spring, Summer, Fall | Winter, Spring, Summer, Fall | Winter, Spring, Summer, Fall | Winter, Spring, Summer, Fall
7.23 - NJ Fossil CO2 Rate Limit: Unit 1656 | 55 | 8003 | Rate Constraint in lbs/MWh | FALSE | L | Annual | Standard CO2 | lb/MWh | 1700 | 1700 | 1300 | 1300 | 1300 | 1300 | 1300
7.23 - NJ Fossil CO2 Rate Limit: Unit 1656 | 55 | 8003 | Rate Constraint in lbs/MWh | FALSE | L | Annual | Emissions at Affected Plants CO2 | Thousand Tons | 1454.1546 | 1505.1941 | 1051.6657 | 873.3205 | 1070.8797 | 1124.0876 | 1124.8266
7.23 - NJ Fossil CO2 Rate Limit: Unit 1656 | 55 | 8003 | Rate Constraint in lbs/MWh | FALSE | L | Annual | Allowances Purchased CO2 | Thousand Tons | 0 | 0 | 0 | 0 | 0 | 0 | 0
7.23 - NJ Fossil CO2 Rate Limit: Unit 1656 | 55 | 8003 | Rate Constraint in lbs/MWh | FALSE | L | Annual | Allowances Sold CO2 | Thousand Tons | 0 | 0 | 0 | 0 | 0 | 0 | 0
7.23 - NJ Fossil CO2 Rate Limit: Unit 1656 | 55 | 8003 | Rate Constraint in lbs/MWh | FALSE | L | Annual | Allowances Banked | Thousand Tons | 0 | 0 | 0 | 0 | 0 | 0 | 0
7.23 - NJ Fossil CO2 Rate Limit: Unit 1656 | 55 | 8003 | Rate Constraint in lbs/MWh | FALSE | L | Annual | Allowances Withdrawn (1:1) | Thousand Tons | 0 | 0 | 0 | 0 | 0 | 0 | 0
7.23 - NJ Fossil CO2 Rate Limit: Unit 1656 | 55 | 8003 | Rate Constraint in lbs/MWh | FALSE | L | Annual | Allowances Withdrawn (n:1) | Thousand Tons | 0 | 0 | 0 | 0 | 0 | 0 | 0
7.23 - NJ Fossil CO2 Rate Limit: Unit 1656 | 55 | 8003 | Rate Constraint in lbs/MWh | FALSE | L | Annual | Net Emissions Allowance Position | Thousand Tons | 1454.1546 | 1505.1941 | 1051.6657 | 873.3205 | 1070.8797 | 1124.0876 | 1124.8266
7.23 - NJ Fossil CO2 Rate Limit: Unit 1656 | 55 | 8003 | Rate Constraint in lbs/MWh | FALSE | L | Annual | Fuel Consumed | TBtu | 24.8404 | 25.7122 | 17.9649 | 14.9184 | 18.2931 | 19.202 | 19.2147
7.23 - NJ Fossil CO2 Rate Limit: Unit 1656 | 55 | 8003 | Rate Constraint in lbs/MWh | FALSE | L | Annual | Rate | lb/MMBtu | 117.08 | 117.08 | 117.08 | 117.08 | 117.08 | 117.08 | 117.08
7.23 - NJ Fossil CO2 Rate Limit: Unit 1656 | 55 | 8003 | Rate Constraint in lbs/MWh | FALSE | L | Annual | Generation | TWh | 3.5115 | 3.6348 | 2.5396 | 2.1089 | 2.586 | 2.7145 | 2.7162
7.23 - NJ Fossil CO2 Rate Limit: Unit 1656 | 55 | 8003 | Rate Constraint in lbs/MWh | FALSE | L | Annual | Qualifying Generation | TWh | 3.5115 | 3.6348 | 2.5396 | 2.1089 | 2.586 | 2.7145 | 2.7162
7.23 - NJ Fossil CO2 Rate Limit: Unit 1656 | 55 | 8003 | Rate Constraint in lbs/MWh | FALSE | L | Annual | Constraint Shadow Price | US2022$/Ton | 0 | 0 | 0 | 0 | 0 | 0 | 0
7.23 - NJ Fossil CO2 Rate Limit: Unit 1657 | 56 | 8004 | Rate Constraint in lbs/MWh | FALSE | L | Annual | Seasons Included | Seasons | Winter, Spring, Summer, Fall | Winter, Spring, Summer, Fall | Winter, Spring, Summer, Fall | Winter, Spring, Summer, Fall | Winter, Spring, Summer, Fall | Winter, Spring, Summer, Fall | Winter, Spring, Summer, Fall
7.23 - NJ Fossil CO2 Rate Limit: Unit 1657 | 56 | 8004 | Rate Constraint in lbs/MWh | FALSE | L | Annual | Standard CO2 | lb/MWh | 1700 | 1700 | 1300 | 1300 | 1300 | 1300 | 1300
7.23 - NJ Fossil CO2 Rate Limit: Unit 1657 | 56 | 8004 | Rate Constraint in lbs/MWh | FALSE | L | Annual | Emissions at Affected Plants CO2 | Thousand Tons | 1099.5017 | 1144.9868 | 733.5164 | 550.6804 | 595.6725 | 797.7997 | 774.6229
7.23 - NJ Fossil CO2 Rate Limit: Unit 1657 | 56 | 8004 | Rate Constraint in lbs/MWh | FALSE | L | Annual | Allowances Purchased CO2 | Thousand Tons | 0 | 0 | 0 | 0 | 0 | 0 | 0
7.23 - NJ Fossil CO2 Rate Limit: Unit 1657 | 56 | 8004 | Rate Constraint in lbs/MWh | FALSE | L | Annual | Allowances Sold CO2 | Thousand Tons | 0 | 0 | 0 | 0 | 0 | 0 | 0
7.23 - NJ Fossil CO2 Rate Limit: Unit 1657 | 56 | 8004 | Rate Constraint in lbs/MWh | FALSE | L | Annual | Allowances Banked | Thousand Tons | 0 | 0 | 0 | 0 | 0 | 0 | 0
7.23 - NJ Fossil CO2 Rate Limit: Unit 1657 | 56 | 8004 | Rate Constraint in lbs/MWh | FALSE | L | Annual | Allowances Withdrawn (1:1) | Thousand Tons | 0 | 0 | 0 | 0 | 0 | 0 | 0
7.23 - NJ Fossil CO2 Rate Limit: Unit 1657 | 56 | 8004 | Rate Constraint in lbs/MWh | FALSE | L | Annual | Allowances Withdrawn (n:1) | Thousand Tons | 0 | 0 | 0 | 0 | 0 | 0 | 0
7.23 - NJ Fossil CO2 Rate Limit: Unit 1657 | 56 | 8004 | Rate Constraint in lbs/MWh | FALSE | L | Annual | Net Emissions Allowance Position | Thousand Tons | 1099.5017 | 1144.9868 | 733.5164 | 550.6804 | 595.6725 | 797.7997 | 774.6229
7.23 - NJ Fossil CO2 Rate Limit: Unit 1657 | 56 | 8004 | Rate Constraint in lbs/MWh | FALSE | L | Annual | Fuel Consumed | TBtu | 18.7821 | 19.5591 | 12.5302 | 9.4069 | 10.1755 | 13.6283 | 13.2324
7.23 - NJ Fossil CO2 Rate Limit: Unit 1657 | 56 | 8004 | Rate Constraint in lbs/MWh | FALSE | L | Annual | Rate | lb/MMBtu | 117.08 | 117.08 | 117.08 | 117.08 | 117.08 | 117.08 | 117.08
7.23 - NJ Fossil CO2 Rate Limit: Unit 1657 | 56 | 8004 | Rate Constraint in lbs/MWh | FALSE | L | Annual | Generation | TWh | 2.6641 | 2.7743 | 1.7773 | 1.3343 | 1.4433 | 1.9331 | 1.8769
7.23 - NJ Fossil CO2 Rate Limit: Unit 1657 | 56 | 8004 | Rate Constraint in lbs/MWh | FALSE | L | Annual | Qualifying Generation | TWh | 2.6641 | 2.7743 | 1.7773 | 1.3343 | 1.4433 | 1.9331 | 1.8769
7.23 - NJ Fossil CO2 Rate Limit: Unit 1657 | 56 | 8004 | Rate Constraint in lbs/MWh | FALSE | L | Annual | Constraint Shadow Price | US2022$/Ton | 0 | 0 | 0 | 0 | 0 | 0 | 0
7.23 - NJ Fossil CO2 Rate Limit: Unit 1658 | 57 | 8005 | Rate Constraint in lbs/MWh | FALSE | L | Annual | Seasons Included | Seasons | Winter, Spring, Summer, Fall | Winter, Spring, Summer, Fall | Winter, Spring, Summer, Fall | Winter, Spring, Summer, Fall | Winter, Spring, Summer, Fall | Winter, Spring, Summer, Fall | Winter, Spring, Summer, Fall
7.23 - NJ Fossil CO2 Rate Limit: Unit 1658 | 57 | 8005 | Rate Constraint in lbs/MWh | FALSE | L | Annual | Standard CO2 | lb/MWh | 1700 | 1700 | 1300 | 1300 | 1300 | 1300 | 1300
7.23 - NJ Fossil CO2 Rate Limit: Unit 1658 | 57 | 8005 | Rate Constraint in lbs/MWh | FALSE | L | Annual | Emissions at Affected Plants CO2 | Thousand Tons | 1823.5529 | 1957.0631 | 1221.53 | 939.0014 | 1023.2678 | 1330.6754 | 1327.3741
7.23 - NJ Fossil CO2 Rate Limit: Unit 1658 | 57 | 8005 | Rate Constraint in lbs/MWh | FALSE | L | Annual | Allowances Purchased CO2 | Thousand Tons | 0 | 0 | 0 | 0 | 0 | 0 | 0
7.23 - NJ Fossil CO2 Rate Limit: Unit 1658 | 57 | 8005 | Rate Constraint in lbs/MWh | FALSE | L | Annual | Allowances Sold CO2 | Thousand Tons | 0 | 0 | 0 | 0 | 0 | 0 | 0
7.23 - NJ Fossil CO2 Rate Limit: Unit 1658 | 57 | 8005 | Rate Constraint in lbs/MWh | FALSE | L | Annual | Allowances Banked | Thousand Tons | 0 | 0 | 0 | 0 | 0 | 0 | 0
7.23 - NJ Fossil CO2 Rate Limit: Unit 1658 | 57 | 8005 | Rate Constraint in lbs/MWh | FALSE | L | Annual | Allowances Withdrawn (1:1) | Thousand Tons | 0 | 0 | 0 | 0 | 0 | 0 | 0
7.23 - NJ Fossil CO2 Rate Limit: Unit 1658 | 57 | 8005 | Rate Constraint in lbs/MWh | FALSE | L | Annual | Allowances Withdrawn (n:1) | Thousand Tons | 0 | 0 | 0 | 0 | 0 | 0 | 0
7.23 - NJ Fossil CO2 Rate Limit: Unit 1658 | 57 | 8005 | Rate Constraint in lbs/MWh | FALSE | L | Annual | Net Emissions Allowance Position | Thousand Tons | 1823.5529 | 1957.0631 | 1221.53 | 939.0014 | 1023.2678 | 1330.6754 | 1327.3741
7.23 - NJ Fossil CO2 Rate Limit: Unit 1658 | 57 | 8005 | Rate Constraint in lbs/MWh | FALSE | L | Annual | Fuel Consumed | TBtu | 31.1505 | 33.4312 | 20.8666 | 16.0403 | 17.4798 | 22.731 | 22.6747
7.23 - NJ Fossil CO2 Rate Limit: Unit 1658 | 57 | 8005 | Rate Constraint in lbs/MWh | FALSE | L | Annual | Rate | lb/MMBtu | 117.08 | 117.08 | 117.08 | 117.08 | 117.08 | 117.08 | 117.08
7.23 - NJ Fossil CO2 Rate Limit: Unit 1658 | 57 | 8005 | Rate Constraint in lbs/MWh | FALSE | L | Annual | Generation | TWh | 4.4185 | 4.742 | 2.9598 | 2.2752 | 2.4794 | 3.2243 | 3.2163
7.23 - NJ Fossil CO2 Rate Limit: Unit 1658 | 57 | 8005 | Rate Constraint in lbs/MWh | FALSE | L | Annual | Qualifying Generation | TWh | 4.4185 | 4.742 | 2.9598 | 2.2752 | 2.4794 | 3.2243 | 3.2163
7.23 - NJ Fossil CO2 Rate Limit: Unit 1658 | 57 | 8005 | Rate Constraint in lbs/MWh | FALSE | L | Annual | Constraint Shadow Price | US2022$/Ton | 0 | 0 | 0 | 0 | 0 | 0 | 0
7.23 - NJ Fossil CO2 Rate Limit: Unit 1659 | 58 | 8006 | Rate Constraint in lbs/MWh | FALSE | L | Annual | Seasons Included | Seasons | Winter, Spring, Summer, Fall | Winter, Spring, Summer, Fall | Winter, Spring, Summer, Fall | Winter, Spring, Summer, Fall | Winter, Spring, Summer, Fall | Winter, Spring, Summer, Fall | Winter, Spring, Summer, Fall
7.23 - NJ Fossil CO2 Rate Limit: Unit 1659 | 58 | 8006 | Rate Constraint in lbs/MWh | FALSE | L | Annual | Standard CO2 | lb/MWh | 1700 | 1700 | 1300 | 1300 | 1300 | 1300 | 1300
7.23 - NJ Fossil CO2 Rate Limit: Unit 1659 | 58 | 8006 | Rate Constraint in lbs/MWh | FALSE | L | Annual | Emissions at Affected Plants CO2 | Thousand Tons | 11.763 | 11.5683 | 4.3988 | 3.785 | 3.8049 | 4.5707 | 5.4047
7.23 - NJ Fossil CO2 Rate Limit: Unit 1659 | 58 | 8006 | Rate Constraint in lbs/MWh | FALSE | L | Annual | Allowances Purchased CO2 | Thousand Tons | 0 | 0 | 0 | 0 | 0 | 0 | 0
7.23 - NJ Fossil CO2 Rate Limit: Unit 1659 | 58 | 8006 | Rate Constraint in lbs/MWh | FALSE | L | Annual | Allowances Sold CO2 | Thousand Tons | 0 | 0 | 0 | 0 | 0 | 0 | 0
7.23 - NJ Fossil CO2 Rate Limit: Unit 1659 | 58 | 8006 | Rate Constraint in lbs/MWh | FALSE | L | Annual | Allowances Banked | Thousand Tons | 0 | 0 | 0 | 0 | 0 | 0 | 0
7.23 - NJ Fossil CO2 Rate Limit: Unit 1659 | 58 | 8006 | Rate Constraint in lbs/MWh | FALSE | L | Annual | Allowances Withdrawn (1:1) | Thousand Tons | 0 | 0 | 0 | 0 | 0 | 0 | 0
7.23 - NJ Fossil CO2 Rate Limit: Unit 1659 | 58 | 8006 | Rate Constraint in lbs/MWh | FALSE | L | Annual | Allowances Withdrawn (n:1) | Thousand Tons | 0 | 0 | 0 | 0 | 0 | 0 | 0
7.23 - NJ Fossil CO2 Rate Limit: Unit 1659 | 58 | 8006 | Rate Constraint in lbs/MWh | FALSE | L | Annual | Net Emissions Allowance Position | Thousand Tons | 11.763 | 11.5683 | 4.3988 | 3.785 | 3.8049 | 4.5707 | 5.4047
7.23 - NJ Fossil CO2 Rate Limit: Unit 1659 | 58 | 8006 | Rate Constraint in lbs/MWh | FALSE | L | Annual | Fuel Consumed | TBtu | 0.15835 | 0.15573 | 0.059216 | 0.050953 | 0.051221 | 0.061531 | 0.072757
7.23 - NJ Fossil CO2 Rate Limit: Unit 1659 | 58 | 8006 | Rate Constraint in lbs/MWh | FALSE | L | Annual | Rate | lb/MMBtu | 148.5679 | 148.5679 | 148.5679 | 148.5679 | 148.5679 | 148.5679 | 148.5679
7.23 - NJ Fossil CO2 Rate Limit: Unit 1659 | 58 | 8006 | Rate Constraint in lbs/MWh | FALSE | L | Annual | Generation | TWh | 0.020032 | 0.0197 | 0.0074909 | 0.0064457 | 0.0064796 | 0.0077837 | 0.0092039
7.23 - NJ Fossil CO2 Rate Limit: Unit 1659 | 58 | 8006 | Rate Constraint in lbs/MWh | FALSE | L | Annual | Qualifying Generation | TWh | 0.020032 | 0.0197 | 0.0074909 | 0.0064457 | 0.0064796 | 0.0077837 | 0.0092039
7.23 - NJ Fossil CO2 Rate Limit: Unit 1659 | 58 | 8006 | Rate Constraint in lbs/MWh | FALSE | L | Annual | Constraint Shadow Price | US2022$/Ton | 0 | 0 | 0 | 0 | 0 | 0 | 0
7.23 - NJ Fossil CO2 Rate Limit: Unit 1660 | 59 | 8007 | Rate Constraint in lbs/MWh | FALSE | L | Annual | Seasons Included | Seasons | Winter, Spring, Summer, Fall | Winter, Spring, Summer, Fall | Winter, Spring, Summer, Fall | Winter, Spring, Summer, Fall | Winter, Spring, Summer, Fall | Winter, Spring, Summer, Fall | Winter, Spring, Summer, Fall
7.23 - NJ Fossil CO2 Rate Limit: Unit 1660 | 59 | 8007 | Rate Constraint in lbs/MWh | FALSE | L | Annual | Standard CO2 | lb/MWh | 1700 | 1700 | 1300 | 1300 | 1300 | 1300 | 1300
7.23 - NJ Fossil CO2 Rate Limit: Unit 1660 | 59 | 8007 | Rate Constraint in lbs/MWh | FALSE | L | Annual | Emissions at Affected Plants CO2 | Thousand Tons | 36.9723 | 47.9475 | 24.8955 | 13.4879 | 0 | 0 | 0
7.23 - NJ Fossil CO2 Rate Limit: Unit 1660 | 59 | 8007 | Rate Constraint in lbs/MWh | FALSE | L | Annual | Allowances Purchased CO2 | Thousand Tons | 0 | 0 | 0 | 0 | 0 | 0 | 0
7.23 - NJ Fossil CO2 Rate Limit: Unit 1660 | 59 | 8007 | Rate Constraint in lbs/MWh | FALSE | L | Annual | Allowances Sold CO2 | Thousand Tons | 0 | 0 | 0 | 0 | 0 | 0 | 0
7.23 - NJ Fossil CO2 Rate Limit: Unit 1660 | 59 | 8007 | Rate Constraint in lbs/MWh | FALSE | L | Annual | Allowances Banked | Thousand Tons | 0 | 0 | 0 | 0 | 0 | 0 | 0
7.23 - NJ Fossil CO2 Rate Limit: Unit 1660 | 59 | 8007 | Rate Constraint in lbs/MWh | FALSE | L | Annual | Allowances Withdrawn (1:1) | Thousand Tons | 0 | 0 | 0 | 0 | 0 | 0 | 0
7.23 - NJ Fossil CO2 Rate Limit: Unit 1660 | 59 | 8007 | Rate Constraint in lbs/MWh | FALSE | L | Annual | Allowances Withdrawn (n:1) | Thousand Tons | 0 | 0 | 0 | 0 | 0 | 0 | 0
7.23 - NJ Fossil CO2 Rate Limit: Unit 1660 | 59 | 8007 | Rate Constraint in lbs/MWh | FALSE | L | Annual | Net Emissions Allowance Position | Thousand Tons | 36.9723 | 47.9475 | 24.8955 | 13.4879 | 0 | 0 | 0
7.23 - NJ Fossil CO2 Rate Limit: Unit 1660 | 59 | 8007 | Rate Constraint in lbs/MWh | FALSE | L | Annual | Fuel Consumed | TBtu | 0.63157 | 0.81905 | 0.42527 | 0.2304 | 0 | 0 | 0
7.23 - NJ Fossil CO2 Rate Limit: Unit 1660 | 59 | 8007 | Rate Constraint in lbs/MWh | FALSE | L | Annual | Rate | lb/MMBtu | 117.08 | 117.08 | 117.08 | 117.08 | 0 | 0 | 0
7.23 - NJ Fossil CO2 Rate Limit: Unit 1660 | 59 | 8007 | Rate Constraint in lbs/MWh | FALSE | L | Annual | Generation | TWh | 0.057741 | 0.074882 | 0.03888 | 0.021065 | 0 | 0 | 0
7.23 - NJ Fossil CO2 Rate Limit: Unit 1660 | 59 | 8007 | Rate Constraint in lbs/MWh | FALSE | L | Annual | Qualifying Generation | TWh | 0.057741 | 0.074882 | 0.03888 | 0.021065 | 0 | 0 | 0
7.23 - NJ Fossil CO2 Rate Limit: Unit 1660 | 59 | 8007 | Rate Constraint in lbs/MWh | FALSE | L | Annual | Constraint Shadow Price | US2022$/Ton | 0 | 0 | 0 | 0 | 0 | 0 | 0
7.23 - NJ Fossil CO2 Rate Limit: Unit 1661 | 60 | 8008 | Rate Constraint in lbs/MWh | FALSE | L | Annual | Seasons Included | Seasons | Winter, Spring, Summer, Fall | Winter, Spring, Summer, Fall | Winter, Spring, Summer, Fall | Winter, Spring, Summer, Fall | Winter, Spring, Summer, Fall | Winter, Spring, Summer, Fall | Winter, Spring, Summer, Fall
7.23 - NJ Fossil CO2 Rate Limit: Unit 1661 | 60 | 8008 | Rate Constraint in lbs/MWh | FALSE | L | Annual | Standard CO2 | lb/MWh | 1700 | 1700 | 1300 | 1300 | 1300 | 1300 | 1300
7.23 - NJ Fossil CO2 Rate Limit: Unit 1661 | 60 | 8008 | Rate Constraint in lbs/MWh | FALSE | L | Annual | Emissions at Affected Plants CO2 | Thousand Tons | 119.0797 | 118.9865 | 108.8467 | 30.1356 | 23.7377 | 107.2931 | 40.8794
7.23 - NJ Fossil CO2 Rate Limit: Unit 1661 | 60 | 8008 | Rate Constraint in lbs/MWh | FALSE | L | Annual | Allowances Purchased CO2 | Thousand Tons | 0 | 0 | 0 | 0 | 0 | 0 | 0
7.23 - NJ Fossil CO2 Rate Limit: Unit 1661 | 60 | 8008 | Rate Constraint in lbs/MWh | FALSE | L | Annual | Allowances Sold CO2 | Thousand Tons | 0 | 0 | 0 | 0 | 0 | 0 | 0
7.23 - NJ Fossil CO2 Rate Limit: Unit 1661 | 60 | 8008 | Rate Constraint in lbs/MWh | FALSE | L | Annual | Allowances Banked | Thousand Tons | 0 | 0 | 0 | 0 | 0 | 0 | 0
7.23 - NJ Fossil CO2 Rate Limit: Unit 1661 | 60 | 8008 | Rate Constraint in lbs/MWh | FALSE | L | Annual | Allowances Withdrawn (1:1) | Thousand Tons | 0 | 0 | 0 | 0 | 0 | 0 | 0
7.23 - NJ Fossil CO2 Rate Limit: Unit 1661 | 60 | 8008 | Rate Constraint in lbs/MWh | FALSE | L | Annual | Allowances Withdrawn (n:1) | Thousand Tons | 0 | 0 | 0 | 0 | 0 | 0 | 0
7.23 - NJ Fossil CO2 Rate Limit: Unit 1661 | 60 | 8008 | Rate Constraint in lbs/MWh | FALSE | L | Annual | Net Emissions Allowance Position | Thousand Tons | 119.0797 | 118.9865 | 108.8467 | 30.1356 | 23.7377 | 107.2931 | 40.8794
7.23 - NJ Fossil CO2 Rate Limit: Unit 1661 | 60 | 8008 | Rate Constraint in lbs/MWh | FALSE | L | Annual | Fuel Consumed | TBtu | 2.0342 | 2.0326 | 1.8594 | 0.51479 | 0.4055 | 1.8328 | 0.69832
7.23 - NJ Fossil CO2 Rate Limit: Unit 1661 | 60 | 8008 | Rate Constraint in lbs/MWh | FALSE | L | Annual | Rate | lb/MMBtu | 117.08 | 117.08 | 117.08 | 117.08 | 117.08 | 117.08 | 117.08
7.23 - NJ Fossil CO2 Rate Limit: Unit 1661 | 60 | 8008 | Rate Constraint in lbs/MWh | FALSE | L | Annual | Generation | TWh | 0.23931 | 0.23913 | 0.21875 | 0.060563 | 0.047705 | 0.21563 | 0.082155
7.23 - NJ Fossil CO2 Rate Limit: Unit 1661 | 60 | 8008 | Rate Constraint in lbs/MWh | FALSE | L | Annual | Qualifying Generation | TWh | 0.23931 | 0.23913 | 0.21875 | 0.060563 | 0.047705 | 0.21563 | 0.082155
7.23 - NJ Fossil CO2 Rate Limit: Unit 1661 | 60 | 8008 | Rate Constraint in lbs/MWh | FALSE | L | Annual | Constraint Shadow Price | US2022$/Ton | 0 | 0 | 0 | 0 | 0 | 0 | 0
7.23 - NJ Fossil CO2 Rate Limit: Unit 1669 | 61 | 8009 | Rate Constraint in lbs/MWh | FALSE | L | Annual | Seasons Included | Seasons | Winter, Spring, Summer, Fall | Winter, Spring, Summer, Fall | Winter, Spring, Summer, Fall | Winter, Spring, Summer, Fall | Winter, Spring, Summer, Fall | Winter, Spring, Summer, Fall | Winter, Spring, Summer, Fall
7.23 - NJ Fossil CO2 Rate Limit: Unit 1669 | 61 | 8009 | Rate Constraint in lbs/MWh | FALSE | L | Annual | Standard CO2 | lb/MWh | 1700 | 1700 | 1300 | 1300 | 1300 | 1300 | 1300
7.23 - NJ Fossil CO2 Rate Limit: Unit 1669 | 61 | 8009 | Rate Constraint in lbs/MWh | FALSE | L | Annual | Emissions at Affected Plants CO2 | Thousand Tons | 8.2942 | 10.7459 | 7.5591 | 3.013 | 0 | 0 | 0
7.23 - NJ Fossil CO2 Rate Limit: Unit 1669 | 61 | 8009 | Rate Constraint in lbs/MWh | FALSE | L | Annual | Allowances Purchased CO2 | Thousand Tons | 0 | 0 | 0 | 0 | 0 | 0 | 0
7.23 - NJ Fossil CO2 Rate Limit: Unit 1669 | 61 | 8009 | Rate Constraint in lbs/MWh | FALSE | L | Annual | Allowances Sold CO2 | Thousand Tons | 0 | 0 | 0 | 0 | 0 | 0 | 0
7.23 - NJ Fossil CO2 Rate Limit: Unit 1669 | 61 | 8009 | Rate Constraint in lbs/MWh | FALSE | L | Annual | Allowances Banked | Thousand Tons | 0 | 0 | 0 | 0 | 0 | 0 | 0
7.23 - NJ Fossil CO2 Rate Limit: Unit 1669 | 61 | 8009 | Rate Constraint in lbs/MWh | FALSE | L | Annual | Allowances Withdrawn (1:1) | Thousand Tons | 0 | 0 | 0 | 0 | 0 | 0 | 0
7.23 - NJ Fossil CO2 Rate Limit: Unit 1669 | 61 | 8009 | Rate Constraint in lbs/MWh | FALSE | L | Annual | Allowances Withdrawn (n:1) | Thousand Tons | 0 | 0 | 0 | 0 | 0 | 0 | 0
7.23 - NJ Fossil CO2 Rate Limit: Unit 1669 | 61 | 8009 | Rate Constraint in lbs/MWh | FALSE | L | Annual | Net Emissions Allowance Position | Thousand Tons | 8.2942 | 10.7459 | 7.5591 | 3.013 | 0 | 0 | 0
7.23 - NJ Fossil CO2 Rate Limit: Unit 1669 | 61 | 8009 | Rate Constraint in lbs/MWh | FALSE | L | Annual | Fuel Consumed | TBtu | 0.14168 | 0.18357 | 0.12913 | 0.05147 | 0 | 0 | 0
7.23 - NJ Fossil CO2 Rate Limit: Unit 1669 | 61 | 8009 | Rate Constraint in lbs/MWh | FALSE | L | Annual | Rate | lb/MMBtu | 117.08 | 117.08 | 117.08 | 117.08 | 0 | 0 | 0
7.23 - NJ Fossil CO2 Rate Limit: Unit 1669 | 61 | 8009 | Rate Constraint in lbs/MWh | FALSE | L | Annual | Generation | TWh | 0.01407 | 0.018229 | 0.012823 | 0.0051112 | 0 | 0 | 0
7.23 - NJ Fossil CO2 Rate Limit: Unit 1669 | 61 | 8009 | Rate Constraint in lbs/MWh | FALSE | L | Annual | Qualifying Generation | TWh | 0.01407 | 0.018229 | 0.012823 | 0.0051112 | 0 | 0 | 0
7.23 - NJ Fossil CO2 Rate Limit: Unit 1669 | 61 | 8009 | Rate Constraint in lbs/MWh | FALSE | L | Annual | Constraint Shadow Price | US2022$/Ton | 0 | 0 | 0 | 0 | 0 | 0 | 0
7.23 - NJ Fossil CO2 Rate Limit: Unit 1670 | 62 | 8010 | Rate Constraint in lbs/MWh | FALSE | L | Annual | Seasons Included | Seasons | Winter, Spring, Summer, Fall | Winter, Spring, Summer, Fall | Winter, Spring, Summer, Fall | Winter, Spring, Summer, Fall | Winter, Spring, Summer, Fall | Winter, Spring, Summer, Fall | Winter, Spring, Summer, Fall
7.23 - NJ Fossil CO2 Rate Limit: Unit 1670 | 62 | 8010 | Rate Constraint in lbs/MWh | FALSE | L | Annual | Standard CO2 | lb/MWh | 1700 | 1700 | 1300 | 1300 | 1300 | 1300 | 1300
7.23 - NJ Fossil CO2 Rate Limit: Unit 1670 | 62 | 8010 | Rate Constraint in lbs/MWh | FALSE | L | Annual | Emissions at Affected Plants CO2 | Thousand Tons | 934.0352 | 991.6763 | 516.0499 | 442.0696 | 205.8066 | 743.2895 | 672.8418
7.23 - NJ Fossil CO2 Rate Limit: Unit 1670 | 62 | 8010 | Rate Constraint in lbs/MWh | FALSE | L | Annual | Allowances Purchased CO2 | Thousand Tons | 0 | 0 | 0 | 0 | 0 | 0 | 0
7.23 - NJ Fossil CO2 Rate Limit: Unit 1670 | 62 | 8010 | Rate Constraint in lbs/MWh | FALSE | L | Annual | Allowances Sold CO2 | Thousand Tons | 0 | 0 | 0 | 0 | 0 | 0 | 0
7.23 - NJ Fossil CO2 Rate Limit: Unit 1670 | 62 | 8010 | Rate Constraint in lbs/MWh | FALSE | L | Annual | Allowances Banked | Thousand Tons | 0 | 0 | 0 | 0 | 0 | 0 | 0
7.23 - NJ Fossil CO2 Rate Limit: Unit 1670 | 62 | 8010 | Rate Constraint in lbs/MWh | FALSE | L | Annual | Allowances Withdrawn (1:1) | Thousand Tons | 0 | 0 | 0 | 0 | 0 | 0 | 0
7.23 - NJ Fossil CO2 Rate Limit: Unit 1670 | 62 | 8010 | Rate Constraint in lbs/MWh | FALSE | L | Annual | Allowances Withdrawn (n:1) | Thousand Tons | 0 | 0 | 0 | 0 | 0 | 0 | 0
7.23 - NJ Fossil CO2 Rate Limit: Unit 1670 | 62 | 8010 | Rate Constraint in lbs/MWh | FALSE | L | Annual | Net Emissions Allowance Position | Thousand Tons | 934.0352 | 991.6763 | 516.0499 | 442.0696 | 205.8066 | 743.2895 | 672.8418
7.23 - NJ Fossil CO2 Rate Limit: Unit 1670 | 62 | 8010 | Rate Constraint in lbs/MWh | FALSE | L | Annual | Fuel Consumed | TBtu | 15.9555 | 16.9401 | 8.8153 | 7.5516 | 3.5157 | 12.6971 | 11.4937
7.23 - NJ Fossil CO2 Rate Limit: Unit 1670 | 62 | 8010 | Rate Constraint in lbs/MWh | FALSE | L | Annual | Rate | lb/MMBtu | 117.08 | 117.08 | 117.08 | 117.08 | 117.08 | 117.08 | 117.08
7.23 - NJ Fossil CO2 Rate Limit: Unit 1670 | 62 | 8010 | Rate Constraint in lbs/MWh | FALSE | L | Annual | Generation | TWh | 2.1863 | 2.3212 | 1.2079 | 1.0347 | 0.48173 | 1.7398 | 1.5749
7.23 - NJ Fossil CO2 Rate Limit: Unit 1670 | 62 | 8010 | Rate Constraint in lbs/MWh | FALSE | L | Annual | Qualifying Generation | TWh | 2.1863 | 2.3212 | 1.2079 | 1.0347 | 0.48173 | 1.7398 | 1.5749
7.23 - NJ Fossil CO2 Rate Limit: Unit 1670 | 62 | 8010 | Rate Constraint in lbs/MWh | FALSE | L | Annual | Constraint Shadow Price | US2022$/Ton | 0 | 0 | 0 | 0 | 0 | 0 | 0
7.23 - NJ Fossil CO2 Rate Limit: Unit 1671 | 63 | 8011 | Rate Constraint in lbs/MWh | FALSE | L | Annual | Seasons Included | Seasons | Winter, Spring, Summer, Fall | Winter, Spring, Summer, Fall | Winter, Spring, Summer, Fall | Winter, Spring, Summer, Fall | Winter, Spring, Summer, Fall | Winter, Spring, Summer, Fall | Winter, Spring, Summer, Fall
7.23 - NJ Fossil CO2 Rate Limit: Unit 1671 | 63 | 8011 | Rate Constraint in lbs/MWh | FALSE | L | Annual | Standard CO2 | lb/MWh | 1700 | 1700 | 1300 | 1300 | 1300 | 1300 | 1300
7.23 - NJ Fossil CO2 Rate Limit: Unit 1671 | 63 | 8011 | Rate Constraint in lbs/MWh | FALSE | L | Annual | Emissions at Affected Plants CO2 | Thousand Tons | 934.0352 | 1059.5924 | 516.0499 | 442.0696 | 209.2011 | 743.2895 | 706.9045
7.23 - NJ Fossil CO2 Rate Limit: Unit 1671 | 63 | 8011 | Rate Constraint in lbs/MWh | FALSE | L | Annual | Allowances Purchased CO2 | Thousand Tons | 0 | 0 | 0 | 0 | 0 | 0 | 0
7.23 - NJ Fossil CO2 Rate Limit: Unit 1671 | 63 | 8011 | Rate Constraint in lbs/MWh | FALSE | L | Annual | Allowances Sold CO2 | Thousand Tons | 0 | 0 | 0 | 0 | 0 | 0 | 0
7.23 - NJ Fossil CO2 Rate Limit: Unit 1671 | 63 | 8011 | Rate Constraint in lbs/MWh | FALSE | L | Annual | Allowances Banked | Thousand Tons | 0 | 0 | 0 | 0 | 0 | 0 | 0
7.23 - NJ Fossil CO2 Rate Limit: Unit 1671 | 63 | 8011 | Rate Constraint in lbs/MWh | FALSE | L | Annual | Allowances Withdrawn (1:1) | Thousand Tons | 0 | 0 | 0 | 0 | 0 | 0 | 0
7.23 - NJ Fossil CO2 Rate Limit: Unit 1671 | 63 | 8011 | Rate Constraint in lbs/MWh | FALSE | L | Annual | Allowances Withdrawn (n:1) | Thousand Tons | 0 | 0 | 0 | 0 | 0 | 0 | 0
7.23 - NJ Fossil CO2 Rate Limit: Unit 1671 | 63 | 8011 | Rate Constraint in lbs/MWh | FALSE | L | Annual | Net Emissions Allowance Position | Thousand Tons | 934.0352 | 1059.5924 | 516.0499 | 442.0696 | 209.2011 | 743.2895 | 706.9045
7.23 - NJ Fossil CO2 Rate Limit: Unit 1671 | 63 | 8011 | Rate Constraint in lbs/MWh | FALSE | L | Annual | Fuel Consumed | TBtu | 15.9555 | 18.1003 | 8.8153 | 7.5516 | 3.5736 | 12.6971 | 12.0756
7.23 - NJ Fossil CO2 Rate Limit: Unit 1671 | 63 | 8011 | Rate Constraint in lbs/MWh | FALSE | L | Annual | Rate | lb/MMBtu | 117.08 | 117.08 | 117.08 | 117.08 | 117.08 | 117.08 | 117.08
7.23 - NJ Fossil CO2 Rate Limit: Unit 1671 | 63 | 8011 | Rate Constraint in lbs/MWh | FALSE | L | Annual | Generation | TWh | 2.1863 | 2.4802 | 1.2079 | 1.0347 | 0.48967 | 1.7398 | 1.6546
7.23 - NJ Fossil CO2 Rate Limit: Unit 1671 | 63 | 8011 | Rate Constraint in lbs/MWh | FALSE | L | Annual | Qualifying Generation | TWh | 2.1863 | 2.4802 | 1.2079 | 1.0347 | 0.48967 | 1.7398 | 1.6546
7.23 - NJ Fossil CO2 Rate Limit: Unit 1671 | 63 | 8011 | Rate Constraint in lbs/MWh | FALSE | L | Annual | Constraint Shadow Price | US2022$/Ton | 0 | 0 | 0 | 0 | 0 | 0 | 0
7.23 - NJ Fossil CO2 Rate Limit: Unit 1672 | 64 | 8012 | Rate Constraint in lbs/MWh | FALSE | L | Annual | Seasons Included | Seasons | Winter, Spring, Summer, Fall | Winter, Spring, Summer, Fall | Winter, Spring, Summer, Fall | Winter, Spring, Summer, Fall | Winter, Spring, Summer, Fall | Winter, Spring, Summer, Fall | Winter, Spring, Summer, Fall
7.23 - NJ Fossil CO2 Rate Limit: Unit 1672 | 64 | 8012 | Rate Constraint in lbs/MWh | FALSE | L | Annual | Standard CO2 | lb/MWh | 1700 | 1700 | 1300 | 1300 | 1300 | 1300 | 1300
7.23 - NJ Fossil CO2 Rate Limit: Unit 1672 | 64 | 8012 | Rate Constraint in lbs/MWh | FALSE | L | Annual | Emissions at Affected Plants CO2 | Thousand Tons | 1232.4613 | 1207.5507 | 757.2586 | 389.0972 | 388.3882 | 996.9427 | 551.684
7.23 - NJ Fossil CO2 Rate Limit: Unit 1672 | 64 | 8012 | Rate Constraint in lbs/MWh | FALSE | L | Annual | Allowances Purchased CO2 | Thousand Tons | 0 | 0 | 0 | 0 | 0 | 0 | 0
7.23 - NJ Fossil CO2 Rate Limit: Unit 1672 | 64 | 8012 | Rate Constraint in lbs/MWh | FALSE | L | Annual | Allowances Sold CO2 | Thousand Tons | 0 | 0 | 0 | 0 | 0 | 0 | 0
7.23 - NJ Fossil CO2 Rate Limit: Unit 1672 | 64 | 8012 | Rate Constraint in lbs/MWh | FALSE | L | Annual | Allowances Banked | Thousand Tons | 0 | 0 | 0 | 0 | 0 | 0 | 0
7.23 - NJ Fossil CO2 Rate Limit: Unit 1672 | 64 | 8012 | Rate Constraint in lbs/MWh | FALSE | L | Annual | Allowances Withdrawn (1:1) | Thousand Tons | 0 | 0 | 0 | 0 | 0 | 0 | 0
7.23 - NJ Fossil CO2 Rate Limit: Unit 1672 | 64 | 8012 | Rate Constraint in lbs/MWh | FALSE | L | Annual | Allowances Withdrawn (n:1) | Thousand Tons | 0 | 0 | 0 | 0 | 0 | 0 | 0
7.23 - NJ Fossil CO2 Rate Limit: Unit 1672 | 64 | 8012 | Rate Constraint in lbs/MWh | FALSE | L | Annual | Net Emissions Allowance Position | Thousand Tons | 1232.4613 | 1207.5507 | 757.2586 | 389.0972 | 388.3882 | 996.9427 | 551.684
7.23 - NJ Fossil CO2 Rate Limit: Unit 1672 | 64 | 8012 | Rate Constraint in lbs/MWh | FALSE | L | Annual | Fuel Consumed | TBtu | 21.0533 | 20.6278 | 12.9357 | 6.6467 | 6.6346 | 17.0301 | 9.4241
7.23 - NJ Fossil CO2 Rate Limit: Unit 1672 | 64 | 8012 | Rate Constraint in lbs/MWh | FALSE | L | Annual | Rate | lb/MMBtu | 117.08 | 117.08 | 117.08 | 117.08 | 117.08 | 117.08 | 117.08
7.23 - NJ Fossil CO2 Rate Limit: Unit 1672 | 64 | 8012 | Rate Constraint in lbs/MWh | FALSE | L | Annual | Generation | TWh | 2.6947 | 2.6402 | 1.6557 | 0.85072 | 0.84917 | 2.1797 | 1.2062
7.23 - NJ Fossil CO2 Rate Limit: Unit 1672 | 64 | 8012 | Rate Constraint in lbs/MWh | FALSE | L | Annual | Qualifying Generation | TWh | 2.6947 | 2.6402 | 1.6557 | 0.85072 | 0.84917 | 2.1797 | 1.2062
7.23 - NJ Fossil CO2 Rate Limit: Unit 1672 | 64 | 8012 | Rate Constraint in lbs/MWh | FALSE | L | Annual | Constraint Shadow Price | US2022$/Ton | 0 | 0 | 0 | 0 | 0 | 0 | 0
7.23 - NJ Fossil CO2 Rate Limit: Unit 1673 | 65 | 8013 | Rate Constraint in lbs/MWh | FALSE | L | Annual | Seasons Included | Seasons | Winter, Spring, Summer, Fall | Winter, Spring, Summer, Fall | Winter, Spring, Summer, Fall | Winter, Spring, Summer, Fall | Winter, Spring, Summer, Fall | Winter, Spring, Summer, Fall | Winter, Spring, Summer, Fall
7.23 - NJ Fossil CO2 Rate Limit: Unit 1673 | 65 | 8013 | Rate Constraint in lbs/MWh | FALSE | L | Annual | Standard CO2 | lb/MWh | 1700 | 1700 | 1300 | 1300 | 1300 | 1300 | 1300
7.23 - NJ Fossil CO2 Rate Limit: Unit 1673 | 65 | 8013 | Rate Constraint in lbs/MWh | FALSE | L | Annual | Emissions at Affected Plants CO2 | Thousand Tons | 118.2772 | 206.5333 | 89.9755 | 80.9075 | 19.4817 | 88.0561 | 87.8432
7.23 - NJ Fossil CO2 Rate Limit: Unit 1673 | 65 | 8013 | Rate Constraint in lbs/MWh | FALSE | L | Annual | Allowances Purchased CO2 | Thousand Tons | 0 | 0 | 0 | 0 | 0 | 0 | 0
7.23 - NJ Fossil CO2 Rate Limit: Unit 1673 | 65 | 8013 | Rate Constraint in lbs/MWh | FALSE | L | Annual | Allowances Sold CO2 | Thousand Tons | 0 | 0 | 0 | 0 | 0 | 0 | 0
7.23 - NJ Fossil CO2 Rate Limit: Unit 1673 | 65 | 8013 | Rate Constraint in lbs/MWh | FALSE | L | Annual | Allowances Banked | Thousand Tons | 0 | 0 | 0 | 0 | 0 | 0 | 0
7.23 - NJ Fossil CO2 Rate Limit: Unit 1673 | 65 | 8013 | Rate Constraint in lbs/MWh | FALSE | L | Annual | Allowances Withdrawn (1:1) | Thousand Tons | 0 | 0 | 0 | 0 | 0 | 0 | 0
7.23 - NJ Fossil CO2 Rate Limit: Unit 1673 | 65 | 8013 | Rate Constraint in lbs/MWh | FALSE | L | Annual | Allowances Withdrawn (n:1) | Thousand Tons | 0 | 0 | 0 | 0 | 0 | 0 | 0
7.23 - NJ Fossil CO2 Rate Limit: Unit 1673 | 65 | 8013 | Rate Constraint in lbs/MWh | FALSE | L | Annual | Net Emissions Allowance Position | Thousand Tons | 118.2772 | 206.5333 | 89.9755 | 80.9075 | 19.4817 | 88.0561 | 87.8432
7.23 - NJ Fossil CO2 Rate Limit: Unit 1673 | 65 | 8013 | Rate Constraint in lbs/MWh | FALSE | L | Annual | Fuel Consumed | TBtu | 2.0205 | 3.5281 | 1.537 | 1.3821 | 0.33279 | 1.5042 | 1.5006
7.23 - NJ Fossil CO2 Rate Limit: Unit 1673 | 65 | 8013 | Rate Constraint in lbs/MWh | FALSE | L | Annual | Rate | lb/MMBtu | 117.08 | 117.08 | 117.08 | 117.08 | 117.08 | 117.08 | 117.08
7.23 - NJ Fossil CO2 Rate Limit: Unit 1673 | 65 | 8013 | Rate Constraint in lbs/MWh | FALSE | L | Annual | Generation | TWh | 0.24589 | 0.42936 | 0.18705 | 0.1682 | 0.040501 | 0.18306 | 0.18262
7.23 - NJ Fossil CO2 Rate Limit: Unit 1673 | 65 | 8013 | Rate Constraint in lbs/MWh | FALSE | L | Annual | Qualifying Generation | TWh | 0.24589 | 0.42936 | 0.18705 | 0.1682 | 0.040501 | 0.18306 | 0.18262
7.23 - NJ Fossil CO2 Rate Limit: Unit 1673 | 65 | 8013 | Rate Constraint in lbs/MWh | FALSE | L | Annual | Constraint Shadow Price | US2022$/Ton | 0 | 0 | 0 | 0 | 0 | 0 | 0
7.23 - NJ Fossil CO2 Rate Limit: Unit 1674 | 66 | 8014 | Rate Constraint in lbs/MWh | FALSE | L | Annual | Seasons Included | Seasons | Winter, Spring, Summer, Fall | Winter, Spring, Summer, Fall | Winter, Spring, Summer, Fall | Winter, Spring, Summer, Fall | Winter, Spring, Summer, Fall | Winter, Spring, Summer, Fall | Winter, Spring, Summer, Fall
7.23 - NJ Fossil CO2 Rate Limit: Unit 1674 | 66 | 8014 | Rate Constraint in lbs/MWh | FALSE | L | Annual | Standard CO2 | lb/MWh | 1700 | 1700 | 1300 | 1300 | 1300 | 1300 | 1300
7.23 - NJ Fossil CO2 Rate Limit: Unit 1674 | 66 | 8014 | Rate Constraint in lbs/MWh | FALSE | L | Annual | Emissions at Affected Plants CO2 | Thousand Tons | 4.6556 | 6.0318 | 4.243 | 1.6912 | 0 | 0 | 0
7.23 - NJ Fossil CO2 Rate Limit: Unit 1674 | 66 | 8014 | Rate Constraint in lbs/MWh | FALSE | L | Annual | Allowances Purchased CO2 | Thousand Tons | 0 | 0 | 0 | 0 | 0 | 0 | 0
7.23 - NJ Fossil CO2 Rate Limit: Unit 1674 | 66 | 8014 | Rate Constraint in lbs/MWh | FALSE | L | Annual | Allowances Sold CO2 | Thousand Tons | 0 | 0 | 0 | 0 | 0 | 0 | 0
7.23 - NJ Fossil CO2 Rate Limit: Unit 1674 | 66 | 8014 | Rate Constraint in lbs/MWh | FALSE | L | Annual | Allowances Banked | Thousand Tons | 0 | 0 | 0 | 0 | 0 | 0 | 0
7.23 - NJ Fossil CO2 Rate Limit: Unit 1674 | 66 | 8014 | Rate Constraint in lbs/MWh | FALSE | L | Annual | Allowances Withdrawn (1:1) | Thousand Tons | 0 | 0 | 0 | 0 | 0 | 0 | 0
7.23 - NJ Fossil CO2 Rate Limit: Unit 1674 | 66 | 8014 | Rate Constraint in lbs/MWh | FALSE | L | Annual | Allowances Withdrawn (n:1) | Thousand Tons | 0 | 0 | 0 | 0 | 0 | 0 | 0
7.23 - NJ Fossil CO2 Rate Limit: Unit 1674 | 66 | 8014 | Rate Constraint in lbs/MWh | FALSE | L | Annual | Net Emissions Allowance Position | Thousand Tons | 4.6556 | 6.0318 | 4.243 | 1.6912 | 0 | 0 | 0
7.23 - NJ Fossil CO2 Rate Limit: Unit 1674 | 66 | 8014 | Rate Constraint in lbs/MWh | FALSE | L | Annual | Fuel Consumed | TBtu | 0.079529 | 0.10304 | 0.07248 | 0.02889 | 0 | 0 | 0
7.23 - NJ Fossil CO2 Rate Limit: Unit 1674 | 66 | 8014 | Rate Constraint in lbs/MWh | FALSE | L | Annual | Rate | lb/MMBtu | 117.08 | 117.08 | 117.08 | 117.08 | 0 | 0 | 0
7.23 - NJ Fossil CO2 Rate Limit: Unit 1674 | 66 | 8014 | Rate Constraint in lbs/MWh | FALSE | L | Annual | Generation | TWh | 0.0078976 | 0.010232 | 0.0071976 | 0.002869 | 0 | 0 | 0
7.23 - NJ Fossil CO2 Rate Limit: Unit 1674 | 66 | 8014 | Rate Constraint in lbs/MWh | FALSE | L | Annual | Qualifying Generation | TWh | 0.0078976 | 0.010232 | 0.0071976 | 0.002869 | 0 | 0 | 0
7.23 - NJ Fossil CO2 Rate Limit: Unit 1674 | 66 | 8014 | Rate Constraint in lbs/MWh | FALSE | L | Annual | Constraint Shadow Price | US2022$/Ton | 0 | 0 | 0 | 0 | 0 | 0 | 0
7.23 - NJ Fossil CO2 Rate Limit: Unit 1675 | 67 | 8015 | Rate Constraint in lbs/MWh | FALSE | L | Annual | Seasons Included | Seasons | Winter, Spring, Summer, Fall | Winter, Spring, Summer, Fall | Winter, Spring, Summer, Fall | Winter, Spring, Summer, Fall | Winter, Spring, Summer, Fall | Winter, Spring, Summer, Fall | Winter, Spring, Summer, Fall
7.23 - NJ Fossil CO2 Rate Limit: Unit 1675 | 67 | 8015 | Rate Constraint in lbs/MWh | FALSE | L | Annual | Standard CO2 | lb/MWh | 1700 | 1700 | 1300 | 1300 | 1300 | 1300 | 1300
7.23 - NJ Fossil CO2 Rate Limit: Unit 1675 | 67 | 8015 | Rate Constraint in lbs/MWh | FALSE | L | Annual | Emissions at Affected Plants CO2 | Thousand Tons | 17.4167 | 31.0717 | 0 | 0 | 0 | 0 | 0
7.23 - NJ Fossil CO2 Rate Limit: Unit 1675 | 67 | 8015 | Rate Constraint in lbs/MWh | FALSE | L | Annual | Allowances Purchased CO2 | Thousand Tons | 0 | 0 | 0 | 0 | 0 | 0 | 0
7.23 - NJ Fossil CO2 Rate Limit: Unit 1675 | 67 | 8015 | Rate Constraint in lbs/MWh | FALSE | L | Annual | Allowances Sold CO2 | Thousand Tons | 0 | 0 | 0 | 0 | 0 | 0 | 0
7.23 - NJ Fossil CO2 Rate Limit: Unit 1675 | 67 | 8015 | Rate Constraint in lbs/MWh | FALSE | L | Annual | Allowances Banked | Thousand Tons | 0 | 0 | 0 | 0 | 0 | 0 | 0
7.23 - NJ Fossil CO2 Rate Limit: Unit 1675 | 67 | 8015 | Rate Constraint in lbs/MWh | FALSE | L | Annual | Allowances Withdrawn (1:1) | Thousand Tons | 0 | 0 | 0 | 0 | 0 | 0 | 0
7.23 - NJ Fossil CO2 Rate Limit: Unit 1675 | 67 | 8015 | Rate Constraint in lbs/MWh | FALSE | L | Annual | Allowances Withdrawn (n:1) | Thousand Tons | 0 | 0 | 0 | 0 | 0 | 0 | 0
7.23 - NJ Fossil CO2 Rate Limit: Unit 1675 | 67 | 8015 | Rate Constraint in lbs/MWh | FALSE | L | Annual | Net Emissions Allowance Position | Thousand Tons | 17.4167 | 31.0717 | 0 | 0 | 0 | 0 | 0
7.23 - NJ Fossil CO2 Rate Limit: Unit 1675 | 67 | 8015 | Rate Constraint in lbs/MWh | FALSE | L | Annual | Fuel Consumed | TBtu | 0.19878 | 0.35463 | 0 | 0 | 0 | 0 | 0
7.23 - NJ Fossil CO2 Rate Limit: Unit 1675 | 67 | 8015 | Rate Constraint in lbs/MWh | FALSE | L | Annual | Rate | lb/MMBtu | 175.2336 | 175.2336 | 0 | 0 | 0 | 0 | 0
7.23 - NJ Fossil CO2 Rate Limit: Unit 1675 | 67 | 8015 | Rate Constraint in lbs/MWh | FALSE | L | Annual | Generation | TWh | 0.024301 | 0.043354 | 0 | 0 | 0 | 0 | 0
7.23 - NJ Fossil CO2 Rate Limit: Unit 1675 | 67 | 8015 | Rate Constraint in lbs/MWh | FALSE | L | Annual | Qualifying Generation | TWh | 0.024301 | 0.043354 | 0 | 0 | 0 | 0 | 0
7.23 - NJ Fossil CO2 Rate Limit: Unit 1675 | 67 | 8015 | Rate Constraint in lbs/MWh | FALSE | L | Annual | Constraint Shadow Price | US2022$/Ton | 0 | 0 | 571.6961 | 122.9001 | 88.3987 | 103.5694 | 121.1229
7.23 - NJ Fossil CO2 Rate Limit: Unit 1676 | 68 | 8016 | Rate Constraint in lbs/MWh | FALSE | L | Annual | Seasons Included | Seasons | Winter, Spring, Summer, Fall | Winter, Spring, Summer, Fall | Winter, Spring, Summer, Fall | Winter, Spring, Summer, Fall | Winter, Spring, Summer, Fall | Winter, Spring, Summer, Fall | Winter, Spring, Summer, Fall
7.23 - NJ Fossil CO2 Rate Limit: Unit 1676 | 68 | 8016 | Rate Constraint in lbs/MWh | FALSE | L | Annual | Standard CO2 | lb/MWh | 1700 | 1700 | 1300 | 1300 | 1300 | 1300 | 1300
7.23 - NJ Fossil CO2 Rate Limit: Unit 1676 | 68 | 8016 | Rate Constraint in lbs/MWh | FALSE | L | Annual | Emissions at Affected Plants CO2 | Thousand Tons | 104.9016 | 99.5386 | 23.1894 | 20.9114 | 7.8846 | 28.5675 | 28.4532
7.23 - NJ Fossil CO2 Rate Limit: Unit 1676 | 68 | 8016 | Rate Constraint in lbs/MWh | FALSE | L | Annual | Allowances Purchased CO2 | Thousand Tons | 0 | 0 | 0 | 0 | 0 | 0 | 0
7.23 - NJ Fossil CO2 Rate Limit: Unit 1676 | 68 | 8016 | Rate Constraint in lbs/MWh | FALSE | L | Annual | Allowances Sold CO2 | Thousand Tons | 0 | 0 | 0 | 0 | 0 | 0 | 0
7.23 - NJ Fossil CO2 Rate Limit: Unit 1676 | 68 | 8016 | Rate Constraint in lbs/MWh | FALSE | L | Annual | Allowances Banked | Thousand Tons | 0 | 0 | 0 | 0 | 0 | 0 | 0
7.23 - NJ Fossil CO2 Rate Limit: Unit 1676 | 68 | 8016 | Rate Constraint in lbs/MWh | FALSE | L | Annual | Allowances Withdrawn (1:1) | Thousand Tons | 0 | 0 | 0 | 0 | 0 | 0 | 0
7.23 - NJ Fossil CO2 Rate Limit: Unit 1676 | 68 | 8016 | Rate Constraint in lbs/MWh | FALSE | L | Annual | Allowances Withdrawn (n:1) | Thousand Tons | 0 | 0 | 0 | 0 | 0 | 0 | 0
7.23 - NJ Fossil CO2 Rate Limit: Unit 1676 | 68 | 8016 | Rate Constraint in lbs/MWh | FALSE | L | Annual | Net Emissions Allowance Position | Thousand Tons | 104.9016 | 99.5386 | 23.1894 | 20.9114 | 7.8846 | 28.5675 | 28.4532
7.23 - NJ Fossil CO2 Rate Limit: Unit 1676 | 68 | 8016 | Rate Constraint in lbs/MWh | FALSE | L | Annual | Fuel Consumed | TBtu | 1.792 | 1.7004 | 0.39613 | 0.35722 | 0.13469 | 0.488 | 0.48605
7.23 - NJ Fossil CO2 Rate Limit: Unit 1676 | 68 | 8016 | Rate Constraint in lbs/MWh | FALSE | L | Annual | Rate | lb/MMBtu | 117.08 | 117.08 | 117.08 | 117.08 | 117.08 | 117.08 | 117.08
7.23 - NJ Fossil CO2 Rate Limit: Unit 1676 | 68 | 8016 | Rate Constraint in lbs/MWh | FALSE | L | Annual | Generation | TWh | 0.19997 | 0.18975 | 0.044206 | 0.039863 | 0.01503 | 0.054458 | 0.05424
7.23 - NJ Fossil CO2 Rate Limit: Unit 1676 | 68 | 8016 | Rate Constraint in lbs/MWh | FALSE | L | Annual | Qualifying Generation | TWh | 0.19997 | 0.18975 | 0.044206 | 0.039863 | 0.01503 | 0.054458 | 0.05424
7.23 - NJ Fossil CO2 Rate Limit: Unit 1676 | 68 | 8016 | Rate Constraint in lbs/MWh | FALSE | L | Annual | Constraint Shadow Price | US2022$/Ton | 0 | 0 | 0 | 0 | 0 | 0 | 0
7.23 - NJ Fossil CO2 Rate Limit: Unit 1751 | 69 | 8017 | Rate Constraint in lbs/MWh | FALSE | L | Annual | Seasons Included | Seasons | Winter, Spring, Summer, Fall | Winter, Spring, Summer, Fall | Winter, Spring, Summer, Fall | Winter, Spring, Summer, Fall | Winter, Spring, Summer, Fall | Winter, Spring, Summer, Fall | Winter, Spring, Summer, Fall
7.23 - NJ Fossil CO2 Rate Limit: Unit 1751 | 69 | 8017 | Rate Constraint in lbs/MWh | FALSE | L | Annual | Standard CO2 | lb/MWh | 1700 | 1700 | 1300 | 1300 | 1300 | 1300 | 1300
7.23 - NJ Fossil CO2 Rate Limit: Unit 1751 | 69 | 8017 | Rate Constraint in lbs/MWh | FALSE | L | Annual | Emissions at Affected Plants CO2 | Thousand Tons | 1041.1605 | 1041.1605 | 819.2647 | 721.3102 | 774.3843 | 797.9636 | 774.3843
7.23 - NJ Fossil CO2 Rate Limit: Unit 1751 | 69 | 8017 | Rate Constraint in lbs/MWh | FALSE | L | Annual | Allowances Purchased CO2 | Thousand Tons | 0 | 0 | 0 | 0 | 0 | 0 | 0
7.23 - NJ Fossil CO2 Rate Limit: Unit 1751 | 69 | 8017 | Rate Constraint in lbs/MWh | FALSE | L | Annual | Allowances Sold CO2 | Thousand Tons | 0 | 0 | 0 | 0 | 0 | 0 | 0
7.23 - NJ Fossil CO2 Rate Limit: Unit 1751 | 69 | 8017 | Rate Constraint in lbs/MWh | FALSE | L | Annual | Allowances Banked | Thousand Tons | 0 | 0 | 0 | 0 | 0 | 0 | 0
7.23 - NJ Fossil CO2 Rate Limit: Unit 1751 | 69 | 8017 | Rate Constraint in lbs/MWh | FALSE | L | Annual | Allowances Withdrawn (1:1) | Thousand Tons | 0 | 0 | 0 | 0 | 0 | 0 | 0
7.23 - NJ Fossil CO2 Rate Limit: Unit 1751 | 69 | 8017 | Rate Constraint in lbs/MWh | FALSE | L | Annual | Allowances Withdrawn (n:1) | Thousand Tons | 0 | 0 | 0 | 0 | 0 | 0 | 0
7.23 - NJ Fossil CO2 Rate Limit: Unit 1751 | 69 | 8017 | Rate Constraint in lbs/MWh | FALSE | L | Annual | Net Emissions Allowance Position | Thousand Tons | 1041.1605 | 1041.1605 | 819.2647 | 721.3102 | 774.3843 | 797.9636 | 774.3843
7.23 - NJ Fossil CO2 Rate Limit: Unit 1751 | 69 | 8017 | Rate Constraint in lbs/MWh | FALSE | L | Annual | Fuel Consumed | TBtu | 11.6139 | 11.6139 | 9.1387 | 8.0461 | 8.6381 | 8.9011 | 8.6381
7.23 - NJ Fossil CO2 Rate Limit: Unit 1751 | 69 | 8017 | Rate Constraint in lbs/MWh | FALSE | L | Annual | Rate | lb/MMBtu | 179.295 | 179.295 | 179.295 | 179.295 | 179.295 | 179.295 | 179.295
7.23 - NJ Fossil CO2 Rate Limit: Unit 1751 | 69 | 8017 | Rate Constraint in lbs/MWh | FALSE | L | Annual | Generation | TWh | 1.9136 | 1.9136 | 1.5058 | 1.3258 | 1.4233 | 1.4667 | 1.4233
7.23 - NJ Fossil CO2 Rate Limit: Unit 1751 | 69 | 8017 | Rate Constraint in lbs/MWh | FALSE | L | Annual | Qualifying Generation | TWh | 1.9136 | 1.9136 | 1.5058 | 1.3258 | 1.4233 | 1.4667 | 1.4233
7.23 - NJ Fossil CO2 Rate Limit: Unit 1751 | 69 | 8017 | Rate Constraint in lbs/MWh | FALSE | L | Annual | Constraint Shadow Price | US2022$/Ton | 0 | 0 | 0 | 0 | 0 | 0 | 0
7.23 - NJ Fossil CO2 Rate Limit: Unit 1752 | 70 | 8018 | Rate Constraint in lbs/MWh | FALSE | L | Annual | Seasons Included | Seasons | Winter, Spring, Summer, Fall | Winter, Spring, Summer, Fall | Winter, Spring, Summer, Fall | Winter, Spring, Summer, Fall | Winter, Spring, Summer, Fall | Winter, Spring, Summer, Fall | Winter, Spring, Summer, Fall
7.23 - NJ Fossil CO2 Rate Limit: Unit 1752 | 70 | 8018 | Rate Constraint in lbs/MWh | FALSE | L | Annual | Standard CO2 | lb/MWh | 1700 | 1700 | 1300 | 1300 | 1300 | 1300 | 1300
7.23 - NJ Fossil CO2 Rate Limit: Unit 1752 | 70 | 8018 | Rate Constraint in lbs/MWh | FALSE | L | Annual | Emissions at Affected Plants CO2 | Thousand Tons | 2785.1444 | 2649.2322 | 2146.3489 | 1700.6729 | 2050.4019 | 2106.3858 | 1998.6686
7.23 - NJ Fossil CO2 Rate Limit: Unit 1752 | 70 | 8018 | Rate Constraint in lbs/MWh | FALSE | L | Annual | Allowances Purchased CO2 | Thousand Tons | 0 | 0 | 0 | 0 | 0 | 0 | 0
7.23 - NJ Fossil CO2 Rate Limit: Unit 1752 | 70 | 8018 | Rate Constraint in lbs/MWh | FALSE | L | Annual | Allowances Sold CO2 | Thousand Tons | 0 | 0 | 0 | 0 | 0 | 0 | 0
7.23 - NJ Fossil CO2 Rate Limit: Unit 1752 | 70 | 8018 | Rate Constraint in lbs/MWh | FALSE | L | Annual | Allowances Banked | Thousand Tons | 0 | 0 | 0 | 0 | 0 | 0 | 0
7.23 - NJ Fossil CO2 Rate Limit: Unit 1752 | 70 | 8018 | Rate Constraint in lbs/MWh | FALSE | L | Annual | Allowances Withdrawn (1:1) | Thousand Tons | 0 | 0 | 0 | 0 | 0 | 0 | 0
7.23 - NJ Fossil CO2 Rate Limit: Unit 1752 | 70 | 8018 | Rate Constraint in lbs/MWh | FALSE | L | Annual | Allowances Withdrawn (n:1) | Thousand Tons | 0 | 0 | 0 | 0 | 0 | 0 | 0
7.23 - NJ Fossil CO2 Rate Limit: Unit 1752 | 70 | 8018 | Rate Constraint in lbs/MWh | FALSE | L | Annual | Net Emissions Allowance Position | Thousand Tons | 2785.1444 | 2649.2322 | 2146.3489 | 1700.6729 | 2050.4019 | 2106.3858 | 1998.6686
7.23 - NJ Fossil CO2 Rate Limit: Unit 1752 | 70 | 8018 | Rate Constraint in lbs/MWh | FALSE | L | Annual | Fuel Consumed | TBtu | 31.0677 | 29.5517 | 23.9421 | 18.9707 | 22.8718 | 23.4963 | 22.2947
7.23 - NJ Fossil CO2 Rate Limit: Unit 1752 | 70 | 8018 | Rate Constraint in lbs/MWh | FALSE | L | Annual | Rate | lb/MMBtu | 179.295 | 179.295 | 179.295 | 179.295 | 179.295 | 179.295 | 179.295
7.23 - NJ Fossil CO2 Rate Limit: Unit 1752 | 70 | 8018 | Rate Constraint in lbs/MWh | FALSE | L | Annual | Generation | TWh | 5.1191 | 4.8693 | 3.945 | 3.1258 | 3.7686 | 3.8715 | 3.6735
7.23 - NJ Fossil CO2 Rate Limit: Unit 1752 | 70 | 8018 | Rate Constraint in lbs/MWh | FALSE | L | Annual | Qualifying Generation | TWh | 5.1191 | 4.8693 | 3.945 | 3.1258 | 3.7686 | 3.8715 | 3.6735
7.23 - NJ Fossil CO2 Rate Limit: Unit 1752 | 70 | 8018 | Rate Constraint in lbs/MWh | FALSE | L | Annual | Constraint Shadow Price | US2022$/Ton | 0 | 0 | 0 | 0 | 0 | 0 | 0
7.23 - NJ Fossil CO2 Rate Limit: Unit 2178 | 71 | 8019 | Rate Constraint in lbs/MWh | FALSE | L | Annual | Seasons Included | Seasons | Winter, Spring, Summer, Fall | Winter, Spring, Summer, Fall | Winter, Spring, Summer, Fall | Winter, Spring, Summer, Fall | Winter, Spring, Summer, Fall | Winter, Spring, Summer, Fall | Winter, Spring, Summer, Fall
7.23 - NJ Fossil CO2 Rate Limit: Unit 2178 | 71 | 8019 | Rate Constraint in lbs/MWh | FALSE | L | Annual | Standard CO2 | lb/MWh | 1700 | 1700 | 1300 | 1300 | 1300 | 1300 | 1300
7.23 - NJ Fossil CO2 Rate Limit: Unit 2178 | 71 | 8019 | Rate Constraint in lbs/MWh | FALSE | L | Annual | Emissions at Affected Plants CO2 | Thousand Tons | 0 | 0 | 0 | 0 | 0 | 0 | 0
7.23 - NJ Fossil CO2 Rate Limit: Unit 2178 | 71 | 8019 | Rate Constraint in lbs/MWh | FALSE | L | Annual | Allowances Purchased CO2 | Thousand Tons | 0 | 0 | 0 | 0 | 0 | 0 | 0
7.23 - NJ Fossil CO2 Rate Limit: Unit 2178 | 71 | 8019 | Rate Constraint in lbs/MWh | FALSE | L | Annual | Allowances Sold CO2 | Thousand Tons | 0 | 0 | 0 | 0 | 0 | 0 | 0
7.23 - NJ Fossil CO2 Rate Limit: Unit 2178 | 71 | 8019 | Rate Constraint in lbs/MWh | FALSE | L | Annual | Allowances Banked | Thousand Tons | 0 | 0 | 0 | 0 | 0 | 0 | 0
7.23 - NJ Fossil CO2 Rate Limit: Unit 2178 | 71 | 8019 | Rate Constraint in lbs/MWh | FALSE | L | Annual | Allowances Withdrawn (1:1) | Thousand Tons | 0 | 0 | 0 | 0 | 0 | 0 | 0
7.23 - NJ Fossil CO2 Rate Limit: Unit 2178 | 71 | 8019 | Rate Constraint in lbs/MWh | FALSE | L | Annual | Allowances Withdrawn (n:1) | Thousand Tons | 0 | 0 | 0 | 0 | 0 | 0 | 0
7.23 - NJ Fossil CO2 Rate Limit: Unit 2178 | 71 | 8019 | Rate Constraint in lbs/MWh | FALSE | L | Annual | Net Emissions Allowance Position | Thousand Tons | 0 | 0 | 0 | 0 | 0 | 0 | 0
7.23 - NJ Fossil CO2 Rate Limit: Unit 2178 | 71 | 8019 | Rate Constraint in lbs/MWh | FALSE | L | Annual | Fuel Consumed | TBtu | 0 | 0 | 0 | 0 | 0 | 0 | 0
7.23 - NJ Fossil CO2 Rate Limit: Unit 2178 | 71 | 8019 | Rate Constraint in lbs/MWh | FALSE | L | Annual | Rate | lb/MMBtu | 0 | 0 | 0 | 0 | 0 | 0 | 0
7.23 - NJ Fossil CO2 Rate Limit: Unit 2178 | 71 | 8019 | Rate Constraint in lbs/MWh | FALSE | L | Annual | Generation | TWh | 0 | 0 | 0 | 0 | 0 | 0 | 0
7.23 - NJ Fossil CO2 Rate Limit: Unit 2178 | 71 | 8019 | Rate Constraint in lbs/MWh | FALSE | L | Annual | Qualifying Generation | TWh | 0 | 0 | 0 | 0 | 0 | 0 | 0
7.23 - NJ Fossil CO2 Rate Limit: Unit 2178 | 71 | 8019 | Rate Constraint in lbs/MWh | FALSE | L | Annual | Constraint Shadow Price | US2022$/Ton | 0 | 0 | 0 | 0 | 0 | 0 | 0
7.23 - NJ Fossil CO2 Rate Limit: Unit 2659 | 72 | 8020 | Rate Constraint in lbs/MWh | FALSE | L | Annual | Seasons Included | Seasons | Winter, Spring, Summer, Fall | Winter, Spring, Summer, Fall | Winter, Spring, Summer, Fall | Winter, Spring, Summer, Fall | Winter, Spring, Summer, Fall | Winter, Spring, Summer, Fall | Winter, Spring, Summer, Fall
7.23 - NJ Fossil CO2 Rate Limit: Unit 2659 | 72 | 8020 | Rate Constraint in lbs/MWh | FALSE | L | Annual | Standard CO2 | lb/MWh | 1700 | 1700 | 1300 | 1300 | 1300 | 1300 | 1300
7.23 - NJ Fossil CO2 Rate Limit: Unit 2659 | 72 | 8020 | Rate Constraint in lbs/MWh | FALSE | L | Annual | Emissions at Affected Plants CO2 | Thousand Tons | 0 | 0 | 0 | 0 | 0 | 0 | 0
7.23 - NJ Fossil CO2 Rate Limit: Unit 2659 | 72 | 8020 | Rate Constraint in lbs/MWh | FALSE | L | Annual | Allowances Purchased CO2 | Thousand Tons | 0 | 0 | 0 | 0 | 0 | 0 | 0
7.23 - NJ Fossil CO2 Rate Limit: Unit 2659 | 72 | 8020 | Rate Constraint in lbs/MWh | FALSE | L | Annual | Allowances Sold CO2 | Thousand Tons | 0 | 0 | 0 | 0 | 0 | 0 | 0
7.23 - NJ Fossil CO2 Rate Limit: Unit 2659 | 72 | 8020 | Rate Constraint in lbs/MWh | FALSE | L | Annual | Allowances Banked | Thousand Tons | 0 | 0 | 0 | 0 | 0 | 0 | 0
7.23 - NJ Fossil CO2 Rate Limit: Unit 2659 | 72 | 8020 | Rate Constraint in lbs/MWh | FALSE | L | Annual | Allowances Withdrawn (1:1) | Thousand Tons | 0 | 0 | 0 | 0 | 0 | 0 | 0
7.23 - NJ Fossil CO2 Rate Limit: Unit 2659 | 72 | 8020 | Rate Constraint in lbs/MWh | FALSE | L | Annual | Allowances Withdrawn (n:1) | Thousand Tons | 0 | 0 | 0 | 0 | 0 | 0 | 0
7.23 - NJ Fossil CO2 Rate Limit: Unit 2659 | 72 | 8020 | Rate Constraint in lbs/MWh | FALSE | L | Annual | Net Emissions Allowance Position | Thousand Tons | 0 | 0 | 0 | 0 | 0 | 0 | 0
7.23 - NJ Fossil CO2 Rate Limit: Unit 2659 | 72 | 8020 | Rate Constraint in lbs/MWh | FALSE | L | Annual | Fuel Consumed | TBtu | 0 | 0 | 0 | 0 | 0 | 0 | 0
7.23 - NJ Fossil CO2 Rate Limit: Unit 2659 | 72 | 8020 | Rate Constraint in lbs/MWh | FALSE | L | Annual | Rate | lb/MMBtu | 0 | 0 | 0 | 0 | 0 | 0 | 0
7.23 - NJ Fossil CO2 Rate Limit: Unit 2659 | 72 | 8020 | Rate Constraint in lbs/MWh | FALSE | L | Annual | Generation | TWh | 0 | 0 | 0 | 0 | 0 | 0 | 0
7.23 - NJ Fossil CO2 Rate Limit: Unit 2659 | 72 | 8020 | Rate Constraint in lbs/MWh | FALSE | L | Annual | Qualifying Generation | TWh | 0 | 0 | 0 | 0 | 0 | 0 | 0
7.23 - NJ Fossil CO2 Rate Limit: Unit 2659 | 72 | 8020 | Rate Constraint in lbs/MWh | FALSE | L | Annual | Constraint Shadow Price | US2022$/Ton | 77.7217 | 82.8402 | 53.1999 | 26.5548 | 25.7947 | 31.0139 | 36.5755
7.23 - NJ Fossil CO2 Rate Limit: Unit 509 | 73 | 7976 | Rate Constraint in lbs/MWh | FALSE | L | Annual | Seasons Included | Seasons | Winter, Spring, Summer, Fall | Winter, Spring, Summer, Fall | Winter, Spring, Summer, Fall | Winter, Spring, Summer, Fall | Winter, Spring, Summer, Fall | Winter, Spring, Summer, Fall | Winter, Spring, Summer, Fall
7.23 - NJ Fossil CO2 Rate Limit: Unit 509 | 73 | 7976 | Rate Constraint in lbs/MWh | FALSE | L | Annual | Standard CO2 | lb/MWh | 1700 | 1700 | 1300 | 1300 | 1300 | 1300 | 1300
7.23 - NJ Fossil CO2 Rate Limit: Unit 509 | 73 | 7976 | Rate Constraint in lbs/MWh | FALSE | L | Annual | Emissions at Affected Plants CO2 | Thousand Tons | 30.0316 | 31.9251 | 15.8702 | 3.7615 | 2.5077 | 1.8807 | 0
7.23 - NJ Fossil CO2 Rate Limit: Unit 509 | 73 | 7976 | Rate Constraint in lbs/MWh | FALSE | L | Annual | Allowances Purchased CO2 | Thousand Tons | 0 | 0 | 0 | 0 | 0 | 0 | 0
7.23 - NJ Fossil CO2 Rate Limit: Unit 509 | 73 | 7976 | Rate Constraint in lbs/MWh | FALSE | L | Annual | Allowances Sold CO2 | Thousand Tons | 0 | 0 | 0 | 0 | 0 | 0 | 0
7.23 - NJ Fossil CO2 Rate Limit: Unit 509 | 73 | 7976 | Rate Constraint in lbs/MWh | FALSE | L | Annual | Allowances Banked | Thousand Tons | 0 | 0 | 0 | 0 | 0 | 0 | 0
7.23 - NJ Fossil CO2 Rate Limit: Unit 509 | 73 | 7976 | Rate Constraint in lbs/MWh | FALSE | L | Annual | Allowances Withdrawn (1:1) | Thousand Tons | 0 | 0 | 0 | 0 | 0 | 0 | 0
7.23 - NJ Fossil CO2 Rate Limit: Unit 509 | 73 | 7976 | Rate Constraint in lbs/MWh | FALSE | L | Annual | Allowances Withdrawn (n:1) | Thousand Tons | 0 | 0 | 0 | 0 | 0 | 0 | 0
7.23 - NJ Fossil CO2 Rate Limit: Unit 509 | 73 | 7976 | Rate Constraint in lbs/MWh | FALSE | L | Annual | Net Emissions Allowance Position | Thousand Tons | 30.0316 | 31.9251 | 15.8702 | 3.7615 | 2.5077 | 1.8807 | 0
7.23 - NJ Fossil CO2 Rate Limit: Unit 509 | 73 | 7976 | Rate Constraint in lbs/MWh | FALSE | L | Annual | Fuel Consumed | TBtu | 0.51301 | 0.54536 | 0.2711 | 0.064255 | 0.042837 | 0.032127 | 0
7.23 - NJ Fossil CO2 Rate Limit: Unit 509 | 73 | 7976 | Rate Constraint in lbs/MWh | FALSE | L | Annual | Rate | lb/MMBtu | 117.08 | 117.08 | 117.08 | 117.08 | 117.08 | 117.08 | 0
7.23 - NJ Fossil CO2 Rate Limit: Unit 509 | 73 | 7976 | Rate Constraint in lbs/MWh | FALSE | L | Annual | Generation | TWh | 0.047744 | 0.050754 | 0.02523 | 0.00598 | 0.0039867 | 0.00299 | 0
7.23 - NJ Fossil CO2 Rate Limit: Unit 509 | 73 | 7976 | Rate Constraint in lbs/MWh | FALSE | L | Annual | Qualifying Generation | TWh | 0.047744 | 0.050754 | 0.02523 | 0.00598 | 0.0039867 | 0.00299 | 0
7.23 - NJ Fossil CO2 Rate Limit: Unit 509 | 73 | 7976 | Rate Constraint in lbs/MWh | FALSE | L | Annual | Constraint Shadow Price | US2022$/Ton | 0 | 0 | 0 | 0 | 0 | 0 | 0
7.23 - NJ Fossil CO2 Rate Limit: Unit 510 | 74 | 7977 | Rate Constraint in lbs/MWh | FALSE | L | Annual | Seasons Included | Seasons | Winter, Spring, Summer, Fall | Winter, Spring, Summer, Fall | Winter, Spring, Summer, Fall | Winter, Spring, Summer, Fall | Winter, Spring, Summer, Fall | Winter, Spring, Summer, Fall | Winter, Spring, Summer, Fall
7.23 - NJ Fossil CO2 Rate Limit: Unit 510 | 74 | 7977 | Rate Constraint in lbs/MWh | FALSE | L | Annual | Standard CO2 | lb/MWh | 1700 | 1700 | 1300 | 1300 | 1300 | 1300 | 1300
7.23 - NJ Fossil CO2 Rate Limit: Unit 510 | 74 | 7977 | Rate Constraint in lbs/MWh | FALSE | L | Annual | Emissions at Affected Plants CO2 | Thousand Tons | 5.9086 | 6.2783 | 2.9751 | 0.74379 | 0.49586 | 0.37189 | 0
7.23 - NJ Fossil CO2 Rate Limit: Unit 510 | 74 | 7977 | Rate Constraint in lbs/MWh | FALSE | L | Annual | Allowances Purchased CO2 | Thousand Tons | 0 | 0 | 0 | 0 | 0 | 0 | 0
7.23 - NJ Fossil CO2 Rate Limit: Unit 510 | 74 | 7977 | Rate Constraint in lbs/MWh | FALSE | L | Annual | Allowances Sold CO2 | Thousand Tons | 0 | 0 | 0 | 0 | 0 | 0 | 0
7.23 - NJ Fossil CO2 Rate Limit: Unit 510 | 74 | 7977 | Rate Constraint in lbs/MWh | FALSE | L | Annual | Allowances Banked | Thousand Tons | 0 | 0 | 0 | 0 | 0 | 0 | 0
7.23 - NJ Fossil CO2 Rate Limit: Unit 510 | 74 | 7977 | Rate Constraint in lbs/MWh | FALSE | L | Annual | Allowances Withdrawn (1:1) | Thousand Tons | 0 | 0 | 0 | 0 | 0 | 0 | 0
7.23 - NJ Fossil CO2 Rate Limit: Unit 510 | 74 | 7977 | Rate Constraint in lbs/MWh | FALSE | L | Annual | Allowances Withdrawn (n:1) | Thousand Tons | 0 | 0 | 0 | 0 | 0 | 0 | 0
7.23 - NJ Fossil CO2 Rate Limit: Unit 510 | 74 | 7977 | Rate Constraint in lbs/MWh | FALSE | L | Annual | Net Emissions Allowance Position | Thousand Tons | 5.9086 | 6.2783 | 2.9751 | 0.74379 | 0.49586 | 0.37189 | 0
7.23 - NJ Fossil CO2 Rate Limit: Unit 510 | 74 | 7977 | Rate Constraint in lbs/MWh | FALSE | L | Annual | Fuel Consumed | TBtu | 0.10093 | 0.10725 | 0.050822 | 0.012706 | 0.0084704 | 0.0063528 | 0
7.23 - NJ Fossil CO2 Rate Limit: Unit 510 | 74 | 7977 | Rate Constraint in lbs/MWh | FALSE | L | Annual | Rate | lb/MMBtu | 117.08 | 117.08 | 117.08 | 117.08 | 117.08 | 117.08 | 0
7.23 - NJ Fossil CO2 Rate Limit: Unit 510 | 74 | 7977 | Rate Constraint in lbs/MWh | FALSE | L | Annual | Generation | TWh | 0.0093934 | 0.0099812 | 0.0047299 | 0.0011825 | 0.00078831 | 0.00059123 | 0
7.23 - NJ Fossil CO2 Rate Limit: Unit 510 | 74 | 7977 | Rate Constraint in lbs/MWh | FALSE | L | Annual | Qualifying Generation | TWh | 0.0093934 | 0.0099812 | 0.0047299 | 0.0011825 | 0.00078831 | 0.00059123 | 0
7.23 - NJ Fossil CO2 Rate Limit: Unit 510 | 74 | 7977 | Rate Constraint in lbs/MWh | FALSE | L | Annual | Constraint Shadow Price | US2022$/Ton | 0 | 0 | 0 | 0 | 0 | 0 | 0
7.23 - NJ Fossil CO2 Rate Limit: Unit 511 | 75 | 7978 | Rate Constraint in lbs/MWh | FALSE | L | Annual | Seasons Included | Seasons | Winter, Spring, Summer, Fall | Winter, Spring, Summer, Fall | Winter, Spring, Summer, Fall | Winter, Spring, Summer, Fall | Winter, Spring, Summer, Fall | Winter, Spring, Summer, Fall | Winter, Spring, Summer, Fall
7.23 - NJ Fossil CO2 Rate Limit: Unit 511 | 75 | 7978 | Rate Constraint in lbs/MWh | FALSE | L | Annual | Standard CO2 | lb/MWh | 1700 | 1700 | 1300 | 1300 | 1300 | 1300 | 1300
7.23 - NJ Fossil CO2 Rate Limit: Unit 511 | 75 | 7978 | Rate Constraint in lbs/MWh | FALSE | L | Annual | Emissions at Affected Plants CO2 | Thousand Tons | 0.34753 | 0.41072 | 0 | 0 | 0 | 0 | 0
7.23 - NJ Fossil CO2 Rate Limit: Unit 511 | 75 | 7978 | Rate Constraint in lbs/MWh | FALSE | L | Annual | Allowances Purchased CO2 | Thousand Tons | 0 | 0 | 0 | 0 | 0 | 0 | 0
7.23 - NJ Fossil CO2 Rate Limit: Unit 511 | 75 | 7978 | Rate Constraint in lbs/MWh | FALSE | L | Annual | Allowances Sold CO2 | Thousand Tons | 0 | 0 | 0 | 0 | 0 | 0 | 0
7.23 - NJ Fossil CO2 Rate Limit: Unit 511 | 75 | 7978 | Rate Constraint in lbs/MWh | FALSE | L | Annual | Allowances Banked | Thousand Tons | 0 | 0 | 0 | 0 | 0 | 0 | 0
7.23 - NJ Fossil CO2 Rate Limit: Unit 511 | 75 | 7978 | Rate Constraint in lbs/MWh | FALSE | L | Annual | Allowances Withdrawn (1:1) | Thousand Tons | 0 | 0 | 0 | 0 | 0 | 0 | 0
7.23 - NJ Fossil CO2 Rate Limit: Unit 511 | 75 | 7978 | Rate Constraint in lbs/MWh | FALSE | L | Annual | Allowances Withdrawn (n:1) | Thousand Tons | 0 | 0 | 0 | 0 | 0 | 0 | 0
7.23 - NJ Fossil CO2 Rate Limit: Unit 511 | 75 | 7978 | Rate Constraint in lbs/MWh | FALSE | L | Annual | Net Emissions Allowance Position | Thousand Tons | 0.34753 | 0.41072 | 0 | 0 | 0 | 0 | 0
7.23 - NJ Fossil CO2 Rate Limit: Unit 511 | 75 | 7978 | Rate Constraint in lbs/MWh | FALSE | L | Annual | Fuel Consumed | TBtu | 0.0059366 | 0.007016 | 0 | 0 | 0 | 0 | 0
7.23 - NJ Fossil CO2 Rate Limit: Unit 511 | 75 | 7978 | Rate Constraint in lbs/MWh | FALSE | L | Annual | Rate | lb/MMBtu | 117.08 | 117.08 | 0 | 0 | 0 | 0 | 0
7.23 - NJ Fossil CO2 Rate Limit: Unit 511 | 75 | 7978 | Rate Constraint in lbs/MWh | FALSE | L | Annual | Generation | TWh | 0.00043352 | 0.00051234 | 0 | 0 | 0 | 0 | 0
7.23 - NJ Fossil CO2 Rate Limit: Unit 511 | 75 | 7978 | Rate Constraint in lbs/MWh | FALSE | L | Annual | Qualifying Generation | TWh | 0.00043352 | 0.00051234 | 0 | 0 | 0 | 0 | 0
7.23 - NJ Fossil CO2 Rate Limit: Unit 511 | 75 | 7978 | Rate Constraint in lbs/MWh | FALSE | L | Annual | Constraint Shadow Price | US2022$/Ton | 0 | 0 | 1249.2323 | 15.2011 | 0 | 0 | 0
7.23 - NJ Fossil CO2 Rate Limit: Unit 512 | 76 | 7979 | Rate Constraint in lbs/MWh | FALSE | L | Annual | Seasons Included | Seasons | Winter, Spring, Summer, Fall | Winter, Spring, Summer, Fall | Winter, Spring, Summer, Fall | Winter, Spring, Summer, Fall | Winter, Spring, Summer, Fall | Winter, Spring, Summer, Fall | Winter, Spring, Summer, Fall
7.23 - NJ Fossil CO2 Rate Limit: Unit 512 | 76 | 7979 | Rate Constraint in lbs/MWh | FALSE | L | Annual | Standard CO2 | lb/MWh | 1700 | 1700 | 1300 | 1300 | 1300 | 1300 | 1300
7.23 - NJ Fossil CO2 Rate Limit: Unit 512 | 76 | 7979 | Rate Constraint in lbs/MWh | FALSE | L | Annual | Emissions at Affected Plants CO2 | Thousand Tons | 1.5449 | 1.9994 | 0 | 0 | 0 | 0 | 0
7.23 - NJ Fossil CO2 Rate Limit: Unit 512 | 76 | 7979 | Rate Constraint in lbs/MWh | FALSE | L | Annual | Allowances Purchased CO2 | Thousand Tons | 0 | 0 | 0 | 0 | 0 | 0 | 0
7.23 - NJ Fossil CO2 Rate Limit: Unit 512 | 76 | 7979 | Rate Constraint in lbs/MWh | FALSE | L | Annual | Allowances Sold CO2 | Thousand Tons | 0 | 0 | 0 | 0 | 0 | 0 | 0
7.23 - NJ Fossil CO2 Rate Limit: Unit 512 | 76 | 7979 | Rate Constraint in lbs/MWh | FALSE | L | Annual | Allowances Banked | Thousand Tons | 0 | 0 | 0 | 0 | 0 | 0 | 0
7.23 - NJ Fossil CO2 Rate Limit: Unit 512 | 76 | 7979 | Rate Constraint in lbs/MWh | FALSE | L | Annual | Allowances Withdrawn (1:1) | Thousand Tons | 0 | 0 | 0 | 0 | 0 | 0 | 0
7.23 - NJ Fossil CO2 Rate Limit: Unit 512 | 76 | 7979 | Rate Constraint in lbs/MWh | FALSE | L | Annual | Allowances Withdrawn (n:1) | Thousand Tons | 0 | 0 | 0 | 0 | 0 | 0 | 0
7.23 - NJ Fossil CO2 Rate Limit: Unit 512 | 76 | 7979 | Rate Constraint in lbs/MWh | FALSE | L | Annual | Net Emissions Allowance Position | Thousand Tons | 1.5449 | 1.9994 | 0 | 0 | 0 | 0 | 0
7.23 - NJ Fossil CO2 Rate Limit: Unit 512 | 76 | 7979 | Rate Constraint in lbs/MWh | FALSE | L | Annual | Fuel Consumed | TBtu | 0.024942 | 0.032281 | 0 | 0 | 0 | 0 | 0
7.23 - NJ Fossil CO2 Rate Limit: Unit 512 | 76 | 7979 | Rate Constraint in lbs/MWh | FALSE | L | Annual | Rate | lb/MMBtu | 123.8756 | 123.8756 | 0 | 0 | 0 | 0 | 0
7.23 - NJ Fossil CO2 Rate Limit: Unit 512 | 76 | 7979 | Rate Constraint in lbs/MWh | FALSE | L | Annual | Generation | TWh | 0.0021263 | 0.0027519 | 0 | 0 | 0 | 0 | 0
7.23 - NJ Fossil CO2 Rate Limit: Unit 512 | 76 | 7979 | Rate Constraint in lbs/MWh | FALSE | L | Annual | Qualifying Generation | TWh | 0.0021263 | 0.0027519 | 0 | 0 | 0 | 0 | 0
7.23 - NJ Fossil CO2 Rate Limit: Unit 512 | 76 | 7979 | Rate Constraint in lbs/MWh | FALSE | L | Annual | Constraint Shadow Price | US2022$/Ton | 0 | 0 | 2541.4509 | 97.8506 | 0 | 0 | 0
7.23 - NJ Fossil CO2 Rate Limit: Unit 513 | 77 | 7980 | Rate Constraint in lbs/MWh | FALSE | L | Annual | Seasons Included | Seasons | Winter, Spring, Summer, Fall | Winter, Spring, Summer, Fall | Winter, Spring, Summer, Fall | Winter, Spring, Summer, Fall | Winter, Spring, Summer, Fall | Winter, Spring, Summer, Fall | Winter, Spring, Summer, Fall
7.23 - NJ Fossil CO2 Rate Limit: Unit 513 | 77 | 7980 | Rate Constraint in lbs/MWh | FALSE | L | Annual | Standard CO2 | lb/MWh | 1700 | 1700 | 1300 | 1300 | 1300 | 1300 | 1300
7.23 - NJ Fossil CO2 Rate Limit: Unit 513 | 77 | 7980 | Rate Constraint in lbs/MWh | FALSE | L | Annual | Emissions at Affected Plants CO2 | Thousand Tons | 38.224 | 38.8757 | 21.8895 | 4.4032 | 2.9355 | 2.2016 | 0
7.23 - NJ Fossil CO2 Rate Limit: Unit 513 | 77 | 7980 | Rate Constraint in lbs/MWh | FALSE | L | Annual | Allowances Purchased CO2 | Thousand Tons | 0 | 0 | 0 | 0 | 0 | 0 | 0
7.23 - NJ Fossil CO2 Rate Limit: Unit 513 | 77 | 7980 | Rate Constraint in lbs/MWh | FALSE | L | Annual | Allowances Sold CO2 | Thousand Tons | 0 | 0 | 0 | 0 | 0 | 0 | 0
7.23 - NJ Fossil CO2 Rate Limit: Unit 513 | 77 | 7980 | Rate Constraint in lbs/MWh | FALSE | L | Annual | Allowances Banked | Thousand Tons | 0 | 0 | 0 | 0 | 0 | 0 | 0
7.23 - NJ Fossil CO2 Rate Limit: Unit 513 | 77 | 7980 | Rate Constraint in lbs/MWh | FALSE | L | Annual | Allowances Withdrawn (1:1) | Thousand Tons | 0 | 0 | 0 | 0 | 0 | 0 | 0
7.23 - NJ Fossil CO2 Rate Limit: Unit 513 | 77 | 7980 | Rate Constraint in lbs/MWh | FALSE | L | Annual | Allowances Withdrawn (n:1) | Thousand Tons | 0 | 0 | 0 | 0 | 0 | 0 | 0
7.23 - NJ Fossil CO2 Rate Limit: Unit 513 | 77 | 7980 | Rate Constraint in lbs/MWh | FALSE | L | Annual | Net Emissions Allowance Position | Thousand Tons | 38.224 | 38.8757 | 21.8895 | 4.4032 | 2.9355 | 2.2016 | 0
7.23 - NJ Fossil CO2 Rate Limit: Unit 513 | 77 | 7980 | Rate Constraint in lbs/MWh | FALSE | L | Annual | Fuel Consumed | TBtu | 0.65296 | 0.66409 | 0.37392 | 0.075217 | 0.050145 | 0.037609 | 0
7.23 - NJ Fossil CO2 Rate Limit: Unit 513 | 77 | 7980 | Rate Constraint in lbs/MWh | FALSE | L | Annual | Rate | lb/MMBtu | 117.08 | 117.08 | 117.08 | 117.08 | 117.08 | 117.08 | 0
7.23 - NJ Fossil CO2 Rate Limit: Unit 513 | 77 | 7980 | Rate Constraint in lbs/MWh | FALSE | L | Annual | Generation | TWh | 0.060768 | 0.061804 | 0.0348 | 0.0070002 | 0.0046668 | 0.0035001 | 0
7.23 - NJ Fossil CO2 Rate Limit: Unit 513 | 77 | 7980 | Rate Constraint in lbs/MWh | FALSE | L | Annual | Qualifying Generation | TWh | 0.060768 | 0.061804 | 0.0348 | 0.0070002 | 0.0046668 | 0.0035001 | 0
7.23 - NJ Fossil CO2 Rate Limit: Unit 513 | 77 | 7980 | Rate Constraint in lbs/MWh | FALSE | L | Annual | Constraint Shadow Price | US2022$/Ton | 0 | 0 | 0 | 0 | 0 | 0 | 0
7.23 - NJ Fossil CO2 Rate Limit: Unit 514 | 78 | 7981 | Rate Constraint in lbs/MWh | FALSE | L | Annual | Seasons Included | Seasons | Winter, Spring, Summer, Fall | Winter, Spring, Summer, Fall | Winter, Spring, Summer, Fall | Winter, Spring, Summer, Fall | Winter, Spring, Summer, Fall | Winter, Spring, Summer, Fall | Winter, Spring, Summer, Fall
7.23 - NJ Fossil CO2 Rate Limit: Unit 514 | 78 | 7981 | Rate Constraint in lbs/MWh | FALSE | L | Annual | Standard CO2 | lb/MWh | 1700 | 1700 | 1300 | 1300 | 1300 | 1300 | 1300
7.23 - NJ Fossil CO2 Rate Limit: Unit 514 | 78 | 7981 | Rate Constraint in lbs/MWh | FALSE | L | Annual | Emissions at Affected Plants CO2 | Thousand Tons | 8.2554 | 7.9982 | 0 | 0 | 0 | 0 | 0
7.23 - NJ Fossil CO2 Rate Limit: Unit 514 | 78 | 7981 | Rate Constraint in lbs/MWh | FALSE | L | Annual | Allowances Purchased CO2 | Thousand Tons | 0 | 0 | 0 | 0 | 0 | 0 | 0
7.23 - NJ Fossil CO2 Rate Limit: Unit 514 | 78 | 7981 | Rate Constraint in lbs/MWh | FALSE | L | Annual | Allowances Sold CO2 | Thousand Tons | 0 | 0 | 0 | 0 | 0 | 0 | 0
7.23 - NJ Fossil CO2 Rate Limit: Unit 514 | 78 | 7981 | Rate Constraint in lbs/MWh | FALSE | L | Annual | Allowances Banked | Thousand Tons | 0 | 0 | 0 | 0 | 0 | 0 | 0
7.23 - NJ Fossil CO2 Rate Limit: Unit 514 | 78 | 7981 | Rate Constraint in lbs/MWh | FALSE | L | Annual | Allowances Withdrawn (1:1) | Thousand Tons | 0 | 0 | 0 | 0 | 0 | 0 | 0
7.23 - NJ Fossil CO2 Rate Limit: Unit 514 | 78 | 7981 | Rate Constraint in lbs/MWh | FALSE | L | Annual | Allowances Withdrawn (n:1) | Thousand Tons | 0 | 0 | 0 | 0 | 0 | 0 | 0
7.23 - NJ Fossil CO2 Rate Limit: Unit 514 | 78 | 7981 | Rate Constraint in lbs/MWh | FALSE | L | Annual | Net Emissions Allowance Position | Thousand Tons | 8.2554 | 7.9982 | 0 | 0 | 0 | 0 | 0
7.23 - NJ Fossil CO2 Rate Limit: Unit 514 | 78 | 7981 | Rate Constraint in lbs/MWh | FALSE | L | Annual | Fuel Consumed | TBtu | 0.095821 | 0.092836 | 0 | 0 | 0 | 0 | 0
7.23 - NJ Fossil CO2 Rate Limit: Unit 514 | 78 | 7981 | Rate Constraint in lbs/MWh | FALSE | L | Annual | Rate | lb/MMBtu | 172.3095 | 172.3095 | 0 | 0 | 0 | 0 | 0
7.23 - NJ Fossil CO2 Rate Limit: Unit 514 | 78 | 7981 | Rate Constraint in lbs/MWh | FALSE | L | Annual | Generation | TWh | 0.011014 | 0.010671 | 0 | 0 | 0 | 0 | 0
7.23 - NJ Fossil CO2 Rate Limit: Unit 514 | 78 | 7981 | Rate Constraint in lbs/MWh | FALSE | L | Annual | Qualifying Generation | TWh | 0.011014 | 0.010671 | 0 | 0 | 0 | 0 | 0
7.23 - NJ Fossil CO2 Rate Limit: Unit 514 | 78 | 7981 | Rate Constraint in lbs/MWh | FALSE | L | Annual | Constraint Shadow Price | US2022$/Ton | 0 | 0 | 2037.3538 | 159.3388 | 70.3829 | 72.1929 | 49.4871
7.23 - NJ Fossil CO2 Rate Limit: Unit 523 | 79 | 7982 | Rate Constraint in lbs/MWh | FALSE | L | Annual | Seasons Included | Seasons | Winter, Spring, Summer, Fall | Winter, Spring, Summer, Fall | Winter, Spring, Summer, Fall | Winter, Spring, Summer, Fall | Winter, Spring, Summer, Fall | Winter, Spring, Summer, Fall | Winter, Spring, Summer, Fall
7.23 - NJ Fossil CO2 Rate Limit: Unit 523 | 79 | 7982 | Rate Constraint in lbs/MWh | FALSE | L | Annual | Standard CO2 | lb/MWh | 1700 | 1700 | 1300 | 1300 | 1300 | 1300 | 1300
7.23 - NJ Fossil CO2 Rate Limit: Unit 523 | 79 | 7982 | Rate Constraint in lbs/MWh | FALSE | L | Annual | Emissions at Affected Plants CO2 | Thousand Tons | 0 | 0 | 0 | 0 | 0 | 0 | 0
7.23 - NJ Fossil CO2 Rate Limit: Unit 523 | 79 | 7982 | Rate Constraint in lbs/MWh | FALSE | L | Annual | Allowances Purchased CO2 | Thousand Tons | 0 | 0 | 0 | 0 | 0 | 0 | 0
7.23 - NJ Fossil CO2 Rate Limit: Unit 523 | 79 | 7982 | Rate Constraint in lbs/MWh | FALSE | L | Annual | Allowances Sold CO2 | Thousand Tons | 0 | 0 | 0 | 0 | 0 | 0 | 0
7.23 - NJ Fossil CO2 Rate Limit: Unit 523 | 79 | 7982 | Rate Constraint in lbs/MWh | FALSE | L | Annual | Allowances Banked | Thousand Tons | 0 | 0 | 0 | 0 | 0 | 0 | 0
7.23 - NJ Fossil CO2 Rate Limit: Unit 523 | 79 | 7982 | Rate Constraint in lbs/MWh | FALSE | L | Annual | Allowances Withdrawn (1:1) | Thousand Tons | 0 | 0 | 0 | 0 | 0 | 0 | 0
7.23 - NJ Fossil CO2 Rate Limit: Unit 523 | 79 | 7982 | Rate Constraint in lbs/MWh | FALSE | L | Annual | Allowances Withdrawn (n:1) | Thousand Tons | 0 | 0 | 0 | 0 | 0 | 0 | 0
7.23 - NJ Fossil CO2 Rate Limit: Unit 523 | 79 | 7982 | Rate Constraint in lbs/MWh | FALSE | L | Annual | Net Emissions Allowance Position | Thousand Tons | 0 | 0 | 0 | 0 | 0 | 0 | 0
7.23 - NJ Fossil CO2 Rate Limit: Unit 523 | 79 | 7982 | Rate Constraint in lbs/MWh | FALSE | L | Annual | Fuel Consumed | TBtu | 0 | 0 | 0 | 0 | 0 | 0 | 0
7.23 - NJ Fossil CO2 Rate Limit: Unit 523 | 79 | 7982 | Rate Constraint in lbs/MWh | FALSE | L | Annual | Rate | lb/MMBtu | 0 | 0 | 0 | 0 | 0 | 0 | 0
7.23 - NJ Fossil CO2 Rate Limit: Unit 523 | 79 | 7982 | Rate Constraint in lbs/MWh | FALSE | L | Annual | Generation | TWh | 0 | 0 | 0 | 0 | 0 | 0 | 0
7.23 - NJ Fossil CO2 Rate Limit: Unit 523 | 79 | 7982 | Rate Constraint in lbs/MWh | FALSE | L | Annual | Qualifying Generation | TWh | 0 | 0 | 0 | 0 | 0 | 0 | 0
7.23 - NJ Fossil CO2 Rate Limit: Unit 523 | 79 | 7982 | Rate Constraint in lbs/MWh | FALSE | L | Annual | Constraint Shadow Price | US2022$/Ton | 0 | 0 | 0 | 0 | 0 | 0 | 0
7.23 - NJ Fossil CO2 Rate Limit: Unit 524 | 80 | 7983 | Rate Constraint in lbs/MWh | FALSE | L | Annual | Seasons Included | Seasons | Winter, Spring, Summer, Fall | Winter, Spring, Summer, Fall | Winter, Spring, Summer, Fall | Winter, Spring, Summer, Fall | Winter, Spring, Summer, Fall | Winter, Spring, Summer, Fall | Winter, Spring, Summer, Fall
7.23 - NJ Fossil CO2 Rate Limit: Unit 524 | 80 | 7983 | Rate Constraint in lbs/MWh | FALSE | L | Annual | Standard CO2 | lb/MWh | 1700 | 1700 | 1300 | 1300 | 1300 | 1300 | 1300
7.23 - NJ Fossil CO2 Rate Limit: Unit 524 | 80 | 7983 | Rate Constraint in lbs/MWh | FALSE | L | Annual | Emissions at Affected Plants CO2 | Thousand Tons | 0 | 0 | 0 | 0 | 0 | 0 | 0
7.23 - NJ Fossil CO2 Rate Limit: Unit 524 | 80 | 7983 | Rate Constraint in lbs/MWh | FALSE | L | Annual | Allowances Purchased CO2 | Thousand Tons | 0 | 0 | 0 | 0 | 0 | 0 | 0
7.23 - NJ Fossil CO2 Rate Limit: Unit 524 | 80 | 7983 | Rate Constraint in lbs/MWh | FALSE | L | Annual | Allowances Sold CO2 | Thousand Tons | 0 | 0 | 0 | 0 | 0 | 0 | 0
7.23 - NJ Fossil CO2 Rate Limit: Unit 524 | 80 | 7983 | Rate Constraint in lbs/MWh | FALSE | L | Annual | Allowances Banked | Thousand Tons | 0 | 0 | 0 | 0 | 0 | 0 | 0
7.23 - NJ Fossil CO2 Rate Limit: Unit 524 | 80 | 7983 | Rate Constraint in lbs/MWh | FALSE | L | Annual | Allowances Withdrawn (1:1) | Thousand Tons | 0 | 0 | 0 | 0 | 0 | 0 | 0
7.23 - NJ Fossil CO2 Rate Limit: Unit 524 | 80 | 7983 | Rate Constraint in lbs/MWh | FALSE | L | Annual | Allowances Withdrawn (n:1) | Thousand Tons | 0 | 0 | 0 | 0 | 0 | 0 | 0
7.23 - NJ Fossil CO2 Rate Limit: Unit 524 | 80 | 7983 | Rate Constraint in lbs/MWh | FALSE | L | Annual | Net Emissions Allowance Position | Thousand Tons | 0 | 0 | 0 | 0 | 0 | 0 | 0
7.23 - NJ Fossil CO2 Rate Limit: Unit 524 | 80 | 7983 | Rate Constraint in lbs/MWh | FALSE | L | Annual | Fuel Consumed | TBtu | 0 | 0 | 0 | 0 | 0 | 0 | 0
7.23 - NJ Fossil CO2 Rate Limit: Unit 524 | 80 | 7983 | Rate Constraint in lbs/MWh | FALSE | L | Annual | Rate | lb/MMBtu | 0 | 0 | 0 | 0 | 0 | 0 | 0
7.23 - NJ Fossil CO2 Rate Limit: Unit 524 | 80 | 7983 | Rate Constraint in lbs/MWh | FALSE | L | Annual | Generation | TWh | 0 | 0 | 0 | 0 | 0 | 0 | 0
7.23 - NJ Fossil CO2 Rate Limit: Unit 524 | 80 | 7983 | Rate Constraint in lbs/MWh | FALSE | L | Annual | Qualifying Generation | TWh | 0 | 0 | 0 | 0 | 0 | 0 | 0
7.23 - NJ Fossil CO2 Rate Limit: Unit 524 | 80 | 7983 | Rate Constraint in lbs/MWh | FALSE | L | Annual | Constraint Shadow Price | US2022$/Ton | 0 | 0 | 0 | 0 | 0 | 0 | 0
7.23 - NJ Fossil CO2 Rate Limit: Unit 525 | 81 | 7984 | Rate Constraint in lbs/MWh | FALSE | L | Annual | Seasons Included | Seasons | Winter, Spring, Summer, Fall | Winter, Spring, Summer, Fall | Winter, Spring, Summer, Fall | Winter, Spring, Summer, Fall | Winter, Spring, Summer, Fall | Winter, Spring, Summer, Fall | Winter, Spring, Summer, Fall
7.23 - NJ Fossil CO2 Rate Limit: Unit 525 | 81 | 7984 | Rate Constraint in lbs/MWh | FALSE | L | Annual | Standard CO2 | lb/MWh | 1700 | 1700 | 1300 | 1300 | 1300 | 1300 | 1300
7.23 - NJ Fossil CO2 Rate Limit: Unit 525 | 81 | 7984 | Rate Constraint in lbs/MWh | FALSE | L | Annual | Emissions at Affected Plants CO2 | Thousand Tons | 0 | 0 | 0 | 0 | 0 | 0 | 0
7.23 - NJ Fossil CO2 Rate Limit: Unit 525 | 81 | 7984 | Rate Constraint in lbs/MWh | FALSE | L | Annual | Allowances Purchased CO2 | Thousand Tons | 0 | 0 | 0 | 0 | 0 | 0 | 0
7.23 - NJ Fossil CO2 Rate Limit: Unit 525 | 81 | 7984 | Rate Constraint in lbs/MWh | FALSE | L | Annual | Allowances Sold CO2 | Thousand Tons | 0 | 0 | 0 | 0 | 0 | 0 | 0
7.23 - NJ Fossil CO2 Rate Limit: Unit 525 | 81 | 7984 | Rate Constraint in lbs/MWh | FALSE | L | Annual | Allowances Banked | Thousand Tons | 0 | 0 | 0 | 0 | 0 | 0 | 0
7.23 - NJ Fossil CO2 Rate Limit: Unit 525 | 81 | 7984 | Rate Constraint in lbs/MWh | FALSE | L | Annual | Allowances Withdrawn (1:1) | Thousand Tons | 0 | 0 | 0 | 0 | 0 | 0 | 0
7.23 - NJ Fossil CO2 Rate Limit: Unit 525 | 81 | 7984 | Rate Constraint in lbs/MWh | FALSE | L | Annual | Allowances Withdrawn (n:1) | Thousand Tons | 0 | 0 | 0 | 0 | 0 | 0 | 0
7.23 - NJ Fossil CO2 Rate Limit: Unit 525 | 81 | 7984 | Rate Constraint in lbs/MWh | FALSE | L | Annual | Net Emissions Allowance Position | Thousand Tons | 0 | 0 | 0 | 0 | 0 | 0 | 0
7.23 - NJ Fossil CO2 Rate Limit: Unit 525 | 81 | 7984 | Rate Constraint in lbs/MWh | FALSE | L | Annual | Fuel Consumed | TBtu | 0 | 0 | 0 | 0 | 0 | 0 | 0
7.23 - NJ Fossil CO2 Rate Limit: Unit 525 | 81 | 7984 | Rate Constraint in lbs/MWh | FALSE | L | Annual | Rate | lb/MMBtu | 0 | 0 | 0 | 0 | 0 | 0 | 0
7.23 - NJ Fossil CO2 Rate Limit: Unit 525 | 81 | 7984 | Rate Constraint in lbs/MWh | FALSE | L | Annual | Generation | TWh | 0 | 0 | 0 | 0 | 0 | 0 | 0
7.23 - NJ Fossil CO2 Rate Limit: Unit 525 | 81 | 7984 | Rate Constraint in lbs/MWh | FALSE | L | Annual | Qualifying Generation | TWh | 0 | 0 | 0 | 0 | 0 | 0 | 0
7.23 - NJ Fossil CO2 Rate Limit: Unit 525 | 81 | 7984 | Rate Constraint in lbs/MWh | FALSE | L | Annual | Constraint Shadow Price | US2022$/Ton | 0 | 0 | 0 | 0 | 0 | 0 | 0
7.23 - NJ Fossil CO2 Rate Limit: Unit 526 | 82 | 7985 | Rate Constraint in lbs/MWh | FALSE | L | Annual | Seasons Included | Seasons | Winter, Spring, Summer, Fall | Winter, Spring, Summer, Fall | Winter, Spring, Summer, Fall | Winter, Spring, Summer, Fall | Winter, Spring, Summer, Fall | Winter, Spring, Summer, Fall | Winter, Spring, Summer, Fall
7.23 - NJ Fossil CO2 Rate Limit: Unit 526 | 82 | 7985 | Rate Constraint in lbs/MWh | FALSE | L | Annual | Standard CO2 | lb/MWh | 1700 | 1700 | 1300 | 1300 | 1300 | 1300 | 1300
7.23 - NJ Fossil CO2 Rate Limit: Unit 526 | 82 | 7985 | Rate Constraint in lbs/MWh | FALSE | L | Annual | Emissions at Affected Plants CO2 | Thousand Tons | 0 | 0 | 0 | 0 | 0 | 0 | 0
7.23 - NJ Fossil CO2 Rate Limit: Unit 526 | 82 | 7985 | Rate Constraint in lbs/MWh | FALSE | L | Annual | Allowances Purchased CO2 | Thousand Tons | 0 | 0 | 0 | 0 | 0 | 0 | 0
7.23 - NJ Fossil CO2 Rate Limit: Unit 526 | 82 | 7985 | Rate Constraint in lbs/MWh | FALSE | L | Annual | Allowances Sold CO2 | Thousand Tons | 0 | 0 | 0 | 0 | 0 | 0 | 0
7.23 - NJ Fossil CO2 Rate Limit: Unit 526 | 82 | 7985 | Rate Constraint in lbs/MWh | FALSE | L | Annual | Allowances Banked | Thousand Tons | 0 | 0 | 0 | 0 | 0 | 0 | 0
7.23 - NJ Fossil CO2 Rate Limit: Unit 526 | 82 | 7985 | Rate Constraint in lbs/MWh | FALSE | L | Annual | Allowances Withdrawn (1:1) | Thousand Tons | 0 | 0 | 0 | 0 | 0 | 0 | 0
7.23 - NJ Fossil CO2 Rate Limit: Unit 526 | 82 | 7985 | Rate Constraint in lbs/MWh | FALSE | L | Annual | Allowances Withdrawn (n:1) | Thousand Tons | 0 | 0 | 0 | 0 | 0 | 0 | 0
7.23 - NJ Fossil CO2 Rate Limit: Unit 526 | 82 | 7985 | Rate Constraint in lbs/MWh | FALSE | L | Annual | Net Emissions Allowance Position | Thousand Tons | 0 | 0 | 0 | 0 | 0 | 0 | 0
7.23 - NJ Fossil CO2 Rate Limit: Unit 526 | 82 | 7985 | Rate Constraint in lbs/MWh | FALSE | L | Annual | Fuel Consumed | TBtu | 0 | 0 | 0 | 0 | 0 | 0 | 0
7.23 - NJ Fossil CO2 Rate Limit: Unit 526 | 82 | 7985 | Rate Constraint in lbs/MWh | FALSE | L | Annual | Rate | lb/MMBtu | 0 | 0 | 0 | 0 | 0 | 0 | 0
7.23 - NJ Fossil CO2 Rate Limit: Unit 526 | 82 | 7985 | Rate Constraint in lbs/MWh | FALSE | L | Annual | Generation | TWh | 0 | 0 | 0 | 0 | 0 | 0 | 0
7.23 - NJ Fossil CO2 Rate Limit: Unit 526 | 82 | 7985 | Rate Constraint in lbs/MWh | FALSE | L | Annual | Qualifying Generation | TWh | 0 | 0 | 0 | 0 | 0 | 0 | 0
7.23 - NJ Fossil CO2 Rate Limit: Unit 526 | 82 | 7985 | Rate Constraint in lbs/MWh | FALSE | L | Annual | Constraint Shadow Price | US2022$/Ton | 0 | 0 | 0 | 0 | 0 | 0 | 0
7.23 - NJ Fossil CO2 Rate Limit: Unit 537 | 83 | 7986 | Rate Constraint in lbs/MWh | FALSE | L | Annual | Seasons Included | Seasons | Winter, Spring, Summer, Fall | Winter, Spring, Summer, Fall | Winter, Spring, Summer, Fall | Winter, Spring, Summer, Fall | Winter, Spring, Summer, Fall | Winter, Spring, Summer, Fall | Winter, Spring, Summer, Fall
7.23 - NJ Fossil CO2 Rate Limit: Unit 537 | 83 | 7986 | Rate Constraint in lbs/MWh | FALSE | L | Annual | Standard CO2 | lb/MWh | 1700 | 1700 | 1300 | 1300 | 1300 | 1300 | 1300
7.23 - NJ Fossil CO2 Rate Limit: Unit 537 | 83 | 7986 | Rate Constraint in lbs/MWh | FALSE | L | Annual | Emissions at Affected Plants CO2 | Thousand Tons | 5.9086 | 6.2783 | 2.9751 | 0.74379 | 0.49586 | 0.37189 | 0
7.23 - NJ Fossil CO2 Rate Limit: Unit 537 | 83 | 7986 | Rate Constraint in lbs/MWh | FALSE | L | Annual | Allowances Purchased CO2 | Thousand Tons | 0 | 0 | 0 | 0 | 0 | 0 | 0
7.23 - NJ Fossil CO2 Rate Limit: Unit 537 | 83 | 7986 | Rate Constraint in lbs/MWh | FALSE | L | Annual | Allowances Sold CO2 | Thousand Tons | 0 | 0 | 0 | 0 | 0 | 0 | 0
7.23 - NJ Fossil CO2 Rate Limit: Unit 537 | 83 | 7986 | Rate Constraint in lbs/MWh | FALSE | L | Annual | Allowances Banked | Thousand Tons | 0 | 0 | 0 | 0 | 0 | 0 | 0
7.23 - NJ Fossil CO2 Rate Limit: Unit 537 | 83 | 7986 | Rate Constraint in lbs/MWh | FALSE | L | Annual | Allowances Withdrawn (1:1) | Thousand Tons | 0 | 0 | 0 | 0 | 0 | 0 | 0
7.23 - NJ Fossil CO2 Rate Limit: Unit 537 | 83 | 7986 | Rate Constraint in lbs/MWh | FALSE | L | Annual | Allowances Withdrawn (n:1) | Thousand Tons | 0 | 0 | 0 | 0 | 0 | 0 | 0
7.23 - NJ Fossil CO2 Rate Limit: Unit 537 | 83 | 7986 | Rate Constraint in lbs/MWh | FALSE | L | Annual | Net Emissions Allowance Position | Thousand Tons | 5.9086 | 6.2783 | 2.9751 | 0.74379 | 0.49586 | 0.37189 | 0
7.23 - NJ Fossil CO2 Rate Limit: Unit 537 | 83 | 7986 | Rate Constraint in lbs/MWh | FALSE | L | Annual | Fuel Consumed | TBtu | 0.10093 | 0.10725 | 0.050822 | 0.012706 | 0.0084704 | 0.0063528 | 0
7.23 - NJ Fossil CO2 Rate Limit: Unit 537 | 83 | 7986 | Rate Constraint in lbs/MWh | FALSE | L | Annual | Rate | lb/MMBtu | 117.08 | 117.08 | 117.08 | 117.08 | 117.08 | 117.08 | 0
7.23 - NJ Fossil CO2 Rate Limit: Unit 537 | 83 | 7986 | Rate Constraint in lbs/MWh | FALSE | L | Annual | Generation | TWh | 0.0093934 | 0.0099812 | 0.0047299 | 0.0011825 | 0.00078831 | 0.00059123 | 0
7.23 - NJ Fossil CO2 Rate Limit: Unit 537 | 83 | 7986 | Rate Constraint in lbs/MWh | FALSE | L | Annual | Qualifying Generation | TWh | 0.0093934 | 0.0099812 | 0.0047299 | 0.0011825 | 0.00078831 | 0.00059123 | 0
7.23 - NJ Fossil CO2 Rate Limit: Unit 537 | 83 | 7986 | Rate Constraint in lbs/MWh | FALSE | L | Annual | Constraint Shadow Price | US2022$/Ton | 0 | 0 | 0 | 0 | 0 | 0 | 0
7.23 - NJ Fossil CO2 Rate Limit: Unit 538 | 84 | 7987 | Rate Constraint in lbs/MWh | FALSE | L | Annual | Seasons Included | Seasons | Winter, Spring, Summer, Fall | Winter, Spring, Summer, Fall | Winter, Spring, Summer, Fall | Winter, Spring, Summer, Fall | Winter, Spring, Summer, Fall | Winter, Spring, Summer, Fall | Winter, Spring, Summer, Fall
7.23 - NJ Fossil CO2 Rate Limit: Unit 538 | 84 | 7987 | Rate Constraint in lbs/MWh | FALSE | L | Annual | Standard CO2 | lb/MWh | 1700 | 1700 | 1300 | 1300 | 1300 | 1300 | 1300
7.23 - NJ Fossil CO2 Rate Limit: Unit 538 | 84 | 7987 | Rate Constraint in lbs/MWh | FALSE | L | Annual | Emissions at Affected Plants CO2 | Thousand Tons | 0 | 0 | 0 | 0 | 0 | 0 | 0
7.23 - NJ Fossil CO2 Rate Limit: Unit 538 | 84 | 7987 | Rate Constraint in lbs/MWh | FALSE | L | Annual | Allowances Purchased CO2 | Thousand Tons | 0 | 0 | 0 | 0 | 0 | 0 | 0
7.23 - NJ Fossil CO2 Rate Limit: Unit 538 | 84 | 7987 | Rate Constraint in lbs/MWh | FALSE | L | Annual | Allowances Sold CO2 | Thousand Tons | 0 | 0 | 0 | 0 | 0 | 0 | 0
7.23 - NJ Fossil CO2 Rate Limit: Unit 538 | 84 | 7987 | Rate Constraint in lbs/MWh | FALSE | L | Annual | Allowances Banked | Thousand Tons | 0 | 0 | 0 | 0 | 0 | 0 | 0
7.23 - NJ Fossil CO2 Rate Limit: Unit 538 | 84 | 7987 | Rate Constraint in lbs/MWh | FALSE | L | Annual | Allowances Withdrawn (1:1) | Thousand Tons | 0 | 0 | 0 | 0 | 0 | 0 | 0
7.23 - NJ Fossil CO2 Rate Limit: Unit 538 | 84 | 7987 | Rate Constraint in lbs/MWh | FALSE | L | Annual | Allowances Withdrawn (n:1) | Thousand Tons | 0 | 0 | 0 | 0 | 0 | 0 | 0
7.23 - NJ Fossil CO2 Rate Limit: Unit 538 | 84 | 7987 | Rate Constraint in lbs/MWh | FALSE | L | Annual | Net Emissions Allowance Position | Thousand Tons | 0 | 0 | 0 | 0 | 0 | 0 | 0
7.23 - NJ Fossil CO2 Rate Limit: Unit 538 | 84 | 7987 | Rate Constraint in lbs/MWh | FALSE | L | Annual | Fuel Consumed | TBtu | 0 | 0 | 0 | 0 | 0 | 0 | 0
7.23 - NJ Fossil CO2 Rate Limit: Unit 538 | 84 | 7987 | Rate Constraint in lbs/MWh | FALSE | L | Annual | Rate | lb/MMBtu | 0 | 0 | 0 | 0 | 0 | 0 | 0
7.23 - NJ Fossil CO2 Rate Limit: Unit 538 | 84 | 7987 | Rate Constraint in lbs/MWh | FALSE | L | Annual | Generation | TWh | 0 | 0 | 0 | 0 | 0 | 0 | 0
7.23 - NJ Fossil CO2 Rate Limit: Unit 538 | 84 | 7987 | Rate Constraint in lbs/MWh | FALSE | L | Annual | Qualifying Generation | TWh | 0 | 0 | 0 | 0 | 0 | 0 | 0
7.23 - NJ Fossil CO2 Rate Limit: Unit 538 | 84 | 7987 | Rate Constraint in lbs/MWh | FALSE | L | Annual | Constraint Shadow Price | US2022$/Ton | 27.2238 | 161.9891 | 243.6133 | 0 | 0 | 0 | 0
7.23 - NJ Fossil CO2 Rate Limit: Unit 539 | 85 | 7988 | Rate Constraint in lbs/MWh | FALSE | L | Annual | Seasons Included | Seasons | Winter, Spring, Summer, Fall | Winter, Spring, Summer, Fall | Winter, Spring, Summer, Fall | Winter, Spring, Summer, Fall | Winter, Spring, Summer, Fall | Winter, Spring, Summer, Fall | Winter, Spring, Summer, Fall
7.23 - NJ Fossil CO2 Rate Limit: Unit 539 | 85 | 7988 | Rate Constraint in lbs/MWh | FALSE | L | Annual | Standard CO2 | lb/MWh | 1700 | 1700 | 1300 | 1300 | 1300 | 1300 | 1300
7.23 - NJ Fossil CO2 Rate Limit: Unit 539 | 85 | 7988 | Rate Constraint in lbs/MWh | FALSE | L | Annual | Emissions at Affected Plants CO2 | Thousand Tons | 9.7553 | 11.0156 | 2.175 | 1.305 | 0 | 0 | 0
7.23 - NJ Fossil CO2 Rate Limit: Unit 539 | 85 | 7988 | Rate Constraint in lbs/MWh | FALSE | L | Annual | Allowances Purchased CO2 | Thousand Tons | 0 | 0 | 0 | 0 | 0 | 0 | 0
7.23 - NJ Fossil CO2 Rate Limit: Unit 539 | 85 | 7988 | Rate Constraint in lbs/MWh | FALSE | L | Annual | Allowances Sold CO2 | Thousand Tons | 0 | 0 | 0 | 0 | 0 | 0 | 0
7.23 - NJ Fossil CO2 Rate Limit: Unit 539 | 85 | 7988 | Rate Constraint in lbs/MWh | FALSE | L | Annual | Allowances Banked | Thousand Tons | 0 | 0 | 0 | 0 | 0 | 0 | 0
7.23 - NJ Fossil CO2 Rate Limit: Unit 539 | 85 | 7988 | Rate Constraint in lbs/MWh | FALSE | L | Annual | Allowances Withdrawn (1:1) | Thousand Tons | 0 | 0 | 0 | 0 | 0 | 0 | 0
7.23 - NJ Fossil CO2 Rate Limit: Unit 539 | 85 | 7988 | Rate Constraint in lbs/MWh | FALSE | L | Annual | Allowances Withdrawn (n:1) | Thousand Tons | 0 | 0 | 0 | 0 | 0 | 0 | 0
7.23 - NJ Fossil CO2 Rate Limit: Unit 539 | 85 | 7988 | Rate Constraint in lbs/MWh | FALSE | L | Annual | Net Emissions Allowance Position | Thousand Tons | 9.7553 | 11.0156 | 2.175 | 1.305 | 0 | 0 | 0
7.23 - NJ Fossil CO2 Rate Limit: Unit 539 | 85 | 7988 | Rate Constraint in lbs/MWh | FALSE | L | Annual | Fuel Consumed | TBtu | 0.16664 | 0.18817 | 0.037154 | 0.022293 | 0 | 0 | 0
7.23 - NJ Fossil CO2 Rate Limit: Unit 539 | 85 | 7988 | Rate Constraint in lbs/MWh | FALSE | L | Annual | Rate | lb/MMBtu | 117.08 | 117.08 | 117.08 | 117.08 | 0 | 0 | 0
7.23 - NJ Fossil CO2 Rate Limit: Unit 539 | 85 | 7988 | Rate Constraint in lbs/MWh | FALSE | L | Annual | Generation | TWh | 0.015509 | 0.017513 | 0.0034578 | 0.0020747 | 0 | 0 | 0
7.23 - NJ Fossil CO2 Rate Limit: Unit 539 | 85 | 7988 | Rate Constraint in lbs/MWh | FALSE | L | Annual | Qualifying Generation | TWh | 0.015509 | 0.017513 | 0.0034578 | 0.0020747 | 0 | 0 | 0
7.23 - NJ Fossil CO2 Rate Limit: Unit 539 | 85 | 7988 | Rate Constraint in lbs/MWh | FALSE | L | Annual | Constraint Shadow Price | US2022$/Ton | 0 | 0 | 0 | 0 | 0 | 0 | 0
7.23 - NJ Fossil CO2 Rate Limit: Unit 540 | 86 | 7989 | Rate Constraint in lbs/MWh | FALSE | L | Annual | Seasons Included | Seasons | Winter, Spring, Summer, Fall | Winter, Spring, Summer, Fall | Winter, Spring, Summer, Fall | Winter, Spring, Summer, Fall | Winter, Spring, Summer, Fall | Winter, Spring, Summer, Fall | Winter, Spring, Summer, Fall
7.23 - NJ Fossil CO2 Rate Limit: Unit 540 | 86 | 7989 | Rate Constraint in lbs/MWh | FALSE | L | Annual | Standard CO2 | lb/MWh | 1700 | 1700 | 1300 | 1300 | 1300 | 1300 | 1300
7.23 - NJ Fossil CO2 Rate Limit: Unit 540 | 86 | 7989 | Rate Constraint in lbs/MWh | FALSE | L | Annual | Emissions at Affected Plants CO2 | Thousand Tons | 0.57493 | 0.56942 | 0 | 0 | 0 | 0 | 0
7.23 - NJ Fossil CO2 Rate Limit: Unit 540 | 86 | 7989 | Rate Constraint in lbs/MWh | FALSE | L | Annual | Allowances Purchased CO2 | Thousand Tons | 0 | 0 | 0 | 0 | 0 | 0 | 0
7.23 - NJ Fossil CO2 Rate Limit: Unit 540 | 86 | 7989 | Rate Constraint in lbs/MWh | FALSE | L | Annual | Allowances Sold CO2 | Thousand Tons | 0 | 0 | 0 | 0 | 0 | 0 | 0
7.23 - NJ Fossil CO2 Rate Limit: Unit 540 | 86 | 7989 | Rate Constraint in lbs/MWh | FALSE | L | Annual | Allowances Banked | Thousand Tons | 0 | 0 | 0 | 0 | 0 | 0 | 0
7.23 - NJ Fossil CO2 Rate Limit: Unit 540 | 86 | 7989 | Rate Constraint in lbs/MWh | FALSE | L | Annual | Allowances Withdrawn (1:1) | Thousand Tons | 0 | 0 | 0 | 0 | 0 | 0 | 0
7.23 - NJ Fossil CO2 Rate Limit: Unit 540 | 86 | 7989 | Rate Constraint in lbs/MWh | FALSE | L | Annual | Allowances Withdrawn (n:1) | Thousand Tons | 0 | 0 | 0 | 0 | 0 | 0 | 0
7.23 - NJ Fossil CO2 Rate Limit: Unit 540 | 86 | 7989 | Rate Constraint in lbs/MWh | FALSE | L | Annual | Net Emissions Allowance Position | Thousand Tons | 0.57493 | 0.56942 | 0 | 0 | 0 | 0 | 0
7.23 - NJ Fossil CO2 Rate Limit: Unit 540 | 86 | 7989 | Rate Constraint in lbs/MWh | FALSE | L | Annual | Fuel Consumed | TBtu | 0.0098211 | 0.0097271 | 0 | 0 | 0 | 0 | 0
7.23 - NJ Fossil CO2 Rate Limit: Unit 540 | 86 | 7989 | Rate Constraint in lbs/MWh | FALSE | L | Annual | Rate | lb/MMBtu | 117.08 | 117.08 | 0 | 0 | 0 | 0 | 0
7.23 - NJ Fossil CO2 Rate Limit: Unit 540 | 86 | 7989 | Rate Constraint in lbs/MWh | FALSE | L | Annual | Generation | TWh | 0.00077061 | 0.00076323 | 0 | 0 | 0 | 0 | 0
7.23 - NJ Fossil CO2 Rate Limit: Unit 540 | 86 | 7989 | Rate Constraint in lbs/MWh | FALSE | L | Annual | Qualifying Generation | TWh | 0.00077061 | 0.00076323 | 0 | 0 | 0 | 0 | 0
7.23 - NJ Fossil CO2 Rate Limit: Unit 540 | 86 | 7989 | Rate Constraint in lbs/MWh | FALSE | L | Annual | Constraint Shadow Price | US2022$/Ton | 0 | 0 | 1996.0728 | 48.4298 | 0 | 0 | 0
7.23 - NJ Fossil CO2 Rate Limit: Unit 541 | 87 | 7990 | Rate Constraint in lbs/MWh | FALSE | L | Annual | Seasons Included | Seasons | Winter, Spring, Summer, Fall | Winter, Spring, Summer, Fall | Winter, Spring, Summer, Fall | Winter, Spring, Summer, Fall | Winter, Spring, Summer, Fall | Winter, Spring, Summer, Fall | Winter, Spring, Summer, Fall
7.23 - NJ Fossil CO2 Rate Limit: Unit 541 | 87 | 7990 | Rate Constraint in lbs/MWh | FALSE | L | Annual | Standard CO2 | lb/MWh | 1700 | 1700 | 1300 | 1300 | 1300 | 1300 | 1300
7.23 - NJ Fossil CO2 Rate Limit: Unit 541 | 87 | 7990 | Rate Constraint in lbs/MWh | FALSE | L | Annual | Emissions at Affected Plants CO2 | Thousand Tons | 6.1303 | 4.7848 | 2.7246 | 1.4067 | 2.179 | 2.135 | 2.1346
7.23 - NJ Fossil CO2 Rate Limit: Unit 541 | 87 | 7990 | Rate Constraint in lbs/MWh | FALSE | L | Annual | Allowances Purchased CO2 | Thousand Tons | 0 | 0 | 0 | 0 | 0 | 0 | 0
7.23 - NJ Fossil CO2 Rate Limit: Unit 541 | 87 | 7990 | Rate Constraint in lbs/MWh | FALSE | L | Annual | Allowances Sold CO2 | Thousand Tons | 0 | 0 | 0 | 0 | 0 | 0 | 0
7.23 - NJ Fossil CO2 Rate Limit: Unit 541 | 87 | 7990 | Rate Constraint in lbs/MWh | FALSE | L | Annual | Allowances Banked | Thousand Tons | 0 | 0 | 0 | 0 | 0 | 0 | 0
7.23 - NJ Fossil CO2 Rate Limit: Unit 541 | 87 | 7990 | Rate Constraint in lbs/MWh | FALSE | L | Annual | Allowances Withdrawn (1:1) | Thousand Tons | 0 | 0 | 0 | 0 | 0 | 0 | 0
7.23 - NJ Fossil CO2 Rate Limit: Unit 541 | 87 | 7990 | Rate Constraint in lbs/MWh | FALSE | L | Annual | Allowances Withdrawn (n:1) | Thousand Tons | 0 | 0 | 0 | 0 | 0 | 0 | 0
7.23 - NJ Fossil CO2 Rate Limit: Unit 541 | 87 | 7990 | Rate Constraint in lbs/MWh | FALSE | L | Annual | Net Emissions Allowance Position | Thousand Tons | 6.1303 | 4.7848 | 2.7246 | 1.4067 | 2.179 | 2.135 | 2.1346
7.23 - NJ Fossil CO2 Rate Limit: Unit 541 | 87 | 7990 | Rate Constraint in lbs/MWh | FALSE | L | Annual | Fuel Consumed | TBtu | 0.098163 | 0.076617 | 0.043629 | 0.022524 | 0.034891 | 0.034188 | 0.034181
7.23 - NJ Fossil CO2 Rate Limit: Unit 541 | 87 | 7990 | Rate Constraint in lbs/MWh | FALSE | L | Annual | Rate | lb/MMBtu | 124.9013 | 124.9013 | 124.9013 | 124.9013 | 124.9013 | 124.9013 | 124.9013
7.23 - NJ Fossil CO2 Rate Limit: Unit 541 | 87 | 7990 | Rate Constraint in lbs/MWh | FALSE | L | Annual | Generation | TWh | 0.010197 | 0.0079589 | 0.0045321 | 0.0023398 | 0.0036244 | 0.0035514 | 0.0035507
7.23 - NJ Fossil CO2 Rate Limit: Unit 541 | 87 | 7990 | Rate Constraint in lbs/MWh | FALSE | L | Annual | Qualifying Generation | TWh | 0.010197 | 0.0079589 | 0.0045321 | 0.0023398 | 0.0036244 | 0.0035514 | 0.0035507
7.23 - NJ Fossil CO2 Rate Limit: Unit 541 | 87 | 7990 | Rate Constraint in lbs/MWh | FALSE | L | Annual | Constraint Shadow Price | US2022$/Ton | 0 | 0 | 0 | 0 | 0 | 0 | 0
7.23 - NJ Fossil CO2 Rate Limit: Unit 542 | 88 | 7991 | Rate Constraint in lbs/MWh | FALSE | L | Annual | Seasons Included | Seasons | Winter, Spring, Summer, Fall | Winter, Spring, Summer, Fall | Winter, Spring, Summer, Fall | Winter, Spring, Summer, Fall | Winter, Spring, Summer, Fall | Winter, Spring, Summer, Fall | Winter, Spring, Summer, Fall
7.23 - NJ Fossil CO2 Rate Limit: Unit 542 | 88 | 7991 | Rate Constraint in lbs/MWh | FALSE | L | Annual | Standard CO2 | lb/MWh | 1700 | 1700 | 1300 | 1300 | 1300 | 1300 | 1300
7.23 - NJ Fossil CO2 Rate Limit: Unit 542 | 88 | 7991 | Rate Constraint in lbs/MWh | FALSE | L | Annual | Emissions at Affected Plants CO2 | Thousand Tons | 1.0697 | 1.2641 | 0 | 0 | 0 | 0 | 0
7.23 - NJ Fossil CO2 Rate Limit: Unit 542 | 88 | 7991 | Rate Constraint in lbs/MWh | FALSE | L | Annual | Allowances Purchased CO2 | Thousand Tons | 0 | 0 | 0 | 0 | 0 | 0 | 0
7.23 - NJ Fossil CO2 Rate Limit: Unit 542 | 88 | 7991 | Rate Constraint in lbs/MWh | FALSE | L | Annual | Allowances Sold CO2 | Thousand Tons | 0 | 0 | 0 | 0 | 0 | 0 | 0
7.23 - NJ Fossil CO2 Rate Limit: Unit 542 | 88 | 7991 | Rate Constraint in lbs/MWh | FALSE | L | Annual | Allowances Banked | Thousand Tons | 0 | 0 | 0 | 0 | 0 | 0 | 0
7.23 - NJ Fossil CO2 Rate Limit: Unit 542 | 88 | 7991 | Rate Constraint in lbs/MWh | FALSE | L | Annual | Allowances Withdrawn (1:1) | Thousand Tons | 0 | 0 | 0 | 0 | 0 | 0 | 0
7.23 - NJ Fossil CO2 Rate Limit: Unit 542 | 88 | 7991 | Rate Constraint in lbs/MWh | FALSE | L | Annual | Allowances Withdrawn (n:1) | Thousand Tons | 0 | 0 | 0 | 0 | 0 | 0 | 0
7.23 - NJ Fossil CO2 Rate Limit: Unit 542 | 88 | 7991 | Rate Constraint in lbs/MWh | FALSE | L | Annual | Net Emissions Allowance Position | Thousand Tons | 1.0697 | 1.2641 | 0 | 0 | 0 | 0 | 0
7.23 - NJ Fossil CO2 Rate Limit: Unit 542 | 88 | 7991 | Rate Constraint in lbs/MWh | FALSE | L | Annual | Fuel Consumed | TBtu | 0.018272 | 0.021594 | 0 | 0 | 0 | 0 | 0
7.23 - NJ Fossil CO2 Rate Limit: Unit 542 | 88 | 7991 | Rate Constraint in lbs/MWh | FALSE | L | Annual | Rate | lb/MMBtu | 117.08 | 117.08 | 0 | 0 | 0 | 0 | 0
7.23 - NJ Fossil CO2 Rate Limit: Unit 542 | 88 | 7991 | Rate Constraint in lbs/MWh | FALSE | L | Annual | Generation | TWh | 0.0012662 | 0.0014964 | 0 | 0 | 0 | 0 | 0
7.23 - NJ Fossil CO2 Rate Limit: Unit 542 | 88 | 7991 | Rate Constraint in lbs/MWh | FALSE | L | Annual | Qualifying Generation | TWh | 0.0012662 | 0.0014964 | 0 | 0 | 0 | 0 | 0
7.23 - NJ Fossil CO2 Rate Limit: Unit 542 | 88 | 7991 | Rate Constraint in lbs/MWh | FALSE | L | Annual | Constraint Shadow Price | US2022$/Ton | 0 | 0 | 956.6227 | 0 | 0 | 0 | 0
7.23 - NJ Fossil CO2 Rate Limit: Unit 543 | 89 | 7992 | Rate Constraint in lbs/MWh | FALSE | L | Annual | Seasons Included | Seasons | Winter, Spring, Summer, Fall | Winter, Spring, Summer, Fall | Winter, Spring, Summer, Fall | Winter, Spring, Summer, Fall | Winter, Spring, Summer, Fall | Winter, Spring, Summer, Fall | Winter, Spring, Summer, Fall
7.23 - NJ Fossil CO2 Rate Limit: Unit 543 | 89 | 7992 | Rate Constraint in lbs/MWh | FALSE | L | Annual | Standard CO2 | lb/MWh | 1700 | 1700 | 1300 | 1300 | 1300 | 1300 | 1300
7.23 - NJ Fossil CO2 Rate Limit: Unit 543 | 89 | 7992 | Rate Constraint in lbs/MWh | FALSE | L | Annual | Emissions at Affected Plants CO2 | Thousand Tons | 1.3201 | 1.5601 | 0 | 0 | 0 | 0 | 0
7.23 - NJ Fossil CO2 Rate Limit: Unit 543 | 89 | 7992 | Rate Constraint in lbs/MWh | FALSE | L | Annual | Allowances Purchased CO2 | Thousand Tons | 0 | 0 | 0 | 0 | 0 | 0 | 0
7.23 - NJ Fossil CO2 Rate Limit: Unit 543 | 89 | 7992 | Rate Constraint in lbs/MWh | FALSE | L | Annual | Allowances Sold CO2 | Thousand Tons | 0 | 0 | 0 | 0 | 0 | 0 | 0
7.23 - NJ Fossil CO2 Rate Limit: Unit 543 | 89 | 7992 | Rate Constraint in lbs/MWh | FALSE | L | Annual | Allowances Banked | Thousand Tons | 0 | 0 | 0 | 0 | 0 | 0 | 0
7.23 - NJ Fossil CO2 Rate Limit: Unit 543 | 89 | 7992 | Rate Constraint in lbs/MWh | FALSE | L | Annual | Allowances Withdrawn (1:1) | Thousand Tons | 0 | 0 | 0 | 0 | 0 | 0 | 0
7.23 - NJ Fossil CO2 Rate Limit: Unit 543 | 89 | 7992 | Rate Constraint in lbs/MWh | FALSE | L | Annual | Allowances Withdrawn (n:1) | Thousand Tons | 0 | 0 | 0 | 0 | 0 | 0 | 0
7.23 - NJ Fossil CO2 Rate Limit: Unit 543 | 89 | 7992 | Rate Constraint in lbs/MWh | FALSE | L | Annual | Net Emissions Allowance Position | Thousand Tons | 1.3201 | 1.5601 | 0 | 0 | 0 | 0 | 0
7.23 - NJ Fossil CO2 Rate Limit: Unit 543 | 89 | 7992 | Rate Constraint in lbs/MWh | FALSE | L | Annual | Fuel Consumed | TBtu | 0.02255 | 0.02665 | 0 | 0 | 0 | 0 | 0
7.23 - NJ Fossil CO2 Rate Limit: Unit 543 | 89 | 7992 | Rate Constraint in lbs/MWh | FALSE | L | Annual | Rate | lb/MMBtu | 117.08 | 117.08 | 0 | 0 | 0 | 0 | 0
7.23 - NJ Fossil CO2 Rate Limit: Unit 543 | 89 | 7992 | Rate Constraint in lbs/MWh | FALSE | L | Annual | Generation | TWh | 0.0017126 | 0.002024 | 0 | 0 | 0 | 0 | 0
7.23 - NJ Fossil CO2 Rate Limit: Unit 543 | 89 | 7992 | Rate Constraint in lbs/MWh | FALSE | L | Annual | Qualifying Generation | TWh | 0.0017126 | 0.002024 | 0 | 0 | 0 | 0 | 0
7.23 - NJ Fossil CO2 Rate Limit: Unit 543 | 89 | 7992 | Rate Constraint in lbs/MWh | FALSE | L | Annual | Constraint Shadow Price | US2022$/Ton | 0 | 0 | 1563.6803 | 14.584 | 0 | 0 | 0
7.23 - NJ Fossil CO2 Rate Limit: Unit 544 | 90 | 7993 | Rate Constraint in lbs/MWh | FALSE | L | Annual | Seasons Included | Seasons | Winter, Spring, Summer, Fall | Winter, Spring, Summer, Fall | Winter, Spring, Summer, Fall | Winter, Spring, Summer, Fall | Winter, Spring, Summer, Fall | Winter, Spring, Summer, Fall | Winter, Spring, Summer, Fall
7.23 - NJ Fossil CO2 Rate Limit: Unit 544 | 90 | 7993 | Rate Constraint in lbs/MWh | FALSE | L | Annual | Standard CO2 | lb/MWh | 1700 | 1700 | 1300 | 1300 | 1300 | 1300 | 1300
7.23 - NJ Fossil CO2 Rate Limit: Unit 544 | 90 | 7993 | Rate Constraint in lbs/MWh | FALSE | L | Annual | Emissions at Affected Plants CO2 | Thousand Tons | 19.5642 | 19.0902 | 11.1769 | 2.2457 | 1.4971 | 1.1228 | 0
7.23 - NJ Fossil CO2 Rate Limit: Unit 544 | 90 | 7993 | Rate Constraint in lbs/MWh | FALSE | L | Annual | Allowances Purchased CO2 | Thousand Tons | 0 | 0 | 0 | 0 | 0 | 0 | 0
7.23 - NJ Fossil CO2 Rate Limit: Unit 544 | 90 | 7993 | Rate Constraint in lbs/MWh | FALSE | L | Annual | Allowances Sold CO2 | Thousand Tons | 0 | 0 | 0 | 0 | 0 | 0 | 0
7.23 - NJ Fossil CO2 Rate Limit: Unit 544 | 90 | 7993 | Rate Constraint in lbs/MWh | FALSE | L | Annual | Allowances Banked | Thousand Tons | 0 | 0 | 0 | 0 | 0 | 0 | 0
7.23 - NJ Fossil CO2 Rate Limit: Unit 544 | 90 | 7993 | Rate Constraint in lbs/MWh | FALSE | L | Annual | Allowances Withdrawn (1:1) | Thousand Tons | 0 | 0 | 0 | 0 | 0 | 0 | 0
7.23 - NJ Fossil CO2 Rate Limit: Unit 544 | 90 | 7993 | Rate Constraint in lbs/MWh | FALSE | L | Annual | Allowances Withdrawn (n:1) | Thousand Tons | 0 | 0 | 0 | 0 | 0 | 0 | 0
7.23 - NJ Fossil CO2 Rate Limit: Unit 544 | 90 | 7993 | Rate Constraint in lbs/MWh | FALSE | L | Annual | Net Emissions Allowance Position | Thousand Tons | 19.5642 | 19.0902 | 11.1769 | 2.2457 | 1.4971 | 1.1228 | 0
7.23 - NJ Fossil CO2 Rate Limit: Unit 544 | 90 | 7993 | Rate Constraint in lbs/MWh | FALSE | L | Annual | Fuel Consumed | TBtu | 0.3342 | 0.32611 | 0.19093 | 0.038361 | 0.025574 | 0.019181 | 0
7.23 - NJ Fossil CO2 Rate Limit: Unit 544 | 90 | 7993 | Rate Constraint in lbs/MWh | FALSE | L | Annual | Rate | lb/MMBtu | 117.08 | 117.08 | 117.08 | 117.08 | 117.08 | 117.08 | 0
7.23 - NJ Fossil CO2 Rate Limit: Unit 544 | 90 | 7993 | Rate Constraint in lbs/MWh | FALSE | L | Annual | Generation | TWh | 0.031103 | 0.03035 | 0.017769 | 0.0035701 | 0.0023801 | 0.0017851 | 0
7.23 - NJ Fossil CO2 Rate Limit: Unit 544 | 90 | 7993 | Rate Constraint in lbs/MWh | FALSE | L | Annual | Qualifying Generation | TWh | 0.031103 | 0.03035 | 0.017769 | 0.0035701 | 0.0023801 | 0.0017851 | 0
7.23 - NJ Fossil CO2 Rate Limit: Unit 544 | 90 | 7993 | Rate Constraint in lbs/MWh | FALSE | L | Annual | Constraint Shadow Price | US2022$/Ton | 0 | 0 | 0 | 0 | 0 | 0 | 0
7.23 - NJ Fossil CO2 Rate Limit: Unit 545 | 91 | 7994 | Rate Constraint in lbs/MWh | FALSE | L | Annual | Seasons Included | Seasons | Winter, Spring, Summer, Fall | Winter, Spring, Summer, Fall | Winter, Spring, Summer, Fall | Winter, Spring, Summer, Fall | Winter, Spring, Summer, Fall | Winter, Spring, Summer, Fall | Winter, Spring, Summer, Fall
7.23 - NJ Fossil CO2 Rate Limit: Unit 545 | 91 | 7994 | Rate Constraint in lbs/MWh | FALSE | L | Annual | Standard CO2 | lb/MWh | 1700 | 1700 | 1300 | 1300 | 1300 | 1300 | 1300
7.23 - NJ Fossil CO2 Rate Limit: Unit 545 | 91 | 7994 | Rate Constraint in lbs/MWh | FALSE | L | Annual | Emissions at Affected Plants CO2 | Thousand Tons | 20.3221 | 19.8856 | 11.6426 | 2.3392 | 1.5595 | 1.1696 | 0
7.23 - NJ Fossil CO2 Rate Limit: Unit 545 | 91 | 7994 | Rate Constraint in lbs/MWh | FALSE | L | Annual | Allowances Purchased CO2 | Thousand Tons | 0 | 0 | 0 | 0 | 0 | 0 | 0
7.23 - NJ Fossil CO2 Rate Limit: Unit 545 | 91 | 7994 | Rate Constraint in lbs/MWh | FALSE | L | Annual | Allowances Sold CO2 | Thousand Tons | 0 | 0 | 0 | 0 | 0 | 0 | 0
7.23 - NJ Fossil CO2 Rate Limit: Unit 545 | 91 | 7994 | Rate Constraint in lbs/MWh | FALSE | L | Annual | Allowances Banked | Thousand Tons | 0 | 0 | 0 | 0 | 0 | 0 | 0
7.23 - NJ Fossil CO2 Rate Limit: Unit 545 | 91 | 7994 | Rate Constraint in lbs/MWh | FALSE | L | Annual | Allowances Withdrawn (1:1) | Thousand Tons | 0 | 0 | 0 | 0 | 0 | 0 | 0
7.23 - NJ Fossil CO2 Rate Limit: Unit 545 | 91 | 7994 | Rate Constraint in lbs/MWh | FALSE | L | Annual | Allowances Withdrawn (n:1) | Thousand Tons | 0 | 0 | 0 | 0 | 0 | 0 | 0
7.23 - NJ Fossil CO2 Rate Limit: Unit 545 | 91 | 7994 | Rate Constraint in lbs/MWh | FALSE | L | Annual | Net Emissions Allowance Position | Thousand Tons | 20.3221 | 19.8856 | 11.6426 | 2.3392 | 1.5595 | 1.1696 | 0
7.23 - NJ Fossil CO2 Rate Limit: Unit 545 | 91 | 7994 | Rate Constraint in lbs/MWh | FALSE | L | Annual | Fuel Consumed | TBtu | 0.34715 | 0.33969 | 0.19888 | 0.039959 | 0.02664 | 0.01998 | 0
7.23 - NJ Fossil CO2 Rate Limit: Unit 545 | 91 | 7994 | Rate Constraint in lbs/MWh | FALSE | L | Annual | Rate | lb/MMBtu | 117.08 | 117.08 | 117.08 | 117.08 | 117.08 | 117.08 | 0
7.23 - NJ Fossil CO2 Rate Limit: Unit 545 | 91 | 7994 | Rate Constraint in lbs/MWh | FALSE | L | Annual | Generation | TWh | 0.032308 | 0.031614 | 0.018509 | 0.0037189 | 0.0024793 | 0.0018594 | 0
7.23 - NJ Fossil CO2 Rate Limit: Unit 545 | 91 | 7994 | Rate Constraint in lbs/MWh | FALSE | L | Annual | Qualifying Generation | TWh | 0.032308 | 0.031614 | 0.018509 | 0.0037189 | 0.0024793 | 0.0018594 | 0
7.23 - NJ Fossil CO2 Rate Limit: Unit 545 | 91 | 7994 | Rate Constraint in lbs/MWh | FALSE | L | Annual | Constraint Shadow Price | US2022$/Ton | 0 | 0 | 0 | 0 | 0 | 0 | 0
7.23 - NJ Fossil CO2 Rate Limit: Unit 546 | 92 | 7995 | Rate Constraint in lbs/MWh | FALSE | L | Annual | Seasons Included | Seasons | Winter, Spring, Summer, Fall | Winter, Spring, Summer, Fall | Winter, Spring, Summer, Fall | Winter, Spring, Summer, Fall | Winter, Spring, Summer, Fall | Winter, Spring, Summer, Fall | Winter, Spring, Summer, Fall
7.23 - NJ Fossil CO2 Rate Limit: Unit 546 | 92 | 7995 | Rate Constraint in lbs/MWh | FALSE | L | Annual | Standard CO2 | lb/MWh | 1700 | 1700 | 1300 | 1300 | 1300 | 1300 | 1300
7.23 - NJ Fossil CO2 Rate Limit: Unit 546 | 92 | 7995 | Rate Constraint in lbs/MWh | FALSE | L | Annual | Emissions at Affected Plants CO2 | Thousand Tons | 5.1276 | 5.9531 | 0 | 0 | 0 | 0 | 0
7.23 - NJ Fossil CO2 Rate Limit: Unit 546 | 92 | 7995 | Rate Constraint in lbs/MWh | FALSE | L | Annual | Allowances Purchased CO2 | Thousand Tons | 0 | 0 | 0 | 0 | 0 | 0 | 0
7.23 - NJ Fossil CO2 Rate Limit: Unit 546 | 92 | 7995 | Rate Constraint in lbs/MWh | FALSE | L | Annual | Allowances Sold CO2 | Thousand Tons | 0 | 0 | 0 | 0 | 0 | 0 | 0
7.23 - NJ Fossil CO2 Rate Limit: Unit 546 | 92 | 7995 | Rate Constraint in lbs/MWh | FALSE | L | Annual | Allowances Banked | Thousand Tons | 0 | 0 | 0 | 0 | 0 | 0 | 0
7.23 - NJ Fossil CO2 Rate Limit: Unit 546 | 92 | 7995 | Rate Constraint in lbs/MWh | FALSE | L | Annual | Allowances Withdrawn (1:1) | Thousand Tons | 0 | 0 | 0 | 0 | 0 | 0 | 0
7.23 - NJ Fossil CO2 Rate Limit: Unit 546 | 92 | 7995 | Rate Constraint in lbs/MWh | FALSE | L | Annual | Allowances Withdrawn (n:1) | Thousand Tons | 0 | 0 | 0 | 0 | 0 | 0 | 0
7.23 - NJ Fossil CO2 Rate Limit: Unit 546 | 92 | 7995 | Rate Constraint in lbs/MWh | FALSE | L | Annual | Net Emissions Allowance Position | Thousand Tons | 5.1276 | 5.9531 | 0 | 0 | 0 | 0 | 0
7.23 - NJ Fossil CO2 Rate Limit: Unit 546 | 92 | 7995 | Rate Constraint in lbs/MWh | FALSE | L | Annual | Fuel Consumed | TBtu | 0.087592 | 0.10169 | 0 | 0 | 0 | 0 | 0
7.23 - NJ Fossil CO2 Rate Limit: Unit 546 | 92 | 7995 | Rate Constraint in lbs/MWh | FALSE | L | Annual | Rate | lb/MMBtu | 117.08 | 117.08 | 0 | 0 | 0 | 0 | 0
7.23 - NJ Fossil CO2 Rate Limit: Unit 546 | 92 | 7995 | Rate Constraint in lbs/MWh | FALSE | L | Annual | Generation | TWh | 0.0067447 | 0.0078304 | 0 | 0 | 0 | 0 | 0
7.23 - NJ Fossil CO2 Rate Limit: Unit 546 | 92 | 7995 | Rate Constraint in lbs/MWh | FALSE | L | Annual | Qualifying Generation | TWh | 0.0067447 | 0.0078304 | 0 | 0 | 0 | 0 | 0
7.23 - NJ Fossil CO2 Rate Limit: Unit 546 | 92 | 7995 | Rate Constraint in lbs/MWh | FALSE | L | Annual | Constraint Shadow Price | US2022$/Ton | 0 | 0 | 1718.0357 | 20.7447 | 0 | 0 | 0
7.23 - NJ Fossil CO2 Rate Limit: Unit 547 | 93 | 7996 | Rate Constraint in lbs/MWh | FALSE | L | Annual | Seasons Included | Seasons | Winter, Spring, Summer, Fall | Winter, Spring, Summer, Fall | Winter, Spring, Summer, Fall | Winter, Spring, Summer, Fall | Winter, Spring, Summer, Fall | Winter, Spring, Summer, Fall | Winter, Spring, Summer, Fall
7.23 - NJ Fossil CO2 Rate Limit: Unit 547 | 93 | 7996 | Rate Constraint in lbs/MWh | FALSE | L | Annual | Standard CO2 | lb/MWh | 1700 | 1700 | 1300 | 1300 | 1300 | 1300 | 1300
7.23 - NJ Fossil CO2 Rate Limit: Unit 547 | 93 | 7996 | Rate Constraint in lbs/MWh | FALSE | L | Annual | Emissions at Affected Plants CO2 | Thousand Tons | 9.3355 | 9.9197 | 1.9586 | 1.1752 | 0 | 0 | 0
7.23 - NJ Fossil CO2 Rate Limit: Unit 547 | 93 | 7996 | Rate Constraint in lbs/MWh | FALSE | L | Annual | Allowances Purchased CO2 | Thousand Tons | 0 | 0 | 0 | 0 | 0 | 0 | 0
7.23 - NJ Fossil CO2 Rate Limit: Unit 547 | 93 | 7996 | Rate Constraint in lbs/MWh | FALSE | L | Annual | Allowances Sold CO2 | Thousand Tons | 0 | 0 | 0 | 0 | 0 | 0 | 0
7.23 - NJ Fossil CO2 Rate Limit: Unit 547 | 93 | 7996 | Rate Constraint in lbs/MWh | FALSE | L | Annual | Allowances Banked | Thousand Tons | 0 | 0 | 0 | 0 | 0 | 0 | 0
7.23 - NJ Fossil CO2 Rate Limit: Unit 547 | 93 | 7996 | Rate Constraint in lbs/MWh | FALSE | L | Annual | Allowances Withdrawn (1:1) | Thousand Tons | 0 | 0 | 0 | 0 | 0 | 0 | 0
7.23 - NJ Fossil CO2 Rate Limit: Unit 547 | 93 | 7996 | Rate Constraint in lbs/MWh | FALSE | L | Annual | Allowances Withdrawn (n:1) | Thousand Tons | 0 | 0 | 0 | 0 | 0 | 0 | 0
7.23 - NJ Fossil CO2 Rate Limit: Unit 547 | 93 | 7996 | Rate Constraint in lbs/MWh | FALSE | L | Annual | Net Emissions Allowance Position | Thousand Tons | 9.3355 | 9.9197 | 1.9586 | 1.1752 | 0 | 0 | 0
7.23 - NJ Fossil CO2 Rate Limit: Unit 547 | 93 | 7996 | Rate Constraint in lbs/MWh | FALSE | L | Annual | Fuel Consumed | TBtu | 0.15947 | 0.16945 | 0.033458 | 0.020075 | 0 | 0 | 0
7.23 - NJ Fossil CO2 Rate Limit: Unit 547 | 93 | 7996 | Rate Constraint in lbs/MWh | FALSE | L | Annual | Rate | lb/MMBtu | 117.08 | 117.08 | 117.08 | 117.08 | 0 | 0 | 0
7.23 - NJ Fossil CO2 Rate Limit: Unit 547 | 93 | 7996 | Rate Constraint in lbs/MWh | FALSE | L | Annual | Generation | TWh | 0.014842 | 0.01577 | 0.0031138 | 0.0018683 | 0 | 0 | 0
7.23 - NJ Fossil CO2 Rate Limit: Unit 547 | 93 | 7996 | Rate Constraint in lbs/MWh | FALSE | L | Annual | Qualifying Generation | TWh | 0.014842 | 0.01577 | 0.0031138 | 0.0018683 | 0 | 0 | 0
7.23 - NJ Fossil CO2 Rate Limit: Unit 547 | 93 | 7996 | Rate Constraint in lbs/MWh | FALSE | L | Annual | Constraint Shadow Price | US2022$/Ton | 0 | 0 | 0 | 0 | 0 | 0 | 0
7.23 - NJ Fossil CO2 Rate Limit: Unit 658 | 94 | 7997 | Rate Constraint in lbs/MWh | FALSE | L | Annual | Seasons Included | Seasons | Winter, Spring, Summer, Fall | Winter, Spring, Summer, Fall | Winter, Spring, Summer, Fall | Winter, Spring, Summer, Fall | Winter, Spring, Summer, Fall | Winter, Spring, Summer, Fall | Winter, Spring, Summer, Fall
7.23 - NJ Fossil CO2 Rate Limit: Unit 658 | 94 | 7997 | Rate Constraint in lbs/MWh | FALSE | L | Annual | Standard CO2 | lb/MWh | 1700 | 1700 | 1300 | 1300 | 1300 | 1300 | 1300
7.23 - NJ Fossil CO2 Rate Limit: Unit 658 | 94 | 7997 | Rate Constraint in lbs/MWh | FALSE | L | Annual | Emissions at Affected Plants CO2 | Thousand Tons | 292.5075 | 305.3903 | 65.9861 | 95.7906 | 61.1546 | 181.1997 | 160.3884
7.23 - NJ Fossil CO2 Rate Limit: Unit 658 | 94 | 7997 | Rate Constraint in lbs/MWh | FALSE | L | Annual | Allowances Purchased CO2 | Thousand Tons | 0 | 0 | 0 | 0 | 0 | 0 | 0
7.23 - NJ Fossil CO2 Rate Limit: Unit 658 | 94 | 7997 | Rate Constraint in lbs/MWh | FALSE | L | Annual | Allowances Sold CO2 | Thousand Tons | 0 | 0 | 0 | 0 | 0 | 0 | 0
7.23 - NJ Fossil CO2 Rate Limit: Unit 658 | 94 | 7997 | Rate Constraint in lbs/MWh | FALSE | L | Annual | Allowances Banked | Thousand Tons | 0 | 0 | 0 | 0 | 0 | 0 | 0
7.23 - NJ Fossil CO2 Rate Limit: Unit 658 | 94 | 7997 | Rate Constraint in lbs/MWh | FALSE | L | Annual | Allowances Withdrawn (1:1) | Thousand Tons | 0 | 0 | 0 | 0 | 0 | 0 | 0
7.23 - NJ Fossil CO2 Rate Limit: Unit 658 | 94 | 7997 | Rate Constraint in lbs/MWh | FALSE | L | Annual | Allowances Withdrawn (n:1) | Thousand Tons | 0 | 0 | 0 | 0 | 0 | 0 | 0
7.23 - NJ Fossil CO2 Rate Limit: Unit 658 | 94 | 7997 | Rate Constraint in lbs/MWh | FALSE | L | Annual | Net Emissions Allowance Position | Thousand Tons | 292.5075 | 305.3903 | 65.9861 | 95.7906 | 61.1546 | 181.1997 | 160.3884
7.23 - NJ Fossil CO2 Rate Limit: Unit 658 | 94 | 7997 | Rate Constraint in lbs/MWh | FALSE | L | Annual | Fuel Consumed | TBtu | 4.9967 | 5.2168 | 1.1272 | 1.6363 | 1.0447 | 3.0953 | 2.7398
7.23 - NJ Fossil CO2 Rate Limit: Unit 658 | 94 | 7997 | Rate Constraint in lbs/MWh | FALSE | L | Annual | Rate | lb/MMBtu | 117.08 | 117.08 | 117.08 | 117.08 | 117.08 | 117.08 | 117.08
7.23 - NJ Fossil CO2 Rate Limit: Unit 658 | 94 | 7997 | Rate Constraint in lbs/MWh | FALSE | L | Annual | Generation | TWh | 0.46503 | 0.48551 | 0.1049 | 0.15229 | 0.097223 | 0.28807 | 0.25498
7.23 - NJ Fossil CO2 Rate Limit: Unit 658 | 94 | 7997 | Rate Constraint in lbs/MWh | FALSE | L | Annual | Qualifying Generation | TWh | 0.46503 | 0.48551 | 0.1049 | 0.15229 | 0.097223 | 0.28807 | 0.25498
7.23 - NJ Fossil CO2 Rate Limit: Unit 658 | 94 | 7997 | Rate Constraint in lbs/MWh | FALSE | L | Annual | Constraint Shadow Price | US2022$/Ton | 0 | 0 | 0 | 0 | 0 | 0 | 0
7.23 - NJ Fossil CO2 Rate Limit: Unit 663 | 95 | 7998 | Rate Constraint in lbs/MWh | FALSE | L | Annual | Seasons Included | Seasons | Winter, Spring, Summer, Fall | Winter, Spring, Summer, Fall | Winter, Spring, Summer, Fall | Winter, Spring, Summer, Fall | Winter, Spring, Summer, Fall | Winter, Spring, Summer, Fall | Winter, Spring, Summer, Fall
7.23 - NJ Fossil CO2 Rate Limit: Unit 663 | 95 | 7998 | Rate Constraint in lbs/MWh | FALSE | L | Annual | Standard CO2 | lb/MWh | 1700 | 1700 | 1300 | 1300 | 1300 | 1300 | 1300
7.23 - NJ Fossil CO2 Rate Limit: Unit 663 | 95 | 7998 | Rate Constraint in lbs/MWh | FALSE | L | Annual | Emissions at Affected Plants CO2 | Thousand Tons | 73.2538 | 76.7445 | 12.1512 | 24.4226 | 10.7942 | 46.1984 | 14.222
7.23 - NJ Fossil CO2 Rate Limit: Unit 663 | 95 | 7998 | Rate Constraint in lbs/MWh | FALSE | L | Annual | Allowances Purchased CO2 | Thousand Tons | 0 | 0 | 0 | 0 | 0 | 0 | 0
7.23 - NJ Fossil CO2 Rate Limit: Unit 663 | 95 | 7998 | Rate Constraint in lbs/MWh | FALSE | L | Annual | Allowances Sold CO2 | Thousand Tons | 0 | 0 | 0 | 0 | 0 | 0 | 0
7.23 - NJ Fossil CO2 Rate Limit: Unit 663 | 95 | 7998 | Rate Constraint in lbs/MWh | FALSE | L | Annual | Allowances Banked | Thousand Tons | 0 | 0 | 0 | 0 | 0 | 0 | 0
7.23 - NJ Fossil CO2 Rate Limit: Unit 663 | 95 | 7998 | Rate Constraint in lbs/MWh | FALSE | L | Annual | Allowances Withdrawn (1:1) | Thousand Tons | 0 | 0 | 0 | 0 | 0 | 0 | 0
7.23 - NJ Fossil CO2 Rate Limit: Unit 663 | 95 | 7998 | Rate Constraint in lbs/MWh | FALSE | L | Annual | Allowances Withdrawn (n:1) | Thousand Tons | 0 | 0 | 0 | 0 | 0 | 0 | 0
7.23 - NJ Fossil CO2 Rate Limit: Unit 663 | 95 | 7998 | Rate Constraint in lbs/MWh | FALSE | L | Annual | Net Emissions Allowance Position | Thousand Tons | 73.2538 | 76.7445 | 12.1512 | 24.4226 | 10.7942 | 46.1984 | 14.222
7.23 - NJ Fossil CO2 Rate Limit: Unit 663 | 95 | 7998 | Rate Constraint in lbs/MWh | FALSE | L | Annual | Fuel Consumed | TBtu | 1.2513 | 1.311 | 0.20757 | 0.4172 | 0.18439 | 0.78918 | 0.24295
7.23 - NJ Fossil CO2 Rate Limit: Unit 663 | 95 | 7998 | Rate Constraint in lbs/MWh | FALSE | L | Annual | Rate | lb/MMBtu | 117.08 | 117.08 | 117.08 | 117.08 | 117.08 | 117.08 | 117.08
7.23 - NJ Fossil CO2 Rate Limit: Unit 663 | 95 | 7998 | Rate Constraint in lbs/MWh | FALSE | L | Annual | Generation | TWh | 0.11646 | 0.12201 | 0.019318 | 0.038827 | 0.017161 | 0.073446 | 0.02261
7.23 - NJ Fossil CO2 Rate Limit: Unit 663 | 95 | 7998 | Rate Constraint in lbs/MWh | FALSE | L | Annual | Qualifying Generation | TWh | 0.11646 | 0.12201 | 0.019318 | 0.038827 | 0.017161 | 0.073446 | 0.02261
7.23 - NJ Fossil CO2 Rate Limit: Unit 663 | 95 | 7998 | Rate Constraint in lbs/MWh | FALSE | L | Annual | Constraint Shadow Price | US2022$/Ton | 0 | 0 | 0 | 0 | 0 | 0 | 0
AES Warrior Run 1- NOX Rate Annual v7.23 | 96 | 7969 | Rate Constraint in lbs/MMBtu | FALSE | L | Annual | Seasons Included | Seasons | Winter, Spring, Summer, Fall | Winter, Spring, Summer, Fall | Winter, Spring, Summer, Fall | Winter, Spring, Summer, Fall | Winter, Spring, Summer, Fall | Winter, Spring, Summer, Fall | Winter, Spring, Summer, Fall
AES Warrior Run 1- NOX Rate Annual v7.23 | 96 | 7969 | Rate Constraint in lbs/MMBtu | FALSE | L | Annual | Standard NOX | lb/MMBtu | 0.1 | 0.1 | 0.1 | 0.1 | 0.1 | 0.1 | 0.1
AES Warrior Run 1- NOX Rate Annual v7.23 | 96 | 7969 | Rate Constraint in lbs/MMBtu | FALSE | L | Annual | Emissions at Affected Plants NOX | Thousand Tons | 0.49274 | 0.49274 | 0.49274 | 0.49274 | 0.41354 | 0.47578 | 0.49274
AES Warrior Run 1- NOX Rate Annual v7.23 | 96 | 7969 | Rate Constraint in lbs/MMBtu | FALSE | L | Annual | Allowances Purchased NOX | Thousand Tons | 0 | 0 | 0 | 0 | 0 | 0 | 0
AES Warrior Run 1- NOX Rate Annual v7.23 | 96 | 7969 | Rate Constraint in lbs/MMBtu | FALSE | L | Annual | Allowances Sold NOX | Thousand Tons | 0 | 0 | 0 | 0 | 0 | 0 | 0
AES Warrior Run 1- NOX Rate Annual v7.23 | 96 | 7969 | Rate Constraint in lbs/MMBtu | FALSE | L | Annual | Allowances Banked | Thousand Tons | 0 | 0 | 0 | 0 | 0 | 0 | 0
AES Warrior Run 1- NOX Rate Annual v7.23 | 96 | 7969 | Rate Constraint in lbs/MMBtu | FALSE | L | Annual | Allowances Withdrawn (1:1) | Thousand Tons | 0 | 0 | 0 | 0 | 0 | 0 | 0
AES Warrior Run 1- NOX Rate Annual v7.23 | 96 | 7969 | Rate Constraint in lbs/MMBtu | FALSE | L | Annual | Allowances Withdrawn (n:1) | Thousand Tons | 0 | 0 | 0 | 0 | 0 | 0 | 0
AES Warrior Run 1- NOX Rate Annual v7.23 | 96 | 7969 | Rate Constraint in lbs/MMBtu | FALSE | L | Annual | Net Emissions Allowance Position | Thousand Tons | 0.49274 | 0.49274 | 0.49274 | 0.49274 | 0.41354 | 0.47578 | 0.49274
AES Warrior Run 1- NOX Rate Annual v7.23 | 96 | 7969 | Rate Constraint in lbs/MMBtu | FALSE | L | Annual | Fuel Consumed | TBtu | 11.0766 | 11.0766 | 11.0766 | 11.0766 | 9.2961 | 10.6952 | 11.0766
AES Warrior Run 1- NOX Rate Annual v7.23 | 96 | 7969 | Rate Constraint in lbs/MMBtu | FALSE | L | Annual | Rate | lb/MMBtu | 0.08897 | 0.08897 | 0.08897 | 0.08897 | 0.08897 | 0.08897 | 0.08897
AES Warrior Run 1- NOX Rate Annual v7.23 | 96 | 7969 | Rate Constraint in lbs/MMBtu | FALSE | L | Annual | Generation | TWh | 1.2433 | 1.2433 | 1.2433 | 1.2433 | 1.0434 | 1.2005 | 1.2433
AES Warrior Run 1- NOX Rate Annual v7.23 | 96 | 7969 | Rate Constraint in lbs/MMBtu | FALSE | L | Annual | Qualifying Generation | TWh | 1.2433 | 1.2433 | 1.2433 | 1.2433 | 1.0434 | 1.2005 | 1.2433
AES Warrior Run 1- NOX Rate Annual v7.23 | 96 | 7969 | Rate Constraint in lbs/MMBtu | FALSE | L | Annual | Rate | lb/MWh | 0.79263 | 0.79263 | 0.79263 | 0.79263 | 0.79263 | 0.79263 | 0.79263
AES Warrior Run 1- NOX Rate Annual v7.23 | 96 | 7969 | Rate Constraint in lbs/MMBtu | FALSE | L | Annual | Constraint Shadow Price | US2022$/Ton | 0 | 0 | 0 | 0 | 0 | 0 | 0
AZ Hg Rule - MER Removal Annual v3.1 | 97 | 7278 | MACT Fuel Choice Floor in lbs/MMBtu | FALSE | L | Annual | Seasons Included | Seasons | Winter, Spring, Summer, Fall | Winter, Spring, Summer, Fall | Winter, Spring, Summer, Fall | Winter, Spring, Summer, Fall | Winter, Spring, Summer, Fall | Winter, Spring, Summer, Fall | Winter, Spring, Summer, Fall
AZ Hg Rule - MER Removal Annual v3.1 | 97 | 7278 | MACT Fuel Choice Floor in lbs/MMBtu | FALSE | L | Annual | Emission Floor | lbs/MMBtu | 8.44e-07 | 8.44e-07 | 8.44e-07 | 8.44e-07 | 8.44e-07 | 8.44e-07 | 8.44e-07
AZ Hg Rule - MER Removal Annual v3.1 | 97 | 7278 | MACT Fuel Choice Floor in lbs/MMBtu | FALSE | L | Annual | Emissions at Affected Plants MER | lbs | 20.175 | 54.0532 | 31.8296 | 9.1769 | 8.3676 | 39.4085 | 46.2451
AZ Hg Rule - MER Removal Annual v3.1 | 97 | 7278 | MACT Fuel Choice Floor in lbs/MMBtu | FALSE | L | Annual | Allowances Purchased MER | lbs | 0 | 0 | 0 | 0 | 0 | 0 | 0
AZ Hg Rule - MER Removal Annual v3.1 | 97 | 7278 | MACT Fuel Choice Floor in lbs/MMBtu | FALSE | L | Annual | Allowances Sold MER | lbs | 0 | 0 | 0 | 0 | 0 | 0 | 0
AZ Hg Rule - MER Removal Annual v3.1 | 97 | 7278 | MACT Fuel Choice Floor in lbs/MMBtu | FALSE | L | Annual | Allowances Banked | lbs | 0 | 0 | 0 | 0 | 0 | 0 | 0
AZ Hg Rule - MER Removal Annual v3.1 | 97 | 7278 | MACT Fuel Choice Floor in lbs/MMBtu | FALSE | L | Annual | Allowances Withdrawn (1:1) | lbs | 0 | 0 | 0 | 0 | 0 | 0 | 0
AZ Hg Rule - MER Removal Annual v3.1 | 97 | 7278 | MACT Fuel Choice Floor in lbs/MMBtu | FALSE | L | Annual | Allowances Withdrawn (n:1) | lbs | 0 | 0 | 0 | 0 | 0 | 0 | 0
AZ Hg Rule - MER Removal Annual v3.1 | 97 | 7278 | MACT Fuel Choice Floor in lbs/MMBtu | FALSE | L | Annual | Net Emissions Allowance Position | lbs | 20.175 | 54.0532 | 31.8296 | 9.1769 | 8.3676 | 39.4085 | 46.2451
AZ Hg Rule - MER Removal Annual v3.1 | 97 | 7278 | MACT Fuel Choice Floor in lbs/MMBtu | FALSE | L | Annual | Fuel Consumed | TBtu | 24.8124 | 63.1456 | 37.5614 | 11.1226 | 9.6786 | 45.5828 | 53.4905
AZ Hg Rule - MER Removal Annual v3.1 | 97 | 7278 | MACT Fuel Choice Floor in lbs/MMBtu | FALSE | L | Annual | Rate | lb/MMBtu | 8.131e-07 | 8.5601e-07 | 8.474e-07 | 8.2507e-07 | 8.6455e-07 | 8.6455e-07 | 8.6455e-07
AZ Hg Rule - MER Removal Annual v3.1 | 97 | 7278 | MACT Fuel Choice Floor in lbs/MMBtu | FALSE | L | Annual | Generation | TWh | 2.3744 | 6.0631 | 3.6489 | 1.0711 | 0.94652 | 4.4578 | 5.2311
AZ Hg Rule - MER Removal Annual v3.1 | 97 | 7278 | MACT Fuel Choice Floor in lbs/MMBtu | FALSE | L | Annual | Qualifying Generation | TWh | 2.3744 | 6.0631 | 3.6489 | 1.0711 | 0.94652 | 4.4578 | 5.2311
AZ Hg Rule - MER Removal Annual v3.1 | 97 | 7278 | MACT Fuel Choice Floor in lbs/MMBtu | FALSE | L | Annual | Constraint Shadow Price | US2022$/Lb | 0 | 0 | 0 | 0 | 0 | 0 | 0
BART NOX Annual- Antelope Valley 1- v5.16 | 98 | 7196 | Rate Constraint in lbs/MMBtu | FALSE | L | Annual | Seasons Included | Seasons | Winter, Spring, Summer, Fall | Winter, Spring, Summer, Fall | Winter, Spring, Summer, Fall | Winter, Spring, Summer, Fall | Winter, Spring, Summer, Fall | Winter, Spring, Summer, Fall | Winter, Spring, Summer, Fall
BART NOX Annual- Antelope Valley 1- v5.16 | 98 | 7196 | Rate Constraint in lbs/MMBtu | FALSE | L | Annual | Standard NOX | lb/MMBtu | 0.17 | 0.17 | 0.17 | 0.17 | 0.17 | 0.17 | 0.17
BART NOX Annual- Antelope Valley 1- v5.16 | 98 | 7196 | Rate Constraint in lbs/MMBtu | FALSE | L | Annual | Emissions at Affected Plants NOX | Thousand Tons | 1.0646 | 1.0242 | 0.19271 | 0.19271 | 0 | 0 | 0
BART NOX Annual- Antelope Valley 1- v5.16 | 98 | 7196 | Rate Constraint in lbs/MMBtu | FALSE | L | Annual | Allowances Purchased NOX | Thousand Tons | 0 | 0 | 0 | 0 | 0 | 0 | 0
BART NOX Annual- Antelope Valley 1- v5.16 | 98 | 7196 | Rate Constraint in lbs/MMBtu | FALSE | L | Annual | Allowances Sold NOX | Thousand Tons | 0 | 0 | 0 | 0 | 0 | 0 | 0
BART NOX Annual- Antelope Valley 1- v5.16 | 98 | 7196 | Rate Constraint in lbs/MMBtu | FALSE | L | Annual | Allowances Banked | Thousand Tons | 0 | 0 | 0 | 0 | 0 | 0 | 0
BART NOX Annual- Antelope Valley 1- v5.16 | 98 | 7196 | Rate Constraint in lbs/MMBtu | FALSE | L | Annual | Allowances Withdrawn (1:1) | Thousand Tons | 0 | 0 | 0 | 0 | 0 | 0 | 0
BART NOX Annual- Antelope Valley 1- v5.16 | 98 | 7196 | Rate Constraint in lbs/MMBtu | FALSE | L | Annual | Allowances Withdrawn (n:1) | Thousand Tons | 0 | 0 | 0 | 0 | 0 | 0 | 0
BART NOX Annual- Antelope Valley 1- v5.16 | 98 | 7196 | Rate Constraint in lbs/MMBtu | FALSE | L | Annual | Net Emissions Allowance Position | Thousand Tons | 1.0646 | 1.0242 | 0.19271 | 0.19271 | 0 | 0 | 0
BART NOX Annual- Antelope Valley 1- v5.16 | 98 | 7196 | Rate Constraint in lbs/MMBtu | FALSE | L | Annual | Fuel Consumed | TBtu | 20.1011 | 19.3389 | 36.3879 | 36.3879 | 0 | 0 | 0
BART NOX Annual- Antelope Valley 1- v5.16 | 98 | 7196 | Rate Constraint in lbs/MMBtu | FALSE | L | Annual | Rate | lb/MMBtu | 0.10592 | 0.10592 | 0.010592 | 0.010592 | 0 | 0 | 0
BART NOX Annual- Antelope Valley 1- v5.16 | 98 | 7196 | Rate Constraint in lbs/MMBtu | FALSE | L | Annual | Generation | TWh | 1.7754 | 1.7081 | 2.04 | 2.04 | 0 | 0 | 0
BART NOX Annual- Antelope Valley 1- v5.16 | 98 | 7196 | Rate Constraint in lbs/MMBtu | FALSE | L | Annual | Qualifying Generation | TWh | 1.7754 | 1.7081 | 2.04 | 2.04 | 0 | 0 | 0
BART NOX Annual- Antelope Valley 1- v5.16 | 98 | 7196 | Rate Constraint in lbs/MMBtu | FALSE | L | Annual | Rate | lb/MWh | 1.1992 | 1.1992 | 0.18893 | 0.18893 | 0 | 0 | 0
BART NOX Annual- Antelope Valley 1- v5.16 | 98 | 7196 | Rate Constraint in lbs/MMBtu | FALSE | L | Annual | Constraint Shadow Price | US2022$/Ton | 0 | 0 | 0 | 0 | 0 | 0 | 0
BART NOX Annual- Antelope Valley 2- v5.16 | 99 | 7197 | Rate Constraint in lbs/MMBtu | FALSE | L | Annual | Seasons Included | Seasons | Winter, Spring, Summer, Fall | Winter, Spring, Summer, Fall | Winter, Spring, Summer, Fall | Winter, Spring, Summer, Fall | Winter, Spring, Summer, Fall | Winter, Spring, Summer, Fall | Winter, Spring, Summer, Fall
BART NOX Annual- Antelope Valley 2- v5.16 | 99 | 7197 | Rate Constraint in lbs/MMBtu | FALSE | L | Annual | Standard NOX | lb/MMBtu | 0.17 | 0.17 | 0.17 | 0.17 | 0.17 | 0.17 | 0.17
BART NOX Annual- Antelope Valley 2- v5.16 | 99 | 7197 | Rate Constraint in lbs/MMBtu | FALSE | L | Annual | Emissions at Affected Plants NOX | Thousand Tons | 1.0728 | 1.1593 | 0.18995 | 0.18995 | 0 | 0 | 0
BART NOX Annual- Antelope Valley 2- v5.16 | 99 | 7197 | Rate Constraint in lbs/MMBtu | FALSE | L | Annual | Allowances Purchased NOX | Thousand Tons | 0 | 0 | 0 | 0 | 0 | 0 | 0
BART NOX Annual- Antelope Valley 2- v5.16 | 99 | 7197 | Rate Constraint in lbs/MMBtu | FALSE | L | Annual | Allowances Sold NOX | Thousand Tons | 0 | 0 | 0 | 0 | 0 | 0 | 0
BART NOX Annual- Antelope Valley 2- v5.16 | 99 | 7197 | Rate Constraint in lbs/MMBtu | FALSE | L | Annual | Allowances Banked | Thousand Tons | 0 | 0 | 0 | 0 | 0 | 0 | 0
BART NOX Annual- Antelope Valley 2- v5.16 | 99 | 7197 | Rate Constraint in lbs/MMBtu | FALSE | L | Annual | Allowances Withdrawn (1:1) | Thousand Tons | 0 | 0 | 0 | 0 | 0 | 0 | 0
BART NOX Annual- Antelope Valley 2- v5.16 | 99 | 7197 | Rate Constraint in lbs/MMBtu | FALSE | L | Annual | Allowances Withdrawn (n:1) | Thousand Tons | 0 | 0 | 0 | 0 | 0 | 0 | 0
BART NOX Annual- Antelope Valley 2- v5.16 | 99 | 7197 | Rate Constraint in lbs/MMBtu | FALSE | L | Annual | Net Emissions Allowance Position | Thousand Tons | 1.0728 | 1.1593 | 0.18995 | 0.18995 | 0 | 0 | 0
BART NOX Annual- Antelope Valley 2- v5.16 | 99 | 7197 | Rate Constraint in lbs/MMBtu | FALSE | L | Annual | Fuel Consumed | TBtu | 20.4437 | 22.0931 | 36.1983 | 36.1983 | 0 | 0 | 0
BART NOX Annual- Antelope Valley 2- v5.16 | 99 | 7197 | Rate Constraint in lbs/MMBtu | FALSE | L | Annual | Rate | lb/MMBtu | 0.10495 | 0.10495 | 0.010495 | 0.010495 | 0 | 0 | 0
BART NOX Annual- Antelope Valley 2- v5.16 | 99 | 7197 | Rate Constraint in lbs/MMBtu | FALSE | L | Annual | Generation | TWh | 1.8151 | 1.9616 | 2.0461 | 2.0461 | 0 | 0 | 0
BART NOX Annual- Antelope Valley 2- v5.16 | 99 | 7197 | Rate Constraint in lbs/MMBtu | FALSE | L | Annual | Qualifying Generation | TWh | 1.8151 | 1.9616 | 2.0461 | 2.0461 | 0 | 0 | 0
BART NOX Annual- Antelope Valley 2- v5.16 | 99 | 7197 | Rate Constraint in lbs/MMBtu | FALSE | L | Annual | Rate | lb/MWh | 1.1821 | 1.1821 | 0.18567 | 0.18567 | 0 | 0 | 0
BART NOX Annual- Antelope Valley 2- v5.16 | 99 | 7197 | Rate Constraint in lbs/MMBtu | FALSE | L | Annual | Constraint Shadow Price | US2022$/Ton | 0 | 0 | 0 | 0 | 0 | 0 | 0
BART NOX Annual- Arthur Kill- v5.16 | 100 | 7182 | Rate Constraint in lbs/MMBtu | FALSE | L | Annual | Seasons Included | Seasons | Winter, Spring, Summer, Fall | Winter, Spring, Summer, Fall | Winter, Spring, Summer, Fall | Winter, Spring, Summer, Fall | Winter, Spring, Summer, Fall | Winter, Spring, Summer, Fall | Winter, Spring, Summer, Fall
BART NOX Annual- Arthur Kill- v5.16 | 100 | 7182 | Rate Constraint in lbs/MMBtu | FALSE | L | Annual | Standard NOX | lb/MMBtu | 0.15 | 0.15 | 0.15 | 0.15 | 0.15 | 0.15 | 0.15
BART NOX Annual- Arthur Kill- v5.16 | 100 | 7182 | Rate Constraint in lbs/MMBtu | FALSE | L | Annual | Emissions at Affected Plants NOX | Thousand Tons | 0.12602 | 0.12602 | 0 | 0 | 0 | 0 | 0
BART NOX Annual- Arthur Kill- v5.16 | 100 | 7182 | Rate Constraint in lbs/MMBtu | FALSE | L | Annual | Allowances Purchased NOX | Thousand Tons | 0 | 0 | 0 | 0 | 0 | 0 | 0
BART NOX Annual- Arthur Kill- v5.16 | 100 | 7182 | Rate Constraint in lbs/MMBtu | FALSE | L | Annual | Allowances Sold NOX | Thousand Tons | 0 | 0 | 0 | 0 | 0 | 0 | 0
BART NOX Annual- Arthur Kill- v5.16 | 100 | 7182 | Rate Constraint in lbs/MMBtu | FALSE | L | Annual | Allowances Banked | Thousand Tons | 0 | 0 | 0 | 0 | 0 | 0 | 0
BART NOX Annual- Arthur Kill- v5.16 | 100 | 7182 | Rate Constraint in lbs/MMBtu | FALSE | L | Annual | Allowances Withdrawn (1:1) | Thousand Tons | 0 | 0 | 0 | 0 | 0 | 0 | 0
BART NOX Annual- Arthur Kill- v5.16 | 100 | 7182 | Rate Constraint in lbs/MMBtu | FALSE | L | Annual | Allowances Withdrawn (n:1) | Thousand Tons | 0 | 0 | 0 | 0 | 0 | 0 | 0
BART NOX Annual- Arthur Kill- v5.16 | 100 | 7182 | Rate Constraint in lbs/MMBtu | FALSE | L | Annual | Net Emissions Allowance Position | Thousand Tons | 0.12602 | 0.12602 | 0 | 0 | 0 | 0 | 0
BART NOX Annual- Arthur Kill- v5.16 | 100 | 7182 | Rate Constraint in lbs/MMBtu | FALSE | L | Annual | Fuel Consumed | TBtu | 3.6906 | 3.6906 | 0 | 0 | 0 | 0 | 0
BART NOX Annual- Arthur Kill- v5.16 | 100 | 7182 | Rate Constraint in lbs/MMBtu | FALSE | L | Annual | Rate | lb/MMBtu | 0.06829 | 0.06829 | 0 | 0 | 0 | 0 | 0
BART NOX Annual- Arthur Kill- v5.16 | 100 | 7182 | Rate Constraint in lbs/MMBtu | FALSE | L | Annual | Generation | TWh | 0.32873 | 0.32873 | 0 | 0 | 0 | 0 | 0
BART NOX Annual- Arthur Kill- v5.16 | 100 | 7182 | Rate Constraint in lbs/MMBtu | FALSE | L | Annual | Qualifying Generation | TWh | 0.32873 | 0.32873 | 0 | 0 | 0 | 0 | 0
BART NOX Annual- Arthur Kill- v5.16 | 100 | 7182 | Rate Constraint in lbs/MMBtu | FALSE | L | Annual | Rate | lb/MWh | 0.76669 | 0.76669 | 0 | 0 | 0 | 0 | 0
BART NOX Annual- Arthur Kill- v5.16 | 100 | 7182 | Rate Constraint in lbs/MMBtu | FALSE | L | Annual | Constraint Shadow Price | US2022$/Ton | 0 | 0 | 0 | 0 | 0 | 0 | 0
BART NOX Annual- Big Stone 1- v5.16 | 101 | 7161 | Rate Constraint in lbs/MMBtu | FALSE | L | Annual | Seasons Included | Seasons | Winter, Spring, Summer, Fall | Winter, Spring, Summer, Fall | Winter, Spring, Summer, Fall | Winter, Spring, Summer, Fall | Winter, Spring, Summer, Fall | Winter, Spring, Summer, Fall | Winter, Spring, Summer, Fall
BART NOX Annual- Big Stone 1- v5.16 | 101 | 7161 | Rate Constraint in lbs/MMBtu | FALSE | L | Annual | Standard NOX | lb/MMBtu | 0.1 | 0.1 | 0.1 | 0.1 | 0.1 | 0.1 | 0.1
BART NOX Annual- Big Stone 1- v5.16 | 101 | 7161 | Rate Constraint in lbs/MMBtu | FALSE | L | Annual | Emissions at Affected Plants NOX | Thousand Tons | 1.0245 | 1.2232 | 0 | 0 | 0 | 0 | 0
BART NOX Annual- Big Stone 1- v5.16 | 101 | 7161 | Rate Constraint in lbs/MMBtu | FALSE | L | Annual | Allowances Purchased NOX | Thousand Tons | 0 | 0 | 0 | 0 | 0 | 0 | 0
BART NOX Annual- Big Stone 1- v5.16 | 101 | 7161 | Rate Constraint in lbs/MMBtu | FALSE | L | Annual | Allowances Sold NOX | Thousand Tons | 0 | 0 | 0 | 0 | 0 | 0 | 0
BART NOX Annual- Big Stone 1- v5.16 | 101 | 7161 | Rate Constraint in lbs/MMBtu | FALSE | L | Annual | Allowances Banked | Thousand Tons | 0 | 0 | 0 | 0 | 0 | 0 | 0
BART NOX Annual- Big Stone 1- v5.16 | 101 | 7161 | Rate Constraint in lbs/MMBtu | FALSE | L | Annual | Allowances Withdrawn (1:1) | Thousand Tons | 0 | 0 | 0 | 0 | 0 | 0 | 0
BART NOX Annual- Big Stone 1- v5.16 | 101 | 7161 | Rate Constraint in lbs/MMBtu | FALSE | L | Annual | Allowances Withdrawn (n:1) | Thousand Tons | 0 | 0 | 0 | 0 | 0 | 0 | 0
BART NOX Annual- Big Stone 1- v5.16 | 101 | 7161 | Rate Constraint in lbs/MMBtu | FALSE | L | Annual | Net Emissions Allowance Position | Thousand Tons | 1.0245 | 1.2232 | 0 | 0 | 0 | 0 | 0
BART NOX Annual- Big Stone 1- v5.16 | 101 | 7161 | Rate Constraint in lbs/MMBtu | FALSE | L | Annual | Fuel Consumed | TBtu | 27.0792 | 32.3302 | 0 | 0 | 0 | 0 | 0
BART NOX Annual- Big Stone 1- v5.16 | 101 | 7161 | Rate Constraint in lbs/MMBtu | FALSE | L | Annual | Rate | lb/MMBtu | 0.07567 | 0.07567 | 0 | 0 | 0 | 0 | 0
BART NOX Annual- Big Stone 1- v5.16 | 101 | 7161 | Rate Constraint in lbs/MMBtu | FALSE | L | Annual | Generation | TWh | 2.647 | 3.1603 | 0 | 0 | 0 | 0 | 0
BART NOX Annual- Big Stone 1- v5.16 | 101 | 7161 | Rate Constraint in lbs/MMBtu | FALSE | L | Annual | Qualifying Generation | TWh | 2.647 | 3.1603 | 0 | 0 | 0 | 0 | 0
BART NOX Annual- Big Stone 1- v5.16 | 101 | 7161 | Rate Constraint in lbs/MMBtu | FALSE | L | Annual | Rate | lb/MWh | 0.7741 | 0.7741 | 0 | 0 | 0 | 0 | 0
BART NOX Annual- Big Stone 1- v5.16 | 101 | 7161 | Rate Constraint in lbs/MMBtu | FALSE | L | Annual | Constraint Shadow Price | US2022$/Ton | 0 | 0 | 0 | 0 | 0 | 0 | 0
BART NOX Annual- Bowline Point 1- v6.17 | 102 | 7193 | Rate Constraint in lbs/MMBtu | FALSE | L | Annual | Seasons Included | Seasons | Winter, Spring, Summer, Fall | Winter, Spring, Summer, Fall | Winter, Spring, Summer, Fall | Winter, Spring, Summer, Fall | Winter, Spring, Summer, Fall | Winter, Spring, Summer, Fall | Winter, Spring, Summer, Fall
BART NOX Annual- Bowline Point 1- v6.17 | 102 | 7193 | Rate Constraint in lbs/MMBtu | FALSE | L | Annual | Standard NOX | lb/MMBtu | 0.15 | 0.15 | 0.15 | 0.15 | 0.15 | 0.15 | 0.15
BART NOX Annual- Bowline Point 1- v6.17 | 102 | 7193 | Rate Constraint in lbs/MMBtu | FALSE | L | Annual | Emissions at Affected Plants NOX | Thousand Tons | 0 | 0 | 0 | 0 | 0 | 0 | 0
BART NOX Annual- Bowline Point 1- v6.17 | 102 | 7193 | Rate Constraint in lbs/MMBtu | FALSE | L | Annual | Allowances Purchased NOX | Thousand Tons | 0 | 0 | 0 | 0 | 0 | 0 | 0
BART NOX Annual- Bowline Point 1- v6.17 | 102 | 7193 | Rate Constraint in lbs/MMBtu | FALSE | L | Annual | Allowances Sold NOX | Thousand Tons | 0 | 0 | 0 | 0 | 0 | 0 | 0
BART NOX Annual- Bowline Point 1- v6.17 | 102 | 7193 | Rate Constraint in lbs/MMBtu | FALSE | L | Annual | Allowances Banked | Thousand Tons | 0 | 0 | 0 | 0 | 0 | 0 | 0
BART NOX Annual- Bowline Point 1- v6.17 | 102 | 7193 | Rate Constraint in lbs/MMBtu | FALSE | L | Annual | Allowances Withdrawn (1:1) | Thousand Tons | 0 | 0 | 0 | 0 | 0 | 0 | 0
BART NOX Annual- Bowline Point 1- v6.17 | 102 | 7193 | Rate Constraint in lbs/MMBtu | FALSE | L | Annual | Allowances Withdrawn (n:1) | Thousand Tons | 0 | 0 | 0 | 0 | 0 | 0 | 0
BART NOX Annual- Bowline Point 1- v6.17 | 102 | 7193 | Rate Constraint in lbs/MMBtu | FALSE | L | Annual | Net Emissions Allowance Position | Thousand Tons | 0 | 0 | 0 | 0 | 0 | 0 | 0
BART NOX Annual- Bowline Point 1- v6.17 | 102 | 7193 | Rate Constraint in lbs/MMBtu | FALSE | L | Annual | Fuel Consumed | TBtu | 0 | 0 | 0 | 0 | 0 | 0 | 0
BART NOX Annual- Bowline Point 1- v6.17 | 102 | 7193 | Rate Constraint in lbs/MMBtu | FALSE | L | Annual | Rate | lb/MMBtu | 0 | 0 | 0 | 0 | 0 | 0 | 0
BART NOX Annual- Bowline Point 1- v6.17 | 102 | 7193 | Rate Constraint in lbs/MMBtu | FALSE | L | Annual | Generation | TWh | 0 | 0 | 0 | 0 | 0 | 0 | 0
BART NOX Annual- Bowline Point 1- v6.17 | 102 | 7193 | Rate Constraint in lbs/MMBtu | FALSE | L | Annual | Qualifying Generation | TWh | 0 | 0 | 0 | 0 | 0 | 0 | 0
BART NOX Annual- Bowline Point 1- v6.17 | 102 | 7193 | Rate Constraint in lbs/MMBtu | FALSE | L | Annual | Rate | lb/MWh | 0 | 0 | 0 | 0 | 0 | 0 | 0
BART NOX Annual- Bowline Point 1- v6.17 | 102 | 7193 | Rate Constraint in lbs/MMBtu | FALSE | L | Annual | Constraint Shadow Price | US2022$/Ton | 0 | 0 | 0 | 0 | 0 | 0 | 0
BART NOX Annual- Bowline Point 2- v6.17 | 103 | 7194 | Rate Constraint in lbs/MMBtu | FALSE | L | Annual | Seasons Included | Seasons | Winter, Spring, Summer, Fall | Winter, Spring, Summer, Fall | Winter, Spring, Summer, Fall | Winter, Spring, Summer, Fall | Winter, Spring, Summer, Fall | Winter, Spring, Summer, Fall | Winter, Spring, Summer, Fall
BART NOX Annual- Bowline Point 2- v6.17 | 103 | 7194 | Rate Constraint in lbs/MMBtu | FALSE | L | Annual | Standard NOX | lb/MMBtu | 0.15 | 0.15 | 0.15 | 0.15 | 0.15 | 0.15 | 0.15
BART NOX Annual- Bowline Point 2- v6.17 | 103 | 7194 | Rate Constraint in lbs/MMBtu | FALSE | L | Annual | Emissions at Affected Plants NOX | Thousand Tons | 0 | 0 | 0 | 0 | 0 | 0 | 0
BART NOX Annual- Bowline Point 2- v6.17 | 103 | 7194 | Rate Constraint in lbs/MMBtu | FALSE | L | Annual | Allowances Purchased NOX | Thousand Tons | 0 | 0 | 0 | 0 | 0 | 0 | 0
BART NOX Annual- Bowline Point 2- v6.17 | 103 | 7194 | Rate Constraint in lbs/MMBtu | FALSE | L | Annual | Allowances Sold NOX | Thousand Tons | 0 | 0 | 0 | 0 | 0 | 0 | 0
BART NOX Annual- Bowline Point 2- v6.17 | 103 | 7194 | Rate Constraint in lbs/MMBtu | FALSE | L | Annual | Allowances Banked | Thousand Tons | 0 | 0 | 0 | 0 | 0 | 0 | 0
BART NOX Annual- Bowline Point 2- v6.17 | 103 | 7194 | Rate Constraint in lbs/MMBtu | FALSE | L | Annual | Allowances Withdrawn (1:1) | Thousand Tons | 0 | 0 | 0 | 0 | 0 | 0 | 0
BART NOX Annual- Bowline Point 2- v6.17 | 103 | 7194 | Rate Constraint in lbs/MMBtu | FALSE | L | Annual | Allowances Withdrawn (n:1) | Thousand Tons | 0 | 0 | 0 | 0 | 0 | 0 | 0
BART NOX Annual- Bowline Point 2- v6.17 | 103 | 7194 | Rate Constraint in lbs/MMBtu | FALSE | L | Annual | Net Emissions Allowance Position | Thousand Tons | 0 | 0 | 0 | 0 | 0 | 0 | 0
BART NOX Annual- Bowline Point 2- v6.17 | 103 | 7194 | Rate Constraint in lbs/MMBtu | FALSE | L | Annual | Fuel Consumed | TBtu | 0 | 0 | 0 | 0 | 0 | 0 | 0
BART NOX Annual- Bowline Point 2- v6.17 | 103 | 7194 | Rate Constraint in lbs/MMBtu | FALSE | L | Annual | Rate | lb/MMBtu | 0 | 0 | 0 | 0 | 0 | 0 | 0
BART NOX Annual- Bowline Point 2- v6.17 | 103 | 7194 | Rate Constraint in lbs/MMBtu | FALSE | L | Annual | Generation | TWh | 0 | 0 | 0 | 0 | 0 | 0 | 0
BART NOX Annual- Bowline Point 2- v6.17 | 103 | 7194 | Rate Constraint in lbs/MMBtu | FALSE | L | Annual | Qualifying Generation | TWh | 0 | 0 | 0 | 0 | 0 | 0 | 0
BART NOX Annual- Bowline Point 2- v6.17 | 103 | 7194 | Rate Constraint in lbs/MMBtu | FALSE | L | Annual | Rate | lb/MWh | 0 | 0 | 0 | 0 | 0 | 0 | 0
BART NOX Annual- Bowline Point 2- v6.17 | 103 | 7194 | Rate Constraint in lbs/MMBtu | FALSE | L | Annual | Constraint Shadow Price | US2022$/Ton | 0 | 0 | 0 | 0 | 0 | 0 | 0
BART NOX Annual- E F Barrett- v5.16 | 105 | 7186 | Rate Constraint in lbs/MMBtu | FALSE | L | Annual | Seasons Included | Seasons | Winter, Spring, Summer, Fall | Winter, Spring, Summer, Fall | Winter, Spring, Summer, Fall | Winter, Spring, Summer, Fall | Winter, Spring, Summer, Fall | Winter, Spring, Summer, Fall | Winter, Spring, Summer, Fall
BART NOX Annual- E F Barrett- v5.16 | 105 | 7186 | Rate Constraint in lbs/MMBtu | FALSE | L | Annual | Standard NOX | lb/MMBtu | 0.1 | 0.1 | 0.1 | 0.1 | 0.1 | 0.1 | 0.1
BART NOX Annual- E F Barrett- v5.16 | 105 | 7186 | Rate Constraint in lbs/MMBtu | FALSE | L | Annual | Emissions at Affected Plants NOX | Thousand Tons | 0 | 0 | 0 | 0 | 0 | 0 | 0
BART NOX Annual- E F Barrett- v5.16 | 105 | 7186 | Rate Constraint in lbs/MMBtu | FALSE | L | Annual | Allowances Purchased NOX | Thousand Tons | 0 | 0 | 0 | 0 | 0 | 0 | 0
BART NOX Annual- E F Barrett- v5.16 | 105 | 7186 | Rate Constraint in lbs/MMBtu | FALSE | L | Annual | Allowances Sold NOX | Thousand Tons | 0 | 0 | 0 | 0 | 0 | 0 | 0
BART NOX Annual- E F Barrett- v5.16 | 105 | 7186 | Rate Constraint in lbs/MMBtu | FALSE | L | Annual | Allowances Banked | Thousand Tons | 0 | 0 | 0 | 0 | 0 | 0 | 0
BART NOX Annual- E F Barrett- v5.16 | 105 | 7186 | Rate Constraint in lbs/MMBtu | FALSE | L | Annual | Allowances Withdrawn (1:1) | Thousand Tons | 0 | 0 | 0 | 0 | 0 | 0 | 0
BART NOX Annual- E F Barrett- v5.16 | 105 | 7186 | Rate Constraint in lbs/MMBtu | FALSE | L | Annual | Allowances Withdrawn (n:1) | Thousand Tons | 0 | 0 | 0 | 0 | 0 | 0 | 0
BART NOX Annual- E F Barrett- v5.16 | 105 | 7186 | Rate Constraint in lbs/MMBtu | FALSE | L | Annual | Net Emissions Allowance Position | Thousand Tons | 0 | 0 | 0 | 0 | 0 | 0 | 0
BART NOX Annual- E F Barrett- v5.16 | 105 | 7186 | Rate Constraint in lbs/MMBtu | FALSE | L | Annual | Fuel Consumed | TBtu | 0 | 0 | 0 | 0 | 0 | 0 | 0
BART NOX Annual- E F Barrett- v5.16 | 105 | 7186 | Rate Constraint in lbs/MMBtu | FALSE | L | Annual | Rate | lb/MMBtu | 0 | 0 | 0 | 0 | 0 | 0 | 0
BART NOX Annual- E F Barrett- v5.16 | 105 | 7186 | Rate Constraint in lbs/MMBtu | FALSE | L | Annual | Generation | TWh | 0 | 0 | 0 | 0 | 0 | 0 | 0
BART NOX Annual- E F Barrett- v5.16 | 105 | 7186 | Rate Constraint in lbs/MMBtu | FALSE | L | Annual | Qualifying Generation | TWh | 0 | 0 | 0 | 0 | 0 | 0 | 0
BART NOX Annual- E F Barrett- v5.16 | 105 | 7186 | Rate Constraint in lbs/MMBtu | FALSE | L | Annual | Rate | lb/MWh | 0 | 0 | 0 | 0 | 0 | 0 | 0
BART NOX Annual- E F Barrett- v5.16 | 105 | 7186 | Rate Constraint in lbs/MMBtu | FALSE | L | Annual | Constraint Shadow Price | US2022$/Ton | 0 | 0 | 0 | 0 | 0 | 0 | 0
BART NOX Annual- Hunter 1- v5.16 | 106 | 7175 | Rate Constraint in lbs/MMBtu | FALSE | L | Annual | Seasons Included | Seasons | Winter, Spring, Summer, Fall | Winter, Spring, Summer, Fall | Winter, Spring, Summer, Fall | Winter, Spring, Summer, Fall | Winter, Spring, Summer, Fall | Winter, Spring, Summer, Fall | Winter, Spring, Summer, Fall
BART NOX Annual- Hunter 1- v5.16 | 106 | 7175 | Rate Constraint in lbs/MMBtu | FALSE | L | Annual | Standard NOX | lb/MMBtu | 0.26 | 0.26 | 0.26 | 0.26 | 0.26 | 0.26 | 0.26
BART NOX Annual- Hunter 1- v5.16 | 106 | 7175 | Rate Constraint in lbs/MMBtu | FALSE | L | Annual | Emissions at Affected Plants NOX | Thousand Tons | 2.3079 | 0 | 0 | 0 | 0 | 0 | 0
BART NOX Annual- Hunter 1- v5.16 | 106 | 7175 | Rate Constraint in lbs/MMBtu | FALSE | L | Annual | Allowances Purchased NOX | Thousand Tons | 0 | 0 | 0 | 0 | 0 | 0 | 0
BART NOX Annual- Hunter 1- v5.16 | 106 | 7175 | Rate Constraint in lbs/MMBtu | FALSE | L | Annual | Allowances Sold NOX | Thousand Tons | 0 | 0 | 0 | 0 | 0 | 0 | 0
BART NOX Annual- Hunter 1- v5.16 | 106 | 7175 | Rate Constraint in lbs/MMBtu | FALSE | L | Annual | Allowances Banked | Thousand Tons | 0 | 0 | 0 | 0 | 0 | 0 | 0
BART NOX Annual- Hunter 1- v5.16 | 106 | 7175 | Rate Constraint in lbs/MMBtu | FALSE | L | Annual | Allowances Withdrawn (1:1) | Thousand Tons | 0 | 0 | 0 | 0 | 0 | 0 | 0
BART NOX Annual- Hunter 1- v5.16 | 106 | 7175 | Rate Constraint in lbs/MMBtu | FALSE | L | Annual | Allowances Withdrawn (n:1) | Thousand Tons | 0 | 0 | 0 | 0 | 0 | 0 | 0
BART NOX Annual- Hunter 1- v5.16 | 106 | 7175 | Rate Constraint in lbs/MMBtu | FALSE | L | Annual | Net Emissions Allowance Position | Thousand Tons | 2.3079 | 0 | 0 | 0 | 0 | 0 | 0
BART NOX Annual- Hunter 1- v5.16 | 106 | 7175 | Rate Constraint in lbs/MMBtu | FALSE | L | Annual | Fuel Consumed | TBtu | 22.4312 | 0 | 0 | 0 | 0 | 0 | 0
BART NOX Annual- Hunter 1- v5.16 | 106 | 7175 | Rate Constraint in lbs/MMBtu | FALSE | L | Annual | Rate | lb/MMBtu | 0.20578 | 0 | 0 | 0 | 0 | 0 | 0
BART NOX Annual- Hunter 1- v5.16 | 106 | 7175 | Rate Constraint in lbs/MMBtu | FALSE | L | Annual | Generation | TWh | 2.1822 | 0 | 0 | 0 | 0 | 0 | 0
BART NOX Annual- Hunter 1- v5.16 | 106 | 7175 | Rate Constraint in lbs/MMBtu | FALSE | L | Annual | Qualifying Generation | TWh | 2.1822 | 0 | 0 | 0 | 0 | 0 | 0
BART NOX Annual- Hunter 1- v5.16 | 106 | 7175 | Rate Constraint in lbs/MMBtu | FALSE | L | Annual | Rate | lb/MWh | 2.1152 | 0 | 0 | 0 | 0 | 0 | 0
BART NOX Annual- Hunter 1- v5.16 | 106 | 7175 | Rate Constraint in lbs/MMBtu | FALSE | L | Annual | Constraint Shadow Price | US2022$/Ton | 0 | 0 | 0 | 0 | 0 | 0 | 0
BART NOX Annual- Hunter 2- v5.16 | 107 | 7176 | Rate Constraint in lbs/MMBtu | FALSE | L | Annual | Seasons Included | Seasons | Winter, Spring, Summer, Fall | Winter, Spring, Summer, Fall | Winter, Spring, Summer, Fall | Winter, Spring, Summer, Fall | Winter, Spring, Summer, Fall | Winter, Spring, Summer, Fall | Winter, Spring, Summer, Fall
BART NOX Annual- Hunter 2- v5.16 | 107 | 7176 | Rate Constraint in lbs/MMBtu | FALSE | L | Annual | Standard NOX | lb/MMBtu | 0.26 | 0.26 | 0.26 | 0.26 | 0.26 | 0.26 | 0.26
BART NOX Annual- Hunter 2- v5.16 | 107 | 7176 | Rate Constraint in lbs/MMBtu | FALSE | L | Annual | Emissions at Affected Plants NOX | Thousand Tons | 2.6519 | 0 | 0 | 0 | 0 | 0 | 0
BART NOX Annual- Hunter 2- v5.16 | 107 | 7176 | Rate Constraint in lbs/MMBtu | FALSE | L | Annual | Allowances Purchased NOX | Thousand Tons | 0 | 0 | 0 | 0 | 0 | 0 | 0
BART NOX Annual- Hunter 2- v5.16 | 107 | 7176 | Rate Constraint in lbs/MMBtu | FALSE | L | Annual | Allowances Sold NOX | Thousand Tons | 0 | 0 | 0 | 0 | 0 | 0 | 0
BART NOX Annual- Hunter 2- v5.16 | 107 | 7176 | Rate Constraint in lbs/MMBtu | FALSE | L | Annual | Allowances Banked | Thousand Tons | 0 | 0 | 0 | 0 | 0 | 0 | 0
BART NOX Annual- Hunter 2- v5.16 | 107 | 7176 | Rate Constraint in lbs/MMBtu | FALSE | L | Annual | Allowances Withdrawn (1:1) | Thousand Tons | 0 | 0 | 0 | 0 | 0 | 0 | 0
BART NOX Annual- Hunter 2- v5.16 | 107 | 7176 | Rate Constraint in lbs/MMBtu | FALSE | L | Annual | Allowances Withdrawn (n:1) | Thousand Tons | 0 | 0 | 0 | 0 | 0 | 0 | 0
BART NOX Annual- Hunter 2- v5.16 | 107 | 7176 | Rate Constraint in lbs/MMBtu | FALSE | L | Annual | Net Emissions Allowance Position | Thousand Tons | 2.6519 | 0 | 0 | 0 | 0 | 0 | 0
BART NOX Annual- Hunter 2- v5.16 | 107 | 7176 | Rate Constraint in lbs/MMBtu | FALSE | L | Annual | Fuel Consumed | TBtu | 26.4064 | 0 | 0 | 0 | 0 | 0 | 0
BART NOX Annual- Hunter 2- v5.16 | 107 | 7176 | Rate Constraint in lbs/MMBtu | FALSE | L | Annual | Rate | lb/MMBtu | 0.20085 | 0 | 0 | 0 | 0 | 0 | 0
BART NOX Annual- Hunter 2- v5.16 | 107 | 7176 | Rate Constraint in lbs/MMBtu | FALSE | L | Annual | Generation | TWh | 2.5777 | 0 | 0 | 0 | 0 | 0 | 0
BART NOX Annual- Hunter 2- v5.16 | 107 | 7176 | Rate Constraint in lbs/MMBtu | FALSE | L | Annual | Qualifying Generation | TWh | 2.5777 | 0 | 0 | 0 | 0 | 0 | 0
BART NOX Annual- Hunter 2- v5.16 | 107 | 7176 | Rate Constraint in lbs/MMBtu | FALSE | L | Annual | Rate | lb/MWh | 2.0575 | 0 | 0 | 0 | 0 | 0 | 0
BART NOX Annual- Hunter 2- v5.16 | 107 | 7176 | Rate Constraint in lbs/MMBtu | FALSE | L | Annual | Constraint Shadow Price | US2022$/Ton | 0 | 0 | 0 | 0 | 0 | 0 | 0
BART NOX Annual- Hunter 3- v6.17 | 108 | 7177 | Rate Constraint in lbs/MMBtu | FALSE | L | Annual | Seasons Included | Seasons | Winter, Spring, Summer, Fall | Winter, Spring, Summer, Fall | Winter, Spring, Summer, Fall | Winter, Spring, Summer, Fall | Winter, Spring, Summer, Fall | Winter, Spring, Summer, Fall | Winter, Spring, Summer, Fall
BART NOX Annual- Hunter 3- v6.17 | 108 | 7177 | Rate Constraint in lbs/MMBtu | FALSE | L | Annual | Standard NOX | lb/MMBtu | 0.34 | 0.34 | 0.34 | 0.34 | 0.34 | 0.34 | 0.34
BART NOX Annual- Hunter 3- v6.17 | 108 | 7177 | Rate Constraint in lbs/MMBtu | FALSE | L | Annual | Emissions at Affected Plants NOX | Thousand Tons | 2.5931 | 0 | 0 | 0 | 0 | 0 | 0
BART NOX Annual- Hunter 3- v6.17 | 108 | 7177 | Rate Constraint in lbs/MMBtu | FALSE | L | Annual | Allowances Purchased NOX | Thousand Tons | 0 | 0 | 0 | 0 | 0 | 0 | 0
BART NOX Annual- Hunter 3- v6.17 | 108 | 7177 | Rate Constraint in lbs/MMBtu | FALSE | L | Annual | Allowances Sold NOX | Thousand Tons | 0 | 0 | 0 | 0 | 0 | 0 | 0
BART NOX Annual- Hunter 3- v6.17 | 108 | 7177 | Rate Constraint in lbs/MMBtu | FALSE | L | Annual | Allowances Banked | Thousand Tons | 0 | 0 | 0 | 0 | 0 | 0 | 0
BART NOX Annual- Hunter 3- v6.17 | 108 | 7177 | Rate Constraint in lbs/MMBtu | FALSE | L | Annual | Allowances Withdrawn (1:1) | Thousand Tons | 0 | 0 | 0 | 0 | 0 | 0 | 0
BART NOX Annual- Hunter 3- v6.17 | 108 | 7177 | Rate Constraint in lbs/MMBtu | FALSE | L | Annual | Allowances Withdrawn (n:1) | Thousand Tons | 0 | 0 | 0 | 0 | 0 | 0 | 0
BART NOX Annual- Hunter 3- v6.17 | 108 | 7177 | Rate Constraint in lbs/MMBtu | FALSE | L | Annual | Net Emissions Allowance Position | Thousand Tons | 2.5931 | 0 | 0 | 0 | 0 | 0 | 0
BART NOX Annual- Hunter 3- v6.17 | 108 | 7177 | Rate Constraint in lbs/MMBtu | FALSE | L | Annual | Fuel Consumed | TBtu | 18.1062 | 0 | 0 | 0 | 0 | 0 | 0
BART NOX Annual- Hunter 3- v6.17 | 108 | 7177 | Rate Constraint in lbs/MMBtu | FALSE | L | Annual | Rate | lb/MMBtu | 0.28643 | 0 | 0 | 0 | 0 | 0 | 0
BART NOX Annual- Hunter 3- v6.17 | 108 | 7177 | Rate Constraint in lbs/MMBtu | FALSE | L | Annual | Generation | TWh | 1.7828 | 0 | 0 | 0 | 0 | 0 | 0
BART NOX Annual- Hunter 3- v6.17 | 108 | 7177 | Rate Constraint in lbs/MMBtu | FALSE | L | Annual | Qualifying Generation | TWh | 1.7828 | 0 | 0 | 0 | 0 | 0 | 0
BART NOX Annual- Hunter 3- v6.17 | 108 | 7177 | Rate Constraint in lbs/MMBtu | FALSE | L | Annual | Rate | lb/MWh | 2.909 | 0 | 0 | 0 | 0 | 0 | 0
BART NOX Annual- Hunter 3- v6.17 | 108 | 7177 | Rate Constraint in lbs/MMBtu | FALSE | L | Annual | Constraint Shadow Price | US2022$/Ton | 0 | 0 | 0 | 0 | 0 | 0 | 0
BART NOX Annual- Huntington 1- v5.16 | 109 | 7178 | Rate Constraint in lbs/MMBtu | FALSE | L | Annual | Seasons Included | Seasons | Winter, Spring, Summer, Fall | Winter, Spring, Summer, Fall | Winter, Spring, Summer, Fall | Winter, Spring, Summer, Fall | Winter, Spring, Summer, Fall | Winter, Spring, Summer, Fall | Winter, Spring, Summer, Fall
BART NOX Annual- Huntington 1- v5.16 | 109 | 7178 | Rate Constraint in lbs/MMBtu | FALSE | L | Annual | Standard NOX | lb/MMBtu | 0.26 | 0.26 | 0.26 | 0.26 | 0.26 | 0.26 | 0.26
BART NOX Annual- Huntington 1- v5.16 | 109 | 7178 | Rate Constraint in lbs/MMBtu | FALSE | L | Annual | Emissions at Affected Plants NOX | Thousand Tons | 2.3246 | 0 | 0 | 0 | 0 | 0 | 0
BART NOX Annual- Huntington 1- v5.16 | 109 | 7178 | Rate Constraint in lbs/MMBtu | FALSE | L | Annual | Allowances Purchased NOX | Thousand Tons | 0 | 0 | 0 | 0 | 0 | 0 | 0
BART NOX Annual- Huntington 1- v5.16 | 109 | 7178 | Rate Constraint in lbs/MMBtu | FALSE | L | Annual | Allowances Sold NOX | Thousand Tons | 0 | 0 | 0 | 0 | 0 | 0 | 0
BART NOX Annual- Huntington 1- v5.16 | 109 | 7178 | Rate Constraint in lbs/MMBtu | FALSE | L | Annual | Allowances Banked | Thousand Tons | 0 | 0 | 0 | 0 | 0 | 0 | 0
BART NOX Annual- Huntington 1- v5.16 | 109 | 7178 | Rate Constraint in lbs/MMBtu | FALSE | L | Annual | Allowances Withdrawn (1:1) | Thousand Tons | 0 | 0 | 0 | 0 | 0 | 0 | 0
BART NOX Annual- Huntington 1- v5.16 | 109 | 7178 | Rate Constraint in lbs/MMBtu | FALSE | L | Annual | Allowances Withdrawn (n:1) | Thousand Tons | 0 | 0 | 0 | 0 | 0 | 0 | 0
BART NOX Annual- Huntington 1- v5.16 | 109 | 7178 | Rate Constraint in lbs/MMBtu | FALSE | L | Annual | Net Emissions Allowance Position | Thousand Tons | 2.3246 | 0 | 0 | 0 | 0 | 0 | 0
BART NOX Annual- Huntington 1- v5.16 | 109 | 7178 | Rate Constraint in lbs/MMBtu | FALSE | L | Annual | Fuel Consumed | TBtu | 23.094 | 0 | 0 | 0 | 0 | 0 | 0
BART NOX Annual- Huntington 1- v5.16 | 109 | 7178 | Rate Constraint in lbs/MMBtu | FALSE | L | Annual | Rate | lb/MMBtu | 0.20132 | 0 | 0 | 0 | 0 | 0 | 0
BART NOX Annual- Huntington 1- v5.16 | 109 | 7178 | Rate Constraint in lbs/MMBtu | FALSE | L | Annual | Generation | TWh | 2.2458 | 0 | 0 | 0 | 0 | 0 | 0
BART NOX Annual- Huntington 1- v5.16 | 109 | 7178 | Rate Constraint in lbs/MMBtu | FALSE | L | Annual | Qualifying Generation | TWh | 2.2458 | 0 | 0 | 0 | 0 | 0 | 0
BART NOX Annual- Huntington 1- v5.16 | 109 | 7178 | Rate Constraint in lbs/MMBtu | FALSE | L | Annual | Rate | lb/MWh | 2.0702 | 0 | 0 | 0 | 0 | 0 | 0
BART NOX Annual- Huntington 1- v5.16 | 109 | 7178 | Rate Constraint in lbs/MMBtu | FALSE | L | Annual | Constraint Shadow Price | US2022$/Ton | 0 | 0 | 0 | 0 | 0 | 0 | 0
BART NOX Annual- Huntington 2- v5.16 | 110 | 7179 | Rate Constraint in lbs/MMBtu | FALSE | L | Annual | Seasons Included | Seasons | Winter, Spring, Summer, Fall | Winter, Spring, Summer, Fall | Winter, Spring, Summer, Fall | Winter, Spring, Summer, Fall | Winter, Spring, Summer, Fall | Winter, Spring, Summer, Fall | Winter, Spring, Summer, Fall
BART NOX Annual- Huntington 2- v5.16 | 110 | 7179 | Rate Constraint in lbs/MMBtu | FALSE | L | Annual | Standard NOX | lb/MMBtu | 0.26 | 0.26 | 0.26 | 0.26 | 0.26 | 0.26 | 0.26
BART NOX Annual- Huntington 2- v5.16 | 110 | 7179 | Rate Constraint in lbs/MMBtu | FALSE | L | Annual | Emissions at Affected Plants NOX | Thousand Tons | 2.2385 | 0 | 0 | 0 | 0 | 0 | 0
BART NOX Annual- Huntington 2- v5.16 | 110 | 7179 | Rate Constraint in lbs/MMBtu | FALSE | L | Annual | Allowances Purchased NOX | Thousand Tons | 0 | 0 | 0 | 0 | 0 | 0 | 0
BART NOX Annual- Huntington 2- v5.16 | 110 | 7179 | Rate Constraint in lbs/MMBtu | FALSE | L | Annual | Allowances Sold NOX | Thousand Tons | 0 | 0 | 0 | 0 | 0 | 0 | 0
BART NOX Annual- Huntington 2- v5.16 | 110 | 7179 | Rate Constraint in lbs/MMBtu | FALSE | L | Annual | Allowances Banked | Thousand Tons | 0 | 0 | 0 | 0 | 0 | 0 | 0
BART NOX Annual- Huntington 2- v5.16 | 110 | 7179 | Rate Constraint in lbs/MMBtu | FALSE | L | Annual | Allowances Withdrawn (1:1) | Thousand Tons | 0 | 0 | 0 | 0 | 0 | 0 | 0
BART NOX Annual- Huntington 2- v5.16 | 110 | 7179 | Rate Constraint in lbs/MMBtu | FALSE | L | Annual | Allowances Withdrawn (n:1) | Thousand Tons | 0 | 0 | 0 | 0 | 0 | 0 | 0
BART NOX Annual- Huntington 2- v5.16 | 110 | 7179 | Rate Constraint in lbs/MMBtu | FALSE | L | Annual | Net Emissions Allowance Position | Thousand Tons | 2.2385 | 0 | 0 | 0 | 0 | 0 | 0
BART NOX Annual- Huntington 2- v5.16 | 110 | 7179 | Rate Constraint in lbs/MMBtu | FALSE | L | Annual | Fuel Consumed | TBtu | 22.7337 | 0 | 0 | 0 | 0 | 0 | 0
BART NOX Annual- Huntington 2- v5.16 | 110 | 7179 | Rate Constraint in lbs/MMBtu | FALSE | L | Annual | Rate | lb/MMBtu | 0.19693 | 0 | 0 | 0 | 0 | 0 | 0
BART NOX Annual- Huntington 2- v5.16 | 110 | 7179 | Rate Constraint in lbs/MMBtu | FALSE | L | Annual | Generation | TWh | 2.2018 | 0 | 0 | 0 | 0 | 0 | 0
BART NOX Annual- Huntington 2- v5.16 | 110 | 7179 | Rate Constraint in lbs/MMBtu | FALSE | L | Annual | Qualifying Generation | TWh | 2.2018 | 0 | 0 | 0 | 0 | 0 | 0
BART NOX Annual- Huntington 2- v5.16 | 110 | 7179 | Rate Constraint in lbs/MMBtu | FALSE | L | Annual | Rate | lb/MWh | 2.0333 | 0 | 0 | 0 | 0 | 0 | 0
BART NOX Annual- Huntington 2- v5.16 | 110 | 7179 | Rate Constraint in lbs/MMBtu | FALSE | L | Annual | Constraint Shadow Price | US2022$/Ton | 0 | 0 | 0 | 0 | 0 | 0 | 0
BART NOX Annual- Merrimack 2- v7.23 | 111 | 7944 | Rate Constraint in lbs/MMBtu | FALSE | L | Annual | Seasons Included | Seasons | Winter, Spring, Summer, Fall | Winter, Spring, Summer, Fall | Winter, Spring, Summer, Fall | Winter, Spring, Summer, Fall | Winter, Spring, Summer, Fall | Winter, Spring, Summer, Fall | Winter, Spring, Summer, Fall
BART NOX Annual- Merrimack 2- v7.23 | 111 | 7944 | Rate Constraint in lbs/MMBtu | FALSE | L | Annual | Standard NOX | lb/MMBtu | 0.22 | 0.22 | 0.22 | 0.22 | 0.22 | 0.22 | 0.22
BART NOX Annual- Merrimack 2- v7.23 | 111 | 7944 | Rate Constraint in lbs/MMBtu | FALSE | L | Annual | Emissions at Affected Plants NOX | Thousand Tons | 0 | 0 | 0 | 0 | 0 | 0 | 0
BART NOX Annual- Merrimack 2- v7.23 | 111 | 7944 | Rate Constraint in lbs/MMBtu | FALSE | L | Annual | Allowances Purchased NOX | Thousand Tons | 0 | 0 | 0 | 0 | 0 | 0 | 0
BART NOX Annual- Merrimack 2- v7.23 | 111 | 7944 | Rate Constraint in lbs/MMBtu | FALSE | L | Annual | Allowances Sold NOX | Thousand Tons | 0 | 0 | 0 | 0 | 0 | 0 | 0
BART NOX Annual- Merrimack 2- v7.23 | 111 | 7944 | Rate Constraint in lbs/MMBtu | FALSE | L | Annual | Allowances Banked | Thousand Tons | 0 | 0 | 0 | 0 | 0 | 0 | 0
BART NOX Annual- Merrimack 2- v7.23 | 111 | 7944 | Rate Constraint in lbs/MMBtu | FALSE | L | Annual | Allowances Withdrawn (1:1) | Thousand Tons | 0 | 0 | 0 | 0 | 0 | 0 | 0
BART NOX Annual- Merrimack 2- v7.23 | 111 | 7944 | Rate Constraint in lbs/MMBtu | FALSE | L | Annual | Allowances Withdrawn (n:1) | Thousand Tons | 0 | 0 | 0 | 0 | 0 | 0 | 0
BART NOX Annual- Merrimack 2- v7.23 | 111 | 7944 | Rate Constraint in lbs/MMBtu | FALSE | L | Annual | Net Emissions Allowance Position | Thousand Tons | 0 | 0 | 0 | 0 | 0 | 0 | 0
BART NOX Annual- Merrimack 2- v7.23 | 111 | 7944 | Rate Constraint in lbs/MMBtu | FALSE | L | Annual | Fuel Consumed | TBtu | 0 | 0 | 0 | 0 | 0 | 0 | 0
BART NOX Annual- Merrimack 2- v7.23 | 111 | 7944 | Rate Constraint in lbs/MMBtu | FALSE | L | Annual | Rate | lb/MMBtu | 0 | 0 | 0 | 0 | 0 | 0 | 0
BART NOX Annual- Merrimack 2- v7.23 | 111 | 7944 | Rate Constraint in lbs/MMBtu | FALSE | L | Annual | Generation | TWh | 0 | 0 | 0 | 0 | 0 | 0 | 0
BART NOX Annual- Merrimack 2- v7.23 | 111 | 7944 | Rate Constraint in lbs/MMBtu | FALSE | L | Annual | Qualifying Generation | TWh | 0 | 0 | 0 | 0 | 0 | 0 | 0
BART NOX Annual- Merrimack 2- v7.23 | 111 | 7944 | Rate Constraint in lbs/MMBtu | FALSE | L | Annual | Rate | lb/MWh | 0 | 0 | 0 | 0 | 0 | 0 | 0
BART NOX Annual- Merrimack 2- v7.23 | 111 | 7944 | Rate Constraint in lbs/MMBtu | FALSE | L | Annual | Constraint Shadow Price | US2022$/Ton | 0 | 0 | 0 | 0 | 0 | 0 | 0
BART NOX Annual- Northport 1- v5.16 | 112 | 7187 | Rate Constraint in lbs/MMBtu | FALSE | L | Annual | Seasons Included | Seasons | Winter, Spring, Summer, Fall | Winter, Spring, Summer, Fall | Winter, Spring, Summer, Fall | Winter, Spring, Summer, Fall | Winter, Spring, Summer, Fall | Winter, Spring, Summer, Fall | Winter, Spring, Summer, Fall
BART NOX Annual- Northport 1- v5.16 | 112 | 7187 | Rate Constraint in lbs/MMBtu | FALSE | L | Annual | Standard NOX | lb/MMBtu | 0.1 | 0.1 | 0.1 | 0.1 | 0.1 | 0.1 | 0.1
BART NOX Annual- Northport 1- v5.16 | 112 | 7187 | Rate Constraint in lbs/MMBtu | FALSE | L | Annual | Emissions at Affected Plants NOX | Thousand Tons | 0.16731 | 0.17235 | 0 | 0 | 0 | 0 | 0
BART NOX Annual- Northport 1- v5.16 | 112 | 7187 | Rate Constraint in lbs/MMBtu | FALSE | L | Annual | Allowances Purchased NOX | Thousand Tons | 0 | 0 | 0 | 0 | 0 | 0 | 0
BART NOX Annual- Northport 1- v5.16 | 112 | 7187 | Rate Constraint in lbs/MMBtu | FALSE | L | Annual | Allowances Sold NOX | Thousand Tons | 0 | 0 | 0 | 0 | 0 | 0 | 0
BART NOX Annual- Northport 1- v5.16 | 112 | 7187 | Rate Constraint in lbs/MMBtu | FALSE | L | Annual | Allowances Banked | Thousand Tons | 0 | 0 | 0 | 0 | 0 | 0 | 0
BART NOX Annual- Northport 1- v5.16 | 112 | 7187 | Rate Constraint in lbs/MMBtu | FALSE | L | Annual | Allowances Withdrawn (1:1) | Thousand Tons | 0 | 0 | 0 | 0 | 0 | 0 | 0
BART NOX Annual- Northport 1- v5.16 | 112 | 7187 | Rate Constraint in lbs/MMBtu | FALSE | L | Annual | Allowances Withdrawn (n:1) | Thousand Tons | 0 | 0 | 0 | 0 | 0 | 0 | 0
BART NOX Annual- Northport 1- v5.16 | 112 | 7187 | Rate Constraint in lbs/MMBtu | FALSE | L | Annual | Net Emissions Allowance Position | Thousand Tons | 0.16731 | 0.17235 | 0 | 0 | 0 | 0 | 0
BART NOX Annual- Northport 1- v5.16 | 112 | 7187 | Rate Constraint in lbs/MMBtu | FALSE | L | Annual | Fuel Consumed | TBtu | 5.1863 | 5.3427 | 0 | 0 | 0 | 0 | 0
BART NOX Annual- Northport 1- v5.16 | 112 | 7187 | Rate Constraint in lbs/MMBtu | FALSE | L | Annual | Rate | lb/MMBtu | 0.06452 | 0.06452 | 0 | 0 | 0 | 0 | 0
BART NOX Annual- Northport 1- v5.16 | 112 | 7187 | Rate Constraint in lbs/MMBtu | FALSE | L | Annual | Generation | TWh | 0.48321 | 0.49778 | 0 | 0 | 0 | 0 | 0
BART NOX Annual- Northport 1- v5.16 | 112 | 7187 | Rate Constraint in lbs/MMBtu | FALSE | L | Annual | Qualifying Generation | TWh | 0.48321 | 0.49778 | 0 | 0 | 0 | 0 | 0
BART NOX Annual- Northport 1- v5.16 | 112 | 7187 | Rate Constraint in lbs/MMBtu | FALSE | L | Annual | Rate | lb/MWh | 0.69249 | 0.69249 | 0 | 0 | 0 | 0 | 0
BART NOX Annual- Northport 1- v5.16 | 112 | 7187 | Rate Constraint in lbs/MMBtu | FALSE | L | Annual | Constraint Shadow Price | US2022$/Ton | 0 | 0 | 0 | 0 | 0 | 0 | 0
BART NOX Annual- Northport 2- v5.16 | 113 | 7188 | Rate Constraint in lbs/MMBtu | FALSE | L | Annual | Seasons Included | Seasons | Winter, Spring, Summer, Fall | Winter, Spring, Summer, Fall | Winter, Spring, Summer, Fall | Winter, Spring, Summer, Fall | Winter, Spring, Summer, Fall | Winter, Spring, Summer, Fall | Winter, Spring, Summer, Fall
BART NOX Annual- Northport 2- v5.16 | 113 | 7188 | Rate Constraint in lbs/MMBtu | FALSE | L | Annual | Standard NOX | lb/MMBtu | 0.1 | 0.1 | 0.1 | 0.1 | 0.1 | 0.1 | 0.1
BART NOX Annual- Northport 2- v5.16 | 113 | 7188 | Rate Constraint in lbs/MMBtu | FALSE | L | Annual | Emissions at Affected Plants NOX | Thousand Tons | 0.18125 | 0.16538 | 0 | 0 | 0 | 0 | 0
BART NOX Annual- Northport 2- v5.16 | 113 | 7188 | Rate Constraint in lbs/MMBtu | FALSE | L | Annual | Allowances Purchased NOX | Thousand Tons | 0 | 0 | 0 | 0 | 0 | 0 | 0
BART NOX Annual- Northport 2- v5.16 | 113 | 7188 | Rate Constraint in lbs/MMBtu | FALSE | L | Annual | Allowances Sold NOX | Thousand Tons | 0 | 0 | 0 | 0 | 0 | 0 | 0
BART NOX Annual- Northport 2- v5.16 | 113 | 7188 | Rate Constraint in lbs/MMBtu | FALSE | L | Annual | Allowances Banked | Thousand Tons | 0 | 0 | 0 | 0 | 0 | 0 | 0
BART NOX Annual- Northport 2- v5.16 | 113 | 7188 | Rate Constraint in lbs/MMBtu | FALSE | L | Annual | Allowances Withdrawn (1:1) | Thousand Tons | 0 | 0 | 0 | 0 | 0 | 0 | 0
BART NOX Annual- Northport 2- v5.16 | 113 | 7188 | Rate Constraint in lbs/MMBtu | FALSE | L | Annual | Allowances Withdrawn (n:1) | Thousand Tons | 0 | 0 | 0 | 0 | 0 | 0 | 0
BART NOX Annual- Northport 2- v5.16 | 113 | 7188 | Rate Constraint in lbs/MMBtu | FALSE | L | Annual | Net Emissions Allowance Position | Thousand Tons | 0.18125 | 0.16538 | 0 | 0 | 0 | 0 | 0
BART NOX Annual- Northport 2- v5.16 | 113 | 7188 | Rate Constraint in lbs/MMBtu | FALSE | L | Annual | Fuel Consumed | TBtu | 5.9077 | 5.3905 | 0 | 0 | 0 | 0 | 0
BART NOX Annual- Northport 2- v5.16 | 113 | 7188 | Rate Constraint in lbs/MMBtu | FALSE | L | Annual | Rate | lb/MMBtu | 0.06136 | 0.06136 | 0 | 0 | 0 | 0 | 0
BART NOX Annual- Northport 2- v5.16 | 113 | 7188 | Rate Constraint in lbs/MMBtu | FALSE | L | Annual | Generation | TWh | 0.54731 | 0.49939 | 0 | 0 | 0 | 0 | 0
BART NOX Annual- Northport 2- v5.16 | 113 | 7188 | Rate Constraint in lbs/MMBtu | FALSE | L | Annual | Qualifying Generation | TWh | 0.54731 | 0.49939 | 0 | 0 | 0 | 0 | 0
BART NOX Annual- Northport 2- v5.16 | 113 | 7188 | Rate Constraint in lbs/MMBtu | FALSE | L | Annual | Rate | lb/MWh | 0.66232 | 0.66232 | 0 | 0 | 0 | 0 | 0
BART NOX Annual- Northport 2- v5.16 | 113 | 7188 | Rate Constraint in lbs/MMBtu | FALSE | L | Annual | Constraint Shadow Price | US2022$/Ton | 0 | 0 | 0 | 0 | 0 | 0 | 0
BART NOX Annual- Northport 3- v5.16 | 114 | 7189 | Rate Constraint in lbs/MMBtu | FALSE | L | Annual | Seasons Included | Seasons | Winter, Spring, Summer, Fall | Winter, Spring, Summer, Fall | Winter, Spring, Summer, Fall | Winter, Spring, Summer, Fall | Winter, Spring, Summer, Fall | Winter, Spring, Summer, Fall | Winter, Spring, Summer, Fall
BART NOX Annual- Northport 3- v5.16 | 114 | 7189 | Rate Constraint in lbs/MMBtu | FALSE | L | Annual | Standard NOX | lb/MMBtu | 0.1 | 0.1 | 0.1 | 0.1 | 0.1 | 0.1 | 0.1
BART NOX Annual- Northport 3- v5.16 | 114 | 7189 | Rate Constraint in lbs/MMBtu | FALSE | L | Annual | Emissions at Affected Plants NOX | Thousand Tons | 0.20664 | 0.17242 | 0.087371 | 0 | 0 | 0 | 0
BART NOX Annual- Northport 3- v5.16 | 114 | 7189 | Rate Constraint in lbs/MMBtu | FALSE | L | Annual | Allowances Purchased NOX | Thousand Tons | 0 | 0 | 0 | 0 | 0 | 0 | 0
BART NOX Annual- Northport 3- v5.16 | 114 | 7189 | Rate Constraint in lbs/MMBtu | FALSE | L | Annual | Allowances Sold NOX | Thousand Tons | 0 | 0 | 0 | 0 | 0 | 0 | 0
BART NOX Annual- Northport 3- v5.16 | 114 | 7189 | Rate Constraint in lbs/MMBtu | FALSE | L | Annual | Allowances Banked | Thousand Tons | 0 | 0 | 0 | 0 | 0 | 0 | 0
BART NOX Annual- Northport 3- v5.16 | 114 | 7189 | Rate Constraint in lbs/MMBtu | FALSE | L | Annual | Allowances Withdrawn (1:1) | Thousand Tons | 0 | 0 | 0 | 0 | 0 | 0 | 0
BART NOX Annual- Northport 3- v5.16 | 114 | 7189 | Rate Constraint in lbs/MMBtu | FALSE | L | Annual | Allowances Withdrawn (n:1) | Thousand Tons | 0 | 0 | 0 | 0 | 0 | 0 | 0
BART NOX Annual- Northport 3- v5.16 | 114 | 7189 | Rate Constraint in lbs/MMBtu | FALSE | L | Annual | Net Emissions Allowance Position | Thousand Tons | 0.20664 | 0.17242 | 0.087371 | 0 | 0 | 0 | 0
BART NOX Annual- Northport 3- v5.16 | 114 | 7189 | Rate Constraint in lbs/MMBtu | FALSE | L | Annual | Fuel Consumed | TBtu | 6.4344 | 5.3687 | 2.7206 | 0 | 0 | 0 | 0
BART NOX Annual- Northport 3- v5.16 | 114 | 7189 | Rate Constraint in lbs/MMBtu | FALSE | L | Annual | Rate | lb/MMBtu | 0.06423 | 0.06423 | 0.06423 | 0 | 0 | 0 | 0
BART NOX Annual- Northport 3- v5.16 | 114 | 7189 | Rate Constraint in lbs/MMBtu | FALSE | L | Annual | Generation | TWh | 0.60095 | 0.50142 | 0.25409 | 0 | 0 | 0 | 0
BART NOX Annual- Northport 3- v5.16 | 114 | 7189 | Rate Constraint in lbs/MMBtu | FALSE | L | Annual | Qualifying Generation | TWh | 0.60095 | 0.50142 | 0.25409 | 0 | 0 | 0 | 0
BART NOX Annual- Northport 3- v5.16 | 114 | 7189 | Rate Constraint in lbs/MMBtu | FALSE | L | Annual | Rate | lb/MWh | 0.68771 | 0.68771 | 0.68771 | 0 | 0 | 0 | 0
BART NOX Annual- Northport 3- v5.16 | 114 | 7189 | Rate Constraint in lbs/MMBtu | FALSE | L | Annual | Constraint Shadow Price | US2022$/Ton | 0 | 0 | 0 | 0 | 0 | 0 | 0
BART NOX Annual- Northport 4- v5.16 | 115 | 7190 | Rate Constraint in lbs/MMBtu | FALSE | L | Annual | Seasons Included | Seasons | Winter, Spring, Summer, Fall | Winter, Spring, Summer, Fall | Winter, Spring, Summer, Fall | Winter, Spring, Summer, Fall | Winter, Spring, Summer, Fall | Winter, Spring, Summer, Fall | Winter, Spring, Summer, Fall
BART NOX Annual- Northport 4- v5.16 | 115 | 7190 | Rate Constraint in lbs/MMBtu | FALSE | L | Annual | Standard NOX | lb/MMBtu | 0.1 | 0.1 | 0.1 | 0.1 | 0.1 | 0.1 | 0.1
BART NOX Annual- Northport 4- v5.16 | 115 | 7190 | Rate Constraint in lbs/MMBtu | FALSE | L | Annual | Emissions at Affected Plants NOX | Thousand Tons | 0.15859 | 0.13233 | 0.1179 | 0 | 0 | 0 | 0
BART NOX Annual- Northport 4- v5.16 | 115 | 7190 | Rate Constraint in lbs/MMBtu | FALSE | L | Annual | Allowances Purchased NOX | Thousand Tons | 0 | 0 | 0 | 0 | 0 | 0 | 0
BART NOX Annual- Northport 4- v5.16 | 115 | 7190 | Rate Constraint in lbs/MMBtu | FALSE | L | Annual | Allowances Sold NOX | Thousand Tons | 0 | 0 | 0 | 0 | 0 | 0 | 0
BART NOX Annual- Northport 4- v5.16 | 115 | 7190 | Rate Constraint in lbs/MMBtu | FALSE | L | Annual | Allowances Banked | Thousand Tons | 0 | 0 | 0 | 0 | 0 | 0 | 0
BART NOX Annual- Northport 4- v5.16 | 115 | 7190 | Rate Constraint in lbs/MMBtu | FALSE | L | Annual | Allowances Withdrawn (1:1) | Thousand Tons | 0 | 0 | 0 | 0 | 0 | 0 | 0
BART NOX Annual- Northport 4- v5.16 | 115 | 7190 | Rate Constraint in lbs/MMBtu | FALSE | L | Annual | Allowances Withdrawn (n:1) | Thousand Tons | 0 | 0 | 0 | 0 | 0 | 0 | 0
BART NOX Annual- Northport 4- v5.16 | 115 | 7190 | Rate Constraint in lbs/MMBtu | FALSE | L | Annual | Net Emissions Allowance Position | Thousand Tons | 0.15859 | 0.13233 | 0.1179 | 0 | 0 | 0 | 0
BART NOX Annual- Northport 4- v5.16 | 115 | 7190 | Rate Constraint in lbs/MMBtu | FALSE | L | Annual | Fuel Consumed | TBtu | 6.3731 | 5.3175 | 4.738 | 0 | 0 | 0 | 0
BART NOX Annual- Northport 4- v5.16 | 115 | 7190 | Rate Constraint in lbs/MMBtu | FALSE | L | Annual | Rate | lb/MMBtu | 0.04977 | 0.04977 | 0.04977 | 0 | 0 | 0 | 0
BART NOX Annual- Northport 4- v5.16 | 115 | 7190 | Rate Constraint in lbs/MMBtu | FALSE | L | Annual | Generation | TWh | 0.60095 | 0.50142 | 0.44677 | 0 | 0 | 0 | 0
BART NOX Annual- Northport 4- v5.16 | 115 | 7190 | Rate Constraint in lbs/MMBtu | FALSE | L | Annual | Qualifying Generation | TWh | 0.60095 | 0.50142 | 0.44677 | 0 | 0 | 0 | 0
BART NOX Annual- Northport 4- v5.16 | 115 | 7190 | Rate Constraint in lbs/MMBtu | FALSE | L | Annual | Rate | lb/MWh | 0.52781 | 0.52781 | 0.52781 | 0 | 0 | 0 | 0
BART NOX Annual- Northport 4- v5.16 | 115 | 7190 | Rate Constraint in lbs/MMBtu | FALSE | L | Annual | Constraint Shadow Price | US2022$/Ton | 0 | 0 | 0 | 0 | 0 | 0 | 0
BART NOX Annual- Ravenswood 1- v5.16 | 116 | 7183 | Rate Constraint in lbs/MMBtu | FALSE | L | Annual | Seasons Included | Seasons | Winter, Spring, Summer, Fall | Winter, Spring, Summer, Fall | Winter, Spring, Summer, Fall | Winter, Spring, Summer, Fall | Winter, Spring, Summer, Fall | Winter, Spring, Summer, Fall | Winter, Spring, Summer, Fall
BART NOX Annual- Ravenswood 1- v5.16 | 116 | 7183 | Rate Constraint in lbs/MMBtu | FALSE | L | Annual | Standard NOX | lb/MMBtu | 0.15 | 0.15 | 0.15 | 0.15 | 0.15 | 0.15 | 0.15
BART NOX Annual- Ravenswood 1- v5.16 | 116 | 7183 | Rate Constraint in lbs/MMBtu | FALSE | L | Annual | Emissions at Affected Plants NOX | Thousand Tons | 0.16039 | 0.04804 | 0 | 0 | 0 | 0 | 0
BART NOX Annual- Ravenswood 1- v5.16 | 116 | 7183 | Rate Constraint in lbs/MMBtu | FALSE | L | Annual | Allowances Purchased NOX | Thousand Tons | 0 | 0 | 0 | 0 | 0 | 0 | 0
BART NOX Annual- Ravenswood 1- v5.16 | 116 | 7183 | Rate Constraint in lbs/MMBtu | FALSE | L | Annual | Allowances Sold NOX | Thousand Tons | 0 | 0 | 0 | 0 | 0 | 0 | 0
BART NOX Annual- Ravenswood 1- v5.16 | 116 | 7183 | Rate Constraint in lbs/MMBtu | FALSE | L | Annual | Allowances Banked | Thousand Tons | 0 | 0 | 0 | 0 | 0 | 0 | 0
BART NOX Annual- Ravenswood 1- v5.16 | 116 | 7183 | Rate Constraint in lbs/MMBtu | FALSE | L | Annual | Allowances Withdrawn (1:1) | Thousand Tons | 0 | 0 | 0 | 0 | 0 | 0 | 0
BART NOX Annual- Ravenswood 1- v5.16 | 116 | 7183 | Rate Constraint in lbs/MMBtu | FALSE | L | Annual | Allowances Withdrawn (n:1) | Thousand Tons | 0 | 0 | 0 | 0 | 0 | 0 | 0
BART NOX Annual- Ravenswood 1- v5.16 | 116 | 7183 | Rate Constraint in lbs/MMBtu | FALSE | L | Annual | Net Emissions Allowance Position | Thousand Tons | 0.16039 | 0.04804 | 0 | 0 | 0 | 0 | 0
BART NOX Annual- Ravenswood 1- v5.16 | 116 | 7183 | Rate Constraint in lbs/MMBtu | FALSE | L | Annual | Fuel Consumed | TBtu | 4.9959 | 1.4964 | 0 | 0 | 0 | 0 | 0
BART NOX Annual- Ravenswood 1- v5.16 | 116 | 7183 | Rate Constraint in lbs/MMBtu | FALSE | L | Annual | Rate | lb/MMBtu | 0.06421 | 0.06421 | 0 | 0 | 0 | 0 | 0
BART NOX Annual- Ravenswood 1- v5.16 | 116 | 7183 | Rate Constraint in lbs/MMBtu | FALSE | L | Annual | Generation | TWh | 0.45356 | 0.13585 | 0 | 0 | 0 | 0 | 0
BART NOX Annual- Ravenswood 1- v5.16 | 116 | 7183 | Rate Constraint in lbs/MMBtu | FALSE | L | Annual | Qualifying Generation | TWh | 0.45356 | 0.13585 | 0 | 0 | 0 | 0 | 0
BART NOX Annual- Ravenswood 1- v5.16 | 116 | 7183 | Rate Constraint in lbs/MMBtu | FALSE | L | Annual | Rate | lb/MWh | 0.70727 | 0.70727 | 0 | 0 | 0 | 0 | 0
BART NOX Annual- Ravenswood 1- v5.16 | 116 | 7183 | Rate Constraint in lbs/MMBtu | FALSE | L | Annual | Constraint Shadow Price | US2022$/Ton | 0 | 0 | 0 | 0 | 0 | 0 | 0
BART NOX Annual- Ravenswood 2- v5.16 | 117 | 7184 | Rate Constraint in lbs/MMBtu | FALSE | L | Annual | Seasons Included | Seasons | Winter, Spring, Summer, Fall | Winter, Spring, Summer, Fall | Winter, Spring, Summer, Fall | Winter, Spring, Summer, Fall | Winter, Spring, Summer, Fall | Winter, Spring, Summer, Fall | Winter, Spring, Summer, Fall
BART NOX Annual- Ravenswood 2- v5.16 | 117 | 7184 | Rate Constraint in lbs/MMBtu | FALSE | L | Annual | Standard NOX | lb/MMBtu | 0.15 | 0.15 | 0.15 | 0.15 | 0.15 | 0.15 | 0.15
BART NOX Annual- Ravenswood 2- v5.16 | 117 | 7184 | Rate Constraint in lbs/MMBtu | FALSE | L | Annual | Emissions at Affected Plants NOX | Thousand Tons | 0 | 0 | 0 | 0 | 0 | 0 | 0
BART NOX Annual- Ravenswood 2- v5.16 | 117 | 7184 | Rate Constraint in lbs/MMBtu | FALSE | L | Annual | Allowances Purchased NOX | Thousand Tons | 0 | 0 | 0 | 0 | 0 | 0 | 0
BART NOX Annual- Ravenswood 2- v5.16 | 117 | 7184 | Rate Constraint in lbs/MMBtu | FALSE | L | Annual | Allowances Sold NOX | Thousand Tons | 0 | 0 | 0 | 0 | 0 | 0 | 0
BART NOX Annual- Ravenswood 2- v5.16 | 117 | 7184 | Rate Constraint in lbs/MMBtu | FALSE | L | Annual | Allowances Banked | Thousand Tons | 0 | 0 | 0 | 0 | 0 | 0 | 0
BART NOX Annual- Ravenswood 2- v5.16 | 117 | 7184 | Rate Constraint in lbs/MMBtu | FALSE | L | Annual | Allowances Withdrawn (1:1) | Thousand Tons | 0 | 0 | 0 | 0 | 0 | 0 | 0
BART NOX Annual- Ravenswood 2- v5.16 | 117 | 7184 | Rate Constraint in lbs/MMBtu | FALSE | L | Annual | Allowances Withdrawn (n:1) | Thousand Tons | 0 | 0 | 0 | 0 | 0 | 0 | 0
BART NOX Annual- Ravenswood 2- v5.16 | 117 | 7184 | Rate Constraint in lbs/MMBtu | FALSE | L | Annual | Net Emissions Allowance Position | Thousand Tons | 0 | 0 | 0 | 0 | 0 | 0 | 0
BART NOX Annual- Ravenswood 2- v5.16 | 117 | 7184 | Rate Constraint in lbs/MMBtu | FALSE | L | Annual | Fuel Consumed | TBtu | 0 | 0 | 0 | 0 | 0 | 0 | 0
BART NOX Annual- Ravenswood 2- v5.16 | 117 | 7184 | Rate Constraint in lbs/MMBtu | FALSE | L | Annual | Rate | lb/MMBtu | 0 | 0 | 0 | 0 | 0 | 0 | 0
BART NOX Annual- Ravenswood 2- v5.16 | 117 | 7184 | Rate Constraint in lbs/MMBtu | FALSE | L | Annual | Generation | TWh | 0 | 0 | 0 | 0 | 0 | 0 | 0
BART NOX Annual- Ravenswood 2- v5.16 | 117 | 7184 | Rate Constraint in lbs/MMBtu | FALSE | L | Annual | Qualifying Generation | TWh | 0 | 0 | 0 | 0 | 0 | 0 | 0
BART NOX Annual- Ravenswood 2- v5.16 | 117 | 7184 | Rate Constraint in lbs/MMBtu | FALSE | L | Annual | Rate | lb/MWh | 0 | 0 | 0 | 0 | 0 | 0 | 0
BART NOX Annual- Ravenswood 2- v5.16 | 117 | 7184 | Rate Constraint in lbs/MMBtu | FALSE | L | Annual | Constraint Shadow Price | US2022$/Ton | 0 | 0 | 0 | 0 | 0 | 0 | 0
BART NOX Annual- Ravenswood 3- v5.16 | 118 | 7185 | Rate Constraint in lbs/MMBtu | FALSE | L | Annual | Seasons Included | Seasons | Winter, Spring, Summer, Fall | Winter, Spring, Summer, Fall | Winter, Spring, Summer, Fall | Winter, Spring, Summer, Fall | Winter, Spring, Summer, Fall | Winter, Spring, Summer, Fall | Winter, Spring, Summer, Fall
BART NOX Annual- Ravenswood 3- v5.16 | 118 | 7185 | Rate Constraint in lbs/MMBtu | FALSE | L | Annual | Standard NOX | lb/MMBtu | 0.15 | 0.15 | 0.15 | 0.15 | 0.15 | 0.15 | 0.15
BART NOX Annual- Ravenswood 3- v5.16 | 118 | 7185 | Rate Constraint in lbs/MMBtu | FALSE | L | Annual | Emissions at Affected Plants NOX | Thousand Tons | 0.16171 | 0 | 0 | 0 | 0 | 0 | 0
BART NOX Annual- Ravenswood 3- v5.16 | 118 | 7185 | Rate Constraint in lbs/MMBtu | FALSE | L | Annual | Allowances Purchased NOX | Thousand Tons | 0 | 0 | 0 | 0 | 0 | 0 | 0
BART NOX Annual- Ravenswood 3- v5.16 | 118 | 7185 | Rate Constraint in lbs/MMBtu | FALSE | L | Annual | Allowances Sold NOX | Thousand Tons | 0 | 0 | 0 | 0 | 0 | 0 | 0
BART NOX Annual- Ravenswood 3- v5.16 | 118 | 7185 | Rate Constraint in lbs/MMBtu | FALSE | L | Annual | Allowances Banked | Thousand Tons | 0 | 0 | 0 | 0 | 0 | 0 | 0
BART NOX Annual- Ravenswood 3- v5.16 | 118 | 7185 | Rate Constraint in lbs/MMBtu | FALSE | L | Annual | Allowances Withdrawn (1:1) | Thousand Tons | 0 | 0 | 0 | 0 | 0 | 0 | 0
BART NOX Annual- Ravenswood 3- v5.16 | 118 | 7185 | Rate Constraint in lbs/MMBtu | FALSE | L | Annual | Allowances Withdrawn (n:1) | Thousand Tons | 0 | 0 | 0 | 0 | 0 | 0 | 0
BART NOX Annual- Ravenswood 3- v5.16 | 118 | 7185 | Rate Constraint in lbs/MMBtu | FALSE | L | Annual | Net Emissions Allowance Position | Thousand Tons | 0.16171 | 0 | 0 | 0 | 0 | 0 | 0
BART NOX Annual- Ravenswood 3- v5.16 | 118 | 7185 | Rate Constraint in lbs/MMBtu | FALSE | L | Annual | Fuel Consumed | TBtu | 4.6129 | 0 | 0 | 0 | 0 | 0 | 0
BART NOX Annual- Ravenswood 3- v5.16 | 118 | 7185 | Rate Constraint in lbs/MMBtu | FALSE | L | Annual | Rate | lb/MMBtu | 0.07011 | 0 | 0 | 0 | 0 | 0 | 0
BART NOX Annual- Ravenswood 3- v5.16 | 118 | 7185 | Rate Constraint in lbs/MMBtu | FALSE | L | Annual | Generation | TWh | 0.41818 | 0 | 0 | 0 | 0 | 0 | 0
BART NOX Annual- Ravenswood 3- v5.16 | 118 | 7185 | Rate Constraint in lbs/MMBtu | FALSE | L | Annual | Qualifying Generation | TWh | 0.41818 | 0 | 0 | 0 | 0 | 0 | 0
BART NOX Annual- Ravenswood 3- v5.16 | 118 | 7185 | Rate Constraint in lbs/MMBtu | FALSE | L | Annual | Rate | lb/MWh | 0.77338 | 0 | 0 | 0 | 0 | 0 | 0
BART NOX Annual- Ravenswood 3- v5.16 | 118 | 7185 | Rate Constraint in lbs/MMBtu | FALSE | L | Annual | Constraint Shadow Price | US2022$/Ton | 0 | 0 | 0 | 0 | 0 | 0 | 0
BART NOX Annual- Seminole 1- v7.23 | 119 | 7947 | Rate Constraint in lbs/MMBtu | FALSE | L | Annual | Seasons Included | Seasons | Winter, Spring, Summer, Fall | Winter, Spring, Summer, Fall | Winter, Spring, Summer, Fall | Winter, Spring, Summer, Fall | Winter, Spring, Summer, Fall | Winter, Spring, Summer, Fall | Winter, Spring, Summer, Fall
BART NOX Annual- Seminole 1- v7.23 | 119 | 7947 | Rate Constraint in lbs/MMBtu | FALSE | L | Annual | Standard NOX | lb/MMBtu | 0.203 | 0.203 | 0.203 | 0.203 | 0.203 | 0.203 | 0.203
BART NOX Annual- Seminole 1- v7.23 | 119 | 7947 | Rate Constraint in lbs/MMBtu | FALSE | L | Annual | Emissions at Affected Plants NOX | Thousand Tons | 0.11779 | 0.11779 | 0 | 0 | 0 | 0 | 0
BART NOX Annual- Seminole 1- v7.23 | 119 | 7947 | Rate Constraint in lbs/MMBtu | FALSE | L | Annual | Allowances Purchased NOX | Thousand Tons | 0 | 0 | 0 | 0 | 0 | 0 | 0
BART NOX Annual- Seminole 1- v7.23 | 119 | 7947 | Rate Constraint in lbs/MMBtu | FALSE | L | Annual | Allowances Sold NOX | Thousand Tons | 0 | 0 | 0 | 0 | 0 | 0 | 0
BART NOX Annual- Seminole 1- v7.23 | 119 | 7947 | Rate Constraint in lbs/MMBtu | FALSE | L | Annual | Allowances Banked | Thousand Tons | 0 | 0 | 0 | 0 | 0 | 0 | 0
BART NOX Annual- Seminole 1- v7.23 | 119 | 7947 | Rate Constraint in lbs/MMBtu | FALSE | L | Annual | Allowances Withdrawn (1:1) | Thousand Tons | 0 | 0 | 0 | 0 | 0 | 0 | 0
BART NOX Annual- Seminole 1- v7.23 | 119 | 7947 | Rate Constraint in lbs/MMBtu | FALSE | L | Annual | Allowances Withdrawn (n:1) | Thousand Tons | 0 | 0 | 0 | 0 | 0 | 0 | 0
BART NOX Annual- Seminole 1- v7.23 | 119 | 7947 | Rate Constraint in lbs/MMBtu | FALSE | L | Annual | Net Emissions Allowance Position | Thousand Tons | 0.11779 | 0.11779 | 0 | 0 | 0 | 0 | 0
BART NOX Annual- Seminole 1- v7.23 | 119 | 7947 | Rate Constraint in lbs/MMBtu | FALSE | L | Annual | Fuel Consumed | TBtu | 2.0058 | 2.0058 | 0 | 0 | 0 | 0 | 0
BART NOX Annual- Seminole 1- v7.23 | 119 | 7947 | Rate Constraint in lbs/MMBtu | FALSE | L | Annual | Rate | lb/MMBtu | 0.11745 | 0.11745 | 0 | 0 | 0 | 0 | 0
BART NOX Annual- Seminole 1- v7.23 | 119 | 7947 | Rate Constraint in lbs/MMBtu | FALSE | L | Annual | Generation | TWh | 0.17257 | 0.17257 | 0 | 0 | 0 | 0 | 0
BART NOX Annual- Seminole 1- v7.23 | 119 | 7947 | Rate Constraint in lbs/MMBtu | FALSE | L | Annual | Qualifying Generation | TWh | 0.17257 | 0.17257 | 0 | 0 | 0 | 0 | 0
BART NOX Annual- Seminole 1- v7.23 | 119 | 7947 | Rate Constraint in lbs/MMBtu | FALSE | L | Annual | Rate | lb/MWh | 1.3652 | 1.3652 | 0 | 0 | 0 | 0 | 0
BART NOX Annual- Seminole 1- v7.23 | 119 | 7947 | Rate Constraint in lbs/MMBtu | FALSE | L | Annual | Constraint Shadow Price | US2022$/Ton | 0 | 0 | 0 | 0 | 0 | 0 | 0
BART NOX Annual- Seminole 2- v7.23 | 120 | 7948 | Rate Constraint in lbs/MMBtu | FALSE | L | Annual | Seasons Included | Seasons | Winter, Spring, Summer, Fall | Winter, Spring, Summer, Fall | Winter, Spring, Summer, Fall | Winter, Spring, Summer, Fall | Winter, Spring, Summer, Fall | Winter, Spring, Summer, Fall | Winter, Spring, Summer, Fall
BART NOX Annual- Seminole 2- v7.23 | 120 | 7948 | Rate Constraint in lbs/MMBtu | FALSE | L | Annual | Standard NOX | lb/MMBtu | 0.212 | 0.212 | 0.212 | 0.212 | 0.212 | 0.212 | 0.212
BART NOX Annual- Seminole 2- v7.23 | 120 | 7948 | Rate Constraint in lbs/MMBtu | FALSE | L | Annual | Emissions at Affected Plants NOX | Thousand Tons | 0.11779 | 0.11779 | 0 | 0 | 0 | 0 | 0
BART NOX Annual- Seminole 2- v7.23 | 120 | 7948 | Rate Constraint in lbs/MMBtu | FALSE | L | Annual | Allowances Purchased NOX | Thousand Tons | 0 | 0 | 0 | 0 | 0 | 0 | 0
BART NOX Annual- Seminole 2- v7.23 | 120 | 7948 | Rate Constraint in lbs/MMBtu | FALSE | L | Annual | Allowances Sold NOX | Thousand Tons | 0 | 0 | 0 | 0 | 0 | 0 | 0
BART NOX Annual- Seminole 2- v7.23 | 120 | 7948 | Rate Constraint in lbs/MMBtu | FALSE | L | Annual | Allowances Banked | Thousand Tons | 0 | 0 | 0 | 0 | 0 | 0 | 0
BART NOX Annual- Seminole 2- v7.23 | 120 | 7948 | Rate Constraint in lbs/MMBtu | FALSE | L | Annual | Allowances Withdrawn (1:1) | Thousand Tons | 0 | 0 | 0 | 0 | 0 | 0 | 0
BART NOX Annual- Seminole 2- v7.23 | 120 | 7948 | Rate Constraint in lbs/MMBtu | FALSE | L | Annual | Allowances Withdrawn (n:1) | Thousand Tons | 0 | 0 | 0 | 0 | 0 | 0 | 0
BART NOX Annual- Seminole 2- v7.23 | 120 | 7948 | Rate Constraint in lbs/MMBtu | FALSE | L | Annual | Net Emissions Allowance Position | Thousand Tons | 0.11779 | 0.11779 | 0 | 0 | 0 | 0 | 0
BART NOX Annual- Seminole 2- v7.23 | 120 | 7948 | Rate Constraint in lbs/MMBtu | FALSE | L | Annual | Fuel Consumed | TBtu | 2.0058 | 2.0058 | 0 | 0 | 0 | 0 | 0
BART NOX Annual- Seminole 2- v7.23 | 120 | 7948 | Rate Constraint in lbs/MMBtu | FALSE | L | Annual | Rate | lb/MMBtu | 0.11745 | 0.11745 | 0 | 0 | 0 | 0 | 0
BART NOX Annual- Seminole 2- v7.23 | 120 | 7948 | Rate Constraint in lbs/MMBtu | FALSE | L | Annual | Generation | TWh | 0.17257 | 0.17257 | 0 | 0 | 0 | 0 | 0
BART NOX Annual- Seminole 2- v7.23 | 120 | 7948 | Rate Constraint in lbs/MMBtu | FALSE | L | Annual | Qualifying Generation | TWh | 0.17257 | 0.17257 | 0 | 0 | 0 | 0 | 0
BART NOX Annual- Seminole 2- v7.23 | 120 | 7948 | Rate Constraint in lbs/MMBtu | FALSE | L | Annual | Rate | lb/MWh | 1.3652 | 1.3652 | 0 | 0 | 0 | 0 | 0
BART NOX Annual- Seminole 2- v7.23 | 120 | 7948 | Rate Constraint in lbs/MMBtu | FALSE | L | Annual | Constraint Shadow Price | US2022$/Ton | 0 | 0 | 0 | 0 | 0 | 0 | 0
BART NOX Annual- Seminole 3- v7.23 | 121 | 7949 | Rate Constraint in lbs/MMBtu | FALSE | L | Annual | Seasons Included | Seasons | Winter, Spring, Summer, Fall | Winter, Spring, Summer, Fall | Winter, Spring, Summer, Fall | Winter, Spring, Summer, Fall | Winter, Spring, Summer, Fall | Winter, Spring, Summer, Fall | Winter, Spring, Summer, Fall
BART NOX Annual- Seminole 3- v7.23 | 121 | 7949 | Rate Constraint in lbs/MMBtu | FALSE | L | Annual | Standard NOX | lb/MMBtu | 0.164 | 0.164 | 0.164 | 0.164 | 0.164 | 0.164 | 0.164
BART NOX Annual- Seminole 3- v7.23 | 121 | 7949 | Rate Constraint in lbs/MMBtu | FALSE | L | Annual | Emissions at Affected Plants NOX | Thousand Tons | 0.053128 | 0.053128 | 0 | 0 | 0 | 0 | 0
BART NOX Annual- Seminole 3- v7.23 | 121 | 7949 | Rate Constraint in lbs/MMBtu | FALSE | L | Annual | Allowances Purchased NOX | Thousand Tons | 0 | 0 | 0 | 0 | 0 | 0 | 0
BART NOX Annual- Seminole 3- v7.23 | 121 | 7949 | Rate Constraint in lbs/MMBtu | FALSE | L | Annual | Allowances Sold NOX | Thousand Tons | 0 | 0 | 0 | 0 | 0 | 0 | 0
BART NOX Annual- Seminole 3- v7.23 | 121 | 7949 | Rate Constraint in lbs/MMBtu | FALSE | L | Annual | Allowances Banked | Thousand Tons | 0 | 0 | 0 | 0 | 0 | 0 | 0
BART NOX Annual- Seminole 3- v7.23 | 121 | 7949 | Rate Constraint in lbs/MMBtu | FALSE | L | Annual | Allowances Withdrawn (1:1) | Thousand Tons | 0 | 0 | 0 | 0 | 0 | 0 | 0
BART NOX Annual- Seminole 3- v7.23 | 121 | 7949 | Rate Constraint in lbs/MMBtu | FALSE | L | Annual | Allowances Withdrawn (n:1) | Thousand Tons | 0 | 0 | 0 | 0 | 0 | 0 | 0
BART NOX Annual- Seminole 3- v7.23 | 121 | 7949 | Rate Constraint in lbs/MMBtu | FALSE | L | Annual | Net Emissions Allowance Position | Thousand Tons | 0.053128 | 0.053128 | 0 | 0 | 0 | 0 | 0
BART NOX Annual- Seminole 3- v7.23 | 121 | 7949 | Rate Constraint in lbs/MMBtu | FALSE | L | Annual | Fuel Consumed | TBtu | 1.0023 | 1.0023 | 0 | 0 | 0 | 0 | 0
BART NOX Annual- Seminole 3- v7.23 | 121 | 7949 | Rate Constraint in lbs/MMBtu | FALSE | L | Annual | Rate | lb/MMBtu | 0.10601 | 0.10601 | 0 | 0 | 0 | 0 | 0
BART NOX Annual- Seminole 3- v7.23 | 121 | 7949 | Rate Constraint in lbs/MMBtu | FALSE | L | Annual | Generation | TWh | 0.08725 | 0.08725 | 0 | 0 | 0 | 0 | 0
BART NOX Annual- Seminole 3- v7.23 | 121 | 7949 | Rate Constraint in lbs/MMBtu | FALSE | L | Annual | Qualifying Generation | TWh | 0.08725 | 0.08725 | 0 | 0 | 0 | 0 | 0
BART NOX Annual- Seminole 3- v7.23 | 121 | 7949 | Rate Constraint in lbs/MMBtu | FALSE | L | Annual | Rate | lb/MWh | 1.2178 | 1.2178 | 0 | 0 | 0 | 0 | 0
BART NOX Annual- Seminole 3- v7.23 | 121 | 7949 | Rate Constraint in lbs/MMBtu | FALSE | L | Annual | Constraint Shadow Price | US2022$/Ton | 0 | 0 | 0 | 0 | 0 | 0 | 0
BART NOX Annual- Southwestern 3- v7.23 | 122 | 7950 | Rate Constraint in lbs/MMBtu | FALSE | L | Annual | Seasons Included | Seasons | Winter, Spring, Summer, Fall | Winter, Spring, Summer, Fall | Winter, Spring, Summer, Fall | Winter, Spring, Summer, Fall | Winter, Spring, Summer, Fall | Winter, Spring, Summer, Fall | Winter, Spring, Summer, Fall
BART NOX Annual- Southwestern 3- v7.23 | 122 | 7950 | Rate Constraint in lbs/MMBtu | FALSE | L | Annual | Standard NOX | lb/MMBtu | 0.45 | 0.45 | 0.45 | 0.45 | 0.45 | 0.45 | 0.45
BART NOX Annual- Southwestern 3- v7.23 | 122 | 7950 | Rate Constraint in lbs/MMBtu | FALSE | L | Annual | Emissions at Affected Plants NOX | Thousand Tons | 0.097785 | 0.097785 | 0 | 0 | 0 | 0 | 0
BART NOX Annual- Southwestern 3- v7.23 | 122 | 7950 | Rate Constraint in lbs/MMBtu | FALSE | L | Annual | Allowances Purchased NOX | Thousand Tons | 0 | 0 | 0 | 0 | 0 | 0 | 0
BART NOX Annual- Southwestern 3- v7.23 | 122 | 7950 | Rate Constraint in lbs/MMBtu | FALSE | L | Annual | Allowances Sold NOX | Thousand Tons | 0 | 0 | 0 | 0 | 0 | 0 | 0
BART NOX Annual- Southwestern 3- v7.23 | 122 | 7950 | Rate Constraint in lbs/MMBtu | FALSE | L | Annual | Allowances Banked | Thousand Tons | 0 | 0 | 0 | 0 | 0 | 0 | 0
BART NOX Annual- Southwestern 3- v7.23 | 122 | 7950 | Rate Constraint in lbs/MMBtu | FALSE | L | Annual | Allowances Withdrawn (1:1) | Thousand Tons | 0 | 0 | 0 | 0 | 0 | 0 | 0
BART NOX Annual- Southwestern 3- v7.23 | 122 | 7950 | Rate Constraint in lbs/MMBtu | FALSE | L | Annual | Allowances Withdrawn (n:1) | Thousand Tons | 0 | 0 | 0 | 0 | 0 | 0 | 0
BART NOX Annual- Southwestern 3- v7.23 | 122 | 7950 | Rate Constraint in lbs/MMBtu | FALSE | L | Annual | Net Emissions Allowance Position | Thousand Tons | 0.097785 | 0.097785 | 0 | 0 | 0 | 0 | 0
BART NOX Annual- Southwestern 3- v7.23 | 122 | 7950 | Rate Constraint in lbs/MMBtu | FALSE | L | Annual | Fuel Consumed | TBtu | 0.67153 | 0.67153 | 0 | 0 | 0 | 0 | 0
BART NOX Annual- Southwestern 3- v7.23 | 122 | 7950 | Rate Constraint in lbs/MMBtu | FALSE | L | Annual | Rate | lb/MMBtu | 0.29123 | 0.29123 | 0 | 0 | 0 | 0 | 0
BART NOX Annual- Southwestern 3- v7.23 | 122 | 7950 | Rate Constraint in lbs/MMBtu | FALSE | L | Annual | Generation | TWh | 0.051684 | 0.051684 | 0 | 0 | 0 | 0 | 0
BART NOX Annual- Southwestern 3- v7.23 | 122 | 7950 | Rate Constraint in lbs/MMBtu | FALSE | L | Annual | Qualifying Generation | TWh | 0.051684 | 0.051684 | 0 | 0 | 0 | 0 | 0
BART NOX Annual- Southwestern 3- v7.23 | 122 | 7950 | Rate Constraint in lbs/MMBtu | FALSE | L | Annual | Rate | lb/MWh | 3.784 | 3.784 | 0 | 0 | 0 | 0 | 0
BART NOX Annual- Southwestern 3- v7.23 | 122 | 7950 | Rate Constraint in lbs/MMBtu | FALSE | L | Annual | Constraint Shadow Price | US2022$/Ton | 0 | 0 | 0 | 0 | 0 | 0 | 0
BART NOX Annual- Wyodak 1- v7.23 | 123 | 7945 | Rate Constraint in lbs/MMBtu | FALSE | L | Annual | Seasons Included | Seasons | Winter, Spring, Summer, Fall | Winter, Spring, Summer, Fall | Winter, Spring, Summer, Fall | Winter, Spring, Summer, Fall | Winter, Spring, Summer, Fall | Winter, Spring, Summer, Fall | Winter, Spring, Summer, Fall
BART NOX Annual- Wyodak 1- v7.23 | 123 | 7945 | Rate Constraint in lbs/MMBtu | FALSE | L | Annual | Standard NOX | lb/MMBtu | 0.23 | 0.23 | 0.23 | 0.23 | 0.23 | 0.23 | 0.23
BART NOX Annual- Wyodak 1- v7.23 | 123 | 7945 | Rate Constraint in lbs/MMBtu | FALSE | L | Annual | Emissions at Affected Plants NOX | Thousand Tons | 3.0968 | 3.0968 | 3.0968 | 0 | 0 | 0 | 0
BART NOX Annual- Wyodak 1- v7.23 | 123 | 7945 | Rate Constraint in lbs/MMBtu | FALSE | L | Annual | Allowances Purchased NOX | Thousand Tons | 0 | 0 | 0 | 0 | 0 | 0 | 0
BART NOX Annual- Wyodak 1- v7.23 | 123 | 7945 | Rate Constraint in lbs/MMBtu | FALSE | L | Annual | Allowances Sold NOX | Thousand Tons | 0 | 0 | 0 | 0 | 0 | 0 | 0
BART NOX Annual- Wyodak 1- v7.23 | 123 | 7945 | Rate Constraint in lbs/MMBtu | FALSE | L | Annual | Allowances Banked | Thousand Tons | 0 | 0 | 0 | 0 | 0 | 0 | 0
BART NOX Annual- Wyodak 1- v7.23 | 123 | 7945 | Rate Constraint in lbs/MMBtu | FALSE | L | Annual | Allowances Withdrawn (1:1) | Thousand Tons | 0 | 0 | 0 | 0 | 0 | 0 | 0
BART NOX Annual- Wyodak 1- v7.23 | 123 | 7945 | Rate Constraint in lbs/MMBtu | FALSE | L | Annual | Allowances Withdrawn (n:1) | Thousand Tons | 0 | 0 | 0 | 0 | 0 | 0 | 0
BART NOX Annual- Wyodak 1- v7.23 | 123 | 7945 | Rate Constraint in lbs/MMBtu | FALSE | L | Annual | Net Emissions Allowance Position | Thousand Tons | 3.0968 | 3.0968 | 3.0968 | 0 | 0 | 0 | 0
BART NOX Annual- Wyodak 1- v7.23 | 123 | 7945 | Rate Constraint in lbs/MMBtu | FALSE | L | Annual | Fuel Consumed | TBtu | 27.3713 | 27.3713 | 27.3713 | 0 | 0 | 0 | 0
BART NOX Annual- Wyodak 1- v7.23 | 123 | 7945 | Rate Constraint in lbs/MMBtu | FALSE | L | Annual | Rate | lb/MMBtu | 0.22628 | 0.22628 | 0.22628 | 0 | 0 | 0 | 0
BART NOX Annual- Wyodak 1- v7.23 | 123 | 7945 | Rate Constraint in lbs/MMBtu | FALSE | L | Annual | Generation | TWh | 2.2397 | 2.2397 | 2.2397 | 0 | 0 | 0 | 0
BART NOX Annual- Wyodak 1- v7.23 | 123 | 7945 | Rate Constraint in lbs/MMBtu | FALSE | L | Annual | Qualifying Generation | TWh | 2.2397 | 2.2397 | 2.2397 | 0 | 0 | 0 | 0
BART NOX Annual- Wyodak 1- v7.23 | 123 | 7945 | Rate Constraint in lbs/MMBtu | FALSE | L | Annual | Rate | lb/MWh | 2.7654 | 2.7654 | 2.7654 | 0 | 0 | 0 | 0
BART NOX Annual- Wyodak 1- v7.23 | 123 | 7945 | Rate Constraint in lbs/MMBtu | FALSE | L | Annual | Constraint Shadow Price | US2022$/Ton | 0 | 0 | 0 | 0 | 0 | 0 | 0
BART NOX Annual-Apache Station 2 -v5.13 | 124 | 7138 | Rate Constraint in lbs/MMBtu | FALSE | L | Annual | Seasons Included | Seasons | Winter, Spring, Summer, Fall | Winter, Spring, Summer, Fall | Winter, Spring, Summer, Fall | Winter, Spring, Summer, Fall | Winter, Spring, Summer, Fall | Winter, Spring, Summer, Fall | Winter, Spring, Summer, Fall
BART NOX Annual-Apache Station 2 -v5.13 | 124 | 7138 | Rate Constraint in lbs/MMBtu | FALSE | L | Annual | Standard NOX | lb/MMBtu | 0.085 | 0.085 | 0.085 | 0.085 | 0.085 | 0.085 | 0.085
BART NOX Annual-Apache Station 2 -v5.13 | 124 | 7138 | Rate Constraint in lbs/MMBtu | FALSE | L | Annual | Emissions at Affected Plants NOX | Thousand Tons | 0.011317 | 0.011317 | 0.011317 | 0.011317 | 0.011317 | 0.011317 | 0.011317
BART NOX Annual-Apache Station 2 -v5.13 | 124 | 7138 | Rate Constraint in lbs/MMBtu | FALSE | L | Annual | Allowances Purchased NOX | Thousand Tons | 0 | 0 | 0 | 0 | 0 | 0 | 0
BART NOX Annual-Apache Station 2 -v5.13 | 124 | 7138 | Rate Constraint in lbs/MMBtu | FALSE | L | Annual | Allowances Sold NOX | Thousand Tons | 0 | 0 | 0 | 0 | 0 | 0 | 0
BART NOX Annual-Apache Station 2 -v5.13 | 124 | 7138 | Rate Constraint in lbs/MMBtu | FALSE | L | Annual | Allowances Banked | Thousand Tons | 0 | 0 | 0 | 0 | 0 | 0 | 0
BART NOX Annual-Apache Station 2 -v5.13 | 124 | 7138 | Rate Constraint in lbs/MMBtu | FALSE | L | Annual | Allowances Withdrawn (1:1) | Thousand Tons | 0 | 0 | 0 | 0 | 0 | 0 | 0
BART NOX Annual-Apache Station 2 -v5.13 | 124 | 7138 | Rate Constraint in lbs/MMBtu | FALSE | L | Annual | Allowances Withdrawn (n:1) | Thousand Tons | 0 | 0 | 0 | 0 | 0 | 0 | 0
BART NOX Annual-Apache Station 2 -v5.13 | 124 | 7138 | Rate Constraint in lbs/MMBtu | FALSE | L | Annual | Net Emissions Allowance Position | Thousand Tons | 0.011317 | 0.011317 | 0.011317 | 0.011317 | 0.011317 | 0.011317 | 0.011317
BART NOX Annual-Apache Station 2 -v5.13 | 124 | 7138 | Rate Constraint in lbs/MMBtu | FALSE | L | Annual | Fuel Consumed | TBtu | 0.33913 | 0.33913 | 0.33913 | 0.33913 | 0.33913 | 0.33913 | 0.33913
BART NOX Annual-Apache Station 2 -v5.13 | 124 | 7138 | Rate Constraint in lbs/MMBtu | FALSE | L | Annual | Rate | lb/MMBtu | 0.06674 | 0.06674 | 0.06674 | 0.06674 | 0.06674 | 0.06674 | 0.06674
BART NOX Annual-Apache Station 2 -v5.13 | 124 | 7138 | Rate Constraint in lbs/MMBtu | FALSE | L | Annual | Generation | TWh | 0.03066 | 0.03066 | 0.03066 | 0.03066 | 0.03066 | 0.03066 | 0.03066
BART NOX Annual-Apache Station 2 -v5.13 | 124 | 7138 | Rate Constraint in lbs/MMBtu | FALSE | L | Annual | Qualifying Generation | TWh | 0.03066 | 0.03066 | 0.03066 | 0.03066 | 0.03066 | 0.03066 | 0.03066
BART NOX Annual-Apache Station 2 -v5.13 | 124 | 7138 | Rate Constraint in lbs/MMBtu | FALSE | L | Annual | Rate | lb/MWh | 0.73821 | 0.73821 | 0.73821 | 0.73821 | 0.73821 | 0.73821 | 0.73821
BART NOX Annual-Apache Station 2 -v5.13 | 124 | 7138 | Rate Constraint in lbs/MMBtu | FALSE | L | Annual | Constraint Shadow Price | US2022$/Ton | 0 | 0 | 0 | 0 | 0 | 0 | 0
BART NOX Annual-Apache Station 3 -v5.13 | 125 | 7139 | Rate Constraint in lbs/MMBtu | FALSE | L | Annual | Seasons Included | Seasons | Winter, Spring, Summer, Fall | Winter, Spring, Summer, Fall | Winter, Spring, Summer, Fall | Winter, Spring, Summer, Fall | Winter, Spring, Summer, Fall | Winter, Spring, Summer, Fall | Winter, Spring, Summer, Fall
BART NOX Annual-Apache Station 3 -v5.13 | 125 | 7139 | Rate Constraint in lbs/MMBtu | FALSE | L | Annual | Standard NOX | lb/MMBtu | 0.23 | 0.23 | 0.23 | 0.23 | 0.23 | 0.23 | 0.23
BART NOX Annual-Apache Station 3 -v5.13 | 125 | 7139 | Rate Constraint in lbs/MMBtu | FALSE | L | Annual | Emissions at Affected Plants NOX | Thousand Tons | 0.16469 | 0.16469 | 0.19669 | 0.1341 | 0 | 0 | 0
BART NOX Annual-Apache Station 3 -v5.13 | 125 | 7139 | Rate Constraint in lbs/MMBtu | FALSE | L | Annual | Allowances Purchased NOX | Thousand Tons | 0 | 0 | 0 | 0 | 0 | 0 | 0
BART NOX Annual-Apache Station 3 -v5.13 | 125 | 7139 | Rate Constraint in lbs/MMBtu | FALSE | L | Annual | Allowances Sold NOX | Thousand Tons | 0 | 0 | 0 | 0 | 0 | 0 | 0
BART NOX Annual-Apache Station 3 -v5.13 | 125 | 7139 | Rate Constraint in lbs/MMBtu | FALSE | L | Annual | Allowances Banked | Thousand Tons | 0 | 0 | 0 | 0 | 0 | 0 | 0
BART NOX Annual-Apache Station 3 -v5.13 | 125 | 7139 | Rate Constraint in lbs/MMBtu | FALSE | L | Annual | Allowances Withdrawn (1:1) | Thousand Tons | 0 | 0 | 0 | 0 | 0 | 0 | 0
BART NOX Annual-Apache Station 3 -v5.13 | 125 | 7139 | Rate Constraint in lbs/MMBtu | FALSE | L | Annual | Allowances Withdrawn (n:1) | Thousand Tons | 0 | 0 | 0 | 0 | 0 | 0 | 0
BART NOX Annual-Apache Station 3 -v5.13 | 125 | 7139 | Rate Constraint in lbs/MMBtu | FALSE | L | Annual | Net Emissions Allowance Position | Thousand Tons | 0.16469 | 0.16469 | 0.19669 | 0.1341 | 0 | 0 | 0
BART NOX Annual-Apache Station 3 -v5.13 | 125 | 7139 | Rate Constraint in lbs/MMBtu | FALSE | L | Annual | Fuel Consumed | TBtu | 1.7771 | 1.7771 | 2.1224 | 1.447 | 0 | 0 | 0
BART NOX Annual-Apache Station 3 -v5.13 | 125 | 7139 | Rate Constraint in lbs/MMBtu | FALSE | L | Annual | Rate | lb/MMBtu | 0.18535 | 0.18535 | 0.18535 | 0.18535 | 0 | 0 | 0
BART NOX Annual-Apache Station 3 -v5.13 | 125 | 7139 | Rate Constraint in lbs/MMBtu | FALSE | L | Annual | Generation | TWh | 0.1533 | 0.1533 | 0.18309 | 0.12483 | 0 | 0 | 0
BART NOX Annual-Apache Station 3 -v5.13 | 125 | 7139 | Rate Constraint in lbs/MMBtu | FALSE | L | Annual | Qualifying Generation | TWh | 0.1533 | 0.1533 | 0.18309 | 0.12483 | 0 | 0 | 0
BART NOX Annual-Apache Station 3 -v5.13 | 125 | 7139 | Rate Constraint in lbs/MMBtu | FALSE | L | Annual | Rate | lb/MWh | 2.1486 | 2.1486 | 2.1486 | 2.1486 | 0 | 0 | 0
BART NOX Annual-Apache Station 3 -v5.13 | 125 | 7139 | Rate Constraint in lbs/MMBtu | FALSE | L | Annual | Constraint Shadow Price | US2022$/Ton | 0 | 0 | 0 | 0 | 0 | 0 | 0
BART NOX Annual-Big Cajun 2 -v5.14 | 126 | 7160 | Rate Constraint in lbs/MMBtu | FALSE | L | Annual | Seasons Included | Seasons | Winter, Spring, Summer, Fall | Winter, Spring, Summer, Fall | Winter, Spring, Summer, Fall | Winter, Spring, Summer, Fall | Winter, Spring, Summer, Fall | Winter, Spring, Summer, Fall | Winter, Spring, Summer, Fall
BART NOX Annual-Big Cajun 2 -v5.14 | 126 | 7160 | Rate Constraint in lbs/MMBtu | FALSE | L | Annual | Standard NOX | lb/MMBtu | 0.15 | 0.15 | 0.15 | 0.15 | 0.15 | 0.15 | 0.15
BART NOX Annual-Big Cajun 2 -v5.14 | 126 | 7160 | Rate Constraint in lbs/MMBtu | FALSE | L | Annual | Emissions at Affected Plants NOX | Thousand Tons | 0 | 0 | 0 | 0 | 0 | 0 | 0
BART NOX Annual-Big Cajun 2 -v5.14 | 126 | 7160 | Rate Constraint in lbs/MMBtu | FALSE | L | Annual | Allowances Purchased NOX | Thousand Tons | 0 | 0 | 0 | 0 | 0 | 0 | 0
BART NOX Annual-Big Cajun 2 -v5.14 | 126 | 7160 | Rate Constraint in lbs/MMBtu | FALSE | L | Annual | Allowances Sold NOX | Thousand Tons | 0 | 0 | 0 | 0 | 0 | 0 | 0
BART NOX Annual-Big Cajun 2 -v5.14 | 126 | 7160 | Rate Constraint in lbs/MMBtu | FALSE | L | Annual | Allowances Banked | Thousand Tons | 0 | 0 | 0 | 0 | 0 | 0 | 0
BART NOX Annual-Big Cajun 2 -v5.14 | 126 | 7160 | Rate Constraint in lbs/MMBtu | FALSE | L | Annual | Allowances Withdrawn (1:1) | Thousand Tons | 0 | 0 | 0 | 0 | 0 | 0 | 0
BART NOX Annual-Big Cajun 2 -v5.14 | 126 | 7160 | Rate Constraint in lbs/MMBtu | FALSE | L | Annual | Allowances Withdrawn (n:1) | Thousand Tons | 0 | 0 | 0 | 0 | 0 | 0 | 0
BART NOX Annual-Big Cajun 2 -v5.14 | 126 | 7160 | Rate Constraint in lbs/MMBtu | FALSE | L | Annual | Net Emissions Allowance Position | Thousand Tons | 0 | 0 | 0 | 0 | 0 | 0 | 0
BART NOX Annual-Big Cajun 2 -v5.14 | 126 | 7160 | Rate Constraint in lbs/MMBtu | FALSE | L | Annual | Fuel Consumed | TBtu | 0 | 0 | 0 | 0 | 0 | 0 | 0
BART NOX Annual-Big Cajun 2 -v5.14 | 126 | 7160 | Rate Constraint in lbs/MMBtu | FALSE | L | Annual | Rate | lb/MMBtu | 0 | 0 | 0 | 0 | 0 | 0 | 0
BART NOX Annual-Big Cajun 2 -v5.14 | 126 | 7160 | Rate Constraint in lbs/MMBtu | FALSE | L | Annual | Generation | TWh | 0 | 0 | 0 | 0 | 0 | 0 | 0
BART NOX Annual-Big Cajun 2 -v5.14 | 126 | 7160 | Rate Constraint in lbs/MMBtu | FALSE | L | Annual | Qualifying Generation | TWh | 0 | 0 | 0 | 0 | 0 | 0 | 0
BART NOX Annual-Big Cajun 2 -v5.14 | 126 | 7160 | Rate Constraint in lbs/MMBtu | FALSE | L | Annual | Rate | lb/MWh | 0 | 0 | 0 | 0 | 0 | 0 | 0
BART NOX Annual-Big Cajun 2 -v5.14 | 126 | 7160 | Rate Constraint in lbs/MMBtu | FALSE | L | Annual | Constraint Shadow Price | US2022$/Ton | 0 | 0 | 0 | 0 | 0 | 0 | 0
BART NOX AnnualCap- Oswego Harbor 5- v5.16 | 127 | 7191 | Rate Constraint in MTons | FALSE | L | Annual | Seasons Included | Seasons | Winter, Spring, Summer, Fall | Winter, Spring, Summer, Fall | Winter, Spring, Summer, Fall | Winter, Spring, Summer, Fall | Winter, Spring, Summer, Fall | Winter, Spring, Summer, Fall | Winter, Spring, Summer, Fall
BART NOX AnnualCap- Oswego Harbor 5- v5.16 | 127 | 7191 | Rate Constraint in MTons | FALSE | L | Annual | Standard NOX | Thousand Tons | 0.383 | 0.383 | 0.383 | 0.383 | 0.383 | 0.383 | 0.383
BART NOX AnnualCap- Oswego Harbor 5- v5.16 | 127 | 7191 | Rate Constraint in MTons | FALSE | L | Annual | Emissions at Affected Plants NOX | Thousand Tons | 0 | 0 | 0 | 0 | 0 | 0 | 0
BART NOX AnnualCap- Oswego Harbor 5- v5.16 | 127 | 7191 | Rate Constraint in MTons | FALSE | L | Annual | Allowances Purchased NOX | Thousand Tons | 0 | 0 | 0 | 0 | 0 | 0 | 0
BART NOX AnnualCap- Oswego Harbor 5- v5.16 | 127 | 7191 | Rate Constraint in MTons | FALSE | L | Annual | Allowances Sold NOX | Thousand Tons | 0 | 0 | 0 | 0 | 0 | 0 | 0
BART NOX AnnualCap- Oswego Harbor 5- v5.16 | 127 | 7191 | Rate Constraint in MTons | FALSE | L | Annual | Allowances Banked | Thousand Tons | 0 | 0 | 0 | 0 | 0 | 0 | 0
BART NOX AnnualCap- Oswego Harbor 5- v5.16 | 127 | 7191 | Rate Constraint in MTons | FALSE | L | Annual | Allowances Withdrawn (1:1) | Thousand Tons | 0 | 0 | 0 | 0 | 0 | 0 | 0
BART NOX AnnualCap- Oswego Harbor 5- v5.16 | 127 | 7191 | Rate Constraint in MTons | FALSE | L | Annual | Allowances Withdrawn (n:1) | Thousand Tons | 0 | 0 | 0 | 0 | 0 | 0 | 0
BART NOX AnnualCap- Oswego Harbor 5- v5.16 | 127 | 7191 | Rate Constraint in MTons | FALSE | L | Annual | Net Emissions Allowance Position | Thousand Tons | 0 | 0 | 0 | 0 | 0 | 0 | 0
BART NOX AnnualCap- Oswego Harbor 5- v5.16 | 127 | 7191 | Rate Constraint in MTons | FALSE | L | Annual | Fuel Consumed | TBtu | 0 | 0 | 0 | 0 | 0 | 0 | 0
BART NOX AnnualCap- Oswego Harbor 5- v5.16 | 127 | 7191 | Rate Constraint in MTons | FALSE | L | Annual | Rate | lb/MMBtu | 0 | 0 | 0 | 0 | 0 | 0 | 0
BART NOX AnnualCap- Oswego Harbor 5- v5.16 | 127 | 7191 | Rate Constraint in MTons | FALSE | L | Annual | Generation | TWh | 0 | 0 | 0 | 0 | 0 | 0 | 0
BART NOX AnnualCap- Oswego Harbor 5- v5.16 | 127 | 7191 | Rate Constraint in MTons | FALSE | L | Annual | Qualifying Generation | TWh | 0 | 0 | 0 | 0 | 0 | 0 | 0
BART NOX AnnualCap- Oswego Harbor 5- v5.16 | 127 | 7191 | Rate Constraint in MTons | FALSE | L | Annual | Rate | lb/MWh | 0 | 0 | 0 | 0 | 0 | 0 | 0
BART NOX AnnualCap- Oswego Harbor 5- v5.16 | 127 | 7191 | Rate Constraint in MTons | FALSE | L | Annual | Constraint Shadow Price | US2022$/Ton | 0 | 0 | 0 | 0 | 0 | 0 | 0
BART NOX AnnualCap- Oswego Harbor 6- v5.16 | 128 | 7192 | Rate Constraint in MTons | FALSE | L | Annual | Seasons Included | Seasons | Winter, Spring, Summer, Fall | Winter, Spring, Summer, Fall | Winter, Spring, Summer, Fall | Winter, Spring, Summer, Fall | Winter, Spring, Summer, Fall | Winter, Spring, Summer, Fall | Winter, Spring, Summer, Fall
BART NOX AnnualCap- Oswego Harbor 6- v5.16 | 128 | 7192 | Rate Constraint in MTons | FALSE | L | Annual | Standard NOX | Thousand Tons | 0.665 | 0.665 | 0.665 | 0.665 | 0.665 | 0.665 | 0.665
BART NOX AnnualCap- Oswego Harbor 6- v5.16 | 128 | 7192 | Rate Constraint in MTons | FALSE | L | Annual | Emissions at Affected Plants NOX | Thousand Tons | 0 | 0 | 0 | 0 | 0 | 0 | 0
BART NOX AnnualCap- Oswego Harbor 6- v5.16 | 128 | 7192 | Rate Constraint in MTons | FALSE | L | Annual | Allowances Purchased NOX | Thousand Tons | 0 | 0 | 0 | 0 | 0 | 0 | 0
BART NOX AnnualCap- Oswego Harbor 6- v5.16 | 128 | 7192 | Rate Constraint in MTons | FALSE | L | Annual | Allowances Sold NOX | Thousand Tons | 0 | 0 | 0 | 0 | 0 | 0 | 0
BART NOX AnnualCap- Oswego Harbor 6- v5.16 | 128 | 7192 | Rate Constraint in MTons | FALSE | L | Annual | Allowances Banked | Thousand Tons | 0 | 0 | 0 | 0 | 0 | 0 | 0
BART NOX AnnualCap- Oswego Harbor 6- v5.16 | 128 | 7192 | Rate Constraint in MTons | FALSE | L | Annual | Allowances Withdrawn (1:1) | Thousand Tons | 0 | 0 | 0 | 0 | 0 | 0 | 0
BART NOX AnnualCap- Oswego Harbor 6- v5.16 | 128 | 7192 | Rate Constraint in MTons | FALSE | L | Annual | Allowances Withdrawn (n:1) | Thousand Tons | 0 | 0 | 0 | 0 | 0 | 0 | 0
BART NOX AnnualCap- Oswego Harbor 6- v5.16 | 128 | 7192 | Rate Constraint in MTons | FALSE | L | Annual | Net Emissions Allowance Position | Thousand Tons | 0 | 0 | 0 | 0 | 0 | 0 | 0
BART NOX AnnualCap- Oswego Harbor 6- v5.16 | 128 | 7192 | Rate Constraint in MTons | FALSE | L | Annual | Fuel Consumed | TBtu | 0 | 0 | 0 | 0 | 0 | 0 | 0
BART NOX AnnualCap- Oswego Harbor 6- v5.16 | 128 | 7192 | Rate Constraint in MTons | FALSE | L | Annual | Rate | lb/MMBtu | 0 | 0 | 0 | 0 | 0 | 0 | 0
BART NOX AnnualCap- Oswego Harbor 6- v5.16 | 128 | 7192 | Rate Constraint in MTons | FALSE | L | Annual | Generation | TWh | 0 | 0 | 0 | 0 | 0 | 0 | 0
BART NOX AnnualCap- Oswego Harbor 6- v5.16 | 128 | 7192 | Rate Constraint in MTons | FALSE | L | Annual | Qualifying Generation | TWh | 0 | 0 | 0 | 0 | 0 | 0 | 0
BART NOX AnnualCap- Oswego Harbor 6- v5.16 | 128 | 7192 | Rate Constraint in MTons | FALSE | L | Annual | Rate | lb/MWh | 0 | 0 | 0 | 0 | 0 | 0 | 0
BART NOX AnnualCap- Oswego Harbor 6- v5.16 | 128 | 7192 | Rate Constraint in MTons | FALSE | L | Annual | Constraint Shadow Price | US2022$/Ton | 0 | 0 | 0 | 0 | 0 | 0 | 0
BART NOX Annual-Craig C2 -v5.13 | 130 | 7128 | Rate Constraint in lbs/MMBtu | FALSE | L | Annual | Seasons Included | Seasons | Winter, Spring, Summer, Fall | Winter, Spring, Summer, Fall | Winter, Spring, Summer, Fall | Winter, Spring, Summer, Fall | Winter, Spring, Summer, Fall | Winter, Spring, Summer, Fall | Winter, Spring, Summer, Fall
BART NOX Annual-Craig C2 -v5.13 | 130 | 7128 | Rate Constraint in lbs/MMBtu | FALSE | L | Annual | Standard NOX | lb/MMBtu | 0.08 | 0.08 | 0.08 | 0.08 | 0.08 | 0.08 | 0.08
BART NOX Annual-Craig C2 -v5.13 | 130 | 7128 | Rate Constraint in lbs/MMBtu | FALSE | L | Annual | Emissions at Affected Plants NOX | Thousand Tons | 0.6687 | 0 | 0 | 0 | 0 | 0 | 0
BART NOX Annual-Craig C2 -v5.13 | 130 | 7128 | Rate Constraint in lbs/MMBtu | FALSE | L | Annual | Allowances Purchased NOX | Thousand Tons | 0 | 0 | 0 | 0 | 0 | 0 | 0
BART NOX Annual-Craig C2 -v5.13 | 130 | 7128 | Rate Constraint in lbs/MMBtu | FALSE | L | Annual | Allowances Sold NOX | Thousand Tons | 0 | 0 | 0 | 0 | 0 | 0 | 0
BART NOX Annual-Craig C2 -v5.13 | 130 | 7128 | Rate Constraint in lbs/MMBtu | FALSE | L | Annual | Allowances Banked | Thousand Tons | 0 | 0 | 0 | 0 | 0 | 0 | 0
BART NOX Annual-Craig C2 -v5.13 | 130 | 7128 | Rate Constraint in lbs/MMBtu | FALSE | L | Annual | Allowances Withdrawn (1:1) | Thousand Tons | 0 | 0 | 0 | 0 | 0 | 0 | 0
BART NOX Annual-Craig C2 -v5.13 | 130 | 7128 | Rate Constraint in lbs/MMBtu | FALSE | L | Annual | Allowances Withdrawn (n:1) | Thousand Tons | 0 | 0 | 0 | 0 | 0 | 0 | 0
BART NOX Annual-Craig C2 -v5.13 | 130 | 7128 | Rate Constraint in lbs/MMBtu | FALSE | L | Annual | Net Emissions Allowance Position | Thousand Tons | 0.6687 | 0 | 0 | 0 | 0 | 0 | 0
BART NOX Annual-Craig C2 -v5.13 | 130 | 7128 | Rate Constraint in lbs/MMBtu | FALSE | L | Annual | Fuel Consumed | TBtu | 21.2691 | 0 | 0 | 0 | 0 | 0 | 0
BART NOX Annual-Craig C2 -v5.13 | 130 | 7128 | Rate Constraint in lbs/MMBtu | FALSE | L | Annual | Rate | lb/MMBtu | 0.06288 | 0 | 0 | 0 | 0 | 0 | 0
BART NOX Annual-Craig C2 -v5.13 | 130 | 7128 | Rate Constraint in lbs/MMBtu | FALSE | L | Annual | Generation | TWh | 2.0771 | 0 | 0 | 0 | 0 | 0 | 0
BART NOX Annual-Craig C2 -v5.13 | 130 | 7128 | Rate Constraint in lbs/MMBtu | FALSE | L | Annual | Qualifying Generation | TWh | 2.0771 | 0 | 0 | 0 | 0 | 0 | 0
BART NOX Annual-Craig C2 -v5.13 | 130 | 7128 | Rate Constraint in lbs/MMBtu | FALSE | L | Annual | Rate | lb/MWh | 0.64389 | 0 | 0 | 0 | 0 | 0 | 0
BART NOX Annual-Craig C2 -v5.13 | 130 | 7128 | Rate Constraint in lbs/MMBtu | FALSE | L | Annual | Constraint Shadow Price | US2022$/Ton | 0 | 0 | 0 | 0 | 0 | 0 | 0
BART NOX Annual-Four Corners 4 -v5.14 | 131 | 7129 | Rate Constraint in lbs/MMBtu | FALSE | L | Annual | Seasons Included | Seasons | Winter, Spring, Summer, Fall | Winter, Spring, Summer, Fall | Winter, Spring, Summer, Fall | Winter, Spring, Summer, Fall | Winter, Spring, Summer, Fall | Winter, Spring, Summer, Fall | Winter, Spring, Summer, Fall
BART NOX Annual-Four Corners 4 -v5.14 | 131 | 7129 | Rate Constraint in lbs/MMBtu | FALSE | L | Annual | Standard NOX | lb/MMBtu | 0.098 | 0.098 | 0.098 | 0.098 | 0.098 | 0.098 | 0.098
BART NOX Annual-Four Corners 4 -v5.14 | 131 | 7129 | Rate Constraint in lbs/MMBtu | FALSE | L | Annual | Emissions at Affected Plants NOX | Thousand Tons | 1.392 | 1.3301 | 0.023612 | 0.023612 | 0.022693 | 0.023612 | 0.023612
BART NOX Annual-Four Corners 4 -v5.14 | 131 | 7129 | Rate Constraint in lbs/MMBtu | FALSE | L | Annual | Allowances Purchased NOX | Thousand Tons | 0 | 0 | 0 | 0 | 0 | 0 | 0
BART NOX Annual-Four Corners 4 -v5.14 | 131 | 7129 | Rate Constraint in lbs/MMBtu | FALSE | L | Annual | Allowances Sold NOX | Thousand Tons | 0 | 0 | 0 | 0 | 0 | 0 | 0
BART NOX Annual-Four Corners 4 -v5.14 | 131 | 7129 | Rate Constraint in lbs/MMBtu | FALSE | L | Annual | Allowances Banked | Thousand Tons | 0 | 0 | 0 | 0 | 0 | 0 | 0
BART NOX Annual-Four Corners 4 -v5.14 | 131 | 7129 | Rate Constraint in lbs/MMBtu | FALSE | L | Annual | Allowances Withdrawn (1:1) | Thousand Tons | 0 | 0 | 0 | 0 | 0 | 0 | 0
BART NOX Annual-Four Corners 4 -v5.14 | 131 | 7129 | Rate Constraint in lbs/MMBtu | FALSE | L | Annual | Allowances Withdrawn (n:1) | Thousand Tons | 0 | 0 | 0 | 0 | 0 | 0 | 0
BART NOX Annual-Four Corners 4 -v5.14 | 131 | 7129 | Rate Constraint in lbs/MMBtu | FALSE | L | Annual | Net Emissions Allowance Position | Thousand Tons | 1.392 | 1.3301 | 0.023612 | 0.023612 | 0.022693 | 0.023612 | 0.023612
BART NOX Annual-Four Corners 4 -v5.14 | 131 | 7129 | Rate Constraint in lbs/MMBtu | FALSE | L | Annual | Fuel Consumed | TBtu | 47.843 | 45.7158 | 0.81153 | 0.81153 | 0.77997 | 0.81153 | 0.81153
BART NOX Annual-Four Corners 4 -v5.14 | 131 | 7129 | Rate Constraint in lbs/MMBtu | FALSE | L | Annual | Rate | lb/MMBtu | 0.05819 | 0.05819 | 0.05819 | 0.05819 | 0.05819 | 0.05819 | 0.05819
BART NOX Annual-Four Corners 4 -v5.14 | 131 | 7129 | Rate Constraint in lbs/MMBtu | FALSE | L | Annual | Generation | TWh | 4.8964 | 4.653 | 0.057312 | 0.057312 | 0.055082 | 0.057312 | 0.057312
BART NOX Annual-Four Corners 4 -v5.14 | 131 | 7129 | Rate Constraint in lbs/MMBtu | FALSE | L | Annual | Qualifying Generation | TWh | 4.8964 | 4.653 | 0.057312 | 0.057312 | 0.055082 | 0.057312 | 0.057312
BART NOX Annual-Four Corners 4 -v5.14 | 131 | 7129 | Rate Constraint in lbs/MMBtu | FALSE | L | Annual | Rate | lb/MWh | 0.56857 | 0.57172 | 0.82397 | 0.82397 | 0.82397 | 0.82397 | 0.82397
BART NOX Annual-Four Corners 4 -v5.14 | 131 | 7129 | Rate Constraint in lbs/MMBtu | FALSE | L | Annual | Constraint Shadow Price | US2022$/Ton | 0 | 0 | 0 | 0 | 0 | 0 | 0
BART NOX Annual-Four Corners 5 -v5.14 | 132 | 7130 | Rate Constraint in lbs/MMBtu | FALSE | L | Annual | Seasons Included | Seasons | Winter, Spring, Summer, Fall | Winter, Spring, Summer, Fall | Winter, Spring, Summer, Fall | Winter, Spring, Summer, Fall | Winter, Spring, Summer, Fall | Winter, Spring, Summer, Fall | Winter, Spring, Summer, Fall
BART NOX Annual-Four Corners 5 -v5.14 | 132 | 7130 | Rate Constraint in lbs/MMBtu | FALSE | L | Annual | Standard NOX | lb/MMBtu | 0.098 | 0.098 | 0.098 | 0.098 | 0.098 | 0.098 | 0.098
BART NOX Annual-Four Corners 5 -v5.14 | 132 | 7130 | Rate Constraint in lbs/MMBtu | FALSE | L | Annual | Emissions at Affected Plants NOX | Thousand Tons | 1.343 | 1.4117 | 0 | 0 | 0 | 0 | 0
BART NOX Annual-Four Corners 5 -v5.14 | 132 | 7130 | Rate Constraint in lbs/MMBtu | FALSE | L | Annual | Allowances Purchased NOX | Thousand Tons | 0 | 0 | 0 | 0 | 0 | 0 | 0
BART NOX Annual-Four Corners 5 -v5.14 | 132 | 7130 | Rate Constraint in lbs/MMBtu | FALSE | L | Annual | Allowances Sold NOX | Thousand Tons | 0 | 0 | 0 | 0 | 0 | 0 | 0
BART NOX Annual-Four Corners 5 -v5.14 | 132 | 7130 | Rate Constraint in lbs/MMBtu | FALSE | L | Annual | Allowances Banked | Thousand Tons | 0 | 0 | 0 | 0 | 0 | 0 | 0
BART NOX Annual-Four Corners 5 -v5.14 | 132 | 7130 | Rate Constraint in lbs/MMBtu | FALSE | L | Annual | Allowances Withdrawn (1:1) | Thousand Tons | 0 | 0 | 0 | 0 | 0 | 0 | 0
BART NOX Annual-Four Corners 5 -v5.14 | 132 | 7130 | Rate Constraint in lbs/MMBtu | FALSE | L | Annual | Allowances Withdrawn (n:1) | Thousand Tons | 0 | 0 | 0 | 0 | 0 | 0 | 0
BART NOX Annual-Four Corners 5 -v5.14 | 132 | 7130 | Rate Constraint in lbs/MMBtu | FALSE | L | Annual | Net Emissions Allowance Position | Thousand Tons | 1.343 | 1.4117 | 0 | 0 | 0 | 0 | 0
BART NOX Annual-Four Corners 5 -v5.14 | 132 | 7130 | Rate Constraint in lbs/MMBtu | FALSE | L | Annual | Fuel Consumed | TBtu | 41.5857 | 43.7128 | 0 | 0 | 0 | 0 | 0
BART NOX Annual-Four Corners 5 -v5.14 | 132 | 7130 | Rate Constraint in lbs/MMBtu | FALSE | L | Annual | Rate | lb/MMBtu | 0.06459 | 0.06459 | 0 | 0 | 0 | 0 | 0
BART NOX Annual-Four Corners 5 -v5.14 | 132 | 7130 | Rate Constraint in lbs/MMBtu | FALSE | L | Annual | Generation | TWh | 4.2582 | 4.476 | 0 | 0 | 0 | 0 | 0
BART NOX Annual-Four Corners 5 -v5.14 | 132 | 7130 | Rate Constraint in lbs/MMBtu | FALSE | L | Annual | Qualifying Generation | TWh | 4.2582 | 4.476 | 0 | 0 | 0 | 0 | 0
BART NOX Annual-Four Corners 5 -v5.14 | 132 | 7130 | Rate Constraint in lbs/MMBtu | FALSE | L | Annual | Rate | lb/MWh | 0.63079 | 0.63079 | 0 | 0 | 0 | 0 | 0
BART NOX Annual-Four Corners 5 -v5.14 | 132 | 7130 | Rate Constraint in lbs/MMBtu | FALSE | L | Annual | Constraint Shadow Price | US2022$/Ton | 0 | 0 | 0 | 0 | 0 | 0 | 0
BART NOX Annual-Gerald Gentleman 1 -v5.14 | 133 | 7131 | Rate Constraint in lbs/MMBtu | FALSE | L | Annual | Seasons Included | Seasons | Winter, Spring, Summer, Fall | Winter, Spring, Summer, Fall | Winter, Spring, Summer, Fall | Winter, Spring, Summer, Fall | Winter, Spring, Summer, Fall | Winter, Spring, Summer, Fall | Winter, Spring, Summer, Fall
BART NOX Annual-Gerald Gentleman 1 -v5.14 | 133 | 7131 | Rate Constraint in lbs/MMBtu | FALSE | L | Annual | Standard NOX | lb/MMBtu | 0.23 | 0.23 | 0.23 | 0.23 | 0.23 | 0.23 | 0.23
BART NOX Annual-Gerald Gentleman 1 -v5.14 | 133 | 7131 | Rate Constraint in lbs/MMBtu | FALSE | L | Annual | Emissions at Affected Plants NOX | Thousand Tons | 4.7599 | 4.7599 | 3.9978 | 2.7517 | 1.3526 | 3.4179 | 3.9978
BART NOX Annual-Gerald Gentleman 1 -v5.14 | 133 | 7131 | Rate Constraint in lbs/MMBtu | FALSE | L | Annual | Allowances Purchased NOX | Thousand Tons | 0 | 0 | 0 | 0 | 0 | 0 | 0
BART NOX Annual-Gerald Gentleman 1 -v5.14 | 133 | 7131 | Rate Constraint in lbs/MMBtu | FALSE | L | Annual | Allowances Sold NOX | Thousand Tons | 0 | 0 | 0 | 0 | 0 | 0 | 0
BART NOX Annual-Gerald Gentleman 1 -v5.14 | 133 | 7131 | Rate Constraint in lbs/MMBtu | FALSE | L | Annual | Allowances Banked | Thousand Tons | 0 | 0 | 0 | 0 | 0 | 0 | 0
BART NOX Annual-Gerald Gentleman 1 -v5.14 | 133 | 7131 | Rate Constraint in lbs/MMBtu | FALSE | L | Annual | Allowances Withdrawn (1:1) | Thousand Tons | 0 | 0 | 0 | 0 | 0 | 0 | 0
BART NOX Annual-Gerald Gentleman 1 -v5.14 | 133 | 7131 | Rate Constraint in lbs/MMBtu | FALSE | L | Annual | Allowances Withdrawn (n:1) | Thousand Tons | 0 | 0 | 0 | 0 | 0 | 0 | 0
BART NOX Annual-Gerald Gentleman 1 -v5.14 | 133 | 7131 | Rate Constraint in lbs/MMBtu | FALSE | L | Annual | Net Emissions Allowance Position | Thousand Tons | 4.7599 | 4.7599 | 3.9978 | 2.7517 | 1.3526 | 3.4179 | 3.9978
BART NOX Annual-Gerald Gentleman 1 -v5.14 | 133 | 7131 | Rate Constraint in lbs/MMBtu | FALSE | L | Annual | Fuel Consumed | TBtu | 46.2152 | 46.2152 | 38.8151 | 26.7172 | 13.1331 | 33.1849 | 38.8151
BART NOX Annual-Gerald Gentleman 1 -v5.14 | 133 | 7131 | Rate Constraint in lbs/MMBtu | FALSE | L | Annual | Rate | lb/MMBtu | 0.20599 | 0.20599 | 0.20599 | 0.20599 | 0.20599 | 0.20599 | 0.20599
BART NOX Annual-Gerald Gentleman 1 -v5.14 | 133 | 7131 | Rate Constraint in lbs/MMBtu | FALSE | L | Annual | Generation | TWh | 4.6026 | 4.6026 | 3.8657 | 2.6608 | 1.3079 | 3.3049 | 3.8657
BART NOX Annual-Gerald Gentleman 1 -v5.14 | 133 | 7131 | Rate Constraint in lbs/MMBtu | FALSE | L | Annual | Qualifying Generation | TWh | 4.6026 | 4.6026 | 3.8657 | 2.6608 | 1.3079 | 3.3049 | 3.8657
BART NOX Annual-Gerald Gentleman 1 -v5.14 | 133 | 7131 | Rate Constraint in lbs/MMBtu | FALSE | L | Annual | Rate | lb/MWh | 2.0683 | 2.0683 | 2.0683 | 2.0683 | 2.0683 | 2.0683 | 2.0683
BART NOX Annual-Gerald Gentleman 1 -v5.14 | 133 | 7131 | Rate Constraint in lbs/MMBtu | FALSE | L | Annual | Constraint Shadow Price | US2022$/Ton | 0 | 0 | 0 | 0 | 0 | 0 | 0
BART NOX Annual-Gerald Gentleman 2 -v5.14 | 134 | 7132 | Rate Constraint in lbs/MMBtu | FALSE | L | Annual | Seasons Included | Seasons | Winter, Spring, Summer, Fall | Winter, Spring, Summer, Fall | Winter, Spring, Summer, Fall | Winter, Spring, Summer, Fall | Winter, Spring, Summer, Fall | Winter, Spring, Summer, Fall | Winter, Spring, Summer, Fall
BART NOX Annual-Gerald Gentleman 2 -v5.14 | 134 | 7132 | Rate Constraint in lbs/MMBtu | FALSE | L | Annual | Standard NOX | lb/MMBtu | 0.23 | 0.23 | 0.23 | 0.23 | 0.23 | 0.23 | 0.23
BART NOX Annual-Gerald Gentleman 2 -v5.14 | 134 | 7132 | Rate Constraint in lbs/MMBtu | FALSE | L | Annual | Emissions at Affected Plants NOX | Thousand Tons | 3.8462 | 3.8462 | 3.2303 | 2.1939 | 1.075 | 2.748 | 3.2303
BART NOX Annual-Gerald Gentleman 2 -v5.14 | 134 | 7132 | Rate Constraint in lbs/MMBtu | FALSE | L | Annual | Allowances Purchased NOX | Thousand Tons | 0 | 0 | 0 | 0 | 0 | 0 | 0
BART NOX Annual-Gerald Gentleman 2 -v5.14 | 134 | 7132 | Rate Constraint in lbs/MMBtu | FALSE | L | Annual | Allowances Sold NOX | Thousand Tons | 0 | 0 | 0 | 0 | 0 | 0 | 0
BART NOX Annual-Gerald Gentleman 2 -v5.14 | 134 | 7132 | Rate Constraint in lbs/MMBtu | FALSE | L | Annual | Allowances Banked | Thousand Tons | 0 | 0 | 0 | 0 | 0 | 0 | 0
BART NOX Annual-Gerald Gentleman 2 -v5.14 | 134 | 7132 | Rate Constraint in lbs/MMBtu | FALSE | L | Annual | Allowances Withdrawn (1:1) | Thousand Tons | 0 | 0 | 0 | 0 | 0 | 0 | 0
BART NOX Annual-Gerald Gentleman 2 -v5.14 | 134 | 7132 | Rate Constraint in lbs/MMBtu | FALSE | L | Annual | Allowances Withdrawn (n:1) | Thousand Tons | 0 | 0 | 0 | 0 | 0 | 0 | 0
BART NOX Annual-Gerald Gentleman 2 -v5.14 | 134 | 7132 | Rate Constraint in lbs/MMBtu | FALSE | L | Annual | Net Emissions Allowance Position | Thousand Tons | 3.8462 | 3.8462 | 3.2303 | 2.1939 | 1.075 | 2.748 | 3.2303
BART NOX Annual-Gerald Gentleman 2 -v5.14 | 134 | 7132 | Rate Constraint in lbs/MMBtu | FALSE | L | Annual | Fuel Consumed | TBtu | 48.7784 | 48.7784 | 40.9678 | 27.8235 | 13.6329 | 34.8506 | 40.9678
BART NOX Annual-Gerald Gentleman 2 -v5.14 | 134 | 7132 | Rate Constraint in lbs/MMBtu | FALSE | L | Annual | Rate | lb/MMBtu | 0.1577 | 0.1577 | 0.1577 | 0.1577 | 0.1577 | 0.1577 | 0.1577
BART NOX Annual-Gerald Gentleman 2 -v5.14 | 134 | 7132 | Rate Constraint in lbs/MMBtu | FALSE | L | Annual | Generation | TWh | 4.8449 | 4.8449 | 4.0691 | 2.7636 | 1.3541 | 3.4615 | 4.0691
BART NOX Annual-Gerald Gentleman 2 -v5.14 | 134 | 7132 | Rate Constraint in lbs/MMBtu | FALSE | L | Annual | Qualifying Generation | TWh | 4.8449 | 4.8449 | 4.0691 | 2.7636 | 1.3541 | 3.4615 | 4.0691
BART NOX Annual-Gerald Gentleman 2 -v5.14 | 134 | 7132 | Rate Constraint in lbs/MMBtu | FALSE | L | Annual | Rate | lb/MWh | 1.5877 | 1.5877 | 1.5877 | 1.5877 | 1.5877 | 1.5877 | 1.5877
BART NOX Annual-Gerald Gentleman 2 -v5.14 | 134 | 7132 | Rate Constraint in lbs/MMBtu | FALSE | L | Annual | Constraint Shadow Price | US2022$/Ton | 0 | 0 | 0 | 0 | 0 | 0 | 0
BART NOX Annual-Hayden H1 -v5.13 | 135 | 7133 | Rate Constraint in lbs/MMBtu | FALSE | L | Annual | Seasons Included | Seasons | Winter, Spring, Summer, Fall | Winter, Spring, Summer, Fall | Winter, Spring, Summer, Fall | Winter, Spring, Summer, Fall | Winter, Spring, Summer, Fall | Winter, Spring, Summer, Fall | Winter, Spring, Summer, Fall
BART NOX Annual-Hayden H1 -v5.13 | 135 | 7133 | Rate Constraint in lbs/MMBtu | FALSE | L | Annual | Standard NOX | lb/MMBtu | 0.08 | 0.08 | 0.08 | 0.08 | 0.08 | 0.08 | 0.08
BART NOX Annual-Hayden H1 -v5.13 | 135 | 7133 | Rate Constraint in lbs/MMBtu | FALSE | L | Annual | Emissions at Affected Plants NOX | Thousand Tons | 0.0013152 | 0 | 0 | 0 | 0 | 0 | 0
BART NOX Annual-Hayden H1 -v5.13 | 135 | 7133 | Rate Constraint in lbs/MMBtu | FALSE | L | Annual | Allowances Purchased NOX | Thousand Tons | 0 | 0 | 0 | 0 | 0 | 0 | 0
BART NOX Annual-Hayden H1 -v5.13 | 135 | 7133 | Rate Constraint in lbs/MMBtu | FALSE | L | Annual | Allowances Sold NOX | Thousand Tons | 0 | 0 | 0 | 0 | 0 | 0 | 0
BART NOX Annual-Hayden H1 -v5.13 | 135 | 7133 | Rate Constraint in lbs/MMBtu | FALSE | L | Annual | Allowances Banked | Thousand Tons | 0 | 0 | 0 | 0 | 0 | 0 | 0
BART NOX Annual-Hayden H1 -v5.13 | 135 | 7133 | Rate Constraint in lbs/MMBtu | FALSE | L | Annual | Allowances Withdrawn (1:1) | Thousand Tons | 0 | 0 | 0 | 0 | 0 | 0 | 0
BART NOX Annual-Hayden H1 -v5.13 | 135 | 7133 | Rate Constraint in lbs/MMBtu | FALSE | L | Annual | Allowances Withdrawn (n:1) | Thousand Tons | 0 | 0 | 0 | 0 | 0 | 0 | 0
BART NOX Annual-Hayden H1 -v5.13 | 135 | 7133 | Rate Constraint in lbs/MMBtu | FALSE | L | Annual | Net Emissions Allowance Position | Thousand Tons | 0.0013152 | 0 | 0 | 0 | 0 | 0 | 0
BART NOX Annual-Hayden H1 -v5.13 | 135 | 7133 | Rate Constraint in lbs/MMBtu | FALSE | L | Annual | Fuel Consumed | TBtu | 0.055016 | 0 | 0 | 0 | 0 | 0 | 0
BART NOX Annual-Hayden H1 -v5.13 | 135 | 7133 | Rate Constraint in lbs/MMBtu | FALSE | L | Annual | Rate | lb/MMBtu | 0.04781 | 0 | 0 | 0 | 0 | 0 | 0
BART NOX Annual-Hayden H1 -v5.13 | 135 | 7133 | Rate Constraint in lbs/MMBtu | FALSE | L | Annual | Generation | TWh | 0.0050427 | 0 | 0 | 0 | 0 | 0 | 0
BART NOX Annual-Hayden H1 -v5.13 | 135 | 7133 | Rate Constraint in lbs/MMBtu | FALSE | L | Annual | Qualifying Generation | TWh | 0.0050427 | 0 | 0 | 0 | 0 | 0 | 0
BART NOX Annual-Hayden H1 -v5.13 | 135 | 7133 | Rate Constraint in lbs/MMBtu | FALSE | L | Annual | Rate | lb/MWh | 0.52161 | 0 | 0 | 0 | 0 | 0 | 0
BART NOX Annual-Hayden H1 -v5.13 | 135 | 7133 | Rate Constraint in lbs/MMBtu | FALSE | L | Annual | Constraint Shadow Price | US2022$/Ton | 0 | 0 | 0 | 0 | 0 | 0 | 0
BART NOX Annual-Jeffrey Energy Center 1 -v5.13 | 136 | 7145 | Rate Constraint in lbs/MMBtu | FALSE | L | Annual | Seasons Included | Seasons | Winter, Spring, Summer, Fall | Winter, Spring, Summer, Fall | Winter, Spring, Summer, Fall | Winter, Spring, Summer, Fall | Winter, Spring, Summer, Fall | Winter, Spring, Summer, Fall | Winter, Spring, Summer, Fall
BART NOX Annual-Jeffrey Energy Center 1 -v5.13 | 136 | 7145 | Rate Constraint in lbs/MMBtu | FALSE | L | Annual | Standard NOX | lb/MMBtu | 0.15 | 0.15 | 0.15 | 0.15 | 0.15 | 0.15 | 0.15
BART NOX Annual-Jeffrey Energy Center 1 -v5.13 | 136 | 7145 | Rate Constraint in lbs/MMBtu | FALSE | L | Annual | Emissions at Affected Plants NOX | Thousand Tons | 0.97397 | 0.85435 | 0 | 0 | 0 | 0 | 0
BART NOX Annual-Jeffrey Energy Center 1 -v5.13 | 136 | 7145 | Rate Constraint in lbs/MMBtu | FALSE | L | Annual | Allowances Purchased NOX | Thousand Tons | 0 | 0 | 0 | 0 | 0 | 0 | 0
BART NOX Annual-Jeffrey Energy Center 1 -v5.13 | 136 | 7145 | Rate Constraint in lbs/MMBtu | FALSE | L | Annual | Allowances Sold NOX | Thousand Tons | 0 | 0 | 0 | 0 | 0 | 0 | 0
BART NOX Annual-Jeffrey Energy Center 1 -v5.13 | 136 | 7145 | Rate Constraint in lbs/MMBtu | FALSE | L | Annual | Allowances Banked | Thousand Tons | 0 | 0 | 0 | 0 | 0 | 0 | 0
BART NOX Annual-Jeffrey Energy Center 1 -v5.13 | 136 | 7145 | Rate Constraint in lbs/MMBtu | FALSE | L | Annual | Allowances Withdrawn (1:1) | Thousand Tons | 0 | 0 | 0 | 0 | 0 | 0 | 0
BART NOX Annual-Jeffrey Energy Center 1 -v5.13 | 136 | 7145 | Rate Constraint in lbs/MMBtu | FALSE | L | Annual | Allowances Withdrawn (n:1) | Thousand Tons | 0 | 0 | 0 | 0 | 0 | 0 | 0
BART NOX Annual-Jeffrey Energy Center 1 -v5.13 | 136 | 7145 | Rate Constraint in lbs/MMBtu | FALSE | L | Annual | Net Emissions Allowance Position | Thousand Tons | 0.97397 | 0.85435 | 0 | 0 | 0 | 0 | 0
BART NOX Annual-Jeffrey Energy Center 1 -v5.13 | 136 | 7145 | Rate Constraint in lbs/MMBtu | FALSE | L | Annual | Fuel Consumed | TBtu | 48.7962 | 42.803 | 0 | 0 | 0 | 0 | 0
BART NOX Annual-Jeffrey Energy Center 1 -v5.13 | 136 | 7145 | Rate Constraint in lbs/MMBtu | FALSE | L | Annual | Rate | lb/MMBtu | 0.03992 | 0.03992 | 0 | 0 | 0 | 0 | 0
BART NOX Annual-Jeffrey Energy Center 1 -v5.13 | 136 | 7145 | Rate Constraint in lbs/MMBtu | FALSE | L | Annual | Generation | TWh | 4.4401 | 3.8947 | 0 | 0 | 0 | 0 | 0
BART NOX Annual-Jeffrey Energy Center 1 -v5.13 | 136 | 7145 | Rate Constraint in lbs/MMBtu | FALSE | L | Annual | Qualifying Generation | TWh | 4.4401 | 3.8947 | 0 | 0 | 0 | 0 | 0
BART NOX Annual-Jeffrey Energy Center 1 -v5.13 | 136 | 7145 | Rate Constraint in lbs/MMBtu | FALSE | L | Annual | Rate | lb/MWh | 0.43872 | 0.43872 | 0 | 0 | 0 | 0 | 0
BART NOX Annual-Jeffrey Energy Center 1 -v5.13 | 136 | 7145 | Rate Constraint in lbs/MMBtu | FALSE | L | Annual | Constraint Shadow Price | US2022$/Ton | 0 | 0 | 0 | 0 | 0 | 0 | 0
BART NOX Annual-Jeffrey Energy Center 2 -v5.13 | 137 | 7146 | Rate Constraint in lbs/MMBtu | FALSE | L | Annual | Seasons Included | Seasons | Winter, Spring, Summer, Fall | Winter, Spring, Summer, Fall | Winter, Spring, Summer, Fall | Winter, Spring, Summer, Fall | Winter, Spring, Summer, Fall | Winter, Spring, Summer, Fall | Winter, Spring, Summer, Fall
BART NOX Annual-Jeffrey Energy Center 2 -v5.13 | 137 | 7146 | Rate Constraint in lbs/MMBtu | FALSE | L | Annual | Standard NOX | lb/MMBtu | 0.15 | 0.15 | 0.15 | 0.15 | 0.15 | 0.15 | 0.15
BART NOX Annual-Jeffrey Energy Center 2 -v5.13 | 137 | 7146 | Rate Constraint in lbs/MMBtu | FALSE | L | Annual | Emissions at Affected Plants NOX | Thousand Tons | 1.3518 | 1.3518 | 0 | 0 | 0 | 0 | 0
BART NOX Annual-Jeffrey Energy Center 2 -v5.13 | 137 | 7146 | Rate Constraint in lbs/MMBtu | FALSE | L | Annual | Allowances Purchased NOX | Thousand Tons | 0 | 0 | 0 | 0 | 0 | 0 | 0
BART NOX Annual-Jeffrey Energy Center 2 -v5.13 | 137 | 7146 | Rate Constraint in lbs/MMBtu | FALSE | L | Annual | Allowances Sold NOX | Thousand Tons | 0 | 0 | 0 | 0 | 0 | 0 | 0
BART NOX Annual-Jeffrey Energy Center 2 -v5.13 | 137 | 7146 | Rate Constraint in lbs/MMBtu | FALSE | L | Annual | Allowances Banked | Thousand Tons | 0 | 0 | 0 | 0 | 0 | 0 | 0
BART NOX Annual-Jeffrey Energy Center 2 -v5.13 | 137 | 7146 | Rate Constraint in lbs/MMBtu | FALSE | L | Annual | Allowances Withdrawn (1:1) | Thousand Tons | 0 | 0 | 0 | 0 | 0 | 0 | 0
BART NOX Annual-Jeffrey Energy Center 2 -v5.13 | 137 | 7146 | Rate Constraint in lbs/MMBtu | FALSE | L | Annual | Allowances Withdrawn (n:1) | Thousand Tons | 0 | 0 | 0 | 0 | 0 | 0 | 0
BART NOX Annual-Jeffrey Energy Center 2 -v5.13 | 137 | 7146 | Rate Constraint in lbs/MMBtu | FALSE | L | Annual | Net Emissions Allowance Position | Thousand Tons | 1.3518 | 1.3518 | 0 | 0 | 0 | 0 | 0
BART NOX Annual-Jeffrey Energy Center 2 -v5.13 | 137 | 7146 | Rate Constraint in lbs/MMBtu | FALSE | L | Annual | Fuel Consumed | TBtu | 27.0353 | 27.0353 | 0 | 0 | 0 | 0 | 0
BART NOX Annual-Jeffrey Energy Center 2 -v5.13 | 137 | 7146 | Rate Constraint in lbs/MMBtu | FALSE | L | Annual | Rate | lb/MMBtu | 0.1 | 0.1 | 0 | 0 | 0 | 0 | 0
BART NOX Annual-Jeffrey Energy Center 2 -v5.13 | 137 | 7146 | Rate Constraint in lbs/MMBtu | FALSE | L | Annual | Generation | TWh | 2.4258 | 2.4258 | 0 | 0 | 0 | 0 | 0
BART NOX Annual-Jeffrey Energy Center 2 -v5.13 | 137 | 7146 | Rate Constraint in lbs/MMBtu | FALSE | L | Annual | Qualifying Generation | TWh | 2.4258 | 2.4258 | 0 | 0 | 0 | 0 | 0
BART NOX Annual-Jeffrey Energy Center 2 -v5.13 | 137 | 7146 | Rate Constraint in lbs/MMBtu | FALSE | L | Annual | Rate | lb/MWh | 1.1145 | 1.1145 | 0 | 0 | 0 | 0 | 0
BART NOX Annual-Jeffrey Energy Center 2 -v5.13 | 137 | 7146 | Rate Constraint in lbs/MMBtu | FALSE | L | Annual | Constraint Shadow Price | US2022$/Ton | 0 | 0 | 0 | 0 | 0 | 0 | 0
BART NOX Annual-Jim Bridger 1 -v5.14 | 138 | 7165 | Rate Constraint in lbs/MMBtu | FALSE | L | Annual | Seasons Included | Seasons | Winter, Spring, Summer, Fall | Winter, Spring, Summer, Fall | Winter, Spring, Summer, Fall | Winter, Spring, Summer, Fall | Winter, Spring, Summer, Fall | Winter, Spring, Summer, Fall | Winter, Spring, Summer, Fall
BART NOX Annual-Jim Bridger 1 -v5.14 | 138 | 7165 | Rate Constraint in lbs/MMBtu | FALSE | L | Annual | Standard NOX | lb/MMBtu | 0.12 | 0.12 | 0.12 | 0.12 | 0.12 | 0.12 | 0.12
BART NOX Annual-Jim Bridger 1 -v5.14 | 138 | 7165 | Rate Constraint in lbs/MMBtu | FALSE | L | Annual | Emissions at Affected Plants NOX | Thousand Tons | 0.037212 | 0.037212 | 0.037212 | 0 | 0 | 0 | 0
BART NOX Annual-Jim Bridger 1 -v5.14 | 138 | 7165 | Rate Constraint in lbs/MMBtu | FALSE | L | Annual | Allowances Purchased NOX | Thousand Tons | 0 | 0 | 0 | 0 | 0 | 0 | 0
BART NOX Annual-Jim Bridger 1 -v5.14 | 138 | 7165 | Rate Constraint in lbs/MMBtu | FALSE | L | Annual | Allowances Sold NOX | Thousand Tons | 0 | 0 | 0 | 0 | 0 | 0 | 0
BART NOX Annual-Jim Bridger 1 -v5.14 | 138 | 7165 | Rate Constraint in lbs/MMBtu | FALSE | L | Annual | Allowances Banked | Thousand Tons | 0 | 0 | 0 | 0 | 0 | 0 | 0
BART NOX Annual-Jim Bridger 1 -v5.14 | 138 | 7165 | Rate Constraint in lbs/MMBtu | FALSE | L | Annual | Allowances Withdrawn (1:1) | Thousand Tons | 0 | 0 | 0 | 0 | 0 | 0 | 0
BART NOX Annual-Jim Bridger 1 -v5.14 | 138 | 7165 | Rate Constraint in lbs/MMBtu | FALSE | L | Annual | Allowances Withdrawn (n:1) | Thousand Tons | 0 | 0 | 0 | 0 | 0 | 0 | 0
BART NOX Annual-Jim Bridger 1 -v5.14 | 138 | 7165 | Rate Constraint in lbs/MMBtu | FALSE | L | Annual | Net Emissions Allowance Position | Thousand Tons | 0.037212 | 0.037212 | 0.037212 | 0 | 0 | 0 | 0
BART NOX Annual-Jim Bridger 1 -v5.14 | 138 | 7165 | Rate Constraint in lbs/MMBtu | FALSE | L | Annual | Fuel Consumed | TBtu | 1.0133 | 1.0133 | 1.0133 | 0 | 0 | 0 | 0
BART NOX Annual-Jim Bridger 1 -v5.14 | 138 | 7165 | Rate Constraint in lbs/MMBtu | FALSE | L | Annual | Rate | lb/MMBtu | 0.07345 | 0.07345 | 0.07345 | 0 | 0 | 0 | 0
BART NOX Annual-Jim Bridger 1 -v5.14 | 138 | 7165 | Rate Constraint in lbs/MMBtu | FALSE | L | Annual | Generation | TWh | 0.093031 | 0.093031 | 0.093031 | 0 | 0 | 0 | 0
BART NOX Annual-Jim Bridger 1 -v5.14 | 138 | 7165 | Rate Constraint in lbs/MMBtu | FALSE | L | Annual | Qualifying Generation | TWh | 0.093031 | 0.093031 | 0.093031 | 0 | 0 | 0 | 0
BART NOX Annual-Jim Bridger 1 -v5.14 | 138 | 7165 | Rate Constraint in lbs/MMBtu | FALSE | L | Annual | Rate | lb/MWh | 0.79999 | 0.79999 | 0.79999 | 0 | 0 | 0 | 0
BART NOX Annual-Jim Bridger 1 -v5.14 | 138 | 7165 | Rate Constraint in lbs/MMBtu | FALSE | L | Annual | Constraint Shadow Price | US2022$/Ton | 0 | 0 | 0 | 0 | 56.6266 | 0 | 0
BART NOX Annual-Jim Bridger 2 -v5.14 | 139 | 7166 | Rate Constraint in lbs/MMBtu | FALSE | L | Annual | Seasons Included | Seasons | Winter, Spring, Summer, Fall | Winter, Spring, Summer, Fall | Winter, Spring, Summer, Fall | Winter, Spring, Summer, Fall | Winter, Spring, Summer, Fall | Winter, Spring, Summer, Fall | Winter, Spring, Summer, Fall
BART NOX Annual-Jim Bridger 2 -v5.14 | 139 | 7166 | Rate Constraint in lbs/MMBtu | FALSE | L | Annual | Standard NOX | lb/MMBtu | 0.12 | 0.12 | 0.12 | 0.12 | 0.12 | 0.12 | 0.12
BART NOX Annual-Jim Bridger 2 -v5.14 | 139 | 7166 | Rate Constraint in lbs/MMBtu | FALSE | L | Annual | Emissions at Affected Plants NOX | Thousand Tons | 0.037856 | 0.037856 | 0.037856 | 0 | 0 | 0 | 0
BART NOX Annual-Jim Bridger 2 -v5.14 | 139 | 7166 | Rate Constraint in lbs/MMBtu | FALSE | L | Annual | Allowances Purchased NOX | Thousand Tons | 0 | 0 | 0 | 0 | 0 | 0 | 0
BART NOX Annual-Jim Bridger 2 -v5.14 | 139 | 7166 | Rate Constraint in lbs/MMBtu | FALSE | L | Annual | Allowances Sold NOX | Thousand Tons | 0 | 0 | 0 | 0 | 0 | 0 | 0
BART NOX Annual-Jim Bridger 2 -v5.14 | 139 | 7166 | Rate Constraint in lbs/MMBtu | FALSE | L | Annual | Allowances Banked | Thousand Tons | 0 | 0 | 0 | 0 | 0 | 0 | 0
BART NOX Annual-Jim Bridger 2 -v5.14 | 139 | 7166 | Rate Constraint in lbs/MMBtu | FALSE | L | Annual | Allowances Withdrawn (1:1) | Thousand Tons | 0 | 0 | 0 | 0 | 0 | 0 | 0
BART NOX Annual-Jim Bridger 2 -v5.14 | 139 | 7166 | Rate Constraint in lbs/MMBtu | FALSE | L | Annual | Allowances Withdrawn (n:1) | Thousand Tons | 0 | 0 | 0 | 0 | 0 | 0 | 0
BART NOX Annual-Jim Bridger 2 -v5.14 | 139 | 7166 | Rate Constraint in lbs/MMBtu | FALSE | L | Annual | Net Emissions Allowance Position | Thousand Tons | 0.037856 | 0.037856 | 0.037856 | 0 | 0 | 0 | 0
BART NOX Annual-Jim Bridger 2 -v5.14 | 139 | 7166 | Rate Constraint in lbs/MMBtu | FALSE | L | Annual | Fuel Consumed | TBtu | 1.0308 | 1.0308 | 1.0308 | 0 | 0 | 0 | 0
BART NOX Annual-Jim Bridger 2 -v5.14 | 139 | 7166 | Rate Constraint in lbs/MMBtu | FALSE | L | Annual | Rate | lb/MMBtu | 0.07345 | 0.07345 | 0.07345 | 0 | 0 | 0 | 0
BART NOX Annual-Jim Bridger 2 -v5.14 | 139 | 7166 | Rate Constraint in lbs/MMBtu | FALSE | L | Annual | Generation | TWh | 0.094433 | 0.094433 | 0.094433 | 0 | 0 | 0 | 0
BART NOX Annual-Jim Bridger 2 -v5.14 | 139 | 7166 | Rate Constraint in lbs/MMBtu | FALSE | L | Annual | Qualifying Generation | TWh | 0.094433 | 0.094433 | 0.094433 | 0 | 0 | 0 | 0
BART NOX Annual-Jim Bridger 2 -v5.14 | 139 | 7166 | Rate Constraint in lbs/MMBtu | FALSE | L | Annual | Rate | lb/MWh | 0.80177 | 0.80177 | 0.80177 | 0 | 0 | 0 | 0
BART NOX Annual-Jim Bridger 2 -v5.14 | 139 | 7166 | Rate Constraint in lbs/MMBtu | FALSE | L | Annual | Constraint Shadow Price | US2022$/Ton | 0 | 0 | 0 | 0 | 0 | 0 | 0
BART NOX Annual-Jim Bridger 3 -v5.14 | 140 | 7167 | Rate Constraint in lbs/MMBtu | FALSE | L | Annual | Seasons Included | Seasons | Winter, Spring, Summer, Fall | Winter, Spring, Summer, Fall | Winter, Spring, Summer, Fall | Winter, Spring, Summer, Fall | Winter, Spring, Summer, Fall | Winter, Spring, Summer, Fall | Winter, Spring, Summer, Fall
BART NOX Annual-Jim Bridger 3 -v5.14 | 140 | 7167 | Rate Constraint in lbs/MMBtu | FALSE | L | Annual | Standard NOX | lb/MMBtu | 0.07 | 0.07 | 0.07 | 0.07 | 0.07 | 0.07 | 0.07
BART NOX Annual-Jim Bridger 3 -v5.14 | 140 | 7167 | Rate Constraint in lbs/MMBtu | FALSE | L | Annual | Emissions at Affected Plants NOX | Thousand Tons | 0.89091 | 0.96129 | 0.89859 | 0 | 0 | 0 | 0
BART NOX Annual-Jim Bridger 3 -v5.14 | 140 | 7167 | Rate Constraint in lbs/MMBtu | FALSE | L | Annual | Allowances Purchased NOX | Thousand Tons | 0 | 0 | 0 | 0 | 0 | 0 | 0
BART NOX Annual-Jim Bridger 3 -v5.14 | 140 | 7167 | Rate Constraint in lbs/MMBtu | FALSE | L | Annual | Allowances Sold NOX | Thousand Tons | 0 | 0 | 0 | 0 | 0 | 0 | 0
BART NOX Annual-Jim Bridger 3 -v5.14 | 140 | 7167 | Rate Constraint in lbs/MMBtu | FALSE | L | Annual | Allowances Banked | Thousand Tons | 0 | 0 | 0 | 0 | 0 | 0 | 0
BART NOX Annual-Jim Bridger 3 -v5.14 | 140 | 7167 | Rate Constraint in lbs/MMBtu | FALSE | L | Annual | Allowances Withdrawn (1:1) | Thousand Tons | 0 | 0 | 0 | 0 | 0 | 0 | 0
BART NOX Annual-Jim Bridger 3 -v5.14 | 140 | 7167 | Rate Constraint in lbs/MMBtu | FALSE | L | Annual | Allowances Withdrawn (n:1) | Thousand Tons | 0 | 0 | 0 | 0 | 0 | 0 | 0
BART NOX Annual-Jim Bridger 3 -v5.14 | 140 | 7167 | Rate Constraint in lbs/MMBtu | FALSE | L | Annual | Net Emissions Allowance Position | Thousand Tons | 0.89091 | 0.96129 | 0.89859 | 0 | 0 | 0 | 0
BART NOX Annual-Jim Bridger 3 -v5.14 | 140 | 7167 | Rate Constraint in lbs/MMBtu | FALSE | L | Annual | Fuel Consumed | TBtu | 34.4514 | 37.1728 | 34.7482 | 0 | 0 | 0 | 0
BART NOX Annual-Jim Bridger 3 -v5.14 | 140 | 7167 | Rate Constraint in lbs/MMBtu | FALSE | L | Annual | Rate | lb/MMBtu | 0.05172 | 0.05172 | 0.05172 | 0 | 0 | 0 | 0
BART NOX Annual-Jim Bridger 3 -v5.14 | 140 | 7167 | Rate Constraint in lbs/MMBtu | FALSE | L | Annual | Generation | TWh | 3.2996 | 3.5603 | 3.3281 | 0 | 0 | 0 | 0
BART NOX Annual-Jim Bridger 3 -v5.14 | 140 | 7167 | Rate Constraint in lbs/MMBtu | FALSE | L | Annual | Qualifying Generation | TWh | 3.2996 | 3.5603 | 3.3281 | 0 | 0 | 0 | 0
BART NOX Annual-Jim Bridger 3 -v5.14 | 140 | 7167 | Rate Constraint in lbs/MMBtu | FALSE | L | Annual | Rate | lb/MWh | 0.54001 | 0.54001 | 0.54001 | 0 | 0 | 0 | 0
BART NOX Annual-Jim Bridger 3 -v5.14 | 140 | 7167 | Rate Constraint in lbs/MMBtu | FALSE | L | Annual | Constraint Shadow Price | US2022$/Ton | 0 | 0 | 0 | 0 | 0 | 0 | 0
BART NOX Annual-Jim Bridger 4 -v5.14 | 141 | 7168 | Rate Constraint in lbs/MMBtu | FALSE | L | Annual | Seasons Included | Seasons | Winter, Spring, Summer, Fall | Winter, Spring, Summer, Fall | Winter, Spring, Summer, Fall | Winter, Spring, Summer, Fall | Winter, Spring, Summer, Fall | Winter, Spring, Summer, Fall | Winter, Spring, Summer, Fall
BART NOX Annual-Jim Bridger 4 -v5.14 | 141 | 7168 | Rate Constraint in lbs/MMBtu | FALSE | L | Annual | Standard NOX | lb/MMBtu | 0.07 | 0.07 | 0.07 | 0.07 | 0.07 | 0.07 | 0.07
BART NOX Annual-Jim Bridger 4 -v5.14 | 141 | 7168 | Rate Constraint in lbs/MMBtu | FALSE | L | Annual | Emissions at Affected Plants NOX | Thousand Tons | 0.47284 | 1.0217 | 0.95295 | 0.019423 | 0.019423 | 0.019423 | 0.019423
BART NOX Annual-Jim Bridger 4 -v5.14 | 141 | 7168 | Rate Constraint in lbs/MMBtu | FALSE | L | Annual | Allowances Purchased NOX | Thousand Tons | 0 | 0 | 0 | 0 | 0 | 0 | 0
BART NOX Annual-Jim Bridger 4 -v5.14 | 141 | 7168 | Rate Constraint in lbs/MMBtu | FALSE | L | Annual | Allowances Sold NOX | Thousand Tons | 0 | 0 | 0 | 0 | 0 | 0 | 0
BART NOX Annual-Jim Bridger 4 -v5.14 | 141 | 7168 | Rate Constraint in lbs/MMBtu | FALSE | L | Annual | Allowances Banked | Thousand Tons | 0 | 0 | 0 | 0 | 0 | 0 | 0
BART NOX Annual-Jim Bridger 4 -v5.14 | 141 | 7168 | Rate Constraint in lbs/MMBtu | FALSE | L | Annual | Allowances Withdrawn (1:1) | Thousand Tons | 0 | 0 | 0 | 0 | 0 | 0 | 0
BART NOX Annual-Jim Bridger 4 -v5.14 | 141 | 7168 | Rate Constraint in lbs/MMBtu | FALSE | L | Annual | Allowances Withdrawn (n:1) | Thousand Tons | 0 | 0 | 0 | 0 | 0 | 0 | 0
BART NOX Annual-Jim Bridger 4 -v5.14 | 141 | 7168 | Rate Constraint in lbs/MMBtu | FALSE | L | Annual | Net Emissions Allowance Position | Thousand Tons | 0.47284 | 1.0217 | 0.95295 | 0.019423 | 0.019423 | 0.019423 | 0.019423
BART NOX Annual-Jim Bridger 4 -v5.14 | 141 | 7168 | Rate Constraint in lbs/MMBtu | FALSE | L | Annual | Fuel Consumed | TBtu | 17.3425 | 37.4719 | 34.9515 | 0.71239 | 0.71239 | 0.71239 | 0.71239
BART NOX Annual-Jim Bridger 4 -v5.14 | 141 | 7168 | Rate Constraint in lbs/MMBtu | FALSE | L | Annual | Rate | lb/MMBtu | 0.05453 | 0.05453 | 0.05453 | 0.05453 | 0.05453 | 0.05453 | 0.05453
BART NOX Annual-Jim Bridger 4 -v5.14 | 141 | 7168 | Rate Constraint in lbs/MMBtu | FALSE | L | Annual | Generation | TWh | 1.6572 | 3.5807 | 3.1489 | 0.045476 | 0.045476 | 0.045476 | 0.045476
BART NOX Annual-Jim Bridger 4 -v5.14 | 141 | 7168 | Rate Constraint in lbs/MMBtu | FALSE | L | Annual | Qualifying Generation | TWh | 1.6572 | 3.5807 | 3.1489 | 0.045476 | 0.045476 | 0.045476 | 0.045476
BART NOX Annual-Jim Bridger 4 -v5.14 | 141 | 7168 | Rate Constraint in lbs/MMBtu | FALSE | L | Annual | Rate | lb/MWh | 0.57066 | 0.57066 | 0.60525 | 0.85423 | 0.85423 | 0.85423 | 0.85423
BART NOX Annual-Jim Bridger 4 -v5.14 | 141 | 7168 | Rate Constraint in lbs/MMBtu | FALSE | L | Annual | Constraint Shadow Price | US2022$/Ton | 0 | 0 | 0 | 0 | 0 | 0 | 0
BART NOX Annual-La Cygne 1 & 2 -v5.13 | 142 | 7147 | Rate Constraint in lbs/MMBtu | FALSE | L | Annual | Seasons Included | Seasons | Winter, Spring, Summer, Fall | Winter, Spring, Summer, Fall | Winter, Spring, Summer, Fall | Winter, Spring, Summer, Fall | Winter, Spring, Summer, Fall | Winter, Spring, Summer, Fall | Winter, Spring, Summer, Fall
BART NOX Annual-La Cygne 1 & 2 -v5.13 | 142 | 7147 | Rate Constraint in lbs/MMBtu | FALSE | L | Annual | Standard NOX | lb/MMBtu | 0.13 | 0.13 | 0.13 | 0.13 | 0.13 | 0.13 | 0.13
BART NOX Annual-La Cygne 1 & 2 -v5.13 | 142 | 7147 | Rate Constraint in lbs/MMBtu | FALSE | L | Annual | Emissions at Affected Plants NOX | Thousand Tons | 3.91 | 3.9902 | 0 | 0 | 0 | 0 | 0
BART NOX Annual-La Cygne 1 & 2 -v5.13 | 142 | 7147 | Rate Constraint in lbs/MMBtu | FALSE | L | Annual | Allowances Purchased NOX | Thousand Tons | 0 | 0 | 0 | 0 | 0 | 0 | 0
BART NOX Annual-La Cygne 1 & 2 -v5.13 | 142 | 7147 | Rate Constraint in lbs/MMBtu | FALSE | L | Annual | Allowances Sold NOX | Thousand Tons | 0 | 0 | 0 | 0 | 0 | 0 | 0
BART NOX Annual-La Cygne 1 & 2 -v5.13 | 142 | 7147 | Rate Constraint in lbs/MMBtu | FALSE | L | Annual | Allowances Banked | Thousand Tons | 0 | 0 | 0 | 0 | 0 | 0 | 0
BART NOX Annual-La Cygne 1 & 2 -v5.13 | 142 | 7147 | Rate Constraint in lbs/MMBtu | FALSE | L | Annual | Allowances Withdrawn (1:1) | Thousand Tons | 0 | 0 | 0 | 0 | 0 | 0 | 0
BART NOX Annual-La Cygne 1 & 2 -v5.13 | 142 | 7147 | Rate Constraint in lbs/MMBtu | FALSE | L | Annual | Allowances Withdrawn (n:1) | Thousand Tons | 0 | 0 | 0 | 0 | 0 | 0 | 0
BART NOX Annual-La Cygne 1 & 2 -v5.13 | 142 | 7147 | Rate Constraint in lbs/MMBtu | FALSE | L | Annual | Net Emissions Allowance Position | Thousand Tons | 3.91 | 3.9902 | 0 | 0 | 0 | 0 | 0
BART NOX Annual-La Cygne 1 & 2 -v5.13 | 142 | 7147 | Rate Constraint in lbs/MMBtu | FALSE | L | Annual | Fuel Consumed | TBtu | 84.3248 | 86.8381 | 0 | 0 | 0 | 0 | 0
BART NOX Annual-La Cygne 1 & 2 -v5.13 | 142 | 7147 | Rate Constraint in lbs/MMBtu | FALSE | L | Annual | Rate | lb/MMBtu | 0.092737 | 0.0919 | 0 | 0 | 0 | 0 | 0
BART NOX Annual-La Cygne 1 & 2 -v5.13 | 142 | 7147 | Rate Constraint in lbs/MMBtu | FALSE | L | Annual | Generation | TWh | 7.6522 | 7.8667 | 0 | 0 | 0 | 0 | 0
BART NOX Annual-La Cygne 1 & 2 -v5.13 | 142 | 7147 | Rate Constraint in lbs/MMBtu | FALSE | L | Annual | Qualifying Generation | TWh | 7.6522 | 7.8667 | 0 | 0 | 0 | 0 | 0
BART NOX Annual-La Cygne 1 & 2 -v5.13 | 142 | 7147 | Rate Constraint in lbs/MMBtu | FALSE | L | Annual | Rate | lb/MWh | 1.0219 | 1.0144 | 0 | 0 | 0 | 0 | 0
BART NOX Annual-La Cygne 1 & 2 -v5.13 | 142 | 7147 | Rate Constraint in lbs/MMBtu | FALSE | L | Annual | Constraint Shadow Price | US2022$/Ton | 0 | 0 | 0 | 0 | 0 | 0 | 0
BART NOX Annual-Laramie 1 -v5.14 | 143 | 7169 | Rate Constraint in lbs/MMBtu | FALSE | L | Annual | Seasons Included | Seasons | Winter, Spring, Summer, Fall | Winter, Spring, Summer, Fall | Winter, Spring, Summer, Fall | Winter, Spring, Summer, Fall | Winter, Spring, Summer, Fall | Winter, Spring, Summer, Fall | Winter, Spring, Summer, Fall
BART NOX Annual-Laramie 1 -v5.14 | 143 | 7169 | Rate Constraint in lbs/MMBtu | FALSE | L | Annual | Standard NOX | lb/MMBtu | 0.06 | 0.06 | 0.06 | 0.06 | 0.06 | 0.06 | 0.06
BART NOX Annual-Laramie 1 -v5.14 | 143 | 7169 | Rate Constraint in lbs/MMBtu | FALSE | L | Annual | Emissions at Affected Plants NOX | Thousand Tons | 1.1684 | 1.1684 | 1.1684 | 1.1684 | 0.14698 | 0.14698 | 0.14698
BART NOX Annual-Laramie 1 -v5.14 | 143 | 7169 | Rate Constraint in lbs/MMBtu | FALSE | L | Annual | Allowances Purchased NOX | Thousand Tons | 0 | 0 | 0 | 0 | 0 | 0 | 0
BART NOX Annual-Laramie 1 -v5.14 | 143 | 7169 | Rate Constraint in lbs/MMBtu | FALSE | L | Annual | Allowances Sold NOX | Thousand Tons | 0 | 0 | 0 | 0 | 0 | 0 | 0
BART NOX Annual-Laramie 1 -v5.14 | 143 | 7169 | Rate Constraint in lbs/MMBtu | FALSE | L | Annual | Allowances Banked | Thousand Tons | 0 | 0 | 0 | 0 | 0 | 0 | 0
BART NOX Annual-Laramie 1 -v5.14 | 143 | 7169 | Rate Constraint in lbs/MMBtu | FALSE | L | Annual | Allowances Withdrawn (1:1) | Thousand Tons | 0 | 0 | 0 | 0 | 0 | 0 | 0
BART NOX Annual-Laramie 1 -v5.14 | 143 | 7169 | Rate Constraint in lbs/MMBtu | FALSE | L | Annual | Allowances Withdrawn (n:1) | Thousand Tons | 0 | 0 | 0 | 0 | 0 | 0 | 0
BART NOX Annual-Laramie 1 -v5.14 | 143 | 7169 | Rate Constraint in lbs/MMBtu | FALSE | L | Annual | Net Emissions Allowance Position | Thousand Tons | 1.1684 | 1.1684 | 1.1684 | 1.1684 | 0.14698 | 0.14698 | 0.14698
BART NOX Annual-Laramie 1 -v5.14 | 143 | 7169 | Rate Constraint in lbs/MMBtu | FALSE | L | Annual | Fuel Consumed | TBtu | 38.9525 | 38.9525 | 38.9525 | 38.9525 | 4.9 | 4.9 | 4.9
BART NOX Annual-Laramie 1 -v5.14 | 143 | 7169 | Rate Constraint in lbs/MMBtu | FALSE | L | Annual | Rate | lb/MMBtu | 0.05999 | 0.05999 | 0.05999 | 0.05999 | 0.05999 | 0.05999 | 0.05999
BART NOX Annual-Laramie 1 -v5.14 | 143 | 7169 | Rate Constraint in lbs/MMBtu | FALSE | L | Annual | Generation | TWh | 3.8121 | 3.8121 | 2.5768 | 2.5768 | 0.32414 | 0.32414 | 0.32414
BART NOX Annual-Laramie 1 -v5.14 | 143 | 7169 | Rate Constraint in lbs/MMBtu | FALSE | L | Annual | Qualifying Generation | TWh | 3.8121 | 3.8121 | 2.5768 | 2.5768 | 0.32414 | 0.32414 | 0.32414
BART NOX Annual-Laramie 1 -v5.14 | 143 | 7169 | Rate Constraint in lbs/MMBtu | FALSE | L | Annual | Rate | lb/MWh | 0.61298 | 0.61298 | 0.90686 | 0.90686 | 0.90686 | 0.90686 | 0.90686
BART NOX Annual-Laramie 1 -v5.14 | 143 | 7169 | Rate Constraint in lbs/MMBtu | FALSE | L | Annual | Constraint Shadow Price | US2022$/Ton | 0 | 0 | 0 | 0 | 0 | 0 | 0
BART NOX Annual-Laramie 2 -v5.14 | 144 | 7170 | Rate Constraint in lbs/MMBtu | FALSE | L | Annual | Seasons Included | Seasons | Winter, Spring, Summer, Fall | Winter, Spring, Summer, Fall | Winter, Spring, Summer, Fall | Winter, Spring, Summer, Fall | Winter, Spring, Summer, Fall | Winter, Spring, Summer, Fall | Winter, Spring, Summer, Fall
BART NOX Annual-Laramie 2 -v5.14 | 144 | 7170 | Rate Constraint in lbs/MMBtu | FALSE | L | Annual | Standard NOX | lb/MMBtu | 0.15 | 0.15 | 0.15 | 0.15 | 0.15 | 0.15 | 0.15
BART NOX Annual-Laramie 2 -v5.14 | 144 | 7170 | Rate Constraint in lbs/MMBtu | FALSE | L | Annual | Emissions at Affected Plants NOX | Thousand Tons | 2.7822 | 2.7822 | 2.7822 | 2.589 | 2.3371 | 2.7194 | 2.7822
BART NOX Annual-Laramie 2 -v5.14 | 144 | 7170 | Rate Constraint in lbs/MMBtu | FALSE | L | Annual | Allowances Purchased NOX | Thousand Tons | 0 | 0 | 0 | 0 | 0 | 0 | 0
BART NOX Annual-Laramie 2 -v5.14 | 144 | 7170 | Rate Constraint in lbs/MMBtu | FALSE | L | Annual | Allowances Sold NOX | Thousand Tons | 0 | 0 | 0 | 0 | 0 | 0 | 0
BART NOX Annual-Laramie 2 -v5.14 | 144 | 7170 | Rate Constraint in lbs/MMBtu | FALSE | L | Annual | Allowances Banked | Thousand Tons | 0 | 0 | 0 | 0 | 0 | 0 | 0
BART NOX Annual-Laramie 2 -v5.14 | 144 | 7170 | Rate Constraint in lbs/MMBtu | FALSE | L | Annual | Allowances Withdrawn (1:1) | Thousand Tons | 0 | 0 | 0 | 0 | 0 | 0 | 0
BART NOX Annual-Laramie 2 -v5.14 | 144 | 7170 | Rate Constraint in lbs/MMBtu | FALSE | L | Annual | Allowances Withdrawn (n:1) | Thousand Tons | 0 | 0 | 0 | 0 | 0 | 0 | 0
BART NOX Annual-Laramie 2 -v5.14 | 144 | 7170 | Rate Constraint in lbs/MMBtu | FALSE | L | Annual | Net Emissions Allowance Position | Thousand Tons | 2.7822 | 2.7822 | 2.7822 | 2.589 | 2.3371 | 2.7194 | 2.7822
BART NOX Annual-Laramie 2 -v5.14 | 144 | 7170 | Rate Constraint in lbs/MMBtu | FALSE | L | Annual | Fuel Consumed | TBtu | 39.4385 | 39.4385 | 39.4385 | 36.6995 | 33.1287 | 38.5491 | 39.4385
BART NOX Annual-Laramie 2 -v5.14 | 144 | 7170 | Rate Constraint in lbs/MMBtu | FALSE | L | Annual | Rate | lb/MMBtu | 0.14109 | 0.14109 | 0.14109 | 0.14109 | 0.14109 | 0.14109 | 0.14109
BART NOX Annual-Laramie 2 -v5.14 | 144 | 7170 | Rate Constraint in lbs/MMBtu | FALSE | L | Annual | Generation | TWh | 3.8802 | 3.8802 | 3.8802 | 3.6107 | 3.2594 | 3.7927 | 3.8802
BART NOX Annual-Laramie 2 -v5.14 | 144 | 7170 | Rate Constraint in lbs/MMBtu | FALSE | L | Annual | Qualifying Generation | TWh | 3.8802 | 3.8802 | 3.8802 | 3.6107 | 3.2594 | 3.7927 | 3.8802
BART NOX Annual-Laramie 2 -v5.14 | 144 | 7170 | Rate Constraint in lbs/MMBtu | FALSE | L | Annual | Rate | lb/MWh | 1.434 | 1.434 | 1.434 | 1.434 | 1.434 | 1.434 | 1.434
BART NOX Annual-Laramie 2 -v5.14 | 144 | 7170 | Rate Constraint in lbs/MMBtu | FALSE | L | Annual | Constraint Shadow Price | US2022$/Ton | 0 | 0 | 0 | 0 | 0 | 0 | 0
BART NOX Annual-Laramie 3 -v5.14 | 145 | 7195 | Rate Constraint in lbs/MMBtu | FALSE | L | Annual | Seasons Included | Seasons | Winter, Spring, Summer, Fall | Winter, Spring, Summer, Fall | Winter, Spring, Summer, Fall | Winter, Spring, Summer, Fall | Winter, Spring, Summer, Fall | Winter, Spring, Summer, Fall | Winter, Spring, Summer, Fall
BART NOX Annual-Laramie 3 -v5.14 | 145 | 7195 | Rate Constraint in lbs/MMBtu | FALSE | L | Annual | Standard NOX | lb/MMBtu | 0.15 | 0.15 | 0.15 | 0.15 | 0.15 | 0.15 | 0.15
BART NOX Annual-Laramie 3 -v5.14 | 145 | 7195 | Rate Constraint in lbs/MMBtu | FALSE | L | Annual | Emissions at Affected Plants NOX | Thousand Tons | 2.8163 | 2.8163 | 2.8163 | 2.6649 | 2.3657 | 2.6652 | 2.8163
BART NOX Annual-Laramie 3 -v5.14 | 145 | 7195 | Rate Constraint in lbs/MMBtu | FALSE | L | Annual | Allowances Purchased NOX | Thousand Tons | 0 | 0 | 0 | 0 | 0 | 0 | 0
BART NOX Annual-Laramie 3 -v5.14 | 145 | 7195 | Rate Constraint in lbs/MMBtu | FALSE | L | Annual | Allowances Sold NOX | Thousand Tons | 0 | 0 | 0 | 0 | 0 | 0 | 0
BART NOX Annual-Laramie 3 -v5.14 | 145 | 7195 | Rate Constraint in lbs/MMBtu | FALSE | L | Annual | Allowances Banked | Thousand Tons | 0 | 0 | 0 | 0 | 0 | 0 | 0
BART NOX Annual-Laramie 3 -v5.14 | 145 | 7195 | Rate Constraint in lbs/MMBtu | FALSE | L | Annual | Allowances Withdrawn (1:1) | Thousand Tons | 0 | 0 | 0 | 0 | 0 | 0 | 0
BART NOX Annual-Laramie 3 -v5.14 | 145 | 7195 | Rate Constraint in lbs/MMBtu | FALSE | L | Annual | Allowances Withdrawn (n:1) | Thousand Tons | 0 | 0 | 0 | 0 | 0 | 0 | 0
BART NOX Annual-Laramie 3 -v5.14 | 145 | 7195 | Rate Constraint in lbs/MMBtu | FALSE | L | Annual | Net Emissions Allowance Position | Thousand Tons | 2.8163 | 2.8163 | 2.8163 | 2.6649 | 2.3657 | 2.6652 | 2.8163
BART NOX Annual-Laramie 3 -v5.14 | 145 | 7195 | Rate Constraint in lbs/MMBtu | FALSE | L | Annual | Fuel Consumed | TBtu | 39.3337 | 39.3337 | 39.3337 | 37.2189 | 33.0407 | 37.223 | 39.3337
BART NOX Annual-Laramie 3 -v5.14 | 145 | 7195 | Rate Constraint in lbs/MMBtu | FALSE | L | Annual | Rate | lb/MMBtu | 0.1432 | 0.1432 | 0.1432 | 0.1432 | 0.1432 | 0.1432 | 0.1432
BART NOX Annual-Laramie 3 -v5.14 | 145 | 7195 | Rate Constraint in lbs/MMBtu | FALSE | L | Annual | Generation | TWh | 3.8802 | 3.8802 | 3.8802 | 3.6716 | 3.2594 | 3.672 | 3.8802
BART NOX Annual-Laramie 3 -v5.14 | 145 | 7195 | Rate Constraint in lbs/MMBtu | FALSE | L | Annual | Qualifying Generation | TWh | 3.8802 | 3.8802 | 3.8802 | 3.6716 | 3.2594 | 3.672 | 3.8802
BART NOX Annual-Laramie 3 -v5.14 | 145 | 7195 | Rate Constraint in lbs/MMBtu | FALSE | L | Annual | Rate | lb/MWh | 1.4516 | 1.4516 | 1.4516 | 1.4516 | 1.4516 | 1.4516 | 1.4516
BART NOX Annual-Laramie 3 -v5.14 | 145 | 7195 | Rate Constraint in lbs/MMBtu | FALSE | L | Annual | Constraint Shadow Price | US2022$/Ton | 0 | 0 | 0 | 0 | 0 | 0 | 0
BART NOX Annual-Leland Olds 1 -v5.13 | 146 | 7148 | Rate Constraint in lbs/MMBtu | FALSE | L | Annual | Seasons Included | Seasons | Winter, Spring, Summer, Fall | Winter, Spring, Summer, Fall | Winter, Spring, Summer, Fall | Winter, Spring, Summer, Fall | Winter, Spring, Summer, Fall | Winter, Spring, Summer, Fall | Winter, Spring, Summer, Fall
BART NOX Annual-Leland Olds 1 -v5.13 | 146 | 7148 | Rate Constraint in lbs/MMBtu | FALSE | L | Annual | Standard NOX | lb/MMBtu | 0.19 | 0.19 | 0.19 | 0.19 | 0.19 | 0.19 | 0.19
BART NOX Annual-Leland Olds 1 -v5.13 | 146 | 7148 | Rate Constraint in lbs/MMBtu | FALSE | L | Annual | Emissions at Affected Plants NOX | Thousand Tons | 0 | 0 | 0 | 0 | 0 | 0 | 0
BART NOX Annual-Leland Olds 1 -v5.13 | 146 | 7148 | Rate Constraint in lbs/MMBtu | FALSE | L | Annual | Allowances Purchased NOX | Thousand Tons | 0 | 0 | 0 | 0 | 0 | 0 | 0
BART NOX Annual-Leland Olds 1 -v5.13 | 146 | 7148 | Rate Constraint in lbs/MMBtu | FALSE | L | Annual | Allowances Sold NOX | Thousand Tons | 0 | 0 | 0 | 0 | 0 | 0 | 0
BART NOX Annual-Leland Olds 1 -v5.13 | 146 | 7148 | Rate Constraint in lbs/MMBtu | FALSE | L | Annual | Allowances Banked | Thousand Tons | 0 | 0 | 0 | 0 | 0 | 0 | 0
BART NOX Annual-Leland Olds 1 -v5.13 | 146 | 7148 | Rate Constraint in lbs/MMBtu | FALSE | L | Annual | Allowances Withdrawn (1:1) | Thousand Tons | 0 | 0 | 0 | 0 | 0 | 0 | 0
BART NOX Annual-Leland Olds 1 -v5.13 | 146 | 7148 | Rate Constraint in lbs/MMBtu | FALSE | L | Annual | Allowances Withdrawn (n:1) | Thousand Tons | 0 | 0 | 0 | 0 | 0 | 0 | 0
BART NOX Annual-Leland Olds 1 -v5.13 | 146 | 7148 | Rate Constraint in lbs/MMBtu | FALSE | L | Annual | Net Emissions Allowance Position | Thousand Tons | 0 | 0 | 0 | 0 | 0 | 0 | 0
BART NOX Annual-Leland Olds 1 -v5.13 | 146 | 7148 | Rate Constraint in lbs/MMBtu | FALSE | L | Annual | Fuel Consumed | TBtu | 0 | 0 | 0 | 0 | 0 | 0 | 0
BART NOX Annual-Leland Olds 1 -v5.13 | 146 | 7148 | Rate Constraint in lbs/MMBtu | FALSE | L | Annual | Rate | lb/MMBtu | 0 | 0 | 0 | 0 | 0 | 0 | 0
BART NOX Annual-Leland Olds 1 -v5.13 | 146 | 7148 | Rate Constraint in lbs/MMBtu | FALSE | L | Annual | Generation | TWh | 0 | 0 | 0 | 0 | 0 | 0 | 0
BART NOX Annual-Leland Olds 1 -v5.13 | 146 | 7148 | Rate Constraint in lbs/MMBtu | FALSE | L | Annual | Qualifying Generation | TWh | 0 | 0 | 0 | 0 | 0 | 0 | 0
BART NOX Annual-Leland Olds 1 -v5.13 | 146 | 7148 | Rate Constraint in lbs/MMBtu | FALSE | L | Annual | Rate | lb/MWh | 0 | 0 | 0 | 0 | 0 | 0 | 0
BART NOX Annual-Leland Olds 1 -v5.13 | 146 | 7148 | Rate Constraint in lbs/MMBtu | FALSE | L | Annual | Constraint Shadow Price | US2022$/Ton | 0 | 0 | 0 | 0 | 0 | 0 | 0
BART NOX Annual-Leland Olds 2 -v5.13 | 147 | 7149 | Rate Constraint in lbs/MMBtu | FALSE | L | Annual | Seasons Included | Seasons | Winter, Spring, Summer, Fall | Winter, Spring, Summer, Fall | Winter, Spring, Summer, Fall | Winter, Spring, Summer, Fall | Winter, Spring, Summer, Fall | Winter, Spring, Summer, Fall | Winter, Spring, Summer, Fall
BART NOX Annual-Leland Olds 2 -v5.13 | 147 | 7149 | Rate Constraint in lbs/MMBtu | FALSE | L | Annual | Standard NOX | lb/MMBtu | 0.35 | 0.35 | 0.35 | 0.35 | 0.35 | 0.35 | 0.35
BART NOX Annual-Leland Olds 2 -v5.13 | 147 | 7149 | Rate Constraint in lbs/MMBtu | FALSE | L | Annual | Emissions at Affected Plants NOX | Thousand Tons | 0 | 0 | 0 | 0 | 0 | 0 | 0
BART NOX Annual-Leland Olds 2 -v5.13 | 147 | 7149 | Rate Constraint in lbs/MMBtu | FALSE | L | Annual | Allowances Purchased NOX | Thousand Tons | 0 | 0 | 0 | 0 | 0 | 0 | 0
BART NOX Annual-Leland Olds 2 -v5.13 | 147 | 7149 | Rate Constraint in lbs/MMBtu | FALSE | L | Annual | Allowances Sold NOX | Thousand Tons | 0 | 0 | 0 | 0 | 0 | 0 | 0
BART NOX Annual-Leland Olds 2 -v5.13 | 147 | 7149 | Rate Constraint in lbs/MMBtu | FALSE | L | Annual | Allowances Banked | Thousand Tons | 0 | 0 | 0 | 0 | 0 | 0 | 0
BART NOX Annual-Leland Olds 2 -v5.13 | 147 | 7149 | Rate Constraint in lbs/MMBtu | FALSE | L | Annual | Allowances Withdrawn (1:1) | Thousand Tons | 0 | 0 | 0 | 0 | 0 | 0 | 0
BART NOX Annual-Leland Olds 2 -v5.13 | 147 | 7149 | Rate Constraint in lbs/MMBtu | FALSE | L | Annual | Allowances Withdrawn (n:1) | Thousand Tons | 0 | 0 | 0 | 0 | 0 | 0 | 0
BART NOX Annual-Leland Olds 2 -v5.13 | 147 | 7149 | Rate Constraint in lbs/MMBtu | FALSE | L | Annual | Net Emissions Allowance Position | Thousand Tons | 0 | 0 | 0 | 0 | 0 | 0 | 0
BART NOX Annual-Leland Olds 2 -v5.13 | 147 | 7149 | Rate Constraint in lbs/MMBtu | FALSE | L | Annual | Fuel Consumed | TBtu | 0 | 0 | 0 | 0 | 0 | 0 | 0
BART NOX Annual-Leland Olds 2 -v5.13 | 147 | 7149 | Rate Constraint in lbs/MMBtu | FALSE | L | Annual | Rate | lb/MMBtu | 0 | 0 | 0 | 0 | 0 | 0 | 0
BART NOX Annual-Leland Olds 2 -v5.13 | 147 | 7149 | Rate Constraint in lbs/MMBtu | FALSE | L | Annual | Generation | TWh | 0 | 0 | 0 | 0 | 0 | 0 | 0
BART NOX Annual-Leland Olds 2 -v5.13 | 147 | 7149 | Rate Constraint in lbs/MMBtu | FALSE | L | Annual | Qualifying Generation | TWh | 0 | 0 | 0 | 0 | 0 | 0 | 0
BART NOX Annual-Leland Olds 2 -v5.13 | 147 | 7149 | Rate Constraint in lbs/MMBtu | FALSE | L | Annual | Rate | lb/MWh | 0 | 0 | 0 | 0 | 0 | 0 | 0
BART NOX Annual-Leland Olds 2 -v5.13 | 147 | 7149 | Rate Constraint in lbs/MMBtu | FALSE | L | Annual | Constraint Shadow Price | US2022$/Ton | 0 | 0 | 0 | 0 | 0 | 0 | 0
BART NOX Annual-Milton R Young B1 -v5.13 | 148 | 7151 | Rate Constraint in lbs/MMBtu | FALSE | L | Annual | Seasons Included | Seasons | Winter, Spring, Summer, Fall | Winter, Spring, Summer, Fall | Winter, Spring, Summer, Fall | Winter, Spring, Summer, Fall | Winter, Spring, Summer, Fall | Winter, Spring, Summer, Fall | Winter, Spring, Summer, Fall
BART NOX Annual-Milton R Young B1 -v5.13 | 148 | 7151 | Rate Constraint in lbs/MMBtu | FALSE | L | Annual | Standard NOX | lb/MMBtu | 0.36 | 0.36 | 0.36 | 0.36 | 0.36 | 0.36 | 0.36
BART NOX Annual-Milton R Young B1 -v5.13 | 148 | 7151 | Rate Constraint in lbs/MMBtu | FALSE | L | Annual | Emissions at Affected Plants NOX | Thousand Tons | 2.4026 | 2.4797 | 0 | 0 | 0 | 0 | 0
BART NOX Annual-Milton R Young B1 -v5.13 | 148 | 7151 | Rate Constraint in lbs/MMBtu | FALSE | L | Annual | Allowances Purchased NOX | Thousand Tons | 0 | 0 | 0 | 0 | 0 | 0 | 0
BART NOX Annual-Milton R Young B1 -v5.13 | 148 | 7151 | Rate Constraint in lbs/MMBtu | FALSE | L | Annual | Allowances Sold NOX | Thousand Tons | 0 | 0 | 0 | 0 | 0 | 0 | 0
BART NOX Annual-Milton R Young B1 -v5.13 | 148 | 7151 | Rate Constraint in lbs/MMBtu | FALSE | L | Annual | Allowances Banked | Thousand Tons | 0 | 0 | 0 | 0 | 0 | 0 | 0
BART NOX Annual-Milton R Young B1 -v5.13 | 148 | 7151 | Rate Constraint in lbs/MMBtu | FALSE | L | Annual | Allowances Withdrawn (1:1) | Thousand Tons | 0 | 0 | 0 | 0 | 0 | 0 | 0
BART NOX Annual-Milton R Young B1 -v5.13 | 148 | 7151 | Rate Constraint in lbs/MMBtu | FALSE | L | Annual | Allowances Withdrawn (n:1) | Thousand Tons | 0 | 0 | 0 | 0 | 0 | 0 | 0
BART NOX Annual-Milton R Young B1 -v5.13 | 148 | 7151 | Rate Constraint in lbs/MMBtu | FALSE | L | Annual | Net Emissions Allowance Position | Thousand Tons | 2.4026 | 2.4797 | 0 | 0 | 0 | 0 | 0
BART NOX Annual-Milton R Young B1 -v5.13 | 148 | 7151 | Rate Constraint in lbs/MMBtu | FALSE | L | Annual | Fuel Consumed | TBtu | 17.9812 | 18.5585 | 0 | 0 | 0 | 0 | 0
BART NOX Annual-Milton R Young B1 -v5.13 | 148 | 7151 | Rate Constraint in lbs/MMBtu | FALSE | L | Annual | Rate | lb/MMBtu | 0.26723 | 0.26723 | 0 | 0 | 0 | 0 | 0
BART NOX Annual-Milton R Young B1 -v5.13 | 148 | 7151 | Rate Constraint in lbs/MMBtu | FALSE | L | Annual | Generation | TWh | 1.546 | 1.5956 | 0 | 0 | 0 | 0 | 0
BART NOX Annual-Milton R Young B1 -v5.13 | 148 | 7151 | Rate Constraint in lbs/MMBtu | FALSE | L | Annual | Qualifying Generation | TWh | 1.546 | 1.5956 | 0 | 0 | 0 | 0 | 0
BART NOX Annual-Milton R Young B1 -v5.13 | 148 | 7151 | Rate Constraint in lbs/MMBtu | FALSE | L | Annual | Rate | lb/MWh | 3.1082 | 3.1082 | 0 | 0 | 0 | 0 | 0
BART NOX Annual-Milton R Young B1 -v5.13 | 148 | 7151 | Rate Constraint in lbs/MMBtu | FALSE | L | Annual | Constraint Shadow Price | US2022$/Ton | 0 | 0 | 0 | 0 | 0 | 0 | 0
BART NOX Annual-Milton R Young B2 -v5.13 | 149 | 7152 | Rate Constraint in lbs/MMBtu | FALSE | L | Annual | Seasons Included | Seasons | Winter, Spring, Summer, Fall | Winter, Spring, Summer, Fall | Winter, Spring, Summer, Fall | Winter, Spring, Summer, Fall | Winter, Spring, Summer, Fall | Winter, Spring, Summer, Fall | Winter, Spring, Summer, Fall
BART NOX Annual-Milton R Young B2 -v5.13 | 149 | 7152 | Rate Constraint in lbs/MMBtu | FALSE | L | Annual | Standard NOX | lb/MMBtu | 0.35 | 0.35 | 0.35 | 0.35 | 0.35 | 0.35 | 0.35
BART NOX Annual-Milton R Young B2 -v5.13 | 149 | 7152 | Rate Constraint in lbs/MMBtu | FALSE | L | Annual | Emissions at Affected Plants NOX | Thousand Tons | 4.5535 | 3.8336 | 0.68566 | 0.68566 | 0 | 0 | 0
BART NOX Annual-Milton R Young B2 -v5.13 | 149 | 7152 | Rate Constraint in lbs/MMBtu | FALSE | L | Annual | Allowances Purchased NOX | Thousand Tons | 0 | 0 | 0 | 0 | 0 | 0 | 0
BART NOX Annual-Milton R Young B2 -v5.13 | 149 | 7152 | Rate Constraint in lbs/MMBtu | FALSE | L | Annual | Allowances Sold NOX | Thousand Tons | 0 | 0 | 0 | 0 | 0 | 0 | 0
BART NOX Annual-Milton R Young B2 -v5.13 | 149 | 7152 | Rate Constraint in lbs/MMBtu | FALSE | L | Annual | Allowances Banked | Thousand Tons | 0 | 0 | 0 | 0 | 0 | 0 | 0
BART NOX Annual-Milton R Young B2 -v5.13 | 149 | 7152 | Rate Constraint in lbs/MMBtu | FALSE | L | Annual | Allowances Withdrawn (1:1) | Thousand Tons | 0 | 0 | 0 | 0 | 0 | 0 | 0
BART NOX Annual-Milton R Young B2 -v5.13 | 149 | 7152 | Rate Constraint in lbs/MMBtu | FALSE | L | Annual | Allowances Withdrawn (n:1) | Thousand Tons | 0 | 0 | 0 | 0 | 0 | 0 | 0
BART NOX Annual-Milton R Young B2 -v5.13 | 149 | 7152 | Rate Constraint in lbs/MMBtu | FALSE | L | Annual | Net Emissions Allowance Position | Thousand Tons | 4.5535 | 3.8336 | 0.68566 | 0.68566 | 0 | 0 | 0
BART NOX Annual-Milton R Young B2 -v5.13 | 149 | 7152 | Rate Constraint in lbs/MMBtu | FALSE | L | Annual | Fuel Consumed | TBtu | 32.1203 | 35.1258 | 36.3656 | 36.3656 | 0 | 0 | 0
BART NOX Annual-Milton R Young B2 -v5.13 | 149 | 7152 | Rate Constraint in lbs/MMBtu | FALSE | L | Annual | Rate | lb/MMBtu | 0.28353 | 0.21828 | 0.037709 | 0.037709 | 0 | 0 | 0
BART NOX Annual-Milton R Young B2 -v5.13 | 149 | 7152 | Rate Constraint in lbs/MMBtu | FALSE | L | Annual | Generation | TWh | 2.8198 | 2.7829 | 2.0196 | 2.0196 | 0 | 0 | 0
BART NOX Annual-Milton R Young B2 -v5.13 | 149 | 7152 | Rate Constraint in lbs/MMBtu | FALSE | L | Annual | Qualifying Generation | TWh | 2.8198 | 2.7829 | 2.0196 | 2.0196 | 0 | 0 | 0
BART NOX Annual-Milton R Young B2 -v5.13 | 149 | 7152 | Rate Constraint in lbs/MMBtu | FALSE | L | Annual | Rate | lb/MWh | 3.2297 | 2.7551 | 0.67899 | 0.67899 | 0 | 0 | 0
BART NOX Annual-Milton R Young B2 -v5.13 | 149 | 7152 | Rate Constraint in lbs/MMBtu | FALSE | L | Annual | Constraint Shadow Price | US2022$/Ton | 0 | 0 | 0 | 0 | 0 | 0 | 0
BART NOX Annual-Muskogee 4 -v6.17 | 150 | 7153 | Rate Constraint in lbs/MMBtu | FALSE | L | Annual | Seasons Included | Seasons | Winter, Spring, Summer, Fall | Winter, Spring, Summer, Fall | Winter, Spring, Summer, Fall | Winter, Spring, Summer, Fall | Winter, Spring, Summer, Fall | Winter, Spring, Summer, Fall | Winter, Spring, Summer, Fall
BART NOX Annual-Muskogee 4 -v6.17 | 150 | 7153 | Rate Constraint in lbs/MMBtu | FALSE | L | Annual | Standard NOX | lb/MMBtu | 0.15 | 0.15 | 0.15 | 0.15 | 0.15 | 0.15 | 0.15
BART NOX Annual-Muskogee 4 -v6.17 | 150 | 7153 | Rate Constraint in lbs/MMBtu | FALSE | L | Annual | Emissions at Affected Plants NOX | Thousand Tons | 0.05096 | 0.05096 | 0.05096 | 0.05096 | 0.05096 | 0.05096 | 0.05096
BART NOX Annual-Muskogee 4 -v6.17 | 150 | 7153 | Rate Constraint in lbs/MMBtu | FALSE | L | Annual | Allowances Purchased NOX | Thousand Tons | 0 | 0 | 0 | 0 | 0 | 0 | 0
BART NOX Annual-Muskogee 4 -v6.17 | 150 | 7153 | Rate Constraint in lbs/MMBtu | FALSE | L | Annual | Allowances Sold NOX | Thousand Tons | 0 | 0 | 0 | 0 | 0 | 0 | 0
BART NOX Annual-Muskogee 4 -v6.17 | 150 | 7153 | Rate Constraint in lbs/MMBtu | FALSE | L | Annual | Allowances Banked | Thousand Tons | 0 | 0 | 0 | 0 | 0 | 0 | 0
BART NOX Annual-Muskogee 4 -v6.17 | 150 | 7153 | Rate Constraint in lbs/MMBtu | FALSE | L | Annual | Allowances Withdrawn (1:1) | Thousand Tons | 0 | 0 | 0 | 0 | 0 | 0 | 0
BART NOX Annual-Muskogee 4 -v6.17 | 150 | 7153 | Rate Constraint in lbs/MMBtu | FALSE | L | Annual | Allowances Withdrawn (n:1) | Thousand Tons | 0 | 0 | 0 | 0 | 0 | 0 | 0
BART NOX Annual-Muskogee 4 -v6.17 | 150 | 7153 | Rate Constraint in lbs/MMBtu | FALSE | L | Annual | Net Emissions Allowance Position | Thousand Tons | 0.05096 | 0.05096 | 0.05096 | 0.05096 | 0.05096 | 0.05096 | 0.05096
BART NOX Annual-Muskogee 4 -v6.17 | 150 | 7153 | Rate Constraint in lbs/MMBtu | FALSE | L | Annual | Fuel Consumed | TBtu | 0.95574 | 0.95574 | 0.95574 | 0.95574 | 0.95574 | 0.95574 | 0.95574
BART NOX Annual-Muskogee 4 -v6.17 | 150 | 7153 | Rate Constraint in lbs/MMBtu | FALSE | L | Annual | Rate | lb/MMBtu | 0.10664 | 0.10664 | 0.10664 | 0.10664 | 0.10664 | 0.10664 | 0.10664
BART NOX Annual-Muskogee 4 -v6.17 | 150 | 7153 | Rate Constraint in lbs/MMBtu | FALSE | L | Annual | Generation | TWh | 0.084797 | 0.084797 | 0.084797 | 0.084797 | 0.084797 | 0.084797 | 0.084797
BART NOX Annual-Muskogee 4 -v6.17 | 150 | 7153 | Rate Constraint in lbs/MMBtu | FALSE | L | Annual | Qualifying Generation | TWh | 0.084797 | 0.084797 | 0.084797 | 0.084797 | 0.084797 | 0.084797 | 0.084797
BART NOX Annual-Muskogee 4 -v6.17 | 150 | 7153 | Rate Constraint in lbs/MMBtu | FALSE | L | Annual | Rate | lb/MWh | 1.2019 | 1.2019 | 1.2019 | 1.2019 | 1.2019 | 1.2019 | 1.2019
BART NOX Annual-Muskogee 4 -v6.17 | 150 | 7153 | Rate Constraint in lbs/MMBtu | FALSE | L | Annual | Constraint Shadow Price | US2022$/Ton | 0 | 0 | 0 | 0 | 0 | 0 | 0
BART NOX Annual-Muskogee 5 -v6.17 | 151 | 7154 | Rate Constraint in lbs/MMBtu | FALSE | L | Annual | Seasons Included | Seasons | Winter, Spring, Summer, Fall | Winter, Spring, Summer, Fall | Winter, Spring, Summer, Fall | Winter, Spring, Summer, Fall | Winter, Spring, Summer, Fall | Winter, Spring, Summer, Fall | Winter, Spring, Summer, Fall
BART NOX Annual-Muskogee 5 -v6.17 | 151 | 7154 | Rate Constraint in lbs/MMBtu | FALSE | L | Annual | Standard NOX | lb/MMBtu | 0.15 | 0.15 | 0.15 | 0.15 | 0.15 | 0.15 | 0.15
BART NOX Annual-Muskogee 5 -v6.17 | 151 | 7154 | Rate Constraint in lbs/MMBtu | FALSE | L | Annual | Emissions at Affected Plants NOX | Thousand Tons | 0.047778 | 0.047778 | 0.047778 | 0.047778 | 0.047778 | 0.047778 | 0.047778
BART NOX Annual-Muskogee 5 -v6.17 | 151 | 7154 | Rate Constraint in lbs/MMBtu | FALSE | L | Annual | Allowances Purchased NOX | Thousand Tons | 0 | 0 | 0 | 0 | 0 | 0 | 0
BART NOX Annual-Muskogee 5 -v6.17 | 151 | 7154 | Rate Constraint in lbs/MMBtu | FALSE | L | Annual | Allowances Sold NOX | Thousand Tons | 0 | 0 | 0 | 0 | 0 | 0 | 0
BART NOX Annual-Muskogee 5 -v6.17 | 151 | 7154 | Rate Constraint in lbs/MMBtu | FALSE | L | Annual | Allowances Banked | Thousand Tons | 0 | 0 | 0 | 0 | 0 | 0 | 0
BART NOX Annual-Muskogee 5 -v6.17 | 151 | 7154 | Rate Constraint in lbs/MMBtu | FALSE | L | Annual | Allowances Withdrawn (1:1) | Thousand Tons | 0 | 0 | 0 | 0 | 0 | 0 | 0
BART NOX Annual-Muskogee 5 -v6.17 | 151 | 7154 | Rate Constraint in lbs/MMBtu | FALSE | L | Annual | Allowances Withdrawn (n:1) | Thousand Tons | 0 | 0 | 0 | 0 | 0 | 0 | 0
BART NOX Annual-Muskogee 5 -v6.17 | 151 | 7154 | Rate Constraint in lbs/MMBtu | FALSE | L | Annual | Net Emissions Allowance Position | Thousand Tons | 0.047778 | 0.047778 | 0.047778 | 0.047778 | 0.047778 | 0.047778 | 0.047778
BART NOX Annual-Muskogee 5 -v6.17 | 151 | 7154 | Rate Constraint in lbs/MMBtu | FALSE | L | Annual | Fuel Consumed | TBtu | 0.96279 | 0.96279 | 0.96279 | 0.96279 | 0.96279 | 0.96279 | 0.96279
BART NOX Annual-Muskogee 5 -v6.17 | 151 | 7154 | Rate Constraint in lbs/MMBtu | FALSE | L | Annual | Rate | lb/MMBtu | 0.09925 | 0.09925 | 0.09925 | 0.09925 | 0.09925 | 0.09925 | 0.09925
BART NOX Annual-Muskogee 5 -v6.17 | 151 | 7154 | Rate Constraint in lbs/MMBtu | FALSE | L | Annual | Generation | TWh | 0.085498 | 0.085498 | 0.085498 | 0.085498 | 0.085498 | 0.085498 | 0.085498
BART NOX Annual-Muskogee 5 -v6.17 | 151 | 7154 | Rate Constraint in lbs/MMBtu | FALSE | L | Annual | Qualifying Generation | TWh | 0.085498 | 0.085498 | 0.085498 | 0.085498 | 0.085498 | 0.085498 | 0.085498
BART NOX Annual-Muskogee 5 -v6.17 | 151 | 7154 | Rate Constraint in lbs/MMBtu | FALSE | L | Annual | Rate | lb/MWh | 1.1177 | 1.1177 | 1.1177 | 1.1177 | 1.1177 | 1.1177 | 1.1177
BART NOX Annual-Muskogee 5 -v6.17 | 151 | 7154 | Rate Constraint in lbs/MMBtu | FALSE | L | Annual | Constraint Shadow Price | US2022$/Ton | 0 | 0 | 0 | 0 | 0 | 0 | 0
BART NOX Annual-Naughton 3 -v5.14 | 152 | 7173 | Rate Constraint in lbs/MMBtu | FALSE | L | Annual | Seasons Included | Seasons | Winter, Spring, Summer, Fall | Winter, Spring, Summer, Fall | Winter, Spring, Summer, Fall | Winter, Spring, Summer, Fall | Winter, Spring, Summer, Fall | Winter, Spring, Summer, Fall | Winter, Spring, Summer, Fall
BART NOX Annual-Naughton 3 -v5.14 | 152 | 7173 | Rate Constraint in lbs/MMBtu | FALSE | L | Annual | Standard NOX | lb/MMBtu | 0.12 | 0.12 | 0.12 | 0.12 | 0.12 | 0.12 | 0.12
BART NOX Annual-Naughton 3 -v5.14 | 152 | 7173 | Rate Constraint in lbs/MMBtu | FALSE | L | Annual | Emissions at Affected Plants NOX | Thousand Tons | 0 | 0 | 0 | 0 | 0 | 0 | 0
BART NOX Annual-Naughton 3 -v5.14 | 152 | 7173 | Rate Constraint in lbs/MMBtu | FALSE | L | Annual | Allowances Purchased NOX | Thousand Tons | 0 | 0 | 0 | 0 | 0 | 0 | 0
BART NOX Annual-Naughton 3 -v5.14 | 152 | 7173 | Rate Constraint in lbs/MMBtu | FALSE | L | Annual | Allowances Sold NOX | Thousand Tons | 0 | 0 | 0 | 0 | 0 | 0 | 0
BART NOX Annual-Naughton 3 -v5.14 | 152 | 7173 | Rate Constraint in lbs/MMBtu | FALSE | L | Annual | Allowances Banked | Thousand Tons | 0 | 0 | 0 | 0 | 0 | 0 | 0
BART NOX Annual-Naughton 3 -v5.14 | 152 | 7173 | Rate Constraint in lbs/MMBtu | FALSE | L | Annual | Allowances Withdrawn (1:1) | Thousand Tons | 0 | 0 | 0 | 0 | 0 | 0 | 0
BART NOX Annual-Naughton 3 -v5.14 | 152 | 7173 | Rate Constraint in lbs/MMBtu | FALSE | L | Annual | Allowances Withdrawn (n:1) | Thousand Tons | 0 | 0 | 0 | 0 | 0 | 0 | 0
BART NOX Annual-Naughton 3 -v5.14 | 152 | 7173 | Rate Constraint in lbs/MMBtu | FALSE | L | Annual | Net Emissions Allowance Position | Thousand Tons | 0 | 0 | 0 | 0 | 0 | 0 | 0
BART NOX Annual-Naughton 3 -v5.14 | 152 | 7173 | Rate Constraint in lbs/MMBtu | FALSE | L | Annual | Fuel Consumed | TBtu | 0 | 0 | 0 | 0 | 0 | 0 | 0
BART NOX Annual-Naughton 3 -v5.14 | 152 | 7173 | Rate Constraint in lbs/MMBtu | FALSE | L | Annual | Rate | lb/MMBtu | 0 | 0 | 0 | 0 | 0 | 0 | 0
BART NOX Annual-Naughton 3 -v5.14 | 152 | 7173 | Rate Constraint in lbs/MMBtu | FALSE | L | Annual | Generation | TWh | 0 | 0 | 0 | 0 | 0 | 0 | 0
BART NOX Annual-Naughton 3 -v5.14 | 152 | 7173 | Rate Constraint in lbs/MMBtu | FALSE | L | Annual | Qualifying Generation | TWh | 0 | 0 | 0 | 0 | 0 | 0 | 0
BART NOX Annual-Naughton 3 -v5.14 | 152 | 7173 | Rate Constraint in lbs/MMBtu | FALSE | L | Annual | Rate | lb/MWh | 0 | 0 | 0 | 0 | 0 | 0 | 0
BART NOX Annual-Naughton 3 -v5.14 | 152 | 7173 | Rate Constraint in lbs/MMBtu | FALSE | L | Annual | Constraint Shadow Price | US2022$/Ton | 0 | 0 | 0 | 0 | 0 | 0 | 0
BART NOX Annual-Nebraska City 1 -v5.14 | 153 | 7137 | Rate Constraint in lbs/MMBtu | FALSE | L | Annual | Seasons Included | Seasons | Winter, Spring, Summer, Fall | Winter, Spring, Summer, Fall | Winter, Spring, Summer, Fall | Winter, Spring, Summer, Fall | Winter, Spring, Summer, Fall | Winter, Spring, Summer, Fall | Winter, Spring, Summer, Fall
BART NOX Annual-Nebraska City 1 -v5.14 | 153 | 7137 | Rate Constraint in lbs/MMBtu | FALSE | L | Annual | Standard NOX | lb/MMBtu | 0.23 | 0.23 | 0.23 | 0.23 | 0.23 | 0.23 | 0.23
BART NOX Annual-Nebraska City 1 -v5.14 | 153 | 7137 | Rate Constraint in lbs/MMBtu | FALSE | L | Annual | Emissions at Affected Plants NOX | Thousand Tons | 3.9438 | 3.8412 | 1.5375 | 0.52704 | 0.52704 | 0.82287 | 3.0259
BART NOX Annual-Nebraska City 1 -v5.14 | 153 | 7137 | Rate Constraint in lbs/MMBtu | FALSE | L | Annual | Allowances Purchased NOX | Thousand Tons | 0 | 0 | 0 | 0 | 0 | 0 | 0
BART NOX Annual-Nebraska City 1 -v5.14 | 153 | 7137 | Rate Constraint in lbs/MMBtu | FALSE | L | Annual | Allowances Sold NOX | Thousand Tons | 0 | 0 | 0 | 0 | 0 | 0 | 0
BART NOX Annual-Nebraska City 1 -v5.14 | 153 | 7137 | Rate Constraint in lbs/MMBtu | FALSE | L | Annual | Allowances Banked | Thousand Tons | 0 | 0 | 0 | 0 | 0 | 0 | 0
BART NOX Annual-Nebraska City 1 -v5.14 | 153 | 7137 | Rate Constraint in lbs/MMBtu | FALSE | L | Annual | Allowances Withdrawn (1:1) | Thousand Tons | 0 | 0 | 0 | 0 | 0 | 0 | 0
BART NOX Annual-Nebraska City 1 -v5.14 | 153 | 7137 | Rate Constraint in lbs/MMBtu | FALSE | L | Annual | Allowances Withdrawn (n:1) | Thousand Tons | 0 | 0 | 0 | 0 | 0 | 0 | 0
BART NOX Annual-Nebraska City 1 -v5.14 | 153 | 7137 | Rate Constraint in lbs/MMBtu | FALSE | L | Annual | Net Emissions Allowance Position | Thousand Tons | 3.9438 | 3.8412 | 1.5375 | 0.52704 | 0.52704 | 0.82287 | 3.0259
BART NOX Annual-Nebraska City 1 -v5.14 | 153 | 7137 | Rate Constraint in lbs/MMBtu | FALSE | L | Annual | Fuel Consumed | TBtu | 42.0893 | 40.9946 | 16.4091 | 5.6248 | 5.6248 | 8.7819 | 32.2938
BART NOX Annual-Nebraska City 1 -v5.14 | 153 | 7137 | Rate Constraint in lbs/MMBtu | FALSE | L | Annual | Rate | lb/MMBtu | 0.1874 | 0.1874 | 0.1874 | 0.1874 | 0.1874 | 0.1874 | 0.1874
BART NOX Annual-Nebraska City 1 -v5.14 | 153 | 7137 | Rate Constraint in lbs/MMBtu | FALSE | L | Annual | Generation | TWh | 4.287 | 4.1755 | 1.6713 | 0.5729 | 0.5729 | 0.89447 | 3.2892
BART NOX Annual-Nebraska City 1 -v5.14 | 153 | 7137 | Rate Constraint in lbs/MMBtu | FALSE | L | Annual | Qualifying Generation | TWh | 4.287 | 4.1755 | 1.6713 | 0.5729 | 0.5729 | 0.89447 | 3.2892
BART NOX Annual-Nebraska City 1 -v5.14 | 153 | 7137 | Rate Constraint in lbs/MMBtu | FALSE | L | Annual | Rate | lb/MWh | 1.8399 | 1.8399 | 1.8399 | 1.8399 | 1.8399 | 1.8399 | 1.8399
BART NOX Annual-Nebraska City 1 -v5.14 | 153 | 7137 | Rate Constraint in lbs/MMBtu | FALSE | L | Annual | Constraint Shadow Price | US2022$/Ton | 0 | 0 | 0 | 0 | 0 | 0 | 0
BART NOX Annual-Pawnee 1 -v5.13 | 154 | 7155 | Rate Constraint in lbs/MMBtu | FALSE | L | Annual | Seasons Included | Seasons | Winter, Spring, Summer, Fall | Winter, Spring, Summer, Fall | Winter, Spring, Summer, Fall | Winter, Spring, Summer, Fall | Winter, Spring, Summer, Fall | Winter, Spring, Summer, Fall | Winter, Spring, Summer, Fall
BART NOX Annual-Pawnee 1 -v5.13 | 154 | 7155 | Rate Constraint in lbs/MMBtu | FALSE | L | Annual | Standard NOX | lb/MMBtu | 0.07 | 0.07 | 0.07 | 0.07 | 0.07 | 0.07 | 0.07
BART NOX Annual-Pawnee 1 -v5.13 | 154 | 7155 | Rate Constraint in lbs/MMBtu | FALSE | L | Annual | Emissions at Affected Plants NOX | Thousand Tons | 0.037163 | 0.026607 | 0.040029 | 0.040029 | 0.040029 | 0.040029 | 0.040029
BART NOX Annual-Pawnee 1 -v5.13 | 154 | 7155 | Rate Constraint in lbs/MMBtu | FALSE | L | Annual | Allowances Purchased NOX | Thousand Tons | 0 | 0 | 0 | 0 | 0 | 0 | 0
BART NOX Annual-Pawnee 1 -v5.13 | 154 | 7155 | Rate Constraint in lbs/MMBtu | FALSE | L | Annual | Allowances Sold NOX | Thousand Tons | 0 | 0 | 0 | 0 | 0 | 0 | 0
BART NOX Annual-Pawnee 1 -v5.13 | 154 | 7155 | Rate Constraint in lbs/MMBtu | FALSE | L | Annual | Allowances Banked | Thousand Tons | 0 | 0 | 0 | 0 | 0 | 0 | 0
BART NOX Annual-Pawnee 1 -v5.13 | 154 | 7155 | Rate Constraint in lbs/MMBtu | FALSE | L | Annual | Allowances Withdrawn (1:1) | Thousand Tons | 0 | 0 | 0 | 0 | 0 | 0 | 0
BART NOX Annual-Pawnee 1 -v5.13 | 154 | 7155 | Rate Constraint in lbs/MMBtu | FALSE | L | Annual | Allowances Withdrawn (n:1) | Thousand Tons | 0 | 0 | 0 | 0 | 0 | 0 | 0
BART NOX Annual-Pawnee 1 -v5.13 | 154 | 7155 | Rate Constraint in lbs/MMBtu | FALSE | L | Annual | Net Emissions Allowance Position | Thousand Tons | 0.037163 | 0.026607 | 0.040029 | 0.040029 | 0.040029 | 0.040029 | 0.040029
BART NOX Annual-Pawnee 1 -v5.13 | 154 | 7155 | Rate Constraint in lbs/MMBtu | FALSE | L | Annual | Fuel Consumed | TBtu | 1.4504 | 1.0586 | 1.5568 | 1.5568 | 1.5568 | 1.5568 | 1.5568
BART NOX Annual-Pawnee 1 -v5.13 | 154 | 7155 | Rate Constraint in lbs/MMBtu | FALSE | L | Annual | Rate | lb/MMBtu | 0.051245 | 0.05027 | 0.051425 | 0.051425 | 0.051425 | 0.051425 | 0.051425
BART NOX Annual-Pawnee 1 -v5.13 | 154 | 7155 | Rate Constraint in lbs/MMBtu | FALSE | L | Annual | Generation | TWh | 0.13033 | 0.093942 | 0.12207 | 0.12207 | 0.12207 | 0.12207 | 0.12207
BART NOX Annual-Pawnee 1 -v5.13 | 154 | 7155 | Rate Constraint in lbs/MMBtu | FALSE | L | Annual | Qualifying Generation | TWh | 0.13033 | 0.093942 | 0.12207 | 0.12207 | 0.12207 | 0.12207 | 0.12207
BART NOX Annual-Pawnee 1 -v5.13 | 154 | 7155 | Rate Constraint in lbs/MMBtu | FALSE | L | Annual | Rate | lb/MWh | 0.5703 | 0.56645 | 0.65585 | 0.65585 | 0.65585 | 0.65585 | 0.65585
BART NOX Annual-Pawnee 1 -v5.13 | 154 | 7155 | Rate Constraint in lbs/MMBtu | FALSE | L | Annual | Constraint Shadow Price | US2022$/Ton | 0 | 0 | 0 | 0 | 0 | 0 | 0
BART NOX Annual-Ray D Nixon 1 -v5.13 | 155 | 7156 | Rate Constraint in lbs/MMBtu | FALSE | L | Annual | Seasons Included | Seasons | Winter, Spring, Summer, Fall | Winter, Spring, Summer, Fall | Winter, Spring, Summer, Fall | Winter, Spring, Summer, Fall | Winter, Spring, Summer, Fall | Winter, Spring, Summer, Fall | Winter, Spring, Summer, Fall
BART NOX Annual-Ray D Nixon 1 -v5.13 | 155 | 7156 | Rate Constraint in lbs/MMBtu | FALSE | L | Annual | Standard NOX | lb/MMBtu | 0.21 | 0.21 | 0.21 | 0.21 | 0.21 | 0.21 | 0.21
BART NOX Annual-Ray D Nixon 1 -v5.13 | 155 | 7156 | Rate Constraint in lbs/MMBtu | FALSE | L | Annual | Emissions at Affected Plants NOX | Thousand Tons | 1.236 | 0.0089489 | 0.059808 | 0.071305 | 0.059808 | 0.068157 | 0.071305
BART NOX Annual-Ray D Nixon 1 -v5.13 | 155 | 7156 | Rate Constraint in lbs/MMBtu | FALSE | L | Annual | Allowances Purchased NOX | Thousand Tons | 0 | 0 | 0 | 0 | 0 | 0 | 0
BART NOX Annual-Ray D Nixon 1 -v5.13 | 155 | 7156 | Rate Constraint in lbs/MMBtu | FALSE | L | Annual | Allowances Sold NOX | Thousand Tons | 0 | 0 | 0 | 0 | 0 | 0 | 0
BART NOX Annual-Ray D Nixon 1 -v5.13 | 155 | 7156 | Rate Constraint in lbs/MMBtu | FALSE | L | Annual | Allowances Banked | Thousand Tons | 0 | 0 | 0 | 0 | 0 | 0 | 0
BART NOX Annual-Ray D Nixon 1 -v5.13 | 155 | 7156 | Rate Constraint in lbs/MMBtu | FALSE | L | Annual | Allowances Withdrawn (1:1) | Thousand Tons | 0 | 0 | 0 | 0 | 0 | 0 | 0
BART NOX Annual-Ray D Nixon 1 -v5.13 | 155 | 7156 | Rate Constraint in lbs/MMBtu | FALSE | L | Annual | Allowances Withdrawn (n:1) | Thousand Tons | 0 | 0 | 0 | 0 | 0 | 0 | 0
BART NOX Annual-Ray D Nixon 1 -v5.13 | 155 | 7156 | Rate Constraint in lbs/MMBtu | FALSE | L | Annual | Net Emissions Allowance Position | Thousand Tons | 1.236 | 0.0089489 | 0.059808 | 0.071305 | 0.059808 | 0.068157 | 0.071305
BART NOX Annual-Ray D Nixon 1 -v5.13 | 155 | 7156 | Rate Constraint in lbs/MMBtu | FALSE | L | Annual | Fuel Consumed | TBtu | 15.1818 | 0.10992 | 0.73465 | 0.87587 | 0.73465 | 0.83721 | 0.87587
BART NOX Annual-Ray D Nixon 1 -v5.13 | 155 | 7156 | Rate Constraint in lbs/MMBtu | FALSE | L | Annual | Rate | lb/MMBtu | 0.16282 | 0.16282 | 0.16282 | 0.16282 | 0.16282 | 0.16282 | 0.16282
BART NOX Annual-Ray D Nixon 1 -v5.13 | 155 | 7156 | Rate Constraint in lbs/MMBtu | FALSE | L | Annual | Generation | TWh | 1.4518 | 0.010512 | 0.070255 | 0.08376 | 0.070255 | 0.080062 | 0.08376
BART NOX Annual-Ray D Nixon 1 -v5.13 | 155 | 7156 | Rate Constraint in lbs/MMBtu | FALSE | L | Annual | Qualifying Generation | TWh | 1.4518 | 0.010512 | 0.070255 | 0.08376 | 0.070255 | 0.080062 | 0.08376
BART NOX Annual-Ray D Nixon 1 -v5.13 | 155 | 7156 | Rate Constraint in lbs/MMBtu | FALSE | L | Annual | Rate | lb/MWh | 1.7026 | 1.7026 | 1.7026 | 1.7026 | 1.7026 | 1.7026 | 1.7026
BART NOX Annual-Ray D Nixon 1 -v5.13 | 155 | 7156 | Rate Constraint in lbs/MMBtu | FALSE | L | Annual | Constraint Shadow Price | US2022$/Ton | 0 | 0 | 0 | 0 | 0 | 0 | 0
BART NOX Annual-Sooner 1 -v5.13 | 156 | 7157 | Rate Constraint in lbs/MMBtu | FALSE | L | Annual | Seasons Included | Seasons | Winter, Spring, Summer, Fall | Winter, Spring, Summer, Fall | Winter, Spring, Summer, Fall | Winter, Spring, Summer, Fall | Winter, Spring, Summer, Fall | Winter, Spring, Summer, Fall | Winter, Spring, Summer, Fall
BART NOX Annual-Sooner 1 -v5.13 | 156 | 7157 | Rate Constraint in lbs/MMBtu | FALSE | L | Annual | Standard NOX | lb/MMBtu | 0.15 | 0.15 | 0.15 | 0.15 | 0.15 | 0.15 | 0.15
BART NOX Annual-Sooner 1 -v5.13 | 156 | 7157 | Rate Constraint in lbs/MMBtu | FALSE | L | Annual | Emissions at Affected Plants NOX | Thousand Tons | 0.57045 | 0.058411 | 0.1086 | 0.1086 | 0 | 0 | 0
BART NOX Annual-Sooner 1 -v5.13 | 156 | 7157 | Rate Constraint in lbs/MMBtu | FALSE | L | Annual | Allowances Purchased NOX | Thousand Tons | 0 | 0 | 0 | 0 | 0 | 0 | 0
BART NOX Annual-Sooner 1 -v5.13 | 156 | 7157 | Rate Constraint in lbs/MMBtu | FALSE | L | Annual | Allowances Sold NOX | Thousand Tons | 0 | 0 | 0 | 0 | 0 | 0 | 0
BART NOX Annual-Sooner 1 -v5.13 | 156 | 7157 | Rate Constraint in lbs/MMBtu | FALSE | L | Annual | Allowances Banked | Thousand Tons | 0 | 0 | 0 | 0 | 0 | 0 | 0
BART NOX Annual-Sooner 1 -v5.13 | 156 | 7157 | Rate Constraint in lbs/MMBtu | FALSE | L | Annual | Allowances Withdrawn (1:1) | Thousand Tons | 0 | 0 | 0 | 0 | 0 | 0 | 0
BART NOX Annual-Sooner 1 -v5.13 | 156 | 7157 | Rate Constraint in lbs/MMBtu | FALSE | L | Annual | Allowances Withdrawn (n:1) | Thousand Tons | 0 | 0 | 0 | 0 | 0 | 0 | 0
BART NOX Annual-Sooner 1 -v5.13 | 156 | 7157 | Rate Constraint in lbs/MMBtu | FALSE | L | Annual | Net Emissions Allowance Position | Thousand Tons | 0.57045 | 0.058411 | 0.1086 | 0.1086 | 0 | 0 | 0
BART NOX Annual-Sooner 1 -v5.13 | 156 | 7157 | Rate Constraint in lbs/MMBtu | FALSE | L | Annual | Fuel Consumed | TBtu | 9.259 | 9.4808 | 17.6263 | 17.6263 | 0 | 0 | 0
BART NOX Annual-Sooner 1 -v5.13 | 156 | 7157 | Rate Constraint in lbs/MMBtu | FALSE | L | Annual | Rate | lb/MMBtu | 0.12322 | 0.012322 | 0.012322 | 0.012322 | 0 | 0 | 0
BART NOX Annual-Sooner 1 -v5.13 | 156 | 7157 | Rate Constraint in lbs/MMBtu | FALSE | L | Annual | Generation | TWh | 0.87177 | 0.88741 | 1.0906 | 1.0906 | 0 | 0 | 0
BART NOX Annual-Sooner 1 -v5.13 | 156 | 7157 | Rate Constraint in lbs/MMBtu | FALSE | L | Annual | Qualifying Generation | TWh | 0.87177 | 0.88741 | 1.0906 | 1.0906 | 0 | 0 | 0
BART NOX Annual-Sooner 1 -v5.13 | 156 | 7157 | Rate Constraint in lbs/MMBtu | FALSE | L | Annual | Rate | lb/MWh | 1.3087 | 0.13164 | 0.19915 | 0.19915 | 0 | 0 | 0
BART NOX Annual-Sooner 1 -v5.13 | 156 | 7157 | Rate Constraint in lbs/MMBtu | FALSE | L | Annual | Constraint Shadow Price | US2022$/Ton | 0 | 0 | 0 | 0 | 0 | 0 | 0
BART NOX Annual-Sooner 2 -v5.13 | 157 | 7158 | Rate Constraint in lbs/MMBtu | FALSE | L | Annual | Seasons Included | Seasons | Winter, Spring, Summer, Fall | Winter, Spring, Summer, Fall | Winter, Spring, Summer, Fall | Winter, Spring, Summer, Fall | Winter, Spring, Summer, Fall | Winter, Spring, Summer, Fall | Winter, Spring, Summer, Fall
BART NOX Annual-Sooner 2 -v5.13 | 157 | 7158 | Rate Constraint in lbs/MMBtu | FALSE | L | Annual | Standard NOX | lb/MMBtu | 0.15 | 0.15 | 0.15 | 0.15 | 0.15 | 0.15 | 0.15
BART NOX Annual-Sooner 2 -v5.13 | 157 | 7158 | Rate Constraint in lbs/MMBtu | FALSE | L | Annual | Emissions at Affected Plants NOX | Thousand Tons | 0 | 0 | 0 | 0 | 0 | 0 | 0
BART NOX Annual-Sooner 2 -v5.13 | 157 | 7158 | Rate Constraint in lbs/MMBtu | FALSE | L | Annual | Allowances Purchased NOX | Thousand Tons | 0 | 0 | 0 | 0 | 0 | 0 | 0
BART NOX Annual-Sooner 2 -v5.13 | 157 | 7158 | Rate Constraint in lbs/MMBtu | FALSE | L | Annual | Allowances Sold NOX | Thousand Tons | 0 | 0 | 0 | 0 | 0 | 0 | 0
BART NOX Annual-Sooner 2 -v5.13 | 157 | 7158 | Rate Constraint in lbs/MMBtu | FALSE | L | Annual | Allowances Banked | Thousand Tons | 0 | 0 | 0 | 0 | 0 | 0 | 0
BART NOX Annual-Sooner 2 -v5.13 | 157 | 7158 | Rate Constraint in lbs/MMBtu | FALSE | L | Annual | Allowances Withdrawn (1:1) | Thousand Tons | 0 | 0 | 0 | 0 | 0 | 0 | 0
BART NOX Annual-Sooner 2 -v5.13 | 157 | 7158 | Rate Constraint in lbs/MMBtu | FALSE | L | Annual | Allowances Withdrawn (n:1) | Thousand Tons | 0 | 0 | 0 | 0 | 0 | 0 | 0
BART NOX Annual-Sooner 2 -v5.13 | 157 | 7158 | Rate Constraint in lbs/MMBtu | FALSE | L | Annual | Net Emissions Allowance Position | Thousand Tons | 0 | 0 | 0 | 0 | 0 | 0 | 0
BART NOX Annual-Sooner 2 -v5.13 | 157 | 7158 | Rate Constraint in lbs/MMBtu | FALSE | L | Annual | Fuel Consumed | TBtu | 0 | 0 | 0 | 0 | 0 | 0 | 0
BART NOX Annual-Sooner 2 -v5.13 | 157 | 7158 | Rate Constraint in lbs/MMBtu | FALSE | L | Annual | Rate | lb/MMBtu | 0 | 0 | 0 | 0 | 0 | 0 | 0
BART NOX Annual-Sooner 2 -v5.13 | 157 | 7158 | Rate Constraint in lbs/MMBtu | FALSE | L | Annual | Generation | TWh | 0 | 0 | 0 | 0 | 0 | 0 | 0
BART NOX Annual-Sooner 2 -v5.13 | 157 | 7158 | Rate Constraint in lbs/MMBtu | FALSE | L | Annual | Qualifying Generation | TWh | 0 | 0 | 0 | 0 | 0 | 0 | 0
BART NOX Annual-Sooner 2 -v5.13 | 157 | 7158 | Rate Constraint in lbs/MMBtu | FALSE | L | Annual | Rate | lb/MWh | 0 | 0 | 0 | 0 | 0 | 0 | 0
BART NOX Annual-Sooner 2 -v5.13 | 157 | 7158 | Rate Constraint in lbs/MMBtu | FALSE | L | Annual | Constraint Shadow Price | US2022$/Ton | 0 | 0 | 0 | 0 | 0 | 0 | 0
BART NOX Annual-Wyodak - v6.20 | 158 | 7659 | Rate Constraint in lbs/MMBtu | FALSE | L | Annual | Seasons Included | Seasons | Winter, Spring, Summer, Fall | Winter, Spring, Summer, Fall | Winter, Spring, Summer, Fall | Winter, Spring, Summer, Fall | Winter, Spring, Summer, Fall | Winter, Spring, Summer, Fall | Winter, Spring, Summer, Fall
BART NOX Annual-Wyodak - v6.20 | 158 | 7659 | Rate Constraint in lbs/MMBtu | FALSE | L | Annual | Standard NOX | lb/MMBtu | 0.23 | 0.23 | 0.23 | 0.23 | 0.23 | 0.23 | 0.23
BART NOX Annual-Wyodak - v6.20 | 158 | 7659 | Rate Constraint in lbs/MMBtu | FALSE | L | Annual | Emissions at Affected Plants NOX | Thousand Tons | 3.0968 | 3.0968 | 3.0968 | 0 | 0 | 0 | 0
BART NOX Annual-Wyodak - v6.20 | 158 | 7659 | Rate Constraint in lbs/MMBtu | FALSE | L | Annual | Allowances Purchased NOX | Thousand Tons | 0 | 0 | 0 | 0 | 0 | 0 | 0
BART NOX Annual-Wyodak - v6.20 | 158 | 7659 | Rate Constraint in lbs/MMBtu | FALSE | L | Annual | Allowances Sold NOX | Thousand Tons | 0 | 0 | 0 | 0 | 0 | 0 | 0
BART NOX Annual-Wyodak - v6.20 | 158 | 7659 | Rate Constraint in lbs/MMBtu | FALSE | L | Annual | Allowances Banked | Thousand Tons | 0 | 0 | 0 | 0 | 0 | 0 | 0
BART NOX Annual-Wyodak - v6.20 | 158 | 7659 | Rate Constraint in lbs/MMBtu | FALSE | L | Annual | Allowances Withdrawn (1:1) | Thousand Tons | 0 | 0 | 0 | 0 | 0 | 0 | 0
BART NOX Annual-Wyodak - v6.20 | 158 | 7659 | Rate Constraint in lbs/MMBtu | FALSE | L | Annual | Allowances Withdrawn (n:1) | Thousand Tons | 0 | 0 | 0 | 0 | 0 | 0 | 0
BART NOX Annual-Wyodak - v6.20 | 158 | 7659 | Rate Constraint in lbs/MMBtu | FALSE | L | Annual | Net Emissions Allowance Position | Thousand Tons | 3.0968 | 3.0968 | 3.0968 | 0 | 0 | 0 | 0
BART NOX Annual-Wyodak - v6.20 | 158 | 7659 | Rate Constraint in lbs/MMBtu | FALSE | L | Annual | Fuel Consumed | TBtu | 27.3713 | 27.3713 | 27.3713 | 0 | 0 | 0 | 0
BART NOX Annual-Wyodak - v6.20 | 158 | 7659 | Rate Constraint in lbs/MMBtu | FALSE | L | Annual | Rate | lb/MMBtu | 0.22628 | 0.22628 | 0.22628 | 0 | 0 | 0 | 0
BART NOX Annual-Wyodak - v6.20 | 158 | 7659 | Rate Constraint in lbs/MMBtu | FALSE | L | Annual | Generation | TWh | 2.2397 | 2.2397 | 2.2397 | 0 | 0 | 0 | 0
BART NOX Annual-Wyodak - v6.20 | 158 | 7659 | Rate Constraint in lbs/MMBtu | FALSE | L | Annual | Qualifying Generation | TWh | 2.2397 | 2.2397 | 2.2397 | 0 | 0 | 0 | 0
BART NOX Annual-Wyodak - v6.20 | 158 | 7659 | Rate Constraint in lbs/MMBtu | FALSE | L | Annual | Rate | lb/MWh | 2.7654 | 2.7654 | 2.7654 | 0 | 0 | 0 | 0
BART NOX Annual-Wyodak - v6.20 | 158 | 7659 | Rate Constraint in lbs/MMBtu | FALSE | L | Annual | Constraint Shadow Price | US2022$/Ton | 0 | 0 | 0 | 0 | 0 | 0 | 0
BART SO2 Annual- Arthur Kill- v5.16 | 159 | 7243 | Rate Constraint in lbs/MMBtu | FALSE | L | Annual | Seasons Included | Seasons | Winter, Spring, Summer, Fall | Winter, Spring, Summer, Fall | Winter, Spring, Summer, Fall | Winter, Spring, Summer, Fall | Winter, Spring, Summer, Fall | Winter, Spring, Summer, Fall | Winter, Spring, Summer, Fall
BART SO2 Annual- Arthur Kill- v5.16 | 159 | 7243 | Rate Constraint in lbs/MMBtu | FALSE | L | Annual | Standard SO2 | lb/MMBtu | 0.15 | 0.15 | 0.15 | 0.15 | 0.15 | 0.15 | 0.15
BART SO2 Annual- Arthur Kill- v5.16 | 159 | 7243 | Rate Constraint in lbs/MMBtu | FALSE | L | Annual | Emissions at Affected Plants SO2 | Thousand Tons | 0 | 0 | 0 | 0 | 0 | 0 | 0
BART SO2 Annual- Arthur Kill- v5.16 | 159 | 7243 | Rate Constraint in lbs/MMBtu | FALSE | L | Annual | Allowances Purchased SO2 | Thousand Tons | 0 | 0 | 0 | 0 | 0 | 0 | 0
BART SO2 Annual- Arthur Kill- v5.16 | 159 | 7243 | Rate Constraint in lbs/MMBtu | FALSE | L | Annual | Allowances Sold SO2 | Thousand Tons | 0 | 0 | 0 | 0 | 0 | 0 | 0
BART SO2 Annual- Arthur Kill- v5.16 | 159 | 7243 | Rate Constraint in lbs/MMBtu | FALSE | L | Annual | Allowances Banked | Thousand Tons | 0 | 0 | 0 | 0 | 0 | 0 | 0
BART SO2 Annual- Arthur Kill- v5.16 | 159 | 7243 | Rate Constraint in lbs/MMBtu | FALSE | L | Annual | Allowances Withdrawn (1:1) | Thousand Tons | 0 | 0 | 0 | 0 | 0 | 0 | 0
BART SO2 Annual- Arthur Kill- v5.16 | 159 | 7243 | Rate Constraint in lbs/MMBtu | FALSE | L | Annual | Allowances Withdrawn (n:1) | Thousand Tons | 0 | 0 | 0 | 0 | 0 | 0 | 0
BART SO2 Annual- Arthur Kill- v5.16 | 159 | 7243 | Rate Constraint in lbs/MMBtu | FALSE | L | Annual | Net Emissions Allowance Position | Thousand Tons | 0 | 0 | 0 | 0 | 0 | 0 | 0
BART SO2 Annual- Arthur Kill- v5.16 | 159 | 7243 | Rate Constraint in lbs/MMBtu | FALSE | L | Annual | Fuel Consumed | TBtu | 3.6906 | 3.6906 | 0 | 0 | 0 | 0 | 0
BART SO2 Annual- Arthur Kill- v5.16 | 159 | 7243 | Rate Constraint in lbs/MMBtu | FALSE | L | Annual | Rate | lb/MMBtu | 0 | 0 | 0 | 0 | 0 | 0 | 0
BART SO2 Annual- Arthur Kill- v5.16 | 159 | 7243 | Rate Constraint in lbs/MMBtu | FALSE | L | Annual | Generation | TWh | 0.32873 | 0.32873 | 0 | 0 | 0 | 0 | 0
BART SO2 Annual- Arthur Kill- v5.16 | 159 | 7243 | Rate Constraint in lbs/MMBtu | FALSE | L | Annual | Qualifying Generation | TWh | 0.32873 | 0.32873 | 0 | 0 | 0 | 0 | 0
BART SO2 Annual- Arthur Kill- v5.16 | 159 | 7243 | Rate Constraint in lbs/MMBtu | FALSE | L | Annual | Rate | lb/MWh | 0 | 0 | 0 | 0 | 0 | 0 | 0
BART SO2 Annual- Arthur Kill- v5.16 | 159 | 7243 | Rate Constraint in lbs/MMBtu | FALSE | L | Annual | Constraint Shadow Price | US2022$/Ton | 0 | 0 | 0 | 0 | 0 | 0 | 0
BART SO2 Annual- Big Stone 1- v5.16 | 160 | 7234 | Rate Constraint in lbs/MMBtu | FALSE | L | Annual | Seasons Included | Seasons | Winter, Spring, Summer, Fall | Winter, Spring, Summer, Fall | Winter, Spring, Summer, Fall | Winter, Spring, Summer, Fall | Winter, Spring, Summer, Fall | Winter, Spring, Summer, Fall | Winter, Spring, Summer, Fall
BART SO2 Annual- Big Stone 1- v5.16 | 160 | 7234 | Rate Constraint in lbs/MMBtu | FALSE | L | Annual | Standard SO2 | lb/MMBtu | 0.09 | 0.09 | 0.09 | 0.09 | 0.09 | 0.09 | 0.09
BART SO2 Annual- Big Stone 1- v5.16 | 160 | 7234 | Rate Constraint in lbs/MMBtu | FALSE | L | Annual | Emissions at Affected Plants SO2 | Thousand Tons | 1.0832 | 1.2932 | 0 | 0 | 0 | 0 | 0
BART SO2 Annual- Big Stone 1- v5.16 | 160 | 7234 | Rate Constraint in lbs/MMBtu | FALSE | L | Annual | Allowances Purchased SO2 | Thousand Tons | 0 | 0 | 0 | 0 | 0 | 0 | 0
BART SO2 Annual- Big Stone 1- v5.16 | 160 | 7234 | Rate Constraint in lbs/MMBtu | FALSE | L | Annual | Allowances Sold SO2 | Thousand Tons | 0 | 0 | 0 | 0 | 0 | 0 | 0
BART SO2 Annual- Big Stone 1- v5.16 | 160 | 7234 | Rate Constraint in lbs/MMBtu | FALSE | L | Annual | Allowances Banked | Thousand Tons | 0 | 0 | 0 | 0 | 0 | 0 | 0
BART SO2 Annual- Big Stone 1- v5.16 | 160 | 7234 | Rate Constraint in lbs/MMBtu | FALSE | L | Annual | Allowances Withdrawn (1:1) | Thousand Tons | 0 | 0 | 0 | 0 | 0 | 0 | 0
BART SO2 Annual- Big Stone 1- v5.16 | 160 | 7234 | Rate Constraint in lbs/MMBtu | FALSE | L | Annual | Allowances Withdrawn (n:1) | Thousand Tons | 0 | 0 | 0 | 0 | 0 | 0 | 0
BART SO2 Annual- Big Stone 1- v5.16 | 160 | 7234 | Rate Constraint in lbs/MMBtu | FALSE | L | Annual | Net Emissions Allowance Position | Thousand Tons | 1.0832 | 1.2932 | 0 | 0 | 0 | 0 | 0
BART SO2 Annual- Big Stone 1- v5.16 | 160 | 7234 | Rate Constraint in lbs/MMBtu | FALSE | L | Annual | Fuel Consumed | TBtu | 27.0792 | 32.3302 | 0 | 0 | 0 | 0 | 0
BART SO2 Annual- Big Stone 1- v5.16 | 160 | 7234 | Rate Constraint in lbs/MMBtu | FALSE | L | Annual | Rate | lb/MMBtu | 0.08 | 0.08 | 0 | 0 | 0 | 0 | 0
BART SO2 Annual- Big Stone 1- v5.16 | 160 | 7234 | Rate Constraint in lbs/MMBtu | FALSE | L | Annual | Generation | TWh | 2.647 | 3.1603 | 0 | 0 | 0 | 0 | 0
BART SO2 Annual- Big Stone 1- v5.16 | 160 | 7234 | Rate Constraint in lbs/MMBtu | FALSE | L | Annual | Qualifying Generation | TWh | 2.647 | 3.1603 | 0 | 0 | 0 | 0 | 0
BART SO2 Annual- Big Stone 1- v5.16 | 160 | 7234 | Rate Constraint in lbs/MMBtu | FALSE | L | Annual | Rate | lb/MWh | 0.8184 | 0.8184 | 0 | 0 | 0 | 0 | 0
BART SO2 Annual- Big Stone 1- v5.16 | 160 | 7234 | Rate Constraint in lbs/MMBtu | FALSE | L | Annual | Constraint Shadow Price | US2022$/Ton | 0 | 0 | 0 | 0 | 0 | 0 | 0
BART SO2 Annual Cap-Deerhaven B2 -v5.13 | 161 | 7233 | Rate Constraint in MTons | FALSE | L | Annual | Seasons Included | Seasons | Winter, Spring, Summer, Fall | Winter, Spring, Summer, Fall | Winter, Spring, Summer, Fall | Winter, Spring, Summer, Fall | Winter, Spring, Summer, Fall | Winter, Spring, Summer, Fall | Winter, Spring, Summer, Fall
BART SO2 Annual Cap-Deerhaven B2 -v5.13 | 161 | 7233 | Rate Constraint in MTons | FALSE | L | Annual | Standard SO2 | Thousand Tons | 5.5 | 5.5 | 5.5 | 5.5 | 5.5 | 5.5 | 5.5
BART SO2 Annual Cap-Deerhaven B2 -v5.13 | 161 | 7233 | Rate Constraint in MTons | FALSE | L | Annual | Emissions at Affected Plants SO2 | Thousand Tons | 0 | 0 | 0 | 0 | 0 | 0 | 0
BART SO2 Annual Cap-Deerhaven B2 -v5.13 | 161 | 7233 | Rate Constraint in MTons | FALSE | L | Annual | Allowances Purchased SO2 | Thousand Tons | 0 | 0 | 0 | 0 | 0 | 0 | 0
BART SO2 Annual Cap-Deerhaven B2 -v5.13 | 161 | 7233 | Rate Constraint in MTons | FALSE | L | Annual | Allowances Sold SO2 | Thousand Tons | 0 | 0 | 0 | 0 | 0 | 0 | 0
BART SO2 Annual Cap-Deerhaven B2 -v5.13 | 161 | 7233 | Rate Constraint in MTons | FALSE | L | Annual | Allowances Banked | Thousand Tons | 0 | 0 | 0 | 0 | 0 | 0 | 0
BART SO2 Annual Cap-Deerhaven B2 -v5.13 | 161 | 7233 | Rate Constraint in MTons | FALSE | L | Annual | Allowances Withdrawn (1:1) | Thousand Tons | 0 | 0 | 0 | 0 | 0 | 0 | 0
BART SO2 Annual Cap-Deerhaven B2 -v5.13 | 161 | 7233 | Rate Constraint in MTons | FALSE | L | Annual | Allowances Withdrawn (n:1) | Thousand Tons | 0 | 0 | 0 | 0 | 0 | 0 | 0
BART SO2 Annual Cap-Deerhaven B2 -v5.13 | 161 | 7233 | Rate Constraint in MTons | FALSE | L | Annual | Net Emissions Allowance Position | Thousand Tons | 0 | 0 | 0 | 0 | 0 | 0 | 0
BART SO2 Annual Cap-Deerhaven B2 -v5.13 | 161 | 7233 | Rate Constraint in MTons | FALSE | L | Annual | Fuel Consumed | TBtu | 0.50003 | 0.50003 | 0 | 0 | 0 | 0 | 0
BART SO2 Annual Cap-Deerhaven B2 -v5.13 | 161 | 7233 | Rate Constraint in MTons | FALSE | L | Annual | Rate | lb/MMBtu | 0 | 0 | 0 | 0 | 0 | 0 | 0
BART SO2 Annual Cap-Deerhaven B2 -v5.13 | 161 | 7233 | Rate Constraint in MTons | FALSE | L | Annual | Generation | TWh | 0.040646 | 0.040646 | 0 | 0 | 0 | 0 | 0
BART SO2 Annual Cap-Deerhaven B2 -v5.13 | 161 | 7233 | Rate Constraint in MTons | FALSE | L | Annual | Qualifying Generation | TWh | 0.040646 | 0.040646 | 0 | 0 | 0 | 0 | 0
BART SO2 Annual Cap-Deerhaven B2 -v5.13 | 161 | 7233 | Rate Constraint in MTons | FALSE | L | Annual | Rate | lb/MWh | 0 | 0 | 0 | 0 | 0 | 0 | 0
BART SO2 Annual Cap-Deerhaven B2 -v5.13 | 161 | 7233 | Rate Constraint in MTons | FALSE | L | Annual | Constraint Shadow Price | US2022$/Ton | 0 | 0 | 0 | 0 | 0 | 0 | 0
BART SO2 Annual Cap-Northside 1-3 -v5.13 | 162 | 7232 | Rate Constraint in MTons | FALSE | L | Annual | Seasons Included | Seasons | Winter, Spring, Summer, Fall | Winter, Spring, Summer, Fall | Winter, Spring, Summer, Fall | Winter, Spring, Summer, Fall | Winter, Spring, Summer, Fall | Winter, Spring, Summer, Fall | Winter, Spring, Summer, Fall
BART SO2 Annual Cap-Northside 1-3 -v5.13 | 162 | 7232 | Rate Constraint in MTons | FALSE | L | Annual | Standard SO2 | Thousand Tons | 3.6 | 3.6 | 3.6 | 3.6 | 3.6 | 3.6 | 3.6
BART SO2 Annual Cap-Northside 1-3 -v5.13 | 162 | 7232 | Rate Constraint in MTons | FALSE | L | Annual | Emissions at Affected Plants SO2 | Thousand Tons | 3.6 | 3.6 | 3.6 | 3.6 | 2.7215 | 3.6 | 3.6
BART SO2 Annual Cap-Northside 1-3 -v5.13 | 162 | 7232 | Rate Constraint in MTons | FALSE | L | Annual | Allowances Purchased SO2 | Thousand Tons | 0 | 0 | 0 | 0 | 0 | 0 | 0
BART SO2 Annual Cap-Northside 1-3 -v5.13 | 162 | 7232 | Rate Constraint in MTons | FALSE | L | Annual | Allowances Sold SO2 | Thousand Tons | 0 | 0 | 0 | 0 | 0 | 0 | 0
BART SO2 Annual Cap-Northside 1-3 -v5.13 | 162 | 7232 | Rate Constraint in MTons | FALSE | L | Annual | Allowances Banked | Thousand Tons | 0 | 0 | 0 | 0 | 0 | 0 | 0
BART SO2 Annual Cap-Northside 1-3 -v5.13 | 162 | 7232 | Rate Constraint in MTons | FALSE | L | Annual | Allowances Withdrawn (1:1) | Thousand Tons | 0 | 0 | 0 | 0 | 0 | 0 | 0
BART SO2 Annual Cap-Northside 1-3 -v5.13 | 162 | 7232 | Rate Constraint in MTons | FALSE | L | Annual | Allowances Withdrawn (n:1) | Thousand Tons | 0 | 0 | 0 | 0 | 0 | 0 | 0
BART SO2 Annual Cap-Northside 1-3 -v5.13 | 162 | 7232 | Rate Constraint in MTons | FALSE | L | Annual | Net Emissions Allowance Position | Thousand Tons | 3.6 | 3.6 | 3.6 | 3.6 | 2.7215 | 3.6 | 3.6
BART SO2 Annual Cap-Northside 1-3 -v5.13 | 162 | 7232 | Rate Constraint in MTons | FALSE | L | Annual | Fuel Consumed | TBtu | 6.2338 | 6.2338 | 9.6073 | 9.6073 | 4.7126 | 6.2338 | 6.2338
BART SO2 Annual Cap-Northside 1-3 -v5.13 | 162 | 7232 | Rate Constraint in MTons | FALSE | L | Annual | Rate | lb/MMBtu | 1.155 | 1.155 | 0.74943 | 0.74943 | 1.155 | 1.155 | 1.155
BART SO2 Annual Cap-Northside 1-3 -v5.13 | 162 | 7232 | Rate Constraint in MTons | FALSE | L | Annual | Generation | TWh | 0.60073 | 0.60073 | 0.77562 | 0.77562 | 0.45414 | 0.60073 | 0.60073
BART SO2 Annual Cap-Northside 1-3 -v5.13 | 162 | 7232 | Rate Constraint in MTons | FALSE | L | Annual | Qualifying Generation | TWh | 0.60073 | 0.60073 | 0.77562 | 0.77562 | 0.45414 | 0.60073 | 0.60073
BART SO2 Annual Cap-Northside 1-3 -v5.13 | 162 | 7232 | Rate Constraint in MTons | FALSE | L | Annual | Rate | lb/MWh | 11.9854 | 11.9854 | 9.2829 | 9.2829 | 11.9854 | 11.9854 | 11.9854
BART SO2 Annual Cap-Northside 1-3 -v5.13 | 162 | 7232 | Rate Constraint in MTons | FALSE | L | Annual | Constraint Shadow Price | US2022$/Ton | 350.3188 | 991.6368 | 1651.2313 | 2760.3678 | 0 | 393.8659 | 1059.0235
BART SO2 Annual- Coal Creek 1- v6.17 | 163 | 7212 | Rate Constraint in lbs/MMBtu | FALSE | L | Annual | Seasons Included | Seasons | Winter, Spring, Summer, Fall | Winter, Spring, Summer, Fall | Winter, Spring, Summer, Fall | Winter, Spring, Summer, Fall | Winter, Spring, Summer, Fall | Winter, Spring, Summer, Fall | Winter, Spring, Summer, Fall
BART SO2 Annual- Coal Creek 1- v6.17 | 163 | 7212 | Rate Constraint in lbs/MMBtu | FALSE | L | Annual | Standard SO2 | lb/MMBtu | 0.15 | 0.15 | 0.15 | 0.15 | 0.15 | 0.15 | 0.15
BART SO2 Annual- Coal Creek 1- v6.17 | 163 | 7212 | Rate Constraint in lbs/MMBtu | FALSE | L | Annual | Emissions at Affected Plants SO2 | Thousand Tons | 2.9577 | 2.9577 | 2.9577 | 2.9577 | 0 | 0 | 0
BART SO2 Annual- Coal Creek 1- v6.17 | 163 | 7212 | Rate Constraint in lbs/MMBtu | FALSE | L | Annual | Allowances Purchased SO2 | Thousand Tons | 0 | 0 | 0 | 0 | 0 | 0 | 0
BART SO2 Annual- Coal Creek 1- v6.17 | 163 | 7212 | Rate Constraint in lbs/MMBtu | FALSE | L | Annual | Allowances Sold SO2 | Thousand Tons | 0 | 0 | 0 | 0 | 0 | 0 | 0
BART SO2 Annual- Coal Creek 1- v6.17 | 163 | 7212 | Rate Constraint in lbs/MMBtu | FALSE | L | Annual | Allowances Banked | Thousand Tons | 0 | 0 | 0 | 0 | 0 | 0 | 0
BART SO2 Annual- Coal Creek 1- v6.17 | 163 | 7212 | Rate Constraint in lbs/MMBtu | FALSE | L | Annual | Allowances Withdrawn (1:1) | Thousand Tons | 0 | 0 | 0 | 0 | 0 | 0 | 0
BART SO2 Annual- Coal Creek 1- v6.17 | 163 | 7212 | Rate Constraint in lbs/MMBtu | FALSE | L | Annual | Allowances Withdrawn (n:1) | Thousand Tons | 0 | 0 | 0 | 0 | 0 | 0 | 0
BART SO2 Annual- Coal Creek 1- v6.17 | 163 | 7212 | Rate Constraint in lbs/MMBtu | FALSE | L | Annual | Net Emissions Allowance Position | Thousand Tons | 2.9577 | 2.9577 | 2.9577 | 2.9577 | 0 | 0 | 0
BART SO2 Annual- Coal Creek 1- v6.17 | 163 | 7212 | Rate Constraint in lbs/MMBtu | FALSE | L | Annual | Fuel Consumed | TBtu | 40.3639 | 40.3639 | 40.3639 | 40.3639 | 0 | 0 | 0
BART SO2 Annual- Coal Creek 1- v6.17 | 163 | 7212 | Rate Constraint in lbs/MMBtu | FALSE | L | Annual | Rate | lb/MMBtu | 0.14655 | 0.14655 | 0.14655 | 0.14655 | 0 | 0 | 0
BART SO2 Annual- Coal Creek 1- v6.17 | 163 | 7212 | Rate Constraint in lbs/MMBtu | FALSE | L | Annual | Generation | TWh | 4.0567 | 4.0567 | 2.7532 | 2.7532 | 0 | 0 | 0
BART SO2 Annual- Coal Creek 1- v6.17 | 163 | 7212 | Rate Constraint in lbs/MMBtu | FALSE | L | Annual | Qualifying Generation | TWh | 4.0567 | 4.0567 | 2.7532 | 2.7532 | 0 | 0 | 0
BART SO2 Annual- Coal Creek 1- v6.17 | 163 | 7212 | Rate Constraint in lbs/MMBtu | FALSE | L | Annual | Rate | lb/MWh | 1.4582 | 1.4582 | 2.1486 | 2.1486 | 0 | 0 | 0
BART SO2 Annual- Coal Creek 1- v6.17 | 163 | 7212 | Rate Constraint in lbs/MMBtu | FALSE | L | Annual | Constraint Shadow Price | US2022$/Ton | 0 | 0 | 0 | 0 | 0 | 0 | 0
BART SO2 Annual- Coal Creek 2- v6.17 | 164 | 7213 | Rate Constraint in lbs/MMBtu | FALSE | L | Annual | Seasons Included | Seasons | Winter, Spring, Summer, Fall | Winter, Spring, Summer, Fall | Winter, Spring, Summer, Fall | Winter, Spring, Summer, Fall | Winter, Spring, Summer, Fall | Winter, Spring, Summer, Fall | Winter, Spring, Summer, Fall
BART SO2 Annual- Coal Creek 2- v6.17 | 164 | 7213 | Rate Constraint in lbs/MMBtu | FALSE | L | Annual | Standard SO2 | lb/MMBtu | 0.15 | 0.15 | 0.15 | 0.15 | 0.15 | 0.15 | 0.15
BART SO2 Annual- Coal Creek 2- v6.17 | 164 | 7213 | Rate Constraint in lbs/MMBtu | FALSE | L | Annual | Emissions at Affected Plants SO2 | Thousand Tons | 2.9722 | 2.9722 | 2.9722 | 2.9722 | 0.65864 | 0.68097 | 0.68097
BART SO2 Annual- Coal Creek 2- v6.17 | 164 | 7213 | Rate Constraint in lbs/MMBtu | FALSE | L | Annual | Allowances Purchased SO2 | Thousand Tons | 0 | 0 | 0 | 0 | 0 | 0 | 0
BART SO2 Annual- Coal Creek 2- v6.17 | 164 | 7213 | Rate Constraint in lbs/MMBtu | FALSE | L | Annual | Allowances Sold SO2 | Thousand Tons | 0 | 0 | 0 | 0 | 0 | 0 | 0
BART SO2 Annual- Coal Creek 2- v6.17 | 164 | 7213 | Rate Constraint in lbs/MMBtu | FALSE | L | Annual | Allowances Banked | Thousand Tons | 0 | 0 | 0 | 0 | 0 | 0 | 0
BART SO2 Annual- Coal Creek 2- v6.17 | 164 | 7213 | Rate Constraint in lbs/MMBtu | FALSE | L | Annual | Allowances Withdrawn (1:1) | Thousand Tons | 0 | 0 | 0 | 0 | 0 | 0 | 0
BART SO2 Annual- Coal Creek 2- v6.17 | 164 | 7213 | Rate Constraint in lbs/MMBtu | FALSE | L | Annual | Allowances Withdrawn (n:1) | Thousand Tons | 0 | 0 | 0 | 0 | 0 | 0 | 0
BART SO2 Annual- Coal Creek 2- v6.17 | 164 | 7213 | Rate Constraint in lbs/MMBtu | FALSE | L | Annual | Net Emissions Allowance Position | Thousand Tons | 2.9722 | 2.9722 | 2.9722 | 2.9722 | 0.65864 | 0.68097 | 0.68097
BART SO2 Annual- Coal Creek 2- v6.17 | 164 | 7213 | Rate Constraint in lbs/MMBtu | FALSE | L | Annual | Fuel Consumed | TBtu | 40.7903 | 40.7903 | 40.7903 | 40.7903 | 9.039 | 9.3454 | 9.3454
BART SO2 Annual- Coal Creek 2- v6.17 | 164 | 7213 | Rate Constraint in lbs/MMBtu | FALSE | L | Annual | Rate | lb/MMBtu | 0.14573 | 0.14573 | 0.14573 | 0.14573 | 0.14573 | 0.14573 | 0.14573
BART SO2 Annual- Coal Creek 2- v6.17 | 164 | 7213 | Rate Constraint in lbs/MMBtu | FALSE | L | Annual | Generation | TWh | 4.0995 | 4.0995 | 2.782 | 2.782 | 0.61649 | 0.63739 | 0.63739
BART SO2 Annual- Coal Creek 2- v6.17 | 164 | 7213 | Rate Constraint in lbs/MMBtu | FALSE | L | Annual | Qualifying Generation | TWh | 4.0995 | 4.0995 | 2.782 | 2.782 | 0.61649 | 0.63739 | 0.63739
BART SO2 Annual- Coal Creek 2- v6.17 | 164 | 7213 | Rate Constraint in lbs/MMBtu | FALSE | L | Annual | Rate | lb/MWh | 1.45 | 1.45 | 2.1368 | 2.1368 | 2.1368 | 2.1368 | 2.1368
BART SO2 Annual- Coal Creek 2- v6.17 | 164 | 7213 | Rate Constraint in lbs/MMBtu | FALSE | L | Annual | Constraint Shadow Price | US2022$/Ton | 0 | 0 | 0 | 0 | 0 | 0 | 0
BART SO2 Annual- Flint Creek- v6.20 | 165 | 7643 | Rate Constraint in lbs/MMBtu | FALSE | L | Annual | Seasons Included | Seasons | Winter, Spring, Summer, Fall | Winter, Spring, Summer, Fall | Winter, Spring, Summer, Fall | Winter, Spring, Summer, Fall | Winter, Spring, Summer, Fall | Winter, Spring, Summer, Fall | Winter, Spring, Summer, Fall
BART SO2 Annual- Flint Creek- v6.20 | 165 | 7643 | Rate Constraint in lbs/MMBtu | FALSE | L | Annual | Standard SO2 | lb/MMBtu | 0.06 | 0.06 | 0.06 | 0.06 | 0.06 | 0.06 | 0.06
BART SO2 Annual- Flint Creek- v6.20 | 165 | 7643 | Rate Constraint in lbs/MMBtu | FALSE | L | Annual | Emissions at Affected Plants SO2 | Thousand Tons | 0 | 0 | 0 | 0 | 0 | 0 | 0
BART SO2 Annual- Flint Creek- v6.20 | 165 | 7643 | Rate Constraint in lbs/MMBtu | FALSE | L | Annual | Allowances Purchased SO2 | Thousand Tons | 0 | 0 | 0 | 0 | 0 | 0 | 0
BART SO2 Annual- Flint Creek- v6.20 | 165 | 7643 | Rate Constraint in lbs/MMBtu | FALSE | L | Annual | Allowances Sold SO2 | Thousand Tons | 0 | 0 | 0 | 0 | 0 | 0 | 0
BART SO2 Annual- Flint Creek- v6.20 | 165 | 7643 | Rate Constraint in lbs/MMBtu | FALSE | L | Annual | Allowances Banked | Thousand Tons | 0 | 0 | 0 | 0 | 0 | 0 | 0
BART SO2 Annual- Flint Creek- v6.20 | 165 | 7643 | Rate Constraint in lbs/MMBtu | FALSE | L | Annual | Allowances Withdrawn (1:1) | Thousand Tons | 0 | 0 | 0 | 0 | 0 | 0 | 0
BART SO2 Annual- Flint Creek- v6.20 | 165 | 7643 | Rate Constraint in lbs/MMBtu | FALSE | L | Annual | Allowances Withdrawn (n:1) | Thousand Tons | 0 | 0 | 0 | 0 | 0 | 0 | 0
BART SO2 Annual- Flint Creek- v6.20 | 165 | 7643 | Rate Constraint in lbs/MMBtu | FALSE | L | Annual | Net Emissions Allowance Position | Thousand Tons | 0 | 0 | 0 | 0 | 0 | 0 | 0
BART SO2 Annual- Flint Creek- v6.20 | 165 | 7643 | Rate Constraint in lbs/MMBtu | FALSE | L | Annual | Fuel Consumed | TBtu | 0 | 0 | 0 | 0 | 0 | 0 | 0
BART SO2 Annual- Flint Creek- v6.20 | 165 | 7643 | Rate Constraint in lbs/MMBtu | FALSE | L | Annual | Rate | lb/MMBtu | 0 | 0 | 0 | 0 | 0 | 0 | 0
BART SO2 Annual- Flint Creek- v6.20 | 165 | 7643 | Rate Constraint in lbs/MMBtu | FALSE | L | Annual | Generation | TWh | 0 | 0 | 0 | 0 | 0 | 0 | 0
BART SO2 Annual- Flint Creek- v6.20 | 165 | 7643 | Rate Constraint in lbs/MMBtu | FALSE | L | Annual | Qualifying Generation | TWh | 0 | 0 | 0 | 0 | 0 | 0 | 0
BART SO2 Annual- Flint Creek- v6.20 | 165 | 7643 | Rate Constraint in lbs/MMBtu | FALSE | L | Annual | Rate | lb/MWh | 0 | 0 | 0 | 0 | 0 | 0 | 0
BART SO2 Annual- Flint Creek- v6.20 | 165 | 7643 | Rate Constraint in lbs/MMBtu | FALSE | L | Annual | Constraint Shadow Price | US2022$/Ton | 57007.2717 | 33681.9181 | 23974.2259 | 31257.0469 | 21915.9298 | 47477.819 | 58844.202
BART SO2 Annual- Hayden 1- v5.16 | 166 | 7202 | Rate Constraint in lbs/MMBtu | FALSE | L | Annual | Seasons Included | Seasons | Winter, Spring, Summer, Fall | Winter, Spring, Summer, Fall | Winter, Spring, Summer, Fall | Winter, Spring, Summer, Fall | Winter, Spring, Summer, Fall | Winter, Spring, Summer, Fall | Winter, Spring, Summer, Fall
BART SO2 Annual- Hayden 1- v5.16 | 166 | 7202 | Rate Constraint in lbs/MMBtu | FALSE | L | Annual | Standard SO2 | lb/MMBtu | 0.13 | 0.13 | 0.13 | 0.13 | 0.13 | 0.13 | 0.13
BART SO2 Annual- Hayden 1- v5.16 | 166 | 7202 | Rate Constraint in lbs/MMBtu | FALSE | L | Annual | Emissions at Affected Plants SO2 | Thousand Tons | 0.0033898 | 0 | 0 | 0 | 0 | 0 | 0
BART SO2 Annual- Hayden 1- v5.16 | 166 | 7202 | Rate Constraint in lbs/MMBtu | FALSE | L | Annual | Allowances Purchased SO2 | Thousand Tons | 0 | 0 | 0 | 0 | 0 | 0 | 0
BART SO2 Annual- Hayden 1- v5.16 | 166 | 7202 | Rate Constraint in lbs/MMBtu | FALSE | L | Annual | Allowances Sold SO2 | Thousand Tons | 0 | 0 | 0 | 0 | 0 | 0 | 0
BART SO2 Annual- Hayden 1- v5.16 | 166 | 7202 | Rate Constraint in lbs/MMBtu | FALSE | L | Annual | Allowances Banked | Thousand Tons | 0 | 0 | 0 | 0 | 0 | 0 | 0
BART SO2 Annual- Hayden 1- v5.16 | 166 | 7202 | Rate Constraint in lbs/MMBtu | FALSE | L | Annual | Allowances Withdrawn (1:1) | Thousand Tons | 0 | 0 | 0 | 0 | 0 | 0 | 0
BART SO2 Annual- Hayden 1- v5.16 | 166 | 7202 | Rate Constraint in lbs/MMBtu | FALSE | L | Annual | Allowances Withdrawn (n:1) | Thousand Tons | 0 | 0 | 0 | 0 | 0 | 0 | 0
BART SO2 Annual- Hayden 1- v5.16 | 166 | 7202 | Rate Constraint in lbs/MMBtu | FALSE | L | Annual | Net Emissions Allowance Position | Thousand Tons | 0.0033898 | 0 | 0 | 0 | 0 | 0 | 0
BART SO2 Annual- Hayden 1- v5.16 | 166 | 7202 | Rate Constraint in lbs/MMBtu | FALSE | L | Annual | Fuel Consumed | TBtu | 0.055016 | 0 | 0 | 0 | 0 | 0 | 0
BART SO2 Annual- Hayden 1- v5.16 | 166 | 7202 | Rate Constraint in lbs/MMBtu | FALSE | L | Annual | Rate | lb/MMBtu | 0.12323 | 0 | 0 | 0 | 0 | 0 | 0
BART SO2 Annual- Hayden 1- v5.16 | 166 | 7202 | Rate Constraint in lbs/MMBtu | FALSE | L | Annual | Generation | TWh | 0.0050427 | 0 | 0 | 0 | 0 | 0 | 0
BART SO2 Annual- Hayden 1- v5.16 | 166 | 7202 | Rate Constraint in lbs/MMBtu | FALSE | L | Annual | Qualifying Generation | TWh | 0.0050427 | 0 | 0 | 0 | 0 | 0 | 0
BART SO2 Annual- Hayden 1- v5.16 | 166 | 7202 | Rate Constraint in lbs/MMBtu | FALSE | L | Annual | Rate | lb/MWh | 1.3444 | 0 | 0 | 0 | 0 | 0 | 0
BART SO2 Annual- Hayden 1- v5.16 | 166 | 7202 | Rate Constraint in lbs/MMBtu | FALSE | L | Annual | Constraint Shadow Price | US2022$/Ton | 0 | 0 | 0 | 0 | 0 | 0 | 0
BART SO2 Annual- Nebraska City- v6.17 | 167 | 7206 | Rate Constraint in lbs/MMBtu | FALSE | L | Annual | Seasons Included | Seasons | Winter, Spring, Summer, Fall | Winter, Spring, Summer, Fall | Winter, Spring, Summer, Fall | Winter, Spring, Summer, Fall | Winter, Spring, Summer, Fall | Winter, Spring, Summer, Fall | Winter, Spring, Summer, Fall
BART SO2 Annual- Nebraska City- v6.17 | 167 | 7206 | Rate Constraint in lbs/MMBtu | FALSE | L | Annual | Standard SO2 | lb/MMBtu | 1.2 | 1.2 | 1.2 | 1.2 | 1.2 | 1.2 | 1.2
BART SO2 Annual- Nebraska City- v6.17 | 167 | 7206 | Rate Constraint in lbs/MMBtu | FALSE | L | Annual | Emissions at Affected Plants SO2 | Thousand Tons | 10.992 | 10.7061 | 4.2854 | 1.469 | 1.469 | 2.2935 | 8.4338
BART SO2 Annual- Nebraska City- v6.17 | 167 | 7206 | Rate Constraint in lbs/MMBtu | FALSE | L | Annual | Allowances Purchased SO2 | Thousand Tons | 0 | 0 | 0 | 0 | 0 | 0 | 0
BART SO2 Annual- Nebraska City- v6.17 | 167 | 7206 | Rate Constraint in lbs/MMBtu | FALSE | L | Annual | Allowances Sold SO2 | Thousand Tons | 0 | 0 | 0 | 0 | 0 | 0 | 0
BART SO2 Annual- Nebraska City- v6.17 | 167 | 7206 | Rate Constraint in lbs/MMBtu | FALSE | L | Annual | Allowances Banked | Thousand Tons | 0 | 0 | 0 | 0 | 0 | 0 | 0
BART SO2 Annual- Nebraska City- v6.17 | 167 | 7206 | Rate Constraint in lbs/MMBtu | FALSE | L | Annual | Allowances Withdrawn (1:1) | Thousand Tons | 0 | 0 | 0 | 0 | 0 | 0 | 0
BART SO2 Annual- Nebraska City- v6.17 | 167 | 7206 | Rate Constraint in lbs/MMBtu | FALSE | L | Annual | Allowances Withdrawn (n:1) | Thousand Tons | 0 | 0 | 0 | 0 | 0 | 0 | 0
BART SO2 Annual- Nebraska City- v6.17 | 167 | 7206 | Rate Constraint in lbs/MMBtu | FALSE | L | Annual | Net Emissions Allowance Position | Thousand Tons | 10.992 | 10.7061 | 4.2854 | 1.469 | 1.469 | 2.2935 | 8.4338
BART SO2 Annual- Nebraska City- v6.17 | 167 | 7206 | Rate Constraint in lbs/MMBtu | FALSE | L | Annual | Fuel Consumed | TBtu | 42.0893 | 40.9946 | 16.4091 | 5.6248 | 5.6248 | 8.7819 | 32.2938
BART SO2 Annual- Nebraska City- v6.17 | 167 | 7206 | Rate Constraint in lbs/MMBtu | FALSE | L | Annual | Rate | lb/MMBtu | 0.52232 | 0.52232 | 0.52232 | 0.52232 | 0.52232 | 0.52232 | 0.52232
BART SO2 Annual- Nebraska City- v6.17 | 167 | 7206 | Rate Constraint in lbs/MMBtu | FALSE | L | Annual | Generation | TWh | 4.287 | 4.1755 | 1.6713 | 0.5729 | 0.5729 | 0.89447 | 3.2892
BART SO2 Annual- Nebraska City- v6.17 | 167 | 7206 | Rate Constraint in lbs/MMBtu | FALSE | L | Annual | Qualifying Generation | TWh | 4.287 | 4.1755 | 1.6713 | 0.5729 | 0.5729 | 0.89447 | 3.2892
BART SO2 Annual- Nebraska City- v6.17 | 167 | 7206 | Rate Constraint in lbs/MMBtu | FALSE | L | Annual | Rate | lb/MWh | 5.1281 | 5.1281 | 5.1281 | 5.1281 | 5.1281 | 5.1281 | 5.1281
BART SO2 Annual- Nebraska City- v6.17 | 167 | 7206 | Rate Constraint in lbs/MMBtu | FALSE | L | Annual | Constraint Shadow Price | US2022$/Ton | 0 | 0 | 0 | 0 | 0 | 0 | 0
BART SO2 Annual- Oswego Harbor 5- v5.16 | 168 | 7244 | Rate Constraint in lbs/MMBtu | FALSE | L | Annual | Seasons Included | Seasons | Winter, Spring, Summer, Fall | Winter, Spring, Summer, Fall | Winter, Spring, Summer, Fall | Winter, Spring, Summer, Fall | Winter, Spring, Summer, Fall | Winter, Spring, Summer, Fall | Winter, Spring, Summer, Fall
BART SO2 Annual- Oswego Harbor 5- v5.16 | 168 | 7244 | Rate Constraint in lbs/MMBtu | FALSE | L | Annual | Standard SO2 | lb/MMBtu | 0.8 | 0.8 | 0.8 | 0.8 | 0.8 | 0.8 | 0.8
BART SO2 Annual- Oswego Harbor 5- v5.16 | 168 | 7244 | Rate Constraint in lbs/MMBtu | FALSE | L | Annual | Emissions at Affected Plants SO2 | Thousand Tons | 0 | 0 | 0 | 0 | 0 | 0 | 0
BART SO2 Annual- Oswego Harbor 5- v5.16 | 168 | 7244 | Rate Constraint in lbs/MMBtu | FALSE | L | Annual | Allowances Purchased SO2 | Thousand Tons | 0 | 0 | 0 | 0 | 0 | 0 | 0
BART SO2 Annual- Oswego Harbor 5- v5.16 | 168 | 7244 | Rate Constraint in lbs/MMBtu | FALSE | L | Annual | Allowances Sold SO2 | Thousand Tons | 0 | 0 | 0 | 0 | 0 | 0 | 0
BART SO2 Annual- Oswego Harbor 5- v5.16 | 168 | 7244 | Rate Constraint in lbs/MMBtu | FALSE | L | Annual | Allowances Banked | Thousand Tons | 0 | 0 | 0 | 0 | 0 | 0 | 0
BART SO2 Annual- Oswego Harbor 5- v5.16 | 168 | 7244 | Rate Constraint in lbs/MMBtu | FALSE | L | Annual | Allowances Withdrawn (1:1) | Thousand Tons | 0 | 0 | 0 | 0 | 0 | 0 | 0
BART SO2 Annual- Oswego Harbor 5- v5.16 | 168 | 7244 | Rate Constraint in lbs/MMBtu | FALSE | L | Annual | Allowances Withdrawn (n:1) | Thousand Tons | 0 | 0 | 0 | 0 | 0 | 0 | 0
BART SO2 Annual- Oswego Harbor 5- v5.16 | 168 | 7244 | Rate Constraint in lbs/MMBtu | FALSE | L | Annual | Net Emissions Allowance Position | Thousand Tons | 0 | 0 | 0 | 0 | 0 | 0 | 0
BART SO2 Annual- Oswego Harbor 5- v5.16 | 168 | 7244 | Rate Constraint in lbs/MMBtu | FALSE | L | Annual | Fuel Consumed | TBtu | 0 | 0 | 0 | 0 | 0 | 0 | 0
BART SO2 Annual- Oswego Harbor 5- v5.16 | 168 | 7244 | Rate Constraint in lbs/MMBtu | FALSE | L | Annual | Rate | lb/MMBtu | 0 | 0 | 0 | 0 | 0 | 0 | 0
BART SO2 Annual- Oswego Harbor 5- v5.16 | 168 | 7244 | Rate Constraint in lbs/MMBtu | FALSE | L | Annual | Generation | TWh | 0 | 0 | 0 | 0 | 0 | 0 | 0
BART SO2 Annual- Oswego Harbor 5- v5.16 | 168 | 7244 | Rate Constraint in lbs/MMBtu | FALSE | L | Annual | Qualifying Generation | TWh | 0 | 0 | 0 | 0 | 0 | 0 | 0
BART SO2 Annual- Oswego Harbor 5- v5.16 | 168 | 7244 | Rate Constraint in lbs/MMBtu | FALSE | L | Annual | Rate | lb/MWh | 0 | 0 | 0 | 0 | 0 | 0 | 0
BART SO2 Annual- Oswego Harbor 5- v5.16 | 168 | 7244 | Rate Constraint in lbs/MMBtu | FALSE | L | Annual | Constraint Shadow Price | US2022$/Ton | 0 | 0 | 0 | 0 | 0 | 0 | 0
BART SO2 Annual- Oswego Harbor 6- v6.17 | 169 | 7245 | Rate Constraint in lbs/MMBtu | FALSE | L | Annual | Seasons Included | Seasons | Winter, Spring, Summer, Fall | Winter, Spring, Summer, Fall | Winter, Spring, Summer, Fall | Winter, Spring, Summer, Fall | Winter, Spring, Summer, Fall | Winter, Spring, Summer, Fall | Winter, Spring, Summer, Fall
BART SO2 Annual- Oswego Harbor 6- v6.17 | 169 | 7245 | Rate Constraint in lbs/MMBtu | FALSE | L | Annual | Standard SO2 | lb/MMBtu | 0.8 | 0.8 | 0.8 | 0.8 | 0.8 | 0.8 | 0.8
BART SO2 Annual- Oswego Harbor 6- v6.17 | 169 | 7245 | Rate Constraint in lbs/MMBtu | FALSE | L | Annual | Emissions at Affected Plants SO2 | Thousand Tons | 0 | 0 | 0 | 0 | 0 | 0 | 0
BART SO2 Annual- Oswego Harbor 6- v6.17 | 169 | 7245 | Rate Constraint in lbs/MMBtu | FALSE | L | Annual | Allowances Purchased SO2 | Thousand Tons | 0 | 0 | 0 | 0 | 0 | 0 | 0
BART SO2 Annual- Oswego Harbor 6- v6.17 | 169 | 7245 | Rate Constraint in lbs/MMBtu | FALSE | L | Annual | Allowances Sold SO2 | Thousand Tons | 0 | 0 | 0 | 0 | 0 | 0 | 0
BART SO2 Annual- Oswego Harbor 6- v6.17 | 169 | 7245 | Rate Constraint in lbs/MMBtu | FALSE | L | Annual | Allowances Banked | Thousand Tons | 0 | 0 | 0 | 0 | 0 | 0 | 0
BART SO2 Annual- Oswego Harbor 6- v6.17 | 169 | 7245 | Rate Constraint in lbs/MMBtu | FALSE | L | Annual | Allowances Withdrawn (1:1) | Thousand Tons | 0 | 0 | 0 | 0 | 0 | 0 | 0
BART SO2 Annual- Oswego Harbor 6- v6.17 | 169 | 7245 | Rate Constraint in lbs/MMBtu | FALSE | L | Annual | Allowances Withdrawn (n:1) | Thousand Tons | 0 | 0 | 0 | 0 | 0 | 0 | 0
BART SO2 Annual- Oswego Harbor 6- v6.17 | 169 | 7245 | Rate Constraint in lbs/MMBtu | FALSE | L | Annual | Net Emissions Allowance Position | Thousand Tons | 0 | 0 | 0 | 0 | 0 | 0 | 0
BART SO2 Annual- Oswego Harbor 6- v6.17 | 169 | 7245 | Rate Constraint in lbs/MMBtu | FALSE | L | Annual | Fuel Consumed | TBtu | 0 | 0 | 0 | 0 | 0 | 0 | 0
BART SO2 Annual- Oswego Harbor 6- v6.17 | 169 | 7245 | Rate Constraint in lbs/MMBtu | FALSE | L | Annual | Rate | lb/MMBtu | 0 | 0 | 0 | 0 | 0 | 0 | 0
BART SO2 Annual- Oswego Harbor 6- v6.17 | 169 | 7245 | Rate Constraint in lbs/MMBtu | FALSE | L | Annual | Generation | TWh | 0 | 0 | 0 | 0 | 0 | 0 | 0
BART SO2 Annual- Oswego Harbor 6- v6.17 | 169 | 7245 | Rate Constraint in lbs/MMBtu | FALSE | L | Annual | Qualifying Generation | TWh | 0 | 0 | 0 | 0 | 0 | 0 | 0
BART SO2 Annual- Oswego Harbor 6- v6.17 | 169 | 7245 | Rate Constraint in lbs/MMBtu | FALSE | L | Annual | Rate | lb/MWh | 0 | 0 | 0 | 0 | 0 | 0 | 0
BART SO2 Annual- Oswego Harbor 6- v6.17 | 169 | 7245 | Rate Constraint in lbs/MMBtu | FALSE | L | Annual | Constraint Shadow Price | US2022$/Ton | 0 | 0 | 0 | 0 | 0 | 0 | 0
BART SO2 Annual- R S Nelson 3- v7.23 | 170 | 7952 | Rate Constraint in lbs/MMBtu | FALSE | L | Annual | Seasons Included | Seasons | Winter, Spring, Summer, Fall | Winter, Spring, Summer, Fall | Winter, Spring, Summer, Fall | Winter, Spring, Summer, Fall | Winter, Spring, Summer, Fall | Winter, Spring, Summer, Fall | Winter, Spring, Summer, Fall
BART SO2 Annual- R S Nelson 3- v7.23 | 170 | 7952 | Rate Constraint in lbs/MMBtu | FALSE | L | Annual | Standard SO2 | lb/MMBtu | 0.6 | 0.6 | 0.6 | 0.6 | 0.6 | 0.6 | 0.6
BART SO2 Annual- R S Nelson 3- v7.23 | 170 | 7952 | Rate Constraint in lbs/MMBtu | FALSE | L | Annual | Emissions at Affected Plants SO2 | Thousand Tons | 0 | 0 | 0 | 0 | 0 | 0 | 0
BART SO2 Annual- R S Nelson 3- v7.23 | 170 | 7952 | Rate Constraint in lbs/MMBtu | FALSE | L | Annual | Allowances Purchased SO2 | Thousand Tons | 0 | 0 | 0 | 0 | 0 | 0 | 0
BART SO2 Annual- R S Nelson 3- v7.23 | 170 | 7952 | Rate Constraint in lbs/MMBtu | FALSE | L | Annual | Allowances Sold SO2 | Thousand Tons | 0 | 0 | 0 | 0 | 0 | 0 | 0
BART SO2 Annual- R S Nelson 3- v7.23 | 170 | 7952 | Rate Constraint in lbs/MMBtu | FALSE | L | Annual | Allowances Banked | Thousand Tons | 0 | 0 | 0 | 0 | 0 | 0 | 0
BART SO2 Annual- R S Nelson 3- v7.23 | 170 | 7952 | Rate Constraint in lbs/MMBtu | FALSE | L | Annual | Allowances Withdrawn (1:1) | Thousand Tons | 0 | 0 | 0 | 0 | 0 | 0 | 0
BART SO2 Annual- R S Nelson 3- v7.23 | 170 | 7952 | Rate Constraint in lbs/MMBtu | FALSE | L | Annual | Allowances Withdrawn (n:1) | Thousand Tons | 0 | 0 | 0 | 0 | 0 | 0 | 0
BART SO2 Annual- R S Nelson 3- v7.23 | 170 | 7952 | Rate Constraint in lbs/MMBtu | FALSE | L | Annual | Net Emissions Allowance Position | Thousand Tons | 0 | 0 | 0 | 0 | 0 | 0 | 0
BART SO2 Annual- R S Nelson 3- v7.23 | 170 | 7952 | Rate Constraint in lbs/MMBtu | FALSE | L | Annual | Fuel Consumed | TBtu | 0 | 0 | 0 | 0 | 0 | 0 | 0
BART SO2 Annual- R S Nelson 3- v7.23 | 170 | 7952 | Rate Constraint in lbs/MMBtu | FALSE | L | Annual | Rate | lb/MMBtu | 0 | 0 | 0 | 0 | 0 | 0 | 0
BART SO2 Annual- R S Nelson 3- v7.23 | 170 | 7952 | Rate Constraint in lbs/MMBtu | FALSE | L | Annual | Generation | TWh | 0 | 0 | 0 | 0 | 0 | 0 | 0
BART SO2 Annual- R S Nelson 3- v7.23 | 170 | 7952 | Rate Constraint in lbs/MMBtu | FALSE | L | Annual | Qualifying Generation | TWh | 0 | 0 | 0 | 0 | 0 | 0 | 0
BART SO2 Annual- R S Nelson 3- v7.23 | 170 | 7952 | Rate Constraint in lbs/MMBtu | FALSE | L | Annual | Rate | lb/MWh | 0 | 0 | 0 | 0 | 0 | 0 | 0
BART SO2 Annual- R S Nelson 3- v7.23 | 170 | 7952 | Rate Constraint in lbs/MMBtu | FALSE | L | Annual | Constraint Shadow Price | US2022$/Ton | 0 | 0 | 0 | 0 | 0 | 0 | 10.1745
BART SO2 Annual Rate-Seminole 1&2 -v5.13 | 171 | 7231 | Rate Constraint in lbs/MMBtu | FALSE | L | Annual | Seasons Included | Seasons | Winter, Spring, Summer, Fall | Winter, Spring, Summer, Fall | Winter, Spring, Summer, Fall | Winter, Spring, Summer, Fall | Winter, Spring, Summer, Fall | Winter, Spring, Summer, Fall | Winter, Spring, Summer, Fall
BART SO2 Annual Rate-Seminole 1&2 -v5.13 | 171 | 7231 | Rate Constraint in lbs/MMBtu | FALSE | L | Annual | Standard SO2 | lb/MMBtu | 0.25 | 0.25 | 0.25 | 0.25 | 0.25 | 0.25 | 0.25
BART SO2 Annual Rate-Seminole 1&2 -v5.13 | 171 | 7231 | Rate Constraint in lbs/MMBtu | FALSE | L | Annual | Emissions at Affected Plants SO2 | Thousand Tons | 0.29988 | 0.67261 | 0 | 0 | 0 | 0 | 0
BART SO2 Annual Rate-Seminole 1&2 -v5.13 | 171 | 7231 | Rate Constraint in lbs/MMBtu | FALSE | L | Annual | Allowances Purchased SO2 | Thousand Tons | 0 | 0 | 0 | 0 | 0 | 0 | 0
BART SO2 Annual Rate-Seminole 1&2 -v5.13 | 171 | 7231 | Rate Constraint in lbs/MMBtu | FALSE | L | Annual | Allowances Sold SO2 | Thousand Tons | 0 | 0 | 0 | 0 | 0 | 0 | 0
BART SO2 Annual Rate-Seminole 1&2 -v5.13 | 171 | 7231 | Rate Constraint in lbs/MMBtu | FALSE | L | Annual | Allowances Banked | Thousand Tons | 0 | 0 | 0 | 0 | 0 | 0 | 0
BART SO2 Annual Rate-Seminole 1&2 -v5.13 | 171 | 7231 | Rate Constraint in lbs/MMBtu | FALSE | L | Annual | Allowances Withdrawn (1:1) | Thousand Tons | 0 | 0 | 0 | 0 | 0 | 0 | 0
BART SO2 Annual Rate-Seminole 1&2 -v5.13 | 171 | 7231 | Rate Constraint in lbs/MMBtu | FALSE | L | Annual | Allowances Withdrawn (n:1) | Thousand Tons | 0 | 0 | 0 | 0 | 0 | 0 | 0
BART SO2 Annual Rate-Seminole 1&2 -v5.13 | 171 | 7231 | Rate Constraint in lbs/MMBtu | FALSE | L | Annual | Net Emissions Allowance Position | Thousand Tons | 0.29988 | 0.67261 | 0 | 0 | 0 | 0 | 0
BART SO2 Annual Rate-Seminole 1&2 -v5.13 | 171 | 7231 | Rate Constraint in lbs/MMBtu | FALSE | L | Annual | Fuel Consumed | TBtu | 5.4822 | 12.2964 | 0 | 0 | 0 | 0 | 0
BART SO2 Annual Rate-Seminole 1&2 -v5.13 | 171 | 7231 | Rate Constraint in lbs/MMBtu | FALSE | L | Annual | Rate | lb/MMBtu | 0.1094 | 0.1094 | 0 | 0 | 0 | 0 | 0
BART SO2 Annual Rate-Seminole 1&2 -v5.13 | 171 | 7231 | Rate Constraint in lbs/MMBtu | FALSE | L | Annual | Generation | TWh | 0.55538 | 1.2457 | 0 | 0 | 0 | 0 | 0
BART SO2 Annual Rate-Seminole 1&2 -v5.13 | 171 | 7231 | Rate Constraint in lbs/MMBtu | FALSE | L | Annual | Qualifying Generation | TWh | 0.55538 | 1.2457 | 0 | 0 | 0 | 0 | 0
BART SO2 Annual Rate-Seminole 1&2 -v5.13 | 171 | 7231 | Rate Constraint in lbs/MMBtu | FALSE | L | Annual | Rate | lb/MWh | 1.0799 | 1.0799 | 0 | 0 | 0 | 0 | 0
BART SO2 Annual Rate-Seminole 1&2 -v5.13 | 171 | 7231 | Rate Constraint in lbs/MMBtu | FALSE | L | Annual | Constraint Shadow Price | US2022$/Ton | 0 | 0 | 0 | 0 | 0 | 0 | 0
BART SO2 Annual- Roseton 1- v5.16 | 172 | 7247 | Rate Constraint in lbs/MMBtu | FALSE | L | Annual | Seasons Included | Seasons | Winter, Spring, Summer, Fall | Winter, Spring, Summer, Fall | Winter, Spring, Summer, Fall | Winter, Spring, Summer, Fall | Winter, Spring, Summer, Fall | Winter, Spring, Summer, Fall | Winter, Spring, Summer, Fall
BART SO2 Annual- Roseton 1- v5.16 | 172 | 7247 | Rate Constraint in lbs/MMBtu | FALSE | L | Annual | Standard SO2 | lb/MMBtu | 0.55 | 0.55 | 0.55 | 0.55 | 0.55 | 0.55 | 0.55
BART SO2 Annual- Roseton 1- v5.16 | 172 | 7247 | Rate Constraint in lbs/MMBtu | FALSE | L | Annual | Emissions at Affected Plants SO2 | Thousand Tons | 0 | 0 | 0 | 0 | 0 | 0 | 0
BART SO2 Annual- Roseton 1- v5.16 | 172 | 7247 | Rate Constraint in lbs/MMBtu | FALSE | L | Annual | Allowances Purchased SO2 | Thousand Tons | 0 | 0 | 0 | 0 | 0 | 0 | 0
BART SO2 Annual- Roseton 1- v5.16 | 172 | 7247 | Rate Constraint in lbs/MMBtu | FALSE | L | Annual | Allowances Sold SO2 | Thousand Tons | 0 | 0 | 0 | 0 | 0 | 0 | 0
BART SO2 Annual- Roseton 1- v5.16 | 172 | 7247 | Rate Constraint in lbs/MMBtu | FALSE | L | Annual | Allowances Banked | Thousand Tons | 0 | 0 | 0 | 0 | 0 | 0 | 0
BART SO2 Annual- Roseton 1- v5.16 | 172 | 7247 | Rate Constraint in lbs/MMBtu | FALSE | L | Annual | Allowances Withdrawn (1:1) | Thousand Tons | 0 | 0 | 0 | 0 | 0 | 0 | 0
BART SO2 Annual- Roseton 1- v5.16 | 172 | 7247 | Rate Constraint in lbs/MMBtu | FALSE | L | Annual | Allowances Withdrawn (n:1) | Thousand Tons | 0 | 0 | 0 | 0 | 0 | 0 | 0
BART SO2 Annual- Roseton 1- v5.16 | 172 | 7247 | Rate Constraint in lbs/MMBtu | FALSE | L | Annual | Net Emissions Allowance Position | Thousand Tons | 0 | 0 | 0 | 0 | 0 | 0 | 0
BART SO2 Annual- Roseton 1- v5.16 | 172 | 7247 | Rate Constraint in lbs/MMBtu | FALSE | L | Annual | Fuel Consumed | TBtu | 0 | 0 | 0 | 0 | 0 | 0 | 0
BART SO2 Annual- Roseton 1- v5.16 | 172 | 7247 | Rate Constraint in lbs/MMBtu | FALSE | L | Annual | Rate | lb/MMBtu | 0 | 0 | 0 | 0 | 0 | 0 | 0
BART SO2 Annual- Roseton 1- v5.16 | 172 | 7247 | Rate Constraint in lbs/MMBtu | FALSE | L | Annual | Generation | TWh | 0 | 0 | 0 | 0 | 0 | 0 | 0
BART SO2 Annual- Roseton 1- v5.16 | 172 | 7247 | Rate Constraint in lbs/MMBtu | FALSE | L | Annual | Qualifying Generation | TWh | 0 | 0 | 0 | 0 | 0 | 0 | 0
BART SO2 Annual- Roseton 1- v5.16 | 172 | 7247 | Rate Constraint in lbs/MMBtu | FALSE | L | Annual | Rate | lb/MWh | 0 | 0 | 0 | 0 | 0 | 0 | 0
BART SO2 Annual- Roseton 1- v5.16 | 172 | 7247 | Rate Constraint in lbs/MMBtu | FALSE | L | Annual | Constraint Shadow Price | US2022$/Ton | 0 | 0 | 0 | 0 | 0 | 0 | 0
BART SO2 Annual- Roseton 2- v5.16 | 173 | 7248 | Rate Constraint in lbs/MMBtu | FALSE | L | Annual | Seasons Included | Seasons | Winter, Spring, Summer, Fall | Winter, Spring, Summer, Fall | Winter, Spring, Summer, Fall | Winter, Spring, Summer, Fall | Winter, Spring, Summer, Fall | Winter, Spring, Summer, Fall | Winter, Spring, Summer, Fall
BART SO2 Annual- Roseton 2- v5.16 | 173 | 7248 | Rate Constraint in lbs/MMBtu | FALSE | L | Annual | Standard SO2 | lb/MMBtu | 0.55 | 0.55 | 0.55 | 0.55 | 0.55 | 0.55 | 0.55
BART SO2 Annual- Roseton 2- v5.16 | 173 | 7248 | Rate Constraint in lbs/MMBtu | FALSE | L | Annual | Emissions at Affected Plants SO2 | Thousand Tons | 0 | 0 | 0 | 0 | 0 | 0 | 0
BART SO2 Annual- Roseton 2- v5.16 | 173 | 7248 | Rate Constraint in lbs/MMBtu | FALSE | L | Annual | Allowances Purchased SO2 | Thousand Tons | 0 | 0 | 0 | 0 | 0 | 0 | 0
BART SO2 Annual- Roseton 2- v5.16 | 173 | 7248 | Rate Constraint in lbs/MMBtu | FALSE | L | Annual | Allowances Sold SO2 | Thousand Tons | 0 | 0 | 0 | 0 | 0 | 0 | 0
BART SO2 Annual- Roseton 2- v5.16 | 173 | 7248 | Rate Constraint in lbs/MMBtu | FALSE | L | Annual | Allowances Banked | Thousand Tons | 0 | 0 | 0 | 0 | 0 | 0 | 0
BART SO2 Annual- Roseton 2- v5.16 | 173 | 7248 | Rate Constraint in lbs/MMBtu | FALSE | L | Annual | Allowances Withdrawn (1:1) | Thousand Tons | 0 | 0 | 0 | 0 | 0 | 0 | 0
BART SO2 Annual- Roseton 2- v5.16 | 173 | 7248 | Rate Constraint in lbs/MMBtu | FALSE | L | Annual | Allowances Withdrawn (n:1) | Thousand Tons | 0 | 0 | 0 | 0 | 0 | 0 | 0
BART SO2 Annual- Roseton 2- v5.16 | 173 | 7248 | Rate Constraint in lbs/MMBtu | FALSE | L | Annual | Net Emissions Allowance Position | Thousand Tons | 0 | 0 | 0 | 0 | 0 | 0 | 0
BART SO2 Annual- Roseton 2- v5.16 | 173 | 7248 | Rate Constraint in lbs/MMBtu | FALSE | L | Annual | Fuel Consumed | TBtu | 0 | 0 | 0 | 0 | 0 | 0 | 0
BART SO2 Annual- Roseton 2- v5.16 | 173 | 7248 | Rate Constraint in lbs/MMBtu | FALSE | L | Annual | Rate | lb/MMBtu | 0 | 0 | 0 | 0 | 0 | 0 | 0
BART SO2 Annual- Roseton 2- v5.16 | 173 | 7248 | Rate Constraint in lbs/MMBtu | FALSE | L | Annual | Generation | TWh | 0 | 0 | 0 | 0 | 0 | 0 | 0
BART SO2 Annual- Roseton 2- v5.16 | 173 | 7248 | Rate Constraint in lbs/MMBtu | FALSE | L | Annual | Qualifying Generation | TWh | 0 | 0 | 0 | 0 | 0 | 0 | 0
BART SO2 Annual- Roseton 2- v5.16 | 173 | 7248 | Rate Constraint in lbs/MMBtu | FALSE | L | Annual | Rate | lb/MWh | 0 | 0 | 0 | 0 | 0 | 0 | 0
BART SO2 Annual- Roseton 2- v5.16 | 173 | 7248 | Rate Constraint in lbs/MMBtu | FALSE | L | Annual | Constraint Shadow Price | US2022$/Ton | 0 | 0 | 0 | 0 | 20.5026 | 0 | 0
BART SO2 Annual- Sherburne County 3- v5.16 | 174 | 7246 | Rate Constraint in lbs/MMBtu | FALSE | L | Annual | Seasons Included | Seasons | Winter, Spring, Summer, Fall | Winter, Spring, Summer, Fall | Winter, Spring, Summer, Fall | Winter, Spring, Summer, Fall | Winter, Spring, Summer, Fall | Winter, Spring, Summer, Fall | Winter, Spring, Summer, Fall
BART SO2 Annual- Sherburne County 3- v5.16 | 174 | 7246 | Rate Constraint in lbs/MMBtu | FALSE | L | Annual | Standard SO2 | lb/MMBtu | 0.29 | 0.29 | 0.29 | 0.29 | 0.29 | 0.29 | 0.29
BART SO2 Annual- Sherburne County 3- v5.16 | 174 | 7246 | Rate Constraint in lbs/MMBtu | FALSE | L | Annual | Emissions at Affected Plants SO2 | Thousand Tons | 4.1661 | 4.8441 | 0 | 0 | 0 | 0 | 0
BART SO2 Annual- Sherburne County 3- v5.16 | 174 | 7246 | Rate Constraint in lbs/MMBtu | FALSE | L | Annual | Allowances Purchased SO2 | Thousand Tons | 0 | 0 | 0 | 0 | 0 | 0 | 0
BART SO2 Annual- Sherburne County 3- v5.16 | 174 | 7246 | Rate Constraint in lbs/MMBtu | FALSE | L | Annual | Allowances Sold SO2 | Thousand Tons | 0 | 0 | 0 | 0 | 0 | 0 | 0
BART SO2 Annual- Sherburne County 3- v5.16 | 174 | 7246 | Rate Constraint in lbs/MMBtu | FALSE | L | Annual | Allowances Banked | Thousand Tons | 0 | 0 | 0 | 0 | 0 | 0 | 0
BART SO2 Annual- Sherburne County 3- v5.16 | 174 | 7246 | Rate Constraint in lbs/MMBtu | FALSE | L | Annual | Allowances Withdrawn (1:1) | Thousand Tons | 0 | 0 | 0 | 0 | 0 | 0 | 0
BART SO2 Annual- Sherburne County 3- v5.16 | 174 | 7246 | Rate Constraint in lbs/MMBtu | FALSE | L | Annual | Allowances Withdrawn (n:1) | Thousand Tons | 0 | 0 | 0 | 0 | 0 | 0 | 0
BART SO2 Annual- Sherburne County 3- v5.16 | 174 | 7246 | Rate Constraint in lbs/MMBtu | FALSE | L | Annual | Net Emissions Allowance Position | Thousand Tons | 4.1661 | 4.8441 | 0 | 0 | 0 | 0 | 0
BART SO2 Annual- Sherburne County 3- v5.16 | 174 | 7246 | Rate Constraint in lbs/MMBtu | FALSE | L | Annual | Fuel Consumed | TBtu | 50.2975 | 58.4825 | 0 | 0 | 0 | 0 | 0
BART SO2 Annual- Sherburne County 3- v5.16 | 174 | 7246 | Rate Constraint in lbs/MMBtu | FALSE | L | Annual | Rate | lb/MMBtu | 0.16566 | 0.16566 | 0 | 0 | 0 | 0 | 0
BART SO2 Annual- Sherburne County 3- v5.16 | 174 | 7246 | Rate Constraint in lbs/MMBtu | FALSE | L | Annual | Generation | TWh | 5.0207 | 5.8377 | 0 | 0 | 0 | 0 | 0
BART SO2 Annual- Sherburne County 3- v5.16 | 174 | 7246 | Rate Constraint in lbs/MMBtu | FALSE | L | Annual | Qualifying Generation | TWh | 5.0207 | 5.8377 | 0 | 0 | 0 | 0 | 0
BART SO2 Annual- Sherburne County 3- v5.16 | 174 | 7246 | Rate Constraint in lbs/MMBtu | FALSE | L | Annual | Rate | lb/MWh | 1.6596 | 1.6596 | 0 | 0 | 0 | 0 | 0
BART SO2 Annual- Sherburne County 3- v5.16 | 174 | 7246 | Rate Constraint in lbs/MMBtu | FALSE | L | Annual | Constraint Shadow Price | US2022$/Ton | 0 | 0 | 0 | 0 | 0 | 0 | 0
BART SO2 Annual- White Bluff 1- v6.20 | 175 | 7641 | Rate Constraint in lbs/MMBtu | FALSE | L | Annual | Seasons Included | Seasons | Winter, Spring, Summer, Fall | Winter, Spring, Summer, Fall | Winter, Spring, Summer, Fall | Winter, Spring, Summer, Fall | Winter, Spring, Summer, Fall | Winter, Spring, Summer, Fall | Winter, Spring, Summer, Fall
BART SO2 Annual- White Bluff 1- v6.20 | 175 | 7641 | Rate Constraint in lbs/MMBtu | FALSE | L | Annual | Standard SO2 | lb/MMBtu | 0.6 | 0.6 | 0.6 | 0.6 | 0.6 | 0.6 | 0.6
BART SO2 Annual- White Bluff 1- v6.20 | 175 | 7641 | Rate Constraint in lbs/MMBtu | FALSE | L | Annual | Emissions at Affected Plants SO2 | Thousand Tons | 10.4345 | 0 | 0 | 0 | 0 | 0 | 0
BART SO2 Annual- White Bluff 1- v6.20 | 175 | 7641 | Rate Constraint in lbs/MMBtu | FALSE | L | Annual | Allowances Purchased SO2 | Thousand Tons | 0 | 0 | 0 | 0 | 0 | 0 | 0
BART SO2 Annual- White Bluff 1- v6.20 | 175 | 7641 | Rate Constraint in lbs/MMBtu | FALSE | L | Annual | Allowances Sold SO2 | Thousand Tons | 0 | 0 | 0 | 0 | 0 | 0 | 0
BART SO2 Annual- White Bluff 1- v6.20 | 175 | 7641 | Rate Constraint in lbs/MMBtu | FALSE | L | Annual | Allowances Banked | Thousand Tons | 0 | 0 | 0 | 0 | 0 | 0 | 0
BART SO2 Annual- White Bluff 1- v6.20 | 175 | 7641 | Rate Constraint in lbs/MMBtu | FALSE | L | Annual | Allowances Withdrawn (1:1) | Thousand Tons | 0 | 0 | 0 | 0 | 0 | 0 | 0
BART SO2 Annual- White Bluff 1- v6.20 | 175 | 7641 | Rate Constraint in lbs/MMBtu | FALSE | L | Annual | Allowances Withdrawn (n:1) | Thousand Tons | 0 | 0 | 0 | 0 | 0 | 0 | 0
BART SO2 Annual- White Bluff 1- v6.20 | 175 | 7641 | Rate Constraint in lbs/MMBtu | FALSE | L | Annual | Net Emissions Allowance Position | Thousand Tons | 10.4345 | 0 | 0 | 0 | 0 | 0 | 0
BART SO2 Annual- White Bluff 1- v6.20 | 175 | 7641 | Rate Constraint in lbs/MMBtu | FALSE | L | Annual | Fuel Consumed | TBtu | 39.9546 | 9.7456 | 0 | 0 | 0 | 0 | 0
BART SO2 Annual- White Bluff 1- v6.20 | 175 | 7641 | Rate Constraint in lbs/MMBtu | FALSE | L | Annual | Rate | lb/MMBtu | 0.52232 | 0 | 0 | 0 | 0 | 0 | 0
BART SO2 Annual- White Bluff 1- v6.20 | 175 | 7641 | Rate Constraint in lbs/MMBtu | FALSE | L | Annual | Generation | TWh | 3.8648 | 0.89781 | 0 | 0 | 0 | 0 | 0
BART SO2 Annual- White Bluff 1- v6.20 | 175 | 7641 | Rate Constraint in lbs/MMBtu | FALSE | L | Annual | Qualifying Generation | TWh | 3.8648 | 0.89781 | 0 | 0 | 0 | 0 | 0
BART SO2 Annual- White Bluff 1- v6.20 | 175 | 7641 | Rate Constraint in lbs/MMBtu | FALSE | L | Annual | Rate | lb/MWh | 5.3997 | 0 | 0 | 0 | 0 | 0 | 0
BART SO2 Annual- White Bluff 1- v6.20 | 175 | 7641 | Rate Constraint in lbs/MMBtu | FALSE | L | Annual | Constraint Shadow Price | US2022$/Ton | 0 | 0 | 0 | 0 | 0 | 0 | 0
BART SO2 Annual- White Bluff 2- v6.20 | 176 | 7642 | Rate Constraint in lbs/MMBtu | FALSE | L | Annual | Seasons Included | Seasons | Winter, Spring, Summer, Fall | Winter, Spring, Summer, Fall | Winter, Spring, Summer, Fall | Winter, Spring, Summer, Fall | Winter, Spring, Summer, Fall | Winter, Spring, Summer, Fall | Winter, Spring, Summer, Fall
BART SO2 Annual- White Bluff 2- v6.20 | 176 | 7642 | Rate Constraint in lbs/MMBtu | FALSE | L | Annual | Standard SO2 | lb/MMBtu | 0.6 | 0.6 | 0.6 | 0.6 | 0.6 | 0.6 | 0.6
BART SO2 Annual- White Bluff 2- v6.20 | 176 | 7642 | Rate Constraint in lbs/MMBtu | FALSE | L | Annual | Emissions at Affected Plants SO2 | Thousand Tons | 10.9642 | 0.1694 | 0.11566 | 0 | 0 | 0.092684 | 0.14742
BART SO2 Annual- White Bluff 2- v6.20 | 176 | 7642 | Rate Constraint in lbs/MMBtu | FALSE | L | Annual | Allowances Purchased SO2 | Thousand Tons | 0 | 0 | 0 | 0 | 0 | 0 | 0
BART SO2 Annual- White Bluff 2- v6.20 | 176 | 7642 | Rate Constraint in lbs/MMBtu | FALSE | L | Annual | Allowances Sold SO2 | Thousand Tons | 0 | 0 | 0 | 0 | 0 | 0 | 0
BART SO2 Annual- White Bluff 2- v6.20 | 176 | 7642 | Rate Constraint in lbs/MMBtu | FALSE | L | Annual | Allowances Banked | Thousand Tons | 0 | 0 | 0 | 0 | 0 | 0 | 0
BART SO2 Annual- White Bluff 2- v6.20 | 176 | 7642 | Rate Constraint in lbs/MMBtu | FALSE | L | Annual | Allowances Withdrawn (1:1) | Thousand Tons | 0 | 0 | 0 | 0 | 0 | 0 | 0
BART SO2 Annual- White Bluff 2- v6.20 | 176 | 7642 | Rate Constraint in lbs/MMBtu | FALSE | L | Annual | Allowances Withdrawn (n:1) | Thousand Tons | 0 | 0 | 0 | 0 | 0 | 0 | 0
BART SO2 Annual- White Bluff 2- v6.20 | 176 | 7642 | Rate Constraint in lbs/MMBtu | FALSE | L | Annual | Net Emissions Allowance Position | Thousand Tons | 10.9642 | 0.1694 | 0.11566 | 0 | 0 | 0.092684 | 0.14742
BART SO2 Annual- White Bluff 2- v6.20 | 176 | 7642 | Rate Constraint in lbs/MMBtu | FALSE | L | Annual | Fuel Consumed | TBtu | 41.9828 | 10.211 | 0.44289 | 0 | 0 | 0.35489 | 0.5645
BART SO2 Annual- White Bluff 2- v6.20 | 176 | 7642 | Rate Constraint in lbs/MMBtu | FALSE | L | Annual | Rate | lb/MMBtu | 0.52232 | 0.033179 | 0.52232 | 0 | 0 | 0.52232 | 0.52232
BART SO2 Annual- White Bluff 2- v6.20 | 176 | 7642 | Rate Constraint in lbs/MMBtu | FALSE | L | Annual | Generation | TWh | 4.1135 | 0.95588 | 0.043395 | 0 | 0 | 0.034773 | 0.05531
BART SO2 Annual- White Bluff 2- v6.20 | 176 | 7642 | Rate Constraint in lbs/MMBtu | FALSE | L | Annual | Qualifying Generation | TWh | 4.1135 | 0.95588 | 0.043395 | 0 | 0 | 0.034773 | 0.05531
BART SO2 Annual- White Bluff 2- v6.20 | 176 | 7642 | Rate Constraint in lbs/MMBtu | FALSE | L | Annual | Rate | lb/MWh | 5.3308 | 0.35443 | 5.3308 | 0 | 0 | 5.3308 | 5.3308
BART SO2 Annual- White Bluff 2- v6.20 | 176 | 7642 | Rate Constraint in lbs/MMBtu | FALSE | L | Annual | Constraint Shadow Price | US2022$/Ton | 0 | 0 | 0 | 0 | 0 | 0 | 0
BART SO2 Annual-Apache Station 2 -v5.13 | 177 | 7207 | Rate Constraint in lbs/MMBtu | FALSE | L | Annual | Seasons Included | Seasons | Winter, Spring, Summer, Fall | Winter, Spring, Summer, Fall | Winter, Spring, Summer, Fall | Winter, Spring, Summer, Fall | Winter, Spring, Summer, Fall | Winter, Spring, Summer, Fall | Winter, Spring, Summer, Fall
BART SO2 Annual-Apache Station 2 -v5.13 | 177 | 7207 | Rate Constraint in lbs/MMBtu | FALSE | L | Annual | Standard SO2 | lb/MMBtu | 0.00064 | 0.00064 | 0.00064 | 0.00064 | 0.00064 | 0.00064 | 0.00064
BART SO2 Annual-Apache Station 2 -v5.13 | 177 | 7207 | Rate Constraint in lbs/MMBtu | FALSE | L | Annual | Emissions at Affected Plants SO2 | Thousand Tons | 0 | 0 | 0 | 0 | 0 | 0 | 0
BART SO2 Annual-Apache Station 2 -v5.13 | 177 | 7207 | Rate Constraint in lbs/MMBtu | FALSE | L | Annual | Allowances Purchased SO2 | Thousand Tons | 0 | 0 | 0 | 0 | 0 | 0 | 0
BART SO2 Annual-Apache Station 2 -v5.13 | 177 | 7207 | Rate Constraint in lbs/MMBtu | FALSE | L | Annual | Allowances Sold SO2 | Thousand Tons | 0 | 0 | 0 | 0 | 0 | 0 | 0
BART SO2 Annual-Apache Station 2 -v5.13 | 177 | 7207 | Rate Constraint in lbs/MMBtu | FALSE | L | Annual | Allowances Banked | Thousand Tons | 0 | 0 | 0 | 0 | 0 | 0 | 0
BART SO2 Annual-Apache Station 2 -v5.13 | 177 | 7207 | Rate Constraint in lbs/MMBtu | FALSE | L | Annual | Allowances Withdrawn (1:1) | Thousand Tons | 0 | 0 | 0 | 0 | 0 | 0 | 0
BART SO2 Annual-Apache Station 2 -v5.13 | 177 | 7207 | Rate Constraint in lbs/MMBtu | FALSE | L | Annual | Allowances Withdrawn (n:1) | Thousand Tons | 0 | 0 | 0 | 0 | 0 | 0 | 0
BART SO2 Annual-Apache Station 2 -v5.13 | 177 | 7207 | Rate Constraint in lbs/MMBtu | FALSE | L | Annual | Net Emissions Allowance Position | Thousand Tons | 0 | 0 | 0 | 0 | 0 | 0 | 0
BART SO2 Annual-Apache Station 2 -v5.13 | 177 | 7207 | Rate Constraint in lbs/MMBtu | FALSE | L | Annual | Fuel Consumed | TBtu | 0.33913 | 0.33913 | 0.33913 | 0.33913 | 0.33913 | 0.33913 | 0.33913
BART SO2 Annual-Apache Station 2 -v5.13 | 177 | 7207 | Rate Constraint in lbs/MMBtu | FALSE | L | Annual | Rate | lb/MMBtu | 0 | 0 | 0 | 0 | 0 | 0 | 0
BART SO2 Annual-Apache Station 2 -v5.13 | 177 | 7207 | Rate Constraint in lbs/MMBtu | FALSE | L | Annual | Generation | TWh | 0.03066 | 0.03066 | 0.03066 | 0.03066 | 0.03066 | 0.03066 | 0.03066
BART SO2 Annual-Apache Station 2 -v5.13 | 177 | 7207 | Rate Constraint in lbs/MMBtu | FALSE | L | Annual | Qualifying Generation | TWh | 0.03066 | 0.03066 | 0.03066 | 0.03066 | 0.03066 | 0.03066 | 0.03066
BART SO2 Annual-Apache Station 2 -v5.13 | 177 | 7207 | Rate Constraint in lbs/MMBtu | FALSE | L | Annual | Rate | lb/MWh | 0 | 0 | 0 | 0 | 0 | 0 | 0
BART SO2 Annual-Apache Station 2 -v5.13 | 177 | 7207 | Rate Constraint in lbs/MMBtu | FALSE | L | Annual | Constraint Shadow Price | US2022$/Ton | 0 | 0 | 0 | 0 | 0 | 0 | 0
BART SO2 Annual-Apache Station 3 -v5.13 | 178 | 7208 | Rate Constraint in lbs/MMBtu | FALSE | L | Annual | Seasons Included | Seasons | Winter, Spring, Summer, Fall | Winter, Spring, Summer, Fall | Winter, Spring, Summer, Fall | Winter, Spring, Summer, Fall | Winter, Spring, Summer, Fall | Winter, Spring, Summer, Fall | Winter, Spring, Summer, Fall
BART SO2 Annual-Apache Station 3 -v5.13 | 178 | 7208 | Rate Constraint in lbs/MMBtu | FALSE | L | Annual | Standard SO2 | lb/MMBtu | 0.15 | 0.15 | 0.15 | 0.15 | 0.15 | 0.15 | 0.15
BART SO2 Annual-Apache Station 3 -v5.13 | 178 | 7208 | Rate Constraint in lbs/MMBtu | FALSE | L | Annual | Emissions at Affected Plants SO2 | Thousand Tons | 0.069614 | 0.069614 | 0.083143 | 0.056686 | 0 | 0 | 0
BART SO2 Annual-Apache Station 3 -v5.13 | 178 | 7208 | Rate Constraint in lbs/MMBtu | FALSE | L | Annual | Allowances Purchased SO2 | Thousand Tons | 0 | 0 | 0 | 0 | 0 | 0 | 0
BART SO2 Annual-Apache Station 3 -v5.13 | 178 | 7208 | Rate Constraint in lbs/MMBtu | FALSE | L | Annual | Allowances Sold SO2 | Thousand Tons | 0 | 0 | 0 | 0 | 0 | 0 | 0
BART SO2 Annual-Apache Station 3 -v5.13 | 178 | 7208 | Rate Constraint in lbs/MMBtu | FALSE | L | Annual | Allowances Banked | Thousand Tons | 0 | 0 | 0 | 0 | 0 | 0 | 0
BART SO2 Annual-Apache Station 3 -v5.13 | 178 | 7208 | Rate Constraint in lbs/MMBtu | FALSE | L | Annual | Allowances Withdrawn (1:1) | Thousand Tons | 0 | 0 | 0 | 0 | 0 | 0 | 0
BART SO2 Annual-Apache Station 3 -v5.13 | 178 | 7208 | Rate Constraint in lbs/MMBtu | FALSE | L | Annual | Allowances Withdrawn (n:1) | Thousand Tons | 0 | 0 | 0 | 0 | 0 | 0 | 0
BART SO2 Annual-Apache Station 3 -v5.13 | 178 | 7208 | Rate Constraint in lbs/MMBtu | FALSE | L | Annual | Net Emissions Allowance Position | Thousand Tons | 0.069614 | 0.069614 | 0.083143 | 0.056686 | 0 | 0 | 0
BART SO2 Annual-Apache Station 3 -v5.13 | 178 | 7208 | Rate Constraint in lbs/MMBtu | FALSE | L | Annual | Fuel Consumed | TBtu | 1.7771 | 1.7771 | 2.1224 | 1.447 | 0 | 0 | 0
BART SO2 Annual-Apache Station 3 -v5.13 | 178 | 7208 | Rate Constraint in lbs/MMBtu | FALSE | L | Annual | Rate | lb/MMBtu | 0.078348 | 0.078348 | 0.078348 | 0.078348 | 0 | 0 | 0
BART SO2 Annual-Apache Station 3 -v5.13 | 178 | 7208 | Rate Constraint in lbs/MMBtu | FALSE | L | Annual | Generation | TWh | 0.1533 | 0.1533 | 0.18309 | 0.12483 | 0 | 0 | 0
BART SO2 Annual-Apache Station 3 -v5.13 | 178 | 7208 | Rate Constraint in lbs/MMBtu | FALSE | L | Annual | Qualifying Generation | TWh | 0.1533 | 0.1533 | 0.18309 | 0.12483 | 0 | 0 | 0
BART SO2 Annual-Apache Station 3 -v5.13 | 178 | 7208 | Rate Constraint in lbs/MMBtu | FALSE | L | Annual | Rate | lb/MWh | 0.90821 | 0.90821 | 0.90821 | 0.90821 | 0 | 0 | 0
BART SO2 Annual-Apache Station 3 -v5.13 | 178 | 7208 | Rate Constraint in lbs/MMBtu | FALSE | L | Annual | Constraint Shadow Price | US2022$/Ton | 0 | 0 | 0 | 0 | 0 | 0 | 0
BART SO2 Annual-Coronado U1B -v5.13 | 179 | 7214 | Rate Constraint in lbs/MMBtu | FALSE | L | Annual | Seasons Included | Seasons | Winter, Spring, Summer, Fall | Winter, Spring, Summer, Fall | Winter, Spring, Summer, Fall | Winter, Spring, Summer, Fall | Winter, Spring, Summer, Fall | Winter, Spring, Summer, Fall | Winter, Spring, Summer, Fall
BART SO2 Annual-Coronado U1B -v5.13 | 179 | 7214 | Rate Constraint in lbs/MMBtu | FALSE | L | Annual | Standard SO2 | lb/MMBtu | 0.06 | 0.06 | 0.06 | 0.06 | 0.06 | 0.06 | 0.06
BART SO2 Annual-Coronado U1B -v5.13 | 179 | 7214 | Rate Constraint in lbs/MMBtu | FALSE | L | Annual | Emissions at Affected Plants SO2 | Thousand Tons | 0.0042267 | 0.0054146 | 0 | 0 | 0 | 0 | 0
BART SO2 Annual-Coronado U1B -v5.13 | 179 | 7214 | Rate Constraint in lbs/MMBtu | FALSE | L | Annual | Allowances Purchased SO2 | Thousand Tons | 0 | 0 | 0 | 0 | 0 | 0 | 0
BART SO2 Annual-Coronado U1B -v5.13 | 179 | 7214 | Rate Constraint in lbs/MMBtu | FALSE | L | Annual | Allowances Sold SO2 | Thousand Tons | 0 | 0 | 0 | 0 | 0 | 0 | 0
BART SO2 Annual-Coronado U1B -v5.13 | 179 | 7214 | Rate Constraint in lbs/MMBtu | FALSE | L | Annual | Allowances Banked | Thousand Tons | 0 | 0 | 0 | 0 | 0 | 0 | 0
BART SO2 Annual-Coronado U1B -v5.13 | 179 | 7214 | Rate Constraint in lbs/MMBtu | FALSE | L | Annual | Allowances Withdrawn (1:1) | Thousand Tons | 0 | 0 | 0 | 0 | 0 | 0 | 0
BART SO2 Annual-Coronado U1B -v5.13 | 179 | 7214 | Rate Constraint in lbs/MMBtu | FALSE | L | Annual | Allowances Withdrawn (n:1) | Thousand Tons | 0 | 0 | 0 | 0 | 0 | 0 | 0
BART SO2 Annual-Coronado U1B -v5.13 | 179 | 7214 | Rate Constraint in lbs/MMBtu | FALSE | L | Annual | Net Emissions Allowance Position | Thousand Tons | 0.0042267 | 0.0054146 | 0 | 0 | 0 | 0 | 0
BART SO2 Annual-Coronado U1B -v5.13 | 179 | 7214 | Rate Constraint in lbs/MMBtu | FALSE | L | Annual | Fuel Consumed | TBtu | 0.14089 | 0.18049 | 0 | 0 | 0 | 0 | 0
BART SO2 Annual-Coronado U1B -v5.13 | 179 | 7214 | Rate Constraint in lbs/MMBtu | FALSE | L | Annual | Rate | lb/MMBtu | 0.06 | 0.06 | 0 | 0 | 0 | 0 | 0
BART SO2 Annual-Coronado U1B -v5.13 | 179 | 7214 | Rate Constraint in lbs/MMBtu | FALSE | L | Annual | Generation | TWh | 0.01327 | 0.017 | 0 | 0 | 0 | 0 | 0
BART SO2 Annual-Coronado U1B -v5.13 | 179 | 7214 | Rate Constraint in lbs/MMBtu | FALSE | L | Annual | Qualifying Generation | TWh | 0.01327 | 0.017 | 0 | 0 | 0 | 0 | 0
BART SO2 Annual-Coronado U1B -v5.13 | 179 | 7214 | Rate Constraint in lbs/MMBtu | FALSE | L | Annual | Rate | lb/MWh | 0.63702 | 0.63702 | 0 | 0 | 0 | 0 | 0
BART SO2 Annual-Coronado U1B -v5.13 | 179 | 7214 | Rate Constraint in lbs/MMBtu | FALSE | L | Annual | Constraint Shadow Price | US2022$/Ton | 0 | 0 | 0 | 0 | 0 | 0 | 0
BART SO2 Annual-Coronado U2B -v5.13 | 180 | 7215 | Rate Constraint in lbs/MMBtu | FALSE | L | Annual | Seasons Included | Seasons | Winter, Spring, Summer, Fall | Winter, Spring, Summer, Fall | Winter, Spring, Summer, Fall | Winter, Spring, Summer, Fall | Winter, Spring, Summer, Fall | Winter, Spring, Summer, Fall | Winter, Spring, Summer, Fall
BART SO2 Annual-Coronado U2B -v5.13 | 180 | 7215 | Rate Constraint in lbs/MMBtu | FALSE | L | Annual | Standard SO2 | lb/MMBtu | 0.06 | 0.06 | 0.06 | 0.06 | 0.06 | 0.06 | 0.06
BART SO2 Annual-Coronado U2B -v5.13 | 180 | 7215 | Rate Constraint in lbs/MMBtu | FALSE | L | Annual | Emissions at Affected Plants SO2 | Thousand Tons | 0.19513 | 0.62564 | 0 | 0 | 0 | 0 | 0
BART SO2 Annual-Coronado U2B -v5.13 | 180 | 7215 | Rate Constraint in lbs/MMBtu | FALSE | L | Annual | Allowances Purchased SO2 | Thousand Tons | 0 | 0 | 0 | 0 | 0 | 0 | 0
BART SO2 Annual-Coronado U2B -v5.13 | 180 | 7215 | Rate Constraint in lbs/MMBtu | FALSE | L | Annual | Allowances Sold SO2 | Thousand Tons | 0 | 0 | 0 | 0 | 0 | 0 | 0
BART SO2 Annual-Coronado U2B -v5.13 | 180 | 7215 | Rate Constraint in lbs/MMBtu | FALSE | L | Annual | Allowances Banked | Thousand Tons | 0 | 0 | 0 | 0 | 0 | 0 | 0
BART SO2 Annual-Coronado U2B -v5.13 | 180 | 7215 | Rate Constraint in lbs/MMBtu | FALSE | L | Annual | Allowances Withdrawn (1:1) | Thousand Tons | 0 | 0 | 0 | 0 | 0 | 0 | 0
BART SO2 Annual-Coronado U2B -v5.13 | 180 | 7215 | Rate Constraint in lbs/MMBtu | FALSE | L | Annual | Allowances Withdrawn (n:1) | Thousand Tons | 0 | 0 | 0 | 0 | 0 | 0 | 0
BART SO2 Annual-Coronado U2B -v5.13 | 180 | 7215 | Rate Constraint in lbs/MMBtu | FALSE | L | Annual | Net Emissions Allowance Position | Thousand Tons | 0.19513 | 0.62564 | 0 | 0 | 0 | 0 | 0
BART SO2 Annual-Coronado U2B -v5.13 | 180 | 7215 | Rate Constraint in lbs/MMBtu | FALSE | L | Annual | Fuel Consumed | TBtu | 6.5044 | 20.8548 | 0 | 0 | 0 | 0 | 0
BART SO2 Annual-Coronado U2B -v5.13 | 180 | 7215 | Rate Constraint in lbs/MMBtu | FALSE | L | Annual | Rate | lb/MMBtu | 0.06 | 0.06 | 0 | 0 | 0 | 0 | 0
BART SO2 Annual-Coronado U2B -v5.13 | 180 | 7215 | Rate Constraint in lbs/MMBtu | FALSE | L | Annual | Generation | TWh | 0.6084 | 1.9507 | 0 | 0 | 0 | 0 | 0
BART SO2 Annual-Coronado U2B -v5.13 | 180 | 7215 | Rate Constraint in lbs/MMBtu | FALSE | L | Annual | Qualifying Generation | TWh | 0.6084 | 1.9507 | 0 | 0 | 0 | 0 | 0
BART SO2 Annual-Coronado U2B -v5.13 | 180 | 7215 | Rate Constraint in lbs/MMBtu | FALSE | L | Annual | Rate | lb/MWh | 0.64146 | 0.64146 | 0 | 0 | 0 | 0 | 0
BART SO2 Annual-Coronado U2B -v5.13 | 180 | 7215 | Rate Constraint in lbs/MMBtu | FALSE | L | Annual | Constraint Shadow Price | US2022$/Ton | 0 | 0 | 0 | 0 | 0 | 0 | 0
BART SO2 Annual-Craig C2 -v5.14 | 181 | 7201 | Rate Constraint in lbs/MMBtu | FALSE | L | Annual | Seasons Included | Seasons | Winter, Spring, Summer, Fall | Winter, Spring, Summer, Fall | Winter, Spring, Summer, Fall | Winter, Spring, Summer, Fall | Winter, Spring, Summer, Fall | Winter, Spring, Summer, Fall | Winter, Spring, Summer, Fall
BART SO2 Annual-Craig C2 -v5.14 | 181 | 7201 | Rate Constraint in lbs/MMBtu | FALSE | L | Annual | Standard SO2 | lb/MMBtu | 0.11 | 0.11 | 0.11 | 0.11 | 0.11 | 0.11 | 0.11
BART SO2 Annual-Craig C2 -v5.14 | 181 | 7201 | Rate Constraint in lbs/MMBtu | FALSE | L | Annual | Emissions at Affected Plants SO2 | Thousand Tons | 0.63807 | 0 | 0 | 0 | 0 | 0 | 0
BART SO2 Annual-Craig C2 -v5.14 | 181 | 7201 | Rate Constraint in lbs/MMBtu | FALSE | L | Annual | Allowances Purchased SO2 | Thousand Tons | 0 | 0 | 0 | 0 | 0 | 0 | 0
BART SO2 Annual-Craig C2 -v5.14 | 181 | 7201 | Rate Constraint in lbs/MMBtu | FALSE | L | Annual | Allowances Sold SO2 | Thousand Tons | 0 | 0 | 0 | 0 | 0 | 0 | 0
BART SO2 Annual-Craig C2 -v5.14 | 181 | 7201 | Rate Constraint in lbs/MMBtu | FALSE | L | Annual | Allowances Banked | Thousand Tons | 0 | 0 | 0 | 0 | 0 | 0 | 0
BART SO2 Annual-Craig C2 -v5.14 | 181 | 7201 | Rate Constraint in lbs/MMBtu | FALSE | L | Annual | Allowances Withdrawn (1:1) | Thousand Tons | 0 | 0 | 0 | 0 | 0 | 0 | 0
BART SO2 Annual-Craig C2 -v5.14 | 181 | 7201 | Rate Constraint in lbs/MMBtu | FALSE | L | Annual | Allowances Withdrawn (n:1) | Thousand Tons | 0 | 0 | 0 | 0 | 0 | 0 | 0
BART SO2 Annual-Craig C2 -v5.14 | 181 | 7201 | Rate Constraint in lbs/MMBtu | FALSE | L | Annual | Net Emissions Allowance Position | Thousand Tons | 0.63807 | 0 | 0 | 0 | 0 | 0 | 0
BART SO2 Annual-Craig C2 -v5.14 | 181 | 7201 | Rate Constraint in lbs/MMBtu | FALSE | L | Annual | Fuel Consumed | TBtu | 21.2691 | 0 | 0 | 0 | 0 | 0 | 0
BART SO2 Annual-Craig C2 -v5.14 | 181 | 7201 | Rate Constraint in lbs/MMBtu | FALSE | L | Annual | Rate | lb/MMBtu | 0.06 | 0 | 0 | 0 | 0 | 0 | 0
BART SO2 Annual-Craig C2 -v5.14 | 181 | 7201 | Rate Constraint in lbs/MMBtu | FALSE | L | Annual | Generation | TWh | 2.0771 | 0 | 0 | 0 | 0 | 0 | 0
BART SO2 Annual-Craig C2 -v5.14 | 181 | 7201 | Rate Constraint in lbs/MMBtu | FALSE | L | Annual | Qualifying Generation | TWh | 2.0771 | 0 | 0 | 0 | 0 | 0 | 0
BART SO2 Annual-Craig C2 -v5.14 | 181 | 7201 | Rate Constraint in lbs/MMBtu | FALSE | L | Annual | Rate | lb/MWh | 0.6144 | 0 | 0 | 0 | 0 | 0 | 0
BART SO2 Annual-Craig C2 -v5.14 | 181 | 7201 | Rate Constraint in lbs/MMBtu | FALSE | L | Annual | Constraint Shadow Price | US2022$/Ton | 0 | 0 | 0 | 0 | 0 | 0 | 0
BART SO2 Annual-Jeffrey Energy Center 1 -v5.13 | 182 | 7216 | Rate Constraint in lbs/MMBtu | FALSE | L | Annual | Seasons Included | Seasons | Winter, Spring, Summer, Fall | Winter, Spring, Summer, Fall | Winter, Spring, Summer, Fall | Winter, Spring, Summer, Fall | Winter, Spring, Summer, Fall | Winter, Spring, Summer, Fall | Winter, Spring, Summer, Fall
BART SO2 Annual-Jeffrey Energy Center 1 -v5.13 | 182 | 7216 | Rate Constraint in lbs/MMBtu | FALSE | L | Annual | Standard SO2 | lb/MMBtu | 0.15 | 0.15 | 0.15 | 0.15 | 0.15 | 0.15 | 0.15
BART SO2 Annual-Jeffrey Energy Center 1 -v5.13 | 182 | 7216 | Rate Constraint in lbs/MMBtu | FALSE | L | Annual | Emissions at Affected Plants SO2 | Thousand Tons | 1.4639 | 1.2841 | 0 | 0 | 0 | 0 | 0
BART SO2 Annual-Jeffrey Energy Center 1 -v5.13 | 182 | 7216 | Rate Constraint in lbs/MMBtu | FALSE | L | Annual | Allowances Purchased SO2 | Thousand Tons | 0 | 0 | 0 | 0 | 0 | 0 | 0
BART SO2 Annual-Jeffrey Energy Center 1 -v5.13 | 182 | 7216 | Rate Constraint in lbs/MMBtu | FALSE | L | Annual | Allowances Sold SO2 | Thousand Tons | 0 | 0 | 0 | 0 | 0 | 0 | 0
BART SO2 Annual-Jeffrey Energy Center 1 -v5.13 | 182 | 7216 | Rate Constraint in lbs/MMBtu | FALSE | L | Annual | Allowances Banked | Thousand Tons | 0 | 0 | 0 | 0 | 0 | 0 | 0
BART SO2 Annual-Jeffrey Energy Center 1 -v5.13 | 182 | 7216 | Rate Constraint in lbs/MMBtu | FALSE | L | Annual | Allowances Withdrawn (1:1) | Thousand Tons | 0 | 0 | 0 | 0 | 0 | 0 | 0
BART SO2 Annual-Jeffrey Energy Center 1 -v5.13 | 182 | 7216 | Rate Constraint in lbs/MMBtu | FALSE | L | Annual | Allowances Withdrawn (n:1) | Thousand Tons | 0 | 0 | 0 | 0 | 0 | 0 | 0
BART SO2 Annual-Jeffrey Energy Center 1 -v5.13 | 182 | 7216 | Rate Constraint in lbs/MMBtu | FALSE | L | Annual | Net Emissions Allowance Position | Thousand Tons | 1.4639 | 1.2841 | 0 | 0 | 0 | 0 | 0
BART SO2 Annual-Jeffrey Energy Center 1 -v5.13 | 182 | 7216 | Rate Constraint in lbs/MMBtu | FALSE | L | Annual | Fuel Consumed | TBtu | 48.7962 | 42.803 | 0 | 0 | 0 | 0 | 0
BART SO2 Annual-Jeffrey Energy Center 1 -v5.13 | 182 | 7216 | Rate Constraint in lbs/MMBtu | FALSE | L | Annual | Rate | lb/MMBtu | 0.06 | 0.06 | 0 | 0 | 0 | 0 | 0
BART SO2 Annual-Jeffrey Energy Center 1 -v5.13 | 182 | 7216 | Rate Constraint in lbs/MMBtu | FALSE | L | Annual | Generation | TWh | 4.4401 | 3.8947 | 0 | 0 | 0 | 0 | 0
BART SO2 Annual-Jeffrey Energy Center 1 -v5.13 | 182 | 7216 | Rate Constraint in lbs/MMBtu | FALSE | L | Annual | Qualifying Generation | TWh | 4.4401 | 3.8947 | 0 | 0 | 0 | 0 | 0
BART SO2 Annual-Jeffrey Energy Center 1 -v5.13 | 182 | 7216 | Rate Constraint in lbs/MMBtu | FALSE | L | Annual | Rate | lb/MWh | 0.6594 | 0.6594 | 0 | 0 | 0 | 0 | 0
BART SO2 Annual-Jeffrey Energy Center 1 -v5.13 | 182 | 7216 | Rate Constraint in lbs/MMBtu | FALSE | L | Annual | Constraint Shadow Price | US2022$/Ton | 0 | 0 | 0 | 0 | 0 | 0 | 0
BART SO2 Annual-Jeffrey Energy Center 2 -v5.13 | 183 | 7217 | Rate Constraint in lbs/MMBtu | FALSE | L | Annual | Seasons Included | Seasons | Winter, Spring, Summer, Fall | Winter, Spring, Summer, Fall | Winter, Spring, Summer, Fall | Winter, Spring, Summer, Fall | Winter, Spring, Summer, Fall | Winter, Spring, Summer, Fall | Winter, Spring, Summer, Fall
BART SO2 Annual-Jeffrey Energy Center 2 -v5.13 | 183 | 7217 | Rate Constraint in lbs/MMBtu | FALSE | L | Annual | Standard SO2 | lb/MMBtu | 0.15 | 0.15 | 0.15 | 0.15 | 0.15 | 0.15 | 0.15
BART SO2 Annual-Jeffrey Energy Center 2 -v5.13 | 183 | 7217 | Rate Constraint in lbs/MMBtu | FALSE | L | Annual | Emissions at Affected Plants SO2 | Thousand Tons | 0.81106 | 0.81106 | 0 | 0 | 0 | 0 | 0
BART SO2 Annual-Jeffrey Energy Center 2 -v5.13 | 183 | 7217 | Rate Constraint in lbs/MMBtu | FALSE | L | Annual | Allowances Purchased SO2 | Thousand Tons | 0 | 0 | 0 | 0 | 0 | 0 | 0
BART SO2 Annual-Jeffrey Energy Center 2 -v5.13 | 183 | 7217 | Rate Constraint in lbs/MMBtu | FALSE | L | Annual | Allowances Sold SO2 | Thousand Tons | 0 | 0 | 0 | 0 | 0 | 0 | 0
BART SO2 Annual-Jeffrey Energy Center 2 -v5.13 | 183 | 7217 | Rate Constraint in lbs/MMBtu | FALSE | L | Annual | Allowances Banked | Thousand Tons | 0 | 0 | 0 | 0 | 0 | 0 | 0
BART SO2 Annual-Jeffrey Energy Center 2 -v5.13 | 183 | 7217 | Rate Constraint in lbs/MMBtu | FALSE | L | Annual | Allowances Withdrawn (1:1) | Thousand Tons | 0 | 0 | 0 | 0 | 0 | 0 | 0
BART SO2 Annual-Jeffrey Energy Center 2 -v5.13 | 183 | 7217 | Rate Constraint in lbs/MMBtu | FALSE | L | Annual | Allowances Withdrawn (n:1) | Thousand Tons | 0 | 0 | 0 | 0 | 0 | 0 | 0
BART SO2 Annual-Jeffrey Energy Center 2 -v5.13 | 183 | 7217 | Rate Constraint in lbs/MMBtu | FALSE | L | Annual | Net Emissions Allowance Position | Thousand Tons | 0.81106 | 0.81106 | 0 | 0 | 0 | 0 | 0
BART SO2 Annual-Jeffrey Energy Center 2 -v5.13 | 183 | 7217 | Rate Constraint in lbs/MMBtu | FALSE | L | Annual | Fuel Consumed | TBtu | 27.0353 | 27.0353 | 0 | 0 | 0 | 0 | 0
BART SO2 Annual-Jeffrey Energy Center 2 -v5.13 | 183 | 7217 | Rate Constraint in lbs/MMBtu | FALSE | L | Annual | Rate | lb/MMBtu | 0.06 | 0.06 | 0 | 0 | 0 | 0 | 0
BART SO2 Annual-Jeffrey Energy Center 2 -v5.13 | 183 | 7217 | Rate Constraint in lbs/MMBtu | FALSE | L | Annual | Generation | TWh | 2.4258 | 2.4258 | 0 | 0 | 0 | 0 | 0
BART SO2 Annual-Jeffrey Energy Center 2 -v5.13 | 183 | 7217 | Rate Constraint in lbs/MMBtu | FALSE | L | Annual | Qualifying Generation | TWh | 2.4258 | 2.4258 | 0 | 0 | 0 | 0 | 0
BART SO2 Annual-Jeffrey Energy Center 2 -v5.13 | 183 | 7217 | Rate Constraint in lbs/MMBtu | FALSE | L | Annual | Rate | lb/MWh | 0.66869 | 0.66869 | 0 | 0 | 0 | 0 | 0
BART SO2 Annual-Jeffrey Energy Center 2 -v5.13 | 183 | 7217 | Rate Constraint in lbs/MMBtu | FALSE | L | Annual | Constraint Shadow Price | US2022$/Ton | 0 | 0 | 0 | 0 | 0 | 0 | 0
BART SO2 Annual-La Cygne 1 -v5.13 | 184 | 7218 | Rate Constraint in lbs/MMBtu | FALSE | L | Annual | Seasons Included | Seasons | Winter, Spring, Summer, Fall | Winter, Spring, Summer, Fall | Winter, Spring, Summer, Fall | Winter, Spring, Summer, Fall | Winter, Spring, Summer, Fall | Winter, Spring, Summer, Fall | Winter, Spring, Summer, Fall
BART SO2 Annual-La Cygne 1 -v5.13 | 184 | 7218 | Rate Constraint in lbs/MMBtu | FALSE | L | Annual | Standard SO2 | lb/MMBtu | 0.15 | 0.15 | 0.15 | 0.15 | 0.15 | 0.15 | 0.15
BART SO2 Annual-La Cygne 1 -v5.13 | 184 | 7218 | Rate Constraint in lbs/MMBtu | FALSE | L | Annual | Emissions at Affected Plants SO2 | Thousand Tons | 0.98121 | 1.265 | 0 | 0 | 0 | 0 | 0
BART SO2 Annual-La Cygne 1 -v5.13 | 184 | 7218 | Rate Constraint in lbs/MMBtu | FALSE | L | Annual | Allowances Purchased SO2 | Thousand Tons | 0 | 0 | 0 | 0 | 0 | 0 | 0
BART SO2 Annual-La Cygne 1 -v5.13 | 184 | 7218 | Rate Constraint in lbs/MMBtu | FALSE | L | Annual | Allowances Sold SO2 | Thousand Tons | 0 | 0 | 0 | 0 | 0 | 0 | 0
BART SO2 Annual-La Cygne 1 -v5.13 | 184 | 7218 | Rate Constraint in lbs/MMBtu | FALSE | L | Annual | Allowances Banked | Thousand Tons | 0 | 0 | 0 | 0 | 0 | 0 | 0
BART SO2 Annual-La Cygne 1 -v5.13 | 184 | 7218 | Rate Constraint in lbs/MMBtu | FALSE | L | Annual | Allowances Withdrawn (1:1) | Thousand Tons | 0 | 0 | 0 | 0 | 0 | 0 | 0
BART SO2 Annual-La Cygne 1 -v5.13 | 184 | 7218 | Rate Constraint in lbs/MMBtu | FALSE | L | Annual | Allowances Withdrawn (n:1) | Thousand Tons | 0 | 0 | 0 | 0 | 0 | 0 | 0
BART SO2 Annual-La Cygne 1 -v5.13 | 184 | 7218 | Rate Constraint in lbs/MMBtu | FALSE | L | Annual | Net Emissions Allowance Position | Thousand Tons | 0.98121 | 1.265 | 0 | 0 | 0 | 0 | 0
BART SO2 Annual-La Cygne 1 -v5.13 | 184 | 7218 | Rate Constraint in lbs/MMBtu | FALSE | L | Annual | Fuel Consumed | TBtu | 34.3424 | 44.2733 | 0 | 0 | 0 | 0 | 0
BART SO2 Annual-La Cygne 1 -v5.13 | 184 | 7218 | Rate Constraint in lbs/MMBtu | FALSE | L | Annual | Rate | lb/MMBtu | 0.057143 | 0.057143 | 0 | 0 | 0 | 0 | 0
BART SO2 Annual-La Cygne 1 -v5.13 | 184 | 7218 | Rate Constraint in lbs/MMBtu | FALSE | L | Annual | Generation | TWh | 3.0856 | 3.9778 | 0 | 0 | 0 | 0 | 0
BART SO2 Annual-La Cygne 1 -v5.13 | 184 | 7218 | Rate Constraint in lbs/MMBtu | FALSE | L | Annual | Qualifying Generation | TWh | 3.0856 | 3.9778 | 0 | 0 | 0 | 0 | 0
BART SO2 Annual-La Cygne 1 -v5.13 | 184 | 7218 | Rate Constraint in lbs/MMBtu | FALSE | L | Annual | Rate | lb/MWh | 0.636 | 0.636 | 0 | 0 | 0 | 0 | 0
BART SO2 Annual-La Cygne 1 -v5.13 | 184 | 7218 | Rate Constraint in lbs/MMBtu | FALSE | L | Annual | Constraint Shadow Price | US2022$/Ton | 0 | 0 | 0 | 0 | 0 | 0 | 0
BART SO2 Annual-La Cygne 2 -v5.13 | 185 | 7219 | Rate Constraint in lbs/MMBtu | FALSE | L | Annual | Seasons Included | Seasons | Winter, Spring, Summer, Fall | Winter, Spring, Summer, Fall | Winter, Spring, Summer, Fall | Winter, Spring, Summer, Fall | Winter, Spring, Summer, Fall | Winter, Spring, Summer, Fall | Winter, Spring, Summer, Fall
BART SO2 Annual-La Cygne 2 -v5.13 | 185 | 7219 | Rate Constraint in lbs/MMBtu | FALSE | L | Annual | Standard SO2 | lb/MMBtu | 0.15 | 0.15 | 0.15 | 0.15 | 0.15 | 0.15 | 0.15
BART SO2 Annual-La Cygne 2 -v5.13 | 185 | 7219 | Rate Constraint in lbs/MMBtu | FALSE | L | Annual | Emissions at Affected Plants SO2 | Thousand Tons | 1.4281 | 1.2161 | 0 | 0 | 0 | 0 | 0
BART SO2 Annual-La Cygne 2 -v5.13 | 185 | 7219 | Rate Constraint in lbs/MMBtu | FALSE | L | Annual | Allowances Purchased SO2 | Thousand Tons | 0 | 0 | 0 | 0 | 0 | 0 | 0
BART SO2 Annual-La Cygne 2 -v5.13 | 185 | 7219 | Rate Constraint in lbs/MMBtu | FALSE | L | Annual | Allowances Sold SO2 | Thousand Tons | 0 | 0 | 0 | 0 | 0 | 0 | 0
BART SO2 Annual-La Cygne 2 -v5.13 | 185 | 7219 | Rate Constraint in lbs/MMBtu | FALSE | L | Annual | Allowances Banked | Thousand Tons | 0 | 0 | 0 | 0 | 0 | 0 | 0
BART SO2 Annual-La Cygne 2 -v5.13 | 185 | 7219 | Rate Constraint in lbs/MMBtu | FALSE | L | Annual | Allowances Withdrawn (1:1) | Thousand Tons | 0 | 0 | 0 | 0 | 0 | 0 | 0
BART SO2 Annual-La Cygne 2 -v5.13 | 185 | 7219 | Rate Constraint in lbs/MMBtu | FALSE | L | Annual | Allowances Withdrawn (n:1) | Thousand Tons | 0 | 0 | 0 | 0 | 0 | 0 | 0
BART SO2 Annual-La Cygne 2 -v5.13 | 185 | 7219 | Rate Constraint in lbs/MMBtu | FALSE | L | Annual | Net Emissions Allowance Position | Thousand Tons | 1.4281 | 1.2161 | 0 | 0 | 0 | 0 | 0
BART SO2 Annual-La Cygne 2 -v5.13 | 185 | 7219 | Rate Constraint in lbs/MMBtu | FALSE | L | Annual | Fuel Consumed | TBtu | 49.9824 | 42.5649 | 0 | 0 | 0 | 0 | 0
BART SO2 Annual-La Cygne 2 -v5.13 | 185 | 7219 | Rate Constraint in lbs/MMBtu | FALSE | L | Annual | Rate | lb/MMBtu | 0.057143 | 0.057143 | 0 | 0 | 0 | 0 | 0
BART SO2 Annual-La Cygne 2 -v5.13 | 185 | 7219 | Rate Constraint in lbs/MMBtu | FALSE | L | Annual | Generation | TWh | 4.5666 | 3.8889 | 0 | 0 | 0 | 0 | 0
BART SO2 Annual-La Cygne 2 -v5.13 | 185 | 7219 | Rate Constraint in lbs/MMBtu | FALSE | L | Annual | Qualifying Generation | TWh | 4.5666 | 3.8889 | 0 | 0 | 0 | 0 | 0
BART SO2 Annual-La Cygne 2 -v5.13 | 185 | 7219 | Rate Constraint in lbs/MMBtu | FALSE | L | Annual | Rate | lb/MWh | 0.62544 | 0.62544 | 0 | 0 | 0 | 0 | 0
BART SO2 Annual-La Cygne 2 -v5.13 | 185 | 7219 | Rate Constraint in lbs/MMBtu | FALSE | L | Annual | Constraint Shadow Price | US2022$/Ton | 0 | 0 | 0 | 0 | 0 | 0 | 0
BART SO2 Annual-Leland Olds 1 -v5.13 | 186 | 7220 | Rate Constraint in lbs/MMBtu | FALSE | L | Annual | Seasons Included | Seasons | Winter, Spring, Summer, Fall | Winter, Spring, Summer, Fall | Winter, Spring, Summer, Fall | Winter, Spring, Summer, Fall | Winter, Spring, Summer, Fall | Winter, Spring, Summer, Fall | Winter, Spring, Summer, Fall
BART SO2 Annual-Leland Olds 1 -v5.13 | 186 | 7220 | Rate Constraint in lbs/MMBtu | FALSE | L | Annual | Standard SO2 | lb/MMBtu | 0.15 | 0.15 | 0.15 | 0.15 | 0.15 | 0.15 | 0.15
BART SO2 Annual-Leland Olds 1 -v5.13 | 186 | 7220 | Rate Constraint in lbs/MMBtu | FALSE | L | Annual | Emissions at Affected Plants SO2 | Thousand Tons | 0 | 0 | 0 | 0 | 0 | 0 | 0
BART SO2 Annual-Leland Olds 1 -v5.13 | 186 | 7220 | Rate Constraint in lbs/MMBtu | FALSE | L | Annual | Allowances Purchased SO2 | Thousand Tons | 0 | 0 | 0 | 0 | 0 | 0 | 0
BART SO2 Annual-Leland Olds 1 -v5.13 | 186 | 7220 | Rate Constraint in lbs/MMBtu | FALSE | L | Annual | Allowances Sold SO2 | Thousand Tons | 0 | 0 | 0 | 0 | 0 | 0 | 0
BART SO2 Annual-Leland Olds 1 -v5.13 | 186 | 7220 | Rate Constraint in lbs/MMBtu | FALSE | L | Annual | Allowances Banked | Thousand Tons | 0 | 0 | 0 | 0 | 0 | 0 | 0
BART SO2 Annual-Leland Olds 1 -v5.13 | 186 | 7220 | Rate Constraint in lbs/MMBtu | FALSE | L | Annual | Allowances Withdrawn (1:1) | Thousand Tons | 0 | 0 | 0 | 0 | 0 | 0 | 0
BART SO2 Annual-Leland Olds 1 -v5.13 | 186 | 7220 | Rate Constraint in lbs/MMBtu | FALSE | L | Annual | Allowances Withdrawn (n:1) | Thousand Tons | 0 | 0 | 0 | 0 | 0 | 0 | 0
BART SO2 Annual-Leland Olds 1 -v5.13 | 186 | 7220 | Rate Constraint in lbs/MMBtu | FALSE | L | Annual | Net Emissions Allowance Position | Thousand Tons | 0 | 0 | 0 | 0 | 0 | 0 | 0
BART SO2 Annual-Leland Olds 1 -v5.13 | 186 | 7220 | Rate Constraint in lbs/MMBtu | FALSE | L | Annual | Fuel Consumed | TBtu | 0 | 0 | 0 | 0 | 0 | 0 | 0
BART SO2 Annual-Leland Olds 1 -v5.13 | 186 | 7220 | Rate Constraint in lbs/MMBtu | FALSE | L | Annual | Rate | lb/MMBtu | 0 | 0 | 0 | 0 | 0 | 0 | 0
BART SO2 Annual-Leland Olds 1 -v5.13 | 186 | 7220 | Rate Constraint in lbs/MMBtu | FALSE | L | Annual | Generation | TWh | 0 | 0 | 0 | 0 | 0 | 0 | 0
BART SO2 Annual-Leland Olds 1 -v5.13 | 186 | 7220 | Rate Constraint in lbs/MMBtu | FALSE | L | Annual | Qualifying Generation | TWh | 0 | 0 | 0 | 0 | 0 | 0 | 0
BART SO2 Annual-Leland Olds 1 -v5.13 | 186 | 7220 | Rate Constraint in lbs/MMBtu | FALSE | L | Annual | Rate | lb/MWh | 0 | 0 | 0 | 0 | 0 | 0 | 0
BART SO2 Annual-Leland Olds 1 -v5.13 | 186 | 7220 | Rate Constraint in lbs/MMBtu | FALSE | L | Annual | Constraint Shadow Price | US2022$/Ton | 0 | 0 | 0 | 0 | 0 | 0 | 0
BART SO2 Annual-Leland Olds 2 -v5.13 | 187 | 7221 | Rate Constraint in lbs/MMBtu | FALSE | L | Annual | Seasons Included | Seasons | Winter, Spring, Summer, Fall | Winter, Spring, Summer, Fall | Winter, Spring, Summer, Fall | Winter, Spring, Summer, Fall | Winter, Spring, Summer, Fall | Winter, Spring, Summer, Fall | Winter, Spring, Summer, Fall
BART SO2 Annual-Leland Olds 2 -v5.13 | 187 | 7221 | Rate Constraint in lbs/MMBtu | FALSE | L | Annual | Standard SO2 | lb/MMBtu | 0.15 | 0.15 | 0.15 | 0.15 | 0.15 | 0.15 | 0.15
BART SO2 Annual-Leland Olds 2 -v5.13 | 187 | 7221 | Rate Constraint in lbs/MMBtu | FALSE | L | Annual | Emissions at Affected Plants SO2 | Thousand Tons | 0 | 0 | 0 | 0 | 0 | 0 | 0
BART SO2 Annual-Leland Olds 2 -v5.13 | 187 | 7221 | Rate Constraint in lbs/MMBtu | FALSE | L | Annual | Allowances Purchased SO2 | Thousand Tons | 0 | 0 | 0 | 0 | 0 | 0 | 0
BART SO2 Annual-Leland Olds 2 -v5.13 | 187 | 7221 | Rate Constraint in lbs/MMBtu | FALSE | L | Annual | Allowances Sold SO2 | Thousand Tons | 0 | 0 | 0 | 0 | 0 | 0 | 0
BART SO2 Annual-Leland Olds 2 -v5.13 | 187 | 7221 | Rate Constraint in lbs/MMBtu | FALSE | L | Annual | Allowances Banked | Thousand Tons | 0 | 0 | 0 | 0 | 0 | 0 | 0
BART SO2 Annual-Leland Olds 2 -v5.13 | 187 | 7221 | Rate Constraint in lbs/MMBtu | FALSE | L | Annual | Allowances Withdrawn (1:1) | Thousand Tons | 0 | 0 | 0 | 0 | 0 | 0 | 0
BART SO2 Annual-Leland Olds 2 -v5.13 | 187 | 7221 | Rate Constraint in lbs/MMBtu | FALSE | L | Annual | Allowances Withdrawn (n:1) | Thousand Tons | 0 | 0 | 0 | 0 | 0 | 0 | 0
BART SO2 Annual-Leland Olds 2 -v5.13 | 187 | 7221 | Rate Constraint in lbs/MMBtu | FALSE | L | Annual | Net Emissions Allowance Position | Thousand Tons | 0 | 0 | 0 | 0 | 0 | 0 | 0
BART SO2 Annual-Leland Olds 2 -v5.13 | 187 | 7221 | Rate Constraint in lbs/MMBtu | FALSE | L | Annual | Fuel Consumed | TBtu | 0 | 0 | 0 | 0 | 0 | 0 | 0
BART SO2 Annual-Leland Olds 2 -v5.13 | 187 | 7221 | Rate Constraint in lbs/MMBtu | FALSE | L | Annual | Rate | lb/MMBtu | 0 | 0 | 0 | 0 | 0 | 0 | 0
BART SO2 Annual-Leland Olds 2 -v5.13 | 187 | 7221 | Rate Constraint in lbs/MMBtu | FALSE | L | Annual | Generation | TWh | 0 | 0 | 0 | 0 | 0 | 0 | 0
BART SO2 Annual-Leland Olds 2 -v5.13 | 187 | 7221 | Rate Constraint in lbs/MMBtu | FALSE | L | Annual | Qualifying Generation | TWh | 0 | 0 | 0 | 0 | 0 | 0 | 0
BART SO2 Annual-Leland Olds 2 -v5.13 | 187 | 7221 | Rate Constraint in lbs/MMBtu | FALSE | L | Annual | Rate | lb/MWh | 0 | 0 | 0 | 0 | 0 | 0 | 0
BART SO2 Annual-Leland Olds 2 -v5.13 | 187 | 7221 | Rate Constraint in lbs/MMBtu | FALSE | L | Annual | Constraint Shadow Price | US2022$/Ton | 0 | 0 | 0 | 0 | 0 | 0 | 0
BART SO2 Annual-Milton R Young B1 -v5.13 | 188 | 7222 | Rate Constraint in lbs/MMBtu | FALSE | L | Annual | Seasons Included | Seasons | Winter, Spring, Summer, Fall | Winter, Spring, Summer, Fall | Winter, Spring, Summer, Fall | Winter, Spring, Summer, Fall | Winter, Spring, Summer, Fall | Winter, Spring, Summer, Fall | Winter, Spring, Summer, Fall
BART SO2 Annual-Milton R Young B1 -v5.13 | 188 | 7222 | Rate Constraint in lbs/MMBtu | FALSE | L | Annual | Standard SO2 | lb/MMBtu | 0.15 | 0.15 | 0.15 | 0.15 | 0.15 | 0.15 | 0.15
BART SO2 Annual-Milton R Young B1 -v5.13 | 188 | 7222 | Rate Constraint in lbs/MMBtu | FALSE | L | Annual | Emissions at Affected Plants SO2 | Thousand Tons | 0.62067 | 0.6406 | 0 | 0 | 0 | 0 | 0
BART SO2 Annual-Milton R Young B1 -v5.13 | 188 | 7222 | Rate Constraint in lbs/MMBtu | FALSE | L | Annual | Allowances Purchased SO2 | Thousand Tons | 0 | 0 | 0 | 0 | 0 | 0 | 0
BART SO2 Annual-Milton R Young B1 -v5.13 | 188 | 7222 | Rate Constraint in lbs/MMBtu | FALSE | L | Annual | Allowances Sold SO2 | Thousand Tons | 0 | 0 | 0 | 0 | 0 | 0 | 0
BART SO2 Annual-Milton R Young B1 -v5.13 | 188 | 7222 | Rate Constraint in lbs/MMBtu | FALSE | L | Annual | Allowances Banked | Thousand Tons | 0 | 0 | 0 | 0 | 0 | 0 | 0
BART SO2 Annual-Milton R Young B1 -v5.13 | 188 | 7222 | Rate Constraint in lbs/MMBtu | FALSE | L | Annual | Allowances Withdrawn (1:1) | Thousand Tons | 0 | 0 | 0 | 0 | 0 | 0 | 0
BART SO2 Annual-Milton R Young B1 -v5.13 | 188 | 7222 | Rate Constraint in lbs/MMBtu | FALSE | L | Annual | Allowances Withdrawn (n:1) | Thousand Tons | 0 | 0 | 0 | 0 | 0 | 0 | 0
BART SO2 Annual-Milton R Young B1 -v5.13 | 188 | 7222 | Rate Constraint in lbs/MMBtu | FALSE | L | Annual | Net Emissions Allowance Position | Thousand Tons | 0.62067 | 0.6406 | 0 | 0 | 0 | 0 | 0
BART SO2 Annual-Milton R Young B1 -v5.13 | 188 | 7222 | Rate Constraint in lbs/MMBtu | FALSE | L | Annual | Fuel Consumed | TBtu | 17.9812 | 18.5585 | 0 | 0 | 0 | 0 | 0
BART SO2 Annual-Milton R Young B1 -v5.13 | 188 | 7222 | Rate Constraint in lbs/MMBtu | FALSE | L | Annual | Rate | lb/MMBtu | 0.069036 | 0.069036 | 0 | 0 | 0 | 0 | 0
BART SO2 Annual-Milton R Young B1 -v5.13 | 188 | 7222 | Rate Constraint in lbs/MMBtu | FALSE | L | Annual | Generation | TWh | 1.546 | 1.5956 | 0 | 0 | 0 | 0 | 0
BART SO2 Annual-Milton R Young B1 -v5.13 | 188 | 7222 | Rate Constraint in lbs/MMBtu | FALSE | L | Annual | Qualifying Generation | TWh | 1.546 | 1.5956 | 0 | 0 | 0 | 0 | 0
BART SO2 Annual-Milton R Young B1 -v5.13 | 188 | 7222 | Rate Constraint in lbs/MMBtu | FALSE | L | Annual | Rate | lb/MWh | 0.80296 | 0.80296 | 0 | 0 | 0 | 0 | 0
BART SO2 Annual-Milton R Young B1 -v5.13 | 188 | 7222 | Rate Constraint in lbs/MMBtu | FALSE | L | Annual | Constraint Shadow Price | US2022$/Ton | 0 | 0 | 0 | 0 | 0 | 0 | 0
BART SO2 Annual-Milton R Young B2 -v5.13 | 189 | 7223 | Rate Constraint in lbs/MMBtu | FALSE | L | Annual | Seasons Included | Seasons | Winter, Spring, Summer, Fall | Winter, Spring, Summer, Fall | Winter, Spring, Summer, Fall | Winter, Spring, Summer, Fall | Winter, Spring, Summer, Fall | Winter, Spring, Summer, Fall | Winter, Spring, Summer, Fall
BART SO2 Annual-Milton R Young B2 -v5.13 | 189 | 7223 | Rate Constraint in lbs/MMBtu | FALSE | L | Annual | Standard SO2 | lb/MMBtu | 0.15 | 0.15 | 0.15 | 0.15 | 0.15 | 0.15 | 0.15
BART SO2 Annual-Milton R Young B2 -v5.13 | 189 | 7223 | Rate Constraint in lbs/MMBtu | FALSE | L | Annual | Emissions at Affected Plants SO2 | Thousand Tons | 1.1852 | 1.2961 | 1.3418 | 1.3418 | 0 | 0 | 0
BART SO2 Annual-Milton R Young B2 -v5.13 | 189 | 7223 | Rate Constraint in lbs/MMBtu | FALSE | L | Annual | Allowances Purchased SO2 | Thousand Tons | 0 | 0 | 0 | 0 | 0 | 0 | 0
BART SO2 Annual-Milton R Young B2 -v5.13 | 189 | 7223 | Rate Constraint in lbs/MMBtu | FALSE | L | Annual | Allowances Sold SO2 | Thousand Tons | 0 | 0 | 0 | 0 | 0 | 0 | 0
BART SO2 Annual-Milton R Young B2 -v5.13 | 189 | 7223 | Rate Constraint in lbs/MMBtu | FALSE | L | Annual | Allowances Banked | Thousand Tons | 0 | 0 | 0 | 0 | 0 | 0 | 0
BART SO2 Annual-Milton R Young B2 -v5.13 | 189 | 7223 | Rate Constraint in lbs/MMBtu | FALSE | L | Annual | Allowances Withdrawn (1:1) | Thousand Tons | 0 | 0 | 0 | 0 | 0 | 0 | 0
BART SO2 Annual-Milton R Young B2 -v5.13 | 189 | 7223 | Rate Constraint in lbs/MMBtu | FALSE | L | Annual | Allowances Withdrawn (n:1) | Thousand Tons | 0 | 0 | 0 | 0 | 0 | 0 | 0
BART SO2 Annual-Milton R Young B2 -v5.13 | 189 | 7223 | Rate Constraint in lbs/MMBtu | FALSE | L | Annual | Net Emissions Allowance Position | Thousand Tons | 1.1852 | 1.2961 | 1.3418 | 1.3418 | 0 | 0 | 0
BART SO2 Annual-Milton R Young B2 -v5.13 | 189 | 7223 | Rate Constraint in lbs/MMBtu | FALSE | L | Annual | Fuel Consumed | TBtu | 32.1203 | 35.1258 | 36.3656 | 36.3656 | 0 | 0 | 0
BART SO2 Annual-Milton R Young B2 -v5.13 | 189 | 7223 | Rate Constraint in lbs/MMBtu | FALSE | L | Annual | Rate | lb/MMBtu | 0.073797 | 0.073797 | 0.073797 | 0.073797 | 0 | 0 | 0
BART SO2 Annual-Milton R Young B2 -v5.13 | 189 | 7223 | Rate Constraint in lbs/MMBtu | FALSE | L | Annual | Generation | TWh | 2.8198 | 2.7829 | 2.0196 | 2.0196 | 0 | 0 | 0
BART SO2 Annual-Milton R Young B2 -v5.13 | 189 | 7223 | Rate Constraint in lbs/MMBtu | FALSE | L | Annual | Qualifying Generation | TWh | 2.8198 | 2.7829 | 2.0196 | 2.0196 | 0 | 0 | 0
BART SO2 Annual-Milton R Young B2 -v5.13 | 189 | 7223 | Rate Constraint in lbs/MMBtu | FALSE | L | Annual | Rate | lb/MWh | 0.84062 | 0.93146 | 1.3288 | 1.3288 | 0 | 0 | 0
BART SO2 Annual-Milton R Young B2 -v5.13 | 189 | 7223 | Rate Constraint in lbs/MMBtu | FALSE | L | Annual | Constraint Shadow Price | US2022$/Ton | 0 | 0 | 0 | 0 | 0 | 0 | 0
BART SO2 Annual-Muskogee 4 -v5.13 | 190 | 7224 | Rate Constraint in lbs/MMBtu | FALSE | L | Annual | Seasons Included | Seasons | Winter, Spring, Summer, Fall | Winter, Spring, Summer, Fall | Winter, Spring, Summer, Fall | Winter, Spring, Summer, Fall | Winter, Spring, Summer, Fall | Winter, Spring, Summer, Fall | Winter, Spring, Summer, Fall
BART SO2 Annual-Muskogee 4 -v5.13 | 190 | 7224 | Rate Constraint in lbs/MMBtu | FALSE | L | Annual | Standard SO2 | lb/MMBtu | 0.06 | 0.06 | 0.06 | 0.06 | 0.06 | 0.06 | 0.06
BART SO2 Annual-Muskogee 4 -v5.13 | 190 | 7224 | Rate Constraint in lbs/MMBtu | FALSE | L | Annual | Emissions at Affected Plants SO2 | Thousand Tons | 0 | 0 | 0 | 0 | 0 | 0 | 0
BART SO2 Annual-Muskogee 4 -v5.13 | 190 | 7224 | Rate Constraint in lbs/MMBtu | FALSE | L | Annual | Allowances Purchased SO2 | Thousand Tons | 0 | 0 | 0 | 0 | 0 | 0 | 0
BART SO2 Annual-Muskogee 4 -v5.13 | 190 | 7224 | Rate Constraint in lbs/MMBtu | FALSE | L | Annual | Allowances Sold SO2 | Thousand Tons | 0 | 0 | 0 | 0 | 0 | 0 | 0
BART SO2 Annual-Muskogee 4 -v5.13 | 190 | 7224 | Rate Constraint in lbs/MMBtu | FALSE | L | Annual | Allowances Banked | Thousand Tons | 0 | 0 | 0 | 0 | 0 | 0 | 0
BART SO2 Annual-Muskogee 4 -v5.13 | 190 | 7224 | Rate Constraint in lbs/MMBtu | FALSE | L | Annual | Allowances Withdrawn (1:1) | Thousand Tons | 0 | 0 | 0 | 0 | 0 | 0 | 0
BART SO2 Annual-Muskogee 4 -v5.13 | 190 | 7224 | Rate Constraint in lbs/MMBtu | FALSE | L | Annual | Allowances Withdrawn (n:1) | Thousand Tons | 0 | 0 | 0 | 0 | 0 | 0 | 0
BART SO2 Annual-Muskogee 4 -v5.13 | 190 | 7224 | Rate Constraint in lbs/MMBtu | FALSE | L | Annual | Net Emissions Allowance Position | Thousand Tons | 0 | 0 | 0 | 0 | 0 | 0 | 0
BART SO2 Annual-Muskogee 4 -v5.13 | 190 | 7224 | Rate Constraint in lbs/MMBtu | FALSE | L | Annual | Fuel Consumed | TBtu | 0.95574 | 0.95574 | 0.95574 | 0.95574 | 0.95574 | 0.95574 | 0.95574
BART SO2 Annual-Muskogee 4 -v5.13 | 190 | 7224 | Rate Constraint in lbs/MMBtu | FALSE | L | Annual | Rate | lb/MMBtu | 0 | 0 | 0 | 0 | 0 | 0 | 0
BART SO2 Annual-Muskogee 4 -v5.13 | 190 | 7224 | Rate Constraint in lbs/MMBtu | FALSE | L | Annual | Generation | TWh | 0.084797 | 0.084797 | 0.084797 | 0.084797 | 0.084797 | 0.084797 | 0.084797
BART SO2 Annual-Muskogee 4 -v5.13 | 190 | 7224 | Rate Constraint in lbs/MMBtu | FALSE | L | Annual | Qualifying Generation | TWh | 0.084797 | 0.084797 | 0.084797 | 0.084797 | 0.084797 | 0.084797 | 0.084797
BART SO2 Annual-Muskogee 4 -v5.13 | 190 | 7224 | Rate Constraint in lbs/MMBtu | FALSE | L | Annual | Rate | lb/MWh | 0 | 0 | 0 | 0 | 0 | 0 | 0
BART SO2 Annual-Muskogee 4 -v5.13 | 190 | 7224 | Rate Constraint in lbs/MMBtu | FALSE | L | Annual | Constraint Shadow Price | US2022$/Ton | 0 | 0 | 0 | 0 | 0 | 0 | 0
BART SO2 Annual-Muskogee 5 -v5.13 | 191 | 7225 | Rate Constraint in lbs/MMBtu | FALSE | L | Annual | Seasons Included | Seasons | Winter, Spring, Summer, Fall | Winter, Spring, Summer, Fall | Winter, Spring, Summer, Fall | Winter, Spring, Summer, Fall | Winter, Spring, Summer, Fall | Winter, Spring, Summer, Fall | Winter, Spring, Summer, Fall
BART SO2 Annual-Muskogee 5 -v5.13 | 191 | 7225 | Rate Constraint in lbs/MMBtu | FALSE | L | Annual | Standard SO2 | lb/MMBtu | 0.06 | 0.06 | 0.06 | 0.06 | 0.06 | 0.06 | 0.06
BART SO2 Annual-Muskogee 5 -v5.13 | 191 | 7225 | Rate Constraint in lbs/MMBtu | FALSE | L | Annual | Emissions at Affected Plants SO2 | Thousand Tons | 0 | 0 | 0 | 0 | 0 | 0 | 0
BART SO2 Annual-Muskogee 5 -v5.13 | 191 | 7225 | Rate Constraint in lbs/MMBtu | FALSE | L | Annual | Allowances Purchased SO2 | Thousand Tons | 0 | 0 | 0 | 0 | 0 | 0 | 0
BART SO2 Annual-Muskogee 5 -v5.13 | 191 | 7225 | Rate Constraint in lbs/MMBtu | FALSE | L | Annual | Allowances Sold SO2 | Thousand Tons | 0 | 0 | 0 | 0 | 0 | 0 | 0
BART SO2 Annual-Muskogee 5 -v5.13 | 191 | 7225 | Rate Constraint in lbs/MMBtu | FALSE | L | Annual | Allowances Banked | Thousand Tons | 0 | 0 | 0 | 0 | 0 | 0 | 0
BART SO2 Annual-Muskogee 5 -v5.13 | 191 | 7225 | Rate Constraint in lbs/MMBtu | FALSE | L | Annual | Allowances Withdrawn (1:1) | Thousand Tons | 0 | 0 | 0 | 0 | 0 | 0 | 0
BART SO2 Annual-Muskogee 5 -v5.13 | 191 | 7225 | Rate Constraint in lbs/MMBtu | FALSE | L | Annual | Allowances Withdrawn (n:1) | Thousand Tons | 0 | 0 | 0 | 0 | 0 | 0 | 0
BART SO2 Annual-Muskogee 5 -v5.13 | 191 | 7225 | Rate Constraint in lbs/MMBtu | FALSE | L | Annual | Net Emissions Allowance Position | Thousand Tons | 0 | 0 | 0 | 0 | 0 | 0 | 0
BART SO2 Annual-Muskogee 5 -v5.13 | 191 | 7225 | Rate Constraint in lbs/MMBtu | FALSE | L | Annual | Fuel Consumed | TBtu | 0.96279 | 0.96279 | 0.96279 | 0.96279 | 0.96279 | 0.96279 | 0.96279
BART SO2 Annual-Muskogee 5 -v5.13 | 191 | 7225 | Rate Constraint in lbs/MMBtu | FALSE | L | Annual | Rate | lb/MMBtu | 0 | 0 | 0 | 0 | 0 | 0 | 0
BART SO2 Annual-Muskogee 5 -v5.13 | 191 | 7225 | Rate Constraint in lbs/MMBtu | FALSE | L | Annual | Generation | TWh | 0.085498 | 0.085498 | 0.085498 | 0.085498 | 0.085498 | 0.085498 | 0.085498
BART SO2 Annual-Muskogee 5 -v5.13 | 191 | 7225 | Rate Constraint in lbs/MMBtu | FALSE | L | Annual | Qualifying Generation | TWh | 0.085498 | 0.085498 | 0.085498 | 0.085498 | 0.085498 | 0.085498 | 0.085498
BART SO2 Annual-Muskogee 5 -v5.13 | 191 | 7225 | Rate Constraint in lbs/MMBtu | FALSE | L | Annual | Rate | lb/MWh | 0 | 0 | 0 | 0 | 0 | 0 | 0
BART SO2 Annual-Muskogee 5 -v5.13 | 191 | 7225 | Rate Constraint in lbs/MMBtu | FALSE | L | Annual | Constraint Shadow Price | US2022$/Ton | 0 | 0 | 0 | 0 | 0 | 0 | 0
BART SO2 Annual-Nelson -v6.20 | 192 | 7238 | Rate Constraint in lbs/MMBtu | FALSE | L | Annual | Seasons Included | Seasons | Winter, Spring, Summer, Fall | Winter, Spring, Summer, Fall | Winter, Spring, Summer, Fall | Winter, Spring, Summer, Fall | Winter, Spring, Summer, Fall | Winter, Spring, Summer, Fall | Winter, Spring, Summer, Fall
BART SO2 Annual-Nelson -v6.20 | 192 | 7238 | Rate Constraint in lbs/MMBtu | FALSE | L | Annual | Standard SO2 | lb/MMBtu | 0.6 | 0.6 | 0.6 | 0.6 | 0.6 | 0.6 | 0.6
BART SO2 Annual-Nelson -v6.20 | 192 | 7238 | Rate Constraint in lbs/MMBtu | FALSE | L | Annual | Emissions at Affected Plants SO2 | Thousand Tons | 0 | 0 | 0 | 0 | 0 | 0 | 0
BART SO2 Annual-Nelson -v6.20 | 192 | 7238 | Rate Constraint in lbs/MMBtu | FALSE | L | Annual | Allowances Purchased SO2 | Thousand Tons | 0 | 0 | 0 | 0 | 0 | 0 | 0
BART SO2 Annual-Nelson -v6.20 | 192 | 7238 | Rate Constraint in lbs/MMBtu | FALSE | L | Annual | Allowances Sold SO2 | Thousand Tons | 0 | 0 | 0 | 0 | 0 | 0 | 0
BART SO2 Annual-Nelson -v6.20 | 192 | 7238 | Rate Constraint in lbs/MMBtu | FALSE | L | Annual | Allowances Banked | Thousand Tons | 0 | 0 | 0 | 0 | 0 | 0 | 0
BART SO2 Annual-Nelson -v6.20 | 192 | 7238 | Rate Constraint in lbs/MMBtu | FALSE | L | Annual | Allowances Withdrawn (1:1) | Thousand Tons | 0 | 0 | 0 | 0 | 0 | 0 | 0
BART SO2 Annual-Nelson -v6.20 | 192 | 7238 | Rate Constraint in lbs/MMBtu | FALSE | L | Annual | Allowances Withdrawn (n:1) | Thousand Tons | 0 | 0 | 0 | 0 | 0 | 0 | 0
BART SO2 Annual-Nelson -v6.20 | 192 | 7238 | Rate Constraint in lbs/MMBtu | FALSE | L | Annual | Net Emissions Allowance Position | Thousand Tons | 0 | 0 | 0 | 0 | 0 | 0 | 0
BART SO2 Annual-Nelson -v6.20 | 192 | 7238 | Rate Constraint in lbs/MMBtu | FALSE | L | Annual | Fuel Consumed | TBtu | 0 | 0 | 0 | 0 | 0 | 0 | 0
BART SO2 Annual-Nelson -v6.20 | 192 | 7238 | Rate Constraint in lbs/MMBtu | FALSE | L | Annual | Rate | lb/MMBtu | 0 | 0 | 0 | 0 | 0 | 0 | 0
BART SO2 Annual-Nelson -v6.20 | 192 | 7238 | Rate Constraint in lbs/MMBtu | FALSE | L | Annual | Generation | TWh | 0 | 0 | 0 | 0 | 0 | 0 | 0
BART SO2 Annual-Nelson -v6.20 | 192 | 7238 | Rate Constraint in lbs/MMBtu | FALSE | L | Annual | Qualifying Generation | TWh | 0 | 0 | 0 | 0 | 0 | 0 | 0
BART SO2 Annual-Nelson -v6.20 | 192 | 7238 | Rate Constraint in lbs/MMBtu | FALSE | L | Annual | Rate | lb/MWh | 0 | 0 | 0 | 0 | 0 | 0 | 0
BART SO2 Annual-Nelson -v6.20 | 192 | 7238 | Rate Constraint in lbs/MMBtu | FALSE | L | Annual | Constraint Shadow Price | US2022$/Ton | 0 | 0 | 0 | 0 | 0 | 0 | 0
BART SO2 Annual-Pawnee 1 -v5.13 | 193 | 7226 | Rate Constraint in lbs/MMBtu | FALSE | L | Annual | Seasons Included | Seasons | Winter, Spring, Summer, Fall | Winter, Spring, Summer, Fall | Winter, Spring, Summer, Fall | Winter, Spring, Summer, Fall | Winter, Spring, Summer, Fall | Winter, Spring, Summer, Fall | Winter, Spring, Summer, Fall
BART SO2 Annual-Pawnee 1 -v5.13 | 193 | 7226 | Rate Constraint in lbs/MMBtu | FALSE | L | Annual | Standard SO2 | lb/MMBtu | 0.12 | 0.12 | 0.12 | 0.12 | 0.12 | 0.12 | 0.12
BART SO2 Annual-Pawnee 1 -v5.13 | 193 | 7226 | Rate Constraint in lbs/MMBtu | FALSE | L | Annual | Emissions at Affected Plants SO2 | Thousand Tons | 0.018617 | 0.0029433 | 0.026774 | 0.026774 | 0.026774 | 0.026774 | 0.022872
BART SO2 Annual-Pawnee 1 -v5.13 | 193 | 7226 | Rate Constraint in lbs/MMBtu | FALSE | L | Annual | Allowances Purchased SO2 | Thousand Tons | 0 | 0 | 0 | 0 | 0 | 0 | 0
BART SO2 Annual-Pawnee 1 -v5.13 | 193 | 7226 | Rate Constraint in lbs/MMBtu | FALSE | L | Annual | Allowances Sold SO2 | Thousand Tons | 0 | 0 | 0 | 0 | 0 | 0 | 0
BART SO2 Annual-Pawnee 1 -v5.13 | 193 | 7226 | Rate Constraint in lbs/MMBtu | FALSE | L | Annual | Allowances Banked | Thousand Tons | 0 | 0 | 0 | 0 | 0 | 0 | 0
BART SO2 Annual-Pawnee 1 -v5.13 | 193 | 7226 | Rate Constraint in lbs/MMBtu | FALSE | L | Annual | Allowances Withdrawn (1:1) | Thousand Tons | 0 | 0 | 0 | 0 | 0 | 0 | 0
BART SO2 Annual-Pawnee 1 -v5.13 | 193 | 7226 | Rate Constraint in lbs/MMBtu | FALSE | L | Annual | Allowances Withdrawn (n:1) | Thousand Tons | 0 | 0 | 0 | 0 | 0 | 0 | 0
BART SO2 Annual-Pawnee 1 -v5.13 | 193 | 7226 | Rate Constraint in lbs/MMBtu | FALSE | L | Annual | Net Emissions Allowance Position | Thousand Tons | 0.018617 | 0.0029433 | 0.026774 | 0.026774 | 0.026774 | 0.026774 | 0.022872
BART SO2 Annual-Pawnee 1 -v5.13 | 193 | 7226 | Rate Constraint in lbs/MMBtu | FALSE | L | Annual | Fuel Consumed | TBtu | 1.4504 | 1.0586 | 1.5568 | 1.5568 | 1.5568 | 1.5568 | 1.5568
BART SO2 Annual-Pawnee 1 -v5.13 | 193 | 7226 | Rate Constraint in lbs/MMBtu | FALSE | L | Annual | Rate | lb/MMBtu | 0.025671 | 0.0055609 | 0.034396 | 0.034396 | 0.034396 | 0.034396 | 0.029384
BART SO2 Annual-Pawnee 1 -v5.13 | 193 | 7226 | Rate Constraint in lbs/MMBtu | FALSE | L | Annual | Generation | TWh | 0.13033 | 0.093942 | 0.12207 | 0.12207 | 0.12207 | 0.12207 | 0.12207
BART SO2 Annual-Pawnee 1 -v5.13 | 193 | 7226 | Rate Constraint in lbs/MMBtu | FALSE | L | Annual | Qualifying Generation | TWh | 0.13033 | 0.093942 | 0.12207 | 0.12207 | 0.12207 | 0.12207 | 0.12207
BART SO2 Annual-Pawnee 1 -v5.13 | 193 | 7226 | Rate Constraint in lbs/MMBtu | FALSE | L | Annual | Rate | lb/MWh | 0.2857 | 0.062662 | 0.43867 | 0.43867 | 0.43867 | 0.43867 | 0.37475
BART SO2 Annual-Pawnee 1 -v5.13 | 193 | 7226 | Rate Constraint in lbs/MMBtu | FALSE | L | Annual | Constraint Shadow Price | US2022$/Ton | 0 | 0 | 0 | 0 | 0 | 0 | 0
BART SO2 Annual-Ray D Nixon 1 -v5.13 | 194 | 7227 | Rate Constraint in lbs/MMBtu | FALSE | L | Annual | Seasons Included | Seasons | Winter, Spring, Summer, Fall | Winter, Spring, Summer, Fall | Winter, Spring, Summer, Fall | Winter, Spring, Summer, Fall | Winter, Spring, Summer, Fall | Winter, Spring, Summer, Fall | Winter, Spring, Summer, Fall
BART SO2 Annual-Ray D Nixon 1 -v5.13 | 194 | 7227 | Rate Constraint in lbs/MMBtu | FALSE | L | Annual | Standard SO2 | lb/MMBtu | 0.11 | 0.11 | 0.11 | 0.11 | 0.11 | 0.11 | 0.11
BART SO2 Annual-Ray D Nixon 1 -v5.13 | 194 | 7227 | Rate Constraint in lbs/MMBtu | FALSE | L | Annual | Emissions at Affected Plants SO2 | Thousand Tons | 0.60727 | 0.004397 | 0.029386 | 0.035035 | 0.034399 | 0.039201 | 0.035035
BART SO2 Annual-Ray D Nixon 1 -v5.13 | 194 | 7227 | Rate Constraint in lbs/MMBtu | FALSE | L | Annual | Allowances Purchased SO2 | Thousand Tons | 0 | 0 | 0 | 0 | 0 | 0 | 0
BART SO2 Annual-Ray D Nixon 1 -v5.13 | 194 | 7227 | Rate Constraint in lbs/MMBtu | FALSE | L | Annual | Allowances Sold SO2 | Thousand Tons | 0 | 0 | 0 | 0 | 0 | 0 | 0
BART SO2 Annual-Ray D Nixon 1 -v5.13 | 194 | 7227 | Rate Constraint in lbs/MMBtu | FALSE | L | Annual | Allowances Banked | Thousand Tons | 0 | 0 | 0 | 0 | 0 | 0 | 0
BART SO2 Annual-Ray D Nixon 1 -v5.13 | 194 | 7227 | Rate Constraint in lbs/MMBtu | FALSE | L | Annual | Allowances Withdrawn (1:1) | Thousand Tons | 0 | 0 | 0 | 0 | 0 | 0 | 0
BART SO2 Annual-Ray D Nixon 1 -v5.13 | 194 | 7227 | Rate Constraint in lbs/MMBtu | FALSE | L | Annual | Allowances Withdrawn (n:1) | Thousand Tons | 0 | 0 | 0 | 0 | 0 | 0 | 0
BART SO2 Annual-Ray D Nixon 1 -v5.13 | 194 | 7227 | Rate Constraint in lbs/MMBtu | FALSE | L | Annual | Net Emissions Allowance Position | Thousand Tons | 0.60727 | 0.004397 | 0.029386 | 0.035035 | 0.034399 | 0.039201 | 0.035035
BART SO2 Annual-Ray D Nixon 1 -v5.13 | 194 | 7227 | Rate Constraint in lbs/MMBtu | FALSE | L | Annual | Fuel Consumed | TBtu | 15.1818 | 0.10992 | 0.73465 | 0.87587 | 0.73465 | 0.83721 | 0.87587
BART SO2 Annual-Ray D Nixon 1 -v5.13 | 194 | 7227 | Rate Constraint in lbs/MMBtu | FALSE | L | Annual | Rate | lb/MMBtu | 0.08 | 0.08 | 0.08 | 0.08 | 0.093647 | 0.093647 | 0.08
BART SO2 Annual-Ray D Nixon 1 -v5.13 | 194 | 7227 | Rate Constraint in lbs/MMBtu | FALSE | L | Annual | Generation | TWh | 1.4518 | 0.010512 | 0.070255 | 0.08376 | 0.070255 | 0.080062 | 0.08376
BART SO2 Annual-Ray D Nixon 1 -v5.13 | 194 | 7227 | Rate Constraint in lbs/MMBtu | FALSE | L | Annual | Qualifying Generation | TWh | 1.4518 | 0.010512 | 0.070255 | 0.08376 | 0.070255 | 0.080062 | 0.08376
BART SO2 Annual-Ray D Nixon 1 -v5.13 | 194 | 7227 | Rate Constraint in lbs/MMBtu | FALSE | L | Annual | Rate | lb/MWh | 0.83656 | 0.83656 | 0.83656 | 0.83656 | 0.97926 | 0.97926 | 0.83656
BART SO2 Annual-Ray D Nixon 1 -v5.13 | 194 | 7227 | Rate Constraint in lbs/MMBtu | FALSE | L | Annual | Constraint Shadow Price | US2022$/Ton | 0 | 0 | 0 | 0 | 0 | 0 | 0
BART SO2 Annual-Sooner 1 -v5.13 | 195 | 7228 | Rate Constraint in lbs/MMBtu | FALSE | L | Annual | Seasons Included | Seasons | Winter, Spring, Summer, Fall | Winter, Spring, Summer, Fall | Winter, Spring, Summer, Fall | Winter, Spring, Summer, Fall | Winter, Spring, Summer, Fall | Winter, Spring, Summer, Fall | Winter, Spring, Summer, Fall
BART SO2 Annual-Sooner 1 -v5.13 | 195 | 7228 | Rate Constraint in lbs/MMBtu | FALSE | L | Annual | Standard SO2 | lb/MMBtu | 0.06 | 0.06 | 0.06 | 0.06 | 0.06 | 0.06 | 0.06
BART SO2 Annual-Sooner 1 -v5.13 | 195 | 7228 | Rate Constraint in lbs/MMBtu | FALSE | L | Annual | Emissions at Affected Plants SO2 | Thousand Tons | 0.1209 | 0.1238 | 0.23016 | 0.23016 | 0 | 0 | 0
BART SO2 Annual-Sooner 1 -v5.13 | 195 | 7228 | Rate Constraint in lbs/MMBtu | FALSE | L | Annual | Allowances Purchased SO2 | Thousand Tons | 0 | 0 | 0 | 0 | 0 | 0 | 0
BART SO2 Annual-Sooner 1 -v5.13 | 195 | 7228 | Rate Constraint in lbs/MMBtu | FALSE | L | Annual | Allowances Sold SO2 | Thousand Tons | 0 | 0 | 0 | 0 | 0 | 0 | 0
BART SO2 Annual-Sooner 1 -v5.13 | 195 | 7228 | Rate Constraint in lbs/MMBtu | FALSE | L | Annual | Allowances Banked | Thousand Tons | 0 | 0 | 0 | 0 | 0 | 0 | 0
BART SO2 Annual-Sooner 1 -v5.13 | 195 | 7228 | Rate Constraint in lbs/MMBtu | FALSE | L | Annual | Allowances Withdrawn (1:1) | Thousand Tons | 0 | 0 | 0 | 0 | 0 | 0 | 0
BART SO2 Annual-Sooner 1 -v5.13 | 195 | 7228 | Rate Constraint in lbs/MMBtu | FALSE | L | Annual | Allowances Withdrawn (n:1) | Thousand Tons | 0 | 0 | 0 | 0 | 0 | 0 | 0
BART SO2 Annual-Sooner 1 -v5.13 | 195 | 7228 | Rate Constraint in lbs/MMBtu | FALSE | L | Annual | Net Emissions Allowance Position | Thousand Tons | 0.1209 | 0.1238 | 0.23016 | 0.23016 | 0 | 0 | 0
BART SO2 Annual-Sooner 1 -v5.13 | 195 | 7228 | Rate Constraint in lbs/MMBtu | FALSE | L | Annual | Fuel Consumed | TBtu | 9.259 | 9.4808 | 17.6263 | 17.6263 | 0 | 0 | 0
BART SO2 Annual-Sooner 1 -v5.13 | 195 | 7228 | Rate Constraint in lbs/MMBtu | FALSE | L | Annual | Rate | lb/MMBtu | 0.026116 | 0.026116 | 0.026116 | 0.026116 | 0 | 0 | 0
BART SO2 Annual-Sooner 1 -v5.13 | 195 | 7228 | Rate Constraint in lbs/MMBtu | FALSE | L | Annual | Generation | TWh | 0.87177 | 0.88741 | 1.0906 | 1.0906 | 0 | 0 | 0
BART SO2 Annual-Sooner 1 -v5.13 | 195 | 7228 | Rate Constraint in lbs/MMBtu | FALSE | L | Annual | Qualifying Generation | TWh | 0.87177 | 0.88741 | 1.0906 | 1.0906 | 0 | 0 | 0
BART SO2 Annual-Sooner 1 -v5.13 | 195 | 7228 | Rate Constraint in lbs/MMBtu | FALSE | L | Annual | Rate | lb/MWh | 0.27738 | 0.27901 | 0.42209 | 0.42209 | 0 | 0 | 0
BART SO2 Annual-Sooner 1 -v5.13 | 195 | 7228 | Rate Constraint in lbs/MMBtu | FALSE | L | Annual | Constraint Shadow Price | US2022$/Ton | 0 | 0 | 0 | 0 | 0 | 0 | 0
BART SO2 Annual-Sooner 2 -v5.13 | 196 | 7229 | Rate Constraint in lbs/MMBtu | FALSE | L | Annual | Seasons Included | Seasons | Winter, Spring, Summer, Fall | Winter, Spring, Summer, Fall | Winter, Spring, Summer, Fall | Winter, Spring, Summer, Fall | Winter, Spring, Summer, Fall | Winter, Spring, Summer, Fall | Winter, Spring, Summer, Fall
BART SO2 Annual-Sooner 2 -v5.13 | 196 | 7229 | Rate Constraint in lbs/MMBtu | FALSE | L | Annual | Standard SO2 | lb/MMBtu | 0.06 | 0.06 | 0.06 | 0.06 | 0.06 | 0.06 | 0.06
BART SO2 Annual-Sooner 2 -v5.13 | 196 | 7229 | Rate Constraint in lbs/MMBtu | FALSE | L | Annual | Emissions at Affected Plants SO2 | Thousand Tons | 0 | 0 | 0 | 0 | 0 | 0 | 0
BART SO2 Annual-Sooner 2 -v5.13 | 196 | 7229 | Rate Constraint in lbs/MMBtu | FALSE | L | Annual | Allowances Purchased SO2 | Thousand Tons | 0 | 0 | 0 | 0 | 0 | 0 | 0
BART SO2 Annual-Sooner 2 -v5.13 | 196 | 7229 | Rate Constraint in lbs/MMBtu | FALSE | L | Annual | Allowances Sold SO2 | Thousand Tons | 0 | 0 | 0 | 0 | 0 | 0 | 0
BART SO2 Annual-Sooner 2 -v5.13 | 196 | 7229 | Rate Constraint in lbs/MMBtu | FALSE | L | Annual | Allowances Banked | Thousand Tons | 0 | 0 | 0 | 0 | 0 | 0 | 0
BART SO2 Annual-Sooner 2 -v5.13 | 196 | 7229 | Rate Constraint in lbs/MMBtu | FALSE | L | Annual | Allowances Withdrawn (1:1) | Thousand Tons | 0 | 0 | 0 | 0 | 0 | 0 | 0
BART SO2 Annual-Sooner 2 -v5.13 | 196 | 7229 | Rate Constraint in lbs/MMBtu | FALSE | L | Annual | Allowances Withdrawn (n:1) | Thousand Tons | 0 | 0 | 0 | 0 | 0 | 0 | 0
BART SO2 Annual-Sooner 2 -v5.13 | 196 | 7229 | Rate Constraint in lbs/MMBtu | FALSE | L | Annual | Net Emissions Allowance Position | Thousand Tons | 0 | 0 | 0 | 0 | 0 | 0 | 0
BART SO2 Annual-Sooner 2 -v5.13 | 196 | 7229 | Rate Constraint in lbs/MMBtu | FALSE | L | Annual | Fuel Consumed | TBtu | 0 | 0 | 0 | 0 | 0 | 0 | 0
BART SO2 Annual-Sooner 2 -v5.13 | 196 | 7229 | Rate Constraint in lbs/MMBtu | FALSE | L | Annual | Rate | lb/MMBtu | 0 | 0 | 0 | 0 | 0 | 0 | 0
BART SO2 Annual-Sooner 2 -v5.13 | 196 | 7229 | Rate Constraint in lbs/MMBtu | FALSE | L | Annual | Generation | TWh | 0 | 0 | 0 | 0 | 0 | 0 | 0
BART SO2 Annual-Sooner 2 -v5.13 | 196 | 7229 | Rate Constraint in lbs/MMBtu | FALSE | L | Annual | Qualifying Generation | TWh | 0 | 0 | 0 | 0 | 0 | 0 | 0
BART SO2 Annual-Sooner 2 -v5.13 | 196 | 7229 | Rate Constraint in lbs/MMBtu | FALSE | L | Annual | Rate | lb/MWh | 0 | 0 | 0 | 0 | 0 | 0 | 0
BART SO2 Annual-Sooner 2 -v5.13 | 196 | 7229 | Rate Constraint in lbs/MMBtu | FALSE | L | Annual | Constraint Shadow Price | US2022$/Ton | 0 | 0 | 0 | 0 | 0 | 0 | 0
BART SO2 Cap-Coronado U1B&U2B -v6.20 | 197 | 7668 | Rate Constraint in MTons | FALSE | L | Annual | Seasons Included | Seasons | Winter, Spring, Summer, Fall | Winter, Spring, Summer, Fall | Winter, Spring, Summer, Fall | Winter, Spring, Summer, Fall | Winter, Spring, Summer, Fall | Winter, Spring, Summer, Fall | Winter, Spring, Summer, Fall
BART SO2 Cap-Coronado U1B&U2B -v6.20 | 197 | 7668 | Rate Constraint in MTons | FALSE | L | Annual | Standard SO2 | Thousand Tons | 1.97 | 1.97 | 1.97 | 1.97 | 1.97 | 1.97 | 1.97
BART SO2 Cap-Coronado U1B&U2B -v6.20 | 197 | 7668 | Rate Constraint in MTons | FALSE | L | Annual | Emissions at Affected Plants SO2 | Thousand Tons | 0.19936 | 0.63106 | 0 | 0 | 0 | 0 | 0
BART SO2 Cap-Coronado U1B&U2B -v6.20 | 197 | 7668 | Rate Constraint in MTons | FALSE | L | Annual | Allowances Purchased SO2 | Thousand Tons | 0 | 0 | 0 | 0 | 0 | 0 | 0
BART SO2 Cap-Coronado U1B&U2B -v6.20 | 197 | 7668 | Rate Constraint in MTons | FALSE | L | Annual | Allowances Sold SO2 | Thousand Tons | 0 | 0 | 0 | 0 | 0 | 0 | 0
BART SO2 Cap-Coronado U1B&U2B -v6.20 | 197 | 7668 | Rate Constraint in MTons | FALSE | L | Annual | Allowances Banked | Thousand Tons | 0 | 0 | 0 | 0 | 0 | 0 | 0
BART SO2 Cap-Coronado U1B&U2B -v6.20 | 197 | 7668 | Rate Constraint in MTons | FALSE | L | Annual | Allowances Withdrawn (1:1) | Thousand Tons | 0 | 0 | 0 | 0 | 0 | 0 | 0
BART SO2 Cap-Coronado U1B&U2B -v6.20 | 197 | 7668 | Rate Constraint in MTons | FALSE | L | Annual | Allowances Withdrawn (n:1) | Thousand Tons | 0 | 0 | 0 | 0 | 0 | 0 | 0
BART SO2 Cap-Coronado U1B&U2B -v6.20 | 197 | 7668 | Rate Constraint in MTons | FALSE | L | Annual | Net Emissions Allowance Position | Thousand Tons | 0.19936 | 0.63106 | 0 | 0 | 0 | 0 | 0
BART SO2 Cap-Coronado U1B&U2B -v6.20 | 197 | 7668 | Rate Constraint in MTons | FALSE | L | Annual | Fuel Consumed | TBtu | 6.6453 | 21.0353 | 0 | 0 | 0 | 0 | 0
BART SO2 Cap-Coronado U1B&U2B -v6.20 | 197 | 7668 | Rate Constraint in MTons | FALSE | L | Annual | Rate | lb/MMBtu | 0.06 | 0.06 | 0 | 0 | 0 | 0 | 0
BART SO2 Cap-Coronado U1B&U2B -v6.20 | 197 | 7668 | Rate Constraint in MTons | FALSE | L | Annual | Generation | TWh | 0.62167 | 1.9677 | 0 | 0 | 0 | 0 | 0
BART SO2 Cap-Coronado U1B&U2B -v6.20 | 197 | 7668 | Rate Constraint in MTons | FALSE | L | Annual | Qualifying Generation | TWh | 0.62167 | 1.9677 | 0 | 0 | 0 | 0 | 0
BART SO2 Cap-Coronado U1B&U2B -v6.20 | 197 | 7668 | Rate Constraint in MTons | FALSE | L | Annual | Rate | lb/MWh | 0.64137 | 0.64142 | 0 | 0 | 0 | 0 | 0
BART SO2 Cap-Coronado U1B&U2B -v6.20 | 197 | 7668 | Rate Constraint in MTons | FALSE | L | Annual | Constraint Shadow Price | US2022$/Ton | 0 | 0 | 0 | 0 | 0 | 0 | 0
CA AB 32- CO2 Constraint- v.5.13 | 198 | 7281 | Rate Constraint in MTons | FALSE | L | Annual | Seasons Included | Seasons | Winter, Spring, Summer, Fall | Winter, Spring, Summer, Fall | Winter, Spring, Summer, Fall | Winter, Spring, Summer, Fall | Winter, Spring, Summer, Fall | Winter, Spring, Summer, Fall | Winter, Spring, Summer, Fall
CA AB 32- CO2 Constraint- v.5.13 | 198 | 7281 | Rate Constraint in MTons | FALSE | L | Annual | Standard CO2 | Thousand Tons | 0 | 0 | 0 | 0 | 0 | 0 | 0
CA AB 32- CO2 Constraint- v.5.13 | 198 | 7281 | Rate Constraint in MTons | FALSE | L | Annual | Emissions at Affected Plants CO2 | Thousand Tons | 56069.6575 | 62759.5006 | 51502.8883 | 44959.4897 | 13547.4702 | 14301.0304 | 17644.682
CA AB 32- CO2 Constraint- v.5.13 | 198 | 7281 | Rate Constraint in MTons | FALSE | L | Annual | Allowances Purchased CO2 | Thousand Tons | -56069.6575 | -62759.5006 | -51502.8883 | -44959.4897 | -13547.4702 | -14301.0304 | -17644.682
CA AB 32- CO2 Constraint- v.5.13 | 198 | 7281 | Rate Constraint in MTons | FALSE | L | Annual | Allowances Sold CO2 | Thousand Tons | 0 | 0 | 0 | 0 | 0 | 0 | 0
CA AB 32- CO2 Constraint- v.5.13 | 198 | 7281 | Rate Constraint in MTons | FALSE | L | Annual | Allowances Banked | Thousand Tons | 0 | 0 | 0 | 0 | 0 | 0 | 0
CA AB 32- CO2 Constraint- v.5.13 | 198 | 7281 | Rate Constraint in MTons | FALSE | L | Annual | Allowances Withdrawn (1:1) | Thousand Tons | 0 | 0 | 0 | 0 | 0 | 0 | 0
CA AB 32- CO2 Constraint- v.5.13 | 198 | 7281 | Rate Constraint in MTons | FALSE | L | Annual | Allowances Withdrawn (n:1) | Thousand Tons | 0 | 0 | 0 | 0 | 0 | 0 | 0
CA AB 32- CO2 Constraint- v.5.13 | 198 | 7281 | Rate Constraint in MTons | FALSE | L | Annual | Net Emissions Allowance Position | Thousand Tons | -2.2965e-05 | -2.2526e-05 | -1.0321e-05 | -1.14e-05 | -2.516e-06 | -5.8517e-06 | -6.0623e-06
CA AB 32- CO2 Constraint- v.5.13 | 198 | 7281 | Rate Constraint in MTons | FALSE | L | Annual | Fuel Consumed | TBtu | 1040.4291 | 1156.2108 | 969.3487 | 870.4254 | 349.7404 | 379.734 | 452.554
CA AB 32- CO2 Constraint- v.5.13 | 198 | 7281 | Rate Constraint in MTons | FALSE | L | Annual | Rate | lb/MMBtu | 107.7818 | 108.5607 | 106.2629 | 103.3046 | 77.4716 | 75.3213 | 77.9782
CA AB 32- CO2 Constraint- v.5.13 | 198 | 7281 | Rate Constraint in MTons | FALSE | L | Annual | Generation | TWh | 141.2535 | 155.8608 | 126.5477 | 115.8723 | 45.5657 | 58.0117 | 71.455
CA AB 32- CO2 Constraint- v.5.13 | 198 | 7281 | Rate Constraint in MTons | FALSE | L | Annual | Qualifying Generation | TWh | 141.2472 | 155.8608 | 126.5477 | 115.8723 | 45.5657 | 50.3716 | 60.8823
CA AB 32- CO2 Constraint- v.5.13 | 198 | 7281 | Rate Constraint in MTons | FALSE | L | Annual | Rate | lb/MWh | 793.9223 | 805.3278 | 813.968 | 776.0182 | 594.6345 | 567.821 | 579.6325
CA AB 32- CO2 Constraint- v.5.13 | 198 | 7281 | Rate Constraint in MTons | FALSE | L | Annual | Constraint Shadow Price | US2022$/Ton | 15.9205 | 15.9204 | 15.9201 | 15.9205 | 18.7303 | 72.9104 | 72.9104
CA NOx Annual v5.14 | 199 | 7279 | Rate Constraint in MTons | FALSE | L | Annual | Seasons Included | Seasons | Winter, Spring, Summer, Fall | Winter, Spring, Summer, Fall | Winter, Spring, Summer, Fall | Winter, Spring, Summer, Fall | Winter, Spring, Summer, Fall | Winter, Spring, Summer, Fall | Winter, Spring, Summer, Fall
CA NOx Annual v5.14 | 199 | 7279 | Rate Constraint in MTons | FALSE | L | Annual | Standard NOX | Thousand Tons | 5.286 | 5.286 | 5.286 | 5.286 | 5.286 | 5.286 | 5.286
CA NOx Annual v5.14 | 199 | 7279 | Rate Constraint in MTons | FALSE | L | Annual | Emissions at Affected Plants NOX | Thousand Tons | 0.59994 | 0.79661 | 0.53059 | 0.57681 | 0.1548 | 0.18448 | 0.19438
CA NOx Annual v5.14 | 199 | 7279 | Rate Constraint in MTons | FALSE | L | Annual | Allowances Purchased NOX | Thousand Tons | 0 | 0 | 0 | 0 | 0 | 0 | 0
CA NOx Annual v5.14 | 199 | 7279 | Rate Constraint in MTons | FALSE | L | Annual | Allowances Sold NOX | Thousand Tons | 0 | 0 | 0 | 0 | 0 | 0 | 0
CA NOx Annual v5.14 | 199 | 7279 | Rate Constraint in MTons | FALSE | L | Annual | Allowances Banked | Thousand Tons | 0 | 0 | 0 | 0 | 0 | 0 | 0
CA NOx Annual v5.14 | 199 | 7279 | Rate Constraint in MTons | FALSE | L | Annual | Allowances Withdrawn (1:1) | Thousand Tons | 0 | 0 | 0 | 0 | 0 | 0 | 0
CA NOx Annual v5.14 | 199 | 7279 | Rate Constraint in MTons | FALSE | L | Annual | Allowances Withdrawn (n:1) | Thousand Tons | 0 | 0 | 0 | 0 | 0 | 0 | 0
CA NOx Annual v5.14 | 199 | 7279 | Rate Constraint in MTons | FALSE | L | Annual | Net Emissions Allowance Position | Thousand Tons | 0.59994 | 0.79661 | 0.53059 | 0.57681 | 0.1548 | 0.18448 | 0.19438
CA NOx Annual v5.14 | 199 | 7279 | Rate Constraint in MTons | FALSE | L | Annual | Fuel Consumed | TBtu | 123.5852 | 174.7299 | 106.0529 | 121.5874 | 36.2127 | 44.8165 | 46.8558
CA NOx Annual v5.14 | 199 | 7279 | Rate Constraint in MTons | FALSE | L | Annual | Rate | lb/MMBtu | 0.0097089 | 0.0091181 | 0.010006 | 0.009488 | 0.0085493 | 0.0082328 | 0.0082971
CA NOx Annual v5.14 | 199 | 7279 | Rate Constraint in MTons | FALSE | L | Annual | Generation | TWh | 16.927 | 23.9732 | 14.4218 | 16.6639 | 5.0147 | 6.1884 | 6.4575
CA NOx Annual v5.14 | 199 | 7279 | Rate Constraint in MTons | FALSE | L | Annual | Qualifying Generation | TWh | 16.927 | 23.9732 | 14.4218 | 16.6639 | 5.0147 | 6.1884 | 6.4575
CA NOx Annual v5.14 | 199 | 7279 | Rate Constraint in MTons | FALSE | L | Annual | Rate | lb/MWh | 0.070885 | 0.066458 | 0.073582 | 0.069229 | 0.061737 | 0.059622 | 0.060203
CA NOx Annual v5.14 | 199 | 7279 | Rate Constraint in MTons | FALSE | L | Annual | Constraint Shadow Price | US2022$/Ton | 0 | 0 | 0 | 0 | 0 | 0 | 0
CA SO2 Annual v5.14 | 200 | 7280 | Rate Constraint in MTons | FALSE | L | Annual | Seasons Included | Seasons | Winter, Spring, Summer, Fall | Winter, Spring, Summer, Fall | Winter, Spring, Summer, Fall | Winter, Spring, Summer, Fall | Winter, Spring, Summer, Fall | Winter, Spring, Summer, Fall | Winter, Spring, Summer, Fall
CA SO2 Annual v5.14 | 200 | 7280 | Rate Constraint in MTons | FALSE | L | Annual | Standard SO2 | Thousand Tons | 2.219 | 2.219 | 2.219 | 2.219 | 2.219 | 2.219 | 2.219
CA SO2 Annual v5.14 | 200 | 7280 | Rate Constraint in MTons | FALSE | L | Annual | Emissions at Affected Plants SO2 | Thousand Tons | 0 | 0 | 0 | 0 | 0 | 0 | 0
CA SO2 Annual v5.14 | 200 | 7280 | Rate Constraint in MTons | FALSE | L | Annual | Allowances Purchased SO2 | Thousand Tons | 0 | 0 | 0 | 0 | 0 | 0 | 0
CA SO2 Annual v5.14 | 200 | 7280 | Rate Constraint in MTons | FALSE | L | Annual | Allowances Sold SO2 | Thousand Tons | 0 | 0 | 0 | 0 | 0 | 0 | 0
CA SO2 Annual v5.14 | 200 | 7280 | Rate Constraint in MTons | FALSE | L | Annual | Allowances Banked | Thousand Tons | 0 | 0 | 0 | 0 | 0 | 0 | 0
CA SO2 Annual v5.14 | 200 | 7280 | Rate Constraint in MTons | FALSE | L | Annual | Allowances Withdrawn (1:1) | Thousand Tons | 0 | 0 | 0 | 0 | 0 | 0 | 0
CA SO2 Annual v5.14 | 200 | 7280 | Rate Constraint in MTons | FALSE | L | Annual | Allowances Withdrawn (n:1) | Thousand Tons | 0 | 0 | 0 | 0 | 0 | 0 | 0
CA SO2 Annual v5.14 | 200 | 7280 | Rate Constraint in MTons | FALSE | L | Annual | Net Emissions Allowance Position | Thousand Tons | 0 | 0 | 0 | 0 | 0 | 0 | 0
CA SO2 Annual v5.14 | 200 | 7280 | Rate Constraint in MTons | FALSE | L | Annual | Fuel Consumed | TBtu | 0 | 0 | 0 | 0 | 0 | 0 | 0
CA SO2 Annual v5.14 | 200 | 7280 | Rate Constraint in MTons | FALSE | L | Annual | Rate | lb/MMBtu | 0 | 0 | 0 | 0 | 0 | 0 | 0
CA SO2 Annual v5.14 | 200 | 7280 | Rate Constraint in MTons | FALSE | L | Annual | Generation | TWh | 0 | 0 | 0 | 0 | 0 | 0 | 0
CA SO2 Annual v5.14 | 200 | 7280 | Rate Constraint in MTons | FALSE | L | Annual | Qualifying Generation | TWh | 0 | 0 | 0 | 0 | 0 | 0 | 0
CA SO2 Annual v5.14 | 200 | 7280 | Rate Constraint in MTons | FALSE | L | Annual | Rate | lb/MWh | 0 | 0 | 0 | 0 | 0 | 0 | 0
CA SO2 Annual v5.14 | 200 | 7280 | Rate Constraint in MTons | FALSE | L | Annual | Constraint Shadow Price | US2022$/Ton | 0 | 0 | 0 | 0 | 0 | 0 | 0
CO - CO2 Cap Annual v6.21 | 201 | 7790 | Rate Constraint in MTons | FALSE | L | Annual | Seasons Included | Seasons | Winter, Spring, Summer, Fall | Winter, Spring, Summer, Fall | Winter, Spring, Summer, Fall | Winter, Spring, Summer, Fall | Winter, Spring, Summer, Fall | Winter, Spring, Summer, Fall | Winter, Spring, Summer, Fall
CO - CO2 Cap Annual v6.21 | 201 | 7790 | Rate Constraint in MTons | FALSE | L | Annual | Standard CO2 | Thousand Tons | 19040.0934 | 9066.7111 | 9066.7111 | 9066.7111 | 9066.7111 | 9066.7111 | 9066.7111
CO - CO2 Cap Annual v6.21 | 201 | 7790 | Rate Constraint in MTons | FALSE | L | Annual | Emissions at Affected Plants CO2 | Thousand Tons | 19040.0934 | 9066.7111 | 9066.7111 | 8595.5401 | 3770.6201 | 6024.5609 | 8319.8009
CO - CO2 Cap Annual v6.21 | 201 | 7790 | Rate Constraint in MTons | FALSE | L | Annual | Allowances Purchased CO2 | Thousand Tons | 0 | 0 | 0 | 0 | 0 | 0 | 0
CO - CO2 Cap Annual v6.21 | 201 | 7790 | Rate Constraint in MTons | FALSE | L | Annual | Allowances Sold CO2 | Thousand Tons | 0 | 0 | 0 | 0 | 0 | 0 | 0
CO - CO2 Cap Annual v6.21 | 201 | 7790 | Rate Constraint in MTons | FALSE | L | Annual | Allowances Banked | Thousand Tons | 0 | 0 | 0 | 0 | 0 | 0 | 0
CO - CO2 Cap Annual v6.21 | 201 | 7790 | Rate Constraint in MTons | FALSE | L | Annual | Allowances Withdrawn (1:1) | Thousand Tons | 0 | 0 | 0 | 0 | 0 | 0 | 0
CO - CO2 Cap Annual v6.21 | 201 | 7790 | Rate Constraint in MTons | FALSE | L | Annual | Allowances Withdrawn (n:1) | Thousand Tons | 0 | 0 | 0 | 0 | 0 | 0 | 0
CO - CO2 Cap Annual v6.21 | 201 | 7790 | Rate Constraint in MTons | FALSE | L | Annual | Net Emissions Allowance Position | Thousand Tons | 19040.0934 | 9066.7111 | 9066.7111 | 8595.5401 | 3770.6201 | 6024.5609 | 8319.8009
CO - CO2 Cap Annual v6.21 | 201 | 7790 | Rate Constraint in MTons | FALSE | L | Annual | Fuel Consumed | TBtu | 238.5455 | 148.174 | 154.6975 | 144.948 | 64.0571 | 101.9449 | 141.1181
CO - CO2 Cap Annual v6.21 | 201 | 7790 | Rate Constraint in MTons | FALSE | L | Annual | Rate | lb/MMBtu | 159.6349 | 122.3792 | 117.2186 | 118.6017 | 117.7269 | 118.1925 | 117.9126
CO - CO2 Cap Annual v6.21 | 201 | 7790 | Rate Constraint in MTons | FALSE | L | Annual | Generation | TWh | 29.2442 | 21.2233 | 21.9944 | 20.802 | 9.3011 | 14.3763 | 20.3964
CO - CO2 Cap Annual v6.21 | 201 | 7790 | Rate Constraint in MTons | FALSE | L | Annual | Qualifying Generation | TWh | 29.2442 | 21.2233 | 21.9944 | 20.802 | 9.3011 | 14.3763 | 20.3964
CO - CO2 Cap Annual v6.21 | 201 | 7790 | Rate Constraint in MTons | FALSE | L | Annual | Rate | lb/MWh | 1302.1458 | 854.4091 | 824.4554 | 826.4155 | 810.7913 | 838.123 | 815.8098
CO - CO2 Cap Annual v6.21 | 201 | 7790 | Rate Constraint in MTons | FALSE | L | Annual | Constraint Shadow Price | US2022$/Ton | 9.494 | 26.5304 | 12.0923 | 0 | 0 | 0 | 0
CO Hg Rate Annual - Comanche 1,2 & 3 v5.14 | 202 | 7283 | Rate Constraint in lbs/MWh | FALSE | L | Annual | Seasons Included | Seasons | Winter, Spring, Summer, Fall | Winter, Spring, Summer, Fall | Winter, Spring, Summer, Fall | Winter, Spring, Summer, Fall | Winter, Spring, Summer, Fall | Winter, Spring, Summer, Fall | Winter, Spring, Summer, Fall
CO Hg Rate Annual - Comanche 1,2 & 3 v5.14 | 202 | 7283 | Rate Constraint in lbs/MWh | FALSE | L | Annual | Standard MER | lb/MWh | 1.3e-05 | 1.3e-05 | 1.3e-05 | 1.3e-05 | 1.3e-05 | 1.3e-05 | 1.3e-05
CO Hg Rate Annual - Comanche 1,2 & 3 v5.14 | 202 | 7283 | Rate Constraint in lbs/MWh | FALSE | L | Annual | Emissions at Affected Plants MER | lbs | 12.2317 | 3.8558 | 0 | 0 | 0 | 0 | 0
CO Hg Rate Annual - Comanche 1,2 & 3 v5.14 | 202 | 7283 | Rate Constraint in lbs/MWh | FALSE | L | Annual | Allowances Purchased MER | lbs | 0 | 0 | 0 | 0 | 0 | 0 | 0
CO Hg Rate Annual - Comanche 1,2 & 3 v5.14 | 202 | 7283 | Rate Constraint in lbs/MWh | FALSE | L | Annual | Allowances Sold MER | lbs | 0 | 0 | 0 | 0 | 0 | 0 | 0
CO Hg Rate Annual - Comanche 1,2 & 3 v5.14 | 202 | 7283 | Rate Constraint in lbs/MWh | FALSE | L | Annual | Allowances Banked | lbs | 0 | 0 | 0 | 0 | 0 | 0 | 0
CO Hg Rate Annual - Comanche 1,2 & 3 v5.14 | 202 | 7283 | Rate Constraint in lbs/MWh | FALSE | L | Annual | Allowances Withdrawn (1:1) | lbs | 0 | 0 | 0 | 0 | 0 | 0 | 0
CO Hg Rate Annual - Comanche 1,2 & 3 v5.14 | 202 | 7283 | Rate Constraint in lbs/MWh | FALSE | L | Annual | Allowances Withdrawn (n:1) | lbs | 0 | 0 | 0 | 0 | 0 | 0 | 0
CO Hg Rate Annual - Comanche 1,2 & 3 v5.14 | 202 | 7283 | Rate Constraint in lbs/MWh | FALSE | L | Annual | Net Emissions Allowance Position | lbs | 12.2317 | 3.8558 | 0 | 0 | 0 | 0 | 0
CO Hg Rate Annual - Comanche 1,2 & 3 v5.14 | 202 | 7283 | Rate Constraint in lbs/MWh | FALSE | L | Annual | Fuel Consumed | TBtu | 21.7985 | 6.8716 | 0 | 0 | 0 | 0 | 0
CO Hg Rate Annual - Comanche 1,2 & 3 v5.14 | 202 | 7283 | Rate Constraint in lbs/MWh | FALSE | L | Annual | Rate | lb/MMBtu | 5.6112e-07 | 5.6112e-07 | 0 | 0 | 0 | 0 | 0
CO Hg Rate Annual - Comanche 1,2 & 3 v5.14 | 202 | 7283 | Rate Constraint in lbs/MWh | FALSE | L | Annual | Generation | TWh | 2.0842 | 0.657 | 0 | 0 | 0 | 0 | 0
CO Hg Rate Annual - Comanche 1,2 & 3 v5.14 | 202 | 7283 | Rate Constraint in lbs/MWh | FALSE | L | Annual | Qualifying Generation | TWh | 2.0842 | 0.657 | 0 | 0 | 0 | 0 | 0
CO Hg Rate Annual - Comanche 1,2 & 3 v5.14 | 202 | 7283 | Rate Constraint in lbs/MWh | FALSE | L | Annual | Constraint Shadow Price | US2022$/Lb | 0 | 0 | 0 | 0 | 0 | 0 | 0
CO Hg Rule - MER Removal Annual v3.1 | 203 | 7282 | MACT Fuel Choice Floor in lbs/MMBtu | FALSE | L | Annual | Seasons Included | Seasons | Winter, Spring, Summer, Fall | Winter, Spring, Summer, Fall | Winter, Spring, Summer, Fall | Winter, Spring, Summer, Fall | Winter, Spring, Summer, Fall | Winter, Spring, Summer, Fall | Winter, Spring, Summer, Fall
CO Hg Rule - MER Removal Annual v3.1 | 203 | 7282 | MACT Fuel Choice Floor in lbs/MMBtu | FALSE | L | Annual | Emission Floor | lbs/MMBtu | 8.248e-07 | 8.248e-07 | 8.248e-07 | 8.248e-07 | 8.248e-07 | 8.248e-07 | 8.248e-07
CO Hg Rule - MER Removal Annual v3.1 | 203 | 7282 | MACT Fuel Choice Floor in lbs/MMBtu | FALSE | L | Annual | Emissions at Affected Plants MER | lbs | 56.6273 | 3.9588 | 0.76984 | 0.84908 | 0.81704 | 0.88118 | 0.81235
CO Hg Rule - MER Removal Annual v3.1 | 203 | 7282 | MACT Fuel Choice Floor in lbs/MMBtu | FALSE | L | Annual | Allowances Purchased MER | lbs | 0 | 0 | 0 | 0 | 0 | 0 | 0
CO Hg Rule - MER Removal Annual v3.1 | 203 | 7282 | MACT Fuel Choice Floor in lbs/MMBtu | FALSE | L | Annual | Allowances Sold MER | lbs | 0 | 0 | 0 | 0 | 0 | 0 | 0
CO Hg Rule - MER Removal Annual v3.1 | 203 | 7282 | MACT Fuel Choice Floor in lbs/MMBtu | FALSE | L | Annual | Allowances Banked | lbs | 0 | 0 | 0 | 0 | 0 | 0 | 0
CO Hg Rule - MER Removal Annual v3.1 | 203 | 7282 | MACT Fuel Choice Floor in lbs/MMBtu | FALSE | L | Annual | Allowances Withdrawn (1:1) | lbs | 0 | 0 | 0 | 0 | 0 | 0 | 0
CO Hg Rule - MER Removal Annual v3.1 | 203 | 7282 | MACT Fuel Choice Floor in lbs/MMBtu | FALSE | L | Annual | Allowances Withdrawn (n:1) | lbs | 0 | 0 | 0 | 0 | 0 | 0 | 0
CO Hg Rule - MER Removal Annual v3.1 | 203 | 7282 | MACT Fuel Choice Floor in lbs/MMBtu | FALSE | L | Annual | Net Emissions Allowance Position | lbs | 56.6273 | 3.9588 | 0.76984 | 0.84908 | 0.81704 | 0.88118 | 0.81235
CO Hg Rule - MER Removal Annual v3.1 | 203 | 7282 | MACT Fuel Choice Floor in lbs/MMBtu | FALSE | L | Annual | Fuel Consumed | TBtu | 103.7638 | 8.0401 | 2.2914 | 2.4327 | 2.2914 | 2.394 | 2.4327
CO Hg Rule - MER Removal Annual v3.1 | 203 | 7282 | MACT Fuel Choice Floor in lbs/MMBtu | FALSE | L | Annual | Rate | lb/MMBtu | 5.4573e-07 | 4.9238e-07 | 3.3596e-07 | 3.4903e-07 | 3.5656e-07 | 3.6808e-07 | 3.3393e-07
CO Hg Rule - MER Removal Annual v3.1 | 203 | 7282 | MACT Fuel Choice Floor in lbs/MMBtu | FALSE | L | Annual | Generation | TWh | 10.1315 | 0.76145 | 0.19232 | 0.20583 | 0.19232 | 0.20213 | 0.20583
CO Hg Rule - MER Removal Annual v3.1 | 203 | 7282 | MACT Fuel Choice Floor in lbs/MMBtu | FALSE | L | Annual | Qualifying Generation | TWh | 10.1315 | 0.76145 | 0.19232 | 0.20583 | 0.19232 | 0.20213 | 0.20583
CO Hg Rule - MER Removal Annual v3.1 | 203 | 7282 | MACT Fuel Choice Floor in lbs/MMBtu | FALSE | L | Annual | Constraint Shadow Price | US2022$/Lb | 0 | 0 | 0 | 0 | 0 | 0 | 0
CO NOX Rate Annual - Craig 1,3 v5.14 | 204 | 7284 | Rate Constraint in lbs/MMBtu | FALSE | L | Annual | Seasons Included | Seasons | Winter, Spring, Summer, Fall | Winter, Spring, Summer, Fall | Winter, Spring, Summer, Fall | Winter, Spring, Summer, Fall | Winter, Spring, Summer, Fall | Winter, Spring, Summer, Fall | Winter, Spring, Summer, Fall
CO NOX Rate Annual - Craig 1,3 v5.14 | 204 | 7284 | Rate Constraint in lbs/MMBtu | FALSE | L | Annual | Standard NOX | lb/MMBtu | 0.28 | 0.28 | 0.28 | 0.28 | 0.28 | 0.28 | 0.28
CO NOX Rate Annual - Craig 1,3 v5.14 | 204 | 7284 | Rate Constraint in lbs/MMBtu | FALSE | L | Annual | Emissions at Affected Plants NOX | Thousand Tons | 3.3281 | 0 | 0 | 0 | 0 | 0 | 0
CO NOX Rate Annual - Craig 1,3 v5.14 | 204 | 7284 | Rate Constraint in lbs/MMBtu | FALSE | L | Annual | Allowances Purchased NOX | Thousand Tons | 0 | 0 | 0 | 0 | 0 | 0 | 0
CO NOX Rate Annual - Craig 1,3 v5.14 | 204 | 7284 | Rate Constraint in lbs/MMBtu | FALSE | L | Annual | Allowances Sold NOX | Thousand Tons | 0 | 0 | 0 | 0 | 0 | 0 | 0
CO NOX Rate Annual - Craig 1,3 v5.14 | 204 | 7284 | Rate Constraint in lbs/MMBtu | FALSE | L | Annual | Allowances Banked | Thousand Tons | 0 | 0 | 0 | 0 | 0 | 0 | 0
CO NOX Rate Annual - Craig 1,3 v5.14 | 204 | 7284 | Rate Constraint in lbs/MMBtu | FALSE | L | Annual | Allowances Withdrawn (1:1) | Thousand Tons | 0 | 0 | 0 | 0 | 0 | 0 | 0
CO NOX Rate Annual - Craig 1,3 v5.14 | 204 | 7284 | Rate Constraint in lbs/MMBtu | FALSE | L | Annual | Allowances Withdrawn (n:1) | Thousand Tons | 0 | 0 | 0 | 0 | 0 | 0 | 0
CO NOX Rate Annual - Craig 1,3 v5.14 | 204 | 7284 | Rate Constraint in lbs/MMBtu | FALSE | L | Annual | Net Emissions Allowance Position | Thousand Tons | 3.3281 | 0 | 0 | 0 | 0 | 0 | 0
CO NOX Rate Annual - Craig 1,3 v5.14 | 204 | 7284 | Rate Constraint in lbs/MMBtu | FALSE | L | Annual | Fuel Consumed | TBtu | 28.6656 | 0 | 0 | 0 | 0 | 0 | 0
CO NOX Rate Annual - Craig 1,3 v5.14 | 204 | 7284 | Rate Constraint in lbs/MMBtu | FALSE | L | Annual | Rate | lb/MMBtu | 0.2322 | 0 | 0 | 0 | 0 | 0 | 0
CO NOX Rate Annual - Craig 1,3 v5.14 | 204 | 7284 | Rate Constraint in lbs/MMBtu | FALSE | L | Annual | Generation | TWh | 2.8626 | 0 | 0 | 0 | 0 | 0 | 0
CO NOX Rate Annual - Craig 1,3 v5.14 | 204 | 7284 | Rate Constraint in lbs/MMBtu | FALSE | L | Annual | Qualifying Generation | TWh | 2.8626 | 0 | 0 | 0 | 0 | 0 | 0
CO NOX Rate Annual - Craig 1,3 v5.14 | 204 | 7284 | Rate Constraint in lbs/MMBtu | FALSE | L | Annual | Rate | lb/MWh | 2.3253 | 0 | 0 | 0 | 0 | 0 | 0
CO NOX Rate Annual - Craig 1,3 v5.14 | 204 | 7284 | Rate Constraint in lbs/MMBtu | FALSE | L | Annual | Constraint Shadow Price | US2022$/Ton | 0 | 0 | 0 | 0 | 0 | 0 | 0
CO NOX Rate Annual - Craig 2 v5.14 | 205 | 7285 | Rate Constraint in lbs/MMBtu | FALSE | L | Annual | Seasons Included | Seasons | Winter, Spring, Summer, Fall | Winter, Spring, Summer, Fall | Winter, Spring, Summer, Fall | Winter, Spring, Summer, Fall | Winter, Spring, Summer, Fall | Winter, Spring, Summer, Fall | Winter, Spring, Summer, Fall
CO NOX Rate Annual - Craig 2 v5.14 | 205 | 7285 | Rate Constraint in lbs/MMBtu | FALSE | L | Annual | Standard NOX | lb/MMBtu | 0.08 | 0.08 | 0.08 | 0.08 | 0.08 | 0.08 | 0.08
CO NOX Rate Annual - Craig 2 v5.14 | 205 | 7285 | Rate Constraint in lbs/MMBtu | FALSE | L | Annual | Emissions at Affected Plants NOX | Thousand Tons | 0.6687 | 0 | 0 | 0 | 0 | 0 | 0
CO NOX Rate Annual - Craig 2 v5.14 | 205 | 7285 | Rate Constraint in lbs/MMBtu | FALSE | L | Annual | Allowances Purchased NOX | Thousand Tons | 0 | 0 | 0 | 0 | 0 | 0 | 0
CO NOX Rate Annual - Craig 2 v5.14 | 205 | 7285 | Rate Constraint in lbs/MMBtu | FALSE | L | Annual | Allowances Sold NOX | Thousand Tons | 0 | 0 | 0 | 0 | 0 | 0 | 0
CO NOX Rate Annual - Craig 2 v5.14 | 205 | 7285 | Rate Constraint in lbs/MMBtu | FALSE | L | Annual | Allowances Banked | Thousand Tons | 0 | 0 | 0 | 0 | 0 | 0 | 0
CO NOX Rate Annual - Craig 2 v5.14 | 205 | 7285 | Rate Constraint in lbs/MMBtu | FALSE | L | Annual | Allowances Withdrawn (1:1) | Thousand Tons | 0 | 0 | 0 | 0 | 0 | 0 | 0
CO NOX Rate Annual - Craig 2 v5.14 | 205 | 7285 | Rate Constraint in lbs/MMBtu | FALSE | L | Annual | Allowances Withdrawn (n:1) | Thousand Tons | 0 | 0 | 0 | 0 | 0 | 0 | 0
CO NOX Rate Annual - Craig 2 v5.14 | 205 | 7285 | Rate Constraint in lbs/MMBtu | FALSE | L | Annual | Net Emissions Allowance Position | Thousand Tons | 0.6687 | 0 | 0 | 0 | 0 | 0 | 0
CO NOX Rate Annual - Craig 2 v5.14 | 205 | 7285 | Rate Constraint in lbs/MMBtu | FALSE | L | Annual | Fuel Consumed | TBtu | 21.2691 | 0 | 0 | 0 | 0 | 0 | 0
CO NOX Rate Annual - Craig 2 v5.14 | 205 | 7285 | Rate Constraint in lbs/MMBtu | FALSE | L | Annual | Rate | lb/MMBtu | 0.06288 | 0 | 0 | 0 | 0 | 0 | 0
CO NOX Rate Annual - Craig 2 v5.14 | 205 | 7285 | Rate Constraint in lbs/MMBtu | FALSE | L | Annual | Generation | TWh | 2.0771 | 0 | 0 | 0 | 0 | 0 | 0
CO NOX Rate Annual - Craig 2 v5.14 | 205 | 7285 | Rate Constraint in lbs/MMBtu | FALSE | L | Annual | Qualifying Generation | TWh | 2.0771 | 0 | 0 | 0 | 0 | 0 | 0
CO NOX Rate Annual - Craig 2 v5.14 | 205 | 7285 | Rate Constraint in lbs/MMBtu | FALSE | L | Annual | Rate | lb/MWh | 0.64389 | 0 | 0 | 0 | 0 | 0 | 0
CO NOX Rate Annual - Craig 2 v5.14 | 205 | 7285 | Rate Constraint in lbs/MMBtu | FALSE | L | Annual | Constraint Shadow Price | US2022$/Ton | 0 | 0 | 0 | 0 | 0 | 0 | 0
CT - CO2 Cap Annual v6.21 | 206 | 7789 | Rate Constraint in MTons | FALSE | L | Annual | Seasons Included | Seasons | Winter, Spring, Summer, Fall | Winter, Spring, Summer, Fall | Winter, Spring, Summer, Fall | Winter, Spring, Summer, Fall | Winter, Spring, Summer, Fall | Winter, Spring, Summer, Fall | Winter, Spring, Summer, Fall
CT - CO2 Cap Annual v6.21 | 206 | 7789 | Rate Constraint in MTons | FALSE | L | Annual | Standard CO2 | Thousand Tons | NA | NA | NA | 0 | 0 | 0 | 0
CT - CO2 Cap Annual v6.21 | 206 | 7789 | Rate Constraint in MTons | FALSE | L | Annual | Emissions at Affected Plants CO2 | Thousand Tons | 0 | 0 | 0 | 0 | 0 | 0 | 0
CT - CO2 Cap Annual v6.21 | 206 | 7789 | Rate Constraint in MTons | FALSE | L | Annual | Allowances Purchased CO2 | Thousand Tons | 0 | 0 | 0 | 0 | 0 | 0 | 0
CT - CO2 Cap Annual v6.21 | 206 | 7789 | Rate Constraint in MTons | FALSE | L | Annual | Allowances Sold CO2 | Thousand Tons | 0 | 0 | 0 | 0 | 0 | 0 | 0
CT - CO2 Cap Annual v6.21 | 206 | 7789 | Rate Constraint in MTons | FALSE | L | Annual | Allowances Banked | Thousand Tons | 0 | 0 | 0 | 0 | 0 | 0 | 0
CT - CO2 Cap Annual v6.21 | 206 | 7789 | Rate Constraint in MTons | FALSE | L | Annual | Allowances Withdrawn (1:1) | Thousand Tons | 0 | 0 | 0 | 0 | 0 | 0 | 0
CT - CO2 Cap Annual v6.21 | 206 | 7789 | Rate Constraint in MTons | FALSE | L | Annual | Allowances Withdrawn (n:1) | Thousand Tons | 0 | 0 | 0 | 0 | 0 | 0 | 0
CT - CO2 Cap Annual v6.21 | 206 | 7789 | Rate Constraint in MTons | FALSE | L | Annual | Net Emissions Allowance Position | Thousand Tons | 0 | 0 | 0 | 0 | 0 | 0 | 0
CT - CO2 Cap Annual v6.21 | 206 | 7789 | Rate Constraint in MTons | FALSE | L | Annual | Fuel Consumed | TBtu | 0 | 0 | 0 | 0 | 0.22156 | 1.2168 | 1.028
CT - CO2 Cap Annual v6.21 | 206 | 7789 | Rate Constraint in MTons | FALSE | L | Annual | Rate | lb/MMBtu | 0 | 0 | 0 | 0 | 0 | 0 | 0
CT - CO2 Cap Annual v6.21 | 206 | 7789 | Rate Constraint in MTons | FALSE | L | Annual | Generation | TWh | 0 | 0 | 0 | 0 | 0.032544 | 0.12284 | 0.10379
CT - CO2 Cap Annual v6.21 | 206 | 7789 | Rate Constraint in MTons | FALSE | L | Annual | Qualifying Generation | TWh | 0 | 0 | 0 | 0 | 0.032544 | 0.12284 | 0.10379
CT - CO2 Cap Annual v6.21 | 206 | 7789 | Rate Constraint in MTons | FALSE | L | Annual | Rate | lb/MWh | 0 | 0 | 0 | 0 | 0 | 0 | 0
CT - CO2 Cap Annual v6.21 | 206 | 7789 | Rate Constraint in MTons | FALSE | L | Annual | Constraint Shadow Price | US2022$/Ton | 0 | 0 | 0 | 1332.7414 | 1664.9098 | 1236.2209 | 1154.9663
CT Fac. Spec. - MER Rate Annual v3.1 | 207 | 7562 | MACT Fuel Choice Floor in lbs/MMBtu | FALSE | L | Annual | Seasons Included | Seasons | Winter, Spring, Summer, Fall | Winter, Spring, Summer, Fall | Winter, Spring, Summer, Fall | Winter, Spring, Summer, Fall | Winter, Spring, Summer, Fall | Winter, Spring, Summer, Fall | Winter, Spring, Summer, Fall
CT Fac. Spec. - MER Rate Annual v3.1 | 207 | 7562 | MACT Fuel Choice Floor in lbs/MMBtu | FALSE | L | Annual | Emission Floor | lbs/MMBtu | 6e-07 | 6e-07 | 6e-07 | 6e-07 | 6e-07 | 6e-07 | 6e-07
CT Fac. Spec. - MER Rate Annual v3.1 | 207 | 7562 | MACT Fuel Choice Floor in lbs/MMBtu | FALSE | L | Annual | Emissions at Affected Plants MER | lbs | 0 | 0 | 0 | 0 | 0 | 0 | 0
CT Fac. Spec. - MER Rate Annual v3.1 | 207 | 7562 | MACT Fuel Choice Floor in lbs/MMBtu | FALSE | L | Annual | Allowances Purchased MER | lbs | 0 | 0 | 0 | 0 | 0 | 0 | 0
CT Fac. Spec. - MER Rate Annual v3.1 | 207 | 7562 | MACT Fuel Choice Floor in lbs/MMBtu | FALSE | L | Annual | Allowances Sold MER | lbs | 0 | 0 | 0 | 0 | 0 | 0 | 0
CT Fac. Spec. - MER Rate Annual v3.1 | 207 | 7562 | MACT Fuel Choice Floor in lbs/MMBtu | FALSE | L | Annual | Allowances Banked | lbs | 0 | 0 | 0 | 0 | 0 | 0 | 0
CT Fac. Spec. - MER Rate Annual v3.1 | 207 | 7562 | MACT Fuel Choice Floor in lbs/MMBtu | FALSE | L | Annual | Allowances Withdrawn (1:1) | lbs | 0 | 0 | 0 | 0 | 0 | 0 | 0
CT Fac. Spec. - MER Rate Annual v3.1 | 207 | 7562 | MACT Fuel Choice Floor in lbs/MMBtu | FALSE | L | Annual | Allowances Withdrawn (n:1) | lbs | 0 | 0 | 0 | 0 | 0 | 0 | 0
CT Fac. Spec. - MER Rate Annual v3.1 | 207 | 7562 | MACT Fuel Choice Floor in lbs/MMBtu | FALSE | L | Annual | Net Emissions Allowance Position | lbs | 0 | 0 | 0 | 0 | 0 | 0 | 0
CT Fac. Spec. - MER Rate Annual v3.1 | 207 | 7562 | MACT Fuel Choice Floor in lbs/MMBtu | FALSE | L | Annual | Fuel Consumed | TBtu | 0 | 0 | 0 | 0 | 0 | 0 | 0
CT Fac. Spec. - MER Rate Annual v3.1 | 207 | 7562 | MACT Fuel Choice Floor in lbs/MMBtu | FALSE | L | Annual | Rate | lb/MMBtu | 0 | 0 | 0 | 0 | 0 | 0 | 0
CT Fac. Spec. - MER Rate Annual v3.1 | 207 | 7562 | MACT Fuel Choice Floor in lbs/MMBtu | FALSE | L | Annual | Generation | TWh | 0 | 0 | 0 | 0 | 0 | 0 | 0
CT Fac. Spec. - MER Rate Annual v3.1 | 207 | 7562 | MACT Fuel Choice Floor in lbs/MMBtu | FALSE | L | Annual | Qualifying Generation | TWh | 0 | 0 | 0 | 0 | 0 | 0 | 0
CT Fac. Spec. - MER Rate Annual v3.1 | 207 | 7562 | MACT Fuel Choice Floor in lbs/MMBtu | FALSE | L | Annual | Constraint Shadow Price | US2022$/Lb | 0 | 0 | 0 | 0 | 0 | 0 | 0
CT Fac. Spec. - NOX Rate Winter v.4.10 Final, Unit 608 and retrofits | 208 | 7286 | Rate Constraint in lbs/MMBtu | FALSE | L | Annual | Seasons Included | Seasons | Winter, Spring, Fall | Winter, Spring, Fall | Winter, Spring, Fall | Winter, Spring, Fall | Winter, Spring, Fall | Winter, Spring, Fall | Winter, Spring, Fall
CT Fac. Spec. - NOX Rate Winter v.4.10 Final, Unit 608 and retrofits | 208 | 7286 | Rate Constraint in lbs/MMBtu | FALSE | L | Annual | Standard NOX | lb/MMBtu | 0.15 | 0.15 | 0.15 | 0.15 | 0.15 | 0.15 | 0.15
CT Fac. Spec. - NOX Rate Winter v.4.10 Final, Unit 608 and retrofits | 208 | 7286 | Rate Constraint in lbs/MMBtu | FALSE | L | Annual | Emissions at Affected Plants NOX | Thousand Tons | 0 | 0 | 0 | 0 | 0 | 0 | 0
CT Fac. Spec. - NOX Rate Winter v.4.10 Final, Unit 608 and retrofits | 208 | 7286 | Rate Constraint in lbs/MMBtu | FALSE | L | Annual | Allowances Purchased NOX | Thousand Tons | 0 | 0 | 0 | 0 | 0 | 0 | 0
CT Fac. Spec. - NOX Rate Winter v.4.10 Final, Unit 608 and retrofits | 208 | 7286 | Rate Constraint in lbs/MMBtu | FALSE | L | Annual | Allowances Sold NOX | Thousand Tons | 0 | 0 | 0 | 0 | 0 | 0 | 0
CT Fac. Spec. - NOX Rate Winter v.4.10 Final, Unit 608 and retrofits | 208 | 7286 | Rate Constraint in lbs/MMBtu | FALSE | L | Annual | Allowances Banked | Thousand Tons | 0 | 0 | 0 | 0 | 0 | 0 | 0
CT Fac. Spec. - NOX Rate Winter v.4.10 Final, Unit 608 and retrofits | 208 | 7286 | Rate Constraint in lbs/MMBtu | FALSE | L | Annual | Allowances Withdrawn (1:1) | Thousand Tons | 0 | 0 | 0 | 0 | 0 | 0 | 0
CT Fac. Spec. - NOX Rate Winter v.4.10 Final, Unit 608 and retrofits | 208 | 7286 | Rate Constraint in lbs/MMBtu | FALSE | L | Annual | Allowances Withdrawn (n:1) | Thousand Tons | 0 | 0 | 0 | 0 | 0 | 0 | 0
CT Fac. Spec. - NOX Rate Winter v.4.10 Final, Unit 608 and retrofits | 208 | 7286 | Rate Constraint in lbs/MMBtu | FALSE | L | Annual | Net Emissions Allowance Position | Thousand Tons | 0 | 0 | 0 | 0 | 0 | 0 | 0
CT Fac. Spec. - NOX Rate Winter v.4.10 Final, Unit 608 and retrofits | 208 | 7286 | Rate Constraint in lbs/MMBtu | FALSE | L | Annual | Fuel Consumed | TBtu | 0 | 0 | 0 | 0 | 0 | 0 | 0
CT Fac. Spec. - NOX Rate Winter v.4.10 Final, Unit 608 and retrofits | 208 | 7286 | Rate Constraint in lbs/MMBtu | FALSE | L | Annual | Rate | lb/MMBtu | 0 | 0 | 0 | 0 | 0 | 0 | 0
CT Fac. Spec. - NOX Rate Winter v.4.10 Final, Unit 608 and retrofits | 208 | 7286 | Rate Constraint in lbs/MMBtu | FALSE | L | Annual | Generation | TWh | 0 | 0 | 0 | 0 | 0 | 0 | 0
CT Fac. Spec. - NOX Rate Winter v.4.10 Final, Unit 608 and retrofits | 208 | 7286 | Rate Constraint in lbs/MMBtu | FALSE | L | Annual | Qualifying Generation | TWh | 0 | 0 | 0 | 0 | 0 | 0 | 0
CT Fac. Spec. - NOX Rate Winter v.4.10 Final, Unit 608 and retrofits | 208 | 7286 | Rate Constraint in lbs/MMBtu | FALSE | L | Annual | Rate | lb/MWh | 0 | 0 | 0 | 0 | 0 | 0 | 0
CT Fac. Spec. - NOX Rate Winter v.4.10 Final, Unit 608 and retrofits | 208 | 7286 | Rate Constraint in lbs/MMBtu | FALSE | L | Annual | Constraint Shadow Price | US2022$/Ton | 0 | 0 | 0 | 0 | 0 | 0 | 0
CT Fac. Spec. - NOX Rate Winter v.4.10 Final, Unit 609 and retrofits | 209 | 7286 | Rate Constraint in lbs/MMBtu | FALSE | L | Annual | Seasons Included | Seasons | Winter, Spring, Fall | Winter, Spring, Fall | Winter, Spring, Fall | Winter, Spring, Fall | Winter, Spring, Fall | Winter, Spring, Fall | Winter, Spring, Fall
CT Fac. Spec. - NOX Rate Winter v.4.10 Final, Unit 609 and retrofits | 209 | 7286 | Rate Constraint in lbs/MMBtu | FALSE | L | Annual | Standard NOX | lb/MMBtu | 0.15 | 0.15 | 0.15 | 0.15 | 0.15 | 0.15 | 0.15
CT Fac. Spec. - NOX Rate Winter v.4.10 Final, Unit 609 and retrofits | 209 | 7286 | Rate Constraint in lbs/MMBtu | FALSE | L | Annual | Emissions at Affected Plants NOX | Thousand Tons | 0 | 0 | 0 | 0 | 0 | 0 | 0
CT Fac. Spec. - NOX Rate Winter v.4.10 Final, Unit 609 and retrofits | 209 | 7286 | Rate Constraint in lbs/MMBtu | FALSE | L | Annual | Allowances Purchased NOX | Thousand Tons | 0 | 0 | 0 | 0 | 0 | 0 | 0
CT Fac. Spec. - NOX Rate Winter v.4.10 Final, Unit 609 and retrofits | 209 | 7286 | Rate Constraint in lbs/MMBtu | FALSE | L | Annual | Allowances Sold NOX | Thousand Tons | 0 | 0 | 0 | 0 | 0 | 0 | 0
CT Fac. Spec. - NOX Rate Winter v.4.10 Final, Unit 609 and retrofits | 209 | 7286 | Rate Constraint in lbs/MMBtu | FALSE | L | Annual | Allowances Banked | Thousand Tons | 0 | 0 | 0 | 0 | 0 | 0 | 0
CT Fac. Spec. - NOX Rate Winter v.4.10 Final, Unit 609 and retrofits | 209 | 7286 | Rate Constraint in lbs/MMBtu | FALSE | L | Annual | Allowances Withdrawn (1:1) | Thousand Tons | 0 | 0 | 0 | 0 | 0 | 0 | 0
CT Fac. Spec. - NOX Rate Winter v.4.10 Final, Unit 609 and retrofits | 209 | 7286 | Rate Constraint in lbs/MMBtu | FALSE | L | Annual | Allowances Withdrawn (n:1) | Thousand Tons | 0 | 0 | 0 | 0 | 0 | 0 | 0
CT Fac. Spec. - NOX Rate Winter v.4.10 Final, Unit 609 and retrofits | 209 | 7286 | Rate Constraint in lbs/MMBtu | FALSE | L | Annual | Net Emissions Allowance Position | Thousand Tons | 0 | 0 | 0 | 0 | 0 | 0 | 0
CT Fac. Spec. - NOX Rate Winter v.4.10 Final, Unit 609 and retrofits | 209 | 7286 | Rate Constraint in lbs/MMBtu | FALSE | L | Annual | Fuel Consumed | TBtu | 0 | 0 | 0 | 0 | 0 | 0 | 0
CT Fac. Spec. - NOX Rate Winter v.4.10 Final, Unit 609 and retrofits | 209 | 7286 | Rate Constraint in lbs/MMBtu | FALSE | L | Annual | Rate | lb/MMBtu | 0 | 0 | 0 | 0 | 0 | 0 | 0
CT Fac. Spec. - NOX Rate Winter v.4.10 Final, Unit 609 and retrofits | 209 | 7286 | Rate Constraint in lbs/MMBtu | FALSE | L | Annual | Generation | TWh | 0 | 0 | 0 | 0 | 0 | 0 | 0
CT Fac. Spec. - NOX Rate Winter v.4.10 Final, Unit 609 and retrofits | 209 | 7286 | Rate Constraint in lbs/MMBtu | FALSE | L | Annual | Qualifying Generation | TWh | 0 | 0 | 0 | 0 | 0 | 0 | 0
CT Fac. Spec. - NOX Rate Winter v.4.10 Final, Unit 609 and retrofits | 209 | 7286 | Rate Constraint in lbs/MMBtu | FALSE | L | Annual | Rate | lb/MWh | 0 | 0 | 0 | 0 | 0 | 0 | 0
CT Fac. Spec. - NOX Rate Winter v.4.10 Final, Unit 609 and retrofits | 209 | 7286 | Rate Constraint in lbs/MMBtu | FALSE | L | Annual | Constraint Shadow Price | US2022$/Ton | 0 | 0 | 0 | 0 | 0 | 0 | 0
CT Fac. Spec. - NOX Rate Winter v.4.10 Final, Unit 610 and retrofits | 210 | 7286 | Rate Constraint in lbs/MMBtu | FALSE | L | Annual | Seasons Included | Seasons | Winter, Spring, Fall | Winter, Spring, Fall | Winter, Spring, Fall | Winter, Spring, Fall | Winter, Spring, Fall | Winter, Spring, Fall | Winter, Spring, Fall
CT Fac. Spec. - NOX Rate Winter v.4.10 Final, Unit 610 and retrofits | 210 | 7286 | Rate Constraint in lbs/MMBtu | FALSE | L | Annual | Standard NOX | lb/MMBtu | 0.15 | 0.15 | 0.15 | 0.15 | 0.15 | 0.15 | 0.15
CT Fac. Spec. - NOX Rate Winter v.4.10 Final, Unit 610 and retrofits | 210 | 7286 | Rate Constraint in lbs/MMBtu | FALSE | L | Annual | Emissions at Affected Plants NOX | Thousand Tons | 0 | 0 | 0 | 0 | 0 | 0 | 0
CT Fac. Spec. - NOX Rate Winter v.4.10 Final, Unit 610 and retrofits | 210 | 7286 | Rate Constraint in lbs/MMBtu | FALSE | L | Annual | Allowances Purchased NOX | Thousand Tons | 0 | 0 | 0 | 0 | 0 | 0 | 0
CT Fac. Spec. - NOX Rate Winter v.4.10 Final, Unit 610 and retrofits | 210 | 7286 | Rate Constraint in lbs/MMBtu | FALSE | L | Annual | Allowances Sold NOX | Thousand Tons | 0 | 0 | 0 | 0 | 0 | 0 | 0
CT Fac. Spec. - NOX Rate Winter v.4.10 Final, Unit 610 and retrofits | 210 | 7286 | Rate Constraint in lbs/MMBtu | FALSE | L | Annual | Allowances Banked | Thousand Tons | 0 | 0 | 0 | 0 | 0 | 0 | 0
CT Fac. Spec. - NOX Rate Winter v.4.10 Final, Unit 610 and retrofits | 210 | 7286 | Rate Constraint in lbs/MMBtu | FALSE | L | Annual | Allowances Withdrawn (1:1) | Thousand Tons | 0 | 0 | 0 | 0 | 0 | 0 | 0
CT Fac. Spec. - NOX Rate Winter v.4.10 Final, Unit 610 and retrofits | 210 | 7286 | Rate Constraint in lbs/MMBtu | FALSE | L | Annual | Allowances Withdrawn (n:1) | Thousand Tons | 0 | 0 | 0 | 0 | 0 | 0 | 0
CT Fac. Spec. - NOX Rate Winter v.4.10 Final, Unit 610 and retrofits | 210 | 7286 | Rate Constraint in lbs/MMBtu | FALSE | L | Annual | Net Emissions Allowance Position | Thousand Tons | 0 | 0 | 0 | 0 | 0 | 0 | 0
CT Fac. Spec. - NOX Rate Winter v.4.10 Final, Unit 610 and retrofits | 210 | 7286 | Rate Constraint in lbs/MMBtu | FALSE | L | Annual | Fuel Consumed | TBtu | 0 | 0 | 0 | 0 | 0 | 0 | 0
CT Fac. Spec. - NOX Rate Winter v.4.10 Final, Unit 610 and retrofits | 210 | 7286 | Rate Constraint in lbs/MMBtu | FALSE | L | Annual | Rate | lb/MMBtu | 0 | 0 | 0 | 0 | 0 | 0 | 0
CT Fac. Spec. - NOX Rate Winter v.4.10 Final, Unit 610 and retrofits | 210 | 7286 | Rate Constraint in lbs/MMBtu | FALSE | L | Annual | Generation | TWh | 0 | 0 | 0 | 0 | 0 | 0 | 0
CT Fac. Spec. - NOX Rate Winter v.4.10 Final, Unit 610 and retrofits | 210 | 7286 | Rate Constraint in lbs/MMBtu | FALSE | L | Annual | Qualifying Generation | TWh | 0 | 0 | 0 | 0 | 0 | 0 | 0
CT Fac. Spec. - NOX Rate Winter v.4.10 Final, Unit 610 and retrofits | 210 | 7286 | Rate Constraint in lbs/MMBtu | FALSE | L | Annual | Rate | lb/MWh | 0 | 0 | 0 | 0 | 0 | 0 | 0
CT Fac. Spec. - NOX Rate Winter v.4.10 Final, Unit 610 and retrofits | 210 | 7286 | Rate Constraint in lbs/MMBtu | FALSE | L | Annual | Constraint Shadow Price | US2022$/Ton | 0 | 0 | 0 | 0 | 0 | 0 | 0
CT Fac. Spec. - NOX Rate Winter v.4.10 Final, Unit 611 and retrofits | 211 | 7286 | Rate Constraint in lbs/MMBtu | FALSE | L | Annual | Seasons Included | Seasons | Winter, Spring, Fall | Winter, Spring, Fall | Winter, Spring, Fall | Winter, Spring, Fall | Winter, Spring, Fall | Winter, Spring, Fall | Winter, Spring, Fall
CT Fac. Spec. - NOX Rate Winter v.4.10 Final, Unit 611 and retrofits | 211 | 7286 | Rate Constraint in lbs/MMBtu | FALSE | L | Annual | Standard NOX | lb/MMBtu | 0.15 | 0.15 | 0.15 | 0.15 | 0.15 | 0.15 | 0.15
CT Fac. Spec. - NOX Rate Winter v.4.10 Final, Unit 611 and retrofits | 211 | 7286 | Rate Constraint in lbs/MMBtu | FALSE | L | Annual | Emissions at Affected Plants NOX | Thousand Tons | 0 | 0 | 0 | 0 | 0 | 0 | 0
CT Fac. Spec. - NOX Rate Winter v.4.10 Final, Unit 611 and retrofits | 211 | 7286 | Rate Constraint in lbs/MMBtu | FALSE | L | Annual | Allowances Purchased NOX | Thousand Tons | 0 | 0 | 0 | 0 | 0 | 0 | 0
CT Fac. Spec. - NOX Rate Winter v.4.10 Final, Unit 611 and retrofits | 211 | 7286 | Rate Constraint in lbs/MMBtu | FALSE | L | Annual | Allowances Sold NOX | Thousand Tons | 0 | 0 | 0 | 0 | 0 | 0 | 0
CT Fac. Spec. - NOX Rate Winter v.4.10 Final, Unit 611 and retrofits | 211 | 7286 | Rate Constraint in lbs/MMBtu | FALSE | L | Annual | Allowances Banked | Thousand Tons | 0 | 0 | 0 | 0 | 0 | 0 | 0
CT Fac. Spec. - NOX Rate Winter v.4.10 Final, Unit 611 and retrofits | 211 | 7286 | Rate Constraint in lbs/MMBtu | FALSE | L | Annual | Allowances Withdrawn (1:1) | Thousand Tons | 0 | 0 | 0 | 0 | 0 | 0 | 0
CT Fac. Spec. - NOX Rate Winter v.4.10 Final, Unit 611 and retrofits | 211 | 7286 | Rate Constraint in lbs/MMBtu | FALSE | L | Annual | Allowances Withdrawn (n:1) | Thousand Tons | 0 | 0 | 0 | 0 | 0 | 0 | 0
CT Fac. Spec. - NOX Rate Winter v.4.10 Final, Unit 611 and retrofits | 211 | 7286 | Rate Constraint in lbs/MMBtu | FALSE | L | Annual | Net Emissions Allowance Position | Thousand Tons | 0 | 0 | 0 | 0 | 0 | 0 | 0
CT Fac. Spec. - NOX Rate Winter v.4.10 Final, Unit 611 and retrofits | 211 | 7286 | Rate Constraint in lbs/MMBtu | FALSE | L | Annual | Fuel Consumed | TBtu | 0 | 0 | 0 | 0 | 0 | 0 | 0
CT Fac. Spec. - NOX Rate Winter v.4.10 Final, Unit 611 and retrofits | 211 | 7286 | Rate Constraint in lbs/MMBtu | FALSE | L | Annual | Rate | lb/MMBtu | 0 | 0 | 0 | 0 | 0 | 0 | 0
CT Fac. Spec. - NOX Rate Winter v.4.10 Final, Unit 611 and retrofits | 211 | 7286 | Rate Constraint in lbs/MMBtu | FALSE | L | Annual | Generation | TWh | 0 | 0 | 0 | 0 | 0 | 0 | 0
CT Fac. Spec. - NOX Rate Winter v.4.10 Final, Unit 611 and retrofits | 211 | 7286 | Rate Constraint in lbs/MMBtu | FALSE | L | Annual | Qualifying Generation | TWh | 0 | 0 | 0 | 0 | 0 | 0 | 0
CT Fac. Spec. - NOX Rate Winter v.4.10 Final, Unit 611 and retrofits | 211 | 7286 | Rate Constraint in lbs/MMBtu | FALSE | L | Annual | Rate | lb/MWh | 0 | 0 | 0 | 0 | 0 | 0 | 0
CT Fac. Spec. - NOX Rate Winter v.4.10 Final, Unit 611 and retrofits | 211 | 7286 | Rate Constraint in lbs/MMBtu | FALSE | L | Annual | Constraint Shadow Price | US2022$/Ton | 0 | 0 | 0 | 0 | 0 | 0 | 0
CT Fac. Spec. - NOX Rate Winter v.4.10 Final, Unit 612 and retrofits | 212 | 7286 | Rate Constraint in lbs/MMBtu | FALSE | L | Annual | Seasons Included | Seasons | Winter, Spring, Fall | Winter, Spring, Fall | Winter, Spring, Fall | Winter, Spring, Fall | Winter, Spring, Fall | Winter, Spring, Fall | Winter, Spring, Fall
CT Fac. Spec. - NOX Rate Winter v.4.10 Final, Unit 612 and retrofits | 212 | 7286 | Rate Constraint in lbs/MMBtu | FALSE | L | Annual | Standard NOX | lb/MMBtu | 0.15 | 0.15 | 0.15 | 0.15 | 0.15 | 0.15 | 0.15
CT Fac. Spec. - NOX Rate Winter v.4.10 Final, Unit 612 and retrofits | 212 | 7286 | Rate Constraint in lbs/MMBtu | FALSE | L | Annual | Emissions at Affected Plants NOX | Thousand Tons | 0 | 0 | 0 | 0 | 0 | 0 | 0
CT Fac. Spec. - NOX Rate Winter v.4.10 Final, Unit 612 and retrofits | 212 | 7286 | Rate Constraint in lbs/MMBtu | FALSE | L | Annual | Allowances Purchased NOX | Thousand Tons | 0 | 0 | 0 | 0 | 0 | 0 | 0
CT Fac. Spec. - NOX Rate Winter v.4.10 Final, Unit 612 and retrofits | 212 | 7286 | Rate Constraint in lbs/MMBtu | FALSE | L | Annual | Allowances Sold NOX | Thousand Tons | 0 | 0 | 0 | 0 | 0 | 0 | 0
CT Fac. Spec. - NOX Rate Winter v.4.10 Final, Unit 612 and retrofits | 212 | 7286 | Rate Constraint in lbs/MMBtu | FALSE | L | Annual | Allowances Banked | Thousand Tons | 0 | 0 | 0 | 0 | 0 | 0 | 0
CT Fac. Spec. - NOX Rate Winter v.4.10 Final, Unit 612 and retrofits | 212 | 7286 | Rate Constraint in lbs/MMBtu | FALSE | L | Annual | Allowances Withdrawn (1:1) | Thousand Tons | 0 | 0 | 0 | 0 | 0 | 0 | 0
CT Fac. Spec. - NOX Rate Winter v.4.10 Final, Unit 612 and retrofits | 212 | 7286 | Rate Constraint in lbs/MMBtu | FALSE | L | Annual | Allowances Withdrawn (n:1) | Thousand Tons | 0 | 0 | 0 | 0 | 0 | 0 | 0
CT Fac. Spec. - NOX Rate Winter v.4.10 Final, Unit 612 and retrofits | 212 | 7286 | Rate Constraint in lbs/MMBtu | FALSE | L | Annual | Net Emissions Allowance Position | Thousand Tons | 0 | 0 | 0 | 0 | 0 | 0 | 0
CT Fac. Spec. - NOX Rate Winter v.4.10 Final, Unit 612 and retrofits | 212 | 7286 | Rate Constraint in lbs/MMBtu | FALSE | L | Annual | Fuel Consumed | TBtu | 0 | 0 | 0 | 0 | 0 | 0 | 0
CT Fac. Spec. - NOX Rate Winter v.4.10 Final, Unit 612 and retrofits | 212 | 7286 | Rate Constraint in lbs/MMBtu | FALSE | L | Annual | Rate | lb/MMBtu | 0 | 0 | 0 | 0 | 0 | 0 | 0
CT Fac. Spec. - NOX Rate Winter v.4.10 Final, Unit 612 and retrofits | 212 | 7286 | Rate Constraint in lbs/MMBtu | FALSE | L | Annual | Generation | TWh | 0 | 0 | 0 | 0 | 0 | 0 | 0
CT Fac. Spec. - NOX Rate Winter v.4.10 Final, Unit 612 and retrofits | 212 | 7286 | Rate Constraint in lbs/MMBtu | FALSE | L | Annual | Qualifying Generation | TWh | 0 | 0 | 0 | 0 | 0 | 0 | 0
CT Fac. Spec. - NOX Rate Winter v.4.10 Final, Unit 612 and retrofits | 212 | 7286 | Rate Constraint in lbs/MMBtu | FALSE | L | Annual | Rate | lb/MWh | 0 | 0 | 0 | 0 | 0 | 0 | 0
CT Fac. Spec. - NOX Rate Winter v.4.10 Final, Unit 612 and retrofits | 212 | 7286 | Rate Constraint in lbs/MMBtu | FALSE | L | Annual | Constraint Shadow Price | US2022$/Ton | 0 | 0 | 0 | 0 | 0 | 0 | 0
CT Fac. Spec. - NOX Rate Winter v.4.10 Final, Unit 613 and retrofits | 213 | 7286 | Rate Constraint in lbs/MMBtu | FALSE | L | Annual | Seasons Included | Seasons | Winter, Spring, Fall | Winter, Spring, Fall | Winter, Spring, Fall | Winter, Spring, Fall | Winter, Spring, Fall | Winter, Spring, Fall | Winter, Spring, Fall
CT Fac. Spec. - NOX Rate Winter v.4.10 Final, Unit 613 and retrofits | 213 | 7286 | Rate Constraint in lbs/MMBtu | FALSE | L | Annual | Standard NOX | lb/MMBtu | 0.15 | 0.15 | 0.15 | 0.15 | 0.15 | 0.15 | 0.15
CT Fac. Spec. - NOX Rate Winter v.4.10 Final, Unit 613 and retrofits | 213 | 7286 | Rate Constraint in lbs/MMBtu | FALSE | L | Annual | Emissions at Affected Plants NOX | Thousand Tons | 2.4485e-06 | 0 | 0 | 0 | 0 | 0 | 0
CT Fac. Spec. - NOX Rate Winter v.4.10 Final, Unit 613 and retrofits | 213 | 7286 | Rate Constraint in lbs/MMBtu | FALSE | L | Annual | Allowances Purchased NOX | Thousand Tons | 0 | 0 | 0 | 0 | 0 | 0 | 0
CT Fac. Spec. - NOX Rate Winter v.4.10 Final, Unit 613 and retrofits | 213 | 7286 | Rate Constraint in lbs/MMBtu | FALSE | L | Annual | Allowances Sold NOX | Thousand Tons | 0 | 0 | 0 | 0 | 0 | 0 | 0
CT Fac. Spec. - NOX Rate Winter v.4.10 Final, Unit 613 and retrofits | 213 | 7286 | Rate Constraint in lbs/MMBtu | FALSE | L | Annual | Allowances Banked | Thousand Tons | 0 | 0 | 0 | 0 | 0 | 0 | 0
CT Fac. Spec. - NOX Rate Winter v.4.10 Final, Unit 613 and retrofits | 213 | 7286 | Rate Constraint in lbs/MMBtu | FALSE | L | Annual | Allowances Withdrawn (1:1) | Thousand Tons | 0 | 0 | 0 | 0 | 0 | 0 | 0
CT Fac. Spec. - NOX Rate Winter v.4.10 Final, Unit 613 and retrofits | 213 | 7286 | Rate Constraint in lbs/MMBtu | FALSE | L | Annual | Allowances Withdrawn (n:1) | Thousand Tons | 0 | 0 | 0 | 0 | 0 | 0 | 0
CT Fac. Spec. - NOX Rate Winter v.4.10 Final, Unit 613 and retrofits | 213 | 7286 | Rate Constraint in lbs/MMBtu | FALSE | L | Annual | Net Emissions Allowance Position | Thousand Tons | 2.4485e-06 | 0 | 0 | 0 | 0 | 0 | 0
CT Fac. Spec. - NOX Rate Winter v.4.10 Final, Unit 613 and retrofits | 213 | 7286 | Rate Constraint in lbs/MMBtu | FALSE | L | Annual | Fuel Consumed | TBtu | 0.0004262 | 0 | 0 | 0 | 0 | 0 | 0
CT Fac. Spec. - NOX Rate Winter v.4.10 Final, Unit 613 and retrofits | 213 | 7286 | Rate Constraint in lbs/MMBtu | FALSE | L | Annual | Rate | lb/MMBtu | 0.01149 | 0 | 0 | 0 | 0 | 0 | 0
CT Fac. Spec. - NOX Rate Winter v.4.10 Final, Unit 613 and retrofits | 213 | 7286 | Rate Constraint in lbs/MMBtu | FALSE | L | Annual | Generation | TWh | 3.9665e-05 | 0 | 0 | 0 | 0 | 0 | 0
CT Fac. Spec. - NOX Rate Winter v.4.10 Final, Unit 613 and retrofits | 213 | 7286 | Rate Constraint in lbs/MMBtu | FALSE | L | Annual | Qualifying Generation | TWh | 3.9665e-05 | 0 | 0 | 0 | 0 | 0 | 0
CT Fac. Spec. - NOX Rate Winter v.4.10 Final, Unit 613 and retrofits | 213 | 7286 | Rate Constraint in lbs/MMBtu | FALSE | L | Annual | Rate | lb/MWh | 0.12346 | 0 | 0 | 0 | 0 | 0 | 0
CT Fac. Spec. - NOX Rate Winter v.4.10 Final, Unit 613 and retrofits | 213 | 7286 | Rate Constraint in lbs/MMBtu | FALSE | L | Annual | Constraint Shadow Price | US2022$/Ton | 0 | 0 | 0 | 0 | 0 | 0 | 0
CT Fac. Spec. - NOX Rate Winter v.4.10 Final, Unit 614 and retrofits | 214 | 7286 | Rate Constraint in lbs/MMBtu | FALSE | L | Annual | Seasons Included | Seasons | Winter, Spring, Fall | Winter, Spring, Fall | Winter, Spring, Fall | Winter, Spring, Fall | Winter, Spring, Fall | Winter, Spring, Fall | Winter, Spring, Fall
CT Fac. Spec. - NOX Rate Winter v.4.10 Final, Unit 614 and retrofits | 214 | 7286 | Rate Constraint in lbs/MMBtu | FALSE | L | Annual | Standard NOX | lb/MMBtu | 0.15 | 0.15 | 0.15 | 0.15 | 0.15 | 0.15 | 0.15
CT Fac. Spec. - NOX Rate Winter v.4.10 Final, Unit 614 and retrofits | 214 | 7286 | Rate Constraint in lbs/MMBtu | FALSE | L | Annual | Emissions at Affected Plants NOX | Thousand Tons | 2.4115e-06 | 0 | 0 | 0 | 0 | 0 | 0
CT Fac. Spec. - NOX Rate Winter v.4.10 Final, Unit 614 and retrofits | 214 | 7286 | Rate Constraint in lbs/MMBtu | FALSE | L | Annual | Allowances Purchased NOX | Thousand Tons | 0 | 0 | 0 | 0 | 0 | 0 | 0
CT Fac. Spec. - NOX Rate Winter v.4.10 Final, Unit 614 and retrofits | 214 | 7286 | Rate Constraint in lbs/MMBtu | FALSE | L | Annual | Allowances Sold NOX | Thousand Tons | 0 | 0 | 0 | 0 | 0 | 0 | 0
CT Fac. Spec. - NOX Rate Winter v.4.10 Final, Unit 614 and retrofits | 214 | 7286 | Rate Constraint in lbs/MMBtu | FALSE | L | Annual | Allowances Banked | Thousand Tons | 0 | 0 | 0 | 0 | 0 | 0 | 0
CT Fac. Spec. - NOX Rate Winter v.4.10 Final, Unit 614 and retrofits | 214 | 7286 | Rate Constraint in lbs/MMBtu | FALSE | L | Annual | Allowances Withdrawn (1:1) | Thousand Tons | 0 | 0 | 0 | 0 | 0 | 0 | 0
CT Fac. Spec. - NOX Rate Winter v.4.10 Final, Unit 614 and retrofits | 214 | 7286 | Rate Constraint in lbs/MMBtu | FALSE | L | Annual | Allowances Withdrawn (n:1) | Thousand Tons | 0 | 0 | 0 | 0 | 0 | 0 | 0
CT Fac. Spec. - NOX Rate Winter v.4.10 Final, Unit 614 and retrofits | 214 | 7286 | Rate Constraint in lbs/MMBtu | FALSE | L | Annual | Net Emissions Allowance Position | Thousand Tons | 2.4115e-06 | 0 | 0 | 0 | 0 | 0 | 0
CT Fac. Spec. - NOX Rate Winter v.4.10 Final, Unit 614 and retrofits | 214 | 7286 | Rate Constraint in lbs/MMBtu | FALSE | L | Annual | Fuel Consumed | TBtu | 0.00041541 | 0 | 0 | 0 | 0 | 0 | 0
CT Fac. Spec. - NOX Rate Winter v.4.10 Final, Unit 614 and retrofits | 214 | 7286 | Rate Constraint in lbs/MMBtu | FALSE | L | Annual | Rate | lb/MMBtu | 0.01161 | 0 | 0 | 0 | 0 | 0 | 0
CT Fac. Spec. - NOX Rate Winter v.4.10 Final, Unit 614 and retrofits | 214 | 7286 | Rate Constraint in lbs/MMBtu | FALSE | L | Annual | Generation | TWh | 3.8661e-05 | 0 | 0 | 0 | 0 | 0 | 0
CT Fac. Spec. - NOX Rate Winter v.4.10 Final, Unit 614 and retrofits | 214 | 7286 | Rate Constraint in lbs/MMBtu | FALSE | L | Annual | Qualifying Generation | TWh | 3.8661e-05 | 0 | 0 | 0 | 0 | 0 | 0
CT Fac. Spec. - NOX Rate Winter v.4.10 Final, Unit 614 and retrofits | 214 | 7286 | Rate Constraint in lbs/MMBtu | FALSE | L | Annual | Rate | lb/MWh | 0.12475 | 0 | 0 | 0 | 0 | 0 | 0
CT Fac. Spec. - NOX Rate Winter v.4.10 Final, Unit 614 and retrofits | 214 | 7286 | Rate Constraint in lbs/MMBtu | FALSE | L | Annual | Constraint Shadow Price | US2022$/Ton | 0 | 0 | 0 | 0 | 0 | 0 | 0
CT Fac. Spec. - NOX Rate Winter v.4.10 Final, Unit 616 and retrofits | 215 | 7286 | Rate Constraint in lbs/MMBtu | FALSE | L | Annual | Seasons Included | Seasons | Winter, Spring, Fall | Winter, Spring, Fall | Winter, Spring, Fall | Winter, Spring, Fall | Winter, Spring, Fall | Winter, Spring, Fall | Winter, Spring, Fall
CT Fac. Spec. - NOX Rate Winter v.4.10 Final, Unit 616 and retrofits | 215 | 7286 | Rate Constraint in lbs/MMBtu | FALSE | L | Annual | Standard NOX | lb/MMBtu | 0.15 | 0.15 | 0.15 | 0.15 | 0.15 | 0.15 | 0.15
CT Fac. Spec. - NOX Rate Winter v.4.10 Final, Unit 616 and retrofits | 215 | 7286 | Rate Constraint in lbs/MMBtu | FALSE | L | Annual | Emissions at Affected Plants NOX | Thousand Tons | 8.4307e-06 | 0 | 0 | 0 | 0 | 0 | 0
CT Fac. Spec. - NOX Rate Winter v.4.10 Final, Unit 616 and retrofits | 215 | 7286 | Rate Constraint in lbs/MMBtu | FALSE | L | Annual | Allowances Purchased NOX | Thousand Tons | 0 | 0 | 0 | 0 | 0 | 0 | 0
CT Fac. Spec. - NOX Rate Winter v.4.10 Final, Unit 616 and retrofits | 215 | 7286 | Rate Constraint in lbs/MMBtu | FALSE | L | Annual | Allowances Sold NOX | Thousand Tons | 0 | 0 | 0 | 0 | 0 | 0 | 0
CT Fac. Spec. - NOX Rate Winter v.4.10 Final, Unit 616 and retrofits | 215 | 7286 | Rate Constraint in lbs/MMBtu | FALSE | L | Annual | Allowances Banked | Thousand Tons | 0 | 0 | 0 | 0 | 0 | 0 | 0
CT Fac. Spec. - NOX Rate Winter v.4.10 Final, Unit 616 and retrofits | 215 | 7286 | Rate Constraint in lbs/MMBtu | FALSE | L | Annual | Allowances Withdrawn (1:1) | Thousand Tons | 0 | 0 | 0 | 0 | 0 | 0 | 0
CT Fac. Spec. - NOX Rate Winter v.4.10 Final, Unit 616 and retrofits | 215 | 7286 | Rate Constraint in lbs/MMBtu | FALSE | L | Annual | Allowances Withdrawn (n:1) | Thousand Tons | 0 | 0 | 0 | 0 | 0 | 0 | 0
CT Fac. Spec. - NOX Rate Winter v.4.10 Final, Unit 616 and retrofits | 215 | 7286 | Rate Constraint in lbs/MMBtu | FALSE | L | Annual | Net Emissions Allowance Position | Thousand Tons | 8.4307e-06 | 0 | 0 | 0 | 0 | 0 | 0
CT Fac. Spec. - NOX Rate Winter v.4.10 Final, Unit 616 and retrofits | 215 | 7286 | Rate Constraint in lbs/MMBtu | FALSE | L | Annual | Fuel Consumed | TBtu | 0.00086027 | 0 | 0 | 0 | 0 | 0 | 0
CT Fac. Spec. - NOX Rate Winter v.4.10 Final, Unit 616 and retrofits | 215 | 7286 | Rate Constraint in lbs/MMBtu | FALSE | L | Annual | Rate | lb/MMBtu | 0.0196 | 0 | 0 | 0 | 0 | 0 | 0
CT Fac. Spec. - NOX Rate Winter v.4.10 Final, Unit 616 and retrofits | 215 | 7286 | Rate Constraint in lbs/MMBtu | FALSE | L | Annual | Generation | TWh | 8.0063e-05 | 0 | 0 | 0 | 0 | 0 | 0
CT Fac. Spec. - NOX Rate Winter v.4.10 Final, Unit 616 and retrofits | 215 | 7286 | Rate Constraint in lbs/MMBtu | FALSE | L | Annual | Qualifying Generation | TWh | 8.0063e-05 | 0 | 0 | 0 | 0 | 0 | 0
CT Fac. Spec. - NOX Rate Winter v.4.10 Final, Unit 616 and retrofits | 215 | 7286 | Rate Constraint in lbs/MMBtu | FALSE | L | Annual | Rate | lb/MWh | 0.2106 | 0 | 0 | 0 | 0 | 0 | 0
CT Fac. Spec. - NOX Rate Winter v.4.10 Final, Unit 616 and retrofits | 215 | 7286 | Rate Constraint in lbs/MMBtu | FALSE | L | Annual | Constraint Shadow Price | US2022$/Ton | 0 | 0 | 0 | 0 | 0 | 0 | 0
CT Fac. Spec. - NOX Rate Winter v.4.10 Final, Unit 617 and retrofits | 216 | 7286 | Rate Constraint in lbs/MMBtu | FALSE | L | Annual | Seasons Included | Seasons | Winter, Spring, Fall | Winter, Spring, Fall | Winter, Spring, Fall | Winter, Spring, Fall | Winter, Spring, Fall | Winter, Spring, Fall | Winter, Spring, Fall
CT Fac. Spec. - NOX Rate Winter v.4.10 Final, Unit 617 and retrofits | 216 | 7286 | Rate Constraint in lbs/MMBtu | FALSE | L | Annual | Standard NOX | lb/MMBtu | 0.15 | 0.15 | 0.15 | 0.15 | 0.15 | 0.15 | 0.15
CT Fac. Spec. - NOX Rate Winter v.4.10 Final, Unit 617 and retrofits | 216 | 7286 | Rate Constraint in lbs/MMBtu | FALSE | L | Annual | Emissions at Affected Plants NOX | Thousand Tons | 0 | 0 | 0 | 0 | 0 | 0 | 0
CT Fac. Spec. - NOX Rate Winter v.4.10 Final, Unit 617 and retrofits | 216 | 7286 | Rate Constraint in lbs/MMBtu | FALSE | L | Annual | Allowances Purchased NOX | Thousand Tons | 0 | 0 | 0 | 0 | 0 | 0 | 0
CT Fac. Spec. - NOX Rate Winter v.4.10 Final, Unit 617 and retrofits | 216 | 7286 | Rate Constraint in lbs/MMBtu | FALSE | L | Annual | Allowances Sold NOX | Thousand Tons | 0 | 0 | 0 | 0 | 0 | 0 | 0
CT Fac. Spec. - NOX Rate Winter v.4.10 Final, Unit 617 and retrofits | 216 | 7286 | Rate Constraint in lbs/MMBtu | FALSE | L | Annual | Allowances Banked | Thousand Tons | 0 | 0 | 0 | 0 | 0 | 0 | 0
CT Fac. Spec. - NOX Rate Winter v.4.10 Final, Unit 617 and retrofits | 216 | 7286 | Rate Constraint in lbs/MMBtu | FALSE | L | Annual | Allowances Withdrawn (1:1) | Thousand Tons | 0 | 0 | 0 | 0 | 0 | 0 | 0
CT Fac. Spec. - NOX Rate Winter v.4.10 Final, Unit 617 and retrofits | 216 | 7286 | Rate Constraint in lbs/MMBtu | FALSE | L | Annual | Allowances Withdrawn (n:1) | Thousand Tons | 0 | 0 | 0 | 0 | 0 | 0 | 0
CT Fac. Spec. - NOX Rate Winter v.4.10 Final, Unit 617 and retrofits | 216 | 7286 | Rate Constraint in lbs/MMBtu | FALSE | L | Annual | Net Emissions Allowance Position | Thousand Tons | 0 | 0 | 0 | 0 | 0 | 0 | 0
CT Fac. Spec. - NOX Rate Winter v.4.10 Final, Unit 617 and retrofits | 216 | 7286 | Rate Constraint in lbs/MMBtu | FALSE | L | Annual | Fuel Consumed | TBtu | 0 | 0 | 0 | 0 | 0 | 0 | 0
CT Fac. Spec. - NOX Rate Winter v.4.10 Final, Unit 617 and retrofits | 216 | 7286 | Rate Constraint in lbs/MMBtu | FALSE | L | Annual | Rate | lb/MMBtu | 0 | 0 | 0 | 0 | 0 | 0 | 0
CT Fac. Spec. - NOX Rate Winter v.4.10 Final, Unit 617 and retrofits | 216 | 7286 | Rate Constraint in lbs/MMBtu | FALSE | L | Annual | Generation | TWh | 0 | 0 | 0 | 0 | 0 | 0 | 0
CT Fac. Spec. - NOX Rate Winter v.4.10 Final, Unit 617 and retrofits | 216 | 7286 | Rate Constraint in lbs/MMBtu | FALSE | L | Annual | Qualifying Generation | TWh | 0 | 0 | 0 | 0 | 0 | 0 | 0
CT Fac. Spec. - NOX Rate Winter v.4.10 Final, Unit 617 and retrofits | 216 | 7286 | Rate Constraint in lbs/MMBtu | FALSE | L | Annual | Rate | lb/MWh | 0 | 0 | 0 | 0 | 0 | 0 | 0
CT Fac. Spec. - NOX Rate Winter v.4.10 Final, Unit 617 and retrofits | 216 | 7286 | Rate Constraint in lbs/MMBtu | FALSE | L | Annual | Constraint Shadow Price | US2022$/Ton | 0 | 0 | 0 | 0 | 0 | 0 | 0
CT Fac. Spec. - NOX Rate Winter v.4.10 Final, Unit 618 and retrofits | 217 | 7286 | Rate Constraint in lbs/MMBtu | FALSE | L | Annual | Seasons Included | Seasons | Winter, Spring, Fall | Winter, Spring, Fall | Winter, Spring, Fall | Winter, Spring, Fall | Winter, Spring, Fall | Winter, Spring, Fall | Winter, Spring, Fall
CT Fac. Spec. - NOX Rate Winter v.4.10 Final, Unit 618 and retrofits | 217 | 7286 | Rate Constraint in lbs/MMBtu | FALSE | L | Annual | Standard NOX | lb/MMBtu | 0.15 | 0.15 | 0.15 | 0.15 | 0.15 | 0.15 | 0.15
CT Fac. Spec. - NOX Rate Winter v.4.10 Final, Unit 618 and retrofits | 217 | 7286 | Rate Constraint in lbs/MMBtu | FALSE | L | Annual | Emissions at Affected Plants NOX | Thousand Tons | 0 | 0 | 0 | 0 | 0 | 0 | 0
CT Fac. Spec. - NOX Rate Winter v.4.10 Final, Unit 618 and retrofits | 217 | 7286 | Rate Constraint in lbs/MMBtu | FALSE | L | Annual | Allowances Purchased NOX | Thousand Tons | 0 | 0 | 0 | 0 | 0 | 0 | 0
CT Fac. Spec. - NOX Rate Winter v.4.10 Final, Unit 618 and retrofits | 217 | 7286 | Rate Constraint in lbs/MMBtu | FALSE | L | Annual | Allowances Sold NOX | Thousand Tons | 0 | 0 | 0 | 0 | 0 | 0 | 0
CT Fac. Spec. - NOX Rate Winter v.4.10 Final, Unit 618 and retrofits | 217 | 7286 | Rate Constraint in lbs/MMBtu | FALSE | L | Annual | Allowances Banked | Thousand Tons | 0 | 0 | 0 | 0 | 0 | 0 | 0
CT Fac. Spec. - NOX Rate Winter v.4.10 Final, Unit 618 and retrofits | 217 | 7286 | Rate Constraint in lbs/MMBtu | FALSE | L | Annual | Allowances Withdrawn (1:1) | Thousand Tons | 0 | 0 | 0 | 0 | 0 | 0 | 0
CT Fac. Spec. - NOX Rate Winter v.4.10 Final, Unit 618 and retrofits | 217 | 7286 | Rate Constraint in lbs/MMBtu | FALSE | L | Annual | Allowances Withdrawn (n:1) | Thousand Tons | 0 | 0 | 0 | 0 | 0 | 0 | 0
CT Fac. Spec. - NOX Rate Winter v.4.10 Final, Unit 618 and retrofits | 217 | 7286 | Rate Constraint in lbs/MMBtu | FALSE | L | Annual | Net Emissions Allowance Position | Thousand Tons | 0 | 0 | 0 | 0 | 0 | 0 | 0
CT Fac. Spec. - NOX Rate Winter v.4.10 Final, Unit 618 and retrofits | 217 | 7286 | Rate Constraint in lbs/MMBtu | FALSE | L | Annual | Fuel Consumed | TBtu | 0 | 0 | 0 | 0 | 0 | 0 | 0
CT Fac. Spec. - NOX Rate Winter v.4.10 Final, Unit 618 and retrofits | 217 | 7286 | Rate Constraint in lbs/MMBtu | FALSE | L | Annual | Rate | lb/MMBtu | 0 | 0 | 0 | 0 | 0 | 0 | 0
CT Fac. Spec. - NOX Rate Winter v.4.10 Final, Unit 618 and retrofits | 217 | 7286 | Rate Constraint in lbs/MMBtu | FALSE | L | Annual | Generation | TWh | 0 | 0 | 0 | 0 | 0 | 0 | 0
CT Fac. Spec. - NOX Rate Winter v.4.10 Final, Unit 618 and retrofits | 217 | 7286 | Rate Constraint in lbs/MMBtu | FALSE | L | Annual | Qualifying Generation | TWh | 0 | 0 | 0 | 0 | 0 | 0 | 0
CT Fac. Spec. - NOX Rate Winter v.4.10 Final, Unit 618 and retrofits | 217 | 7286 | Rate Constraint in lbs/MMBtu | FALSE | L | Annual | Rate | lb/MWh | 0 | 0 | 0 | 0 | 0 | 0 | 0
CT Fac. Spec. - NOX Rate Winter v.4.10 Final, Unit 618 and retrofits | 217 | 7286 | Rate Constraint in lbs/MMBtu | FALSE | L | Annual | Constraint Shadow Price | US2022$/Ton | 0 | 0 | 0 | 0 | 0 | 0 | 0
CT Fac. Spec. - NOX Rate Winter v.4.10 Final, Unit 619 and retrofits | 218 | 7286 | Rate Constraint in lbs/MMBtu | FALSE | L | Annual | Seasons Included | Seasons | Winter, Spring, Fall | Winter, Spring, Fall | Winter, Spring, Fall | Winter, Spring, Fall | Winter, Spring, Fall | Winter, Spring, Fall | Winter, Spring, Fall
CT Fac. Spec. - NOX Rate Winter v.4.10 Final, Unit 619 and retrofits | 218 | 7286 | Rate Constraint in lbs/MMBtu | FALSE | L | Annual | Standard NOX | lb/MMBtu | 0.15 | 0.15 | 0.15 | 0.15 | 0.15 | 0.15 | 0.15
CT Fac. Spec. - NOX Rate Winter v.4.10 Final, Unit 619 and retrofits | 218 | 7286 | Rate Constraint in lbs/MMBtu | FALSE | L | Annual | Emissions at Affected Plants NOX | Thousand Tons | 0 | 0 | 0 | 0 | 0 | 0 | 0
CT Fac. Spec. - NOX Rate Winter v.4.10 Final, Unit 619 and retrofits | 218 | 7286 | Rate Constraint in lbs/MMBtu | FALSE | L | Annual | Allowances Purchased NOX | Thousand Tons | 0 | 0 | 0 | 0 | 0 | 0 | 0
CT Fac. Spec. - NOX Rate Winter v.4.10 Final, Unit 619 and retrofits | 218 | 7286 | Rate Constraint in lbs/MMBtu | FALSE | L | Annual | Allowances Sold NOX | Thousand Tons | 0 | 0 | 0 | 0 | 0 | 0 | 0
CT Fac. Spec. - NOX Rate Winter v.4.10 Final, Unit 619 and retrofits | 218 | 7286 | Rate Constraint in lbs/MMBtu | FALSE | L | Annual | Allowances Banked | Thousand Tons | 0 | 0 | 0 | 0 | 0 | 0 | 0
CT Fac. Spec. - NOX Rate Winter v.4.10 Final, Unit 619 and retrofits | 218 | 7286 | Rate Constraint in lbs/MMBtu | FALSE | L | Annual | Allowances Withdrawn (1:1) | Thousand Tons | 0 | 0 | 0 | 0 | 0 | 0 | 0
CT Fac. Spec. - NOX Rate Winter v.4.10 Final, Unit 619 and retrofits | 218 | 7286 | Rate Constraint in lbs/MMBtu | FALSE | L | Annual | Allowances Withdrawn (n:1) | Thousand Tons | 0 | 0 | 0 | 0 | 0 | 0 | 0
CT Fac. Spec. - NOX Rate Winter v.4.10 Final, Unit 619 and retrofits | 218 | 7286 | Rate Constraint in lbs/MMBtu | FALSE | L | Annual | Net Emissions Allowance Position | Thousand Tons | 0 | 0 | 0 | 0 | 0 | 0 | 0
CT Fac. Spec. - NOX Rate Winter v.4.10 Final, Unit 619 and retrofits | 218 | 7286 | Rate Constraint in lbs/MMBtu | FALSE | L | Annual | Fuel Consumed | TBtu | 0 | 0 | 0 | 0 | 0 | 0 | 0
CT Fac. Spec. - NOX Rate Winter v.4.10 Final, Unit 619 and retrofits | 218 | 7286 | Rate Constraint in lbs/MMBtu | FALSE | L | Annual | Rate | lb/MMBtu | 0 | 0 | 0 | 0 | 0 | 0 | 0
CT Fac. Spec. - NOX Rate Winter v.4.10 Final, Unit 619 and retrofits | 218 | 7286 | Rate Constraint in lbs/MMBtu | FALSE | L | Annual | Generation | TWh | 0 | 0 | 0 | 0 | 0 | 0 | 0
CT Fac. Spec. - NOX Rate Winter v.4.10 Final, Unit 619 and retrofits | 218 | 7286 | Rate Constraint in lbs/MMBtu | FALSE | L | Annual | Qualifying Generation | TWh | 0 | 0 | 0 | 0 | 0 | 0 | 0
CT Fac. Spec. - NOX Rate Winter v.4.10 Final, Unit 619 and retrofits | 218 | 7286 | Rate Constraint in lbs/MMBtu | FALSE | L | Annual | Rate | lb/MWh | 0 | 0 | 0 | 0 | 0 | 0 | 0
CT Fac. Spec. - NOX Rate Winter v.4.10 Final, Unit 619 and retrofits | 218 | 7286 | Rate Constraint in lbs/MMBtu | FALSE | L | Annual | Constraint Shadow Price | US2022$/Ton | 0 | 0 | 0 | 0 | 0 | 0 | 0
CT Fac. Spec. - NOX Rate Winter v.4.10 Final, Unit 620 and retrofits | 219 | 7286 | Rate Constraint in lbs/MMBtu | FALSE | L | Annual | Seasons Included | Seasons | Winter, Spring, Fall | Winter, Spring, Fall | Winter, Spring, Fall | Winter, Spring, Fall | Winter, Spring, Fall | Winter, Spring, Fall | Winter, Spring, Fall
CT Fac. Spec. - NOX Rate Winter v.4.10 Final, Unit 620 and retrofits | 219 | 7286 | Rate Constraint in lbs/MMBtu | FALSE | L | Annual | Standard NOX | lb/MMBtu | 0.15 | 0.15 | 0.15 | 0.15 | 0.15 | 0.15 | 0.15
CT Fac. Spec. - NOX Rate Winter v.4.10 Final, Unit 620 and retrofits | 219 | 7286 | Rate Constraint in lbs/MMBtu | FALSE | L | Annual | Emissions at Affected Plants NOX | Thousand Tons | 0 | 0 | 0 | 0 | 0 | 0 | 0
CT Fac. Spec. - NOX Rate Winter v.4.10 Final, Unit 620 and retrofits | 219 | 7286 | Rate Constraint in lbs/MMBtu | FALSE | L | Annual | Allowances Purchased NOX | Thousand Tons | 0 | 0 | 0 | 0 | 0 | 0 | 0
CT Fac. Spec. - NOX Rate Winter v.4.10 Final, Unit 620 and retrofits | 219 | 7286 | Rate Constraint in lbs/MMBtu | FALSE | L | Annual | Allowances Sold NOX | Thousand Tons | 0 | 0 | 0 | 0 | 0 | 0 | 0
CT Fac. Spec. - NOX Rate Winter v.4.10 Final, Unit 620 and retrofits | 219 | 7286 | Rate Constraint in lbs/MMBtu | FALSE | L | Annual | Allowances Banked | Thousand Tons | 0 | 0 | 0 | 0 | 0 | 0 | 0
CT Fac. Spec. - NOX Rate Winter v.4.10 Final, Unit 620 and retrofits | 219 | 7286 | Rate Constraint in lbs/MMBtu | FALSE | L | Annual | Allowances Withdrawn (1:1) | Thousand Tons | 0 | 0 | 0 | 0 | 0 | 0 | 0
CT Fac. Spec. - NOX Rate Winter v.4.10 Final, Unit 620 and retrofits | 219 | 7286 | Rate Constraint in lbs/MMBtu | FALSE | L | Annual | Allowances Withdrawn (n:1) | Thousand Tons | 0 | 0 | 0 | 0 | 0 | 0 | 0
CT Fac. Spec. - NOX Rate Winter v.4.10 Final, Unit 620 and retrofits | 219 | 7286 | Rate Constraint in lbs/MMBtu | FALSE | L | Annual | Net Emissions Allowance Position | Thousand Tons | 0 | 0 | 0 | 0 | 0 | 0 | 0
CT Fac. Spec. - NOX Rate Winter v.4.10 Final, Unit 620 and retrofits | 219 | 7286 | Rate Constraint in lbs/MMBtu | FALSE | L | Annual | Fuel Consumed | TBtu | 0 | 0 | 0 | 0 | 0 | 0 | 0
CT Fac. Spec. - NOX Rate Winter v.4.10 Final, Unit 620 and retrofits | 219 | 7286 | Rate Constraint in lbs/MMBtu | FALSE | L | Annual | Rate | lb/MMBtu | 0 | 0 | 0 | 0 | 0 | 0 | 0
CT Fac. Spec. - NOX Rate Winter v.4.10 Final, Unit 620 and retrofits | 219 | 7286 | Rate Constraint in lbs/MMBtu | FALSE | L | Annual | Generation | TWh | 0 | 0 | 0 | 0 | 0 | 0 | 0
CT Fac. Spec. - NOX Rate Winter v.4.10 Final, Unit 620 and retrofits | 219 | 7286 | Rate Constraint in lbs/MMBtu | FALSE | L | Annual | Qualifying Generation | TWh | 0 | 0 | 0 | 0 | 0 | 0 | 0
CT Fac. Spec. - NOX Rate Winter v.4.10 Final, Unit 620 and retrofits | 219 | 7286 | Rate Constraint in lbs/MMBtu | FALSE | L | Annual | Rate | lb/MWh | 0 | 0 | 0 | 0 | 0 | 0 | 0
CT Fac. Spec. - NOX Rate Winter v.4.10 Final, Unit 620 and retrofits | 219 | 7286 | Rate Constraint in lbs/MMBtu | FALSE | L | Annual | Constraint Shadow Price | US2022$/Ton | 0 | 0 | 0 | 0 | 0 | 0 | 0
CT Fac. Spec. - NOX Rate Winter v.4.10 Final, Unit 621 and retrofits | 220 | 7286 | Rate Constraint in lbs/MMBtu | FALSE | L | Annual | Seasons Included | Seasons | Winter, Spring, Fall | Winter, Spring, Fall | Winter, Spring, Fall | Winter, Spring, Fall | Winter, Spring, Fall | Winter, Spring, Fall | Winter, Spring, Fall
CT Fac. Spec. - NOX Rate Winter v.4.10 Final, Unit 621 and retrofits | 220 | 7286 | Rate Constraint in lbs/MMBtu | FALSE | L | Annual | Standard NOX | lb/MMBtu | 0.15 | 0.15 | 0.15 | 0.15 | 0.15 | 0.15 | 0.15
CT Fac. Spec. - NOX Rate Winter v.4.10 Final, Unit 621 and retrofits | 220 | 7286 | Rate Constraint in lbs/MMBtu | FALSE | L | Annual | Emissions at Affected Plants NOX | Thousand Tons | 0 | 0 | 0 | 0 | 0 | 0 | 0
CT Fac. Spec. - NOX Rate Winter v.4.10 Final, Unit 621 and retrofits | 220 | 7286 | Rate Constraint in lbs/MMBtu | FALSE | L | Annual | Allowances Purchased NOX | Thousand Tons | 0 | 0 | 0 | 0 | 0 | 0 | 0
CT Fac. Spec. - NOX Rate Winter v.4.10 Final, Unit 621 and retrofits | 220 | 7286 | Rate Constraint in lbs/MMBtu | FALSE | L | Annual | Allowances Sold NOX | Thousand Tons | 0 | 0 | 0 | 0 | 0 | 0 | 0
CT Fac. Spec. - NOX Rate Winter v.4.10 Final, Unit 621 and retrofits | 220 | 7286 | Rate Constraint in lbs/MMBtu | FALSE | L | Annual | Allowances Banked | Thousand Tons | 0 | 0 | 0 | 0 | 0 | 0 | 0
CT Fac. Spec. - NOX Rate Winter v.4.10 Final, Unit 621 and retrofits | 220 | 7286 | Rate Constraint in lbs/MMBtu | FALSE | L | Annual | Allowances Withdrawn (1:1) | Thousand Tons | 0 | 0 | 0 | 0 | 0 | 0 | 0
CT Fac. Spec. - NOX Rate Winter v.4.10 Final, Unit 621 and retrofits | 220 | 7286 | Rate Constraint in lbs/MMBtu | FALSE | L | Annual | Allowances Withdrawn (n:1) | Thousand Tons | 0 | 0 | 0 | 0 | 0 | 0 | 0
CT Fac. Spec. - NOX Rate Winter v.4.10 Final, Unit 621 and retrofits | 220 | 7286 | Rate Constraint in lbs/MMBtu | FALSE | L | Annual | Net Emissions Allowance Position | Thousand Tons | 0 | 0 | 0 | 0 | 0 | 0 | 0
CT Fac. Spec. - NOX Rate Winter v.4.10 Final, Unit 621 and retrofits | 220 | 7286 | Rate Constraint in lbs/MMBtu | FALSE | L | Annual | Fuel Consumed | TBtu | 0 | 0 | 0 | 0 | 0 | 0 | 0
CT Fac. Spec. - NOX Rate Winter v.4.10 Final, Unit 621 and retrofits | 220 | 7286 | Rate Constraint in lbs/MMBtu | FALSE | L | Annual | Rate | lb/MMBtu | 0 | 0 | 0 | 0 | 0 | 0 | 0
CT Fac. Spec. - NOX Rate Winter v.4.10 Final, Unit 621 and retrofits | 220 | 7286 | Rate Constraint in lbs/MMBtu | FALSE | L | Annual | Generation | TWh | 0 | 0 | 0 | 0 | 0 | 0 | 0
CT Fac. Spec. - NOX Rate Winter v.4.10 Final, Unit 621 and retrofits | 220 | 7286 | Rate Constraint in lbs/MMBtu | FALSE | L | Annual | Qualifying Generation | TWh | 0 | 0 | 0 | 0 | 0 | 0 | 0
CT Fac. Spec. - NOX Rate Winter v.4.10 Final, Unit 621 and retrofits | 220 | 7286 | Rate Constraint in lbs/MMBtu | FALSE | L | Annual | Rate | lb/MWh | 0 | 0 | 0 | 0 | 0 | 0 | 0
CT Fac. Spec. - NOX Rate Winter v.4.10 Final, Unit 621 and retrofits | 220 | 7286 | Rate Constraint in lbs/MMBtu | FALSE | L | Annual | Constraint Shadow Price | US2022$/Ton | 0 | 0 | 0 | 0 | 0 | 0 | 0
CT Fac. Spec. - NOX Rate Winter v.4.10 Final, Unit 622 and retrofits | 221 | 7286 | Rate Constraint in lbs/MMBtu | FALSE | L | Annual | Seasons Included | Seasons | Winter, Spring, Fall | Winter, Spring, Fall | Winter, Spring, Fall | Winter, Spring, Fall | Winter, Spring, Fall | Winter, Spring, Fall | Winter, Spring, Fall
CT Fac. Spec. - NOX Rate Winter v.4.10 Final, Unit 622 and retrofits | 221 | 7286 | Rate Constraint in lbs/MMBtu | FALSE | L | Annual | Standard NOX | lb/MMBtu | 0.15 | 0.15 | 0.15 | 0.15 | 0.15 | 0.15 | 0.15
CT Fac. Spec. - NOX Rate Winter v.4.10 Final, Unit 622 and retrofits | 221 | 7286 | Rate Constraint in lbs/MMBtu | FALSE | L | Annual | Emissions at Affected Plants NOX | Thousand Tons | 0 | 0 | 0 | 0 | 0 | 0 | 0
CT Fac. Spec. - NOX Rate Winter v.4.10 Final, Unit 622 and retrofits | 221 | 7286 | Rate Constraint in lbs/MMBtu | FALSE | L | Annual | Allowances Purchased NOX | Thousand Tons | 0 | 0 | 0 | 0 | 0 | 0 | 0
CT Fac. Spec. - NOX Rate Winter v.4.10 Final, Unit 622 and retrofits | 221 | 7286 | Rate Constraint in lbs/MMBtu | FALSE | L | Annual | Allowances Sold NOX | Thousand Tons | 0 | 0 | 0 | 0 | 0 | 0 | 0
CT Fac. Spec. - NOX Rate Winter v.4.10 Final, Unit 622 and retrofits | 221 | 7286 | Rate Constraint in lbs/MMBtu | FALSE | L | Annual | Allowances Banked | Thousand Tons | 0 | 0 | 0 | 0 | 0 | 0 | 0
CT Fac. Spec. - NOX Rate Winter v.4.10 Final, Unit 622 and retrofits | 221 | 7286 | Rate Constraint in lbs/MMBtu | FALSE | L | Annual | Allowances Withdrawn (1:1) | Thousand Tons | 0 | 0 | 0 | 0 | 0 | 0 | 0
CT Fac. Spec. - NOX Rate Winter v.4.10 Final, Unit 622 and retrofits | 221 | 7286 | Rate Constraint in lbs/MMBtu | FALSE | L | Annual | Allowances Withdrawn (n:1) | Thousand Tons | 0 | 0 | 0 | 0 | 0 | 0 | 0
CT Fac. Spec. - NOX Rate Winter v.4.10 Final, Unit 622 and retrofits | 221 | 7286 | Rate Constraint in lbs/MMBtu | FALSE | L | Annual | Net Emissions Allowance Position | Thousand Tons | 0 | 0 | 0 | 0 | 0 | 0 | 0
CT Fac. Spec. - NOX Rate Winter v.4.10 Final, Unit 622 and retrofits | 221 | 7286 | Rate Constraint in lbs/MMBtu | FALSE | L | Annual | Fuel Consumed | TBtu | 0 | 0 | 0 | 0 | 0 | 0 | 0
CT Fac. Spec. - NOX Rate Winter v.4.10 Final, Unit 622 and retrofits | 221 | 7286 | Rate Constraint in lbs/MMBtu | FALSE | L | Annual | Rate | lb/MMBtu | 0 | 0 | 0 | 0 | 0 | 0 | 0
CT Fac. Spec. - NOX Rate Winter v.4.10 Final, Unit 622 and retrofits | 221 | 7286 | Rate Constraint in lbs/MMBtu | FALSE | L | Annual | Generation | TWh | 0 | 0 | 0 | 0 | 0 | 0 | 0
CT Fac. Spec. - NOX Rate Winter v.4.10 Final, Unit 622 and retrofits | 221 | 7286 | Rate Constraint in lbs/MMBtu | FALSE | L | Annual | Qualifying Generation | TWh | 0 | 0 | 0 | 0 | 0 | 0 | 0
CT Fac. Spec. - NOX Rate Winter v.4.10 Final, Unit 622 and retrofits | 221 | 7286 | Rate Constraint in lbs/MMBtu | FALSE | L | Annual | Rate | lb/MWh | 0 | 0 | 0 | 0 | 0 | 0 | 0
CT Fac. Spec. - NOX Rate Winter v.4.10 Final, Unit 622 and retrofits | 221 | 7286 | Rate Constraint in lbs/MMBtu | FALSE | L | Annual | Constraint Shadow Price | US2022$/Ton | 0 | 0 | 0 | 0 | 0 | 0 | 0
CT Fac. Spec. - NOX Rate Winter v.4.10 Final, Unit 623 and retrofits | 222 | 7286 | Rate Constraint in lbs/MMBtu | FALSE | L | Annual | Seasons Included | Seasons | Winter, Spring, Fall | Winter, Spring, Fall | Winter, Spring, Fall | Winter, Spring, Fall | Winter, Spring, Fall | Winter, Spring, Fall | Winter, Spring, Fall
CT Fac. Spec. - NOX Rate Winter v.4.10 Final, Unit 623 and retrofits | 222 | 7286 | Rate Constraint in lbs/MMBtu | FALSE | L | Annual | Standard NOX | lb/MMBtu | 0.15 | 0.15 | 0.15 | 0.15 | 0.15 | 0.15 | 0.15
CT Fac. Spec. - NOX Rate Winter v.4.10 Final, Unit 623 and retrofits | 222 | 7286 | Rate Constraint in lbs/MMBtu | FALSE | L | Annual | Emissions at Affected Plants NOX | Thousand Tons | 0 | 0 | 0 | 0 | 0 | 0 | 0
CT Fac. Spec. - NOX Rate Winter v.4.10 Final, Unit 623 and retrofits | 222 | 7286 | Rate Constraint in lbs/MMBtu | FALSE | L | Annual | Allowances Purchased NOX | Thousand Tons | 0 | 0 | 0 | 0 | 0 | 0 | 0
CT Fac. Spec. - NOX Rate Winter v.4.10 Final, Unit 623 and retrofits | 222 | 7286 | Rate Constraint in lbs/MMBtu | FALSE | L | Annual | Allowances Sold NOX | Thousand Tons | 0 | 0 | 0 | 0 | 0 | 0 | 0
CT Fac. Spec. - NOX Rate Winter v.4.10 Final, Unit 623 and retrofits | 222 | 7286 | Rate Constraint in lbs/MMBtu | FALSE | L | Annual | Allowances Banked | Thousand Tons | 0 | 0 | 0 | 0 | 0 | 0 | 0
CT Fac. Spec. - NOX Rate Winter v.4.10 Final, Unit 623 and retrofits | 222 | 7286 | Rate Constraint in lbs/MMBtu | FALSE | L | Annual | Allowances Withdrawn (1:1) | Thousand Tons | 0 | 0 | 0 | 0 | 0 | 0 | 0
CT Fac. Spec. - NOX Rate Winter v.4.10 Final, Unit 623 and retrofits | 222 | 7286 | Rate Constraint in lbs/MMBtu | FALSE | L | Annual | Allowances Withdrawn (n:1) | Thousand Tons | 0 | 0 | 0 | 0 | 0 | 0 | 0
CT Fac. Spec. - NOX Rate Winter v.4.10 Final, Unit 623 and retrofits | 222 | 7286 | Rate Constraint in lbs/MMBtu | FALSE | L | Annual | Net Emissions Allowance Position | Thousand Tons | 0 | 0 | 0 | 0 | 0 | 0 | 0
CT Fac. Spec. - NOX Rate Winter v.4.10 Final, Unit 623 and retrofits | 222 | 7286 | Rate Constraint in lbs/MMBtu | FALSE | L | Annual | Fuel Consumed | TBtu | 0 | 0 | 0 | 0 | 0 | 0 | 0
CT Fac. Spec. - NOX Rate Winter v.4.10 Final, Unit 623 and retrofits | 222 | 7286 | Rate Constraint in lbs/MMBtu | FALSE | L | Annual | Rate | lb/MMBtu | 0 | 0 | 0 | 0 | 0 | 0 | 0
CT Fac. Spec. - NOX Rate Winter v.4.10 Final, Unit 623 and retrofits | 222 | 7286 | Rate Constraint in lbs/MMBtu | FALSE | L | Annual | Generation | TWh | 0 | 0 | 0 | 0 | 0 | 0 | 0
CT Fac. Spec. - NOX Rate Winter v.4.10 Final, Unit 623 and retrofits | 222 | 7286 | Rate Constraint in lbs/MMBtu | FALSE | L | Annual | Qualifying Generation | TWh | 0 | 0 | 0 | 0 | 0 | 0 | 0
CT Fac. Spec. - NOX Rate Winter v.4.10 Final, Unit 623 and retrofits | 222 | 7286 | Rate Constraint in lbs/MMBtu | FALSE | L | Annual | Rate | lb/MWh | 0 | 0 | 0 | 0 | 0 | 0 | 0
CT Fac. Spec. - NOX Rate Winter v.4.10 Final, Unit 623 and retrofits | 222 | 7286 | Rate Constraint in lbs/MMBtu | FALSE | L | Annual | Constraint Shadow Price | US2022$/Ton | 0 | 0 | 0 | 0 | 0 | 0 | 0
CT Fac. Spec. - NOX Rate Winter v.4.10 Final, Unit 624 and retrofits | 223 | 7286 | Rate Constraint in lbs/MMBtu | FALSE | L | Annual | Seasons Included | Seasons | Winter, Spring, Fall | Winter, Spring, Fall | Winter, Spring, Fall | Winter, Spring, Fall | Winter, Spring, Fall | Winter, Spring, Fall | Winter, Spring, Fall
CT Fac. Spec. - NOX Rate Winter v.4.10 Final, Unit 624 and retrofits | 223 | 7286 | Rate Constraint in lbs/MMBtu | FALSE | L | Annual | Standard NOX | lb/MMBtu | 0.15 | 0.15 | 0.15 | 0.15 | 0.15 | 0.15 | 0.15
CT Fac. Spec. - NOX Rate Winter v.4.10 Final, Unit 624 and retrofits | 223 | 7286 | Rate Constraint in lbs/MMBtu | FALSE | L | Annual | Emissions at Affected Plants NOX | Thousand Tons | 3.2449e-06 | 0 | 0 | 0 | 0 | 0 | 0
CT Fac. Spec. - NOX Rate Winter v.4.10 Final, Unit 624 and retrofits | 223 | 7286 | Rate Constraint in lbs/MMBtu | FALSE | L | Annual | Allowances Purchased NOX | Thousand Tons | 0 | 0 | 0 | 0 | 0 | 0 | 0
CT Fac. Spec. - NOX Rate Winter v.4.10 Final, Unit 624 and retrofits | 223 | 7286 | Rate Constraint in lbs/MMBtu | FALSE | L | Annual | Allowances Sold NOX | Thousand Tons | 0 | 0 | 0 | 0 | 0 | 0 | 0
CT Fac. Spec. - NOX Rate Winter v.4.10 Final, Unit 624 and retrofits | 223 | 7286 | Rate Constraint in lbs/MMBtu | FALSE | L | Annual | Allowances Banked | Thousand Tons | 0 | 0 | 0 | 0 | 0 | 0 | 0
CT Fac. Spec. - NOX Rate Winter v.4.10 Final, Unit 624 and retrofits | 223 | 7286 | Rate Constraint in lbs/MMBtu | FALSE | L | Annual | Allowances Withdrawn (1:1) | Thousand Tons | 0 | 0 | 0 | 0 | 0 | 0 | 0
CT Fac. Spec. - NOX Rate Winter v.4.10 Final, Unit 624 and retrofits | 223 | 7286 | Rate Constraint in lbs/MMBtu | FALSE | L | Annual | Allowances Withdrawn (n:1) | Thousand Tons | 0 | 0 | 0 | 0 | 0 | 0 | 0
CT Fac. Spec. - NOX Rate Winter v.4.10 Final, Unit 624 and retrofits | 223 | 7286 | Rate Constraint in lbs/MMBtu | FALSE | L | Annual | Net Emissions Allowance Position | Thousand Tons | 3.2449e-06 | 0 | 0 | 0 | 0 | 0 | 0
CT Fac. Spec. - NOX Rate Winter v.4.10 Final, Unit 624 and retrofits | 223 | 7286 | Rate Constraint in lbs/MMBtu | FALSE | L | Annual | Fuel Consumed | TBtu | 0.00044059 | 0 | 0 | 0 | 0 | 0 | 0
CT Fac. Spec. - NOX Rate Winter v.4.10 Final, Unit 624 and retrofits | 223 | 7286 | Rate Constraint in lbs/MMBtu | FALSE | L | Annual | Rate | lb/MMBtu | 0.01473 | 0 | 0 | 0 | 0 | 0 | 0
CT Fac. Spec. - NOX Rate Winter v.4.10 Final, Unit 624 and retrofits | 223 | 7286 | Rate Constraint in lbs/MMBtu | FALSE | L | Annual | Generation | TWh | 4.1004e-05 | 0 | 0 | 0 | 0 | 0 | 0
CT Fac. Spec. - NOX Rate Winter v.4.10 Final, Unit 624 and retrofits | 223 | 7286 | Rate Constraint in lbs/MMBtu | FALSE | L | Annual | Qualifying Generation | TWh | 4.1004e-05 | 0 | 0 | 0 | 0 | 0 | 0
CT Fac. Spec. - NOX Rate Winter v.4.10 Final, Unit 624 and retrofits | 223 | 7286 | Rate Constraint in lbs/MMBtu | FALSE | L | Annual | Rate | lb/MWh | 0.15827 | 0 | 0 | 0 | 0 | 0 | 0
CT Fac. Spec. - NOX Rate Winter v.4.10 Final, Unit 624 and retrofits | 223 | 7286 | Rate Constraint in lbs/MMBtu | FALSE | L | Annual | Constraint Shadow Price | US2022$/Ton | 0 | 0 | 0 | 0 | 0 | 0 | 0
CT Fac. Spec. - NOX Rate Winter v.4.10 Final, Unit 625 and retrofits | 224 | 7286 | Rate Constraint in lbs/MMBtu | FALSE | L | Annual | Seasons Included | Seasons | Winter, Spring, Fall | Winter, Spring, Fall | Winter, Spring, Fall | Winter, Spring, Fall | Winter, Spring, Fall | Winter, Spring, Fall | Winter, Spring, Fall
CT Fac. Spec. - NOX Rate Winter v.4.10 Final, Unit 625 and retrofits | 224 | 7286 | Rate Constraint in lbs/MMBtu | FALSE | L | Annual | Standard NOX | lb/MMBtu | 0.15 | 0.15 | 0.15 | 0.15 | 0.15 | 0.15 | 0.15
CT Fac. Spec. - NOX Rate Winter v.4.10 Final, Unit 625 and retrofits | 224 | 7286 | Rate Constraint in lbs/MMBtu | FALSE | L | Annual | Emissions at Affected Plants NOX | Thousand Tons | 3.4013e-06 | 0 | 0 | 0 | 0 | 0 | 0
CT Fac. Spec. - NOX Rate Winter v.4.10 Final, Unit 625 and retrofits | 224 | 7286 | Rate Constraint in lbs/MMBtu | FALSE | L | Annual | Allowances Purchased NOX | Thousand Tons | 0 | 0 | 0 | 0 | 0 | 0 | 0
CT Fac. Spec. - NOX Rate Winter v.4.10 Final, Unit 625 and retrofits | 224 | 7286 | Rate Constraint in lbs/MMBtu | FALSE | L | Annual | Allowances Sold NOX | Thousand Tons | 0 | 0 | 0 | 0 | 0 | 0 | 0
CT Fac. Spec. - NOX Rate Winter v.4.10 Final, Unit 625 and retrofits | 224 | 7286 | Rate Constraint in lbs/MMBtu | FALSE | L | Annual | Allowances Banked | Thousand Tons | 0 | 0 | 0 | 0 | 0 | 0 | 0
CT Fac. Spec. - NOX Rate Winter v.4.10 Final, Unit 625 and retrofits | 224 | 7286 | Rate Constraint in lbs/MMBtu | FALSE | L | Annual | Allowances Withdrawn (1:1) | Thousand Tons | 0 | 0 | 0 | 0 | 0 | 0 | 0
CT Fac. Spec. - NOX Rate Winter v.4.10 Final, Unit 625 and retrofits | 224 | 7286 | Rate Constraint in lbs/MMBtu | FALSE | L | Annual | Allowances Withdrawn (n:1) | Thousand Tons | 0 | 0 | 0 | 0 | 0 | 0 | 0
CT Fac. Spec. - NOX Rate Winter v.4.10 Final, Unit 625 and retrofits | 224 | 7286 | Rate Constraint in lbs/MMBtu | FALSE | L | Annual | Net Emissions Allowance Position | Thousand Tons | 3.4013e-06 | 0 | 0 | 0 | 0 | 0 | 0
CT Fac. Spec. - NOX Rate Winter v.4.10 Final, Unit 625 and retrofits | 224 | 7286 | Rate Constraint in lbs/MMBtu | FALSE | L | Annual | Fuel Consumed | TBtu | 0.00044059 | 0 | 0 | 0 | 0 | 0 | 0
CT Fac. Spec. - NOX Rate Winter v.4.10 Final, Unit 625 and retrofits | 224 | 7286 | Rate Constraint in lbs/MMBtu | FALSE | L | Annual | Rate | lb/MMBtu | 0.01544 | 0 | 0 | 0 | 0 | 0 | 0
CT Fac. Spec. - NOX Rate Winter v.4.10 Final, Unit 625 and retrofits | 224 | 7286 | Rate Constraint in lbs/MMBtu | FALSE | L | Annual | Generation | TWh | 4.1004e-05 | 0 | 0 | 0 | 0 | 0 | 0
CT Fac. Spec. - NOX Rate Winter v.4.10 Final, Unit 625 and retrofits | 224 | 7286 | Rate Constraint in lbs/MMBtu | FALSE | L | Annual | Qualifying Generation | TWh | 4.1004e-05 | 0 | 0 | 0 | 0 | 0 | 0
CT Fac. Spec. - NOX Rate Winter v.4.10 Final, Unit 625 and retrofits | 224 | 7286 | Rate Constraint in lbs/MMBtu | FALSE | L | Annual | Rate | lb/MWh | 0.1659 | 0 | 0 | 0 | 0 | 0 | 0
CT Fac. Spec. - NOX Rate Winter v.4.10 Final, Unit 625 and retrofits | 224 | 7286 | Rate Constraint in lbs/MMBtu | FALSE | L | Annual | Constraint Shadow Price | US2022$/Ton | 0 | 0 | 0 | 0 | 0 | 0 | 0
CT Fac. Spec. - NOX Rate Winter v.4.10 Final, Unit 626 and retrofits | 225 | 7286 | Rate Constraint in lbs/MMBtu | FALSE | L | Annual | Seasons Included | Seasons | Winter, Spring, Fall | Winter, Spring, Fall | Winter, Spring, Fall | Winter, Spring, Fall | Winter, Spring, Fall | Winter, Spring, Fall | Winter, Spring, Fall
CT Fac. Spec. - NOX Rate Winter v.4.10 Final, Unit 626 and retrofits | 225 | 7286 | Rate Constraint in lbs/MMBtu | FALSE | L | Annual | Standard NOX | lb/MMBtu | 0.15 | 0.15 | 0.15 | 0.15 | 0.15 | 0.15 | 0.15
CT Fac. Spec. - NOX Rate Winter v.4.10 Final, Unit 626 and retrofits | 225 | 7286 | Rate Constraint in lbs/MMBtu | FALSE | L | Annual | Emissions at Affected Plants NOX | Thousand Tons | 4.2472e-06 | 0 | 0 | 0 | 0 | 0 | 0
CT Fac. Spec. - NOX Rate Winter v.4.10 Final, Unit 626 and retrofits | 225 | 7286 | Rate Constraint in lbs/MMBtu | FALSE | L | Annual | Allowances Purchased NOX | Thousand Tons | 0 | 0 | 0 | 0 | 0 | 0 | 0
CT Fac. Spec. - NOX Rate Winter v.4.10 Final, Unit 626 and retrofits | 225 | 7286 | Rate Constraint in lbs/MMBtu | FALSE | L | Annual | Allowances Sold NOX | Thousand Tons | 0 | 0 | 0 | 0 | 0 | 0 | 0
CT Fac. Spec. - NOX Rate Winter v.4.10 Final, Unit 626 and retrofits | 225 | 7286 | Rate Constraint in lbs/MMBtu | FALSE | L | Annual | Allowances Banked | Thousand Tons | 0 | 0 | 0 | 0 | 0 | 0 | 0
CT Fac. Spec. - NOX Rate Winter v.4.10 Final, Unit 626 and retrofits | 225 | 7286 | Rate Constraint in lbs/MMBtu | FALSE | L | Annual | Allowances Withdrawn (1:1) | Thousand Tons | 0 | 0 | 0 | 0 | 0 | 0 | 0
CT Fac. Spec. - NOX Rate Winter v.4.10 Final, Unit 626 and retrofits | 225 | 7286 | Rate Constraint in lbs/MMBtu | FALSE | L | Annual | Allowances Withdrawn (n:1) | Thousand Tons | 0 | 0 | 0 | 0 | 0 | 0 | 0
CT Fac. Spec. - NOX Rate Winter v.4.10 Final, Unit 626 and retrofits | 225 | 7286 | Rate Constraint in lbs/MMBtu | FALSE | L | Annual | Net Emissions Allowance Position | Thousand Tons | 4.2472e-06 | 0 | 0 | 0 | 0 | 0 | 0
CT Fac. Spec. - NOX Rate Winter v.4.10 Final, Unit 626 and retrofits | 225 | 7286 | Rate Constraint in lbs/MMBtu | FALSE | L | Annual | Fuel Consumed | TBtu | 0.00044059 | 0 | 0 | 0 | 0 | 0 | 0
CT Fac. Spec. - NOX Rate Winter v.4.10 Final, Unit 626 and retrofits | 225 | 7286 | Rate Constraint in lbs/MMBtu | FALSE | L | Annual | Rate | lb/MMBtu | 0.01928 | 0 | 0 | 0 | 0 | 0 | 0
CT Fac. Spec. - NOX Rate Winter v.4.10 Final, Unit 626 and retrofits | 225 | 7286 | Rate Constraint in lbs/MMBtu | FALSE | L | Annual | Generation | TWh | 4.1004e-05 | 0 | 0 | 0 | 0 | 0 | 0
CT Fac. Spec. - NOX Rate Winter v.4.10 Final, Unit 626 and retrofits | 225 | 7286 | Rate Constraint in lbs/MMBtu | FALSE | L | Annual | Qualifying Generation | TWh | 4.1004e-05 | 0 | 0 | 0 | 0 | 0 | 0
CT Fac. Spec. - NOX Rate Winter v.4.10 Final, Unit 626 and retrofits | 225 | 7286 | Rate Constraint in lbs/MMBtu | FALSE | L | Annual | Rate | lb/MWh | 0.20716 | 0 | 0 | 0 | 0 | 0 | 0
CT Fac. Spec. - NOX Rate Winter v.4.10 Final, Unit 626 and retrofits | 225 | 7286 | Rate Constraint in lbs/MMBtu | FALSE | L | Annual | Constraint Shadow Price | US2022$/Ton | 0 | 0 | 0 | 0 | 0 | 0 | 0
CT Fac. Spec. - NOX Rate Winter v.4.10 Final, Unit 627 and retrofits | 226 | 7286 | Rate Constraint in lbs/MMBtu | FALSE | L | Annual | Seasons Included | Seasons | Winter, Spring, Fall | Winter, Spring, Fall | Winter, Spring, Fall | Winter, Spring, Fall | Winter, Spring, Fall | Winter, Spring, Fall | Winter, Spring, Fall
CT Fac. Spec. - NOX Rate Winter v.4.10 Final, Unit 627 and retrofits | 226 | 7286 | Rate Constraint in lbs/MMBtu | FALSE | L | Annual | Standard NOX | lb/MMBtu | 0.15 | 0.15 | 0.15 | 0.15 | 0.15 | 0.15 | 0.15
CT Fac. Spec. - NOX Rate Winter v.4.10 Final, Unit 627 and retrofits | 226 | 7286 | Rate Constraint in lbs/MMBtu | FALSE | L | Annual | Emissions at Affected Plants NOX | Thousand Tons | 4.1129e-06 | 0 | 0 | 0 | 0 | 0 | 0
CT Fac. Spec. - NOX Rate Winter v.4.10 Final, Unit 627 and retrofits | 226 | 7286 | Rate Constraint in lbs/MMBtu | FALSE | L | Annual | Allowances Purchased NOX | Thousand Tons | 0 | 0 | 0 | 0 | 0 | 0 | 0
CT Fac. Spec. - NOX Rate Winter v.4.10 Final, Unit 627 and retrofits | 226 | 7286 | Rate Constraint in lbs/MMBtu | FALSE | L | Annual | Allowances Sold NOX | Thousand Tons | 0 | 0 | 0 | 0 | 0 | 0 | 0
CT Fac. Spec. - NOX Rate Winter v.4.10 Final, Unit 627 and retrofits | 226 | 7286 | Rate Constraint in lbs/MMBtu | FALSE | L | Annual | Allowances Banked | Thousand Tons | 0 | 0 | 0 | 0 | 0 | 0 | 0
CT Fac. Spec. - NOX Rate Winter v.4.10 Final, Unit 627 and retrofits | 226 | 7286 | Rate Constraint in lbs/MMBtu | FALSE | L | Annual | Allowances Withdrawn (1:1) | Thousand Tons | 0 | 0 | 0 | 0 | 0 | 0 | 0
CT Fac. Spec. - NOX Rate Winter v.4.10 Final, Unit 627 and retrofits | 226 | 7286 | Rate Constraint in lbs/MMBtu | FALSE | L | Annual | Allowances Withdrawn (n:1) | Thousand Tons | 0 | 0 | 0 | 0 | 0 | 0 | 0
CT Fac. Spec. - NOX Rate Winter v.4.10 Final, Unit 627 and retrofits | 226 | 7286 | Rate Constraint in lbs/MMBtu | FALSE | L | Annual | Net Emissions Allowance Position | Thousand Tons | 4.1129e-06 | 0 | 0 | 0 | 0 | 0 | 0
CT Fac. Spec. - NOX Rate Winter v.4.10 Final, Unit 627 and retrofits | 226 | 7286 | Rate Constraint in lbs/MMBtu | FALSE | L | Annual | Fuel Consumed | TBtu | 0.00044059 | 0 | 0 | 0 | 0 | 0 | 0
CT Fac. Spec. - NOX Rate Winter v.4.10 Final, Unit 627 and retrofits | 226 | 7286 | Rate Constraint in lbs/MMBtu | FALSE | L | Annual | Rate | lb/MMBtu | 0.01867 | 0 | 0 | 0 | 0 | 0 | 0
CT Fac. Spec. - NOX Rate Winter v.4.10 Final, Unit 627 and retrofits | 226 | 7286 | Rate Constraint in lbs/MMBtu | FALSE | L | Annual | Generation | TWh | 4.1004e-05 | 0 | 0 | 0 | 0 | 0 | 0
CT Fac. Spec. - NOX Rate Winter v.4.10 Final, Unit 627 and retrofits | 226 | 7286 | Rate Constraint in lbs/MMBtu | FALSE | L | Annual | Qualifying Generation | TWh | 4.1004e-05 | 0 | 0 | 0 | 0 | 0 | 0
CT Fac. Spec. - NOX Rate Winter v.4.10 Final, Unit 627 and retrofits | 226 | 7286 | Rate Constraint in lbs/MMBtu | FALSE | L | Annual | Rate | lb/MWh | 0.20061 | 0 | 0 | 0 | 0 | 0 | 0
CT Fac. Spec. - NOX Rate Winter v.4.10 Final, Unit 627 and retrofits | 226 | 7286 | Rate Constraint in lbs/MMBtu | FALSE | L | Annual | Constraint Shadow Price | US2022$/Ton | 0 | 0 | 0 | 0 | 0 | 0 | 0
CT Fac. Spec. - NOX Rate Winter v.4.10 Final, Unit 628 and retrofits | 227 | 7286 | Rate Constraint in lbs/MMBtu | FALSE | L | Annual | Seasons Included | Seasons | Winter, Spring, Fall | Winter, Spring, Fall | Winter, Spring, Fall | Winter, Spring, Fall | Winter, Spring, Fall | Winter, Spring, Fall | Winter, Spring, Fall
CT Fac. Spec. - NOX Rate Winter v.4.10 Final, Unit 628 and retrofits | 227 | 7286 | Rate Constraint in lbs/MMBtu | FALSE | L | Annual | Standard NOX | lb/MMBtu | 0.15 | 0.15 | 0.15 | 0.15 | 0.15 | 0.15 | 0.15
CT Fac. Spec. - NOX Rate Winter v.4.10 Final, Unit 628 and retrofits | 227 | 7286 | Rate Constraint in lbs/MMBtu | FALSE | L | Annual | Emissions at Affected Plants NOX | Thousand Tons | 0 | 0 | 0 | 0 | 0 | 0 | 0
CT Fac. Spec. - NOX Rate Winter v.4.10 Final, Unit 628 and retrofits | 227 | 7286 | Rate Constraint in lbs/MMBtu | FALSE | L | Annual | Allowances Purchased NOX | Thousand Tons | 0 | 0 | 0 | 0 | 0 | 0 | 0
CT Fac. Spec. - NOX Rate Winter v.4.10 Final, Unit 628 and retrofits | 227 | 7286 | Rate Constraint in lbs/MMBtu | FALSE | L | Annual | Allowances Sold NOX | Thousand Tons | 0 | 0 | 0 | 0 | 0 | 0 | 0
CT Fac. Spec. - NOX Rate Winter v.4.10 Final, Unit 628 and retrofits | 227 | 7286 | Rate Constraint in lbs/MMBtu | FALSE | L | Annual | Allowances Banked | Thousand Tons | 0 | 0 | 0 | 0 | 0 | 0 | 0
CT Fac. Spec. - NOX Rate Winter v.4.10 Final, Unit 628 and retrofits | 227 | 7286 | Rate Constraint in lbs/MMBtu | FALSE | L | Annual | Allowances Withdrawn (1:1) | Thousand Tons | 0 | 0 | 0 | 0 | 0 | 0 | 0
CT Fac. Spec. - NOX Rate Winter v.4.10 Final, Unit 628 and retrofits | 227 | 7286 | Rate Constraint in lbs/MMBtu | FALSE | L | Annual | Allowances Withdrawn (n:1) | Thousand Tons | 0 | 0 | 0 | 0 | 0 | 0 | 0
CT Fac. Spec. - NOX Rate Winter v.4.10 Final, Unit 628 and retrofits | 227 | 7286 | Rate Constraint in lbs/MMBtu | FALSE | L | Annual | Net Emissions Allowance Position | Thousand Tons | 0 | 0 | 0 | 0 | 0 | 0 | 0
CT Fac. Spec. - NOX Rate Winter v.4.10 Final, Unit 628 and retrofits | 227 | 7286 | Rate Constraint in lbs/MMBtu | FALSE | L | Annual | Fuel Consumed | TBtu | 0 | 0 | 0 | 0 | 0 | 0 | 0
CT Fac. Spec. - NOX Rate Winter v.4.10 Final, Unit 628 and retrofits | 227 | 7286 | Rate Constraint in lbs/MMBtu | FALSE | L | Annual | Rate | lb/MMBtu | 0 | 0 | 0 | 0 | 0 | 0 | 0
CT Fac. Spec. - NOX Rate Winter v.4.10 Final, Unit 628 and retrofits | 227 | 7286 | Rate Constraint in lbs/MMBtu | FALSE | L | Annual | Generation | TWh | 0 | 0 | 0 | 0 | 0 | 0 | 0
CT Fac. Spec. - NOX Rate Winter v.4.10 Final, Unit 628 and retrofits | 227 | 7286 | Rate Constraint in lbs/MMBtu | FALSE | L | Annual | Qualifying Generation | TWh | 0 | 0 | 0 | 0 | 0 | 0 | 0
CT Fac. Spec. - NOX Rate Winter v.4.10 Final, Unit 628 and retrofits | 227 | 7286 | Rate Constraint in lbs/MMBtu | FALSE | L | Annual | Rate | lb/MWh | 0 | 0 | 0 | 0 | 0 | 0 | 0
CT Fac. Spec. - NOX Rate Winter v.4.10 Final, Unit 628 and retrofits | 227 | 7286 | Rate Constraint in lbs/MMBtu | FALSE | L | Annual | Constraint Shadow Price | US2022$/Ton | 0 | 0 | 0 | 0 | 0 | 0 | 0
CT Fac. Spec. - NOX Rate Winter v.4.10 Final, Unit 629 and retrofits | 228 | 7286 | Rate Constraint in lbs/MMBtu | FALSE | L | Annual | Seasons Included | Seasons | Winter, Spring, Fall | Winter, Spring, Fall | Winter, Spring, Fall | Winter, Spring, Fall | Winter, Spring, Fall | Winter, Spring, Fall | Winter, Spring, Fall
CT Fac. Spec. - NOX Rate Winter v.4.10 Final, Unit 629 and retrofits | 228 | 7286 | Rate Constraint in lbs/MMBtu | FALSE | L | Annual | Standard NOX | lb/MMBtu | 0.15 | 0.15 | 0.15 | 0.15 | 0.15 | 0.15 | 0.15
CT Fac. Spec. - NOX Rate Winter v.4.10 Final, Unit 629 and retrofits | 228 | 7286 | Rate Constraint in lbs/MMBtu | FALSE | L | Annual | Emissions at Affected Plants NOX | Thousand Tons | 0 | 0 | 0 | 0 | 0 | 0 | 0
CT Fac. Spec. - NOX Rate Winter v.4.10 Final, Unit 629 and retrofits | 228 | 7286 | Rate Constraint in lbs/MMBtu | FALSE | L | Annual | Allowances Purchased NOX | Thousand Tons | 0 | 0 | 0 | 0 | 0 | 0 | 0
CT Fac. Spec. - NOX Rate Winter v.4.10 Final, Unit 629 and retrofits | 228 | 7286 | Rate Constraint in lbs/MMBtu | FALSE | L | Annual | Allowances Sold NOX | Thousand Tons | 0 | 0 | 0 | 0 | 0 | 0 | 0
CT Fac. Spec. - NOX Rate Winter v.4.10 Final, Unit 629 and retrofits | 228 | 7286 | Rate Constraint in lbs/MMBtu | FALSE | L | Annual | Allowances Banked | Thousand Tons | 0 | 0 | 0 | 0 | 0 | 0 | 0
CT Fac. Spec. - NOX Rate Winter v.4.10 Final, Unit 629 and retrofits | 228 | 7286 | Rate Constraint in lbs/MMBtu | FALSE | L | Annual | Allowances Withdrawn (1:1) | Thousand Tons | 0 | 0 | 0 | 0 | 0 | 0 | 0
CT Fac. Spec. - NOX Rate Winter v.4.10 Final, Unit 629 and retrofits | 228 | 7286 | Rate Constraint in lbs/MMBtu | FALSE | L | Annual | Allowances Withdrawn (n:1) | Thousand Tons | 0 | 0 | 0 | 0 | 0 | 0 | 0
CT Fac. Spec. - NOX Rate Winter v.4.10 Final, Unit 629 and retrofits | 228 | 7286 | Rate Constraint in lbs/MMBtu | FALSE | L | Annual | Net Emissions Allowance Position | Thousand Tons | 0 | 0 | 0 | 0 | 0 | 0 | 0
CT Fac. Spec. - NOX Rate Winter v.4.10 Final, Unit 629 and retrofits | 228 | 7286 | Rate Constraint in lbs/MMBtu | FALSE | L | Annual | Fuel Consumed | TBtu | 0 | 0 | 0 | 0 | 0 | 0 | 0
CT Fac. Spec. - NOX Rate Winter v.4.10 Final, Unit 629 and retrofits | 228 | 7286 | Rate Constraint in lbs/MMBtu | FALSE | L | Annual | Rate | lb/MMBtu | 0 | 0 | 0 | 0 | 0 | 0 | 0
CT Fac. Spec. - NOX Rate Winter v.4.10 Final, Unit 629 and retrofits | 228 | 7286 | Rate Constraint in lbs/MMBtu | FALSE | L | Annual | Generation | TWh | 0 | 0 | 0 | 0 | 0 | 0 | 0
CT Fac. Spec. - NOX Rate Winter v.4.10 Final, Unit 629 and retrofits | 228 | 7286 | Rate Constraint in lbs/MMBtu | FALSE | L | Annual | Qualifying Generation | TWh | 0 | 0 | 0 | 0 | 0 | 0 | 0
CT Fac. Spec. - NOX Rate Winter v.4.10 Final, Unit 629 and retrofits | 228 | 7286 | Rate Constraint in lbs/MMBtu | FALSE | L | Annual | Rate | lb/MWh | 0 | 0 | 0 | 0 | 0 | 0 | 0
CT Fac. Spec. - NOX Rate Winter v.4.10 Final, Unit 629 and retrofits | 228 | 7286 | Rate Constraint in lbs/MMBtu | FALSE | L | Annual | Constraint Shadow Price | US2022$/Ton | 0 | 0 | 0 | 0 | 0 | 0 | 0
CT Fac. Spec. - NOX Rate Winter v.4.10 Final, Unit 630 and retrofits | 229 | 7286 | Rate Constraint in lbs/MMBtu | FALSE | L | Annual | Seasons Included | Seasons | Winter, Spring, Fall | Winter, Spring, Fall | Winter, Spring, Fall | Winter, Spring, Fall | Winter, Spring, Fall | Winter, Spring, Fall | Winter, Spring, Fall
CT Fac. Spec. - NOX Rate Winter v.4.10 Final, Unit 630 and retrofits | 229 | 7286 | Rate Constraint in lbs/MMBtu | FALSE | L | Annual | Standard NOX | lb/MMBtu | 0.15 | 0.15 | 0.15 | 0.15 | 0.15 | 0.15 | 0.15
CT Fac. Spec. - NOX Rate Winter v.4.10 Final, Unit 630 and retrofits | 229 | 7286 | Rate Constraint in lbs/MMBtu | FALSE | L | Annual | Emissions at Affected Plants NOX | Thousand Tons | 0 | 0 | 0 | 0 | 0 | 0 | 0
CT Fac. Spec. - NOX Rate Winter v.4.10 Final, Unit 630 and retrofits | 229 | 7286 | Rate Constraint in lbs/MMBtu | FALSE | L | Annual | Allowances Purchased NOX | Thousand Tons | 0 | 0 | 0 | 0 | 0 | 0 | 0
CT Fac. Spec. - NOX Rate Winter v.4.10 Final, Unit 630 and retrofits | 229 | 7286 | Rate Constraint in lbs/MMBtu | FALSE | L | Annual | Allowances Sold NOX | Thousand Tons | 0 | 0 | 0 | 0 | 0 | 0 | 0
CT Fac. Spec. - NOX Rate Winter v.4.10 Final, Unit 630 and retrofits | 229 | 7286 | Rate Constraint in lbs/MMBtu | FALSE | L | Annual | Allowances Banked | Thousand Tons | 0 | 0 | 0 | 0 | 0 | 0 | 0
CT Fac. Spec. - NOX Rate Winter v.4.10 Final, Unit 630 and retrofits | 229 | 7286 | Rate Constraint in lbs/MMBtu | FALSE | L | Annual | Allowances Withdrawn (1:1) | Thousand Tons | 0 | 0 | 0 | 0 | 0 | 0 | 0
CT Fac. Spec. - NOX Rate Winter v.4.10 Final, Unit 630 and retrofits | 229 | 7286 | Rate Constraint in lbs/MMBtu | FALSE | L | Annual | Allowances Withdrawn (n:1) | Thousand Tons | 0 | 0 | 0 | 0 | 0 | 0 | 0
CT Fac. Spec. - NOX Rate Winter v.4.10 Final, Unit 630 and retrofits | 229 | 7286 | Rate Constraint in lbs/MMBtu | FALSE | L | Annual | Net Emissions Allowance Position | Thousand Tons | 0 | 0 | 0 | 0 | 0 | 0 | 0
CT Fac. Spec. - NOX Rate Winter v.4.10 Final, Unit 630 and retrofits | 229 | 7286 | Rate Constraint in lbs/MMBtu | FALSE | L | Annual | Fuel Consumed | TBtu | 0 | 0 | 0 | 0 | 0 | 0 | 0
CT Fac. Spec. - NOX Rate Winter v.4.10 Final, Unit 630 and retrofits | 229 | 7286 | Rate Constraint in lbs/MMBtu | FALSE | L | Annual | Rate | lb/MMBtu | 0 | 0 | 0 | 0 | 0 | 0 | 0
CT Fac. Spec. - NOX Rate Winter v.4.10 Final, Unit 630 and retrofits | 229 | 7286 | Rate Constraint in lbs/MMBtu | FALSE | L | Annual | Generation | TWh | 0 | 0 | 0 | 0 | 0 | 0 | 0
CT Fac. Spec. - NOX Rate Winter v.4.10 Final, Unit 630 and retrofits | 229 | 7286 | Rate Constraint in lbs/MMBtu | FALSE | L | Annual | Qualifying Generation | TWh | 0 | 0 | 0 | 0 | 0 | 0 | 0
CT Fac. Spec. - NOX Rate Winter v.4.10 Final, Unit 630 and retrofits | 229 | 7286 | Rate Constraint in lbs/MMBtu | FALSE | L | Annual | Rate | lb/MWh | 0 | 0 | 0 | 0 | 0 | 0 | 0
CT Fac. Spec. - NOX Rate Winter v.4.10 Final, Unit 630 and retrofits | 229 | 7286 | Rate Constraint in lbs/MMBtu | FALSE | L | Annual | Constraint Shadow Price | US2022$/Ton | 0 | 0 | 0 | 0 | 0 | 0 | 0
CT Fac. Spec. - NOX Rate Winter v.4.10 Final, Unit 631 and retrofits | 230 | 7286 | Rate Constraint in lbs/MMBtu | FALSE | L | Annual | Seasons Included | Seasons | Winter, Spring, Fall | Winter, Spring, Fall | Winter, Spring, Fall | Winter, Spring, Fall | Winter, Spring, Fall | Winter, Spring, Fall | Winter, Spring, Fall
CT Fac. Spec. - NOX Rate Winter v.4.10 Final, Unit 631 and retrofits | 230 | 7286 | Rate Constraint in lbs/MMBtu | FALSE | L | Annual | Standard NOX | lb/MMBtu | 0.15 | 0.15 | 0.15 | 0.15 | 0.15 | 0.15 | 0.15
CT Fac. Spec. - NOX Rate Winter v.4.10 Final, Unit 631 and retrofits | 230 | 7286 | Rate Constraint in lbs/MMBtu | FALSE | L | Annual | Emissions at Affected Plants NOX | Thousand Tons | 0 | 0 | 0 | 0 | 0 | 0 | 0
CT Fac. Spec. - NOX Rate Winter v.4.10 Final, Unit 631 and retrofits | 230 | 7286 | Rate Constraint in lbs/MMBtu | FALSE | L | Annual | Allowances Purchased NOX | Thousand Tons | 0 | 0 | 0 | 0 | 0 | 0 | 0
CT Fac. Spec. - NOX Rate Winter v.4.10 Final, Unit 631 and retrofits | 230 | 7286 | Rate Constraint in lbs/MMBtu | FALSE | L | Annual | Allowances Sold NOX | Thousand Tons | 0 | 0 | 0 | 0 | 0 | 0 | 0
CT Fac. Spec. - NOX Rate Winter v.4.10 Final, Unit 631 and retrofits | 230 | 7286 | Rate Constraint in lbs/MMBtu | FALSE | L | Annual | Allowances Banked | Thousand Tons | 0 | 0 | 0 | 0 | 0 | 0 | 0
CT Fac. Spec. - NOX Rate Winter v.4.10 Final, Unit 631 and retrofits | 230 | 7286 | Rate Constraint in lbs/MMBtu | FALSE | L | Annual | Allowances Withdrawn (1:1) | Thousand Tons | 0 | 0 | 0 | 0 | 0 | 0 | 0
CT Fac. Spec. - NOX Rate Winter v.4.10 Final, Unit 631 and retrofits | 230 | 7286 | Rate Constraint in lbs/MMBtu | FALSE | L | Annual | Allowances Withdrawn (n:1) | Thousand Tons | 0 | 0 | 0 | 0 | 0 | 0 | 0
CT Fac. Spec. - NOX Rate Winter v.4.10 Final, Unit 631 and retrofits | 230 | 7286 | Rate Constraint in lbs/MMBtu | FALSE | L | Annual | Net Emissions Allowance Position | Thousand Tons | 0 | 0 | 0 | 0 | 0 | 0 | 0
CT Fac. Spec. - NOX Rate Winter v.4.10 Final, Unit 631 and retrofits | 230 | 7286 | Rate Constraint in lbs/MMBtu | FALSE | L | Annual | Fuel Consumed | TBtu | 0 | 0 | 0 | 0 | 0 | 0 | 0
CT Fac. Spec. - NOX Rate Winter v.4.10 Final, Unit 631 and retrofits | 230 | 7286 | Rate Constraint in lbs/MMBtu | FALSE | L | Annual | Rate | lb/MMBtu | 0 | 0 | 0 | 0 | 0 | 0 | 0
CT Fac. Spec. - NOX Rate Winter v.4.10 Final, Unit 631 and retrofits | 230 | 7286 | Rate Constraint in lbs/MMBtu | FALSE | L | Annual | Generation | TWh | 0 | 0 | 0 | 0 | 0 | 0 | 0
CT Fac. Spec. - NOX Rate Winter v.4.10 Final, Unit 631 and retrofits | 230 | 7286 | Rate Constraint in lbs/MMBtu | FALSE | L | Annual | Qualifying Generation | TWh | 0 | 0 | 0 | 0 | 0 | 0 | 0
CT Fac. Spec. - NOX Rate Winter v.4.10 Final, Unit 631 and retrofits | 230 | 7286 | Rate Constraint in lbs/MMBtu | FALSE | L | Annual | Rate | lb/MWh | 0 | 0 | 0 | 0 | 0 | 0 | 0
CT Fac. Spec. - NOX Rate Winter v.4.10 Final, Unit 631 and retrofits | 230 | 7286 | Rate Constraint in lbs/MMBtu | FALSE | L | Annual | Constraint Shadow Price | US2022$/Ton | 0 | 0 | 0 | 0 | 0 | 0 | 0
CT Fac. Spec. - NOX Rate Winter v.4.10 Final, Unit 632 and retrofits | 231 | 7286 | Rate Constraint in lbs/MMBtu | FALSE | L | Annual | Seasons Included | Seasons | Winter, Spring, Fall | Winter, Spring, Fall | Winter, Spring, Fall | Winter, Spring, Fall | Winter, Spring, Fall | Winter, Spring, Fall | Winter, Spring, Fall
CT Fac. Spec. - NOX Rate Winter v.4.10 Final, Unit 632 and retrofits | 231 | 7286 | Rate Constraint in lbs/MMBtu | FALSE | L | Annual | Standard NOX | lb/MMBtu | 0.15 | 0.15 | 0.15 | 0.15 | 0.15 | 0.15 | 0.15
CT Fac. Spec. - NOX Rate Winter v.4.10 Final, Unit 632 and retrofits | 231 | 7286 | Rate Constraint in lbs/MMBtu | FALSE | L | Annual | Emissions at Affected Plants NOX | Thousand Tons | 0 | 0 | 0 | 0 | 0 | 0 | 0
CT Fac. Spec. - NOX Rate Winter v.4.10 Final, Unit 632 and retrofits | 231 | 7286 | Rate Constraint in lbs/MMBtu | FALSE | L | Annual | Allowances Purchased NOX | Thousand Tons | 0 | 0 | 0 | 0 | 0 | 0 | 0
CT Fac. Spec. - NOX Rate Winter v.4.10 Final, Unit 632 and retrofits | 231 | 7286 | Rate Constraint in lbs/MMBtu | FALSE | L | Annual | Allowances Sold NOX | Thousand Tons | 0 | 0 | 0 | 0 | 0 | 0 | 0
CT Fac. Spec. - NOX Rate Winter v.4.10 Final, Unit 632 and retrofits | 231 | 7286 | Rate Constraint in lbs/MMBtu | FALSE | L | Annual | Allowances Banked | Thousand Tons | 0 | 0 | 0 | 0 | 0 | 0 | 0
CT Fac. Spec. - NOX Rate Winter v.4.10 Final, Unit 632 and retrofits | 231 | 7286 | Rate Constraint in lbs/MMBtu | FALSE | L | Annual | Allowances Withdrawn (1:1) | Thousand Tons | 0 | 0 | 0 | 0 | 0 | 0 | 0
CT Fac. Spec. - NOX Rate Winter v.4.10 Final, Unit 632 and retrofits | 231 | 7286 | Rate Constraint in lbs/MMBtu | FALSE | L | Annual | Allowances Withdrawn (n:1) | Thousand Tons | 0 | 0 | 0 | 0 | 0 | 0 | 0
CT Fac. Spec. - NOX Rate Winter v.4.10 Final, Unit 632 and retrofits | 231 | 7286 | Rate Constraint in lbs/MMBtu | FALSE | L | Annual | Net Emissions Allowance Position | Thousand Tons | 0 | 0 | 0 | 0 | 0 | 0 | 0
CT Fac. Spec. - NOX Rate Winter v.4.10 Final, Unit 632 and retrofits | 231 | 7286 | Rate Constraint in lbs/MMBtu | FALSE | L | Annual | Fuel Consumed | TBtu | 0 | 0 | 0 | 0 | 0 | 0 | 0
CT Fac. Spec. - NOX Rate Winter v.4.10 Final, Unit 632 and retrofits | 231 | 7286 | Rate Constraint in lbs/MMBtu | FALSE | L | Annual | Rate | lb/MMBtu | 0 | 0 | 0 | 0 | 0 | 0 | 0
CT Fac. Spec. - NOX Rate Winter v.4.10 Final, Unit 632 and retrofits | 231 | 7286 | Rate Constraint in lbs/MMBtu | FALSE | L | Annual | Generation | TWh | 0 | 0 | 0 | 0 | 0 | 0 | 0
CT Fac. Spec. - NOX Rate Winter v.4.10 Final, Unit 632 and retrofits | 231 | 7286 | Rate Constraint in lbs/MMBtu | FALSE | L | Annual | Qualifying Generation | TWh | 0 | 0 | 0 | 0 | 0 | 0 | 0
CT Fac. Spec. - NOX Rate Winter v.4.10 Final, Unit 632 and retrofits | 231 | 7286 | Rate Constraint in lbs/MMBtu | FALSE | L | Annual | Rate | lb/MWh | 0 | 0 | 0 | 0 | 0 | 0 | 0
CT Fac. Spec. - NOX Rate Winter v.4.10 Final, Unit 632 and retrofits | 231 | 7286 | Rate Constraint in lbs/MMBtu | FALSE | L | Annual | Constraint Shadow Price | US2022$/Ton | 0 | 0 | 0 | 0 | 0 | 0 | 0
CT Fac. Spec. - NOX Rate Winter v.4.10 Final, Unit 636 and retrofits | 232 | 7286 | Rate Constraint in lbs/MMBtu | FALSE | L | Annual | Seasons Included | Seasons | Winter, Spring, Fall | Winter, Spring, Fall | Winter, Spring, Fall | Winter, Spring, Fall | Winter, Spring, Fall | Winter, Spring, Fall | Winter, Spring, Fall
CT Fac. Spec. - NOX Rate Winter v.4.10 Final, Unit 636 and retrofits | 232 | 7286 | Rate Constraint in lbs/MMBtu | FALSE | L | Annual | Standard NOX | lb/MMBtu | 0.15 | 0.15 | 0.15 | 0.15 | 0.15 | 0.15 | 0.15
CT Fac. Spec. - NOX Rate Winter v.4.10 Final, Unit 636 and retrofits | 232 | 7286 | Rate Constraint in lbs/MMBtu | FALSE | L | Annual | Emissions at Affected Plants NOX | Thousand Tons | 0 | 0 | 0 | 0 | 0 | 0 | 0
CT Fac. Spec. - NOX Rate Winter v.4.10 Final, Unit 636 and retrofits | 232 | 7286 | Rate Constraint in lbs/MMBtu | FALSE | L | Annual | Allowances Purchased NOX | Thousand Tons | 0 | 0 | 0 | 0 | 0 | 0 | 0
CT Fac. Spec. - NOX Rate Winter v.4.10 Final, Unit 636 and retrofits | 232 | 7286 | Rate Constraint in lbs/MMBtu | FALSE | L | Annual | Allowances Sold NOX | Thousand Tons | 0 | 0 | 0 | 0 | 0 | 0 | 0
CT Fac. Spec. - NOX Rate Winter v.4.10 Final, Unit 636 and retrofits | 232 | 7286 | Rate Constraint in lbs/MMBtu | FALSE | L | Annual | Allowances Banked | Thousand Tons | 0 | 0 | 0 | 0 | 0 | 0 | 0
CT Fac. Spec. - NOX Rate Winter v.4.10 Final, Unit 636 and retrofits | 232 | 7286 | Rate Constraint in lbs/MMBtu | FALSE | L | Annual | Allowances Withdrawn (1:1) | Thousand Tons | 0 | 0 | 0 | 0 | 0 | 0 | 0
CT Fac. Spec. - NOX Rate Winter v.4.10 Final, Unit 636 and retrofits | 232 | 7286 | Rate Constraint in lbs/MMBtu | FALSE | L | Annual | Allowances Withdrawn (n:1) | Thousand Tons | 0 | 0 | 0 | 0 | 0 | 0 | 0
CT Fac. Spec. - NOX Rate Winter v.4.10 Final, Unit 636 and retrofits | 232 | 7286 | Rate Constraint in lbs/MMBtu | FALSE | L | Annual | Net Emissions Allowance Position | Thousand Tons | 0 | 0 | 0 | 0 | 0 | 0 | 0
CT Fac. Spec. - NOX Rate Winter v.4.10 Final, Unit 636 and retrofits | 232 | 7286 | Rate Constraint in lbs/MMBtu | FALSE | L | Annual | Fuel Consumed | TBtu | 0 | 0 | 0 | 0 | 0 | 0 | 0
CT Fac. Spec. - NOX Rate Winter v.4.10 Final, Unit 636 and retrofits | 232 | 7286 | Rate Constraint in lbs/MMBtu | FALSE | L | Annual | Rate | lb/MMBtu | 0 | 0 | 0 | 0 | 0 | 0 | 0
CT Fac. Spec. - NOX Rate Winter v.4.10 Final, Unit 636 and retrofits | 232 | 7286 | Rate Constraint in lbs/MMBtu | FALSE | L | Annual | Generation | TWh | 0 | 0 | 0 | 0 | 0 | 0 | 0
CT Fac. Spec. - NOX Rate Winter v.4.10 Final, Unit 636 and retrofits | 232 | 7286 | Rate Constraint in lbs/MMBtu | FALSE | L | Annual | Qualifying Generation | TWh | 0 | 0 | 0 | 0 | 0 | 0 | 0
CT Fac. Spec. - NOX Rate Winter v.4.10 Final, Unit 636 and retrofits | 232 | 7286 | Rate Constraint in lbs/MMBtu | FALSE | L | Annual | Rate | lb/MWh | 0 | 0 | 0 | 0 | 0 | 0 | 0
CT Fac. Spec. - NOX Rate Winter v.4.10 Final, Unit 636 and retrofits | 232 | 7286 | Rate Constraint in lbs/MMBtu | FALSE | L | Annual | Constraint Shadow Price | US2022$/Ton | 0 | 0 | 0 | 0 | 0 | 0 | 0
CT Fac. Spec. - NOX Rate Winter v.4.10 Final, Unit 637 and retrofits | 233 | 7286 | Rate Constraint in lbs/MMBtu | FALSE | L | Annual | Seasons Included | Seasons | Winter, Spring, Fall | Winter, Spring, Fall | Winter, Spring, Fall | Winter, Spring, Fall | Winter, Spring, Fall | Winter, Spring, Fall | Winter, Spring, Fall
CT Fac. Spec. - NOX Rate Winter v.4.10 Final, Unit 637 and retrofits | 233 | 7286 | Rate Constraint in lbs/MMBtu | FALSE | L | Annual | Standard NOX | lb/MMBtu | 0.15 | 0.15 | 0.15 | 0.15 | 0.15 | 0.15 | 0.15
CT Fac. Spec. - NOX Rate Winter v.4.10 Final, Unit 637 and retrofits | 233 | 7286 | Rate Constraint in lbs/MMBtu | FALSE | L | Annual | Emissions at Affected Plants NOX | Thousand Tons | 0 | 0 | 0 | 0 | 0 | 0 | 0
CT Fac. Spec. - NOX Rate Winter v.4.10 Final, Unit 637 and retrofits | 233 | 7286 | Rate Constraint in lbs/MMBtu | FALSE | L | Annual | Allowances Purchased NOX | Thousand Tons | 0 | 0 | 0 | 0 | 0 | 0 | 0
CT Fac. Spec. - NOX Rate Winter v.4.10 Final, Unit 637 and retrofits | 233 | 7286 | Rate Constraint in lbs/MMBtu | FALSE | L | Annual | Allowances Sold NOX | Thousand Tons | 0 | 0 | 0 | 0 | 0 | 0 | 0
CT Fac. Spec. - NOX Rate Winter v.4.10 Final, Unit 637 and retrofits | 233 | 7286 | Rate Constraint in lbs/MMBtu | FALSE | L | Annual | Allowances Banked | Thousand Tons | 0 | 0 | 0 | 0 | 0 | 0 | 0
CT Fac. Spec. - NOX Rate Winter v.4.10 Final, Unit 637 and retrofits | 233 | 7286 | Rate Constraint in lbs/MMBtu | FALSE | L | Annual | Allowances Withdrawn (1:1) | Thousand Tons | 0 | 0 | 0 | 0 | 0 | 0 | 0
CT Fac. Spec. - NOX Rate Winter v.4.10 Final, Unit 637 and retrofits | 233 | 7286 | Rate Constraint in lbs/MMBtu | FALSE | L | Annual | Allowances Withdrawn (n:1) | Thousand Tons | 0 | 0 | 0 | 0 | 0 | 0 | 0
CT Fac. Spec. - NOX Rate Winter v.4.10 Final, Unit 637 and retrofits | 233 | 7286 | Rate Constraint in lbs/MMBtu | FALSE | L | Annual | Net Emissions Allowance Position | Thousand Tons | 0 | 0 | 0 | 0 | 0 | 0 | 0
CT Fac. Spec. - NOX Rate Winter v.4.10 Final, Unit 637 and retrofits | 233 | 7286 | Rate Constraint in lbs/MMBtu | FALSE | L | Annual | Fuel Consumed | TBtu | 0 | 0 | 0 | 0 | 0 | 0 | 0
CT Fac. Spec. - NOX Rate Winter v.4.10 Final, Unit 637 and retrofits | 233 | 7286 | Rate Constraint in lbs/MMBtu | FALSE | L | Annual | Rate | lb/MMBtu | 0 | 0 | 0 | 0 | 0 | 0 | 0
CT Fac. Spec. - NOX Rate Winter v.4.10 Final, Unit 637 and retrofits | 233 | 7286 | Rate Constraint in lbs/MMBtu | FALSE | L | Annual | Generation | TWh | 0 | 0 | 0 | 0 | 0 | 0 | 0
CT Fac. Spec. - NOX Rate Winter v.4.10 Final, Unit 637 and retrofits | 233 | 7286 | Rate Constraint in lbs/MMBtu | FALSE | L | Annual | Qualifying Generation | TWh | 0 | 0 | 0 | 0 | 0 | 0 | 0
CT Fac. Spec. - NOX Rate Winter v.4.10 Final, Unit 637 and retrofits | 233 | 7286 | Rate Constraint in lbs/MMBtu | FALSE | L | Annual | Rate | lb/MWh | 0 | 0 | 0 | 0 | 0 | 0 | 0
CT Fac. Spec. - NOX Rate Winter v.4.10 Final, Unit 637 and retrofits | 233 | 7286 | Rate Constraint in lbs/MMBtu | FALSE | L | Annual | Constraint Shadow Price | US2022$/Ton | 0 | 0 | 0 | 0 | 0 | 0 | 0
CT Fac. Spec. - NOX Rate Winter v.4.10 Final, Unit 638 and retrofits | 234 | 7286 | Rate Constraint in lbs/MMBtu | FALSE | L | Annual | Seasons Included | Seasons | Winter, Spring, Fall | Winter, Spring, Fall | Winter, Spring, Fall | Winter, Spring, Fall | Winter, Spring, Fall | Winter, Spring, Fall | Winter, Spring, Fall
CT Fac. Spec. - NOX Rate Winter v.4.10 Final, Unit 638 and retrofits | 234 | 7286 | Rate Constraint in lbs/MMBtu | FALSE | L | Annual | Standard NOX | lb/MMBtu | 0.15 | 0.15 | 0.15 | 0.15 | 0.15 | 0.15 | 0.15
CT Fac. Spec. - NOX Rate Winter v.4.10 Final, Unit 638 and retrofits | 234 | 7286 | Rate Constraint in lbs/MMBtu | FALSE | L | Annual | Emissions at Affected Plants NOX | Thousand Tons | 0 | 0 | 0 | 0 | 0 | 0 | 0
CT Fac. Spec. - NOX Rate Winter v.4.10 Final, Unit 638 and retrofits | 234 | 7286 | Rate Constraint in lbs/MMBtu | FALSE | L | Annual | Allowances Purchased NOX | Thousand Tons | 0 | 0 | 0 | 0 | 0 | 0 | 0
CT Fac. Spec. - NOX Rate Winter v.4.10 Final, Unit 638 and retrofits | 234 | 7286 | Rate Constraint in lbs/MMBtu | FALSE | L | Annual | Allowances Sold NOX | Thousand Tons | 0 | 0 | 0 | 0 | 0 | 0 | 0
CT Fac. Spec. - NOX Rate Winter v.4.10 Final, Unit 638 and retrofits | 234 | 7286 | Rate Constraint in lbs/MMBtu | FALSE | L | Annual | Allowances Banked | Thousand Tons | 0 | 0 | 0 | 0 | 0 | 0 | 0
CT Fac. Spec. - NOX Rate Winter v.4.10 Final, Unit 638 and retrofits | 234 | 7286 | Rate Constraint in lbs/MMBtu | FALSE | L | Annual | Allowances Withdrawn (1:1) | Thousand Tons | 0 | 0 | 0 | 0 | 0 | 0 | 0
CT Fac. Spec. - NOX Rate Winter v.4.10 Final, Unit 638 and retrofits | 234 | 7286 | Rate Constraint in lbs/MMBtu | FALSE | L | Annual | Allowances Withdrawn (n:1) | Thousand Tons | 0 | 0 | 0 | 0 | 0 | 0 | 0
CT Fac. Spec. - NOX Rate Winter v.4.10 Final, Unit 638 and retrofits | 234 | 7286 | Rate Constraint in lbs/MMBtu | FALSE | L | Annual | Net Emissions Allowance Position | Thousand Tons | 0 | 0 | 0 | 0 | 0 | 0 | 0
CT Fac. Spec. - NOX Rate Winter v.4.10 Final, Unit 638 and retrofits | 234 | 7286 | Rate Constraint in lbs/MMBtu | FALSE | L | Annual | Fuel Consumed | TBtu | 0 | 0 | 0 | 0 | 0 | 0 | 0
CT Fac. Spec. - NOX Rate Winter v.4.10 Final, Unit 638 and retrofits | 234 | 7286 | Rate Constraint in lbs/MMBtu | FALSE | L | Annual | Rate | lb/MMBtu | 0 | 0 | 0 | 0 | 0 | 0 | 0
CT Fac. Spec. - NOX Rate Winter v.4.10 Final, Unit 638 and retrofits | 234 | 7286 | Rate Constraint in lbs/MMBtu | FALSE | L | Annual | Generation | TWh | 0 | 0 | 0 | 0 | 0 | 0 | 0
CT Fac. Spec. - NOX Rate Winter v.4.10 Final, Unit 638 and retrofits | 234 | 7286 | Rate Constraint in lbs/MMBtu | FALSE | L | Annual | Qualifying Generation | TWh | 0 | 0 | 0 | 0 | 0 | 0 | 0
CT Fac. Spec. - NOX Rate Winter v.4.10 Final, Unit 638 and retrofits | 234 | 7286 | Rate Constraint in lbs/MMBtu | FALSE | L | Annual | Rate | lb/MWh | 0 | 0 | 0 | 0 | 0 | 0 | 0
CT Fac. Spec. - NOX Rate Winter v.4.10 Final, Unit 638 and retrofits | 234 | 7286 | Rate Constraint in lbs/MMBtu | FALSE | L | Annual | Constraint Shadow Price | US2022$/Ton | 0 | 0 | 0 | 0 | 0 | 0 | 0
CT Fac. Spec. - NOX Rate Winter v.4.10 Final, Unit 639 and retrofits | 235 | 7286 | Rate Constraint in lbs/MMBtu | FALSE | L | Annual | Seasons Included | Seasons | Winter, Spring, Fall | Winter, Spring, Fall | Winter, Spring, Fall | Winter, Spring, Fall | Winter, Spring, Fall | Winter, Spring, Fall | Winter, Spring, Fall
CT Fac. Spec. - NOX Rate Winter v.4.10 Final, Unit 639 and retrofits | 235 | 7286 | Rate Constraint in lbs/MMBtu | FALSE | L | Annual | Standard NOX | lb/MMBtu | 0.15 | 0.15 | 0.15 | 0.15 | 0.15 | 0.15 | 0.15
CT Fac. Spec. - NOX Rate Winter v.4.10 Final, Unit 639 and retrofits | 235 | 7286 | Rate Constraint in lbs/MMBtu | FALSE | L | Annual | Emissions at Affected Plants NOX | Thousand Tons | 0 | 0 | 0 | 0 | 0 | 0 | 0
CT Fac. Spec. - NOX Rate Winter v.4.10 Final, Unit 639 and retrofits | 235 | 7286 | Rate Constraint in lbs/MMBtu | FALSE | L | Annual | Allowances Purchased NOX | Thousand Tons | 0 | 0 | 0 | 0 | 0 | 0 | 0
CT Fac. Spec. - NOX Rate Winter v.4.10 Final, Unit 639 and retrofits | 235 | 7286 | Rate Constraint in lbs/MMBtu | FALSE | L | Annual | Allowances Sold NOX | Thousand Tons | 0 | 0 | 0 | 0 | 0 | 0 | 0
CT Fac. Spec. - NOX Rate Winter v.4.10 Final, Unit 639 and retrofits | 235 | 7286 | Rate Constraint in lbs/MMBtu | FALSE | L | Annual | Allowances Banked | Thousand Tons | 0 | 0 | 0 | 0 | 0 | 0 | 0
CT Fac. Spec. - NOX Rate Winter v.4.10 Final, Unit 639 and retrofits | 235 | 7286 | Rate Constraint in lbs/MMBtu | FALSE | L | Annual | Allowances Withdrawn (1:1) | Thousand Tons | 0 | 0 | 0 | 0 | 0 | 0 | 0
CT Fac. Spec. - NOX Rate Winter v.4.10 Final, Unit 639 and retrofits | 235 | 7286 | Rate Constraint in lbs/MMBtu | FALSE | L | Annual | Allowances Withdrawn (n:1) | Thousand Tons | 0 | 0 | 0 | 0 | 0 | 0 | 0
CT Fac. Spec. - NOX Rate Winter v.4.10 Final, Unit 639 and retrofits | 235 | 7286 | Rate Constraint in lbs/MMBtu | FALSE | L | Annual | Net Emissions Allowance Position | Thousand Tons | 0 | 0 | 0 | 0 | 0 | 0 | 0
CT Fac. Spec. - NOX Rate Winter v.4.10 Final, Unit 639 and retrofits | 235 | 7286 | Rate Constraint in lbs/MMBtu | FALSE | L | Annual | Fuel Consumed | TBtu | 0 | 0 | 0 | 0 | 0 | 0 | 0
CT Fac. Spec. - NOX Rate Winter v.4.10 Final, Unit 639 and retrofits | 235 | 7286 | Rate Constraint in lbs/MMBtu | FALSE | L | Annual | Rate | lb/MMBtu | 0 | 0 | 0 | 0 | 0 | 0 | 0
CT Fac. Spec. - NOX Rate Winter v.4.10 Final, Unit 639 and retrofits | 235 | 7286 | Rate Constraint in lbs/MMBtu | FALSE | L | Annual | Generation | TWh | 0 | 0 | 0 | 0 | 0 | 0 | 0
CT Fac. Spec. - NOX Rate Winter v.4.10 Final, Unit 639 and retrofits | 235 | 7286 | Rate Constraint in lbs/MMBtu | FALSE | L | Annual | Qualifying Generation | TWh | 0 | 0 | 0 | 0 | 0 | 0 | 0
CT Fac. Spec. - NOX Rate Winter v.4.10 Final, Unit 639 and retrofits | 235 | 7286 | Rate Constraint in lbs/MMBtu | FALSE | L | Annual | Rate | lb/MWh | 0 | 0 | 0 | 0 | 0 | 0 | 0
CT Fac. Spec. - NOX Rate Winter v.4.10 Final, Unit 639 and retrofits | 235 | 7286 | Rate Constraint in lbs/MMBtu | FALSE | L | Annual | Constraint Shadow Price | US2022$/Ton | 0 | 0 | 0 | 0 | 0 | 0 | 0
CT Fac. Spec. - NOX Rate Winter v.4.10 Final, Unit 640 and retrofits | 236 | 7286 | Rate Constraint in lbs/MMBtu | FALSE | L | Annual | Seasons Included | Seasons | Winter, Spring, Fall | Winter, Spring, Fall | Winter, Spring, Fall | Winter, Spring, Fall | Winter, Spring, Fall | Winter, Spring, Fall | Winter, Spring, Fall
CT Fac. Spec. - NOX Rate Winter v.4.10 Final, Unit 640 and retrofits | 236 | 7286 | Rate Constraint in lbs/MMBtu | FALSE | L | Annual | Standard NOX | lb/MMBtu | 0.15 | 0.15 | 0.15 | 0.15 | 0.15 | 0.15 | 0.15
CT Fac. Spec. - NOX Rate Winter v.4.10 Final, Unit 640 and retrofits | 236 | 7286 | Rate Constraint in lbs/MMBtu | FALSE | L | Annual | Emissions at Affected Plants NOX | Thousand Tons | 0 | 0 | 0 | 0 | 0 | 0 | 0
CT Fac. Spec. - NOX Rate Winter v.4.10 Final, Unit 640 and retrofits | 236 | 7286 | Rate Constraint in lbs/MMBtu | FALSE | L | Annual | Allowances Purchased NOX | Thousand Tons | 0 | 0 | 0 | 0 | 0 | 0 | 0
CT Fac. Spec. - NOX Rate Winter v.4.10 Final, Unit 640 and retrofits | 236 | 7286 | Rate Constraint in lbs/MMBtu | FALSE | L | Annual | Allowances Sold NOX | Thousand Tons | 0 | 0 | 0 | 0 | 0 | 0 | 0
CT Fac. Spec. - NOX Rate Winter v.4.10 Final, Unit 640 and retrofits | 236 | 7286 | Rate Constraint in lbs/MMBtu | FALSE | L | Annual | Allowances Banked | Thousand Tons | 0 | 0 | 0 | 0 | 0 | 0 | 0
CT Fac. Spec. - NOX Rate Winter v.4.10 Final, Unit 640 and retrofits | 236 | 7286 | Rate Constraint in lbs/MMBtu | FALSE | L | Annual | Allowances Withdrawn (1:1) | Thousand Tons | 0 | 0 | 0 | 0 | 0 | 0 | 0
CT Fac. Spec. - NOX Rate Winter v.4.10 Final, Unit 640 and retrofits | 236 | 7286 | Rate Constraint in lbs/MMBtu | FALSE | L | Annual | Allowances Withdrawn (n:1) | Thousand Tons | 0 | 0 | 0 | 0 | 0 | 0 | 0
CT Fac. Spec. - NOX Rate Winter v.4.10 Final, Unit 640 and retrofits | 236 | 7286 | Rate Constraint in lbs/MMBtu | FALSE | L | Annual | Net Emissions Allowance Position | Thousand Tons | 0 | 0 | 0 | 0 | 0 | 0 | 0
CT Fac. Spec. - NOX Rate Winter v.4.10 Final, Unit 640 and retrofits | 236 | 7286 | Rate Constraint in lbs/MMBtu | FALSE | L | Annual | Fuel Consumed | TBtu | 0 | 0 | 0 | 0 | 0 | 0 | 0
CT Fac. Spec. - NOX Rate Winter v.4.10 Final, Unit 640 and retrofits | 236 | 7286 | Rate Constraint in lbs/MMBtu | FALSE | L | Annual | Rate | lb/MMBtu | 0 | 0 | 0 | 0 | 0 | 0 | 0
CT Fac. Spec. - NOX Rate Winter v.4.10 Final, Unit 640 and retrofits | 236 | 7286 | Rate Constraint in lbs/MMBtu | FALSE | L | Annual | Generation | TWh | 0 | 0 | 0 | 0 | 0 | 0 | 0
CT Fac. Spec. - NOX Rate Winter v.4.10 Final, Unit 640 and retrofits | 236 | 7286 | Rate Constraint in lbs/MMBtu | FALSE | L | Annual | Qualifying Generation | TWh | 0 | 0 | 0 | 0 | 0 | 0 | 0
CT Fac. Spec. - NOX Rate Winter v.4.10 Final, Unit 640 and retrofits | 236 | 7286 | Rate Constraint in lbs/MMBtu | FALSE | L | Annual | Rate | lb/MWh | 0 | 0 | 0 | 0 | 0 | 0 | 0
CT Fac. Spec. - NOX Rate Winter v.4.10 Final, Unit 640 and retrofits | 236 | 7286 | Rate Constraint in lbs/MMBtu | FALSE | L | Annual | Constraint Shadow Price | US2022$/Ton | 0 | 0 | 0 | 0 | 0 | 0 | 0
CT Fac. Spec. - NOX Rate Winter v.4.10 Final, Unit 641 and retrofits | 237 | 7286 | Rate Constraint in lbs/MMBtu | FALSE | L | Annual | Seasons Included | Seasons | Winter, Spring, Fall | Winter, Spring, Fall | Winter, Spring, Fall | Winter, Spring, Fall | Winter, Spring, Fall | Winter, Spring, Fall | Winter, Spring, Fall
CT Fac. Spec. - NOX Rate Winter v.4.10 Final, Unit 641 and retrofits | 237 | 7286 | Rate Constraint in lbs/MMBtu | FALSE | L | Annual | Standard NOX | lb/MMBtu | 0.15 | 0.15 | 0.15 | 0.15 | 0.15 | 0.15 | 0.15
CT Fac. Spec. - NOX Rate Winter v.4.10 Final, Unit 641 and retrofits | 237 | 7286 | Rate Constraint in lbs/MMBtu | FALSE | L | Annual | Emissions at Affected Plants NOX | Thousand Tons | 0 | 0 | 0 | 0 | 0 | 0 | 0
CT Fac. Spec. - NOX Rate Winter v.4.10 Final, Unit 641 and retrofits | 237 | 7286 | Rate Constraint in lbs/MMBtu | FALSE | L | Annual | Allowances Purchased NOX | Thousand Tons | 0 | 0 | 0 | 0 | 0 | 0 | 0
CT Fac. Spec. - NOX Rate Winter v.4.10 Final, Unit 641 and retrofits | 237 | 7286 | Rate Constraint in lbs/MMBtu | FALSE | L | Annual | Allowances Sold NOX | Thousand Tons | 0 | 0 | 0 | 0 | 0 | 0 | 0
CT Fac. Spec. - NOX Rate Winter v.4.10 Final, Unit 641 and retrofits | 237 | 7286 | Rate Constraint in lbs/MMBtu | FALSE | L | Annual | Allowances Banked | Thousand Tons | 0 | 0 | 0 | 0 | 0 | 0 | 0
CT Fac. Spec. - NOX Rate Winter v.4.10 Final, Unit 641 and retrofits | 237 | 7286 | Rate Constraint in lbs/MMBtu | FALSE | L | Annual | Allowances Withdrawn (1:1) | Thousand Tons | 0 | 0 | 0 | 0 | 0 | 0 | 0
CT Fac. Spec. - NOX Rate Winter v.4.10 Final, Unit 641 and retrofits | 237 | 7286 | Rate Constraint in lbs/MMBtu | FALSE | L | Annual | Allowances Withdrawn (n:1) | Thousand Tons | 0 | 0 | 0 | 0 | 0 | 0 | 0
CT Fac. Spec. - NOX Rate Winter v.4.10 Final, Unit 641 and retrofits | 237 | 7286 | Rate Constraint in lbs/MMBtu | FALSE | L | Annual | Net Emissions Allowance Position | Thousand Tons | 0 | 0 | 0 | 0 | 0 | 0 | 0
CT Fac. Spec. - NOX Rate Winter v.4.10 Final, Unit 641 and retrofits | 237 | 7286 | Rate Constraint in lbs/MMBtu | FALSE | L | Annual | Fuel Consumed | TBtu | 0 | 0 | 0 | 0 | 0 | 0 | 0
CT Fac. Spec. - NOX Rate Winter v.4.10 Final, Unit 641 and retrofits | 237 | 7286 | Rate Constraint in lbs/MMBtu | FALSE | L | Annual | Rate | lb/MMBtu | 0 | 0 | 0 | 0 | 0 | 0 | 0
CT Fac. Spec. - NOX Rate Winter v.4.10 Final, Unit 641 and retrofits | 237 | 7286 | Rate Constraint in lbs/MMBtu | FALSE | L | Annual | Generation | TWh | 0 | 0 | 0 | 0 | 0 | 0 | 0
CT Fac. Spec. - NOX Rate Winter v.4.10 Final, Unit 641 and retrofits | 237 | 7286 | Rate Constraint in lbs/MMBtu | FALSE | L | Annual | Qualifying Generation | TWh | 0 | 0 | 0 | 0 | 0 | 0 | 0
CT Fac. Spec. - NOX Rate Winter v.4.10 Final, Unit 641 and retrofits | 237 | 7286 | Rate Constraint in lbs/MMBtu | FALSE | L | Annual | Rate | lb/MWh | 0 | 0 | 0 | 0 | 0 | 0 | 0
CT Fac. Spec. - NOX Rate Winter v.4.10 Final, Unit 641 and retrofits | 237 | 7286 | Rate Constraint in lbs/MMBtu | FALSE | L | Annual | Constraint Shadow Price | US2022$/Ton | 0 | 0 | 0 | 0 | 0 | 0 | 0
CT Fac. Spec. - NOX Rate Winter v.4.10 Final, Unit 642 and retrofits | 238 | 7286 | Rate Constraint in lbs/MMBtu | FALSE | L | Annual | Seasons Included | Seasons | Winter, Spring, Fall | Winter, Spring, Fall | Winter, Spring, Fall | Winter, Spring, Fall | Winter, Spring, Fall | Winter, Spring, Fall | Winter, Spring, Fall
CT Fac. Spec. - NOX Rate Winter v.4.10 Final, Unit 642 and retrofits | 238 | 7286 | Rate Constraint in lbs/MMBtu | FALSE | L | Annual | Standard NOX | lb/MMBtu | 0.15 | 0.15 | 0.15 | 0.15 | 0.15 | 0.15 | 0.15
CT Fac. Spec. - NOX Rate Winter v.4.10 Final, Unit 642 and retrofits | 238 | 7286 | Rate Constraint in lbs/MMBtu | FALSE | L | Annual | Emissions at Affected Plants NOX | Thousand Tons | 0 | 0 | 0 | 0 | 0 | 0 | 0
CT Fac. Spec. - NOX Rate Winter v.4.10 Final, Unit 642 and retrofits | 238 | 7286 | Rate Constraint in lbs/MMBtu | FALSE | L | Annual | Allowances Purchased NOX | Thousand Tons | 0 | 0 | 0 | 0 | 0 | 0 | 0
CT Fac. Spec. - NOX Rate Winter v.4.10 Final, Unit 642 and retrofits | 238 | 7286 | Rate Constraint in lbs/MMBtu | FALSE | L | Annual | Allowances Sold NOX | Thousand Tons | 0 | 0 | 0 | 0 | 0 | 0 | 0
CT Fac. Spec. - NOX Rate Winter v.4.10 Final, Unit 642 and retrofits | 238 | 7286 | Rate Constraint in lbs/MMBtu | FALSE | L | Annual | Allowances Banked | Thousand Tons | 0 | 0 | 0 | 0 | 0 | 0 | 0
CT Fac. Spec. - NOX Rate Winter v.4.10 Final, Unit 642 and retrofits | 238 | 7286 | Rate Constraint in lbs/MMBtu | FALSE | L | Annual | Allowances Withdrawn (1:1) | Thousand Tons | 0 | 0 | 0 | 0 | 0 | 0 | 0
CT Fac. Spec. - NOX Rate Winter v.4.10 Final, Unit 642 and retrofits | 238 | 7286 | Rate Constraint in lbs/MMBtu | FALSE | L | Annual | Allowances Withdrawn (n:1) | Thousand Tons | 0 | 0 | 0 | 0 | 0 | 0 | 0
CT Fac. Spec. - NOX Rate Winter v.4.10 Final, Unit 642 and retrofits | 238 | 7286 | Rate Constraint in lbs/MMBtu | FALSE | L | Annual | Net Emissions Allowance Position | Thousand Tons | 0 | 0 | 0 | 0 | 0 | 0 | 0
CT Fac. Spec. - NOX Rate Winter v.4.10 Final, Unit 642 and retrofits | 238 | 7286 | Rate Constraint in lbs/MMBtu | FALSE | L | Annual | Fuel Consumed | TBtu | 0 | 0 | 0 | 0 | 0 | 0 | 0
CT Fac. Spec. - NOX Rate Winter v.4.10 Final, Unit 642 and retrofits | 238 | 7286 | Rate Constraint in lbs/MMBtu | FALSE | L | Annual | Rate | lb/MMBtu | 0 | 0 | 0 | 0 | 0 | 0 | 0
CT Fac. Spec. - NOX Rate Winter v.4.10 Final, Unit 642 and retrofits | 238 | 7286 | Rate Constraint in lbs/MMBtu | FALSE | L | Annual | Generation | TWh | 0 | 0 | 0 | 0 | 0 | 0 | 0
CT Fac. Spec. - NOX Rate Winter v.4.10 Final, Unit 642 and retrofits | 238 | 7286 | Rate Constraint in lbs/MMBtu | FALSE | L | Annual | Qualifying Generation | TWh | 0 | 0 | 0 | 0 | 0 | 0 | 0
CT Fac. Spec. - NOX Rate Winter v.4.10 Final, Unit 642 and retrofits | 238 | 7286 | Rate Constraint in lbs/MMBtu | FALSE | L | Annual | Rate | lb/MWh | 0 | 0 | 0 | 0 | 0 | 0 | 0
CT Fac. Spec. - NOX Rate Winter v.4.10 Final, Unit 642 and retrofits | 238 | 7286 | Rate Constraint in lbs/MMBtu | FALSE | L | Annual | Constraint Shadow Price | US2022$/Ton | 0 | 0 | 0 | 0 | 0 | 0 | 0
CT Fac. Spec. - NOX Rate Winter v.4.10 Final, Unit 643 and retrofits | 239 | 7286 | Rate Constraint in lbs/MMBtu | FALSE | L | Annual | Seasons Included | Seasons | Winter, Spring, Fall | Winter, Spring, Fall | Winter, Spring, Fall | Winter, Spring, Fall | Winter, Spring, Fall | Winter, Spring, Fall | Winter, Spring, Fall
CT Fac. Spec. - NOX Rate Winter v.4.10 Final, Unit 643 and retrofits | 239 | 7286 | Rate Constraint in lbs/MMBtu | FALSE | L | Annual | Standard NOX | lb/MMBtu | 0.15 | 0.15 | 0.15 | 0.15 | 0.15 | 0.15 | 0.15
CT Fac. Spec. - NOX Rate Winter v.4.10 Final, Unit 643 and retrofits | 239 | 7286 | Rate Constraint in lbs/MMBtu | FALSE | L | Annual | Emissions at Affected Plants NOX | Thousand Tons | 0 | 0 | 0 | 0 | 0 | 0 | 0
CT Fac. Spec. - NOX Rate Winter v.4.10 Final, Unit 643 and retrofits | 239 | 7286 | Rate Constraint in lbs/MMBtu | FALSE | L | Annual | Allowances Purchased NOX | Thousand Tons | 0 | 0 | 0 | 0 | 0 | 0 | 0
CT Fac. Spec. - NOX Rate Winter v.4.10 Final, Unit 643 and retrofits | 239 | 7286 | Rate Constraint in lbs/MMBtu | FALSE | L | Annual | Allowances Sold NOX | Thousand Tons | 0 | 0 | 0 | 0 | 0 | 0 | 0
CT Fac. Spec. - NOX Rate Winter v.4.10 Final, Unit 643 and retrofits | 239 | 7286 | Rate Constraint in lbs/MMBtu | FALSE | L | Annual | Allowances Banked | Thousand Tons | 0 | 0 | 0 | 0 | 0 | 0 | 0
CT Fac. Spec. - NOX Rate Winter v.4.10 Final, Unit 643 and retrofits | 239 | 7286 | Rate Constraint in lbs/MMBtu | FALSE | L | Annual | Allowances Withdrawn (1:1) | Thousand Tons | 0 | 0 | 0 | 0 | 0 | 0 | 0
CT Fac. Spec. - NOX Rate Winter v.4.10 Final, Unit 643 and retrofits | 239 | 7286 | Rate Constraint in lbs/MMBtu | FALSE | L | Annual | Allowances Withdrawn (n:1) | Thousand Tons | 0 | 0 | 0 | 0 | 0 | 0 | 0
CT Fac. Spec. - NOX Rate Winter v.4.10 Final, Unit 643 and retrofits | 239 | 7286 | Rate Constraint in lbs/MMBtu | FALSE | L | Annual | Net Emissions Allowance Position | Thousand Tons | 0 | 0 | 0 | 0 | 0 | 0 | 0
CT Fac. Spec. - NOX Rate Winter v.4.10 Final, Unit 643 and retrofits | 239 | 7286 | Rate Constraint in lbs/MMBtu | FALSE | L | Annual | Fuel Consumed | TBtu | 0 | 0 | 0 | 0 | 0 | 0 | 0
CT Fac. Spec. - NOX Rate Winter v.4.10 Final, Unit 643 and retrofits | 239 | 7286 | Rate Constraint in lbs/MMBtu | FALSE | L | Annual | Rate | lb/MMBtu | 0 | 0 | 0 | 0 | 0 | 0 | 0
CT Fac. Spec. - NOX Rate Winter v.4.10 Final, Unit 643 and retrofits | 239 | 7286 | Rate Constraint in lbs/MMBtu | FALSE | L | Annual | Generation | TWh | 0 | 0 | 0 | 0 | 0 | 0 | 0
CT Fac. Spec. - NOX Rate Winter v.4.10 Final, Unit 643 and retrofits | 239 | 7286 | Rate Constraint in lbs/MMBtu | FALSE | L | Annual | Qualifying Generation | TWh | 0 | 0 | 0 | 0 | 0 | 0 | 0
CT Fac. Spec. - NOX Rate Winter v.4.10 Final, Unit 643 and retrofits | 239 | 7286 | Rate Constraint in lbs/MMBtu | FALSE | L | Annual | Rate | lb/MWh | 0 | 0 | 0 | 0 | 0 | 0 | 0
CT Fac. Spec. - NOX Rate Winter v.4.10 Final, Unit 643 and retrofits | 239 | 7286 | Rate Constraint in lbs/MMBtu | FALSE | L | Annual | Constraint Shadow Price | US2022$/Ton | 0 | 0 | 0 | 0 | 0 | 0 | 0
CT Fac. Spec. - NOX Rate Winter v.4.10 Final, Unit 644 and retrofits | 240 | 7286 | Rate Constraint in lbs/MMBtu | FALSE | L | Annual | Seasons Included | Seasons | Winter, Spring, Fall | Winter, Spring, Fall | Winter, Spring, Fall | Winter, Spring, Fall | Winter, Spring, Fall | Winter, Spring, Fall | Winter, Spring, Fall
CT Fac. Spec. - NOX Rate Winter v.4.10 Final, Unit 644 and retrofits | 240 | 7286 | Rate Constraint in lbs/MMBtu | FALSE | L | Annual | Standard NOX | lb/MMBtu | 0.15 | 0.15 | 0.15 | 0.15 | 0.15 | 0.15 | 0.15
CT Fac. Spec. - NOX Rate Winter v.4.10 Final, Unit 644 and retrofits | 240 | 7286 | Rate Constraint in lbs/MMBtu | FALSE | L | Annual | Emissions at Affected Plants NOX | Thousand Tons | 0 | 0 | 0 | 0 | 0 | 0 | 0
CT Fac. Spec. - NOX Rate Winter v.4.10 Final, Unit 644 and retrofits | 240 | 7286 | Rate Constraint in lbs/MMBtu | FALSE | L | Annual | Allowances Purchased NOX | Thousand Tons | 0 | 0 | 0 | 0 | 0 | 0 | 0
CT Fac. Spec. - NOX Rate Winter v.4.10 Final, Unit 644 and retrofits | 240 | 7286 | Rate Constraint in lbs/MMBtu | FALSE | L | Annual | Allowances Sold NOX | Thousand Tons | 0 | 0 | 0 | 0 | 0 | 0 | 0
CT Fac. Spec. - NOX Rate Winter v.4.10 Final, Unit 644 and retrofits | 240 | 7286 | Rate Constraint in lbs/MMBtu | FALSE | L | Annual | Allowances Banked | Thousand Tons | 0 | 0 | 0 | 0 | 0 | 0 | 0
CT Fac. Spec. - NOX Rate Winter v.4.10 Final, Unit 644 and retrofits | 240 | 7286 | Rate Constraint in lbs/MMBtu | FALSE | L | Annual | Allowances Withdrawn (1:1) | Thousand Tons | 0 | 0 | 0 | 0 | 0 | 0 | 0
CT Fac. Spec. - NOX Rate Winter v.4.10 Final, Unit 644 and retrofits | 240 | 7286 | Rate Constraint in lbs/MMBtu | FALSE | L | Annual | Allowances Withdrawn (n:1) | Thousand Tons | 0 | 0 | 0 | 0 | 0 | 0 | 0
CT Fac. Spec. - NOX Rate Winter v.4.10 Final, Unit 644 and retrofits | 240 | 7286 | Rate Constraint in lbs/MMBtu | FALSE | L | Annual | Net Emissions Allowance Position | Thousand Tons | 0 | 0 | 0 | 0 | 0 | 0 | 0
CT Fac. Spec. - NOX Rate Winter v.4.10 Final, Unit 644 and retrofits | 240 | 7286 | Rate Constraint in lbs/MMBtu | FALSE | L | Annual | Fuel Consumed | TBtu | 0 | 0 | 0 | 0 | 0 | 0 | 0
CT Fac. Spec. - NOX Rate Winter v.4.10 Final, Unit 644 and retrofits | 240 | 7286 | Rate Constraint in lbs/MMBtu | FALSE | L | Annual | Rate | lb/MMBtu | 0 | 0 | 0 | 0 | 0 | 0 | 0
CT Fac. Spec. - NOX Rate Winter v.4.10 Final, Unit 644 and retrofits | 240 | 7286 | Rate Constraint in lbs/MMBtu | FALSE | L | Annual | Generation | TWh | 0 | 0 | 0 | 0 | 0 | 0 | 0
CT Fac. Spec. - NOX Rate Winter v.4.10 Final, Unit 644 and retrofits | 240 | 7286 | Rate Constraint in lbs/MMBtu | FALSE | L | Annual | Qualifying Generation | TWh | 0 | 0 | 0 | 0 | 0 | 0 | 0
CT Fac. Spec. - NOX Rate Winter v.4.10 Final, Unit 644 and retrofits | 240 | 7286 | Rate Constraint in lbs/MMBtu | FALSE | L | Annual | Rate | lb/MWh | 0 | 0 | 0 | 0 | 0 | 0 | 0
CT Fac. Spec. - NOX Rate Winter v.4.10 Final, Unit 644 and retrofits | 240 | 7286 | Rate Constraint in lbs/MMBtu | FALSE | L | Annual | Constraint Shadow Price | US2022$/Ton | 0 | 0 | 0 | 0 | 0 | 0 | 0
CT Fac. Spec. - NOX Rate Winter v.4.10 Final, Unit 645 and retrofits | 241 | 7286 | Rate Constraint in lbs/MMBtu | FALSE | L | Annual | Seasons Included | Seasons | Winter, Spring, Fall | Winter, Spring, Fall | Winter, Spring, Fall | Winter, Spring, Fall | Winter, Spring, Fall | Winter, Spring, Fall | Winter, Spring, Fall
CT Fac. Spec. - NOX Rate Winter v.4.10 Final, Unit 645 and retrofits | 241 | 7286 | Rate Constraint in lbs/MMBtu | FALSE | L | Annual | Standard NOX | lb/MMBtu | 0.15 | 0.15 | 0.15 | 0.15 | 0.15 | 0.15 | 0.15
CT Fac. Spec. - NOX Rate Winter v.4.10 Final, Unit 645 and retrofits | 241 | 7286 | Rate Constraint in lbs/MMBtu | FALSE | L | Annual | Emissions at Affected Plants NOX | Thousand Tons | 0 | 0 | 0 | 0 | 0 | 0 | 0
CT Fac. Spec. - NOX Rate Winter v.4.10 Final, Unit 645 and retrofits | 241 | 7286 | Rate Constraint in lbs/MMBtu | FALSE | L | Annual | Allowances Purchased NOX | Thousand Tons | 0 | 0 | 0 | 0 | 0 | 0 | 0
CT Fac. Spec. - NOX Rate Winter v.4.10 Final, Unit 645 and retrofits | 241 | 7286 | Rate Constraint in lbs/MMBtu | FALSE | L | Annual | Allowances Sold NOX | Thousand Tons | 0 | 0 | 0 | 0 | 0 | 0 | 0
CT Fac. Spec. - NOX Rate Winter v.4.10 Final, Unit 645 and retrofits | 241 | 7286 | Rate Constraint in lbs/MMBtu | FALSE | L | Annual | Allowances Banked | Thousand Tons | 0 | 0 | 0 | 0 | 0 | 0 | 0
CT Fac. Spec. - NOX Rate Winter v.4.10 Final, Unit 645 and retrofits | 241 | 7286 | Rate Constraint in lbs/MMBtu | FALSE | L | Annual | Allowances Withdrawn (1:1) | Thousand Tons | 0 | 0 | 0 | 0 | 0 | 0 | 0
CT Fac. Spec. - NOX Rate Winter v.4.10 Final, Unit 645 and retrofits | 241 | 7286 | Rate Constraint in lbs/MMBtu | FALSE | L | Annual | Allowances Withdrawn (n:1) | Thousand Tons | 0 | 0 | 0 | 0 | 0 | 0 | 0
CT Fac. Spec. - NOX Rate Winter v.4.10 Final, Unit 645 and retrofits | 241 | 7286 | Rate Constraint in lbs/MMBtu | FALSE | L | Annual | Net Emissions Allowance Position | Thousand Tons | 0 | 0 | 0 | 0 | 0 | 0 | 0
CT Fac. Spec. - NOX Rate Winter v.4.10 Final, Unit 645 and retrofits | 241 | 7286 | Rate Constraint in lbs/MMBtu | FALSE | L | Annual | Fuel Consumed | TBtu | 0 | 0 | 0 | 0 | 0 | 0 | 0
CT Fac. Spec. - NOX Rate Winter v.4.10 Final, Unit 645 and retrofits | 241 | 7286 | Rate Constraint in lbs/MMBtu | FALSE | L | Annual | Rate | lb/MMBtu | 0 | 0 | 0 | 0 | 0 | 0 | 0
CT Fac. Spec. - NOX Rate Winter v.4.10 Final, Unit 645 and retrofits | 241 | 7286 | Rate Constraint in lbs/MMBtu | FALSE | L | Annual | Generation | TWh | 0 | 0 | 0 | 0 | 0 | 0 | 0
CT Fac. Spec. - NOX Rate Winter v.4.10 Final, Unit 645 and retrofits | 241 | 7286 | Rate Constraint in lbs/MMBtu | FALSE | L | Annual | Qualifying Generation | TWh | 0 | 0 | 0 | 0 | 0 | 0 | 0
CT Fac. Spec. - NOX Rate Winter v.4.10 Final, Unit 645 and retrofits | 241 | 7286 | Rate Constraint in lbs/MMBtu | FALSE | L | Annual | Rate | lb/MWh | 0 | 0 | 0 | 0 | 0 | 0 | 0
CT Fac. Spec. - NOX Rate Winter v.4.10 Final, Unit 645 and retrofits | 241 | 7286 | Rate Constraint in lbs/MMBtu | FALSE | L | Annual | Constraint Shadow Price | US2022$/Ton | 0 | 0 | 0 | 0 | 0 | 0 | 0
CT Fac. Spec. - NOX Rate Winter v.4.10 Final, Unit 646 and retrofits | 242 | 7286 | Rate Constraint in lbs/MMBtu | FALSE | L | Annual | Seasons Included | Seasons | Winter, Spring, Fall | Winter, Spring, Fall | Winter, Spring, Fall | Winter, Spring, Fall | Winter, Spring, Fall | Winter, Spring, Fall | Winter, Spring, Fall
CT Fac. Spec. - NOX Rate Winter v.4.10 Final, Unit 646 and retrofits | 242 | 7286 | Rate Constraint in lbs/MMBtu | FALSE | L | Annual | Standard NOX | lb/MMBtu | 0.15 | 0.15 | 0.15 | 0.15 | 0.15 | 0.15 | 0.15
CT Fac. Spec. - NOX Rate Winter v.4.10 Final, Unit 646 and retrofits | 242 | 7286 | Rate Constraint in lbs/MMBtu | FALSE | L | Annual | Emissions at Affected Plants NOX | Thousand Tons | 0 | 0 | 0 | 0 | 0 | 0 | 0
CT Fac. Spec. - NOX Rate Winter v.4.10 Final, Unit 646 and retrofits | 242 | 7286 | Rate Constraint in lbs/MMBtu | FALSE | L | Annual | Allowances Purchased NOX | Thousand Tons | 0 | 0 | 0 | 0 | 0 | 0 | 0
CT Fac. Spec. - NOX Rate Winter v.4.10 Final, Unit 646 and retrofits | 242 | 7286 | Rate Constraint in lbs/MMBtu | FALSE | L | Annual | Allowances Sold NOX | Thousand Tons | 0 | 0 | 0 | 0 | 0 | 0 | 0
CT Fac. Spec. - NOX Rate Winter v.4.10 Final, Unit 646 and retrofits | 242 | 7286 | Rate Constraint in lbs/MMBtu | FALSE | L | Annual | Allowances Banked | Thousand Tons | 0 | 0 | 0 | 0 | 0 | 0 | 0
CT Fac. Spec. - NOX Rate Winter v.4.10 Final, Unit 646 and retrofits | 242 | 7286 | Rate Constraint in lbs/MMBtu | FALSE | L | Annual | Allowances Withdrawn (1:1) | Thousand Tons | 0 | 0 | 0 | 0 | 0 | 0 | 0
CT Fac. Spec. - NOX Rate Winter v.4.10 Final, Unit 646 and retrofits | 242 | 7286 | Rate Constraint in lbs/MMBtu | FALSE | L | Annual | Allowances Withdrawn (n:1) | Thousand Tons | 0 | 0 | 0 | 0 | 0 | 0 | 0
CT Fac. Spec. - NOX Rate Winter v.4.10 Final, Unit 646 and retrofits | 242 | 7286 | Rate Constraint in lbs/MMBtu | FALSE | L | Annual | Net Emissions Allowance Position | Thousand Tons | 0 | 0 | 0 | 0 | 0 | 0 | 0
CT Fac. Spec. - NOX Rate Winter v.4.10 Final, Unit 646 and retrofits | 242 | 7286 | Rate Constraint in lbs/MMBtu | FALSE | L | Annual | Fuel Consumed | TBtu | 0 | 0 | 0 | 0 | 0 | 0 | 0
CT Fac. Spec. - NOX Rate Winter v.4.10 Final, Unit 646 and retrofits | 242 | 7286 | Rate Constraint in lbs/MMBtu | FALSE | L | Annual | Rate | lb/MMBtu | 0 | 0 | 0 | 0 | 0 | 0 | 0
CT Fac. Spec. - NOX Rate Winter v.4.10 Final, Unit 646 and retrofits | 242 | 7286 | Rate Constraint in lbs/MMBtu | FALSE | L | Annual | Generation | TWh | 0 | 0 | 0 | 0 | 0 | 0 | 0
CT Fac. Spec. - NOX Rate Winter v.4.10 Final, Unit 646 and retrofits | 242 | 7286 | Rate Constraint in lbs/MMBtu | FALSE | L | Annual | Qualifying Generation | TWh | 0 | 0 | 0 | 0 | 0 | 0 | 0
CT Fac. Spec. - NOX Rate Winter v.4.10 Final, Unit 646 and retrofits | 242 | 7286 | Rate Constraint in lbs/MMBtu | FALSE | L | Annual | Rate | lb/MWh | 0 | 0 | 0 | 0 | 0 | 0 | 0
CT Fac. Spec. - NOX Rate Winter v.4.10 Final, Unit 646 and retrofits | 242 | 7286 | Rate Constraint in lbs/MMBtu | FALSE | L | Annual | Constraint Shadow Price | US2022$/Ton | 0 | 0 | 0 | 0 | 0 | 0 | 0
CT Fac. Spec. - NOX Rate Winter v.4.10 Final, Unit 647 and retrofits | 243 | 7286 | Rate Constraint in lbs/MMBtu | FALSE | L | Annual | Seasons Included | Seasons | Winter, Spring, Fall | Winter, Spring, Fall | Winter, Spring, Fall | Winter, Spring, Fall | Winter, Spring, Fall | Winter, Spring, Fall | Winter, Spring, Fall
CT Fac. Spec. - NOX Rate Winter v.4.10 Final, Unit 647 and retrofits | 243 | 7286 | Rate Constraint in lbs/MMBtu | FALSE | L | Annual | Standard NOX | lb/MMBtu | 0.15 | 0.15 | 0.15 | 0.15 | 0.15 | 0.15 | 0.15
CT Fac. Spec. - NOX Rate Winter v.4.10 Final, Unit 647 and retrofits | 243 | 7286 | Rate Constraint in lbs/MMBtu | FALSE | L | Annual | Emissions at Affected Plants NOX | Thousand Tons | 0 | 0 | 0 | 0 | 0 | 0 | 0
CT Fac. Spec. - NOX Rate Winter v.4.10 Final, Unit 647 and retrofits | 243 | 7286 | Rate Constraint in lbs/MMBtu | FALSE | L | Annual | Allowances Purchased NOX | Thousand Tons | 0 | 0 | 0 | 0 | 0 | 0 | 0
CT Fac. Spec. - NOX Rate Winter v.4.10 Final, Unit 647 and retrofits | 243 | 7286 | Rate Constraint in lbs/MMBtu | FALSE | L | Annual | Allowances Sold NOX | Thousand Tons | 0 | 0 | 0 | 0 | 0 | 0 | 0
CT Fac. Spec. - NOX Rate Winter v.4.10 Final, Unit 647 and retrofits | 243 | 7286 | Rate Constraint in lbs/MMBtu | FALSE | L | Annual | Allowances Banked | Thousand Tons | 0 | 0 | 0 | 0 | 0 | 0 | 0
CT Fac. Spec. - NOX Rate Winter v.4.10 Final, Unit 647 and retrofits | 243 | 7286 | Rate Constraint in lbs/MMBtu | FALSE | L | Annual | Allowances Withdrawn (1:1) | Thousand Tons | 0 | 0 | 0 | 0 | 0 | 0 | 0
CT Fac. Spec. - NOX Rate Winter v.4.10 Final, Unit 647 and retrofits | 243 | 7286 | Rate Constraint in lbs/MMBtu | FALSE | L | Annual | Allowances Withdrawn (n:1) | Thousand Tons | 0 | 0 | 0 | 0 | 0 | 0 | 0
CT Fac. Spec. - NOX Rate Winter v.4.10 Final, Unit 647 and retrofits | 243 | 7286 | Rate Constraint in lbs/MMBtu | FALSE | L | Annual | Net Emissions Allowance Position | Thousand Tons | 0 | 0 | 0 | 0 | 0 | 0 | 0
CT Fac. Spec. - NOX Rate Winter v.4.10 Final, Unit 647 and retrofits | 243 | 7286 | Rate Constraint in lbs/MMBtu | FALSE | L | Annual | Fuel Consumed | TBtu | 0 | 0 | 0 | 0 | 0 | 0 | 0
CT Fac. Spec. - NOX Rate Winter v.4.10 Final, Unit 647 and retrofits | 243 | 7286 | Rate Constraint in lbs/MMBtu | FALSE | L | Annual | Rate | lb/MMBtu | 0 | 0 | 0 | 0 | 0 | 0 | 0
CT Fac. Spec. - NOX Rate Winter v.4.10 Final, Unit 647 and retrofits | 243 | 7286 | Rate Constraint in lbs/MMBtu | FALSE | L | Annual | Generation | TWh | 0 | 0 | 0 | 0 | 0 | 0 | 0
CT Fac. Spec. - NOX Rate Winter v.4.10 Final, Unit 647 and retrofits | 243 | 7286 | Rate Constraint in lbs/MMBtu | FALSE | L | Annual | Qualifying Generation | TWh | 0 | 0 | 0 | 0 | 0 | 0 | 0
CT Fac. Spec. - NOX Rate Winter v.4.10 Final, Unit 647 and retrofits | 243 | 7286 | Rate Constraint in lbs/MMBtu | FALSE | L | Annual | Rate | lb/MWh | 0 | 0 | 0 | 0 | 0 | 0 | 0
CT Fac. Spec. - NOX Rate Winter v.4.10 Final, Unit 647 and retrofits | 243 | 7286 | Rate Constraint in lbs/MMBtu | FALSE | L | Annual | Constraint Shadow Price | US2022$/Ton | 0 | 0 | 0 | 0 | 0 | 0 | 0
CT Fac. Spec. - NOX Rate Winter v.4.10 Final, Unit 648 and retrofits | 244 | 7286 | Rate Constraint in lbs/MMBtu | FALSE | L | Annual | Seasons Included | Seasons | Winter, Spring, Fall | Winter, Spring, Fall | Winter, Spring, Fall | Winter, Spring, Fall | Winter, Spring, Fall | Winter, Spring, Fall | Winter, Spring, Fall
CT Fac. Spec. - NOX Rate Winter v.4.10 Final, Unit 648 and retrofits | 244 | 7286 | Rate Constraint in lbs/MMBtu | FALSE | L | Annual | Standard NOX | lb/MMBtu | 0.15 | 0.15 | 0.15 | 0.15 | 0.15 | 0.15 | 0.15
CT Fac. Spec. - NOX Rate Winter v.4.10 Final, Unit 648 and retrofits | 244 | 7286 | Rate Constraint in lbs/MMBtu | FALSE | L | Annual | Emissions at Affected Plants NOX | Thousand Tons | 0 | 0 | 0 | 0 | 0 | 0 | 0
CT Fac. Spec. - NOX Rate Winter v.4.10 Final, Unit 648 and retrofits | 244 | 7286 | Rate Constraint in lbs/MMBtu | FALSE | L | Annual | Allowances Purchased NOX | Thousand Tons | 0 | 0 | 0 | 0 | 0 | 0 | 0
CT Fac. Spec. - NOX Rate Winter v.4.10 Final, Unit 648 and retrofits | 244 | 7286 | Rate Constraint in lbs/MMBtu | FALSE | L | Annual | Allowances Sold NOX | Thousand Tons | 0 | 0 | 0 | 0 | 0 | 0 | 0
CT Fac. Spec. - NOX Rate Winter v.4.10 Final, Unit 648 and retrofits | 244 | 7286 | Rate Constraint in lbs/MMBtu | FALSE | L | Annual | Allowances Banked | Thousand Tons | 0 | 0 | 0 | 0 | 0 | 0 | 0
CT Fac. Spec. - NOX Rate Winter v.4.10 Final, Unit 648 and retrofits | 244 | 7286 | Rate Constraint in lbs/MMBtu | FALSE | L | Annual | Allowances Withdrawn (1:1) | Thousand Tons | 0 | 0 | 0 | 0 | 0 | 0 | 0
CT Fac. Spec. - NOX Rate Winter v.4.10 Final, Unit 648 and retrofits | 244 | 7286 | Rate Constraint in lbs/MMBtu | FALSE | L | Annual | Allowances Withdrawn (n:1) | Thousand Tons | 0 | 0 | 0 | 0 | 0 | 0 | 0
CT Fac. Spec. - NOX Rate Winter v.4.10 Final, Unit 648 and retrofits | 244 | 7286 | Rate Constraint in lbs/MMBtu | FALSE | L | Annual | Net Emissions Allowance Position | Thousand Tons | 0 | 0 | 0 | 0 | 0 | 0 | 0
CT Fac. Spec. - NOX Rate Winter v.4.10 Final, Unit 648 and retrofits | 244 | 7286 | Rate Constraint in lbs/MMBtu | FALSE | L | Annual | Fuel Consumed | TBtu | 0 | 0 | 0 | 0 | 0 | 0 | 0
CT Fac. Spec. - NOX Rate Winter v.4.10 Final, Unit 648 and retrofits | 244 | 7286 | Rate Constraint in lbs/MMBtu | FALSE | L | Annual | Rate | lb/MMBtu | 0 | 0 | 0 | 0 | 0 | 0 | 0
CT Fac. Spec. - NOX Rate Winter v.4.10 Final, Unit 648 and retrofits | 244 | 7286 | Rate Constraint in lbs/MMBtu | FALSE | L | Annual | Generation | TWh | 0 | 0 | 0 | 0 | 0 | 0 | 0
CT Fac. Spec. - NOX Rate Winter v.4.10 Final, Unit 648 and retrofits | 244 | 7286 | Rate Constraint in lbs/MMBtu | FALSE | L | Annual | Qualifying Generation | TWh | 0 | 0 | 0 | 0 | 0 | 0 | 0
CT Fac. Spec. - NOX Rate Winter v.4.10 Final, Unit 648 and retrofits | 244 | 7286 | Rate Constraint in lbs/MMBtu | FALSE | L | Annual | Rate | lb/MWh | 0 | 0 | 0 | 0 | 0 | 0 | 0
CT Fac. Spec. - NOX Rate Winter v.4.10 Final, Unit 648 and retrofits | 244 | 7286 | Rate Constraint in lbs/MMBtu | FALSE | L | Annual | Constraint Shadow Price | US2022$/Ton | 0 | 0 | 0 | 0 | 0 | 0 | 0
CT Fac. Spec. - NOX Rate Winter v.4.10 Final, Unit 649 and retrofits | 245 | 7286 | Rate Constraint in lbs/MMBtu | FALSE | L | Annual | Seasons Included | Seasons | Winter, Spring, Fall | Winter, Spring, Fall | Winter, Spring, Fall | Winter, Spring, Fall | Winter, Spring, Fall | Winter, Spring, Fall | Winter, Spring, Fall
CT Fac. Spec. - NOX Rate Winter v.4.10 Final, Unit 649 and retrofits | 245 | 7286 | Rate Constraint in lbs/MMBtu | FALSE | L | Annual | Standard NOX | lb/MMBtu | 0.15 | 0.15 | 0.15 | 0.15 | 0.15 | 0.15 | 0.15
CT Fac. Spec. - NOX Rate Winter v.4.10 Final, Unit 649 and retrofits | 245 | 7286 | Rate Constraint in lbs/MMBtu | FALSE | L | Annual | Emissions at Affected Plants NOX | Thousand Tons | 0 | 0 | 0 | 0 | 0 | 0 | 0
CT Fac. Spec. - NOX Rate Winter v.4.10 Final, Unit 649 and retrofits | 245 | 7286 | Rate Constraint in lbs/MMBtu | FALSE | L | Annual | Allowances Purchased NOX | Thousand Tons | 0 | 0 | 0 | 0 | 0 | 0 | 0
CT Fac. Spec. - NOX Rate Winter v.4.10 Final, Unit 649 and retrofits | 245 | 7286 | Rate Constraint in lbs/MMBtu | FALSE | L | Annual | Allowances Sold NOX | Thousand Tons | 0 | 0 | 0 | 0 | 0 | 0 | 0
CT Fac. Spec. - NOX Rate Winter v.4.10 Final, Unit 649 and retrofits | 245 | 7286 | Rate Constraint in lbs/MMBtu | FALSE | L | Annual | Allowances Banked | Thousand Tons | 0 | 0 | 0 | 0 | 0 | 0 | 0
CT Fac. Spec. - NOX Rate Winter v.4.10 Final, Unit 649 and retrofits | 245 | 7286 | Rate Constraint in lbs/MMBtu | FALSE | L | Annual | Allowances Withdrawn (1:1) | Thousand Tons | 0 | 0 | 0 | 0 | 0 | 0 | 0
CT Fac. Spec. - NOX Rate Winter v.4.10 Final, Unit 649 and retrofits | 245 | 7286 | Rate Constraint in lbs/MMBtu | FALSE | L | Annual | Allowances Withdrawn (n:1) | Thousand Tons | 0 | 0 | 0 | 0 | 0 | 0 | 0
CT Fac. Spec. - NOX Rate Winter v.4.10 Final, Unit 649 and retrofits | 245 | 7286 | Rate Constraint in lbs/MMBtu | FALSE | L | Annual | Net Emissions Allowance Position | Thousand Tons | 0 | 0 | 0 | 0 | 0 | 0 | 0
CT Fac. Spec. - NOX Rate Winter v.4.10 Final, Unit 649 and retrofits | 245 | 7286 | Rate Constraint in lbs/MMBtu | FALSE | L | Annual | Fuel Consumed | TBtu | 0 | 0 | 0 | 0 | 0 | 0 | 0
CT Fac. Spec. - NOX Rate Winter v.4.10 Final, Unit 649 and retrofits | 245 | 7286 | Rate Constraint in lbs/MMBtu | FALSE | L | Annual | Rate | lb/MMBtu | 0 | 0 | 0 | 0 | 0 | 0 | 0
CT Fac. Spec. - NOX Rate Winter v.4.10 Final, Unit 649 and retrofits | 245 | 7286 | Rate Constraint in lbs/MMBtu | FALSE | L | Annual | Generation | TWh | 0 | 0 | 0 | 0 | 0 | 0 | 0
CT Fac. Spec. - NOX Rate Winter v.4.10 Final, Unit 649 and retrofits | 245 | 7286 | Rate Constraint in lbs/MMBtu | FALSE | L | Annual | Qualifying Generation | TWh | 0 | 0 | 0 | 0 | 0 | 0 | 0
CT Fac. Spec. - NOX Rate Winter v.4.10 Final, Unit 649 and retrofits | 245 | 7286 | Rate Constraint in lbs/MMBtu | FALSE | L | Annual | Rate | lb/MWh | 0 | 0 | 0 | 0 | 0 | 0 | 0
CT Fac. Spec. - NOX Rate Winter v.4.10 Final, Unit 649 and retrofits | 245 | 7286 | Rate Constraint in lbs/MMBtu | FALSE | L | Annual | Constraint Shadow Price | US2022$/Ton | 0 | 0 | 0 | 0 | 0 | 0 | 0
CT Fac. Spec. - NOX Rate Winter v.4.10 Final, Unit 1717 and retrofits | 246 | 7286 | Rate Constraint in lbs/MMBtu | FALSE | L | Annual | Seasons Included | Seasons | Winter, Spring, Fall | Winter, Spring, Fall | Winter, Spring, Fall | Winter, Spring, Fall | Winter, Spring, Fall | Winter, Spring, Fall | Winter, Spring, Fall
CT Fac. Spec. - NOX Rate Winter v.4.10 Final, Unit 1717 and retrofits | 246 | 7286 | Rate Constraint in lbs/MMBtu | FALSE | L | Annual | Standard NOX | lb/MMBtu | 0.15 | 0.15 | 0.15 | 0.15 | 0.15 | 0.15 | 0.15
CT Fac. Spec. - NOX Rate Winter v.4.10 Final, Unit 1717 and retrofits | 246 | 7286 | Rate Constraint in lbs/MMBtu | FALSE | L | Annual | Emissions at Affected Plants NOX | Thousand Tons | 0.026058 | 0.019897 | 0.0072482 | 0 | 0 | 0 | 0
CT Fac. Spec. - NOX Rate Winter v.4.10 Final, Unit 1717 and retrofits | 246 | 7286 | Rate Constraint in lbs/MMBtu | FALSE | L | Annual | Allowances Purchased NOX | Thousand Tons | 0 | 0 | 0 | 0 | 0 | 0 | 0
CT Fac. Spec. - NOX Rate Winter v.4.10 Final, Unit 1717 and retrofits | 246 | 7286 | Rate Constraint in lbs/MMBtu | FALSE | L | Annual | Allowances Sold NOX | Thousand Tons | 0 | 0 | 0 | 0 | 0 | 0 | 0
CT Fac. Spec. - NOX Rate Winter v.4.10 Final, Unit 1717 and retrofits | 246 | 7286 | Rate Constraint in lbs/MMBtu | FALSE | L | Annual | Allowances Banked | Thousand Tons | 0 | 0 | 0 | 0 | 0 | 0 | 0
CT Fac. Spec. - NOX Rate Winter v.4.10 Final, Unit 1717 and retrofits | 246 | 7286 | Rate Constraint in lbs/MMBtu | FALSE | L | Annual | Allowances Withdrawn (1:1) | Thousand Tons | 0 | 0 | 0 | 0 | 0 | 0 | 0
CT Fac. Spec. - NOX Rate Winter v.4.10 Final, Unit 1717 and retrofits | 246 | 7286 | Rate Constraint in lbs/MMBtu | FALSE | L | Annual | Allowances Withdrawn (n:1) | Thousand Tons | 0 | 0 | 0 | 0 | 0 | 0 | 0
CT Fac. Spec. - NOX Rate Winter v.4.10 Final, Unit 1717 and retrofits | 246 | 7286 | Rate Constraint in lbs/MMBtu | FALSE | L | Annual | Net Emissions Allowance Position | Thousand Tons | 0.026058 | 0.019897 | 0.0072482 | 0 | 0 | 0 | 0
CT Fac. Spec. - NOX Rate Winter v.4.10 Final, Unit 1717 and retrofits | 246 | 7286 | Rate Constraint in lbs/MMBtu | FALSE | L | Annual | Fuel Consumed | TBtu | 2.6361 | 2.0128 | 0.73325 | 0 | 0 | 0 | 0
CT Fac. Spec. - NOX Rate Winter v.4.10 Final, Unit 1717 and retrofits | 246 | 7286 | Rate Constraint in lbs/MMBtu | FALSE | L | Annual | Rate | lb/MMBtu | 0.01977 | 0.01977 | 0.01977 | 0 | 0 | 0 | 0
CT Fac. Spec. - NOX Rate Winter v.4.10 Final, Unit 1717 and retrofits | 246 | 7286 | Rate Constraint in lbs/MMBtu | FALSE | L | Annual | Generation | TWh | 0.37144 | 0.28362 | 0.10332 | 0 | 0 | 0 | 0
CT Fac. Spec. - NOX Rate Winter v.4.10 Final, Unit 1717 and retrofits | 246 | 7286 | Rate Constraint in lbs/MMBtu | FALSE | L | Annual | Qualifying Generation | TWh | 0.37144 | 0.28362 | 0.10332 | 0 | 0 | 0 | 0
CT Fac. Spec. - NOX Rate Winter v.4.10 Final, Unit 1717 and retrofits | 246 | 7286 | Rate Constraint in lbs/MMBtu | FALSE | L | Annual | Rate | lb/MWh | 0.14031 | 0.14031 | 0.14031 | 0 | 0 | 0 | 0
CT Fac. Spec. - NOX Rate Winter v.4.10 Final, Unit 1717 and retrofits | 246 | 7286 | Rate Constraint in lbs/MMBtu | FALSE | L | Annual | Constraint Shadow Price | US2022$/Ton | 0 | 0 | 0 | 0 | 0 | 0 | 0
CT Fac. Spec. - NOX Rate Winter v.4.10 Final, Unit 1718 and retrofits | 247 | 7286 | Rate Constraint in lbs/MMBtu | FALSE | L | Annual | Seasons Included | Seasons | Winter, Spring, Fall | Winter, Spring, Fall | Winter, Spring, Fall | Winter, Spring, Fall | Winter, Spring, Fall | Winter, Spring, Fall | Winter, Spring, Fall
CT Fac. Spec. - NOX Rate Winter v.4.10 Final, Unit 1718 and retrofits | 247 | 7286 | Rate Constraint in lbs/MMBtu | FALSE | L | Annual | Standard NOX | lb/MMBtu | 0.15 | 0.15 | 0.15 | 0.15 | 0.15 | 0.15 | 0.15
CT Fac. Spec. - NOX Rate Winter v.4.10 Final, Unit 1718 and retrofits | 247 | 7286 | Rate Constraint in lbs/MMBtu | FALSE | L | Annual | Emissions at Affected Plants NOX | Thousand Tons | 0.024919 | 0.016815 | 0.0066774 | 0 | 0 | 0 | 0
CT Fac. Spec. - NOX Rate Winter v.4.10 Final, Unit 1718 and retrofits | 247 | 7286 | Rate Constraint in lbs/MMBtu | FALSE | L | Annual | Allowances Purchased NOX | Thousand Tons | 0 | 0 | 0 | 0 | 0 | 0 | 0
CT Fac. Spec. - NOX Rate Winter v.4.10 Final, Unit 1718 and retrofits | 247 | 7286 | Rate Constraint in lbs/MMBtu | FALSE | L | Annual | Allowances Sold NOX | Thousand Tons | 0 | 0 | 0 | 0 | 0 | 0 | 0
CT Fac. Spec. - NOX Rate Winter v.4.10 Final, Unit 1718 and retrofits | 247 | 7286 | Rate Constraint in lbs/MMBtu | FALSE | L | Annual | Allowances Banked | Thousand Tons | 0 | 0 | 0 | 0 | 0 | 0 | 0
CT Fac. Spec. - NOX Rate Winter v.4.10 Final, Unit 1718 and retrofits | 247 | 7286 | Rate Constraint in lbs/MMBtu | FALSE | L | Annual | Allowances Withdrawn (1:1) | Thousand Tons | 0 | 0 | 0 | 0 | 0 | 0 | 0
CT Fac. Spec. - NOX Rate Winter v.4.10 Final, Unit 1718 and retrofits | 247 | 7286 | Rate Constraint in lbs/MMBtu | FALSE | L | Annual | Allowances Withdrawn (n:1) | Thousand Tons | 0 | 0 | 0 | 0 | 0 | 0 | 0
CT Fac. Spec. - NOX Rate Winter v.4.10 Final, Unit 1718 and retrofits | 247 | 7286 | Rate Constraint in lbs/MMBtu | FALSE | L | Annual | Net Emissions Allowance Position | Thousand Tons | 0.024919 | 0.016815 | 0.0066774 | 0 | 0 | 0 | 0
CT Fac. Spec. - NOX Rate Winter v.4.10 Final, Unit 1718 and retrofits | 247 | 7286 | Rate Constraint in lbs/MMBtu | FALSE | L | Annual | Fuel Consumed | TBtu | 2.5209 | 1.701 | 0.6755 | 0 | 0 | 0 | 0
CT Fac. Spec. - NOX Rate Winter v.4.10 Final, Unit 1718 and retrofits | 247 | 7286 | Rate Constraint in lbs/MMBtu | FALSE | L | Annual | Rate | lb/MMBtu | 0.01977 | 0.01977 | 0.01977 | 0 | 0 | 0 | 0
CT Fac. Spec. - NOX Rate Winter v.4.10 Final, Unit 1718 and retrofits | 247 | 7286 | Rate Constraint in lbs/MMBtu | FALSE | L | Annual | Generation | TWh | 0.35521 | 0.23968 | 0.095182 | 0 | 0 | 0 | 0
CT Fac. Spec. - NOX Rate Winter v.4.10 Final, Unit 1718 and retrofits | 247 | 7286 | Rate Constraint in lbs/MMBtu | FALSE | L | Annual | Qualifying Generation | TWh | 0.35521 | 0.23968 | 0.095182 | 0 | 0 | 0 | 0
CT Fac. Spec. - NOX Rate Winter v.4.10 Final, Unit 1718 and retrofits | 247 | 7286 | Rate Constraint in lbs/MMBtu | FALSE | L | Annual | Rate | lb/MWh | 0.14031 | 0.14031 | 0.14031 | 0 | 0 | 0 | 0
CT Fac. Spec. - NOX Rate Winter v.4.10 Final, Unit 1718 and retrofits | 247 | 7286 | Rate Constraint in lbs/MMBtu | FALSE | L | Annual | Constraint Shadow Price | US2022$/Ton | 0 | 0 | 0 | 0 | 0 | 0 | 0
CT Fac. Spec. - NOX Rate Winter v.4.10 Final, Unit 1719 and retrofits | 248 | 7286 | Rate Constraint in lbs/MMBtu | FALSE | L | Annual | Seasons Included | Seasons | Winter, Spring, Fall | Winter, Spring, Fall | Winter, Spring, Fall | Winter, Spring, Fall | Winter, Spring, Fall | Winter, Spring, Fall | Winter, Spring, Fall
CT Fac. Spec. - NOX Rate Winter v.4.10 Final, Unit 1719 and retrofits | 248 | 7286 | Rate Constraint in lbs/MMBtu | FALSE | L | Annual | Standard NOX | lb/MMBtu | 0.15 | 0.15 | 0.15 | 0.15 | 0.15 | 0.15 | 0.15
CT Fac. Spec. - NOX Rate Winter v.4.10 Final, Unit 1719 and retrofits | 248 | 7286 | Rate Constraint in lbs/MMBtu | FALSE | L | Annual | Emissions at Affected Plants NOX | Thousand Tons | 0.024777 | 0.01397 | 0.0060596 | 0 | 0 | 0 | 0
CT Fac. Spec. - NOX Rate Winter v.4.10 Final, Unit 1719 and retrofits | 248 | 7286 | Rate Constraint in lbs/MMBtu | FALSE | L | Annual | Allowances Purchased NOX | Thousand Tons | 0 | 0 | 0 | 0 | 0 | 0 | 0
CT Fac. Spec. - NOX Rate Winter v.4.10 Final, Unit 1719 and retrofits | 248 | 7286 | Rate Constraint in lbs/MMBtu | FALSE | L | Annual | Allowances Sold NOX | Thousand Tons | 0 | 0 | 0 | 0 | 0 | 0 | 0
CT Fac. Spec. - NOX Rate Winter v.4.10 Final, Unit 1719 and retrofits | 248 | 7286 | Rate Constraint in lbs/MMBtu | FALSE | L | Annual | Allowances Banked | Thousand Tons | 0 | 0 | 0 | 0 | 0 | 0 | 0
CT Fac. Spec. - NOX Rate Winter v.4.10 Final, Unit 1719 and retrofits | 248 | 7286 | Rate Constraint in lbs/MMBtu | FALSE | L | Annual | Allowances Withdrawn (1:1) | Thousand Tons | 0 | 0 | 0 | 0 | 0 | 0 | 0
CT Fac. Spec. - NOX Rate Winter v.4.10 Final, Unit 1719 and retrofits | 248 | 7286 | Rate Constraint in lbs/MMBtu | FALSE | L | Annual | Allowances Withdrawn (n:1) | Thousand Tons | 0 | 0 | 0 | 0 | 0 | 0 | 0
CT Fac. Spec. - NOX Rate Winter v.4.10 Final, Unit 1719 and retrofits | 248 | 7286 | Rate Constraint in lbs/MMBtu | FALSE | L | Annual | Net Emissions Allowance Position | Thousand Tons | 0.024777 | 0.01397 | 0.0060596 | 0 | 0 | 0 | 0
CT Fac. Spec. - NOX Rate Winter v.4.10 Final, Unit 1719 and retrofits | 248 | 7286 | Rate Constraint in lbs/MMBtu | FALSE | L | Annual | Fuel Consumed | TBtu | 2.5065 | 1.4132 | 0.613 | 0 | 0 | 0 | 0
CT Fac. Spec. - NOX Rate Winter v.4.10 Final, Unit 1719 and retrofits | 248 | 7286 | Rate Constraint in lbs/MMBtu | FALSE | L | Annual | Rate | lb/MMBtu | 0.01977 | 0.01977 | 0.01977 | 0 | 0 | 0 | 0
CT Fac. Spec. - NOX Rate Winter v.4.10 Final, Unit 1719 and retrofits | 248 | 7286 | Rate Constraint in lbs/MMBtu | FALSE | L | Annual | Generation | TWh | 0.35318 | 0.19913 | 0.086375 | 0 | 0 | 0 | 0
CT Fac. Spec. - NOX Rate Winter v.4.10 Final, Unit 1719 and retrofits | 248 | 7286 | Rate Constraint in lbs/MMBtu | FALSE | L | Annual | Qualifying Generation | TWh | 0.35318 | 0.19913 | 0.086375 | 0 | 0 | 0 | 0
CT Fac. Spec. - NOX Rate Winter v.4.10 Final, Unit 1719 and retrofits | 248 | 7286 | Rate Constraint in lbs/MMBtu | FALSE | L | Annual | Rate | lb/MWh | 0.14031 | 0.14031 | 0.14031 | 0 | 0 | 0 | 0
CT Fac. Spec. - NOX Rate Winter v.4.10 Final, Unit 1719 and retrofits | 248 | 7286 | Rate Constraint in lbs/MMBtu | FALSE | L | Annual | Constraint Shadow Price | US2022$/Ton | 0 | 0 | 0 | 0 | 0 | 0 | 0
CT Fac. Spec. - NOX Rate Winter v.4.10 Final, Unit 1720 and retrofits | 249 | 7286 | Rate Constraint in lbs/MMBtu | FALSE | L | Annual | Seasons Included | Seasons | Winter, Spring, Fall | Winter, Spring, Fall | Winter, Spring, Fall | Winter, Spring, Fall | Winter, Spring, Fall | Winter, Spring, Fall | Winter, Spring, Fall
CT Fac. Spec. - NOX Rate Winter v.4.10 Final, Unit 1720 and retrofits | 249 | 7286 | Rate Constraint in lbs/MMBtu | FALSE | L | Annual | Standard NOX | lb/MMBtu | 0.15 | 0.15 | 0.15 | 0.15 | 0.15 | 0.15 | 0.15
CT Fac. Spec. - NOX Rate Winter v.4.10 Final, Unit 1720 and retrofits | 249 | 7286 | Rate Constraint in lbs/MMBtu | FALSE | L | Annual | Emissions at Affected Plants NOX | Thousand Tons | 0.0024047 | 0.00035311 | 0.00037358 | 0 | 0 | 0 | 0
CT Fac. Spec. - NOX Rate Winter v.4.10 Final, Unit 1720 and retrofits | 249 | 7286 | Rate Constraint in lbs/MMBtu | FALSE | L | Annual | Allowances Purchased NOX | Thousand Tons | 0 | 0 | 0 | 0 | 0 | 0 | 0
CT Fac. Spec. - NOX Rate Winter v.4.10 Final, Unit 1720 and retrofits | 249 | 7286 | Rate Constraint in lbs/MMBtu | FALSE | L | Annual | Allowances Sold NOX | Thousand Tons | 0 | 0 | 0 | 0 | 0 | 0 | 0
CT Fac. Spec. - NOX Rate Winter v.4.10 Final, Unit 1720 and retrofits | 249 | 7286 | Rate Constraint in lbs/MMBtu | FALSE | L | Annual | Allowances Banked | Thousand Tons | 0 | 0 | 0 | 0 | 0 | 0 | 0
CT Fac. Spec. - NOX Rate Winter v.4.10 Final, Unit 1720 and retrofits | 249 | 7286 | Rate Constraint in lbs/MMBtu | FALSE | L | Annual | Allowances Withdrawn (1:1) | Thousand Tons | 0 | 0 | 0 | 0 | 0 | 0 | 0
CT Fac. Spec. - NOX Rate Winter v.4.10 Final, Unit 1720 and retrofits | 249 | 7286 | Rate Constraint in lbs/MMBtu | FALSE | L | Annual | Allowances Withdrawn (n:1) | Thousand Tons | 0 | 0 | 0 | 0 | 0 | 0 | 0
CT Fac. Spec. - NOX Rate Winter v.4.10 Final, Unit 1720 and retrofits | 249 | 7286 | Rate Constraint in lbs/MMBtu | FALSE | L | Annual | Net Emissions Allowance Position | Thousand Tons | 0.0024047 | 0.00035311 | 0.00037358 | 0 | 0 | 0 | 0
CT Fac. Spec. - NOX Rate Winter v.4.10 Final, Unit 1720 and retrofits | 249 | 7286 | Rate Constraint in lbs/MMBtu | FALSE | L | Annual | Fuel Consumed | TBtu | 0.7833 | 0.11502 | 0.12169 | 0 | 0 | 0 | 0
CT Fac. Spec. - NOX Rate Winter v.4.10 Final, Unit 1720 and retrofits | 249 | 7286 | Rate Constraint in lbs/MMBtu | FALSE | L | Annual | Rate | lb/MMBtu | 0.00614 | 0.00614 | 0.00614 | 0 | 0 | 0 | 0
CT Fac. Spec. - NOX Rate Winter v.4.10 Final, Unit 1720 and retrofits | 249 | 7286 | Rate Constraint in lbs/MMBtu | FALSE | L | Annual | Generation | TWh | 0.10568 | 0.015518 | 0.016418 | 0 | 0 | 0 | 0
CT Fac. Spec. - NOX Rate Winter v.4.10 Final, Unit 1720 and retrofits | 249 | 7286 | Rate Constraint in lbs/MMBtu | FALSE | L | Annual | Qualifying Generation | TWh | 0.10568 | 0.015518 | 0.016418 | 0 | 0 | 0 | 0
CT Fac. Spec. - NOX Rate Winter v.4.10 Final, Unit 1720 and retrofits | 249 | 7286 | Rate Constraint in lbs/MMBtu | FALSE | L | Annual | Rate | lb/MWh | 0.04551 | 0.04551 | 0.04551 | 0 | 0 | 0 | 0
CT Fac. Spec. - NOX Rate Winter v.4.10 Final, Unit 1720 and retrofits | 249 | 7286 | Rate Constraint in lbs/MMBtu | FALSE | L | Annual | Constraint Shadow Price | US2022$/Ton | 0 | 0 | 0 | 0 | 0 | 0 | 0
CT Fac. Spec. - NOX Rate Winter v.4.10 Final, Unit 1721 and retrofits | 250 | 7286 | Rate Constraint in lbs/MMBtu | FALSE | L | Annual | Seasons Included | Seasons | Winter, Spring, Fall | Winter, Spring, Fall | Winter, Spring, Fall | Winter, Spring, Fall | Winter, Spring, Fall | Winter, Spring, Fall | Winter, Spring, Fall
CT Fac. Spec. - NOX Rate Winter v.4.10 Final, Unit 1721 and retrofits | 250 | 7286 | Rate Constraint in lbs/MMBtu | FALSE | L | Annual | Standard NOX | lb/MMBtu | 0.15 | 0.15 | 0.15 | 0.15 | 0.15 | 0.15 | 0.15
CT Fac. Spec. - NOX Rate Winter v.4.10 Final, Unit 1721 and retrofits | 250 | 7286 | Rate Constraint in lbs/MMBtu | FALSE | L | Annual | Emissions at Affected Plants NOX | Thousand Tons | 0.0019609 | 0.00035115 | 0.0003715 | 0 | 0 | 0 | 0
CT Fac. Spec. - NOX Rate Winter v.4.10 Final, Unit 1721 and retrofits | 250 | 7286 | Rate Constraint in lbs/MMBtu | FALSE | L | Annual | Allowances Purchased NOX | Thousand Tons | 0 | 0 | 0 | 0 | 0 | 0 | 0
CT Fac. Spec. - NOX Rate Winter v.4.10 Final, Unit 1721 and retrofits | 250 | 7286 | Rate Constraint in lbs/MMBtu | FALSE | L | Annual | Allowances Sold NOX | Thousand Tons | 0 | 0 | 0 | 0 | 0 | 0 | 0
CT Fac. Spec. - NOX Rate Winter v.4.10 Final, Unit 1721 and retrofits | 250 | 7286 | Rate Constraint in lbs/MMBtu | FALSE | L | Annual | Allowances Banked | Thousand Tons | 0 | 0 | 0 | 0 | 0 | 0 | 0
CT Fac. Spec. - NOX Rate Winter v.4.10 Final, Unit 1721 and retrofits | 250 | 7286 | Rate Constraint in lbs/MMBtu | FALSE | L | Annual | Allowances Withdrawn (1:1) | Thousand Tons | 0 | 0 | 0 | 0 | 0 | 0 | 0
CT Fac. Spec. - NOX Rate Winter v.4.10 Final, Unit 1721 and retrofits | 250 | 7286 | Rate Constraint in lbs/MMBtu | FALSE | L | Annual | Allowances Withdrawn (n:1) | Thousand Tons | 0 | 0 | 0 | 0 | 0 | 0 | 0
CT Fac. Spec. - NOX Rate Winter v.4.10 Final, Unit 1721 and retrofits | 250 | 7286 | Rate Constraint in lbs/MMBtu | FALSE | L | Annual | Net Emissions Allowance Position | Thousand Tons | 0.0019609 | 0.00035115 | 0.0003715 | 0 | 0 | 0 | 0
CT Fac. Spec. - NOX Rate Winter v.4.10 Final, Unit 1721 and retrofits | 250 | 7286 | Rate Constraint in lbs/MMBtu | FALSE | L | Annual | Fuel Consumed | TBtu | 0.64396 | 0.11532 | 0.122 | 0 | 0 | 0 | 0
CT Fac. Spec. - NOX Rate Winter v.4.10 Final, Unit 1721 and retrofits | 250 | 7286 | Rate Constraint in lbs/MMBtu | FALSE | L | Annual | Rate | lb/MMBtu | 0.00609 | 0.00609 | 0.00609 | 0 | 0 | 0 | 0
CT Fac. Spec. - NOX Rate Winter v.4.10 Final, Unit 1721 and retrofits | 250 | 7286 | Rate Constraint in lbs/MMBtu | FALSE | L | Annual | Generation | TWh | 0.086624 | 0.015512 | 0.016412 | 0 | 0 | 0 | 0
CT Fac. Spec. - NOX Rate Winter v.4.10 Final, Unit 1721 and retrofits | 250 | 7286 | Rate Constraint in lbs/MMBtu | FALSE | L | Annual | Qualifying Generation | TWh | 0.086624 | 0.015512 | 0.016412 | 0 | 0 | 0 | 0
CT Fac. Spec. - NOX Rate Winter v.4.10 Final, Unit 1721 and retrofits | 250 | 7286 | Rate Constraint in lbs/MMBtu | FALSE | L | Annual | Rate | lb/MWh | 0.045273 | 0.045273 | 0.045273 | 0 | 0 | 0 | 0
CT Fac. Spec. - NOX Rate Winter v.4.10 Final, Unit 1721 and retrofits | 250 | 7286 | Rate Constraint in lbs/MMBtu | FALSE | L | Annual | Constraint Shadow Price | US2022$/Ton | 0 | 0 | 0 | 0 | 0 | 0 | 0
CT Fac. Spec. - NOX Rate Winter v.4.10 Final, Unit 1722 and retrofits | 251 | 7286 | Rate Constraint in lbs/MMBtu | FALSE | L | Annual | Seasons Included | Seasons | Winter, Spring, Fall | Winter, Spring, Fall | Winter, Spring, Fall | Winter, Spring, Fall | Winter, Spring, Fall | Winter, Spring, Fall | Winter, Spring, Fall
CT Fac. Spec. - NOX Rate Winter v.4.10 Final, Unit 1722 and retrofits | 251 | 7286 | Rate Constraint in lbs/MMBtu | FALSE | L | Annual | Standard NOX | lb/MMBtu | 0.15 | 0.15 | 0.15 | 0.15 | 0.15 | 0.15 | 0.15
CT Fac. Spec. - NOX Rate Winter v.4.10 Final, Unit 1722 and retrofits | 251 | 7286 | Rate Constraint in lbs/MMBtu | FALSE | L | Annual | Emissions at Affected Plants NOX | Thousand Tons | 0.0024069 | 0.00034009 | 0.00048667 | 0 | 0 | 0 | 0
CT Fac. Spec. - NOX Rate Winter v.4.10 Final, Unit 1722 and retrofits | 251 | 7286 | Rate Constraint in lbs/MMBtu | FALSE | L | Annual | Allowances Purchased NOX | Thousand Tons | 0 | 0 | 0 | 0 | 0 | 0 | 0
CT Fac. Spec. - NOX Rate Winter v.4.10 Final, Unit 1722 and retrofits | 251 | 7286 | Rate Constraint in lbs/MMBtu | FALSE | L | Annual | Allowances Sold NOX | Thousand Tons | 0 | 0 | 0 | 0 | 0 | 0 | 0
CT Fac. Spec. - NOX Rate Winter v.4.10 Final, Unit 1722 and retrofits | 251 | 7286 | Rate Constraint in lbs/MMBtu | FALSE | L | Annual | Allowances Banked | Thousand Tons | 0 | 0 | 0 | 0 | 0 | 0 | 0
CT Fac. Spec. - NOX Rate Winter v.4.10 Final, Unit 1722 and retrofits | 251 | 7286 | Rate Constraint in lbs/MMBtu | FALSE | L | Annual | Allowances Withdrawn (1:1) | Thousand Tons | 0 | 0 | 0 | 0 | 0 | 0 | 0
CT Fac. Spec. - NOX Rate Winter v.4.10 Final, Unit 1722 and retrofits | 251 | 7286 | Rate Constraint in lbs/MMBtu | FALSE | L | Annual | Allowances Withdrawn (n:1) | Thousand Tons | 0 | 0 | 0 | 0 | 0 | 0 | 0
CT Fac. Spec. - NOX Rate Winter v.4.10 Final, Unit 1722 and retrofits | 251 | 7286 | Rate Constraint in lbs/MMBtu | FALSE | L | Annual | Net Emissions Allowance Position | Thousand Tons | 0.0024069 | 0.00034009 | 0.00048667 | 0 | 0 | 0 | 0
CT Fac. Spec. - NOX Rate Winter v.4.10 Final, Unit 1722 and retrofits | 251 | 7286 | Rate Constraint in lbs/MMBtu | FALSE | L | Annual | Fuel Consumed | TBtu | 0.94204 | 0.13311 | 0.19048 | 0 | 0 | 0 | 0
CT Fac. Spec. - NOX Rate Winter v.4.10 Final, Unit 1722 and retrofits | 251 | 7286 | Rate Constraint in lbs/MMBtu | FALSE | L | Annual | Rate | lb/MMBtu | 0.00511 | 0.00511 | 0.00511 | 0 | 0 | 0 | 0
CT Fac. Spec. - NOX Rate Winter v.4.10 Final, Unit 1722 and retrofits | 251 | 7286 | Rate Constraint in lbs/MMBtu | FALSE | L | Annual | Generation | TWh | 0.12716 | 0.017968 | 0.025713 | 0 | 0 | 0 | 0
CT Fac. Spec. - NOX Rate Winter v.4.10 Final, Unit 1722 and retrofits | 251 | 7286 | Rate Constraint in lbs/MMBtu | FALSE | L | Annual | Qualifying Generation | TWh | 0.12716 | 0.017968 | 0.025713 | 0 | 0 | 0 | 0
CT Fac. Spec. - NOX Rate Winter v.4.10 Final, Unit 1722 and retrofits | 251 | 7286 | Rate Constraint in lbs/MMBtu | FALSE | L | Annual | Rate | lb/MWh | 0.037855 | 0.037855 | 0.037855 | 0 | 0 | 0 | 0
CT Fac. Spec. - NOX Rate Winter v.4.10 Final, Unit 1722 and retrofits | 251 | 7286 | Rate Constraint in lbs/MMBtu | FALSE | L | Annual | Constraint Shadow Price | US2022$/Ton | 0 | 0 | 0 | 0 | 0 | 0 | 0
CT Fac. Spec. - NOX Rate Winter v.4.10 Final, Unit 1723 and retrofits | 252 | 7286 | Rate Constraint in lbs/MMBtu | FALSE | L | Annual | Seasons Included | Seasons | Winter, Spring, Fall | Winter, Spring, Fall | Winter, Spring, Fall | Winter, Spring, Fall | Winter, Spring, Fall | Winter, Spring, Fall | Winter, Spring, Fall
CT Fac. Spec. - NOX Rate Winter v.4.10 Final, Unit 1723 and retrofits | 252 | 7286 | Rate Constraint in lbs/MMBtu | FALSE | L | Annual | Standard NOX | lb/MMBtu | 0.15 | 0.15 | 0.15 | 0.15 | 0.15 | 0.15 | 0.15
CT Fac. Spec. - NOX Rate Winter v.4.10 Final, Unit 1723 and retrofits | 252 | 7286 | Rate Constraint in lbs/MMBtu | FALSE | L | Annual | Emissions at Affected Plants NOX | Thousand Tons | 0.0028253 | 0.0019522 | 0.0013587 | 0 | 0 | 0 | 0
CT Fac. Spec. - NOX Rate Winter v.4.10 Final, Unit 1723 and retrofits | 252 | 7286 | Rate Constraint in lbs/MMBtu | FALSE | L | Annual | Allowances Purchased NOX | Thousand Tons | 0 | 0 | 0 | 0 | 0 | 0 | 0
CT Fac. Spec. - NOX Rate Winter v.4.10 Final, Unit 1723 and retrofits | 252 | 7286 | Rate Constraint in lbs/MMBtu | FALSE | L | Annual | Allowances Sold NOX | Thousand Tons | 0 | 0 | 0 | 0 | 0 | 0 | 0
CT Fac. Spec. - NOX Rate Winter v.4.10 Final, Unit 1723 and retrofits | 252 | 7286 | Rate Constraint in lbs/MMBtu | FALSE | L | Annual | Allowances Banked | Thousand Tons | 0 | 0 | 0 | 0 | 0 | 0 | 0
CT Fac. Spec. - NOX Rate Winter v.4.10 Final, Unit 1723 and retrofits | 252 | 7286 | Rate Constraint in lbs/MMBtu | FALSE | L | Annual | Allowances Withdrawn (1:1) | Thousand Tons | 0 | 0 | 0 | 0 | 0 | 0 | 0
CT Fac. Spec. - NOX Rate Winter v.4.10 Final, Unit 1723 and retrofits | 252 | 7286 | Rate Constraint in lbs/MMBtu | FALSE | L | Annual | Allowances Withdrawn (n:1) | Thousand Tons | 0 | 0 | 0 | 0 | 0 | 0 | 0
CT Fac. Spec. - NOX Rate Winter v.4.10 Final, Unit 1723 and retrofits | 252 | 7286 | Rate Constraint in lbs/MMBtu | FALSE | L | Annual | Net Emissions Allowance Position | Thousand Tons | 0.0028253 | 0.0019522 | 0.0013587 | 0 | 0 | 0 | 0
CT Fac. Spec. - NOX Rate Winter v.4.10 Final, Unit 1723 and retrofits | 252 | 7286 | Rate Constraint in lbs/MMBtu | FALSE | L | Annual | Fuel Consumed | TBtu | 0.90121 | 0.62271 | 0.4334 | 0 | 0 | 0 | 0
CT Fac. Spec. - NOX Rate Winter v.4.10 Final, Unit 1723 and retrofits | 252 | 7286 | Rate Constraint in lbs/MMBtu | FALSE | L | Annual | Rate | lb/MMBtu | 0.00627 | 0.00627 | 0.00627 | 0 | 0 | 0 | 0
CT Fac. Spec. - NOX Rate Winter v.4.10 Final, Unit 1723 and retrofits | 252 | 7286 | Rate Constraint in lbs/MMBtu | FALSE | L | Annual | Generation | TWh | 0.12283 | 0.084873 | 0.05907 | 0 | 0 | 0 | 0
CT Fac. Spec. - NOX Rate Winter v.4.10 Final, Unit 1723 and retrofits | 252 | 7286 | Rate Constraint in lbs/MMBtu | FALSE | L | Annual | Qualifying Generation | TWh | 0.12283 | 0.084873 | 0.05907 | 0 | 0 | 0 | 0
CT Fac. Spec. - NOX Rate Winter v.4.10 Final, Unit 1723 and retrofits | 252 | 7286 | Rate Constraint in lbs/MMBtu | FALSE | L | Annual | Rate | lb/MWh | 0.046003 | 0.046003 | 0.046003 | 0 | 0 | 0 | 0
CT Fac. Spec. - NOX Rate Winter v.4.10 Final, Unit 1723 and retrofits | 252 | 7286 | Rate Constraint in lbs/MMBtu | FALSE | L | Annual | Constraint Shadow Price | US2022$/Ton | 0 | 0 | 0 | 0 | 0 | 0 | 0
CT Fac. Spec. - NOX Rate Winter v.4.10 Final, Unit 1724 and retrofits | 253 | 7286 | Rate Constraint in lbs/MMBtu | FALSE | L | Annual | Seasons Included | Seasons | Winter, Spring, Fall | Winter, Spring, Fall | Winter, Spring, Fall | Winter, Spring, Fall | Winter, Spring, Fall | Winter, Spring, Fall | Winter, Spring, Fall
CT Fac. Spec. - NOX Rate Winter v.4.10 Final, Unit 1724 and retrofits | 253 | 7286 | Rate Constraint in lbs/MMBtu | FALSE | L | Annual | Standard NOX | lb/MMBtu | 0.15 | 0.15 | 0.15 | 0.15 | 0.15 | 0.15 | 0.15
CT Fac. Spec. - NOX Rate Winter v.4.10 Final, Unit 1724 and retrofits | 253 | 7286 | Rate Constraint in lbs/MMBtu | FALSE | L | Annual | Emissions at Affected Plants NOX | Thousand Tons | 0.0052154 | 0.0021269 | 0.0014803 | 0 | 0 | 0 | 0
CT Fac. Spec. - NOX Rate Winter v.4.10 Final, Unit 1724 and retrofits | 253 | 7286 | Rate Constraint in lbs/MMBtu | FALSE | L | Annual | Allowances Purchased NOX | Thousand Tons | 0 | 0 | 0 | 0 | 0 | 0 | 0
CT Fac. Spec. - NOX Rate Winter v.4.10 Final, Unit 1724 and retrofits | 253 | 7286 | Rate Constraint in lbs/MMBtu | FALSE | L | Annual | Allowances Sold NOX | Thousand Tons | 0 | 0 | 0 | 0 | 0 | 0 | 0
CT Fac. Spec. - NOX Rate Winter v.4.10 Final, Unit 1724 and retrofits | 253 | 7286 | Rate Constraint in lbs/MMBtu | FALSE | L | Annual | Allowances Banked | Thousand Tons | 0 | 0 | 0 | 0 | 0 | 0 | 0
CT Fac. Spec. - NOX Rate Winter v.4.10 Final, Unit 1724 and retrofits | 253 | 7286 | Rate Constraint in lbs/MMBtu | FALSE | L | Annual | Allowances Withdrawn (1:1) | Thousand Tons | 0 | 0 | 0 | 0 | 0 | 0 | 0
CT Fac. Spec. - NOX Rate Winter v.4.10 Final, Unit 1724 and retrofits | 253 | 7286 | Rate Constraint in lbs/MMBtu | FALSE | L | Annual | Allowances Withdrawn (n:1) | Thousand Tons | 0 | 0 | 0 | 0 | 0 | 0 | 0
CT Fac. Spec. - NOX Rate Winter v.4.10 Final, Unit 1724 and retrofits | 253 | 7286 | Rate Constraint in lbs/MMBtu | FALSE | L | Annual | Net Emissions Allowance Position | Thousand Tons | 0.0052154 | 0.0021269 | 0.0014803 | 0 | 0 | 0 | 0
CT Fac. Spec. - NOX Rate Winter v.4.10 Final, Unit 1724 and retrofits | 253 | 7286 | Rate Constraint in lbs/MMBtu | FALSE | L | Annual | Fuel Consumed | TBtu | 1.5662 | 0.6387 | 0.44452 | 0 | 0 | 0 | 0
CT Fac. Spec. - NOX Rate Winter v.4.10 Final, Unit 1724 and retrofits | 253 | 7286 | Rate Constraint in lbs/MMBtu | FALSE | L | Annual | Rate | lb/MMBtu | 0.00666 | 0.00666 | 0.00666 | 0 | 0 | 0 | 0
CT Fac. Spec. - NOX Rate Winter v.4.10 Final, Unit 1724 and retrofits | 253 | 7286 | Rate Constraint in lbs/MMBtu | FALSE | L | Annual | Generation | TWh | 0.21373 | 0.087159 | 0.060661 | 0 | 0 | 0 | 0
CT Fac. Spec. - NOX Rate Winter v.4.10 Final, Unit 1724 and retrofits | 253 | 7286 | Rate Constraint in lbs/MMBtu | FALSE | L | Annual | Qualifying Generation | TWh | 0.21373 | 0.087159 | 0.060661 | 0 | 0 | 0 | 0
CT Fac. Spec. - NOX Rate Winter v.4.10 Final, Unit 1724 and retrofits | 253 | 7286 | Rate Constraint in lbs/MMBtu | FALSE | L | Annual | Rate | lb/MWh | 0.048804 | 0.048804 | 0.048804 | 0 | 0 | 0 | 0
CT Fac. Spec. - NOX Rate Winter v.4.10 Final, Unit 1724 and retrofits | 253 | 7286 | Rate Constraint in lbs/MMBtu | FALSE | L | Annual | Constraint Shadow Price | US2022$/Ton | 0 | 0 | 0 | 0 | 0 | 0 | 0
CT Fac. Spec. - NOX Rate Winter v.4.10 Final, Unit 1725 and retrofits | 254 | 7286 | Rate Constraint in lbs/MMBtu | FALSE | L | Annual | Seasons Included | Seasons | Winter, Spring, Fall | Winter, Spring, Fall | Winter, Spring, Fall | Winter, Spring, Fall | Winter, Spring, Fall | Winter, Spring, Fall | Winter, Spring, Fall
CT Fac. Spec. - NOX Rate Winter v.4.10 Final, Unit 1725 and retrofits | 254 | 7286 | Rate Constraint in lbs/MMBtu | FALSE | L | Annual | Standard NOX | lb/MMBtu | 0.15 | 0.15 | 0.15 | 0.15 | 0.15 | 0.15 | 0.15
CT Fac. Spec. - NOX Rate Winter v.4.10 Final, Unit 1725 and retrofits | 254 | 7286 | Rate Constraint in lbs/MMBtu | FALSE | L | Annual | Emissions at Affected Plants NOX | Thousand Tons | 0.015049 | 0.014539 | 0.012995 | 0 | 0 | 0 | 0
CT Fac. Spec. - NOX Rate Winter v.4.10 Final, Unit 1725 and retrofits | 254 | 7286 | Rate Constraint in lbs/MMBtu | FALSE | L | Annual | Allowances Purchased NOX | Thousand Tons | 0 | 0 | 0 | 0 | 0 | 0 | 0
CT Fac. Spec. - NOX Rate Winter v.4.10 Final, Unit 1725 and retrofits | 254 | 7286 | Rate Constraint in lbs/MMBtu | FALSE | L | Annual | Allowances Sold NOX | Thousand Tons | 0 | 0 | 0 | 0 | 0 | 0 | 0
CT Fac. Spec. - NOX Rate Winter v.4.10 Final, Unit 1725 and retrofits | 254 | 7286 | Rate Constraint in lbs/MMBtu | FALSE | L | Annual | Allowances Banked | Thousand Tons | 0 | 0 | 0 | 0 | 0 | 0 | 0
CT Fac. Spec. - NOX Rate Winter v.4.10 Final, Unit 1725 and retrofits | 254 | 7286 | Rate Constraint in lbs/MMBtu | FALSE | L | Annual | Allowances Withdrawn (1:1) | Thousand Tons | 0 | 0 | 0 | 0 | 0 | 0 | 0
CT Fac. Spec. - NOX Rate Winter v.4.10 Final, Unit 1725 and retrofits | 254 | 7286 | Rate Constraint in lbs/MMBtu | FALSE | L | Annual | Allowances Withdrawn (n:1) | Thousand Tons | 0 | 0 | 0 | 0 | 0 | 0 | 0
CT Fac. Spec. - NOX Rate Winter v.4.10 Final, Unit 1725 and retrofits | 254 | 7286 | Rate Constraint in lbs/MMBtu | FALSE | L | Annual | Net Emissions Allowance Position | Thousand Tons | 0.015049 | 0.014539 | 0.012995 | 0 | 0 | 0 | 0
CT Fac. Spec. - NOX Rate Winter v.4.10 Final, Unit 1725 and retrofits | 254 | 7286 | Rate Constraint in lbs/MMBtu | FALSE | L | Annual | Fuel Consumed | TBtu | 4.8939 | 4.7281 | 4.2262 | 0 | 0 | 0 | 0
CT Fac. Spec. - NOX Rate Winter v.4.10 Final, Unit 1725 and retrofits | 254 | 7286 | Rate Constraint in lbs/MMBtu | FALSE | L | Annual | Rate | lb/MMBtu | 0.00615 | 0.00615 | 0.00615 | 0 | 0 | 0 | 0
CT Fac. Spec. - NOX Rate Winter v.4.10 Final, Unit 1725 and retrofits | 254 | 7286 | Rate Constraint in lbs/MMBtu | FALSE | L | Annual | Generation | TWh | 0.69417 | 0.67066 | 0.59945 | 0 | 0 | 0 | 0
CT Fac. Spec. - NOX Rate Winter v.4.10 Final, Unit 1725 and retrofits | 254 | 7286 | Rate Constraint in lbs/MMBtu | FALSE | L | Annual | Qualifying Generation | TWh | 0.69417 | 0.67066 | 0.59945 | 0 | 0 | 0 | 0
CT Fac. Spec. - NOX Rate Winter v.4.10 Final, Unit 1725 and retrofits | 254 | 7286 | Rate Constraint in lbs/MMBtu | FALSE | L | Annual | Rate | lb/MWh | 0.043357 | 0.043357 | 0.043358 | 0 | 0 | 0 | 0
CT Fac. Spec. - NOX Rate Winter v.4.10 Final, Unit 1725 and retrofits | 254 | 7286 | Rate Constraint in lbs/MMBtu | FALSE | L | Annual | Constraint Shadow Price | US2022$/Ton | 0 | 0 | 0 | 0 | 0 | 0 | 0
CT Fac. Spec. - NOX Rate Winter v.4.10 Final, Unit 1726 and retrofits | 255 | 7286 | Rate Constraint in lbs/MMBtu | FALSE | L | Annual | Seasons Included | Seasons | Winter, Spring, Fall | Winter, Spring, Fall | Winter, Spring, Fall | Winter, Spring, Fall | Winter, Spring, Fall | Winter, Spring, Fall | Winter, Spring, Fall
CT Fac. Spec. - NOX Rate Winter v.4.10 Final, Unit 1726 and retrofits | 255 | 7286 | Rate Constraint in lbs/MMBtu | FALSE | L | Annual | Standard NOX | lb/MMBtu | 0.15 | 0.15 | 0.15 | 0.15 | 0.15 | 0.15 | 0.15
CT Fac. Spec. - NOX Rate Winter v.4.10 Final, Unit 1726 and retrofits | 255 | 7286 | Rate Constraint in lbs/MMBtu | FALSE | L | Annual | Emissions at Affected Plants NOX | Thousand Tons | 0.0068028 | 0.0065723 | 0.00305 | 0 | 0 | 0 | 0
CT Fac. Spec. - NOX Rate Winter v.4.10 Final, Unit 1726 and retrofits | 255 | 7286 | Rate Constraint in lbs/MMBtu | FALSE | L | Annual | Allowances Purchased NOX | Thousand Tons | 0 | 0 | 0 | 0 | 0 | 0 | 0
CT Fac. Spec. - NOX Rate Winter v.4.10 Final, Unit 1726 and retrofits | 255 | 7286 | Rate Constraint in lbs/MMBtu | FALSE | L | Annual | Allowances Sold NOX | Thousand Tons | 0 | 0 | 0 | 0 | 0 | 0 | 0
CT Fac. Spec. - NOX Rate Winter v.4.10 Final, Unit 1726 and retrofits | 255 | 7286 | Rate Constraint in lbs/MMBtu | FALSE | L | Annual | Allowances Banked | Thousand Tons | 0 | 0 | 0 | 0 | 0 | 0 | 0
CT Fac. Spec. - NOX Rate Winter v.4.10 Final, Unit 1726 and retrofits | 255 | 7286 | Rate Constraint in lbs/MMBtu | FALSE | L | Annual | Allowances Withdrawn (1:1) | Thousand Tons | 0 | 0 | 0 | 0 | 0 | 0 | 0
CT Fac. Spec. - NOX Rate Winter v.4.10 Final, Unit 1726 and retrofits | 255 | 7286 | Rate Constraint in lbs/MMBtu | FALSE | L | Annual | Allowances Withdrawn (n:1) | Thousand Tons | 0 | 0 | 0 | 0 | 0 | 0 | 0
CT Fac. Spec. - NOX Rate Winter v.4.10 Final, Unit 1726 and retrofits | 255 | 7286 | Rate Constraint in lbs/MMBtu | FALSE | L | Annual | Net Emissions Allowance Position | Thousand Tons | 0.0068028 | 0.0065723 | 0.00305 | 0 | 0 | 0 | 0
CT Fac. Spec. - NOX Rate Winter v.4.10 Final, Unit 1726 and retrofits | 255 | 7286 | Rate Constraint in lbs/MMBtu | FALSE | L | Annual | Fuel Consumed | TBtu | 2.2123 | 2.1373 | 0.99187 | 0 | 0 | 0 | 0
CT Fac. Spec. - NOX Rate Winter v.4.10 Final, Unit 1726 and retrofits | 255 | 7286 | Rate Constraint in lbs/MMBtu | FALSE | L | Annual | Rate | lb/MMBtu | 0.00615 | 0.00615 | 0.00615 | 0 | 0 | 0 | 0
CT Fac. Spec. - NOX Rate Winter v.4.10 Final, Unit 1726 and retrofits | 255 | 7286 | Rate Constraint in lbs/MMBtu | FALSE | L | Annual | Generation | TWh | 0.3138 | 0.30317 | 0.14069 | 0 | 0 | 0 | 0
CT Fac. Spec. - NOX Rate Winter v.4.10 Final, Unit 1726 and retrofits | 255 | 7286 | Rate Constraint in lbs/MMBtu | FALSE | L | Annual | Qualifying Generation | TWh | 0.3138 | 0.30317 | 0.14069 | 0 | 0 | 0 | 0
CT Fac. Spec. - NOX Rate Winter v.4.10 Final, Unit 1726 and retrofits | 255 | 7286 | Rate Constraint in lbs/MMBtu | FALSE | L | Annual | Rate | lb/MWh | 0.043357 | 0.043357 | 0.043357 | 0 | 0 | 0 | 0
CT Fac. Spec. - NOX Rate Winter v.4.10 Final, Unit 1726 and retrofits | 255 | 7286 | Rate Constraint in lbs/MMBtu | FALSE | L | Annual | Constraint Shadow Price | US2022$/Ton | 0 | 0 | 0 | 0 | 0 | 0 | 0
CT Fac. Spec. - NOX Rate Winter v.4.10 Final, Unit 1730 and retrofits | 256 | 7286 | Rate Constraint in lbs/MMBtu | FALSE | L | Annual | Seasons Included | Seasons | Winter, Spring, Fall | Winter, Spring, Fall | Winter, Spring, Fall | Winter, Spring, Fall | Winter, Spring, Fall | Winter, Spring, Fall | Winter, Spring, Fall
CT Fac. Spec. - NOX Rate Winter v.4.10 Final, Unit 1730 and retrofits | 256 | 7286 | Rate Constraint in lbs/MMBtu | FALSE | L | Annual | Standard NOX | lb/MMBtu | 0.15 | 0.15 | 0.15 | 0.15 | 0.15 | 0.15 | 0.15
CT Fac. Spec. - NOX Rate Winter v.4.10 Final, Unit 1730 and retrofits | 256 | 7286 | Rate Constraint in lbs/MMBtu | FALSE | L | Annual | Emissions at Affected Plants NOX | Thousand Tons | 0.010574 | 0.0058034 | 0.0017617 | 0 | 0 | 0 | 0
CT Fac. Spec. - NOX Rate Winter v.4.10 Final, Unit 1730 and retrofits | 256 | 7286 | Rate Constraint in lbs/MMBtu | FALSE | L | Annual | Allowances Purchased NOX | Thousand Tons | 0 | 0 | 0 | 0 | 0 | 0 | 0
CT Fac. Spec. - NOX Rate Winter v.4.10 Final, Unit 1730 and retrofits | 256 | 7286 | Rate Constraint in lbs/MMBtu | FALSE | L | Annual | Allowances Sold NOX | Thousand Tons | 0 | 0 | 0 | 0 | 0 | 0 | 0
CT Fac. Spec. - NOX Rate Winter v.4.10 Final, Unit 1730 and retrofits | 256 | 7286 | Rate Constraint in lbs/MMBtu | FALSE | L | Annual | Allowances Banked | Thousand Tons | 0 | 0 | 0 | 0 | 0 | 0 | 0
CT Fac. Spec. - NOX Rate Winter v.4.10 Final, Unit 1730 and retrofits | 256 | 7286 | Rate Constraint in lbs/MMBtu | FALSE | L | Annual | Allowances Withdrawn (1:1) | Thousand Tons | 0 | 0 | 0 | 0 | 0 | 0 | 0
CT Fac. Spec. - NOX Rate Winter v.4.10 Final, Unit 1730 and retrofits | 256 | 7286 | Rate Constraint in lbs/MMBtu | FALSE | L | Annual | Allowances Withdrawn (n:1) | Thousand Tons | 0 | 0 | 0 | 0 | 0 | 0 | 0
CT Fac. Spec. - NOX Rate Winter v.4.10 Final, Unit 1730 and retrofits | 256 | 7286 | Rate Constraint in lbs/MMBtu | FALSE | L | Annual | Net Emissions Allowance Position | Thousand Tons | 0.010574 | 0.0058034 | 0.0017617 | 0 | 0 | 0 | 0
CT Fac. Spec. - NOX Rate Winter v.4.10 Final, Unit 1730 and retrofits | 256 | 7286 | Rate Constraint in lbs/MMBtu | FALSE | L | Annual | Fuel Consumed | TBtu | 2.5572 | 1.4035 | 0.42604 | 0 | 0 | 0 | 0
CT Fac. Spec. - NOX Rate Winter v.4.10 Final, Unit 1730 and retrofits | 256 | 7286 | Rate Constraint in lbs/MMBtu | FALSE | L | Annual | Rate | lb/MMBtu | 0.00827 | 0.00827 | 0.00827 | 0 | 0 | 0 | 0
CT Fac. Spec. - NOX Rate Winter v.4.10 Final, Unit 1730 and retrofits | 256 | 7286 | Rate Constraint in lbs/MMBtu | FALSE | L | Annual | Generation | TWh | 0.35926 | 0.19717 | 0.059854 | 0 | 0 | 0 | 0
CT Fac. Spec. - NOX Rate Winter v.4.10 Final, Unit 1730 and retrofits | 256 | 7286 | Rate Constraint in lbs/MMBtu | FALSE | L | Annual | Qualifying Generation | TWh | 0.35926 | 0.19717 | 0.059854 | 0 | 0 | 0 | 0
CT Fac. Spec. - NOX Rate Winter v.4.10 Final, Unit 1730 and retrofits | 256 | 7286 | Rate Constraint in lbs/MMBtu | FALSE | L | Annual | Rate | lb/MWh | 0.058866 | 0.058866 | 0.058866 | 0 | 0 | 0 | 0
CT Fac. Spec. - NOX Rate Winter v.4.10 Final, Unit 1730 and retrofits | 256 | 7286 | Rate Constraint in lbs/MMBtu | FALSE | L | Annual | Constraint Shadow Price | US2022$/Ton | 0 | 0 | 0 | 0 | 0 | 0 | 0
CT Fac. Spec. - NOX Rate Winter v.4.10 Final, Unit 1731 and retrofits | 257 | 7286 | Rate Constraint in lbs/MMBtu | FALSE | L | Annual | Seasons Included | Seasons | Winter, Spring, Fall | Winter, Spring, Fall | Winter, Spring, Fall | Winter, Spring, Fall | Winter, Spring, Fall | Winter, Spring, Fall | Winter, Spring, Fall
CT Fac. Spec. - NOX Rate Winter v.4.10 Final, Unit 1731 and retrofits | 257 | 7286 | Rate Constraint in lbs/MMBtu | FALSE | L | Annual | Standard NOX | lb/MMBtu | 0.15 | 0.15 | 0.15 | 0.15 | 0.15 | 0.15 | 0.15
CT Fac. Spec. - NOX Rate Winter v.4.10 Final, Unit 1731 and retrofits | 257 | 7286 | Rate Constraint in lbs/MMBtu | FALSE | L | Annual | Emissions at Affected Plants NOX | Thousand Tons | 0.0097482 | 0.0055252 | 0.0017617 | 0 | 0 | 0 | 0
CT Fac. Spec. - NOX Rate Winter v.4.10 Final, Unit 1731 and retrofits | 257 | 7286 | Rate Constraint in lbs/MMBtu | FALSE | L | Annual | Allowances Purchased NOX | Thousand Tons | 0 | 0 | 0 | 0 | 0 | 0 | 0
CT Fac. Spec. - NOX Rate Winter v.4.10 Final, Unit 1731 and retrofits | 257 | 7286 | Rate Constraint in lbs/MMBtu | FALSE | L | Annual | Allowances Sold NOX | Thousand Tons | 0 | 0 | 0 | 0 | 0 | 0 | 0
CT Fac. Spec. - NOX Rate Winter v.4.10 Final, Unit 1731 and retrofits | 257 | 7286 | Rate Constraint in lbs/MMBtu | FALSE | L | Annual | Allowances Banked | Thousand Tons | 0 | 0 | 0 | 0 | 0 | 0 | 0
CT Fac. Spec. - NOX Rate Winter v.4.10 Final, Unit 1731 and retrofits | 257 | 7286 | Rate Constraint in lbs/MMBtu | FALSE | L | Annual | Allowances Withdrawn (1:1) | Thousand Tons | 0 | 0 | 0 | 0 | 0 | 0 | 0
CT Fac. Spec. - NOX Rate Winter v.4.10 Final, Unit 1731 and retrofits | 257 | 7286 | Rate Constraint in lbs/MMBtu | FALSE | L | Annual | Allowances Withdrawn (n:1) | Thousand Tons | 0 | 0 | 0 | 0 | 0 | 0 | 0
CT Fac. Spec. - NOX Rate Winter v.4.10 Final, Unit 1731 and retrofits | 257 | 7286 | Rate Constraint in lbs/MMBtu | FALSE | L | Annual | Net Emissions Allowance Position | Thousand Tons | 0.0097482 | 0.0055252 | 0.0017617 | 0 | 0 | 0 | 0
CT Fac. Spec. - NOX Rate Winter v.4.10 Final, Unit 1731 and retrofits | 257 | 7286 | Rate Constraint in lbs/MMBtu | FALSE | L | Annual | Fuel Consumed | TBtu | 2.3575 | 1.3362 | 0.42604 | 0 | 0 | 0 | 0
CT Fac. Spec. - NOX Rate Winter v.4.10 Final, Unit 1731 and retrofits | 257 | 7286 | Rate Constraint in lbs/MMBtu | FALSE | L | Annual | Rate | lb/MMBtu | 0.00827 | 0.00827 | 0.00827 | 0 | 0 | 0 | 0
CT Fac. Spec. - NOX Rate Winter v.4.10 Final, Unit 1731 and retrofits | 257 | 7286 | Rate Constraint in lbs/MMBtu | FALSE | L | Annual | Generation | TWh | 0.3312 | 0.18772 | 0.059854 | 0 | 0 | 0 | 0
CT Fac. Spec. - NOX Rate Winter v.4.10 Final, Unit 1731 and retrofits | 257 | 7286 | Rate Constraint in lbs/MMBtu | FALSE | L | Annual | Qualifying Generation | TWh | 0.3312 | 0.18772 | 0.059854 | 0 | 0 | 0 | 0
CT Fac. Spec. - NOX Rate Winter v.4.10 Final, Unit 1731 and retrofits | 257 | 7286 | Rate Constraint in lbs/MMBtu | FALSE | L | Annual | Rate | lb/MWh | 0.058866 | 0.058866 | 0.058866 | 0 | 0 | 0 | 0
CT Fac. Spec. - NOX Rate Winter v.4.10 Final, Unit 1731 and retrofits | 257 | 7286 | Rate Constraint in lbs/MMBtu | FALSE | L | Annual | Constraint Shadow Price | US2022$/Ton | 0 | 0 | 0 | 0 | 0 | 0 | 0
CT Fac. Spec. - NOX Rate Winter v.4.10 Final, Unit 1732 and retrofits | 258 | 7286 | Rate Constraint in lbs/MMBtu | FALSE | L | Annual | Seasons Included | Seasons | Winter, Spring, Fall | Winter, Spring, Fall | Winter, Spring, Fall | Winter, Spring, Fall | Winter, Spring, Fall | Winter, Spring, Fall | Winter, Spring, Fall
CT Fac. Spec. - NOX Rate Winter v.4.10 Final, Unit 1732 and retrofits | 258 | 7286 | Rate Constraint in lbs/MMBtu | FALSE | L | Annual | Standard NOX | lb/MMBtu | 0.15 | 0.15 | 0.15 | 0.15 | 0.15 | 0.15 | 0.15
CT Fac. Spec. - NOX Rate Winter v.4.10 Final, Unit 1732 and retrofits | 258 | 7286 | Rate Constraint in lbs/MMBtu | FALSE | L | Annual | Emissions at Affected Plants NOX | Thousand Tons | 0.013412 | 0.0071792 | 0.0026187 | 0 | 0 | 0 | 0
CT Fac. Spec. - NOX Rate Winter v.4.10 Final, Unit 1732 and retrofits | 258 | 7286 | Rate Constraint in lbs/MMBtu | FALSE | L | Annual | Allowances Purchased NOX | Thousand Tons | 0 | 0 | 0 | 0 | 0 | 0 | 0
CT Fac. Spec. - NOX Rate Winter v.4.10 Final, Unit 1732 and retrofits | 258 | 7286 | Rate Constraint in lbs/MMBtu | FALSE | L | Annual | Allowances Sold NOX | Thousand Tons | 0 | 0 | 0 | 0 | 0 | 0 | 0
CT Fac. Spec. - NOX Rate Winter v.4.10 Final, Unit 1732 and retrofits | 258 | 7286 | Rate Constraint in lbs/MMBtu | FALSE | L | Annual | Allowances Banked | Thousand Tons | 0 | 0 | 0 | 0 | 0 | 0 | 0
CT Fac. Spec. - NOX Rate Winter v.4.10 Final, Unit 1732 and retrofits | 258 | 7286 | Rate Constraint in lbs/MMBtu | FALSE | L | Annual | Allowances Withdrawn (1:1) | Thousand Tons | 0 | 0 | 0 | 0 | 0 | 0 | 0
CT Fac. Spec. - NOX Rate Winter v.4.10 Final, Unit 1732 and retrofits | 258 | 7286 | Rate Constraint in lbs/MMBtu | FALSE | L | Annual | Allowances Withdrawn (n:1) | Thousand Tons | 0 | 0 | 0 | 0 | 0 | 0 | 0
CT Fac. Spec. - NOX Rate Winter v.4.10 Final, Unit 1732 and retrofits | 258 | 7286 | Rate Constraint in lbs/MMBtu | FALSE | L | Annual | Net Emissions Allowance Position | Thousand Tons | 0.013412 | 0.0071792 | 0.0026187 | 0 | 0 | 0 | 0
CT Fac. Spec. - NOX Rate Winter v.4.10 Final, Unit 1732 and retrofits | 258 | 7286 | Rate Constraint in lbs/MMBtu | FALSE | L | Annual | Fuel Consumed | TBtu | 3.2435 | 1.7362 | 0.6333 | 0 | 0 | 0 | 0
CT Fac. Spec. - NOX Rate Winter v.4.10 Final, Unit 1732 and retrofits | 258 | 7286 | Rate Constraint in lbs/MMBtu | FALSE | L | Annual | Rate | lb/MMBtu | 0.00827 | 0.00827 | 0.00827 | 0 | 0 | 0 | 0
CT Fac. Spec. - NOX Rate Winter v.4.10 Final, Unit 1732 and retrofits | 258 | 7286 | Rate Constraint in lbs/MMBtu | FALSE | L | Annual | Generation | TWh | 0.45568 | 0.24392 | 0.088972 | 0 | 0 | 0 | 0
CT Fac. Spec. - NOX Rate Winter v.4.10 Final, Unit 1732 and retrofits | 258 | 7286 | Rate Constraint in lbs/MMBtu | FALSE | L | Annual | Qualifying Generation | TWh | 0.45568 | 0.24392 | 0.088972 | 0 | 0 | 0 | 0
CT Fac. Spec. - NOX Rate Winter v.4.10 Final, Unit 1732 and retrofits | 258 | 7286 | Rate Constraint in lbs/MMBtu | FALSE | L | Annual | Rate | lb/MWh | 0.058866 | 0.058866 | 0.058866 | 0 | 0 | 0 | 0
CT Fac. Spec. - NOX Rate Winter v.4.10 Final, Unit 1732 and retrofits | 258 | 7286 | Rate Constraint in lbs/MMBtu | FALSE | L | Annual | Constraint Shadow Price | US2022$/Ton | 0 | 0 | 0 | 0 | 0 | 0 | 0
CT Fac. Spec. - NOX Rate Winter v.4.10 Final, Unit 1733 and retrofits | 259 | 7286 | Rate Constraint in lbs/MMBtu | FALSE | L | Annual | Seasons Included | Seasons | Winter, Spring, Fall | Winter, Spring, Fall | Winter, Spring, Fall | Winter, Spring, Fall | Winter, Spring, Fall | Winter, Spring, Fall | Winter, Spring, Fall
CT Fac. Spec. - NOX Rate Winter v.4.10 Final, Unit 1733 and retrofits | 259 | 7286 | Rate Constraint in lbs/MMBtu | FALSE | L | Annual | Standard NOX | lb/MMBtu | 0.15 | 0.15 | 0.15 | 0.15 | 0.15 | 0.15 | 0.15
CT Fac. Spec. - NOX Rate Winter v.4.10 Final, Unit 1733 and retrofits | 259 | 7286 | Rate Constraint in lbs/MMBtu | FALSE | L | Annual | Emissions at Affected Plants NOX | Thousand Tons | 0.014062 | 0.010658 | 0.010427 | 0 | 0 | 0 | 0
CT Fac. Spec. - NOX Rate Winter v.4.10 Final, Unit 1733 and retrofits | 259 | 7286 | Rate Constraint in lbs/MMBtu | FALSE | L | Annual | Allowances Purchased NOX | Thousand Tons | 0 | 0 | 0 | 0 | 0 | 0 | 0
CT Fac. Spec. - NOX Rate Winter v.4.10 Final, Unit 1733 and retrofits | 259 | 7286 | Rate Constraint in lbs/MMBtu | FALSE | L | Annual | Allowances Sold NOX | Thousand Tons | 0 | 0 | 0 | 0 | 0 | 0 | 0
CT Fac. Spec. - NOX Rate Winter v.4.10 Final, Unit 1733 and retrofits | 259 | 7286 | Rate Constraint in lbs/MMBtu | FALSE | L | Annual | Allowances Banked | Thousand Tons | 0 | 0 | 0 | 0 | 0 | 0 | 0
CT Fac. Spec. - NOX Rate Winter v.4.10 Final, Unit 1733 and retrofits | 259 | 7286 | Rate Constraint in lbs/MMBtu | FALSE | L | Annual | Allowances Withdrawn (1:1) | Thousand Tons | 0 | 0 | 0 | 0 | 0 | 0 | 0
CT Fac. Spec. - NOX Rate Winter v.4.10 Final, Unit 1733 and retrofits | 259 | 7286 | Rate Constraint in lbs/MMBtu | FALSE | L | Annual | Allowances Withdrawn (n:1) | Thousand Tons | 0 | 0 | 0 | 0 | 0 | 0 | 0
CT Fac. Spec. - NOX Rate Winter v.4.10 Final, Unit 1733 and retrofits | 259 | 7286 | Rate Constraint in lbs/MMBtu | FALSE | L | Annual | Net Emissions Allowance Position | Thousand Tons | 0.014062 | 0.010658 | 0.010427 | 0 | 0 | 0 | 0
CT Fac. Spec. - NOX Rate Winter v.4.10 Final, Unit 1733 and retrofits | 259 | 7286 | Rate Constraint in lbs/MMBtu | FALSE | L | Annual | Fuel Consumed | TBtu | 4.8742 | 3.6942 | 3.6144 | 0 | 0 | 0 | 0
CT Fac. Spec. - NOX Rate Winter v.4.10 Final, Unit 1733 and retrofits | 259 | 7286 | Rate Constraint in lbs/MMBtu | FALSE | L | Annual | Rate | lb/MMBtu | 0.00577 | 0.00577 | 0.00577 | 0 | 0 | 0 | 0
CT Fac. Spec. - NOX Rate Winter v.4.10 Final, Unit 1733 and retrofits | 259 | 7286 | Rate Constraint in lbs/MMBtu | FALSE | L | Annual | Generation | TWh | 0.69137 | 0.524 | 0.51268 | 0 | 0 | 0 | 0
CT Fac. Spec. - NOX Rate Winter v.4.10 Final, Unit 1733 and retrofits | 259 | 7286 | Rate Constraint in lbs/MMBtu | FALSE | L | Annual | Qualifying Generation | TWh | 0.69137 | 0.524 | 0.51268 | 0 | 0 | 0 | 0
CT Fac. Spec. - NOX Rate Winter v.4.10 Final, Unit 1733 and retrofits | 259 | 7286 | Rate Constraint in lbs/MMBtu | FALSE | L | Annual | Rate | lb/MWh | 0.040679 | 0.040679 | 0.040679 | 0 | 0 | 0 | 0
CT Fac. Spec. - NOX Rate Winter v.4.10 Final, Unit 1733 and retrofits | 259 | 7286 | Rate Constraint in lbs/MMBtu | FALSE | L | Annual | Constraint Shadow Price | US2022$/Ton | 0 | 0 | 0 | 0 | 0 | 0 | 0
CT Fac. Spec. - NOX Rate Winter v.4.10 Final, Unit 1734 and retrofits | 260 | 7286 | Rate Constraint in lbs/MMBtu | FALSE | L | Annual | Seasons Included | Seasons | Winter, Spring, Fall | Winter, Spring, Fall | Winter, Spring, Fall | Winter, Spring, Fall | Winter, Spring, Fall | Winter, Spring, Fall | Winter, Spring, Fall
CT Fac. Spec. - NOX Rate Winter v.4.10 Final, Unit 1734 and retrofits | 260 | 7286 | Rate Constraint in lbs/MMBtu | FALSE | L | Annual | Standard NOX | lb/MMBtu | 0.15 | 0.15 | 0.15 | 0.15 | 0.15 | 0.15 | 0.15
CT Fac. Spec. - NOX Rate Winter v.4.10 Final, Unit 1734 and retrofits | 260 | 7286 | Rate Constraint in lbs/MMBtu | FALSE | L | Annual | Emissions at Affected Plants NOX | Thousand Tons | 0.010395 | 0.01035 | 0.010126 | 0 | 0 | 0 | 0
CT Fac. Spec. - NOX Rate Winter v.4.10 Final, Unit 1734 and retrofits | 260 | 7286 | Rate Constraint in lbs/MMBtu | FALSE | L | Annual | Allowances Purchased NOX | Thousand Tons | 0 | 0 | 0 | 0 | 0 | 0 | 0
CT Fac. Spec. - NOX Rate Winter v.4.10 Final, Unit 1734 and retrofits | 260 | 7286 | Rate Constraint in lbs/MMBtu | FALSE | L | Annual | Allowances Sold NOX | Thousand Tons | 0 | 0 | 0 | 0 | 0 | 0 | 0
CT Fac. Spec. - NOX Rate Winter v.4.10 Final, Unit 1734 and retrofits | 260 | 7286 | Rate Constraint in lbs/MMBtu | FALSE | L | Annual | Allowances Banked | Thousand Tons | 0 | 0 | 0 | 0 | 0 | 0 | 0
CT Fac. Spec. - NOX Rate Winter v.4.10 Final, Unit 1734 and retrofits | 260 | 7286 | Rate Constraint in lbs/MMBtu | FALSE | L | Annual | Allowances Withdrawn (1:1) | Thousand Tons | 0 | 0 | 0 | 0 | 0 | 0 | 0
CT Fac. Spec. - NOX Rate Winter v.4.10 Final, Unit 1734 and retrofits | 260 | 7286 | Rate Constraint in lbs/MMBtu | FALSE | L | Annual | Allowances Withdrawn (n:1) | Thousand Tons | 0 | 0 | 0 | 0 | 0 | 0 | 0
CT Fac. Spec. - NOX Rate Winter v.4.10 Final, Unit 1734 and retrofits | 260 | 7286 | Rate Constraint in lbs/MMBtu | FALSE | L | Annual | Net Emissions Allowance Position | Thousand Tons | 0.010395 | 0.01035 | 0.010126 | 0 | 0 | 0 | 0
CT Fac. Spec. - NOX Rate Winter v.4.10 Final, Unit 1734 and retrofits | 260 | 7286 | Rate Constraint in lbs/MMBtu | FALSE | L | Annual | Fuel Consumed | TBtu | 3.6032 | 3.5874 | 3.5098 | 0 | 0 | 0 | 0
CT Fac. Spec. - NOX Rate Winter v.4.10 Final, Unit 1734 and retrofits | 260 | 7286 | Rate Constraint in lbs/MMBtu | FALSE | L | Annual | Rate | lb/MMBtu | 0.00577 | 0.00577 | 0.00577 | 0 | 0 | 0 | 0
CT Fac. Spec. - NOX Rate Winter v.4.10 Final, Unit 1734 and retrofits | 260 | 7286 | Rate Constraint in lbs/MMBtu | FALSE | L | Annual | Generation | TWh | 0.51109 | 0.50885 | 0.49785 | 0 | 0 | 0 | 0
CT Fac. Spec. - NOX Rate Winter v.4.10 Final, Unit 1734 and retrofits | 260 | 7286 | Rate Constraint in lbs/MMBtu | FALSE | L | Annual | Qualifying Generation | TWh | 0.51109 | 0.50885 | 0.49785 | 0 | 0 | 0 | 0
CT Fac. Spec. - NOX Rate Winter v.4.10 Final, Unit 1734 and retrofits | 260 | 7286 | Rate Constraint in lbs/MMBtu | FALSE | L | Annual | Rate | lb/MWh | 0.040679 | 0.040679 | 0.040679 | 0 | 0 | 0 | 0
CT Fac. Spec. - NOX Rate Winter v.4.10 Final, Unit 1734 and retrofits | 260 | 7286 | Rate Constraint in lbs/MMBtu | FALSE | L | Annual | Constraint Shadow Price | US2022$/Ton | 0 | 0 | 0 | 0 | 0 | 0 | 0
CT Fac. Spec. - NOX Rate Winter v.4.10 Final, Unit 1735 and retrofits | 261 | 7286 | Rate Constraint in lbs/MMBtu | FALSE | L | Annual | Seasons Included | Seasons | Winter, Spring, Fall | Winter, Spring, Fall | Winter, Spring, Fall | Winter, Spring, Fall | Winter, Spring, Fall | Winter, Spring, Fall | Winter, Spring, Fall
CT Fac. Spec. - NOX Rate Winter v.4.10 Final, Unit 1735 and retrofits | 261 | 7286 | Rate Constraint in lbs/MMBtu | FALSE | L | Annual | Standard NOX | lb/MMBtu | 0.15 | 0.15 | 0.15 | 0.15 | 0.15 | 0.15 | 0.15
CT Fac. Spec. - NOX Rate Winter v.4.10 Final, Unit 1735 and retrofits | 261 | 7286 | Rate Constraint in lbs/MMBtu | FALSE | L | Annual | Emissions at Affected Plants NOX | Thousand Tons | 0.011511 | 0.011131 | 0.011179 | 0 | 0 | 0 | 0
CT Fac. Spec. - NOX Rate Winter v.4.10 Final, Unit 1735 and retrofits | 261 | 7286 | Rate Constraint in lbs/MMBtu | FALSE | L | Annual | Allowances Purchased NOX | Thousand Tons | 0 | 0 | 0 | 0 | 0 | 0 | 0
CT Fac. Spec. - NOX Rate Winter v.4.10 Final, Unit 1735 and retrofits | 261 | 7286 | Rate Constraint in lbs/MMBtu | FALSE | L | Annual | Allowances Sold NOX | Thousand Tons | 0 | 0 | 0 | 0 | 0 | 0 | 0
CT Fac. Spec. - NOX Rate Winter v.4.10 Final, Unit 1735 and retrofits | 261 | 7286 | Rate Constraint in lbs/MMBtu | FALSE | L | Annual | Allowances Banked | Thousand Tons | 0 | 0 | 0 | 0 | 0 | 0 | 0
CT Fac. Spec. - NOX Rate Winter v.4.10 Final, Unit 1735 and retrofits | 261 | 7286 | Rate Constraint in lbs/MMBtu | FALSE | L | Annual | Allowances Withdrawn (1:1) | Thousand Tons | 0 | 0 | 0 | 0 | 0 | 0 | 0
CT Fac. Spec. - NOX Rate Winter v.4.10 Final, Unit 1735 and retrofits | 261 | 7286 | Rate Constraint in lbs/MMBtu | FALSE | L | Annual | Allowances Withdrawn (n:1) | Thousand Tons | 0 | 0 | 0 | 0 | 0 | 0 | 0
CT Fac. Spec. - NOX Rate Winter v.4.10 Final, Unit 1735 and retrofits | 261 | 7286 | Rate Constraint in lbs/MMBtu | FALSE | L | Annual | Net Emissions Allowance Position | Thousand Tons | 0.011511 | 0.011131 | 0.011179 | 0 | 0 | 0 | 0
CT Fac. Spec. - NOX Rate Winter v.4.10 Final, Unit 1735 and retrofits | 261 | 7286 | Rate Constraint in lbs/MMBtu | FALSE | L | Annual | Fuel Consumed | TBtu | 3.9899 | 3.8582 | 3.875 | 0 | 0 | 0 | 0
CT Fac. Spec. - NOX Rate Winter v.4.10 Final, Unit 1735 and retrofits | 261 | 7286 | Rate Constraint in lbs/MMBtu | FALSE | L | Annual | Rate | lb/MMBtu | 0.00577 | 0.00577 | 0.00577 | 0 | 0 | 0 | 0
CT Fac. Spec. - NOX Rate Winter v.4.10 Final, Unit 1735 and retrofits | 261 | 7286 | Rate Constraint in lbs/MMBtu | FALSE | L | Annual | Generation | TWh | 0.56595 | 0.54726 | 0.54965 | 0 | 0 | 0 | 0
CT Fac. Spec. - NOX Rate Winter v.4.10 Final, Unit 1735 and retrofits | 261 | 7286 | Rate Constraint in lbs/MMBtu | FALSE | L | Annual | Qualifying Generation | TWh | 0.56595 | 0.54726 | 0.54965 | 0 | 0 | 0 | 0
CT Fac. Spec. - NOX Rate Winter v.4.10 Final, Unit 1735 and retrofits | 261 | 7286 | Rate Constraint in lbs/MMBtu | FALSE | L | Annual | Rate | lb/MWh | 0.040679 | 0.040679 | 0.040679 | 0 | 0 | 0 | 0
CT Fac. Spec. - NOX Rate Winter v.4.10 Final, Unit 1735 and retrofits | 261 | 7286 | Rate Constraint in lbs/MMBtu | FALSE | L | Annual | Constraint Shadow Price | US2022$/Ton | 0 | 0 | 0 | 0 | 0 | 0 | 0
CT Fac. Spec. - NOX Rate Winter v.4.10 Final, Unit 1736 and retrofits | 262 | 7286 | Rate Constraint in lbs/MMBtu | FALSE | L | Annual | Seasons Included | Seasons | Winter, Spring, Fall | Winter, Spring, Fall | Winter, Spring, Fall | Winter, Spring, Fall | Winter, Spring, Fall | Winter, Spring, Fall | Winter, Spring, Fall
CT Fac. Spec. - NOX Rate Winter v.4.10 Final, Unit 1736 and retrofits | 262 | 7286 | Rate Constraint in lbs/MMBtu | FALSE | L | Annual | Standard NOX | lb/MMBtu | 0.15 | 0.15 | 0.15 | 0.15 | 0.15 | 0.15 | 0.15
CT Fac. Spec. - NOX Rate Winter v.4.10 Final, Unit 1736 and retrofits | 262 | 7286 | Rate Constraint in lbs/MMBtu | FALSE | L | Annual | Emissions at Affected Plants NOX | Thousand Tons | 0 | 0 | 0 | 0 | 0 | 0 | 0
CT Fac. Spec. - NOX Rate Winter v.4.10 Final, Unit 1736 and retrofits | 262 | 7286 | Rate Constraint in lbs/MMBtu | FALSE | L | Annual | Allowances Purchased NOX | Thousand Tons | 0 | 0 | 0 | 0 | 0 | 0 | 0
CT Fac. Spec. - NOX Rate Winter v.4.10 Final, Unit 1736 and retrofits | 262 | 7286 | Rate Constraint in lbs/MMBtu | FALSE | L | Annual | Allowances Sold NOX | Thousand Tons | 0 | 0 | 0 | 0 | 0 | 0 | 0
CT Fac. Spec. - NOX Rate Winter v.4.10 Final, Unit 1736 and retrofits | 262 | 7286 | Rate Constraint in lbs/MMBtu | FALSE | L | Annual | Allowances Banked | Thousand Tons | 0 | 0 | 0 | 0 | 0 | 0 | 0
CT Fac. Spec. - NOX Rate Winter v.4.10 Final, Unit 1736 and retrofits | 262 | 7286 | Rate Constraint in lbs/MMBtu | FALSE | L | Annual | Allowances Withdrawn (1:1) | Thousand Tons | 0 | 0 | 0 | 0 | 0 | 0 | 0
CT Fac. Spec. - NOX Rate Winter v.4.10 Final, Unit 1736 and retrofits | 262 | 7286 | Rate Constraint in lbs/MMBtu | FALSE | L | Annual | Allowances Withdrawn (n:1) | Thousand Tons | 0 | 0 | 0 | 0 | 0 | 0 | 0
CT Fac. Spec. - NOX Rate Winter v.4.10 Final, Unit 1736 and retrofits | 262 | 7286 | Rate Constraint in lbs/MMBtu | FALSE | L | Annual | Net Emissions Allowance Position | Thousand Tons | 0 | 0 | 0 | 0 | 0 | 0 | 0
CT Fac. Spec. - NOX Rate Winter v.4.10 Final, Unit 1736 and retrofits | 262 | 7286 | Rate Constraint in lbs/MMBtu | FALSE | L | Annual | Fuel Consumed | TBtu | 0 | 0 | 0 | 0 | 0 | 0 | 0
CT Fac. Spec. - NOX Rate Winter v.4.10 Final, Unit 1736 and retrofits | 262 | 7286 | Rate Constraint in lbs/MMBtu | FALSE | L | Annual | Rate | lb/MMBtu | 0 | 0 | 0 | 0 | 0 | 0 | 0
CT Fac. Spec. - NOX Rate Winter v.4.10 Final, Unit 1736 and retrofits | 262 | 7286 | Rate Constraint in lbs/MMBtu | FALSE | L | Annual | Generation | TWh | 0 | 0 | 0 | 0 | 0 | 0 | 0
CT Fac. Spec. - NOX Rate Winter v.4.10 Final, Unit 1736 and retrofits | 262 | 7286 | Rate Constraint in lbs/MMBtu | FALSE | L | Annual | Qualifying Generation | TWh | 0 | 0 | 0 | 0 | 0 | 0 | 0
CT Fac. Spec. - NOX Rate Winter v.4.10 Final, Unit 1736 and retrofits | 262 | 7286 | Rate Constraint in lbs/MMBtu | FALSE | L | Annual | Rate | lb/MWh | 0 | 0 | 0 | 0 | 0 | 0 | 0
CT Fac. Spec. - NOX Rate Winter v.4.10 Final, Unit 1736 and retrofits | 262 | 7286 | Rate Constraint in lbs/MMBtu | FALSE | L | Annual | Constraint Shadow Price | US2022$/Ton | 36780.2557 | 32108.2124 | 31819.5652 | 0 | 0 | 0 | 0
CT Fac. Spec. - NOX Rate Winter v.4.10 Final, Unit 1737 and retrofits | 263 | 7286 | Rate Constraint in lbs/MMBtu | FALSE | L | Annual | Seasons Included | Seasons | Winter, Spring, Fall | Winter, Spring, Fall | Winter, Spring, Fall | Winter, Spring, Fall | Winter, Spring, Fall | Winter, Spring, Fall | Winter, Spring, Fall
CT Fac. Spec. - NOX Rate Winter v.4.10 Final, Unit 1737 and retrofits | 263 | 7286 | Rate Constraint in lbs/MMBtu | FALSE | L | Annual | Standard NOX | lb/MMBtu | 0.15 | 0.15 | 0.15 | 0.15 | 0.15 | 0.15 | 0.15
CT Fac. Spec. - NOX Rate Winter v.4.10 Final, Unit 1737 and retrofits | 263 | 7286 | Rate Constraint in lbs/MMBtu | FALSE | L | Annual | Emissions at Affected Plants NOX | Thousand Tons | 0 | 0 | 0 | 0 | 0 | 0 | 0
CT Fac. Spec. - NOX Rate Winter v.4.10 Final, Unit 1737 and retrofits | 263 | 7286 | Rate Constraint in lbs/MMBtu | FALSE | L | Annual | Allowances Purchased NOX | Thousand Tons | 0 | 0 | 0 | 0 | 0 | 0 | 0
CT Fac. Spec. - NOX Rate Winter v.4.10 Final, Unit 1737 and retrofits | 263 | 7286 | Rate Constraint in lbs/MMBtu | FALSE | L | Annual | Allowances Sold NOX | Thousand Tons | 0 | 0 | 0 | 0 | 0 | 0 | 0
CT Fac. Spec. - NOX Rate Winter v.4.10 Final, Unit 1737 and retrofits | 263 | 7286 | Rate Constraint in lbs/MMBtu | FALSE | L | Annual | Allowances Banked | Thousand Tons | 0 | 0 | 0 | 0 | 0 | 0 | 0
CT Fac. Spec. - NOX Rate Winter v.4.10 Final, Unit 1737 and retrofits | 263 | 7286 | Rate Constraint in lbs/MMBtu | FALSE | L | Annual | Allowances Withdrawn (1:1) | Thousand Tons | 0 | 0 | 0 | 0 | 0 | 0 | 0
CT Fac. Spec. - NOX Rate Winter v.4.10 Final, Unit 1737 and retrofits | 263 | 7286 | Rate Constraint in lbs/MMBtu | FALSE | L | Annual | Allowances Withdrawn (n:1) | Thousand Tons | 0 | 0 | 0 | 0 | 0 | 0 | 0
CT Fac. Spec. - NOX Rate Winter v.4.10 Final, Unit 1737 and retrofits | 263 | 7286 | Rate Constraint in lbs/MMBtu | FALSE | L | Annual | Net Emissions Allowance Position | Thousand Tons | 0 | 0 | 0 | 0 | 0 | 0 | 0
CT Fac. Spec. - NOX Rate Winter v.4.10 Final, Unit 1737 and retrofits | 263 | 7286 | Rate Constraint in lbs/MMBtu | FALSE | L | Annual | Fuel Consumed | TBtu | 0 | 0 | 0 | 0 | 0 | 0 | 0
CT Fac. Spec. - NOX Rate Winter v.4.10 Final, Unit 1737 and retrofits | 263 | 7286 | Rate Constraint in lbs/MMBtu | FALSE | L | Annual | Rate | lb/MMBtu | 0 | 0 | 0 | 0 | 0 | 0 | 0
CT Fac. Spec. - NOX Rate Winter v.4.10 Final, Unit 1737 and retrofits | 263 | 7286 | Rate Constraint in lbs/MMBtu | FALSE | L | Annual | Generation | TWh | 0 | 0 | 0 | 0 | 0 | 0 | 0
CT Fac. Spec. - NOX Rate Winter v.4.10 Final, Unit 1737 and retrofits | 263 | 7286 | Rate Constraint in lbs/MMBtu | FALSE | L | Annual | Qualifying Generation | TWh | 0 | 0 | 0 | 0 | 0 | 0 | 0
CT Fac. Spec. - NOX Rate Winter v.4.10 Final, Unit 1737 and retrofits | 263 | 7286 | Rate Constraint in lbs/MMBtu | FALSE | L | Annual | Rate | lb/MWh | 0 | 0 | 0 | 0 | 0 | 0 | 0
CT Fac. Spec. - NOX Rate Winter v.4.10 Final, Unit 1737 and retrofits | 263 | 7286 | Rate Constraint in lbs/MMBtu | FALSE | L | Annual | Constraint Shadow Price | US2022$/Ton | 36780.2557 | 32108.2124 | 31819.5652 | 0 | 0 | 19151.8559 | 0
CT Fac. Spec. - NOX Rate Winter v.4.10 Final, Unit 2198 and retrofits | 264 | 7286 | Rate Constraint in lbs/MMBtu | FALSE | L | Annual | Seasons Included | Seasons | Winter, Spring, Fall | Winter, Spring, Fall | Winter, Spring, Fall | Winter, Spring, Fall | Winter, Spring, Fall | Winter, Spring, Fall | Winter, Spring, Fall
CT Fac. Spec. - NOX Rate Winter v.4.10 Final, Unit 2198 and retrofits | 264 | 7286 | Rate Constraint in lbs/MMBtu | FALSE | L | Annual | Standard NOX | lb/MMBtu | 0.15 | 0.15 | 0.15 | 0.15 | 0.15 | 0.15 | 0.15
CT Fac. Spec. - NOX Rate Winter v.4.10 Final, Unit 2198 and retrofits | 264 | 7286 | Rate Constraint in lbs/MMBtu | FALSE | L | Annual | Emissions at Affected Plants NOX | Thousand Tons | 0 | 0 | 0 | 0 | 0 | 0 | 0
CT Fac. Spec. - NOX Rate Winter v.4.10 Final, Unit 2198 and retrofits | 264 | 7286 | Rate Constraint in lbs/MMBtu | FALSE | L | Annual | Allowances Purchased NOX | Thousand Tons | 0 | 0 | 0 | 0 | 0 | 0 | 0
CT Fac. Spec. - NOX Rate Winter v.4.10 Final, Unit 2198 and retrofits | 264 | 7286 | Rate Constraint in lbs/MMBtu | FALSE | L | Annual | Allowances Sold NOX | Thousand Tons | 0 | 0 | 0 | 0 | 0 | 0 | 0
CT Fac. Spec. - NOX Rate Winter v.4.10 Final, Unit 2198 and retrofits | 264 | 7286 | Rate Constraint in lbs/MMBtu | FALSE | L | Annual | Allowances Banked | Thousand Tons | 0 | 0 | 0 | 0 | 0 | 0 | 0
CT Fac. Spec. - NOX Rate Winter v.4.10 Final, Unit 2198 and retrofits | 264 | 7286 | Rate Constraint in lbs/MMBtu | FALSE | L | Annual | Allowances Withdrawn (1:1) | Thousand Tons | 0 | 0 | 0 | 0 | 0 | 0 | 0
CT Fac. Spec. - NOX Rate Winter v.4.10 Final, Unit 2198 and retrofits | 264 | 7286 | Rate Constraint in lbs/MMBtu | FALSE | L | Annual | Allowances Withdrawn (n:1) | Thousand Tons | 0 | 0 | 0 | 0 | 0 | 0 | 0
CT Fac. Spec. - NOX Rate Winter v.4.10 Final, Unit 2198 and retrofits | 264 | 7286 | Rate Constraint in lbs/MMBtu | FALSE | L | Annual | Net Emissions Allowance Position | Thousand Tons | 0 | 0 | 0 | 0 | 0 | 0 | 0
CT Fac. Spec. - NOX Rate Winter v.4.10 Final, Unit 2198 and retrofits | 264 | 7286 | Rate Constraint in lbs/MMBtu | FALSE | L | Annual | Fuel Consumed | TBtu | 0 | 0 | 0 | 0 | 0 | 0 | 0
CT Fac. Spec. - NOX Rate Winter v.4.10 Final, Unit 2198 and retrofits | 264 | 7286 | Rate Constraint in lbs/MMBtu | FALSE | L | Annual | Rate | lb/MMBtu | 0 | 0 | 0 | 0 | 0 | 0 | 0
CT Fac. Spec. - NOX Rate Winter v.4.10 Final, Unit 2198 and retrofits | 264 | 7286 | Rate Constraint in lbs/MMBtu | FALSE | L | Annual | Generation | TWh | 0 | 0 | 0 | 0 | 0 | 0 | 0
CT Fac. Spec. - NOX Rate Winter v.4.10 Final, Unit 2198 and retrofits | 264 | 7286 | Rate Constraint in lbs/MMBtu | FALSE | L | Annual | Qualifying Generation | TWh | 0 | 0 | 0 | 0 | 0 | 0 | 0
CT Fac. Spec. - NOX Rate Winter v.4.10 Final, Unit 2198 and retrofits | 264 | 7286 | Rate Constraint in lbs/MMBtu | FALSE | L | Annual | Rate | lb/MWh | 0 | 0 | 0 | 0 | 0 | 0 | 0
CT Fac. Spec. - NOX Rate Winter v.4.10 Final, Unit 2198 and retrofits | 264 | 7286 | Rate Constraint in lbs/MMBtu | FALSE | L | Annual | Constraint Shadow Price | US2022$/Ton | 0 | 0 | 0 | 0 | 0 | 0 | 0
CT Fac. Spec. - NOX Rate Winter v.4.10 Final, Unit 2199 and retrofits | 265 | 7286 | Rate Constraint in lbs/MMBtu | FALSE | L | Annual | Seasons Included | Seasons | Winter, Spring, Fall | Winter, Spring, Fall | Winter, Spring, Fall | Winter, Spring, Fall | Winter, Spring, Fall | Winter, Spring, Fall | Winter, Spring, Fall
CT Fac. Spec. - NOX Rate Winter v.4.10 Final, Unit 2199 and retrofits | 265 | 7286 | Rate Constraint in lbs/MMBtu | FALSE | L | Annual | Standard NOX | lb/MMBtu | 0.15 | 0.15 | 0.15 | 0.15 | 0.15 | 0.15 | 0.15
CT Fac. Spec. - NOX Rate Winter v.4.10 Final, Unit 2199 and retrofits | 265 | 7286 | Rate Constraint in lbs/MMBtu | FALSE | L | Annual | Emissions at Affected Plants NOX | Thousand Tons | 0 | 0 | 0 | 0 | 0 | 0 | 0
CT Fac. Spec. - NOX Rate Winter v.4.10 Final, Unit 2199 and retrofits | 265 | 7286 | Rate Constraint in lbs/MMBtu | FALSE | L | Annual | Allowances Purchased NOX | Thousand Tons | 0 | 0 | 0 | 0 | 0 | 0 | 0
CT Fac. Spec. - NOX Rate Winter v.4.10 Final, Unit 2199 and retrofits | 265 | 7286 | Rate Constraint in lbs/MMBtu | FALSE | L | Annual | Allowances Sold NOX | Thousand Tons | 0 | 0 | 0 | 0 | 0 | 0 | 0
CT Fac. Spec. - NOX Rate Winter v.4.10 Final, Unit 2199 and retrofits | 265 | 7286 | Rate Constraint in lbs/MMBtu | FALSE | L | Annual | Allowances Banked | Thousand Tons | 0 | 0 | 0 | 0 | 0 | 0 | 0
CT Fac. Spec. - NOX Rate Winter v.4.10 Final, Unit 2199 and retrofits | 265 | 7286 | Rate Constraint in lbs/MMBtu | FALSE | L | Annual | Allowances Withdrawn (1:1) | Thousand Tons | 0 | 0 | 0 | 0 | 0 | 0 | 0
CT Fac. Spec. - NOX Rate Winter v.4.10 Final, Unit 2199 and retrofits | 265 | 7286 | Rate Constraint in lbs/MMBtu | FALSE | L | Annual | Allowances Withdrawn (n:1) | Thousand Tons | 0 | 0 | 0 | 0 | 0 | 0 | 0
CT Fac. Spec. - NOX Rate Winter v.4.10 Final, Unit 2199 and retrofits | 265 | 7286 | Rate Constraint in lbs/MMBtu | FALSE | L | Annual | Net Emissions Allowance Position | Thousand Tons | 0 | 0 | 0 | 0 | 0 | 0 | 0
CT Fac. Spec. - NOX Rate Winter v.4.10 Final, Unit 2199 and retrofits | 265 | 7286 | Rate Constraint in lbs/MMBtu | FALSE | L | Annual | Fuel Consumed | TBtu | 0 | 0 | 0 | 0 | 0 | 0 | 0
CT Fac. Spec. - NOX Rate Winter v.4.10 Final, Unit 2199 and retrofits | 265 | 7286 | Rate Constraint in lbs/MMBtu | FALSE | L | Annual | Rate | lb/MMBtu | 0 | 0 | 0 | 0 | 0 | 0 | 0
CT Fac. Spec. - NOX Rate Winter v.4.10 Final, Unit 2199 and retrofits | 265 | 7286 | Rate Constraint in lbs/MMBtu | FALSE | L | Annual | Generation | TWh | 0 | 0 | 0 | 0 | 0 | 0 | 0
CT Fac. Spec. - NOX Rate Winter v.4.10 Final, Unit 2199 and retrofits | 265 | 7286 | Rate Constraint in lbs/MMBtu | FALSE | L | Annual | Qualifying Generation | TWh | 0 | 0 | 0 | 0 | 0 | 0 | 0
CT Fac. Spec. - NOX Rate Winter v.4.10 Final, Unit 2199 and retrofits | 265 | 7286 | Rate Constraint in lbs/MMBtu | FALSE | L | Annual | Rate | lb/MWh | 0 | 0 | 0 | 0 | 0 | 0 | 0
CT Fac. Spec. - NOX Rate Winter v.4.10 Final, Unit 2199 and retrofits | 265 | 7286 | Rate Constraint in lbs/MMBtu | FALSE | L | Annual | Constraint Shadow Price | US2022$/Ton | 0 | 0 | 0 | 0 | 0 | 0 | 0
CT Fac. Spec. - NOX Rate Winter v.4.10 Final, Unit 2299 and retrofits | 266 | 7286 | Rate Constraint in lbs/MMBtu | FALSE | L | Annual | Seasons Included | Seasons | Winter, Spring, Fall | Winter, Spring, Fall | Winter, Spring, Fall | Winter, Spring, Fall | Winter, Spring, Fall | Winter, Spring, Fall | Winter, Spring, Fall
CT Fac. Spec. - NOX Rate Winter v.4.10 Final, Unit 2299 and retrofits | 266 | 7286 | Rate Constraint in lbs/MMBtu | FALSE | L | Annual | Standard NOX | lb/MMBtu | 0.15 | 0.15 | 0.15 | 0.15 | 0.15 | 0.15 | 0.15
CT Fac. Spec. - NOX Rate Winter v.4.10 Final, Unit 2299 and retrofits | 266 | 7286 | Rate Constraint in lbs/MMBtu | FALSE | L | Annual | Emissions at Affected Plants NOX | Thousand Tons | 0 | 0 | 0 | 0 | 0 | 0 | 0
CT Fac. Spec. - NOX Rate Winter v.4.10 Final, Unit 2299 and retrofits | 266 | 7286 | Rate Constraint in lbs/MMBtu | FALSE | L | Annual | Allowances Purchased NOX | Thousand Tons | 0 | 0 | 0 | 0 | 0 | 0 | 0
CT Fac. Spec. - NOX Rate Winter v.4.10 Final, Unit 2299 and retrofits | 266 | 7286 | Rate Constraint in lbs/MMBtu | FALSE | L | Annual | Allowances Sold NOX | Thousand Tons | 0 | 0 | 0 | 0 | 0 | 0 | 0
CT Fac. Spec. - NOX Rate Winter v.4.10 Final, Unit 2299 and retrofits | 266 | 7286 | Rate Constraint in lbs/MMBtu | FALSE | L | Annual | Allowances Banked | Thousand Tons | 0 | 0 | 0 | 0 | 0 | 0 | 0
CT Fac. Spec. - NOX Rate Winter v.4.10 Final, Unit 2299 and retrofits | 266 | 7286 | Rate Constraint in lbs/MMBtu | FALSE | L | Annual | Allowances Withdrawn (1:1) | Thousand Tons | 0 | 0 | 0 | 0 | 0 | 0 | 0
CT Fac. Spec. - NOX Rate Winter v.4.10 Final, Unit 2299 and retrofits | 266 | 7286 | Rate Constraint in lbs/MMBtu | FALSE | L | Annual | Allowances Withdrawn (n:1) | Thousand Tons | 0 | 0 | 0 | 0 | 0 | 0 | 0
CT Fac. Spec. - NOX Rate Winter v.4.10 Final, Unit 2299 and retrofits | 266 | 7286 | Rate Constraint in lbs/MMBtu | FALSE | L | Annual | Net Emissions Allowance Position | Thousand Tons | 0 | 0 | 0 | 0 | 0 | 0 | 0
CT Fac. Spec. - NOX Rate Winter v.4.10 Final, Unit 2299 and retrofits | 266 | 7286 | Rate Constraint in lbs/MMBtu | FALSE | L | Annual | Fuel Consumed | TBtu | 0 | 0 | 0 | 0 | 0 | 0 | 0
CT Fac. Spec. - NOX Rate Winter v.4.10 Final, Unit 2299 and retrofits | 266 | 7286 | Rate Constraint in lbs/MMBtu | FALSE | L | Annual | Rate | lb/MMBtu | 0 | 0 | 0 | 0 | 0 | 0 | 0
CT Fac. Spec. - NOX Rate Winter v.4.10 Final, Unit 2299 and retrofits | 266 | 7286 | Rate Constraint in lbs/MMBtu | FALSE | L | Annual | Generation | TWh | 0 | 0 | 0 | 0 | 0 | 0 | 0
CT Fac. Spec. - NOX Rate Winter v.4.10 Final, Unit 2299 and retrofits | 266 | 7286 | Rate Constraint in lbs/MMBtu | FALSE | L | Annual | Qualifying Generation | TWh | 0 | 0 | 0 | 0 | 0 | 0 | 0
CT Fac. Spec. - NOX Rate Winter v.4.10 Final, Unit 2299 and retrofits | 266 | 7286 | Rate Constraint in lbs/MMBtu | FALSE | L | Annual | Rate | lb/MWh | 0 | 0 | 0 | 0 | 0 | 0 | 0
CT Fac. Spec. - NOX Rate Winter v.4.10 Final, Unit 2299 and retrofits | 266 | 7286 | Rate Constraint in lbs/MMBtu | FALSE | L | Annual | Constraint Shadow Price | US2022$/Ton | 0 | 0 | 0 | 0 | 0 | 0 | 0
CT Fac. Spec. - NOX Rate Winter v.4.10 Final, Unit 2300 and retrofits | 267 | 7286 | Rate Constraint in lbs/MMBtu | FALSE | L | Annual | Seasons Included | Seasons | Winter, Spring, Fall | Winter, Spring, Fall | Winter, Spring, Fall | Winter, Spring, Fall | Winter, Spring, Fall | Winter, Spring, Fall | Winter, Spring, Fall
CT Fac. Spec. - NOX Rate Winter v.4.10 Final, Unit 2300 and retrofits | 267 | 7286 | Rate Constraint in lbs/MMBtu | FALSE | L | Annual | Standard NOX | lb/MMBtu | 0.15 | 0.15 | 0.15 | 0.15 | 0.15 | 0.15 | 0.15
CT Fac. Spec. - NOX Rate Winter v.4.10 Final, Unit 2300 and retrofits | 267 | 7286 | Rate Constraint in lbs/MMBtu | FALSE | L | Annual | Emissions at Affected Plants NOX | Thousand Tons | 0 | 0 | 0 | 0 | 0 | 0 | 0
CT Fac. Spec. - NOX Rate Winter v.4.10 Final, Unit 2300 and retrofits | 267 | 7286 | Rate Constraint in lbs/MMBtu | FALSE | L | Annual | Allowances Purchased NOX | Thousand Tons | 0 | 0 | 0 | 0 | 0 | 0 | 0
CT Fac. Spec. - NOX Rate Winter v.4.10 Final, Unit 2300 and retrofits | 267 | 7286 | Rate Constraint in lbs/MMBtu | FALSE | L | Annual | Allowances Sold NOX | Thousand Tons | 0 | 0 | 0 | 0 | 0 | 0 | 0
CT Fac. Spec. - NOX Rate Winter v.4.10 Final, Unit 2300 and retrofits | 267 | 7286 | Rate Constraint in lbs/MMBtu | FALSE | L | Annual | Allowances Banked | Thousand Tons | 0 | 0 | 0 | 0 | 0 | 0 | 0
CT Fac. Spec. - NOX Rate Winter v.4.10 Final, Unit 2300 and retrofits | 267 | 7286 | Rate Constraint in lbs/MMBtu | FALSE | L | Annual | Allowances Withdrawn (1:1) | Thousand Tons | 0 | 0 | 0 | 0 | 0 | 0 | 0
CT Fac. Spec. - NOX Rate Winter v.4.10 Final, Unit 2300 and retrofits | 267 | 7286 | Rate Constraint in lbs/MMBtu | FALSE | L | Annual | Allowances Withdrawn (n:1) | Thousand Tons | 0 | 0 | 0 | 0 | 0 | 0 | 0
CT Fac. Spec. - NOX Rate Winter v.4.10 Final, Unit 2300 and retrofits | 267 | 7286 | Rate Constraint in lbs/MMBtu | FALSE | L | Annual | Net Emissions Allowance Position | Thousand Tons | 0 | 0 | 0 | 0 | 0 | 0 | 0
CT Fac. Spec. - NOX Rate Winter v.4.10 Final, Unit 2300 and retrofits | 267 | 7286 | Rate Constraint in lbs/MMBtu | FALSE | L | Annual | Fuel Consumed | TBtu | 0 | 0 | 0 | 0 | 0 | 0 | 0
CT Fac. Spec. - NOX Rate Winter v.4.10 Final, Unit 2300 and retrofits | 267 | 7286 | Rate Constraint in lbs/MMBtu | FALSE | L | Annual | Rate | lb/MMBtu | 0 | 0 | 0 | 0 | 0 | 0 | 0
CT Fac. Spec. - NOX Rate Winter v.4.10 Final, Unit 2300 and retrofits | 267 | 7286 | Rate Constraint in lbs/MMBtu | FALSE | L | Annual | Generation | TWh | 0 | 0 | 0 | 0 | 0 | 0 | 0
CT Fac. Spec. - NOX Rate Winter v.4.10 Final, Unit 2300 and retrofits | 267 | 7286 | Rate Constraint in lbs/MMBtu | FALSE | L | Annual | Qualifying Generation | TWh | 0 | 0 | 0 | 0 | 0 | 0 | 0
CT Fac. Spec. - NOX Rate Winter v.4.10 Final, Unit 2300 and retrofits | 267 | 7286 | Rate Constraint in lbs/MMBtu | FALSE | L | Annual | Rate | lb/MWh | 0 | 0 | 0 | 0 | 0 | 0 | 0
CT Fac. Spec. - NOX Rate Winter v.4.10 Final, Unit 2300 and retrofits | 267 | 7286 | Rate Constraint in lbs/MMBtu | FALSE | L | Annual | Constraint Shadow Price | US2022$/Ton | 0 | 0 | 0 | 0 | 0 | 0 | 0
CT Fac. Spec. - NOX Rate Winter v.4.10 Final, Unit 2301 and retrofits | 268 | 7286 | Rate Constraint in lbs/MMBtu | FALSE | L | Annual | Seasons Included | Seasons | Winter, Spring, Fall | Winter, Spring, Fall | Winter, Spring, Fall | Winter, Spring, Fall | Winter, Spring, Fall | Winter, Spring, Fall | Winter, Spring, Fall
CT Fac. Spec. - NOX Rate Winter v.4.10 Final, Unit 2301 and retrofits | 268 | 7286 | Rate Constraint in lbs/MMBtu | FALSE | L | Annual | Standard NOX | lb/MMBtu | 0.15 | 0.15 | 0.15 | 0.15 | 0.15 | 0.15 | 0.15
CT Fac. Spec. - NOX Rate Winter v.4.10 Final, Unit 2301 and retrofits | 268 | 7286 | Rate Constraint in lbs/MMBtu | FALSE | L | Annual | Emissions at Affected Plants NOX | Thousand Tons | 0 | 0 | 0 | 0 | 0 | 0 | 0
CT Fac. Spec. - NOX Rate Winter v.4.10 Final, Unit 2301 and retrofits | 268 | 7286 | Rate Constraint in lbs/MMBtu | FALSE | L | Annual | Allowances Purchased NOX | Thousand Tons | 0 | 0 | 0 | 0 | 0 | 0 | 0
CT Fac. Spec. - NOX Rate Winter v.4.10 Final, Unit 2301 and retrofits | 268 | 7286 | Rate Constraint in lbs/MMBtu | FALSE | L | Annual | Allowances Sold NOX | Thousand Tons | 0 | 0 | 0 | 0 | 0 | 0 | 0
CT Fac. Spec. - NOX Rate Winter v.4.10 Final, Unit 2301 and retrofits | 268 | 7286 | Rate Constraint in lbs/MMBtu | FALSE | L | Annual | Allowances Banked | Thousand Tons | 0 | 0 | 0 | 0 | 0 | 0 | 0
CT Fac. Spec. - NOX Rate Winter v.4.10 Final, Unit 2301 and retrofits | 268 | 7286 | Rate Constraint in lbs/MMBtu | FALSE | L | Annual | Allowances Withdrawn (1:1) | Thousand Tons | 0 | 0 | 0 | 0 | 0 | 0 | 0
CT Fac. Spec. - NOX Rate Winter v.4.10 Final, Unit 2301 and retrofits | 268 | 7286 | Rate Constraint in lbs/MMBtu | FALSE | L | Annual | Allowances Withdrawn (n:1) | Thousand Tons | 0 | 0 | 0 | 0 | 0 | 0 | 0
CT Fac. Spec. - NOX Rate Winter v.4.10 Final, Unit 2301 and retrofits | 268 | 7286 | Rate Constraint in lbs/MMBtu | FALSE | L | Annual | Net Emissions Allowance Position | Thousand Tons | 0 | 0 | 0 | 0 | 0 | 0 | 0
CT Fac. Spec. - NOX Rate Winter v.4.10 Final, Unit 2301 and retrofits | 268 | 7286 | Rate Constraint in lbs/MMBtu | FALSE | L | Annual | Fuel Consumed | TBtu | 0 | 0 | 0 | 0 | 0 | 0 | 0
CT Fac. Spec. - NOX Rate Winter v.4.10 Final, Unit 2301 and retrofits | 268 | 7286 | Rate Constraint in lbs/MMBtu | FALSE | L | Annual | Rate | lb/MMBtu | 0 | 0 | 0 | 0 | 0 | 0 | 0
CT Fac. Spec. - NOX Rate Winter v.4.10 Final, Unit 2301 and retrofits | 268 | 7286 | Rate Constraint in lbs/MMBtu | FALSE | L | Annual | Generation | TWh | 0 | 0 | 0 | 0 | 0 | 0 | 0
CT Fac. Spec. - NOX Rate Winter v.4.10 Final, Unit 2301 and retrofits | 268 | 7286 | Rate Constraint in lbs/MMBtu | FALSE | L | Annual | Qualifying Generation | TWh | 0 | 0 | 0 | 0 | 0 | 0 | 0
CT Fac. Spec. - NOX Rate Winter v.4.10 Final, Unit 2301 and retrofits | 268 | 7286 | Rate Constraint in lbs/MMBtu | FALSE | L | Annual | Rate | lb/MWh | 0 | 0 | 0 | 0 | 0 | 0 | 0
CT Fac. Spec. - NOX Rate Winter v.4.10 Final, Unit 2301 and retrofits | 268 | 7286 | Rate Constraint in lbs/MMBtu | FALSE | L | Annual | Constraint Shadow Price | US2022$/Ton | 0 | 0 | 0 | 0 | 0 | 0 | 0
CT Fac. Spec. - NOX Rate Winter v.4.10 Final, Unit 2302 and retrofits | 269 | 7286 | Rate Constraint in lbs/MMBtu | FALSE | L | Annual | Seasons Included | Seasons | Winter, Spring, Fall | Winter, Spring, Fall | Winter, Spring, Fall | Winter, Spring, Fall | Winter, Spring, Fall | Winter, Spring, Fall | Winter, Spring, Fall
CT Fac. Spec. - NOX Rate Winter v.4.10 Final, Unit 2302 and retrofits | 269 | 7286 | Rate Constraint in lbs/MMBtu | FALSE | L | Annual | Standard NOX | lb/MMBtu | 0.15 | 0.15 | 0.15 | 0.15 | 0.15 | 0.15 | 0.15
CT Fac. Spec. - NOX Rate Winter v.4.10 Final, Unit 2302 and retrofits | 269 | 7286 | Rate Constraint in lbs/MMBtu | FALSE | L | Annual | Emissions at Affected Plants NOX | Thousand Tons | 0 | 0 | 0 | 0 | 0 | 0 | 0
CT Fac. Spec. - NOX Rate Winter v.4.10 Final, Unit 2302 and retrofits | 269 | 7286 | Rate Constraint in lbs/MMBtu | FALSE | L | Annual | Allowances Purchased NOX | Thousand Tons | 0 | 0 | 0 | 0 | 0 | 0 | 0
CT Fac. Spec. - NOX Rate Winter v.4.10 Final, Unit 2302 and retrofits | 269 | 7286 | Rate Constraint in lbs/MMBtu | FALSE | L | Annual | Allowances Sold NOX | Thousand Tons | 0 | 0 | 0 | 0 | 0 | 0 | 0
CT Fac. Spec. - NOX Rate Winter v.4.10 Final, Unit 2302 and retrofits | 269 | 7286 | Rate Constraint in lbs/MMBtu | FALSE | L | Annual | Allowances Banked | Thousand Tons | 0 | 0 | 0 | 0 | 0 | 0 | 0
CT Fac. Spec. - NOX Rate Winter v.4.10 Final, Unit 2302 and retrofits | 269 | 7286 | Rate Constraint in lbs/MMBtu | FALSE | L | Annual | Allowances Withdrawn (1:1) | Thousand Tons | 0 | 0 | 0 | 0 | 0 | 0 | 0
CT Fac. Spec. - NOX Rate Winter v.4.10 Final, Unit 2302 and retrofits | 269 | 7286 | Rate Constraint in lbs/MMBtu | FALSE | L | Annual | Allowances Withdrawn (n:1) | Thousand Tons | 0 | 0 | 0 | 0 | 0 | 0 | 0
CT Fac. Spec. - NOX Rate Winter v.4.10 Final, Unit 2302 and retrofits | 269 | 7286 | Rate Constraint in lbs/MMBtu | FALSE | L | Annual | Net Emissions Allowance Position | Thousand Tons | 0 | 0 | 0 | 0 | 0 | 0 | 0
CT Fac. Spec. - NOX Rate Winter v.4.10 Final, Unit 2302 and retrofits | 269 | 7286 | Rate Constraint in lbs/MMBtu | FALSE | L | Annual | Fuel Consumed | TBtu | 0 | 0 | 0 | 0 | 0 | 0 | 0
CT Fac. Spec. - NOX Rate Winter v.4.10 Final, Unit 2302 and retrofits | 269 | 7286 | Rate Constraint in lbs/MMBtu | FALSE | L | Annual | Rate | lb/MMBtu | 0 | 0 | 0 | 0 | 0 | 0 | 0
CT Fac. Spec. - NOX Rate Winter v.4.10 Final, Unit 2302 and retrofits | 269 | 7286 | Rate Constraint in lbs/MMBtu | FALSE | L | Annual | Generation | TWh | 0 | 0 | 0 | 0 | 0 | 0 | 0
CT Fac. Spec. - NOX Rate Winter v.4.10 Final, Unit 2302 and retrofits | 269 | 7286 | Rate Constraint in lbs/MMBtu | FALSE | L | Annual | Qualifying Generation | TWh | 0 | 0 | 0 | 0 | 0 | 0 | 0
CT Fac. Spec. - NOX Rate Winter v.4.10 Final, Unit 2302 and retrofits | 269 | 7286 | Rate Constraint in lbs/MMBtu | FALSE | L | Annual | Rate | lb/MWh | 0 | 0 | 0 | 0 | 0 | 0 | 0
CT Fac. Spec. - NOX Rate Winter v.4.10 Final, Unit 2302 and retrofits | 269 | 7286 | Rate Constraint in lbs/MMBtu | FALSE | L | Annual | Constraint Shadow Price | US2022$/Ton | 0 | 0 | 0 | 0 | 0 | 0 | 0
CT Fac. Spec. - SO2 Rate Annual Non-Title IV v3.1, Unit 636 and retrofits | 270 | 7288 | Rate Constraint in lbs/MMBtu | FALSE | L | Annual | Seasons Included | Seasons | Winter, Spring, Summer, Fall | Winter, Spring, Summer, Fall | Winter, Spring, Summer, Fall | Winter, Spring, Summer, Fall | Winter, Spring, Summer, Fall | Winter, Spring, Summer, Fall | Winter, Spring, Summer, Fall
CT Fac. Spec. - SO2 Rate Annual Non-Title IV v3.1, Unit 636 and retrofits | 270 | 7288 | Rate Constraint in lbs/MMBtu | FALSE | L | Annual | Standard SO2 | lb/MMBtu | 0.55 | 0.55 | 0.55 | 0.55 | 0.55 | 0.55 | 0.55
CT Fac. Spec. - SO2 Rate Annual Non-Title IV v3.1, Unit 636 and retrofits | 270 | 7288 | Rate Constraint in lbs/MMBtu | FALSE | L | Annual | Emissions at Affected Plants SO2 | Thousand Tons | 0 | 0 | 0 | 0 | 0 | 0 | 0
CT Fac. Spec. - SO2 Rate Annual Non-Title IV v3.1, Unit 636 and retrofits | 270 | 7288 | Rate Constraint in lbs/MMBtu | FALSE | L | Annual | Allowances Purchased SO2 | Thousand Tons | 0 | 0 | 0 | 0 | 0 | 0 | 0
CT Fac. Spec. - SO2 Rate Annual Non-Title IV v3.1, Unit 636 and retrofits | 270 | 7288 | Rate Constraint in lbs/MMBtu | FALSE | L | Annual | Allowances Sold SO2 | Thousand Tons | 0 | 0 | 0 | 0 | 0 | 0 | 0
CT Fac. Spec. - SO2 Rate Annual Non-Title IV v3.1, Unit 636 and retrofits | 270 | 7288 | Rate Constraint in lbs/MMBtu | FALSE | L | Annual | Allowances Banked | Thousand Tons | 0 | 0 | 0 | 0 | 0 | 0 | 0
CT Fac. Spec. - SO2 Rate Annual Non-Title IV v3.1, Unit 636 and retrofits | 270 | 7288 | Rate Constraint in lbs/MMBtu | FALSE | L | Annual | Allowances Withdrawn (1:1) | Thousand Tons | 0 | 0 | 0 | 0 | 0 | 0 | 0
CT Fac. Spec. - SO2 Rate Annual Non-Title IV v3.1, Unit 636 and retrofits | 270 | 7288 | Rate Constraint in lbs/MMBtu | FALSE | L | Annual | Allowances Withdrawn (n:1) | Thousand Tons | 0 | 0 | 0 | 0 | 0 | 0 | 0
CT Fac. Spec. - SO2 Rate Annual Non-Title IV v3.1, Unit 636 and retrofits | 270 | 7288 | Rate Constraint in lbs/MMBtu | FALSE | L | Annual | Net Emissions Allowance Position | Thousand Tons | 0 | 0 | 0 | 0 | 0 | 0 | 0
CT Fac. Spec. - SO2 Rate Annual Non-Title IV v3.1, Unit 636 and retrofits | 270 | 7288 | Rate Constraint in lbs/MMBtu | FALSE | L | Annual | Fuel Consumed | TBtu | 0 | 0 | 0 | 0 | 0 | 0 | 0
CT Fac. Spec. - SO2 Rate Annual Non-Title IV v3.1, Unit 636 and retrofits | 270 | 7288 | Rate Constraint in lbs/MMBtu | FALSE | L | Annual | Rate | lb/MMBtu | 0 | 0 | 0 | 0 | 0 | 0 | 0
CT Fac. Spec. - SO2 Rate Annual Non-Title IV v3.1, Unit 636 and retrofits | 270 | 7288 | Rate Constraint in lbs/MMBtu | FALSE | L | Annual | Generation | TWh | 0 | 0 | 0 | 0 | 0 | 0 | 0
CT Fac. Spec. - SO2 Rate Annual Non-Title IV v3.1, Unit 636 and retrofits | 270 | 7288 | Rate Constraint in lbs/MMBtu | FALSE | L | Annual | Qualifying Generation | TWh | 0 | 0 | 0 | 0 | 0 | 0 | 0
CT Fac. Spec. - SO2 Rate Annual Non-Title IV v3.1, Unit 636 and retrofits | 270 | 7288 | Rate Constraint in lbs/MMBtu | FALSE | L | Annual | Rate | lb/MWh | 0 | 0 | 0 | 0 | 0 | 0 | 0
CT Fac. Spec. - SO2 Rate Annual Non-Title IV v3.1, Unit 636 and retrofits | 270 | 7288 | Rate Constraint in lbs/MMBtu | FALSE | L | Annual | Constraint Shadow Price | US2022$/Ton | 0 | 0 | 0 | 0 | 0 | 0 | 0
CT Fac. Spec. - SO2 Rate Annual Non-Title IV v3.1, Unit 637 and retrofits | 271 | 7288 | Rate Constraint in lbs/MMBtu | FALSE | L | Annual | Seasons Included | Seasons | Winter, Spring, Summer, Fall | Winter, Spring, Summer, Fall | Winter, Spring, Summer, Fall | Winter, Spring, Summer, Fall | Winter, Spring, Summer, Fall | Winter, Spring, Summer, Fall | Winter, Spring, Summer, Fall
CT Fac. Spec. - SO2 Rate Annual Non-Title IV v3.1, Unit 637 and retrofits | 271 | 7288 | Rate Constraint in lbs/MMBtu | FALSE | L | Annual | Standard SO2 | lb/MMBtu | 0.55 | 0.55 | 0.55 | 0.55 | 0.55 | 0.55 | 0.55
CT Fac. Spec. - SO2 Rate Annual Non-Title IV v3.1, Unit 637 and retrofits | 271 | 7288 | Rate Constraint in lbs/MMBtu | FALSE | L | Annual | Emissions at Affected Plants SO2 | Thousand Tons | 0 | 0 | 0 | 0 | 0 | 0 | 0
CT Fac. Spec. - SO2 Rate Annual Non-Title IV v3.1, Unit 637 and retrofits | 271 | 7288 | Rate Constraint in lbs/MMBtu | FALSE | L | Annual | Allowances Purchased SO2 | Thousand Tons | 0 | 0 | 0 | 0 | 0 | 0 | 0
CT Fac. Spec. - SO2 Rate Annual Non-Title IV v3.1, Unit 637 and retrofits | 271 | 7288 | Rate Constraint in lbs/MMBtu | FALSE | L | Annual | Allowances Sold SO2 | Thousand Tons | 0 | 0 | 0 | 0 | 0 | 0 | 0
CT Fac. Spec. - SO2 Rate Annual Non-Title IV v3.1, Unit 637 and retrofits | 271 | 7288 | Rate Constraint in lbs/MMBtu | FALSE | L | Annual | Allowances Banked | Thousand Tons | 0 | 0 | 0 | 0 | 0 | 0 | 0
CT Fac. Spec. - SO2 Rate Annual Non-Title IV v3.1, Unit 637 and retrofits | 271 | 7288 | Rate Constraint in lbs/MMBtu | FALSE | L | Annual | Allowances Withdrawn (1:1) | Thousand Tons | 0 | 0 | 0 | 0 | 0 | 0 | 0
CT Fac. Spec. - SO2 Rate Annual Non-Title IV v3.1, Unit 637 and retrofits | 271 | 7288 | Rate Constraint in lbs/MMBtu | FALSE | L | Annual | Allowances Withdrawn (n:1) | Thousand Tons | 0 | 0 | 0 | 0 | 0 | 0 | 0
CT Fac. Spec. - SO2 Rate Annual Non-Title IV v3.1, Unit 637 and retrofits | 271 | 7288 | Rate Constraint in lbs/MMBtu | FALSE | L | Annual | Net Emissions Allowance Position | Thousand Tons | 0 | 0 | 0 | 0 | 0 | 0 | 0
CT Fac. Spec. - SO2 Rate Annual Non-Title IV v3.1, Unit 637 and retrofits | 271 | 7288 | Rate Constraint in lbs/MMBtu | FALSE | L | Annual | Fuel Consumed | TBtu | 0 | 0 | 0 | 0 | 0 | 0 | 0
CT Fac. Spec. - SO2 Rate Annual Non-Title IV v3.1, Unit 637 and retrofits | 271 | 7288 | Rate Constraint in lbs/MMBtu | FALSE | L | Annual | Rate | lb/MMBtu | 0 | 0 | 0 | 0 | 0 | 0 | 0
CT Fac. Spec. - SO2 Rate Annual Non-Title IV v3.1, Unit 637 and retrofits | 271 | 7288 | Rate Constraint in lbs/MMBtu | FALSE | L | Annual | Generation | TWh | 0 | 0 | 0 | 0 | 0 | 0 | 0
CT Fac. Spec. - SO2 Rate Annual Non-Title IV v3.1, Unit 637 and retrofits | 271 | 7288 | Rate Constraint in lbs/MMBtu | FALSE | L | Annual | Qualifying Generation | TWh | 0 | 0 | 0 | 0 | 0 | 0 | 0
CT Fac. Spec. - SO2 Rate Annual Non-Title IV v3.1, Unit 637 and retrofits | 271 | 7288 | Rate Constraint in lbs/MMBtu | FALSE | L | Annual | Rate | lb/MWh | 0 | 0 | 0 | 0 | 0 | 0 | 0
CT Fac. Spec. - SO2 Rate Annual Non-Title IV v3.1, Unit 637 and retrofits | 271 | 7288 | Rate Constraint in lbs/MMBtu | FALSE | L | Annual | Constraint Shadow Price | US2022$/Ton | 0 | 0 | 0 | 0 | 0 | 0 | 0
CT Fac. Spec. - SO2 Rate Annual Non-Title IV v3.1, Unit 638 and retrofits | 272 | 7288 | Rate Constraint in lbs/MMBtu | FALSE | L | Annual | Seasons Included | Seasons | Winter, Spring, Summer, Fall | Winter, Spring, Summer, Fall | Winter, Spring, Summer, Fall | Winter, Spring, Summer, Fall | Winter, Spring, Summer, Fall | Winter, Spring, Summer, Fall | Winter, Spring, Summer, Fall
CT Fac. Spec. - SO2 Rate Annual Non-Title IV v3.1, Unit 638 and retrofits | 272 | 7288 | Rate Constraint in lbs/MMBtu | FALSE | L | Annual | Standard SO2 | lb/MMBtu | 0.55 | 0.55 | 0.55 | 0.55 | 0.55 | 0.55 | 0.55
CT Fac. Spec. - SO2 Rate Annual Non-Title IV v3.1, Unit 638 and retrofits | 272 | 7288 | Rate Constraint in lbs/MMBtu | FALSE | L | Annual | Emissions at Affected Plants SO2 | Thousand Tons | 0 | 0 | 0 | 0 | 0 | 0 | 0
CT Fac. Spec. - SO2 Rate Annual Non-Title IV v3.1, Unit 638 and retrofits | 272 | 7288 | Rate Constraint in lbs/MMBtu | FALSE | L | Annual | Allowances Purchased SO2 | Thousand Tons | 0 | 0 | 0 | 0 | 0 | 0 | 0
CT Fac. Spec. - SO2 Rate Annual Non-Title IV v3.1, Unit 638 and retrofits | 272 | 7288 | Rate Constraint in lbs/MMBtu | FALSE | L | Annual | Allowances Sold SO2 | Thousand Tons | 0 | 0 | 0 | 0 | 0 | 0 | 0
CT Fac. Spec. - SO2 Rate Annual Non-Title IV v3.1, Unit 638 and retrofits | 272 | 7288 | Rate Constraint in lbs/MMBtu | FALSE | L | Annual | Allowances Banked | Thousand Tons | 0 | 0 | 0 | 0 | 0 | 0 | 0
CT Fac. Spec. - SO2 Rate Annual Non-Title IV v3.1, Unit 638 and retrofits | 272 | 7288 | Rate Constraint in lbs/MMBtu | FALSE | L | Annual | Allowances Withdrawn (1:1) | Thousand Tons | 0 | 0 | 0 | 0 | 0 | 0 | 0
CT Fac. Spec. - SO2 Rate Annual Non-Title IV v3.1, Unit 638 and retrofits | 272 | 7288 | Rate Constraint in lbs/MMBtu | FALSE | L | Annual | Allowances Withdrawn (n:1) | Thousand Tons | 0 | 0 | 0 | 0 | 0 | 0 | 0
CT Fac. Spec. - SO2 Rate Annual Non-Title IV v3.1, Unit 638 and retrofits | 272 | 7288 | Rate Constraint in lbs/MMBtu | FALSE | L | Annual | Net Emissions Allowance Position | Thousand Tons | 0 | 0 | 0 | 0 | 0 | 0 | 0
CT Fac. Spec. - SO2 Rate Annual Non-Title IV v3.1, Unit 638 and retrofits | 272 | 7288 | Rate Constraint in lbs/MMBtu | FALSE | L | Annual | Fuel Consumed | TBtu | 0 | 0 | 0 | 0 | 0 | 0 | 0
CT Fac. Spec. - SO2 Rate Annual Non-Title IV v3.1, Unit 638 and retrofits | 272 | 7288 | Rate Constraint in lbs/MMBtu | FALSE | L | Annual | Rate | lb/MMBtu | 0 | 0 | 0 | 0 | 0 | 0 | 0
CT Fac. Spec. - SO2 Rate Annual Non-Title IV v3.1, Unit 638 and retrofits | 272 | 7288 | Rate Constraint in lbs/MMBtu | FALSE | L | Annual | Generation | TWh | 0 | 0 | 0 | 0 | 0 | 0 | 0
CT Fac. Spec. - SO2 Rate Annual Non-Title IV v3.1, Unit 638 and retrofits | 272 | 7288 | Rate Constraint in lbs/MMBtu | FALSE | L | Annual | Qualifying Generation | TWh | 0 | 0 | 0 | 0 | 0 | 0 | 0
CT Fac. Spec. - SO2 Rate Annual Non-Title IV v3.1, Unit 638 and retrofits | 272 | 7288 | Rate Constraint in lbs/MMBtu | FALSE | L | Annual | Rate | lb/MWh | 0 | 0 | 0 | 0 | 0 | 0 | 0
CT Fac. Spec. - SO2 Rate Annual Non-Title IV v3.1, Unit 638 and retrofits | 272 | 7288 | Rate Constraint in lbs/MMBtu | FALSE | L | Annual | Constraint Shadow Price | US2022$/Ton | 0 | 0 | 0 | 0 | 0 | 0 | 0
CT Fac. Spec. - SO2 Rate Annual Non-Title IV v3.1, Unit 639 and retrofits | 273 | 7288 | Rate Constraint in lbs/MMBtu | FALSE | L | Annual | Seasons Included | Seasons | Winter, Spring, Summer, Fall | Winter, Spring, Summer, Fall | Winter, Spring, Summer, Fall | Winter, Spring, Summer, Fall | Winter, Spring, Summer, Fall | Winter, Spring, Summer, Fall | Winter, Spring, Summer, Fall
CT Fac. Spec. - SO2 Rate Annual Non-Title IV v3.1, Unit 639 and retrofits | 273 | 7288 | Rate Constraint in lbs/MMBtu | FALSE | L | Annual | Standard SO2 | lb/MMBtu | 0.55 | 0.55 | 0.55 | 0.55 | 0.55 | 0.55 | 0.55
CT Fac. Spec. - SO2 Rate Annual Non-Title IV v3.1, Unit 639 and retrofits | 273 | 7288 | Rate Constraint in lbs/MMBtu | FALSE | L | Annual | Emissions at Affected Plants SO2 | Thousand Tons | 0 | 0 | 0 | 0 | 0 | 0 | 0
CT Fac. Spec. - SO2 Rate Annual Non-Title IV v3.1, Unit 639 and retrofits | 273 | 7288 | Rate Constraint in lbs/MMBtu | FALSE | L | Annual | Allowances Purchased SO2 | Thousand Tons | 0 | 0 | 0 | 0 | 0 | 0 | 0
CT Fac. Spec. - SO2 Rate Annual Non-Title IV v3.1, Unit 639 and retrofits | 273 | 7288 | Rate Constraint in lbs/MMBtu | FALSE | L | Annual | Allowances Sold SO2 | Thousand Tons | 0 | 0 | 0 | 0 | 0 | 0 | 0
CT Fac. Spec. - SO2 Rate Annual Non-Title IV v3.1, Unit 639 and retrofits | 273 | 7288 | Rate Constraint in lbs/MMBtu | FALSE | L | Annual | Allowances Banked | Thousand Tons | 0 | 0 | 0 | 0 | 0 | 0 | 0
CT Fac. Spec. - SO2 Rate Annual Non-Title IV v3.1, Unit 639 and retrofits | 273 | 7288 | Rate Constraint in lbs/MMBtu | FALSE | L | Annual | Allowances Withdrawn (1:1) | Thousand Tons | 0 | 0 | 0 | 0 | 0 | 0 | 0
CT Fac. Spec. - SO2 Rate Annual Non-Title IV v3.1, Unit 639 and retrofits | 273 | 7288 | Rate Constraint in lbs/MMBtu | FALSE | L | Annual | Allowances Withdrawn (n:1) | Thousand Tons | 0 | 0 | 0 | 0 | 0 | 0 | 0
CT Fac. Spec. - SO2 Rate Annual Non-Title IV v3.1, Unit 639 and retrofits | 273 | 7288 | Rate Constraint in lbs/MMBtu | FALSE | L | Annual | Net Emissions Allowance Position | Thousand Tons | 0 | 0 | 0 | 0 | 0 | 0 | 0
CT Fac. Spec. - SO2 Rate Annual Non-Title IV v3.1, Unit 639 and retrofits | 273 | 7288 | Rate Constraint in lbs/MMBtu | FALSE | L | Annual | Fuel Consumed | TBtu | 0 | 0 | 0 | 0 | 0 | 0 | 0
CT Fac. Spec. - SO2 Rate Annual Non-Title IV v3.1, Unit 639 and retrofits | 273 | 7288 | Rate Constraint in lbs/MMBtu | FALSE | L | Annual | Rate | lb/MMBtu | 0 | 0 | 0 | 0 | 0 | 0 | 0
CT Fac. Spec. - SO2 Rate Annual Non-Title IV v3.1, Unit 639 and retrofits | 273 | 7288 | Rate Constraint in lbs/MMBtu | FALSE | L | Annual | Generation | TWh | 0 | 0 | 0 | 0 | 0 | 0 | 0
CT Fac. Spec. - SO2 Rate Annual Non-Title IV v3.1, Unit 639 and retrofits | 273 | 7288 | Rate Constraint in lbs/MMBtu | FALSE | L | Annual | Qualifying Generation | TWh | 0 | 0 | 0 | 0 | 0 | 0 | 0
CT Fac. Spec. - SO2 Rate Annual Non-Title IV v3.1, Unit 639 and retrofits | 273 | 7288 | Rate Constraint in lbs/MMBtu | FALSE | L | Annual | Rate | lb/MWh | 0 | 0 | 0 | 0 | 0 | 0 | 0
CT Fac. Spec. - SO2 Rate Annual Non-Title IV v3.1, Unit 639 and retrofits | 273 | 7288 | Rate Constraint in lbs/MMBtu | FALSE | L | Annual | Constraint Shadow Price | US2022$/Ton | 0 | 0 | 0 | 0 | 0 | 0 | 0
CT Fac. Spec. - SO2 Rate Annual Non-Title IV v3.1, Unit 640 and retrofits | 274 | 7288 | Rate Constraint in lbs/MMBtu | FALSE | L | Annual | Seasons Included | Seasons | Winter, Spring, Summer, Fall | Winter, Spring, Summer, Fall | Winter, Spring, Summer, Fall | Winter, Spring, Summer, Fall | Winter, Spring, Summer, Fall | Winter, Spring, Summer, Fall | Winter, Spring, Summer, Fall
CT Fac. Spec. - SO2 Rate Annual Non-Title IV v3.1, Unit 640 and retrofits | 274 | 7288 | Rate Constraint in lbs/MMBtu | FALSE | L | Annual | Standard SO2 | lb/MMBtu | 0.55 | 0.55 | 0.55 | 0.55 | 0.55 | 0.55 | 0.55
CT Fac. Spec. - SO2 Rate Annual Non-Title IV v3.1, Unit 640 and retrofits | 274 | 7288 | Rate Constraint in lbs/MMBtu | FALSE | L | Annual | Emissions at Affected Plants SO2 | Thousand Tons | 0 | 0 | 0 | 0 | 0 | 0 | 0
CT Fac. Spec. - SO2 Rate Annual Non-Title IV v3.1, Unit 640 and retrofits | 274 | 7288 | Rate Constraint in lbs/MMBtu | FALSE | L | Annual | Allowances Purchased SO2 | Thousand Tons | 0 | 0 | 0 | 0 | 0 | 0 | 0
CT Fac. Spec. - SO2 Rate Annual Non-Title IV v3.1, Unit 640 and retrofits | 274 | 7288 | Rate Constraint in lbs/MMBtu | FALSE | L | Annual | Allowances Sold SO2 | Thousand Tons | 0 | 0 | 0 | 0 | 0 | 0 | 0
CT Fac. Spec. - SO2 Rate Annual Non-Title IV v3.1, Unit 640 and retrofits | 274 | 7288 | Rate Constraint in lbs/MMBtu | FALSE | L | Annual | Allowances Banked | Thousand Tons | 0 | 0 | 0 | 0 | 0 | 0 | 0
CT Fac. Spec. - SO2 Rate Annual Non-Title IV v3.1, Unit 640 and retrofits | 274 | 7288 | Rate Constraint in lbs/MMBtu | FALSE | L | Annual | Allowances Withdrawn (1:1) | Thousand Tons | 0 | 0 | 0 | 0 | 0 | 0 | 0
CT Fac. Spec. - SO2 Rate Annual Non-Title IV v3.1, Unit 640 and retrofits | 274 | 7288 | Rate Constraint in lbs/MMBtu | FALSE | L | Annual | Allowances Withdrawn (n:1) | Thousand Tons | 0 | 0 | 0 | 0 | 0 | 0 | 0
CT Fac. Spec. - SO2 Rate Annual Non-Title IV v3.1, Unit 640 and retrofits | 274 | 7288 | Rate Constraint in lbs/MMBtu | FALSE | L | Annual | Net Emissions Allowance Position | Thousand Tons | 0 | 0 | 0 | 0 | 0 | 0 | 0
CT Fac. Spec. - SO2 Rate Annual Non-Title IV v3.1, Unit 640 and retrofits | 274 | 7288 | Rate Constraint in lbs/MMBtu | FALSE | L | Annual | Fuel Consumed | TBtu | 0 | 0 | 0 | 0 | 0 | 0 | 0
CT Fac. Spec. - SO2 Rate Annual Non-Title IV v3.1, Unit 640 and retrofits | 274 | 7288 | Rate Constraint in lbs/MMBtu | FALSE | L | Annual | Rate | lb/MMBtu | 0 | 0 | 0 | 0 | 0 | 0 | 0
CT Fac. Spec. - SO2 Rate Annual Non-Title IV v3.1, Unit 640 and retrofits | 274 | 7288 | Rate Constraint in lbs/MMBtu | FALSE | L | Annual | Generation | TWh | 0 | 0 | 0 | 0 | 0 | 0 | 0
CT Fac. Spec. - SO2 Rate Annual Non-Title IV v3.1, Unit 640 and retrofits | 274 | 7288 | Rate Constraint in lbs/MMBtu | FALSE | L | Annual | Qualifying Generation | TWh | 0 | 0 | 0 | 0 | 0 | 0 | 0
CT Fac. Spec. - SO2 Rate Annual Non-Title IV v3.1, Unit 640 and retrofits | 274 | 7288 | Rate Constraint in lbs/MMBtu | FALSE | L | Annual | Rate | lb/MWh | 0 | 0 | 0 | 0 | 0 | 0 | 0
CT Fac. Spec. - SO2 Rate Annual Non-Title IV v3.1, Unit 640 and retrofits | 274 | 7288 | Rate Constraint in lbs/MMBtu | FALSE | L | Annual | Constraint Shadow Price | US2022$/Ton | 0 | 0 | 0 | 0 | 0 | 0 | 0
CT Fac. Spec. - SO2 Rate Annual Non-Title IV v3.1, Unit 641 and retrofits | 275 | 7288 | Rate Constraint in lbs/MMBtu | FALSE | L | Annual | Seasons Included | Seasons | Winter, Spring, Summer, Fall | Winter, Spring, Summer, Fall | Winter, Spring, Summer, Fall | Winter, Spring, Summer, Fall | Winter, Spring, Summer, Fall | Winter, Spring, Summer, Fall | Winter, Spring, Summer, Fall
CT Fac. Spec. - SO2 Rate Annual Non-Title IV v3.1, Unit 641 and retrofits | 275 | 7288 | Rate Constraint in lbs/MMBtu | FALSE | L | Annual | Standard SO2 | lb/MMBtu | 0.55 | 0.55 | 0.55 | 0.55 | 0.55 | 0.55 | 0.55
CT Fac. Spec. - SO2 Rate Annual Non-Title IV v3.1, Unit 641 and retrofits | 275 | 7288 | Rate Constraint in lbs/MMBtu | FALSE | L | Annual | Emissions at Affected Plants SO2 | Thousand Tons | 0 | 0 | 0 | 0 | 0 | 0 | 0
CT Fac. Spec. - SO2 Rate Annual Non-Title IV v3.1, Unit 641 and retrofits | 275 | 7288 | Rate Constraint in lbs/MMBtu | FALSE | L | Annual | Allowances Purchased SO2 | Thousand Tons | 0 | 0 | 0 | 0 | 0 | 0 | 0
CT Fac. Spec. - SO2 Rate Annual Non-Title IV v3.1, Unit 641 and retrofits | 275 | 7288 | Rate Constraint in lbs/MMBtu | FALSE | L | Annual | Allowances Sold SO2 | Thousand Tons | 0 | 0 | 0 | 0 | 0 | 0 | 0
CT Fac. Spec. - SO2 Rate Annual Non-Title IV v3.1, Unit 641 and retrofits | 275 | 7288 | Rate Constraint in lbs/MMBtu | FALSE | L | Annual | Allowances Banked | Thousand Tons | 0 | 0 | 0 | 0 | 0 | 0 | 0
CT Fac. Spec. - SO2 Rate Annual Non-Title IV v3.1, Unit 641 and retrofits | 275 | 7288 | Rate Constraint in lbs/MMBtu | FALSE | L | Annual | Allowances Withdrawn (1:1) | Thousand Tons | 0 | 0 | 0 | 0 | 0 | 0 | 0
CT Fac. Spec. - SO2 Rate Annual Non-Title IV v3.1, Unit 641 and retrofits | 275 | 7288 | Rate Constraint in lbs/MMBtu | FALSE | L | Annual | Allowances Withdrawn (n:1) | Thousand Tons | 0 | 0 | 0 | 0 | 0 | 0 | 0
CT Fac. Spec. - SO2 Rate Annual Non-Title IV v3.1, Unit 641 and retrofits | 275 | 7288 | Rate Constraint in lbs/MMBtu | FALSE | L | Annual | Net Emissions Allowance Position | Thousand Tons | 0 | 0 | 0 | 0 | 0 | 0 | 0
CT Fac. Spec. - SO2 Rate Annual Non-Title IV v3.1, Unit 641 and retrofits | 275 | 7288 | Rate Constraint in lbs/MMBtu | FALSE | L | Annual | Fuel Consumed | TBtu | 0 | 0 | 0 | 0 | 0 | 0 | 0
CT Fac. Spec. - SO2 Rate Annual Non-Title IV v3.1, Unit 641 and retrofits | 275 | 7288 | Rate Constraint in lbs/MMBtu | FALSE | L | Annual | Rate | lb/MMBtu | 0 | 0 | 0 | 0 | 0 | 0 | 0
CT Fac. Spec. - SO2 Rate Annual Non-Title IV v3.1, Unit 641 and retrofits | 275 | 7288 | Rate Constraint in lbs/MMBtu | FALSE | L | Annual | Generation | TWh | 0 | 0 | 0 | 0 | 0 | 0 | 0
CT Fac. Spec. - SO2 Rate Annual Non-Title IV v3.1, Unit 641 and retrofits | 275 | 7288 | Rate Constraint in lbs/MMBtu | FALSE | L | Annual | Qualifying Generation | TWh | 0 | 0 | 0 | 0 | 0 | 0 | 0
CT Fac. Spec. - SO2 Rate Annual Non-Title IV v3.1, Unit 641 and retrofits | 275 | 7288 | Rate Constraint in lbs/MMBtu | FALSE | L | Annual | Rate | lb/MWh | 0 | 0 | 0 | 0 | 0 | 0 | 0
CT Fac. Spec. - SO2 Rate Annual Non-Title IV v3.1, Unit 641 and retrofits | 275 | 7288 | Rate Constraint in lbs/MMBtu | FALSE | L | Annual | Constraint Shadow Price | US2022$/Ton | 0 | 0 | 0 | 0 | 0 | 0 | 0
CT Fac. Spec. - SO2 Rate Annual Non-Title IV v3.1, Unit 642 and retrofits | 276 | 7288 | Rate Constraint in lbs/MMBtu | FALSE | L | Annual | Seasons Included | Seasons | Winter, Spring, Summer, Fall | Winter, Spring, Summer, Fall | Winter, Spring, Summer, Fall | Winter, Spring, Summer, Fall | Winter, Spring, Summer, Fall | Winter, Spring, Summer, Fall | Winter, Spring, Summer, Fall
CT Fac. Spec. - SO2 Rate Annual Non-Title IV v3.1, Unit 642 and retrofits | 276 | 7288 | Rate Constraint in lbs/MMBtu | FALSE | L | Annual | Standard SO2 | lb/MMBtu | 0.55 | 0.55 | 0.55 | 0.55 | 0.55 | 0.55 | 0.55
CT Fac. Spec. - SO2 Rate Annual Non-Title IV v3.1, Unit 642 and retrofits | 276 | 7288 | Rate Constraint in lbs/MMBtu | FALSE | L | Annual | Emissions at Affected Plants SO2 | Thousand Tons | 0 | 0 | 0 | 0 | 0 | 0 | 0
CT Fac. Spec. - SO2 Rate Annual Non-Title IV v3.1, Unit 642 and retrofits | 276 | 7288 | Rate Constraint in lbs/MMBtu | FALSE | L | Annual | Allowances Purchased SO2 | Thousand Tons | 0 | 0 | 0 | 0 | 0 | 0 | 0
CT Fac. Spec. - SO2 Rate Annual Non-Title IV v3.1, Unit 642 and retrofits | 276 | 7288 | Rate Constraint in lbs/MMBtu | FALSE | L | Annual | Allowances Sold SO2 | Thousand Tons | 0 | 0 | 0 | 0 | 0 | 0 | 0
CT Fac. Spec. - SO2 Rate Annual Non-Title IV v3.1, Unit 642 and retrofits | 276 | 7288 | Rate Constraint in lbs/MMBtu | FALSE | L | Annual | Allowances Banked | Thousand Tons | 0 | 0 | 0 | 0 | 0 | 0 | 0
CT Fac. Spec. - SO2 Rate Annual Non-Title IV v3.1, Unit 642 and retrofits | 276 | 7288 | Rate Constraint in lbs/MMBtu | FALSE | L | Annual | Allowances Withdrawn (1:1) | Thousand Tons | 0 | 0 | 0 | 0 | 0 | 0 | 0
CT Fac. Spec. - SO2 Rate Annual Non-Title IV v3.1, Unit 642 and retrofits | 276 | 7288 | Rate Constraint in lbs/MMBtu | FALSE | L | Annual | Allowances Withdrawn (n:1) | Thousand Tons | 0 | 0 | 0 | 0 | 0 | 0 | 0
CT Fac. Spec. - SO2 Rate Annual Non-Title IV v3.1, Unit 642 and retrofits | 276 | 7288 | Rate Constraint in lbs/MMBtu | FALSE | L | Annual | Net Emissions Allowance Position | Thousand Tons | 0 | 0 | 0 | 0 | 0 | 0 | 0
CT Fac. Spec. - SO2 Rate Annual Non-Title IV v3.1, Unit 642 and retrofits | 276 | 7288 | Rate Constraint in lbs/MMBtu | FALSE | L | Annual | Fuel Consumed | TBtu | 0 | 0 | 0 | 0 | 0 | 0 | 0
CT Fac. Spec. - SO2 Rate Annual Non-Title IV v3.1, Unit 642 and retrofits | 276 | 7288 | Rate Constraint in lbs/MMBtu | FALSE | L | Annual | Rate | lb/MMBtu | 0 | 0 | 0 | 0 | 0 | 0 | 0
CT Fac. Spec. - SO2 Rate Annual Non-Title IV v3.1, Unit 642 and retrofits | 276 | 7288 | Rate Constraint in lbs/MMBtu | FALSE | L | Annual | Generation | TWh | 0 | 0 | 0 | 0 | 0 | 0 | 0
CT Fac. Spec. - SO2 Rate Annual Non-Title IV v3.1, Unit 642 and retrofits | 276 | 7288 | Rate Constraint in lbs/MMBtu | FALSE | L | Annual | Qualifying Generation | TWh | 0 | 0 | 0 | 0 | 0 | 0 | 0
CT Fac. Spec. - SO2 Rate Annual Non-Title IV v3.1, Unit 642 and retrofits | 276 | 7288 | Rate Constraint in lbs/MMBtu | FALSE | L | Annual | Rate | lb/MWh | 0 | 0 | 0 | 0 | 0 | 0 | 0
CT Fac. Spec. - SO2 Rate Annual Non-Title IV v3.1, Unit 642 and retrofits | 276 | 7288 | Rate Constraint in lbs/MMBtu | FALSE | L | Annual | Constraint Shadow Price | US2022$/Ton | 0 | 0 | 0 | 0 | 0 | 0 | 0
CT Fac. Spec. - SO2 Rate Annual Non-Title IV v3.1, Unit 643 and retrofits | 277 | 7288 | Rate Constraint in lbs/MMBtu | FALSE | L | Annual | Seasons Included | Seasons | Winter, Spring, Summer, Fall | Winter, Spring, Summer, Fall | Winter, Spring, Summer, Fall | Winter, Spring, Summer, Fall | Winter, Spring, Summer, Fall | Winter, Spring, Summer, Fall | Winter, Spring, Summer, Fall
CT Fac. Spec. - SO2 Rate Annual Non-Title IV v3.1, Unit 643 and retrofits | 277 | 7288 | Rate Constraint in lbs/MMBtu | FALSE | L | Annual | Standard SO2 | lb/MMBtu | 0.55 | 0.55 | 0.55 | 0.55 | 0.55 | 0.55 | 0.55
CT Fac. Spec. - SO2 Rate Annual Non-Title IV v3.1, Unit 643 and retrofits | 277 | 7288 | Rate Constraint in lbs/MMBtu | FALSE | L | Annual | Emissions at Affected Plants SO2 | Thousand Tons | 0 | 0 | 0 | 0 | 0 | 0 | 0
CT Fac. Spec. - SO2 Rate Annual Non-Title IV v3.1, Unit 643 and retrofits | 277 | 7288 | Rate Constraint in lbs/MMBtu | FALSE | L | Annual | Allowances Purchased SO2 | Thousand Tons | 0 | 0 | 0 | 0 | 0 | 0 | 0
CT Fac. Spec. - SO2 Rate Annual Non-Title IV v3.1, Unit 643 and retrofits | 277 | 7288 | Rate Constraint in lbs/MMBtu | FALSE | L | Annual | Allowances Sold SO2 | Thousand Tons | 0 | 0 | 0 | 0 | 0 | 0 | 0
CT Fac. Spec. - SO2 Rate Annual Non-Title IV v3.1, Unit 643 and retrofits | 277 | 7288 | Rate Constraint in lbs/MMBtu | FALSE | L | Annual | Allowances Banked | Thousand Tons | 0 | 0 | 0 | 0 | 0 | 0 | 0
CT Fac. Spec. - SO2 Rate Annual Non-Title IV v3.1, Unit 643 and retrofits | 277 | 7288 | Rate Constraint in lbs/MMBtu | FALSE | L | Annual | Allowances Withdrawn (1:1) | Thousand Tons | 0 | 0 | 0 | 0 | 0 | 0 | 0
CT Fac. Spec. - SO2 Rate Annual Non-Title IV v3.1, Unit 643 and retrofits | 277 | 7288 | Rate Constraint in lbs/MMBtu | FALSE | L | Annual | Allowances Withdrawn (n:1) | Thousand Tons | 0 | 0 | 0 | 0 | 0 | 0 | 0
CT Fac. Spec. - SO2 Rate Annual Non-Title IV v3.1, Unit 643 and retrofits | 277 | 7288 | Rate Constraint in lbs/MMBtu | FALSE | L | Annual | Net Emissions Allowance Position | Thousand Tons | 0 | 0 | 0 | 0 | 0 | 0 | 0
CT Fac. Spec. - SO2 Rate Annual Non-Title IV v3.1, Unit 643 and retrofits | 277 | 7288 | Rate Constraint in lbs/MMBtu | FALSE | L | Annual | Fuel Consumed | TBtu | 0 | 0 | 0 | 0 | 0 | 0 | 0
CT Fac. Spec. - SO2 Rate Annual Non-Title IV v3.1, Unit 643 and retrofits | 277 | 7288 | Rate Constraint in lbs/MMBtu | FALSE | L | Annual | Rate | lb/MMBtu | 0 | 0 | 0 | 0 | 0 | 0 | 0
CT Fac. Spec. - SO2 Rate Annual Non-Title IV v3.1, Unit 643 and retrofits | 277 | 7288 | Rate Constraint in lbs/MMBtu | FALSE | L | Annual | Generation | TWh | 0 | 0 | 0 | 0 | 0 | 0 | 0
CT Fac. Spec. - SO2 Rate Annual Non-Title IV v3.1, Unit 643 and retrofits | 277 | 7288 | Rate Constraint in lbs/MMBtu | FALSE | L | Annual | Qualifying Generation | TWh | 0 | 0 | 0 | 0 | 0 | 0 | 0
CT Fac. Spec. - SO2 Rate Annual Non-Title IV v3.1, Unit 643 and retrofits | 277 | 7288 | Rate Constraint in lbs/MMBtu | FALSE | L | Annual | Rate | lb/MWh | 0 | 0 | 0 | 0 | 0 | 0 | 0
CT Fac. Spec. - SO2 Rate Annual Non-Title IV v3.1, Unit 643 and retrofits | 277 | 7288 | Rate Constraint in lbs/MMBtu | FALSE | L | Annual | Constraint Shadow Price | US2022$/Ton | 0 | 0 | 0 | 0 | 0 | 0 | 0
CT Fac. Spec. - SO2 Rate Annual Non-Title IV v3.1, Unit 644 and retrofits | 278 | 7288 | Rate Constraint in lbs/MMBtu | FALSE | L | Annual | Seasons Included | Seasons | Winter, Spring, Summer, Fall | Winter, Spring, Summer, Fall | Winter, Spring, Summer, Fall | Winter, Spring, Summer, Fall | Winter, Spring, Summer, Fall | Winter, Spring, Summer, Fall | Winter, Spring, Summer, Fall
CT Fac. Spec. - SO2 Rate Annual Non-Title IV v3.1, Unit 644 and retrofits | 278 | 7288 | Rate Constraint in lbs/MMBtu | FALSE | L | Annual | Standard SO2 | lb/MMBtu | 0.55 | 0.55 | 0.55 | 0.55 | 0.55 | 0.55 | 0.55
CT Fac. Spec. - SO2 Rate Annual Non-Title IV v3.1, Unit 644 and retrofits | 278 | 7288 | Rate Constraint in lbs/MMBtu | FALSE | L | Annual | Emissions at Affected Plants SO2 | Thousand Tons | 0 | 0 | 0 | 0 | 0 | 0 | 0
CT Fac. Spec. - SO2 Rate Annual Non-Title IV v3.1, Unit 644 and retrofits | 278 | 7288 | Rate Constraint in lbs/MMBtu | FALSE | L | Annual | Allowances Purchased SO2 | Thousand Tons | 0 | 0 | 0 | 0 | 0 | 0 | 0
CT Fac. Spec. - SO2 Rate Annual Non-Title IV v3.1, Unit 644 and retrofits | 278 | 7288 | Rate Constraint in lbs/MMBtu | FALSE | L | Annual | Allowances Sold SO2 | Thousand Tons | 0 | 0 | 0 | 0 | 0 | 0 | 0
CT Fac. Spec. - SO2 Rate Annual Non-Title IV v3.1, Unit 644 and retrofits | 278 | 7288 | Rate Constraint in lbs/MMBtu | FALSE | L | Annual | Allowances Banked | Thousand Tons | 0 | 0 | 0 | 0 | 0 | 0 | 0
CT Fac. Spec. - SO2 Rate Annual Non-Title IV v3.1, Unit 644 and retrofits | 278 | 7288 | Rate Constraint in lbs/MMBtu | FALSE | L | Annual | Allowances Withdrawn (1:1) | Thousand Tons | 0 | 0 | 0 | 0 | 0 | 0 | 0
CT Fac. Spec. - SO2 Rate Annual Non-Title IV v3.1, Unit 644 and retrofits | 278 | 7288 | Rate Constraint in lbs/MMBtu | FALSE | L | Annual | Allowances Withdrawn (n:1) | Thousand Tons | 0 | 0 | 0 | 0 | 0 | 0 | 0
CT Fac. Spec. - SO2 Rate Annual Non-Title IV v3.1, Unit 644 and retrofits | 278 | 7288 | Rate Constraint in lbs/MMBtu | FALSE | L | Annual | Net Emissions Allowance Position | Thousand Tons | 0 | 0 | 0 | 0 | 0 | 0 | 0
CT Fac. Spec. - SO2 Rate Annual Non-Title IV v3.1, Unit 644 and retrofits | 278 | 7288 | Rate Constraint in lbs/MMBtu | FALSE | L | Annual | Fuel Consumed | TBtu | 0 | 0 | 0 | 0 | 0 | 0 | 0
CT Fac. Spec. - SO2 Rate Annual Non-Title IV v3.1, Unit 644 and retrofits | 278 | 7288 | Rate Constraint in lbs/MMBtu | FALSE | L | Annual | Rate | lb/MMBtu | 0 | 0 | 0 | 0 | 0 | 0 | 0
CT Fac. Spec. - SO2 Rate Annual Non-Title IV v3.1, Unit 644 and retrofits | 278 | 7288 | Rate Constraint in lbs/MMBtu | FALSE | L | Annual | Generation | TWh | 0 | 0 | 0 | 0 | 0 | 0 | 0
CT Fac. Spec. - SO2 Rate Annual Non-Title IV v3.1, Unit 644 and retrofits | 278 | 7288 | Rate Constraint in lbs/MMBtu | FALSE | L | Annual | Qualifying Generation | TWh | 0 | 0 | 0 | 0 | 0 | 0 | 0
CT Fac. Spec. - SO2 Rate Annual Non-Title IV v3.1, Unit 644 and retrofits | 278 | 7288 | Rate Constraint in lbs/MMBtu | FALSE | L | Annual | Rate | lb/MWh | 0 | 0 | 0 | 0 | 0 | 0 | 0
CT Fac. Spec. - SO2 Rate Annual Non-Title IV v3.1, Unit 644 and retrofits | 278 | 7288 | Rate Constraint in lbs/MMBtu | FALSE | L | Annual | Constraint Shadow Price | US2022$/Ton | 0 | 0 | 0 | 0 | 0 | 0 | 0
CT Fac. Spec. - SO2 Rate Annual Non-Title IV v3.1, Unit 645 and retrofits | 279 | 7288 | Rate Constraint in lbs/MMBtu | FALSE | L | Annual | Seasons Included | Seasons | Winter, Spring, Summer, Fall | Winter, Spring, Summer, Fall | Winter, Spring, Summer, Fall | Winter, Spring, Summer, Fall | Winter, Spring, Summer, Fall | Winter, Spring, Summer, Fall | Winter, Spring, Summer, Fall
CT Fac. Spec. - SO2 Rate Annual Non-Title IV v3.1, Unit 645 and retrofits | 279 | 7288 | Rate Constraint in lbs/MMBtu | FALSE | L | Annual | Standard SO2 | lb/MMBtu | 0.55 | 0.55 | 0.55 | 0.55 | 0.55 | 0.55 | 0.55
CT Fac. Spec. - SO2 Rate Annual Non-Title IV v3.1, Unit 645 and retrofits | 279 | 7288 | Rate Constraint in lbs/MMBtu | FALSE | L | Annual | Emissions at Affected Plants SO2 | Thousand Tons | 0 | 0 | 0 | 0 | 0 | 0 | 0
CT Fac. Spec. - SO2 Rate Annual Non-Title IV v3.1, Unit 645 and retrofits | 279 | 7288 | Rate Constraint in lbs/MMBtu | FALSE | L | Annual | Allowances Purchased SO2 | Thousand Tons | 0 | 0 | 0 | 0 | 0 | 0 | 0
CT Fac. Spec. - SO2 Rate Annual Non-Title IV v3.1, Unit 645 and retrofits | 279 | 7288 | Rate Constraint in lbs/MMBtu | FALSE | L | Annual | Allowances Sold SO2 | Thousand Tons | 0 | 0 | 0 | 0 | 0 | 0 | 0
CT Fac. Spec. - SO2 Rate Annual Non-Title IV v3.1, Unit 645 and retrofits | 279 | 7288 | Rate Constraint in lbs/MMBtu | FALSE | L | Annual | Allowances Banked | Thousand Tons | 0 | 0 | 0 | 0 | 0 | 0 | 0
CT Fac. Spec. - SO2 Rate Annual Non-Title IV v3.1, Unit 645 and retrofits | 279 | 7288 | Rate Constraint in lbs/MMBtu | FALSE | L | Annual | Allowances Withdrawn (1:1) | Thousand Tons | 0 | 0 | 0 | 0 | 0 | 0 | 0
CT Fac. Spec. - SO2 Rate Annual Non-Title IV v3.1, Unit 645 and retrofits | 279 | 7288 | Rate Constraint in lbs/MMBtu | FALSE | L | Annual | Allowances Withdrawn (n:1) | Thousand Tons | 0 | 0 | 0 | 0 | 0 | 0 | 0
CT Fac. Spec. - SO2 Rate Annual Non-Title IV v3.1, Unit 645 and retrofits | 279 | 7288 | Rate Constraint in lbs/MMBtu | FALSE | L | Annual | Net Emissions Allowance Position | Thousand Tons | 0 | 0 | 0 | 0 | 0 | 0 | 0
CT Fac. Spec. - SO2 Rate Annual Non-Title IV v3.1, Unit 645 and retrofits | 279 | 7288 | Rate Constraint in lbs/MMBtu | FALSE | L | Annual | Fuel Consumed | TBtu | 0 | 0 | 0 | 0 | 0 | 0 | 0
CT Fac. Spec. - SO2 Rate Annual Non-Title IV v3.1, Unit 645 and retrofits | 279 | 7288 | Rate Constraint in lbs/MMBtu | FALSE | L | Annual | Rate | lb/MMBtu | 0 | 0 | 0 | 0 | 0 | 0 | 0
CT Fac. Spec. - SO2 Rate Annual Non-Title IV v3.1, Unit 645 and retrofits | 279 | 7288 | Rate Constraint in lbs/MMBtu | FALSE | L | Annual | Generation | TWh | 0 | 0 | 0 | 0 | 0 | 0 | 0
CT Fac. Spec. - SO2 Rate Annual Non-Title IV v3.1, Unit 645 and retrofits | 279 | 7288 | Rate Constraint in lbs/MMBtu | FALSE | L | Annual | Qualifying Generation | TWh | 0 | 0 | 0 | 0 | 0 | 0 | 0
CT Fac. Spec. - SO2 Rate Annual Non-Title IV v3.1, Unit 645 and retrofits | 279 | 7288 | Rate Constraint in lbs/MMBtu | FALSE | L | Annual | Rate | lb/MWh | 0 | 0 | 0 | 0 | 0 | 0 | 0
CT Fac. Spec. - SO2 Rate Annual Non-Title IV v3.1, Unit 645 and retrofits | 279 | 7288 | Rate Constraint in lbs/MMBtu | FALSE | L | Annual | Constraint Shadow Price | US2022$/Ton | 0 | 0 | 0 | 0 | 0 | 0 | 0
CT Fac. Spec. - SO2 Rate Annual Non-Title IV v3.1, Unit 646 and retrofits | 280 | 7288 | Rate Constraint in lbs/MMBtu | FALSE | L | Annual | Seasons Included | Seasons | Winter, Spring, Summer, Fall | Winter, Spring, Summer, Fall | Winter, Spring, Summer, Fall | Winter, Spring, Summer, Fall | Winter, Spring, Summer, Fall | Winter, Spring, Summer, Fall | Winter, Spring, Summer, Fall
CT Fac. Spec. - SO2 Rate Annual Non-Title IV v3.1, Unit 646 and retrofits | 280 | 7288 | Rate Constraint in lbs/MMBtu | FALSE | L | Annual | Standard SO2 | lb/MMBtu | 0.55 | 0.55 | 0.55 | 0.55 | 0.55 | 0.55 | 0.55
CT Fac. Spec. - SO2 Rate Annual Non-Title IV v3.1, Unit 646 and retrofits | 280 | 7288 | Rate Constraint in lbs/MMBtu | FALSE | L | Annual | Emissions at Affected Plants SO2 | Thousand Tons | 0 | 0 | 0 | 0 | 0 | 0 | 0
CT Fac. Spec. - SO2 Rate Annual Non-Title IV v3.1, Unit 646 and retrofits | 280 | 7288 | Rate Constraint in lbs/MMBtu | FALSE | L | Annual | Allowances Purchased SO2 | Thousand Tons | 0 | 0 | 0 | 0 | 0 | 0 | 0
CT Fac. Spec. - SO2 Rate Annual Non-Title IV v3.1, Unit 646 and retrofits | 280 | 7288 | Rate Constraint in lbs/MMBtu | FALSE | L | Annual | Allowances Sold SO2 | Thousand Tons | 0 | 0 | 0 | 0 | 0 | 0 | 0
CT Fac. Spec. - SO2 Rate Annual Non-Title IV v3.1, Unit 646 and retrofits | 280 | 7288 | Rate Constraint in lbs/MMBtu | FALSE | L | Annual | Allowances Banked | Thousand Tons | 0 | 0 | 0 | 0 | 0 | 0 | 0
CT Fac. Spec. - SO2 Rate Annual Non-Title IV v3.1, Unit 646 and retrofits | 280 | 7288 | Rate Constraint in lbs/MMBtu | FALSE | L | Annual | Allowances Withdrawn (1:1) | Thousand Tons | 0 | 0 | 0 | 0 | 0 | 0 | 0
CT Fac. Spec. - SO2 Rate Annual Non-Title IV v3.1, Unit 646 and retrofits | 280 | 7288 | Rate Constraint in lbs/MMBtu | FALSE | L | Annual | Allowances Withdrawn (n:1) | Thousand Tons | 0 | 0 | 0 | 0 | 0 | 0 | 0
CT Fac. Spec. - SO2 Rate Annual Non-Title IV v3.1, Unit 646 and retrofits | 280 | 7288 | Rate Constraint in lbs/MMBtu | FALSE | L | Annual | Net Emissions Allowance Position | Thousand Tons | 0 | 0 | 0 | 0 | 0 | 0 | 0
CT Fac. Spec. - SO2 Rate Annual Non-Title IV v3.1, Unit 646 and retrofits | 280 | 7288 | Rate Constraint in lbs/MMBtu | FALSE | L | Annual | Fuel Consumed | TBtu | 0 | 0 | 0 | 0 | 0 | 0 | 0
CT Fac. Spec. - SO2 Rate Annual Non-Title IV v3.1, Unit 646 and retrofits | 280 | 7288 | Rate Constraint in lbs/MMBtu | FALSE | L | Annual | Rate | lb/MMBtu | 0 | 0 | 0 | 0 | 0 | 0 | 0
CT Fac. Spec. - SO2 Rate Annual Non-Title IV v3.1, Unit 646 and retrofits | 280 | 7288 | Rate Constraint in lbs/MMBtu | FALSE | L | Annual | Generation | TWh | 0 | 0 | 0 | 0 | 0 | 0 | 0
CT Fac. Spec. - SO2 Rate Annual Non-Title IV v3.1, Unit 646 and retrofits | 280 | 7288 | Rate Constraint in lbs/MMBtu | FALSE | L | Annual | Qualifying Generation | TWh | 0 | 0 | 0 | 0 | 0 | 0 | 0
CT Fac. Spec. - SO2 Rate Annual Non-Title IV v3.1, Unit 646 and retrofits | 280 | 7288 | Rate Constraint in lbs/MMBtu | FALSE | L | Annual | Rate | lb/MWh | 0 | 0 | 0 | 0 | 0 | 0 | 0
CT Fac. Spec. - SO2 Rate Annual Non-Title IV v3.1, Unit 646 and retrofits | 280 | 7288 | Rate Constraint in lbs/MMBtu | FALSE | L | Annual | Constraint Shadow Price | US2022$/Ton | 0 | 0 | 0 | 0 | 0 | 0 | 0
CT Fac. Spec. - SO2 Rate Annual Non-Title IV v3.1, Unit 647 and retrofits | 281 | 7288 | Rate Constraint in lbs/MMBtu | FALSE | L | Annual | Seasons Included | Seasons | Winter, Spring, Summer, Fall | Winter, Spring, Summer, Fall | Winter, Spring, Summer, Fall | Winter, Spring, Summer, Fall | Winter, Spring, Summer, Fall | Winter, Spring, Summer, Fall | Winter, Spring, Summer, Fall
CT Fac. Spec. - SO2 Rate Annual Non-Title IV v3.1, Unit 647 and retrofits | 281 | 7288 | Rate Constraint in lbs/MMBtu | FALSE | L | Annual | Standard SO2 | lb/MMBtu | 0.55 | 0.55 | 0.55 | 0.55 | 0.55 | 0.55 | 0.55
CT Fac. Spec. - SO2 Rate Annual Non-Title IV v3.1, Unit 647 and retrofits | 281 | 7288 | Rate Constraint in lbs/MMBtu | FALSE | L | Annual | Emissions at Affected Plants SO2 | Thousand Tons | 0 | 0 | 0 | 0 | 0 | 0 | 0
CT Fac. Spec. - SO2 Rate Annual Non-Title IV v3.1, Unit 647 and retrofits | 281 | 7288 | Rate Constraint in lbs/MMBtu | FALSE | L | Annual | Allowances Purchased SO2 | Thousand Tons | 0 | 0 | 0 | 0 | 0 | 0 | 0
CT Fac. Spec. - SO2 Rate Annual Non-Title IV v3.1, Unit 647 and retrofits | 281 | 7288 | Rate Constraint in lbs/MMBtu | FALSE | L | Annual | Allowances Sold SO2 | Thousand Tons | 0 | 0 | 0 | 0 | 0 | 0 | 0
CT Fac. Spec. - SO2 Rate Annual Non-Title IV v3.1, Unit 647 and retrofits | 281 | 7288 | Rate Constraint in lbs/MMBtu | FALSE | L | Annual | Allowances Banked | Thousand Tons | 0 | 0 | 0 | 0 | 0 | 0 | 0
CT Fac. Spec. - SO2 Rate Annual Non-Title IV v3.1, Unit 647 and retrofits | 281 | 7288 | Rate Constraint in lbs/MMBtu | FALSE | L | Annual | Allowances Withdrawn (1:1) | Thousand Tons | 0 | 0 | 0 | 0 | 0 | 0 | 0
CT Fac. Spec. - SO2 Rate Annual Non-Title IV v3.1, Unit 647 and retrofits | 281 | 7288 | Rate Constraint in lbs/MMBtu | FALSE | L | Annual | Allowances Withdrawn (n:1) | Thousand Tons | 0 | 0 | 0 | 0 | 0 | 0 | 0
CT Fac. Spec. - SO2 Rate Annual Non-Title IV v3.1, Unit 647 and retrofits | 281 | 7288 | Rate Constraint in lbs/MMBtu | FALSE | L | Annual | Net Emissions Allowance Position | Thousand Tons | 0 | 0 | 0 | 0 | 0 | 0 | 0
CT Fac. Spec. - SO2 Rate Annual Non-Title IV v3.1, Unit 647 and retrofits | 281 | 7288 | Rate Constraint in lbs/MMBtu | FALSE | L | Annual | Fuel Consumed | TBtu | 0 | 0 | 0 | 0 | 0 | 0 | 0
CT Fac. Spec. - SO2 Rate Annual Non-Title IV v3.1, Unit 647 and retrofits | 281 | 7288 | Rate Constraint in lbs/MMBtu | FALSE | L | Annual | Rate | lb/MMBtu | 0 | 0 | 0 | 0 | 0 | 0 | 0
CT Fac. Spec. - SO2 Rate Annual Non-Title IV v3.1, Unit 647 and retrofits | 281 | 7288 | Rate Constraint in lbs/MMBtu | FALSE | L | Annual | Generation | TWh | 0 | 0 | 0 | 0 | 0 | 0 | 0
CT Fac. Spec. - SO2 Rate Annual Non-Title IV v3.1, Unit 647 and retrofits | 281 | 7288 | Rate Constraint in lbs/MMBtu | FALSE | L | Annual | Qualifying Generation | TWh | 0 | 0 | 0 | 0 | 0 | 0 | 0
CT Fac. Spec. - SO2 Rate Annual Non-Title IV v3.1, Unit 647 and retrofits | 281 | 7288 | Rate Constraint in lbs/MMBtu | FALSE | L | Annual | Rate | lb/MWh | 0 | 0 | 0 | 0 | 0 | 0 | 0
CT Fac. Spec. - SO2 Rate Annual Non-Title IV v3.1, Unit 647 and retrofits | 281 | 7288 | Rate Constraint in lbs/MMBtu | FALSE | L | Annual | Constraint Shadow Price | US2022$/Ton | 0 | 0 | 0 | 0 | 0 | 0 | 0
CT Fac. Spec. - SO2 Rate Annual Non-Title IV v3.1, Unit 648 and retrofits | 282 | 7288 | Rate Constraint in lbs/MMBtu | FALSE | L | Annual | Seasons Included | Seasons | Winter, Spring, Summer, Fall | Winter, Spring, Summer, Fall | Winter, Spring, Summer, Fall | Winter, Spring, Summer, Fall | Winter, Spring, Summer, Fall | Winter, Spring, Summer, Fall | Winter, Spring, Summer, Fall
CT Fac. Spec. - SO2 Rate Annual Non-Title IV v3.1, Unit 648 and retrofits | 282 | 7288 | Rate Constraint in lbs/MMBtu | FALSE | L | Annual | Standard SO2 | lb/MMBtu | 0.55 | 0.55 | 0.55 | 0.55 | 0.55 | 0.55 | 0.55
CT Fac. Spec. - SO2 Rate Annual Non-Title IV v3.1, Unit 648 and retrofits | 282 | 7288 | Rate Constraint in lbs/MMBtu | FALSE | L | Annual | Emissions at Affected Plants SO2 | Thousand Tons | 0 | 0 | 0 | 0 | 0 | 0 | 0
CT Fac. Spec. - SO2 Rate Annual Non-Title IV v3.1, Unit 648 and retrofits | 282 | 7288 | Rate Constraint in lbs/MMBtu | FALSE | L | Annual | Allowances Purchased SO2 | Thousand Tons | 0 | 0 | 0 | 0 | 0 | 0 | 0
CT Fac. Spec. - SO2 Rate Annual Non-Title IV v3.1, Unit 648 and retrofits | 282 | 7288 | Rate Constraint in lbs/MMBtu | FALSE | L | Annual | Allowances Sold SO2 | Thousand Tons | 0 | 0 | 0 | 0 | 0 | 0 | 0
CT Fac. Spec. - SO2 Rate Annual Non-Title IV v3.1, Unit 648 and retrofits | 282 | 7288 | Rate Constraint in lbs/MMBtu | FALSE | L | Annual | Allowances Banked | Thousand Tons | 0 | 0 | 0 | 0 | 0 | 0 | 0
CT Fac. Spec. - SO2 Rate Annual Non-Title IV v3.1, Unit 648 and retrofits | 282 | 7288 | Rate Constraint in lbs/MMBtu | FALSE | L | Annual | Allowances Withdrawn (1:1) | Thousand Tons | 0 | 0 | 0 | 0 | 0 | 0 | 0
CT Fac. Spec. - SO2 Rate Annual Non-Title IV v3.1, Unit 648 and retrofits | 282 | 7288 | Rate Constraint in lbs/MMBtu | FALSE | L | Annual | Allowances Withdrawn (n:1) | Thousand Tons | 0 | 0 | 0 | 0 | 0 | 0 | 0
CT Fac. Spec. - SO2 Rate Annual Non-Title IV v3.1, Unit 648 and retrofits | 282 | 7288 | Rate Constraint in lbs/MMBtu | FALSE | L | Annual | Net Emissions Allowance Position | Thousand Tons | 0 | 0 | 0 | 0 | 0 | 0 | 0
CT Fac. Spec. - SO2 Rate Annual Non-Title IV v3.1, Unit 648 and retrofits | 282 | 7288 | Rate Constraint in lbs/MMBtu | FALSE | L | Annual | Fuel Consumed | TBtu | 0 | 0 | 0 | 0 | 0 | 0 | 0
CT Fac. Spec. - SO2 Rate Annual Non-Title IV v3.1, Unit 648 and retrofits | 282 | 7288 | Rate Constraint in lbs/MMBtu | FALSE | L | Annual | Rate | lb/MMBtu | 0 | 0 | 0 | 0 | 0 | 0 | 0
CT Fac. Spec. - SO2 Rate Annual Non-Title IV v3.1, Unit 648 and retrofits | 282 | 7288 | Rate Constraint in lbs/MMBtu | FALSE | L | Annual | Generation | TWh | 0 | 0 | 0 | 0 | 0 | 0 | 0
CT Fac. Spec. - SO2 Rate Annual Non-Title IV v3.1, Unit 648 and retrofits | 282 | 7288 | Rate Constraint in lbs/MMBtu | FALSE | L | Annual | Qualifying Generation | TWh | 0 | 0 | 0 | 0 | 0 | 0 | 0
CT Fac. Spec. - SO2 Rate Annual Non-Title IV v3.1, Unit 648 and retrofits | 282 | 7288 | Rate Constraint in lbs/MMBtu | FALSE | L | Annual | Rate | lb/MWh | 0 | 0 | 0 | 0 | 0 | 0 | 0
CT Fac. Spec. - SO2 Rate Annual Non-Title IV v3.1, Unit 648 and retrofits | 282 | 7288 | Rate Constraint in lbs/MMBtu | FALSE | L | Annual | Constraint Shadow Price | US2022$/Ton | 0 | 0 | 0 | 0 | 0 | 0 | 0
CT Fac. Spec. - SO2 Rate Annual Non-Title IV v3.1, Unit 649 and retrofits | 283 | 7288 | Rate Constraint in lbs/MMBtu | FALSE | L | Annual | Seasons Included | Seasons | Winter, Spring, Summer, Fall | Winter, Spring, Summer, Fall | Winter, Spring, Summer, Fall | Winter, Spring, Summer, Fall | Winter, Spring, Summer, Fall | Winter, Spring, Summer, Fall | Winter, Spring, Summer, Fall
CT Fac. Spec. - SO2 Rate Annual Non-Title IV v3.1, Unit 649 and retrofits | 283 | 7288 | Rate Constraint in lbs/MMBtu | FALSE | L | Annual | Standard SO2 | lb/MMBtu | 0.55 | 0.55 | 0.55 | 0.55 | 0.55 | 0.55 | 0.55
CT Fac. Spec. - SO2 Rate Annual Non-Title IV v3.1, Unit 649 and retrofits | 283 | 7288 | Rate Constraint in lbs/MMBtu | FALSE | L | Annual | Emissions at Affected Plants SO2 | Thousand Tons | 0 | 0 | 0 | 0 | 0 | 0 | 0
CT Fac. Spec. - SO2 Rate Annual Non-Title IV v3.1, Unit 649 and retrofits | 283 | 7288 | Rate Constraint in lbs/MMBtu | FALSE | L | Annual | Allowances Purchased SO2 | Thousand Tons | 0 | 0 | 0 | 0 | 0 | 0 | 0
CT Fac. Spec. - SO2 Rate Annual Non-Title IV v3.1, Unit 649 and retrofits | 283 | 7288 | Rate Constraint in lbs/MMBtu | FALSE | L | Annual | Allowances Sold SO2 | Thousand Tons | 0 | 0 | 0 | 0 | 0 | 0 | 0
CT Fac. Spec. - SO2 Rate Annual Non-Title IV v3.1, Unit 649 and retrofits | 283 | 7288 | Rate Constraint in lbs/MMBtu | FALSE | L | Annual | Allowances Banked | Thousand Tons | 0 | 0 | 0 | 0 | 0 | 0 | 0
CT Fac. Spec. - SO2 Rate Annual Non-Title IV v3.1, Unit 649 and retrofits | 283 | 7288 | Rate Constraint in lbs/MMBtu | FALSE | L | Annual | Allowances Withdrawn (1:1) | Thousand Tons | 0 | 0 | 0 | 0 | 0 | 0 | 0
CT Fac. Spec. - SO2 Rate Annual Non-Title IV v3.1, Unit 649 and retrofits | 283 | 7288 | Rate Constraint in lbs/MMBtu | FALSE | L | Annual | Allowances Withdrawn (n:1) | Thousand Tons | 0 | 0 | 0 | 0 | 0 | 0 | 0
CT Fac. Spec. - SO2 Rate Annual Non-Title IV v3.1, Unit 649 and retrofits | 283 | 7288 | Rate Constraint in lbs/MMBtu | FALSE | L | Annual | Net Emissions Allowance Position | Thousand Tons | 0 | 0 | 0 | 0 | 0 | 0 | 0
CT Fac. Spec. - SO2 Rate Annual Non-Title IV v3.1, Unit 649 and retrofits | 283 | 7288 | Rate Constraint in lbs/MMBtu | FALSE | L | Annual | Fuel Consumed | TBtu | 0 | 0 | 0 | 0 | 0 | 0 | 0
CT Fac. Spec. - SO2 Rate Annual Non-Title IV v3.1, Unit 649 and retrofits | 283 | 7288 | Rate Constraint in lbs/MMBtu | FALSE | L | Annual | Rate | lb/MMBtu | 0 | 0 | 0 | 0 | 0 | 0 | 0
CT Fac. Spec. - SO2 Rate Annual Non-Title IV v3.1, Unit 649 and retrofits | 283 | 7288 | Rate Constraint in lbs/MMBtu | FALSE | L | Annual | Generation | TWh | 0 | 0 | 0 | 0 | 0 | 0 | 0
CT Fac. Spec. - SO2 Rate Annual Non-Title IV v3.1, Unit 649 and retrofits | 283 | 7288 | Rate Constraint in lbs/MMBtu | FALSE | L | Annual | Qualifying Generation | TWh | 0 | 0 | 0 | 0 | 0 | 0 | 0
CT Fac. Spec. - SO2 Rate Annual Non-Title IV v3.1, Unit 649 and retrofits | 283 | 7288 | Rate Constraint in lbs/MMBtu | FALSE | L | Annual | Rate | lb/MWh | 0 | 0 | 0 | 0 | 0 | 0 | 0
CT Fac. Spec. - SO2 Rate Annual Non-Title IV v3.1, Unit 649 and retrofits | 283 | 7288 | Rate Constraint in lbs/MMBtu | FALSE | L | Annual | Constraint Shadow Price | US2022$/Ton | 0 | 0 | 0 | 0 | 0 | 0 | 0
CT Fac. Spec. - SO2 Rate Annual Non-Title IV v3.1, Unit 1736 and retrofits | 284 | 7288 | Rate Constraint in lbs/MMBtu | FALSE | L | Annual | Seasons Included | Seasons | Winter, Spring, Summer, Fall | Winter, Spring, Summer, Fall | Winter, Spring, Summer, Fall | Winter, Spring, Summer, Fall | Winter, Spring, Summer, Fall | Winter, Spring, Summer, Fall | Winter, Spring, Summer, Fall
CT Fac. Spec. - SO2 Rate Annual Non-Title IV v3.1, Unit 1736 and retrofits | 284 | 7288 | Rate Constraint in lbs/MMBtu | FALSE | L | Annual | Standard SO2 | lb/MMBtu | 0.55 | 0.55 | 0.55 | 0.55 | 0.55 | 0.55 | 0.55
CT Fac. Spec. - SO2 Rate Annual Non-Title IV v3.1, Unit 1736 and retrofits | 284 | 7288 | Rate Constraint in lbs/MMBtu | FALSE | L | Annual | Emissions at Affected Plants SO2 | Thousand Tons | 0 | 0 | 0 | 0 | 0 | 0 | 0
CT Fac. Spec. - SO2 Rate Annual Non-Title IV v3.1, Unit 1736 and retrofits | 284 | 7288 | Rate Constraint in lbs/MMBtu | FALSE | L | Annual | Allowances Purchased SO2 | Thousand Tons | 0 | 0 | 0 | 0 | 0 | 0 | 0
CT Fac. Spec. - SO2 Rate Annual Non-Title IV v3.1, Unit 1736 and retrofits | 284 | 7288 | Rate Constraint in lbs/MMBtu | FALSE | L | Annual | Allowances Sold SO2 | Thousand Tons | 0 | 0 | 0 | 0 | 0 | 0 | 0
CT Fac. Spec. - SO2 Rate Annual Non-Title IV v3.1, Unit 1736 and retrofits | 284 | 7288 | Rate Constraint in lbs/MMBtu | FALSE | L | Annual | Allowances Banked | Thousand Tons | 0 | 0 | 0 | 0 | 0 | 0 | 0
CT Fac. Spec. - SO2 Rate Annual Non-Title IV v3.1, Unit 1736 and retrofits | 284 | 7288 | Rate Constraint in lbs/MMBtu | FALSE | L | Annual | Allowances Withdrawn (1:1) | Thousand Tons | 0 | 0 | 0 | 0 | 0 | 0 | 0
CT Fac. Spec. - SO2 Rate Annual Non-Title IV v3.1, Unit 1736 and retrofits | 284 | 7288 | Rate Constraint in lbs/MMBtu | FALSE | L | Annual | Allowances Withdrawn (n:1) | Thousand Tons | 0 | 0 | 0 | 0 | 0 | 0 | 0
CT Fac. Spec. - SO2 Rate Annual Non-Title IV v3.1, Unit 1736 and retrofits | 284 | 7288 | Rate Constraint in lbs/MMBtu | FALSE | L | Annual | Net Emissions Allowance Position | Thousand Tons | 0 | 0 | 0 | 0 | 0 | 0 | 0
CT Fac. Spec. - SO2 Rate Annual Non-Title IV v3.1, Unit 1736 and retrofits | 284 | 7288 | Rate Constraint in lbs/MMBtu | FALSE | L | Annual | Fuel Consumed | TBtu | 0.29756 | 0.29756 | 0.29756 | 0 | 0 | 0 | 0
CT Fac. Spec. - SO2 Rate Annual Non-Title IV v3.1, Unit 1736 and retrofits | 284 | 7288 | Rate Constraint in lbs/MMBtu | FALSE | L | Annual | Rate | lb/MMBtu | 0 | 0 | 0 | 0 | 0 | 0 | 0
CT Fac. Spec. - SO2 Rate Annual Non-Title IV v3.1, Unit 1736 and retrofits | 284 | 7288 | Rate Constraint in lbs/MMBtu | FALSE | L | Annual | Generation | TWh | 0.052451 | 0.052451 | 0.052451 | 0 | 0 | 0 | 0
CT Fac. Spec. - SO2 Rate Annual Non-Title IV v3.1, Unit 1736 and retrofits | 284 | 7288 | Rate Constraint in lbs/MMBtu | FALSE | L | Annual | Qualifying Generation | TWh | 0.052451 | 0.052451 | 0.052451 | 0 | 0 | 0 | 0
CT Fac. Spec. - SO2 Rate Annual Non-Title IV v3.1, Unit 1736 and retrofits | 284 | 7288 | Rate Constraint in lbs/MMBtu | FALSE | L | Annual | Rate | lb/MWh | 0 | 0 | 0 | 0 | 0 | 0 | 0
CT Fac. Spec. - SO2 Rate Annual Non-Title IV v3.1, Unit 1736 and retrofits | 284 | 7288 | Rate Constraint in lbs/MMBtu | FALSE | L | Annual | Constraint Shadow Price | US2022$/Ton | 0 | 0 | 0 | 0 | 0 | 0 | 0
CT Fac. Spec. - SO2 Rate Annual v3.1, Unit 608 and retrofits | 285 | 7287 | Rate Constraint in lbs/MMBtu | FALSE | L | Annual | Seasons Included | Seasons | Winter, Spring, Summer, Fall | Winter, Spring, Summer, Fall | Winter, Spring, Summer, Fall | Winter, Spring, Summer, Fall | Winter, Spring, Summer, Fall | Winter, Spring, Summer, Fall | Winter, Spring, Summer, Fall
CT Fac. Spec. - SO2 Rate Annual v3.1, Unit 608 and retrofits | 285 | 7287 | Rate Constraint in lbs/MMBtu | FALSE | L | Annual | Standard SO2 | lb/MMBtu | 0.33 | 0.33 | 0.33 | 0.33 | 0.33 | 0.33 | 0.33
CT Fac. Spec. - SO2 Rate Annual v3.1, Unit 608 and retrofits | 285 | 7287 | Rate Constraint in lbs/MMBtu | FALSE | L | Annual | Emissions at Affected Plants SO2 | Thousand Tons | 0 | 0 | 0 | 0 | 0 | 0 | 0
CT Fac. Spec. - SO2 Rate Annual v3.1, Unit 608 and retrofits | 285 | 7287 | Rate Constraint in lbs/MMBtu | FALSE | L | Annual | Allowances Purchased SO2 | Thousand Tons | 0 | 0 | 0 | 0 | 0 | 0 | 0
CT Fac. Spec. - SO2 Rate Annual v3.1, Unit 608 and retrofits | 285 | 7287 | Rate Constraint in lbs/MMBtu | FALSE | L | Annual | Allowances Sold SO2 | Thousand Tons | 0 | 0 | 0 | 0 | 0 | 0 | 0
CT Fac. Spec. - SO2 Rate Annual v3.1, Unit 608 and retrofits | 285 | 7287 | Rate Constraint in lbs/MMBtu | FALSE | L | Annual | Allowances Banked | Thousand Tons | 0 | 0 | 0 | 0 | 0 | 0 | 0
CT Fac. Spec. - SO2 Rate Annual v3.1, Unit 608 and retrofits | 285 | 7287 | Rate Constraint in lbs/MMBtu | FALSE | L | Annual | Allowances Withdrawn (1:1) | Thousand Tons | 0 | 0 | 0 | 0 | 0 | 0 | 0
CT Fac. Spec. - SO2 Rate Annual v3.1, Unit 608 and retrofits | 285 | 7287 | Rate Constraint in lbs/MMBtu | FALSE | L | Annual | Allowances Withdrawn (n:1) | Thousand Tons | 0 | 0 | 0 | 0 | 0 | 0 | 0
CT Fac. Spec. - SO2 Rate Annual v3.1, Unit 608 and retrofits | 285 | 7287 | Rate Constraint in lbs/MMBtu | FALSE | L | Annual | Net Emissions Allowance Position | Thousand Tons | 0 | 0 | 0 | 0 | 0 | 0 | 0
CT Fac. Spec. - SO2 Rate Annual v3.1, Unit 608 and retrofits | 285 | 7287 | Rate Constraint in lbs/MMBtu | FALSE | L | Annual | Fuel Consumed | TBtu | 0 | 0.0093589 | 0.02674 | 0 | 0 | 0 | 0
CT Fac. Spec. - SO2 Rate Annual v3.1, Unit 608 and retrofits | 285 | 7287 | Rate Constraint in lbs/MMBtu | FALSE | L | Annual | Rate | lb/MMBtu | 0 | 0 | 0 | 0 | 0 | 0 | 0
CT Fac. Spec. - SO2 Rate Annual v3.1, Unit 608 and retrofits | 285 | 7287 | Rate Constraint in lbs/MMBtu | FALSE | L | Annual | Generation | TWh | 0 | 0.00086464 | 0.0024704 | 0 | 0 | 0 | 0
CT Fac. Spec. - SO2 Rate Annual v3.1, Unit 608 and retrofits | 285 | 7287 | Rate Constraint in lbs/MMBtu | FALSE | L | Annual | Qualifying Generation | TWh | 0 | 0.00086464 | 0.0024704 | 0 | 0 | 0 | 0
CT Fac. Spec. - SO2 Rate Annual v3.1, Unit 608 and retrofits | 285 | 7287 | Rate Constraint in lbs/MMBtu | FALSE | L | Annual | Rate | lb/MWh | 0 | 0 | 0 | 0 | 0 | 0 | 0
CT Fac. Spec. - SO2 Rate Annual v3.1, Unit 608 and retrofits | 285 | 7287 | Rate Constraint in lbs/MMBtu | FALSE | L | Annual | Constraint Shadow Price | US2022$/Ton | 0 | 0 | 0 | 0 | 0 | 0 | 0
CT Fac. Spec. - SO2 Rate Annual v3.1, Unit 609 and retrofits | 286 | 7287 | Rate Constraint in lbs/MMBtu | FALSE | L | Annual | Seasons Included | Seasons | Winter, Spring, Summer, Fall | Winter, Spring, Summer, Fall | Winter, Spring, Summer, Fall | Winter, Spring, Summer, Fall | Winter, Spring, Summer, Fall | Winter, Spring, Summer, Fall | Winter, Spring, Summer, Fall
CT Fac. Spec. - SO2 Rate Annual v3.1, Unit 609 and retrofits | 286 | 7287 | Rate Constraint in lbs/MMBtu | FALSE | L | Annual | Standard SO2 | lb/MMBtu | 0.33 | 0.33 | 0.33 | 0.33 | 0.33 | 0.33 | 0.33
CT Fac. Spec. - SO2 Rate Annual v3.1, Unit 609 and retrofits | 286 | 7287 | Rate Constraint in lbs/MMBtu | FALSE | L | Annual | Emissions at Affected Plants SO2 | Thousand Tons | 0 | 0 | 0 | 0 | 0 | 0 | 0
CT Fac. Spec. - SO2 Rate Annual v3.1, Unit 609 and retrofits | 286 | 7287 | Rate Constraint in lbs/MMBtu | FALSE | L | Annual | Allowances Purchased SO2 | Thousand Tons | 0 | 0 | 0 | 0 | 0 | 0 | 0
CT Fac. Spec. - SO2 Rate Annual v3.1, Unit 609 and retrofits | 286 | 7287 | Rate Constraint in lbs/MMBtu | FALSE | L | Annual | Allowances Sold SO2 | Thousand Tons | 0 | 0 | 0 | 0 | 0 | 0 | 0
CT Fac. Spec. - SO2 Rate Annual v3.1, Unit 609 and retrofits | 286 | 7287 | Rate Constraint in lbs/MMBtu | FALSE | L | Annual | Allowances Banked | Thousand Tons | 0 | 0 | 0 | 0 | 0 | 0 | 0
CT Fac. Spec. - SO2 Rate Annual v3.1, Unit 609 and retrofits | 286 | 7287 | Rate Constraint in lbs/MMBtu | FALSE | L | Annual | Allowances Withdrawn (1:1) | Thousand Tons | 0 | 0 | 0 | 0 | 0 | 0 | 0
CT Fac. Spec. - SO2 Rate Annual v3.1, Unit 609 and retrofits | 286 | 7287 | Rate Constraint in lbs/MMBtu | FALSE | L | Annual | Allowances Withdrawn (n:1) | Thousand Tons | 0 | 0 | 0 | 0 | 0 | 0 | 0
CT Fac. Spec. - SO2 Rate Annual v3.1, Unit 609 and retrofits | 286 | 7287 | Rate Constraint in lbs/MMBtu | FALSE | L | Annual | Net Emissions Allowance Position | Thousand Tons | 0 | 0 | 0 | 0 | 0 | 0 | 0
CT Fac. Spec. - SO2 Rate Annual v3.1, Unit 609 and retrofits | 286 | 7287 | Rate Constraint in lbs/MMBtu | FALSE | L | Annual | Fuel Consumed | TBtu | 0 | 0 | 0.02605 | 0 | 0 | 0 | 0
CT Fac. Spec. - SO2 Rate Annual v3.1, Unit 609 and retrofits | 286 | 7287 | Rate Constraint in lbs/MMBtu | FALSE | L | Annual | Rate | lb/MMBtu | 0 | 0 | 0 | 0 | 0 | 0 | 0
CT Fac. Spec. - SO2 Rate Annual v3.1, Unit 609 and retrofits | 286 | 7287 | Rate Constraint in lbs/MMBtu | FALSE | L | Annual | Generation | TWh | 0 | 0 | 0.0024067 | 0 | 0 | 0 | 0
CT Fac. Spec. - SO2 Rate Annual v3.1, Unit 609 and retrofits | 286 | 7287 | Rate Constraint in lbs/MMBtu | FALSE | L | Annual | Qualifying Generation | TWh | 0 | 0 | 0.0024067 | 0 | 0 | 0 | 0
CT Fac. Spec. - SO2 Rate Annual v3.1, Unit 609 and retrofits | 286 | 7287 | Rate Constraint in lbs/MMBtu | FALSE | L | Annual | Rate | lb/MWh | 0 | 0 | 0 | 0 | 0 | 0 | 0
CT Fac. Spec. - SO2 Rate Annual v3.1, Unit 609 and retrofits | 286 | 7287 | Rate Constraint in lbs/MMBtu | FALSE | L | Annual | Constraint Shadow Price | US2022$/Ton | 0 | 0 | 0 | 0 | 0 | 0 | 0
CT Fac. Spec. - SO2 Rate Annual v3.1, Unit 610 and retrofits | 287 | 7287 | Rate Constraint in lbs/MMBtu | FALSE | L | Annual | Seasons Included | Seasons | Winter, Spring, Summer, Fall | Winter, Spring, Summer, Fall | Winter, Spring, Summer, Fall | Winter, Spring, Summer, Fall | Winter, Spring, Summer, Fall | Winter, Spring, Summer, Fall | Winter, Spring, Summer, Fall
CT Fac. Spec. - SO2 Rate Annual v3.1, Unit 610 and retrofits | 287 | 7287 | Rate Constraint in lbs/MMBtu | FALSE | L | Annual | Standard SO2 | lb/MMBtu | 0.33 | 0.33 | 0.33 | 0.33 | 0.33 | 0.33 | 0.33
CT Fac. Spec. - SO2 Rate Annual v3.1, Unit 610 and retrofits | 287 | 7287 | Rate Constraint in lbs/MMBtu | FALSE | L | Annual | Emissions at Affected Plants SO2 | Thousand Tons | 0 | 0 | 0 | 0 | 0 | 0 | 0
CT Fac. Spec. - SO2 Rate Annual v3.1, Unit 610 and retrofits | 287 | 7287 | Rate Constraint in lbs/MMBtu | FALSE | L | Annual | Allowances Purchased SO2 | Thousand Tons | 0 | 0 | 0 | 0 | 0 | 0 | 0
CT Fac. Spec. - SO2 Rate Annual v3.1, Unit 610 and retrofits | 287 | 7287 | Rate Constraint in lbs/MMBtu | FALSE | L | Annual | Allowances Sold SO2 | Thousand Tons | 0 | 0 | 0 | 0 | 0 | 0 | 0
CT Fac. Spec. - SO2 Rate Annual v3.1, Unit 610 and retrofits | 287 | 7287 | Rate Constraint in lbs/MMBtu | FALSE | L | Annual | Allowances Banked | Thousand Tons | 0 | 0 | 0 | 0 | 0 | 0 | 0
CT Fac. Spec. - SO2 Rate Annual v3.1, Unit 610 and retrofits | 287 | 7287 | Rate Constraint in lbs/MMBtu | FALSE | L | Annual | Allowances Withdrawn (1:1) | Thousand Tons | 0 | 0 | 0 | 0 | 0 | 0 | 0
CT Fac. Spec. - SO2 Rate Annual v3.1, Unit 610 and retrofits | 287 | 7287 | Rate Constraint in lbs/MMBtu | FALSE | L | Annual | Allowances Withdrawn (n:1) | Thousand Tons | 0 | 0 | 0 | 0 | 0 | 0 | 0
CT Fac. Spec. - SO2 Rate Annual v3.1, Unit 610 and retrofits | 287 | 7287 | Rate Constraint in lbs/MMBtu | FALSE | L | Annual | Net Emissions Allowance Position | Thousand Tons | 0 | 0 | 0 | 0 | 0 | 0 | 0
CT Fac. Spec. - SO2 Rate Annual v3.1, Unit 610 and retrofits | 287 | 7287 | Rate Constraint in lbs/MMBtu | FALSE | L | Annual | Fuel Consumed | TBtu | 0 | 0 | 0.02651 | 0 | 0 | 0 | 0
CT Fac. Spec. - SO2 Rate Annual v3.1, Unit 610 and retrofits | 287 | 7287 | Rate Constraint in lbs/MMBtu | FALSE | L | Annual | Rate | lb/MMBtu | 0 | 0 | 0 | 0 | 0 | 0 | 0
CT Fac. Spec. - SO2 Rate Annual v3.1, Unit 610 and retrofits | 287 | 7287 | Rate Constraint in lbs/MMBtu | FALSE | L | Annual | Generation | TWh | 0 | 0 | 0.0024492 | 0 | 0 | 0 | 0
CT Fac. Spec. - SO2 Rate Annual v3.1, Unit 610 and retrofits | 287 | 7287 | Rate Constraint in lbs/MMBtu | FALSE | L | Annual | Qualifying Generation | TWh | 0 | 0 | 0.0024492 | 0 | 0 | 0 | 0
CT Fac. Spec. - SO2 Rate Annual v3.1, Unit 610 and retrofits | 287 | 7287 | Rate Constraint in lbs/MMBtu | FALSE | L | Annual | Rate | lb/MWh | 0 | 0 | 0 | 0 | 0 | 0 | 0
CT Fac. Spec. - SO2 Rate Annual v3.1, Unit 610 and retrofits | 287 | 7287 | Rate Constraint in lbs/MMBtu | FALSE | L | Annual | Constraint Shadow Price | US2022$/Ton | 0 | 0 | 0 | 0 | 0 | 0 | 0
CT Fac. Spec. - SO2 Rate Annual v3.1, Unit 611 and retrofits | 288 | 7287 | Rate Constraint in lbs/MMBtu | FALSE | L | Annual | Seasons Included | Seasons | Winter, Spring, Summer, Fall | Winter, Spring, Summer, Fall | Winter, Spring, Summer, Fall | Winter, Spring, Summer, Fall | Winter, Spring, Summer, Fall | Winter, Spring, Summer, Fall | Winter, Spring, Summer, Fall
CT Fac. Spec. - SO2 Rate Annual v3.1, Unit 611 and retrofits | 288 | 7287 | Rate Constraint in lbs/MMBtu | FALSE | L | Annual | Standard SO2 | lb/MMBtu | 0.33 | 0.33 | 0.33 | 0.33 | 0.33 | 0.33 | 0.33
CT Fac. Spec. - SO2 Rate Annual v3.1, Unit 611 and retrofits | 288 | 7287 | Rate Constraint in lbs/MMBtu | FALSE | L | Annual | Emissions at Affected Plants SO2 | Thousand Tons | 0 | 0 | 0 | 0 | 0 | 0 | 0
CT Fac. Spec. - SO2 Rate Annual v3.1, Unit 611 and retrofits | 288 | 7287 | Rate Constraint in lbs/MMBtu | FALSE | L | Annual | Allowances Purchased SO2 | Thousand Tons | 0 | 0 | 0 | 0 | 0 | 0 | 0
CT Fac. Spec. - SO2 Rate Annual v3.1, Unit 611 and retrofits | 288 | 7287 | Rate Constraint in lbs/MMBtu | FALSE | L | Annual | Allowances Sold SO2 | Thousand Tons | 0 | 0 | 0 | 0 | 0 | 0 | 0
CT Fac. Spec. - SO2 Rate Annual v3.1, Unit 611 and retrofits | 288 | 7287 | Rate Constraint in lbs/MMBtu | FALSE | L | Annual | Allowances Banked | Thousand Tons | 0 | 0 | 0 | 0 | 0 | 0 | 0
CT Fac. Spec. - SO2 Rate Annual v3.1, Unit 611 and retrofits | 288 | 7287 | Rate Constraint in lbs/MMBtu | FALSE | L | Annual | Allowances Withdrawn (1:1) | Thousand Tons | 0 | 0 | 0 | 0 | 0 | 0 | 0
CT Fac. Spec. - SO2 Rate Annual v3.1, Unit 611 and retrofits | 288 | 7287 | Rate Constraint in lbs/MMBtu | FALSE | L | Annual | Allowances Withdrawn (n:1) | Thousand Tons | 0 | 0 | 0 | 0 | 0 | 0 | 0
CT Fac. Spec. - SO2 Rate Annual v3.1, Unit 611 and retrofits | 288 | 7287 | Rate Constraint in lbs/MMBtu | FALSE | L | Annual | Net Emissions Allowance Position | Thousand Tons | 0 | 0 | 0 | 0 | 0 | 0 | 0
CT Fac. Spec. - SO2 Rate Annual v3.1, Unit 611 and retrofits | 288 | 7287 | Rate Constraint in lbs/MMBtu | FALSE | L | Annual | Fuel Consumed | TBtu | 0 | 0.0053108 | 0.02628 | 0 | 0 | 0 | 0
CT Fac. Spec. - SO2 Rate Annual v3.1, Unit 611 and retrofits | 288 | 7287 | Rate Constraint in lbs/MMBtu | FALSE | L | Annual | Rate | lb/MMBtu | 0 | 0 | 0 | 0 | 0 | 0 | 0
CT Fac. Spec. - SO2 Rate Annual v3.1, Unit 611 and retrofits | 288 | 7287 | Rate Constraint in lbs/MMBtu | FALSE | L | Annual | Generation | TWh | 0 | 0.00049065 | 0.0024279 | 0 | 0 | 0 | 0
CT Fac. Spec. - SO2 Rate Annual v3.1, Unit 611 and retrofits | 288 | 7287 | Rate Constraint in lbs/MMBtu | FALSE | L | Annual | Qualifying Generation | TWh | 0 | 0.00049065 | 0.0024279 | 0 | 0 | 0 | 0
CT Fac. Spec. - SO2 Rate Annual v3.1, Unit 611 and retrofits | 288 | 7287 | Rate Constraint in lbs/MMBtu | FALSE | L | Annual | Rate | lb/MWh | 0 | 0 | 0 | 0 | 0 | 0 | 0
CT Fac. Spec. - SO2 Rate Annual v3.1, Unit 611 and retrofits | 288 | 7287 | Rate Constraint in lbs/MMBtu | FALSE | L | Annual | Constraint Shadow Price | US2022$/Ton | 0 | 0 | 0 | 0 | 0 | 0 | 0
CT Fac. Spec. - SO2 Rate Annual v3.1, Unit 612 and retrofits | 289 | 7287 | Rate Constraint in lbs/MMBtu | FALSE | L | Annual | Seasons Included | Seasons | Winter, Spring, Summer, Fall | Winter, Spring, Summer, Fall | Winter, Spring, Summer, Fall | Winter, Spring, Summer, Fall | Winter, Spring, Summer, Fall | Winter, Spring, Summer, Fall | Winter, Spring, Summer, Fall
CT Fac. Spec. - SO2 Rate Annual v3.1, Unit 612 and retrofits | 289 | 7287 | Rate Constraint in lbs/MMBtu | FALSE | L | Annual | Standard SO2 | lb/MMBtu | 0.33 | 0.33 | 0.33 | 0.33 | 0.33 | 0.33 | 0.33
CT Fac. Spec. - SO2 Rate Annual v3.1, Unit 612 and retrofits | 289 | 7287 | Rate Constraint in lbs/MMBtu | FALSE | L | Annual | Emissions at Affected Plants SO2 | Thousand Tons | 0 | 0 | 0 | 0 | 0 | 0 | 0
CT Fac. Spec. - SO2 Rate Annual v3.1, Unit 612 and retrofits | 289 | 7287 | Rate Constraint in lbs/MMBtu | FALSE | L | Annual | Allowances Purchased SO2 | Thousand Tons | 0 | 0 | 0 | 0 | 0 | 0 | 0
CT Fac. Spec. - SO2 Rate Annual v3.1, Unit 612 and retrofits | 289 | 7287 | Rate Constraint in lbs/MMBtu | FALSE | L | Annual | Allowances Sold SO2 | Thousand Tons | 0 | 0 | 0 | 0 | 0 | 0 | 0
CT Fac. Spec. - SO2 Rate Annual v3.1, Unit 612 and retrofits | 289 | 7287 | Rate Constraint in lbs/MMBtu | FALSE | L | Annual | Allowances Banked | Thousand Tons | 0 | 0 | 0 | 0 | 0 | 0 | 0
CT Fac. Spec. - SO2 Rate Annual v3.1, Unit 612 and retrofits | 289 | 7287 | Rate Constraint in lbs/MMBtu | FALSE | L | Annual | Allowances Withdrawn (1:1) | Thousand Tons | 0 | 0 | 0 | 0 | 0 | 0 | 0
CT Fac. Spec. - SO2 Rate Annual v3.1, Unit 612 and retrofits | 289 | 7287 | Rate Constraint in lbs/MMBtu | FALSE | L | Annual | Allowances Withdrawn (n:1) | Thousand Tons | 0 | 0 | 0 | 0 | 0 | 0 | 0
CT Fac. Spec. - SO2 Rate Annual v3.1, Unit 612 and retrofits | 289 | 7287 | Rate Constraint in lbs/MMBtu | FALSE | L | Annual | Net Emissions Allowance Position | Thousand Tons | 0 | 0 | 0 | 0 | 0 | 0 | 0
CT Fac. Spec. - SO2 Rate Annual v3.1, Unit 612 and retrofits | 289 | 7287 | Rate Constraint in lbs/MMBtu | FALSE | L | Annual | Fuel Consumed | TBtu | 0 | 0 | 0.02651 | 0 | 0 | 0 | 0
CT Fac. Spec. - SO2 Rate Annual v3.1, Unit 612 and retrofits | 289 | 7287 | Rate Constraint in lbs/MMBtu | FALSE | L | Annual | Rate | lb/MMBtu | 0 | 0 | 0 | 0 | 0 | 0 | 0
CT Fac. Spec. - SO2 Rate Annual v3.1, Unit 612 and retrofits | 289 | 7287 | Rate Constraint in lbs/MMBtu | FALSE | L | Annual | Generation | TWh | 0 | 0 | 0.0024492 | 0 | 0 | 0 | 0
CT Fac. Spec. - SO2 Rate Annual v3.1, Unit 612 and retrofits | 289 | 7287 | Rate Constraint in lbs/MMBtu | FALSE | L | Annual | Qualifying Generation | TWh | 0 | 0 | 0.0024492 | 0 | 0 | 0 | 0
CT Fac. Spec. - SO2 Rate Annual v3.1, Unit 612 and retrofits | 289 | 7287 | Rate Constraint in lbs/MMBtu | FALSE | L | Annual | Rate | lb/MWh | 0 | 0 | 0 | 0 | 0 | 0 | 0
CT Fac. Spec. - SO2 Rate Annual v3.1, Unit 612 and retrofits | 289 | 7287 | Rate Constraint in lbs/MMBtu | FALSE | L | Annual | Constraint Shadow Price | US2022$/Ton | 0 | 0 | 0 | 0 | 0 | 0 | 0
CT Fac. Spec. - SO2 Rate Annual v3.1, Unit 613 and retrofits | 290 | 7287 | Rate Constraint in lbs/MMBtu | FALSE | L | Annual | Seasons Included | Seasons | Winter, Spring, Summer, Fall | Winter, Spring, Summer, Fall | Winter, Spring, Summer, Fall | Winter, Spring, Summer, Fall | Winter, Spring, Summer, Fall | Winter, Spring, Summer, Fall | Winter, Spring, Summer, Fall
CT Fac. Spec. - SO2 Rate Annual v3.1, Unit 613 and retrofits | 290 | 7287 | Rate Constraint in lbs/MMBtu | FALSE | L | Annual | Standard SO2 | lb/MMBtu | 0.33 | 0.33 | 0.33 | 0.33 | 0.33 | 0.33 | 0.33
CT Fac. Spec. - SO2 Rate Annual v3.1, Unit 613 and retrofits | 290 | 7287 | Rate Constraint in lbs/MMBtu | FALSE | L | Annual | Emissions at Affected Plants SO2 | Thousand Tons | 0 | 0 | 0 | 0 | 0 | 0 | 0
CT Fac. Spec. - SO2 Rate Annual v3.1, Unit 613 and retrofits | 290 | 7287 | Rate Constraint in lbs/MMBtu | FALSE | L | Annual | Allowances Purchased SO2 | Thousand Tons | 0 | 0 | 0 | 0 | 0 | 0 | 0
CT Fac. Spec. - SO2 Rate Annual v3.1, Unit 613 and retrofits | 290 | 7287 | Rate Constraint in lbs/MMBtu | FALSE | L | Annual | Allowances Sold SO2 | Thousand Tons | 0 | 0 | 0 | 0 | 0 | 0 | 0
CT Fac. Spec. - SO2 Rate Annual v3.1, Unit 613 and retrofits | 290 | 7287 | Rate Constraint in lbs/MMBtu | FALSE | L | Annual | Allowances Banked | Thousand Tons | 0 | 0 | 0 | 0 | 0 | 0 | 0
CT Fac. Spec. - SO2 Rate Annual v3.1, Unit 613 and retrofits | 290 | 7287 | Rate Constraint in lbs/MMBtu | FALSE | L | Annual | Allowances Withdrawn (1:1) | Thousand Tons | 0 | 0 | 0 | 0 | 0 | 0 | 0
CT Fac. Spec. - SO2 Rate Annual v3.1, Unit 613 and retrofits | 290 | 7287 | Rate Constraint in lbs/MMBtu | FALSE | L | Annual | Allowances Withdrawn (n:1) | Thousand Tons | 0 | 0 | 0 | 0 | 0 | 0 | 0
CT Fac. Spec. - SO2 Rate Annual v3.1, Unit 613 and retrofits | 290 | 7287 | Rate Constraint in lbs/MMBtu | FALSE | L | Annual | Net Emissions Allowance Position | Thousand Tons | 0 | 0 | 0 | 0 | 0 | 0 | 0
CT Fac. Spec. - SO2 Rate Annual v3.1, Unit 613 and retrofits | 290 | 7287 | Rate Constraint in lbs/MMBtu | FALSE | L | Annual | Fuel Consumed | TBtu | 0.0094456 | 0.020745 | 0.027058 | 0 | 0 | 0 | 0
CT Fac. Spec. - SO2 Rate Annual v3.1, Unit 613 and retrofits | 290 | 7287 | Rate Constraint in lbs/MMBtu | FALSE | L | Annual | Rate | lb/MMBtu | 0 | 0 | 0 | 0 | 0 | 0 | 0
CT Fac. Spec. - SO2 Rate Annual v3.1, Unit 613 and retrofits | 290 | 7287 | Rate Constraint in lbs/MMBtu | FALSE | L | Annual | Generation | TWh | 0.00087907 | 0.0019306 | 0.0025182 | 0 | 0 | 0 | 0
CT Fac. Spec. - SO2 Rate Annual v3.1, Unit 613 and retrofits | 290 | 7287 | Rate Constraint in lbs/MMBtu | FALSE | L | Annual | Qualifying Generation | TWh | 0.00087907 | 0.0019306 | 0.0025182 | 0 | 0 | 0 | 0
CT Fac. Spec. - SO2 Rate Annual v3.1, Unit 613 and retrofits | 290 | 7287 | Rate Constraint in lbs/MMBtu | FALSE | L | Annual | Rate | lb/MWh | 0 | 0 | 0 | 0 | 0 | 0 | 0
CT Fac. Spec. - SO2 Rate Annual v3.1, Unit 613 and retrofits | 290 | 7287 | Rate Constraint in lbs/MMBtu | FALSE | L | Annual | Constraint Shadow Price | US2022$/Ton | 0 | 0 | 0 | 0 | 0 | 0 | 0
CT Fac. Spec. - SO2 Rate Annual v3.1, Unit 614 and retrofits | 291 | 7287 | Rate Constraint in lbs/MMBtu | FALSE | L | Annual | Seasons Included | Seasons | Winter, Spring, Summer, Fall | Winter, Spring, Summer, Fall | Winter, Spring, Summer, Fall | Winter, Spring, Summer, Fall | Winter, Spring, Summer, Fall | Winter, Spring, Summer, Fall | Winter, Spring, Summer, Fall
CT Fac. Spec. - SO2 Rate Annual v3.1, Unit 614 and retrofits | 291 | 7287 | Rate Constraint in lbs/MMBtu | FALSE | L | Annual | Standard SO2 | lb/MMBtu | 0.33 | 0.33 | 0.33 | 0.33 | 0.33 | 0.33 | 0.33
CT Fac. Spec. - SO2 Rate Annual v3.1, Unit 614 and retrofits | 291 | 7287 | Rate Constraint in lbs/MMBtu | FALSE | L | Annual | Emissions at Affected Plants SO2 | Thousand Tons | 0 | 0 | 0 | 0 | 0 | 0 | 0
CT Fac. Spec. - SO2 Rate Annual v3.1, Unit 614 and retrofits | 291 | 7287 | Rate Constraint in lbs/MMBtu | FALSE | L | Annual | Allowances Purchased SO2 | Thousand Tons | 0 | 0 | 0 | 0 | 0 | 0 | 0
CT Fac. Spec. - SO2 Rate Annual v3.1, Unit 614 and retrofits | 291 | 7287 | Rate Constraint in lbs/MMBtu | FALSE | L | Annual | Allowances Sold SO2 | Thousand Tons | 0 | 0 | 0 | 0 | 0 | 0 | 0
CT Fac. Spec. - SO2 Rate Annual v3.1, Unit 614 and retrofits | 291 | 7287 | Rate Constraint in lbs/MMBtu | FALSE | L | Annual | Allowances Banked | Thousand Tons | 0 | 0 | 0 | 0 | 0 | 0 | 0
CT Fac. Spec. - SO2 Rate Annual v3.1, Unit 614 and retrofits | 291 | 7287 | Rate Constraint in lbs/MMBtu | FALSE | L | Annual | Allowances Withdrawn (1:1) | Thousand Tons | 0 | 0 | 0 | 0 | 0 | 0 | 0
CT Fac. Spec. - SO2 Rate Annual v3.1, Unit 614 and retrofits | 291 | 7287 | Rate Constraint in lbs/MMBtu | FALSE | L | Annual | Allowances Withdrawn (n:1) | Thousand Tons | 0 | 0 | 0 | 0 | 0 | 0 | 0
CT Fac. Spec. - SO2 Rate Annual v3.1, Unit 614 and retrofits | 291 | 7287 | Rate Constraint in lbs/MMBtu | FALSE | L | Annual | Net Emissions Allowance Position | Thousand Tons | 0 | 0 | 0 | 0 | 0 | 0 | 0
CT Fac. Spec. - SO2 Rate Annual v3.1, Unit 614 and retrofits | 291 | 7287 | Rate Constraint in lbs/MMBtu | FALSE | L | Annual | Fuel Consumed | TBtu | 0.0092065 | 0.01011 | 0.026373 | 0 | 0 | 0 | 0
CT Fac. Spec. - SO2 Rate Annual v3.1, Unit 614 and retrofits | 291 | 7287 | Rate Constraint in lbs/MMBtu | FALSE | L | Annual | Rate | lb/MMBtu | 0 | 0 | 0 | 0 | 0 | 0 | 0
CT Fac. Spec. - SO2 Rate Annual v3.1, Unit 614 and retrofits | 291 | 7287 | Rate Constraint in lbs/MMBtu | FALSE | L | Annual | Generation | TWh | 0.00085682 | 0.00094088 | 0.0024545 | 0 | 0 | 0 | 0
CT Fac. Spec. - SO2 Rate Annual v3.1, Unit 614 and retrofits | 291 | 7287 | Rate Constraint in lbs/MMBtu | FALSE | L | Annual | Qualifying Generation | TWh | 0.00085682 | 0.00094088 | 0.0024545 | 0 | 0 | 0 | 0
CT Fac. Spec. - SO2 Rate Annual v3.1, Unit 614 and retrofits | 291 | 7287 | Rate Constraint in lbs/MMBtu | FALSE | L | Annual | Rate | lb/MWh | 0 | 0 | 0 | 0 | 0 | 0 | 0
CT Fac. Spec. - SO2 Rate Annual v3.1, Unit 614 and retrofits | 291 | 7287 | Rate Constraint in lbs/MMBtu | FALSE | L | Annual | Constraint Shadow Price | US2022$/Ton | 0 | 0 | 0 | 0 | 0 | 0 | 0
CT Fac. Spec. - SO2 Rate Annual v3.1, Unit 616 and retrofits | 292 | 7287 | Rate Constraint in lbs/MMBtu | FALSE | L | Annual | Seasons Included | Seasons | Winter, Spring, Summer, Fall | Winter, Spring, Summer, Fall | Winter, Spring, Summer, Fall | Winter, Spring, Summer, Fall | Winter, Spring, Summer, Fall | Winter, Spring, Summer, Fall | Winter, Spring, Summer, Fall
CT Fac. Spec. - SO2 Rate Annual v3.1, Unit 616 and retrofits | 292 | 7287 | Rate Constraint in lbs/MMBtu | FALSE | L | Annual | Standard SO2 | lb/MMBtu | 0.33 | 0.33 | 0.33 | 0.33 | 0.33 | 0.33 | 0.33
CT Fac. Spec. - SO2 Rate Annual v3.1, Unit 616 and retrofits | 292 | 7287 | Rate Constraint in lbs/MMBtu | FALSE | L | Annual | Emissions at Affected Plants SO2 | Thousand Tons | 0 | 0 | 0 | 0 | 0 | 0 | 0
CT Fac. Spec. - SO2 Rate Annual v3.1, Unit 616 and retrofits | 292 | 7287 | Rate Constraint in lbs/MMBtu | FALSE | L | Annual | Allowances Purchased SO2 | Thousand Tons | 0 | 0 | 0 | 0 | 0 | 0 | 0
CT Fac. Spec. - SO2 Rate Annual v3.1, Unit 616 and retrofits | 292 | 7287 | Rate Constraint in lbs/MMBtu | FALSE | L | Annual | Allowances Sold SO2 | Thousand Tons | 0 | 0 | 0 | 0 | 0 | 0 | 0
CT Fac. Spec. - SO2 Rate Annual v3.1, Unit 616 and retrofits | 292 | 7287 | Rate Constraint in lbs/MMBtu | FALSE | L | Annual | Allowances Banked | Thousand Tons | 0 | 0 | 0 | 0 | 0 | 0 | 0
CT Fac. Spec. - SO2 Rate Annual v3.1, Unit 616 and retrofits | 292 | 7287 | Rate Constraint in lbs/MMBtu | FALSE | L | Annual | Allowances Withdrawn (1:1) | Thousand Tons | 0 | 0 | 0 | 0 | 0 | 0 | 0
CT Fac. Spec. - SO2 Rate Annual v3.1, Unit 616 and retrofits | 292 | 7287 | Rate Constraint in lbs/MMBtu | FALSE | L | Annual | Allowances Withdrawn (n:1) | Thousand Tons | 0 | 0 | 0 | 0 | 0 | 0 | 0
CT Fac. Spec. - SO2 Rate Annual v3.1, Unit 616 and retrofits | 292 | 7287 | Rate Constraint in lbs/MMBtu | FALSE | L | Annual | Net Emissions Allowance Position | Thousand Tons | 0 | 0 | 0 | 0 | 0 | 0 | 0
CT Fac. Spec. - SO2 Rate Annual v3.1, Unit 616 and retrofits | 292 | 7287 | Rate Constraint in lbs/MMBtu | FALSE | L | Annual | Fuel Consumed | TBtu | 0.0076961 | 0.024445 | 0.055443 | 0 | 0 | 0 | 0
CT Fac. Spec. - SO2 Rate Annual v3.1, Unit 616 and retrofits | 292 | 7287 | Rate Constraint in lbs/MMBtu | FALSE | L | Annual | Rate | lb/MMBtu | 0 | 0 | 0 | 0 | 0 | 0 | 0
CT Fac. Spec. - SO2 Rate Annual v3.1, Unit 616 and retrofits | 292 | 7287 | Rate Constraint in lbs/MMBtu | FALSE | L | Annual | Generation | TWh | 0.00071625 | 0.002275 | 0.0051599 | 0 | 0 | 0 | 0
CT Fac. Spec. - SO2 Rate Annual v3.1, Unit 616 and retrofits | 292 | 7287 | Rate Constraint in lbs/MMBtu | FALSE | L | Annual | Qualifying Generation | TWh | 0.00071625 | 0.002275 | 0.0051599 | 0 | 0 | 0 | 0
CT Fac. Spec. - SO2 Rate Annual v3.1, Unit 616 and retrofits | 292 | 7287 | Rate Constraint in lbs/MMBtu | FALSE | L | Annual | Rate | lb/MWh | 0 | 0 | 0 | 0 | 0 | 0 | 0
CT Fac. Spec. - SO2 Rate Annual v3.1, Unit 616 and retrofits | 292 | 7287 | Rate Constraint in lbs/MMBtu | FALSE | L | Annual | Constraint Shadow Price | US2022$/Ton | 0 | 0 | 0 | 0 | 0 | 0 | 0
CT Fac. Spec. - SO2 Rate Annual v3.1, Unit 617 and retrofits | 293 | 7287 | Rate Constraint in lbs/MMBtu | FALSE | L | Annual | Seasons Included | Seasons | Winter, Spring, Summer, Fall | Winter, Spring, Summer, Fall | Winter, Spring, Summer, Fall | Winter, Spring, Summer, Fall | Winter, Spring, Summer, Fall | Winter, Spring, Summer, Fall | Winter, Spring, Summer, Fall
CT Fac. Spec. - SO2 Rate Annual v3.1, Unit 617 and retrofits | 293 | 7287 | Rate Constraint in lbs/MMBtu | FALSE | L | Annual | Standard SO2 | lb/MMBtu | 0.33 | 0.33 | 0.33 | 0.33 | 0.33 | 0.33 | 0.33
CT Fac. Spec. - SO2 Rate Annual v3.1, Unit 617 and retrofits | 293 | 7287 | Rate Constraint in lbs/MMBtu | FALSE | L | Annual | Emissions at Affected Plants SO2 | Thousand Tons | 0 | 0 | 0 | 0 | 0 | 0 | 0
CT Fac. Spec. - SO2 Rate Annual v3.1, Unit 617 and retrofits | 293 | 7287 | Rate Constraint in lbs/MMBtu | FALSE | L | Annual | Allowances Purchased SO2 | Thousand Tons | 0 | 0 | 0 | 0 | 0 | 0 | 0
CT Fac. Spec. - SO2 Rate Annual v3.1, Unit 617 and retrofits | 293 | 7287 | Rate Constraint in lbs/MMBtu | FALSE | L | Annual | Allowances Sold SO2 | Thousand Tons | 0 | 0 | 0 | 0 | 0 | 0 | 0
CT Fac. Spec. - SO2 Rate Annual v3.1, Unit 617 and retrofits | 293 | 7287 | Rate Constraint in lbs/MMBtu | FALSE | L | Annual | Allowances Banked | Thousand Tons | 0 | 0 | 0 | 0 | 0 | 0 | 0
CT Fac. Spec. - SO2 Rate Annual v3.1, Unit 617 and retrofits | 293 | 7287 | Rate Constraint in lbs/MMBtu | FALSE | L | Annual | Allowances Withdrawn (1:1) | Thousand Tons | 0 | 0 | 0 | 0 | 0 | 0 | 0
CT Fac. Spec. - SO2 Rate Annual v3.1, Unit 617 and retrofits | 293 | 7287 | Rate Constraint in lbs/MMBtu | FALSE | L | Annual | Allowances Withdrawn (n:1) | Thousand Tons | 0 | 0 | 0 | 0 | 0 | 0 | 0
CT Fac. Spec. - SO2 Rate Annual v3.1, Unit 617 and retrofits | 293 | 7287 | Rate Constraint in lbs/MMBtu | FALSE | L | Annual | Net Emissions Allowance Position | Thousand Tons | 0 | 0 | 0 | 0 | 0 | 0 | 0
CT Fac. Spec. - SO2 Rate Annual v3.1, Unit 617 and retrofits | 293 | 7287 | Rate Constraint in lbs/MMBtu | FALSE | L | Annual | Fuel Consumed | TBtu | 0 | 0 | 0.0015507 | 0 | 0 | 0 | 0
CT Fac. Spec. - SO2 Rate Annual v3.1, Unit 617 and retrofits | 293 | 7287 | Rate Constraint in lbs/MMBtu | FALSE | L | Annual | Rate | lb/MMBtu | 0 | 0 | 0 | 0 | 0 | 0 | 0
CT Fac. Spec. - SO2 Rate Annual v3.1, Unit 617 and retrofits | 293 | 7287 | Rate Constraint in lbs/MMBtu | FALSE | L | Annual | Generation | TWh | 0 | 0 | 0.00011475 | 0 | 0 | 0 | 0
CT Fac. Spec. - SO2 Rate Annual v3.1, Unit 617 and retrofits | 293 | 7287 | Rate Constraint in lbs/MMBtu | FALSE | L | Annual | Qualifying Generation | TWh | 0 | 0 | 0.00011475 | 0 | 0 | 0 | 0
CT Fac. Spec. - SO2 Rate Annual v3.1, Unit 617 and retrofits | 293 | 7287 | Rate Constraint in lbs/MMBtu | FALSE | L | Annual | Rate | lb/MWh | 0 | 0 | 0 | 0 | 0 | 0 | 0
CT Fac. Spec. - SO2 Rate Annual v3.1, Unit 617 and retrofits | 293 | 7287 | Rate Constraint in lbs/MMBtu | FALSE | L | Annual | Constraint Shadow Price | US2022$/Ton | 0 | 0 | 0 | 0 | 0 | 0 | 0
CT Fac. Spec. - SO2 Rate Annual v3.1, Unit 618 and retrofits | 294 | 7287 | Rate Constraint in lbs/MMBtu | FALSE | L | Annual | Seasons Included | Seasons | Winter, Spring, Summer, Fall | Winter, Spring, Summer, Fall | Winter, Spring, Summer, Fall | Winter, Spring, Summer, Fall | Winter, Spring, Summer, Fall | Winter, Spring, Summer, Fall | Winter, Spring, Summer, Fall
CT Fac. Spec. - SO2 Rate Annual v3.1, Unit 618 and retrofits | 294 | 7287 | Rate Constraint in lbs/MMBtu | FALSE | L | Annual | Standard SO2 | lb/MMBtu | 0.33 | 0.33 | 0.33 | 0.33 | 0.33 | 0.33 | 0.33
CT Fac. Spec. - SO2 Rate Annual v3.1, Unit 618 and retrofits | 294 | 7287 | Rate Constraint in lbs/MMBtu | FALSE | L | Annual | Emissions at Affected Plants SO2 | Thousand Tons | 0 | 0 | 0 | 0 | 0 | 0 | 0
CT Fac. Spec. - SO2 Rate Annual v3.1, Unit 618 and retrofits | 294 | 7287 | Rate Constraint in lbs/MMBtu | FALSE | L | Annual | Allowances Purchased SO2 | Thousand Tons | 0 | 0 | 0 | 0 | 0 | 0 | 0
CT Fac. Spec. - SO2 Rate Annual v3.1, Unit 618 and retrofits | 294 | 7287 | Rate Constraint in lbs/MMBtu | FALSE | L | Annual | Allowances Sold SO2 | Thousand Tons | 0 | 0 | 0 | 0 | 0 | 0 | 0
CT Fac. Spec. - SO2 Rate Annual v3.1, Unit 618 and retrofits | 294 | 7287 | Rate Constraint in lbs/MMBtu | FALSE | L | Annual | Allowances Banked | Thousand Tons | 0 | 0 | 0 | 0 | 0 | 0 | 0
CT Fac. Spec. - SO2 Rate Annual v3.1, Unit 618 and retrofits | 294 | 7287 | Rate Constraint in lbs/MMBtu | FALSE | L | Annual | Allowances Withdrawn (1:1) | Thousand Tons | 0 | 0 | 0 | 0 | 0 | 0 | 0
CT Fac. Spec. - SO2 Rate Annual v3.1, Unit 618 and retrofits | 294 | 7287 | Rate Constraint in lbs/MMBtu | FALSE | L | Annual | Allowances Withdrawn (n:1) | Thousand Tons | 0 | 0 | 0 | 0 | 0 | 0 | 0
CT Fac. Spec. - SO2 Rate Annual v3.1, Unit 618 and retrofits | 294 | 7287 | Rate Constraint in lbs/MMBtu | FALSE | L | Annual | Net Emissions Allowance Position | Thousand Tons | 0 | 0 | 0 | 0 | 0 | 0 | 0
CT Fac. Spec. - SO2 Rate Annual v3.1, Unit 618 and retrofits | 294 | 7287 | Rate Constraint in lbs/MMBtu | FALSE | L | Annual | Fuel Consumed | TBtu | 0 | 0 | 0.0015506 | 0 | 0 | 0 | 0
CT Fac. Spec. - SO2 Rate Annual v3.1, Unit 618 and retrofits | 294 | 7287 | Rate Constraint in lbs/MMBtu | FALSE | L | Annual | Rate | lb/MMBtu | 0 | 0 | 0 | 0 | 0 | 0 | 0
CT Fac. Spec. - SO2 Rate Annual v3.1, Unit 618 and retrofits | 294 | 7287 | Rate Constraint in lbs/MMBtu | FALSE | L | Annual | Generation | TWh | 0 | 0 | 0.00011475 | 0 | 0 | 0 | 0
CT Fac. Spec. - SO2 Rate Annual v3.1, Unit 618 and retrofits | 294 | 7287 | Rate Constraint in lbs/MMBtu | FALSE | L | Annual | Qualifying Generation | TWh | 0 | 0 | 0.00011475 | 0 | 0 | 0 | 0
CT Fac. Spec. - SO2 Rate Annual v3.1, Unit 618 and retrofits | 294 | 7287 | Rate Constraint in lbs/MMBtu | FALSE | L | Annual | Rate | lb/MWh | 0 | 0 | 0 | 0 | 0 | 0 | 0
CT Fac. Spec. - SO2 Rate Annual v3.1, Unit 618 and retrofits | 294 | 7287 | Rate Constraint in lbs/MMBtu | FALSE | L | Annual | Constraint Shadow Price | US2022$/Ton | 0 | 0 | 0 | 0 | 0 | 0 | 0
CT Fac. Spec. - SO2 Rate Annual v3.1, Unit 619 and retrofits | 295 | 7287 | Rate Constraint in lbs/MMBtu | FALSE | L | Annual | Seasons Included | Seasons | Winter, Spring, Summer, Fall | Winter, Spring, Summer, Fall | Winter, Spring, Summer, Fall | Winter, Spring, Summer, Fall | Winter, Spring, Summer, Fall | Winter, Spring, Summer, Fall | Winter, Spring, Summer, Fall
CT Fac. Spec. - SO2 Rate Annual v3.1, Unit 619 and retrofits | 295 | 7287 | Rate Constraint in lbs/MMBtu | FALSE | L | Annual | Standard SO2 | lb/MMBtu | 0.33 | 0.33 | 0.33 | 0.33 | 0.33 | 0.33 | 0.33
CT Fac. Spec. - SO2 Rate Annual v3.1, Unit 619 and retrofits | 295 | 7287 | Rate Constraint in lbs/MMBtu | FALSE | L | Annual | Emissions at Affected Plants SO2 | Thousand Tons | 0 | 0 | 0 | 0 | 0 | 0 | 0
CT Fac. Spec. - SO2 Rate Annual v3.1, Unit 619 and retrofits | 295 | 7287 | Rate Constraint in lbs/MMBtu | FALSE | L | Annual | Allowances Purchased SO2 | Thousand Tons | 0 | 0 | 0 | 0 | 0 | 0 | 0
CT Fac. Spec. - SO2 Rate Annual v3.1, Unit 619 and retrofits | 295 | 7287 | Rate Constraint in lbs/MMBtu | FALSE | L | Annual | Allowances Sold SO2 | Thousand Tons | 0 | 0 | 0 | 0 | 0 | 0 | 0
CT Fac. Spec. - SO2 Rate Annual v3.1, Unit 619 and retrofits | 295 | 7287 | Rate Constraint in lbs/MMBtu | FALSE | L | Annual | Allowances Banked | Thousand Tons | 0 | 0 | 0 | 0 | 0 | 0 | 0
CT Fac. Spec. - SO2 Rate Annual v3.1, Unit 619 and retrofits | 295 | 7287 | Rate Constraint in lbs/MMBtu | FALSE | L | Annual | Allowances Withdrawn (1:1) | Thousand Tons | 0 | 0 | 0 | 0 | 0 | 0 | 0
CT Fac. Spec. - SO2 Rate Annual v3.1, Unit 619 and retrofits | 295 | 7287 | Rate Constraint in lbs/MMBtu | FALSE | L | Annual | Allowances Withdrawn (n:1) | Thousand Tons | 0 | 0 | 0 | 0 | 0 | 0 | 0
CT Fac. Spec. - SO2 Rate Annual v3.1, Unit 619 and retrofits | 295 | 7287 | Rate Constraint in lbs/MMBtu | FALSE | L | Annual | Net Emissions Allowance Position | Thousand Tons | 0 | 0 | 0 | 0 | 0 | 0 | 0
CT Fac. Spec. - SO2 Rate Annual v3.1, Unit 619 and retrofits | 295 | 7287 | Rate Constraint in lbs/MMBtu | FALSE | L | Annual | Fuel Consumed | TBtu | 0 | 0 | 0.0015506 | 0 | 0 | 0 | 0
CT Fac. Spec. - SO2 Rate Annual v3.1, Unit 619 and retrofits | 295 | 7287 | Rate Constraint in lbs/MMBtu | FALSE | L | Annual | Rate | lb/MMBtu | 0 | 0 | 0 | 0 | 0 | 0 | 0
CT Fac. Spec. - SO2 Rate Annual v3.1, Unit 619 and retrofits | 295 | 7287 | Rate Constraint in lbs/MMBtu | FALSE | L | Annual | Generation | TWh | 0 | 0 | 0.00011475 | 0 | 0 | 0 | 0
CT Fac. Spec. - SO2 Rate Annual v3.1, Unit 619 and retrofits | 295 | 7287 | Rate Constraint in lbs/MMBtu | FALSE | L | Annual | Qualifying Generation | TWh | 0 | 0 | 0.00011475 | 0 | 0 | 0 | 0
CT Fac. Spec. - SO2 Rate Annual v3.1, Unit 619 and retrofits | 295 | 7287 | Rate Constraint in lbs/MMBtu | FALSE | L | Annual | Rate | lb/MWh | 0 | 0 | 0 | 0 | 0 | 0 | 0
CT Fac. Spec. - SO2 Rate Annual v3.1, Unit 619 and retrofits | 295 | 7287 | Rate Constraint in lbs/MMBtu | FALSE | L | Annual | Constraint Shadow Price | US2022$/Ton | 0 | 0 | 0 | 0 | 0 | 0 | 0
CT Fac. Spec. - SO2 Rate Annual v3.1, Unit 620 and retrofits | 296 | 7287 | Rate Constraint in lbs/MMBtu | FALSE | L | Annual | Seasons Included | Seasons | Winter, Spring, Summer, Fall | Winter, Spring, Summer, Fall | Winter, Spring, Summer, Fall | Winter, Spring, Summer, Fall | Winter, Spring, Summer, Fall | Winter, Spring, Summer, Fall | Winter, Spring, Summer, Fall
CT Fac. Spec. - SO2 Rate Annual v3.1, Unit 620 and retrofits | 296 | 7287 | Rate Constraint in lbs/MMBtu | FALSE | L | Annual | Standard SO2 | lb/MMBtu | 0.33 | 0.33 | 0.33 | 0.33 | 0.33 | 0.33 | 0.33
CT Fac. Spec. - SO2 Rate Annual v3.1, Unit 620 and retrofits | 296 | 7287 | Rate Constraint in lbs/MMBtu | FALSE | L | Annual | Emissions at Affected Plants SO2 | Thousand Tons | 0 | 0 | 0 | 0 | 0 | 0 | 0
CT Fac. Spec. - SO2 Rate Annual v3.1, Unit 620 and retrofits | 296 | 7287 | Rate Constraint in lbs/MMBtu | FALSE | L | Annual | Allowances Purchased SO2 | Thousand Tons | 0 | 0 | 0 | 0 | 0 | 0 | 0
CT Fac. Spec. - SO2 Rate Annual v3.1, Unit 620 and retrofits | 296 | 7287 | Rate Constraint in lbs/MMBtu | FALSE | L | Annual | Allowances Sold SO2 | Thousand Tons | 0 | 0 | 0 | 0 | 0 | 0 | 0
CT Fac. Spec. - SO2 Rate Annual v3.1, Unit 620 and retrofits | 296 | 7287 | Rate Constraint in lbs/MMBtu | FALSE | L | Annual | Allowances Banked | Thousand Tons | 0 | 0 | 0 | 0 | 0 | 0 | 0
CT Fac. Spec. - SO2 Rate Annual v3.1, Unit 620 and retrofits | 296 | 7287 | Rate Constraint in lbs/MMBtu | FALSE | L | Annual | Allowances Withdrawn (1:1) | Thousand Tons | 0 | 0 | 0 | 0 | 0 | 0 | 0
CT Fac. Spec. - SO2 Rate Annual v3.1, Unit 620 and retrofits | 296 | 7287 | Rate Constraint in lbs/MMBtu | FALSE | L | Annual | Allowances Withdrawn (n:1) | Thousand Tons | 0 | 0 | 0 | 0 | 0 | 0 | 0
CT Fac. Spec. - SO2 Rate Annual v3.1, Unit 620 and retrofits | 296 | 7287 | Rate Constraint in lbs/MMBtu | FALSE | L | Annual | Net Emissions Allowance Position | Thousand Tons | 0 | 0 | 0 | 0 | 0 | 0 | 0
CT Fac. Spec. - SO2 Rate Annual v3.1, Unit 620 and retrofits | 296 | 7287 | Rate Constraint in lbs/MMBtu | FALSE | L | Annual | Fuel Consumed | TBtu | 0 | 0 | 0.028116 | 0 | 0 | 0 | 0
CT Fac. Spec. - SO2 Rate Annual v3.1, Unit 620 and retrofits | 296 | 7287 | Rate Constraint in lbs/MMBtu | FALSE | L | Annual | Rate | lb/MMBtu | 0 | 0 | 0 | 0 | 0 | 0 | 0
CT Fac. Spec. - SO2 Rate Annual v3.1, Unit 620 and retrofits | 296 | 7287 | Rate Constraint in lbs/MMBtu | FALSE | L | Annual | Generation | TWh | 0 | 0 | 0.0024917 | 0 | 0 | 0 | 0
CT Fac. Spec. - SO2 Rate Annual v3.1, Unit 620 and retrofits | 296 | 7287 | Rate Constraint in lbs/MMBtu | FALSE | L | Annual | Qualifying Generation | TWh | 0 | 0 | 0.0024917 | 0 | 0 | 0 | 0
CT Fac. Spec. - SO2 Rate Annual v3.1, Unit 620 and retrofits | 296 | 7287 | Rate Constraint in lbs/MMBtu | FALSE | L | Annual | Rate | lb/MWh | 0 | 0 | 0 | 0 | 0 | 0 | 0
CT Fac. Spec. - SO2 Rate Annual v3.1, Unit 620 and retrofits | 296 | 7287 | Rate Constraint in lbs/MMBtu | FALSE | L | Annual | Constraint Shadow Price | US2022$/Ton | 0 | 0 | 0 | 0 | 0 | 0 | 0
CT Fac. Spec. - SO2 Rate Annual v3.1, Unit 621 and retrofits | 297 | 7287 | Rate Constraint in lbs/MMBtu | FALSE | L | Annual | Seasons Included | Seasons | Winter, Spring, Summer, Fall | Winter, Spring, Summer, Fall | Winter, Spring, Summer, Fall | Winter, Spring, Summer, Fall | Winter, Spring, Summer, Fall | Winter, Spring, Summer, Fall | Winter, Spring, Summer, Fall
CT Fac. Spec. - SO2 Rate Annual v3.1, Unit 621 and retrofits | 297 | 7287 | Rate Constraint in lbs/MMBtu | FALSE | L | Annual | Standard SO2 | lb/MMBtu | 0.33 | 0.33 | 0.33 | 0.33 | 0.33 | 0.33 | 0.33
CT Fac. Spec. - SO2 Rate Annual v3.1, Unit 621 and retrofits | 297 | 7287 | Rate Constraint in lbs/MMBtu | FALSE | L | Annual | Emissions at Affected Plants SO2 | Thousand Tons | 0 | 0 | 0 | 0 | 0 | 0 | 0
CT Fac. Spec. - SO2 Rate Annual v3.1, Unit 621 and retrofits | 297 | 7287 | Rate Constraint in lbs/MMBtu | FALSE | L | Annual | Allowances Purchased SO2 | Thousand Tons | 0 | 0 | 0 | 0 | 0 | 0 | 0
CT Fac. Spec. - SO2 Rate Annual v3.1, Unit 621 and retrofits | 297 | 7287 | Rate Constraint in lbs/MMBtu | FALSE | L | Annual | Allowances Sold SO2 | Thousand Tons | 0 | 0 | 0 | 0 | 0 | 0 | 0
CT Fac. Spec. - SO2 Rate Annual v3.1, Unit 621 and retrofits | 297 | 7287 | Rate Constraint in lbs/MMBtu | FALSE | L | Annual | Allowances Banked | Thousand Tons | 0 | 0 | 0 | 0 | 0 | 0 | 0
CT Fac. Spec. - SO2 Rate Annual v3.1, Unit 621 and retrofits | 297 | 7287 | Rate Constraint in lbs/MMBtu | FALSE | L | Annual | Allowances Withdrawn (1:1) | Thousand Tons | 0 | 0 | 0 | 0 | 0 | 0 | 0
CT Fac. Spec. - SO2 Rate Annual v3.1, Unit 621 and retrofits | 297 | 7287 | Rate Constraint in lbs/MMBtu | FALSE | L | Annual | Allowances Withdrawn (n:1) | Thousand Tons | 0 | 0 | 0 | 0 | 0 | 0 | 0
CT Fac. Spec. - SO2 Rate Annual v3.1, Unit 621 and retrofits | 297 | 7287 | Rate Constraint in lbs/MMBtu | FALSE | L | Annual | Net Emissions Allowance Position | Thousand Tons | 0 | 0 | 0 | 0 | 0 | 0 | 0
CT Fac. Spec. - SO2 Rate Annual v3.1, Unit 621 and retrofits | 297 | 7287 | Rate Constraint in lbs/MMBtu | FALSE | L | Annual | Fuel Consumed | TBtu | 0 | 0 | 0.028121 | 0 | 0 | 0 | 0
CT Fac. Spec. - SO2 Rate Annual v3.1, Unit 621 and retrofits | 297 | 7287 | Rate Constraint in lbs/MMBtu | FALSE | L | Annual | Rate | lb/MMBtu | 0 | 0 | 0 | 0 | 0 | 0 | 0
CT Fac. Spec. - SO2 Rate Annual v3.1, Unit 621 and retrofits | 297 | 7287 | Rate Constraint in lbs/MMBtu | FALSE | L | Annual | Generation | TWh | 0 | 0 | 0.0024917 | 0 | 0 | 0 | 0
CT Fac. Spec. - SO2 Rate Annual v3.1, Unit 621 and retrofits | 297 | 7287 | Rate Constraint in lbs/MMBtu | FALSE | L | Annual | Qualifying Generation | TWh | 0 | 0 | 0.0024917 | 0 | 0 | 0 | 0
CT Fac. Spec. - SO2 Rate Annual v3.1, Unit 621 and retrofits | 297 | 7287 | Rate Constraint in lbs/MMBtu | FALSE | L | Annual | Rate | lb/MWh | 0 | 0 | 0 | 0 | 0 | 0 | 0
CT Fac. Spec. - SO2 Rate Annual v3.1, Unit 621 and retrofits | 297 | 7287 | Rate Constraint in lbs/MMBtu | FALSE | L | Annual | Constraint Shadow Price | US2022$/Ton | 0 | 0 | 0 | 0 | 0 | 0 | 0
CT Fac. Spec. - SO2 Rate Annual v3.1, Unit 622 and retrofits | 298 | 7287 | Rate Constraint in lbs/MMBtu | FALSE | L | Annual | Seasons Included | Seasons | Winter, Spring, Summer, Fall | Winter, Spring, Summer, Fall | Winter, Spring, Summer, Fall | Winter, Spring, Summer, Fall | Winter, Spring, Summer, Fall | Winter, Spring, Summer, Fall | Winter, Spring, Summer, Fall
CT Fac. Spec. - SO2 Rate Annual v3.1, Unit 622 and retrofits | 298 | 7287 | Rate Constraint in lbs/MMBtu | FALSE | L | Annual | Standard SO2 | lb/MMBtu | 0.33 | 0.33 | 0.33 | 0.33 | 0.33 | 0.33 | 0.33
CT Fac. Spec. - SO2 Rate Annual v3.1, Unit 622 and retrofits | 298 | 7287 | Rate Constraint in lbs/MMBtu | FALSE | L | Annual | Emissions at Affected Plants SO2 | Thousand Tons | 0 | 0 | 0 | 0 | 0 | 0 | 0
CT Fac. Spec. - SO2 Rate Annual v3.1, Unit 622 and retrofits | 298 | 7287 | Rate Constraint in lbs/MMBtu | FALSE | L | Annual | Allowances Purchased SO2 | Thousand Tons | 0 | 0 | 0 | 0 | 0 | 0 | 0
CT Fac. Spec. - SO2 Rate Annual v3.1, Unit 622 and retrofits | 298 | 7287 | Rate Constraint in lbs/MMBtu | FALSE | L | Annual | Allowances Sold SO2 | Thousand Tons | 0 | 0 | 0 | 0 | 0 | 0 | 0
CT Fac. Spec. - SO2 Rate Annual v3.1, Unit 622 and retrofits | 298 | 7287 | Rate Constraint in lbs/MMBtu | FALSE | L | Annual | Allowances Banked | Thousand Tons | 0 | 0 | 0 | 0 | 0 | 0 | 0
CT Fac. Spec. - SO2 Rate Annual v3.1, Unit 622 and retrofits | 298 | 7287 | Rate Constraint in lbs/MMBtu | FALSE | L | Annual | Allowances Withdrawn (1:1) | Thousand Tons | 0 | 0 | 0 | 0 | 0 | 0 | 0
CT Fac. Spec. - SO2 Rate Annual v3.1, Unit 622 and retrofits | 298 | 7287 | Rate Constraint in lbs/MMBtu | FALSE | L | Annual | Allowances Withdrawn (n:1) | Thousand Tons | 0 | 0 | 0 | 0 | 0 | 0 | 0
CT Fac. Spec. - SO2 Rate Annual v3.1, Unit 622 and retrofits | 298 | 7287 | Rate Constraint in lbs/MMBtu | FALSE | L | Annual | Net Emissions Allowance Position | Thousand Tons | 0 | 0 | 0 | 0 | 0 | 0 | 0
CT Fac. Spec. - SO2 Rate Annual v3.1, Unit 622 and retrofits | 298 | 7287 | Rate Constraint in lbs/MMBtu | FALSE | L | Annual | Fuel Consumed | TBtu | 0 | 0 | 0.028121 | 0 | 0 | 0 | 0
CT Fac. Spec. - SO2 Rate Annual v3.1, Unit 622 and retrofits | 298 | 7287 | Rate Constraint in lbs/MMBtu | FALSE | L | Annual | Rate | lb/MMBtu | 0 | 0 | 0 | 0 | 0 | 0 | 0
CT Fac. Spec. - SO2 Rate Annual v3.1, Unit 622 and retrofits | 298 | 7287 | Rate Constraint in lbs/MMBtu | FALSE | L | Annual | Generation | TWh | 0 | 0 | 0.0024917 | 0 | 0 | 0 | 0
CT Fac. Spec. - SO2 Rate Annual v3.1, Unit 622 and retrofits | 298 | 7287 | Rate Constraint in lbs/MMBtu | FALSE | L | Annual | Qualifying Generation | TWh | 0 | 0 | 0.0024917 | 0 | 0 | 0 | 0
CT Fac. Spec. - SO2 Rate Annual v3.1, Unit 622 and retrofits | 298 | 7287 | Rate Constraint in lbs/MMBtu | FALSE | L | Annual | Rate | lb/MWh | 0 | 0 | 0 | 0 | 0 | 0 | 0
CT Fac. Spec. - SO2 Rate Annual v3.1, Unit 622 and retrofits | 298 | 7287 | Rate Constraint in lbs/MMBtu | FALSE | L | Annual | Constraint Shadow Price | US2022$/Ton | 0 | 0 | 0 | 0 | 0 | 0 | 0
CT Fac. Spec. - SO2 Rate Annual v3.1, Unit 623 and retrofits | 299 | 7287 | Rate Constraint in lbs/MMBtu | FALSE | L | Annual | Seasons Included | Seasons | Winter, Spring, Summer, Fall | Winter, Spring, Summer, Fall | Winter, Spring, Summer, Fall | Winter, Spring, Summer, Fall | Winter, Spring, Summer, Fall | Winter, Spring, Summer, Fall | Winter, Spring, Summer, Fall
CT Fac. Spec. - SO2 Rate Annual v3.1, Unit 623 and retrofits | 299 | 7287 | Rate Constraint in lbs/MMBtu | FALSE | L | Annual | Standard SO2 | lb/MMBtu | 0.33 | 0.33 | 0.33 | 0.33 | 0.33 | 0.33 | 0.33
CT Fac. Spec. - SO2 Rate Annual v3.1, Unit 623 and retrofits | 299 | 7287 | Rate Constraint in lbs/MMBtu | FALSE | L | Annual | Emissions at Affected Plants SO2 | Thousand Tons | 0 | 0 | 0 | 0 | 0 | 0 | 0
CT Fac. Spec. - SO2 Rate Annual v3.1, Unit 623 and retrofits | 299 | 7287 | Rate Constraint in lbs/MMBtu | FALSE | L | Annual | Allowances Purchased SO2 | Thousand Tons | 0 | 0 | 0 | 0 | 0 | 0 | 0
CT Fac. Spec. - SO2 Rate Annual v3.1, Unit 623 and retrofits | 299 | 7287 | Rate Constraint in lbs/MMBtu | FALSE | L | Annual | Allowances Sold SO2 | Thousand Tons | 0 | 0 | 0 | 0 | 0 | 0 | 0
CT Fac. Spec. - SO2 Rate Annual v3.1, Unit 623 and retrofits | 299 | 7287 | Rate Constraint in lbs/MMBtu | FALSE | L | Annual | Allowances Banked | Thousand Tons | 0 | 0 | 0 | 0 | 0 | 0 | 0
CT Fac. Spec. - SO2 Rate Annual v3.1, Unit 623 and retrofits | 299 | 7287 | Rate Constraint in lbs/MMBtu | FALSE | L | Annual | Allowances Withdrawn (1:1) | Thousand Tons | 0 | 0 | 0 | 0 | 0 | 0 | 0
CT Fac. Spec. - SO2 Rate Annual v3.1, Unit 623 and retrofits | 299 | 7287 | Rate Constraint in lbs/MMBtu | FALSE | L | Annual | Allowances Withdrawn (n:1) | Thousand Tons | 0 | 0 | 0 | 0 | 0 | 0 | 0
CT Fac. Spec. - SO2 Rate Annual v3.1, Unit 623 and retrofits | 299 | 7287 | Rate Constraint in lbs/MMBtu | FALSE | L | Annual | Net Emissions Allowance Position | Thousand Tons | 0 | 0 | 0 | 0 | 0 | 0 | 0
CT Fac. Spec. - SO2 Rate Annual v3.1, Unit 623 and retrofits | 299 | 7287 | Rate Constraint in lbs/MMBtu | FALSE | L | Annual | Fuel Consumed | TBtu | 0 | 0 | 0.028121 | 0 | 0 | 0 | 0
CT Fac. Spec. - SO2 Rate Annual v3.1, Unit 623 and retrofits | 299 | 7287 | Rate Constraint in lbs/MMBtu | FALSE | L | Annual | Rate | lb/MMBtu | 0 | 0 | 0 | 0 | 0 | 0 | 0
CT Fac. Spec. - SO2 Rate Annual v3.1, Unit 623 and retrofits | 299 | 7287 | Rate Constraint in lbs/MMBtu | FALSE | L | Annual | Generation | TWh | 0 | 0 | 0.0024917 | 0 | 0 | 0 | 0
CT Fac. Spec. - SO2 Rate Annual v3.1, Unit 623 and retrofits | 299 | 7287 | Rate Constraint in lbs/MMBtu | FALSE | L | Annual | Qualifying Generation | TWh | 0 | 0 | 0.0024917 | 0 | 0 | 0 | 0
CT Fac. Spec. - SO2 Rate Annual v3.1, Unit 623 and retrofits | 299 | 7287 | Rate Constraint in lbs/MMBtu | FALSE | L | Annual | Rate | lb/MWh | 0 | 0 | 0 | 0 | 0 | 0 | 0
CT Fac. Spec. - SO2 Rate Annual v3.1, Unit 623 and retrofits | 299 | 7287 | Rate Constraint in lbs/MMBtu | FALSE | L | Annual | Constraint Shadow Price | US2022$/Ton | 0 | 0 | 0 | 0 | 0 | 0 | 0
CT Fac. Spec. - SO2 Rate Annual v3.1, Unit 624 and retrofits | 300 | 7287 | Rate Constraint in lbs/MMBtu | FALSE | L | Annual | Seasons Included | Seasons | Winter, Spring, Summer, Fall | Winter, Spring, Summer, Fall | Winter, Spring, Summer, Fall | Winter, Spring, Summer, Fall | Winter, Spring, Summer, Fall | Winter, Spring, Summer, Fall | Winter, Spring, Summer, Fall
CT Fac. Spec. - SO2 Rate Annual v3.1, Unit 624 and retrofits | 300 | 7287 | Rate Constraint in lbs/MMBtu | FALSE | L | Annual | Standard SO2 | lb/MMBtu | 0.33 | 0.33 | 0.33 | 0.33 | 0.33 | 0.33 | 0.33
CT Fac. Spec. - SO2 Rate Annual v3.1, Unit 624 and retrofits | 300 | 7287 | Rate Constraint in lbs/MMBtu | FALSE | L | Annual | Emissions at Affected Plants SO2 | Thousand Tons | 0 | 0 | 0 | 0 | 0 | 0 | 0
CT Fac. Spec. - SO2 Rate Annual v3.1, Unit 624 and retrofits | 300 | 7287 | Rate Constraint in lbs/MMBtu | FALSE | L | Annual | Allowances Purchased SO2 | Thousand Tons | 0 | 0 | 0 | 0 | 0 | 0 | 0
CT Fac. Spec. - SO2 Rate Annual v3.1, Unit 624 and retrofits | 300 | 7287 | Rate Constraint in lbs/MMBtu | FALSE | L | Annual | Allowances Sold SO2 | Thousand Tons | 0 | 0 | 0 | 0 | 0 | 0 | 0
CT Fac. Spec. - SO2 Rate Annual v3.1, Unit 624 and retrofits | 300 | 7287 | Rate Constraint in lbs/MMBtu | FALSE | L | Annual | Allowances Banked | Thousand Tons | 0 | 0 | 0 | 0 | 0 | 0 | 0
CT Fac. Spec. - SO2 Rate Annual v3.1, Unit 624 and retrofits | 300 | 7287 | Rate Constraint in lbs/MMBtu | FALSE | L | Annual | Allowances Withdrawn (1:1) | Thousand Tons | 0 | 0 | 0 | 0 | 0 | 0 | 0
CT Fac. Spec. - SO2 Rate Annual v3.1, Unit 624 and retrofits | 300 | 7287 | Rate Constraint in lbs/MMBtu | FALSE | L | Annual | Allowances Withdrawn (n:1) | Thousand Tons | 0 | 0 | 0 | 0 | 0 | 0 | 0
CT Fac. Spec. - SO2 Rate Annual v3.1, Unit 624 and retrofits | 300 | 7287 | Rate Constraint in lbs/MMBtu | FALSE | L | Annual | Net Emissions Allowance Position | Thousand Tons | 0 | 0 | 0 | 0 | 0 | 0 | 0
CT Fac. Spec. - SO2 Rate Annual v3.1, Unit 624 and retrofits | 300 | 7287 | Rate Constraint in lbs/MMBtu | FALSE | L | Annual | Fuel Consumed | TBtu | 0.00044059 | 0.0097901 | 0.027972 | 0 | 0 | 0 | 0
CT Fac. Spec. - SO2 Rate Annual v3.1, Unit 624 and retrofits | 300 | 7287 | Rate Constraint in lbs/MMBtu | FALSE | L | Annual | Rate | lb/MMBtu | 0 | 0 | 0 | 0 | 0 | 0 | 0
CT Fac. Spec. - SO2 Rate Annual v3.1, Unit 624 and retrofits | 300 | 7287 | Rate Constraint in lbs/MMBtu | FALSE | L | Annual | Generation | TWh | 4.1004e-05 | 0.00091113 | 0.0026032 | 0 | 0 | 0 | 0
CT Fac. Spec. - SO2 Rate Annual v3.1, Unit 624 and retrofits | 300 | 7287 | Rate Constraint in lbs/MMBtu | FALSE | L | Annual | Qualifying Generation | TWh | 4.1004e-05 | 0.00091113 | 0.0026032 | 0 | 0 | 0 | 0
CT Fac. Spec. - SO2 Rate Annual v3.1, Unit 624 and retrofits | 300 | 7287 | Rate Constraint in lbs/MMBtu | FALSE | L | Annual | Rate | lb/MWh | 0 | 0 | 0 | 0 | 0 | 0 | 0
CT Fac. Spec. - SO2 Rate Annual v3.1, Unit 624 and retrofits | 300 | 7287 | Rate Constraint in lbs/MMBtu | FALSE | L | Annual | Constraint Shadow Price | US2022$/Ton | 0 | 0 | 0 | 0 | 0 | 0 | 0
CT Fac. Spec. - SO2 Rate Annual v3.1, Unit 625 and retrofits | 301 | 7287 | Rate Constraint in lbs/MMBtu | FALSE | L | Annual | Seasons Included | Seasons | Winter, Spring, Summer, Fall | Winter, Spring, Summer, Fall | Winter, Spring, Summer, Fall | Winter, Spring, Summer, Fall | Winter, Spring, Summer, Fall | Winter, Spring, Summer, Fall | Winter, Spring, Summer, Fall
CT Fac. Spec. - SO2 Rate Annual v3.1, Unit 625 and retrofits | 301 | 7287 | Rate Constraint in lbs/MMBtu | FALSE | L | Annual | Standard SO2 | lb/MMBtu | 0.33 | 0.33 | 0.33 | 0.33 | 0.33 | 0.33 | 0.33
CT Fac. Spec. - SO2 Rate Annual v3.1, Unit 625 and retrofits | 301 | 7287 | Rate Constraint in lbs/MMBtu | FALSE | L | Annual | Emissions at Affected Plants SO2 | Thousand Tons | 0 | 0 | 0 | 0 | 0 | 0 | 0
CT Fac. Spec. - SO2 Rate Annual v3.1, Unit 625 and retrofits | 301 | 7287 | Rate Constraint in lbs/MMBtu | FALSE | L | Annual | Allowances Purchased SO2 | Thousand Tons | 0 | 0 | 0 | 0 | 0 | 0 | 0
CT Fac. Spec. - SO2 Rate Annual v3.1, Unit 625 and retrofits | 301 | 7287 | Rate Constraint in lbs/MMBtu | FALSE | L | Annual | Allowances Sold SO2 | Thousand Tons | 0 | 0 | 0 | 0 | 0 | 0 | 0
CT Fac. Spec. - SO2 Rate Annual v3.1, Unit 625 and retrofits | 301 | 7287 | Rate Constraint in lbs/MMBtu | FALSE | L | Annual | Allowances Banked | Thousand Tons | 0 | 0 | 0 | 0 | 0 | 0 | 0
CT Fac. Spec. - SO2 Rate Annual v3.1, Unit 625 and retrofits | 301 | 7287 | Rate Constraint in lbs/MMBtu | FALSE | L | Annual | Allowances Withdrawn (1:1) | Thousand Tons | 0 | 0 | 0 | 0 | 0 | 0 | 0
CT Fac. Spec. - SO2 Rate Annual v3.1, Unit 625 and retrofits | 301 | 7287 | Rate Constraint in lbs/MMBtu | FALSE | L | Annual | Allowances Withdrawn (n:1) | Thousand Tons | 0 | 0 | 0 | 0 | 0 | 0 | 0
CT Fac. Spec. - SO2 Rate Annual v3.1, Unit 625 and retrofits | 301 | 7287 | Rate Constraint in lbs/MMBtu | FALSE | L | Annual | Net Emissions Allowance Position | Thousand Tons | 0 | 0 | 0 | 0 | 0 | 0 | 0
CT Fac. Spec. - SO2 Rate Annual v3.1, Unit 625 and retrofits | 301 | 7287 | Rate Constraint in lbs/MMBtu | FALSE | L | Annual | Fuel Consumed | TBtu | 0.0097645 | 0.0097901 | 0.027972 | 0 | 0 | 0 | 0
CT Fac. Spec. - SO2 Rate Annual v3.1, Unit 625 and retrofits | 301 | 7287 | Rate Constraint in lbs/MMBtu | FALSE | L | Annual | Rate | lb/MMBtu | 0 | 0 | 0 | 0 | 0 | 0 | 0
CT Fac. Spec. - SO2 Rate Annual v3.1, Unit 625 and retrofits | 301 | 7287 | Rate Constraint in lbs/MMBtu | FALSE | L | Annual | Generation | TWh | 0.00090875 | 0.00091113 | 0.0026032 | 0 | 0 | 0 | 0
CT Fac. Spec. - SO2 Rate Annual v3.1, Unit 625 and retrofits | 301 | 7287 | Rate Constraint in lbs/MMBtu | FALSE | L | Annual | Qualifying Generation | TWh | 0.00090875 | 0.00091113 | 0.0026032 | 0 | 0 | 0 | 0
CT Fac. Spec. - SO2 Rate Annual v3.1, Unit 625 and retrofits | 301 | 7287 | Rate Constraint in lbs/MMBtu | FALSE | L | Annual | Rate | lb/MWh | 0 | 0 | 0 | 0 | 0 | 0 | 0
CT Fac. Spec. - SO2 Rate Annual v3.1, Unit 625 and retrofits | 301 | 7287 | Rate Constraint in lbs/MMBtu | FALSE | L | Annual | Constraint Shadow Price | US2022$/Ton | 0 | 0 | 0 | 0 | 0 | 0 | 0
CT Fac. Spec. - SO2 Rate Annual v3.1, Unit 626 and retrofits | 302 | 7287 | Rate Constraint in lbs/MMBtu | FALSE | L | Annual | Seasons Included | Seasons | Winter, Spring, Summer, Fall | Winter, Spring, Summer, Fall | Winter, Spring, Summer, Fall | Winter, Spring, Summer, Fall | Winter, Spring, Summer, Fall | Winter, Spring, Summer, Fall | Winter, Spring, Summer, Fall
CT Fac. Spec. - SO2 Rate Annual v3.1, Unit 626 and retrofits | 302 | 7287 | Rate Constraint in lbs/MMBtu | FALSE | L | Annual | Standard SO2 | lb/MMBtu | 0.33 | 0.33 | 0.33 | 0.33 | 0.33 | 0.33 | 0.33
CT Fac. Spec. - SO2 Rate Annual v3.1, Unit 626 and retrofits | 302 | 7287 | Rate Constraint in lbs/MMBtu | FALSE | L | Annual | Emissions at Affected Plants SO2 | Thousand Tons | 0 | 0 | 0 | 0 | 0 | 0 | 0
CT Fac. Spec. - SO2 Rate Annual v3.1, Unit 626 and retrofits | 302 | 7287 | Rate Constraint in lbs/MMBtu | FALSE | L | Annual | Allowances Purchased SO2 | Thousand Tons | 0 | 0 | 0 | 0 | 0 | 0 | 0
CT Fac. Spec. - SO2 Rate Annual v3.1, Unit 626 and retrofits | 302 | 7287 | Rate Constraint in lbs/MMBtu | FALSE | L | Annual | Allowances Sold SO2 | Thousand Tons | 0 | 0 | 0 | 0 | 0 | 0 | 0
CT Fac. Spec. - SO2 Rate Annual v3.1, Unit 626 and retrofits | 302 | 7287 | Rate Constraint in lbs/MMBtu | FALSE | L | Annual | Allowances Banked | Thousand Tons | 0 | 0 | 0 | 0 | 0 | 0 | 0
CT Fac. Spec. - SO2 Rate Annual v3.1, Unit 626 and retrofits | 302 | 7287 | Rate Constraint in lbs/MMBtu | FALSE | L | Annual | Allowances Withdrawn (1:1) | Thousand Tons | 0 | 0 | 0 | 0 | 0 | 0 | 0
CT Fac. Spec. - SO2 Rate Annual v3.1, Unit 626 and retrofits | 302 | 7287 | Rate Constraint in lbs/MMBtu | FALSE | L | Annual | Allowances Withdrawn (n:1) | Thousand Tons | 0 | 0 | 0 | 0 | 0 | 0 | 0
CT Fac. Spec. - SO2 Rate Annual v3.1, Unit 626 and retrofits | 302 | 7287 | Rate Constraint in lbs/MMBtu | FALSE | L | Annual | Net Emissions Allowance Position | Thousand Tons | 0 | 0 | 0 | 0 | 0 | 0 | 0
CT Fac. Spec. - SO2 Rate Annual v3.1, Unit 626 and retrofits | 302 | 7287 | Rate Constraint in lbs/MMBtu | FALSE | L | Annual | Fuel Consumed | TBtu | 0.0097645 | 0.010195 | 0.027972 | 0 | 0 | 0 | 0
CT Fac. Spec. - SO2 Rate Annual v3.1, Unit 626 and retrofits | 302 | 7287 | Rate Constraint in lbs/MMBtu | FALSE | L | Annual | Rate | lb/MMBtu | 0 | 0 | 0 | 0 | 0 | 0 | 0
CT Fac. Spec. - SO2 Rate Annual v3.1, Unit 626 and retrofits | 302 | 7287 | Rate Constraint in lbs/MMBtu | FALSE | L | Annual | Generation | TWh | 0.00090875 | 0.00094877 | 0.0026032 | 0 | 0 | 0 | 0
CT Fac. Spec. - SO2 Rate Annual v3.1, Unit 626 and retrofits | 302 | 7287 | Rate Constraint in lbs/MMBtu | FALSE | L | Annual | Qualifying Generation | TWh | 0.00090875 | 0.00094877 | 0.0026032 | 0 | 0 | 0 | 0
CT Fac. Spec. - SO2 Rate Annual v3.1, Unit 626 and retrofits | 302 | 7287 | Rate Constraint in lbs/MMBtu | FALSE | L | Annual | Rate | lb/MWh | 0 | 0 | 0 | 0 | 0 | 0 | 0
CT Fac. Spec. - SO2 Rate Annual v3.1, Unit 626 and retrofits | 302 | 7287 | Rate Constraint in lbs/MMBtu | FALSE | L | Annual | Constraint Shadow Price | US2022$/Ton | 0 | 0 | 0 | 0 | 0 | 0 | 0
CT Fac. Spec. - SO2 Rate Annual v3.1, Unit 627 and retrofits | 303 | 7287 | Rate Constraint in lbs/MMBtu | FALSE | L | Annual | Seasons Included | Seasons | Winter, Spring, Summer, Fall | Winter, Spring, Summer, Fall | Winter, Spring, Summer, Fall | Winter, Spring, Summer, Fall | Winter, Spring, Summer, Fall | Winter, Spring, Summer, Fall | Winter, Spring, Summer, Fall
CT Fac. Spec. - SO2 Rate Annual v3.1, Unit 627 and retrofits | 303 | 7287 | Rate Constraint in lbs/MMBtu | FALSE | L | Annual | Standard SO2 | lb/MMBtu | 0.33 | 0.33 | 0.33 | 0.33 | 0.33 | 0.33 | 0.33
CT Fac. Spec. - SO2 Rate Annual v3.1, Unit 627 and retrofits | 303 | 7287 | Rate Constraint in lbs/MMBtu | FALSE | L | Annual | Emissions at Affected Plants SO2 | Thousand Tons | 0 | 0 | 0 | 0 | 0 | 0 | 0
CT Fac. Spec. - SO2 Rate Annual v3.1, Unit 627 and retrofits | 303 | 7287 | Rate Constraint in lbs/MMBtu | FALSE | L | Annual | Allowances Purchased SO2 | Thousand Tons | 0 | 0 | 0 | 0 | 0 | 0 | 0
CT Fac. Spec. - SO2 Rate Annual v3.1, Unit 627 and retrofits | 303 | 7287 | Rate Constraint in lbs/MMBtu | FALSE | L | Annual | Allowances Sold SO2 | Thousand Tons | 0 | 0 | 0 | 0 | 0 | 0 | 0
CT Fac. Spec. - SO2 Rate Annual v3.1, Unit 627 and retrofits | 303 | 7287 | Rate Constraint in lbs/MMBtu | FALSE | L | Annual | Allowances Banked | Thousand Tons | 0 | 0 | 0 | 0 | 0 | 0 | 0
CT Fac. Spec. - SO2 Rate Annual v3.1, Unit 627 and retrofits | 303 | 7287 | Rate Constraint in lbs/MMBtu | FALSE | L | Annual | Allowances Withdrawn (1:1) | Thousand Tons | 0 | 0 | 0 | 0 | 0 | 0 | 0
CT Fac. Spec. - SO2 Rate Annual v3.1, Unit 627 and retrofits | 303 | 7287 | Rate Constraint in lbs/MMBtu | FALSE | L | Annual | Allowances Withdrawn (n:1) | Thousand Tons | 0 | 0 | 0 | 0 | 0 | 0 | 0
CT Fac. Spec. - SO2 Rate Annual v3.1, Unit 627 and retrofits | 303 | 7287 | Rate Constraint in lbs/MMBtu | FALSE | L | Annual | Net Emissions Allowance Position | Thousand Tons | 0 | 0 | 0 | 0 | 0 | 0 | 0
CT Fac. Spec. - SO2 Rate Annual v3.1, Unit 627 and retrofits | 303 | 7287 | Rate Constraint in lbs/MMBtu | FALSE | L | Annual | Fuel Consumed | TBtu | 0.0097645 | 0.0097901 | 0.027972 | 0 | 0 | 0 | 0
CT Fac. Spec. - SO2 Rate Annual v3.1, Unit 627 and retrofits | 303 | 7287 | Rate Constraint in lbs/MMBtu | FALSE | L | Annual | Rate | lb/MMBtu | 0 | 0 | 0 | 0 | 0 | 0 | 0
CT Fac. Spec. - SO2 Rate Annual v3.1, Unit 627 and retrofits | 303 | 7287 | Rate Constraint in lbs/MMBtu | FALSE | L | Annual | Generation | TWh | 0.00090875 | 0.00091113 | 0.0026032 | 0 | 0 | 0 | 0
CT Fac. Spec. - SO2 Rate Annual v3.1, Unit 627 and retrofits | 303 | 7287 | Rate Constraint in lbs/MMBtu | FALSE | L | Annual | Qualifying Generation | TWh | 0.00090875 | 0.00091113 | 0.0026032 | 0 | 0 | 0 | 0
CT Fac. Spec. - SO2 Rate Annual v3.1, Unit 627 and retrofits | 303 | 7287 | Rate Constraint in lbs/MMBtu | FALSE | L | Annual | Rate | lb/MWh | 0 | 0 | 0 | 0 | 0 | 0 | 0
CT Fac. Spec. - SO2 Rate Annual v3.1, Unit 627 and retrofits | 303 | 7287 | Rate Constraint in lbs/MMBtu | FALSE | L | Annual | Constraint Shadow Price | US2022$/Ton | 0 | 0 | 0 | 0 | 0 | 0 | 0
CT Fac. Spec. - SO2 Rate Annual v3.1, Unit 628 and retrofits | 304 | 7287 | Rate Constraint in lbs/MMBtu | FALSE | L | Annual | Seasons Included | Seasons | Winter, Spring, Summer, Fall | Winter, Spring, Summer, Fall | Winter, Spring, Summer, Fall | Winter, Spring, Summer, Fall | Winter, Spring, Summer, Fall | Winter, Spring, Summer, Fall | Winter, Spring, Summer, Fall
CT Fac. Spec. - SO2 Rate Annual v3.1, Unit 628 and retrofits | 304 | 7287 | Rate Constraint in lbs/MMBtu | FALSE | L | Annual | Standard SO2 | lb/MMBtu | 0.33 | 0.33 | 0.33 | 0.33 | 0.33 | 0.33 | 0.33
CT Fac. Spec. - SO2 Rate Annual v3.1, Unit 628 and retrofits | 304 | 7287 | Rate Constraint in lbs/MMBtu | FALSE | L | Annual | Emissions at Affected Plants SO2 | Thousand Tons | 0 | 0 | 0 | 0 | 0 | 0 | 0
CT Fac. Spec. - SO2 Rate Annual v3.1, Unit 628 and retrofits | 304 | 7287 | Rate Constraint in lbs/MMBtu | FALSE | L | Annual | Allowances Purchased SO2 | Thousand Tons | 0 | 0 | 0 | 0 | 0 | 0 | 0
CT Fac. Spec. - SO2 Rate Annual v3.1, Unit 628 and retrofits | 304 | 7287 | Rate Constraint in lbs/MMBtu | FALSE | L | Annual | Allowances Sold SO2 | Thousand Tons | 0 | 0 | 0 | 0 | 0 | 0 | 0
CT Fac. Spec. - SO2 Rate Annual v3.1, Unit 628 and retrofits | 304 | 7287 | Rate Constraint in lbs/MMBtu | FALSE | L | Annual | Allowances Banked | Thousand Tons | 0 | 0 | 0 | 0 | 0 | 0 | 0
CT Fac. Spec. - SO2 Rate Annual v3.1, Unit 628 and retrofits | 304 | 7287 | Rate Constraint in lbs/MMBtu | FALSE | L | Annual | Allowances Withdrawn (1:1) | Thousand Tons | 0 | 0 | 0 | 0 | 0 | 0 | 0
CT Fac. Spec. - SO2 Rate Annual v3.1, Unit 628 and retrofits | 304 | 7287 | Rate Constraint in lbs/MMBtu | FALSE | L | Annual | Allowances Withdrawn (n:1) | Thousand Tons | 0 | 0 | 0 | 0 | 0 | 0 | 0
CT Fac. Spec. - SO2 Rate Annual v3.1, Unit 628 and retrofits | 304 | 7287 | Rate Constraint in lbs/MMBtu | FALSE | L | Annual | Net Emissions Allowance Position | Thousand Tons | 0 | 0 | 0 | 0 | 0 | 0 | 0
CT Fac. Spec. - SO2 Rate Annual v3.1, Unit 628 and retrofits | 304 | 7287 | Rate Constraint in lbs/MMBtu | FALSE | L | Annual | Fuel Consumed | TBtu | 0 | 0 | 0.017127 | 0 | 0 | 0 | 0
CT Fac. Spec. - SO2 Rate Annual v3.1, Unit 628 and retrofits | 304 | 7287 | Rate Constraint in lbs/MMBtu | FALSE | L | Annual | Rate | lb/MMBtu | 0 | 0 | 0 | 0 | 0 | 0 | 0
CT Fac. Spec. - SO2 Rate Annual v3.1, Unit 628 and retrofits | 304 | 7287 | Rate Constraint in lbs/MMBtu | FALSE | L | Annual | Generation | TWh | 0 | 0 | 0.0015885 | 0 | 0 | 0 | 0
CT Fac. Spec. - SO2 Rate Annual v3.1, Unit 628 and retrofits | 304 | 7287 | Rate Constraint in lbs/MMBtu | FALSE | L | Annual | Qualifying Generation | TWh | 0 | 0 | 0.0015885 | 0 | 0 | 0 | 0
CT Fac. Spec. - SO2 Rate Annual v3.1, Unit 628 and retrofits | 304 | 7287 | Rate Constraint in lbs/MMBtu | FALSE | L | Annual | Rate | lb/MWh | 0 | 0 | 0 | 0 | 0 | 0 | 0
CT Fac. Spec. - SO2 Rate Annual v3.1, Unit 628 and retrofits | 304 | 7287 | Rate Constraint in lbs/MMBtu | FALSE | L | Annual | Constraint Shadow Price | US2022$/Ton | 0 | 0 | 0 | 0 | 0 | 0 | 0
CT Fac. Spec. - SO2 Rate Annual v3.1, Unit 629 and retrofits | 305 | 7287 | Rate Constraint in lbs/MMBtu | FALSE | L | Annual | Seasons Included | Seasons | Winter, Spring, Summer, Fall | Winter, Spring, Summer, Fall | Winter, Spring, Summer, Fall | Winter, Spring, Summer, Fall | Winter, Spring, Summer, Fall | Winter, Spring, Summer, Fall | Winter, Spring, Summer, Fall
CT Fac. Spec. - SO2 Rate Annual v3.1, Unit 629 and retrofits | 305 | 7287 | Rate Constraint in lbs/MMBtu | FALSE | L | Annual | Standard SO2 | lb/MMBtu | 0.33 | 0.33 | 0.33 | 0.33 | 0.33 | 0.33 | 0.33
CT Fac. Spec. - SO2 Rate Annual v3.1, Unit 629 and retrofits | 305 | 7287 | Rate Constraint in lbs/MMBtu | FALSE | L | Annual | Emissions at Affected Plants SO2 | Thousand Tons | 0 | 0 | 0 | 0 | 0 | 0 | 0
CT Fac. Spec. - SO2 Rate Annual v3.1, Unit 629 and retrofits | 305 | 7287 | Rate Constraint in lbs/MMBtu | FALSE | L | Annual | Allowances Purchased SO2 | Thousand Tons | 0 | 0 | 0 | 0 | 0 | 0 | 0
CT Fac. Spec. - SO2 Rate Annual v3.1, Unit 629 and retrofits | 305 | 7287 | Rate Constraint in lbs/MMBtu | FALSE | L | Annual | Allowances Sold SO2 | Thousand Tons | 0 | 0 | 0 | 0 | 0 | 0 | 0
CT Fac. Spec. - SO2 Rate Annual v3.1, Unit 629 and retrofits | 305 | 7287 | Rate Constraint in lbs/MMBtu | FALSE | L | Annual | Allowances Banked | Thousand Tons | 0 | 0 | 0 | 0 | 0 | 0 | 0
CT Fac. Spec. - SO2 Rate Annual v3.1, Unit 629 and retrofits | 305 | 7287 | Rate Constraint in lbs/MMBtu | FALSE | L | Annual | Allowances Withdrawn (1:1) | Thousand Tons | 0 | 0 | 0 | 0 | 0 | 0 | 0
CT Fac. Spec. - SO2 Rate Annual v3.1, Unit 629 and retrofits | 305 | 7287 | Rate Constraint in lbs/MMBtu | FALSE | L | Annual | Allowances Withdrawn (n:1) | Thousand Tons | 0 | 0 | 0 | 0 | 0 | 0 | 0
CT Fac. Spec. - SO2 Rate Annual v3.1, Unit 629 and retrofits | 305 | 7287 | Rate Constraint in lbs/MMBtu | FALSE | L | Annual | Net Emissions Allowance Position | Thousand Tons | 0 | 0 | 0 | 0 | 0 | 0 | 0
CT Fac. Spec. - SO2 Rate Annual v3.1, Unit 629 and retrofits | 305 | 7287 | Rate Constraint in lbs/MMBtu | FALSE | L | Annual | Fuel Consumed | TBtu | 0 | 0 | 0.016728 | 0 | 0 | 0 | 0
CT Fac. Spec. - SO2 Rate Annual v3.1, Unit 629 and retrofits | 305 | 7287 | Rate Constraint in lbs/MMBtu | FALSE | L | Annual | Rate | lb/MMBtu | 0 | 0 | 0 | 0 | 0 | 0 | 0
CT Fac. Spec. - SO2 Rate Annual v3.1, Unit 629 and retrofits | 305 | 7287 | Rate Constraint in lbs/MMBtu | FALSE | L | Annual | Generation | TWh | 0 | 0 | 0.0015513 | 0 | 0 | 0 | 0
CT Fac. Spec. - SO2 Rate Annual v3.1, Unit 629 and retrofits | 305 | 7287 | Rate Constraint in lbs/MMBtu | FALSE | L | Annual | Qualifying Generation | TWh | 0 | 0 | 0.0015513 | 0 | 0 | 0 | 0
CT Fac. Spec. - SO2 Rate Annual v3.1, Unit 629 and retrofits | 305 | 7287 | Rate Constraint in lbs/MMBtu | FALSE | L | Annual | Rate | lb/MWh | 0 | 0 | 0 | 0 | 0 | 0 | 0
CT Fac. Spec. - SO2 Rate Annual v3.1, Unit 629 and retrofits | 305 | 7287 | Rate Constraint in lbs/MMBtu | FALSE | L | Annual | Constraint Shadow Price | US2022$/Ton | 0 | 0 | 0 | 0 | 0 | 0 | 0
CT Fac. Spec. - SO2 Rate Annual v3.1, Unit 630 and retrofits | 306 | 7287 | Rate Constraint in lbs/MMBtu | FALSE | L | Annual | Seasons Included | Seasons | Winter, Spring, Summer, Fall | Winter, Spring, Summer, Fall | Winter, Spring, Summer, Fall | Winter, Spring, Summer, Fall | Winter, Spring, Summer, Fall | Winter, Spring, Summer, Fall | Winter, Spring, Summer, Fall
CT Fac. Spec. - SO2 Rate Annual v3.1, Unit 630 and retrofits | 306 | 7287 | Rate Constraint in lbs/MMBtu | FALSE | L | Annual | Standard SO2 | lb/MMBtu | 0.33 | 0.33 | 0.33 | 0.33 | 0.33 | 0.33 | 0.33
CT Fac. Spec. - SO2 Rate Annual v3.1, Unit 630 and retrofits | 306 | 7287 | Rate Constraint in lbs/MMBtu | FALSE | L | Annual | Emissions at Affected Plants SO2 | Thousand Tons | 0 | 0 | 0 | 0 | 0 | 0 | 0
CT Fac. Spec. - SO2 Rate Annual v3.1, Unit 630 and retrofits | 306 | 7287 | Rate Constraint in lbs/MMBtu | FALSE | L | Annual | Allowances Purchased SO2 | Thousand Tons | 0 | 0 | 0 | 0 | 0 | 0 | 0
CT Fac. Spec. - SO2 Rate Annual v3.1, Unit 630 and retrofits | 306 | 7287 | Rate Constraint in lbs/MMBtu | FALSE | L | Annual | Allowances Sold SO2 | Thousand Tons | 0 | 0 | 0 | 0 | 0 | 0 | 0
CT Fac. Spec. - SO2 Rate Annual v3.1, Unit 630 and retrofits | 306 | 7287 | Rate Constraint in lbs/MMBtu | FALSE | L | Annual | Allowances Banked | Thousand Tons | 0 | 0 | 0 | 0 | 0 | 0 | 0
CT Fac. Spec. - SO2 Rate Annual v3.1, Unit 630 and retrofits | 306 | 7287 | Rate Constraint in lbs/MMBtu | FALSE | L | Annual | Allowances Withdrawn (1:1) | Thousand Tons | 0 | 0 | 0 | 0 | 0 | 0 | 0
CT Fac. Spec. - SO2 Rate Annual v3.1, Unit 630 and retrofits | 306 | 7287 | Rate Constraint in lbs/MMBtu | FALSE | L | Annual | Allowances Withdrawn (n:1) | Thousand Tons | 0 | 0 | 0 | 0 | 0 | 0 | 0
CT Fac. Spec. - SO2 Rate Annual v3.1, Unit 630 and retrofits | 306 | 7287 | Rate Constraint in lbs/MMBtu | FALSE | L | Annual | Net Emissions Allowance Position | Thousand Tons | 0 | 0 | 0 | 0 | 0 | 0 | 0
CT Fac. Spec. - SO2 Rate Annual v3.1, Unit 630 and retrofits | 306 | 7287 | Rate Constraint in lbs/MMBtu | FALSE | L | Annual | Fuel Consumed | TBtu | 0 | 0 | 0.016726 | 0 | 0 | 0 | 0
CT Fac. Spec. - SO2 Rate Annual v3.1, Unit 630 and retrofits | 306 | 7287 | Rate Constraint in lbs/MMBtu | FALSE | L | Annual | Rate | lb/MMBtu | 0 | 0 | 0 | 0 | 0 | 0 | 0
CT Fac. Spec. - SO2 Rate Annual v3.1, Unit 630 and retrofits | 306 | 7287 | Rate Constraint in lbs/MMBtu | FALSE | L | Annual | Generation | TWh | 0 | 0 | 0.0015513 | 0 | 0 | 0 | 0
CT Fac. Spec. - SO2 Rate Annual v3.1, Unit 630 and retrofits | 306 | 7287 | Rate Constraint in lbs/MMBtu | FALSE | L | Annual | Qualifying Generation | TWh | 0 | 0 | 0.0015513 | 0 | 0 | 0 | 0
CT Fac. Spec. - SO2 Rate Annual v3.1, Unit 630 and retrofits | 306 | 7287 | Rate Constraint in lbs/MMBtu | FALSE | L | Annual | Rate | lb/MWh | 0 | 0 | 0 | 0 | 0 | 0 | 0
CT Fac. Spec. - SO2 Rate Annual v3.1, Unit 630 and retrofits | 306 | 7287 | Rate Constraint in lbs/MMBtu | FALSE | L | Annual | Constraint Shadow Price | US2022$/Ton | 0 | 0 | 0 | 0 | 0 | 0 | 0
CT Fac. Spec. - SO2 Rate Annual v3.1, Unit 631 and retrofits | 307 | 7287 | Rate Constraint in lbs/MMBtu | FALSE | L | Annual | Seasons Included | Seasons | Winter, Spring, Summer, Fall | Winter, Spring, Summer, Fall | Winter, Spring, Summer, Fall | Winter, Spring, Summer, Fall | Winter, Spring, Summer, Fall | Winter, Spring, Summer, Fall | Winter, Spring, Summer, Fall
CT Fac. Spec. - SO2 Rate Annual v3.1, Unit 631 and retrofits | 307 | 7287 | Rate Constraint in lbs/MMBtu | FALSE | L | Annual | Standard SO2 | lb/MMBtu | 0.33 | 0.33 | 0.33 | 0.33 | 0.33 | 0.33 | 0.33
CT Fac. Spec. - SO2 Rate Annual v3.1, Unit 631 and retrofits | 307 | 7287 | Rate Constraint in lbs/MMBtu | FALSE | L | Annual | Emissions at Affected Plants SO2 | Thousand Tons | 0 | 0 | 0 | 0 | 0 | 0 | 0
CT Fac. Spec. - SO2 Rate Annual v3.1, Unit 631 and retrofits | 307 | 7287 | Rate Constraint in lbs/MMBtu | FALSE | L | Annual | Allowances Purchased SO2 | Thousand Tons | 0 | 0 | 0 | 0 | 0 | 0 | 0
CT Fac. Spec. - SO2 Rate Annual v3.1, Unit 631 and retrofits | 307 | 7287 | Rate Constraint in lbs/MMBtu | FALSE | L | Annual | Allowances Sold SO2 | Thousand Tons | 0 | 0 | 0 | 0 | 0 | 0 | 0
CT Fac. Spec. - SO2 Rate Annual v3.1, Unit 631 and retrofits | 307 | 7287 | Rate Constraint in lbs/MMBtu | FALSE | L | Annual | Allowances Banked | Thousand Tons | 0 | 0 | 0 | 0 | 0 | 0 | 0
CT Fac. Spec. - SO2 Rate Annual v3.1, Unit 631 and retrofits | 307 | 7287 | Rate Constraint in lbs/MMBtu | FALSE | L | Annual | Allowances Withdrawn (1:1) | Thousand Tons | 0 | 0 | 0 | 0 | 0 | 0 | 0
CT Fac. Spec. - SO2 Rate Annual v3.1, Unit 631 and retrofits | 307 | 7287 | Rate Constraint in lbs/MMBtu | FALSE | L | Annual | Allowances Withdrawn (n:1) | Thousand Tons | 0 | 0 | 0 | 0 | 0 | 0 | 0
CT Fac. Spec. - SO2 Rate Annual v3.1, Unit 631 and retrofits | 307 | 7287 | Rate Constraint in lbs/MMBtu | FALSE | L | Annual | Net Emissions Allowance Position | Thousand Tons | 0 | 0 | 0 | 0 | 0 | 0 | 0
CT Fac. Spec. - SO2 Rate Annual v3.1, Unit 631 and retrofits | 307 | 7287 | Rate Constraint in lbs/MMBtu | FALSE | L | Annual | Fuel Consumed | TBtu | 0 | 0 | 0.017013 | 0 | 0 | 0 | 0
CT Fac. Spec. - SO2 Rate Annual v3.1, Unit 631 and retrofits | 307 | 7287 | Rate Constraint in lbs/MMBtu | FALSE | L | Annual | Rate | lb/MMBtu | 0 | 0 | 0 | 0 | 0 | 0 | 0
CT Fac. Spec. - SO2 Rate Annual v3.1, Unit 631 and retrofits | 307 | 7287 | Rate Constraint in lbs/MMBtu | FALSE | L | Annual | Generation | TWh | 0 | 0 | 0.0015779 | 0 | 0 | 0 | 0
CT Fac. Spec. - SO2 Rate Annual v3.1, Unit 631 and retrofits | 307 | 7287 | Rate Constraint in lbs/MMBtu | FALSE | L | Annual | Qualifying Generation | TWh | 0 | 0 | 0.0015779 | 0 | 0 | 0 | 0
CT Fac. Spec. - SO2 Rate Annual v3.1, Unit 631 and retrofits | 307 | 7287 | Rate Constraint in lbs/MMBtu | FALSE | L | Annual | Rate | lb/MWh | 0 | 0 | 0 | 0 | 0 | 0 | 0
CT Fac. Spec. - SO2 Rate Annual v3.1, Unit 631 and retrofits | 307 | 7287 | Rate Constraint in lbs/MMBtu | FALSE | L | Annual | Constraint Shadow Price | US2022$/Ton | 0 | 0 | 0 | 0 | 0 | 0 | 0
CT Fac. Spec. - SO2 Rate Annual v3.1, Unit 632 and retrofits | 308 | 7287 | Rate Constraint in lbs/MMBtu | FALSE | L | Annual | Seasons Included | Seasons | Winter, Spring, Summer, Fall | Winter, Spring, Summer, Fall | Winter, Spring, Summer, Fall | Winter, Spring, Summer, Fall | Winter, Spring, Summer, Fall | Winter, Spring, Summer, Fall | Winter, Spring, Summer, Fall
CT Fac. Spec. - SO2 Rate Annual v3.1, Unit 632 and retrofits | 308 | 7287 | Rate Constraint in lbs/MMBtu | FALSE | L | Annual | Standard SO2 | lb/MMBtu | 0.33 | 0.33 | 0.33 | 0.33 | 0.33 | 0.33 | 0.33
CT Fac. Spec. - SO2 Rate Annual v3.1, Unit 632 and retrofits | 308 | 7287 | Rate Constraint in lbs/MMBtu | FALSE | L | Annual | Emissions at Affected Plants SO2 | Thousand Tons | 0 | 0 | 0 | 0 | 0 | 0 | 0
CT Fac. Spec. - SO2 Rate Annual v3.1, Unit 632 and retrofits | 308 | 7287 | Rate Constraint in lbs/MMBtu | FALSE | L | Annual | Allowances Purchased SO2 | Thousand Tons | 0 | 0 | 0 | 0 | 0 | 0 | 0
CT Fac. Spec. - SO2 Rate Annual v3.1, Unit 632 and retrofits | 308 | 7287 | Rate Constraint in lbs/MMBtu | FALSE | L | Annual | Allowances Sold SO2 | Thousand Tons | 0 | 0 | 0 | 0 | 0 | 0 | 0
CT Fac. Spec. - SO2 Rate Annual v3.1, Unit 632 and retrofits | 308 | 7287 | Rate Constraint in lbs/MMBtu | FALSE | L | Annual | Allowances Banked | Thousand Tons | 0 | 0 | 0 | 0 | 0 | 0 | 0
CT Fac. Spec. - SO2 Rate Annual v3.1, Unit 632 and retrofits | 308 | 7287 | Rate Constraint in lbs/MMBtu | FALSE | L | Annual | Allowances Withdrawn (1:1) | Thousand Tons | 0 | 0 | 0 | 0 | 0 | 0 | 0
CT Fac. Spec. - SO2 Rate Annual v3.1, Unit 632 and retrofits | 308 | 7287 | Rate Constraint in lbs/MMBtu | FALSE | L | Annual | Allowances Withdrawn (n:1) | Thousand Tons | 0 | 0 | 0 | 0 | 0 | 0 | 0
CT Fac. Spec. - SO2 Rate Annual v3.1, Unit 632 and retrofits | 308 | 7287 | Rate Constraint in lbs/MMBtu | FALSE | L | Annual | Net Emissions Allowance Position | Thousand Tons | 0 | 0 | 0 | 0 | 0 | 0 | 0
CT Fac. Spec. - SO2 Rate Annual v3.1, Unit 632 and retrofits | 308 | 7287 | Rate Constraint in lbs/MMBtu | FALSE | L | Annual | Fuel Consumed | TBtu | 0 | 0 | 0.015917 | 0 | 0 | 0 | 0
CT Fac. Spec. - SO2 Rate Annual v3.1, Unit 632 and retrofits | 308 | 7287 | Rate Constraint in lbs/MMBtu | FALSE | L | Annual | Rate | lb/MMBtu | 0 | 0 | 0 | 0 | 0 | 0 | 0
CT Fac. Spec. - SO2 Rate Annual v3.1, Unit 632 and retrofits | 308 | 7287 | Rate Constraint in lbs/MMBtu | FALSE | L | Annual | Generation | TWh | 0 | 0 | 0.001344 | 0 | 0 | 0 | 0
CT Fac. Spec. - SO2 Rate Annual v3.1, Unit 632 and retrofits | 308 | 7287 | Rate Constraint in lbs/MMBtu | FALSE | L | Annual | Qualifying Generation | TWh | 0 | 0 | 0.001344 | 0 | 0 | 0 | 0
CT Fac. Spec. - SO2 Rate Annual v3.1, Unit 632 and retrofits | 308 | 7287 | Rate Constraint in lbs/MMBtu | FALSE | L | Annual | Rate | lb/MWh | 0 | 0 | 0 | 0 | 0 | 0 | 0
CT Fac. Spec. - SO2 Rate Annual v3.1, Unit 632 and retrofits | 308 | 7287 | Rate Constraint in lbs/MMBtu | FALSE | L | Annual | Constraint Shadow Price | US2022$/Ton | 0 | 0 | 0 | 0 | 0 | 0 | 0
CT Fac. Spec. - SO2 Rate Annual v3.1, Unit 1717 and retrofits | 309 | 7287 | Rate Constraint in lbs/MMBtu | FALSE | L | Annual | Seasons Included | Seasons | Winter, Spring, Summer, Fall | Winter, Spring, Summer, Fall | Winter, Spring, Summer, Fall | Winter, Spring, Summer, Fall | Winter, Spring, Summer, Fall | Winter, Spring, Summer, Fall | Winter, Spring, Summer, Fall
CT Fac. Spec. - SO2 Rate Annual v3.1, Unit 1717 and retrofits | 309 | 7287 | Rate Constraint in lbs/MMBtu | FALSE | L | Annual | Standard SO2 | lb/MMBtu | 0.33 | 0.33 | 0.33 | 0.33 | 0.33 | 0.33 | 0.33
CT Fac. Spec. - SO2 Rate Annual v3.1, Unit 1717 and retrofits | 309 | 7287 | Rate Constraint in lbs/MMBtu | FALSE | L | Annual | Emissions at Affected Plants SO2 | Thousand Tons | 0 | 0 | 0 | 0 | 0 | 0 | 0
CT Fac. Spec. - SO2 Rate Annual v3.1, Unit 1717 and retrofits | 309 | 7287 | Rate Constraint in lbs/MMBtu | FALSE | L | Annual | Allowances Purchased SO2 | Thousand Tons | 0 | 0 | 0 | 0 | 0 | 0 | 0
CT Fac. Spec. - SO2 Rate Annual v3.1, Unit 1717 and retrofits | 309 | 7287 | Rate Constraint in lbs/MMBtu | FALSE | L | Annual | Allowances Sold SO2 | Thousand Tons | 0 | 0 | 0 | 0 | 0 | 0 | 0
CT Fac. Spec. - SO2 Rate Annual v3.1, Unit 1717 and retrofits | 309 | 7287 | Rate Constraint in lbs/MMBtu | FALSE | L | Annual | Allowances Banked | Thousand Tons | 0 | 0 | 0 | 0 | 0 | 0 | 0
CT Fac. Spec. - SO2 Rate Annual v3.1, Unit 1717 and retrofits | 309 | 7287 | Rate Constraint in lbs/MMBtu | FALSE | L | Annual | Allowances Withdrawn (1:1) | Thousand Tons | 0 | 0 | 0 | 0 | 0 | 0 | 0
CT Fac. Spec. - SO2 Rate Annual v3.1, Unit 1717 and retrofits | 309 | 7287 | Rate Constraint in lbs/MMBtu | FALSE | L | Annual | Allowances Withdrawn (n:1) | Thousand Tons | 0 | 0 | 0 | 0 | 0 | 0 | 0
CT Fac. Spec. - SO2 Rate Annual v3.1, Unit 1717 and retrofits | 309 | 7287 | Rate Constraint in lbs/MMBtu | FALSE | L | Annual | Net Emissions Allowance Position | Thousand Tons | 0 | 0 | 0 | 0 | 0 | 0 | 0
CT Fac. Spec. - SO2 Rate Annual v3.1, Unit 1717 and retrofits | 309 | 7287 | Rate Constraint in lbs/MMBtu | FALSE | L | Annual | Fuel Consumed | TBtu | 6.8937 | 6.2704 | 3.9948 | 0 | 0 | 0 | 0
CT Fac. Spec. - SO2 Rate Annual v3.1, Unit 1717 and retrofits | 309 | 7287 | Rate Constraint in lbs/MMBtu | FALSE | L | Annual | Rate | lb/MMBtu | 0 | 0 | 0 | 0 | 0 | 0 | 0
CT Fac. Spec. - SO2 Rate Annual v3.1, Unit 1717 and retrofits | 309 | 7287 | Rate Constraint in lbs/MMBtu | FALSE | L | Annual | Generation | TWh | 0.97135 | 0.88353 | 0.56289 | 0 | 0 | 0 | 0
CT Fac. Spec. - SO2 Rate Annual v3.1, Unit 1717 and retrofits | 309 | 7287 | Rate Constraint in lbs/MMBtu | FALSE | L | Annual | Qualifying Generation | TWh | 0.97135 | 0.88353 | 0.56289 | 0 | 0 | 0 | 0
CT Fac. Spec. - SO2 Rate Annual v3.1, Unit 1717 and retrofits | 309 | 7287 | Rate Constraint in lbs/MMBtu | FALSE | L | Annual | Rate | lb/MWh | 0 | 0 | 0 | 0 | 0 | 0 | 0
CT Fac. Spec. - SO2 Rate Annual v3.1, Unit 1717 and retrofits | 309 | 7287 | Rate Constraint in lbs/MMBtu | FALSE | L | Annual | Constraint Shadow Price | US2022$/Ton | 0 | 0 | 0 | 0 | 0 | 0 | 0
CT Fac. Spec. - SO2 Rate Annual v3.1, Unit 1718 and retrofits | 310 | 7287 | Rate Constraint in lbs/MMBtu | FALSE | L | Annual | Seasons Included | Seasons | Winter, Spring, Summer, Fall | Winter, Spring, Summer, Fall | Winter, Spring, Summer, Fall | Winter, Spring, Summer, Fall | Winter, Spring, Summer, Fall | Winter, Spring, Summer, Fall | Winter, Spring, Summer, Fall
CT Fac. Spec. - SO2 Rate Annual v3.1, Unit 1718 and retrofits | 310 | 7287 | Rate Constraint in lbs/MMBtu | FALSE | L | Annual | Standard SO2 | lb/MMBtu | 0.33 | 0.33 | 0.33 | 0.33 | 0.33 | 0.33 | 0.33
CT Fac. Spec. - SO2 Rate Annual v3.1, Unit 1718 and retrofits | 310 | 7287 | Rate Constraint in lbs/MMBtu | FALSE | L | Annual | Emissions at Affected Plants SO2 | Thousand Tons | 0 | 0 | 0 | 0 | 0 | 0 | 0
CT Fac. Spec. - SO2 Rate Annual v3.1, Unit 1718 and retrofits | 310 | 7287 | Rate Constraint in lbs/MMBtu | FALSE | L | Annual | Allowances Purchased SO2 | Thousand Tons | 0 | 0 | 0 | 0 | 0 | 0 | 0
CT Fac. Spec. - SO2 Rate Annual v3.1, Unit 1718 and retrofits | 310 | 7287 | Rate Constraint in lbs/MMBtu | FALSE | L | Annual | Allowances Sold SO2 | Thousand Tons | 0 | 0 | 0 | 0 | 0 | 0 | 0
CT Fac. Spec. - SO2 Rate Annual v3.1, Unit 1718 and retrofits | 310 | 7287 | Rate Constraint in lbs/MMBtu | FALSE | L | Annual | Allowances Banked | Thousand Tons | 0 | 0 | 0 | 0 | 0 | 0 | 0
CT Fac. Spec. - SO2 Rate Annual v3.1, Unit 1718 and retrofits | 310 | 7287 | Rate Constraint in lbs/MMBtu | FALSE | L | Annual | Allowances Withdrawn (1:1) | Thousand Tons | 0 | 0 | 0 | 0 | 0 | 0 | 0
CT Fac. Spec. - SO2 Rate Annual v3.1, Unit 1718 and retrofits | 310 | 7287 | Rate Constraint in lbs/MMBtu | FALSE | L | Annual | Allowances Withdrawn (n:1) | Thousand Tons | 0 | 0 | 0 | 0 | 0 | 0 | 0
CT Fac. Spec. - SO2 Rate Annual v3.1, Unit 1718 and retrofits | 310 | 7287 | Rate Constraint in lbs/MMBtu | FALSE | L | Annual | Net Emissions Allowance Position | Thousand Tons | 0 | 0 | 0 | 0 | 0 | 0 | 0
CT Fac. Spec. - SO2 Rate Annual v3.1, Unit 1718 and retrofits | 310 | 7287 | Rate Constraint in lbs/MMBtu | FALSE | L | Annual | Fuel Consumed | TBtu | 6.5923 | 5.7725 | 3.7945 | 0 | 0 | 0 | 0
CT Fac. Spec. - SO2 Rate Annual v3.1, Unit 1718 and retrofits | 310 | 7287 | Rate Constraint in lbs/MMBtu | FALSE | L | Annual | Rate | lb/MMBtu | 0 | 0 | 0 | 0 | 0 | 0 | 0
CT Fac. Spec. - SO2 Rate Annual v3.1, Unit 1718 and retrofits | 310 | 7287 | Rate Constraint in lbs/MMBtu | FALSE | L | Annual | Generation | TWh | 0.92889 | 0.81337 | 0.53466 | 0 | 0 | 0 | 0
CT Fac. Spec. - SO2 Rate Annual v3.1, Unit 1718 and retrofits | 310 | 7287 | Rate Constraint in lbs/MMBtu | FALSE | L | Annual | Qualifying Generation | TWh | 0.92889 | 0.81337 | 0.53466 | 0 | 0 | 0 | 0
CT Fac. Spec. - SO2 Rate Annual v3.1, Unit 1718 and retrofits | 310 | 7287 | Rate Constraint in lbs/MMBtu | FALSE | L | Annual | Rate | lb/MWh | 0 | 0 | 0 | 0 | 0 | 0 | 0
CT Fac. Spec. - SO2 Rate Annual v3.1, Unit 1718 and retrofits | 310 | 7287 | Rate Constraint in lbs/MMBtu | FALSE | L | Annual | Constraint Shadow Price | US2022$/Ton | 0 | 0 | 0 | 0 | 0 | 0 | 0
CT Fac. Spec. - SO2 Rate Annual v3.1, Unit 1719 and retrofits | 311 | 7287 | Rate Constraint in lbs/MMBtu | FALSE | L | Annual | Seasons Included | Seasons | Winter, Spring, Summer, Fall | Winter, Spring, Summer, Fall | Winter, Spring, Summer, Fall | Winter, Spring, Summer, Fall | Winter, Spring, Summer, Fall | Winter, Spring, Summer, Fall | Winter, Spring, Summer, Fall
CT Fac. Spec. - SO2 Rate Annual v3.1, Unit 1719 and retrofits | 311 | 7287 | Rate Constraint in lbs/MMBtu | FALSE | L | Annual | Standard SO2 | lb/MMBtu | 0.33 | 0.33 | 0.33 | 0.33 | 0.33 | 0.33 | 0.33
CT Fac. Spec. - SO2 Rate Annual v3.1, Unit 1719 and retrofits | 311 | 7287 | Rate Constraint in lbs/MMBtu | FALSE | L | Annual | Emissions at Affected Plants SO2 | Thousand Tons | 0 | 0 | 0 | 0 | 0 | 0 | 0
CT Fac. Spec. - SO2 Rate Annual v3.1, Unit 1719 and retrofits | 311 | 7287 | Rate Constraint in lbs/MMBtu | FALSE | L | Annual | Allowances Purchased SO2 | Thousand Tons | 0 | 0 | 0 | 0 | 0 | 0 | 0
CT Fac. Spec. - SO2 Rate Annual v3.1, Unit 1719 and retrofits | 311 | 7287 | Rate Constraint in lbs/MMBtu | FALSE | L | Annual | Allowances Sold SO2 | Thousand Tons | 0 | 0 | 0 | 0 | 0 | 0 | 0
CT Fac. Spec. - SO2 Rate Annual v3.1, Unit 1719 and retrofits | 311 | 7287 | Rate Constraint in lbs/MMBtu | FALSE | L | Annual | Allowances Banked | Thousand Tons | 0 | 0 | 0 | 0 | 0 | 0 | 0
CT Fac. Spec. - SO2 Rate Annual v3.1, Unit 1719 and retrofits | 311 | 7287 | Rate Constraint in lbs/MMBtu | FALSE | L | Annual | Allowances Withdrawn (1:1) | Thousand Tons | 0 | 0 | 0 | 0 | 0 | 0 | 0
CT Fac. Spec. - SO2 Rate Annual v3.1, Unit 1719 and retrofits | 311 | 7287 | Rate Constraint in lbs/MMBtu | FALSE | L | Annual | Allowances Withdrawn (n:1) | Thousand Tons | 0 | 0 | 0 | 0 | 0 | 0 | 0
CT Fac. Spec. - SO2 Rate Annual v3.1, Unit 1719 and retrofits | 311 | 7287 | Rate Constraint in lbs/MMBtu | FALSE | L | Annual | Net Emissions Allowance Position | Thousand Tons | 0 | 0 | 0 | 0 | 0 | 0 | 0
CT Fac. Spec. - SO2 Rate Annual v3.1, Unit 1719 and retrofits | 311 | 7287 | Rate Constraint in lbs/MMBtu | FALSE | L | Annual | Fuel Consumed | TBtu | 6.5547 | 5.1015 | 2.2505 | 0 | 0 | 0 | 0
CT Fac. Spec. - SO2 Rate Annual v3.1, Unit 1719 and retrofits | 311 | 7287 | Rate Constraint in lbs/MMBtu | FALSE | L | Annual | Rate | lb/MMBtu | 0 | 0 | 0 | 0 | 0 | 0 | 0
CT Fac. Spec. - SO2 Rate Annual v3.1, Unit 1719 and retrofits | 311 | 7287 | Rate Constraint in lbs/MMBtu | FALSE | L | Annual | Generation | TWh | 0.92358 | 0.71883 | 0.31711 | 0 | 0 | 0 | 0
CT Fac. Spec. - SO2 Rate Annual v3.1, Unit 1719 and retrofits | 311 | 7287 | Rate Constraint in lbs/MMBtu | FALSE | L | Annual | Qualifying Generation | TWh | 0.92358 | 0.71883 | 0.31711 | 0 | 0 | 0 | 0
CT Fac. Spec. - SO2 Rate Annual v3.1, Unit 1719 and retrofits | 311 | 7287 | Rate Constraint in lbs/MMBtu | FALSE | L | Annual | Rate | lb/MWh | 0 | 0 | 0 | 0 | 0 | 0 | 0
CT Fac. Spec. - SO2 Rate Annual v3.1, Unit 1719 and retrofits | 311 | 7287 | Rate Constraint in lbs/MMBtu | FALSE | L | Annual | Constraint Shadow Price | US2022$/Ton | 0 | 0 | 0 | 0 | 0 | 0 | 0
CT Fac. Spec. - SO2 Rate Annual v3.1, Unit 1720 and retrofits | 312 | 7287 | Rate Constraint in lbs/MMBtu | FALSE | L | Annual | Seasons Included | Seasons | Winter, Spring, Summer, Fall | Winter, Spring, Summer, Fall | Winter, Spring, Summer, Fall | Winter, Spring, Summer, Fall | Winter, Spring, Summer, Fall | Winter, Spring, Summer, Fall | Winter, Spring, Summer, Fall
CT Fac. Spec. - SO2 Rate Annual v3.1, Unit 1720 and retrofits | 312 | 7287 | Rate Constraint in lbs/MMBtu | FALSE | L | Annual | Standard SO2 | lb/MMBtu | 0.33 | 0.33 | 0.33 | 0.33 | 0.33 | 0.33 | 0.33
CT Fac. Spec. - SO2 Rate Annual v3.1, Unit 1720 and retrofits | 312 | 7287 | Rate Constraint in lbs/MMBtu | FALSE | L | Annual | Emissions at Affected Plants SO2 | Thousand Tons | 0 | 0 | 0 | 0 | 0 | 0 | 0
CT Fac. Spec. - SO2 Rate Annual v3.1, Unit 1720 and retrofits | 312 | 7287 | Rate Constraint in lbs/MMBtu | FALSE | L | Annual | Allowances Purchased SO2 | Thousand Tons | 0 | 0 | 0 | 0 | 0 | 0 | 0
CT Fac. Spec. - SO2 Rate Annual v3.1, Unit 1720 and retrofits | 312 | 7287 | Rate Constraint in lbs/MMBtu | FALSE | L | Annual | Allowances Sold SO2 | Thousand Tons | 0 | 0 | 0 | 0 | 0 | 0 | 0
CT Fac. Spec. - SO2 Rate Annual v3.1, Unit 1720 and retrofits | 312 | 7287 | Rate Constraint in lbs/MMBtu | FALSE | L | Annual | Allowances Banked | Thousand Tons | 0 | 0 | 0 | 0 | 0 | 0 | 0
CT Fac. Spec. - SO2 Rate Annual v3.1, Unit 1720 and retrofits | 312 | 7287 | Rate Constraint in lbs/MMBtu | FALSE | L | Annual | Allowances Withdrawn (1:1) | Thousand Tons | 0 | 0 | 0 | 0 | 0 | 0 | 0
CT Fac. Spec. - SO2 Rate Annual v3.1, Unit 1720 and retrofits | 312 | 7287 | Rate Constraint in lbs/MMBtu | FALSE | L | Annual | Allowances Withdrawn (n:1) | Thousand Tons | 0 | 0 | 0 | 0 | 0 | 0 | 0
CT Fac. Spec. - SO2 Rate Annual v3.1, Unit 1720 and retrofits | 312 | 7287 | Rate Constraint in lbs/MMBtu | FALSE | L | Annual | Net Emissions Allowance Position | Thousand Tons | 0 | 0 | 0 | 0 | 0 | 0 | 0
CT Fac. Spec. - SO2 Rate Annual v3.1, Unit 1720 and retrofits | 312 | 7287 | Rate Constraint in lbs/MMBtu | FALSE | L | Annual | Fuel Consumed | TBtu | 2.209 | 0.63561 | 2.1893 | 0 | 0 | 0 | 0
CT Fac. Spec. - SO2 Rate Annual v3.1, Unit 1720 and retrofits | 312 | 7287 | Rate Constraint in lbs/MMBtu | FALSE | L | Annual | Rate | lb/MMBtu | 0 | 0 | 0 | 0 | 0 | 0 | 0
CT Fac. Spec. - SO2 Rate Annual v3.1, Unit 1720 and retrofits | 312 | 7287 | Rate Constraint in lbs/MMBtu | FALSE | L | Annual | Generation | TWh | 0.29802 | 0.085755 | 0.29538 | 0 | 0 | 0 | 0
CT Fac. Spec. - SO2 Rate Annual v3.1, Unit 1720 and retrofits | 312 | 7287 | Rate Constraint in lbs/MMBtu | FALSE | L | Annual | Qualifying Generation | TWh | 0.29802 | 0.085755 | 0.29538 | 0 | 0 | 0 | 0
CT Fac. Spec. - SO2 Rate Annual v3.1, Unit 1720 and retrofits | 312 | 7287 | Rate Constraint in lbs/MMBtu | FALSE | L | Annual | Rate | lb/MWh | 0 | 0 | 0 | 0 | 0 | 0 | 0
CT Fac. Spec. - SO2 Rate Annual v3.1, Unit 1720 and retrofits | 312 | 7287 | Rate Constraint in lbs/MMBtu | FALSE | L | Annual | Constraint Shadow Price | US2022$/Ton | 0 | 0 | 0 | 0 | 0 | 0 | 0
CT Fac. Spec. - SO2 Rate Annual v3.1, Unit 1721 and retrofits | 313 | 7287 | Rate Constraint in lbs/MMBtu | FALSE | L | Annual | Seasons Included | Seasons | Winter, Spring, Summer, Fall | Winter, Spring, Summer, Fall | Winter, Spring, Summer, Fall | Winter, Spring, Summer, Fall | Winter, Spring, Summer, Fall | Winter, Spring, Summer, Fall | Winter, Spring, Summer, Fall
CT Fac. Spec. - SO2 Rate Annual v3.1, Unit 1721 and retrofits | 313 | 7287 | Rate Constraint in lbs/MMBtu | FALSE | L | Annual | Standard SO2 | lb/MMBtu | 0.33 | 0.33 | 0.33 | 0.33 | 0.33 | 0.33 | 0.33
CT Fac. Spec. - SO2 Rate Annual v3.1, Unit 1721 and retrofits | 313 | 7287 | Rate Constraint in lbs/MMBtu | FALSE | L | Annual | Emissions at Affected Plants SO2 | Thousand Tons | 0 | 0 | 0 | 0 | 0 | 0 | 0
CT Fac. Spec. - SO2 Rate Annual v3.1, Unit 1721 and retrofits | 313 | 7287 | Rate Constraint in lbs/MMBtu | FALSE | L | Annual | Allowances Purchased SO2 | Thousand Tons | 0 | 0 | 0 | 0 | 0 | 0 | 0
CT Fac. Spec. - SO2 Rate Annual v3.1, Unit 1721 and retrofits | 313 | 7287 | Rate Constraint in lbs/MMBtu | FALSE | L | Annual | Allowances Sold SO2 | Thousand Tons | 0 | 0 | 0 | 0 | 0 | 0 | 0
CT Fac. Spec. - SO2 Rate Annual v3.1, Unit 1721 and retrofits | 313 | 7287 | Rate Constraint in lbs/MMBtu | FALSE | L | Annual | Allowances Banked | Thousand Tons | 0 | 0 | 0 | 0 | 0 | 0 | 0
CT Fac. Spec. - SO2 Rate Annual v3.1, Unit 1721 and retrofits | 313 | 7287 | Rate Constraint in lbs/MMBtu | FALSE | L | Annual | Allowances Withdrawn (1:1) | Thousand Tons | 0 | 0 | 0 | 0 | 0 | 0 | 0
CT Fac. Spec. - SO2 Rate Annual v3.1, Unit 1721 and retrofits | 313 | 7287 | Rate Constraint in lbs/MMBtu | FALSE | L | Annual | Allowances Withdrawn (n:1) | Thousand Tons | 0 | 0 | 0 | 0 | 0 | 0 | 0
CT Fac. Spec. - SO2 Rate Annual v3.1, Unit 1721 and retrofits | 313 | 7287 | Rate Constraint in lbs/MMBtu | FALSE | L | Annual | Net Emissions Allowance Position | Thousand Tons | 0 | 0 | 0 | 0 | 0 | 0 | 0
CT Fac. Spec. - SO2 Rate Annual v3.1, Unit 1721 and retrofits | 313 | 7287 | Rate Constraint in lbs/MMBtu | FALSE | L | Annual | Fuel Consumed | TBtu | 1.1622 | 0.63727 | 2.1951 | 0 | 0 | 0 | 0
CT Fac. Spec. - SO2 Rate Annual v3.1, Unit 1721 and retrofits | 313 | 7287 | Rate Constraint in lbs/MMBtu | FALSE | L | Annual | Rate | lb/MMBtu | 0 | 0 | 0 | 0 | 0 | 0 | 0
CT Fac. Spec. - SO2 Rate Annual v3.1, Unit 1721 and retrofits | 313 | 7287 | Rate Constraint in lbs/MMBtu | FALSE | L | Annual | Generation | TWh | 0.15634 | 0.085724 | 0.29527 | 0 | 0 | 0 | 0
CT Fac. Spec. - SO2 Rate Annual v3.1, Unit 1721 and retrofits | 313 | 7287 | Rate Constraint in lbs/MMBtu | FALSE | L | Annual | Qualifying Generation | TWh | 0.15634 | 0.085724 | 0.29527 | 0 | 0 | 0 | 0
CT Fac. Spec. - SO2 Rate Annual v3.1, Unit 1721 and retrofits | 313 | 7287 | Rate Constraint in lbs/MMBtu | FALSE | L | Annual | Rate | lb/MWh | 0 | 0 | 0 | 0 | 0 | 0 | 0
CT Fac. Spec. - SO2 Rate Annual v3.1, Unit 1721 and retrofits | 313 | 7287 | Rate Constraint in lbs/MMBtu | FALSE | L | Annual | Constraint Shadow Price | US2022$/Ton | 0 | 0 | 0 | 0 | 0 | 0 | 0
CT Fac. Spec. - SO2 Rate Annual v3.1, Unit 1722 and retrofits | 314 | 7287 | Rate Constraint in lbs/MMBtu | FALSE | L | Annual | Seasons Included | Seasons | Winter, Spring, Summer, Fall | Winter, Spring, Summer, Fall | Winter, Spring, Summer, Fall | Winter, Spring, Summer, Fall | Winter, Spring, Summer, Fall | Winter, Spring, Summer, Fall | Winter, Spring, Summer, Fall
CT Fac. Spec. - SO2 Rate Annual v3.1, Unit 1722 and retrofits | 314 | 7287 | Rate Constraint in lbs/MMBtu | FALSE | L | Annual | Standard SO2 | lb/MMBtu | 0.33 | 0.33 | 0.33 | 0.33 | 0.33 | 0.33 | 0.33
CT Fac. Spec. - SO2 Rate Annual v3.1, Unit 1722 and retrofits | 314 | 7287 | Rate Constraint in lbs/MMBtu | FALSE | L | Annual | Emissions at Affected Plants SO2 | Thousand Tons | 0 | 0 | 0 | 0 | 0 | 0 | 0
CT Fac. Spec. - SO2 Rate Annual v3.1, Unit 1722 and retrofits | 314 | 7287 | Rate Constraint in lbs/MMBtu | FALSE | L | Annual | Allowances Purchased SO2 | Thousand Tons | 0 | 0 | 0 | 0 | 0 | 0 | 0
CT Fac. Spec. - SO2 Rate Annual v3.1, Unit 1722 and retrofits | 314 | 7287 | Rate Constraint in lbs/MMBtu | FALSE | L | Annual | Allowances Sold SO2 | Thousand Tons | 0 | 0 | 0 | 0 | 0 | 0 | 0
CT Fac. Spec. - SO2 Rate Annual v3.1, Unit 1722 and retrofits | 314 | 7287 | Rate Constraint in lbs/MMBtu | FALSE | L | Annual | Allowances Banked | Thousand Tons | 0 | 0 | 0 | 0 | 0 | 0 | 0
CT Fac. Spec. - SO2 Rate Annual v3.1, Unit 1722 and retrofits | 314 | 7287 | Rate Constraint in lbs/MMBtu | FALSE | L | Annual | Allowances Withdrawn (1:1) | Thousand Tons | 0 | 0 | 0 | 0 | 0 | 0 | 0
CT Fac. Spec. - SO2 Rate Annual v3.1, Unit 1722 and retrofits | 314 | 7287 | Rate Constraint in lbs/MMBtu | FALSE | L | Annual | Allowances Withdrawn (n:1) | Thousand Tons | 0 | 0 | 0 | 0 | 0 | 0 | 0
CT Fac. Spec. - SO2 Rate Annual v3.1, Unit 1722 and retrofits | 314 | 7287 | Rate Constraint in lbs/MMBtu | FALSE | L | Annual | Net Emissions Allowance Position | Thousand Tons | 0 | 0 | 0 | 0 | 0 | 0 | 0
CT Fac. Spec. - SO2 Rate Annual v3.1, Unit 1722 and retrofits | 314 | 7287 | Rate Constraint in lbs/MMBtu | FALSE | L | Annual | Fuel Consumed | TBtu | 2.3408 | 0.91592 | 2.2191 | 0 | 0 | 0 | 0
CT Fac. Spec. - SO2 Rate Annual v3.1, Unit 1722 and retrofits | 314 | 7287 | Rate Constraint in lbs/MMBtu | FALSE | L | Annual | Rate | lb/MMBtu | 0 | 0 | 0 | 0 | 0 | 0 | 0
CT Fac. Spec. - SO2 Rate Annual v3.1, Unit 1722 and retrofits | 314 | 7287 | Rate Constraint in lbs/MMBtu | FALSE | L | Annual | Generation | TWh | 0.31598 | 0.12364 | 0.29956 | 0 | 0 | 0 | 0
CT Fac. Spec. - SO2 Rate Annual v3.1, Unit 1722 and retrofits | 314 | 7287 | Rate Constraint in lbs/MMBtu | FALSE | L | Annual | Qualifying Generation | TWh | 0.31598 | 0.12364 | 0.29956 | 0 | 0 | 0 | 0
CT Fac. Spec. - SO2 Rate Annual v3.1, Unit 1722 and retrofits | 314 | 7287 | Rate Constraint in lbs/MMBtu | FALSE | L | Annual | Rate | lb/MWh | 0 | 0 | 0 | 0 | 0 | 0 | 0
CT Fac. Spec. - SO2 Rate Annual v3.1, Unit 1722 and retrofits | 314 | 7287 | Rate Constraint in lbs/MMBtu | FALSE | L | Annual | Constraint Shadow Price | US2022$/Ton | 0 | 0 | 0 | 0 | 0 | 0 | 0
CT Fac. Spec. - SO2 Rate Annual v3.1, Unit 1723 and retrofits | 315 | 7287 | Rate Constraint in lbs/MMBtu | FALSE | L | Annual | Seasons Included | Seasons | Winter, Spring, Summer, Fall | Winter, Spring, Summer, Fall | Winter, Spring, Summer, Fall | Winter, Spring, Summer, Fall | Winter, Spring, Summer, Fall | Winter, Spring, Summer, Fall | Winter, Spring, Summer, Fall
CT Fac. Spec. - SO2 Rate Annual v3.1, Unit 1723 and retrofits | 315 | 7287 | Rate Constraint in lbs/MMBtu | FALSE | L | Annual | Standard SO2 | lb/MMBtu | 0.33 | 0.33 | 0.33 | 0.33 | 0.33 | 0.33 | 0.33
CT Fac. Spec. - SO2 Rate Annual v3.1, Unit 1723 and retrofits | 315 | 7287 | Rate Constraint in lbs/MMBtu | FALSE | L | Annual | Emissions at Affected Plants SO2 | Thousand Tons | 0 | 0 | 0 | 0 | 0 | 0 | 0
CT Fac. Spec. - SO2 Rate Annual v3.1, Unit 1723 and retrofits | 315 | 7287 | Rate Constraint in lbs/MMBtu | FALSE | L | Annual | Allowances Purchased SO2 | Thousand Tons | 0 | 0 | 0 | 0 | 0 | 0 | 0
CT Fac. Spec. - SO2 Rate Annual v3.1, Unit 1723 and retrofits | 315 | 7287 | Rate Constraint in lbs/MMBtu | FALSE | L | Annual | Allowances Sold SO2 | Thousand Tons | 0 | 0 | 0 | 0 | 0 | 0 | 0
CT Fac. Spec. - SO2 Rate Annual v3.1, Unit 1723 and retrofits | 315 | 7287 | Rate Constraint in lbs/MMBtu | FALSE | L | Annual | Allowances Banked | Thousand Tons | 0 | 0 | 0 | 0 | 0 | 0 | 0
CT Fac. Spec. - SO2 Rate Annual v3.1, Unit 1723 and retrofits | 315 | 7287 | Rate Constraint in lbs/MMBtu | FALSE | L | Annual | Allowances Withdrawn (1:1) | Thousand Tons | 0 | 0 | 0 | 0 | 0 | 0 | 0
CT Fac. Spec. - SO2 Rate Annual v3.1, Unit 1723 and retrofits | 315 | 7287 | Rate Constraint in lbs/MMBtu | FALSE | L | Annual | Allowances Withdrawn (n:1) | Thousand Tons | 0 | 0 | 0 | 0 | 0 | 0 | 0
CT Fac. Spec. - SO2 Rate Annual v3.1, Unit 1723 and retrofits | 315 | 7287 | Rate Constraint in lbs/MMBtu | FALSE | L | Annual | Net Emissions Allowance Position | Thousand Tons | 0 | 0 | 0 | 0 | 0 | 0 | 0
CT Fac. Spec. - SO2 Rate Annual v3.1, Unit 1723 and retrofits | 315 | 7287 | Rate Constraint in lbs/MMBtu | FALSE | L | Annual | Fuel Consumed | TBtu | 3.8641 | 1.9626 | 2.3741 | 0 | 0 | 0 | 0
CT Fac. Spec. - SO2 Rate Annual v3.1, Unit 1723 and retrofits | 315 | 7287 | Rate Constraint in lbs/MMBtu | FALSE | L | Annual | Rate | lb/MMBtu | 0 | 0 | 0 | 0 | 0 | 0 | 0
CT Fac. Spec. - SO2 Rate Annual v3.1, Unit 1723 and retrofits | 315 | 7287 | Rate Constraint in lbs/MMBtu | FALSE | L | Annual | Generation | TWh | 0.52666 | 0.26749 | 0.32358 | 0 | 0 | 0 | 0
CT Fac. Spec. - SO2 Rate Annual v3.1, Unit 1723 and retrofits | 315 | 7287 | Rate Constraint in lbs/MMBtu | FALSE | L | Annual | Qualifying Generation | TWh | 0.52666 | 0.26749 | 0.32358 | 0 | 0 | 0 | 0
CT Fac. Spec. - SO2 Rate Annual v3.1, Unit 1723 and retrofits | 315 | 7287 | Rate Constraint in lbs/MMBtu | FALSE | L | Annual | Rate | lb/MWh | 0 | 0 | 0 | 0 | 0 | 0 | 0
CT Fac. Spec. - SO2 Rate Annual v3.1, Unit 1723 and retrofits | 315 | 7287 | Rate Constraint in lbs/MMBtu | FALSE | L | Annual | Constraint Shadow Price | US2022$/Ton | 0 | 0 | 0 | 0 | 0 | 0 | 0
CT Fac. Spec. - SO2 Rate Annual v3.1, Unit 1724 and retrofits | 316 | 7287 | Rate Constraint in lbs/MMBtu | FALSE | L | Annual | Seasons Included | Seasons | Winter, Spring, Summer, Fall | Winter, Spring, Summer, Fall | Winter, Spring, Summer, Fall | Winter, Spring, Summer, Fall | Winter, Spring, Summer, Fall | Winter, Spring, Summer, Fall | Winter, Spring, Summer, Fall
CT Fac. Spec. - SO2 Rate Annual v3.1, Unit 1724 and retrofits | 316 | 7287 | Rate Constraint in lbs/MMBtu | FALSE | L | Annual | Standard SO2 | lb/MMBtu | 0.33 | 0.33 | 0.33 | 0.33 | 0.33 | 0.33 | 0.33
CT Fac. Spec. - SO2 Rate Annual v3.1, Unit 1724 and retrofits | 316 | 7287 | Rate Constraint in lbs/MMBtu | FALSE | L | Annual | Emissions at Affected Plants SO2 | Thousand Tons | 0 | 0 | 0 | 0 | 0 | 0 | 0
CT Fac. Spec. - SO2 Rate Annual v3.1, Unit 1724 and retrofits | 316 | 7287 | Rate Constraint in lbs/MMBtu | FALSE | L | Annual | Allowances Purchased SO2 | Thousand Tons | 0 | 0 | 0 | 0 | 0 | 0 | 0
CT Fac. Spec. - SO2 Rate Annual v3.1, Unit 1724 and retrofits | 316 | 7287 | Rate Constraint in lbs/MMBtu | FALSE | L | Annual | Allowances Sold SO2 | Thousand Tons | 0 | 0 | 0 | 0 | 0 | 0 | 0
CT Fac. Spec. - SO2 Rate Annual v3.1, Unit 1724 and retrofits | 316 | 7287 | Rate Constraint in lbs/MMBtu | FALSE | L | Annual | Allowances Banked | Thousand Tons | 0 | 0 | 0 | 0 | 0 | 0 | 0
CT Fac. Spec. - SO2 Rate Annual v3.1, Unit 1724 and retrofits | 316 | 7287 | Rate Constraint in lbs/MMBtu | FALSE | L | Annual | Allowances Withdrawn (1:1) | Thousand Tons | 0 | 0 | 0 | 0 | 0 | 0 | 0
CT Fac. Spec. - SO2 Rate Annual v3.1, Unit 1724 and retrofits | 316 | 7287 | Rate Constraint in lbs/MMBtu | FALSE | L | Annual | Allowances Withdrawn (n:1) | Thousand Tons | 0 | 0 | 0 | 0 | 0 | 0 | 0
CT Fac. Spec. - SO2 Rate Annual v3.1, Unit 1724 and retrofits | 316 | 7287 | Rate Constraint in lbs/MMBtu | FALSE | L | Annual | Net Emissions Allowance Position | Thousand Tons | 0 | 0 | 0 | 0 | 0 | 0 | 0
CT Fac. Spec. - SO2 Rate Annual v3.1, Unit 1724 and retrofits | 316 | 7287 | Rate Constraint in lbs/MMBtu | FALSE | L | Annual | Fuel Consumed | TBtu | 5.6315 | 3.5351 | 2.4351 | 0 | 0 | 0 | 0
CT Fac. Spec. - SO2 Rate Annual v3.1, Unit 1724 and retrofits | 316 | 7287 | Rate Constraint in lbs/MMBtu | FALSE | L | Annual | Rate | lb/MMBtu | 0 | 0 | 0 | 0 | 0 | 0 | 0
CT Fac. Spec. - SO2 Rate Annual v3.1, Unit 1724 and retrofits | 316 | 7287 | Rate Constraint in lbs/MMBtu | FALSE | L | Annual | Generation | TWh | 0.7685 | 0.48241 | 0.3323 | 0 | 0 | 0 | 0
CT Fac. Spec. - SO2 Rate Annual v3.1, Unit 1724 and retrofits | 316 | 7287 | Rate Constraint in lbs/MMBtu | FALSE | L | Annual | Qualifying Generation | TWh | 0.7685 | 0.48241 | 0.3323 | 0 | 0 | 0 | 0
CT Fac. Spec. - SO2 Rate Annual v3.1, Unit 1724 and retrofits | 316 | 7287 | Rate Constraint in lbs/MMBtu | FALSE | L | Annual | Rate | lb/MWh | 0 | 0 | 0 | 0 | 0 | 0 | 0
CT Fac. Spec. - SO2 Rate Annual v3.1, Unit 1724 and retrofits | 316 | 7287 | Rate Constraint in lbs/MMBtu | FALSE | L | Annual | Constraint Shadow Price | US2022$/Ton | 0 | 0 | 0 | 0 | 0 | 0 | 0
CT Fac. Spec. - SO2 Rate Annual v3.1, Unit 1725 and retrofits | 317 | 7287 | Rate Constraint in lbs/MMBtu | FALSE | L | Annual | Seasons Included | Seasons | Winter, Spring, Summer, Fall | Winter, Spring, Summer, Fall | Winter, Spring, Summer, Fall | Winter, Spring, Summer, Fall | Winter, Spring, Summer, Fall | Winter, Spring, Summer, Fall | Winter, Spring, Summer, Fall
CT Fac. Spec. - SO2 Rate Annual v3.1, Unit 1725 and retrofits | 317 | 7287 | Rate Constraint in lbs/MMBtu | FALSE | L | Annual | Standard SO2 | lb/MMBtu | 0.33 | 0.33 | 0.33 | 0.33 | 0.33 | 0.33 | 0.33
CT Fac. Spec. - SO2 Rate Annual v3.1, Unit 1725 and retrofits | 317 | 7287 | Rate Constraint in lbs/MMBtu | FALSE | L | Annual | Emissions at Affected Plants SO2 | Thousand Tons | 0 | 0 | 0 | 0 | 0 | 0 | 0
CT Fac. Spec. - SO2 Rate Annual v3.1, Unit 1725 and retrofits | 317 | 7287 | Rate Constraint in lbs/MMBtu | FALSE | L | Annual | Allowances Purchased SO2 | Thousand Tons | 0 | 0 | 0 | 0 | 0 | 0 | 0
CT Fac. Spec. - SO2 Rate Annual v3.1, Unit 1725 and retrofits | 317 | 7287 | Rate Constraint in lbs/MMBtu | FALSE | L | Annual | Allowances Sold SO2 | Thousand Tons | 0 | 0 | 0 | 0 | 0 | 0 | 0
CT Fac. Spec. - SO2 Rate Annual v3.1, Unit 1725 and retrofits | 317 | 7287 | Rate Constraint in lbs/MMBtu | FALSE | L | Annual | Allowances Banked | Thousand Tons | 0 | 0 | 0 | 0 | 0 | 0 | 0
CT Fac. Spec. - SO2 Rate Annual v3.1, Unit 1725 and retrofits | 317 | 7287 | Rate Constraint in lbs/MMBtu | FALSE | L | Annual | Allowances Withdrawn (1:1) | Thousand Tons | 0 | 0 | 0 | 0 | 0 | 0 | 0
CT Fac. Spec. - SO2 Rate Annual v3.1, Unit 1725 and retrofits | 317 | 7287 | Rate Constraint in lbs/MMBtu | FALSE | L | Annual | Allowances Withdrawn (n:1) | Thousand Tons | 0 | 0 | 0 | 0 | 0 | 0 | 0
CT Fac. Spec. - SO2 Rate Annual v3.1, Unit 1725 and retrofits | 317 | 7287 | Rate Constraint in lbs/MMBtu | FALSE | L | Annual | Net Emissions Allowance Position | Thousand Tons | 0 | 0 | 0 | 0 | 0 | 0 | 0
CT Fac. Spec. - SO2 Rate Annual v3.1, Unit 1725 and retrofits | 317 | 7287 | Rate Constraint in lbs/MMBtu | FALSE | L | Annual | Fuel Consumed | TBtu | 12.798 | 12.6322 | 11.9539 | 0 | 0 | 0 | 0
CT Fac. Spec. - SO2 Rate Annual v3.1, Unit 1725 and retrofits | 317 | 7287 | Rate Constraint in lbs/MMBtu | FALSE | L | Annual | Rate | lb/MMBtu | 0 | 0 | 0 | 0 | 0 | 0 | 0
CT Fac. Spec. - SO2 Rate Annual v3.1, Unit 1725 and retrofits | 317 | 7287 | Rate Constraint in lbs/MMBtu | FALSE | L | Annual | Generation | TWh | 1.8153 | 1.7918 | 1.6956 | 0 | 0 | 0 | 0
CT Fac. Spec. - SO2 Rate Annual v3.1, Unit 1725 and retrofits | 317 | 7287 | Rate Constraint in lbs/MMBtu | FALSE | L | Annual | Qualifying Generation | TWh | 1.8153 | 1.7918 | 1.6956 | 0 | 0 | 0 | 0
CT Fac. Spec. - SO2 Rate Annual v3.1, Unit 1725 and retrofits | 317 | 7287 | Rate Constraint in lbs/MMBtu | FALSE | L | Annual | Rate | lb/MWh | 0 | 0 | 0 | 0 | 0 | 0 | 0
CT Fac. Spec. - SO2 Rate Annual v3.1, Unit 1725 and retrofits | 317 | 7287 | Rate Constraint in lbs/MMBtu | FALSE | L | Annual | Constraint Shadow Price | US2022$/Ton | 0 | 0 | 0 | 0 | 0 | 0 | 0
CT Fac. Spec. - SO2 Rate Annual v3.1, Unit 1726 and retrofits | 318 | 7287 | Rate Constraint in lbs/MMBtu | FALSE | L | Annual | Seasons Included | Seasons | Winter, Spring, Summer, Fall | Winter, Spring, Summer, Fall | Winter, Spring, Summer, Fall | Winter, Spring, Summer, Fall | Winter, Spring, Summer, Fall | Winter, Spring, Summer, Fall | Winter, Spring, Summer, Fall
CT Fac. Spec. - SO2 Rate Annual v3.1, Unit 1726 and retrofits | 318 | 7287 | Rate Constraint in lbs/MMBtu | FALSE | L | Annual | Standard SO2 | lb/MMBtu | 0.33 | 0.33 | 0.33 | 0.33 | 0.33 | 0.33 | 0.33
CT Fac. Spec. - SO2 Rate Annual v3.1, Unit 1726 and retrofits | 318 | 7287 | Rate Constraint in lbs/MMBtu | FALSE | L | Annual | Emissions at Affected Plants SO2 | Thousand Tons | 0 | 0 | 0 | 0 | 0 | 0 | 0
CT Fac. Spec. - SO2 Rate Annual v3.1, Unit 1726 and retrofits | 318 | 7287 | Rate Constraint in lbs/MMBtu | FALSE | L | Annual | Allowances Purchased SO2 | Thousand Tons | 0 | 0 | 0 | 0 | 0 | 0 | 0
CT Fac. Spec. - SO2 Rate Annual v3.1, Unit 1726 and retrofits | 318 | 7287 | Rate Constraint in lbs/MMBtu | FALSE | L | Annual | Allowances Sold SO2 | Thousand Tons | 0 | 0 | 0 | 0 | 0 | 0 | 0
CT Fac. Spec. - SO2 Rate Annual v3.1, Unit 1726 and retrofits | 318 | 7287 | Rate Constraint in lbs/MMBtu | FALSE | L | Annual | Allowances Banked | Thousand Tons | 0 | 0 | 0 | 0 | 0 | 0 | 0
CT Fac. Spec. - SO2 Rate Annual v3.1, Unit 1726 and retrofits | 318 | 7287 | Rate Constraint in lbs/MMBtu | FALSE | L | Annual | Allowances Withdrawn (1:1) | Thousand Tons | 0 | 0 | 0 | 0 | 0 | 0 | 0
CT Fac. Spec. - SO2 Rate Annual v3.1, Unit 1726 and retrofits | 318 | 7287 | Rate Constraint in lbs/MMBtu | FALSE | L | Annual | Allowances Withdrawn (n:1) | Thousand Tons | 0 | 0 | 0 | 0 | 0 | 0 | 0
CT Fac. Spec. - SO2 Rate Annual v3.1, Unit 1726 and retrofits | 318 | 7287 | Rate Constraint in lbs/MMBtu | FALSE | L | Annual | Net Emissions Allowance Position | Thousand Tons | 0 | 0 | 0 | 0 | 0 | 0 | 0
CT Fac. Spec. - SO2 Rate Annual v3.1, Unit 1726 and retrofits | 318 | 7287 | Rate Constraint in lbs/MMBtu | FALSE | L | Annual | Fuel Consumed | TBtu | 5.7853 | 5.7103 | 3.729 | 0 | 0 | 0 | 0
CT Fac. Spec. - SO2 Rate Annual v3.1, Unit 1726 and retrofits | 318 | 7287 | Rate Constraint in lbs/MMBtu | FALSE | L | Annual | Rate | lb/MMBtu | 0 | 0 | 0 | 0 | 0 | 0 | 0
CT Fac. Spec. - SO2 Rate Annual v3.1, Unit 1726 and retrofits | 318 | 7287 | Rate Constraint in lbs/MMBtu | FALSE | L | Annual | Generation | TWh | 0.82061 | 0.80998 | 0.52894 | 0 | 0 | 0 | 0
CT Fac. Spec. - SO2 Rate Annual v3.1, Unit 1726 and retrofits | 318 | 7287 | Rate Constraint in lbs/MMBtu | FALSE | L | Annual | Qualifying Generation | TWh | 0.82061 | 0.80998 | 0.52894 | 0 | 0 | 0 | 0
CT Fac. Spec. - SO2 Rate Annual v3.1, Unit 1726 and retrofits | 318 | 7287 | Rate Constraint in lbs/MMBtu | FALSE | L | Annual | Rate | lb/MWh | 0 | 0 | 0 | 0 | 0 | 0 | 0
CT Fac. Spec. - SO2 Rate Annual v3.1, Unit 1726 and retrofits | 318 | 7287 | Rate Constraint in lbs/MMBtu | FALSE | L | Annual | Constraint Shadow Price | US2022$/Ton | 0 | 0 | 0 | 0 | 0 | 0 | 0
CT Fac. Spec. - SO2 Rate Annual v3.1, Unit 1730 and retrofits | 319 | 7287 | Rate Constraint in lbs/MMBtu | FALSE | L | Annual | Seasons Included | Seasons | Winter, Spring, Summer, Fall | Winter, Spring, Summer, Fall | Winter, Spring, Summer, Fall | Winter, Spring, Summer, Fall | Winter, Spring, Summer, Fall | Winter, Spring, Summer, Fall | Winter, Spring, Summer, Fall
CT Fac. Spec. - SO2 Rate Annual v3.1, Unit 1730 and retrofits | 319 | 7287 | Rate Constraint in lbs/MMBtu | FALSE | L | Annual | Standard SO2 | lb/MMBtu | 0.33 | 0.33 | 0.33 | 0.33 | 0.33 | 0.33 | 0.33
CT Fac. Spec. - SO2 Rate Annual v3.1, Unit 1730 and retrofits | 319 | 7287 | Rate Constraint in lbs/MMBtu | FALSE | L | Annual | Emissions at Affected Plants SO2 | Thousand Tons | 0 | 0 | 0 | 0 | 0 | 0 | 0
CT Fac. Spec. - SO2 Rate Annual v3.1, Unit 1730 and retrofits | 319 | 7287 | Rate Constraint in lbs/MMBtu | FALSE | L | Annual | Allowances Purchased SO2 | Thousand Tons | 0 | 0 | 0 | 0 | 0 | 0 | 0
CT Fac. Spec. - SO2 Rate Annual v3.1, Unit 1730 and retrofits | 319 | 7287 | Rate Constraint in lbs/MMBtu | FALSE | L | Annual | Allowances Sold SO2 | Thousand Tons | 0 | 0 | 0 | 0 | 0 | 0 | 0
CT Fac. Spec. - SO2 Rate Annual v3.1, Unit 1730 and retrofits | 319 | 7287 | Rate Constraint in lbs/MMBtu | FALSE | L | Annual | Allowances Banked | Thousand Tons | 0 | 0 | 0 | 0 | 0 | 0 | 0
CT Fac. Spec. - SO2 Rate Annual v3.1, Unit 1730 and retrofits | 319 | 7287 | Rate Constraint in lbs/MMBtu | FALSE | L | Annual | Allowances Withdrawn (1:1) | Thousand Tons | 0 | 0 | 0 | 0 | 0 | 0 | 0
CT Fac. Spec. - SO2 Rate Annual v3.1, Unit 1730 and retrofits | 319 | 7287 | Rate Constraint in lbs/MMBtu | FALSE | L | Annual | Allowances Withdrawn (n:1) | Thousand Tons | 0 | 0 | 0 | 0 | 0 | 0 | 0
CT Fac. Spec. - SO2 Rate Annual v3.1, Unit 1730 and retrofits | 319 | 7287 | Rate Constraint in lbs/MMBtu | FALSE | L | Annual | Net Emissions Allowance Position | Thousand Tons | 0 | 0 | 0 | 0 | 0 | 0 | 0
CT Fac. Spec. - SO2 Rate Annual v3.1, Unit 1730 and retrofits | 319 | 7287 | Rate Constraint in lbs/MMBtu | FALSE | L | Annual | Fuel Consumed | TBtu | 6.6874 | 4.5663 | 1.6903 | 0 | 0 | 0 | 0
CT Fac. Spec. - SO2 Rate Annual v3.1, Unit 1730 and retrofits | 319 | 7287 | Rate Constraint in lbs/MMBtu | FALSE | L | Annual | Rate | lb/MMBtu | 0 | 0 | 0 | 0 | 0 | 0 | 0
CT Fac. Spec. - SO2 Rate Annual v3.1, Unit 1730 and retrofits | 319 | 7287 | Rate Constraint in lbs/MMBtu | FALSE | L | Annual | Generation | TWh | 0.93951 | 0.64152 | 0.23747 | 0 | 0 | 0 | 0
CT Fac. Spec. - SO2 Rate Annual v3.1, Unit 1730 and retrofits | 319 | 7287 | Rate Constraint in lbs/MMBtu | FALSE | L | Annual | Qualifying Generation | TWh | 0.93951 | 0.64152 | 0.23747 | 0 | 0 | 0 | 0
CT Fac. Spec. - SO2 Rate Annual v3.1, Unit 1730 and retrofits | 319 | 7287 | Rate Constraint in lbs/MMBtu | FALSE | L | Annual | Rate | lb/MWh | 0 | 0 | 0 | 0 | 0 | 0 | 0
CT Fac. Spec. - SO2 Rate Annual v3.1, Unit 1730 and retrofits | 319 | 7287 | Rate Constraint in lbs/MMBtu | FALSE | L | Annual | Constraint Shadow Price | US2022$/Ton | 0 | 0 | 0 | 0 | 0 | 0 | 0
CT Fac. Spec. - SO2 Rate Annual v3.1, Unit 1731 and retrofits | 320 | 7287 | Rate Constraint in lbs/MMBtu | FALSE | L | Annual | Seasons Included | Seasons | Winter, Spring, Summer, Fall | Winter, Spring, Summer, Fall | Winter, Spring, Summer, Fall | Winter, Spring, Summer, Fall | Winter, Spring, Summer, Fall | Winter, Spring, Summer, Fall | Winter, Spring, Summer, Fall
CT Fac. Spec. - SO2 Rate Annual v3.1, Unit 1731 and retrofits | 320 | 7287 | Rate Constraint in lbs/MMBtu | FALSE | L | Annual | Standard SO2 | lb/MMBtu | 0.33 | 0.33 | 0.33 | 0.33 | 0.33 | 0.33 | 0.33
CT Fac. Spec. - SO2 Rate Annual v3.1, Unit 1731 and retrofits | 320 | 7287 | Rate Constraint in lbs/MMBtu | FALSE | L | Annual | Emissions at Affected Plants SO2 | Thousand Tons | 0 | 0 | 0 | 0 | 0 | 0 | 0
CT Fac. Spec. - SO2 Rate Annual v3.1, Unit 1731 and retrofits | 320 | 7287 | Rate Constraint in lbs/MMBtu | FALSE | L | Annual | Allowances Purchased SO2 | Thousand Tons | 0 | 0 | 0 | 0 | 0 | 0 | 0
CT Fac. Spec. - SO2 Rate Annual v3.1, Unit 1731 and retrofits | 320 | 7287 | Rate Constraint in lbs/MMBtu | FALSE | L | Annual | Allowances Sold SO2 | Thousand Tons | 0 | 0 | 0 | 0 | 0 | 0 | 0
CT Fac. Spec. - SO2 Rate Annual v3.1, Unit 1731 and retrofits | 320 | 7287 | Rate Constraint in lbs/MMBtu | FALSE | L | Annual | Allowances Banked | Thousand Tons | 0 | 0 | 0 | 0 | 0 | 0 | 0
CT Fac. Spec. - SO2 Rate Annual v3.1, Unit 1731 and retrofits | 320 | 7287 | Rate Constraint in lbs/MMBtu | FALSE | L | Annual | Allowances Withdrawn (1:1) | Thousand Tons | 0 | 0 | 0 | 0 | 0 | 0 | 0
CT Fac. Spec. - SO2 Rate Annual v3.1, Unit 1731 and retrofits | 320 | 7287 | Rate Constraint in lbs/MMBtu | FALSE | L | Annual | Allowances Withdrawn (n:1) | Thousand Tons | 0 | 0 | 0 | 0 | 0 | 0 | 0
CT Fac. Spec. - SO2 Rate Annual v3.1, Unit 1731 and retrofits | 320 | 7287 | Rate Constraint in lbs/MMBtu | FALSE | L | Annual | Net Emissions Allowance Position | Thousand Tons | 0 | 0 | 0 | 0 | 0 | 0 | 0
CT Fac. Spec. - SO2 Rate Annual v3.1, Unit 1731 and retrofits | 320 | 7287 | Rate Constraint in lbs/MMBtu | FALSE | L | Annual | Fuel Consumed | TBtu | 6.4876 | 4.4991 | 1.6903 | 0 | 0 | 0 | 0
CT Fac. Spec. - SO2 Rate Annual v3.1, Unit 1731 and retrofits | 320 | 7287 | Rate Constraint in lbs/MMBtu | FALSE | L | Annual | Rate | lb/MMBtu | 0 | 0 | 0 | 0 | 0 | 0 | 0
CT Fac. Spec. - SO2 Rate Annual v3.1, Unit 1731 and retrofits | 320 | 7287 | Rate Constraint in lbs/MMBtu | FALSE | L | Annual | Generation | TWh | 0.91144 | 0.63207 | 0.23747 | 0 | 0 | 0 | 0
CT Fac. Spec. - SO2 Rate Annual v3.1, Unit 1731 and retrofits | 320 | 7287 | Rate Constraint in lbs/MMBtu | FALSE | L | Annual | Qualifying Generation | TWh | 0.91144 | 0.63207 | 0.23747 | 0 | 0 | 0 | 0
CT Fac. Spec. - SO2 Rate Annual v3.1, Unit 1731 and retrofits | 320 | 7287 | Rate Constraint in lbs/MMBtu | FALSE | L | Annual | Rate | lb/MWh | 0 | 0 | 0 | 0 | 0 | 0 | 0
CT Fac. Spec. - SO2 Rate Annual v3.1, Unit 1731 and retrofits | 320 | 7287 | Rate Constraint in lbs/MMBtu | FALSE | L | Annual | Constraint Shadow Price | US2022$/Ton | 0 | 0 | 0 | 0 | 0 | 0 | 0
CT Fac. Spec. - SO2 Rate Annual v3.1, Unit 1732 and retrofits | 321 | 7287 | Rate Constraint in lbs/MMBtu | FALSE | L | Annual | Seasons Included | Seasons | Winter, Spring, Summer, Fall | Winter, Spring, Summer, Fall | Winter, Spring, Summer, Fall | Winter, Spring, Summer, Fall | Winter, Spring, Summer, Fall | Winter, Spring, Summer, Fall | Winter, Spring, Summer, Fall
CT Fac. Spec. - SO2 Rate Annual v3.1, Unit 1732 and retrofits | 321 | 7287 | Rate Constraint in lbs/MMBtu | FALSE | L | Annual | Standard SO2 | lb/MMBtu | 0.33 | 0.33 | 0.33 | 0.33 | 0.33 | 0.33 | 0.33
CT Fac. Spec. - SO2 Rate Annual v3.1, Unit 1732 and retrofits | 321 | 7287 | Rate Constraint in lbs/MMBtu | FALSE | L | Annual | Emissions at Affected Plants SO2 | Thousand Tons | 0 | 0 | 0 | 0 | 0 | 0 | 0
CT Fac. Spec. - SO2 Rate Annual v3.1, Unit 1732 and retrofits | 321 | 7287 | Rate Constraint in lbs/MMBtu | FALSE | L | Annual | Allowances Purchased SO2 | Thousand Tons | 0 | 0 | 0 | 0 | 0 | 0 | 0
CT Fac. Spec. - SO2 Rate Annual v3.1, Unit 1732 and retrofits | 321 | 7287 | Rate Constraint in lbs/MMBtu | FALSE | L | Annual | Allowances Sold SO2 | Thousand Tons | 0 | 0 | 0 | 0 | 0 | 0 | 0
CT Fac. Spec. - SO2 Rate Annual v3.1, Unit 1732 and retrofits | 321 | 7287 | Rate Constraint in lbs/MMBtu | FALSE | L | Annual | Allowances Banked | Thousand Tons | 0 | 0 | 0 | 0 | 0 | 0 | 0
CT Fac. Spec. - SO2 Rate Annual v3.1, Unit 1732 and retrofits | 321 | 7287 | Rate Constraint in lbs/MMBtu | FALSE | L | Annual | Allowances Withdrawn (1:1) | Thousand Tons | 0 | 0 | 0 | 0 | 0 | 0 | 0
CT Fac. Spec. - SO2 Rate Annual v3.1, Unit 1732 and retrofits | 321 | 7287 | Rate Constraint in lbs/MMBtu | FALSE | L | Annual | Allowances Withdrawn (n:1) | Thousand Tons | 0 | 0 | 0 | 0 | 0 | 0 | 0
CT Fac. Spec. - SO2 Rate Annual v3.1, Unit 1732 and retrofits | 321 | 7287 | Rate Constraint in lbs/MMBtu | FALSE | L | Annual | Net Emissions Allowance Position | Thousand Tons | 0 | 0 | 0 | 0 | 0 | 0 | 0
CT Fac. Spec. - SO2 Rate Annual v3.1, Unit 1732 and retrofits | 321 | 7287 | Rate Constraint in lbs/MMBtu | FALSE | L | Annual | Fuel Consumed | TBtu | 9.3627 | 6.5252 | 2.5475 | 0 | 0 | 0 | 0
CT Fac. Spec. - SO2 Rate Annual v3.1, Unit 1732 and retrofits | 321 | 7287 | Rate Constraint in lbs/MMBtu | FALSE | L | Annual | Rate | lb/MMBtu | 0 | 0 | 0 | 0 | 0 | 0 | 0
CT Fac. Spec. - SO2 Rate Annual v3.1, Unit 1732 and retrofits | 321 | 7287 | Rate Constraint in lbs/MMBtu | FALSE | L | Annual | Generation | TWh | 1.3154 | 0.91671 | 0.3579 | 0 | 0 | 0 | 0
CT Fac. Spec. - SO2 Rate Annual v3.1, Unit 1732 and retrofits | 321 | 7287 | Rate Constraint in lbs/MMBtu | FALSE | L | Annual | Qualifying Generation | TWh | 1.3154 | 0.91671 | 0.3579 | 0 | 0 | 0 | 0
CT Fac. Spec. - SO2 Rate Annual v3.1, Unit 1732 and retrofits | 321 | 7287 | Rate Constraint in lbs/MMBtu | FALSE | L | Annual | Rate | lb/MWh | 0 | 0 | 0 | 0 | 0 | 0 | 0
CT Fac. Spec. - SO2 Rate Annual v3.1, Unit 1732 and retrofits | 321 | 7287 | Rate Constraint in lbs/MMBtu | FALSE | L | Annual | Constraint Shadow Price | US2022$/Ton | 0 | 0 | 0 | 0 | 0 | 0 | 0
CT Fac. Spec. - SO2 Rate Annual v3.1, Unit 1733 and retrofits | 322 | 7287 | Rate Constraint in lbs/MMBtu | FALSE | L | Annual | Seasons Included | Seasons | Winter, Spring, Summer, Fall | Winter, Spring, Summer, Fall | Winter, Spring, Summer, Fall | Winter, Spring, Summer, Fall | Winter, Spring, Summer, Fall | Winter, Spring, Summer, Fall | Winter, Spring, Summer, Fall
CT Fac. Spec. - SO2 Rate Annual v3.1, Unit 1733 and retrofits | 322 | 7287 | Rate Constraint in lbs/MMBtu | FALSE | L | Annual | Standard SO2 | lb/MMBtu | 0.33 | 0.33 | 0.33 | 0.33 | 0.33 | 0.33 | 0.33
CT Fac. Spec. - SO2 Rate Annual v3.1, Unit 1733 and retrofits | 322 | 7287 | Rate Constraint in lbs/MMBtu | FALSE | L | Annual | Emissions at Affected Plants SO2 | Thousand Tons | 0 | 0 | 0 | 0 | 0 | 0 | 0
CT Fac. Spec. - SO2 Rate Annual v3.1, Unit 1733 and retrofits | 322 | 7287 | Rate Constraint in lbs/MMBtu | FALSE | L | Annual | Allowances Purchased SO2 | Thousand Tons | 0 | 0 | 0 | 0 | 0 | 0 | 0
CT Fac. Spec. - SO2 Rate Annual v3.1, Unit 1733 and retrofits | 322 | 7287 | Rate Constraint in lbs/MMBtu | FALSE | L | Annual | Allowances Sold SO2 | Thousand Tons | 0 | 0 | 0 | 0 | 0 | 0 | 0
CT Fac. Spec. - SO2 Rate Annual v3.1, Unit 1733 and retrofits | 322 | 7287 | Rate Constraint in lbs/MMBtu | FALSE | L | Annual | Allowances Banked | Thousand Tons | 0 | 0 | 0 | 0 | 0 | 0 | 0
CT Fac. Spec. - SO2 Rate Annual v3.1, Unit 1733 and retrofits | 322 | 7287 | Rate Constraint in lbs/MMBtu | FALSE | L | Annual | Allowances Withdrawn (1:1) | Thousand Tons | 0 | 0 | 0 | 0 | 0 | 0 | 0
CT Fac. Spec. - SO2 Rate Annual v3.1, Unit 1733 and retrofits | 322 | 7287 | Rate Constraint in lbs/MMBtu | FALSE | L | Annual | Allowances Withdrawn (n:1) | Thousand Tons | 0 | 0 | 0 | 0 | 0 | 0 | 0
CT Fac. Spec. - SO2 Rate Annual v3.1, Unit 1733 and retrofits | 322 | 7287 | Rate Constraint in lbs/MMBtu | FALSE | L | Annual | Net Emissions Allowance Position | Thousand Tons | 0 | 0 | 0 | 0 | 0 | 0 | 0
CT Fac. Spec. - SO2 Rate Annual v3.1, Unit 1733 and retrofits | 322 | 7287 | Rate Constraint in lbs/MMBtu | FALSE | L | Annual | Fuel Consumed | TBtu | 10.8669 | 9.687 | 9.6071 | 0 | 0.18912 | 0 | 0
CT Fac. Spec. - SO2 Rate Annual v3.1, Unit 1733 and retrofits | 322 | 7287 | Rate Constraint in lbs/MMBtu | FALSE | L | Annual | Rate | lb/MMBtu | 0 | 0 | 0 | 0 | 0 | 0 | 0
CT Fac. Spec. - SO2 Rate Annual v3.1, Unit 1733 and retrofits | 322 | 7287 | Rate Constraint in lbs/MMBtu | FALSE | L | Annual | Generation | TWh | 1.5414 | 1.374 | 1.3627 | 0 | 0.026826 | 0 | 0
CT Fac. Spec. - SO2 Rate Annual v3.1, Unit 1733 and retrofits | 322 | 7287 | Rate Constraint in lbs/MMBtu | FALSE | L | Annual | Qualifying Generation | TWh | 1.5414 | 1.374 | 1.3627 | 0 | 0.026826 | 0 | 0
CT Fac. Spec. - SO2 Rate Annual v3.1, Unit 1733 and retrofits | 322 | 7287 | Rate Constraint in lbs/MMBtu | FALSE | L | Annual | Rate | lb/MWh | 0 | 0 | 0 | 0 | 0 | 0 | 0
CT Fac. Spec. - SO2 Rate Annual v3.1, Unit 1733 and retrofits | 322 | 7287 | Rate Constraint in lbs/MMBtu | FALSE | L | Annual | Constraint Shadow Price | US2022$/Ton | 0 | 0 | 0 | 0 | 0 | 0 | 0
CT Fac. Spec. - SO2 Rate Annual v3.1, Unit 1734 and retrofits | 323 | 7287 | Rate Constraint in lbs/MMBtu | FALSE | L | Annual | Seasons Included | Seasons | Winter, Spring, Summer, Fall | Winter, Spring, Summer, Fall | Winter, Spring, Summer, Fall | Winter, Spring, Summer, Fall | Winter, Spring, Summer, Fall | Winter, Spring, Summer, Fall | Winter, Spring, Summer, Fall
CT Fac. Spec. - SO2 Rate Annual v3.1, Unit 1734 and retrofits | 323 | 7287 | Rate Constraint in lbs/MMBtu | FALSE | L | Annual | Standard SO2 | lb/MMBtu | 0.33 | 0.33 | 0.33 | 0.33 | 0.33 | 0.33 | 0.33
CT Fac. Spec. - SO2 Rate Annual v3.1, Unit 1734 and retrofits | 323 | 7287 | Rate Constraint in lbs/MMBtu | FALSE | L | Annual | Emissions at Affected Plants SO2 | Thousand Tons | 0 | 0 | 0 | 0 | 0 | 0 | 0
CT Fac. Spec. - SO2 Rate Annual v3.1, Unit 1734 and retrofits | 323 | 7287 | Rate Constraint in lbs/MMBtu | FALSE | L | Annual | Allowances Purchased SO2 | Thousand Tons | 0 | 0 | 0 | 0 | 0 | 0 | 0
CT Fac. Spec. - SO2 Rate Annual v3.1, Unit 1734 and retrofits | 323 | 7287 | Rate Constraint in lbs/MMBtu | FALSE | L | Annual | Allowances Sold SO2 | Thousand Tons | 0 | 0 | 0 | 0 | 0 | 0 | 0
CT Fac. Spec. - SO2 Rate Annual v3.1, Unit 1734 and retrofits | 323 | 7287 | Rate Constraint in lbs/MMBtu | FALSE | L | Annual | Allowances Banked | Thousand Tons | 0 | 0 | 0 | 0 | 0 | 0 | 0
CT Fac. Spec. - SO2 Rate Annual v3.1, Unit 1734 and retrofits | 323 | 7287 | Rate Constraint in lbs/MMBtu | FALSE | L | Annual | Allowances Withdrawn (1:1) | Thousand Tons | 0 | 0 | 0 | 0 | 0 | 0 | 0
CT Fac. Spec. - SO2 Rate Annual v3.1, Unit 1734 and retrofits | 323 | 7287 | Rate Constraint in lbs/MMBtu | FALSE | L | Annual | Allowances Withdrawn (n:1) | Thousand Tons | 0 | 0 | 0 | 0 | 0 | 0 | 0
CT Fac. Spec. - SO2 Rate Annual v3.1, Unit 1734 and retrofits | 323 | 7287 | Rate Constraint in lbs/MMBtu | FALSE | L | Annual | Net Emissions Allowance Position | Thousand Tons | 0 | 0 | 0 | 0 | 0 | 0 | 0
CT Fac. Spec. - SO2 Rate Annual v3.1, Unit 1734 and retrofits | 323 | 7287 | Rate Constraint in lbs/MMBtu | FALSE | L | Annual | Fuel Consumed | TBtu | 9.4226 | 9.4068 | 9.3293 | 0 | 0 | 0 | 0
CT Fac. Spec. - SO2 Rate Annual v3.1, Unit 1734 and retrofits | 323 | 7287 | Rate Constraint in lbs/MMBtu | FALSE | L | Annual | Rate | lb/MMBtu | 0 | 0 | 0 | 0 | 0 | 0 | 0
CT Fac. Spec. - SO2 Rate Annual v3.1, Unit 1734 and retrofits | 323 | 7287 | Rate Constraint in lbs/MMBtu | FALSE | L | Annual | Generation | TWh | 1.3365 | 1.3343 | 1.3233 | 0 | 0 | 0 | 0
CT Fac. Spec. - SO2 Rate Annual v3.1, Unit 1734 and retrofits | 323 | 7287 | Rate Constraint in lbs/MMBtu | FALSE | L | Annual | Qualifying Generation | TWh | 1.3365 | 1.3343 | 1.3233 | 0 | 0 | 0 | 0
CT Fac. Spec. - SO2 Rate Annual v3.1, Unit 1734 and retrofits | 323 | 7287 | Rate Constraint in lbs/MMBtu | FALSE | L | Annual | Rate | lb/MWh | 0 | 0 | 0 | 0 | 0 | 0 | 0
CT Fac. Spec. - SO2 Rate Annual v3.1, Unit 1734 and retrofits | 323 | 7287 | Rate Constraint in lbs/MMBtu | FALSE | L | Annual | Constraint Shadow Price | US2022$/Ton | 0 | 0 | 0 | 0 | 0 | 0 | 0
CT Fac. Spec. - SO2 Rate Annual v3.1, Unit 1735 and retrofits | 324 | 7287 | Rate Constraint in lbs/MMBtu | FALSE | L | Annual | Seasons Included | Seasons | Winter, Spring, Summer, Fall | Winter, Spring, Summer, Fall | Winter, Spring, Summer, Fall | Winter, Spring, Summer, Fall | Winter, Spring, Summer, Fall | Winter, Spring, Summer, Fall | Winter, Spring, Summer, Fall
CT Fac. Spec. - SO2 Rate Annual v3.1, Unit 1735 and retrofits | 324 | 7287 | Rate Constraint in lbs/MMBtu | FALSE | L | Annual | Standard SO2 | lb/MMBtu | 0.33 | 0.33 | 0.33 | 0.33 | 0.33 | 0.33 | 0.33
CT Fac. Spec. - SO2 Rate Annual v3.1, Unit 1735 and retrofits | 324 | 7287 | Rate Constraint in lbs/MMBtu | FALSE | L | Annual | Emissions at Affected Plants SO2 | Thousand Tons | 0 | 0 | 0 | 0 | 0 | 0 | 0
CT Fac. Spec. - SO2 Rate Annual v3.1, Unit 1735 and retrofits | 324 | 7287 | Rate Constraint in lbs/MMBtu | FALSE | L | Annual | Allowances Purchased SO2 | Thousand Tons | 0 | 0 | 0 | 0 | 0 | 0 | 0
CT Fac. Spec. - SO2 Rate Annual v3.1, Unit 1735 and retrofits | 324 | 7287 | Rate Constraint in lbs/MMBtu | FALSE | L | Annual | Allowances Sold SO2 | Thousand Tons | 0 | 0 | 0 | 0 | 0 | 0 | 0
CT Fac. Spec. - SO2 Rate Annual v3.1, Unit 1735 and retrofits | 324 | 7287 | Rate Constraint in lbs/MMBtu | FALSE | L | Annual | Allowances Banked | Thousand Tons | 0 | 0 | 0 | 0 | 0 | 0 | 0
CT Fac. Spec. - SO2 Rate Annual v3.1, Unit 1735 and retrofits | 324 | 7287 | Rate Constraint in lbs/MMBtu | FALSE | L | Annual | Allowances Withdrawn (1:1) | Thousand Tons | 0 | 0 | 0 | 0 | 0 | 0 | 0
CT Fac. Spec. - SO2 Rate Annual v3.1, Unit 1735 and retrofits | 324 | 7287 | Rate Constraint in lbs/MMBtu | FALSE | L | Annual | Allowances Withdrawn (n:1) | Thousand Tons | 0 | 0 | 0 | 0 | 0 | 0 | 0
CT Fac. Spec. - SO2 Rate Annual v3.1, Unit 1735 and retrofits | 324 | 7287 | Rate Constraint in lbs/MMBtu | FALSE | L | Annual | Net Emissions Allowance Position | Thousand Tons | 0 | 0 | 0 | 0 | 0 | 0 | 0
CT Fac. Spec. - SO2 Rate Annual v3.1, Unit 1735 and retrofits | 324 | 7287 | Rate Constraint in lbs/MMBtu | FALSE | L | Annual | Fuel Consumed | TBtu | 10.4149 | 10.2831 | 10.3 | 0 | 0 | 0 | 0
CT Fac. Spec. - SO2 Rate Annual v3.1, Unit 1735 and retrofits | 324 | 7287 | Rate Constraint in lbs/MMBtu | FALSE | L | Annual | Rate | lb/MMBtu | 0 | 0 | 0 | 0 | 0 | 0 | 0
CT Fac. Spec. - SO2 Rate Annual v3.1, Unit 1735 and retrofits | 324 | 7287 | Rate Constraint in lbs/MMBtu | FALSE | L | Annual | Generation | TWh | 1.4773 | 1.4586 | 1.461 | 0 | 0 | 0 | 0
CT Fac. Spec. - SO2 Rate Annual v3.1, Unit 1735 and retrofits | 324 | 7287 | Rate Constraint in lbs/MMBtu | FALSE | L | Annual | Qualifying Generation | TWh | 1.4773 | 1.4586 | 1.461 | 0 | 0 | 0 | 0
CT Fac. Spec. - SO2 Rate Annual v3.1, Unit 1735 and retrofits | 324 | 7287 | Rate Constraint in lbs/MMBtu | FALSE | L | Annual | Rate | lb/MWh | 0 | 0 | 0 | 0 | 0 | 0 | 0
CT Fac. Spec. - SO2 Rate Annual v3.1, Unit 1735 and retrofits | 324 | 7287 | Rate Constraint in lbs/MMBtu | FALSE | L | Annual | Constraint Shadow Price | US2022$/Ton | 0 | 0 | 0 | 0 | 0 | 0 | 0
CT Fac. Spec. - SO2 Rate Annual v3.1, Unit 1737 and retrofits | 325 | 7287 | Rate Constraint in lbs/MMBtu | FALSE | L | Annual | Seasons Included | Seasons | Winter, Spring, Summer, Fall | Winter, Spring, Summer, Fall | Winter, Spring, Summer, Fall | Winter, Spring, Summer, Fall | Winter, Spring, Summer, Fall | Winter, Spring, Summer, Fall | Winter, Spring, Summer, Fall
CT Fac. Spec. - SO2 Rate Annual v3.1, Unit 1737 and retrofits | 325 | 7287 | Rate Constraint in lbs/MMBtu | FALSE | L | Annual | Standard SO2 | lb/MMBtu | 0.33 | 0.33 | 0.33 | 0.33 | 0.33 | 0.33 | 0.33
CT Fac. Spec. - SO2 Rate Annual v3.1, Unit 1737 and retrofits | 325 | 7287 | Rate Constraint in lbs/MMBtu | FALSE | L | Annual | Emissions at Affected Plants SO2 | Thousand Tons | 0 | 0 | 0 | 0 | 0 | 0 | 0
CT Fac. Spec. - SO2 Rate Annual v3.1, Unit 1737 and retrofits | 325 | 7287 | Rate Constraint in lbs/MMBtu | FALSE | L | Annual | Allowances Purchased SO2 | Thousand Tons | 0 | 0 | 0 | 0 | 0 | 0 | 0
CT Fac. Spec. - SO2 Rate Annual v3.1, Unit 1737 and retrofits | 325 | 7287 | Rate Constraint in lbs/MMBtu | FALSE | L | Annual | Allowances Sold SO2 | Thousand Tons | 0 | 0 | 0 | 0 | 0 | 0 | 0
CT Fac. Spec. - SO2 Rate Annual v3.1, Unit 1737 and retrofits | 325 | 7287 | Rate Constraint in lbs/MMBtu | FALSE | L | Annual | Allowances Banked | Thousand Tons | 0 | 0 | 0 | 0 | 0 | 0 | 0
CT Fac. Spec. - SO2 Rate Annual v3.1, Unit 1737 and retrofits | 325 | 7287 | Rate Constraint in lbs/MMBtu | FALSE | L | Annual | Allowances Withdrawn (1:1) | Thousand Tons | 0 | 0 | 0 | 0 | 0 | 0 | 0
CT Fac. Spec. - SO2 Rate Annual v3.1, Unit 1737 and retrofits | 325 | 7287 | Rate Constraint in lbs/MMBtu | FALSE | L | Annual | Allowances Withdrawn (n:1) | Thousand Tons | 0 | 0 | 0 | 0 | 0 | 0 | 0
CT Fac. Spec. - SO2 Rate Annual v3.1, Unit 1737 and retrofits | 325 | 7287 | Rate Constraint in lbs/MMBtu | FALSE | L | Annual | Net Emissions Allowance Position | Thousand Tons | 0 | 0 | 0 | 0 | 0 | 0 | 0
CT Fac. Spec. - SO2 Rate Annual v3.1, Unit 1737 and retrofits | 325 | 7287 | Rate Constraint in lbs/MMBtu | FALSE | L | Annual | Fuel Consumed | TBtu | 0.6509 | 0.6509 | 0.6509 | 0 | 0.032439 | 0 | 0
CT Fac. Spec. - SO2 Rate Annual v3.1, Unit 1737 and retrofits | 325 | 7287 | Rate Constraint in lbs/MMBtu | FALSE | L | Annual | Rate | lb/MMBtu | 0 | 0 | 0 | 0 | 0 | 0 | 0
CT Fac. Spec. - SO2 Rate Annual v3.1, Unit 1737 and retrofits | 325 | 7287 | Rate Constraint in lbs/MMBtu | FALSE | L | Annual | Generation | TWh | 0.11474 | 0.11474 | 0.11474 | 0 | 0.0057181 | 0 | 0
CT Fac. Spec. - SO2 Rate Annual v3.1, Unit 1737 and retrofits | 325 | 7287 | Rate Constraint in lbs/MMBtu | FALSE | L | Annual | Qualifying Generation | TWh | 0.11474 | 0.11474 | 0.11474 | 0 | 0.0057181 | 0 | 0
CT Fac. Spec. - SO2 Rate Annual v3.1, Unit 1737 and retrofits | 325 | 7287 | Rate Constraint in lbs/MMBtu | FALSE | L | Annual | Rate | lb/MWh | 0 | 0 | 0 | 0 | 0 | 0 | 0
CT Fac. Spec. - SO2 Rate Annual v3.1, Unit 1737 and retrofits | 325 | 7287 | Rate Constraint in lbs/MMBtu | FALSE | L | Annual | Constraint Shadow Price | US2022$/Ton | 0 | 0 | 0 | 0 | 0 | 0 | 0
CT Fac. Spec. - SO2 Rate Annual v3.1, Unit 2198 and retrofits | 326 | 7287 | Rate Constraint in lbs/MMBtu | FALSE | L | Annual | Seasons Included | Seasons | Winter, Spring, Summer, Fall | Winter, Spring, Summer, Fall | Winter, Spring, Summer, Fall | Winter, Spring, Summer, Fall | Winter, Spring, Summer, Fall | Winter, Spring, Summer, Fall | Winter, Spring, Summer, Fall
CT Fac. Spec. - SO2 Rate Annual v3.1, Unit 2198 and retrofits | 326 | 7287 | Rate Constraint in lbs/MMBtu | FALSE | L | Annual | Standard SO2 | lb/MMBtu | 0.33 | 0.33 | 0.33 | 0.33 | 0.33 | 0.33 | 0.33
CT Fac. Spec. - SO2 Rate Annual v3.1, Unit 2198 and retrofits | 326 | 7287 | Rate Constraint in lbs/MMBtu | FALSE | L | Annual | Emissions at Affected Plants SO2 | Thousand Tons | 0 | 0 | 0 | 0 | 0 | 0 | 0
CT Fac. Spec. - SO2 Rate Annual v3.1, Unit 2198 and retrofits | 326 | 7287 | Rate Constraint in lbs/MMBtu | FALSE | L | Annual | Allowances Purchased SO2 | Thousand Tons | 0 | 0 | 0 | 0 | 0 | 0 | 0
CT Fac. Spec. - SO2 Rate Annual v3.1, Unit 2198 and retrofits | 326 | 7287 | Rate Constraint in lbs/MMBtu | FALSE | L | Annual | Allowances Sold SO2 | Thousand Tons | 0 | 0 | 0 | 0 | 0 | 0 | 0
CT Fac. Spec. - SO2 Rate Annual v3.1, Unit 2198 and retrofits | 326 | 7287 | Rate Constraint in lbs/MMBtu | FALSE | L | Annual | Allowances Banked | Thousand Tons | 0 | 0 | 0 | 0 | 0 | 0 | 0
CT Fac. Spec. - SO2 Rate Annual v3.1, Unit 2198 and retrofits | 326 | 7287 | Rate Constraint in lbs/MMBtu | FALSE | L | Annual | Allowances Withdrawn (1:1) | Thousand Tons | 0 | 0 | 0 | 0 | 0 | 0 | 0
CT Fac. Spec. - SO2 Rate Annual v3.1, Unit 2198 and retrofits | 326 | 7287 | Rate Constraint in lbs/MMBtu | FALSE | L | Annual | Allowances Withdrawn (n:1) | Thousand Tons | 0 | 0 | 0 | 0 | 0 | 0 | 0
CT Fac. Spec. - SO2 Rate Annual v3.1, Unit 2198 and retrofits | 326 | 7287 | Rate Constraint in lbs/MMBtu | FALSE | L | Annual | Net Emissions Allowance Position | Thousand Tons | 0 | 0 | 0 | 0 | 0 | 0 | 0
CT Fac. Spec. - SO2 Rate Annual v3.1, Unit 2198 and retrofits | 326 | 7287 | Rate Constraint in lbs/MMBtu | FALSE | L | Annual | Fuel Consumed | TBtu | 0 | 0 | 0 | 0 | 0 | 0 | 0
CT Fac. Spec. - SO2 Rate Annual v3.1, Unit 2198 and retrofits | 326 | 7287 | Rate Constraint in lbs/MMBtu | FALSE | L | Annual | Rate | lb/MMBtu | 0 | 0 | 0 | 0 | 0 | 0 | 0
CT Fac. Spec. - SO2 Rate Annual v3.1, Unit 2198 and retrofits | 326 | 7287 | Rate Constraint in lbs/MMBtu | FALSE | L | Annual | Generation | TWh | 0 | 0 | 0 | 0 | 0 | 0 | 0
CT Fac. Spec. - SO2 Rate Annual v3.1, Unit 2198 and retrofits | 326 | 7287 | Rate Constraint in lbs/MMBtu | FALSE | L | Annual | Qualifying Generation | TWh | 0 | 0 | 0 | 0 | 0 | 0 | 0
CT Fac. Spec. - SO2 Rate Annual v3.1, Unit 2198 and retrofits | 326 | 7287 | Rate Constraint in lbs/MMBtu | FALSE | L | Annual | Rate | lb/MWh | 0 | 0 | 0 | 0 | 0 | 0 | 0
CT Fac. Spec. - SO2 Rate Annual v3.1, Unit 2198 and retrofits | 326 | 7287 | Rate Constraint in lbs/MMBtu | FALSE | L | Annual | Constraint Shadow Price | US2022$/Ton | 0 | 0 | 0 | 0 | 0 | 0 | 0
CT Fac. Spec. - SO2 Rate Annual v3.1, Unit 2199 and retrofits | 327 | 7287 | Rate Constraint in lbs/MMBtu | FALSE | L | Annual | Seasons Included | Seasons | Winter, Spring, Summer, Fall | Winter, Spring, Summer, Fall | Winter, Spring, Summer, Fall | Winter, Spring, Summer, Fall | Winter, Spring, Summer, Fall | Winter, Spring, Summer, Fall | Winter, Spring, Summer, Fall
CT Fac. Spec. - SO2 Rate Annual v3.1, Unit 2199 and retrofits | 327 | 7287 | Rate Constraint in lbs/MMBtu | FALSE | L | Annual | Standard SO2 | lb/MMBtu | 0.33 | 0.33 | 0.33 | 0.33 | 0.33 | 0.33 | 0.33
CT Fac. Spec. - SO2 Rate Annual v3.1, Unit 2199 and retrofits | 327 | 7287 | Rate Constraint in lbs/MMBtu | FALSE | L | Annual | Emissions at Affected Plants SO2 | Thousand Tons | 0 | 0 | 0 | 0 | 0 | 0 | 0
CT Fac. Spec. - SO2 Rate Annual v3.1, Unit 2199 and retrofits | 327 | 7287 | Rate Constraint in lbs/MMBtu | FALSE | L | Annual | Allowances Purchased SO2 | Thousand Tons | 0 | 0 | 0 | 0 | 0 | 0 | 0
CT Fac. Spec. - SO2 Rate Annual v3.1, Unit 2199 and retrofits | 327 | 7287 | Rate Constraint in lbs/MMBtu | FALSE | L | Annual | Allowances Sold SO2 | Thousand Tons | 0 | 0 | 0 | 0 | 0 | 0 | 0
CT Fac. Spec. - SO2 Rate Annual v3.1, Unit 2199 and retrofits | 327 | 7287 | Rate Constraint in lbs/MMBtu | FALSE | L | Annual | Allowances Banked | Thousand Tons | 0 | 0 | 0 | 0 | 0 | 0 | 0
CT Fac. Spec. - SO2 Rate Annual v3.1, Unit 2199 and retrofits | 327 | 7287 | Rate Constraint in lbs/MMBtu | FALSE | L | Annual | Allowances Withdrawn (1:1) | Thousand Tons | 0 | 0 | 0 | 0 | 0 | 0 | 0
CT Fac. Spec. - SO2 Rate Annual v3.1, Unit 2199 and retrofits | 327 | 7287 | Rate Constraint in lbs/MMBtu | FALSE | L | Annual | Allowances Withdrawn (n:1) | Thousand Tons | 0 | 0 | 0 | 0 | 0 | 0 | 0
CT Fac. Spec. - SO2 Rate Annual v3.1, Unit 2199 and retrofits | 327 | 7287 | Rate Constraint in lbs/MMBtu | FALSE | L | Annual | Net Emissions Allowance Position | Thousand Tons | 0 | 0 | 0 | 0 | 0 | 0 | 0
CT Fac. Spec. - SO2 Rate Annual v3.1, Unit 2199 and retrofits | 327 | 7287 | Rate Constraint in lbs/MMBtu | FALSE | L | Annual | Fuel Consumed | TBtu | 0 | 0 | 0 | 0 | 0 | 0 | 0
CT Fac. Spec. - SO2 Rate Annual v3.1, Unit 2199 and retrofits | 327 | 7287 | Rate Constraint in lbs/MMBtu | FALSE | L | Annual | Rate | lb/MMBtu | 0 | 0 | 0 | 0 | 0 | 0 | 0
CT Fac. Spec. - SO2 Rate Annual v3.1, Unit 2199 and retrofits | 327 | 7287 | Rate Constraint in lbs/MMBtu | FALSE | L | Annual | Generation | TWh | 0 | 0 | 0 | 0 | 0 | 0 | 0
CT Fac. Spec. - SO2 Rate Annual v3.1, Unit 2199 and retrofits | 327 | 7287 | Rate Constraint in lbs/MMBtu | FALSE | L | Annual | Qualifying Generation | TWh | 0 | 0 | 0 | 0 | 0 | 0 | 0
CT Fac. Spec. - SO2 Rate Annual v3.1, Unit 2199 and retrofits | 327 | 7287 | Rate Constraint in lbs/MMBtu | FALSE | L | Annual | Rate | lb/MWh | 0 | 0 | 0 | 0 | 0 | 0 | 0
CT Fac. Spec. - SO2 Rate Annual v3.1, Unit 2199 and retrofits | 327 | 7287 | Rate Constraint in lbs/MMBtu | FALSE | L | Annual | Constraint Shadow Price | US2022$/Ton | 0 | 0 | 0 | 0 | 0 | 0 | 0
CT Fac. Spec. - SO2 Rate Annual v3.1, Unit 2299 and retrofits | 328 | 7287 | Rate Constraint in lbs/MMBtu | FALSE | L | Annual | Seasons Included | Seasons | Winter, Spring, Summer, Fall | Winter, Spring, Summer, Fall | Winter, Spring, Summer, Fall | Winter, Spring, Summer, Fall | Winter, Spring, Summer, Fall | Winter, Spring, Summer, Fall | Winter, Spring, Summer, Fall
CT Fac. Spec. - SO2 Rate Annual v3.1, Unit 2299 and retrofits | 328 | 7287 | Rate Constraint in lbs/MMBtu | FALSE | L | Annual | Standard SO2 | lb/MMBtu | 0.33 | 0.33 | 0.33 | 0.33 | 0.33 | 0.33 | 0.33
CT Fac. Spec. - SO2 Rate Annual v3.1, Unit 2299 and retrofits | 328 | 7287 | Rate Constraint in lbs/MMBtu | FALSE | L | Annual | Emissions at Affected Plants SO2 | Thousand Tons | 0 | 0 | 0 | 0 | 0 | 0 | 0
CT Fac. Spec. - SO2 Rate Annual v3.1, Unit 2299 and retrofits | 328 | 7287 | Rate Constraint in lbs/MMBtu | FALSE | L | Annual | Allowances Purchased SO2 | Thousand Tons | 0 | 0 | 0 | 0 | 0 | 0 | 0
CT Fac. Spec. - SO2 Rate Annual v3.1, Unit 2299 and retrofits | 328 | 7287 | Rate Constraint in lbs/MMBtu | FALSE | L | Annual | Allowances Sold SO2 | Thousand Tons | 0 | 0 | 0 | 0 | 0 | 0 | 0
CT Fac. Spec. - SO2 Rate Annual v3.1, Unit 2299 and retrofits | 328 | 7287 | Rate Constraint in lbs/MMBtu | FALSE | L | Annual | Allowances Banked | Thousand Tons | 0 | 0 | 0 | 0 | 0 | 0 | 0
CT Fac. Spec. - SO2 Rate Annual v3.1, Unit 2299 and retrofits | 328 | 7287 | Rate Constraint in lbs/MMBtu | FALSE | L | Annual | Allowances Withdrawn (1:1) | Thousand Tons | 0 | 0 | 0 | 0 | 0 | 0 | 0
CT Fac. Spec. - SO2 Rate Annual v3.1, Unit 2299 and retrofits | 328 | 7287 | Rate Constraint in lbs/MMBtu | FALSE | L | Annual | Allowances Withdrawn (n:1) | Thousand Tons | 0 | 0 | 0 | 0 | 0 | 0 | 0
CT Fac. Spec. - SO2 Rate Annual v3.1, Unit 2299 and retrofits | 328 | 7287 | Rate Constraint in lbs/MMBtu | FALSE | L | Annual | Net Emissions Allowance Position | Thousand Tons | 0 | 0 | 0 | 0 | 0 | 0 | 0
CT Fac. Spec. - SO2 Rate Annual v3.1, Unit 2299 and retrofits | 328 | 7287 | Rate Constraint in lbs/MMBtu | FALSE | L | Annual | Fuel Consumed | TBtu | 0 | 0 | 0 | 0 | 0 | 0 | 0
CT Fac. Spec. - SO2 Rate Annual v3.1, Unit 2299 and retrofits | 328 | 7287 | Rate Constraint in lbs/MMBtu | FALSE | L | Annual | Rate | lb/MMBtu | 0 | 0 | 0 | 0 | 0 | 0 | 0
CT Fac. Spec. - SO2 Rate Annual v3.1, Unit 2299 and retrofits | 328 | 7287 | Rate Constraint in lbs/MMBtu | FALSE | L | Annual | Generation | TWh | 0 | 0 | 0 | 0 | 0 | 0 | 0
CT Fac. Spec. - SO2 Rate Annual v3.1, Unit 2299 and retrofits | 328 | 7287 | Rate Constraint in lbs/MMBtu | FALSE | L | Annual | Qualifying Generation | TWh | 0 | 0 | 0 | 0 | 0 | 0 | 0
CT Fac. Spec. - SO2 Rate Annual v3.1, Unit 2299 and retrofits | 328 | 7287 | Rate Constraint in lbs/MMBtu | FALSE | L | Annual | Rate | lb/MWh | 0 | 0 | 0 | 0 | 0 | 0 | 0
CT Fac. Spec. - SO2 Rate Annual v3.1, Unit 2299 and retrofits | 328 | 7287 | Rate Constraint in lbs/MMBtu | FALSE | L | Annual | Constraint Shadow Price | US2022$/Ton | 0 | 0 | 0 | 0 | 0 | 0 | 0
CT Fac. Spec. - SO2 Rate Annual v3.1, Unit 2300 and retrofits | 329 | 7287 | Rate Constraint in lbs/MMBtu | FALSE | L | Annual | Seasons Included | Seasons | Winter, Spring, Summer, Fall | Winter, Spring, Summer, Fall | Winter, Spring, Summer, Fall | Winter, Spring, Summer, Fall | Winter, Spring, Summer, Fall | Winter, Spring, Summer, Fall | Winter, Spring, Summer, Fall
CT Fac. Spec. - SO2 Rate Annual v3.1, Unit 2300 and retrofits | 329 | 7287 | Rate Constraint in lbs/MMBtu | FALSE | L | Annual | Standard SO2 | lb/MMBtu | 0.33 | 0.33 | 0.33 | 0.33 | 0.33 | 0.33 | 0.33
CT Fac. Spec. - SO2 Rate Annual v3.1, Unit 2300 and retrofits | 329 | 7287 | Rate Constraint in lbs/MMBtu | FALSE | L | Annual | Emissions at Affected Plants SO2 | Thousand Tons | 0 | 0 | 0 | 0 | 0 | 0 | 0
CT Fac. Spec. - SO2 Rate Annual v3.1, Unit 2300 and retrofits | 329 | 7287 | Rate Constraint in lbs/MMBtu | FALSE | L | Annual | Allowances Purchased SO2 | Thousand Tons | 0 | 0 | 0 | 0 | 0 | 0 | 0
CT Fac. Spec. - SO2 Rate Annual v3.1, Unit 2300 and retrofits | 329 | 7287 | Rate Constraint in lbs/MMBtu | FALSE | L | Annual | Allowances Sold SO2 | Thousand Tons | 0 | 0 | 0 | 0 | 0 | 0 | 0
CT Fac. Spec. - SO2 Rate Annual v3.1, Unit 2300 and retrofits | 329 | 7287 | Rate Constraint in lbs/MMBtu | FALSE | L | Annual | Allowances Banked | Thousand Tons | 0 | 0 | 0 | 0 | 0 | 0 | 0
CT Fac. Spec. - SO2 Rate Annual v3.1, Unit 2300 and retrofits | 329 | 7287 | Rate Constraint in lbs/MMBtu | FALSE | L | Annual | Allowances Withdrawn (1:1) | Thousand Tons | 0 | 0 | 0 | 0 | 0 | 0 | 0
CT Fac. Spec. - SO2 Rate Annual v3.1, Unit 2300 and retrofits | 329 | 7287 | Rate Constraint in lbs/MMBtu | FALSE | L | Annual | Allowances Withdrawn (n:1) | Thousand Tons | 0 | 0 | 0 | 0 | 0 | 0 | 0
CT Fac. Spec. - SO2 Rate Annual v3.1, Unit 2300 and retrofits | 329 | 7287 | Rate Constraint in lbs/MMBtu | FALSE | L | Annual | Net Emissions Allowance Position | Thousand Tons | 0 | 0 | 0 | 0 | 0 | 0 | 0
CT Fac. Spec. - SO2 Rate Annual v3.1, Unit 2300 and retrofits | 329 | 7287 | Rate Constraint in lbs/MMBtu | FALSE | L | Annual | Fuel Consumed | TBtu | 0 | 0 | 0 | 0 | 0 | 0 | 0
CT Fac. Spec. - SO2 Rate Annual v3.1, Unit 2300 and retrofits | 329 | 7287 | Rate Constraint in lbs/MMBtu | FALSE | L | Annual | Rate | lb/MMBtu | 0 | 0 | 0 | 0 | 0 | 0 | 0
CT Fac. Spec. - SO2 Rate Annual v3.1, Unit 2300 and retrofits | 329 | 7287 | Rate Constraint in lbs/MMBtu | FALSE | L | Annual | Generation | TWh | 0 | 0 | 0 | 0 | 0 | 0 | 0
CT Fac. Spec. - SO2 Rate Annual v3.1, Unit 2300 and retrofits | 329 | 7287 | Rate Constraint in lbs/MMBtu | FALSE | L | Annual | Qualifying Generation | TWh | 0 | 0 | 0 | 0 | 0 | 0 | 0
CT Fac. Spec. - SO2 Rate Annual v3.1, Unit 2300 and retrofits | 329 | 7287 | Rate Constraint in lbs/MMBtu | FALSE | L | Annual | Rate | lb/MWh | 0 | 0 | 0 | 0 | 0 | 0 | 0
CT Fac. Spec. - SO2 Rate Annual v3.1, Unit 2300 and retrofits | 329 | 7287 | Rate Constraint in lbs/MMBtu | FALSE | L | Annual | Constraint Shadow Price | US2022$/Ton | 0 | 0 | 0 | 0 | 0 | 0 | 0
CT Fac. Spec. - SO2 Rate Annual v3.1, Unit 2301 and retrofits | 330 | 7287 | Rate Constraint in lbs/MMBtu | FALSE | L | Annual | Seasons Included | Seasons | Winter, Spring, Summer, Fall | Winter, Spring, Summer, Fall | Winter, Spring, Summer, Fall | Winter, Spring, Summer, Fall | Winter, Spring, Summer, Fall | Winter, Spring, Summer, Fall | Winter, Spring, Summer, Fall
CT Fac. Spec. - SO2 Rate Annual v3.1, Unit 2301 and retrofits | 330 | 7287 | Rate Constraint in lbs/MMBtu | FALSE | L | Annual | Standard SO2 | lb/MMBtu | 0.33 | 0.33 | 0.33 | 0.33 | 0.33 | 0.33 | 0.33
CT Fac. Spec. - SO2 Rate Annual v3.1, Unit 2301 and retrofits | 330 | 7287 | Rate Constraint in lbs/MMBtu | FALSE | L | Annual | Emissions at Affected Plants SO2 | Thousand Tons | 0 | 0 | 0 | 0 | 0 | 0 | 0
CT Fac. Spec. - SO2 Rate Annual v3.1, Unit 2301 and retrofits | 330 | 7287 | Rate Constraint in lbs/MMBtu | FALSE | L | Annual | Allowances Purchased SO2 | Thousand Tons | 0 | 0 | 0 | 0 | 0 | 0 | 0
CT Fac. Spec. - SO2 Rate Annual v3.1, Unit 2301 and retrofits | 330 | 7287 | Rate Constraint in lbs/MMBtu | FALSE | L | Annual | Allowances Sold SO2 | Thousand Tons | 0 | 0 | 0 | 0 | 0 | 0 | 0
CT Fac. Spec. - SO2 Rate Annual v3.1, Unit 2301 and retrofits | 330 | 7287 | Rate Constraint in lbs/MMBtu | FALSE | L | Annual | Allowances Banked | Thousand Tons | 0 | 0 | 0 | 0 | 0 | 0 | 0
CT Fac. Spec. - SO2 Rate Annual v3.1, Unit 2301 and retrofits | 330 | 7287 | Rate Constraint in lbs/MMBtu | FALSE | L | Annual | Allowances Withdrawn (1:1) | Thousand Tons | 0 | 0 | 0 | 0 | 0 | 0 | 0
CT Fac. Spec. - SO2 Rate Annual v3.1, Unit 2301 and retrofits | 330 | 7287 | Rate Constraint in lbs/MMBtu | FALSE | L | Annual | Allowances Withdrawn (n:1) | Thousand Tons | 0 | 0 | 0 | 0 | 0 | 0 | 0
CT Fac. Spec. - SO2 Rate Annual v3.1, Unit 2301 and retrofits | 330 | 7287 | Rate Constraint in lbs/MMBtu | FALSE | L | Annual | Net Emissions Allowance Position | Thousand Tons | 0 | 0 | 0 | 0 | 0 | 0 | 0
CT Fac. Spec. - SO2 Rate Annual v3.1, Unit 2301 and retrofits | 330 | 7287 | Rate Constraint in lbs/MMBtu | FALSE | L | Annual | Fuel Consumed | TBtu | 0 | 0 | 0 | 0 | 0 | 0 | 0
CT Fac. Spec. - SO2 Rate Annual v3.1, Unit 2301 and retrofits | 330 | 7287 | Rate Constraint in lbs/MMBtu | FALSE | L | Annual | Rate | lb/MMBtu | 0 | 0 | 0 | 0 | 0 | 0 | 0
CT Fac. Spec. - SO2 Rate Annual v3.1, Unit 2301 and retrofits | 330 | 7287 | Rate Constraint in lbs/MMBtu | FALSE | L | Annual | Generation | TWh | 0 | 0 | 0 | 0 | 0 | 0 | 0
CT Fac. Spec. - SO2 Rate Annual v3.1, Unit 2301 and retrofits | 330 | 7287 | Rate Constraint in lbs/MMBtu | FALSE | L | Annual | Qualifying Generation | TWh | 0 | 0 | 0 | 0 | 0 | 0 | 0
CT Fac. Spec. - SO2 Rate Annual v3.1, Unit 2301 and retrofits | 330 | 7287 | Rate Constraint in lbs/MMBtu | FALSE | L | Annual | Rate | lb/MWh | 0 | 0 | 0 | 0 | 0 | 0 | 0
CT Fac. Spec. - SO2 Rate Annual v3.1, Unit 2301 and retrofits | 330 | 7287 | Rate Constraint in lbs/MMBtu | FALSE | L | Annual | Constraint Shadow Price | US2022$/Ton | 672.8594 | 0 | 0 | 0 | 0 | 0 | 0
CT Fac. Spec. - SO2 Rate Annual v3.1, Unit 2302 and retrofits | 331 | 7287 | Rate Constraint in lbs/MMBtu | FALSE | L | Annual | Seasons Included | Seasons | Winter, Spring, Summer, Fall | Winter, Spring, Summer, Fall | Winter, Spring, Summer, Fall | Winter, Spring, Summer, Fall | Winter, Spring, Summer, Fall | Winter, Spring, Summer, Fall | Winter, Spring, Summer, Fall
CT Fac. Spec. - SO2 Rate Annual v3.1, Unit 2302 and retrofits | 331 | 7287 | Rate Constraint in lbs/MMBtu | FALSE | L | Annual | Standard SO2 | lb/MMBtu | 0.33 | 0.33 | 0.33 | 0.33 | 0.33 | 0.33 | 0.33
CT Fac. Spec. - SO2 Rate Annual v3.1, Unit 2302 and retrofits | 331 | 7287 | Rate Constraint in lbs/MMBtu | FALSE | L | Annual | Emissions at Affected Plants SO2 | Thousand Tons | 0 | 0 | 0 | 0 | 0 | 0 | 0
CT Fac. Spec. - SO2 Rate Annual v3.1, Unit 2302 and retrofits | 331 | 7287 | Rate Constraint in lbs/MMBtu | FALSE | L | Annual | Allowances Purchased SO2 | Thousand Tons | 0 | 0 | 0 | 0 | 0 | 0 | 0
CT Fac. Spec. - SO2 Rate Annual v3.1, Unit 2302 and retrofits | 331 | 7287 | Rate Constraint in lbs/MMBtu | FALSE | L | Annual | Allowances Sold SO2 | Thousand Tons | 0 | 0 | 0 | 0 | 0 | 0 | 0
CT Fac. Spec. - SO2 Rate Annual v3.1, Unit 2302 and retrofits | 331 | 7287 | Rate Constraint in lbs/MMBtu | FALSE | L | Annual | Allowances Banked | Thousand Tons | 0 | 0 | 0 | 0 | 0 | 0 | 0
CT Fac. Spec. - SO2 Rate Annual v3.1, Unit 2302 and retrofits | 331 | 7287 | Rate Constraint in lbs/MMBtu | FALSE | L | Annual | Allowances Withdrawn (1:1) | Thousand Tons | 0 | 0 | 0 | 0 | 0 | 0 | 0
CT Fac. Spec. - SO2 Rate Annual v3.1, Unit 2302 and retrofits | 331 | 7287 | Rate Constraint in lbs/MMBtu | FALSE | L | Annual | Allowances Withdrawn (n:1) | Thousand Tons | 0 | 0 | 0 | 0 | 0 | 0 | 0
CT Fac. Spec. - SO2 Rate Annual v3.1, Unit 2302 and retrofits | 331 | 7287 | Rate Constraint in lbs/MMBtu | FALSE | L | Annual | Net Emissions Allowance Position | Thousand Tons | 0 | 0 | 0 | 0 | 0 | 0 | 0
CT Fac. Spec. - SO2 Rate Annual v3.1, Unit 2302 and retrofits | 331 | 7287 | Rate Constraint in lbs/MMBtu | FALSE | L | Annual | Fuel Consumed | TBtu | 0 | 0 | 0 | 0 | 0 | 0 | 0
CT Fac. Spec. - SO2 Rate Annual v3.1, Unit 2302 and retrofits | 331 | 7287 | Rate Constraint in lbs/MMBtu | FALSE | L | Annual | Rate | lb/MMBtu | 0 | 0 | 0 | 0 | 0 | 0 | 0
CT Fac. Spec. - SO2 Rate Annual v3.1, Unit 2302 and retrofits | 331 | 7287 | Rate Constraint in lbs/MMBtu | FALSE | L | Annual | Generation | TWh | 0 | 0 | 0 | 0 | 0 | 0 | 0
CT Fac. Spec. - SO2 Rate Annual v3.1, Unit 2302 and retrofits | 331 | 7287 | Rate Constraint in lbs/MMBtu | FALSE | L | Annual | Qualifying Generation | TWh | 0 | 0 | 0 | 0 | 0 | 0 | 0
CT Fac. Spec. - SO2 Rate Annual v3.1, Unit 2302 and retrofits | 331 | 7287 | Rate Constraint in lbs/MMBtu | FALSE | L | Annual | Rate | lb/MWh | 0 | 0 | 0 | 0 | 0 | 0 | 0
CT Fac. Spec. - SO2 Rate Annual v3.1, Unit 2302 and retrofits | 331 | 7287 | Rate Constraint in lbs/MMBtu | FALSE | L | Annual | Constraint Shadow Price | US2022$/Ton | 0 | 0 | 0 | 0 | 0 | 0 | 0
DE Facility Specific - NOx Annual Rate v3.1, Unit 2192 and retrofits | 332 | 7289 | Rate Constraint in lbs/MMBtu | FALSE | L | Annual | Seasons Included | Seasons | Winter, Spring, Summer, Fall | Winter, Spring, Summer, Fall | Winter, Spring, Summer, Fall | Winter, Spring, Summer, Fall | Winter, Spring, Summer, Fall | Winter, Spring, Summer, Fall | Winter, Spring, Summer, Fall
DE Facility Specific - NOx Annual Rate v3.1, Unit 2192 and retrofits | 332 | 7289 | Rate Constraint in lbs/MMBtu | FALSE | L | Annual | Standard NOX | lb/MMBtu | 0.125 | 0.125 | 0.125 | 0.125 | 0.125 | 0.125 | 0.125
DE Facility Specific - NOx Annual Rate v3.1, Unit 2192 and retrofits | 332 | 7289 | Rate Constraint in lbs/MMBtu | FALSE | L | Annual | Emissions at Affected Plants NOX | Thousand Tons | 0 | 0 | 0 | 0 | 0 | 0 | 0
DE Facility Specific - NOx Annual Rate v3.1, Unit 2192 and retrofits | 332 | 7289 | Rate Constraint in lbs/MMBtu | FALSE | L | Annual | Allowances Purchased NOX | Thousand Tons | 0 | 0 | 0 | 0 | 0 | 0 | 0
DE Facility Specific - NOx Annual Rate v3.1, Unit 2192 and retrofits | 332 | 7289 | Rate Constraint in lbs/MMBtu | FALSE | L | Annual | Allowances Sold NOX | Thousand Tons | 0 | 0 | 0 | 0 | 0 | 0 | 0
DE Facility Specific - NOx Annual Rate v3.1, Unit 2192 and retrofits | 332 | 7289 | Rate Constraint in lbs/MMBtu | FALSE | L | Annual | Allowances Banked | Thousand Tons | 0 | 0 | 0 | 0 | 0 | 0 | 0
DE Facility Specific - NOx Annual Rate v3.1, Unit 2192 and retrofits | 332 | 7289 | Rate Constraint in lbs/MMBtu | FALSE | L | Annual | Allowances Withdrawn (1:1) | Thousand Tons | 0 | 0 | 0 | 0 | 0 | 0 | 0
DE Facility Specific - NOx Annual Rate v3.1, Unit 2192 and retrofits | 332 | 7289 | Rate Constraint in lbs/MMBtu | FALSE | L | Annual | Allowances Withdrawn (n:1) | Thousand Tons | 0 | 0 | 0 | 0 | 0 | 0 | 0
DE Facility Specific - NOx Annual Rate v3.1, Unit 2192 and retrofits | 332 | 7289 | Rate Constraint in lbs/MMBtu | FALSE | L | Annual | Net Emissions Allowance Position | Thousand Tons | 0 | 0 | 0 | 0 | 0 | 0 | 0
DE Facility Specific - NOx Annual Rate v3.1, Unit 2192 and retrofits | 332 | 7289 | Rate Constraint in lbs/MMBtu | FALSE | L | Annual | Fuel Consumed | TBtu | 0 | 0 | 0 | 0 | 0 | 0 | 0
DE Facility Specific - NOx Annual Rate v3.1, Unit 2192 and retrofits | 332 | 7289 | Rate Constraint in lbs/MMBtu | FALSE | L | Annual | Rate | lb/MMBtu | 0 | 0 | 0 | 0 | 0 | 0 | 0
DE Facility Specific - NOx Annual Rate v3.1, Unit 2192 and retrofits | 332 | 7289 | Rate Constraint in lbs/MMBtu | FALSE | L | Annual | Generation | TWh | 0 | 0 | 0 | 0 | 0 | 0 | 0
DE Facility Specific - NOx Annual Rate v3.1, Unit 2192 and retrofits | 332 | 7289 | Rate Constraint in lbs/MMBtu | FALSE | L | Annual | Qualifying Generation | TWh | 0 | 0 | 0 | 0 | 0 | 0 | 0
DE Facility Specific - NOx Annual Rate v3.1, Unit 2192 and retrofits | 332 | 7289 | Rate Constraint in lbs/MMBtu | FALSE | L | Annual | Rate | lb/MWh | 0 | 0 | 0 | 0 | 0 | 0 | 0
DE Facility Specific - NOx Annual Rate v3.1, Unit 2192 and retrofits | 332 | 7289 | Rate Constraint in lbs/MMBtu | FALSE | L | Annual | Constraint Shadow Price | US2022$/Ton | 0 | 0 | 0 | 0 | 0 | 0 | 0
DE Facility Specific - NOx Annual Rate v3.1, Unit 2193 and retrofits | 333 | 7289 | Rate Constraint in lbs/MMBtu | FALSE | L | Annual | Seasons Included | Seasons | Winter, Spring, Summer, Fall | Winter, Spring, Summer, Fall | Winter, Spring, Summer, Fall | Winter, Spring, Summer, Fall | Winter, Spring, Summer, Fall | Winter, Spring, Summer, Fall | Winter, Spring, Summer, Fall
DE Facility Specific - NOx Annual Rate v3.1, Unit 2193 and retrofits | 333 | 7289 | Rate Constraint in lbs/MMBtu | FALSE | L | Annual | Standard NOX | lb/MMBtu | 0.125 | 0.125 | 0.125 | 0.125 | 0.125 | 0.125 | 0.125
DE Facility Specific - NOx Annual Rate v3.1, Unit 2193 and retrofits | 333 | 7289 | Rate Constraint in lbs/MMBtu | FALSE | L | Annual | Emissions at Affected Plants NOX | Thousand Tons | 0 | 0 | 0 | 0 | 0 | 0 | 0
DE Facility Specific - NOx Annual Rate v3.1, Unit 2193 and retrofits | 333 | 7289 | Rate Constraint in lbs/MMBtu | FALSE | L | Annual | Allowances Purchased NOX | Thousand Tons | 0 | 0 | 0 | 0 | 0 | 0 | 0
DE Facility Specific - NOx Annual Rate v3.1, Unit 2193 and retrofits | 333 | 7289 | Rate Constraint in lbs/MMBtu | FALSE | L | Annual | Allowances Sold NOX | Thousand Tons | 0 | 0 | 0 | 0 | 0 | 0 | 0
DE Facility Specific - NOx Annual Rate v3.1, Unit 2193 and retrofits | 333 | 7289 | Rate Constraint in lbs/MMBtu | FALSE | L | Annual | Allowances Banked | Thousand Tons | 0 | 0 | 0 | 0 | 0 | 0 | 0
DE Facility Specific - NOx Annual Rate v3.1, Unit 2193 and retrofits | 333 | 7289 | Rate Constraint in lbs/MMBtu | FALSE | L | Annual | Allowances Withdrawn (1:1) | Thousand Tons | 0 | 0 | 0 | 0 | 0 | 0 | 0
DE Facility Specific - NOx Annual Rate v3.1, Unit 2193 and retrofits | 333 | 7289 | Rate Constraint in lbs/MMBtu | FALSE | L | Annual | Allowances Withdrawn (n:1) | Thousand Tons | 0 | 0 | 0 | 0 | 0 | 0 | 0
DE Facility Specific - NOx Annual Rate v3.1, Unit 2193 and retrofits | 333 | 7289 | Rate Constraint in lbs/MMBtu | FALSE | L | Annual | Net Emissions Allowance Position | Thousand Tons | 0 | 0 | 0 | 0 | 0 | 0 | 0
DE Facility Specific - NOx Annual Rate v3.1, Unit 2193 and retrofits | 333 | 7289 | Rate Constraint in lbs/MMBtu | FALSE | L | Annual | Fuel Consumed | TBtu | 0 | 0 | 0 | 0 | 0 | 0 | 0
DE Facility Specific - NOx Annual Rate v3.1, Unit 2193 and retrofits | 333 | 7289 | Rate Constraint in lbs/MMBtu | FALSE | L | Annual | Rate | lb/MMBtu | 0 | 0 | 0 | 0 | 0 | 0 | 0
DE Facility Specific - NOx Annual Rate v3.1, Unit 2193 and retrofits | 333 | 7289 | Rate Constraint in lbs/MMBtu | FALSE | L | Annual | Generation | TWh | 0 | 0 | 0 | 0 | 0 | 0 | 0
DE Facility Specific - NOx Annual Rate v3.1, Unit 2193 and retrofits | 333 | 7289 | Rate Constraint in lbs/MMBtu | FALSE | L | Annual | Qualifying Generation | TWh | 0 | 0 | 0 | 0 | 0 | 0 | 0
DE Facility Specific - NOx Annual Rate v3.1, Unit 2193 and retrofits | 333 | 7289 | Rate Constraint in lbs/MMBtu | FALSE | L | Annual | Rate | lb/MWh | 0 | 0 | 0 | 0 | 0 | 0 | 0
DE Facility Specific - NOx Annual Rate v3.1, Unit 2193 and retrofits | 333 | 7289 | Rate Constraint in lbs/MMBtu | FALSE | L | Annual | Constraint Shadow Price | US2022$/Ton | 0 | 0 | 0 | 0 | 0 | 0 | 0
DE Facility Specific - NOx Annual Rate v3.1, Unit 2194 and retrofits | 334 | 7289 | Rate Constraint in lbs/MMBtu | FALSE | L | Annual | Seasons Included | Seasons | Winter, Spring, Summer, Fall | Winter, Spring, Summer, Fall | Winter, Spring, Summer, Fall | Winter, Spring, Summer, Fall | Winter, Spring, Summer, Fall | Winter, Spring, Summer, Fall | Winter, Spring, Summer, Fall
DE Facility Specific - NOx Annual Rate v3.1, Unit 2194 and retrofits | 334 | 7289 | Rate Constraint in lbs/MMBtu | FALSE | L | Annual | Standard NOX | lb/MMBtu | 0.125 | 0.125 | 0.125 | 0.125 | 0.125 | 0.125 | 0.125
DE Facility Specific - NOx Annual Rate v3.1, Unit 2194 and retrofits | 334 | 7289 | Rate Constraint in lbs/MMBtu | FALSE | L | Annual | Emissions at Affected Plants NOX | Thousand Tons | 0 | 0 | 0 | 0 | 0 | 0 | 0
DE Facility Specific - NOx Annual Rate v3.1, Unit 2194 and retrofits | 334 | 7289 | Rate Constraint in lbs/MMBtu | FALSE | L | Annual | Allowances Purchased NOX | Thousand Tons | 0 | 0 | 0 | 0 | 0 | 0 | 0
DE Facility Specific - NOx Annual Rate v3.1, Unit 2194 and retrofits | 334 | 7289 | Rate Constraint in lbs/MMBtu | FALSE | L | Annual | Allowances Sold NOX | Thousand Tons | 0 | 0 | 0 | 0 | 0 | 0 | 0
DE Facility Specific - NOx Annual Rate v3.1, Unit 2194 and retrofits | 334 | 7289 | Rate Constraint in lbs/MMBtu | FALSE | L | Annual | Allowances Banked | Thousand Tons | 0 | 0 | 0 | 0 | 0 | 0 | 0
DE Facility Specific - NOx Annual Rate v3.1, Unit 2194 and retrofits | 334 | 7289 | Rate Constraint in lbs/MMBtu | FALSE | L | Annual | Allowances Withdrawn (1:1) | Thousand Tons | 0 | 0 | 0 | 0 | 0 | 0 | 0
DE Facility Specific - NOx Annual Rate v3.1, Unit 2194 and retrofits | 334 | 7289 | Rate Constraint in lbs/MMBtu | FALSE | L | Annual | Allowances Withdrawn (n:1) | Thousand Tons | 0 | 0 | 0 | 0 | 0 | 0 | 0
DE Facility Specific - NOx Annual Rate v3.1, Unit 2194 and retrofits | 334 | 7289 | Rate Constraint in lbs/MMBtu | FALSE | L | Annual | Net Emissions Allowance Position | Thousand Tons | 0 | 0 | 0 | 0 | 0 | 0 | 0
DE Facility Specific - NOx Annual Rate v3.1, Unit 2194 and retrofits | 334 | 7289 | Rate Constraint in lbs/MMBtu | FALSE | L | Annual | Fuel Consumed | TBtu | 0 | 0 | 0 | 0 | 0 | 0 | 0
DE Facility Specific - NOx Annual Rate v3.1, Unit 2194 and retrofits | 334 | 7289 | Rate Constraint in lbs/MMBtu | FALSE | L | Annual | Rate | lb/MMBtu | 0 | 0 | 0 | 0 | 0 | 0 | 0
DE Facility Specific - NOx Annual Rate v3.1, Unit 2194 and retrofits | 334 | 7289 | Rate Constraint in lbs/MMBtu | FALSE | L | Annual | Generation | TWh | 0 | 0 | 0 | 0 | 0 | 0 | 0
DE Facility Specific - NOx Annual Rate v3.1, Unit 2194 and retrofits | 334 | 7289 | Rate Constraint in lbs/MMBtu | FALSE | L | Annual | Qualifying Generation | TWh | 0 | 0 | 0 | 0 | 0 | 0 | 0
DE Facility Specific - NOx Annual Rate v3.1, Unit 2194 and retrofits | 334 | 7289 | Rate Constraint in lbs/MMBtu | FALSE | L | Annual | Rate | lb/MWh | 0 | 0 | 0 | 0 | 0 | 0 | 0
DE Facility Specific - NOx Annual Rate v3.1, Unit 2194 and retrofits | 334 | 7289 | Rate Constraint in lbs/MMBtu | FALSE | L | Annual | Constraint Shadow Price | US2022$/Ton | 0 | 0 | 0 | 0 | 0 | 0 | 0
DE Facility Specific - SO2 Annual Rate v3.1, Unit 2192 and retrofits | 335 | 7295 | Rate Constraint in lbs/MMBtu | FALSE | L | Annual | Seasons Included | Seasons | Winter, Spring, Summer, Fall | Winter, Spring, Summer, Fall | Winter, Spring, Summer, Fall | Winter, Spring, Summer, Fall | Winter, Spring, Summer, Fall | Winter, Spring, Summer, Fall | Winter, Spring, Summer, Fall
DE Facility Specific - SO2 Annual Rate v3.1, Unit 2192 and retrofits | 335 | 7295 | Rate Constraint in lbs/MMBtu | FALSE | L | Annual | Standard SO2 | lb/MMBtu | 0.26 | 0.26 | 0.26 | 0.26 | 0.26 | 0.26 | 0.26
DE Facility Specific - SO2 Annual Rate v3.1, Unit 2192 and retrofits | 335 | 7295 | Rate Constraint in lbs/MMBtu | FALSE | L | Annual | Emissions at Affected Plants SO2 | Thousand Tons | 0 | 0 | 0 | 0 | 0 | 0 | 0
DE Facility Specific - SO2 Annual Rate v3.1, Unit 2192 and retrofits | 335 | 7295 | Rate Constraint in lbs/MMBtu | FALSE | L | Annual | Allowances Purchased SO2 | Thousand Tons | 0 | 0 | 0 | 0 | 0 | 0 | 0
DE Facility Specific - SO2 Annual Rate v3.1, Unit 2192 and retrofits | 335 | 7295 | Rate Constraint in lbs/MMBtu | FALSE | L | Annual | Allowances Sold SO2 | Thousand Tons | 0 | 0 | 0 | 0 | 0 | 0 | 0
DE Facility Specific - SO2 Annual Rate v3.1, Unit 2192 and retrofits | 335 | 7295 | Rate Constraint in lbs/MMBtu | FALSE | L | Annual | Allowances Banked | Thousand Tons | 0 | 0 | 0 | 0 | 0 | 0 | 0
DE Facility Specific - SO2 Annual Rate v3.1, Unit 2192 and retrofits | 335 | 7295 | Rate Constraint in lbs/MMBtu | FALSE | L | Annual | Allowances Withdrawn (1:1) | Thousand Tons | 0 | 0 | 0 | 0 | 0 | 0 | 0
DE Facility Specific - SO2 Annual Rate v3.1, Unit 2192 and retrofits | 335 | 7295 | Rate Constraint in lbs/MMBtu | FALSE | L | Annual | Allowances Withdrawn (n:1) | Thousand Tons | 0 | 0 | 0 | 0 | 0 | 0 | 0
DE Facility Specific - SO2 Annual Rate v3.1, Unit 2192 and retrofits | 335 | 7295 | Rate Constraint in lbs/MMBtu | FALSE | L | Annual | Net Emissions Allowance Position | Thousand Tons | 0 | 0 | 0 | 0 | 0 | 0 | 0
DE Facility Specific - SO2 Annual Rate v3.1, Unit 2192 and retrofits | 335 | 7295 | Rate Constraint in lbs/MMBtu | FALSE | L | Annual | Fuel Consumed | TBtu | 0 | 0 | 0 | 0 | 0 | 0 | 0
DE Facility Specific - SO2 Annual Rate v3.1, Unit 2192 and retrofits | 335 | 7295 | Rate Constraint in lbs/MMBtu | FALSE | L | Annual | Rate | lb/MMBtu | 0 | 0 | 0 | 0 | 0 | 0 | 0
DE Facility Specific - SO2 Annual Rate v3.1, Unit 2192 and retrofits | 335 | 7295 | Rate Constraint in lbs/MMBtu | FALSE | L | Annual | Generation | TWh | 0 | 0 | 0 | 0 | 0 | 0 | 0
DE Facility Specific - SO2 Annual Rate v3.1, Unit 2192 and retrofits | 335 | 7295 | Rate Constraint in lbs/MMBtu | FALSE | L | Annual | Qualifying Generation | TWh | 0 | 0 | 0 | 0 | 0 | 0 | 0
DE Facility Specific - SO2 Annual Rate v3.1, Unit 2192 and retrofits | 335 | 7295 | Rate Constraint in lbs/MMBtu | FALSE | L | Annual | Rate | lb/MWh | 0 | 0 | 0 | 0 | 0 | 0 | 0
DE Facility Specific - SO2 Annual Rate v3.1, Unit 2192 and retrofits | 335 | 7295 | Rate Constraint in lbs/MMBtu | FALSE | L | Annual | Constraint Shadow Price | US2022$/Ton | 0 | 0 | 0 | 0 | 0 | 0 | 0
DE Facility Specific - SO2 Annual Rate v3.1, Unit 2193 and retrofits | 336 | 7295 | Rate Constraint in lbs/MMBtu | FALSE | L | Annual | Seasons Included | Seasons | Winter, Spring, Summer, Fall | Winter, Spring, Summer, Fall | Winter, Spring, Summer, Fall | Winter, Spring, Summer, Fall | Winter, Spring, Summer, Fall | Winter, Spring, Summer, Fall | Winter, Spring, Summer, Fall
DE Facility Specific - SO2 Annual Rate v3.1, Unit 2193 and retrofits | 336 | 7295 | Rate Constraint in lbs/MMBtu | FALSE | L | Annual | Standard SO2 | lb/MMBtu | 0.26 | 0.26 | 0.26 | 0.26 | 0.26 | 0.26 | 0.26
DE Facility Specific - SO2 Annual Rate v3.1, Unit 2193 and retrofits | 336 | 7295 | Rate Constraint in lbs/MMBtu | FALSE | L | Annual | Emissions at Affected Plants SO2 | Thousand Tons | 0 | 0 | 0 | 0 | 0 | 0 | 0
DE Facility Specific - SO2 Annual Rate v3.1, Unit 2193 and retrofits | 336 | 7295 | Rate Constraint in lbs/MMBtu | FALSE | L | Annual | Allowances Purchased SO2 | Thousand Tons | 0 | 0 | 0 | 0 | 0 | 0 | 0
DE Facility Specific - SO2 Annual Rate v3.1, Unit 2193 and retrofits | 336 | 7295 | Rate Constraint in lbs/MMBtu | FALSE | L | Annual | Allowances Sold SO2 | Thousand Tons | 0 | 0 | 0 | 0 | 0 | 0 | 0
DE Facility Specific - SO2 Annual Rate v3.1, Unit 2193 and retrofits | 336 | 7295 | Rate Constraint in lbs/MMBtu | FALSE | L | Annual | Allowances Banked | Thousand Tons | 0 | 0 | 0 | 0 | 0 | 0 | 0
DE Facility Specific - SO2 Annual Rate v3.1, Unit 2193 and retrofits | 336 | 7295 | Rate Constraint in lbs/MMBtu | FALSE | L | Annual | Allowances Withdrawn (1:1) | Thousand Tons | 0 | 0 | 0 | 0 | 0 | 0 | 0
DE Facility Specific - SO2 Annual Rate v3.1, Unit 2193 and retrofits | 336 | 7295 | Rate Constraint in lbs/MMBtu | FALSE | L | Annual | Allowances Withdrawn (n:1) | Thousand Tons | 0 | 0 | 0 | 0 | 0 | 0 | 0
DE Facility Specific - SO2 Annual Rate v3.1, Unit 2193 and retrofits | 336 | 7295 | Rate Constraint in lbs/MMBtu | FALSE | L | Annual | Net Emissions Allowance Position | Thousand Tons | 0 | 0 | 0 | 0 | 0 | 0 | 0
DE Facility Specific - SO2 Annual Rate v3.1, Unit 2193 and retrofits | 336 | 7295 | Rate Constraint in lbs/MMBtu | FALSE | L | Annual | Fuel Consumed | TBtu | 0 | 0 | 0 | 0 | 0 | 0 | 0
DE Facility Specific - SO2 Annual Rate v3.1, Unit 2193 and retrofits | 336 | 7295 | Rate Constraint in lbs/MMBtu | FALSE | L | Annual | Rate | lb/MMBtu | 0 | 0 | 0 | 0 | 0 | 0 | 0
DE Facility Specific - SO2 Annual Rate v3.1, Unit 2193 and retrofits | 336 | 7295 | Rate Constraint in lbs/MMBtu | FALSE | L | Annual | Generation | TWh | 0 | 0 | 0 | 0 | 0 | 0 | 0
DE Facility Specific - SO2 Annual Rate v3.1, Unit 2193 and retrofits | 336 | 7295 | Rate Constraint in lbs/MMBtu | FALSE | L | Annual | Qualifying Generation | TWh | 0 | 0 | 0 | 0 | 0 | 0 | 0
DE Facility Specific - SO2 Annual Rate v3.1, Unit 2193 and retrofits | 336 | 7295 | Rate Constraint in lbs/MMBtu | FALSE | L | Annual | Rate | lb/MWh | 0 | 0 | 0 | 0 | 0 | 0 | 0
DE Facility Specific - SO2 Annual Rate v3.1, Unit 2193 and retrofits | 336 | 7295 | Rate Constraint in lbs/MMBtu | FALSE | L | Annual | Constraint Shadow Price | US2022$/Ton | 0 | 0 | 0 | 0 | 0 | 0 | 0
DE Facility Specific - SO2 Annual Rate v3.1, Unit 2194 and retrofits | 337 | 7295 | Rate Constraint in lbs/MMBtu | FALSE | L | Annual | Seasons Included | Seasons | Winter, Spring, Summer, Fall | Winter, Spring, Summer, Fall | Winter, Spring, Summer, Fall | Winter, Spring, Summer, Fall | Winter, Spring, Summer, Fall | Winter, Spring, Summer, Fall | Winter, Spring, Summer, Fall
DE Facility Specific - SO2 Annual Rate v3.1, Unit 2194 and retrofits | 337 | 7295 | Rate Constraint in lbs/MMBtu | FALSE | L | Annual | Standard SO2 | lb/MMBtu | 0.26 | 0.26 | 0.26 | 0.26 | 0.26 | 0.26 | 0.26
DE Facility Specific - SO2 Annual Rate v3.1, Unit 2194 and retrofits | 337 | 7295 | Rate Constraint in lbs/MMBtu | FALSE | L | Annual | Emissions at Affected Plants SO2 | Thousand Tons | 0 | 0 | 0 | 0 | 0 | 0 | 0
DE Facility Specific - SO2 Annual Rate v3.1, Unit 2194 and retrofits | 337 | 7295 | Rate Constraint in lbs/MMBtu | FALSE | L | Annual | Allowances Purchased SO2 | Thousand Tons | 0 | 0 | 0 | 0 | 0 | 0 | 0
DE Facility Specific - SO2 Annual Rate v3.1, Unit 2194 and retrofits | 337 | 7295 | Rate Constraint in lbs/MMBtu | FALSE | L | Annual | Allowances Sold SO2 | Thousand Tons | 0 | 0 | 0 | 0 | 0 | 0 | 0
DE Facility Specific - SO2 Annual Rate v3.1, Unit 2194 and retrofits | 337 | 7295 | Rate Constraint in lbs/MMBtu | FALSE | L | Annual | Allowances Banked | Thousand Tons | 0 | 0 | 0 | 0 | 0 | 0 | 0
DE Facility Specific - SO2 Annual Rate v3.1, Unit 2194 and retrofits | 337 | 7295 | Rate Constraint in lbs/MMBtu | FALSE | L | Annual | Allowances Withdrawn (1:1) | Thousand Tons | 0 | 0 | 0 | 0 | 0 | 0 | 0
DE Facility Specific - SO2 Annual Rate v3.1, Unit 2194 and retrofits | 337 | 7295 | Rate Constraint in lbs/MMBtu | FALSE | L | Annual | Allowances Withdrawn (n:1) | Thousand Tons | 0 | 0 | 0 | 0 | 0 | 0 | 0
DE Facility Specific - SO2 Annual Rate v3.1, Unit 2194 and retrofits | 337 | 7295 | Rate Constraint in lbs/MMBtu | FALSE | L | Annual | Net Emissions Allowance Position | Thousand Tons | 0 | 0 | 0 | 0 | 0 | 0 | 0
DE Facility Specific - SO2 Annual Rate v3.1, Unit 2194 and retrofits | 337 | 7295 | Rate Constraint in lbs/MMBtu | FALSE | L | Annual | Fuel Consumed | TBtu | 0 | 0 | 0 | 0 | 0 | 0 | 0
DE Facility Specific - SO2 Annual Rate v3.1, Unit 2194 and retrofits | 337 | 7295 | Rate Constraint in lbs/MMBtu | FALSE | L | Annual | Rate | lb/MMBtu | 0 | 0 | 0 | 0 | 0 | 0 | 0
DE Facility Specific - SO2 Annual Rate v3.1, Unit 2194 and retrofits | 337 | 7295 | Rate Constraint in lbs/MMBtu | FALSE | L | Annual | Generation | TWh | 0 | 0 | 0 | 0 | 0 | 0 | 0
DE Facility Specific - SO2 Annual Rate v3.1, Unit 2194 and retrofits | 337 | 7295 | Rate Constraint in lbs/MMBtu | FALSE | L | Annual | Qualifying Generation | TWh | 0 | 0 | 0 | 0 | 0 | 0 | 0
DE Facility Specific - SO2 Annual Rate v3.1, Unit 2194 and retrofits | 337 | 7295 | Rate Constraint in lbs/MMBtu | FALSE | L | Annual | Rate | lb/MWh | 0 | 0 | 0 | 0 | 0 | 0 | 0
DE Facility Specific - SO2 Annual Rate v3.1, Unit 2194 and retrofits | 337 | 7295 | Rate Constraint in lbs/MMBtu | FALSE | L | Annual | Constraint Shadow Price | US2022$/Ton | 0 | 0 | 0 | 0 | 0 | 0 | 0
DE Unit Level EdMoore3 - MER Cap Annual v3.1 | 338 | 7302 | Rate Constraint in MTons | FALSE | L | Annual | Seasons Included | Seasons | Winter, Spring, Summer, Fall | Winter, Spring, Summer, Fall | Winter, Spring, Summer, Fall | Winter, Spring, Summer, Fall | Winter, Spring, Summer, Fall | Winter, Spring, Summer, Fall | Winter, Spring, Summer, Fall
DE Unit Level EdMoore3 - MER Cap Annual v3.1 | 338 | 7302 | Rate Constraint in MTons | FALSE | L | Annual | Standard MER | lbs | 6.6 | 6.6 | 6.6 | 6.6 | 6.6 | 6.6 | 6.6
DE Unit Level EdMoore3 - MER Cap Annual v3.1 | 338 | 7302 | Rate Constraint in MTons | FALSE | L | Annual | Emissions at Affected Plants MER | lbs | 0 | 0 | 0 | 0 | 0 | 0 | 0
DE Unit Level EdMoore3 - MER Cap Annual v3.1 | 338 | 7302 | Rate Constraint in MTons | FALSE | L | Annual | Allowances Purchased MER | lbs | 0 | 0 | 0 | 0 | 0 | 0 | 0
DE Unit Level EdMoore3 - MER Cap Annual v3.1 | 338 | 7302 | Rate Constraint in MTons | FALSE | L | Annual | Allowances Sold MER | lbs | 0 | 0 | 0 | 0 | 0 | 0 | 0
DE Unit Level EdMoore3 - MER Cap Annual v3.1 | 338 | 7302 | Rate Constraint in MTons | FALSE | L | Annual | Allowances Banked | lbs | 0 | 0 | 0 | 0 | 0 | 0 | 0
DE Unit Level EdMoore3 - MER Cap Annual v3.1 | 338 | 7302 | Rate Constraint in MTons | FALSE | L | Annual | Allowances Withdrawn (1:1) | lbs | 0 | 0 | 0 | 0 | 0 | 0 | 0
DE Unit Level EdMoore3 - MER Cap Annual v3.1 | 338 | 7302 | Rate Constraint in MTons | FALSE | L | Annual | Allowances Withdrawn (n:1) | lbs | 0 | 0 | 0 | 0 | 0 | 0 | 0
DE Unit Level EdMoore3 - MER Cap Annual v3.1 | 338 | 7302 | Rate Constraint in MTons | FALSE | L | Annual | Net Emissions Allowance Position | lbs | 0 | 0 | 0 | 0 | 0 | 0 | 0
DE Unit Level EdMoore3 - MER Cap Annual v3.1 | 338 | 7302 | Rate Constraint in MTons | FALSE | L | Annual | Fuel Consumed | TBtu | 0 | 0 | 0 | 0 | 0 | 0 | 0
DE Unit Level EdMoore3 - MER Cap Annual v3.1 | 338 | 7302 | Rate Constraint in MTons | FALSE | L | Annual | Rate | lb/MMBtu | 0 | 0 | 0 | 0 | 0 | 0 | 0
DE Unit Level EdMoore3 - MER Cap Annual v3.1 | 338 | 7302 | Rate Constraint in MTons | FALSE | L | Annual | Generation | TWh | 0 | 0 | 0 | 0 | 0 | 0 | 0
DE Unit Level EdMoore3 - MER Cap Annual v3.1 | 338 | 7302 | Rate Constraint in MTons | FALSE | L | Annual | Qualifying Generation | TWh | 0 | 0 | 0 | 0 | 0 | 0 | 0
DE Unit Level EdMoore3 - MER Cap Annual v3.1 | 338 | 7302 | Rate Constraint in MTons | FALSE | L | Annual | Rate | lb/MWh | 0 | 0 | 0 | 0 | 0 | 0 | 0
DE Unit Level EdMoore3 - MER Cap Annual v3.1 | 338 | 7302 | Rate Constraint in MTons | FALSE | L | Annual | Constraint Shadow Price | US2022$/Lb | 0 | 0 | 0 | 0 | 0 | 0 | 0
DE Unit Level EdMoore3 - NOX Cap Annual v3.1 | 339 | 7290 | Rate Constraint in MTons | FALSE | L | Annual | Seasons Included | Seasons | Winter, Spring, Summer, Fall | Winter, Spring, Summer, Fall | Winter, Spring, Summer, Fall | Winter, Spring, Summer, Fall | Winter, Spring, Summer, Fall | Winter, Spring, Summer, Fall | Winter, Spring, Summer, Fall
DE Unit Level EdMoore3 - NOX Cap Annual v3.1 | 339 | 7290 | Rate Constraint in MTons | FALSE | L | Annual | Standard NOX | Thousand Tons | 0.773 | 0.773 | 0.773 | 0.773 | 0.773 | 0.773 | 0.773
DE Unit Level EdMoore3 - NOX Cap Annual v3.1 | 339 | 7290 | Rate Constraint in MTons | FALSE | L | Annual | Emissions at Affected Plants NOX | Thousand Tons | 0 | 0 | 0 | 0 | 0 | 0 | 0
DE Unit Level EdMoore3 - NOX Cap Annual v3.1 | 339 | 7290 | Rate Constraint in MTons | FALSE | L | Annual | Allowances Purchased NOX | Thousand Tons | 0 | 0 | 0 | 0 | 0 | 0 | 0
DE Unit Level EdMoore3 - NOX Cap Annual v3.1 | 339 | 7290 | Rate Constraint in MTons | FALSE | L | Annual | Allowances Sold NOX | Thousand Tons | 0 | 0 | 0 | 0 | 0 | 0 | 0
DE Unit Level EdMoore3 - NOX Cap Annual v3.1 | 339 | 7290 | Rate Constraint in MTons | FALSE | L | Annual | Allowances Banked | Thousand Tons | 0 | 0 | 0 | 0 | 0 | 0 | 0
DE Unit Level EdMoore3 - NOX Cap Annual v3.1 | 339 | 7290 | Rate Constraint in MTons | FALSE | L | Annual | Allowances Withdrawn (1:1) | Thousand Tons | 0 | 0 | 0 | 0 | 0 | 0 | 0
DE Unit Level EdMoore3 - NOX Cap Annual v3.1 | 339 | 7290 | Rate Constraint in MTons | FALSE | L | Annual | Allowances Withdrawn (n:1) | Thousand Tons | 0 | 0 | 0 | 0 | 0 | 0 | 0
DE Unit Level EdMoore3 - NOX Cap Annual v3.1 | 339 | 7290 | Rate Constraint in MTons | FALSE | L | Annual | Net Emissions Allowance Position | Thousand Tons | 0 | 0 | 0 | 0 | 0 | 0 | 0
DE Unit Level EdMoore3 - NOX Cap Annual v3.1 | 339 | 7290 | Rate Constraint in MTons | FALSE | L | Annual | Fuel Consumed | TBtu | 0 | 0 | 0 | 0 | 0 | 0 | 0
DE Unit Level EdMoore3 - NOX Cap Annual v3.1 | 339 | 7290 | Rate Constraint in MTons | FALSE | L | Annual | Rate | lb/MMBtu | 0 | 0 | 0 | 0 | 0 | 0 | 0
DE Unit Level EdMoore3 - NOX Cap Annual v3.1 | 339 | 7290 | Rate Constraint in MTons | FALSE | L | Annual | Generation | TWh | 0 | 0 | 0 | 0 | 0 | 0 | 0
DE Unit Level EdMoore3 - NOX Cap Annual v3.1 | 339 | 7290 | Rate Constraint in MTons | FALSE | L | Annual | Qualifying Generation | TWh | 0 | 0 | 0 | 0 | 0 | 0 | 0
DE Unit Level EdMoore3 - NOX Cap Annual v3.1 | 339 | 7290 | Rate Constraint in MTons | FALSE | L | Annual | Rate | lb/MWh | 0 | 0 | 0 | 0 | 0 | 0 | 0
DE Unit Level EdMoore3 - NOX Cap Annual v3.1 | 339 | 7290 | Rate Constraint in MTons | FALSE | L | Annual | Constraint Shadow Price | US2022$/Ton | 0 | 0 | 0 | 0 | 0 | 0 | 0
DE Unit Level EdMoore3 - SO2 Cap Annual v3.1 | 340 | 7296 | Rate Constraint in MTons | FALSE | L | Annual | Seasons Included | Seasons | Winter, Spring, Summer, Fall | Winter, Spring, Summer, Fall | Winter, Spring, Summer, Fall | Winter, Spring, Summer, Fall | Winter, Spring, Summer, Fall | Winter, Spring, Summer, Fall | Winter, Spring, Summer, Fall
DE Unit Level EdMoore3 - SO2 Cap Annual v3.1 | 340 | 7296 | Rate Constraint in MTons | FALSE | L | Annual | Standard SO2 | Thousand Tons | 1.391 | 1.391 | 1.391 | 1.391 | 1.391 | 1.391 | 1.391
DE Unit Level EdMoore3 - SO2 Cap Annual v3.1 | 340 | 7296 | Rate Constraint in MTons | FALSE | L | Annual | Emissions at Affected Plants SO2 | Thousand Tons | 0 | 0 | 0 | 0 | 0 | 0 | 0
DE Unit Level EdMoore3 - SO2 Cap Annual v3.1 | 340 | 7296 | Rate Constraint in MTons | FALSE | L | Annual | Allowances Purchased SO2 | Thousand Tons | 0 | 0 | 0 | 0 | 0 | 0 | 0
DE Unit Level EdMoore3 - SO2 Cap Annual v3.1 | 340 | 7296 | Rate Constraint in MTons | FALSE | L | Annual | Allowances Sold SO2 | Thousand Tons | 0 | 0 | 0 | 0 | 0 | 0 | 0
DE Unit Level EdMoore3 - SO2 Cap Annual v3.1 | 340 | 7296 | Rate Constraint in MTons | FALSE | L | Annual | Allowances Banked | Thousand Tons | 0 | 0 | 0 | 0 | 0 | 0 | 0
DE Unit Level EdMoore3 - SO2 Cap Annual v3.1 | 340 | 7296 | Rate Constraint in MTons | FALSE | L | Annual | Allowances Withdrawn (1:1) | Thousand Tons | 0 | 0 | 0 | 0 | 0 | 0 | 0
DE Unit Level EdMoore3 - SO2 Cap Annual v3.1 | 340 | 7296 | Rate Constraint in MTons | FALSE | L | Annual | Allowances Withdrawn (n:1) | Thousand Tons | 0 | 0 | 0 | 0 | 0 | 0 | 0
DE Unit Level EdMoore3 - SO2 Cap Annual v3.1 | 340 | 7296 | Rate Constraint in MTons | FALSE | L | Annual | Net Emissions Allowance Position | Thousand Tons | 0 | 0 | 0 | 0 | 0 | 0 | 0
DE Unit Level EdMoore3 - SO2 Cap Annual v3.1 | 340 | 7296 | Rate Constraint in MTons | FALSE | L | Annual | Fuel Consumed | TBtu | 0 | 0 | 0 | 0 | 0 | 0 | 0
DE Unit Level EdMoore3 - SO2 Cap Annual v3.1 | 340 | 7296 | Rate Constraint in MTons | FALSE | L | Annual | Rate | lb/MMBtu | 0 | 0 | 0 | 0 | 0 | 0 | 0
DE Unit Level EdMoore3 - SO2 Cap Annual v3.1 | 340 | 7296 | Rate Constraint in MTons | FALSE | L | Annual | Generation | TWh | 0 | 0 | 0 | 0 | 0 | 0 | 0
DE Unit Level EdMoore3 - SO2 Cap Annual v3.1 | 340 | 7296 | Rate Constraint in MTons | FALSE | L | Annual | Qualifying Generation | TWh | 0 | 0 | 0 | 0 | 0 | 0 | 0
DE Unit Level EdMoore3 - SO2 Cap Annual v3.1 | 340 | 7296 | Rate Constraint in MTons | FALSE | L | Annual | Rate | lb/MWh | 0 | 0 | 0 | 0 | 0 | 0 | 0
DE Unit Level EdMoore3 - SO2 Cap Annual v3.1 | 340 | 7296 | Rate Constraint in MTons | FALSE | L | Annual | Constraint Shadow Price | US2022$/Ton | 0 | 0 | 0 | 0 | 0 | 0 | 0
DE Unit Level EdMoore4 - MER Cap Annual v3.1 | 341 | 7303 | Rate Constraint in MTons | FALSE | L | Annual | Seasons Included | Seasons | Winter, Spring, Summer, Fall | Winter, Spring, Summer, Fall | Winter, Spring, Summer, Fall | Winter, Spring, Summer, Fall | Winter, Spring, Summer, Fall | Winter, Spring, Summer, Fall | Winter, Spring, Summer, Fall
DE Unit Level EdMoore4 - MER Cap Annual v3.1 | 341 | 7303 | Rate Constraint in MTons | FALSE | L | Annual | Standard MER | lbs | 11.4 | 11.4 | 11.4 | 11.4 | 11.4 | 11.4 | 11.4
DE Unit Level EdMoore4 - MER Cap Annual v3.1 | 341 | 7303 | Rate Constraint in MTons | FALSE | L | Annual | Emissions at Affected Plants MER | lbs | 0 | 0 | 0 | 0 | 0 | 0 | 0
DE Unit Level EdMoore4 - MER Cap Annual v3.1 | 341 | 7303 | Rate Constraint in MTons | FALSE | L | Annual | Allowances Purchased MER | lbs | 0 | 0 | 0 | 0 | 0 | 0 | 0
DE Unit Level EdMoore4 - MER Cap Annual v3.1 | 341 | 7303 | Rate Constraint in MTons | FALSE | L | Annual | Allowances Sold MER | lbs | 0 | 0 | 0 | 0 | 0 | 0 | 0
DE Unit Level EdMoore4 - MER Cap Annual v3.1 | 341 | 7303 | Rate Constraint in MTons | FALSE | L | Annual | Allowances Banked | lbs | 0 | 0 | 0 | 0 | 0 | 0 | 0
DE Unit Level EdMoore4 - MER Cap Annual v3.1 | 341 | 7303 | Rate Constraint in MTons | FALSE | L | Annual | Allowances Withdrawn (1:1) | lbs | 0 | 0 | 0 | 0 | 0 | 0 | 0
DE Unit Level EdMoore4 - MER Cap Annual v3.1 | 341 | 7303 | Rate Constraint in MTons | FALSE | L | Annual | Allowances Withdrawn (n:1) | lbs | 0 | 0 | 0 | 0 | 0 | 0 | 0
DE Unit Level EdMoore4 - MER Cap Annual v3.1 | 341 | 7303 | Rate Constraint in MTons | FALSE | L | Annual | Net Emissions Allowance Position | lbs | 0 | 0 | 0 | 0 | 0 | 0 | 0
DE Unit Level EdMoore4 - MER Cap Annual v3.1 | 341 | 7303 | Rate Constraint in MTons | FALSE | L | Annual | Fuel Consumed | TBtu | 0 | 0 | 0 | 0 | 0 | 0 | 0
DE Unit Level EdMoore4 - MER Cap Annual v3.1 | 341 | 7303 | Rate Constraint in MTons | FALSE | L | Annual | Rate | lb/MMBtu | 0 | 0 | 0 | 0 | 0 | 0 | 0
DE Unit Level EdMoore4 - MER Cap Annual v3.1 | 341 | 7303 | Rate Constraint in MTons | FALSE | L | Annual | Generation | TWh | 0 | 0 | 0 | 0 | 0 | 0 | 0
DE Unit Level EdMoore4 - MER Cap Annual v3.1 | 341 | 7303 | Rate Constraint in MTons | FALSE | L | Annual | Qualifying Generation | TWh | 0 | 0 | 0 | 0 | 0 | 0 | 0
DE Unit Level EdMoore4 - MER Cap Annual v3.1 | 341 | 7303 | Rate Constraint in MTons | FALSE | L | Annual | Rate | lb/MWh | 0 | 0 | 0 | 0 | 0 | 0 | 0
DE Unit Level EdMoore4 - MER Cap Annual v3.1 | 341 | 7303 | Rate Constraint in MTons | FALSE | L | Annual | Constraint Shadow Price | US2022$/Lb | 0 | 0 | 0 | 0 | 0 | 0 | 0
DE Unit Level EdMoore4 - NOX Cap Annual v3.1 | 342 | 7291 | Rate Constraint in MTons | FALSE | L | Annual | Seasons Included | Seasons | Winter, Spring, Summer, Fall | Winter, Spring, Summer, Fall | Winter, Spring, Summer, Fall | Winter, Spring, Summer, Fall | Winter, Spring, Summer, Fall | Winter, Spring, Summer, Fall | Winter, Spring, Summer, Fall
DE Unit Level EdMoore4 - NOX Cap Annual v3.1 | 342 | 7291 | Rate Constraint in MTons | FALSE | L | Annual | Standard NOX | Thousand Tons | 1.339 | 1.339 | 1.339 | 1.339 | 1.339 | 1.339 | 1.339
DE Unit Level EdMoore4 - NOX Cap Annual v3.1 | 342 | 7291 | Rate Constraint in MTons | FALSE | L | Annual | Emissions at Affected Plants NOX | Thousand Tons | 0 | 0 | 0 | 0 | 0 | 0 | 0
DE Unit Level EdMoore4 - NOX Cap Annual v3.1 | 342 | 7291 | Rate Constraint in MTons | FALSE | L | Annual | Allowances Purchased NOX | Thousand Tons | 0 | 0 | 0 | 0 | 0 | 0 | 0
DE Unit Level EdMoore4 - NOX Cap Annual v3.1 | 342 | 7291 | Rate Constraint in MTons | FALSE | L | Annual | Allowances Sold NOX | Thousand Tons | 0 | 0 | 0 | 0 | 0 | 0 | 0
DE Unit Level EdMoore4 - NOX Cap Annual v3.1 | 342 | 7291 | Rate Constraint in MTons | FALSE | L | Annual | Allowances Banked | Thousand Tons | 0 | 0 | 0 | 0 | 0 | 0 | 0
DE Unit Level EdMoore4 - NOX Cap Annual v3.1 | 342 | 7291 | Rate Constraint in MTons | FALSE | L | Annual | Allowances Withdrawn (1:1) | Thousand Tons | 0 | 0 | 0 | 0 | 0 | 0 | 0
DE Unit Level EdMoore4 - NOX Cap Annual v3.1 | 342 | 7291 | Rate Constraint in MTons | FALSE | L | Annual | Allowances Withdrawn (n:1) | Thousand Tons | 0 | 0 | 0 | 0 | 0 | 0 | 0
DE Unit Level EdMoore4 - NOX Cap Annual v3.1 | 342 | 7291 | Rate Constraint in MTons | FALSE | L | Annual | Net Emissions Allowance Position | Thousand Tons | 0 | 0 | 0 | 0 | 0 | 0 | 0
DE Unit Level EdMoore4 - NOX Cap Annual v3.1 | 342 | 7291 | Rate Constraint in MTons | FALSE | L | Annual | Fuel Consumed | TBtu | 0 | 0 | 0 | 0 | 0 | 0 | 0
DE Unit Level EdMoore4 - NOX Cap Annual v3.1 | 342 | 7291 | Rate Constraint in MTons | FALSE | L | Annual | Rate | lb/MMBtu | 0 | 0 | 0 | 0 | 0 | 0 | 0
DE Unit Level EdMoore4 - NOX Cap Annual v3.1 | 342 | 7291 | Rate Constraint in MTons | FALSE | L | Annual | Generation | TWh | 0 | 0 | 0 | 0 | 0 | 0 | 0
DE Unit Level EdMoore4 - NOX Cap Annual v3.1 | 342 | 7291 | Rate Constraint in MTons | FALSE | L | Annual | Qualifying Generation | TWh | 0 | 0 | 0 | 0 | 0 | 0 | 0
DE Unit Level EdMoore4 - NOX Cap Annual v3.1 | 342 | 7291 | Rate Constraint in MTons | FALSE | L | Annual | Rate | lb/MWh | 0 | 0 | 0 | 0 | 0 | 0 | 0
DE Unit Level EdMoore4 - NOX Cap Annual v3.1 | 342 | 7291 | Rate Constraint in MTons | FALSE | L | Annual | Constraint Shadow Price | US2022$/Ton | 0 | 0 | 0 | 0 | 0 | 0 | 0
DE Unit Level EdMoore4 - SO2 Cap Annual v3.1 | 343 | 7297 | Rate Constraint in MTons | FALSE | L | Annual | Seasons Included | Seasons | Winter, Spring, Summer, Fall | Winter, Spring, Summer, Fall | Winter, Spring, Summer, Fall | Winter, Spring, Summer, Fall | Winter, Spring, Summer, Fall | Winter, Spring, Summer, Fall | Winter, Spring, Summer, Fall
DE Unit Level EdMoore4 - SO2 Cap Annual v3.1 | 343 | 7297 | Rate Constraint in MTons | FALSE | L | Annual | Standard SO2 | Thousand Tons | 2.41 | 2.41 | 2.41 | 2.41 | 2.41 | 2.41 | 2.41
DE Unit Level EdMoore4 - SO2 Cap Annual v3.1 | 343 | 7297 | Rate Constraint in MTons | FALSE | L | Annual | Emissions at Affected Plants SO2 | Thousand Tons | 0 | 0 | 0 | 0 | 0 | 0 | 0
DE Unit Level EdMoore4 - SO2 Cap Annual v3.1 | 343 | 7297 | Rate Constraint in MTons | FALSE | L | Annual | Allowances Purchased SO2 | Thousand Tons | 0 | 0 | 0 | 0 | 0 | 0 | 0
DE Unit Level EdMoore4 - SO2 Cap Annual v3.1 | 343 | 7297 | Rate Constraint in MTons | FALSE | L | Annual | Allowances Sold SO2 | Thousand Tons | 0 | 0 | 0 | 0 | 0 | 0 | 0
DE Unit Level EdMoore4 - SO2 Cap Annual v3.1 | 343 | 7297 | Rate Constraint in MTons | FALSE | L | Annual | Allowances Banked | Thousand Tons | 0 | 0 | 0 | 0 | 0 | 0 | 0
DE Unit Level EdMoore4 - SO2 Cap Annual v3.1 | 343 | 7297 | Rate Constraint in MTons | FALSE | L | Annual | Allowances Withdrawn (1:1) | Thousand Tons | 0 | 0 | 0 | 0 | 0 | 0 | 0
DE Unit Level EdMoore4 - SO2 Cap Annual v3.1 | 343 | 7297 | Rate Constraint in MTons | FALSE | L | Annual | Allowances Withdrawn (n:1) | Thousand Tons | 0 | 0 | 0 | 0 | 0 | 0 | 0
DE Unit Level EdMoore4 - SO2 Cap Annual v3.1 | 343 | 7297 | Rate Constraint in MTons | FALSE | L | Annual | Net Emissions Allowance Position | Thousand Tons | 0 | 0 | 0 | 0 | 0 | 0 | 0
DE Unit Level EdMoore4 - SO2 Cap Annual v3.1 | 343 | 7297 | Rate Constraint in MTons | FALSE | L | Annual | Fuel Consumed | TBtu | 0 | 0 | 0 | 0 | 0 | 0 | 0
DE Unit Level EdMoore4 - SO2 Cap Annual v3.1 | 343 | 7297 | Rate Constraint in MTons | FALSE | L | Annual | Rate | lb/MMBtu | 0 | 0 | 0 | 0 | 0 | 0 | 0
DE Unit Level EdMoore4 - SO2 Cap Annual v3.1 | 343 | 7297 | Rate Constraint in MTons | FALSE | L | Annual | Generation | TWh | 0 | 0 | 0 | 0 | 0 | 0 | 0
DE Unit Level EdMoore4 - SO2 Cap Annual v3.1 | 343 | 7297 | Rate Constraint in MTons | FALSE | L | Annual | Qualifying Generation | TWh | 0 | 0 | 0 | 0 | 0 | 0 | 0
DE Unit Level EdMoore4 - SO2 Cap Annual v3.1 | 343 | 7297 | Rate Constraint in MTons | FALSE | L | Annual | Rate | lb/MWh | 0 | 0 | 0 | 0 | 0 | 0 | 0
DE Unit Level EdMoore4 - SO2 Cap Annual v3.1 | 343 | 7297 | Rate Constraint in MTons | FALSE | L | Annual | Constraint Shadow Price | US2022$/Ton | 0 | 0 | 0 | 0 | 0 | 0 | 0
DE Unit Level EdMoore5 - NOX Cap Annual v3.1 | 344 | 7292 | Rate Constraint in MTons | FALSE | L | Annual | Seasons Included | Seasons | Winter, Spring, Summer, Fall | Winter, Spring, Summer, Fall | Winter, Spring, Summer, Fall | Winter, Spring, Summer, Fall | Winter, Spring, Summer, Fall | Winter, Spring, Summer, Fall | Winter, Spring, Summer, Fall
DE Unit Level EdMoore5 - NOX Cap Annual v3.1 | 344 | 7292 | Rate Constraint in MTons | FALSE | L | Annual | Standard NOX | Thousand Tons | 1.348 | 1.348 | 1.348 | 1.348 | 1.348 | 1.348 | 1.348
DE Unit Level EdMoore5 - NOX Cap Annual v3.1 | 344 | 7292 | Rate Constraint in MTons | FALSE | L | Annual | Emissions at Affected Plants NOX | Thousand Tons | 0 | 0 | 0 | 0 | 0 | 0 | 0
DE Unit Level EdMoore5 - NOX Cap Annual v3.1 | 344 | 7292 | Rate Constraint in MTons | FALSE | L | Annual | Allowances Purchased NOX | Thousand Tons | 0 | 0 | 0 | 0 | 0 | 0 | 0
DE Unit Level EdMoore5 - NOX Cap Annual v3.1 | 344 | 7292 | Rate Constraint in MTons | FALSE | L | Annual | Allowances Sold NOX | Thousand Tons | 0 | 0 | 0 | 0 | 0 | 0 | 0
DE Unit Level EdMoore5 - NOX Cap Annual v3.1 | 344 | 7292 | Rate Constraint in MTons | FALSE | L | Annual | Allowances Banked | Thousand Tons | 0 | 0 | 0 | 0 | 0 | 0 | 0
DE Unit Level EdMoore5 - NOX Cap Annual v3.1 | 344 | 7292 | Rate Constraint in MTons | FALSE | L | Annual | Allowances Withdrawn (1:1) | Thousand Tons | 0 | 0 | 0 | 0 | 0 | 0 | 0
DE Unit Level EdMoore5 - NOX Cap Annual v3.1 | 344 | 7292 | Rate Constraint in MTons | FALSE | L | Annual | Allowances Withdrawn (n:1) | Thousand Tons | 0 | 0 | 0 | 0 | 0 | 0 | 0
DE Unit Level EdMoore5 - NOX Cap Annual v3.1 | 344 | 7292 | Rate Constraint in MTons | FALSE | L | Annual | Net Emissions Allowance Position | Thousand Tons | 0 | 0 | 0 | 0 | 0 | 0 | 0
DE Unit Level EdMoore5 - NOX Cap Annual v3.1 | 344 | 7292 | Rate Constraint in MTons | FALSE | L | Annual | Fuel Consumed | TBtu | 0 | 0 | 0 | 0 | 0 | 0 | 0
DE Unit Level EdMoore5 - NOX Cap Annual v3.1 | 344 | 7292 | Rate Constraint in MTons | FALSE | L | Annual | Rate | lb/MMBtu | 0 | 0 | 0 | 0 | 0 | 0 | 0
DE Unit Level EdMoore5 - NOX Cap Annual v3.1 | 344 | 7292 | Rate Constraint in MTons | FALSE | L | Annual | Generation | TWh | 0 | 0 | 0 | 0 | 0 | 0 | 0
DE Unit Level EdMoore5 - NOX Cap Annual v3.1 | 344 | 7292 | Rate Constraint in MTons | FALSE | L | Annual | Qualifying Generation | TWh | 0 | 0 | 0 | 0 | 0 | 0 | 0
DE Unit Level EdMoore5 - NOX Cap Annual v3.1 | 344 | 7292 | Rate Constraint in MTons | FALSE | L | Annual | Rate | lb/MWh | 0 | 0 | 0 | 0 | 0 | 0 | 0
DE Unit Level EdMoore5 - NOX Cap Annual v3.1 | 344 | 7292 | Rate Constraint in MTons | FALSE | L | Annual | Constraint Shadow Price | US2022$/Ton | 0 | 0 | 0 | 0 | 0 | 0 | 0
DE Unit Level EdMoore5 - SO2 Cap Annual v3.1 | 345 | 7298 | Rate Constraint in MTons | FALSE | L | Annual | Seasons Included | Seasons | Winter, Spring, Summer, Fall | Winter, Spring, Summer, Fall | Winter, Spring, Summer, Fall | Winter, Spring, Summer, Fall | Winter, Spring, Summer, Fall | Winter, Spring, Summer, Fall | Winter, Spring, Summer, Fall
DE Unit Level EdMoore5 - SO2 Cap Annual v3.1 | 345 | 7298 | Rate Constraint in MTons | FALSE | L | Annual | Standard SO2 | Thousand Tons | 2.427 | 2.427 | 2.427 | 2.427 | 2.427 | 2.427 | 2.427
DE Unit Level EdMoore5 - SO2 Cap Annual v3.1 | 345 | 7298 | Rate Constraint in MTons | FALSE | L | Annual | Emissions at Affected Plants SO2 | Thousand Tons | 0 | 0 | 0 | 0 | 0 | 0 | 0
DE Unit Level EdMoore5 - SO2 Cap Annual v3.1 | 345 | 7298 | Rate Constraint in MTons | FALSE | L | Annual | Allowances Purchased SO2 | Thousand Tons | 0 | 0 | 0 | 0 | 0 | 0 | 0
DE Unit Level EdMoore5 - SO2 Cap Annual v3.1 | 345 | 7298 | Rate Constraint in MTons | FALSE | L | Annual | Allowances Sold SO2 | Thousand Tons | 0 | 0 | 0 | 0 | 0 | 0 | 0
DE Unit Level EdMoore5 - SO2 Cap Annual v3.1 | 345 | 7298 | Rate Constraint in MTons | FALSE | L | Annual | Allowances Banked | Thousand Tons | 0 | 0 | 0 | 0 | 0 | 0 | 0
DE Unit Level EdMoore5 - SO2 Cap Annual v3.1 | 345 | 7298 | Rate Constraint in MTons | FALSE | L | Annual | Allowances Withdrawn (1:1) | Thousand Tons | 0 | 0 | 0 | 0 | 0 | 0 | 0
DE Unit Level EdMoore5 - SO2 Cap Annual v3.1 | 345 | 7298 | Rate Constraint in MTons | FALSE | L | Annual | Allowances Withdrawn (n:1) | Thousand Tons | 0 | 0 | 0 | 0 | 0 | 0 | 0
DE Unit Level EdMoore5 - SO2 Cap Annual v3.1 | 345 | 7298 | Rate Constraint in MTons | FALSE | L | Annual | Net Emissions Allowance Position | Thousand Tons | 0 | 0 | 0 | 0 | 0 | 0 | 0
DE Unit Level EdMoore5 - SO2 Cap Annual v3.1 | 345 | 7298 | Rate Constraint in MTons | FALSE | L | Annual | Fuel Consumed | TBtu | 0 | 0 | 0 | 0 | 0 | 0 | 0
DE Unit Level EdMoore5 - SO2 Cap Annual v3.1 | 345 | 7298 | Rate Constraint in MTons | FALSE | L | Annual | Rate | lb/MMBtu | 0 | 0 | 0 | 0 | 0 | 0 | 0
DE Unit Level EdMoore5 - SO2 Cap Annual v3.1 | 345 | 7298 | Rate Constraint in MTons | FALSE | L | Annual | Generation | TWh | 0 | 0 | 0 | 0 | 0 | 0 | 0
DE Unit Level EdMoore5 - SO2 Cap Annual v3.1 | 345 | 7298 | Rate Constraint in MTons | FALSE | L | Annual | Qualifying Generation | TWh | 0 | 0 | 0 | 0 | 0 | 0 | 0
DE Unit Level EdMoore5 - SO2 Cap Annual v3.1 | 345 | 7298 | Rate Constraint in MTons | FALSE | L | Annual | Rate | lb/MWh | 0 | 0 | 0 | 0 | 0 | 0 | 0
DE Unit Level EdMoore5 - SO2 Cap Annual v3.1 | 345 | 7298 | Rate Constraint in MTons | FALSE | L | Annual | Constraint Shadow Price | US2022$/Ton | 0 | 0 | 0 | 0 | 0 | 0 | 0
Env-A 1300, NOx RACT - Merrimack 1 Rate | 348 | 7975 | Rate Constraint in lbs/MMBtu | FALSE | L | Annual | Seasons Included | Seasons | Winter, Spring, Summer, Fall | Winter, Spring, Summer, Fall | Winter, Spring, Summer, Fall | Winter, Spring, Summer, Fall | Winter, Spring, Summer, Fall | Winter, Spring, Summer, Fall | Winter, Spring, Summer, Fall
Env-A 1300, NOx RACT - Merrimack 1 Rate | 348 | 7975 | Rate Constraint in lbs/MMBtu | FALSE | L | Annual | Standard NOX | lb/MMBtu | 0.22 | 0.22 | 0.22 | 0.22 | 0.22 | 0.22 | 0.22
Env-A 1300, NOx RACT - Merrimack 1 Rate | 348 | 7975 | Rate Constraint in lbs/MMBtu | FALSE | L | Annual | Emissions at Affected Plants NOX | Thousand Tons | 0 | 0 | 0 | 0 | 0 | 0 | 0
Env-A 1300, NOx RACT - Merrimack 1 Rate | 348 | 7975 | Rate Constraint in lbs/MMBtu | FALSE | L | Annual | Allowances Purchased NOX | Thousand Tons | 0 | 0 | 0 | 0 | 0 | 0 | 0
Env-A 1300, NOx RACT - Merrimack 1 Rate | 348 | 7975 | Rate Constraint in lbs/MMBtu | FALSE | L | Annual | Allowances Sold NOX | Thousand Tons | 0 | 0 | 0 | 0 | 0 | 0 | 0
Env-A 1300, NOx RACT - Merrimack 1 Rate | 348 | 7975 | Rate Constraint in lbs/MMBtu | FALSE | L | Annual | Allowances Banked | Thousand Tons | 0 | 0 | 0 | 0 | 0 | 0 | 0
Env-A 1300, NOx RACT - Merrimack 1 Rate | 348 | 7975 | Rate Constraint in lbs/MMBtu | FALSE | L | Annual | Allowances Withdrawn (1:1) | Thousand Tons | 0 | 0 | 0 | 0 | 0 | 0 | 0
Env-A 1300, NOx RACT - Merrimack 1 Rate | 348 | 7975 | Rate Constraint in lbs/MMBtu | FALSE | L | Annual | Allowances Withdrawn (n:1) | Thousand Tons | 0 | 0 | 0 | 0 | 0 | 0 | 0
Env-A 1300, NOx RACT - Merrimack 1 Rate | 348 | 7975 | Rate Constraint in lbs/MMBtu | FALSE | L | Annual | Net Emissions Allowance Position | Thousand Tons | 0 | 0 | 0 | 0 | 0 | 0 | 0
Env-A 1300, NOx RACT - Merrimack 1 Rate | 348 | 7975 | Rate Constraint in lbs/MMBtu | FALSE | L | Annual | Fuel Consumed | TBtu | 0 | 0 | 0 | 0 | 0 | 0 | 0
Env-A 1300, NOx RACT - Merrimack 1 Rate | 348 | 7975 | Rate Constraint in lbs/MMBtu | FALSE | L | Annual | Rate | lb/MMBtu | 0 | 0 | 0 | 0 | 0 | 0 | 0
Env-A 1300, NOx RACT - Merrimack 1 Rate | 348 | 7975 | Rate Constraint in lbs/MMBtu | FALSE | L | Annual | Generation | TWh | 0 | 0 | 0 | 0 | 0 | 0 | 0
Env-A 1300, NOx RACT - Merrimack 1 Rate | 348 | 7975 | Rate Constraint in lbs/MMBtu | FALSE | L | Annual | Qualifying Generation | TWh | 0 | 0 | 0 | 0 | 0 | 0 | 0
Env-A 1300, NOx RACT - Merrimack 1 Rate | 348 | 7975 | Rate Constraint in lbs/MMBtu | FALSE | L | Annual | Rate | lb/MWh | 0 | 0 | 0 | 0 | 0 | 0 | 0
Env-A 1300, NOx RACT - Merrimack 1 Rate | 348 | 7975 | Rate Constraint in lbs/MMBtu | FALSE | L | Annual | Constraint Shadow Price | US2022$/Ton | 0 | 0 | 0 | 0 | 0 | 0 | 0
IL Climate ParentID 1082- CO2 Cap Annual v6.20 | 349 | 7769 | Rate Constraint in MTons | FALSE | L | Annual | Seasons Included | Seasons | Winter, Spring, Summer, Fall | Winter, Spring, Summer, Fall | Winter, Spring, Summer, Fall | Winter, Spring, Summer, Fall | Winter, Spring, Summer, Fall | Winter, Spring, Summer, Fall | Winter, Spring, Summer, Fall
IL Climate ParentID 1082- CO2 Cap Annual v6.20 | 349 | 7769 | Rate Constraint in MTons | FALSE | L | Annual | Standard CO2 | Thousand Tons | NA | NA | 16.0643 | 16.0643 | 16.0643 | 16.0643 | 16.0643
IL Climate ParentID 1082- CO2 Cap Annual v6.20 | 349 | 7769 | Rate Constraint in MTons | FALSE | L | Annual | Emissions at Affected Plants CO2 | Thousand Tons | 0 | 0 | 7.0794 | 0 | 0 | 0 | 0
IL Climate ParentID 1082- CO2 Cap Annual v6.20 | 349 | 7769 | Rate Constraint in MTons | FALSE | L | Annual | Allowances Purchased CO2 | Thousand Tons | 0 | 0 | 0 | 0 | 0 | 0 | 0
IL Climate ParentID 1082- CO2 Cap Annual v6.20 | 349 | 7769 | Rate Constraint in MTons | FALSE | L | Annual | Allowances Sold CO2 | Thousand Tons | 0 | 0 | 0 | 0 | 0 | 0 | 0
IL Climate ParentID 1082- CO2 Cap Annual v6.20 | 349 | 7769 | Rate Constraint in MTons | FALSE | L | Annual | Allowances Banked | Thousand Tons | 0 | 0 | 0 | 0 | 0 | 0 | 0
IL Climate ParentID 1082- CO2 Cap Annual v6.20 | 349 | 7769 | Rate Constraint in MTons | FALSE | L | Annual | Allowances Withdrawn (1:1) | Thousand Tons | 0 | 0 | 0 | 0 | 0 | 0 | 0
IL Climate ParentID 1082- CO2 Cap Annual v6.20 | 349 | 7769 | Rate Constraint in MTons | FALSE | L | Annual | Allowances Withdrawn (n:1) | Thousand Tons | 0 | 0 | 0 | 0 | 0 | 0 | 0
IL Climate ParentID 1082- CO2 Cap Annual v6.20 | 349 | 7769 | Rate Constraint in MTons | FALSE | L | Annual | Net Emissions Allowance Position | Thousand Tons | 0 | 0 | 7.0794 | 0 | 0 | 0 | 0
IL Climate ParentID 1082- CO2 Cap Annual v6.20 | 349 | 7769 | Rate Constraint in MTons | FALSE | L | Annual | Fuel Consumed | TBtu | 0 | 0 | 0.12093 | 0 | 0 | 0 | 0
IL Climate ParentID 1082- CO2 Cap Annual v6.20 | 349 | 7769 | Rate Constraint in MTons | FALSE | L | Annual | Rate | lb/MMBtu | 0 | 0 | 117.08 | 0 | 0 | 0 | 0
IL Climate ParentID 1082- CO2 Cap Annual v6.20 | 349 | 7769 | Rate Constraint in MTons | FALSE | L | Annual | Generation | TWh | 0 | 0 | 0.010598 | 0 | 0 | 0 | 0
IL Climate ParentID 1082- CO2 Cap Annual v6.20 | 349 | 7769 | Rate Constraint in MTons | FALSE | L | Annual | Qualifying Generation | TWh | 0 | 0 | 0.010598 | 0 | 0 | 0 | 0
IL Climate ParentID 1082- CO2 Cap Annual v6.20 | 349 | 7769 | Rate Constraint in MTons | FALSE | L | Annual | Rate | lb/MWh | 0 | 0 | 1335.9999 | 0 | 0 | 0 | 0
IL Climate ParentID 1082- CO2 Cap Annual v6.20 | 349 | 7769 | Rate Constraint in MTons | FALSE | L | Annual | Constraint Shadow Price | US2022$/Ton | 0 | 0 | 0 | 0 | 0 | 0 | 0
IL Climate ParentID 1087- CO2 Cap Annual v6.20 | 350 | 7770 | Rate Constraint in MTons | FALSE | L | Annual | Seasons Included | Seasons | Winter, Spring, Summer, Fall | Winter, Spring, Summer, Fall | Winter, Spring, Summer, Fall | Winter, Spring, Summer, Fall | Winter, Spring, Summer, Fall | Winter, Spring, Summer, Fall | Winter, Spring, Summer, Fall
IL Climate ParentID 1087- CO2 Cap Annual v6.20 | 350 | 7770 | Rate Constraint in MTons | FALSE | L | Annual | Standard CO2 | Thousand Tons | NA | NA | 0.84671 | 0.84671 | 0.84671 | 0.84671 | 0.84671
IL Climate ParentID 1087- CO2 Cap Annual v6.20 | 350 | 7770 | Rate Constraint in MTons | FALSE | L | Annual | Emissions at Affected Plants CO2 | Thousand Tons | 0 | 0 | 0.57965 | 0 | 0 | 0 | 0
IL Climate ParentID 1087- CO2 Cap Annual v6.20 | 350 | 7770 | Rate Constraint in MTons | FALSE | L | Annual | Allowances Purchased CO2 | Thousand Tons | 0 | 0 | 0 | 0 | 0 | 0 | 0
IL Climate ParentID 1087- CO2 Cap Annual v6.20 | 350 | 7770 | Rate Constraint in MTons | FALSE | L | Annual | Allowances Sold CO2 | Thousand Tons | 0 | 0 | 0 | 0 | 0 | 0 | 0
IL Climate ParentID 1087- CO2 Cap Annual v6.20 | 350 | 7770 | Rate Constraint in MTons | FALSE | L | Annual | Allowances Banked | Thousand Tons | 0 | 0 | 0 | 0 | 0 | 0 | 0
IL Climate ParentID 1087- CO2 Cap Annual v6.20 | 350 | 7770 | Rate Constraint in MTons | FALSE | L | Annual | Allowances Withdrawn (1:1) | Thousand Tons | 0 | 0 | 0 | 0 | 0 | 0 | 0
IL Climate ParentID 1087- CO2 Cap Annual v6.20 | 350 | 7770 | Rate Constraint in MTons | FALSE | L | Annual | Allowances Withdrawn (n:1) | Thousand Tons | 0 | 0 | 0 | 0 | 0 | 0 | 0
IL Climate ParentID 1087- CO2 Cap Annual v6.20 | 350 | 7770 | Rate Constraint in MTons | FALSE | L | Annual | Net Emissions Allowance Position | Thousand Tons | 0 | 0 | 0.57965 | 0 | 0 | 0 | 0
IL Climate ParentID 1087- CO2 Cap Annual v6.20 | 350 | 7770 | Rate Constraint in MTons | FALSE | L | Annual | Fuel Consumed | TBtu | 0 | 0 | 0.0099018 | 0 | 0 | 0 | 0
IL Climate ParentID 1087- CO2 Cap Annual v6.20 | 350 | 7770 | Rate Constraint in MTons | FALSE | L | Annual | Rate | lb/MMBtu | 0 | 0 | 117.08 | 0 | 0 | 0 | 0
IL Climate ParentID 1087- CO2 Cap Annual v6.20 | 350 | 7770 | Rate Constraint in MTons | FALSE | L | Annual | Generation | TWh | 0 | 0 | 0.00086774 | 0 | 0 | 0 | 0
IL Climate ParentID 1087- CO2 Cap Annual v6.20 | 350 | 7770 | Rate Constraint in MTons | FALSE | L | Annual | Qualifying Generation | TWh | 0 | 0 | 0.00086774 | 0 | 0 | 0 | 0
IL Climate ParentID 1087- CO2 Cap Annual v6.20 | 350 | 7770 | Rate Constraint in MTons | FALSE | L | Annual | Rate | lb/MWh | 0 | 0 | 1335.9999 | 0 | 0 | 0 | 0
IL Climate ParentID 1087- CO2 Cap Annual v6.20 | 350 | 7770 | Rate Constraint in MTons | FALSE | L | Annual | Constraint Shadow Price | US2022$/Ton | 0 | 0 | 0 | 0 | 0 | 0 | 0
IL Climate ParentID 1583- CO2 Cap Annual v6.20 | 351 | 7771 | Rate Constraint in MTons | FALSE | L | Annual | Seasons Included | Seasons | Winter, Spring, Summer, Fall | Winter, Spring, Summer, Fall | Winter, Spring, Summer, Fall | Winter, Spring, Summer, Fall | Winter, Spring, Summer, Fall | Winter, Spring, Summer, Fall | Winter, Spring, Summer, Fall
IL Climate ParentID 1583- CO2 Cap Annual v6.20 | 351 | 7771 | Rate Constraint in MTons | FALSE | L | Annual | Standard CO2 | Thousand Tons | NA | NA | 129.2208 | 129.2208 | 129.2208 | 129.2208 | 129.2208
IL Climate ParentID 1583- CO2 Cap Annual v6.20 | 351 | 7771 | Rate Constraint in MTons | FALSE | L | Annual | Emissions at Affected Plants CO2 | Thousand Tons | 0 | 0 | 129.2208 | 109.1085 | 0 | 0 | 0
IL Climate ParentID 1583- CO2 Cap Annual v6.20 | 351 | 7771 | Rate Constraint in MTons | FALSE | L | Annual | Allowances Purchased CO2 | Thousand Tons | 0 | 0 | 0 | 0 | 0 | 0 | 0
IL Climate ParentID 1583- CO2 Cap Annual v6.20 | 351 | 7771 | Rate Constraint in MTons | FALSE | L | Annual | Allowances Sold CO2 | Thousand Tons | 0 | 0 | 0 | 0 | 0 | 0 | 0
IL Climate ParentID 1583- CO2 Cap Annual v6.20 | 351 | 7771 | Rate Constraint in MTons | FALSE | L | Annual | Allowances Banked | Thousand Tons | 0 | 0 | 0 | 0 | 0 | 0 | 0
IL Climate ParentID 1583- CO2 Cap Annual v6.20 | 351 | 7771 | Rate Constraint in MTons | FALSE | L | Annual | Allowances Withdrawn (1:1) | Thousand Tons | 0 | 0 | 0 | 0 | 0 | 0 | 0
IL Climate ParentID 1583- CO2 Cap Annual v6.20 | 351 | 7771 | Rate Constraint in MTons | FALSE | L | Annual | Allowances Withdrawn (n:1) | Thousand Tons | 0 | 0 | 0 | 0 | 0 | 0 | 0
IL Climate ParentID 1583- CO2 Cap Annual v6.20 | 351 | 7771 | Rate Constraint in MTons | FALSE | L | Annual | Net Emissions Allowance Position | Thousand Tons | 0 | 0 | 129.2208 | 109.1085 | 0 | 0 | 0
IL Climate ParentID 1583- CO2 Cap Annual v6.20 | 351 | 7771 | Rate Constraint in MTons | FALSE | L | Annual | Fuel Consumed | TBtu | 0 | 0 | 2.2074 | 1.8638 | 0 | 0 | 0
IL Climate ParentID 1583- CO2 Cap Annual v6.20 | 351 | 7771 | Rate Constraint in MTons | FALSE | L | Annual | Rate | lb/MMBtu | 0 | 0 | 117.08 | 117.08 | 0 | 0 | 0
IL Climate ParentID 1583- CO2 Cap Annual v6.20 | 351 | 7771 | Rate Constraint in MTons | FALSE | L | Annual | Generation | TWh | 0 | 0 | 0.30094 | 0.2541 | 0 | 0 | 0
IL Climate ParentID 1583- CO2 Cap Annual v6.20 | 351 | 7771 | Rate Constraint in MTons | FALSE | L | Annual | Qualifying Generation | TWh | 0 | 0 | 0.30094 | 0.2541 | 0 | 0 | 0
IL Climate ParentID 1583- CO2 Cap Annual v6.20 | 351 | 7771 | Rate Constraint in MTons | FALSE | L | Annual | Rate | lb/MWh | 0 | 0 | 858.7818 | 858.7818 | 0 | 0 | 0
IL Climate ParentID 1583- CO2 Cap Annual v6.20 | 351 | 7771 | Rate Constraint in MTons | FALSE | L | Annual | Constraint Shadow Price | US2022$/Ton | 0 | 0 | 0.005597 | 0 | 0 | 0 | 0
IL Climate ParentID 1584- CO2 Cap Annual v6.20 | 352 | 7772 | Rate Constraint in MTons | FALSE | L | Annual | Seasons Included | Seasons | Winter, Spring, Summer, Fall | Winter, Spring, Summer, Fall | Winter, Spring, Summer, Fall | Winter, Spring, Summer, Fall | Winter, Spring, Summer, Fall | Winter, Spring, Summer, Fall | Winter, Spring, Summer, Fall
IL Climate ParentID 1584- CO2 Cap Annual v6.20 | 352 | 7772 | Rate Constraint in MTons | FALSE | L | Annual | Standard CO2 | Thousand Tons | NA | NA | 789.6032 | 789.6032 | 789.6032 | 789.6032 | 789.6032
IL Climate ParentID 1584- CO2 Cap Annual v6.20 | 352 | 7772 | Rate Constraint in MTons | FALSE | L | Annual | Emissions at Affected Plants CO2 | Thousand Tons | 0 | 0 | 375.0148 | 387.3421 | 0 | 0 | 0
IL Climate ParentID 1584- CO2 Cap Annual v6.20 | 352 | 7772 | Rate Constraint in MTons | FALSE | L | Annual | Allowances Purchased CO2 | Thousand Tons | 0 | 0 | 0 | 0 | 0 | 0 | 0
IL Climate ParentID 1584- CO2 Cap Annual v6.20 | 352 | 7772 | Rate Constraint in MTons | FALSE | L | Annual | Allowances Sold CO2 | Thousand Tons | 0 | 0 | 0 | 0 | 0 | 0 | 0
IL Climate ParentID 1584- CO2 Cap Annual v6.20 | 352 | 7772 | Rate Constraint in MTons | FALSE | L | Annual | Allowances Banked | Thousand Tons | 0 | 0 | 0 | 0 | 0 | 0 | 0
IL Climate ParentID 1584- CO2 Cap Annual v6.20 | 352 | 7772 | Rate Constraint in MTons | FALSE | L | Annual | Allowances Withdrawn (1:1) | Thousand Tons | 0 | 0 | 0 | 0 | 0 | 0 | 0
IL Climate ParentID 1584- CO2 Cap Annual v6.20 | 352 | 7772 | Rate Constraint in MTons | FALSE | L | Annual | Allowances Withdrawn (n:1) | Thousand Tons | 0 | 0 | 0 | 0 | 0 | 0 | 0
IL Climate ParentID 1584- CO2 Cap Annual v6.20 | 352 | 7772 | Rate Constraint in MTons | FALSE | L | Annual | Net Emissions Allowance Position | Thousand Tons | 0 | 0 | 375.0148 | 387.3421 | 0 | 0 | 0
IL Climate ParentID 1584- CO2 Cap Annual v6.20 | 352 | 7772 | Rate Constraint in MTons | FALSE | L | Annual | Fuel Consumed | TBtu | 0 | 0 | 6.4061 | 6.6167 | 0 | 0 | 0
IL Climate ParentID 1584- CO2 Cap Annual v6.20 | 352 | 7772 | Rate Constraint in MTons | FALSE | L | Annual | Rate | lb/MMBtu | 0 | 0 | 117.08 | 117.08 | 0 | 0 | 0
IL Climate ParentID 1584- CO2 Cap Annual v6.20 | 352 | 7772 | Rate Constraint in MTons | FALSE | L | Annual | Generation | TWh | 0 | 0 | 0.87372 | 0.90244 | 0 | 0 | 0
IL Climate ParentID 1584- CO2 Cap Annual v6.20 | 352 | 7772 | Rate Constraint in MTons | FALSE | L | Annual | Qualifying Generation | TWh | 0 | 0 | 0.87372 | 0.90244 | 0 | 0 | 0
IL Climate ParentID 1584- CO2 Cap Annual v6.20 | 352 | 7772 | Rate Constraint in MTons | FALSE | L | Annual | Rate | lb/MWh | 0 | 0 | 858.4306 | 858.4306 | 0 | 0 | 0
IL Climate ParentID 1584- CO2 Cap Annual v6.20 | 352 | 7772 | Rate Constraint in MTons | FALSE | L | Annual | Constraint Shadow Price | US2022$/Ton | 0 | 0 | 0 | 0 | 0 | 0 | 0
IL Climate ParentID 1585- CO2 Cap Annual v6.20 | 353 | 7773 | Rate Constraint in MTons | FALSE | L | Annual | Seasons Included | Seasons | Winter, Spring, Summer, Fall | Winter, Spring, Summer, Fall | Winter, Spring, Summer, Fall | Winter, Spring, Summer, Fall | Winter, Spring, Summer, Fall | Winter, Spring, Summer, Fall | Winter, Spring, Summer, Fall
IL Climate ParentID 1585- CO2 Cap Annual v6.20 | 353 | 7773 | Rate Constraint in MTons | FALSE | L | Annual | Standard CO2 | Thousand Tons | NA | NA | 122.4545 | 122.4545 | 122.4545 | 122.4545 | 122.4545
IL Climate ParentID 1585- CO2 Cap Annual v6.20 | 353 | 7773 | Rate Constraint in MTons | FALSE | L | Annual | Emissions at Affected Plants CO2 | Thousand Tons | 0 | 0 | 122.4545 | 122.4545 | 0 | 0 | 0
IL Climate ParentID 1585- CO2 Cap Annual v6.20 | 353 | 7773 | Rate Constraint in MTons | FALSE | L | Annual | Allowances Purchased CO2 | Thousand Tons | 0 | 0 | 0 | 0 | 0 | 0 | 0
IL Climate ParentID 1585- CO2 Cap Annual v6.20 | 353 | 7773 | Rate Constraint in MTons | FALSE | L | Annual | Allowances Sold CO2 | Thousand Tons | 0 | 0 | 0 | 0 | 0 | 0 | 0
IL Climate ParentID 1585- CO2 Cap Annual v6.20 | 353 | 7773 | Rate Constraint in MTons | FALSE | L | Annual | Allowances Banked | Thousand Tons | 0 | 0 | 0 | 0 | 0 | 0 | 0
IL Climate ParentID 1585- CO2 Cap Annual v6.20 | 353 | 7773 | Rate Constraint in MTons | FALSE | L | Annual | Allowances Withdrawn (1:1) | Thousand Tons | 0 | 0 | 0 | 0 | 0 | 0 | 0
IL Climate ParentID 1585- CO2 Cap Annual v6.20 | 353 | 7773 | Rate Constraint in MTons | FALSE | L | Annual | Allowances Withdrawn (n:1) | Thousand Tons | 0 | 0 | 0 | 0 | 0 | 0 | 0
IL Climate ParentID 1585- CO2 Cap Annual v6.20 | 353 | 7773 | Rate Constraint in MTons | FALSE | L | Annual | Net Emissions Allowance Position | Thousand Tons | 0 | 0 | 122.4545 | 122.4545 | 0 | 0 | 0
IL Climate ParentID 1585- CO2 Cap Annual v6.20 | 353 | 7773 | Rate Constraint in MTons | FALSE | L | Annual | Fuel Consumed | TBtu | 0 | 0 | 2.0918 | 2.0918 | 0 | 0 | 0
IL Climate ParentID 1585- CO2 Cap Annual v6.20 | 353 | 7773 | Rate Constraint in MTons | FALSE | L | Annual | Rate | lb/MMBtu | 0 | 0 | 117.08 | 117.08 | 0 | 0 | 0
IL Climate ParentID 1585- CO2 Cap Annual v6.20 | 353 | 7773 | Rate Constraint in MTons | FALSE | L | Annual | Generation | TWh | 0 | 0 | 0.28518 | 0.28518 | 0 | 0 | 0
IL Climate ParentID 1585- CO2 Cap Annual v6.20 | 353 | 7773 | Rate Constraint in MTons | FALSE | L | Annual | Qualifying Generation | TWh | 0 | 0 | 0.28518 | 0.28518 | 0 | 0 | 0
IL Climate ParentID 1585- CO2 Cap Annual v6.20 | 353 | 7773 | Rate Constraint in MTons | FALSE | L | Annual | Rate | lb/MWh | 0 | 0 | 858.7818 | 858.7818 | 0 | 0 | 0
IL Climate ParentID 1585- CO2 Cap Annual v6.20 | 353 | 7773 | Rate Constraint in MTons | FALSE | L | Annual | Constraint Shadow Price | US2022$/Ton | 0 | 0 | 3.8997 | 0.79925 | 0 | 0 | 0
IL Climate ParentID 1586- CO2 Cap Annual v6.20 | 354 | 7774 | Rate Constraint in MTons | FALSE | L | Annual | Seasons Included | Seasons | Winter, Spring, Summer, Fall | Winter, Spring, Summer, Fall | Winter, Spring, Summer, Fall | Winter, Spring, Summer, Fall | Winter, Spring, Summer, Fall | Winter, Spring, Summer, Fall | Winter, Spring, Summer, Fall
IL Climate ParentID 1586- CO2 Cap Annual v6.20 | 354 | 7774 | Rate Constraint in MTons | FALSE | L | Annual | Standard CO2 | Thousand Tons | NA | NA | 1517.1052 | 1517.1052 | 1517.1052 | 1517.1052 | 1517.1052
IL Climate ParentID 1586- CO2 Cap Annual v6.20 | 354 | 7774 | Rate Constraint in MTons | FALSE | L | Annual | Emissions at Affected Plants CO2 | Thousand Tons | 0 | 0 | 741.0314 | 339.2521 | 0 | 0 | 0
IL Climate ParentID 1586- CO2 Cap Annual v6.20 | 354 | 7774 | Rate Constraint in MTons | FALSE | L | Annual | Allowances Purchased CO2 | Thousand Tons | 0 | 0 | 0 | 0 | 0 | 0 | 0
IL Climate ParentID 1586- CO2 Cap Annual v6.20 | 354 | 7774 | Rate Constraint in MTons | FALSE | L | Annual | Allowances Sold CO2 | Thousand Tons | 0 | 0 | 0 | 0 | 0 | 0 | 0
IL Climate ParentID 1586- CO2 Cap Annual v6.20 | 354 | 7774 | Rate Constraint in MTons | FALSE | L | Annual | Allowances Banked | Thousand Tons | 0 | 0 | 0 | 0 | 0 | 0 | 0
IL Climate ParentID 1586- CO2 Cap Annual v6.20 | 354 | 7774 | Rate Constraint in MTons | FALSE | L | Annual | Allowances Withdrawn (1:1) | Thousand Tons | 0 | 0 | 0 | 0 | 0 | 0 | 0
IL Climate ParentID 1586- CO2 Cap Annual v6.20 | 354 | 7774 | Rate Constraint in MTons | FALSE | L | Annual | Allowances Withdrawn (n:1) | Thousand Tons | 0 | 0 | 0 | 0 | 0 | 0 | 0
IL Climate ParentID 1586- CO2 Cap Annual v6.20 | 354 | 7774 | Rate Constraint in MTons | FALSE | L | Annual | Net Emissions Allowance Position | Thousand Tons | 0 | 0 | 741.0314 | 339.2521 | 0 | 0 | 0
IL Climate ParentID 1586- CO2 Cap Annual v6.20 | 354 | 7774 | Rate Constraint in MTons | FALSE | L | Annual | Fuel Consumed | TBtu | 0 | 0 | 12.6585 | 5.7952 | 0 | 0 | 0
IL Climate ParentID 1586- CO2 Cap Annual v6.20 | 354 | 7774 | Rate Constraint in MTons | FALSE | L | Annual | Rate | lb/MMBtu | 0 | 0 | 117.08 | 117.08 | 0 | 0 | 0
IL Climate ParentID 1586- CO2 Cap Annual v6.20 | 354 | 7774 | Rate Constraint in MTons | FALSE | L | Annual | Generation | TWh | 0 | 0 | 1.6806 | 0.76941 | 0 | 0 | 0
IL Climate ParentID 1586- CO2 Cap Annual v6.20 | 354 | 7774 | Rate Constraint in MTons | FALSE | L | Annual | Qualifying Generation | TWh | 0 | 0 | 1.6806 | 0.76941 | 0 | 0 | 0
IL Climate ParentID 1586- CO2 Cap Annual v6.20 | 354 | 7774 | Rate Constraint in MTons | FALSE | L | Annual | Rate | lb/MWh | 0 | 0 | 881.8466 | 881.8466 | 0 | 0 | 0
IL Climate ParentID 1586- CO2 Cap Annual v6.20 | 354 | 7774 | Rate Constraint in MTons | FALSE | L | Annual | Constraint Shadow Price | US2022$/Ton | 0 | 0 | 0 | 0 | 0 | 0 | 0
IL Climate ParentID 1706- CO2 Cap Annual v6.20 | 355 | 7775 | Rate Constraint in MTons | FALSE | L | Annual | Seasons Included | Seasons | Winter, Spring, Summer, Fall | Winter, Spring, Summer, Fall | Winter, Spring, Summer, Fall | Winter, Spring, Summer, Fall | Winter, Spring, Summer, Fall | Winter, Spring, Summer, Fall | Winter, Spring, Summer, Fall
IL Climate ParentID 1706- CO2 Cap Annual v6.20 | 355 | 7775 | Rate Constraint in MTons | FALSE | L | Annual | Standard CO2 | Thousand Tons | NA | NA | 336.292 | 336.292 | 336.292 | 336.292 | 336.292
IL Climate ParentID 1706- CO2 Cap Annual v6.20 | 355 | 7775 | Rate Constraint in MTons | FALSE | L | Annual | Emissions at Affected Plants CO2 | Thousand Tons | 0 | 0 | 336.292 | 186.4236 | 0 | 0 | 0
IL Climate ParentID 1706- CO2 Cap Annual v6.20 | 355 | 7775 | Rate Constraint in MTons | FALSE | L | Annual | Allowances Purchased CO2 | Thousand Tons | 0 | 0 | 0 | 0 | 0 | 0 | 0
IL Climate ParentID 1706- CO2 Cap Annual v6.20 | 355 | 7775 | Rate Constraint in MTons | FALSE | L | Annual | Allowances Sold CO2 | Thousand Tons | 0 | 0 | 0 | 0 | 0 | 0 | 0
IL Climate ParentID 1706- CO2 Cap Annual v6.20 | 355 | 7775 | Rate Constraint in MTons | FALSE | L | Annual | Allowances Banked | Thousand Tons | 0 | 0 | 0 | 0 | 0 | 0 | 0
IL Climate ParentID 1706- CO2 Cap Annual v6.20 | 355 | 7775 | Rate Constraint in MTons | FALSE | L | Annual | Allowances Withdrawn (1:1) | Thousand Tons | 0 | 0 | 0 | 0 | 0 | 0 | 0
IL Climate ParentID 1706- CO2 Cap Annual v6.20 | 355 | 7775 | Rate Constraint in MTons | FALSE | L | Annual | Allowances Withdrawn (n:1) | Thousand Tons | 0 | 0 | 0 | 0 | 0 | 0 | 0
IL Climate ParentID 1706- CO2 Cap Annual v6.20 | 355 | 7775 | Rate Constraint in MTons | FALSE | L | Annual | Net Emissions Allowance Position | Thousand Tons | 0 | 0 | 336.292 | 186.4236 | 0 | 0 | 0
IL Climate ParentID 1706- CO2 Cap Annual v6.20 | 355 | 7775 | Rate Constraint in MTons | FALSE | L | Annual | Fuel Consumed | TBtu | 0 | 0 | 5.7447 | 3.1846 | 0 | 0 | 0
IL Climate ParentID 1706- CO2 Cap Annual v6.20 | 355 | 7775 | Rate Constraint in MTons | FALSE | L | Annual | Rate | lb/MMBtu | 0 | 0 | 117.08 | 117.08 | 0 | 0 | 0
IL Climate ParentID 1706- CO2 Cap Annual v6.20 | 355 | 7775 | Rate Constraint in MTons | FALSE | L | Annual | Generation | TWh | 0 | 0 | 0.74761 | 0.41444 | 0 | 0 | 0
IL Climate ParentID 1706- CO2 Cap Annual v6.20 | 355 | 7775 | Rate Constraint in MTons | FALSE | L | Annual | Qualifying Generation | TWh | 0 | 0 | 0.74761 | 0.41444 | 0 | 0 | 0
IL Climate ParentID 1706- CO2 Cap Annual v6.20 | 355 | 7775 | Rate Constraint in MTons | FALSE | L | Annual | Rate | lb/MWh | 0 | 0 | 899.6427 | 899.6427 | 0 | 0 | 0
IL Climate ParentID 1706- CO2 Cap Annual v6.20 | 355 | 7775 | Rate Constraint in MTons | FALSE | L | Annual | Constraint Shadow Price | US2022$/Ton | 0 | 0 | 2.166 | 0 | 0 | 0 | 0
IL Climate ParentID 1707- CO2 Cap Annual v6.20 | 356 | 7776 | Rate Constraint in MTons | FALSE | L | Annual | Seasons Included | Seasons | Winter, Spring, Summer, Fall | Winter, Spring, Summer, Fall | Winter, Spring, Summer, Fall | Winter, Spring, Summer, Fall | Winter, Spring, Summer, Fall | Winter, Spring, Summer, Fall | Winter, Spring, Summer, Fall
IL Climate ParentID 1707- CO2 Cap Annual v6.20 | 356 | 7776 | Rate Constraint in MTons | FALSE | L | Annual | Standard CO2 | Thousand Tons | NA | NA | 246.9432 | 246.9432 | 246.9432 | 246.9432 | 246.9432
IL Climate ParentID 1707- CO2 Cap Annual v6.20 | 356 | 7776 | Rate Constraint in MTons | FALSE | L | Annual | Emissions at Affected Plants CO2 | Thousand Tons | 0 | 0 | 0 | 0 | 0 | 0 | 0
IL Climate ParentID 1707- CO2 Cap Annual v6.20 | 356 | 7776 | Rate Constraint in MTons | FALSE | L | Annual | Allowances Purchased CO2 | Thousand Tons | 0 | 0 | 0 | 0 | 0 | 0 | 0
IL Climate ParentID 1707- CO2 Cap Annual v6.20 | 356 | 7776 | Rate Constraint in MTons | FALSE | L | Annual | Allowances Sold CO2 | Thousand Tons | 0 | 0 | 0 | 0 | 0 | 0 | 0
IL Climate ParentID 1707- CO2 Cap Annual v6.20 | 356 | 7776 | Rate Constraint in MTons | FALSE | L | Annual | Allowances Banked | Thousand Tons | 0 | 0 | 0 | 0 | 0 | 0 | 0
IL Climate ParentID 1707- CO2 Cap Annual v6.20 | 356 | 7776 | Rate Constraint in MTons | FALSE | L | Annual | Allowances Withdrawn (1:1) | Thousand Tons | 0 | 0 | 0 | 0 | 0 | 0 | 0
IL Climate ParentID 1707- CO2 Cap Annual v6.20 | 356 | 7776 | Rate Constraint in MTons | FALSE | L | Annual | Allowances Withdrawn (n:1) | Thousand Tons | 0 | 0 | 0 | 0 | 0 | 0 | 0
IL Climate ParentID 1707- CO2 Cap Annual v6.20 | 356 | 7776 | Rate Constraint in MTons | FALSE | L | Annual | Net Emissions Allowance Position | Thousand Tons | 0 | 0 | 0 | 0 | 0 | 0 | 0
IL Climate ParentID 1707- CO2 Cap Annual v6.20 | 356 | 7776 | Rate Constraint in MTons | FALSE | L | Annual | Fuel Consumed | TBtu | 0 | 0 | 0 | 0 | 0 | 0 | 0
IL Climate ParentID 1707- CO2 Cap Annual v6.20 | 356 | 7776 | Rate Constraint in MTons | FALSE | L | Annual | Rate | lb/MMBtu | 0 | 0 | 0 | 0 | 0 | 0 | 0
IL Climate ParentID 1707- CO2 Cap Annual v6.20 | 356 | 7776 | Rate Constraint in MTons | FALSE | L | Annual | Generation | TWh | 0 | 0 | 0 | 0 | 0 | 0 | 0
IL Climate ParentID 1707- CO2 Cap Annual v6.20 | 356 | 7776 | Rate Constraint in MTons | FALSE | L | Annual | Qualifying Generation | TWh | 0 | 0 | 0 | 0 | 0 | 0 | 0
IL Climate ParentID 1707- CO2 Cap Annual v6.20 | 356 | 7776 | Rate Constraint in MTons | FALSE | L | Annual | Rate | lb/MWh | 0 | 0 | 0 | 0 | 0 | 0 | 0
IL Climate ParentID 1707- CO2 Cap Annual v6.20 | 356 | 7776 | Rate Constraint in MTons | FALSE | L | Annual | Constraint Shadow Price | US2022$/Ton | 0 | 0 | 0 | 0 | 0 | 0 | 0
IL Climate ParentID 2571- CO2 Cap Annual v6.20 | 357 | 7782 | Rate Constraint in MTons | FALSE | L | Annual | Seasons Included | Seasons | Winter, Spring, Summer, Fall | Winter, Spring, Summer, Fall | Winter, Spring, Summer, Fall | Winter, Spring, Summer, Fall | Winter, Spring, Summer, Fall | Winter, Spring, Summer, Fall | Winter, Spring, Summer, Fall
IL Climate ParentID 2571- CO2 Cap Annual v6.20 | 357 | 7782 | Rate Constraint in MTons | FALSE | L | Annual | Standard CO2 | Thousand Tons | NA | NA | 555.3467 | 555.3467 | 555.3467 | 555.3467 | 555.3467
IL Climate ParentID 2571- CO2 Cap Annual v6.20 | 357 | 7782 | Rate Constraint in MTons | FALSE | L | Annual | Emissions at Affected Plants CO2 | Thousand Tons | 0 | 0 | 159.7145 | 159.7145 | 0 | 0 | 0
IL Climate ParentID 2571- CO2 Cap Annual v6.20 | 357 | 7782 | Rate Constraint in MTons | FALSE | L | Annual | Allowances Purchased CO2 | Thousand Tons | 0 | 0 | 0 | 0 | 0 | 0 | 0
IL Climate ParentID 2571- CO2 Cap Annual v6.20 | 357 | 7782 | Rate Constraint in MTons | FALSE | L | Annual | Allowances Sold CO2 | Thousand Tons | 0 | 0 | 0 | 0 | 0 | 0 | 0
IL Climate ParentID 2571- CO2 Cap Annual v6.20 | 357 | 7782 | Rate Constraint in MTons | FALSE | L | Annual | Allowances Banked | Thousand Tons | 0 | 0 | 0 | 0 | 0 | 0 | 0
IL Climate ParentID 2571- CO2 Cap Annual v6.20 | 357 | 7782 | Rate Constraint in MTons | FALSE | L | Annual | Allowances Withdrawn (1:1) | Thousand Tons | 0 | 0 | 0 | 0 | 0 | 0 | 0
IL Climate ParentID 2571- CO2 Cap Annual v6.20 | 357 | 7782 | Rate Constraint in MTons | FALSE | L | Annual | Allowances Withdrawn (n:1) | Thousand Tons | 0 | 0 | 0 | 0 | 0 | 0 | 0
IL Climate ParentID 2571- CO2 Cap Annual v6.20 | 357 | 7782 | Rate Constraint in MTons | FALSE | L | Annual | Net Emissions Allowance Position | Thousand Tons | 0 | 0 | 159.7145 | 159.7145 | 0 | 0 | 0
IL Climate ParentID 2571- CO2 Cap Annual v6.20 | 357 | 7782 | Rate Constraint in MTons | FALSE | L | Annual | Fuel Consumed | TBtu | 0 | 0 | 15.5013 | 15.5013 | 0 | 0 | 0
IL Climate ParentID 2571- CO2 Cap Annual v6.20 | 357 | 7782 | Rate Constraint in MTons | FALSE | L | Annual | Rate | lb/MMBtu | 0 | 0 | 20.6066 | 20.6066 | 0 | 0 | 0
IL Climate ParentID 2571- CO2 Cap Annual v6.20 | 357 | 7782 | Rate Constraint in MTons | FALSE | L | Annual | Generation | TWh | 0 | 0 | 0.87838 | 0.87838 | 0 | 0 | 0
IL Climate ParentID 2571- CO2 Cap Annual v6.20 | 357 | 7782 | Rate Constraint in MTons | FALSE | L | Annual | Qualifying Generation | TWh | 0 | 0 | 0.87838 | 0.87838 | 0 | 0 | 0
IL Climate ParentID 2571- CO2 Cap Annual v6.20 | 357 | 7782 | Rate Constraint in MTons | FALSE | L | Annual | Rate | lb/MWh | 0 | 0 | 363.6585 | 363.6585 | 0 | 0 | 0
IL Climate ParentID 2571- CO2 Cap Annual v6.20 | 357 | 7782 | Rate Constraint in MTons | FALSE | L | Annual | Constraint Shadow Price | US2022$/Ton | 0 | 0 | 0 | 0 | 0 | 0 | 0
IL Climate ParentID 311- CO2 Cap Annual v6.20 | 358 | 7744 | Rate Constraint in MTons | FALSE | L | Annual | Seasons Included | Seasons | Winter, Spring, Summer, Fall | Winter, Spring, Summer, Fall | Winter, Spring, Summer, Fall | Winter, Spring, Summer, Fall | Winter, Spring, Summer, Fall | Winter, Spring, Summer, Fall | Winter, Spring, Summer, Fall
IL Climate ParentID 311- CO2 Cap Annual v6.20 | 358 | 7744 | Rate Constraint in MTons | FALSE | L | Annual | Standard CO2 | Thousand Tons | NA | NA | 194.7601 | 194.7601 | 194.7601 | 194.7601 | 194.7601
IL Climate ParentID 311- CO2 Cap Annual v6.20 | 358 | 7744 | Rate Constraint in MTons | FALSE | L | Annual | Emissions at Affected Plants CO2 | Thousand Tons | 0 | 0 | 27.3029 | 0 | 0 | 0 | 0
IL Climate ParentID 311- CO2 Cap Annual v6.20 | 358 | 7744 | Rate Constraint in MTons | FALSE | L | Annual | Allowances Purchased CO2 | Thousand Tons | 0 | 0 | 0 | 0 | 0 | 0 | 0
IL Climate ParentID 311- CO2 Cap Annual v6.20 | 358 | 7744 | Rate Constraint in MTons | FALSE | L | Annual | Allowances Sold CO2 | Thousand Tons | 0 | 0 | 0 | 0 | 0 | 0 | 0
IL Climate ParentID 311- CO2 Cap Annual v6.20 | 358 | 7744 | Rate Constraint in MTons | FALSE | L | Annual | Allowances Banked | Thousand Tons | 0 | 0 | 0 | 0 | 0 | 0 | 0
IL Climate ParentID 311- CO2 Cap Annual v6.20 | 358 | 7744 | Rate Constraint in MTons | FALSE | L | Annual | Allowances Withdrawn (1:1) | Thousand Tons | 0 | 0 | 0 | 0 | 0 | 0 | 0
IL Climate ParentID 311- CO2 Cap Annual v6.20 | 358 | 7744 | Rate Constraint in MTons | FALSE | L | Annual | Allowances Withdrawn (n:1) | Thousand Tons | 0 | 0 | 0 | 0 | 0 | 0 | 0
IL Climate ParentID 311- CO2 Cap Annual v6.20 | 358 | 7744 | Rate Constraint in MTons | FALSE | L | Annual | Net Emissions Allowance Position | Thousand Tons | 0 | 0 | 27.3029 | 0 | 0 | 0 | 0
IL Climate ParentID 311- CO2 Cap Annual v6.20 | 358 | 7744 | Rate Constraint in MTons | FALSE | L | Annual | Fuel Consumed | TBtu | 0 | 0 | 0.4664 | 0 | 0 | 0 | 0
IL Climate ParentID 311- CO2 Cap Annual v6.20 | 358 | 7744 | Rate Constraint in MTons | FALSE | L | Annual | Rate | lb/MMBtu | 0 | 0 | 117.08 | 0 | 0 | 0 | 0
IL Climate ParentID 311- CO2 Cap Annual v6.20 | 358 | 7744 | Rate Constraint in MTons | FALSE | L | Annual | Generation | TWh | 0 | 0 | 0.043406 | 0 | 0 | 0 | 0
IL Climate ParentID 311- CO2 Cap Annual v6.20 | 358 | 7744 | Rate Constraint in MTons | FALSE | L | Annual | Qualifying Generation | TWh | 0 | 0 | 0.043406 | 0 | 0 | 0 | 0
IL Climate ParentID 311- CO2 Cap Annual v6.20 | 358 | 7744 | Rate Constraint in MTons | FALSE | L | Annual | Rate | lb/MWh | 0 | 0 | 1258.0246 | 0 | 0 | 0 | 0
IL Climate ParentID 311- CO2 Cap Annual v6.20 | 358 | 7744 | Rate Constraint in MTons | FALSE | L | Annual | Constraint Shadow Price | US2022$/Ton | 0 | 0 | 0 | 0 | 0 | 0 | 0
IL Climate ParentID 320- CO2 Cap Annual v6.20 | 359 | 7745 | Rate Constraint in MTons | FALSE | L | Annual | Seasons Included | Seasons | Winter, Spring, Summer, Fall | Winter, Spring, Summer, Fall | Winter, Spring, Summer, Fall | Winter, Spring, Summer, Fall | Winter, Spring, Summer, Fall | Winter, Spring, Summer, Fall | Winter, Spring, Summer, Fall
IL Climate ParentID 320- CO2 Cap Annual v6.20 | 359 | 7745 | Rate Constraint in MTons | FALSE | L | Annual | Standard CO2 | Thousand Tons | NA | NA | 112.2207 | 112.2207 | 112.2207 | 112.2207 | 112.2207
IL Climate ParentID 320- CO2 Cap Annual v6.20 | 359 | 7745 | Rate Constraint in MTons | FALSE | L | Annual | Emissions at Affected Plants CO2 | Thousand Tons | 0 | 0 | 71.6122 | 0 | 0 | 0 | 0
IL Climate ParentID 320- CO2 Cap Annual v6.20 | 359 | 7745 | Rate Constraint in MTons | FALSE | L | Annual | Allowances Purchased CO2 | Thousand Tons | 0 | 0 | 0 | 0 | 0 | 0 | 0
IL Climate ParentID 320- CO2 Cap Annual v6.20 | 359 | 7745 | Rate Constraint in MTons | FALSE | L | Annual | Allowances Sold CO2 | Thousand Tons | 0 | 0 | 0 | 0 | 0 | 0 | 0
IL Climate ParentID 320- CO2 Cap Annual v6.20 | 359 | 7745 | Rate Constraint in MTons | FALSE | L | Annual | Allowances Banked | Thousand Tons | 0 | 0 | 0 | 0 | 0 | 0 | 0
IL Climate ParentID 320- CO2 Cap Annual v6.20 | 359 | 7745 | Rate Constraint in MTons | FALSE | L | Annual | Allowances Withdrawn (1:1) | Thousand Tons | 0 | 0 | 0 | 0 | 0 | 0 | 0
IL Climate ParentID 320- CO2 Cap Annual v6.20 | 359 | 7745 | Rate Constraint in MTons | FALSE | L | Annual | Allowances Withdrawn (n:1) | Thousand Tons | 0 | 0 | 0 | 0 | 0 | 0 | 0
IL Climate ParentID 320- CO2 Cap Annual v6.20 | 359 | 7745 | Rate Constraint in MTons | FALSE | L | Annual | Net Emissions Allowance Position | Thousand Tons | 0 | 0 | 71.6122 | 0 | 0 | 0 | 0
IL Climate ParentID 320- CO2 Cap Annual v6.20 | 359 | 7745 | Rate Constraint in MTons | FALSE | L | Annual | Fuel Consumed | TBtu | 0 | 0 | 1.2233 | 0 | 0 | 0 | 0
IL Climate ParentID 320- CO2 Cap Annual v6.20 | 359 | 7745 | Rate Constraint in MTons | FALSE | L | Annual | Rate | lb/MMBtu | 0 | 0 | 117.08 | 0 | 0 | 0 | 0
IL Climate ParentID 320- CO2 Cap Annual v6.20 | 359 | 7745 | Rate Constraint in MTons | FALSE | L | Annual | Generation | TWh | 0 | 0 | 0.10768 | 0 | 0 | 0 | 0
IL Climate ParentID 320- CO2 Cap Annual v6.20 | 359 | 7745 | Rate Constraint in MTons | FALSE | L | Annual | Qualifying Generation | TWh | 0 | 0 | 0.10768 | 0 | 0 | 0 | 0
IL Climate ParentID 320- CO2 Cap Annual v6.20 | 359 | 7745 | Rate Constraint in MTons | FALSE | L | Annual | Rate | lb/MWh | 0 | 0 | 1330.1459 | 0 | 0 | 0 | 0
IL Climate ParentID 320- CO2 Cap Annual v6.20 | 359 | 7745 | Rate Constraint in MTons | FALSE | L | Annual | Constraint Shadow Price | US2022$/Ton | 0 | 0 | 0 | 0 | 0 | 0 | 0
IL Climate ParentID 321- CO2 Cap Annual v6.20 | 360 | 7746 | Rate Constraint in MTons | FALSE | L | Annual | Seasons Included | Seasons | Winter, Spring, Summer, Fall | Winter, Spring, Summer, Fall | Winter, Spring, Summer, Fall | Winter, Spring, Summer, Fall | Winter, Spring, Summer, Fall | Winter, Spring, Summer, Fall | Winter, Spring, Summer, Fall
IL Climate ParentID 321- CO2 Cap Annual v6.20 | 360 | 7746 | Rate Constraint in MTons | FALSE | L | Annual | Standard CO2 | Thousand Tons | NA | NA | 212.9442 | 212.9442 | 212.9442 | 212.9442 | 212.9442
IL Climate ParentID 321- CO2 Cap Annual v6.20 | 360 | 7746 | Rate Constraint in MTons | FALSE | L | Annual | Emissions at Affected Plants CO2 | Thousand Tons | 0 | 0 | 49.6532 | 0.27738 | 0 | 0 | 0
IL Climate ParentID 321- CO2 Cap Annual v6.20 | 360 | 7746 | Rate Constraint in MTons | FALSE | L | Annual | Allowances Purchased CO2 | Thousand Tons | 0 | 0 | 0 | 0 | 0 | 0 | 0
IL Climate ParentID 321- CO2 Cap Annual v6.20 | 360 | 7746 | Rate Constraint in MTons | FALSE | L | Annual | Allowances Sold CO2 | Thousand Tons | 0 | 0 | 0 | 0 | 0 | 0 | 0
IL Climate ParentID 321- CO2 Cap Annual v6.20 | 360 | 7746 | Rate Constraint in MTons | FALSE | L | Annual | Allowances Banked | Thousand Tons | 0 | 0 | 0 | 0 | 0 | 0 | 0
IL Climate ParentID 321- CO2 Cap Annual v6.20 | 360 | 7746 | Rate Constraint in MTons | FALSE | L | Annual | Allowances Withdrawn (1:1) | Thousand Tons | 0 | 0 | 0 | 0 | 0 | 0 | 0
IL Climate ParentID 321- CO2 Cap Annual v6.20 | 360 | 7746 | Rate Constraint in MTons | FALSE | L | Annual | Allowances Withdrawn (n:1) | Thousand Tons | 0 | 0 | 0 | 0 | 0 | 0 | 0
IL Climate ParentID 321- CO2 Cap Annual v6.20 | 360 | 7746 | Rate Constraint in MTons | FALSE | L | Annual | Net Emissions Allowance Position | Thousand Tons | 0 | 0 | 49.6532 | 0.27738 | 0 | 0 | 0
IL Climate ParentID 321- CO2 Cap Annual v6.20 | 360 | 7746 | Rate Constraint in MTons | FALSE | L | Annual | Fuel Consumed | TBtu | 0 | 0 | 0.84819 | 0.0047382 | 0 | 0 | 0
IL Climate ParentID 321- CO2 Cap Annual v6.20 | 360 | 7746 | Rate Constraint in MTons | FALSE | L | Annual | Rate | lb/MMBtu | 0 | 0 | 117.08 | 117.08 | 0 | 0 | 0
IL Climate ParentID 321- CO2 Cap Annual v6.20 | 360 | 7746 | Rate Constraint in MTons | FALSE | L | Annual | Generation | TWh | 0 | 0 | 0.078579 | 0.00043915 | 0 | 0 | 0
IL Climate ParentID 321- CO2 Cap Annual v6.20 | 360 | 7746 | Rate Constraint in MTons | FALSE | L | Annual | Qualifying Generation | TWh | 0 | 0 | 0.078579 | 0.00043915 | 0 | 0 | 0
IL Climate ParentID 321- CO2 Cap Annual v6.20 | 360 | 7746 | Rate Constraint in MTons | FALSE | L | Annual | Rate | lb/MWh | 0 | 0 | 1263.7753 | 1263.2513 | 0 | 0 | 0
IL Climate ParentID 321- CO2 Cap Annual v6.20 | 360 | 7746 | Rate Constraint in MTons | FALSE | L | Annual | Constraint Shadow Price | US2022$/Ton | 0 | 0 | 0 | 0 | 0 | 0 | 0
IL Climate ParentID 322- CO2 Cap Annual v6.20 | 361 | 7747 | Rate Constraint in MTons | FALSE | L | Annual | Seasons Included | Seasons | Winter, Spring, Summer, Fall | Winter, Spring, Summer, Fall | Winter, Spring, Summer, Fall | Winter, Spring, Summer, Fall | Winter, Spring, Summer, Fall | Winter, Spring, Summer, Fall | Winter, Spring, Summer, Fall
IL Climate ParentID 322- CO2 Cap Annual v6.20 | 361 | 7747 | Rate Constraint in MTons | FALSE | L | Annual | Standard CO2 | Thousand Tons | NA | NA | 4.4657 | 4.4657 | 4.4657 | 4.4657 | 4.4657
IL Climate ParentID 322- CO2 Cap Annual v6.20 | 361 | 7747 | Rate Constraint in MTons | FALSE | L | Annual | Emissions at Affected Plants CO2 | Thousand Tons | 0 | 0 | 4.4657 | 0.18375 | 0 | 0 | 0
IL Climate ParentID 322- CO2 Cap Annual v6.20 | 361 | 7747 | Rate Constraint in MTons | FALSE | L | Annual | Allowances Purchased CO2 | Thousand Tons | 0 | 0 | 0 | 0 | 0 | 0 | 0
IL Climate ParentID 322- CO2 Cap Annual v6.20 | 361 | 7747 | Rate Constraint in MTons | FALSE | L | Annual | Allowances Sold CO2 | Thousand Tons | 0 | 0 | 0 | 0 | 0 | 0 | 0
IL Climate ParentID 322- CO2 Cap Annual v6.20 | 361 | 7747 | Rate Constraint in MTons | FALSE | L | Annual | Allowances Banked | Thousand Tons | 0 | 0 | 0 | 0 | 0 | 0 | 0
IL Climate ParentID 322- CO2 Cap Annual v6.20 | 361 | 7747 | Rate Constraint in MTons | FALSE | L | Annual | Allowances Withdrawn (1:1) | Thousand Tons | 0 | 0 | 0 | 0 | 0 | 0 | 0
IL Climate ParentID 322- CO2 Cap Annual v6.20 | 361 | 7747 | Rate Constraint in MTons | FALSE | L | Annual | Allowances Withdrawn (n:1) | Thousand Tons | 0 | 0 | 0 | 0 | 0 | 0 | 0
IL Climate ParentID 322- CO2 Cap Annual v6.20 | 361 | 7747 | Rate Constraint in MTons | FALSE | L | Annual | Net Emissions Allowance Position | Thousand Tons | 0 | 0 | 4.4657 | 0.18375 | 0 | 0 | 0
IL Climate ParentID 322- CO2 Cap Annual v6.20 | 361 | 7747 | Rate Constraint in MTons | FALSE | L | Annual | Fuel Consumed | TBtu | 0 | 0 | 0.076284 | 0.0031389 | 0 | 0 | 0
IL Climate ParentID 322- CO2 Cap Annual v6.20 | 361 | 7747 | Rate Constraint in MTons | FALSE | L | Annual | Rate | lb/MMBtu | 0 | 0 | 117.08 | 117.08 | 0 | 0 | 0
IL Climate ParentID 322- CO2 Cap Annual v6.20 | 361 | 7747 | Rate Constraint in MTons | FALSE | L | Annual | Generation | TWh | 0 | 0 | 0.0070995 | 0.00029212 | 0 | 0 | 0
IL Climate ParentID 322- CO2 Cap Annual v6.20 | 361 | 7747 | Rate Constraint in MTons | FALSE | L | Annual | Qualifying Generation | TWh | 0 | 0 | 0.0070995 | 0.00029212 | 0 | 0 | 0
IL Climate ParentID 322- CO2 Cap Annual v6.20 | 361 | 7747 | Rate Constraint in MTons | FALSE | L | Annual | Rate | lb/MWh | 0 | 0 | 1258.0246 | 1258.0246 | 0 | 0 | 0
IL Climate ParentID 322- CO2 Cap Annual v6.20 | 361 | 7747 | Rate Constraint in MTons | FALSE | L | Annual | Constraint Shadow Price | US2022$/Ton | 0 | 0 | 4.441 | 0 | 0 | 0 | 0
IL Climate ParentID 323- CO2 Cap Annual v6.20 | 362 | 7748 | Rate Constraint in MTons | FALSE | L | Annual | Seasons Included | Seasons | Winter, Spring, Summer, Fall | Winter, Spring, Summer, Fall | Winter, Spring, Summer, Fall | Winter, Spring, Summer, Fall | Winter, Spring, Summer, Fall | Winter, Spring, Summer, Fall | Winter, Spring, Summer, Fall
IL Climate ParentID 323- CO2 Cap Annual v6.20 | 362 | 7748 | Rate Constraint in MTons | FALSE | L | Annual | Standard CO2 | Thousand Tons | NA | NA | 48.0539 | 48.0539 | 48.0539 | 48.0539 | 48.0539
IL Climate ParentID 323- CO2 Cap Annual v6.20 | 362 | 7748 | Rate Constraint in MTons | FALSE | L | Annual | Emissions at Affected Plants CO2 | Thousand Tons | 0 | 0 | 19.122 | 0 | 0 | 0 | 0
IL Climate ParentID 323- CO2 Cap Annual v6.20 | 362 | 7748 | Rate Constraint in MTons | FALSE | L | Annual | Allowances Purchased CO2 | Thousand Tons | 0 | 0 | 0 | 0 | 0 | 0 | 0
IL Climate ParentID 323- CO2 Cap Annual v6.20 | 362 | 7748 | Rate Constraint in MTons | FALSE | L | Annual | Allowances Sold CO2 | Thousand Tons | 0 | 0 | 0 | 0 | 0 | 0 | 0
IL Climate ParentID 323- CO2 Cap Annual v6.20 | 362 | 7748 | Rate Constraint in MTons | FALSE | L | Annual | Allowances Banked | Thousand Tons | 0 | 0 | 0 | 0 | 0 | 0 | 0
IL Climate ParentID 323- CO2 Cap Annual v6.20 | 362 | 7748 | Rate Constraint in MTons | FALSE | L | Annual | Allowances Withdrawn (1:1) | Thousand Tons | 0 | 0 | 0 | 0 | 0 | 0 | 0
IL Climate ParentID 323- CO2 Cap Annual v6.20 | 362 | 7748 | Rate Constraint in MTons | FALSE | L | Annual | Allowances Withdrawn (n:1) | Thousand Tons | 0 | 0 | 0 | 0 | 0 | 0 | 0
IL Climate ParentID 323- CO2 Cap Annual v6.20 | 362 | 7748 | Rate Constraint in MTons | FALSE | L | Annual | Net Emissions Allowance Position | Thousand Tons | 0 | 0 | 19.122 | 0 | 0 | 0 | 0
IL Climate ParentID 323- CO2 Cap Annual v6.20 | 362 | 7748 | Rate Constraint in MTons | FALSE | L | Annual | Fuel Consumed | TBtu | 0 | 0 | 0.32665 | 0 | 0 | 0 | 0
IL Climate ParentID 323- CO2 Cap Annual v6.20 | 362 | 7748 | Rate Constraint in MTons | FALSE | L | Annual | Rate | lb/MMBtu | 0 | 0 | 117.08 | 0 | 0 | 0 | 0
IL Climate ParentID 323- CO2 Cap Annual v6.20 | 362 | 7748 | Rate Constraint in MTons | FALSE | L | Annual | Generation | TWh | 0 | 0 | 0.029737 | 0 | 0 | 0 | 0
IL Climate ParentID 323- CO2 Cap Annual v6.20 | 362 | 7748 | Rate Constraint in MTons | FALSE | L | Annual | Qualifying Generation | TWh | 0 | 0 | 0.029737 | 0 | 0 | 0 | 0
IL Climate ParentID 323- CO2 Cap Annual v6.20 | 362 | 7748 | Rate Constraint in MTons | FALSE | L | Annual | Rate | lb/MWh | 0 | 0 | 1286.0648 | 0 | 0 | 0 | 0
IL Climate ParentID 323- CO2 Cap Annual v6.20 | 362 | 7748 | Rate Constraint in MTons | FALSE | L | Annual | Constraint Shadow Price | US2022$/Ton | 0 | 0 | 0 | 0 | 0 | 0 | 0
IL Climate ParentID 324- CO2 Cap Annual v6.20 | 363 | 7749 | Rate Constraint in MTons | FALSE | L | Annual | Seasons Included | Seasons | Winter, Spring, Summer, Fall | Winter, Spring, Summer, Fall | Winter, Spring, Summer, Fall | Winter, Spring, Summer, Fall | Winter, Spring, Summer, Fall | Winter, Spring, Summer, Fall | Winter, Spring, Summer, Fall
IL Climate ParentID 324- CO2 Cap Annual v6.20 | 363 | 7749 | Rate Constraint in MTons | FALSE | L | Annual | Standard CO2 | Thousand Tons | NA | NA | 28.5974 | 28.5974 | 28.5974 | 28.5974 | 28.5974
IL Climate ParentID 324- CO2 Cap Annual v6.20 | 363 | 7749 | Rate Constraint in MTons | FALSE | L | Annual | Emissions at Affected Plants CO2 | Thousand Tons | 0 | 0 | 9.1557 | 0.10092 | 0 | 0 | 0
IL Climate ParentID 324- CO2 Cap Annual v6.20 | 363 | 7749 | Rate Constraint in MTons | FALSE | L | Annual | Allowances Purchased CO2 | Thousand Tons | 0 | 0 | 0 | 0 | 0 | 0 | 0
IL Climate ParentID 324- CO2 Cap Annual v6.20 | 363 | 7749 | Rate Constraint in MTons | FALSE | L | Annual | Allowances Sold CO2 | Thousand Tons | 0 | 0 | 0 | 0 | 0 | 0 | 0
IL Climate ParentID 324- CO2 Cap Annual v6.20 | 363 | 7749 | Rate Constraint in MTons | FALSE | L | Annual | Allowances Banked | Thousand Tons | 0 | 0 | 0 | 0 | 0 | 0 | 0
IL Climate ParentID 324- CO2 Cap Annual v6.20 | 363 | 7749 | Rate Constraint in MTons | FALSE | L | Annual | Allowances Withdrawn (1:1) | Thousand Tons | 0 | 0 | 0 | 0 | 0 | 0 | 0
IL Climate ParentID 324- CO2 Cap Annual v6.20 | 363 | 7749 | Rate Constraint in MTons | FALSE | L | Annual | Allowances Withdrawn (n:1) | Thousand Tons | 0 | 0 | 0 | 0 | 0 | 0 | 0
IL Climate ParentID 324- CO2 Cap Annual v6.20 | 363 | 7749 | Rate Constraint in MTons | FALSE | L | Annual | Net Emissions Allowance Position | Thousand Tons | 0 | 0 | 9.1557 | 0.10092 | 0 | 0 | 0
IL Climate ParentID 324- CO2 Cap Annual v6.20 | 363 | 7749 | Rate Constraint in MTons | FALSE | L | Annual | Fuel Consumed | TBtu | 0 | 0 | 0.1564 | 0.0017239 | 0 | 0 | 0
IL Climate ParentID 324- CO2 Cap Annual v6.20 | 363 | 7749 | Rate Constraint in MTons | FALSE | L | Annual | Rate | lb/MMBtu | 0 | 0 | 117.08 | 117.08 | 0 | 0 | 0
IL Climate ParentID 324- CO2 Cap Annual v6.20 | 363 | 7749 | Rate Constraint in MTons | FALSE | L | Annual | Generation | TWh | 0 | 0 | 0.014556 | 0.00016044 | 0 | 0 | 0
IL Climate ParentID 324- CO2 Cap Annual v6.20 | 363 | 7749 | Rate Constraint in MTons | FALSE | L | Annual | Qualifying Generation | TWh | 0 | 0 | 0.014556 | 0.00016044 | 0 | 0 | 0
IL Climate ParentID 324- CO2 Cap Annual v6.20 | 363 | 7749 | Rate Constraint in MTons | FALSE | L | Annual | Rate | lb/MWh | 0 | 0 | 1258.0246 | 1258.0246 | 0 | 0 | 0
IL Climate ParentID 324- CO2 Cap Annual v6.20 | 363 | 7749 | Rate Constraint in MTons | FALSE | L | Annual | Constraint Shadow Price | US2022$/Ton | 0 | 0 | 0 | 0 | 0 | 0 | 0
IL Climate ParentID 325- CO2 Cap Annual v6.20 | 364 | 7750 | Rate Constraint in MTons | FALSE | L | Annual | Seasons Included | Seasons | Winter, Spring, Summer, Fall | Winter, Spring, Summer, Fall | Winter, Spring, Summer, Fall | Winter, Spring, Summer, Fall | Winter, Spring, Summer, Fall | Winter, Spring, Summer, Fall | Winter, Spring, Summer, Fall
IL Climate ParentID 325- CO2 Cap Annual v6.20 | 364 | 7750 | Rate Constraint in MTons | FALSE | L | Annual | Standard CO2 | Thousand Tons | NA | NA | 19.5472 | 19.5472 | 19.5472 | 19.5472 | 19.5472
IL Climate ParentID 325- CO2 Cap Annual v6.20 | 364 | 7750 | Rate Constraint in MTons | FALSE | L | Annual | Emissions at Affected Plants CO2 | Thousand Tons | 0 | 0 | 0 | 0 | 0 | 0 | 0
IL Climate ParentID 325- CO2 Cap Annual v6.20 | 364 | 7750 | Rate Constraint in MTons | FALSE | L | Annual | Allowances Purchased CO2 | Thousand Tons | 0 | 0 | 0 | 0 | 0 | 0 | 0
IL Climate ParentID 325- CO2 Cap Annual v6.20 | 364 | 7750 | Rate Constraint in MTons | FALSE | L | Annual | Allowances Sold CO2 | Thousand Tons | 0 | 0 | 0 | 0 | 0 | 0 | 0
IL Climate ParentID 325- CO2 Cap Annual v6.20 | 364 | 7750 | Rate Constraint in MTons | FALSE | L | Annual | Allowances Banked | Thousand Tons | 0 | 0 | 0 | 0 | 0 | 0 | 0
IL Climate ParentID 325- CO2 Cap Annual v6.20 | 364 | 7750 | Rate Constraint in MTons | FALSE | L | Annual | Allowances Withdrawn (1:1) | Thousand Tons | 0 | 0 | 0 | 0 | 0 | 0 | 0
IL Climate ParentID 325- CO2 Cap Annual v6.20 | 364 | 7750 | Rate Constraint in MTons | FALSE | L | Annual | Allowances Withdrawn (n:1) | Thousand Tons | 0 | 0 | 0 | 0 | 0 | 0 | 0
IL Climate ParentID 325- CO2 Cap Annual v6.20 | 364 | 7750 | Rate Constraint in MTons | FALSE | L | Annual | Net Emissions Allowance Position | Thousand Tons | 0 | 0 | 0 | 0 | 0 | 0 | 0
IL Climate ParentID 325- CO2 Cap Annual v6.20 | 364 | 7750 | Rate Constraint in MTons | FALSE | L | Annual | Fuel Consumed | TBtu | 0 | 0 | 0 | 0 | 0 | 0 | 0
IL Climate ParentID 325- CO2 Cap Annual v6.20 | 364 | 7750 | Rate Constraint in MTons | FALSE | L | Annual | Rate | lb/MMBtu | 0 | 0 | 0 | 0 | 0 | 0 | 0
IL Climate ParentID 325- CO2 Cap Annual v6.20 | 364 | 7750 | Rate Constraint in MTons | FALSE | L | Annual | Generation | TWh | 0 | 0 | 0 | 0 | 0 | 0 | 0
IL Climate ParentID 325- CO2 Cap Annual v6.20 | 364 | 7750 | Rate Constraint in MTons | FALSE | L | Annual | Qualifying Generation | TWh | 0 | 0 | 0 | 0 | 0 | 0 | 0
IL Climate ParentID 325- CO2 Cap Annual v6.20 | 364 | 7750 | Rate Constraint in MTons | FALSE | L | Annual | Rate | lb/MWh | 0 | 0 | 0 | 0 | 0 | 0 | 0
IL Climate ParentID 325- CO2 Cap Annual v6.20 | 364 | 7750 | Rate Constraint in MTons | FALSE | L | Annual | Constraint Shadow Price | US2022$/Ton | 0 | 0 | 0 | 0 | 0 | 0 | 0
IL Climate ParentID 326- CO2 Cap Annual v6.20 | 365 | 7751 | Rate Constraint in MTons | FALSE | L | Annual | Seasons Included | Seasons | Winter, Spring, Summer, Fall | Winter, Spring, Summer, Fall | Winter, Spring, Summer, Fall | Winter, Spring, Summer, Fall | Winter, Spring, Summer, Fall | Winter, Spring, Summer, Fall | Winter, Spring, Summer, Fall
IL Climate ParentID 326- CO2 Cap Annual v6.20 | 365 | 7751 | Rate Constraint in MTons | FALSE | L | Annual | Standard CO2 | Thousand Tons | NA | NA | 63.1947 | 63.1947 | 63.1947 | 63.1947 | 63.1947
IL Climate ParentID 326- CO2 Cap Annual v6.20 | 365 | 7751 | Rate Constraint in MTons | FALSE | L | Annual | Emissions at Affected Plants CO2 | Thousand Tons | 0 | 0 | 0 | 0 | 0 | 0 | 0
IL Climate ParentID 326- CO2 Cap Annual v6.20 | 365 | 7751 | Rate Constraint in MTons | FALSE | L | Annual | Allowances Purchased CO2 | Thousand Tons | 0 | 0 | 0 | 0 | 0 | 0 | 0
IL Climate ParentID 326- CO2 Cap Annual v6.20 | 365 | 7751 | Rate Constraint in MTons | FALSE | L | Annual | Allowances Sold CO2 | Thousand Tons | 0 | 0 | 0 | 0 | 0 | 0 | 0
IL Climate ParentID 326- CO2 Cap Annual v6.20 | 365 | 7751 | Rate Constraint in MTons | FALSE | L | Annual | Allowances Banked | Thousand Tons | 0 | 0 | 0 | 0 | 0 | 0 | 0
IL Climate ParentID 326- CO2 Cap Annual v6.20 | 365 | 7751 | Rate Constraint in MTons | FALSE | L | Annual | Allowances Withdrawn (1:1) | Thousand Tons | 0 | 0 | 0 | 0 | 0 | 0 | 0
IL Climate ParentID 326- CO2 Cap Annual v6.20 | 365 | 7751 | Rate Constraint in MTons | FALSE | L | Annual | Allowances Withdrawn (n:1) | Thousand Tons | 0 | 0 | 0 | 0 | 0 | 0 | 0
IL Climate ParentID 326- CO2 Cap Annual v6.20 | 365 | 7751 | Rate Constraint in MTons | FALSE | L | Annual | Net Emissions Allowance Position | Thousand Tons | 0 | 0 | 0 | 0 | 0 | 0 | 0
IL Climate ParentID 326- CO2 Cap Annual v6.20 | 365 | 7751 | Rate Constraint in MTons | FALSE | L | Annual | Fuel Consumed | TBtu | 0 | 0 | 0 | 0 | 0 | 0 | 0
IL Climate ParentID 326- CO2 Cap Annual v6.20 | 365 | 7751 | Rate Constraint in MTons | FALSE | L | Annual | Rate | lb/MMBtu | 0 | 0 | 0 | 0 | 0 | 0 | 0
IL Climate ParentID 326- CO2 Cap Annual v6.20 | 365 | 7751 | Rate Constraint in MTons | FALSE | L | Annual | Generation | TWh | 0 | 0 | 0 | 0 | 0 | 0 | 0
IL Climate ParentID 326- CO2 Cap Annual v6.20 | 365 | 7751 | Rate Constraint in MTons | FALSE | L | Annual | Qualifying Generation | TWh | 0 | 0 | 0 | 0 | 0 | 0 | 0
IL Climate ParentID 326- CO2 Cap Annual v6.20 | 365 | 7751 | Rate Constraint in MTons | FALSE | L | Annual | Rate | lb/MWh | 0 | 0 | 0 | 0 | 0 | 0 | 0
IL Climate ParentID 326- CO2 Cap Annual v6.20 | 365 | 7751 | Rate Constraint in MTons | FALSE | L | Annual | Constraint Shadow Price | US2022$/Ton | 0 | 0 | 0 | 0 | 0 | 0 | 0
IL Climate ParentID 327- CO2 Cap Annual v6.20 | 366 | 7752 | Rate Constraint in MTons | FALSE | L | Annual | Seasons Included | Seasons | Winter, Spring, Summer, Fall | Winter, Spring, Summer, Fall | Winter, Spring, Summer, Fall | Winter, Spring, Summer, Fall | Winter, Spring, Summer, Fall | Winter, Spring, Summer, Fall | Winter, Spring, Summer, Fall
IL Climate ParentID 327- CO2 Cap Annual v6.20 | 366 | 7752 | Rate Constraint in MTons | FALSE | L | Annual | Standard CO2 | Thousand Tons | NA | NA | 21.1592 | 21.1592 | 21.1592 | 21.1592 | 21.1592
IL Climate ParentID 327- CO2 Cap Annual v6.20 | 366 | 7752 | Rate Constraint in MTons | FALSE | L | Annual | Emissions at Affected Plants CO2 | Thousand Tons | 0 | 0 | 0 | 0 | 0 | 0 | 0
IL Climate ParentID 327- CO2 Cap Annual v6.20 | 366 | 7752 | Rate Constraint in MTons | FALSE | L | Annual | Allowances Purchased CO2 | Thousand Tons | 0 | 0 | 0 | 0 | 0 | 0 | 0
IL Climate ParentID 327- CO2 Cap Annual v6.20 | 366 | 7752 | Rate Constraint in MTons | FALSE | L | Annual | Allowances Sold CO2 | Thousand Tons | 0 | 0 | 0 | 0 | 0 | 0 | 0
IL Climate ParentID 327- CO2 Cap Annual v6.20 | 366 | 7752 | Rate Constraint in MTons | FALSE | L | Annual | Allowances Banked | Thousand Tons | 0 | 0 | 0 | 0 | 0 | 0 | 0
IL Climate ParentID 327- CO2 Cap Annual v6.20 | 366 | 7752 | Rate Constraint in MTons | FALSE | L | Annual | Allowances Withdrawn (1:1) | Thousand Tons | 0 | 0 | 0 | 0 | 0 | 0 | 0
IL Climate ParentID 327- CO2 Cap Annual v6.20 | 366 | 7752 | Rate Constraint in MTons | FALSE | L | Annual | Allowances Withdrawn (n:1) | Thousand Tons | 0 | 0 | 0 | 0 | 0 | 0 | 0
IL Climate ParentID 327- CO2 Cap Annual v6.20 | 366 | 7752 | Rate Constraint in MTons | FALSE | L | Annual | Net Emissions Allowance Position | Thousand Tons | 0 | 0 | 0 | 0 | 0 | 0 | 0
IL Climate ParentID 327- CO2 Cap Annual v6.20 | 366 | 7752 | Rate Constraint in MTons | FALSE | L | Annual | Fuel Consumed | TBtu | 0 | 0 | 0 | 0 | 0 | 0 | 0
IL Climate ParentID 327- CO2 Cap Annual v6.20 | 366 | 7752 | Rate Constraint in MTons | FALSE | L | Annual | Rate | lb/MMBtu | 0 | 0 | 0 | 0 | 0 | 0 | 0
IL Climate ParentID 327- CO2 Cap Annual v6.20 | 366 | 7752 | Rate Constraint in MTons | FALSE | L | Annual | Generation | TWh | 0 | 0 | 0 | 0 | 0 | 0 | 0
IL Climate ParentID 327- CO2 Cap Annual v6.20 | 366 | 7752 | Rate Constraint in MTons | FALSE | L | Annual | Qualifying Generation | TWh | 0 | 0 | 0 | 0 | 0 | 0 | 0
IL Climate ParentID 327- CO2 Cap Annual v6.20 | 366 | 7752 | Rate Constraint in MTons | FALSE | L | Annual | Rate | lb/MWh | 0 | 0 | 0 | 0 | 0 | 0 | 0
IL Climate ParentID 327- CO2 Cap Annual v6.20 | 366 | 7752 | Rate Constraint in MTons | FALSE | L | Annual | Constraint Shadow Price | US2022$/Ton | 0 | 0 | 0 | 0 | 0 | 0 | 0
IL Climate ParentID 328- CO2 Cap Annual v6.20 | 367 | 7753 | Rate Constraint in MTons | FALSE | L | Annual | Seasons Included | Seasons | Winter, Spring, Summer, Fall | Winter, Spring, Summer, Fall | Winter, Spring, Summer, Fall | Winter, Spring, Summer, Fall | Winter, Spring, Summer, Fall | Winter, Spring, Summer, Fall | Winter, Spring, Summer, Fall
IL Climate ParentID 328- CO2 Cap Annual v6.20 | 367 | 7753 | Rate Constraint in MTons | FALSE | L | Annual | Standard CO2 | Thousand Tons | NA | NA | 4.9553 | 4.9553 | 4.9553 | 4.9553 | 4.9553
IL Climate ParentID 328- CO2 Cap Annual v6.20 | 367 | 7753 | Rate Constraint in MTons | FALSE | L | Annual | Emissions at Affected Plants CO2 | Thousand Tons | 0 | 0 | 0 | 0 | 0 | 0 | 0
IL Climate ParentID 328- CO2 Cap Annual v6.20 | 367 | 7753 | Rate Constraint in MTons | FALSE | L | Annual | Allowances Purchased CO2 | Thousand Tons | 0 | 0 | 0 | 0 | 0 | 0 | 0
IL Climate ParentID 328- CO2 Cap Annual v6.20 | 367 | 7753 | Rate Constraint in MTons | FALSE | L | Annual | Allowances Sold CO2 | Thousand Tons | 0 | 0 | 0 | 0 | 0 | 0 | 0
IL Climate ParentID 328- CO2 Cap Annual v6.20 | 367 | 7753 | Rate Constraint in MTons | FALSE | L | Annual | Allowances Banked | Thousand Tons | 0 | 0 | 0 | 0 | 0 | 0 | 0
IL Climate ParentID 328- CO2 Cap Annual v6.20 | 367 | 7753 | Rate Constraint in MTons | FALSE | L | Annual | Allowances Withdrawn (1:1) | Thousand Tons | 0 | 0 | 0 | 0 | 0 | 0 | 0
IL Climate ParentID 328- CO2 Cap Annual v6.20 | 367 | 7753 | Rate Constraint in MTons | FALSE | L | Annual | Allowances Withdrawn (n:1) | Thousand Tons | 0 | 0 | 0 | 0 | 0 | 0 | 0
IL Climate ParentID 328- CO2 Cap Annual v6.20 | 367 | 7753 | Rate Constraint in MTons | FALSE | L | Annual | Net Emissions Allowance Position | Thousand Tons | 0 | 0 | 0 | 0 | 0 | 0 | 0
IL Climate ParentID 328- CO2 Cap Annual v6.20 | 367 | 7753 | Rate Constraint in MTons | FALSE | L | Annual | Fuel Consumed | TBtu | 0 | 0 | 0 | 0 | 0 | 0 | 0
IL Climate ParentID 328- CO2 Cap Annual v6.20 | 367 | 7753 | Rate Constraint in MTons | FALSE | L | Annual | Rate | lb/MMBtu | 0 | 0 | 0 | 0 | 0 | 0 | 0
IL Climate ParentID 328- CO2 Cap Annual v6.20 | 367 | 7753 | Rate Constraint in MTons | FALSE | L | Annual | Generation | TWh | 0 | 0 | 0 | 0 | 0 | 0 | 0
IL Climate ParentID 328- CO2 Cap Annual v6.20 | 367 | 7753 | Rate Constraint in MTons | FALSE | L | Annual | Qualifying Generation | TWh | 0 | 0 | 0 | 0 | 0 | 0 | 0
IL Climate ParentID 328- CO2 Cap Annual v6.20 | 367 | 7753 | Rate Constraint in MTons | FALSE | L | Annual | Rate | lb/MWh | 0 | 0 | 0 | 0 | 0 | 0 | 0
IL Climate ParentID 328- CO2 Cap Annual v6.20 | 367 | 7753 | Rate Constraint in MTons | FALSE | L | Annual | Constraint Shadow Price | US2022$/Ton | 0 | 0 | 0 | 0 | 0 | 0 | 0
IL Climate ParentID 329- CO2 Cap Annual v6.20 | 368 | 7754 | Rate Constraint in MTons | FALSE | L | Annual | Seasons Included | Seasons | Winter, Spring, Summer, Fall | Winter, Spring, Summer, Fall | Winter, Spring, Summer, Fall | Winter, Spring, Summer, Fall | Winter, Spring, Summer, Fall | Winter, Spring, Summer, Fall | Winter, Spring, Summer, Fall
IL Climate ParentID 329- CO2 Cap Annual v6.20 | 368 | 7754 | Rate Constraint in MTons | FALSE | L | Annual | Standard CO2 | Thousand Tons | NA | NA | 24.3959 | 24.3959 | 24.3959 | 24.3959 | 24.3959
IL Climate ParentID 329- CO2 Cap Annual v6.20 | 368 | 7754 | Rate Constraint in MTons | FALSE | L | Annual | Emissions at Affected Plants CO2 | Thousand Tons | 0 | 0 | 0 | 0 | 0 | 0 | 0
IL Climate ParentID 329- CO2 Cap Annual v6.20 | 368 | 7754 | Rate Constraint in MTons | FALSE | L | Annual | Allowances Purchased CO2 | Thousand Tons | 0 | 0 | 0 | 0 | 0 | 0 | 0
IL Climate ParentID 329- CO2 Cap Annual v6.20 | 368 | 7754 | Rate Constraint in MTons | FALSE | L | Annual | Allowances Sold CO2 | Thousand Tons | 0 | 0 | 0 | 0 | 0 | 0 | 0
IL Climate ParentID 329- CO2 Cap Annual v6.20 | 368 | 7754 | Rate Constraint in MTons | FALSE | L | Annual | Allowances Banked | Thousand Tons | 0 | 0 | 0 | 0 | 0 | 0 | 0
IL Climate ParentID 329- CO2 Cap Annual v6.20 | 368 | 7754 | Rate Constraint in MTons | FALSE | L | Annual | Allowances Withdrawn (1:1) | Thousand Tons | 0 | 0 | 0 | 0 | 0 | 0 | 0
IL Climate ParentID 329- CO2 Cap Annual v6.20 | 368 | 7754 | Rate Constraint in MTons | FALSE | L | Annual | Allowances Withdrawn (n:1) | Thousand Tons | 0 | 0 | 0 | 0 | 0 | 0 | 0
IL Climate ParentID 329- CO2 Cap Annual v6.20 | 368 | 7754 | Rate Constraint in MTons | FALSE | L | Annual | Net Emissions Allowance Position | Thousand Tons | 0 | 0 | 0 | 0 | 0 | 0 | 0
IL Climate ParentID 329- CO2 Cap Annual v6.20 | 368 | 7754 | Rate Constraint in MTons | FALSE | L | Annual | Fuel Consumed | TBtu | 0 | 0 | 0 | 0 | 0 | 0 | 0
IL Climate ParentID 329- CO2 Cap Annual v6.20 | 368 | 7754 | Rate Constraint in MTons | FALSE | L | Annual | Rate | lb/MMBtu | 0 | 0 | 0 | 0 | 0 | 0 | 0
IL Climate ParentID 329- CO2 Cap Annual v6.20 | 368 | 7754 | Rate Constraint in MTons | FALSE | L | Annual | Generation | TWh | 0 | 0 | 0 | 0 | 0 | 0 | 0
IL Climate ParentID 329- CO2 Cap Annual v6.20 | 368 | 7754 | Rate Constraint in MTons | FALSE | L | Annual | Qualifying Generation | TWh | 0 | 0 | 0 | 0 | 0 | 0 | 0
IL Climate ParentID 329- CO2 Cap Annual v6.20 | 368 | 7754 | Rate Constraint in MTons | FALSE | L | Annual | Rate | lb/MWh | 0 | 0 | 0 | 0 | 0 | 0 | 0
IL Climate ParentID 329- CO2 Cap Annual v6.20 | 368 | 7754 | Rate Constraint in MTons | FALSE | L | Annual | Constraint Shadow Price | US2022$/Ton | 0 | 0 | 0 | 0 | 0 | 0 | 0
IL Climate ParentID 330- CO2 Cap Annual v6.20 | 369 | 7755 | Rate Constraint in MTons | FALSE | L | Annual | Seasons Included | Seasons | Winter, Spring, Summer, Fall | Winter, Spring, Summer, Fall | Winter, Spring, Summer, Fall | Winter, Spring, Summer, Fall | Winter, Spring, Summer, Fall | Winter, Spring, Summer, Fall | Winter, Spring, Summer, Fall
IL Climate ParentID 330- CO2 Cap Annual v6.20 | 369 | 7755 | Rate Constraint in MTons | FALSE | L | Annual | Standard CO2 | Thousand Tons | NA | NA | 99.3289 | 99.3289 | 99.3289 | 99.3289 | 99.3289
IL Climate ParentID 330- CO2 Cap Annual v6.20 | 369 | 7755 | Rate Constraint in MTons | FALSE | L | Annual | Emissions at Affected Plants CO2 | Thousand Tons | 0 | 0 | 0 | 0 | 0 | 0 | 0
IL Climate ParentID 330- CO2 Cap Annual v6.20 | 369 | 7755 | Rate Constraint in MTons | FALSE | L | Annual | Allowances Purchased CO2 | Thousand Tons | 0 | 0 | 0 | 0 | 0 | 0 | 0
IL Climate ParentID 330- CO2 Cap Annual v6.20 | 369 | 7755 | Rate Constraint in MTons | FALSE | L | Annual | Allowances Sold CO2 | Thousand Tons | 0 | 0 | 0 | 0 | 0 | 0 | 0
IL Climate ParentID 330- CO2 Cap Annual v6.20 | 369 | 7755 | Rate Constraint in MTons | FALSE | L | Annual | Allowances Banked | Thousand Tons | 0 | 0 | 0 | 0 | 0 | 0 | 0
IL Climate ParentID 330- CO2 Cap Annual v6.20 | 369 | 7755 | Rate Constraint in MTons | FALSE | L | Annual | Allowances Withdrawn (1:1) | Thousand Tons | 0 | 0 | 0 | 0 | 0 | 0 | 0
IL Climate ParentID 330- CO2 Cap Annual v6.20 | 369 | 7755 | Rate Constraint in MTons | FALSE | L | Annual | Allowances Withdrawn (n:1) | Thousand Tons | 0 | 0 | 0 | 0 | 0 | 0 | 0
IL Climate ParentID 330- CO2 Cap Annual v6.20 | 369 | 7755 | Rate Constraint in MTons | FALSE | L | Annual | Net Emissions Allowance Position | Thousand Tons | 0 | 0 | 0 | 0 | 0 | 0 | 0
IL Climate ParentID 330- CO2 Cap Annual v6.20 | 369 | 7755 | Rate Constraint in MTons | FALSE | L | Annual | Fuel Consumed | TBtu | 0 | 0 | 0 | 0 | 0 | 0 | 0
IL Climate ParentID 330- CO2 Cap Annual v6.20 | 369 | 7755 | Rate Constraint in MTons | FALSE | L | Annual | Rate | lb/MMBtu | 0 | 0 | 0 | 0 | 0 | 0 | 0
IL Climate ParentID 330- CO2 Cap Annual v6.20 | 369 | 7755 | Rate Constraint in MTons | FALSE | L | Annual | Generation | TWh | 0 | 0 | 0 | 0 | 0 | 0 | 0
IL Climate ParentID 330- CO2 Cap Annual v6.20 | 369 | 7755 | Rate Constraint in MTons | FALSE | L | Annual | Qualifying Generation | TWh | 0 | 0 | 0 | 0 | 0 | 0 | 0
IL Climate ParentID 330- CO2 Cap Annual v6.20 | 369 | 7755 | Rate Constraint in MTons | FALSE | L | Annual | Rate | lb/MWh | 0 | 0 | 0 | 0 | 0 | 0 | 0
IL Climate ParentID 330- CO2 Cap Annual v6.20 | 369 | 7755 | Rate Constraint in MTons | FALSE | L | Annual | Constraint Shadow Price | US2022$/Ton | 0 | 0 | 0 | 0 | 0 | 0 | 0
IL Climate ParentID 331- CO2 Cap Annual v6.20 | 370 | 7756 | Rate Constraint in MTons | FALSE | L | Annual | Seasons Included | Seasons | Winter, Spring, Summer, Fall | Winter, Spring, Summer, Fall | Winter, Spring, Summer, Fall | Winter, Spring, Summer, Fall | Winter, Spring, Summer, Fall | Winter, Spring, Summer, Fall | Winter, Spring, Summer, Fall
IL Climate ParentID 331- CO2 Cap Annual v6.20 | 370 | 7756 | Rate Constraint in MTons | FALSE | L | Annual | Standard CO2 | Thousand Tons | NA | NA | 43.4235 | 43.4235 | 43.4235 | 43.4235 | 43.4235
IL Climate ParentID 331- CO2 Cap Annual v6.20 | 370 | 7756 | Rate Constraint in MTons | FALSE | L | Annual | Emissions at Affected Plants CO2 | Thousand Tons | 0 | 0 | 0.69271 | 0 | 0 | 0 | 0
IL Climate ParentID 331- CO2 Cap Annual v6.20 | 370 | 7756 | Rate Constraint in MTons | FALSE | L | Annual | Allowances Purchased CO2 | Thousand Tons | 0 | 0 | 0 | 0 | 0 | 0 | 0
IL Climate ParentID 331- CO2 Cap Annual v6.20 | 370 | 7756 | Rate Constraint in MTons | FALSE | L | Annual | Allowances Sold CO2 | Thousand Tons | 0 | 0 | 0 | 0 | 0 | 0 | 0
IL Climate ParentID 331- CO2 Cap Annual v6.20 | 370 | 7756 | Rate Constraint in MTons | FALSE | L | Annual | Allowances Banked | Thousand Tons | 0 | 0 | 0 | 0 | 0 | 0 | 0
IL Climate ParentID 331- CO2 Cap Annual v6.20 | 370 | 7756 | Rate Constraint in MTons | FALSE | L | Annual | Allowances Withdrawn (1:1) | Thousand Tons | 0 | 0 | 0 | 0 | 0 | 0 | 0
IL Climate ParentID 331- CO2 Cap Annual v6.20 | 370 | 7756 | Rate Constraint in MTons | FALSE | L | Annual | Allowances Withdrawn (n:1) | Thousand Tons | 0 | 0 | 0 | 0 | 0 | 0 | 0
IL Climate ParentID 331- CO2 Cap Annual v6.20 | 370 | 7756 | Rate Constraint in MTons | FALSE | L | Annual | Net Emissions Allowance Position | Thousand Tons | 0 | 0 | 0.69271 | 0 | 0 | 0 | 0
IL Climate ParentID 331- CO2 Cap Annual v6.20 | 370 | 7756 | Rate Constraint in MTons | FALSE | L | Annual | Fuel Consumed | TBtu | 0 | 0 | 0.011833 | 0 | 0 | 0 | 0
IL Climate ParentID 331- CO2 Cap Annual v6.20 | 370 | 7756 | Rate Constraint in MTons | FALSE | L | Annual | Rate | lb/MMBtu | 0 | 0 | 117.08 | 0 | 0 | 0 | 0
IL Climate ParentID 331- CO2 Cap Annual v6.20 | 370 | 7756 | Rate Constraint in MTons | FALSE | L | Annual | Generation | TWh | 0 | 0 | 0.0010008 | 0 | 0 | 0 | 0
IL Climate ParentID 331- CO2 Cap Annual v6.20 | 370 | 7756 | Rate Constraint in MTons | FALSE | L | Annual | Qualifying Generation | TWh | 0 | 0 | 0.0010008 | 0 | 0 | 0 | 0
IL Climate ParentID 331- CO2 Cap Annual v6.20 | 370 | 7756 | Rate Constraint in MTons | FALSE | L | Annual | Rate | lb/MWh | 0 | 0 | 1384.3344 | 0 | 0 | 0 | 0
IL Climate ParentID 331- CO2 Cap Annual v6.20 | 370 | 7756 | Rate Constraint in MTons | FALSE | L | Annual | Constraint Shadow Price | US2022$/Ton | 0 | 0 | 0 | 0 | 0 | 0 | 0
IL Climate ParentID 336- CO2 Cap Annual v6.20 | 371 | 7757 | Rate Constraint in MTons | FALSE | L | Annual | Seasons Included | Seasons | Winter, Spring, Summer, Fall | Winter, Spring, Summer, Fall | Winter, Spring, Summer, Fall | Winter, Spring, Summer, Fall | Winter, Spring, Summer, Fall | Winter, Spring, Summer, Fall | Winter, Spring, Summer, Fall
IL Climate ParentID 336- CO2 Cap Annual v6.20 | 371 | 7757 | Rate Constraint in MTons | FALSE | L | Annual | Standard CO2 | Thousand Tons | NA | NA | 190.9653 | 190.9653 | 190.9653 | 190.9653 | 190.9653
IL Climate ParentID 336- CO2 Cap Annual v6.20 | 371 | 7757 | Rate Constraint in MTons | FALSE | L | Annual | Emissions at Affected Plants CO2 | Thousand Tons | 0 | 0 | 24.4847 | 0 | 0 | 0 | 0
IL Climate ParentID 336- CO2 Cap Annual v6.20 | 371 | 7757 | Rate Constraint in MTons | FALSE | L | Annual | Allowances Purchased CO2 | Thousand Tons | 0 | 0 | 0 | 0 | 0 | 0 | 0
IL Climate ParentID 336- CO2 Cap Annual v6.20 | 371 | 7757 | Rate Constraint in MTons | FALSE | L | Annual | Allowances Sold CO2 | Thousand Tons | 0 | 0 | 0 | 0 | 0 | 0 | 0
IL Climate ParentID 336- CO2 Cap Annual v6.20 | 371 | 7757 | Rate Constraint in MTons | FALSE | L | Annual | Allowances Banked | Thousand Tons | 0 | 0 | 0 | 0 | 0 | 0 | 0
IL Climate ParentID 336- CO2 Cap Annual v6.20 | 371 | 7757 | Rate Constraint in MTons | FALSE | L | Annual | Allowances Withdrawn (1:1) | Thousand Tons | 0 | 0 | 0 | 0 | 0 | 0 | 0
IL Climate ParentID 336- CO2 Cap Annual v6.20 | 371 | 7757 | Rate Constraint in MTons | FALSE | L | Annual | Allowances Withdrawn (n:1) | Thousand Tons | 0 | 0 | 0 | 0 | 0 | 0 | 0
IL Climate ParentID 336- CO2 Cap Annual v6.20 | 371 | 7757 | Rate Constraint in MTons | FALSE | L | Annual | Net Emissions Allowance Position | Thousand Tons | 0 | 0 | 24.4847 | 0 | 0 | 0 | 0
IL Climate ParentID 336- CO2 Cap Annual v6.20 | 371 | 7757 | Rate Constraint in MTons | FALSE | L | Annual | Fuel Consumed | TBtu | 0 | 0 | 0.41826 | 0 | 0 | 0 | 0
IL Climate ParentID 336- CO2 Cap Annual v6.20 | 371 | 7757 | Rate Constraint in MTons | FALSE | L | Annual | Rate | lb/MMBtu | 0 | 0 | 117.08 | 0 | 0 | 0 | 0
IL Climate ParentID 336- CO2 Cap Annual v6.20 | 371 | 7757 | Rate Constraint in MTons | FALSE | L | Annual | Generation | TWh | 0 | 0 | 0.03706 | 0 | 0 | 0 | 0
IL Climate ParentID 336- CO2 Cap Annual v6.20 | 371 | 7757 | Rate Constraint in MTons | FALSE | L | Annual | Qualifying Generation | TWh | 0 | 0 | 0.03706 | 0 | 0 | 0 | 0
IL Climate ParentID 336- CO2 Cap Annual v6.20 | 371 | 7757 | Rate Constraint in MTons | FALSE | L | Annual | Rate | lb/MWh | 0 | 0 | 1321.3649 | 0 | 0 | 0 | 0
IL Climate ParentID 336- CO2 Cap Annual v6.20 | 371 | 7757 | Rate Constraint in MTons | FALSE | L | Annual | Constraint Shadow Price | US2022$/Ton | 0 | 0 | 0 | 0 | 0 | 0 | 0
IL Climate ParentID 3563- CO2 Cap Annual v6.20 | 372 | 7783 | Rate Constraint in MTons | FALSE | L | Annual | Seasons Included | Seasons | Winter, Spring, Summer, Fall | Winter, Spring, Summer, Fall | Winter, Spring, Summer, Fall | Winter, Spring, Summer, Fall | Winter, Spring, Summer, Fall | Winter, Spring, Summer, Fall | Winter, Spring, Summer, Fall
IL Climate ParentID 3563- CO2 Cap Annual v6.20 | 372 | 7783 | Rate Constraint in MTons | FALSE | L | Annual | Standard CO2 | Thousand Tons | NA | NA | 3726.0581 | 3726.0581 | 3726.0581 | 3726.0581 | 3726.0581
IL Climate ParentID 3563- CO2 Cap Annual v6.20 | 372 | 7783 | Rate Constraint in MTons | FALSE | L | Annual | Emissions at Affected Plants CO2 | Thousand Tons | 0 | 0 | 2996.4155 | 0 | 0 | 0 | 0
IL Climate ParentID 3563- CO2 Cap Annual v6.20 | 372 | 7783 | Rate Constraint in MTons | FALSE | L | Annual | Allowances Purchased CO2 | Thousand Tons | 0 | 0 | 0 | 0 | 0 | 0 | 0
IL Climate ParentID 3563- CO2 Cap Annual v6.20 | 372 | 7783 | Rate Constraint in MTons | FALSE | L | Annual | Allowances Sold CO2 | Thousand Tons | 0 | 0 | 0 | 0 | 0 | 0 | 0
IL Climate ParentID 3563- CO2 Cap Annual v6.20 | 372 | 7783 | Rate Constraint in MTons | FALSE | L | Annual | Allowances Banked | Thousand Tons | 0 | 0 | 0 | 0 | 0 | 0 | 0
IL Climate ParentID 3563- CO2 Cap Annual v6.20 | 372 | 7783 | Rate Constraint in MTons | FALSE | L | Annual | Allowances Withdrawn (1:1) | Thousand Tons | 0 | 0 | 0 | 0 | 0 | 0 | 0
IL Climate ParentID 3563- CO2 Cap Annual v6.20 | 372 | 7783 | Rate Constraint in MTons | FALSE | L | Annual | Allowances Withdrawn (n:1) | Thousand Tons | 0 | 0 | 0 | 0 | 0 | 0 | 0
IL Climate ParentID 3563- CO2 Cap Annual v6.20 | 372 | 7783 | Rate Constraint in MTons | FALSE | L | Annual | Net Emissions Allowance Position | Thousand Tons | 0 | 0 | 2996.4155 | 0 | 0 | 0 | 0
IL Climate ParentID 3563- CO2 Cap Annual v6.20 | 372 | 7783 | Rate Constraint in MTons | FALSE | L | Annual | Fuel Consumed | TBtu | 0 | 0 | 29.0821 | 0 | 0 | 0 | 0
IL Climate ParentID 3563- CO2 Cap Annual v6.20 | 372 | 7783 | Rate Constraint in MTons | FALSE | L | Annual | Rate | lb/MMBtu | 0 | 0 | 206.0663 | 0 | 0 | 0 | 0
IL Climate ParentID 3563- CO2 Cap Annual v6.20 | 372 | 7783 | Rate Constraint in MTons | FALSE | L | Annual | Generation | TWh | 0 | 0 | 3.0968 | 0 | 0 | 0 | 0
IL Climate ParentID 3563- CO2 Cap Annual v6.20 | 372 | 7783 | Rate Constraint in MTons | FALSE | L | Annual | Qualifying Generation | TWh | 0 | 0 | 3.0968 | 0 | 0 | 0 | 0
IL Climate ParentID 3563- CO2 Cap Annual v6.20 | 372 | 7783 | Rate Constraint in MTons | FALSE | L | Annual | Rate | lb/MWh | 0 | 0 | 1935.1684 | 0 | 0 | 0 | 0
IL Climate ParentID 3563- CO2 Cap Annual v6.20 | 372 | 7783 | Rate Constraint in MTons | FALSE | L | Annual | Constraint Shadow Price | US2022$/Ton | 0 | 0 | 0 | 0 | 0 | 0 | 0
IL Climate ParentID 3564- CO2 Cap Annual v6.20 | 373 | 7784 | Rate Constraint in MTons | FALSE | L | Annual | Seasons Included | Seasons | Winter, Spring, Summer, Fall | Winter, Spring, Summer, Fall | Winter, Spring, Summer, Fall | Winter, Spring, Summer, Fall | Winter, Spring, Summer, Fall | Winter, Spring, Summer, Fall | Winter, Spring, Summer, Fall
IL Climate ParentID 3564- CO2 Cap Annual v6.20 | 373 | 7784 | Rate Constraint in MTons | FALSE | L | Annual | Standard CO2 | Thousand Tons | NA | NA | 3621.2811 | 3621.2811 | 3621.2811 | 3621.2811 | 3621.2811
IL Climate ParentID 3564- CO2 Cap Annual v6.20 | 373 | 7784 | Rate Constraint in MTons | FALSE | L | Annual | Emissions at Affected Plants CO2 | Thousand Tons | 0 | 0 | 3037.377 | 0 | 0 | 0 | 0
IL Climate ParentID 3564- CO2 Cap Annual v6.20 | 373 | 7784 | Rate Constraint in MTons | FALSE | L | Annual | Allowances Purchased CO2 | Thousand Tons | 0 | 0 | 0 | 0 | 0 | 0 | 0
IL Climate ParentID 3564- CO2 Cap Annual v6.20 | 373 | 7784 | Rate Constraint in MTons | FALSE | L | Annual | Allowances Sold CO2 | Thousand Tons | 0 | 0 | 0 | 0 | 0 | 0 | 0
IL Climate ParentID 3564- CO2 Cap Annual v6.20 | 373 | 7784 | Rate Constraint in MTons | FALSE | L | Annual | Allowances Banked | Thousand Tons | 0 | 0 | 0 | 0 | 0 | 0 | 0
IL Climate ParentID 3564- CO2 Cap Annual v6.20 | 373 | 7784 | Rate Constraint in MTons | FALSE | L | Annual | Allowances Withdrawn (1:1) | Thousand Tons | 0 | 0 | 0 | 0 | 0 | 0 | 0
IL Climate ParentID 3564- CO2 Cap Annual v6.20 | 373 | 7784 | Rate Constraint in MTons | FALSE | L | Annual | Allowances Withdrawn (n:1) | Thousand Tons | 0 | 0 | 0 | 0 | 0 | 0 | 0
IL Climate ParentID 3564- CO2 Cap Annual v6.20 | 373 | 7784 | Rate Constraint in MTons | FALSE | L | Annual | Net Emissions Allowance Position | Thousand Tons | 0 | 0 | 3037.377 | 0 | 0 | 0 | 0
IL Climate ParentID 3564- CO2 Cap Annual v6.20 | 373 | 7784 | Rate Constraint in MTons | FALSE | L | Annual | Fuel Consumed | TBtu | 0 | 0 | 29.4796 | 0 | 0 | 0 | 0
IL Climate ParentID 3564- CO2 Cap Annual v6.20 | 373 | 7784 | Rate Constraint in MTons | FALSE | L | Annual | Rate | lb/MMBtu | 0 | 0 | 206.0663 | 0 | 0 | 0 | 0
IL Climate ParentID 3564- CO2 Cap Annual v6.20 | 373 | 7784 | Rate Constraint in MTons | FALSE | L | Annual | Generation | TWh | 0 | 0 | 3.1542 | 0 | 0 | 0 | 0
IL Climate ParentID 3564- CO2 Cap Annual v6.20 | 373 | 7784 | Rate Constraint in MTons | FALSE | L | Annual | Qualifying Generation | TWh | 0 | 0 | 3.1542 | 0 | 0 | 0 | 0
IL Climate ParentID 3564- CO2 Cap Annual v6.20 | 373 | 7784 | Rate Constraint in MTons | FALSE | L | Annual | Rate | lb/MWh | 0 | 0 | 1925.8954 | 0 | 0 | 0 | 0
IL Climate ParentID 3564- CO2 Cap Annual v6.20 | 373 | 7784 | Rate Constraint in MTons | FALSE | L | Annual | Constraint Shadow Price | US2022$/Ton | 0 | 0 | 0 | 0 | 0 | 0 | 0
IL Climate ParentID 450- CO2 Cap Annual v6.20 | 374 | 7758 | Rate Constraint in MTons | FALSE | L | Annual | Seasons Included | Seasons | Winter, Spring, Summer, Fall | Winter, Spring, Summer, Fall | Winter, Spring, Summer, Fall | Winter, Spring, Summer, Fall | Winter, Spring, Summer, Fall | Winter, Spring, Summer, Fall | Winter, Spring, Summer, Fall
IL Climate ParentID 450- CO2 Cap Annual v6.20 | 374 | 7758 | Rate Constraint in MTons | FALSE | L | Annual | Standard CO2 | Thousand Tons | NA | NA | 29.8709 | 29.8709 | 29.8709 | 29.8709 | 29.8709
IL Climate ParentID 450- CO2 Cap Annual v6.20 | 374 | 7758 | Rate Constraint in MTons | FALSE | L | Annual | Emissions at Affected Plants CO2 | Thousand Tons | 0 | 0 | 12.2174 | 0 | 0 | 0 | 0
IL Climate ParentID 450- CO2 Cap Annual v6.20 | 374 | 7758 | Rate Constraint in MTons | FALSE | L | Annual | Allowances Purchased CO2 | Thousand Tons | 0 | 0 | 0 | 0 | 0 | 0 | 0
IL Climate ParentID 450- CO2 Cap Annual v6.20 | 374 | 7758 | Rate Constraint in MTons | FALSE | L | Annual | Allowances Sold CO2 | Thousand Tons | 0 | 0 | 0 | 0 | 0 | 0 | 0
IL Climate ParentID 450- CO2 Cap Annual v6.20 | 374 | 7758 | Rate Constraint in MTons | FALSE | L | Annual | Allowances Banked | Thousand Tons | 0 | 0 | 0 | 0 | 0 | 0 | 0
IL Climate ParentID 450- CO2 Cap Annual v6.20 | 374 | 7758 | Rate Constraint in MTons | FALSE | L | Annual | Allowances Withdrawn (1:1) | Thousand Tons | 0 | 0 | 0 | 0 | 0 | 0 | 0
IL Climate ParentID 450- CO2 Cap Annual v6.20 | 374 | 7758 | Rate Constraint in MTons | FALSE | L | Annual | Allowances Withdrawn (n:1) | Thousand Tons | 0 | 0 | 0 | 0 | 0 | 0 | 0
IL Climate ParentID 450- CO2 Cap Annual v6.20 | 374 | 7758 | Rate Constraint in MTons | FALSE | L | Annual | Net Emissions Allowance Position | Thousand Tons | 0 | 0 | 12.2174 | 0 | 0 | 0 | 0
IL Climate ParentID 450- CO2 Cap Annual v6.20 | 374 | 7758 | Rate Constraint in MTons | FALSE | L | Annual | Fuel Consumed | TBtu | 0 | 0 | 0.2087 | 0 | 0 | 0 | 0
IL Climate ParentID 450- CO2 Cap Annual v6.20 | 374 | 7758 | Rate Constraint in MTons | FALSE | L | Annual | Rate | lb/MMBtu | 0 | 0 | 117.08 | 0 | 0 | 0 | 0
IL Climate ParentID 450- CO2 Cap Annual v6.20 | 374 | 7758 | Rate Constraint in MTons | FALSE | L | Annual | Generation | TWh | 0 | 0 | 0.019423 | 0 | 0 | 0 | 0
IL Climate ParentID 450- CO2 Cap Annual v6.20 | 374 | 7758 | Rate Constraint in MTons | FALSE | L | Annual | Qualifying Generation | TWh | 0 | 0 | 0.019423 | 0 | 0 | 0 | 0
IL Climate ParentID 450- CO2 Cap Annual v6.20 | 374 | 7758 | Rate Constraint in MTons | FALSE | L | Annual | Rate | lb/MWh | 0 | 0 | 1258.0246 | 0 | 0 | 0 | 0
IL Climate ParentID 450- CO2 Cap Annual v6.20 | 374 | 7758 | Rate Constraint in MTons | FALSE | L | Annual | Constraint Shadow Price | US2022$/Ton | 0 | 0 | 0 | 0 | 0 | 0 | 0
IL Climate ParentID 451- CO2 Cap Annual v6.20 | 375 | 7759 | Rate Constraint in MTons | FALSE | L | Annual | Seasons Included | Seasons | Winter, Spring, Summer, Fall | Winter, Spring, Summer, Fall | Winter, Spring, Summer, Fall | Winter, Spring, Summer, Fall | Winter, Spring, Summer, Fall | Winter, Spring, Summer, Fall | Winter, Spring, Summer, Fall
IL Climate ParentID 451- CO2 Cap Annual v6.20 | 375 | 7759 | Rate Constraint in MTons | FALSE | L | Annual | Standard CO2 | Thousand Tons | NA | NA | 28.5997 | 28.5997 | 28.5997 | 28.5997 | 28.5997
IL Climate ParentID 451- CO2 Cap Annual v6.20 | 375 | 7759 | Rate Constraint in MTons | FALSE | L | Annual | Emissions at Affected Plants CO2 | Thousand Tons | 0 | 0 | 6.9904 | 0 | 0 | 0 | 0
IL Climate ParentID 451- CO2 Cap Annual v6.20 | 375 | 7759 | Rate Constraint in MTons | FALSE | L | Annual | Allowances Purchased CO2 | Thousand Tons | 0 | 0 | 0 | 0 | 0 | 0 | 0
IL Climate ParentID 451- CO2 Cap Annual v6.20 | 375 | 7759 | Rate Constraint in MTons | FALSE | L | Annual | Allowances Sold CO2 | Thousand Tons | 0 | 0 | 0 | 0 | 0 | 0 | 0
IL Climate ParentID 451- CO2 Cap Annual v6.20 | 375 | 7759 | Rate Constraint in MTons | FALSE | L | Annual | Allowances Banked | Thousand Tons | 0 | 0 | 0 | 0 | 0 | 0 | 0
IL Climate ParentID 451- CO2 Cap Annual v6.20 | 375 | 7759 | Rate Constraint in MTons | FALSE | L | Annual | Allowances Withdrawn (1:1) | Thousand Tons | 0 | 0 | 0 | 0 | 0 | 0 | 0
IL Climate ParentID 451- CO2 Cap Annual v6.20 | 375 | 7759 | Rate Constraint in MTons | FALSE | L | Annual | Allowances Withdrawn (n:1) | Thousand Tons | 0 | 0 | 0 | 0 | 0 | 0 | 0
IL Climate ParentID 451- CO2 Cap Annual v6.20 | 375 | 7759 | Rate Constraint in MTons | FALSE | L | Annual | Net Emissions Allowance Position | Thousand Tons | 0 | 0 | 6.9904 | 0 | 0 | 0 | 0
IL Climate ParentID 451- CO2 Cap Annual v6.20 | 375 | 7759 | Rate Constraint in MTons | FALSE | L | Annual | Fuel Consumed | TBtu | 0 | 0 | 0.11941 | 0 | 0 | 0 | 0
IL Climate ParentID 451- CO2 Cap Annual v6.20 | 375 | 7759 | Rate Constraint in MTons | FALSE | L | Annual | Rate | lb/MMBtu | 0 | 0 | 117.08 | 0 | 0 | 0 | 0
IL Climate ParentID 451- CO2 Cap Annual v6.20 | 375 | 7759 | Rate Constraint in MTons | FALSE | L | Annual | Generation | TWh | 0 | 0 | 0.011025 | 0 | 0 | 0 | 0
IL Climate ParentID 451- CO2 Cap Annual v6.20 | 375 | 7759 | Rate Constraint in MTons | FALSE | L | Annual | Qualifying Generation | TWh | 0 | 0 | 0.011025 | 0 | 0 | 0 | 0
IL Climate ParentID 451- CO2 Cap Annual v6.20 | 375 | 7759 | Rate Constraint in MTons | FALSE | L | Annual | Rate | lb/MWh | 0 | 0 | 1268.1524 | 0 | 0 | 0 | 0
IL Climate ParentID 451- CO2 Cap Annual v6.20 | 375 | 7759 | Rate Constraint in MTons | FALSE | L | Annual | Constraint Shadow Price | US2022$/Ton | 0 | 0 | 0 | 0 | 0 | 0 | 0
IL Climate ParentID 452- CO2 Cap Annual v6.20 | 376 | 7760 | Rate Constraint in MTons | FALSE | L | Annual | Seasons Included | Seasons | Winter, Spring, Summer, Fall | Winter, Spring, Summer, Fall | Winter, Spring, Summer, Fall | Winter, Spring, Summer, Fall | Winter, Spring, Summer, Fall | Winter, Spring, Summer, Fall | Winter, Spring, Summer, Fall
IL Climate ParentID 452- CO2 Cap Annual v6.20 | 376 | 7760 | Rate Constraint in MTons | FALSE | L | Annual | Standard CO2 | Thousand Tons | NA | NA | 70.0018 | 70.0018 | 70.0018 | 70.0018 | 70.0018
IL Climate ParentID 452- CO2 Cap Annual v6.20 | 376 | 7760 | Rate Constraint in MTons | FALSE | L | Annual | Emissions at Affected Plants CO2 | Thousand Tons | 0 | 0 | 12.9257 | 0 | 0 | 0 | 0
IL Climate ParentID 452- CO2 Cap Annual v6.20 | 376 | 7760 | Rate Constraint in MTons | FALSE | L | Annual | Allowances Purchased CO2 | Thousand Tons | 0 | 0 | 0 | 0 | 0 | 0 | 0
IL Climate ParentID 452- CO2 Cap Annual v6.20 | 376 | 7760 | Rate Constraint in MTons | FALSE | L | Annual | Allowances Sold CO2 | Thousand Tons | 0 | 0 | 0 | 0 | 0 | 0 | 0
IL Climate ParentID 452- CO2 Cap Annual v6.20 | 376 | 7760 | Rate Constraint in MTons | FALSE | L | Annual | Allowances Banked | Thousand Tons | 0 | 0 | 0 | 0 | 0 | 0 | 0
IL Climate ParentID 452- CO2 Cap Annual v6.20 | 376 | 7760 | Rate Constraint in MTons | FALSE | L | Annual | Allowances Withdrawn (1:1) | Thousand Tons | 0 | 0 | 0 | 0 | 0 | 0 | 0
IL Climate ParentID 452- CO2 Cap Annual v6.20 | 376 | 7760 | Rate Constraint in MTons | FALSE | L | Annual | Allowances Withdrawn (n:1) | Thousand Tons | 0 | 0 | 0 | 0 | 0 | 0 | 0
IL Climate ParentID 452- CO2 Cap Annual v6.20 | 376 | 7760 | Rate Constraint in MTons | FALSE | L | Annual | Net Emissions Allowance Position | Thousand Tons | 0 | 0 | 12.9257 | 0 | 0 | 0 | 0
IL Climate ParentID 452- CO2 Cap Annual v6.20 | 376 | 7760 | Rate Constraint in MTons | FALSE | L | Annual | Fuel Consumed | TBtu | 0 | 0 | 0.2208 | 0 | 0 | 0 | 0
IL Climate ParentID 452- CO2 Cap Annual v6.20 | 376 | 7760 | Rate Constraint in MTons | FALSE | L | Annual | Rate | lb/MMBtu | 0 | 0 | 117.08 | 0 | 0 | 0 | 0
IL Climate ParentID 452- CO2 Cap Annual v6.20 | 376 | 7760 | Rate Constraint in MTons | FALSE | L | Annual | Generation | TWh | 0 | 0 | 0.020549 | 0 | 0 | 0 | 0
IL Climate ParentID 452- CO2 Cap Annual v6.20 | 376 | 7760 | Rate Constraint in MTons | FALSE | L | Annual | Qualifying Generation | TWh | 0 | 0 | 0.020549 | 0 | 0 | 0 | 0
IL Climate ParentID 452- CO2 Cap Annual v6.20 | 376 | 7760 | Rate Constraint in MTons | FALSE | L | Annual | Rate | lb/MWh | 0 | 0 | 1258.0246 | 0 | 0 | 0 | 0
IL Climate ParentID 452- CO2 Cap Annual v6.20 | 376 | 7760 | Rate Constraint in MTons | FALSE | L | Annual | Constraint Shadow Price | US2022$/Ton | 0 | 0 | 0 | 0 | 0 | 0 | 0
IL Climate ParentID 453- CO2 Cap Annual v6.20 | 377 | 7761 | Rate Constraint in MTons | FALSE | L | Annual | Seasons Included | Seasons | Winter, Spring, Summer, Fall | Winter, Spring, Summer, Fall | Winter, Spring, Summer, Fall | Winter, Spring, Summer, Fall | Winter, Spring, Summer, Fall | Winter, Spring, Summer, Fall | Winter, Spring, Summer, Fall
IL Climate ParentID 453- CO2 Cap Annual v6.20 | 377 | 7761 | Rate Constraint in MTons | FALSE | L | Annual | Standard CO2 | Thousand Tons | NA | NA | 0.28801 | 0.28801 | 0.28801 | 0.28801 | 0.28801
IL Climate ParentID 453- CO2 Cap Annual v6.20 | 377 | 7761 | Rate Constraint in MTons | FALSE | L | Annual | Emissions at Affected Plants CO2 | Thousand Tons | 0 | 0 | 0.28801 | 0 | 0 | 0 | 0
IL Climate ParentID 453- CO2 Cap Annual v6.20 | 377 | 7761 | Rate Constraint in MTons | FALSE | L | Annual | Allowances Purchased CO2 | Thousand Tons | 0 | 0 | 0 | 0 | 0 | 0 | 0
IL Climate ParentID 453- CO2 Cap Annual v6.20 | 377 | 7761 | Rate Constraint in MTons | FALSE | L | Annual | Allowances Sold CO2 | Thousand Tons | 0 | 0 | 0 | 0 | 0 | 0 | 0
IL Climate ParentID 453- CO2 Cap Annual v6.20 | 377 | 7761 | Rate Constraint in MTons | FALSE | L | Annual | Allowances Banked | Thousand Tons | 0 | 0 | 0 | 0 | 0 | 0 | 0
IL Climate ParentID 453- CO2 Cap Annual v6.20 | 377 | 7761 | Rate Constraint in MTons | FALSE | L | Annual | Allowances Withdrawn (1:1) | Thousand Tons | 0 | 0 | 0 | 0 | 0 | 0 | 0
IL Climate ParentID 453- CO2 Cap Annual v6.20 | 377 | 7761 | Rate Constraint in MTons | FALSE | L | Annual | Allowances Withdrawn (n:1) | Thousand Tons | 0 | 0 | 0 | 0 | 0 | 0 | 0
IL Climate ParentID 453- CO2 Cap Annual v6.20 | 377 | 7761 | Rate Constraint in MTons | FALSE | L | Annual | Net Emissions Allowance Position | Thousand Tons | 0 | 0 | 0.28801 | 0 | 0 | 0 | 0
IL Climate ParentID 453- CO2 Cap Annual v6.20 | 377 | 7761 | Rate Constraint in MTons | FALSE | L | Annual | Fuel Consumed | TBtu | 0 | 0 | 0.0049199 | 0 | 0 | 0 | 0
IL Climate ParentID 453- CO2 Cap Annual v6.20 | 377 | 7761 | Rate Constraint in MTons | FALSE | L | Annual | Rate | lb/MMBtu | 0 | 0 | 117.08 | 0 | 0 | 0 | 0
IL Climate ParentID 453- CO2 Cap Annual v6.20 | 377 | 7761 | Rate Constraint in MTons | FALSE | L | Annual | Generation | TWh | 0 | 0 | 0.00045788 | 0 | 0 | 0 | 0
IL Climate ParentID 453- CO2 Cap Annual v6.20 | 377 | 7761 | Rate Constraint in MTons | FALSE | L | Annual | Qualifying Generation | TWh | 0 | 0 | 0.00045788 | 0 | 0 | 0 | 0
IL Climate ParentID 453- CO2 Cap Annual v6.20 | 377 | 7761 | Rate Constraint in MTons | FALSE | L | Annual | Rate | lb/MWh | 0 | 0 | 1258.0246 | 0 | 0 | 0 | 0
IL Climate ParentID 453- CO2 Cap Annual v6.20 | 377 | 7761 | Rate Constraint in MTons | FALSE | L | Annual | Constraint Shadow Price | US2022$/Ton | 0 | 0 | 1.3211 | 0 | 0 | 0 | 0
IL Climate ParentID 455- CO2 Cap Annual v6.20 | 378 | 7762 | Rate Constraint in MTons | FALSE | L | Annual | Seasons Included | Seasons | Winter, Spring, Summer, Fall | Winter, Spring, Summer, Fall | Winter, Spring, Summer, Fall | Winter, Spring, Summer, Fall | Winter, Spring, Summer, Fall | Winter, Spring, Summer, Fall | Winter, Spring, Summer, Fall
IL Climate ParentID 455- CO2 Cap Annual v6.20 | 378 | 7762 | Rate Constraint in MTons | FALSE | L | Annual | Standard CO2 | Thousand Tons | NA | NA | 6.7789 | 6.7789 | 6.7789 | 6.7789 | 6.7789
IL Climate ParentID 455- CO2 Cap Annual v6.20 | 378 | 7762 | Rate Constraint in MTons | FALSE | L | Annual | Emissions at Affected Plants CO2 | Thousand Tons | 0 | 0 | 0 | 0 | 0 | 0 | 0
IL Climate ParentID 455- CO2 Cap Annual v6.20 | 378 | 7762 | Rate Constraint in MTons | FALSE | L | Annual | Allowances Purchased CO2 | Thousand Tons | 0 | 0 | 0 | 0 | 0 | 0 | 0
IL Climate ParentID 455- CO2 Cap Annual v6.20 | 378 | 7762 | Rate Constraint in MTons | FALSE | L | Annual | Allowances Sold CO2 | Thousand Tons | 0 | 0 | 0 | 0 | 0 | 0 | 0
IL Climate ParentID 455- CO2 Cap Annual v6.20 | 378 | 7762 | Rate Constraint in MTons | FALSE | L | Annual | Allowances Banked | Thousand Tons | 0 | 0 | 0 | 0 | 0 | 0 | 0
IL Climate ParentID 455- CO2 Cap Annual v6.20 | 378 | 7762 | Rate Constraint in MTons | FALSE | L | Annual | Allowances Withdrawn (1:1) | Thousand Tons | 0 | 0 | 0 | 0 | 0 | 0 | 0
IL Climate ParentID 455- CO2 Cap Annual v6.20 | 378 | 7762 | Rate Constraint in MTons | FALSE | L | Annual | Allowances Withdrawn (n:1) | Thousand Tons | 0 | 0 | 0 | 0 | 0 | 0 | 0
IL Climate ParentID 455- CO2 Cap Annual v6.20 | 378 | 7762 | Rate Constraint in MTons | FALSE | L | Annual | Net Emissions Allowance Position | Thousand Tons | 0 | 0 | 0 | 0 | 0 | 0 | 0
IL Climate ParentID 455- CO2 Cap Annual v6.20 | 378 | 7762 | Rate Constraint in MTons | FALSE | L | Annual | Fuel Consumed | TBtu | 0 | 0 | 0 | 0 | 0 | 0 | 0
IL Climate ParentID 455- CO2 Cap Annual v6.20 | 378 | 7762 | Rate Constraint in MTons | FALSE | L | Annual | Rate | lb/MMBtu | 0 | 0 | 0 | 0 | 0 | 0 | 0
IL Climate ParentID 455- CO2 Cap Annual v6.20 | 378 | 7762 | Rate Constraint in MTons | FALSE | L | Annual | Generation | TWh | 0 | 0 | 0 | 0 | 0 | 0 | 0
IL Climate ParentID 455- CO2 Cap Annual v6.20 | 378 | 7762 | Rate Constraint in MTons | FALSE | L | Annual | Qualifying Generation | TWh | 0 | 0 | 0 | 0 | 0 | 0 | 0
IL Climate ParentID 455- CO2 Cap Annual v6.20 | 378 | 7762 | Rate Constraint in MTons | FALSE | L | Annual | Rate | lb/MWh | 0 | 0 | 0 | 0 | 0 | 0 | 0
IL Climate ParentID 455- CO2 Cap Annual v6.20 | 378 | 7762 | Rate Constraint in MTons | FALSE | L | Annual | Constraint Shadow Price | US2022$/Ton | 0 | 0 | 0 | 0 | 0 | 0 | 0
IL Climate ParentID 456- CO2 Cap Annual v6.20 | 379 | 7763 | Rate Constraint in MTons | FALSE | L | Annual | Seasons Included | Seasons | Winter, Spring, Summer, Fall | Winter, Spring, Summer, Fall | Winter, Spring, Summer, Fall | Winter, Spring, Summer, Fall | Winter, Spring, Summer, Fall | Winter, Spring, Summer, Fall | Winter, Spring, Summer, Fall
IL Climate ParentID 456- CO2 Cap Annual v6.20 | 379 | 7763 | Rate Constraint in MTons | FALSE | L | Annual | Standard CO2 | Thousand Tons | NA | NA | 2.0526 | 2.0526 | 2.0526 | 2.0526 | 2.0526
IL Climate ParentID 456- CO2 Cap Annual v6.20 | 379 | 7763 | Rate Constraint in MTons | FALSE | L | Annual | Emissions at Affected Plants CO2 | Thousand Tons | 0 | 0 | 0 | 0 | 0 | 0 | 0
IL Climate ParentID 456- CO2 Cap Annual v6.20 | 379 | 7763 | Rate Constraint in MTons | FALSE | L | Annual | Allowances Purchased CO2 | Thousand Tons | 0 | 0 | 0 | 0 | 0 | 0 | 0
IL Climate ParentID 456- CO2 Cap Annual v6.20 | 379 | 7763 | Rate Constraint in MTons | FALSE | L | Annual | Allowances Sold CO2 | Thousand Tons | 0 | 0 | 0 | 0 | 0 | 0 | 0
IL Climate ParentID 456- CO2 Cap Annual v6.20 | 379 | 7763 | Rate Constraint in MTons | FALSE | L | Annual | Allowances Banked | Thousand Tons | 0 | 0 | 0 | 0 | 0 | 0 | 0
IL Climate ParentID 456- CO2 Cap Annual v6.20 | 379 | 7763 | Rate Constraint in MTons | FALSE | L | Annual | Allowances Withdrawn (1:1) | Thousand Tons | 0 | 0 | 0 | 0 | 0 | 0 | 0
IL Climate ParentID 456- CO2 Cap Annual v6.20 | 379 | 7763 | Rate Constraint in MTons | FALSE | L | Annual | Allowances Withdrawn (n:1) | Thousand Tons | 0 | 0 | 0 | 0 | 0 | 0 | 0
IL Climate ParentID 456- CO2 Cap Annual v6.20 | 379 | 7763 | Rate Constraint in MTons | FALSE | L | Annual | Net Emissions Allowance Position | Thousand Tons | 0 | 0 | 0 | 0 | 0 | 0 | 0
IL Climate ParentID 456- CO2 Cap Annual v6.20 | 379 | 7763 | Rate Constraint in MTons | FALSE | L | Annual | Fuel Consumed | TBtu | 0 | 0 | 0 | 0 | 0 | 0 | 0
IL Climate ParentID 456- CO2 Cap Annual v6.20 | 379 | 7763 | Rate Constraint in MTons | FALSE | L | Annual | Rate | lb/MMBtu | 0 | 0 | 0 | 0 | 0 | 0 | 0
IL Climate ParentID 456- CO2 Cap Annual v6.20 | 379 | 7763 | Rate Constraint in MTons | FALSE | L | Annual | Generation | TWh | 0 | 0 | 0 | 0 | 0 | 0 | 0
IL Climate ParentID 456- CO2 Cap Annual v6.20 | 379 | 7763 | Rate Constraint in MTons | FALSE | L | Annual | Qualifying Generation | TWh | 0 | 0 | 0 | 0 | 0 | 0 | 0
IL Climate ParentID 456- CO2 Cap Annual v6.20 | 379 | 7763 | Rate Constraint in MTons | FALSE | L | Annual | Rate | lb/MWh | 0 | 0 | 0 | 0 | 0 | 0 | 0
IL Climate ParentID 456- CO2 Cap Annual v6.20 | 379 | 7763 | Rate Constraint in MTons | FALSE | L | Annual | Constraint Shadow Price | US2022$/Ton | 0 | 0 | 0 | 0 | 0 | 0 | 0
IL Climate ParentID 463- CO2 Cap Annual v6.20 | 380 | 7764 | Rate Constraint in MTons | FALSE | L | Annual | Seasons Included | Seasons | Winter, Spring, Summer, Fall | Winter, Spring, Summer, Fall | Winter, Spring, Summer, Fall | Winter, Spring, Summer, Fall | Winter, Spring, Summer, Fall | Winter, Spring, Summer, Fall | Winter, Spring, Summer, Fall
IL Climate ParentID 463- CO2 Cap Annual v6.20 | 380 | 7764 | Rate Constraint in MTons | FALSE | L | Annual | Standard CO2 | Thousand Tons | NA | NA | 4.0397 | 4.0397 | 4.0397 | 4.0397 | 4.0397
IL Climate ParentID 463- CO2 Cap Annual v6.20 | 380 | 7764 | Rate Constraint in MTons | FALSE | L | Annual | Emissions at Affected Plants CO2 | Thousand Tons | 0 | 0 | 1.4811 | 0 | 0 | 0 | 0
IL Climate ParentID 463- CO2 Cap Annual v6.20 | 380 | 7764 | Rate Constraint in MTons | FALSE | L | Annual | Allowances Purchased CO2 | Thousand Tons | 0 | 0 | 0 | 0 | 0 | 0 | 0
IL Climate ParentID 463- CO2 Cap Annual v6.20 | 380 | 7764 | Rate Constraint in MTons | FALSE | L | Annual | Allowances Sold CO2 | Thousand Tons | 0 | 0 | 0 | 0 | 0 | 0 | 0
IL Climate ParentID 463- CO2 Cap Annual v6.20 | 380 | 7764 | Rate Constraint in MTons | FALSE | L | Annual | Allowances Banked | Thousand Tons | 0 | 0 | 0 | 0 | 0 | 0 | 0
IL Climate ParentID 463- CO2 Cap Annual v6.20 | 380 | 7764 | Rate Constraint in MTons | FALSE | L | Annual | Allowances Withdrawn (1:1) | Thousand Tons | 0 | 0 | 0 | 0 | 0 | 0 | 0
IL Climate ParentID 463- CO2 Cap Annual v6.20 | 380 | 7764 | Rate Constraint in MTons | FALSE | L | Annual | Allowances Withdrawn (n:1) | Thousand Tons | 0 | 0 | 0 | 0 | 0 | 0 | 0
IL Climate ParentID 463- CO2 Cap Annual v6.20 | 380 | 7764 | Rate Constraint in MTons | FALSE | L | Annual | Net Emissions Allowance Position | Thousand Tons | 0 | 0 | 1.4811 | 0 | 0 | 0 | 0
IL Climate ParentID 463- CO2 Cap Annual v6.20 | 380 | 7764 | Rate Constraint in MTons | FALSE | L | Annual | Fuel Consumed | TBtu | 0 | 0 | 0.025301 | 0 | 0 | 0 | 0
IL Climate ParentID 463- CO2 Cap Annual v6.20 | 380 | 7764 | Rate Constraint in MTons | FALSE | L | Annual | Rate | lb/MMBtu | 0 | 0 | 117.08 | 0 | 0 | 0 | 0
IL Climate ParentID 463- CO2 Cap Annual v6.20 | 380 | 7764 | Rate Constraint in MTons | FALSE | L | Annual | Generation | TWh | 0 | 0 | 0.0023057 | 0 | 0 | 0 | 0
IL Climate ParentID 463- CO2 Cap Annual v6.20 | 380 | 7764 | Rate Constraint in MTons | FALSE | L | Annual | Qualifying Generation | TWh | 0 | 0 | 0.0023057 | 0 | 0 | 0 | 0
IL Climate ParentID 463- CO2 Cap Annual v6.20 | 380 | 7764 | Rate Constraint in MTons | FALSE | L | Annual | Rate | lb/MWh | 0 | 0 | 1284.7188 | 0 | 0 | 0 | 0
IL Climate ParentID 463- CO2 Cap Annual v6.20 | 380 | 7764 | Rate Constraint in MTons | FALSE | L | Annual | Constraint Shadow Price | US2022$/Ton | 0 | 0 | 0 | 0 | 0 | 0 | 0
IL Climate ParentID 465- CO2 Cap Annual v6.20 | 381 | 7765 | Rate Constraint in MTons | FALSE | L | Annual | Seasons Included | Seasons | Winter, Spring, Summer, Fall | Winter, Spring, Summer, Fall | Winter, Spring, Summer, Fall | Winter, Spring, Summer, Fall | Winter, Spring, Summer, Fall | Winter, Spring, Summer, Fall | Winter, Spring, Summer, Fall
IL Climate ParentID 465- CO2 Cap Annual v6.20 | 381 | 7765 | Rate Constraint in MTons | FALSE | L | Annual | Standard CO2 | Thousand Tons | NA | NA | 3.2636 | 3.2636 | 3.2636 | 3.2636 | 3.2636
IL Climate ParentID 465- CO2 Cap Annual v6.20 | 381 | 7765 | Rate Constraint in MTons | FALSE | L | Annual | Emissions at Affected Plants CO2 | Thousand Tons | 0 | 0 | 0 | 0 | 0 | 0 | 0
IL Climate ParentID 465- CO2 Cap Annual v6.20 | 381 | 7765 | Rate Constraint in MTons | FALSE | L | Annual | Allowances Purchased CO2 | Thousand Tons | 0 | 0 | 0 | 0 | 0 | 0 | 0
IL Climate ParentID 465- CO2 Cap Annual v6.20 | 381 | 7765 | Rate Constraint in MTons | FALSE | L | Annual | Allowances Sold CO2 | Thousand Tons | 0 | 0 | 0 | 0 | 0 | 0 | 0
IL Climate ParentID 465- CO2 Cap Annual v6.20 | 381 | 7765 | Rate Constraint in MTons | FALSE | L | Annual | Allowances Banked | Thousand Tons | 0 | 0 | 0 | 0 | 0 | 0 | 0
IL Climate ParentID 465- CO2 Cap Annual v6.20 | 381 | 7765 | Rate Constraint in MTons | FALSE | L | Annual | Allowances Withdrawn (1:1) | Thousand Tons | 0 | 0 | 0 | 0 | 0 | 0 | 0
IL Climate ParentID 465- CO2 Cap Annual v6.20 | 381 | 7765 | Rate Constraint in MTons | FALSE | L | Annual | Allowances Withdrawn (n:1) | Thousand Tons | 0 | 0 | 0 | 0 | 0 | 0 | 0
IL Climate ParentID 465- CO2 Cap Annual v6.20 | 381 | 7765 | Rate Constraint in MTons | FALSE | L | Annual | Net Emissions Allowance Position | Thousand Tons | 0 | 0 | 0 | 0 | 0 | 0 | 0
IL Climate ParentID 465- CO2 Cap Annual v6.20 | 381 | 7765 | Rate Constraint in MTons | FALSE | L | Annual | Fuel Consumed | TBtu | 0 | 0 | 0 | 0 | 0 | 0 | 0
IL Climate ParentID 465- CO2 Cap Annual v6.20 | 381 | 7765 | Rate Constraint in MTons | FALSE | L | Annual | Rate | lb/MMBtu | 0 | 0 | 0 | 0 | 0 | 0 | 0
IL Climate ParentID 465- CO2 Cap Annual v6.20 | 381 | 7765 | Rate Constraint in MTons | FALSE | L | Annual | Generation | TWh | 0 | 0 | 0 | 0 | 0 | 0 | 0
IL Climate ParentID 465- CO2 Cap Annual v6.20 | 381 | 7765 | Rate Constraint in MTons | FALSE | L | Annual | Qualifying Generation | TWh | 0 | 0 | 0 | 0 | 0 | 0 | 0
IL Climate ParentID 465- CO2 Cap Annual v6.20 | 381 | 7765 | Rate Constraint in MTons | FALSE | L | Annual | Rate | lb/MWh | 0 | 0 | 0 | 0 | 0 | 0 | 0
IL Climate ParentID 465- CO2 Cap Annual v6.20 | 381 | 7765 | Rate Constraint in MTons | FALSE | L | Annual | Constraint Shadow Price | US2022$/Ton | 0 | 0 | 0 | 0 | 0 | 0 | 0
IL Climate ParentID 466- CO2 Cap Annual v6.20 | 382 | 7766 | Rate Constraint in MTons | FALSE | L | Annual | Seasons Included | Seasons | Winter, Spring, Summer, Fall | Winter, Spring, Summer, Fall | Winter, Spring, Summer, Fall | Winter, Spring, Summer, Fall | Winter, Spring, Summer, Fall | Winter, Spring, Summer, Fall | Winter, Spring, Summer, Fall
IL Climate ParentID 466- CO2 Cap Annual v6.20 | 382 | 7766 | Rate Constraint in MTons | FALSE | L | Annual | Standard CO2 | Thousand Tons | NA | NA | 3.9303 | 3.9303 | 3.9303 | 3.9303 | 3.9303
IL Climate ParentID 466- CO2 Cap Annual v6.20 | 382 | 7766 | Rate Constraint in MTons | FALSE | L | Annual | Emissions at Affected Plants CO2 | Thousand Tons | 0 | 0 | 0 | 0 | 0 | 0 | 0
IL Climate ParentID 466- CO2 Cap Annual v6.20 | 382 | 7766 | Rate Constraint in MTons | FALSE | L | Annual | Allowances Purchased CO2 | Thousand Tons | 0 | 0 | 0 | 0 | 0 | 0 | 0
IL Climate ParentID 466- CO2 Cap Annual v6.20 | 382 | 7766 | Rate Constraint in MTons | FALSE | L | Annual | Allowances Sold CO2 | Thousand Tons | 0 | 0 | 0 | 0 | 0 | 0 | 0
IL Climate ParentID 466- CO2 Cap Annual v6.20 | 382 | 7766 | Rate Constraint in MTons | FALSE | L | Annual | Allowances Banked | Thousand Tons | 0 | 0 | 0 | 0 | 0 | 0 | 0
IL Climate ParentID 466- CO2 Cap Annual v6.20 | 382 | 7766 | Rate Constraint in MTons | FALSE | L | Annual | Allowances Withdrawn (1:1) | Thousand Tons | 0 | 0 | 0 | 0 | 0 | 0 | 0
IL Climate ParentID 466- CO2 Cap Annual v6.20 | 382 | 7766 | Rate Constraint in MTons | FALSE | L | Annual | Allowances Withdrawn (n:1) | Thousand Tons | 0 | 0 | 0 | 0 | 0 | 0 | 0
IL Climate ParentID 466- CO2 Cap Annual v6.20 | 382 | 7766 | Rate Constraint in MTons | FALSE | L | Annual | Net Emissions Allowance Position | Thousand Tons | 0 | 0 | 0 | 0 | 0 | 0 | 0
IL Climate ParentID 466- CO2 Cap Annual v6.20 | 382 | 7766 | Rate Constraint in MTons | FALSE | L | Annual | Fuel Consumed | TBtu | 0 | 0 | 0 | 0 | 0 | 0 | 0
IL Climate ParentID 466- CO2 Cap Annual v6.20 | 382 | 7766 | Rate Constraint in MTons | FALSE | L | Annual | Rate | lb/MMBtu | 0 | 0 | 0 | 0 | 0 | 0 | 0
IL Climate ParentID 466- CO2 Cap Annual v6.20 | 382 | 7766 | Rate Constraint in MTons | FALSE | L | Annual | Generation | TWh | 0 | 0 | 0 | 0 | 0 | 0 | 0
IL Climate ParentID 466- CO2 Cap Annual v6.20 | 382 | 7766 | Rate Constraint in MTons | FALSE | L | Annual | Qualifying Generation | TWh | 0 | 0 | 0 | 0 | 0 | 0 | 0
IL Climate ParentID 466- CO2 Cap Annual v6.20 | 382 | 7766 | Rate Constraint in MTons | FALSE | L | Annual | Rate | lb/MWh | 0 | 0 | 0 | 0 | 0 | 0 | 0
IL Climate ParentID 466- CO2 Cap Annual v6.20 | 382 | 7766 | Rate Constraint in MTons | FALSE | L | Annual | Constraint Shadow Price | US2022$/Ton | 0 | 0 | 0 | 0 | 0 | 0 | 0
IL Climate ParentID 467- CO2 Cap Annual v6.20 | 383 | 7767 | Rate Constraint in MTons | FALSE | L | Annual | Seasons Included | Seasons | Winter, Spring, Summer, Fall | Winter, Spring, Summer, Fall | Winter, Spring, Summer, Fall | Winter, Spring, Summer, Fall | Winter, Spring, Summer, Fall | Winter, Spring, Summer, Fall | Winter, Spring, Summer, Fall
IL Climate ParentID 467- CO2 Cap Annual v6.20 | 383 | 7767 | Rate Constraint in MTons | FALSE | L | Annual | Standard CO2 | Thousand Tons | NA | NA | 45.8853 | 45.8853 | 45.8853 | 45.8853 | 45.8853
IL Climate ParentID 467- CO2 Cap Annual v6.20 | 383 | 7767 | Rate Constraint in MTons | FALSE | L | Annual | Emissions at Affected Plants CO2 | Thousand Tons | 0 | 0 | 1.4817 | 0 | 0 | 0 | 0
IL Climate ParentID 467- CO2 Cap Annual v6.20 | 383 | 7767 | Rate Constraint in MTons | FALSE | L | Annual | Allowances Purchased CO2 | Thousand Tons | 0 | 0 | 0 | 0 | 0 | 0 | 0
IL Climate ParentID 467- CO2 Cap Annual v6.20 | 383 | 7767 | Rate Constraint in MTons | FALSE | L | Annual | Allowances Sold CO2 | Thousand Tons | 0 | 0 | 0 | 0 | 0 | 0 | 0
IL Climate ParentID 467- CO2 Cap Annual v6.20 | 383 | 7767 | Rate Constraint in MTons | FALSE | L | Annual | Allowances Banked | Thousand Tons | 0 | 0 | 0 | 0 | 0 | 0 | 0
IL Climate ParentID 467- CO2 Cap Annual v6.20 | 383 | 7767 | Rate Constraint in MTons | FALSE | L | Annual | Allowances Withdrawn (1:1) | Thousand Tons | 0 | 0 | 0 | 0 | 0 | 0 | 0
IL Climate ParentID 467- CO2 Cap Annual v6.20 | 383 | 7767 | Rate Constraint in MTons | FALSE | L | Annual | Allowances Withdrawn (n:1) | Thousand Tons | 0 | 0 | 0 | 0 | 0 | 0 | 0
IL Climate ParentID 467- CO2 Cap Annual v6.20 | 383 | 7767 | Rate Constraint in MTons | FALSE | L | Annual | Net Emissions Allowance Position | Thousand Tons | 0 | 0 | 1.4817 | 0 | 0 | 0 | 0
IL Climate ParentID 467- CO2 Cap Annual v6.20 | 383 | 7767 | Rate Constraint in MTons | FALSE | L | Annual | Fuel Consumed | TBtu | 0 | 0 | 0.02531 | 0 | 0 | 0 | 0
IL Climate ParentID 467- CO2 Cap Annual v6.20 | 383 | 7767 | Rate Constraint in MTons | FALSE | L | Annual | Rate | lb/MMBtu | 0 | 0 | 117.08 | 0 | 0 | 0 | 0
IL Climate ParentID 467- CO2 Cap Annual v6.20 | 383 | 7767 | Rate Constraint in MTons | FALSE | L | Annual | Generation | TWh | 0 | 0 | 0.0020783 | 0 | 0 | 0 | 0
IL Climate ParentID 467- CO2 Cap Annual v6.20 | 383 | 7767 | Rate Constraint in MTons | FALSE | L | Annual | Qualifying Generation | TWh | 0 | 0 | 0.0020783 | 0 | 0 | 0 | 0
IL Climate ParentID 467- CO2 Cap Annual v6.20 | 383 | 7767 | Rate Constraint in MTons | FALSE | L | Annual | Rate | lb/MWh | 0 | 0 | 1425.8588 | 0 | 0 | 0 | 0
IL Climate ParentID 467- CO2 Cap Annual v6.20 | 383 | 7767 | Rate Constraint in MTons | FALSE | L | Annual | Constraint Shadow Price | US2022$/Ton | 0 | 0 | 0 | 0 | 0 | 0 | 0
IL Fac. Spec. - NOX Rate Summer v3.1, Unit 3458 and retrofits | 384 | 7305 | Rate Constraint in lbs/MMBtu | FALSE | L | Annual | Seasons Included | Seasons | Summer | Summer | Summer | Summer | Summer | Summer | Summer
IL Fac. Spec. - NOX Rate Summer v3.1, Unit 3458 and retrofits | 384 | 7305 | Rate Constraint in lbs/MMBtu | FALSE | L | Annual | Standard NOX | lb/MMBtu | 0.25 | 0.25 | 0.25 | 0.25 | 0.25 | 0.25 | 0.25
IL Fac. Spec. - NOX Rate Summer v3.1, Unit 3458 and retrofits | 384 | 7305 | Rate Constraint in lbs/MMBtu | FALSE | L | Annual | Emissions at Affected Plants NOX | Thousand Tons | 0.16097 | 0 | 0 | 0 | 0 | 0 | 0
IL Fac. Spec. - NOX Rate Summer v3.1, Unit 3458 and retrofits | 384 | 7305 | Rate Constraint in lbs/MMBtu | FALSE | L | Annual | Allowances Purchased NOX | Thousand Tons | 0 | 0 | 0 | 0 | 0 | 0 | 0
IL Fac. Spec. - NOX Rate Summer v3.1, Unit 3458 and retrofits | 384 | 7305 | Rate Constraint in lbs/MMBtu | FALSE | L | Annual | Allowances Sold NOX | Thousand Tons | 0 | 0 | 0 | 0 | 0 | 0 | 0
IL Fac. Spec. - NOX Rate Summer v3.1, Unit 3458 and retrofits | 384 | 7305 | Rate Constraint in lbs/MMBtu | FALSE | L | Annual | Allowances Banked | Thousand Tons | 0 | 0 | 0 | 0 | 0 | 0 | 0
IL Fac. Spec. - NOX Rate Summer v3.1, Unit 3458 and retrofits | 384 | 7305 | Rate Constraint in lbs/MMBtu | FALSE | L | Annual | Allowances Withdrawn (1:1) | Thousand Tons | 0 | 0 | 0 | 0 | 0 | 0 | 0
IL Fac. Spec. - NOX Rate Summer v3.1, Unit 3458 and retrofits | 384 | 7305 | Rate Constraint in lbs/MMBtu | FALSE | L | Annual | Allowances Withdrawn (n:1) | Thousand Tons | 0 | 0 | 0 | 0 | 0 | 0 | 0
IL Fac. Spec. - NOX Rate Summer v3.1, Unit 3458 and retrofits | 384 | 7305 | Rate Constraint in lbs/MMBtu | FALSE | L | Annual | Net Emissions Allowance Position | Thousand Tons | 0.16097 | 0 | 0 | 0 | 0 | 0 | 0
IL Fac. Spec. - NOX Rate Summer v3.1, Unit 3458 and retrofits | 384 | 7305 | Rate Constraint in lbs/MMBtu | FALSE | L | Annual | Fuel Consumed | TBtu | 4.2083 | 0 | 0 | 0 | 0 | 0 | 0
IL Fac. Spec. - NOX Rate Summer v3.1, Unit 3458 and retrofits | 384 | 7305 | Rate Constraint in lbs/MMBtu | FALSE | L | Annual | Rate | lb/MMBtu | 0.0765 | 0 | 0 | 0 | 0 | 0 | 0
IL Fac. Spec. - NOX Rate Summer v3.1, Unit 3458 and retrofits | 384 | 7305 | Rate Constraint in lbs/MMBtu | FALSE | L | Annual | Generation | TWh | 0.36635 | 0 | 0 | 0 | 0 | 0 | 0
IL Fac. Spec. - NOX Rate Summer v3.1, Unit 3458 and retrofits | 384 | 7305 | Rate Constraint in lbs/MMBtu | FALSE | L | Annual | Qualifying Generation | TWh | 0.36635 | 0 | 0 | 0 | 0 | 0 | 0
IL Fac. Spec. - NOX Rate Summer v3.1, Unit 3458 and retrofits | 384 | 7305 | Rate Constraint in lbs/MMBtu | FALSE | L | Annual | Rate | lb/MWh | 0.87876 | 0 | 0 | 0 | 0 | 0 | 0
IL Fac. Spec. - NOX Rate Summer v3.1, Unit 3458 and retrofits | 384 | 7305 | Rate Constraint in lbs/MMBtu | FALSE | L | Annual | Constraint Shadow Price | US2022$/Ton | 0 | 0 | 0 | 0 | 0 | 0 | 0
IL Fac. Spec. - NOX Rate Summer v3.1, Unit 238 and retrofits | 385 | 7305 | Rate Constraint in lbs/MMBtu | FALSE | L | Annual | Seasons Included | Seasons | Summer | Summer | Summer | Summer | Summer | Summer | Summer
IL Fac. Spec. - NOX Rate Summer v3.1, Unit 238 and retrofits | 385 | 7305 | Rate Constraint in lbs/MMBtu | FALSE | L | Annual | Standard NOX | lb/MMBtu | 0.25 | 0.25 | 0.25 | 0.25 | 0.25 | 0.25 | 0.25
IL Fac. Spec. - NOX Rate Summer v3.1, Unit 238 and retrofits | 385 | 7305 | Rate Constraint in lbs/MMBtu | FALSE | L | Annual | Emissions at Affected Plants NOX | Thousand Tons | 0.001965 | 0.0020684 | 0.0022494 | 0 | 0 | 0 | 0
IL Fac. Spec. - NOX Rate Summer v3.1, Unit 238 and retrofits | 385 | 7305 | Rate Constraint in lbs/MMBtu | FALSE | L | Annual | Allowances Purchased NOX | Thousand Tons | 0 | 0 | 0 | 0 | 0 | 0 | 0
IL Fac. Spec. - NOX Rate Summer v3.1, Unit 238 and retrofits | 385 | 7305 | Rate Constraint in lbs/MMBtu | FALSE | L | Annual | Allowances Sold NOX | Thousand Tons | 0 | 0 | 0 | 0 | 0 | 0 | 0
IL Fac. Spec. - NOX Rate Summer v3.1, Unit 238 and retrofits | 385 | 7305 | Rate Constraint in lbs/MMBtu | FALSE | L | Annual | Allowances Banked | Thousand Tons | 0 | 0 | 0 | 0 | 0 | 0 | 0
IL Fac. Spec. - NOX Rate Summer v3.1, Unit 238 and retrofits | 385 | 7305 | Rate Constraint in lbs/MMBtu | FALSE | L | Annual | Allowances Withdrawn (1:1) | Thousand Tons | 0 | 0 | 0 | 0 | 0 | 0 | 0
IL Fac. Spec. - NOX Rate Summer v3.1, Unit 238 and retrofits | 385 | 7305 | Rate Constraint in lbs/MMBtu | FALSE | L | Annual | Allowances Withdrawn (n:1) | Thousand Tons | 0 | 0 | 0 | 0 | 0 | 0 | 0
IL Fac. Spec. - NOX Rate Summer v3.1, Unit 238 and retrofits | 385 | 7305 | Rate Constraint in lbs/MMBtu | FALSE | L | Annual | Net Emissions Allowance Position | Thousand Tons | 0.001965 | 0.0020684 | 0.0022494 | 0 | 0 | 0 | 0
IL Fac. Spec. - NOX Rate Summer v3.1, Unit 238 and retrofits | 385 | 7305 | Rate Constraint in lbs/MMBtu | FALSE | L | Annual | Fuel Consumed | TBtu | 0.11679 | 0.12294 | 0.1337 | 0 | 0 | 0 | 0
IL Fac. Spec. - NOX Rate Summer v3.1, Unit 238 and retrofits | 385 | 7305 | Rate Constraint in lbs/MMBtu | FALSE | L | Annual | Rate | lb/MMBtu | 0.03365 | 0.03365 | 0.03365 | 0 | 0 | 0 | 0
IL Fac. Spec. - NOX Rate Summer v3.1, Unit 238 and retrofits | 385 | 7305 | Rate Constraint in lbs/MMBtu | FALSE | L | Annual | Generation | TWh | 0.010348 | 0.010893 | 0.011846 | 0 | 0 | 0 | 0
IL Fac. Spec. - NOX Rate Summer v3.1, Unit 238 and retrofits | 385 | 7305 | Rate Constraint in lbs/MMBtu | FALSE | L | Annual | Qualifying Generation | TWh | 0.010348 | 0.010893 | 0.011846 | 0 | 0 | 0 | 0
IL Fac. Spec. - NOX Rate Summer v3.1, Unit 238 and retrofits | 385 | 7305 | Rate Constraint in lbs/MMBtu | FALSE | L | Annual | Rate | lb/MWh | 0.37977 | 0.37977 | 0.37977 | 0 | 0 | 0 | 0
IL Fac. Spec. - NOX Rate Summer v3.1, Unit 238 and retrofits | 385 | 7305 | Rate Constraint in lbs/MMBtu | FALSE | L | Annual | Constraint Shadow Price | US2022$/Ton | 0 | 0 | 0 | 0 | 0 | 0 | 0
IL Fac. Spec. - NOX Rate Summer v3.1, Unit 239 and retrofits | 386 | 7305 | Rate Constraint in lbs/MMBtu | FALSE | L | Annual | Seasons Included | Seasons | Summer | Summer | Summer | Summer | Summer | Summer | Summer
IL Fac. Spec. - NOX Rate Summer v3.1, Unit 239 and retrofits | 386 | 7305 | Rate Constraint in lbs/MMBtu | FALSE | L | Annual | Standard NOX | lb/MMBtu | 0.25 | 0.25 | 0.25 | 0.25 | 0.25 | 0.25 | 0.25
IL Fac. Spec. - NOX Rate Summer v3.1, Unit 239 and retrofits | 386 | 7305 | Rate Constraint in lbs/MMBtu | FALSE | L | Annual | Emissions at Affected Plants NOX | Thousand Tons | 0.0019049 | 0.0020051 | 0.0021806 | 0 | 0 | 0 | 0
IL Fac. Spec. - NOX Rate Summer v3.1, Unit 239 and retrofits | 386 | 7305 | Rate Constraint in lbs/MMBtu | FALSE | L | Annual | Allowances Purchased NOX | Thousand Tons | 0 | 0 | 0 | 0 | 0 | 0 | 0
IL Fac. Spec. - NOX Rate Summer v3.1, Unit 239 and retrofits | 386 | 7305 | Rate Constraint in lbs/MMBtu | FALSE | L | Annual | Allowances Sold NOX | Thousand Tons | 0 | 0 | 0 | 0 | 0 | 0 | 0
IL Fac. Spec. - NOX Rate Summer v3.1, Unit 239 and retrofits | 386 | 7305 | Rate Constraint in lbs/MMBtu | FALSE | L | Annual | Allowances Banked | Thousand Tons | 0 | 0 | 0 | 0 | 0 | 0 | 0
IL Fac. Spec. - NOX Rate Summer v3.1, Unit 239 and retrofits | 386 | 7305 | Rate Constraint in lbs/MMBtu | FALSE | L | Annual | Allowances Withdrawn (1:1) | Thousand Tons | 0 | 0 | 0 | 0 | 0 | 0 | 0
IL Fac. Spec. - NOX Rate Summer v3.1, Unit 239 and retrofits | 386 | 7305 | Rate Constraint in lbs/MMBtu | FALSE | L | Annual | Allowances Withdrawn (n:1) | Thousand Tons | 0 | 0 | 0 | 0 | 0 | 0 | 0
IL Fac. Spec. - NOX Rate Summer v3.1, Unit 239 and retrofits | 386 | 7305 | Rate Constraint in lbs/MMBtu | FALSE | L | Annual | Net Emissions Allowance Position | Thousand Tons | 0.0019049 | 0.0020051 | 0.0021806 | 0 | 0 | 0 | 0
IL Fac. Spec. - NOX Rate Summer v3.1, Unit 239 and retrofits | 386 | 7305 | Rate Constraint in lbs/MMBtu | FALSE | L | Annual | Fuel Consumed | TBtu | 0.11679 | 0.12294 | 0.1337 | 0 | 0 | 0 | 0
IL Fac. Spec. - NOX Rate Summer v3.1, Unit 239 and retrofits | 386 | 7305 | Rate Constraint in lbs/MMBtu | FALSE | L | Annual | Rate | lb/MMBtu | 0.03262 | 0.03262 | 0.03262 | 0 | 0 | 0 | 0
IL Fac. Spec. - NOX Rate Summer v3.1, Unit 239 and retrofits | 386 | 7305 | Rate Constraint in lbs/MMBtu | FALSE | L | Annual | Generation | TWh | 0.010348 | 0.010893 | 0.011846 | 0 | 0 | 0 | 0
IL Fac. Spec. - NOX Rate Summer v3.1, Unit 239 and retrofits | 386 | 7305 | Rate Constraint in lbs/MMBtu | FALSE | L | Annual | Qualifying Generation | TWh | 0.010348 | 0.010893 | 0.011846 | 0 | 0 | 0 | 0
IL Fac. Spec. - NOX Rate Summer v3.1, Unit 239 and retrofits | 386 | 7305 | Rate Constraint in lbs/MMBtu | FALSE | L | Annual | Rate | lb/MWh | 0.36815 | 0.36815 | 0.36815 | 0 | 0 | 0 | 0
IL Fac. Spec. - NOX Rate Summer v3.1, Unit 239 and retrofits | 386 | 7305 | Rate Constraint in lbs/MMBtu | FALSE | L | Annual | Constraint Shadow Price | US2022$/Ton | 0 | 0 | 0 | 0 | 0 | 0 | 0
IL Fac. Spec. - NOX Rate Summer v3.1, Unit 240 and retrofits | 387 | 7305 | Rate Constraint in lbs/MMBtu | FALSE | L | Annual | Seasons Included | Seasons | Summer | Summer | Summer | Summer | Summer | Summer | Summer
IL Fac. Spec. - NOX Rate Summer v3.1, Unit 240 and retrofits | 387 | 7305 | Rate Constraint in lbs/MMBtu | FALSE | L | Annual | Standard NOX | lb/MMBtu | 0.25 | 0.25 | 0.25 | 0.25 | 0.25 | 0.25 | 0.25
IL Fac. Spec. - NOX Rate Summer v3.1, Unit 240 and retrofits | 387 | 7305 | Rate Constraint in lbs/MMBtu | FALSE | L | Annual | Emissions at Affected Plants NOX | Thousand Tons | 0.0020561 | 0.0021643 | 0.0023537 | 0 | 0 | 0 | 0
IL Fac. Spec. - NOX Rate Summer v3.1, Unit 240 and retrofits | 387 | 7305 | Rate Constraint in lbs/MMBtu | FALSE | L | Annual | Allowances Purchased NOX | Thousand Tons | 0 | 0 | 0 | 0 | 0 | 0 | 0
IL Fac. Spec. - NOX Rate Summer v3.1, Unit 240 and retrofits | 387 | 7305 | Rate Constraint in lbs/MMBtu | FALSE | L | Annual | Allowances Sold NOX | Thousand Tons | 0 | 0 | 0 | 0 | 0 | 0 | 0
IL Fac. Spec. - NOX Rate Summer v3.1, Unit 240 and retrofits | 387 | 7305 | Rate Constraint in lbs/MMBtu | FALSE | L | Annual | Allowances Banked | Thousand Tons | 0 | 0 | 0 | 0 | 0 | 0 | 0
IL Fac. Spec. - NOX Rate Summer v3.1, Unit 240 and retrofits | 387 | 7305 | Rate Constraint in lbs/MMBtu | FALSE | L | Annual | Allowances Withdrawn (1:1) | Thousand Tons | 0 | 0 | 0 | 0 | 0 | 0 | 0
IL Fac. Spec. - NOX Rate Summer v3.1, Unit 240 and retrofits | 387 | 7305 | Rate Constraint in lbs/MMBtu | FALSE | L | Annual | Allowances Withdrawn (n:1) | Thousand Tons | 0 | 0 | 0 | 0 | 0 | 0 | 0
IL Fac. Spec. - NOX Rate Summer v3.1, Unit 240 and retrofits | 387 | 7305 | Rate Constraint in lbs/MMBtu | FALSE | L | Annual | Net Emissions Allowance Position | Thousand Tons | 0.0020561 | 0.0021643 | 0.0023537 | 0 | 0 | 0 | 0
IL Fac. Spec. - NOX Rate Summer v3.1, Unit 240 and retrofits | 387 | 7305 | Rate Constraint in lbs/MMBtu | FALSE | L | Annual | Fuel Consumed | TBtu | 0.11679 | 0.12294 | 0.1337 | 0 | 0 | 0 | 0
IL Fac. Spec. - NOX Rate Summer v3.1, Unit 240 and retrofits | 387 | 7305 | Rate Constraint in lbs/MMBtu | FALSE | L | Annual | Rate | lb/MMBtu | 0.03521 | 0.03521 | 0.03521 | 0 | 0 | 0 | 0
IL Fac. Spec. - NOX Rate Summer v3.1, Unit 240 and retrofits | 387 | 7305 | Rate Constraint in lbs/MMBtu | FALSE | L | Annual | Generation | TWh | 0.010348 | 0.010893 | 0.011846 | 0 | 0 | 0 | 0
IL Fac. Spec. - NOX Rate Summer v3.1, Unit 240 and retrofits | 387 | 7305 | Rate Constraint in lbs/MMBtu | FALSE | L | Annual | Qualifying Generation | TWh | 0.010348 | 0.010893 | 0.011846 | 0 | 0 | 0 | 0
IL Fac. Spec. - NOX Rate Summer v3.1, Unit 240 and retrofits | 387 | 7305 | Rate Constraint in lbs/MMBtu | FALSE | L | Annual | Rate | lb/MWh | 0.39738 | 0.39738 | 0.39738 | 0 | 0 | 0 | 0
IL Fac. Spec. - NOX Rate Summer v3.1, Unit 240 and retrofits | 387 | 7305 | Rate Constraint in lbs/MMBtu | FALSE | L | Annual | Constraint Shadow Price | US2022$/Ton | 0 | 0 | 0 | 0 | 0 | 0 | 0
IL Fac. Spec. - NOX Rate Summer v3.1, Unit 247 and retrofits | 388 | 7305 | Rate Constraint in lbs/MMBtu | FALSE | L | Annual | Seasons Included | Seasons | Summer | Summer | Summer | Summer | Summer | Summer | Summer
IL Fac. Spec. - NOX Rate Summer v3.1, Unit 247 and retrofits | 388 | 7305 | Rate Constraint in lbs/MMBtu | FALSE | L | Annual | Standard NOX | lb/MMBtu | 0.25 | 0.25 | 0.25 | 0.25 | 0.25 | 0.25 | 0.25
IL Fac. Spec. - NOX Rate Summer v3.1, Unit 247 and retrofits | 388 | 7305 | Rate Constraint in lbs/MMBtu | FALSE | L | Annual | Emissions at Affected Plants NOX | Thousand Tons | 0.00030806 | 0.00030081 | 0.0003153 | 0 | 0 | 0 | 0
IL Fac. Spec. - NOX Rate Summer v3.1, Unit 247 and retrofits | 388 | 7305 | Rate Constraint in lbs/MMBtu | FALSE | L | Annual | Allowances Purchased NOX | Thousand Tons | 0 | 0 | 0 | 0 | 0 | 0 | 0
IL Fac. Spec. - NOX Rate Summer v3.1, Unit 247 and retrofits | 388 | 7305 | Rate Constraint in lbs/MMBtu | FALSE | L | Annual | Allowances Sold NOX | Thousand Tons | 0 | 0 | 0 | 0 | 0 | 0 | 0
IL Fac. Spec. - NOX Rate Summer v3.1, Unit 247 and retrofits | 388 | 7305 | Rate Constraint in lbs/MMBtu | FALSE | L | Annual | Allowances Banked | Thousand Tons | 0 | 0 | 0 | 0 | 0 | 0 | 0
IL Fac. Spec. - NOX Rate Summer v3.1, Unit 247 and retrofits | 388 | 7305 | Rate Constraint in lbs/MMBtu | FALSE | L | Annual | Allowances Withdrawn (1:1) | Thousand Tons | 0 | 0 | 0 | 0 | 0 | 0 | 0
IL Fac. Spec. - NOX Rate Summer v3.1, Unit 247 and retrofits | 388 | 7305 | Rate Constraint in lbs/MMBtu | FALSE | L | Annual | Allowances Withdrawn (n:1) | Thousand Tons | 0 | 0 | 0 | 0 | 0 | 0 | 0
IL Fac. Spec. - NOX Rate Summer v3.1, Unit 247 and retrofits | 388 | 7305 | Rate Constraint in lbs/MMBtu | FALSE | L | Annual | Net Emissions Allowance Position | Thousand Tons | 0.00030806 | 0.00030081 | 0.0003153 | 0 | 0 | 0 | 0
IL Fac. Spec. - NOX Rate Summer v3.1, Unit 247 and retrofits | 388 | 7305 | Rate Constraint in lbs/MMBtu | FALSE | L | Annual | Fuel Consumed | TBtu | 0.036392 | 0.035535 | 0.037248 | 0 | 0 | 0 | 0
IL Fac. Spec. - NOX Rate Summer v3.1, Unit 247 and retrofits | 388 | 7305 | Rate Constraint in lbs/MMBtu | FALSE | L | Annual | Rate | lb/MMBtu | 0.01693 | 0.01693 | 0.01693 | 0 | 0 | 0 | 0
IL Fac. Spec. - NOX Rate Summer v3.1, Unit 247 and retrofits | 388 | 7305 | Rate Constraint in lbs/MMBtu | FALSE | L | Annual | Generation | TWh | 0.0033868 | 0.0033072 | 0.0034665 | 0 | 0 | 0 | 0
IL Fac. Spec. - NOX Rate Summer v3.1, Unit 247 and retrofits | 388 | 7305 | Rate Constraint in lbs/MMBtu | FALSE | L | Annual | Qualifying Generation | TWh | 0.0033868 | 0.0033072 | 0.0034665 | 0 | 0 | 0 | 0
IL Fac. Spec. - NOX Rate Summer v3.1, Unit 247 and retrofits | 388 | 7305 | Rate Constraint in lbs/MMBtu | FALSE | L | Annual | Rate | lb/MWh | 0.18191 | 0.18191 | 0.18191 | 0 | 0 | 0 | 0
IL Fac. Spec. - NOX Rate Summer v3.1, Unit 247 and retrofits | 388 | 7305 | Rate Constraint in lbs/MMBtu | FALSE | L | Annual | Constraint Shadow Price | US2022$/Ton | 0 | 0 | 0 | 0 | 0 | 0 | 0
IL Fac. Spec. - NOX Rate Summer v3.1, Unit 248 and retrofits | 389 | 7305 | Rate Constraint in lbs/MMBtu | FALSE | L | Annual | Seasons Included | Seasons | Summer | Summer | Summer | Summer | Summer | Summer | Summer
IL Fac. Spec. - NOX Rate Summer v3.1, Unit 248 and retrofits | 389 | 7305 | Rate Constraint in lbs/MMBtu | FALSE | L | Annual | Standard NOX | lb/MMBtu | 0.25 | 0.25 | 0.25 | 0.25 | 0.25 | 0.25 | 0.25
IL Fac. Spec. - NOX Rate Summer v3.1, Unit 248 and retrofits | 389 | 7305 | Rate Constraint in lbs/MMBtu | FALSE | L | Annual | Emissions at Affected Plants NOX | Thousand Tons | 0.00029368 | 0.00028677 | 0.00030059 | 0 | 0 | 0 | 0
IL Fac. Spec. - NOX Rate Summer v3.1, Unit 248 and retrofits | 389 | 7305 | Rate Constraint in lbs/MMBtu | FALSE | L | Annual | Allowances Purchased NOX | Thousand Tons | 0 | 0 | 0 | 0 | 0 | 0 | 0
IL Fac. Spec. - NOX Rate Summer v3.1, Unit 248 and retrofits | 389 | 7305 | Rate Constraint in lbs/MMBtu | FALSE | L | Annual | Allowances Sold NOX | Thousand Tons | 0 | 0 | 0 | 0 | 0 | 0 | 0
IL Fac. Spec. - NOX Rate Summer v3.1, Unit 248 and retrofits | 389 | 7305 | Rate Constraint in lbs/MMBtu | FALSE | L | Annual | Allowances Banked | Thousand Tons | 0 | 0 | 0 | 0 | 0 | 0 | 0
IL Fac. Spec. - NOX Rate Summer v3.1, Unit 248 and retrofits | 389 | 7305 | Rate Constraint in lbs/MMBtu | FALSE | L | Annual | Allowances Withdrawn (1:1) | Thousand Tons | 0 | 0 | 0 | 0 | 0 | 0 | 0
IL Fac. Spec. - NOX Rate Summer v3.1, Unit 248 and retrofits | 389 | 7305 | Rate Constraint in lbs/MMBtu | FALSE | L | Annual | Allowances Withdrawn (n:1) | Thousand Tons | 0 | 0 | 0 | 0 | 0 | 0 | 0
IL Fac. Spec. - NOX Rate Summer v3.1, Unit 248 and retrofits | 389 | 7305 | Rate Constraint in lbs/MMBtu | FALSE | L | Annual | Net Emissions Allowance Position | Thousand Tons | 0.00029368 | 0.00028677 | 0.00030059 | 0 | 0 | 0 | 0
IL Fac. Spec. - NOX Rate Summer v3.1, Unit 248 and retrofits | 389 | 7305 | Rate Constraint in lbs/MMBtu | FALSE | L | Annual | Fuel Consumed | TBtu | 0.036392 | 0.035535 | 0.037248 | 0 | 0 | 0 | 0
IL Fac. Spec. - NOX Rate Summer v3.1, Unit 248 and retrofits | 389 | 7305 | Rate Constraint in lbs/MMBtu | FALSE | L | Annual | Rate | lb/MMBtu | 0.01614 | 0.01614 | 0.01614 | 0 | 0 | 0 | 0
IL Fac. Spec. - NOX Rate Summer v3.1, Unit 248 and retrofits | 389 | 7305 | Rate Constraint in lbs/MMBtu | FALSE | L | Annual | Generation | TWh | 0.0033868 | 0.0033072 | 0.0034665 | 0 | 0 | 0 | 0
IL Fac. Spec. - NOX Rate Summer v3.1, Unit 248 and retrofits | 389 | 7305 | Rate Constraint in lbs/MMBtu | FALSE | L | Annual | Qualifying Generation | TWh | 0.0033868 | 0.0033072 | 0.0034665 | 0 | 0 | 0 | 0
IL Fac. Spec. - NOX Rate Summer v3.1, Unit 248 and retrofits | 389 | 7305 | Rate Constraint in lbs/MMBtu | FALSE | L | Annual | Rate | lb/MWh | 0.17342 | 0.17342 | 0.17342 | 0 | 0 | 0 | 0
IL Fac. Spec. - NOX Rate Summer v3.1, Unit 248 and retrofits | 389 | 7305 | Rate Constraint in lbs/MMBtu | FALSE | L | Annual | Constraint Shadow Price | US2022$/Ton | 0 | 0 | 0 | 0 | 0 | 0 | 0
IL Fac. Spec. - NOX Rate Summer v3.1, Unit 249 and retrofits | 390 | 7305 | Rate Constraint in lbs/MMBtu | FALSE | L | Annual | Seasons Included | Seasons | Summer | Summer | Summer | Summer | Summer | Summer | Summer
IL Fac. Spec. - NOX Rate Summer v3.1, Unit 249 and retrofits | 390 | 7305 | Rate Constraint in lbs/MMBtu | FALSE | L | Annual | Standard NOX | lb/MMBtu | 0.25 | 0.25 | 0.25 | 0.25 | 0.25 | 0.25 | 0.25
IL Fac. Spec. - NOX Rate Summer v3.1, Unit 249 and retrofits | 390 | 7305 | Rate Constraint in lbs/MMBtu | FALSE | L | Annual | Emissions at Affected Plants NOX | Thousand Tons | 0.00027221 | 0.0002658 | 0.00027861 | 0 | 0 | 0 | 0
IL Fac. Spec. - NOX Rate Summer v3.1, Unit 249 and retrofits | 390 | 7305 | Rate Constraint in lbs/MMBtu | FALSE | L | Annual | Allowances Purchased NOX | Thousand Tons | 0 | 0 | 0 | 0 | 0 | 0 | 0
IL Fac. Spec. - NOX Rate Summer v3.1, Unit 249 and retrofits | 390 | 7305 | Rate Constraint in lbs/MMBtu | FALSE | L | Annual | Allowances Sold NOX | Thousand Tons | 0 | 0 | 0 | 0 | 0 | 0 | 0
IL Fac. Spec. - NOX Rate Summer v3.1, Unit 249 and retrofits | 390 | 7305 | Rate Constraint in lbs/MMBtu | FALSE | L | Annual | Allowances Banked | Thousand Tons | 0 | 0 | 0 | 0 | 0 | 0 | 0
IL Fac. Spec. - NOX Rate Summer v3.1, Unit 249 and retrofits | 390 | 7305 | Rate Constraint in lbs/MMBtu | FALSE | L | Annual | Allowances Withdrawn (1:1) | Thousand Tons | 0 | 0 | 0 | 0 | 0 | 0 | 0
IL Fac. Spec. - NOX Rate Summer v3.1, Unit 249 and retrofits | 390 | 7305 | Rate Constraint in lbs/MMBtu | FALSE | L | Annual | Allowances Withdrawn (n:1) | Thousand Tons | 0 | 0 | 0 | 0 | 0 | 0 | 0
IL Fac. Spec. - NOX Rate Summer v3.1, Unit 249 and retrofits | 390 | 7305 | Rate Constraint in lbs/MMBtu | FALSE | L | Annual | Net Emissions Allowance Position | Thousand Tons | 0.00027221 | 0.0002658 | 0.00027861 | 0 | 0 | 0 | 0
IL Fac. Spec. - NOX Rate Summer v3.1, Unit 249 and retrofits | 390 | 7305 | Rate Constraint in lbs/MMBtu | FALSE | L | Annual | Fuel Consumed | TBtu | 0.036392 | 0.035535 | 0.037248 | 0 | 0 | 0 | 0
IL Fac. Spec. - NOX Rate Summer v3.1, Unit 249 and retrofits | 390 | 7305 | Rate Constraint in lbs/MMBtu | FALSE | L | Annual | Rate | lb/MMBtu | 0.01496 | 0.01496 | 0.01496 | 0 | 0 | 0 | 0
IL Fac. Spec. - NOX Rate Summer v3.1, Unit 249 and retrofits | 390 | 7305 | Rate Constraint in lbs/MMBtu | FALSE | L | Annual | Generation | TWh | 0.0033868 | 0.0033072 | 0.0034665 | 0 | 0 | 0 | 0
IL Fac. Spec. - NOX Rate Summer v3.1, Unit 249 and retrofits | 390 | 7305 | Rate Constraint in lbs/MMBtu | FALSE | L | Annual | Qualifying Generation | TWh | 0.0033868 | 0.0033072 | 0.0034665 | 0 | 0 | 0 | 0
IL Fac. Spec. - NOX Rate Summer v3.1, Unit 249 and retrofits | 390 | 7305 | Rate Constraint in lbs/MMBtu | FALSE | L | Annual | Rate | lb/MWh | 0.16075 | 0.16075 | 0.16075 | 0 | 0 | 0 | 0
IL Fac. Spec. - NOX Rate Summer v3.1, Unit 249 and retrofits | 390 | 7305 | Rate Constraint in lbs/MMBtu | FALSE | L | Annual | Constraint Shadow Price | US2022$/Ton | 0 | 0 | 0 | 0 | 0 | 0 | 0
IL Fac. Spec. - NOX Rate Summer v3.1, Unit 250 and retrofits | 391 | 7305 | Rate Constraint in lbs/MMBtu | FALSE | L | Annual | Seasons Included | Seasons | Summer | Summer | Summer | Summer | Summer | Summer | Summer
IL Fac. Spec. - NOX Rate Summer v3.1, Unit 250 and retrofits | 391 | 7305 | Rate Constraint in lbs/MMBtu | FALSE | L | Annual | Standard NOX | lb/MMBtu | 0.25 | 0.25 | 0.25 | 0.25 | 0.25 | 0.25 | 0.25
IL Fac. Spec. - NOX Rate Summer v3.1, Unit 250 and retrofits | 391 | 7305 | Rate Constraint in lbs/MMBtu | FALSE | L | Annual | Emissions at Affected Plants NOX | Thousand Tons | 0.00025583 | 0.00024981 | 0.00026185 | 0 | 0 | 0 | 0
IL Fac. Spec. - NOX Rate Summer v3.1, Unit 250 and retrofits | 391 | 7305 | Rate Constraint in lbs/MMBtu | FALSE | L | Annual | Allowances Purchased NOX | Thousand Tons | 0 | 0 | 0 | 0 | 0 | 0 | 0
IL Fac. Spec. - NOX Rate Summer v3.1, Unit 250 and retrofits | 391 | 7305 | Rate Constraint in lbs/MMBtu | FALSE | L | Annual | Allowances Sold NOX | Thousand Tons | 0 | 0 | 0 | 0 | 0 | 0 | 0
IL Fac. Spec. - NOX Rate Summer v3.1, Unit 250 and retrofits | 391 | 7305 | Rate Constraint in lbs/MMBtu | FALSE | L | Annual | Allowances Banked | Thousand Tons | 0 | 0 | 0 | 0 | 0 | 0 | 0
IL Fac. Spec. - NOX Rate Summer v3.1, Unit 250 and retrofits | 391 | 7305 | Rate Constraint in lbs/MMBtu | FALSE | L | Annual | Allowances Withdrawn (1:1) | Thousand Tons | 0 | 0 | 0 | 0 | 0 | 0 | 0
IL Fac. Spec. - NOX Rate Summer v3.1, Unit 250 and retrofits | 391 | 7305 | Rate Constraint in lbs/MMBtu | FALSE | L | Annual | Allowances Withdrawn (n:1) | Thousand Tons | 0 | 0 | 0 | 0 | 0 | 0 | 0
IL Fac. Spec. - NOX Rate Summer v3.1, Unit 250 and retrofits | 391 | 7305 | Rate Constraint in lbs/MMBtu | FALSE | L | Annual | Net Emissions Allowance Position | Thousand Tons | 0.00025583 | 0.00024981 | 0.00026185 | 0 | 0 | 0 | 0
IL Fac. Spec. - NOX Rate Summer v3.1, Unit 250 and retrofits | 391 | 7305 | Rate Constraint in lbs/MMBtu | FALSE | L | Annual | Fuel Consumed | TBtu | 0.036392 | 0.035535 | 0.037248 | 0 | 0 | 0 | 0
IL Fac. Spec. - NOX Rate Summer v3.1, Unit 250 and retrofits | 391 | 7305 | Rate Constraint in lbs/MMBtu | FALSE | L | Annual | Rate | lb/MMBtu | 0.01406 | 0.01406 | 0.01406 | 0 | 0 | 0 | 0
IL Fac. Spec. - NOX Rate Summer v3.1, Unit 250 and retrofits | 391 | 7305 | Rate Constraint in lbs/MMBtu | FALSE | L | Annual | Generation | TWh | 0.0033868 | 0.0033072 | 0.0034665 | 0 | 0 | 0 | 0
IL Fac. Spec. - NOX Rate Summer v3.1, Unit 250 and retrofits | 391 | 7305 | Rate Constraint in lbs/MMBtu | FALSE | L | Annual | Qualifying Generation | TWh | 0.0033868 | 0.0033072 | 0.0034665 | 0 | 0 | 0 | 0
IL Fac. Spec. - NOX Rate Summer v3.1, Unit 250 and retrofits | 391 | 7305 | Rate Constraint in lbs/MMBtu | FALSE | L | Annual | Rate | lb/MWh | 0.15107 | 0.15107 | 0.15107 | 0 | 0 | 0 | 0
IL Fac. Spec. - NOX Rate Summer v3.1, Unit 250 and retrofits | 391 | 7305 | Rate Constraint in lbs/MMBtu | FALSE | L | Annual | Constraint Shadow Price | US2022$/Ton | 0 | 0 | 0 | 0 | 0 | 0 | 0
IL Fac. Spec. - NOX Rate Summer v3.1, Unit 251 and retrofits | 392 | 7305 | Rate Constraint in lbs/MMBtu | FALSE | L | Annual | Seasons Included | Seasons | Summer | Summer | Summer | Summer | Summer | Summer | Summer
IL Fac. Spec. - NOX Rate Summer v3.1, Unit 251 and retrofits | 392 | 7305 | Rate Constraint in lbs/MMBtu | FALSE | L | Annual | Standard NOX | lb/MMBtu | 0.25 | 0.25 | 0.25 | 0.25 | 0.25 | 0.25 | 0.25
IL Fac. Spec. - NOX Rate Summer v3.1, Unit 251 and retrofits | 392 | 7305 | Rate Constraint in lbs/MMBtu | FALSE | L | Annual | Emissions at Affected Plants NOX | Thousand Tons | 0.00032789 | 0.00032017 | 0.0003356 | 0 | 0 | 0 | 0
IL Fac. Spec. - NOX Rate Summer v3.1, Unit 251 and retrofits | 392 | 7305 | Rate Constraint in lbs/MMBtu | FALSE | L | Annual | Allowances Purchased NOX | Thousand Tons | 0 | 0 | 0 | 0 | 0 | 0 | 0
IL Fac. Spec. - NOX Rate Summer v3.1, Unit 251 and retrofits | 392 | 7305 | Rate Constraint in lbs/MMBtu | FALSE | L | Annual | Allowances Sold NOX | Thousand Tons | 0 | 0 | 0 | 0 | 0 | 0 | 0
IL Fac. Spec. - NOX Rate Summer v3.1, Unit 251 and retrofits | 392 | 7305 | Rate Constraint in lbs/MMBtu | FALSE | L | Annual | Allowances Banked | Thousand Tons | 0 | 0 | 0 | 0 | 0 | 0 | 0
IL Fac. Spec. - NOX Rate Summer v3.1, Unit 251 and retrofits | 392 | 7305 | Rate Constraint in lbs/MMBtu | FALSE | L | Annual | Allowances Withdrawn (1:1) | Thousand Tons | 0 | 0 | 0 | 0 | 0 | 0 | 0
IL Fac. Spec. - NOX Rate Summer v3.1, Unit 251 and retrofits | 392 | 7305 | Rate Constraint in lbs/MMBtu | FALSE | L | Annual | Allowances Withdrawn (n:1) | Thousand Tons | 0 | 0 | 0 | 0 | 0 | 0 | 0
IL Fac. Spec. - NOX Rate Summer v3.1, Unit 251 and retrofits | 392 | 7305 | Rate Constraint in lbs/MMBtu | FALSE | L | Annual | Net Emissions Allowance Position | Thousand Tons | 0.00032789 | 0.00032017 | 0.0003356 | 0 | 0 | 0 | 0
IL Fac. Spec. - NOX Rate Summer v3.1, Unit 251 and retrofits | 392 | 7305 | Rate Constraint in lbs/MMBtu | FALSE | L | Annual | Fuel Consumed | TBtu | 0.036392 | 0.035535 | 0.037248 | 0 | 0 | 0 | 0
IL Fac. Spec. - NOX Rate Summer v3.1, Unit 251 and retrofits | 392 | 7305 | Rate Constraint in lbs/MMBtu | FALSE | L | Annual | Rate | lb/MMBtu | 0.01802 | 0.01802 | 0.01802 | 0 | 0 | 0 | 0
IL Fac. Spec. - NOX Rate Summer v3.1, Unit 251 and retrofits | 392 | 7305 | Rate Constraint in lbs/MMBtu | FALSE | L | Annual | Generation | TWh | 0.0033868 | 0.0033072 | 0.0034665 | 0 | 0 | 0 | 0
IL Fac. Spec. - NOX Rate Summer v3.1, Unit 251 and retrofits | 392 | 7305 | Rate Constraint in lbs/MMBtu | FALSE | L | Annual | Qualifying Generation | TWh | 0.0033868 | 0.0033072 | 0.0034665 | 0 | 0 | 0 | 0
IL Fac. Spec. - NOX Rate Summer v3.1, Unit 251 and retrofits | 392 | 7305 | Rate Constraint in lbs/MMBtu | FALSE | L | Annual | Rate | lb/MWh | 0.19362 | 0.19362 | 0.19362 | 0 | 0 | 0 | 0
IL Fac. Spec. - NOX Rate Summer v3.1, Unit 251 and retrofits | 392 | 7305 | Rate Constraint in lbs/MMBtu | FALSE | L | Annual | Constraint Shadow Price | US2022$/Ton | 0 | 0 | 0 | 0 | 0 | 0 | 0
IL Fac. Spec. - NOX Rate Summer v3.1, Unit 252 and retrofits | 393 | 7305 | Rate Constraint in lbs/MMBtu | FALSE | L | Annual | Seasons Included | Seasons | Summer | Summer | Summer | Summer | Summer | Summer | Summer
IL Fac. Spec. - NOX Rate Summer v3.1, Unit 252 and retrofits | 393 | 7305 | Rate Constraint in lbs/MMBtu | FALSE | L | Annual | Standard NOX | lb/MMBtu | 0.25 | 0.25 | 0.25 | 0.25 | 0.25 | 0.25 | 0.25
IL Fac. Spec. - NOX Rate Summer v3.1, Unit 252 and retrofits | 393 | 7305 | Rate Constraint in lbs/MMBtu | FALSE | L | Annual | Emissions at Affected Plants NOX | Thousand Tons | 0.00032152 | 0.00031396 | 0.00032909 | 0 | 0 | 0 | 0
IL Fac. Spec. - NOX Rate Summer v3.1, Unit 252 and retrofits | 393 | 7305 | Rate Constraint in lbs/MMBtu | FALSE | L | Annual | Allowances Purchased NOX | Thousand Tons | 0 | 0 | 0 | 0 | 0 | 0 | 0
IL Fac. Spec. - NOX Rate Summer v3.1, Unit 252 and retrofits | 393 | 7305 | Rate Constraint in lbs/MMBtu | FALSE | L | Annual | Allowances Sold NOX | Thousand Tons | 0 | 0 | 0 | 0 | 0 | 0 | 0
IL Fac. Spec. - NOX Rate Summer v3.1, Unit 252 and retrofits | 393 | 7305 | Rate Constraint in lbs/MMBtu | FALSE | L | Annual | Allowances Banked | Thousand Tons | 0 | 0 | 0 | 0 | 0 | 0 | 0
IL Fac. Spec. - NOX Rate Summer v3.1, Unit 252 and retrofits | 393 | 7305 | Rate Constraint in lbs/MMBtu | FALSE | L | Annual | Allowances Withdrawn (1:1) | Thousand Tons | 0 | 0 | 0 | 0 | 0 | 0 | 0
IL Fac. Spec. - NOX Rate Summer v3.1, Unit 252 and retrofits | 393 | 7305 | Rate Constraint in lbs/MMBtu | FALSE | L | Annual | Allowances Withdrawn (n:1) | Thousand Tons | 0 | 0 | 0 | 0 | 0 | 0 | 0
IL Fac. Spec. - NOX Rate Summer v3.1, Unit 252 and retrofits | 393 | 7305 | Rate Constraint in lbs/MMBtu | FALSE | L | Annual | Net Emissions Allowance Position | Thousand Tons | 0.00032152 | 0.00031396 | 0.00032909 | 0 | 0 | 0 | 0
IL Fac. Spec. - NOX Rate Summer v3.1, Unit 252 and retrofits | 393 | 7305 | Rate Constraint in lbs/MMBtu | FALSE | L | Annual | Fuel Consumed | TBtu | 0.036392 | 0.035535 | 0.037248 | 0 | 0 | 0 | 0
IL Fac. Spec. - NOX Rate Summer v3.1, Unit 252 and retrofits | 393 | 7305 | Rate Constraint in lbs/MMBtu | FALSE | L | Annual | Rate | lb/MMBtu | 0.01767 | 0.01767 | 0.01767 | 0 | 0 | 0 | 0
IL Fac. Spec. - NOX Rate Summer v3.1, Unit 252 and retrofits | 393 | 7305 | Rate Constraint in lbs/MMBtu | FALSE | L | Annual | Generation | TWh | 0.0033868 | 0.0033072 | 0.0034665 | 0 | 0 | 0 | 0
IL Fac. Spec. - NOX Rate Summer v3.1, Unit 252 and retrofits | 393 | 7305 | Rate Constraint in lbs/MMBtu | FALSE | L | Annual | Qualifying Generation | TWh | 0.0033868 | 0.0033072 | 0.0034665 | 0 | 0 | 0 | 0
IL Fac. Spec. - NOX Rate Summer v3.1, Unit 252 and retrofits | 393 | 7305 | Rate Constraint in lbs/MMBtu | FALSE | L | Annual | Rate | lb/MWh | 0.18986 | 0.18986 | 0.18986 | 0 | 0 | 0 | 0
IL Fac. Spec. - NOX Rate Summer v3.1, Unit 252 and retrofits | 393 | 7305 | Rate Constraint in lbs/MMBtu | FALSE | L | Annual | Constraint Shadow Price | US2022$/Ton | 0 | 0 | 0 | 0 | 0 | 0 | 0
IL Fac. Spec. - NOX Rate Summer v3.1, Unit 253 and retrofits | 394 | 7305 | Rate Constraint in lbs/MMBtu | FALSE | L | Annual | Seasons Included | Seasons | Summer | Summer | Summer | Summer | Summer | Summer | Summer
IL Fac. Spec. - NOX Rate Summer v3.1, Unit 253 and retrofits | 394 | 7305 | Rate Constraint in lbs/MMBtu | FALSE | L | Annual | Standard NOX | lb/MMBtu | 0.25 | 0.25 | 0.25 | 0.25 | 0.25 | 0.25 | 0.25
IL Fac. Spec. - NOX Rate Summer v3.1, Unit 253 and retrofits | 394 | 7305 | Rate Constraint in lbs/MMBtu | FALSE | L | Annual | Emissions at Affected Plants NOX | Thousand Tons | 0.00026857 | 0.00026225 | 0.00027489 | 0 | 0 | 0 | 0
IL Fac. Spec. - NOX Rate Summer v3.1, Unit 253 and retrofits | 394 | 7305 | Rate Constraint in lbs/MMBtu | FALSE | L | Annual | Allowances Purchased NOX | Thousand Tons | 0 | 0 | 0 | 0 | 0 | 0 | 0
IL Fac. Spec. - NOX Rate Summer v3.1, Unit 253 and retrofits | 394 | 7305 | Rate Constraint in lbs/MMBtu | FALSE | L | Annual | Allowances Sold NOX | Thousand Tons | 0 | 0 | 0 | 0 | 0 | 0 | 0
IL Fac. Spec. - NOX Rate Summer v3.1, Unit 253 and retrofits | 394 | 7305 | Rate Constraint in lbs/MMBtu | FALSE | L | Annual | Allowances Banked | Thousand Tons | 0 | 0 | 0 | 0 | 0 | 0 | 0
IL Fac. Spec. - NOX Rate Summer v3.1, Unit 253 and retrofits | 394 | 7305 | Rate Constraint in lbs/MMBtu | FALSE | L | Annual | Allowances Withdrawn (1:1) | Thousand Tons | 0 | 0 | 0 | 0 | 0 | 0 | 0
IL Fac. Spec. - NOX Rate Summer v3.1, Unit 253 and retrofits | 394 | 7305 | Rate Constraint in lbs/MMBtu | FALSE | L | Annual | Allowances Withdrawn (n:1) | Thousand Tons | 0 | 0 | 0 | 0 | 0 | 0 | 0
IL Fac. Spec. - NOX Rate Summer v3.1, Unit 253 and retrofits | 394 | 7305 | Rate Constraint in lbs/MMBtu | FALSE | L | Annual | Net Emissions Allowance Position | Thousand Tons | 0.00026857 | 0.00026225 | 0.00027489 | 0 | 0 | 0 | 0
IL Fac. Spec. - NOX Rate Summer v3.1, Unit 253 and retrofits | 394 | 7305 | Rate Constraint in lbs/MMBtu | FALSE | L | Annual | Fuel Consumed | TBtu | 0.036392 | 0.035535 | 0.037248 | 0 | 0 | 0 | 0
IL Fac. Spec. - NOX Rate Summer v3.1, Unit 253 and retrofits | 394 | 7305 | Rate Constraint in lbs/MMBtu | FALSE | L | Annual | Rate | lb/MMBtu | 0.01476 | 0.01476 | 0.01476 | 0 | 0 | 0 | 0
IL Fac. Spec. - NOX Rate Summer v3.1, Unit 253 and retrofits | 394 | 7305 | Rate Constraint in lbs/MMBtu | FALSE | L | Annual | Generation | TWh | 0.0033868 | 0.0033072 | 0.0034665 | 0 | 0 | 0 | 0
IL Fac. Spec. - NOX Rate Summer v3.1, Unit 253 and retrofits | 394 | 7305 | Rate Constraint in lbs/MMBtu | FALSE | L | Annual | Qualifying Generation | TWh | 0.0033868 | 0.0033072 | 0.0034665 | 0 | 0 | 0 | 0
IL Fac. Spec. - NOX Rate Summer v3.1, Unit 253 and retrofits | 394 | 7305 | Rate Constraint in lbs/MMBtu | FALSE | L | Annual | Rate | lb/MWh | 0.1586 | 0.1586 | 0.1586 | 0 | 0 | 0 | 0
IL Fac. Spec. - NOX Rate Summer v3.1, Unit 253 and retrofits | 394 | 7305 | Rate Constraint in lbs/MMBtu | FALSE | L | Annual | Constraint Shadow Price | US2022$/Ton | 0 | 0 | 0 | 0 | 0 | 0 | 0
IL Fac. Spec. - NOX Rate Summer v3.1, Unit 254 and retrofits | 395 | 7305 | Rate Constraint in lbs/MMBtu | FALSE | L | Annual | Seasons Included | Seasons | Summer | Summer | Summer | Summer | Summer | Summer | Summer
IL Fac. Spec. - NOX Rate Summer v3.1, Unit 254 and retrofits | 395 | 7305 | Rate Constraint in lbs/MMBtu | FALSE | L | Annual | Standard NOX | lb/MMBtu | 0.25 | 0.25 | 0.25 | 0.25 | 0.25 | 0.25 | 0.25
IL Fac. Spec. - NOX Rate Summer v3.1, Unit 254 and retrofits | 395 | 7305 | Rate Constraint in lbs/MMBtu | FALSE | L | Annual | Emissions at Affected Plants NOX | Thousand Tons | 0.00025329 | 0.00023839 | 0.00025925 | 0 | 0 | 0 | 0
IL Fac. Spec. - NOX Rate Summer v3.1, Unit 254 and retrofits | 395 | 7305 | Rate Constraint in lbs/MMBtu | FALSE | L | Annual | Allowances Purchased NOX | Thousand Tons | 0 | 0 | 0 | 0 | 0 | 0 | 0
IL Fac. Spec. - NOX Rate Summer v3.1, Unit 254 and retrofits | 395 | 7305 | Rate Constraint in lbs/MMBtu | FALSE | L | Annual | Allowances Sold NOX | Thousand Tons | 0 | 0 | 0 | 0 | 0 | 0 | 0
IL Fac. Spec. - NOX Rate Summer v3.1, Unit 254 and retrofits | 395 | 7305 | Rate Constraint in lbs/MMBtu | FALSE | L | Annual | Allowances Banked | Thousand Tons | 0 | 0 | 0 | 0 | 0 | 0 | 0
IL Fac. Spec. - NOX Rate Summer v3.1, Unit 254 and retrofits | 395 | 7305 | Rate Constraint in lbs/MMBtu | FALSE | L | Annual | Allowances Withdrawn (1:1) | Thousand Tons | 0 | 0 | 0 | 0 | 0 | 0 | 0
IL Fac. Spec. - NOX Rate Summer v3.1, Unit 254 and retrofits | 395 | 7305 | Rate Constraint in lbs/MMBtu | FALSE | L | Annual | Allowances Withdrawn (n:1) | Thousand Tons | 0 | 0 | 0 | 0 | 0 | 0 | 0
IL Fac. Spec. - NOX Rate Summer v3.1, Unit 254 and retrofits | 395 | 7305 | Rate Constraint in lbs/MMBtu | FALSE | L | Annual | Net Emissions Allowance Position | Thousand Tons | 0.00025329 | 0.00023839 | 0.00025925 | 0 | 0 | 0 | 0
IL Fac. Spec. - NOX Rate Summer v3.1, Unit 254 and retrofits | 395 | 7305 | Rate Constraint in lbs/MMBtu | FALSE | L | Annual | Fuel Consumed | TBtu | 0.036392 | 0.034251 | 0.037248 | 0 | 0 | 0 | 0
IL Fac. Spec. - NOX Rate Summer v3.1, Unit 254 and retrofits | 395 | 7305 | Rate Constraint in lbs/MMBtu | FALSE | L | Annual | Rate | lb/MMBtu | 0.01392 | 0.01392 | 0.01392 | 0 | 0 | 0 | 0
IL Fac. Spec. - NOX Rate Summer v3.1, Unit 254 and retrofits | 395 | 7305 | Rate Constraint in lbs/MMBtu | FALSE | L | Annual | Generation | TWh | 0.0033868 | 0.0031876 | 0.0034665 | 0 | 0 | 0 | 0
IL Fac. Spec. - NOX Rate Summer v3.1, Unit 254 and retrofits | 395 | 7305 | Rate Constraint in lbs/MMBtu | FALSE | L | Annual | Qualifying Generation | TWh | 0.0033868 | 0.0031876 | 0.0034665 | 0 | 0 | 0 | 0
IL Fac. Spec. - NOX Rate Summer v3.1, Unit 254 and retrofits | 395 | 7305 | Rate Constraint in lbs/MMBtu | FALSE | L | Annual | Rate | lb/MWh | 0.14957 | 0.14957 | 0.14957 | 0 | 0 | 0 | 0
IL Fac. Spec. - NOX Rate Summer v3.1, Unit 254 and retrofits | 395 | 7305 | Rate Constraint in lbs/MMBtu | FALSE | L | Annual | Constraint Shadow Price | US2022$/Ton | 0 | 0 | 0 | 0 | 0 | 0 | 0
IL Fac. Spec. - NOX Rate Summer v3.1, Unit 255 and retrofits | 396 | 7305 | Rate Constraint in lbs/MMBtu | FALSE | L | Annual | Seasons Included | Seasons | Summer | Summer | Summer | Summer | Summer | Summer | Summer
IL Fac. Spec. - NOX Rate Summer v3.1, Unit 255 and retrofits | 396 | 7305 | Rate Constraint in lbs/MMBtu | FALSE | L | Annual | Standard NOX | lb/MMBtu | 0.25 | 0.25 | 0.25 | 0.25 | 0.25 | 0.25 | 0.25
IL Fac. Spec. - NOX Rate Summer v3.1, Unit 255 and retrofits | 396 | 7305 | Rate Constraint in lbs/MMBtu | FALSE | L | Annual | Emissions at Affected Plants NOX | Thousand Tons | 0.00031715 | 0.00030969 | 0.00032462 | 0 | 0 | 0 | 0
IL Fac. Spec. - NOX Rate Summer v3.1, Unit 255 and retrofits | 396 | 7305 | Rate Constraint in lbs/MMBtu | FALSE | L | Annual | Allowances Purchased NOX | Thousand Tons | 0 | 0 | 0 | 0 | 0 | 0 | 0
IL Fac. Spec. - NOX Rate Summer v3.1, Unit 255 and retrofits | 396 | 7305 | Rate Constraint in lbs/MMBtu | FALSE | L | Annual | Allowances Sold NOX | Thousand Tons | 0 | 0 | 0 | 0 | 0 | 0 | 0
IL Fac. Spec. - NOX Rate Summer v3.1, Unit 255 and retrofits | 396 | 7305 | Rate Constraint in lbs/MMBtu | FALSE | L | Annual | Allowances Banked | Thousand Tons | 0 | 0 | 0 | 0 | 0 | 0 | 0
IL Fac. Spec. - NOX Rate Summer v3.1, Unit 255 and retrofits | 396 | 7305 | Rate Constraint in lbs/MMBtu | FALSE | L | Annual | Allowances Withdrawn (1:1) | Thousand Tons | 0 | 0 | 0 | 0 | 0 | 0 | 0
IL Fac. Spec. - NOX Rate Summer v3.1, Unit 255 and retrofits | 396 | 7305 | Rate Constraint in lbs/MMBtu | FALSE | L | Annual | Allowances Withdrawn (n:1) | Thousand Tons | 0 | 0 | 0 | 0 | 0 | 0 | 0
IL Fac. Spec. - NOX Rate Summer v3.1, Unit 255 and retrofits | 396 | 7305 | Rate Constraint in lbs/MMBtu | FALSE | L | Annual | Net Emissions Allowance Position | Thousand Tons | 0.00031715 | 0.00030969 | 0.00032462 | 0 | 0 | 0 | 0
IL Fac. Spec. - NOX Rate Summer v3.1, Unit 255 and retrofits | 396 | 7305 | Rate Constraint in lbs/MMBtu | FALSE | L | Annual | Fuel Consumed | TBtu | 0.036392 | 0.035535 | 0.037248 | 0 | 0 | 0 | 0
IL Fac. Spec. - NOX Rate Summer v3.1, Unit 255 and retrofits | 396 | 7305 | Rate Constraint in lbs/MMBtu | FALSE | L | Annual | Rate | lb/MMBtu | 0.01743 | 0.01743 | 0.01743 | 0 | 0 | 0 | 0
IL Fac. Spec. - NOX Rate Summer v3.1, Unit 255 and retrofits | 396 | 7305 | Rate Constraint in lbs/MMBtu | FALSE | L | Annual | Generation | TWh | 0.0033868 | 0.0033072 | 0.0034665 | 0 | 0 | 0 | 0
IL Fac. Spec. - NOX Rate Summer v3.1, Unit 255 and retrofits | 396 | 7305 | Rate Constraint in lbs/MMBtu | FALSE | L | Annual | Qualifying Generation | TWh | 0.0033868 | 0.0033072 | 0.0034665 | 0 | 0 | 0 | 0
IL Fac. Spec. - NOX Rate Summer v3.1, Unit 255 and retrofits | 396 | 7305 | Rate Constraint in lbs/MMBtu | FALSE | L | Annual | Rate | lb/MWh | 0.18729 | 0.18729 | 0.18729 | 0 | 0 | 0 | 0
IL Fac. Spec. - NOX Rate Summer v3.1, Unit 255 and retrofits | 396 | 7305 | Rate Constraint in lbs/MMBtu | FALSE | L | Annual | Constraint Shadow Price | US2022$/Ton | 0 | 0 | 0 | 0 | 0 | 0 | 0
IL Fac. Spec. - NOX Rate Summer v3.1, Unit 256 and retrofits | 397 | 7305 | Rate Constraint in lbs/MMBtu | FALSE | L | Annual | Seasons Included | Seasons | Summer | Summer | Summer | Summer | Summer | Summer | Summer
IL Fac. Spec. - NOX Rate Summer v3.1, Unit 256 and retrofits | 397 | 7305 | Rate Constraint in lbs/MMBtu | FALSE | L | Annual | Standard NOX | lb/MMBtu | 0.25 | 0.25 | 0.25 | 0.25 | 0.25 | 0.25 | 0.25
IL Fac. Spec. - NOX Rate Summer v3.1, Unit 256 and retrofits | 397 | 7305 | Rate Constraint in lbs/MMBtu | FALSE | L | Annual | Emissions at Affected Plants NOX | Thousand Tons | 0.00039722 | 0.00038787 | 0.00040656 | 0 | 0 | 0 | 0
IL Fac. Spec. - NOX Rate Summer v3.1, Unit 256 and retrofits | 397 | 7305 | Rate Constraint in lbs/MMBtu | FALSE | L | Annual | Allowances Purchased NOX | Thousand Tons | 0 | 0 | 0 | 0 | 0 | 0 | 0
IL Fac. Spec. - NOX Rate Summer v3.1, Unit 256 and retrofits | 397 | 7305 | Rate Constraint in lbs/MMBtu | FALSE | L | Annual | Allowances Sold NOX | Thousand Tons | 0 | 0 | 0 | 0 | 0 | 0 | 0
IL Fac. Spec. - NOX Rate Summer v3.1, Unit 256 and retrofits | 397 | 7305 | Rate Constraint in lbs/MMBtu | FALSE | L | Annual | Allowances Banked | Thousand Tons | 0 | 0 | 0 | 0 | 0 | 0 | 0
IL Fac. Spec. - NOX Rate Summer v3.1, Unit 256 and retrofits | 397 | 7305 | Rate Constraint in lbs/MMBtu | FALSE | L | Annual | Allowances Withdrawn (1:1) | Thousand Tons | 0 | 0 | 0 | 0 | 0 | 0 | 0
IL Fac. Spec. - NOX Rate Summer v3.1, Unit 256 and retrofits | 397 | 7305 | Rate Constraint in lbs/MMBtu | FALSE | L | Annual | Allowances Withdrawn (n:1) | Thousand Tons | 0 | 0 | 0 | 0 | 0 | 0 | 0
IL Fac. Spec. - NOX Rate Summer v3.1, Unit 256 and retrofits | 397 | 7305 | Rate Constraint in lbs/MMBtu | FALSE | L | Annual | Net Emissions Allowance Position | Thousand Tons | 0.00039722 | 0.00038787 | 0.00040656 | 0 | 0 | 0 | 0
IL Fac. Spec. - NOX Rate Summer v3.1, Unit 256 and retrofits | 397 | 7305 | Rate Constraint in lbs/MMBtu | FALSE | L | Annual | Fuel Consumed | TBtu | 0.036392 | 0.035535 | 0.037248 | 0 | 0 | 0 | 0
IL Fac. Spec. - NOX Rate Summer v3.1, Unit 256 and retrofits | 397 | 7305 | Rate Constraint in lbs/MMBtu | FALSE | L | Annual | Rate | lb/MMBtu | 0.02183 | 0.02183 | 0.02183 | 0 | 0 | 0 | 0
IL Fac. Spec. - NOX Rate Summer v3.1, Unit 256 and retrofits | 397 | 7305 | Rate Constraint in lbs/MMBtu | FALSE | L | Annual | Generation | TWh | 0.0033868 | 0.0033072 | 0.0034665 | 0 | 0 | 0 | 0
IL Fac. Spec. - NOX Rate Summer v3.1, Unit 256 and retrofits | 397 | 7305 | Rate Constraint in lbs/MMBtu | FALSE | L | Annual | Qualifying Generation | TWh | 0.0033868 | 0.0033072 | 0.0034665 | 0 | 0 | 0 | 0
IL Fac. Spec. - NOX Rate Summer v3.1, Unit 256 and retrofits | 397 | 7305 | Rate Constraint in lbs/MMBtu | FALSE | L | Annual | Rate | lb/MWh | 0.23456 | 0.23456 | 0.23456 | 0 | 0 | 0 | 0
IL Fac. Spec. - NOX Rate Summer v3.1, Unit 256 and retrofits | 397 | 7305 | Rate Constraint in lbs/MMBtu | FALSE | L | Annual | Constraint Shadow Price | US2022$/Ton | 0 | 0 | 0 | 0 | 0 | 0 | 0
IL Fac. Spec. - NOX Rate Summer v3.1, Unit 257 and retrofits | 398 | 7305 | Rate Constraint in lbs/MMBtu | FALSE | L | Annual | Seasons Included | Seasons | Summer | Summer | Summer | Summer | Summer | Summer | Summer
IL Fac. Spec. - NOX Rate Summer v3.1, Unit 257 and retrofits | 398 | 7305 | Rate Constraint in lbs/MMBtu | FALSE | L | Annual | Standard NOX | lb/MMBtu | 0.25 | 0.25 | 0.25 | 0.25 | 0.25 | 0.25 | 0.25
IL Fac. Spec. - NOX Rate Summer v3.1, Unit 257 and retrofits | 398 | 7305 | Rate Constraint in lbs/MMBtu | FALSE | L | Annual | Emissions at Affected Plants NOX | Thousand Tons | 0.0003843 | 0.00037525 | 0.00039334 | 0 | 0 | 0 | 0
IL Fac. Spec. - NOX Rate Summer v3.1, Unit 257 and retrofits | 398 | 7305 | Rate Constraint in lbs/MMBtu | FALSE | L | Annual | Allowances Purchased NOX | Thousand Tons | 0 | 0 | 0 | 0 | 0 | 0 | 0
IL Fac. Spec. - NOX Rate Summer v3.1, Unit 257 and retrofits | 398 | 7305 | Rate Constraint in lbs/MMBtu | FALSE | L | Annual | Allowances Sold NOX | Thousand Tons | 0 | 0 | 0 | 0 | 0 | 0 | 0
IL Fac. Spec. - NOX Rate Summer v3.1, Unit 257 and retrofits | 398 | 7305 | Rate Constraint in lbs/MMBtu | FALSE | L | Annual | Allowances Banked | Thousand Tons | 0 | 0 | 0 | 0 | 0 | 0 | 0
IL Fac. Spec. - NOX Rate Summer v3.1, Unit 257 and retrofits | 398 | 7305 | Rate Constraint in lbs/MMBtu | FALSE | L | Annual | Allowances Withdrawn (1:1) | Thousand Tons | 0 | 0 | 0 | 0 | 0 | 0 | 0
IL Fac. Spec. - NOX Rate Summer v3.1, Unit 257 and retrofits | 398 | 7305 | Rate Constraint in lbs/MMBtu | FALSE | L | Annual | Allowances Withdrawn (n:1) | Thousand Tons | 0 | 0 | 0 | 0 | 0 | 0 | 0
IL Fac. Spec. - NOX Rate Summer v3.1, Unit 257 and retrofits | 398 | 7305 | Rate Constraint in lbs/MMBtu | FALSE | L | Annual | Net Emissions Allowance Position | Thousand Tons | 0.0003843 | 0.00037525 | 0.00039334 | 0 | 0 | 0 | 0
IL Fac. Spec. - NOX Rate Summer v3.1, Unit 257 and retrofits | 398 | 7305 | Rate Constraint in lbs/MMBtu | FALSE | L | Annual | Fuel Consumed | TBtu | 0.036392 | 0.035535 | 0.037248 | 0 | 0 | 0 | 0
IL Fac. Spec. - NOX Rate Summer v3.1, Unit 257 and retrofits | 398 | 7305 | Rate Constraint in lbs/MMBtu | FALSE | L | Annual | Rate | lb/MMBtu | 0.02112 | 0.02112 | 0.02112 | 0 | 0 | 0 | 0
IL Fac. Spec. - NOX Rate Summer v3.1, Unit 257 and retrofits | 398 | 7305 | Rate Constraint in lbs/MMBtu | FALSE | L | Annual | Generation | TWh | 0.0033868 | 0.0033072 | 0.0034665 | 0 | 0 | 0 | 0
IL Fac. Spec. - NOX Rate Summer v3.1, Unit 257 and retrofits | 398 | 7305 | Rate Constraint in lbs/MMBtu | FALSE | L | Annual | Qualifying Generation | TWh | 0.0033868 | 0.0033072 | 0.0034665 | 0 | 0 | 0 | 0
IL Fac. Spec. - NOX Rate Summer v3.1, Unit 257 and retrofits | 398 | 7305 | Rate Constraint in lbs/MMBtu | FALSE | L | Annual | Rate | lb/MWh | 0.22693 | 0.22693 | 0.22693 | 0 | 0 | 0 | 0
IL Fac. Spec. - NOX Rate Summer v3.1, Unit 257 and retrofits | 398 | 7305 | Rate Constraint in lbs/MMBtu | FALSE | L | Annual | Constraint Shadow Price | US2022$/Ton | 0 | 0 | 0 | 0 | 0 | 0 | 0
IL Fac. Spec. - NOX Rate Summer v3.1, Unit 258 and retrofits | 399 | 7305 | Rate Constraint in lbs/MMBtu | FALSE | L | Annual | Seasons Included | Seasons | Summer | Summer | Summer | Summer | Summer | Summer | Summer
IL Fac. Spec. - NOX Rate Summer v3.1, Unit 258 and retrofits | 399 | 7305 | Rate Constraint in lbs/MMBtu | FALSE | L | Annual | Standard NOX | lb/MMBtu | 0.25 | 0.25 | 0.25 | 0.25 | 0.25 | 0.25 | 0.25
IL Fac. Spec. - NOX Rate Summer v3.1, Unit 258 and retrofits | 399 | 7305 | Rate Constraint in lbs/MMBtu | FALSE | L | Annual | Emissions at Affected Plants NOX | Thousand Tons | 0.00031351 | 0.0003003 | 0.00032089 | 0 | 0 | 0 | 0
IL Fac. Spec. - NOX Rate Summer v3.1, Unit 258 and retrofits | 399 | 7305 | Rate Constraint in lbs/MMBtu | FALSE | L | Annual | Allowances Purchased NOX | Thousand Tons | 0 | 0 | 0 | 0 | 0 | 0 | 0
IL Fac. Spec. - NOX Rate Summer v3.1, Unit 258 and retrofits | 399 | 7305 | Rate Constraint in lbs/MMBtu | FALSE | L | Annual | Allowances Sold NOX | Thousand Tons | 0 | 0 | 0 | 0 | 0 | 0 | 0
IL Fac. Spec. - NOX Rate Summer v3.1, Unit 258 and retrofits | 399 | 7305 | Rate Constraint in lbs/MMBtu | FALSE | L | Annual | Allowances Banked | Thousand Tons | 0 | 0 | 0 | 0 | 0 | 0 | 0
IL Fac. Spec. - NOX Rate Summer v3.1, Unit 258 and retrofits | 399 | 7305 | Rate Constraint in lbs/MMBtu | FALSE | L | Annual | Allowances Withdrawn (1:1) | Thousand Tons | 0 | 0 | 0 | 0 | 0 | 0 | 0
IL Fac. Spec. - NOX Rate Summer v3.1, Unit 258 and retrofits | 399 | 7305 | Rate Constraint in lbs/MMBtu | FALSE | L | Annual | Allowances Withdrawn (n:1) | Thousand Tons | 0 | 0 | 0 | 0 | 0 | 0 | 0
IL Fac. Spec. - NOX Rate Summer v3.1, Unit 258 and retrofits | 399 | 7305 | Rate Constraint in lbs/MMBtu | FALSE | L | Annual | Net Emissions Allowance Position | Thousand Tons | 0.00031351 | 0.0003003 | 0.00032089 | 0 | 0 | 0 | 0
IL Fac. Spec. - NOX Rate Summer v3.1, Unit 258 and retrofits | 399 | 7305 | Rate Constraint in lbs/MMBtu | FALSE | L | Annual | Fuel Consumed | TBtu | 0.036392 | 0.034858 | 0.037248 | 0 | 0 | 0 | 0
IL Fac. Spec. - NOX Rate Summer v3.1, Unit 258 and retrofits | 399 | 7305 | Rate Constraint in lbs/MMBtu | FALSE | L | Annual | Rate | lb/MMBtu | 0.01723 | 0.01723 | 0.01723 | 0 | 0 | 0 | 0
IL Fac. Spec. - NOX Rate Summer v3.1, Unit 258 and retrofits | 399 | 7305 | Rate Constraint in lbs/MMBtu | FALSE | L | Annual | Generation | TWh | 0.0033868 | 0.0032441 | 0.0034665 | 0 | 0 | 0 | 0
IL Fac. Spec. - NOX Rate Summer v3.1, Unit 258 and retrofits | 399 | 7305 | Rate Constraint in lbs/MMBtu | FALSE | L | Annual | Qualifying Generation | TWh | 0.0033868 | 0.0032441 | 0.0034665 | 0 | 0 | 0 | 0
IL Fac. Spec. - NOX Rate Summer v3.1, Unit 258 and retrofits | 399 | 7305 | Rate Constraint in lbs/MMBtu | FALSE | L | Annual | Rate | lb/MWh | 0.18514 | 0.18514 | 0.18514 | 0 | 0 | 0 | 0
IL Fac. Spec. - NOX Rate Summer v3.1, Unit 258 and retrofits | 399 | 7305 | Rate Constraint in lbs/MMBtu | FALSE | L | Annual | Constraint Shadow Price | US2022$/Ton | 0 | 0 | 0 | 0 | 0 | 0 | 0
IL Fac. Spec. - NOX Rate Summer v3.1, Unit 261 and retrofits | 400 | 7305 | Rate Constraint in lbs/MMBtu | FALSE | L | Annual | Seasons Included | Seasons | Summer | Summer | Summer | Summer | Summer | Summer | Summer
IL Fac. Spec. - NOX Rate Summer v3.1, Unit 261 and retrofits | 400 | 7305 | Rate Constraint in lbs/MMBtu | FALSE | L | Annual | Standard NOX | lb/MMBtu | 0.25 | 0.25 | 0.25 | 0.25 | 0.25 | 0.25 | 0.25
IL Fac. Spec. - NOX Rate Summer v3.1, Unit 261 and retrofits | 400 | 7305 | Rate Constraint in lbs/MMBtu | FALSE | L | Annual | Emissions at Affected Plants NOX | Thousand Tons | 0.00053369 | 0.0013547 | 0 | 0 | 0 | 0 | 0
IL Fac. Spec. - NOX Rate Summer v3.1, Unit 261 and retrofits | 400 | 7305 | Rate Constraint in lbs/MMBtu | FALSE | L | Annual | Allowances Purchased NOX | Thousand Tons | 0 | 0 | 0 | 0 | 0 | 0 | 0
IL Fac. Spec. - NOX Rate Summer v3.1, Unit 261 and retrofits | 400 | 7305 | Rate Constraint in lbs/MMBtu | FALSE | L | Annual | Allowances Sold NOX | Thousand Tons | 0 | 0 | 0 | 0 | 0 | 0 | 0
IL Fac. Spec. - NOX Rate Summer v3.1, Unit 261 and retrofits | 400 | 7305 | Rate Constraint in lbs/MMBtu | FALSE | L | Annual | Allowances Banked | Thousand Tons | 0 | 0 | 0 | 0 | 0 | 0 | 0
IL Fac. Spec. - NOX Rate Summer v3.1, Unit 261 and retrofits | 400 | 7305 | Rate Constraint in lbs/MMBtu | FALSE | L | Annual | Allowances Withdrawn (1:1) | Thousand Tons | 0 | 0 | 0 | 0 | 0 | 0 | 0
IL Fac. Spec. - NOX Rate Summer v3.1, Unit 261 and retrofits | 400 | 7305 | Rate Constraint in lbs/MMBtu | FALSE | L | Annual | Allowances Withdrawn (n:1) | Thousand Tons | 0 | 0 | 0 | 0 | 0 | 0 | 0
IL Fac. Spec. - NOX Rate Summer v3.1, Unit 261 and retrofits | 400 | 7305 | Rate Constraint in lbs/MMBtu | FALSE | L | Annual | Net Emissions Allowance Position | Thousand Tons | 0.00053369 | 0.0013547 | 0 | 0 | 0 | 0 | 0
IL Fac. Spec. - NOX Rate Summer v3.1, Unit 261 and retrofits | 400 | 7305 | Rate Constraint in lbs/MMBtu | FALSE | L | Annual | Fuel Consumed | TBtu | 0.014769 | 0.037491 | 0 | 0 | 0 | 0 | 0
IL Fac. Spec. - NOX Rate Summer v3.1, Unit 261 and retrofits | 400 | 7305 | Rate Constraint in lbs/MMBtu | FALSE | L | Annual | Rate | lb/MMBtu | 0.07227 | 0.07227 | 0 | 0 | 0 | 0 | 0
IL Fac. Spec. - NOX Rate Summer v3.1, Unit 261 and retrofits | 400 | 7305 | Rate Constraint in lbs/MMBtu | FALSE | L | Annual | Generation | TWh | 0.0012216 | 0.003101 | 0 | 0 | 0 | 0 | 0
IL Fac. Spec. - NOX Rate Summer v3.1, Unit 261 and retrofits | 400 | 7305 | Rate Constraint in lbs/MMBtu | FALSE | L | Annual | Qualifying Generation | TWh | 0.0012216 | 0.003101 | 0 | 0 | 0 | 0 | 0
IL Fac. Spec. - NOX Rate Summer v3.1, Unit 261 and retrofits | 400 | 7305 | Rate Constraint in lbs/MMBtu | FALSE | L | Annual | Rate | lb/MWh | 0.87374 | 0.87374 | 0 | 0 | 0 | 0 | 0
IL Fac. Spec. - NOX Rate Summer v3.1, Unit 261 and retrofits | 400 | 7305 | Rate Constraint in lbs/MMBtu | FALSE | L | Annual | Constraint Shadow Price | US2022$/Ton | 0 | 0 | 0 | 0 | 0 | 0 | 0
IL Fac. Spec. - NOX Rate Summer v3.1, Unit 262 and retrofits | 401 | 7305 | Rate Constraint in lbs/MMBtu | FALSE | L | Annual | Seasons Included | Seasons | Summer | Summer | Summer | Summer | Summer | Summer | Summer
IL Fac. Spec. - NOX Rate Summer v3.1, Unit 262 and retrofits | 401 | 7305 | Rate Constraint in lbs/MMBtu | FALSE | L | Annual | Standard NOX | lb/MMBtu | 0.25 | 0.25 | 0.25 | 0.25 | 0.25 | 0.25 | 0.25
IL Fac. Spec. - NOX Rate Summer v3.1, Unit 262 and retrofits | 401 | 7305 | Rate Constraint in lbs/MMBtu | FALSE | L | Annual | Emissions at Affected Plants NOX | Thousand Tons | 0.00069809 | 0.0017721 | 0 | 0 | 0 | 0 | 0
IL Fac. Spec. - NOX Rate Summer v3.1, Unit 262 and retrofits | 401 | 7305 | Rate Constraint in lbs/MMBtu | FALSE | L | Annual | Allowances Purchased NOX | Thousand Tons | 0 | 0 | 0 | 0 | 0 | 0 | 0
IL Fac. Spec. - NOX Rate Summer v3.1, Unit 262 and retrofits | 401 | 7305 | Rate Constraint in lbs/MMBtu | FALSE | L | Annual | Allowances Sold NOX | Thousand Tons | 0 | 0 | 0 | 0 | 0 | 0 | 0
IL Fac. Spec. - NOX Rate Summer v3.1, Unit 262 and retrofits | 401 | 7305 | Rate Constraint in lbs/MMBtu | FALSE | L | Annual | Allowances Banked | Thousand Tons | 0 | 0 | 0 | 0 | 0 | 0 | 0
IL Fac. Spec. - NOX Rate Summer v3.1, Unit 262 and retrofits | 401 | 7305 | Rate Constraint in lbs/MMBtu | FALSE | L | Annual | Allowances Withdrawn (1:1) | Thousand Tons | 0 | 0 | 0 | 0 | 0 | 0 | 0
IL Fac. Spec. - NOX Rate Summer v3.1, Unit 262 and retrofits | 401 | 7305 | Rate Constraint in lbs/MMBtu | FALSE | L | Annual | Allowances Withdrawn (n:1) | Thousand Tons | 0 | 0 | 0 | 0 | 0 | 0 | 0
IL Fac. Spec. - NOX Rate Summer v3.1, Unit 262 and retrofits | 401 | 7305 | Rate Constraint in lbs/MMBtu | FALSE | L | Annual | Net Emissions Allowance Position | Thousand Tons | 0.00069809 | 0.0017721 | 0 | 0 | 0 | 0 | 0
IL Fac. Spec. - NOX Rate Summer v3.1, Unit 262 and retrofits | 401 | 7305 | Rate Constraint in lbs/MMBtu | FALSE | L | Annual | Fuel Consumed | TBtu | 0.014273 | 0.036231 | 0 | 0 | 0 | 0 | 0
IL Fac. Spec. - NOX Rate Summer v3.1, Unit 262 and retrofits | 401 | 7305 | Rate Constraint in lbs/MMBtu | FALSE | L | Annual | Rate | lb/MMBtu | 0.09782 | 0.09782 | 0 | 0 | 0 | 0 | 0
IL Fac. Spec. - NOX Rate Summer v3.1, Unit 262 and retrofits | 401 | 7305 | Rate Constraint in lbs/MMBtu | FALSE | L | Annual | Generation | TWh | 0.0011809 | 0.0029976 | 0 | 0 | 0 | 0 | 0
IL Fac. Spec. - NOX Rate Summer v3.1, Unit 262 and retrofits | 401 | 7305 | Rate Constraint in lbs/MMBtu | FALSE | L | Annual | Qualifying Generation | TWh | 0.0011809 | 0.0029976 | 0 | 0 | 0 | 0 | 0
IL Fac. Spec. - NOX Rate Summer v3.1, Unit 262 and retrofits | 401 | 7305 | Rate Constraint in lbs/MMBtu | FALSE | L | Annual | Rate | lb/MWh | 1.1824 | 1.1824 | 0 | 0 | 0 | 0 | 0
IL Fac. Spec. - NOX Rate Summer v3.1, Unit 262 and retrofits | 401 | 7305 | Rate Constraint in lbs/MMBtu | FALSE | L | Annual | Constraint Shadow Price | US2022$/Ton | 0 | 0 | 0 | 0 | 0 | 0 | 0
IL Fac. Spec. - NOX Rate Summer v3.1, Unit 263 and retrofits | 402 | 7305 | Rate Constraint in lbs/MMBtu | FALSE | L | Annual | Seasons Included | Seasons | Summer | Summer | Summer | Summer | Summer | Summer | Summer
IL Fac. Spec. - NOX Rate Summer v3.1, Unit 263 and retrofits | 402 | 7305 | Rate Constraint in lbs/MMBtu | FALSE | L | Annual | Standard NOX | lb/MMBtu | 0.25 | 0.25 | 0.25 | 0.25 | 0.25 | 0.25 | 0.25
IL Fac. Spec. - NOX Rate Summer v3.1, Unit 263 and retrofits | 402 | 7305 | Rate Constraint in lbs/MMBtu | FALSE | L | Annual | Emissions at Affected Plants NOX | Thousand Tons | 0.00061954 | 0.0015727 | 0 | 0 | 0 | 0 | 0
IL Fac. Spec. - NOX Rate Summer v3.1, Unit 263 and retrofits | 402 | 7305 | Rate Constraint in lbs/MMBtu | FALSE | L | Annual | Allowances Purchased NOX | Thousand Tons | 0 | 0 | 0 | 0 | 0 | 0 | 0
IL Fac. Spec. - NOX Rate Summer v3.1, Unit 263 and retrofits | 402 | 7305 | Rate Constraint in lbs/MMBtu | FALSE | L | Annual | Allowances Sold NOX | Thousand Tons | 0 | 0 | 0 | 0 | 0 | 0 | 0
IL Fac. Spec. - NOX Rate Summer v3.1, Unit 263 and retrofits | 402 | 7305 | Rate Constraint in lbs/MMBtu | FALSE | L | Annual | Allowances Banked | Thousand Tons | 0 | 0 | 0 | 0 | 0 | 0 | 0
IL Fac. Spec. - NOX Rate Summer v3.1, Unit 263 and retrofits | 402 | 7305 | Rate Constraint in lbs/MMBtu | FALSE | L | Annual | Allowances Withdrawn (1:1) | Thousand Tons | 0 | 0 | 0 | 0 | 0 | 0 | 0
IL Fac. Spec. - NOX Rate Summer v3.1, Unit 263 and retrofits | 402 | 7305 | Rate Constraint in lbs/MMBtu | FALSE | L | Annual | Allowances Withdrawn (n:1) | Thousand Tons | 0 | 0 | 0 | 0 | 0 | 0 | 0
IL Fac. Spec. - NOX Rate Summer v3.1, Unit 263 and retrofits | 402 | 7305 | Rate Constraint in lbs/MMBtu | FALSE | L | Annual | Net Emissions Allowance Position | Thousand Tons | 0.00061954 | 0.0015727 | 0 | 0 | 0 | 0 | 0
IL Fac. Spec. - NOX Rate Summer v3.1, Unit 263 and retrofits | 402 | 7305 | Rate Constraint in lbs/MMBtu | FALSE | L | Annual | Fuel Consumed | TBtu | 0.014583 | 0.037018 | 0 | 0 | 0 | 0 | 0
IL Fac. Spec. - NOX Rate Summer v3.1, Unit 263 and retrofits | 402 | 7305 | Rate Constraint in lbs/MMBtu | FALSE | L | Annual | Rate | lb/MMBtu | 0.08497 | 0.08497 | 0 | 0 | 0 | 0 | 0
IL Fac. Spec. - NOX Rate Summer v3.1, Unit 263 and retrofits | 402 | 7305 | Rate Constraint in lbs/MMBtu | FALSE | L | Annual | Generation | TWh | 0.0012065 | 0.0030626 | 0 | 0 | 0 | 0 | 0
IL Fac. Spec. - NOX Rate Summer v3.1, Unit 263 and retrofits | 402 | 7305 | Rate Constraint in lbs/MMBtu | FALSE | L | Annual | Qualifying Generation | TWh | 0.0012065 | 0.0030626 | 0 | 0 | 0 | 0 | 0
IL Fac. Spec. - NOX Rate Summer v3.1, Unit 263 and retrofits | 402 | 7305 | Rate Constraint in lbs/MMBtu | FALSE | L | Annual | Rate | lb/MWh | 1.027 | 1.027 | 0 | 0 | 0 | 0 | 0
IL Fac. Spec. - NOX Rate Summer v3.1, Unit 263 and retrofits | 402 | 7305 | Rate Constraint in lbs/MMBtu | FALSE | L | Annual | Constraint Shadow Price | US2022$/Ton | 0 | 0 | 0 | 0 | 0 | 0 | 0
IL Fac. Spec. - NOX Rate Summer v3.1, Unit 264 and retrofits | 403 | 7305 | Rate Constraint in lbs/MMBtu | FALSE | L | Annual | Seasons Included | Seasons | Summer | Summer | Summer | Summer | Summer | Summer | Summer
IL Fac. Spec. - NOX Rate Summer v3.1, Unit 264 and retrofits | 403 | 7305 | Rate Constraint in lbs/MMBtu | FALSE | L | Annual | Standard NOX | lb/MMBtu | 0.25 | 0.25 | 0.25 | 0.25 | 0.25 | 0.25 | 0.25
IL Fac. Spec. - NOX Rate Summer v3.1, Unit 264 and retrofits | 403 | 7305 | Rate Constraint in lbs/MMBtu | FALSE | L | Annual | Emissions at Affected Plants NOX | Thousand Tons | 0.00028861 | 0.00073262 | 0 | 0 | 0 | 0 | 0
IL Fac. Spec. - NOX Rate Summer v3.1, Unit 264 and retrofits | 403 | 7305 | Rate Constraint in lbs/MMBtu | FALSE | L | Annual | Allowances Purchased NOX | Thousand Tons | 0 | 0 | 0 | 0 | 0 | 0 | 0
IL Fac. Spec. - NOX Rate Summer v3.1, Unit 264 and retrofits | 403 | 7305 | Rate Constraint in lbs/MMBtu | FALSE | L | Annual | Allowances Sold NOX | Thousand Tons | 0 | 0 | 0 | 0 | 0 | 0 | 0
IL Fac. Spec. - NOX Rate Summer v3.1, Unit 264 and retrofits | 403 | 7305 | Rate Constraint in lbs/MMBtu | FALSE | L | Annual | Allowances Banked | Thousand Tons | 0 | 0 | 0 | 0 | 0 | 0 | 0
IL Fac. Spec. - NOX Rate Summer v3.1, Unit 264 and retrofits | 403 | 7305 | Rate Constraint in lbs/MMBtu | FALSE | L | Annual | Allowances Withdrawn (1:1) | Thousand Tons | 0 | 0 | 0 | 0 | 0 | 0 | 0
IL Fac. Spec. - NOX Rate Summer v3.1, Unit 264 and retrofits | 403 | 7305 | Rate Constraint in lbs/MMBtu | FALSE | L | Annual | Allowances Withdrawn (n:1) | Thousand Tons | 0 | 0 | 0 | 0 | 0 | 0 | 0
IL Fac. Spec. - NOX Rate Summer v3.1, Unit 264 and retrofits | 403 | 7305 | Rate Constraint in lbs/MMBtu | FALSE | L | Annual | Net Emissions Allowance Position | Thousand Tons | 0.00028861 | 0.00073262 | 0 | 0 | 0 | 0 | 0
IL Fac. Spec. - NOX Rate Summer v3.1, Unit 264 and retrofits | 403 | 7305 | Rate Constraint in lbs/MMBtu | FALSE | L | Annual | Fuel Consumed | TBtu | 0.0039921 | 0.010134 | 0 | 0 | 0 | 0 | 0
IL Fac. Spec. - NOX Rate Summer v3.1, Unit 264 and retrofits | 403 | 7305 | Rate Constraint in lbs/MMBtu | FALSE | L | Annual | Rate | lb/MMBtu | 0.14459 | 0.14459 | 0 | 0 | 0 | 0 | 0
IL Fac. Spec. - NOX Rate Summer v3.1, Unit 264 and retrofits | 403 | 7305 | Rate Constraint in lbs/MMBtu | FALSE | L | Annual | Generation | TWh | 0.00033036 | 0.00083861 | 0 | 0 | 0 | 0 | 0
IL Fac. Spec. - NOX Rate Summer v3.1, Unit 264 and retrofits | 403 | 7305 | Rate Constraint in lbs/MMBtu | FALSE | L | Annual | Qualifying Generation | TWh | 0.00033036 | 0.00083861 | 0 | 0 | 0 | 0 | 0
IL Fac. Spec. - NOX Rate Summer v3.1, Unit 264 and retrofits | 403 | 7305 | Rate Constraint in lbs/MMBtu | FALSE | L | Annual | Rate | lb/MWh | 1.7472 | 1.7472 | 0 | 0 | 0 | 0 | 0
IL Fac. Spec. - NOX Rate Summer v3.1, Unit 264 and retrofits | 403 | 7305 | Rate Constraint in lbs/MMBtu | FALSE | L | Annual | Constraint Shadow Price | US2022$/Ton | 0 | 0 | 0 | 0 | 0 | 0 | 0
IL Fac. Spec. - NOX Rate Summer v3.1, Unit 265 and retrofits | 404 | 7305 | Rate Constraint in lbs/MMBtu | FALSE | L | Annual | Seasons Included | Seasons | Summer | Summer | Summer | Summer | Summer | Summer | Summer
IL Fac. Spec. - NOX Rate Summer v3.1, Unit 265 and retrofits | 404 | 7305 | Rate Constraint in lbs/MMBtu | FALSE | L | Annual | Standard NOX | lb/MMBtu | 0.25 | 0.25 | 0.25 | 0.25 | 0.25 | 0.25 | 0.25
IL Fac. Spec. - NOX Rate Summer v3.1, Unit 265 and retrofits | 404 | 7305 | Rate Constraint in lbs/MMBtu | FALSE | L | Annual | Emissions at Affected Plants NOX | Thousand Tons | 0.0030502 | 0.0032107 | 0.0034917 | 0 | 0 | 0 | 0
IL Fac. Spec. - NOX Rate Summer v3.1, Unit 265 and retrofits | 404 | 7305 | Rate Constraint in lbs/MMBtu | FALSE | L | Annual | Allowances Purchased NOX | Thousand Tons | 0 | 0 | 0 | 0 | 0 | 0 | 0
IL Fac. Spec. - NOX Rate Summer v3.1, Unit 265 and retrofits | 404 | 7305 | Rate Constraint in lbs/MMBtu | FALSE | L | Annual | Allowances Sold NOX | Thousand Tons | 0 | 0 | 0 | 0 | 0 | 0 | 0
IL Fac. Spec. - NOX Rate Summer v3.1, Unit 265 and retrofits | 404 | 7305 | Rate Constraint in lbs/MMBtu | FALSE | L | Annual | Allowances Banked | Thousand Tons | 0 | 0 | 0 | 0 | 0 | 0 | 0
IL Fac. Spec. - NOX Rate Summer v3.1, Unit 265 and retrofits | 404 | 7305 | Rate Constraint in lbs/MMBtu | FALSE | L | Annual | Allowances Withdrawn (1:1) | Thousand Tons | 0 | 0 | 0 | 0 | 0 | 0 | 0
IL Fac. Spec. - NOX Rate Summer v3.1, Unit 265 and retrofits | 404 | 7305 | Rate Constraint in lbs/MMBtu | FALSE | L | Annual | Allowances Withdrawn (n:1) | Thousand Tons | 0 | 0 | 0 | 0 | 0 | 0 | 0
IL Fac. Spec. - NOX Rate Summer v3.1, Unit 265 and retrofits | 404 | 7305 | Rate Constraint in lbs/MMBtu | FALSE | L | Annual | Net Emissions Allowance Position | Thousand Tons | 0.0030502 | 0.0032107 | 0.0034917 | 0 | 0 | 0 | 0
IL Fac. Spec. - NOX Rate Summer v3.1, Unit 265 and retrofits | 404 | 7305 | Rate Constraint in lbs/MMBtu | FALSE | L | Annual | Fuel Consumed | TBtu | 0.11602 | 0.12213 | 0.13281 | 0 | 0 | 0 | 0
IL Fac. Spec. - NOX Rate Summer v3.1, Unit 265 and retrofits | 404 | 7305 | Rate Constraint in lbs/MMBtu | FALSE | L | Annual | Rate | lb/MMBtu | 0.05258 | 0.05258 | 0.05258 | 0 | 0 | 0 | 0
IL Fac. Spec. - NOX Rate Summer v3.1, Unit 265 and retrofits | 404 | 7305 | Rate Constraint in lbs/MMBtu | FALSE | L | Annual | Generation | TWh | 0.010212 | 0.01075 | 0.01169 | 0 | 0 | 0 | 0
IL Fac. Spec. - NOX Rate Summer v3.1, Unit 265 and retrofits | 404 | 7305 | Rate Constraint in lbs/MMBtu | FALSE | L | Annual | Qualifying Generation | TWh | 0.010212 | 0.01075 | 0.01169 | 0 | 0 | 0 | 0
IL Fac. Spec. - NOX Rate Summer v3.1, Unit 265 and retrofits | 404 | 7305 | Rate Constraint in lbs/MMBtu | FALSE | L | Annual | Rate | lb/MWh | 0.59736 | 0.59736 | 0.59736 | 0 | 0 | 0 | 0
IL Fac. Spec. - NOX Rate Summer v3.1, Unit 265 and retrofits | 404 | 7305 | Rate Constraint in lbs/MMBtu | FALSE | L | Annual | Constraint Shadow Price | US2022$/Ton | 0 | 0 | 0 | 0 | 0 | 0 | 0
IL Fac. Spec. - NOX Rate Summer v3.1, Unit 266 and retrofits | 405 | 7305 | Rate Constraint in lbs/MMBtu | FALSE | L | Annual | Seasons Included | Seasons | Summer | Summer | Summer | Summer | Summer | Summer | Summer
IL Fac. Spec. - NOX Rate Summer v3.1, Unit 266 and retrofits | 405 | 7305 | Rate Constraint in lbs/MMBtu | FALSE | L | Annual | Standard NOX | lb/MMBtu | 0.25 | 0.25 | 0.25 | 0.25 | 0.25 | 0.25 | 0.25
IL Fac. Spec. - NOX Rate Summer v3.1, Unit 266 and retrofits | 405 | 7305 | Rate Constraint in lbs/MMBtu | FALSE | L | Annual | Emissions at Affected Plants NOX | Thousand Tons | 0.0028634 | 0.0030141 | 0.0032778 | 0 | 0 | 0 | 0
IL Fac. Spec. - NOX Rate Summer v3.1, Unit 266 and retrofits | 405 | 7305 | Rate Constraint in lbs/MMBtu | FALSE | L | Annual | Allowances Purchased NOX | Thousand Tons | 0 | 0 | 0 | 0 | 0 | 0 | 0
IL Fac. Spec. - NOX Rate Summer v3.1, Unit 266 and retrofits | 405 | 7305 | Rate Constraint in lbs/MMBtu | FALSE | L | Annual | Allowances Sold NOX | Thousand Tons | 0 | 0 | 0 | 0 | 0 | 0 | 0
IL Fac. Spec. - NOX Rate Summer v3.1, Unit 266 and retrofits | 405 | 7305 | Rate Constraint in lbs/MMBtu | FALSE | L | Annual | Allowances Banked | Thousand Tons | 0 | 0 | 0 | 0 | 0 | 0 | 0
IL Fac. Spec. - NOX Rate Summer v3.1, Unit 266 and retrofits | 405 | 7305 | Rate Constraint in lbs/MMBtu | FALSE | L | Annual | Allowances Withdrawn (1:1) | Thousand Tons | 0 | 0 | 0 | 0 | 0 | 0 | 0
IL Fac. Spec. - NOX Rate Summer v3.1, Unit 266 and retrofits | 405 | 7305 | Rate Constraint in lbs/MMBtu | FALSE | L | Annual | Allowances Withdrawn (n:1) | Thousand Tons | 0 | 0 | 0 | 0 | 0 | 0 | 0
IL Fac. Spec. - NOX Rate Summer v3.1, Unit 266 and retrofits | 405 | 7305 | Rate Constraint in lbs/MMBtu | FALSE | L | Annual | Net Emissions Allowance Position | Thousand Tons | 0.0028634 | 0.0030141 | 0.0032778 | 0 | 0 | 0 | 0
IL Fac. Spec. - NOX Rate Summer v3.1, Unit 266 and retrofits | 405 | 7305 | Rate Constraint in lbs/MMBtu | FALSE | L | Annual | Fuel Consumed | TBtu | 0.11602 | 0.12213 | 0.13281 | 0 | 0 | 0 | 0
IL Fac. Spec. - NOX Rate Summer v3.1, Unit 266 and retrofits | 405 | 7305 | Rate Constraint in lbs/MMBtu | FALSE | L | Annual | Rate | lb/MMBtu | 0.04936 | 0.04936 | 0.04936 | 0 | 0 | 0 | 0
IL Fac. Spec. - NOX Rate Summer v3.1, Unit 266 and retrofits | 405 | 7305 | Rate Constraint in lbs/MMBtu | FALSE | L | Annual | Generation | TWh | 0.010212 | 0.01075 | 0.01169 | 0 | 0 | 0 | 0
IL Fac. Spec. - NOX Rate Summer v3.1, Unit 266 and retrofits | 405 | 7305 | Rate Constraint in lbs/MMBtu | FALSE | L | Annual | Qualifying Generation | TWh | 0.010212 | 0.01075 | 0.01169 | 0 | 0 | 0 | 0
IL Fac. Spec. - NOX Rate Summer v3.1, Unit 266 and retrofits | 405 | 7305 | Rate Constraint in lbs/MMBtu | FALSE | L | Annual | Rate | lb/MWh | 0.56078 | 0.56078 | 0.56078 | 0 | 0 | 0 | 0
IL Fac. Spec. - NOX Rate Summer v3.1, Unit 266 and retrofits | 405 | 7305 | Rate Constraint in lbs/MMBtu | FALSE | L | Annual | Constraint Shadow Price | US2022$/Ton | 0 | 0 | 0 | 0 | 0 | 0 | 0
IL Fac. Spec. - NOX Rate Summer v3.1, Unit 267 and retrofits | 406 | 7305 | Rate Constraint in lbs/MMBtu | FALSE | L | Annual | Seasons Included | Seasons | Summer | Summer | Summer | Summer | Summer | Summer | Summer
IL Fac. Spec. - NOX Rate Summer v3.1, Unit 267 and retrofits | 406 | 7305 | Rate Constraint in lbs/MMBtu | FALSE | L | Annual | Standard NOX | lb/MMBtu | 0.25 | 0.25 | 0.25 | 0.25 | 0.25 | 0.25 | 0.25
IL Fac. Spec. - NOX Rate Summer v3.1, Unit 267 and retrofits | 406 | 7305 | Rate Constraint in lbs/MMBtu | FALSE | L | Annual | Emissions at Affected Plants NOX | Thousand Tons | 0.0031047 | 0.0032681 | 0.0035541 | 0 | 0 | 0 | 0
IL Fac. Spec. - NOX Rate Summer v3.1, Unit 267 and retrofits | 406 | 7305 | Rate Constraint in lbs/MMBtu | FALSE | L | Annual | Allowances Purchased NOX | Thousand Tons | 0 | 0 | 0 | 0 | 0 | 0 | 0
IL Fac. Spec. - NOX Rate Summer v3.1, Unit 267 and retrofits | 406 | 7305 | Rate Constraint in lbs/MMBtu | FALSE | L | Annual | Allowances Sold NOX | Thousand Tons | 0 | 0 | 0 | 0 | 0 | 0 | 0
IL Fac. Spec. - NOX Rate Summer v3.1, Unit 267 and retrofits | 406 | 7305 | Rate Constraint in lbs/MMBtu | FALSE | L | Annual | Allowances Banked | Thousand Tons | 0 | 0 | 0 | 0 | 0 | 0 | 0
IL Fac. Spec. - NOX Rate Summer v3.1, Unit 267 and retrofits | 406 | 7305 | Rate Constraint in lbs/MMBtu | FALSE | L | Annual | Allowances Withdrawn (1:1) | Thousand Tons | 0 | 0 | 0 | 0 | 0 | 0 | 0
IL Fac. Spec. - NOX Rate Summer v3.1, Unit 267 and retrofits | 406 | 7305 | Rate Constraint in lbs/MMBtu | FALSE | L | Annual | Allowances Withdrawn (n:1) | Thousand Tons | 0 | 0 | 0 | 0 | 0 | 0 | 0
IL Fac. Spec. - NOX Rate Summer v3.1, Unit 267 and retrofits | 406 | 7305 | Rate Constraint in lbs/MMBtu | FALSE | L | Annual | Net Emissions Allowance Position | Thousand Tons | 0.0031047 | 0.0032681 | 0.0035541 | 0 | 0 | 0 | 0
IL Fac. Spec. - NOX Rate Summer v3.1, Unit 267 and retrofits | 406 | 7305 | Rate Constraint in lbs/MMBtu | FALSE | L | Annual | Fuel Consumed | TBtu | 0.11602 | 0.12213 | 0.13281 | 0 | 0 | 0 | 0
IL Fac. Spec. - NOX Rate Summer v3.1, Unit 267 and retrofits | 406 | 7305 | Rate Constraint in lbs/MMBtu | FALSE | L | Annual | Rate | lb/MMBtu | 0.05352 | 0.05352 | 0.05352 | 0 | 0 | 0 | 0
IL Fac. Spec. - NOX Rate Summer v3.1, Unit 267 and retrofits | 406 | 7305 | Rate Constraint in lbs/MMBtu | FALSE | L | Annual | Generation | TWh | 0.010212 | 0.01075 | 0.01169 | 0 | 0 | 0 | 0
IL Fac. Spec. - NOX Rate Summer v3.1, Unit 267 and retrofits | 406 | 7305 | Rate Constraint in lbs/MMBtu | FALSE | L | Annual | Qualifying Generation | TWh | 0.010212 | 0.01075 | 0.01169 | 0 | 0 | 0 | 0
IL Fac. Spec. - NOX Rate Summer v3.1, Unit 267 and retrofits | 406 | 7305 | Rate Constraint in lbs/MMBtu | FALSE | L | Annual | Rate | lb/MWh | 0.60804 | 0.60804 | 0.60804 | 0 | 0 | 0 | 0
IL Fac. Spec. - NOX Rate Summer v3.1, Unit 267 and retrofits | 406 | 7305 | Rate Constraint in lbs/MMBtu | FALSE | L | Annual | Constraint Shadow Price | US2022$/Ton | 0 | 0 | 0 | 0 | 0 | 0 | 0
IL Fac. Spec. - NOX Rate Summer v3.1, Unit 268 and retrofits | 407 | 7305 | Rate Constraint in lbs/MMBtu | FALSE | L | Annual | Seasons Included | Seasons | Summer | Summer | Summer | Summer | Summer | Summer | Summer
IL Fac. Spec. - NOX Rate Summer v3.1, Unit 268 and retrofits | 407 | 7305 | Rate Constraint in lbs/MMBtu | FALSE | L | Annual | Standard NOX | lb/MMBtu | 0.25 | 0.25 | 0.25 | 0.25 | 0.25 | 0.25 | 0.25
IL Fac. Spec. - NOX Rate Summer v3.1, Unit 268 and retrofits | 407 | 7305 | Rate Constraint in lbs/MMBtu | FALSE | L | Annual | Emissions at Affected Plants NOX | Thousand Tons | 0.0024904 | 0.0026215 | 0.0023533 | 0 | 0 | 0 | 0
IL Fac. Spec. - NOX Rate Summer v3.1, Unit 268 and retrofits | 407 | 7305 | Rate Constraint in lbs/MMBtu | FALSE | L | Annual | Allowances Purchased NOX | Thousand Tons | 0 | 0 | 0 | 0 | 0 | 0 | 0
IL Fac. Spec. - NOX Rate Summer v3.1, Unit 268 and retrofits | 407 | 7305 | Rate Constraint in lbs/MMBtu | FALSE | L | Annual | Allowances Sold NOX | Thousand Tons | 0 | 0 | 0 | 0 | 0 | 0 | 0
IL Fac. Spec. - NOX Rate Summer v3.1, Unit 268 and retrofits | 407 | 7305 | Rate Constraint in lbs/MMBtu | FALSE | L | Annual | Allowances Banked | Thousand Tons | 0 | 0 | 0 | 0 | 0 | 0 | 0
IL Fac. Spec. - NOX Rate Summer v3.1, Unit 268 and retrofits | 407 | 7305 | Rate Constraint in lbs/MMBtu | FALSE | L | Annual | Allowances Withdrawn (1:1) | Thousand Tons | 0 | 0 | 0 | 0 | 0 | 0 | 0
IL Fac. Spec. - NOX Rate Summer v3.1, Unit 268 and retrofits | 407 | 7305 | Rate Constraint in lbs/MMBtu | FALSE | L | Annual | Allowances Withdrawn (n:1) | Thousand Tons | 0 | 0 | 0 | 0 | 0 | 0 | 0
IL Fac. Spec. - NOX Rate Summer v3.1, Unit 268 and retrofits | 407 | 7305 | Rate Constraint in lbs/MMBtu | FALSE | L | Annual | Net Emissions Allowance Position | Thousand Tons | 0.0024904 | 0.0026215 | 0.0023533 | 0 | 0 | 0 | 0
IL Fac. Spec. - NOX Rate Summer v3.1, Unit 268 and retrofits | 407 | 7305 | Rate Constraint in lbs/MMBtu | FALSE | L | Annual | Fuel Consumed | TBtu | 0.11602 | 0.12213 | 0.10963 | 0 | 0 | 0 | 0
IL Fac. Spec. - NOX Rate Summer v3.1, Unit 268 and retrofits | 407 | 7305 | Rate Constraint in lbs/MMBtu | FALSE | L | Annual | Rate | lb/MMBtu | 0.04293 | 0.04293 | 0.04293 | 0 | 0 | 0 | 0
IL Fac. Spec. - NOX Rate Summer v3.1, Unit 268 and retrofits | 407 | 7305 | Rate Constraint in lbs/MMBtu | FALSE | L | Annual | Generation | TWh | 0.010212 | 0.01075 | 0.0096499 | 0 | 0 | 0 | 0
IL Fac. Spec. - NOX Rate Summer v3.1, Unit 268 and retrofits | 407 | 7305 | Rate Constraint in lbs/MMBtu | FALSE | L | Annual | Qualifying Generation | TWh | 0.010212 | 0.01075 | 0.0096499 | 0 | 0 | 0 | 0
IL Fac. Spec. - NOX Rate Summer v3.1, Unit 268 and retrofits | 407 | 7305 | Rate Constraint in lbs/MMBtu | FALSE | L | Annual | Rate | lb/MWh | 0.48773 | 0.48773 | 0.48773 | 0 | 0 | 0 | 0
IL Fac. Spec. - NOX Rate Summer v3.1, Unit 268 and retrofits | 407 | 7305 | Rate Constraint in lbs/MMBtu | FALSE | L | Annual | Constraint Shadow Price | US2022$/Ton | 0 | 0 | 0 | 0 | 0 | 0 | 0
IL Fac. Spec. - NOX Rate Summer v3.1, Unit 269 and retrofits | 408 | 7305 | Rate Constraint in lbs/MMBtu | FALSE | L | Annual | Seasons Included | Seasons | Summer | Summer | Summer | Summer | Summer | Summer | Summer
IL Fac. Spec. - NOX Rate Summer v3.1, Unit 269 and retrofits | 408 | 7305 | Rate Constraint in lbs/MMBtu | FALSE | L | Annual | Standard NOX | lb/MMBtu | 0.25 | 0.25 | 0.25 | 0.25 | 0.25 | 0.25 | 0.25
IL Fac. Spec. - NOX Rate Summer v3.1, Unit 269 and retrofits | 408 | 7305 | Rate Constraint in lbs/MMBtu | FALSE | L | Annual | Emissions at Affected Plants NOX | Thousand Tons | 0.0036212 | 0.0038118 | 0.0041454 | 0 | 0 | 0 | 0
IL Fac. Spec. - NOX Rate Summer v3.1, Unit 269 and retrofits | 408 | 7305 | Rate Constraint in lbs/MMBtu | FALSE | L | Annual | Allowances Purchased NOX | Thousand Tons | 0 | 0 | 0 | 0 | 0 | 0 | 0
IL Fac. Spec. - NOX Rate Summer v3.1, Unit 269 and retrofits | 408 | 7305 | Rate Constraint in lbs/MMBtu | FALSE | L | Annual | Allowances Sold NOX | Thousand Tons | 0 | 0 | 0 | 0 | 0 | 0 | 0
IL Fac. Spec. - NOX Rate Summer v3.1, Unit 269 and retrofits | 408 | 7305 | Rate Constraint in lbs/MMBtu | FALSE | L | Annual | Allowances Banked | Thousand Tons | 0 | 0 | 0 | 0 | 0 | 0 | 0
IL Fac. Spec. - NOX Rate Summer v3.1, Unit 269 and retrofits | 408 | 7305 | Rate Constraint in lbs/MMBtu | FALSE | L | Annual | Allowances Withdrawn (1:1) | Thousand Tons | 0 | 0 | 0 | 0 | 0 | 0 | 0
IL Fac. Spec. - NOX Rate Summer v3.1, Unit 269 and retrofits | 408 | 7305 | Rate Constraint in lbs/MMBtu | FALSE | L | Annual | Allowances Withdrawn (n:1) | Thousand Tons | 0 | 0 | 0 | 0 | 0 | 0 | 0
IL Fac. Spec. - NOX Rate Summer v3.1, Unit 269 and retrofits | 408 | 7305 | Rate Constraint in lbs/MMBtu | FALSE | L | Annual | Net Emissions Allowance Position | Thousand Tons | 0.0036212 | 0.0038118 | 0.0041454 | 0 | 0 | 0 | 0
IL Fac. Spec. - NOX Rate Summer v3.1, Unit 269 and retrofits | 408 | 7305 | Rate Constraint in lbs/MMBtu | FALSE | L | Annual | Fuel Consumed | TBtu | 0.13782 | 0.14507 | 0.15777 | 0 | 0 | 0 | 0
IL Fac. Spec. - NOX Rate Summer v3.1, Unit 269 and retrofits | 408 | 7305 | Rate Constraint in lbs/MMBtu | FALSE | L | Annual | Rate | lb/MMBtu | 0.05255 | 0.05255 | 0.05255 | 0 | 0 | 0 | 0
IL Fac. Spec. - NOX Rate Summer v3.1, Unit 269 and retrofits | 408 | 7305 | Rate Constraint in lbs/MMBtu | FALSE | L | Annual | Generation | TWh | 0.012547 | 0.013208 | 0.014363 | 0 | 0 | 0 | 0
IL Fac. Spec. - NOX Rate Summer v3.1, Unit 269 and retrofits | 408 | 7305 | Rate Constraint in lbs/MMBtu | FALSE | L | Annual | Qualifying Generation | TWh | 0.012547 | 0.013208 | 0.014363 | 0 | 0 | 0 | 0
IL Fac. Spec. - NOX Rate Summer v3.1, Unit 269 and retrofits | 408 | 7305 | Rate Constraint in lbs/MMBtu | FALSE | L | Annual | Rate | lb/MWh | 0.57721 | 0.57721 | 0.57721 | 0 | 0 | 0 | 0
IL Fac. Spec. - NOX Rate Summer v3.1, Unit 269 and retrofits | 408 | 7305 | Rate Constraint in lbs/MMBtu | FALSE | L | Annual | Constraint Shadow Price | US2022$/Ton | 0 | 0 | 0 | 0 | 0 | 0 | 0
IL Fac. Spec. - NOX Rate Summer v3.1, Unit 270 and retrofits | 409 | 7305 | Rate Constraint in lbs/MMBtu | FALSE | L | Annual | Seasons Included | Seasons | Summer | Summer | Summer | Summer | Summer | Summer | Summer
IL Fac. Spec. - NOX Rate Summer v3.1, Unit 270 and retrofits | 409 | 7305 | Rate Constraint in lbs/MMBtu | FALSE | L | Annual | Standard NOX | lb/MMBtu | 0.25 | 0.25 | 0.25 | 0.25 | 0.25 | 0.25 | 0.25
IL Fac. Spec. - NOX Rate Summer v3.1, Unit 270 and retrofits | 409 | 7305 | Rate Constraint in lbs/MMBtu | FALSE | L | Annual | Emissions at Affected Plants NOX | Thousand Tons | 0.0033947 | 0.0035733 | 0.003886 | 0 | 0 | 0 | 0
IL Fac. Spec. - NOX Rate Summer v3.1, Unit 270 and retrofits | 409 | 7305 | Rate Constraint in lbs/MMBtu | FALSE | L | Annual | Allowances Purchased NOX | Thousand Tons | 0 | 0 | 0 | 0 | 0 | 0 | 0
IL Fac. Spec. - NOX Rate Summer v3.1, Unit 270 and retrofits | 409 | 7305 | Rate Constraint in lbs/MMBtu | FALSE | L | Annual | Allowances Sold NOX | Thousand Tons | 0 | 0 | 0 | 0 | 0 | 0 | 0
IL Fac. Spec. - NOX Rate Summer v3.1, Unit 270 and retrofits | 409 | 7305 | Rate Constraint in lbs/MMBtu | FALSE | L | Annual | Allowances Banked | Thousand Tons | 0 | 0 | 0 | 0 | 0 | 0 | 0
IL Fac. Spec. - NOX Rate Summer v3.1, Unit 270 and retrofits | 409 | 7305 | Rate Constraint in lbs/MMBtu | FALSE | L | Annual | Allowances Withdrawn (1:1) | Thousand Tons | 0 | 0 | 0 | 0 | 0 | 0 | 0
IL Fac. Spec. - NOX Rate Summer v3.1, Unit 270 and retrofits | 409 | 7305 | Rate Constraint in lbs/MMBtu | FALSE | L | Annual | Allowances Withdrawn (n:1) | Thousand Tons | 0 | 0 | 0 | 0 | 0 | 0 | 0
IL Fac. Spec. - NOX Rate Summer v3.1, Unit 270 and retrofits | 409 | 7305 | Rate Constraint in lbs/MMBtu | FALSE | L | Annual | Net Emissions Allowance Position | Thousand Tons | 0.0033947 | 0.0035733 | 0.003886 | 0 | 0 | 0 | 0
IL Fac. Spec. - NOX Rate Summer v3.1, Unit 270 and retrofits | 409 | 7305 | Rate Constraint in lbs/MMBtu | FALSE | L | Annual | Fuel Consumed | TBtu | 0.13581 | 0.14296 | 0.15547 | 0 | 0 | 0 | 0
IL Fac. Spec. - NOX Rate Summer v3.1, Unit 270 and retrofits | 409 | 7305 | Rate Constraint in lbs/MMBtu | FALSE | L | Annual | Rate | lb/MMBtu | 0.04999 | 0.04999 | 0.04999 | 0 | 0 | 0 | 0
IL Fac. Spec. - NOX Rate Summer v3.1, Unit 270 and retrofits | 409 | 7305 | Rate Constraint in lbs/MMBtu | FALSE | L | Annual | Generation | TWh | 0.012364 | 0.013014 | 0.014153 | 0 | 0 | 0 | 0
IL Fac. Spec. - NOX Rate Summer v3.1, Unit 270 and retrofits | 409 | 7305 | Rate Constraint in lbs/MMBtu | FALSE | L | Annual | Qualifying Generation | TWh | 0.012364 | 0.013014 | 0.014153 | 0 | 0 | 0 | 0
IL Fac. Spec. - NOX Rate Summer v3.1, Unit 270 and retrofits | 409 | 7305 | Rate Constraint in lbs/MMBtu | FALSE | L | Annual | Rate | lb/MWh | 0.54914 | 0.54914 | 0.54914 | 0 | 0 | 0 | 0
IL Fac. Spec. - NOX Rate Summer v3.1, Unit 270 and retrofits | 409 | 7305 | Rate Constraint in lbs/MMBtu | FALSE | L | Annual | Constraint Shadow Price | US2022$/Ton | 0 | 0 | 0 | 0 | 0 | 0 | 0
IL Fac. Spec. - NOX Rate Summer v3.1, Unit 271 and retrofits | 410 | 7305 | Rate Constraint in lbs/MMBtu | FALSE | L | Annual | Seasons Included | Seasons | Summer | Summer | Summer | Summer | Summer | Summer | Summer
IL Fac. Spec. - NOX Rate Summer v3.1, Unit 271 and retrofits | 410 | 7305 | Rate Constraint in lbs/MMBtu | FALSE | L | Annual | Standard NOX | lb/MMBtu | 0.25 | 0.25 | 0.25 | 0.25 | 0.25 | 0.25 | 0.25
IL Fac. Spec. - NOX Rate Summer v3.1, Unit 271 and retrofits | 410 | 7305 | Rate Constraint in lbs/MMBtu | FALSE | L | Annual | Emissions at Affected Plants NOX | Thousand Tons | 0.00014511 | 0.00014511 | 0 | 0 | 0 | 0 | 0
IL Fac. Spec. - NOX Rate Summer v3.1, Unit 271 and retrofits | 410 | 7305 | Rate Constraint in lbs/MMBtu | FALSE | L | Annual | Allowances Purchased NOX | Thousand Tons | 0 | 0 | 0 | 0 | 0 | 0 | 0
IL Fac. Spec. - NOX Rate Summer v3.1, Unit 271 and retrofits | 410 | 7305 | Rate Constraint in lbs/MMBtu | FALSE | L | Annual | Allowances Sold NOX | Thousand Tons | 0 | 0 | 0 | 0 | 0 | 0 | 0
IL Fac. Spec. - NOX Rate Summer v3.1, Unit 271 and retrofits | 410 | 7305 | Rate Constraint in lbs/MMBtu | FALSE | L | Annual | Allowances Banked | Thousand Tons | 0 | 0 | 0 | 0 | 0 | 0 | 0
IL Fac. Spec. - NOX Rate Summer v3.1, Unit 271 and retrofits | 410 | 7305 | Rate Constraint in lbs/MMBtu | FALSE | L | Annual | Allowances Withdrawn (1:1) | Thousand Tons | 0 | 0 | 0 | 0 | 0 | 0 | 0
IL Fac. Spec. - NOX Rate Summer v3.1, Unit 271 and retrofits | 410 | 7305 | Rate Constraint in lbs/MMBtu | FALSE | L | Annual | Allowances Withdrawn (n:1) | Thousand Tons | 0 | 0 | 0 | 0 | 0 | 0 | 0
IL Fac. Spec. - NOX Rate Summer v3.1, Unit 271 and retrofits | 410 | 7305 | Rate Constraint in lbs/MMBtu | FALSE | L | Annual | Net Emissions Allowance Position | Thousand Tons | 0.00014511 | 0.00014511 | 0 | 0 | 0 | 0 | 0
IL Fac. Spec. - NOX Rate Summer v3.1, Unit 271 and retrofits | 410 | 7305 | Rate Constraint in lbs/MMBtu | FALSE | L | Annual | Fuel Consumed | TBtu | 0.011604 | 0.011604 | 0 | 0 | 0 | 0 | 0
IL Fac. Spec. - NOX Rate Summer v3.1, Unit 271 and retrofits | 410 | 7305 | Rate Constraint in lbs/MMBtu | FALSE | L | Annual | Rate | lb/MMBtu | 0.02501 | 0.02501 | 0 | 0 | 0 | 0 | 0
IL Fac. Spec. - NOX Rate Summer v3.1, Unit 271 and retrofits | 410 | 7305 | Rate Constraint in lbs/MMBtu | FALSE | L | Annual | Generation | TWh | 0.00090253 | 0.00090253 | 0 | 0 | 0 | 0 | 0
IL Fac. Spec. - NOX Rate Summer v3.1, Unit 271 and retrofits | 410 | 7305 | Rate Constraint in lbs/MMBtu | FALSE | L | Annual | Qualifying Generation | TWh | 0.00090253 | 0.00090253 | 0 | 0 | 0 | 0 | 0
IL Fac. Spec. - NOX Rate Summer v3.1, Unit 271 and retrofits | 410 | 7305 | Rate Constraint in lbs/MMBtu | FALSE | L | Annual | Rate | lb/MWh | 0.32155 | 0.32155 | 0 | 0 | 0 | 0 | 0
IL Fac. Spec. - NOX Rate Summer v3.1, Unit 271 and retrofits | 410 | 7305 | Rate Constraint in lbs/MMBtu | FALSE | L | Annual | Constraint Shadow Price | US2022$/Ton | 0 | 0 | 0 | 0 | 0 | 0 | 0
IL Fac. Spec. - NOX Rate Summer v3.1, Unit 272 and retrofits | 411 | 7305 | Rate Constraint in lbs/MMBtu | FALSE | L | Annual | Seasons Included | Seasons | Summer | Summer | Summer | Summer | Summer | Summer | Summer
IL Fac. Spec. - NOX Rate Summer v3.1, Unit 272 and retrofits | 411 | 7305 | Rate Constraint in lbs/MMBtu | FALSE | L | Annual | Standard NOX | lb/MMBtu | 0.25 | 0.25 | 0.25 | 0.25 | 0.25 | 0.25 | 0.25
IL Fac. Spec. - NOX Rate Summer v3.1, Unit 272 and retrofits | 411 | 7305 | Rate Constraint in lbs/MMBtu | FALSE | L | Annual | Emissions at Affected Plants NOX | Thousand Tons | 0.00015941 | 0.00015941 | 0 | 0 | 0 | 0 | 0
IL Fac. Spec. - NOX Rate Summer v3.1, Unit 272 and retrofits | 411 | 7305 | Rate Constraint in lbs/MMBtu | FALSE | L | Annual | Allowances Purchased NOX | Thousand Tons | 0 | 0 | 0 | 0 | 0 | 0 | 0
IL Fac. Spec. - NOX Rate Summer v3.1, Unit 272 and retrofits | 411 | 7305 | Rate Constraint in lbs/MMBtu | FALSE | L | Annual | Allowances Sold NOX | Thousand Tons | 0 | 0 | 0 | 0 | 0 | 0 | 0
IL Fac. Spec. - NOX Rate Summer v3.1, Unit 272 and retrofits | 411 | 7305 | Rate Constraint in lbs/MMBtu | FALSE | L | Annual | Allowances Banked | Thousand Tons | 0 | 0 | 0 | 0 | 0 | 0 | 0
IL Fac. Spec. - NOX Rate Summer v3.1, Unit 272 and retrofits | 411 | 7305 | Rate Constraint in lbs/MMBtu | FALSE | L | Annual | Allowances Withdrawn (1:1) | Thousand Tons | 0 | 0 | 0 | 0 | 0 | 0 | 0
IL Fac. Spec. - NOX Rate Summer v3.1, Unit 272 and retrofits | 411 | 7305 | Rate Constraint in lbs/MMBtu | FALSE | L | Annual | Allowances Withdrawn (n:1) | Thousand Tons | 0 | 0 | 0 | 0 | 0 | 0 | 0
IL Fac. Spec. - NOX Rate Summer v3.1, Unit 272 and retrofits | 411 | 7305 | Rate Constraint in lbs/MMBtu | FALSE | L | Annual | Net Emissions Allowance Position | Thousand Tons | 0.00015941 | 0.00015941 | 0 | 0 | 0 | 0 | 0
IL Fac. Spec. - NOX Rate Summer v3.1, Unit 272 and retrofits | 411 | 7305 | Rate Constraint in lbs/MMBtu | FALSE | L | Annual | Fuel Consumed | TBtu | 0.011649 | 0.011649 | 0 | 0 | 0 | 0 | 0
IL Fac. Spec. - NOX Rate Summer v3.1, Unit 272 and retrofits | 411 | 7305 | Rate Constraint in lbs/MMBtu | FALSE | L | Annual | Rate | lb/MMBtu | 0.02737 | 0.02737 | 0 | 0 | 0 | 0 | 0
IL Fac. Spec. - NOX Rate Summer v3.1, Unit 272 and retrofits | 411 | 7305 | Rate Constraint in lbs/MMBtu | FALSE | L | Annual | Generation | TWh | 0.00090602 | 0.00090602 | 0 | 0 | 0 | 0 | 0
IL Fac. Spec. - NOX Rate Summer v3.1, Unit 272 and retrofits | 411 | 7305 | Rate Constraint in lbs/MMBtu | FALSE | L | Annual | Qualifying Generation | TWh | 0.00090602 | 0.00090602 | 0 | 0 | 0 | 0 | 0
IL Fac. Spec. - NOX Rate Summer v3.1, Unit 272 and retrofits | 411 | 7305 | Rate Constraint in lbs/MMBtu | FALSE | L | Annual | Rate | lb/MWh | 0.3519 | 0.3519 | 0 | 0 | 0 | 0 | 0
IL Fac. Spec. - NOX Rate Summer v3.1, Unit 272 and retrofits | 411 | 7305 | Rate Constraint in lbs/MMBtu | FALSE | L | Annual | Constraint Shadow Price | US2022$/Ton | 0 | 0 | 0 | 0 | 0 | 0 | 0
IL Fac. Spec. - NOX Rate Summer v3.1, Unit 273 and retrofits | 412 | 7305 | Rate Constraint in lbs/MMBtu | FALSE | L | Annual | Seasons Included | Seasons | Summer | Summer | Summer | Summer | Summer | Summer | Summer
IL Fac. Spec. - NOX Rate Summer v3.1, Unit 273 and retrofits | 412 | 7305 | Rate Constraint in lbs/MMBtu | FALSE | L | Annual | Standard NOX | lb/MMBtu | 0.25 | 0.25 | 0.25 | 0.25 | 0.25 | 0.25 | 0.25
IL Fac. Spec. - NOX Rate Summer v3.1, Unit 273 and retrofits | 412 | 7305 | Rate Constraint in lbs/MMBtu | FALSE | L | Annual | Emissions at Affected Plants NOX | Thousand Tons | 0.0001433 | 0.0001433 | 0 | 0 | 0 | 0 | 0
IL Fac. Spec. - NOX Rate Summer v3.1, Unit 273 and retrofits | 412 | 7305 | Rate Constraint in lbs/MMBtu | FALSE | L | Annual | Allowances Purchased NOX | Thousand Tons | 0 | 0 | 0 | 0 | 0 | 0 | 0
IL Fac. Spec. - NOX Rate Summer v3.1, Unit 273 and retrofits | 412 | 7305 | Rate Constraint in lbs/MMBtu | FALSE | L | Annual | Allowances Sold NOX | Thousand Tons | 0 | 0 | 0 | 0 | 0 | 0 | 0
IL Fac. Spec. - NOX Rate Summer v3.1, Unit 273 and retrofits | 412 | 7305 | Rate Constraint in lbs/MMBtu | FALSE | L | Annual | Allowances Banked | Thousand Tons | 0 | 0 | 0 | 0 | 0 | 0 | 0
IL Fac. Spec. - NOX Rate Summer v3.1, Unit 273 and retrofits | 412 | 7305 | Rate Constraint in lbs/MMBtu | FALSE | L | Annual | Allowances Withdrawn (1:1) | Thousand Tons | 0 | 0 | 0 | 0 | 0 | 0 | 0
IL Fac. Spec. - NOX Rate Summer v3.1, Unit 273 and retrofits | 412 | 7305 | Rate Constraint in lbs/MMBtu | FALSE | L | Annual | Allowances Withdrawn (n:1) | Thousand Tons | 0 | 0 | 0 | 0 | 0 | 0 | 0
IL Fac. Spec. - NOX Rate Summer v3.1, Unit 273 and retrofits | 412 | 7305 | Rate Constraint in lbs/MMBtu | FALSE | L | Annual | Net Emissions Allowance Position | Thousand Tons | 0.0001433 | 0.0001433 | 0 | 0 | 0 | 0 | 0
IL Fac. Spec. - NOX Rate Summer v3.1, Unit 273 and retrofits | 412 | 7305 | Rate Constraint in lbs/MMBtu | FALSE | L | Annual | Fuel Consumed | TBtu | 0.011679 | 0.011679 | 0 | 0 | 0 | 0 | 0
IL Fac. Spec. - NOX Rate Summer v3.1, Unit 273 and retrofits | 412 | 7305 | Rate Constraint in lbs/MMBtu | FALSE | L | Annual | Rate | lb/MMBtu | 0.02454 | 0.02454 | 0 | 0 | 0 | 0 | 0
IL Fac. Spec. - NOX Rate Summer v3.1, Unit 273 and retrofits | 412 | 7305 | Rate Constraint in lbs/MMBtu | FALSE | L | Annual | Generation | TWh | 0.00090835 | 0.00090835 | 0 | 0 | 0 | 0 | 0
IL Fac. Spec. - NOX Rate Summer v3.1, Unit 273 and retrofits | 412 | 7305 | Rate Constraint in lbs/MMBtu | FALSE | L | Annual | Qualifying Generation | TWh | 0.00090835 | 0.00090835 | 0 | 0 | 0 | 0 | 0
IL Fac. Spec. - NOX Rate Summer v3.1, Unit 273 and retrofits | 412 | 7305 | Rate Constraint in lbs/MMBtu | FALSE | L | Annual | Rate | lb/MWh | 0.31551 | 0.31551 | 0 | 0 | 0 | 0 | 0
IL Fac. Spec. - NOX Rate Summer v3.1, Unit 273 and retrofits | 412 | 7305 | Rate Constraint in lbs/MMBtu | FALSE | L | Annual | Constraint Shadow Price | US2022$/Ton | 0 | 0 | 0 | 0 | 0 | 0 | 0
IL Fac. Spec. - NOX Rate Summer v3.1, Unit 274 and retrofits | 413 | 7305 | Rate Constraint in lbs/MMBtu | FALSE | L | Annual | Seasons Included | Seasons | Summer | Summer | Summer | Summer | Summer | Summer | Summer
IL Fac. Spec. - NOX Rate Summer v3.1, Unit 274 and retrofits | 413 | 7305 | Rate Constraint in lbs/MMBtu | FALSE | L | Annual | Standard NOX | lb/MMBtu | 0.25 | 0.25 | 0.25 | 0.25 | 0.25 | 0.25 | 0.25
IL Fac. Spec. - NOX Rate Summer v3.1, Unit 274 and retrofits | 413 | 7305 | Rate Constraint in lbs/MMBtu | FALSE | L | Annual | Emissions at Affected Plants NOX | Thousand Tons | 0.00013652 | 0.00013652 | 0 | 0 | 0 | 0 | 0
IL Fac. Spec. - NOX Rate Summer v3.1, Unit 274 and retrofits | 413 | 7305 | Rate Constraint in lbs/MMBtu | FALSE | L | Annual | Allowances Purchased NOX | Thousand Tons | 0 | 0 | 0 | 0 | 0 | 0 | 0
IL Fac. Spec. - NOX Rate Summer v3.1, Unit 274 and retrofits | 413 | 7305 | Rate Constraint in lbs/MMBtu | FALSE | L | Annual | Allowances Sold NOX | Thousand Tons | 0 | 0 | 0 | 0 | 0 | 0 | 0
IL Fac. Spec. - NOX Rate Summer v3.1, Unit 274 and retrofits | 413 | 7305 | Rate Constraint in lbs/MMBtu | FALSE | L | Annual | Allowances Banked | Thousand Tons | 0 | 0 | 0 | 0 | 0 | 0 | 0
IL Fac. Spec. - NOX Rate Summer v3.1, Unit 274 and retrofits | 413 | 7305 | Rate Constraint in lbs/MMBtu | FALSE | L | Annual | Allowances Withdrawn (1:1) | Thousand Tons | 0 | 0 | 0 | 0 | 0 | 0 | 0
IL Fac. Spec. - NOX Rate Summer v3.1, Unit 274 and retrofits | 413 | 7305 | Rate Constraint in lbs/MMBtu | FALSE | L | Annual | Allowances Withdrawn (n:1) | Thousand Tons | 0 | 0 | 0 | 0 | 0 | 0 | 0
IL Fac. Spec. - NOX Rate Summer v3.1, Unit 274 and retrofits | 413 | 7305 | Rate Constraint in lbs/MMBtu | FALSE | L | Annual | Net Emissions Allowance Position | Thousand Tons | 0.00013652 | 0.00013652 | 0 | 0 | 0 | 0 | 0
IL Fac. Spec. - NOX Rate Summer v3.1, Unit 274 and retrofits | 413 | 7305 | Rate Constraint in lbs/MMBtu | FALSE | L | Annual | Fuel Consumed | TBtu | 0.011679 | 0.011679 | 0 | 0 | 0 | 0 | 0
IL Fac. Spec. - NOX Rate Summer v3.1, Unit 274 and retrofits | 413 | 7305 | Rate Constraint in lbs/MMBtu | FALSE | L | Annual | Rate | lb/MMBtu | 0.02338 | 0.02338 | 0 | 0 | 0 | 0 | 0
IL Fac. Spec. - NOX Rate Summer v3.1, Unit 274 and retrofits | 413 | 7305 | Rate Constraint in lbs/MMBtu | FALSE | L | Annual | Generation | TWh | 0.00090835 | 0.00090835 | 0 | 0 | 0 | 0 | 0
IL Fac. Spec. - NOX Rate Summer v3.1, Unit 274 and retrofits | 413 | 7305 | Rate Constraint in lbs/MMBtu | FALSE | L | Annual | Qualifying Generation | TWh | 0.00090835 | 0.00090835 | 0 | 0 | 0 | 0 | 0
IL Fac. Spec. - NOX Rate Summer v3.1, Unit 274 and retrofits | 413 | 7305 | Rate Constraint in lbs/MMBtu | FALSE | L | Annual | Rate | lb/MWh | 0.3006 | 0.3006 | 0 | 0 | 0 | 0 | 0
IL Fac. Spec. - NOX Rate Summer v3.1, Unit 274 and retrofits | 413 | 7305 | Rate Constraint in lbs/MMBtu | FALSE | L | Annual | Constraint Shadow Price | US2022$/Ton | 0 | 0 | 0 | 0 | 0 | 0 | 0
IL Fac. Spec. - NOX Rate Summer v3.1, Unit 275 and retrofits | 414 | 7305 | Rate Constraint in lbs/MMBtu | FALSE | L | Annual | Seasons Included | Seasons | Summer | Summer | Summer | Summer | Summer | Summer | Summer
IL Fac. Spec. - NOX Rate Summer v3.1, Unit 275 and retrofits | 414 | 7305 | Rate Constraint in lbs/MMBtu | FALSE | L | Annual | Standard NOX | lb/MMBtu | 0.25 | 0.25 | 0.25 | 0.25 | 0.25 | 0.25 | 0.25
IL Fac. Spec. - NOX Rate Summer v3.1, Unit 275 and retrofits | 414 | 7305 | Rate Constraint in lbs/MMBtu | FALSE | L | Annual | Emissions at Affected Plants NOX | Thousand Tons | 0.00013832 | 0.00013832 | 0 | 0 | 0 | 0 | 0
IL Fac. Spec. - NOX Rate Summer v3.1, Unit 275 and retrofits | 414 | 7305 | Rate Constraint in lbs/MMBtu | FALSE | L | Annual | Allowances Purchased NOX | Thousand Tons | 0 | 0 | 0 | 0 | 0 | 0 | 0
IL Fac. Spec. - NOX Rate Summer v3.1, Unit 275 and retrofits | 414 | 7305 | Rate Constraint in lbs/MMBtu | FALSE | L | Annual | Allowances Sold NOX | Thousand Tons | 0 | 0 | 0 | 0 | 0 | 0 | 0
IL Fac. Spec. - NOX Rate Summer v3.1, Unit 275 and retrofits | 414 | 7305 | Rate Constraint in lbs/MMBtu | FALSE | L | Annual | Allowances Banked | Thousand Tons | 0 | 0 | 0 | 0 | 0 | 0 | 0
IL Fac. Spec. - NOX Rate Summer v3.1, Unit 275 and retrofits | 414 | 7305 | Rate Constraint in lbs/MMBtu | FALSE | L | Annual | Allowances Withdrawn (1:1) | Thousand Tons | 0 | 0 | 0 | 0 | 0 | 0 | 0
IL Fac. Spec. - NOX Rate Summer v3.1, Unit 275 and retrofits | 414 | 7305 | Rate Constraint in lbs/MMBtu | FALSE | L | Annual | Allowances Withdrawn (n:1) | Thousand Tons | 0 | 0 | 0 | 0 | 0 | 0 | 0
IL Fac. Spec. - NOX Rate Summer v3.1, Unit 275 and retrofits | 414 | 7305 | Rate Constraint in lbs/MMBtu | FALSE | L | Annual | Net Emissions Allowance Position | Thousand Tons | 0.00013832 | 0.00013832 | 0 | 0 | 0 | 0 | 0
IL Fac. Spec. - NOX Rate Summer v3.1, Unit 275 and retrofits | 414 | 7305 | Rate Constraint in lbs/MMBtu | FALSE | L | Annual | Fuel Consumed | TBtu | 0.011604 | 0.011604 | 0 | 0 | 0 | 0 | 0
IL Fac. Spec. - NOX Rate Summer v3.1, Unit 275 and retrofits | 414 | 7305 | Rate Constraint in lbs/MMBtu | FALSE | L | Annual | Rate | lb/MMBtu | 0.02384 | 0.02384 | 0 | 0 | 0 | 0 | 0
IL Fac. Spec. - NOX Rate Summer v3.1, Unit 275 and retrofits | 414 | 7305 | Rate Constraint in lbs/MMBtu | FALSE | L | Annual | Generation | TWh | 0.00090253 | 0.00090253 | 0 | 0 | 0 | 0 | 0
IL Fac. Spec. - NOX Rate Summer v3.1, Unit 275 and retrofits | 414 | 7305 | Rate Constraint in lbs/MMBtu | FALSE | L | Annual | Qualifying Generation | TWh | 0.00090253 | 0.00090253 | 0 | 0 | 0 | 0 | 0
IL Fac. Spec. - NOX Rate Summer v3.1, Unit 275 and retrofits | 414 | 7305 | Rate Constraint in lbs/MMBtu | FALSE | L | Annual | Rate | lb/MWh | 0.30651 | 0.30651 | 0 | 0 | 0 | 0 | 0
IL Fac. Spec. - NOX Rate Summer v3.1, Unit 275 and retrofits | 414 | 7305 | Rate Constraint in lbs/MMBtu | FALSE | L | Annual | Constraint Shadow Price | US2022$/Ton | 0 | 0 | 0 | 0 | 0 | 0 | 0
IL Fac. Spec. - NOX Rate Summer v3.1, Unit 276 and retrofits | 415 | 7305 | Rate Constraint in lbs/MMBtu | FALSE | L | Annual | Seasons Included | Seasons | Summer | Summer | Summer | Summer | Summer | Summer | Summer
IL Fac. Spec. - NOX Rate Summer v3.1, Unit 276 and retrofits | 415 | 7305 | Rate Constraint in lbs/MMBtu | FALSE | L | Annual | Standard NOX | lb/MMBtu | 0.25 | 0.25 | 0.25 | 0.25 | 0.25 | 0.25 | 0.25
IL Fac. Spec. - NOX Rate Summer v3.1, Unit 276 and retrofits | 415 | 7305 | Rate Constraint in lbs/MMBtu | FALSE | L | Annual | Emissions at Affected Plants NOX | Thousand Tons | 0.00011875 | 0.00011875 | 0 | 0 | 0 | 0 | 0
IL Fac. Spec. - NOX Rate Summer v3.1, Unit 276 and retrofits | 415 | 7305 | Rate Constraint in lbs/MMBtu | FALSE | L | Annual | Allowances Purchased NOX | Thousand Tons | 0 | 0 | 0 | 0 | 0 | 0 | 0
IL Fac. Spec. - NOX Rate Summer v3.1, Unit 276 and retrofits | 415 | 7305 | Rate Constraint in lbs/MMBtu | FALSE | L | Annual | Allowances Sold NOX | Thousand Tons | 0 | 0 | 0 | 0 | 0 | 0 | 0
IL Fac. Spec. - NOX Rate Summer v3.1, Unit 276 and retrofits | 415 | 7305 | Rate Constraint in lbs/MMBtu | FALSE | L | Annual | Allowances Banked | Thousand Tons | 0 | 0 | 0 | 0 | 0 | 0 | 0
IL Fac. Spec. - NOX Rate Summer v3.1, Unit 276 and retrofits | 415 | 7305 | Rate Constraint in lbs/MMBtu | FALSE | L | Annual | Allowances Withdrawn (1:1) | Thousand Tons | 0 | 0 | 0 | 0 | 0 | 0 | 0
IL Fac. Spec. - NOX Rate Summer v3.1, Unit 276 and retrofits | 415 | 7305 | Rate Constraint in lbs/MMBtu | FALSE | L | Annual | Allowances Withdrawn (n:1) | Thousand Tons | 0 | 0 | 0 | 0 | 0 | 0 | 0
IL Fac. Spec. - NOX Rate Summer v3.1, Unit 276 and retrofits | 415 | 7305 | Rate Constraint in lbs/MMBtu | FALSE | L | Annual | Net Emissions Allowance Position | Thousand Tons | 0.00011875 | 0.00011875 | 0 | 0 | 0 | 0 | 0
IL Fac. Spec. - NOX Rate Summer v3.1, Unit 276 and retrofits | 415 | 7305 | Rate Constraint in lbs/MMBtu | FALSE | L | Annual | Fuel Consumed | TBtu | 0.011574 | 0.011574 | 0 | 0 | 0 | 0 | 0
IL Fac. Spec. - NOX Rate Summer v3.1, Unit 276 and retrofits | 415 | 7305 | Rate Constraint in lbs/MMBtu | FALSE | L | Annual | Rate | lb/MMBtu | 0.02052 | 0.02052 | 0 | 0 | 0 | 0 | 0
IL Fac. Spec. - NOX Rate Summer v3.1, Unit 276 and retrofits | 415 | 7305 | Rate Constraint in lbs/MMBtu | FALSE | L | Annual | Generation | TWh | 0.0009002 | 0.0009002 | 0 | 0 | 0 | 0 | 0
IL Fac. Spec. - NOX Rate Summer v3.1, Unit 276 and retrofits | 415 | 7305 | Rate Constraint in lbs/MMBtu | FALSE | L | Annual | Qualifying Generation | TWh | 0.0009002 | 0.0009002 | 0 | 0 | 0 | 0 | 0
IL Fac. Spec. - NOX Rate Summer v3.1, Unit 276 and retrofits | 415 | 7305 | Rate Constraint in lbs/MMBtu | FALSE | L | Annual | Rate | lb/MWh | 0.26383 | 0.26383 | 0 | 0 | 0 | 0 | 0
IL Fac. Spec. - NOX Rate Summer v3.1, Unit 276 and retrofits | 415 | 7305 | Rate Constraint in lbs/MMBtu | FALSE | L | Annual | Constraint Shadow Price | US2022$/Ton | 0 | 0 | 0 | 0 | 0 | 0 | 0
IL Fac. Spec. - NOX Rate Summer v3.1, Unit 277 and retrofits | 416 | 7305 | Rate Constraint in lbs/MMBtu | FALSE | L | Annual | Seasons Included | Seasons | Summer | Summer | Summer | Summer | Summer | Summer | Summer
IL Fac. Spec. - NOX Rate Summer v3.1, Unit 277 and retrofits | 416 | 7305 | Rate Constraint in lbs/MMBtu | FALSE | L | Annual | Standard NOX | lb/MMBtu | 0.25 | 0.25 | 0.25 | 0.25 | 0.25 | 0.25 | 0.25
IL Fac. Spec. - NOX Rate Summer v3.1, Unit 277 and retrofits | 416 | 7305 | Rate Constraint in lbs/MMBtu | FALSE | L | Annual | Emissions at Affected Plants NOX | Thousand Tons | 0.0001357 | 0.0001357 | 0 | 0 | 0 | 0 | 0
IL Fac. Spec. - NOX Rate Summer v3.1, Unit 277 and retrofits | 416 | 7305 | Rate Constraint in lbs/MMBtu | FALSE | L | Annual | Allowances Purchased NOX | Thousand Tons | 0 | 0 | 0 | 0 | 0 | 0 | 0
IL Fac. Spec. - NOX Rate Summer v3.1, Unit 277 and retrofits | 416 | 7305 | Rate Constraint in lbs/MMBtu | FALSE | L | Annual | Allowances Sold NOX | Thousand Tons | 0 | 0 | 0 | 0 | 0 | 0 | 0
IL Fac. Spec. - NOX Rate Summer v3.1, Unit 277 and retrofits | 416 | 7305 | Rate Constraint in lbs/MMBtu | FALSE | L | Annual | Allowances Banked | Thousand Tons | 0 | 0 | 0 | 0 | 0 | 0 | 0
IL Fac. Spec. - NOX Rate Summer v3.1, Unit 277 and retrofits | 416 | 7305 | Rate Constraint in lbs/MMBtu | FALSE | L | Annual | Allowances Withdrawn (1:1) | Thousand Tons | 0 | 0 | 0 | 0 | 0 | 0 | 0
IL Fac. Spec. - NOX Rate Summer v3.1, Unit 277 and retrofits | 416 | 7305 | Rate Constraint in lbs/MMBtu | FALSE | L | Annual | Allowances Withdrawn (n:1) | Thousand Tons | 0 | 0 | 0 | 0 | 0 | 0 | 0
IL Fac. Spec. - NOX Rate Summer v3.1, Unit 277 and retrofits | 416 | 7305 | Rate Constraint in lbs/MMBtu | FALSE | L | Annual | Net Emissions Allowance Position | Thousand Tons | 0.0001357 | 0.0001357 | 0 | 0 | 0 | 0 | 0
IL Fac. Spec. - NOX Rate Summer v3.1, Unit 277 and retrofits | 416 | 7305 | Rate Constraint in lbs/MMBtu | FALSE | L | Annual | Fuel Consumed | TBtu | 0.011709 | 0.011709 | 0 | 0 | 0 | 0 | 0
IL Fac. Spec. - NOX Rate Summer v3.1, Unit 277 and retrofits | 416 | 7305 | Rate Constraint in lbs/MMBtu | FALSE | L | Annual | Rate | lb/MMBtu | 0.02318 | 0.02318 | 0 | 0 | 0 | 0 | 0
IL Fac. Spec. - NOX Rate Summer v3.1, Unit 277 and retrofits | 416 | 7305 | Rate Constraint in lbs/MMBtu | FALSE | L | Annual | Generation | TWh | 0.00091068 | 0.00091068 | 0 | 0 | 0 | 0 | 0
IL Fac. Spec. - NOX Rate Summer v3.1, Unit 277 and retrofits | 416 | 7305 | Rate Constraint in lbs/MMBtu | FALSE | L | Annual | Qualifying Generation | TWh | 0.00091068 | 0.00091068 | 0 | 0 | 0 | 0 | 0
IL Fac. Spec. - NOX Rate Summer v3.1, Unit 277 and retrofits | 416 | 7305 | Rate Constraint in lbs/MMBtu | FALSE | L | Annual | Rate | lb/MWh | 0.29803 | 0.29803 | 0 | 0 | 0 | 0 | 0
IL Fac. Spec. - NOX Rate Summer v3.1, Unit 277 and retrofits | 416 | 7305 | Rate Constraint in lbs/MMBtu | FALSE | L | Annual | Constraint Shadow Price | US2022$/Ton | 0 | 0 | 0 | 0 | 0 | 0 | 0
IL Fac. Spec. - NOX Rate Summer v3.1, Unit 278 and retrofits | 417 | 7305 | Rate Constraint in lbs/MMBtu | FALSE | L | Annual | Seasons Included | Seasons | Summer | Summer | Summer | Summer | Summer | Summer | Summer
IL Fac. Spec. - NOX Rate Summer v3.1, Unit 278 and retrofits | 417 | 7305 | Rate Constraint in lbs/MMBtu | FALSE | L | Annual | Standard NOX | lb/MMBtu | 0.25 | 0.25 | 0.25 | 0.25 | 0.25 | 0.25 | 0.25
IL Fac. Spec. - NOX Rate Summer v3.1, Unit 278 and retrofits | 417 | 7305 | Rate Constraint in lbs/MMBtu | FALSE | L | Annual | Emissions at Affected Plants NOX | Thousand Tons | 0.00014534 | 0.00014534 | 0 | 0 | 0 | 0 | 0
IL Fac. Spec. - NOX Rate Summer v3.1, Unit 278 and retrofits | 417 | 7305 | Rate Constraint in lbs/MMBtu | FALSE | L | Annual | Allowances Purchased NOX | Thousand Tons | 0 | 0 | 0 | 0 | 0 | 0 | 0
IL Fac. Spec. - NOX Rate Summer v3.1, Unit 278 and retrofits | 417 | 7305 | Rate Constraint in lbs/MMBtu | FALSE | L | Annual | Allowances Sold NOX | Thousand Tons | 0 | 0 | 0 | 0 | 0 | 0 | 0
IL Fac. Spec. - NOX Rate Summer v3.1, Unit 278 and retrofits | 417 | 7305 | Rate Constraint in lbs/MMBtu | FALSE | L | Annual | Allowances Banked | Thousand Tons | 0 | 0 | 0 | 0 | 0 | 0 | 0
IL Fac. Spec. - NOX Rate Summer v3.1, Unit 278 and retrofits | 417 | 7305 | Rate Constraint in lbs/MMBtu | FALSE | L | Annual | Allowances Withdrawn (1:1) | Thousand Tons | 0 | 0 | 0 | 0 | 0 | 0 | 0
IL Fac. Spec. - NOX Rate Summer v3.1, Unit 278 and retrofits | 417 | 7305 | Rate Constraint in lbs/MMBtu | FALSE | L | Annual | Allowances Withdrawn (n:1) | Thousand Tons | 0 | 0 | 0 | 0 | 0 | 0 | 0
IL Fac. Spec. - NOX Rate Summer v3.1, Unit 278 and retrofits | 417 | 7305 | Rate Constraint in lbs/MMBtu | FALSE | L | Annual | Net Emissions Allowance Position | Thousand Tons | 0.00014534 | 0.00014534 | 0 | 0 | 0 | 0 | 0
IL Fac. Spec. - NOX Rate Summer v3.1, Unit 278 and retrofits | 417 | 7305 | Rate Constraint in lbs/MMBtu | FALSE | L | Annual | Fuel Consumed | TBtu | 0.011768 | 0.011768 | 0 | 0 | 0 | 0 | 0
IL Fac. Spec. - NOX Rate Summer v3.1, Unit 278 and retrofits | 417 | 7305 | Rate Constraint in lbs/MMBtu | FALSE | L | Annual | Rate | lb/MMBtu | 0.0247 | 0.0247 | 0 | 0 | 0 | 0 | 0
IL Fac. Spec. - NOX Rate Summer v3.1, Unit 278 and retrofits | 417 | 7305 | Rate Constraint in lbs/MMBtu | FALSE | L | Annual | Generation | TWh | 0.00091534 | 0.00091534 | 0 | 0 | 0 | 0 | 0
IL Fac. Spec. - NOX Rate Summer v3.1, Unit 278 and retrofits | 417 | 7305 | Rate Constraint in lbs/MMBtu | FALSE | L | Annual | Qualifying Generation | TWh | 0.00091534 | 0.00091534 | 0 | 0 | 0 | 0 | 0
IL Fac. Spec. - NOX Rate Summer v3.1, Unit 278 and retrofits | 417 | 7305 | Rate Constraint in lbs/MMBtu | FALSE | L | Annual | Rate | lb/MWh | 0.31757 | 0.31757 | 0 | 0 | 0 | 0 | 0
IL Fac. Spec. - NOX Rate Summer v3.1, Unit 278 and retrofits | 417 | 7305 | Rate Constraint in lbs/MMBtu | FALSE | L | Annual | Constraint Shadow Price | US2022$/Ton | 0 | 0 | 0 | 0 | 0 | 0 | 0
IL Fac. Spec. - NOX Rate Summer v3.1, Unit 279 and retrofits | 418 | 7305 | Rate Constraint in lbs/MMBtu | FALSE | L | Annual | Seasons Included | Seasons | Summer | Summer | Summer | Summer | Summer | Summer | Summer
IL Fac. Spec. - NOX Rate Summer v3.1, Unit 279 and retrofits | 418 | 7305 | Rate Constraint in lbs/MMBtu | FALSE | L | Annual | Standard NOX | lb/MMBtu | 0.25 | 0.25 | 0.25 | 0.25 | 0.25 | 0.25 | 0.25
IL Fac. Spec. - NOX Rate Summer v3.1, Unit 279 and retrofits | 418 | 7305 | Rate Constraint in lbs/MMBtu | FALSE | L | Annual | Emissions at Affected Plants NOX | Thousand Tons | 0.0022665 | 0.0023858 | 0.0025945 | 0 | 0 | 0 | 0
IL Fac. Spec. - NOX Rate Summer v3.1, Unit 279 and retrofits | 418 | 7305 | Rate Constraint in lbs/MMBtu | FALSE | L | Annual | Allowances Purchased NOX | Thousand Tons | 0 | 0 | 0 | 0 | 0 | 0 | 0
IL Fac. Spec. - NOX Rate Summer v3.1, Unit 279 and retrofits | 418 | 7305 | Rate Constraint in lbs/MMBtu | FALSE | L | Annual | Allowances Sold NOX | Thousand Tons | 0 | 0 | 0 | 0 | 0 | 0 | 0
IL Fac. Spec. - NOX Rate Summer v3.1, Unit 279 and retrofits | 418 | 7305 | Rate Constraint in lbs/MMBtu | FALSE | L | Annual | Allowances Banked | Thousand Tons | 0 | 0 | 0 | 0 | 0 | 0 | 0
IL Fac. Spec. - NOX Rate Summer v3.1, Unit 279 and retrofits | 418 | 7305 | Rate Constraint in lbs/MMBtu | FALSE | L | Annual | Allowances Withdrawn (1:1) | Thousand Tons | 0 | 0 | 0 | 0 | 0 | 0 | 0
IL Fac. Spec. - NOX Rate Summer v3.1, Unit 279 and retrofits | 418 | 7305 | Rate Constraint in lbs/MMBtu | FALSE | L | Annual | Allowances Withdrawn (n:1) | Thousand Tons | 0 | 0 | 0 | 0 | 0 | 0 | 0
IL Fac. Spec. - NOX Rate Summer v3.1, Unit 279 and retrofits | 418 | 7305 | Rate Constraint in lbs/MMBtu | FALSE | L | Annual | Net Emissions Allowance Position | Thousand Tons | 0.0022665 | 0.0023858 | 0.0025945 | 0 | 0 | 0 | 0
IL Fac. Spec. - NOX Rate Summer v3.1, Unit 279 and retrofits | 418 | 7305 | Rate Constraint in lbs/MMBtu | FALSE | L | Annual | Fuel Consumed | TBtu | 0.11602 | 0.12213 | 0.13281 | 0 | 0 | 0 | 0
IL Fac. Spec. - NOX Rate Summer v3.1, Unit 279 and retrofits | 418 | 7305 | Rate Constraint in lbs/MMBtu | FALSE | L | Annual | Rate | lb/MMBtu | 0.03907 | 0.03907 | 0.03907 | 0 | 0 | 0 | 0
IL Fac. Spec. - NOX Rate Summer v3.1, Unit 279 and retrofits | 418 | 7305 | Rate Constraint in lbs/MMBtu | FALSE | L | Annual | Generation | TWh | 0.010212 | 0.01075 | 0.01169 | 0 | 0 | 0 | 0
IL Fac. Spec. - NOX Rate Summer v3.1, Unit 279 and retrofits | 418 | 7305 | Rate Constraint in lbs/MMBtu | FALSE | L | Annual | Qualifying Generation | TWh | 0.010212 | 0.01075 | 0.01169 | 0 | 0 | 0 | 0
IL Fac. Spec. - NOX Rate Summer v3.1, Unit 279 and retrofits | 418 | 7305 | Rate Constraint in lbs/MMBtu | FALSE | L | Annual | Rate | lb/MWh | 0.44387 | 0.44387 | 0.44387 | 0 | 0 | 0 | 0
IL Fac. Spec. - NOX Rate Summer v3.1, Unit 279 and retrofits | 418 | 7305 | Rate Constraint in lbs/MMBtu | FALSE | L | Annual | Constraint Shadow Price | US2022$/Ton | 0 | 0 | 0 | 0 | 0 | 0 | 0
IL Fac. Spec. - NOX Rate Summer v3.1, Unit 280 and retrofits | 419 | 7305 | Rate Constraint in lbs/MMBtu | FALSE | L | Annual | Seasons Included | Seasons | Summer | Summer | Summer | Summer | Summer | Summer | Summer
IL Fac. Spec. - NOX Rate Summer v3.1, Unit 280 and retrofits | 419 | 7305 | Rate Constraint in lbs/MMBtu | FALSE | L | Annual | Standard NOX | lb/MMBtu | 0.25 | 0.25 | 0.25 | 0.25 | 0.25 | 0.25 | 0.25
IL Fac. Spec. - NOX Rate Summer v3.1, Unit 280 and retrofits | 419 | 7305 | Rate Constraint in lbs/MMBtu | FALSE | L | Annual | Emissions at Affected Plants NOX | Thousand Tons | 0.0021371 | 0.0022496 | 0.0024464 | 0 | 0 | 0 | 0
IL Fac. Spec. - NOX Rate Summer v3.1, Unit 280 and retrofits | 419 | 7305 | Rate Constraint in lbs/MMBtu | FALSE | L | Annual | Allowances Purchased NOX | Thousand Tons | 0 | 0 | 0 | 0 | 0 | 0 | 0
IL Fac. Spec. - NOX Rate Summer v3.1, Unit 280 and retrofits | 419 | 7305 | Rate Constraint in lbs/MMBtu | FALSE | L | Annual | Allowances Sold NOX | Thousand Tons | 0 | 0 | 0 | 0 | 0 | 0 | 0
IL Fac. Spec. - NOX Rate Summer v3.1, Unit 280 and retrofits | 419 | 7305 | Rate Constraint in lbs/MMBtu | FALSE | L | Annual | Allowances Banked | Thousand Tons | 0 | 0 | 0 | 0 | 0 | 0 | 0
IL Fac. Spec. - NOX Rate Summer v3.1, Unit 280 and retrofits | 419 | 7305 | Rate Constraint in lbs/MMBtu | FALSE | L | Annual | Allowances Withdrawn (1:1) | Thousand Tons | 0 | 0 | 0 | 0 | 0 | 0 | 0
IL Fac. Spec. - NOX Rate Summer v3.1, Unit 280 and retrofits | 419 | 7305 | Rate Constraint in lbs/MMBtu | FALSE | L | Annual | Allowances Withdrawn (n:1) | Thousand Tons | 0 | 0 | 0 | 0 | 0 | 0 | 0
IL Fac. Spec. - NOX Rate Summer v3.1, Unit 280 and retrofits | 419 | 7305 | Rate Constraint in lbs/MMBtu | FALSE | L | Annual | Net Emissions Allowance Position | Thousand Tons | 0.0021371 | 0.0022496 | 0.0024464 | 0 | 0 | 0 | 0
IL Fac. Spec. - NOX Rate Summer v3.1, Unit 280 and retrofits | 419 | 7305 | Rate Constraint in lbs/MMBtu | FALSE | L | Annual | Fuel Consumed | TBtu | 0.11602 | 0.12213 | 0.13281 | 0 | 0 | 0 | 0
IL Fac. Spec. - NOX Rate Summer v3.1, Unit 280 and retrofits | 419 | 7305 | Rate Constraint in lbs/MMBtu | FALSE | L | Annual | Rate | lb/MMBtu | 0.03684 | 0.03684 | 0.03684 | 0 | 0 | 0 | 0
IL Fac. Spec. - NOX Rate Summer v3.1, Unit 280 and retrofits | 419 | 7305 | Rate Constraint in lbs/MMBtu | FALSE | L | Annual | Generation | TWh | 0.010212 | 0.01075 | 0.01169 | 0 | 0 | 0 | 0
IL Fac. Spec. - NOX Rate Summer v3.1, Unit 280 and retrofits | 419 | 7305 | Rate Constraint in lbs/MMBtu | FALSE | L | Annual | Qualifying Generation | TWh | 0.010212 | 0.01075 | 0.01169 | 0 | 0 | 0 | 0
IL Fac. Spec. - NOX Rate Summer v3.1, Unit 280 and retrofits | 419 | 7305 | Rate Constraint in lbs/MMBtu | FALSE | L | Annual | Rate | lb/MWh | 0.41854 | 0.41854 | 0.41854 | 0 | 0 | 0 | 0
IL Fac. Spec. - NOX Rate Summer v3.1, Unit 280 and retrofits | 419 | 7305 | Rate Constraint in lbs/MMBtu | FALSE | L | Annual | Constraint Shadow Price | US2022$/Ton | 0 | 0 | 0 | 0 | 0 | 0 | 0
IL Fac. Spec. - NOX Rate Summer v3.1, Unit 281 and retrofits | 420 | 7305 | Rate Constraint in lbs/MMBtu | FALSE | L | Annual | Seasons Included | Seasons | Summer | Summer | Summer | Summer | Summer | Summer | Summer
IL Fac. Spec. - NOX Rate Summer v3.1, Unit 281 and retrofits | 420 | 7305 | Rate Constraint in lbs/MMBtu | FALSE | L | Annual | Standard NOX | lb/MMBtu | 0.25 | 0.25 | 0.25 | 0.25 | 0.25 | 0.25 | 0.25
IL Fac. Spec. - NOX Rate Summer v3.1, Unit 281 and retrofits | 420 | 7305 | Rate Constraint in lbs/MMBtu | FALSE | L | Annual | Emissions at Affected Plants NOX | Thousand Tons | 0.0022636 | 0.0023827 | 0.0025912 | 0 | 0 | 0 | 0
IL Fac. Spec. - NOX Rate Summer v3.1, Unit 281 and retrofits | 420 | 7305 | Rate Constraint in lbs/MMBtu | FALSE | L | Annual | Allowances Purchased NOX | Thousand Tons | 0 | 0 | 0 | 0 | 0 | 0 | 0
IL Fac. Spec. - NOX Rate Summer v3.1, Unit 281 and retrofits | 420 | 7305 | Rate Constraint in lbs/MMBtu | FALSE | L | Annual | Allowances Sold NOX | Thousand Tons | 0 | 0 | 0 | 0 | 0 | 0 | 0
IL Fac. Spec. - NOX Rate Summer v3.1, Unit 281 and retrofits | 420 | 7305 | Rate Constraint in lbs/MMBtu | FALSE | L | Annual | Allowances Banked | Thousand Tons | 0 | 0 | 0 | 0 | 0 | 0 | 0
IL Fac. Spec. - NOX Rate Summer v3.1, Unit 281 and retrofits | 420 | 7305 | Rate Constraint in lbs/MMBtu | FALSE | L | Annual | Allowances Withdrawn (1:1) | Thousand Tons | 0 | 0 | 0 | 0 | 0 | 0 | 0
IL Fac. Spec. - NOX Rate Summer v3.1, Unit 281 and retrofits | 420 | 7305 | Rate Constraint in lbs/MMBtu | FALSE | L | Annual | Allowances Withdrawn (n:1) | Thousand Tons | 0 | 0 | 0 | 0 | 0 | 0 | 0
IL Fac. Spec. - NOX Rate Summer v3.1, Unit 281 and retrofits | 420 | 7305 | Rate Constraint in lbs/MMBtu | FALSE | L | Annual | Net Emissions Allowance Position | Thousand Tons | 0.0022636 | 0.0023827 | 0.0025912 | 0 | 0 | 0 | 0
IL Fac. Spec. - NOX Rate Summer v3.1, Unit 281 and retrofits | 420 | 7305 | Rate Constraint in lbs/MMBtu | FALSE | L | Annual | Fuel Consumed | TBtu | 0.11602 | 0.12213 | 0.13281 | 0 | 0 | 0 | 0
IL Fac. Spec. - NOX Rate Summer v3.1, Unit 281 and retrofits | 420 | 7305 | Rate Constraint in lbs/MMBtu | FALSE | L | Annual | Rate | lb/MMBtu | 0.03902 | 0.03902 | 0.03902 | 0 | 0 | 0 | 0
IL Fac. Spec. - NOX Rate Summer v3.1, Unit 281 and retrofits | 420 | 7305 | Rate Constraint in lbs/MMBtu | FALSE | L | Annual | Generation | TWh | 0.010212 | 0.01075 | 0.01169 | 0 | 0 | 0 | 0
IL Fac. Spec. - NOX Rate Summer v3.1, Unit 281 and retrofits | 420 | 7305 | Rate Constraint in lbs/MMBtu | FALSE | L | Annual | Qualifying Generation | TWh | 0.010212 | 0.01075 | 0.01169 | 0 | 0 | 0 | 0
IL Fac. Spec. - NOX Rate Summer v3.1, Unit 281 and retrofits | 420 | 7305 | Rate Constraint in lbs/MMBtu | FALSE | L | Annual | Rate | lb/MWh | 0.44331 | 0.44331 | 0.44331 | 0 | 0 | 0 | 0
IL Fac. Spec. - NOX Rate Summer v3.1, Unit 281 and retrofits | 420 | 7305 | Rate Constraint in lbs/MMBtu | FALSE | L | Annual | Constraint Shadow Price | US2022$/Ton | 0 | 0 | 0 | 0 | 0 | 0 | 0
IL Fac. Spec. - NOX Rate Summer v3.1, Unit 282 and retrofits | 421 | 7305 | Rate Constraint in lbs/MMBtu | FALSE | L | Annual | Seasons Included | Seasons | Summer | Summer | Summer | Summer | Summer | Summer | Summer
IL Fac. Spec. - NOX Rate Summer v3.1, Unit 282 and retrofits | 421 | 7305 | Rate Constraint in lbs/MMBtu | FALSE | L | Annual | Standard NOX | lb/MMBtu | 0.25 | 0.25 | 0.25 | 0.25 | 0.25 | 0.25 | 0.25
IL Fac. Spec. - NOX Rate Summer v3.1, Unit 282 and retrofits | 421 | 7305 | Rate Constraint in lbs/MMBtu | FALSE | L | Annual | Emissions at Affected Plants NOX | Thousand Tons | 0.0021301 | 0.0022423 | 0.0024385 | 0 | 0 | 0 | 0
IL Fac. Spec. - NOX Rate Summer v3.1, Unit 282 and retrofits | 421 | 7305 | Rate Constraint in lbs/MMBtu | FALSE | L | Annual | Allowances Purchased NOX | Thousand Tons | 0 | 0 | 0 | 0 | 0 | 0 | 0
IL Fac. Spec. - NOX Rate Summer v3.1, Unit 282 and retrofits | 421 | 7305 | Rate Constraint in lbs/MMBtu | FALSE | L | Annual | Allowances Sold NOX | Thousand Tons | 0 | 0 | 0 | 0 | 0 | 0 | 0
IL Fac. Spec. - NOX Rate Summer v3.1, Unit 282 and retrofits | 421 | 7305 | Rate Constraint in lbs/MMBtu | FALSE | L | Annual | Allowances Banked | Thousand Tons | 0 | 0 | 0 | 0 | 0 | 0 | 0
IL Fac. Spec. - NOX Rate Summer v3.1, Unit 282 and retrofits | 421 | 7305 | Rate Constraint in lbs/MMBtu | FALSE | L | Annual | Allowances Withdrawn (1:1) | Thousand Tons | 0 | 0 | 0 | 0 | 0 | 0 | 0
IL Fac. Spec. - NOX Rate Summer v3.1, Unit 282 and retrofits | 421 | 7305 | Rate Constraint in lbs/MMBtu | FALSE | L | Annual | Allowances Withdrawn (n:1) | Thousand Tons | 0 | 0 | 0 | 0 | 0 | 0 | 0
IL Fac. Spec. - NOX Rate Summer v3.1, Unit 282 and retrofits | 421 | 7305 | Rate Constraint in lbs/MMBtu | FALSE | L | Annual | Net Emissions Allowance Position | Thousand Tons | 0.0021301 | 0.0022423 | 0.0024385 | 0 | 0 | 0 | 0
IL Fac. Spec. - NOX Rate Summer v3.1, Unit 282 and retrofits | 421 | 7305 | Rate Constraint in lbs/MMBtu | FALSE | L | Annual | Fuel Consumed | TBtu | 0.11602 | 0.12213 | 0.13281 | 0 | 0 | 0 | 0
IL Fac. Spec. - NOX Rate Summer v3.1, Unit 282 and retrofits | 421 | 7305 | Rate Constraint in lbs/MMBtu | FALSE | L | Annual | Rate | lb/MMBtu | 0.03672 | 0.03672 | 0.03672 | 0 | 0 | 0 | 0
IL Fac. Spec. - NOX Rate Summer v3.1, Unit 282 and retrofits | 421 | 7305 | Rate Constraint in lbs/MMBtu | FALSE | L | Annual | Generation | TWh | 0.010212 | 0.01075 | 0.01169 | 0 | 0 | 0 | 0
IL Fac. Spec. - NOX Rate Summer v3.1, Unit 282 and retrofits | 421 | 7305 | Rate Constraint in lbs/MMBtu | FALSE | L | Annual | Qualifying Generation | TWh | 0.010212 | 0.01075 | 0.01169 | 0 | 0 | 0 | 0
IL Fac. Spec. - NOX Rate Summer v3.1, Unit 282 and retrofits | 421 | 7305 | Rate Constraint in lbs/MMBtu | FALSE | L | Annual | Rate | lb/MWh | 0.41718 | 0.41718 | 0.41718 | 0 | 0 | 0 | 0
IL Fac. Spec. - NOX Rate Summer v3.1, Unit 282 and retrofits | 421 | 7305 | Rate Constraint in lbs/MMBtu | FALSE | L | Annual | Constraint Shadow Price | US2022$/Ton | 0 | 0 | 0 | 0 | 0 | 0 | 0
IL Fac. Spec. - NOX Rate Summer v3.1, Unit 283 and retrofits | 422 | 7305 | Rate Constraint in lbs/MMBtu | FALSE | L | Annual | Seasons Included | Seasons | Summer | Summer | Summer | Summer | Summer | Summer | Summer
IL Fac. Spec. - NOX Rate Summer v3.1, Unit 283 and retrofits | 422 | 7305 | Rate Constraint in lbs/MMBtu | FALSE | L | Annual | Standard NOX | lb/MMBtu | 0.25 | 0.25 | 0.25 | 0.25 | 0.25 | 0.25 | 0.25
IL Fac. Spec. - NOX Rate Summer v3.1, Unit 283 and retrofits | 422 | 7305 | Rate Constraint in lbs/MMBtu | FALSE | L | Annual | Emissions at Affected Plants NOX | Thousand Tons | 0.0021824 | 0.0022972 | 0.0024982 | 0 | 0 | 0 | 0
IL Fac. Spec. - NOX Rate Summer v3.1, Unit 283 and retrofits | 422 | 7305 | Rate Constraint in lbs/MMBtu | FALSE | L | Annual | Allowances Purchased NOX | Thousand Tons | 0 | 0 | 0 | 0 | 0 | 0 | 0
IL Fac. Spec. - NOX Rate Summer v3.1, Unit 283 and retrofits | 422 | 7305 | Rate Constraint in lbs/MMBtu | FALSE | L | Annual | Allowances Sold NOX | Thousand Tons | 0 | 0 | 0 | 0 | 0 | 0 | 0
IL Fac. Spec. - NOX Rate Summer v3.1, Unit 283 and retrofits | 422 | 7305 | Rate Constraint in lbs/MMBtu | FALSE | L | Annual | Allowances Banked | Thousand Tons | 0 | 0 | 0 | 0 | 0 | 0 | 0
IL Fac. Spec. - NOX Rate Summer v3.1, Unit 283 and retrofits | 422 | 7305 | Rate Constraint in lbs/MMBtu | FALSE | L | Annual | Allowances Withdrawn (1:1) | Thousand Tons | 0 | 0 | 0 | 0 | 0 | 0 | 0
IL Fac. Spec. - NOX Rate Summer v3.1, Unit 283 and retrofits | 422 | 7305 | Rate Constraint in lbs/MMBtu | FALSE | L | Annual | Allowances Withdrawn (n:1) | Thousand Tons | 0 | 0 | 0 | 0 | 0 | 0 | 0
IL Fac. Spec. - NOX Rate Summer v3.1, Unit 283 and retrofits | 422 | 7305 | Rate Constraint in lbs/MMBtu | FALSE | L | Annual | Net Emissions Allowance Position | Thousand Tons | 0.0021824 | 0.0022972 | 0.0024982 | 0 | 0 | 0 | 0
IL Fac. Spec. - NOX Rate Summer v3.1, Unit 283 and retrofits | 422 | 7305 | Rate Constraint in lbs/MMBtu | FALSE | L | Annual | Fuel Consumed | TBtu | 0.11602 | 0.12213 | 0.13281 | 0 | 0 | 0 | 0
IL Fac. Spec. - NOX Rate Summer v3.1, Unit 283 and retrofits | 422 | 7305 | Rate Constraint in lbs/MMBtu | FALSE | L | Annual | Rate | lb/MMBtu | 0.03762 | 0.03762 | 0.03762 | 0 | 0 | 0 | 0
IL Fac. Spec. - NOX Rate Summer v3.1, Unit 283 and retrofits | 422 | 7305 | Rate Constraint in lbs/MMBtu | FALSE | L | Annual | Generation | TWh | 0.010212 | 0.01075 | 0.01169 | 0 | 0 | 0 | 0
IL Fac. Spec. - NOX Rate Summer v3.1, Unit 283 and retrofits | 422 | 7305 | Rate Constraint in lbs/MMBtu | FALSE | L | Annual | Qualifying Generation | TWh | 0.010212 | 0.01075 | 0.01169 | 0 | 0 | 0 | 0
IL Fac. Spec. - NOX Rate Summer v3.1, Unit 283 and retrofits | 422 | 7305 | Rate Constraint in lbs/MMBtu | FALSE | L | Annual | Rate | lb/MWh | 0.4274 | 0.4274 | 0.4274 | 0 | 0 | 0 | 0
IL Fac. Spec. - NOX Rate Summer v3.1, Unit 283 and retrofits | 422 | 7305 | Rate Constraint in lbs/MMBtu | FALSE | L | Annual | Constraint Shadow Price | US2022$/Ton | 0 | 0 | 0 | 0 | 0 | 0 | 0
IL Fac. Spec. - NOX Rate Summer v3.1, Unit 284 and retrofits | 423 | 7305 | Rate Constraint in lbs/MMBtu | FALSE | L | Annual | Seasons Included | Seasons | Summer | Summer | Summer | Summer | Summer | Summer | Summer
IL Fac. Spec. - NOX Rate Summer v3.1, Unit 284 and retrofits | 423 | 7305 | Rate Constraint in lbs/MMBtu | FALSE | L | Annual | Standard NOX | lb/MMBtu | 0.25 | 0.25 | 0.25 | 0.25 | 0.25 | 0.25 | 0.25
IL Fac. Spec. - NOX Rate Summer v3.1, Unit 284 and retrofits | 423 | 7305 | Rate Constraint in lbs/MMBtu | FALSE | L | Annual | Emissions at Affected Plants NOX | Thousand Tons | 0.00019223 | 0.00019223 | 0 | 0 | 0 | 0 | 0
IL Fac. Spec. - NOX Rate Summer v3.1, Unit 284 and retrofits | 423 | 7305 | Rate Constraint in lbs/MMBtu | FALSE | L | Annual | Allowances Purchased NOX | Thousand Tons | 0 | 0 | 0 | 0 | 0 | 0 | 0
IL Fac. Spec. - NOX Rate Summer v3.1, Unit 284 and retrofits | 423 | 7305 | Rate Constraint in lbs/MMBtu | FALSE | L | Annual | Allowances Sold NOX | Thousand Tons | 0 | 0 | 0 | 0 | 0 | 0 | 0
IL Fac. Spec. - NOX Rate Summer v3.1, Unit 284 and retrofits | 423 | 7305 | Rate Constraint in lbs/MMBtu | FALSE | L | Annual | Allowances Banked | Thousand Tons | 0 | 0 | 0 | 0 | 0 | 0 | 0
IL Fac. Spec. - NOX Rate Summer v3.1, Unit 284 and retrofits | 423 | 7305 | Rate Constraint in lbs/MMBtu | FALSE | L | Annual | Allowances Withdrawn (1:1) | Thousand Tons | 0 | 0 | 0 | 0 | 0 | 0 | 0
IL Fac. Spec. - NOX Rate Summer v3.1, Unit 284 and retrofits | 423 | 7305 | Rate Constraint in lbs/MMBtu | FALSE | L | Annual | Allowances Withdrawn (n:1) | Thousand Tons | 0 | 0 | 0 | 0 | 0 | 0 | 0
IL Fac. Spec. - NOX Rate Summer v3.1, Unit 284 and retrofits | 423 | 7305 | Rate Constraint in lbs/MMBtu | FALSE | L | Annual | Net Emissions Allowance Position | Thousand Tons | 0.00019223 | 0.00019223 | 0 | 0 | 0 | 0 | 0
IL Fac. Spec. - NOX Rate Summer v3.1, Unit 284 and retrofits | 423 | 7305 | Rate Constraint in lbs/MMBtu | FALSE | L | Annual | Fuel Consumed | TBtu | 0.012556 | 0.012556 | 0 | 0 | 0 | 0 | 0
IL Fac. Spec. - NOX Rate Summer v3.1, Unit 284 and retrofits | 423 | 7305 | Rate Constraint in lbs/MMBtu | FALSE | L | Annual | Rate | lb/MMBtu | 0.03062 | 0.03062 | 0 | 0 | 0 | 0 | 0
IL Fac. Spec. - NOX Rate Summer v3.1, Unit 284 and retrofits | 423 | 7305 | Rate Constraint in lbs/MMBtu | FALSE | L | Annual | Generation | TWh | 0.0009887 | 0.0009887 | 0 | 0 | 0 | 0 | 0
IL Fac. Spec. - NOX Rate Summer v3.1, Unit 284 and retrofits | 423 | 7305 | Rate Constraint in lbs/MMBtu | FALSE | L | Annual | Qualifying Generation | TWh | 0.0009887 | 0.0009887 | 0 | 0 | 0 | 0 | 0
IL Fac. Spec. - NOX Rate Summer v3.1, Unit 284 and retrofits | 423 | 7305 | Rate Constraint in lbs/MMBtu | FALSE | L | Annual | Rate | lb/MWh | 0.38884 | 0.38884 | 0 | 0 | 0 | 0 | 0
IL Fac. Spec. - NOX Rate Summer v3.1, Unit 284 and retrofits | 423 | 7305 | Rate Constraint in lbs/MMBtu | FALSE | L | Annual | Constraint Shadow Price | US2022$/Ton | 0 | 0 | 0 | 0 | 0 | 0 | 0
IL Fac. Spec. - NOX Rate Summer v3.1, Unit 285 and retrofits | 424 | 7305 | Rate Constraint in lbs/MMBtu | FALSE | L | Annual | Seasons Included | Seasons | Summer | Summer | Summer | Summer | Summer | Summer | Summer
IL Fac. Spec. - NOX Rate Summer v3.1, Unit 285 and retrofits | 424 | 7305 | Rate Constraint in lbs/MMBtu | FALSE | L | Annual | Standard NOX | lb/MMBtu | 0.25 | 0.25 | 0.25 | 0.25 | 0.25 | 0.25 | 0.25
IL Fac. Spec. - NOX Rate Summer v3.1, Unit 285 and retrofits | 424 | 7305 | Rate Constraint in lbs/MMBtu | FALSE | L | Annual | Emissions at Affected Plants NOX | Thousand Tons | 0.00019172 | 0.00019172 | 0 | 0 | 0 | 0 | 0
IL Fac. Spec. - NOX Rate Summer v3.1, Unit 285 and retrofits | 424 | 7305 | Rate Constraint in lbs/MMBtu | FALSE | L | Annual | Allowances Purchased NOX | Thousand Tons | 0 | 0 | 0 | 0 | 0 | 0 | 0
IL Fac. Spec. - NOX Rate Summer v3.1, Unit 285 and retrofits | 424 | 7305 | Rate Constraint in lbs/MMBtu | FALSE | L | Annual | Allowances Sold NOX | Thousand Tons | 0 | 0 | 0 | 0 | 0 | 0 | 0
IL Fac. Spec. - NOX Rate Summer v3.1, Unit 285 and retrofits | 424 | 7305 | Rate Constraint in lbs/MMBtu | FALSE | L | Annual | Allowances Banked | Thousand Tons | 0 | 0 | 0 | 0 | 0 | 0 | 0
IL Fac. Spec. - NOX Rate Summer v3.1, Unit 285 and retrofits | 424 | 7305 | Rate Constraint in lbs/MMBtu | FALSE | L | Annual | Allowances Withdrawn (1:1) | Thousand Tons | 0 | 0 | 0 | 0 | 0 | 0 | 0
IL Fac. Spec. - NOX Rate Summer v3.1, Unit 285 and retrofits | 424 | 7305 | Rate Constraint in lbs/MMBtu | FALSE | L | Annual | Allowances Withdrawn (n:1) | Thousand Tons | 0 | 0 | 0 | 0 | 0 | 0 | 0
IL Fac. Spec. - NOX Rate Summer v3.1, Unit 285 and retrofits | 424 | 7305 | Rate Constraint in lbs/MMBtu | FALSE | L | Annual | Net Emissions Allowance Position | Thousand Tons | 0.00019172 | 0.00019172 | 0 | 0 | 0 | 0 | 0
IL Fac. Spec. - NOX Rate Summer v3.1, Unit 285 and retrofits | 424 | 7305 | Rate Constraint in lbs/MMBtu | FALSE | L | Annual | Fuel Consumed | TBtu | 0.012556 | 0.012556 | 0 | 0 | 0 | 0 | 0
IL Fac. Spec. - NOX Rate Summer v3.1, Unit 285 and retrofits | 424 | 7305 | Rate Constraint in lbs/MMBtu | FALSE | L | Annual | Rate | lb/MMBtu | 0.03054 | 0.03054 | 0 | 0 | 0 | 0 | 0
IL Fac. Spec. - NOX Rate Summer v3.1, Unit 285 and retrofits | 424 | 7305 | Rate Constraint in lbs/MMBtu | FALSE | L | Annual | Generation | TWh | 0.0009887 | 0.0009887 | 0 | 0 | 0 | 0 | 0
IL Fac. Spec. - NOX Rate Summer v3.1, Unit 285 and retrofits | 424 | 7305 | Rate Constraint in lbs/MMBtu | FALSE | L | Annual | Qualifying Generation | TWh | 0.0009887 | 0.0009887 | 0 | 0 | 0 | 0 | 0
IL Fac. Spec. - NOX Rate Summer v3.1, Unit 285 and retrofits | 424 | 7305 | Rate Constraint in lbs/MMBtu | FALSE | L | Annual | Rate | lb/MWh | 0.38783 | 0.38783 | 0 | 0 | 0 | 0 | 0
IL Fac. Spec. - NOX Rate Summer v3.1, Unit 285 and retrofits | 424 | 7305 | Rate Constraint in lbs/MMBtu | FALSE | L | Annual | Constraint Shadow Price | US2022$/Ton | 0 | 0 | 0 | 0 | 0 | 0 | 0
IL Fac. Spec. - NOX Rate Summer v3.1, Unit 286 and retrofits | 425 | 7305 | Rate Constraint in lbs/MMBtu | FALSE | L | Annual | Seasons Included | Seasons | Summer | Summer | Summer | Summer | Summer | Summer | Summer
IL Fac. Spec. - NOX Rate Summer v3.1, Unit 286 and retrofits | 425 | 7305 | Rate Constraint in lbs/MMBtu | FALSE | L | Annual | Standard NOX | lb/MMBtu | 0.25 | 0.25 | 0.25 | 0.25 | 0.25 | 0.25 | 0.25
IL Fac. Spec. - NOX Rate Summer v3.1, Unit 286 and retrofits | 425 | 7305 | Rate Constraint in lbs/MMBtu | FALSE | L | Annual | Emissions at Affected Plants NOX | Thousand Tons | 0.00020327 | 0.00020327 | 0 | 0 | 0 | 0 | 0
IL Fac. Spec. - NOX Rate Summer v3.1, Unit 286 and retrofits | 425 | 7305 | Rate Constraint in lbs/MMBtu | FALSE | L | Annual | Allowances Purchased NOX | Thousand Tons | 0 | 0 | 0 | 0 | 0 | 0 | 0
IL Fac. Spec. - NOX Rate Summer v3.1, Unit 286 and retrofits | 425 | 7305 | Rate Constraint in lbs/MMBtu | FALSE | L | Annual | Allowances Sold NOX | Thousand Tons | 0 | 0 | 0 | 0 | 0 | 0 | 0
IL Fac. Spec. - NOX Rate Summer v3.1, Unit 286 and retrofits | 425 | 7305 | Rate Constraint in lbs/MMBtu | FALSE | L | Annual | Allowances Banked | Thousand Tons | 0 | 0 | 0 | 0 | 0 | 0 | 0
IL Fac. Spec. - NOX Rate Summer v3.1, Unit 286 and retrofits | 425 | 7305 | Rate Constraint in lbs/MMBtu | FALSE | L | Annual | Allowances Withdrawn (1:1) | Thousand Tons | 0 | 0 | 0 | 0 | 0 | 0 | 0
IL Fac. Spec. - NOX Rate Summer v3.1, Unit 286 and retrofits | 425 | 7305 | Rate Constraint in lbs/MMBtu | FALSE | L | Annual | Allowances Withdrawn (n:1) | Thousand Tons | 0 | 0 | 0 | 0 | 0 | 0 | 0
IL Fac. Spec. - NOX Rate Summer v3.1, Unit 286 and retrofits | 425 | 7305 | Rate Constraint in lbs/MMBtu | FALSE | L | Annual | Net Emissions Allowance Position | Thousand Tons | 0.00020327 | 0.00020327 | 0 | 0 | 0 | 0 | 0
IL Fac. Spec. - NOX Rate Summer v3.1, Unit 286 and retrofits | 425 | 7305 | Rate Constraint in lbs/MMBtu | FALSE | L | Annual | Fuel Consumed | TBtu | 0.012556 | 0.012556 | 0 | 0 | 0 | 0 | 0
IL Fac. Spec. - NOX Rate Summer v3.1, Unit 286 and retrofits | 425 | 7305 | Rate Constraint in lbs/MMBtu | FALSE | L | Annual | Rate | lb/MMBtu | 0.03238 | 0.03238 | 0 | 0 | 0 | 0 | 0
IL Fac. Spec. - NOX Rate Summer v3.1, Unit 286 and retrofits | 425 | 7305 | Rate Constraint in lbs/MMBtu | FALSE | L | Annual | Generation | TWh | 0.0009887 | 0.0009887 | 0 | 0 | 0 | 0 | 0
IL Fac. Spec. - NOX Rate Summer v3.1, Unit 286 and retrofits | 425 | 7305 | Rate Constraint in lbs/MMBtu | FALSE | L | Annual | Qualifying Generation | TWh | 0.0009887 | 0.0009887 | 0 | 0 | 0 | 0 | 0
IL Fac. Spec. - NOX Rate Summer v3.1, Unit 286 and retrofits | 425 | 7305 | Rate Constraint in lbs/MMBtu | FALSE | L | Annual | Rate | lb/MWh | 0.41119 | 0.41119 | 0 | 0 | 0 | 0 | 0
IL Fac. Spec. - NOX Rate Summer v3.1, Unit 286 and retrofits | 425 | 7305 | Rate Constraint in lbs/MMBtu | FALSE | L | Annual | Constraint Shadow Price | US2022$/Ton | 0 | 0 | 0 | 0 | 0 | 0 | 0
IL Fac. Spec. - NOX Rate Summer v3.1, Unit 287 and retrofits | 426 | 7305 | Rate Constraint in lbs/MMBtu | FALSE | L | Annual | Seasons Included | Seasons | Summer | Summer | Summer | Summer | Summer | Summer | Summer
IL Fac. Spec. - NOX Rate Summer v3.1, Unit 287 and retrofits | 426 | 7305 | Rate Constraint in lbs/MMBtu | FALSE | L | Annual | Standard NOX | lb/MMBtu | 0.25 | 0.25 | 0.25 | 0.25 | 0.25 | 0.25 | 0.25
IL Fac. Spec. - NOX Rate Summer v3.1, Unit 287 and retrofits | 426 | 7305 | Rate Constraint in lbs/MMBtu | FALSE | L | Annual | Emissions at Affected Plants NOX | Thousand Tons | 0.00020445 | 0.00020445 | 0 | 0 | 0 | 0 | 0
IL Fac. Spec. - NOX Rate Summer v3.1, Unit 287 and retrofits | 426 | 7305 | Rate Constraint in lbs/MMBtu | FALSE | L | Annual | Allowances Purchased NOX | Thousand Tons | 0 | 0 | 0 | 0 | 0 | 0 | 0
IL Fac. Spec. - NOX Rate Summer v3.1, Unit 287 and retrofits | 426 | 7305 | Rate Constraint in lbs/MMBtu | FALSE | L | Annual | Allowances Sold NOX | Thousand Tons | 0 | 0 | 0 | 0 | 0 | 0 | 0
IL Fac. Spec. - NOX Rate Summer v3.1, Unit 287 and retrofits | 426 | 7305 | Rate Constraint in lbs/MMBtu | FALSE | L | Annual | Allowances Banked | Thousand Tons | 0 | 0 | 0 | 0 | 0 | 0 | 0
IL Fac. Spec. - NOX Rate Summer v3.1, Unit 287 and retrofits | 426 | 7305 | Rate Constraint in lbs/MMBtu | FALSE | L | Annual | Allowances Withdrawn (1:1) | Thousand Tons | 0 | 0 | 0 | 0 | 0 | 0 | 0
IL Fac. Spec. - NOX Rate Summer v3.1, Unit 287 and retrofits | 426 | 7305 | Rate Constraint in lbs/MMBtu | FALSE | L | Annual | Allowances Withdrawn (n:1) | Thousand Tons | 0 | 0 | 0 | 0 | 0 | 0 | 0
IL Fac. Spec. - NOX Rate Summer v3.1, Unit 287 and retrofits | 426 | 7305 | Rate Constraint in lbs/MMBtu | FALSE | L | Annual | Net Emissions Allowance Position | Thousand Tons | 0.00020445 | 0.00020445 | 0 | 0 | 0 | 0 | 0
IL Fac. Spec. - NOX Rate Summer v3.1, Unit 287 and retrofits | 426 | 7305 | Rate Constraint in lbs/MMBtu | FALSE | L | Annual | Fuel Consumed | TBtu | 0.012436 | 0.012436 | 0 | 0 | 0 | 0 | 0
IL Fac. Spec. - NOX Rate Summer v3.1, Unit 287 and retrofits | 426 | 7305 | Rate Constraint in lbs/MMBtu | FALSE | L | Annual | Rate | lb/MMBtu | 0.03288 | 0.03288 | 0 | 0 | 0 | 0 | 0
IL Fac. Spec. - NOX Rate Summer v3.1, Unit 287 and retrofits | 426 | 7305 | Rate Constraint in lbs/MMBtu | FALSE | L | Annual | Generation | TWh | 0.00097939 | 0.00097939 | 0 | 0 | 0 | 0 | 0
IL Fac. Spec. - NOX Rate Summer v3.1, Unit 287 and retrofits | 426 | 7305 | Rate Constraint in lbs/MMBtu | FALSE | L | Annual | Qualifying Generation | TWh | 0.00097939 | 0.00097939 | 0 | 0 | 0 | 0 | 0
IL Fac. Spec. - NOX Rate Summer v3.1, Unit 287 and retrofits | 426 | 7305 | Rate Constraint in lbs/MMBtu | FALSE | L | Annual | Rate | lb/MWh | 0.41751 | 0.41751 | 0 | 0 | 0 | 0 | 0
IL Fac. Spec. - NOX Rate Summer v3.1, Unit 287 and retrofits | 426 | 7305 | Rate Constraint in lbs/MMBtu | FALSE | L | Annual | Constraint Shadow Price | US2022$/Ton | 0 | 0 | 0 | 0 | 0 | 0 | 0
IL Fac. Spec. - NOX Rate Summer v3.1, Unit 288 and retrofits | 427 | 7305 | Rate Constraint in lbs/MMBtu | FALSE | L | Annual | Seasons Included | Seasons | Summer | Summer | Summer | Summer | Summer | Summer | Summer
IL Fac. Spec. - NOX Rate Summer v3.1, Unit 288 and retrofits | 427 | 7305 | Rate Constraint in lbs/MMBtu | FALSE | L | Annual | Standard NOX | lb/MMBtu | 0.25 | 0.25 | 0.25 | 0.25 | 0.25 | 0.25 | 0.25
IL Fac. Spec. - NOX Rate Summer v3.1, Unit 288 and retrofits | 427 | 7305 | Rate Constraint in lbs/MMBtu | FALSE | L | Annual | Emissions at Affected Plants NOX | Thousand Tons | 0.00016958 | 0.00016958 | 0 | 0 | 0 | 0 | 0
IL Fac. Spec. - NOX Rate Summer v3.1, Unit 288 and retrofits | 427 | 7305 | Rate Constraint in lbs/MMBtu | FALSE | L | Annual | Allowances Purchased NOX | Thousand Tons | 0 | 0 | 0 | 0 | 0 | 0 | 0
IL Fac. Spec. - NOX Rate Summer v3.1, Unit 288 and retrofits | 427 | 7305 | Rate Constraint in lbs/MMBtu | FALSE | L | Annual | Allowances Sold NOX | Thousand Tons | 0 | 0 | 0 | 0 | 0 | 0 | 0
IL Fac. Spec. - NOX Rate Summer v3.1, Unit 288 and retrofits | 427 | 7305 | Rate Constraint in lbs/MMBtu | FALSE | L | Annual | Allowances Banked | Thousand Tons | 0 | 0 | 0 | 0 | 0 | 0 | 0
IL Fac. Spec. - NOX Rate Summer v3.1, Unit 288 and retrofits | 427 | 7305 | Rate Constraint in lbs/MMBtu | FALSE | L | Annual | Allowances Withdrawn (1:1) | Thousand Tons | 0 | 0 | 0 | 0 | 0 | 0 | 0
IL Fac. Spec. - NOX Rate Summer v3.1, Unit 288 and retrofits | 427 | 7305 | Rate Constraint in lbs/MMBtu | FALSE | L | Annual | Allowances Withdrawn (n:1) | Thousand Tons | 0 | 0 | 0 | 0 | 0 | 0 | 0
IL Fac. Spec. - NOX Rate Summer v3.1, Unit 288 and retrofits | 427 | 7305 | Rate Constraint in lbs/MMBtu | FALSE | L | Annual | Net Emissions Allowance Position | Thousand Tons | 0.00016958 | 0.00016958 | 0 | 0 | 0 | 0 | 0
IL Fac. Spec. - NOX Rate Summer v3.1, Unit 288 and retrofits | 427 | 7305 | Rate Constraint in lbs/MMBtu | FALSE | L | Annual | Fuel Consumed | TBtu | 0.012585 | 0.012585 | 0 | 0 | 0 | 0 | 0
IL Fac. Spec. - NOX Rate Summer v3.1, Unit 288 and retrofits | 427 | 7305 | Rate Constraint in lbs/MMBtu | FALSE | L | Annual | Rate | lb/MMBtu | 0.02695 | 0.02695 | 0 | 0 | 0 | 0 | 0
IL Fac. Spec. - NOX Rate Summer v3.1, Unit 288 and retrofits | 427 | 7305 | Rate Constraint in lbs/MMBtu | FALSE | L | Annual | Generation | TWh | 0.00099103 | 0.00099103 | 0 | 0 | 0 | 0 | 0
IL Fac. Spec. - NOX Rate Summer v3.1, Unit 288 and retrofits | 427 | 7305 | Rate Constraint in lbs/MMBtu | FALSE | L | Annual | Qualifying Generation | TWh | 0.00099103 | 0.00099103 | 0 | 0 | 0 | 0 | 0
IL Fac. Spec. - NOX Rate Summer v3.1, Unit 288 and retrofits | 427 | 7305 | Rate Constraint in lbs/MMBtu | FALSE | L | Annual | Rate | lb/MWh | 0.34224 | 0.34224 | 0 | 0 | 0 | 0 | 0
IL Fac. Spec. - NOX Rate Summer v3.1, Unit 288 and retrofits | 427 | 7305 | Rate Constraint in lbs/MMBtu | FALSE | L | Annual | Constraint Shadow Price | US2022$/Ton | 0 | 0 | 0 | 0 | 0 | 0 | 0
IL Fac. Spec. - NOX Rate Summer v3.1, Unit 289 and retrofits | 428 | 7305 | Rate Constraint in lbs/MMBtu | FALSE | L | Annual | Seasons Included | Seasons | Summer | Summer | Summer | Summer | Summer | Summer | Summer
IL Fac. Spec. - NOX Rate Summer v3.1, Unit 289 and retrofits | 428 | 7305 | Rate Constraint in lbs/MMBtu | FALSE | L | Annual | Standard NOX | lb/MMBtu | 0.25 | 0.25 | 0.25 | 0.25 | 0.25 | 0.25 | 0.25
IL Fac. Spec. - NOX Rate Summer v3.1, Unit 289 and retrofits | 428 | 7305 | Rate Constraint in lbs/MMBtu | FALSE | L | Annual | Emissions at Affected Plants NOX | Thousand Tons | 0.00017223 | 0.00017223 | 0 | 0 | 0 | 0 | 0
IL Fac. Spec. - NOX Rate Summer v3.1, Unit 289 and retrofits | 428 | 7305 | Rate Constraint in lbs/MMBtu | FALSE | L | Annual | Allowances Purchased NOX | Thousand Tons | 0 | 0 | 0 | 0 | 0 | 0 | 0
IL Fac. Spec. - NOX Rate Summer v3.1, Unit 289 and retrofits | 428 | 7305 | Rate Constraint in lbs/MMBtu | FALSE | L | Annual | Allowances Sold NOX | Thousand Tons | 0 | 0 | 0 | 0 | 0 | 0 | 0
IL Fac. Spec. - NOX Rate Summer v3.1, Unit 289 and retrofits | 428 | 7305 | Rate Constraint in lbs/MMBtu | FALSE | L | Annual | Allowances Banked | Thousand Tons | 0 | 0 | 0 | 0 | 0 | 0 | 0
IL Fac. Spec. - NOX Rate Summer v3.1, Unit 289 and retrofits | 428 | 7305 | Rate Constraint in lbs/MMBtu | FALSE | L | Annual | Allowances Withdrawn (1:1) | Thousand Tons | 0 | 0 | 0 | 0 | 0 | 0 | 0
IL Fac. Spec. - NOX Rate Summer v3.1, Unit 289 and retrofits | 428 | 7305 | Rate Constraint in lbs/MMBtu | FALSE | L | Annual | Allowances Withdrawn (n:1) | Thousand Tons | 0 | 0 | 0 | 0 | 0 | 0 | 0
IL Fac. Spec. - NOX Rate Summer v3.1, Unit 289 and retrofits | 428 | 7305 | Rate Constraint in lbs/MMBtu | FALSE | L | Annual | Net Emissions Allowance Position | Thousand Tons | 0.00017223 | 0.00017223 | 0 | 0 | 0 | 0 | 0
IL Fac. Spec. - NOX Rate Summer v3.1, Unit 289 and retrofits | 428 | 7305 | Rate Constraint in lbs/MMBtu | FALSE | L | Annual | Fuel Consumed | TBtu | 0.012585 | 0.012585 | 0 | 0 | 0 | 0 | 0
IL Fac. Spec. - NOX Rate Summer v3.1, Unit 289 and retrofits | 428 | 7305 | Rate Constraint in lbs/MMBtu | FALSE | L | Annual | Rate | lb/MMBtu | 0.02737 | 0.02737 | 0 | 0 | 0 | 0 | 0
IL Fac. Spec. - NOX Rate Summer v3.1, Unit 289 and retrofits | 428 | 7305 | Rate Constraint in lbs/MMBtu | FALSE | L | Annual | Generation | TWh | 0.00099103 | 0.00099103 | 0 | 0 | 0 | 0 | 0
IL Fac. Spec. - NOX Rate Summer v3.1, Unit 289 and retrofits | 428 | 7305 | Rate Constraint in lbs/MMBtu | FALSE | L | Annual | Qualifying Generation | TWh | 0.00099103 | 0.00099103 | 0 | 0 | 0 | 0 | 0
IL Fac. Spec. - NOX Rate Summer v3.1, Unit 289 and retrofits | 428 | 7305 | Rate Constraint in lbs/MMBtu | FALSE | L | Annual | Rate | lb/MWh | 0.34757 | 0.34757 | 0 | 0 | 0 | 0 | 0
IL Fac. Spec. - NOX Rate Summer v3.1, Unit 289 and retrofits | 428 | 7305 | Rate Constraint in lbs/MMBtu | FALSE | L | Annual | Constraint Shadow Price | US2022$/Ton | 0 | 0 | 0 | 0 | 0 | 0 | 0
IL Fac. Spec. - NOX Rate Summer v3.1, Unit 290 and retrofits | 429 | 7305 | Rate Constraint in lbs/MMBtu | FALSE | L | Annual | Seasons Included | Seasons | Summer | Summer | Summer | Summer | Summer | Summer | Summer
IL Fac. Spec. - NOX Rate Summer v3.1, Unit 290 and retrofits | 429 | 7305 | Rate Constraint in lbs/MMBtu | FALSE | L | Annual | Standard NOX | lb/MMBtu | 0.25 | 0.25 | 0.25 | 0.25 | 0.25 | 0.25 | 0.25
IL Fac. Spec. - NOX Rate Summer v3.1, Unit 290 and retrofits | 429 | 7305 | Rate Constraint in lbs/MMBtu | FALSE | L | Annual | Emissions at Affected Plants NOX | Thousand Tons | 0.00019292 | 0.00019292 | 0 | 0 | 0 | 0 | 0
IL Fac. Spec. - NOX Rate Summer v3.1, Unit 290 and retrofits | 429 | 7305 | Rate Constraint in lbs/MMBtu | FALSE | L | Annual | Allowances Purchased NOX | Thousand Tons | 0 | 0 | 0 | 0 | 0 | 0 | 0
IL Fac. Spec. - NOX Rate Summer v3.1, Unit 290 and retrofits | 429 | 7305 | Rate Constraint in lbs/MMBtu | FALSE | L | Annual | Allowances Sold NOX | Thousand Tons | 0 | 0 | 0 | 0 | 0 | 0 | 0
IL Fac. Spec. - NOX Rate Summer v3.1, Unit 290 and retrofits | 429 | 7305 | Rate Constraint in lbs/MMBtu | FALSE | L | Annual | Allowances Banked | Thousand Tons | 0 | 0 | 0 | 0 | 0 | 0 | 0
IL Fac. Spec. - NOX Rate Summer v3.1, Unit 290 and retrofits | 429 | 7305 | Rate Constraint in lbs/MMBtu | FALSE | L | Annual | Allowances Withdrawn (1:1) | Thousand Tons | 0 | 0 | 0 | 0 | 0 | 0 | 0
IL Fac. Spec. - NOX Rate Summer v3.1, Unit 290 and retrofits | 429 | 7305 | Rate Constraint in lbs/MMBtu | FALSE | L | Annual | Allowances Withdrawn (n:1) | Thousand Tons | 0 | 0 | 0 | 0 | 0 | 0 | 0
IL Fac. Spec. - NOX Rate Summer v3.1, Unit 290 and retrofits | 429 | 7305 | Rate Constraint in lbs/MMBtu | FALSE | L | Annual | Net Emissions Allowance Position | Thousand Tons | 0.00019292 | 0.00019292 | 0 | 0 | 0 | 0 | 0
IL Fac. Spec. - NOX Rate Summer v3.1, Unit 290 and retrofits | 429 | 7305 | Rate Constraint in lbs/MMBtu | FALSE | L | Annual | Fuel Consumed | TBtu | 0.012407 | 0.012407 | 0 | 0 | 0 | 0 | 0
IL Fac. Spec. - NOX Rate Summer v3.1, Unit 290 and retrofits | 429 | 7305 | Rate Constraint in lbs/MMBtu | FALSE | L | Annual | Rate | lb/MMBtu | 0.0311 | 0.0311 | 0 | 0 | 0 | 0 | 0
IL Fac. Spec. - NOX Rate Summer v3.1, Unit 290 and retrofits | 429 | 7305 | Rate Constraint in lbs/MMBtu | FALSE | L | Annual | Generation | TWh | 0.00097706 | 0.00097706 | 0 | 0 | 0 | 0 | 0
IL Fac. Spec. - NOX Rate Summer v3.1, Unit 290 and retrofits | 429 | 7305 | Rate Constraint in lbs/MMBtu | FALSE | L | Annual | Qualifying Generation | TWh | 0.00097706 | 0.00097706 | 0 | 0 | 0 | 0 | 0
IL Fac. Spec. - NOX Rate Summer v3.1, Unit 290 and retrofits | 429 | 7305 | Rate Constraint in lbs/MMBtu | FALSE | L | Annual | Rate | lb/MWh | 0.39491 | 0.39491 | 0 | 0 | 0 | 0 | 0
IL Fac. Spec. - NOX Rate Summer v3.1, Unit 290 and retrofits | 429 | 7305 | Rate Constraint in lbs/MMBtu | FALSE | L | Annual | Constraint Shadow Price | US2022$/Ton | 0 | 0 | 0 | 0 | 0 | 0 | 0
IL Fac. Spec. - NOX Rate Summer v3.1, Unit 291 and retrofits | 430 | 7305 | Rate Constraint in lbs/MMBtu | FALSE | L | Annual | Seasons Included | Seasons | Summer | Summer | Summer | Summer | Summer | Summer | Summer
IL Fac. Spec. - NOX Rate Summer v3.1, Unit 291 and retrofits | 430 | 7305 | Rate Constraint in lbs/MMBtu | FALSE | L | Annual | Standard NOX | lb/MMBtu | 0.25 | 0.25 | 0.25 | 0.25 | 0.25 | 0.25 | 0.25
IL Fac. Spec. - NOX Rate Summer v3.1, Unit 291 and retrofits | 430 | 7305 | Rate Constraint in lbs/MMBtu | FALSE | L | Annual | Emissions at Affected Plants NOX | Thousand Tons | 0.00018436 | 0.00018436 | 0 | 0 | 0 | 0 | 0
IL Fac. Spec. - NOX Rate Summer v3.1, Unit 291 and retrofits | 430 | 7305 | Rate Constraint in lbs/MMBtu | FALSE | L | Annual | Allowances Purchased NOX | Thousand Tons | 0 | 0 | 0 | 0 | 0 | 0 | 0
IL Fac. Spec. - NOX Rate Summer v3.1, Unit 291 and retrofits | 430 | 7305 | Rate Constraint in lbs/MMBtu | FALSE | L | Annual | Allowances Sold NOX | Thousand Tons | 0 | 0 | 0 | 0 | 0 | 0 | 0
IL Fac. Spec. - NOX Rate Summer v3.1, Unit 291 and retrofits | 430 | 7305 | Rate Constraint in lbs/MMBtu | FALSE | L | Annual | Allowances Banked | Thousand Tons | 0 | 0 | 0 | 0 | 0 | 0 | 0
IL Fac. Spec. - NOX Rate Summer v3.1, Unit 291 and retrofits | 430 | 7305 | Rate Constraint in lbs/MMBtu | FALSE | L | Annual | Allowances Withdrawn (1:1) | Thousand Tons | 0 | 0 | 0 | 0 | 0 | 0 | 0
IL Fac. Spec. - NOX Rate Summer v3.1, Unit 291 and retrofits | 430 | 7305 | Rate Constraint in lbs/MMBtu | FALSE | L | Annual | Allowances Withdrawn (n:1) | Thousand Tons | 0 | 0 | 0 | 0 | 0 | 0 | 0
IL Fac. Spec. - NOX Rate Summer v3.1, Unit 291 and retrofits | 430 | 7305 | Rate Constraint in lbs/MMBtu | FALSE | L | Annual | Net Emissions Allowance Position | Thousand Tons | 0.00018436 | 0.00018436 | 0 | 0 | 0 | 0 | 0
IL Fac. Spec. - NOX Rate Summer v3.1, Unit 291 and retrofits | 430 | 7305 | Rate Constraint in lbs/MMBtu | FALSE | L | Annual | Fuel Consumed | TBtu | 0.012407 | 0.012407 | 0 | 0 | 0 | 0 | 0
IL Fac. Spec. - NOX Rate Summer v3.1, Unit 291 and retrofits | 430 | 7305 | Rate Constraint in lbs/MMBtu | FALSE | L | Annual | Rate | lb/MMBtu | 0.02972 | 0.02972 | 0 | 0 | 0 | 0 | 0
IL Fac. Spec. - NOX Rate Summer v3.1, Unit 291 and retrofits | 430 | 7305 | Rate Constraint in lbs/MMBtu | FALSE | L | Annual | Generation | TWh | 0.00097706 | 0.00097706 | 0 | 0 | 0 | 0 | 0
IL Fac. Spec. - NOX Rate Summer v3.1, Unit 291 and retrofits | 430 | 7305 | Rate Constraint in lbs/MMBtu | FALSE | L | Annual | Qualifying Generation | TWh | 0.00097706 | 0.00097706 | 0 | 0 | 0 | 0 | 0
IL Fac. Spec. - NOX Rate Summer v3.1, Unit 291 and retrofits | 430 | 7305 | Rate Constraint in lbs/MMBtu | FALSE | L | Annual | Rate | lb/MWh | 0.37738 | 0.37738 | 0 | 0 | 0 | 0 | 0
IL Fac. Spec. - NOX Rate Summer v3.1, Unit 291 and retrofits | 430 | 7305 | Rate Constraint in lbs/MMBtu | FALSE | L | Annual | Constraint Shadow Price | US2022$/Ton | 0 | 0 | 0 | 0 | 0 | 0 | 0
IL Fac. Spec. - NOX Rate Summer v3.1, Unit 292 and retrofits | 431 | 7305 | Rate Constraint in lbs/MMBtu | FALSE | L | Annual | Seasons Included | Seasons | Summer | Summer | Summer | Summer | Summer | Summer | Summer
IL Fac. Spec. - NOX Rate Summer v3.1, Unit 292 and retrofits | 431 | 7305 | Rate Constraint in lbs/MMBtu | FALSE | L | Annual | Standard NOX | lb/MMBtu | 0.25 | 0.25 | 0.25 | 0.25 | 0.25 | 0.25 | 0.25
IL Fac. Spec. - NOX Rate Summer v3.1, Unit 292 and retrofits | 431 | 7305 | Rate Constraint in lbs/MMBtu | FALSE | L | Annual | Emissions at Affected Plants NOX | Thousand Tons | 0.0043102 | 0.004537 | 0 | 0 | 0 | 0 | 0
IL Fac. Spec. - NOX Rate Summer v3.1, Unit 292 and retrofits | 431 | 7305 | Rate Constraint in lbs/MMBtu | FALSE | L | Annual | Allowances Purchased NOX | Thousand Tons | 0 | 0 | 0 | 0 | 0 | 0 | 0
IL Fac. Spec. - NOX Rate Summer v3.1, Unit 292 and retrofits | 431 | 7305 | Rate Constraint in lbs/MMBtu | FALSE | L | Annual | Allowances Sold NOX | Thousand Tons | 0 | 0 | 0 | 0 | 0 | 0 | 0
IL Fac. Spec. - NOX Rate Summer v3.1, Unit 292 and retrofits | 431 | 7305 | Rate Constraint in lbs/MMBtu | FALSE | L | Annual | Allowances Banked | Thousand Tons | 0 | 0 | 0 | 0 | 0 | 0 | 0
IL Fac. Spec. - NOX Rate Summer v3.1, Unit 292 and retrofits | 431 | 7305 | Rate Constraint in lbs/MMBtu | FALSE | L | Annual | Allowances Withdrawn (1:1) | Thousand Tons | 0 | 0 | 0 | 0 | 0 | 0 | 0
IL Fac. Spec. - NOX Rate Summer v3.1, Unit 292 and retrofits | 431 | 7305 | Rate Constraint in lbs/MMBtu | FALSE | L | Annual | Allowances Withdrawn (n:1) | Thousand Tons | 0 | 0 | 0 | 0 | 0 | 0 | 0
IL Fac. Spec. - NOX Rate Summer v3.1, Unit 292 and retrofits | 431 | 7305 | Rate Constraint in lbs/MMBtu | FALSE | L | Annual | Net Emissions Allowance Position | Thousand Tons | 0.0043102 | 0.004537 | 0 | 0 | 0 | 0 | 0
IL Fac. Spec. - NOX Rate Summer v3.1, Unit 292 and retrofits | 431 | 7305 | Rate Constraint in lbs/MMBtu | FALSE | L | Annual | Fuel Consumed | TBtu | 0.040246 | 0.042365 | 0 | 0 | 0 | 0 | 0
IL Fac. Spec. - NOX Rate Summer v3.1, Unit 292 and retrofits | 431 | 7305 | Rate Constraint in lbs/MMBtu | FALSE | L | Annual | Rate | lb/MMBtu | 0.21419 | 0.21419 | 0 | 0 | 0 | 0 | 0
IL Fac. Spec. - NOX Rate Summer v3.1, Unit 292 and retrofits | 431 | 7305 | Rate Constraint in lbs/MMBtu | FALSE | L | Annual | Generation | TWh | 0.0034041 | 0.0035832 | 0 | 0 | 0 | 0 | 0
IL Fac. Spec. - NOX Rate Summer v3.1, Unit 292 and retrofits | 431 | 7305 | Rate Constraint in lbs/MMBtu | FALSE | L | Annual | Qualifying Generation | TWh | 0.0034041 | 0.0035832 | 0 | 0 | 0 | 0 | 0
IL Fac. Spec. - NOX Rate Summer v3.1, Unit 292 and retrofits | 431 | 7305 | Rate Constraint in lbs/MMBtu | FALSE | L | Annual | Rate | lb/MWh | 2.5324 | 2.5324 | 0 | 0 | 0 | 0 | 0
IL Fac. Spec. - NOX Rate Summer v3.1, Unit 292 and retrofits | 431 | 7305 | Rate Constraint in lbs/MMBtu | FALSE | L | Annual | Constraint Shadow Price | US2022$/Ton | 0 | 0 | 0 | 0 | 0 | 0 | 0
IL Fac. Spec. - NOX Rate Summer v3.1, Unit 293 and retrofits | 432 | 7305 | Rate Constraint in lbs/MMBtu | FALSE | L | Annual | Seasons Included | Seasons | Summer | Summer | Summer | Summer | Summer | Summer | Summer
IL Fac. Spec. - NOX Rate Summer v3.1, Unit 293 and retrofits | 432 | 7305 | Rate Constraint in lbs/MMBtu | FALSE | L | Annual | Standard NOX | lb/MMBtu | 0.25 | 0.25 | 0.25 | 0.25 | 0.25 | 0.25 | 0.25
IL Fac. Spec. - NOX Rate Summer v3.1, Unit 293 and retrofits | 432 | 7305 | Rate Constraint in lbs/MMBtu | FALSE | L | Annual | Emissions at Affected Plants NOX | Thousand Tons | 0.0034838 | 0.0036672 | 0 | 0 | 0 | 0 | 0
IL Fac. Spec. - NOX Rate Summer v3.1, Unit 293 and retrofits | 432 | 7305 | Rate Constraint in lbs/MMBtu | FALSE | L | Annual | Allowances Purchased NOX | Thousand Tons | 0 | 0 | 0 | 0 | 0 | 0 | 0
IL Fac. Spec. - NOX Rate Summer v3.1, Unit 293 and retrofits | 432 | 7305 | Rate Constraint in lbs/MMBtu | FALSE | L | Annual | Allowances Sold NOX | Thousand Tons | 0 | 0 | 0 | 0 | 0 | 0 | 0
IL Fac. Spec. - NOX Rate Summer v3.1, Unit 293 and retrofits | 432 | 7305 | Rate Constraint in lbs/MMBtu | FALSE | L | Annual | Allowances Banked | Thousand Tons | 0 | 0 | 0 | 0 | 0 | 0 | 0
IL Fac. Spec. - NOX Rate Summer v3.1, Unit 293 and retrofits | 432 | 7305 | Rate Constraint in lbs/MMBtu | FALSE | L | Annual | Allowances Withdrawn (1:1) | Thousand Tons | 0 | 0 | 0 | 0 | 0 | 0 | 0
IL Fac. Spec. - NOX Rate Summer v3.1, Unit 293 and retrofits | 432 | 7305 | Rate Constraint in lbs/MMBtu | FALSE | L | Annual | Allowances Withdrawn (n:1) | Thousand Tons | 0 | 0 | 0 | 0 | 0 | 0 | 0
IL Fac. Spec. - NOX Rate Summer v3.1, Unit 293 and retrofits | 432 | 7305 | Rate Constraint in lbs/MMBtu | FALSE | L | Annual | Net Emissions Allowance Position | Thousand Tons | 0.0034838 | 0.0036672 | 0 | 0 | 0 | 0 | 0
IL Fac. Spec. - NOX Rate Summer v3.1, Unit 293 and retrofits | 432 | 7305 | Rate Constraint in lbs/MMBtu | FALSE | L | Annual | Fuel Consumed | TBtu | 0.04025 | 0.042368 | 0 | 0 | 0 | 0 | 0
IL Fac. Spec. - NOX Rate Summer v3.1, Unit 293 and retrofits | 432 | 7305 | Rate Constraint in lbs/MMBtu | FALSE | L | Annual | Rate | lb/MMBtu | 0.17311 | 0.17311 | 0 | 0 | 0 | 0 | 0
IL Fac. Spec. - NOX Rate Summer v3.1, Unit 293 and retrofits | 432 | 7305 | Rate Constraint in lbs/MMBtu | FALSE | L | Annual | Generation | TWh | 0.0034041 | 0.0035832 | 0 | 0 | 0 | 0 | 0
IL Fac. Spec. - NOX Rate Summer v3.1, Unit 293 and retrofits | 432 | 7305 | Rate Constraint in lbs/MMBtu | FALSE | L | Annual | Qualifying Generation | TWh | 0.0034041 | 0.0035832 | 0 | 0 | 0 | 0 | 0
IL Fac. Spec. - NOX Rate Summer v3.1, Unit 293 and retrofits | 432 | 7305 | Rate Constraint in lbs/MMBtu | FALSE | L | Annual | Rate | lb/MWh | 2.0469 | 2.0469 | 0 | 0 | 0 | 0 | 0
IL Fac. Spec. - NOX Rate Summer v3.1, Unit 293 and retrofits | 432 | 7305 | Rate Constraint in lbs/MMBtu | FALSE | L | Annual | Constraint Shadow Price | US2022$/Ton | 0 | 0 | 0 | 0 | 0 | 0 | 0
IL Fac. Spec. - NOX Rate Summer v3.1, Unit 294 and retrofits | 433 | 7305 | Rate Constraint in lbs/MMBtu | FALSE | L | Annual | Seasons Included | Seasons | Summer | Summer | Summer | Summer | Summer | Summer | Summer
IL Fac. Spec. - NOX Rate Summer v3.1, Unit 294 and retrofits | 433 | 7305 | Rate Constraint in lbs/MMBtu | FALSE | L | Annual | Standard NOX | lb/MMBtu | 0.25 | 0.25 | 0.25 | 0.25 | 0.25 | 0.25 | 0.25
IL Fac. Spec. - NOX Rate Summer v3.1, Unit 294 and retrofits | 433 | 7305 | Rate Constraint in lbs/MMBtu | FALSE | L | Annual | Emissions at Affected Plants NOX | Thousand Tons | 0.0034174 | 0.0035973 | 0 | 0 | 0 | 0 | 0
IL Fac. Spec. - NOX Rate Summer v3.1, Unit 294 and retrofits | 433 | 7305 | Rate Constraint in lbs/MMBtu | FALSE | L | Annual | Allowances Purchased NOX | Thousand Tons | 0 | 0 | 0 | 0 | 0 | 0 | 0
IL Fac. Spec. - NOX Rate Summer v3.1, Unit 294 and retrofits | 433 | 7305 | Rate Constraint in lbs/MMBtu | FALSE | L | Annual | Allowances Sold NOX | Thousand Tons | 0 | 0 | 0 | 0 | 0 | 0 | 0
IL Fac. Spec. - NOX Rate Summer v3.1, Unit 294 and retrofits | 433 | 7305 | Rate Constraint in lbs/MMBtu | FALSE | L | Annual | Allowances Banked | Thousand Tons | 0 | 0 | 0 | 0 | 0 | 0 | 0
IL Fac. Spec. - NOX Rate Summer v3.1, Unit 294 and retrofits | 433 | 7305 | Rate Constraint in lbs/MMBtu | FALSE | L | Annual | Allowances Withdrawn (1:1) | Thousand Tons | 0 | 0 | 0 | 0 | 0 | 0 | 0
IL Fac. Spec. - NOX Rate Summer v3.1, Unit 294 and retrofits | 433 | 7305 | Rate Constraint in lbs/MMBtu | FALSE | L | Annual | Allowances Withdrawn (n:1) | Thousand Tons | 0 | 0 | 0 | 0 | 0 | 0 | 0
IL Fac. Spec. - NOX Rate Summer v3.1, Unit 294 and retrofits | 433 | 7305 | Rate Constraint in lbs/MMBtu | FALSE | L | Annual | Net Emissions Allowance Position | Thousand Tons | 0.0034174 | 0.0035973 | 0 | 0 | 0 | 0 | 0
IL Fac. Spec. - NOX Rate Summer v3.1, Unit 294 and retrofits | 433 | 7305 | Rate Constraint in lbs/MMBtu | FALSE | L | Annual | Fuel Consumed | TBtu | 0.04025 | 0.042368 | 0 | 0 | 0 | 0 | 0
IL Fac. Spec. - NOX Rate Summer v3.1, Unit 294 and retrofits | 433 | 7305 | Rate Constraint in lbs/MMBtu | FALSE | L | Annual | Rate | lb/MMBtu | 0.16981 | 0.16981 | 0 | 0 | 0 | 0 | 0
IL Fac. Spec. - NOX Rate Summer v3.1, Unit 294 and retrofits | 433 | 7305 | Rate Constraint in lbs/MMBtu | FALSE | L | Annual | Generation | TWh | 0.0034041 | 0.0035832 | 0 | 0 | 0 | 0 | 0
IL Fac. Spec. - NOX Rate Summer v3.1, Unit 294 and retrofits | 433 | 7305 | Rate Constraint in lbs/MMBtu | FALSE | L | Annual | Qualifying Generation | TWh | 0.0034041 | 0.0035832 | 0 | 0 | 0 | 0 | 0
IL Fac. Spec. - NOX Rate Summer v3.1, Unit 294 and retrofits | 433 | 7305 | Rate Constraint in lbs/MMBtu | FALSE | L | Annual | Rate | lb/MWh | 2.0078 | 2.0078 | 0 | 0 | 0 | 0 | 0
IL Fac. Spec. - NOX Rate Summer v3.1, Unit 294 and retrofits | 433 | 7305 | Rate Constraint in lbs/MMBtu | FALSE | L | Annual | Constraint Shadow Price | US2022$/Ton | 0 | 0 | 0 | 0 | 0 | 0 | 0
IL Fac. Spec. - NOX Rate Summer v3.1, Unit 295 and retrofits | 434 | 7305 | Rate Constraint in lbs/MMBtu | FALSE | L | Annual | Seasons Included | Seasons | Summer | Summer | Summer | Summer | Summer | Summer | Summer
IL Fac. Spec. - NOX Rate Summer v3.1, Unit 295 and retrofits | 434 | 7305 | Rate Constraint in lbs/MMBtu | FALSE | L | Annual | Standard NOX | lb/MMBtu | 0.25 | 0.25 | 0.25 | 0.25 | 0.25 | 0.25 | 0.25
IL Fac. Spec. - NOX Rate Summer v3.1, Unit 295 and retrofits | 434 | 7305 | Rate Constraint in lbs/MMBtu | FALSE | L | Annual | Emissions at Affected Plants NOX | Thousand Tons | 0.0033009 | 0.0034746 | 0 | 0 | 0 | 0 | 0
IL Fac. Spec. - NOX Rate Summer v3.1, Unit 295 and retrofits | 434 | 7305 | Rate Constraint in lbs/MMBtu | FALSE | L | Annual | Allowances Purchased NOX | Thousand Tons | 0 | 0 | 0 | 0 | 0 | 0 | 0
IL Fac. Spec. - NOX Rate Summer v3.1, Unit 295 and retrofits | 434 | 7305 | Rate Constraint in lbs/MMBtu | FALSE | L | Annual | Allowances Sold NOX | Thousand Tons | 0 | 0 | 0 | 0 | 0 | 0 | 0
IL Fac. Spec. - NOX Rate Summer v3.1, Unit 295 and retrofits | 434 | 7305 | Rate Constraint in lbs/MMBtu | FALSE | L | Annual | Allowances Banked | Thousand Tons | 0 | 0 | 0 | 0 | 0 | 0 | 0
IL Fac. Spec. - NOX Rate Summer v3.1, Unit 295 and retrofits | 434 | 7305 | Rate Constraint in lbs/MMBtu | FALSE | L | Annual | Allowances Withdrawn (1:1) | Thousand Tons | 0 | 0 | 0 | 0 | 0 | 0 | 0
IL Fac. Spec. - NOX Rate Summer v3.1, Unit 295 and retrofits | 434 | 7305 | Rate Constraint in lbs/MMBtu | FALSE | L | Annual | Allowances Withdrawn (n:1) | Thousand Tons | 0 | 0 | 0 | 0 | 0 | 0 | 0
IL Fac. Spec. - NOX Rate Summer v3.1, Unit 295 and retrofits | 434 | 7305 | Rate Constraint in lbs/MMBtu | FALSE | L | Annual | Net Emissions Allowance Position | Thousand Tons | 0.0033009 | 0.0034746 | 0 | 0 | 0 | 0 | 0
IL Fac. Spec. - NOX Rate Summer v3.1, Unit 295 and retrofits | 434 | 7305 | Rate Constraint in lbs/MMBtu | FALSE | L | Annual | Fuel Consumed | TBtu | 0.04025 | 0.042368 | 0 | 0 | 0 | 0 | 0
IL Fac. Spec. - NOX Rate Summer v3.1, Unit 295 and retrofits | 434 | 7305 | Rate Constraint in lbs/MMBtu | FALSE | L | Annual | Rate | lb/MMBtu | 0.16402 | 0.16402 | 0 | 0 | 0 | 0 | 0
IL Fac. Spec. - NOX Rate Summer v3.1, Unit 295 and retrofits | 434 | 7305 | Rate Constraint in lbs/MMBtu | FALSE | L | Annual | Generation | TWh | 0.0034041 | 0.0035832 | 0 | 0 | 0 | 0 | 0
IL Fac. Spec. - NOX Rate Summer v3.1, Unit 295 and retrofits | 434 | 7305 | Rate Constraint in lbs/MMBtu | FALSE | L | Annual | Qualifying Generation | TWh | 0.0034041 | 0.0035832 | 0 | 0 | 0 | 0 | 0
IL Fac. Spec. - NOX Rate Summer v3.1, Unit 295 and retrofits | 434 | 7305 | Rate Constraint in lbs/MMBtu | FALSE | L | Annual | Rate | lb/MWh | 1.9394 | 1.9394 | 0 | 0 | 0 | 0 | 0
IL Fac. Spec. - NOX Rate Summer v3.1, Unit 295 and retrofits | 434 | 7305 | Rate Constraint in lbs/MMBtu | FALSE | L | Annual | Constraint Shadow Price | US2022$/Ton | 0 | 0 | 0 | 0 | 0 | 0 | 0
IL Fac. Spec. - NOX Rate Summer v3.1, Unit 296 and retrofits | 435 | 7305 | Rate Constraint in lbs/MMBtu | FALSE | L | Annual | Seasons Included | Seasons | Summer | Summer | Summer | Summer | Summer | Summer | Summer
IL Fac. Spec. - NOX Rate Summer v3.1, Unit 296 and retrofits | 435 | 7305 | Rate Constraint in lbs/MMBtu | FALSE | L | Annual | Standard NOX | lb/MMBtu | 0.25 | 0.25 | 0.25 | 0.25 | 0.25 | 0.25 | 0.25
IL Fac. Spec. - NOX Rate Summer v3.1, Unit 296 and retrofits | 435 | 7305 | Rate Constraint in lbs/MMBtu | FALSE | L | Annual | Emissions at Affected Plants NOX | Thousand Tons | 0.0033363 | 0.0035119 | 0 | 0 | 0 | 0 | 0
IL Fac. Spec. - NOX Rate Summer v3.1, Unit 296 and retrofits | 435 | 7305 | Rate Constraint in lbs/MMBtu | FALSE | L | Annual | Allowances Purchased NOX | Thousand Tons | 0 | 0 | 0 | 0 | 0 | 0 | 0
IL Fac. Spec. - NOX Rate Summer v3.1, Unit 296 and retrofits | 435 | 7305 | Rate Constraint in lbs/MMBtu | FALSE | L | Annual | Allowances Sold NOX | Thousand Tons | 0 | 0 | 0 | 0 | 0 | 0 | 0
IL Fac. Spec. - NOX Rate Summer v3.1, Unit 296 and retrofits | 435 | 7305 | Rate Constraint in lbs/MMBtu | FALSE | L | Annual | Allowances Banked | Thousand Tons | 0 | 0 | 0 | 0 | 0 | 0 | 0
IL Fac. Spec. - NOX Rate Summer v3.1, Unit 296 and retrofits | 435 | 7305 | Rate Constraint in lbs/MMBtu | FALSE | L | Annual | Allowances Withdrawn (1:1) | Thousand Tons | 0 | 0 | 0 | 0 | 0 | 0 | 0
IL Fac. Spec. - NOX Rate Summer v3.1, Unit 296 and retrofits | 435 | 7305 | Rate Constraint in lbs/MMBtu | FALSE | L | Annual | Allowances Withdrawn (n:1) | Thousand Tons | 0 | 0 | 0 | 0 | 0 | 0 | 0
IL Fac. Spec. - NOX Rate Summer v3.1, Unit 296 and retrofits | 435 | 7305 | Rate Constraint in lbs/MMBtu | FALSE | L | Annual | Net Emissions Allowance Position | Thousand Tons | 0.0033363 | 0.0035119 | 0 | 0 | 0 | 0 | 0
IL Fac. Spec. - NOX Rate Summer v3.1, Unit 296 and retrofits | 435 | 7305 | Rate Constraint in lbs/MMBtu | FALSE | L | Annual | Fuel Consumed | TBtu | 0.04025 | 0.042368 | 0 | 0 | 0 | 0 | 0
IL Fac. Spec. - NOX Rate Summer v3.1, Unit 296 and retrofits | 435 | 7305 | Rate Constraint in lbs/MMBtu | FALSE | L | Annual | Rate | lb/MMBtu | 0.16578 | 0.16578 | 0 | 0 | 0 | 0 | 0
IL Fac. Spec. - NOX Rate Summer v3.1, Unit 296 and retrofits | 435 | 7305 | Rate Constraint in lbs/MMBtu | FALSE | L | Annual | Generation | TWh | 0.0034041 | 0.0035832 | 0 | 0 | 0 | 0 | 0
IL Fac. Spec. - NOX Rate Summer v3.1, Unit 296 and retrofits | 435 | 7305 | Rate Constraint in lbs/MMBtu | FALSE | L | Annual | Qualifying Generation | TWh | 0.0034041 | 0.0035832 | 0 | 0 | 0 | 0 | 0
IL Fac. Spec. - NOX Rate Summer v3.1, Unit 296 and retrofits | 435 | 7305 | Rate Constraint in lbs/MMBtu | FALSE | L | Annual | Rate | lb/MWh | 1.9602 | 1.9602 | 0 | 0 | 0 | 0 | 0
IL Fac. Spec. - NOX Rate Summer v3.1, Unit 296 and retrofits | 435 | 7305 | Rate Constraint in lbs/MMBtu | FALSE | L | Annual | Constraint Shadow Price | US2022$/Ton | 0 | 0 | 0 | 0 | 0 | 0 | 0
IL Fac. Spec. - NOX Rate Summer v3.1, Unit 297 and retrofits | 436 | 7305 | Rate Constraint in lbs/MMBtu | FALSE | L | Annual | Seasons Included | Seasons | Summer | Summer | Summer | Summer | Summer | Summer | Summer
IL Fac. Spec. - NOX Rate Summer v3.1, Unit 297 and retrofits | 436 | 7305 | Rate Constraint in lbs/MMBtu | FALSE | L | Annual | Standard NOX | lb/MMBtu | 0.25 | 0.25 | 0.25 | 0.25 | 0.25 | 0.25 | 0.25
IL Fac. Spec. - NOX Rate Summer v3.1, Unit 297 and retrofits | 436 | 7305 | Rate Constraint in lbs/MMBtu | FALSE | L | Annual | Emissions at Affected Plants NOX | Thousand Tons | 0.0033451 | 0.0044537 | 0 | 0 | 0 | 0 | 0
IL Fac. Spec. - NOX Rate Summer v3.1, Unit 297 and retrofits | 436 | 7305 | Rate Constraint in lbs/MMBtu | FALSE | L | Annual | Allowances Purchased NOX | Thousand Tons | 0 | 0 | 0 | 0 | 0 | 0 | 0
IL Fac. Spec. - NOX Rate Summer v3.1, Unit 297 and retrofits | 436 | 7305 | Rate Constraint in lbs/MMBtu | FALSE | L | Annual | Allowances Sold NOX | Thousand Tons | 0 | 0 | 0 | 0 | 0 | 0 | 0
IL Fac. Spec. - NOX Rate Summer v3.1, Unit 297 and retrofits | 436 | 7305 | Rate Constraint in lbs/MMBtu | FALSE | L | Annual | Allowances Banked | Thousand Tons | 0 | 0 | 0 | 0 | 0 | 0 | 0
IL Fac. Spec. - NOX Rate Summer v3.1, Unit 297 and retrofits | 436 | 7305 | Rate Constraint in lbs/MMBtu | FALSE | L | Annual | Allowances Withdrawn (1:1) | Thousand Tons | 0 | 0 | 0 | 0 | 0 | 0 | 0
IL Fac. Spec. - NOX Rate Summer v3.1, Unit 297 and retrofits | 436 | 7305 | Rate Constraint in lbs/MMBtu | FALSE | L | Annual | Allowances Withdrawn (n:1) | Thousand Tons | 0 | 0 | 0 | 0 | 0 | 0 | 0
IL Fac. Spec. - NOX Rate Summer v3.1, Unit 297 and retrofits | 436 | 7305 | Rate Constraint in lbs/MMBtu | FALSE | L | Annual | Net Emissions Allowance Position | Thousand Tons | 0.0033451 | 0.0044537 | 0 | 0 | 0 | 0 | 0
IL Fac. Spec. - NOX Rate Summer v3.1, Unit 297 and retrofits | 436 | 7305 | Rate Constraint in lbs/MMBtu | FALSE | L | Annual | Fuel Consumed | TBtu | 0.031822 | 0.042368 | 0 | 0 | 0 | 0 | 0
IL Fac. Spec. - NOX Rate Summer v3.1, Unit 297 and retrofits | 436 | 7305 | Rate Constraint in lbs/MMBtu | FALSE | L | Annual | Rate | lb/MMBtu | 0.21024 | 0.21024 | 0 | 0 | 0 | 0 | 0
IL Fac. Spec. - NOX Rate Summer v3.1, Unit 297 and retrofits | 436 | 7305 | Rate Constraint in lbs/MMBtu | FALSE | L | Annual | Generation | TWh | 0.0026913 | 0.0035832 | 0 | 0 | 0 | 0 | 0
IL Fac. Spec. - NOX Rate Summer v3.1, Unit 297 and retrofits | 436 | 7305 | Rate Constraint in lbs/MMBtu | FALSE | L | Annual | Qualifying Generation | TWh | 0.0026913 | 0.0035832 | 0 | 0 | 0 | 0 | 0
IL Fac. Spec. - NOX Rate Summer v3.1, Unit 297 and retrofits | 436 | 7305 | Rate Constraint in lbs/MMBtu | FALSE | L | Annual | Rate | lb/MWh | 2.4859 | 2.4859 | 0 | 0 | 0 | 0 | 0
IL Fac. Spec. - NOX Rate Summer v3.1, Unit 297 and retrofits | 436 | 7305 | Rate Constraint in lbs/MMBtu | FALSE | L | Annual | Constraint Shadow Price | US2022$/Ton | 0 | 0 | 0 | 0 | 0 | 0 | 0
IL Fac. Spec. - NOX Rate Summer v3.1, Unit 298 and retrofits | 437 | 7305 | Rate Constraint in lbs/MMBtu | FALSE | L | Annual | Seasons Included | Seasons | Summer | Summer | Summer | Summer | Summer | Summer | Summer
IL Fac. Spec. - NOX Rate Summer v3.1, Unit 298 and retrofits | 437 | 7305 | Rate Constraint in lbs/MMBtu | FALSE | L | Annual | Standard NOX | lb/MMBtu | 0.25 | 0.25 | 0.25 | 0.25 | 0.25 | 0.25 | 0.25
IL Fac. Spec. - NOX Rate Summer v3.1, Unit 298 and retrofits | 437 | 7305 | Rate Constraint in lbs/MMBtu | FALSE | L | Annual | Emissions at Affected Plants NOX | Thousand Tons | 0.00048172 | 0.0012228 | 0 | 0 | 0 | 0 | 0
IL Fac. Spec. - NOX Rate Summer v3.1, Unit 298 and retrofits | 437 | 7305 | Rate Constraint in lbs/MMBtu | FALSE | L | Annual | Allowances Purchased NOX | Thousand Tons | 0 | 0 | 0 | 0 | 0 | 0 | 0
IL Fac. Spec. - NOX Rate Summer v3.1, Unit 298 and retrofits | 437 | 7305 | Rate Constraint in lbs/MMBtu | FALSE | L | Annual | Allowances Sold NOX | Thousand Tons | 0 | 0 | 0 | 0 | 0 | 0 | 0
IL Fac. Spec. - NOX Rate Summer v3.1, Unit 298 and retrofits | 437 | 7305 | Rate Constraint in lbs/MMBtu | FALSE | L | Annual | Allowances Banked | Thousand Tons | 0 | 0 | 0 | 0 | 0 | 0 | 0
IL Fac. Spec. - NOX Rate Summer v3.1, Unit 298 and retrofits | 437 | 7305 | Rate Constraint in lbs/MMBtu | FALSE | L | Annual | Allowances Withdrawn (1:1) | Thousand Tons | 0 | 0 | 0 | 0 | 0 | 0 | 0
IL Fac. Spec. - NOX Rate Summer v3.1, Unit 298 and retrofits | 437 | 7305 | Rate Constraint in lbs/MMBtu | FALSE | L | Annual | Allowances Withdrawn (n:1) | Thousand Tons | 0 | 0 | 0 | 0 | 0 | 0 | 0
IL Fac. Spec. - NOX Rate Summer v3.1, Unit 298 and retrofits | 437 | 7305 | Rate Constraint in lbs/MMBtu | FALSE | L | Annual | Net Emissions Allowance Position | Thousand Tons | 0.00048172 | 0.0012228 | 0 | 0 | 0 | 0 | 0
IL Fac. Spec. - NOX Rate Summer v3.1, Unit 298 and retrofits | 437 | 7305 | Rate Constraint in lbs/MMBtu | FALSE | L | Annual | Fuel Consumed | TBtu | 0.016894 | 0.042884 | 0 | 0 | 0 | 0 | 0
IL Fac. Spec. - NOX Rate Summer v3.1, Unit 298 and retrofits | 437 | 7305 | Rate Constraint in lbs/MMBtu | FALSE | L | Annual | Rate | lb/MMBtu | 0.05703 | 0.05703 | 0 | 0 | 0 | 0 | 0
IL Fac. Spec. - NOX Rate Summer v3.1, Unit 298 and retrofits | 437 | 7305 | Rate Constraint in lbs/MMBtu | FALSE | L | Annual | Generation | TWh | 0.0014103 | 0.0035799 | 0 | 0 | 0 | 0 | 0
IL Fac. Spec. - NOX Rate Summer v3.1, Unit 298 and retrofits | 437 | 7305 | Rate Constraint in lbs/MMBtu | FALSE | L | Annual | Qualifying Generation | TWh | 0.0014103 | 0.0035799 | 0 | 0 | 0 | 0 | 0
IL Fac. Spec. - NOX Rate Summer v3.1, Unit 298 and retrofits | 437 | 7305 | Rate Constraint in lbs/MMBtu | FALSE | L | Annual | Rate | lb/MWh | 0.68316 | 0.68316 | 0 | 0 | 0 | 0 | 0
IL Fac. Spec. - NOX Rate Summer v3.1, Unit 298 and retrofits | 437 | 7305 | Rate Constraint in lbs/MMBtu | FALSE | L | Annual | Constraint Shadow Price | US2022$/Ton | 0 | 0 | 0 | 0 | 0 | 0 | 0
IL Fac. Spec. - NOX Rate Summer v3.1, Unit 299 and retrofits | 438 | 7305 | Rate Constraint in lbs/MMBtu | FALSE | L | Annual | Seasons Included | Seasons | Summer | Summer | Summer | Summer | Summer | Summer | Summer
IL Fac. Spec. - NOX Rate Summer v3.1, Unit 299 and retrofits | 438 | 7305 | Rate Constraint in lbs/MMBtu | FALSE | L | Annual | Standard NOX | lb/MMBtu | 0.25 | 0.25 | 0.25 | 0.25 | 0.25 | 0.25 | 0.25
IL Fac. Spec. - NOX Rate Summer v3.1, Unit 299 and retrofits | 438 | 7305 | Rate Constraint in lbs/MMBtu | FALSE | L | Annual | Emissions at Affected Plants NOX | Thousand Tons | 0.00047861 | 0.0012149 | 0 | 0 | 0 | 0 | 0
IL Fac. Spec. - NOX Rate Summer v3.1, Unit 299 and retrofits | 438 | 7305 | Rate Constraint in lbs/MMBtu | FALSE | L | Annual | Allowances Purchased NOX | Thousand Tons | 0 | 0 | 0 | 0 | 0 | 0 | 0
IL Fac. Spec. - NOX Rate Summer v3.1, Unit 299 and retrofits | 438 | 7305 | Rate Constraint in lbs/MMBtu | FALSE | L | Annual | Allowances Sold NOX | Thousand Tons | 0 | 0 | 0 | 0 | 0 | 0 | 0
IL Fac. Spec. - NOX Rate Summer v3.1, Unit 299 and retrofits | 438 | 7305 | Rate Constraint in lbs/MMBtu | FALSE | L | Annual | Allowances Banked | Thousand Tons | 0 | 0 | 0 | 0 | 0 | 0 | 0
IL Fac. Spec. - NOX Rate Summer v3.1, Unit 299 and retrofits | 438 | 7305 | Rate Constraint in lbs/MMBtu | FALSE | L | Annual | Allowances Withdrawn (1:1) | Thousand Tons | 0 | 0 | 0 | 0 | 0 | 0 | 0
IL Fac. Spec. - NOX Rate Summer v3.1, Unit 299 and retrofits | 438 | 7305 | Rate Constraint in lbs/MMBtu | FALSE | L | Annual | Allowances Withdrawn (n:1) | Thousand Tons | 0 | 0 | 0 | 0 | 0 | 0 | 0
IL Fac. Spec. - NOX Rate Summer v3.1, Unit 299 and retrofits | 438 | 7305 | Rate Constraint in lbs/MMBtu | FALSE | L | Annual | Net Emissions Allowance Position | Thousand Tons | 0.00047861 | 0.0012149 | 0 | 0 | 0 | 0 | 0
IL Fac. Spec. - NOX Rate Summer v3.1, Unit 299 and retrofits | 438 | 7305 | Rate Constraint in lbs/MMBtu | FALSE | L | Annual | Fuel Consumed | TBtu | 0.016951 | 0.043029 | 0 | 0 | 0 | 0 | 0
IL Fac. Spec. - NOX Rate Summer v3.1, Unit 299 and retrofits | 438 | 7305 | Rate Constraint in lbs/MMBtu | FALSE | L | Annual | Rate | lb/MMBtu | 0.05647 | 0.05647 | 0 | 0 | 0 | 0 | 0
IL Fac. Spec. - NOX Rate Summer v3.1, Unit 299 and retrofits | 438 | 7305 | Rate Constraint in lbs/MMBtu | FALSE | L | Annual | Generation | TWh | 0.0014149 | 0.0035917 | 0 | 0 | 0 | 0 | 0
IL Fac. Spec. - NOX Rate Summer v3.1, Unit 299 and retrofits | 438 | 7305 | Rate Constraint in lbs/MMBtu | FALSE | L | Annual | Qualifying Generation | TWh | 0.0014149 | 0.0035917 | 0 | 0 | 0 | 0 | 0
IL Fac. Spec. - NOX Rate Summer v3.1, Unit 299 and retrofits | 438 | 7305 | Rate Constraint in lbs/MMBtu | FALSE | L | Annual | Rate | lb/MWh | 0.67651 | 0.67651 | 0 | 0 | 0 | 0 | 0
IL Fac. Spec. - NOX Rate Summer v3.1, Unit 299 and retrofits | 438 | 7305 | Rate Constraint in lbs/MMBtu | FALSE | L | Annual | Constraint Shadow Price | US2022$/Ton | 0 | 0 | 0 | 0 | 0 | 0 | 0
IL Fac. Spec. - NOX Rate Summer v3.1, Unit 300 and retrofits | 439 | 7305 | Rate Constraint in lbs/MMBtu | FALSE | L | Annual | Seasons Included | Seasons | Summer | Summer | Summer | Summer | Summer | Summer | Summer
IL Fac. Spec. - NOX Rate Summer v3.1, Unit 300 and retrofits | 439 | 7305 | Rate Constraint in lbs/MMBtu | FALSE | L | Annual | Standard NOX | lb/MMBtu | 0.25 | 0.25 | 0.25 | 0.25 | 0.25 | 0.25 | 0.25
IL Fac. Spec. - NOX Rate Summer v3.1, Unit 300 and retrofits | 439 | 7305 | Rate Constraint in lbs/MMBtu | FALSE | L | Annual | Emissions at Affected Plants NOX | Thousand Tons | 0.00049293 | 0.0012513 | 0 | 0 | 0 | 0 | 0
IL Fac. Spec. - NOX Rate Summer v3.1, Unit 300 and retrofits | 439 | 7305 | Rate Constraint in lbs/MMBtu | FALSE | L | Annual | Allowances Purchased NOX | Thousand Tons | 0 | 0 | 0 | 0 | 0 | 0 | 0
IL Fac. Spec. - NOX Rate Summer v3.1, Unit 300 and retrofits | 439 | 7305 | Rate Constraint in lbs/MMBtu | FALSE | L | Annual | Allowances Sold NOX | Thousand Tons | 0 | 0 | 0 | 0 | 0 | 0 | 0
IL Fac. Spec. - NOX Rate Summer v3.1, Unit 300 and retrofits | 439 | 7305 | Rate Constraint in lbs/MMBtu | FALSE | L | Annual | Allowances Banked | Thousand Tons | 0 | 0 | 0 | 0 | 0 | 0 | 0
IL Fac. Spec. - NOX Rate Summer v3.1, Unit 300 and retrofits | 439 | 7305 | Rate Constraint in lbs/MMBtu | FALSE | L | Annual | Allowances Withdrawn (1:1) | Thousand Tons | 0 | 0 | 0 | 0 | 0 | 0 | 0
IL Fac. Spec. - NOX Rate Summer v3.1, Unit 300 and retrofits | 439 | 7305 | Rate Constraint in lbs/MMBtu | FALSE | L | Annual | Allowances Withdrawn (n:1) | Thousand Tons | 0 | 0 | 0 | 0 | 0 | 0 | 0
IL Fac. Spec. - NOX Rate Summer v3.1, Unit 300 and retrofits | 439 | 7305 | Rate Constraint in lbs/MMBtu | FALSE | L | Annual | Net Emissions Allowance Position | Thousand Tons | 0.00049293 | 0.0012513 | 0 | 0 | 0 | 0 | 0
IL Fac. Spec. - NOX Rate Summer v3.1, Unit 300 and retrofits | 439 | 7305 | Rate Constraint in lbs/MMBtu | FALSE | L | Annual | Fuel Consumed | TBtu | 0.016951 | 0.043029 | 0 | 0 | 0 | 0 | 0
IL Fac. Spec. - NOX Rate Summer v3.1, Unit 300 and retrofits | 439 | 7305 | Rate Constraint in lbs/MMBtu | FALSE | L | Annual | Rate | lb/MMBtu | 0.05816 | 0.05816 | 0 | 0 | 0 | 0 | 0
IL Fac. Spec. - NOX Rate Summer v3.1, Unit 300 and retrofits | 439 | 7305 | Rate Constraint in lbs/MMBtu | FALSE | L | Annual | Generation | TWh | 0.0014149 | 0.0035917 | 0 | 0 | 0 | 0 | 0
IL Fac. Spec. - NOX Rate Summer v3.1, Unit 300 and retrofits | 439 | 7305 | Rate Constraint in lbs/MMBtu | FALSE | L | Annual | Qualifying Generation | TWh | 0.0014149 | 0.0035917 | 0 | 0 | 0 | 0 | 0
IL Fac. Spec. - NOX Rate Summer v3.1, Unit 300 and retrofits | 439 | 7305 | Rate Constraint in lbs/MMBtu | FALSE | L | Annual | Rate | lb/MWh | 0.69676 | 0.69676 | 0 | 0 | 0 | 0 | 0
IL Fac. Spec. - NOX Rate Summer v3.1, Unit 300 and retrofits | 439 | 7305 | Rate Constraint in lbs/MMBtu | FALSE | L | Annual | Constraint Shadow Price | US2022$/Ton | 0 | 0 | 0 | 0 | 0 | 0 | 0
IL Fac. Spec. - NOX Rate Summer v3.1, Unit 301 and retrofits | 440 | 7305 | Rate Constraint in lbs/MMBtu | FALSE | L | Annual | Seasons Included | Seasons | Summer | Summer | Summer | Summer | Summer | Summer | Summer
IL Fac. Spec. - NOX Rate Summer v3.1, Unit 301 and retrofits | 440 | 7305 | Rate Constraint in lbs/MMBtu | FALSE | L | Annual | Standard NOX | lb/MMBtu | 0.25 | 0.25 | 0.25 | 0.25 | 0.25 | 0.25 | 0.25
IL Fac. Spec. - NOX Rate Summer v3.1, Unit 301 and retrofits | 440 | 7305 | Rate Constraint in lbs/MMBtu | FALSE | L | Annual | Emissions at Affected Plants NOX | Thousand Tons | 0.0005069 | 0.0012867 | 0 | 0 | 0 | 0 | 0
IL Fac. Spec. - NOX Rate Summer v3.1, Unit 301 and retrofits | 440 | 7305 | Rate Constraint in lbs/MMBtu | FALSE | L | Annual | Allowances Purchased NOX | Thousand Tons | 0 | 0 | 0 | 0 | 0 | 0 | 0
IL Fac. Spec. - NOX Rate Summer v3.1, Unit 301 and retrofits | 440 | 7305 | Rate Constraint in lbs/MMBtu | FALSE | L | Annual | Allowances Sold NOX | Thousand Tons | 0 | 0 | 0 | 0 | 0 | 0 | 0
IL Fac. Spec. - NOX Rate Summer v3.1, Unit 301 and retrofits | 440 | 7305 | Rate Constraint in lbs/MMBtu | FALSE | L | Annual | Allowances Banked | Thousand Tons | 0 | 0 | 0 | 0 | 0 | 0 | 0
IL Fac. Spec. - NOX Rate Summer v3.1, Unit 301 and retrofits | 440 | 7305 | Rate Constraint in lbs/MMBtu | FALSE | L | Annual | Allowances Withdrawn (1:1) | Thousand Tons | 0 | 0 | 0 | 0 | 0 | 0 | 0
IL Fac. Spec. - NOX Rate Summer v3.1, Unit 301 and retrofits | 440 | 7305 | Rate Constraint in lbs/MMBtu | FALSE | L | Annual | Allowances Withdrawn (n:1) | Thousand Tons | 0 | 0 | 0 | 0 | 0 | 0 | 0
IL Fac. Spec. - NOX Rate Summer v3.1, Unit 301 and retrofits | 440 | 7305 | Rate Constraint in lbs/MMBtu | FALSE | L | Annual | Net Emissions Allowance Position | Thousand Tons | 0.0005069 | 0.0012867 | 0 | 0 | 0 | 0 | 0
IL Fac. Spec. - NOX Rate Summer v3.1, Unit 301 and retrofits | 440 | 7305 | Rate Constraint in lbs/MMBtu | FALSE | L | Annual | Fuel Consumed | TBtu | 0.017201 | 0.043663 | 0 | 0 | 0 | 0 | 0
IL Fac. Spec. - NOX Rate Summer v3.1, Unit 301 and retrofits | 440 | 7305 | Rate Constraint in lbs/MMBtu | FALSE | L | Annual | Rate | lb/MMBtu | 0.05894 | 0.05894 | 0 | 0 | 0 | 0 | 0
IL Fac. Spec. - NOX Rate Summer v3.1, Unit 301 and retrofits | 440 | 7305 | Rate Constraint in lbs/MMBtu | FALSE | L | Annual | Generation | TWh | 0.0014359 | 0.003645 | 0 | 0 | 0 | 0 | 0
IL Fac. Spec. - NOX Rate Summer v3.1, Unit 301 and retrofits | 440 | 7305 | Rate Constraint in lbs/MMBtu | FALSE | L | Annual | Qualifying Generation | TWh | 0.0014359 | 0.003645 | 0 | 0 | 0 | 0 | 0
IL Fac. Spec. - NOX Rate Summer v3.1, Unit 301 and retrofits | 440 | 7305 | Rate Constraint in lbs/MMBtu | FALSE | L | Annual | Rate | lb/MWh | 0.70604 | 0.70604 | 0 | 0 | 0 | 0 | 0
IL Fac. Spec. - NOX Rate Summer v3.1, Unit 301 and retrofits | 440 | 7305 | Rate Constraint in lbs/MMBtu | FALSE | L | Annual | Constraint Shadow Price | US2022$/Ton | 0 | 0 | 0 | 0 | 0 | 0 | 0
IL Fac. Spec. - NOX Rate Summer v3.1, Unit 302 and retrofits | 441 | 7305 | Rate Constraint in lbs/MMBtu | FALSE | L | Annual | Seasons Included | Seasons | Summer | Summer | Summer | Summer | Summer | Summer | Summer
IL Fac. Spec. - NOX Rate Summer v3.1, Unit 302 and retrofits | 441 | 7305 | Rate Constraint in lbs/MMBtu | FALSE | L | Annual | Standard NOX | lb/MMBtu | 0.25 | 0.25 | 0.25 | 0.25 | 0.25 | 0.25 | 0.25
IL Fac. Spec. - NOX Rate Summer v3.1, Unit 302 and retrofits | 441 | 7305 | Rate Constraint in lbs/MMBtu | FALSE | L | Annual | Emissions at Affected Plants NOX | Thousand Tons | 0.0001605 | 0.0001605 | 0 | 0 | 0 | 0 | 0
IL Fac. Spec. - NOX Rate Summer v3.1, Unit 302 and retrofits | 441 | 7305 | Rate Constraint in lbs/MMBtu | FALSE | L | Annual | Allowances Purchased NOX | Thousand Tons | 0 | 0 | 0 | 0 | 0 | 0 | 0
IL Fac. Spec. - NOX Rate Summer v3.1, Unit 302 and retrofits | 441 | 7305 | Rate Constraint in lbs/MMBtu | FALSE | L | Annual | Allowances Sold NOX | Thousand Tons | 0 | 0 | 0 | 0 | 0 | 0 | 0
IL Fac. Spec. - NOX Rate Summer v3.1, Unit 302 and retrofits | 441 | 7305 | Rate Constraint in lbs/MMBtu | FALSE | L | Annual | Allowances Banked | Thousand Tons | 0 | 0 | 0 | 0 | 0 | 0 | 0
IL Fac. Spec. - NOX Rate Summer v3.1, Unit 302 and retrofits | 441 | 7305 | Rate Constraint in lbs/MMBtu | FALSE | L | Annual | Allowances Withdrawn (1:1) | Thousand Tons | 0 | 0 | 0 | 0 | 0 | 0 | 0
IL Fac. Spec. - NOX Rate Summer v3.1, Unit 302 and retrofits | 441 | 7305 | Rate Constraint in lbs/MMBtu | FALSE | L | Annual | Allowances Withdrawn (n:1) | Thousand Tons | 0 | 0 | 0 | 0 | 0 | 0 | 0
IL Fac. Spec. - NOX Rate Summer v3.1, Unit 302 and retrofits | 441 | 7305 | Rate Constraint in lbs/MMBtu | FALSE | L | Annual | Net Emissions Allowance Position | Thousand Tons | 0.0001605 | 0.0001605 | 0 | 0 | 0 | 0 | 0
IL Fac. Spec. - NOX Rate Summer v3.1, Unit 302 and retrofits | 441 | 7305 | Rate Constraint in lbs/MMBtu | FALSE | L | Annual | Fuel Consumed | TBtu | 0.011411 | 0.011411 | 0 | 0 | 0 | 0 | 0
IL Fac. Spec. - NOX Rate Summer v3.1, Unit 302 and retrofits | 441 | 7305 | Rate Constraint in lbs/MMBtu | FALSE | L | Annual | Rate | lb/MMBtu | 0.02813 | 0.02813 | 0 | 0 | 0 | 0 | 0
IL Fac. Spec. - NOX Rate Summer v3.1, Unit 302 and retrofits | 441 | 7305 | Rate Constraint in lbs/MMBtu | FALSE | L | Annual | Generation | TWh | 0.00087341 | 0.00087341 | 0 | 0 | 0 | 0 | 0
IL Fac. Spec. - NOX Rate Summer v3.1, Unit 302 and retrofits | 441 | 7305 | Rate Constraint in lbs/MMBtu | FALSE | L | Annual | Qualifying Generation | TWh | 0.00087341 | 0.00087341 | 0 | 0 | 0 | 0 | 0
IL Fac. Spec. - NOX Rate Summer v3.1, Unit 302 and retrofits | 441 | 7305 | Rate Constraint in lbs/MMBtu | FALSE | L | Annual | Rate | lb/MWh | 0.36752 | 0.36752 | 0 | 0 | 0 | 0 | 0
IL Fac. Spec. - NOX Rate Summer v3.1, Unit 302 and retrofits | 441 | 7305 | Rate Constraint in lbs/MMBtu | FALSE | L | Annual | Constraint Shadow Price | US2022$/Ton | 0 | 0 | 0 | 0 | 0 | 0 | 0
IL Fac. Spec. - NOX Rate Summer v3.1, Unit 303 and retrofits | 442 | 7305 | Rate Constraint in lbs/MMBtu | FALSE | L | Annual | Seasons Included | Seasons | Summer | Summer | Summer | Summer | Summer | Summer | Summer
IL Fac. Spec. - NOX Rate Summer v3.1, Unit 303 and retrofits | 442 | 7305 | Rate Constraint in lbs/MMBtu | FALSE | L | Annual | Standard NOX | lb/MMBtu | 0.25 | 0.25 | 0.25 | 0.25 | 0.25 | 0.25 | 0.25
IL Fac. Spec. - NOX Rate Summer v3.1, Unit 303 and retrofits | 442 | 7305 | Rate Constraint in lbs/MMBtu | FALSE | L | Annual | Emissions at Affected Plants NOX | Thousand Tons | 0.00014458 | 0.00014458 | 0 | 0 | 0 | 0 | 0
IL Fac. Spec. - NOX Rate Summer v3.1, Unit 303 and retrofits | 442 | 7305 | Rate Constraint in lbs/MMBtu | FALSE | L | Annual | Allowances Purchased NOX | Thousand Tons | 0 | 0 | 0 | 0 | 0 | 0 | 0
IL Fac. Spec. - NOX Rate Summer v3.1, Unit 303 and retrofits | 442 | 7305 | Rate Constraint in lbs/MMBtu | FALSE | L | Annual | Allowances Sold NOX | Thousand Tons | 0 | 0 | 0 | 0 | 0 | 0 | 0
IL Fac. Spec. - NOX Rate Summer v3.1, Unit 303 and retrofits | 442 | 7305 | Rate Constraint in lbs/MMBtu | FALSE | L | Annual | Allowances Banked | Thousand Tons | 0 | 0 | 0 | 0 | 0 | 0 | 0
IL Fac. Spec. - NOX Rate Summer v3.1, Unit 303 and retrofits | 442 | 7305 | Rate Constraint in lbs/MMBtu | FALSE | L | Annual | Allowances Withdrawn (1:1) | Thousand Tons | 0 | 0 | 0 | 0 | 0 | 0 | 0
IL Fac. Spec. - NOX Rate Summer v3.1, Unit 303 and retrofits | 442 | 7305 | Rate Constraint in lbs/MMBtu | FALSE | L | Annual | Allowances Withdrawn (n:1) | Thousand Tons | 0 | 0 | 0 | 0 | 0 | 0 | 0
IL Fac. Spec. - NOX Rate Summer v3.1, Unit 303 and retrofits | 442 | 7305 | Rate Constraint in lbs/MMBtu | FALSE | L | Annual | Net Emissions Allowance Position | Thousand Tons | 0.00014458 | 0.00014458 | 0 | 0 | 0 | 0 | 0
IL Fac. Spec. - NOX Rate Summer v3.1, Unit 303 and retrofits | 442 | 7305 | Rate Constraint in lbs/MMBtu | FALSE | L | Annual | Fuel Consumed | TBtu | 0.011411 | 0.011411 | 0 | 0 | 0 | 0 | 0
IL Fac. Spec. - NOX Rate Summer v3.1, Unit 303 and retrofits | 442 | 7305 | Rate Constraint in lbs/MMBtu | FALSE | L | Annual | Rate | lb/MMBtu | 0.02534 | 0.02534 | 0 | 0 | 0 | 0 | 0
IL Fac. Spec. - NOX Rate Summer v3.1, Unit 303 and retrofits | 442 | 7305 | Rate Constraint in lbs/MMBtu | FALSE | L | Annual | Generation | TWh | 0.00087341 | 0.00087341 | 0 | 0 | 0 | 0 | 0
IL Fac. Spec. - NOX Rate Summer v3.1, Unit 303 and retrofits | 442 | 7305 | Rate Constraint in lbs/MMBtu | FALSE | L | Annual | Qualifying Generation | TWh | 0.00087341 | 0.00087341 | 0 | 0 | 0 | 0 | 0
IL Fac. Spec. - NOX Rate Summer v3.1, Unit 303 and retrofits | 442 | 7305 | Rate Constraint in lbs/MMBtu | FALSE | L | Annual | Rate | lb/MWh | 0.33107 | 0.33107 | 0 | 0 | 0 | 0 | 0
IL Fac. Spec. - NOX Rate Summer v3.1, Unit 303 and retrofits | 442 | 7305 | Rate Constraint in lbs/MMBtu | FALSE | L | Annual | Constraint Shadow Price | US2022$/Ton | 0 | 0 | 0 | 0 | 0 | 0 | 0
IL Fac. Spec. - NOX Rate Summer v3.1, Unit 304 and retrofits | 443 | 7305 | Rate Constraint in lbs/MMBtu | FALSE | L | Annual | Seasons Included | Seasons | Summer | Summer | Summer | Summer | Summer | Summer | Summer
IL Fac. Spec. - NOX Rate Summer v3.1, Unit 304 and retrofits | 443 | 7305 | Rate Constraint in lbs/MMBtu | FALSE | L | Annual | Standard NOX | lb/MMBtu | 0.25 | 0.25 | 0.25 | 0.25 | 0.25 | 0.25 | 0.25
IL Fac. Spec. - NOX Rate Summer v3.1, Unit 304 and retrofits | 443 | 7305 | Rate Constraint in lbs/MMBtu | FALSE | L | Annual | Emissions at Affected Plants NOX | Thousand Tons | 0.00015394 | 0.00015394 | 0 | 0 | 0 | 0 | 0
IL Fac. Spec. - NOX Rate Summer v3.1, Unit 304 and retrofits | 443 | 7305 | Rate Constraint in lbs/MMBtu | FALSE | L | Annual | Allowances Purchased NOX | Thousand Tons | 0 | 0 | 0 | 0 | 0 | 0 | 0
IL Fac. Spec. - NOX Rate Summer v3.1, Unit 304 and retrofits | 443 | 7305 | Rate Constraint in lbs/MMBtu | FALSE | L | Annual | Allowances Sold NOX | Thousand Tons | 0 | 0 | 0 | 0 | 0 | 0 | 0
IL Fac. Spec. - NOX Rate Summer v3.1, Unit 304 and retrofits | 443 | 7305 | Rate Constraint in lbs/MMBtu | FALSE | L | Annual | Allowances Banked | Thousand Tons | 0 | 0 | 0 | 0 | 0 | 0 | 0
IL Fac. Spec. - NOX Rate Summer v3.1, Unit 304 and retrofits | 443 | 7305 | Rate Constraint in lbs/MMBtu | FALSE | L | Annual | Allowances Withdrawn (1:1) | Thousand Tons | 0 | 0 | 0 | 0 | 0 | 0 | 0
IL Fac. Spec. - NOX Rate Summer v3.1, Unit 304 and retrofits | 443 | 7305 | Rate Constraint in lbs/MMBtu | FALSE | L | Annual | Allowances Withdrawn (n:1) | Thousand Tons | 0 | 0 | 0 | 0 | 0 | 0 | 0
IL Fac. Spec. - NOX Rate Summer v3.1, Unit 304 and retrofits | 443 | 7305 | Rate Constraint in lbs/MMBtu | FALSE | L | Annual | Net Emissions Allowance Position | Thousand Tons | 0.00015394 | 0.00015394 | 0 | 0 | 0 | 0 | 0
IL Fac. Spec. - NOX Rate Summer v3.1, Unit 304 and retrofits | 443 | 7305 | Rate Constraint in lbs/MMBtu | FALSE | L | Annual | Fuel Consumed | TBtu | 0.011411 | 0.011411 | 0 | 0 | 0 | 0 | 0
IL Fac. Spec. - NOX Rate Summer v3.1, Unit 304 and retrofits | 443 | 7305 | Rate Constraint in lbs/MMBtu | FALSE | L | Annual | Rate | lb/MMBtu | 0.02698 | 0.02698 | 0 | 0 | 0 | 0 | 0
IL Fac. Spec. - NOX Rate Summer v3.1, Unit 304 and retrofits | 443 | 7305 | Rate Constraint in lbs/MMBtu | FALSE | L | Annual | Generation | TWh | 0.00087341 | 0.00087341 | 0 | 0 | 0 | 0 | 0
IL Fac. Spec. - NOX Rate Summer v3.1, Unit 304 and retrofits | 443 | 7305 | Rate Constraint in lbs/MMBtu | FALSE | L | Annual | Qualifying Generation | TWh | 0.00087341 | 0.00087341 | 0 | 0 | 0 | 0 | 0
IL Fac. Spec. - NOX Rate Summer v3.1, Unit 304 and retrofits | 443 | 7305 | Rate Constraint in lbs/MMBtu | FALSE | L | Annual | Rate | lb/MWh | 0.35249 | 0.35249 | 0 | 0 | 0 | 0 | 0
IL Fac. Spec. - NOX Rate Summer v3.1, Unit 304 and retrofits | 443 | 7305 | Rate Constraint in lbs/MMBtu | FALSE | L | Annual | Constraint Shadow Price | US2022$/Ton | 0 | 0 | 0 | 0 | 0 | 0 | 0
IL Fac. Spec. - NOX Rate Summer v3.1, Unit 305 and retrofits | 444 | 7305 | Rate Constraint in lbs/MMBtu | FALSE | L | Annual | Seasons Included | Seasons | Summer | Summer | Summer | Summer | Summer | Summer | Summer
IL Fac. Spec. - NOX Rate Summer v3.1, Unit 305 and retrofits | 444 | 7305 | Rate Constraint in lbs/MMBtu | FALSE | L | Annual | Standard NOX | lb/MMBtu | 0.25 | 0.25 | 0.25 | 0.25 | 0.25 | 0.25 | 0.25
IL Fac. Spec. - NOX Rate Summer v3.1, Unit 305 and retrofits | 444 | 7305 | Rate Constraint in lbs/MMBtu | FALSE | L | Annual | Emissions at Affected Plants NOX | Thousand Tons | 0.000148 | 0.000148 | 0 | 0 | 0 | 0 | 0
IL Fac. Spec. - NOX Rate Summer v3.1, Unit 305 and retrofits | 444 | 7305 | Rate Constraint in lbs/MMBtu | FALSE | L | Annual | Allowances Purchased NOX | Thousand Tons | 0 | 0 | 0 | 0 | 0 | 0 | 0
IL Fac. Spec. - NOX Rate Summer v3.1, Unit 305 and retrofits | 444 | 7305 | Rate Constraint in lbs/MMBtu | FALSE | L | Annual | Allowances Sold NOX | Thousand Tons | 0 | 0 | 0 | 0 | 0 | 0 | 0
IL Fac. Spec. - NOX Rate Summer v3.1, Unit 305 and retrofits | 444 | 7305 | Rate Constraint in lbs/MMBtu | FALSE | L | Annual | Allowances Banked | Thousand Tons | 0 | 0 | 0 | 0 | 0 | 0 | 0
IL Fac. Spec. - NOX Rate Summer v3.1, Unit 305 and retrofits | 444 | 7305 | Rate Constraint in lbs/MMBtu | FALSE | L | Annual | Allowances Withdrawn (1:1) | Thousand Tons | 0 | 0 | 0 | 0 | 0 | 0 | 0
IL Fac. Spec. - NOX Rate Summer v3.1, Unit 305 and retrofits | 444 | 7305 | Rate Constraint in lbs/MMBtu | FALSE | L | Annual | Allowances Withdrawn (n:1) | Thousand Tons | 0 | 0 | 0 | 0 | 0 | 0 | 0
IL Fac. Spec. - NOX Rate Summer v3.1, Unit 305 and retrofits | 444 | 7305 | Rate Constraint in lbs/MMBtu | FALSE | L | Annual | Net Emissions Allowance Position | Thousand Tons | 0.000148 | 0.000148 | 0 | 0 | 0 | 0 | 0
IL Fac. Spec. - NOX Rate Summer v3.1, Unit 305 and retrofits | 444 | 7305 | Rate Constraint in lbs/MMBtu | FALSE | L | Annual | Fuel Consumed | TBtu | 0.011411 | 0.011411 | 0 | 0 | 0 | 0 | 0
IL Fac. Spec. - NOX Rate Summer v3.1, Unit 305 and retrofits | 444 | 7305 | Rate Constraint in lbs/MMBtu | FALSE | L | Annual | Rate | lb/MMBtu | 0.02594 | 0.02594 | 0 | 0 | 0 | 0 | 0
IL Fac. Spec. - NOX Rate Summer v3.1, Unit 305 and retrofits | 444 | 7305 | Rate Constraint in lbs/MMBtu | FALSE | L | Annual | Generation | TWh | 0.00087341 | 0.00087341 | 0 | 0 | 0 | 0 | 0
IL Fac. Spec. - NOX Rate Summer v3.1, Unit 305 and retrofits | 444 | 7305 | Rate Constraint in lbs/MMBtu | FALSE | L | Annual | Qualifying Generation | TWh | 0.00087341 | 0.00087341 | 0 | 0 | 0 | 0 | 0
IL Fac. Spec. - NOX Rate Summer v3.1, Unit 305 and retrofits | 444 | 7305 | Rate Constraint in lbs/MMBtu | FALSE | L | Annual | Rate | lb/MWh | 0.33891 | 0.33891 | 0 | 0 | 0 | 0 | 0
IL Fac. Spec. - NOX Rate Summer v3.1, Unit 305 and retrofits | 444 | 7305 | Rate Constraint in lbs/MMBtu | FALSE | L | Annual | Constraint Shadow Price | US2022$/Ton | 0 | 0 | 0 | 0 | 0 | 0 | 0
IL Fac. Spec. - NOX Rate Summer v3.1, Unit 306 and retrofits | 445 | 7305 | Rate Constraint in lbs/MMBtu | FALSE | L | Annual | Seasons Included | Seasons | Summer | Summer | Summer | Summer | Summer | Summer | Summer
IL Fac. Spec. - NOX Rate Summer v3.1, Unit 306 and retrofits | 445 | 7305 | Rate Constraint in lbs/MMBtu | FALSE | L | Annual | Standard NOX | lb/MMBtu | 0.25 | 0.25 | 0.25 | 0.25 | 0.25 | 0.25 | 0.25
IL Fac. Spec. - NOX Rate Summer v3.1, Unit 306 and retrofits | 445 | 7305 | Rate Constraint in lbs/MMBtu | FALSE | L | Annual | Emissions at Affected Plants NOX | Thousand Tons | 0.00037431 | 0.00095017 | 0 | 0 | 0 | 0 | 0
IL Fac. Spec. - NOX Rate Summer v3.1, Unit 306 and retrofits | 445 | 7305 | Rate Constraint in lbs/MMBtu | FALSE | L | Annual | Allowances Purchased NOX | Thousand Tons | 0 | 0 | 0 | 0 | 0 | 0 | 0
IL Fac. Spec. - NOX Rate Summer v3.1, Unit 306 and retrofits | 445 | 7305 | Rate Constraint in lbs/MMBtu | FALSE | L | Annual | Allowances Sold NOX | Thousand Tons | 0 | 0 | 0 | 0 | 0 | 0 | 0
IL Fac. Spec. - NOX Rate Summer v3.1, Unit 306 and retrofits | 445 | 7305 | Rate Constraint in lbs/MMBtu | FALSE | L | Annual | Allowances Banked | Thousand Tons | 0 | 0 | 0 | 0 | 0 | 0 | 0
IL Fac. Spec. - NOX Rate Summer v3.1, Unit 306 and retrofits | 445 | 7305 | Rate Constraint in lbs/MMBtu | FALSE | L | Annual | Allowances Withdrawn (1:1) | Thousand Tons | 0 | 0 | 0 | 0 | 0 | 0 | 0
IL Fac. Spec. - NOX Rate Summer v3.1, Unit 306 and retrofits | 445 | 7305 | Rate Constraint in lbs/MMBtu | FALSE | L | Annual | Allowances Withdrawn (n:1) | Thousand Tons | 0 | 0 | 0 | 0 | 0 | 0 | 0
IL Fac. Spec. - NOX Rate Summer v3.1, Unit 306 and retrofits | 445 | 7305 | Rate Constraint in lbs/MMBtu | FALSE | L | Annual | Net Emissions Allowance Position | Thousand Tons | 0.00037431 | 0.00095017 | 0 | 0 | 0 | 0 | 0
IL Fac. Spec. - NOX Rate Summer v3.1, Unit 306 and retrofits | 445 | 7305 | Rate Constraint in lbs/MMBtu | FALSE | L | Annual | Fuel Consumed | TBtu | 0.0053033 | 0.013462 | 0 | 0 | 0 | 0 | 0
IL Fac. Spec. - NOX Rate Summer v3.1, Unit 306 and retrofits | 445 | 7305 | Rate Constraint in lbs/MMBtu | FALSE | L | Annual | Rate | lb/MMBtu | 0.14116 | 0.14116 | 0 | 0 | 0 | 0 | 0
IL Fac. Spec. - NOX Rate Summer v3.1, Unit 306 and retrofits | 445 | 7305 | Rate Constraint in lbs/MMBtu | FALSE | L | Annual | Generation | TWh | 0.0004259 | 0.0010811 | 0 | 0 | 0 | 0 | 0
IL Fac. Spec. - NOX Rate Summer v3.1, Unit 306 and retrofits | 445 | 7305 | Rate Constraint in lbs/MMBtu | FALSE | L | Annual | Qualifying Generation | TWh | 0.0004259 | 0.0010811 | 0 | 0 | 0 | 0 | 0
IL Fac. Spec. - NOX Rate Summer v3.1, Unit 306 and retrofits | 445 | 7305 | Rate Constraint in lbs/MMBtu | FALSE | L | Annual | Rate | lb/MWh | 1.7577 | 1.7577 | 0 | 0 | 0 | 0 | 0
IL Fac. Spec. - NOX Rate Summer v3.1, Unit 306 and retrofits | 445 | 7305 | Rate Constraint in lbs/MMBtu | FALSE | L | Annual | Constraint Shadow Price | US2022$/Ton | 0 | 0 | 0 | 0 | 0 | 0 | 0
IL Fac. Spec. - NOX Rate Summer v3.1, Unit 307 and retrofits | 446 | 7305 | Rate Constraint in lbs/MMBtu | FALSE | L | Annual | Seasons Included | Seasons | Summer | Summer | Summer | Summer | Summer | Summer | Summer
IL Fac. Spec. - NOX Rate Summer v3.1, Unit 307 and retrofits | 446 | 7305 | Rate Constraint in lbs/MMBtu | FALSE | L | Annual | Standard NOX | lb/MMBtu | 0.25 | 0.25 | 0.25 | 0.25 | 0.25 | 0.25 | 0.25
IL Fac. Spec. - NOX Rate Summer v3.1, Unit 307 and retrofits | 446 | 7305 | Rate Constraint in lbs/MMBtu | FALSE | L | Annual | Emissions at Affected Plants NOX | Thousand Tons | 0.000452 | 0.0011474 | 0 | 0 | 0 | 0 | 0
IL Fac. Spec. - NOX Rate Summer v3.1, Unit 307 and retrofits | 446 | 7305 | Rate Constraint in lbs/MMBtu | FALSE | L | Annual | Allowances Purchased NOX | Thousand Tons | 0 | 0 | 0 | 0 | 0 | 0 | 0
IL Fac. Spec. - NOX Rate Summer v3.1, Unit 307 and retrofits | 446 | 7305 | Rate Constraint in lbs/MMBtu | FALSE | L | Annual | Allowances Sold NOX | Thousand Tons | 0 | 0 | 0 | 0 | 0 | 0 | 0
IL Fac. Spec. - NOX Rate Summer v3.1, Unit 307 and retrofits | 446 | 7305 | Rate Constraint in lbs/MMBtu | FALSE | L | Annual | Allowances Banked | Thousand Tons | 0 | 0 | 0 | 0 | 0 | 0 | 0
IL Fac. Spec. - NOX Rate Summer v3.1, Unit 307 and retrofits | 446 | 7305 | Rate Constraint in lbs/MMBtu | FALSE | L | Annual | Allowances Withdrawn (1:1) | Thousand Tons | 0 | 0 | 0 | 0 | 0 | 0 | 0
IL Fac. Spec. - NOX Rate Summer v3.1, Unit 307 and retrofits | 446 | 7305 | Rate Constraint in lbs/MMBtu | FALSE | L | Annual | Allowances Withdrawn (n:1) | Thousand Tons | 0 | 0 | 0 | 0 | 0 | 0 | 0
IL Fac. Spec. - NOX Rate Summer v3.1, Unit 307 and retrofits | 446 | 7305 | Rate Constraint in lbs/MMBtu | FALSE | L | Annual | Net Emissions Allowance Position | Thousand Tons | 0.000452 | 0.0011474 | 0 | 0 | 0 | 0 | 0
IL Fac. Spec. - NOX Rate Summer v3.1, Unit 307 and retrofits | 446 | 7305 | Rate Constraint in lbs/MMBtu | FALSE | L | Annual | Fuel Consumed | TBtu | 0.0053042 | 0.013464 | 0 | 0 | 0 | 0 | 0
IL Fac. Spec. - NOX Rate Summer v3.1, Unit 307 and retrofits | 446 | 7305 | Rate Constraint in lbs/MMBtu | FALSE | L | Annual | Rate | lb/MMBtu | 0.17043 | 0.17043 | 0 | 0 | 0 | 0 | 0
IL Fac. Spec. - NOX Rate Summer v3.1, Unit 307 and retrofits | 446 | 7305 | Rate Constraint in lbs/MMBtu | FALSE | L | Annual | Generation | TWh | 0.0004259 | 0.0010811 | 0 | 0 | 0 | 0 | 0
IL Fac. Spec. - NOX Rate Summer v3.1, Unit 307 and retrofits | 446 | 7305 | Rate Constraint in lbs/MMBtu | FALSE | L | Annual | Qualifying Generation | TWh | 0.0004259 | 0.0010811 | 0 | 0 | 0 | 0 | 0
IL Fac. Spec. - NOX Rate Summer v3.1, Unit 307 and retrofits | 446 | 7305 | Rate Constraint in lbs/MMBtu | FALSE | L | Annual | Rate | lb/MWh | 2.1225 | 2.1225 | 0 | 0 | 0 | 0 | 0
IL Fac. Spec. - NOX Rate Summer v3.1, Unit 307 and retrofits | 446 | 7305 | Rate Constraint in lbs/MMBtu | FALSE | L | Annual | Constraint Shadow Price | US2022$/Ton | 0 | 0 | 0 | 0 | 0 | 0 | 0
IL Fac. Spec. - NOX Rate Summer v3.1, Unit 308 and retrofits | 447 | 7305 | Rate Constraint in lbs/MMBtu | FALSE | L | Annual | Seasons Included | Seasons | Summer | Summer | Summer | Summer | Summer | Summer | Summer
IL Fac. Spec. - NOX Rate Summer v3.1, Unit 308 and retrofits | 447 | 7305 | Rate Constraint in lbs/MMBtu | FALSE | L | Annual | Standard NOX | lb/MMBtu | 0.25 | 0.25 | 0.25 | 0.25 | 0.25 | 0.25 | 0.25
IL Fac. Spec. - NOX Rate Summer v3.1, Unit 308 and retrofits | 447 | 7305 | Rate Constraint in lbs/MMBtu | FALSE | L | Annual | Emissions at Affected Plants NOX | Thousand Tons | 0.00036896 | 0.00093659 | 0 | 0 | 0 | 0 | 0
IL Fac. Spec. - NOX Rate Summer v3.1, Unit 308 and retrofits | 447 | 7305 | Rate Constraint in lbs/MMBtu | FALSE | L | Annual | Allowances Purchased NOX | Thousand Tons | 0 | 0 | 0 | 0 | 0 | 0 | 0
IL Fac. Spec. - NOX Rate Summer v3.1, Unit 308 and retrofits | 447 | 7305 | Rate Constraint in lbs/MMBtu | FALSE | L | Annual | Allowances Sold NOX | Thousand Tons | 0 | 0 | 0 | 0 | 0 | 0 | 0
IL Fac. Spec. - NOX Rate Summer v3.1, Unit 308 and retrofits | 447 | 7305 | Rate Constraint in lbs/MMBtu | FALSE | L | Annual | Allowances Banked | Thousand Tons | 0 | 0 | 0 | 0 | 0 | 0 | 0
IL Fac. Spec. - NOX Rate Summer v3.1, Unit 308 and retrofits | 447 | 7305 | Rate Constraint in lbs/MMBtu | FALSE | L | Annual | Allowances Withdrawn (1:1) | Thousand Tons | 0 | 0 | 0 | 0 | 0 | 0 | 0
IL Fac. Spec. - NOX Rate Summer v3.1, Unit 308 and retrofits | 447 | 7305 | Rate Constraint in lbs/MMBtu | FALSE | L | Annual | Allowances Withdrawn (n:1) | Thousand Tons | 0 | 0 | 0 | 0 | 0 | 0 | 0
IL Fac. Spec. - NOX Rate Summer v3.1, Unit 308 and retrofits | 447 | 7305 | Rate Constraint in lbs/MMBtu | FALSE | L | Annual | Net Emissions Allowance Position | Thousand Tons | 0.00036896 | 0.00093659 | 0 | 0 | 0 | 0 | 0
IL Fac. Spec. - NOX Rate Summer v3.1, Unit 308 and retrofits | 447 | 7305 | Rate Constraint in lbs/MMBtu | FALSE | L | Annual | Fuel Consumed | TBtu | 0.0053042 | 0.013464 | 0 | 0 | 0 | 0 | 0
IL Fac. Spec. - NOX Rate Summer v3.1, Unit 308 and retrofits | 447 | 7305 | Rate Constraint in lbs/MMBtu | FALSE | L | Annual | Rate | lb/MMBtu | 0.13912 | 0.13912 | 0 | 0 | 0 | 0 | 0
IL Fac. Spec. - NOX Rate Summer v3.1, Unit 308 and retrofits | 447 | 7305 | Rate Constraint in lbs/MMBtu | FALSE | L | Annual | Generation | TWh | 0.0004259 | 0.0010811 | 0 | 0 | 0 | 0 | 0
IL Fac. Spec. - NOX Rate Summer v3.1, Unit 308 and retrofits | 447 | 7305 | Rate Constraint in lbs/MMBtu | FALSE | L | Annual | Qualifying Generation | TWh | 0.0004259 | 0.0010811 | 0 | 0 | 0 | 0 | 0
IL Fac. Spec. - NOX Rate Summer v3.1, Unit 308 and retrofits | 447 | 7305 | Rate Constraint in lbs/MMBtu | FALSE | L | Annual | Rate | lb/MWh | 1.7326 | 1.7326 | 0 | 0 | 0 | 0 | 0
IL Fac. Spec. - NOX Rate Summer v3.1, Unit 308 and retrofits | 447 | 7305 | Rate Constraint in lbs/MMBtu | FALSE | L | Annual | Constraint Shadow Price | US2022$/Ton | 0 | 0 | 0 | 0 | 0 | 0 | 0
IL Fac. Spec. - NOX Rate Summer v3.1, Unit 309 and retrofits | 448 | 7305 | Rate Constraint in lbs/MMBtu | FALSE | L | Annual | Seasons Included | Seasons | Summer | Summer | Summer | Summer | Summer | Summer | Summer
IL Fac. Spec. - NOX Rate Summer v3.1, Unit 309 and retrofits | 448 | 7305 | Rate Constraint in lbs/MMBtu | FALSE | L | Annual | Standard NOX | lb/MMBtu | 0.25 | 0.25 | 0.25 | 0.25 | 0.25 | 0.25 | 0.25
IL Fac. Spec. - NOX Rate Summer v3.1, Unit 309 and retrofits | 448 | 7305 | Rate Constraint in lbs/MMBtu | FALSE | L | Annual | Emissions at Affected Plants NOX | Thousand Tons | 0.00041123 | 0.0010439 | 0 | 0 | 0 | 0 | 0
IL Fac. Spec. - NOX Rate Summer v3.1, Unit 309 and retrofits | 448 | 7305 | Rate Constraint in lbs/MMBtu | FALSE | L | Annual | Allowances Purchased NOX | Thousand Tons | 0 | 0 | 0 | 0 | 0 | 0 | 0
IL Fac. Spec. - NOX Rate Summer v3.1, Unit 309 and retrofits | 448 | 7305 | Rate Constraint in lbs/MMBtu | FALSE | L | Annual | Allowances Sold NOX | Thousand Tons | 0 | 0 | 0 | 0 | 0 | 0 | 0
IL Fac. Spec. - NOX Rate Summer v3.1, Unit 309 and retrofits | 448 | 7305 | Rate Constraint in lbs/MMBtu | FALSE | L | Annual | Allowances Banked | Thousand Tons | 0 | 0 | 0 | 0 | 0 | 0 | 0
IL Fac. Spec. - NOX Rate Summer v3.1, Unit 309 and retrofits | 448 | 7305 | Rate Constraint in lbs/MMBtu | FALSE | L | Annual | Allowances Withdrawn (1:1) | Thousand Tons | 0 | 0 | 0 | 0 | 0 | 0 | 0
IL Fac. Spec. - NOX Rate Summer v3.1, Unit 309 and retrofits | 448 | 7305 | Rate Constraint in lbs/MMBtu | FALSE | L | Annual | Allowances Withdrawn (n:1) | Thousand Tons | 0 | 0 | 0 | 0 | 0 | 0 | 0
IL Fac. Spec. - NOX Rate Summer v3.1, Unit 309 and retrofits | 448 | 7305 | Rate Constraint in lbs/MMBtu | FALSE | L | Annual | Net Emissions Allowance Position | Thousand Tons | 0.00041123 | 0.0010439 | 0 | 0 | 0 | 0 | 0
IL Fac. Spec. - NOX Rate Summer v3.1, Unit 309 and retrofits | 448 | 7305 | Rate Constraint in lbs/MMBtu | FALSE | L | Annual | Fuel Consumed | TBtu | 0.0053042 | 0.013464 | 0 | 0 | 0 | 0 | 0
IL Fac. Spec. - NOX Rate Summer v3.1, Unit 309 and retrofits | 448 | 7305 | Rate Constraint in lbs/MMBtu | FALSE | L | Annual | Rate | lb/MMBtu | 0.15506 | 0.15506 | 0 | 0 | 0 | 0 | 0
IL Fac. Spec. - NOX Rate Summer v3.1, Unit 309 and retrofits | 448 | 7305 | Rate Constraint in lbs/MMBtu | FALSE | L | Annual | Generation | TWh | 0.0004259 | 0.0010811 | 0 | 0 | 0 | 0 | 0
IL Fac. Spec. - NOX Rate Summer v3.1, Unit 309 and retrofits | 448 | 7305 | Rate Constraint in lbs/MMBtu | FALSE | L | Annual | Qualifying Generation | TWh | 0.0004259 | 0.0010811 | 0 | 0 | 0 | 0 | 0
IL Fac. Spec. - NOX Rate Summer v3.1, Unit 309 and retrofits | 448 | 7305 | Rate Constraint in lbs/MMBtu | FALSE | L | Annual | Rate | lb/MWh | 1.9311 | 1.9311 | 0 | 0 | 0 | 0 | 0
IL Fac. Spec. - NOX Rate Summer v3.1, Unit 309 and retrofits | 448 | 7305 | Rate Constraint in lbs/MMBtu | FALSE | L | Annual | Constraint Shadow Price | US2022$/Ton | 0 | 0 | 0 | 0 | 0 | 0 | 0
IL Fac. Spec. - NOX Rate Summer v3.1, Unit 310 and retrofits | 449 | 7305 | Rate Constraint in lbs/MMBtu | FALSE | L | Annual | Seasons Included | Seasons | Summer | Summer | Summer | Summer | Summer | Summer | Summer
IL Fac. Spec. - NOX Rate Summer v3.1, Unit 310 and retrofits | 449 | 7305 | Rate Constraint in lbs/MMBtu | FALSE | L | Annual | Standard NOX | lb/MMBtu | 0.25 | 0.25 | 0.25 | 0.25 | 0.25 | 0.25 | 0.25
IL Fac. Spec. - NOX Rate Summer v3.1, Unit 310 and retrofits | 449 | 7305 | Rate Constraint in lbs/MMBtu | FALSE | L | Annual | Emissions at Affected Plants NOX | Thousand Tons | 0.00037811 | 0.00037811 | 0 | 0 | 0 | 0 | 0
IL Fac. Spec. - NOX Rate Summer v3.1, Unit 310 and retrofits | 449 | 7305 | Rate Constraint in lbs/MMBtu | FALSE | L | Annual | Allowances Purchased NOX | Thousand Tons | 0 | 0 | 0 | 0 | 0 | 0 | 0
IL Fac. Spec. - NOX Rate Summer v3.1, Unit 310 and retrofits | 449 | 7305 | Rate Constraint in lbs/MMBtu | FALSE | L | Annual | Allowances Sold NOX | Thousand Tons | 0 | 0 | 0 | 0 | 0 | 0 | 0
IL Fac. Spec. - NOX Rate Summer v3.1, Unit 310 and retrofits | 449 | 7305 | Rate Constraint in lbs/MMBtu | FALSE | L | Annual | Allowances Banked | Thousand Tons | 0 | 0 | 0 | 0 | 0 | 0 | 0
IL Fac. Spec. - NOX Rate Summer v3.1, Unit 310 and retrofits | 449 | 7305 | Rate Constraint in lbs/MMBtu | FALSE | L | Annual | Allowances Withdrawn (1:1) | Thousand Tons | 0 | 0 | 0 | 0 | 0 | 0 | 0
IL Fac. Spec. - NOX Rate Summer v3.1, Unit 310 and retrofits | 449 | 7305 | Rate Constraint in lbs/MMBtu | FALSE | L | Annual | Allowances Withdrawn (n:1) | Thousand Tons | 0 | 0 | 0 | 0 | 0 | 0 | 0
IL Fac. Spec. - NOX Rate Summer v3.1, Unit 310 and retrofits | 449 | 7305 | Rate Constraint in lbs/MMBtu | FALSE | L | Annual | Net Emissions Allowance Position | Thousand Tons | 0.00037811 | 0.00037811 | 0 | 0 | 0 | 0 | 0
IL Fac. Spec. - NOX Rate Summer v3.1, Unit 310 and retrofits | 449 | 7305 | Rate Constraint in lbs/MMBtu | FALSE | L | Annual | Fuel Consumed | TBtu | 0.0053042 | 0.0053042 | 0 | 0 | 0 | 0 | 0
IL Fac. Spec. - NOX Rate Summer v3.1, Unit 310 and retrofits | 449 | 7305 | Rate Constraint in lbs/MMBtu | FALSE | L | Annual | Rate | lb/MMBtu | 0.14257 | 0.14257 | 0 | 0 | 0 | 0 | 0
IL Fac. Spec. - NOX Rate Summer v3.1, Unit 310 and retrofits | 449 | 7305 | Rate Constraint in lbs/MMBtu | FALSE | L | Annual | Generation | TWh | 0.0004259 | 0.0004259 | 0 | 0 | 0 | 0 | 0
IL Fac. Spec. - NOX Rate Summer v3.1, Unit 310 and retrofits | 449 | 7305 | Rate Constraint in lbs/MMBtu | FALSE | L | Annual | Qualifying Generation | TWh | 0.0004259 | 0.0004259 | 0 | 0 | 0 | 0 | 0
IL Fac. Spec. - NOX Rate Summer v3.1, Unit 310 and retrofits | 449 | 7305 | Rate Constraint in lbs/MMBtu | FALSE | L | Annual | Rate | lb/MWh | 1.7756 | 1.7756 | 0 | 0 | 0 | 0 | 0
IL Fac. Spec. - NOX Rate Summer v3.1, Unit 310 and retrofits | 449 | 7305 | Rate Constraint in lbs/MMBtu | FALSE | L | Annual | Constraint Shadow Price | US2022$/Ton | 0 | 0 | 0 | 0 | 0 | 0 | 0
IL Fac. Spec. - NOX Rate Summer v3.1, Unit 311 and retrofits | 450 | 7305 | Rate Constraint in lbs/MMBtu | FALSE | L | Annual | Seasons Included | Seasons | Summer | Summer | Summer | Summer | Summer | Summer | Summer
IL Fac. Spec. - NOX Rate Summer v3.1, Unit 311 and retrofits | 450 | 7305 | Rate Constraint in lbs/MMBtu | FALSE | L | Annual | Standard NOX | lb/MMBtu | 0.25 | 0.25 | 0.25 | 0.25 | 0.25 | 0.25 | 0.25
IL Fac. Spec. - NOX Rate Summer v3.1, Unit 311 and retrofits | 450 | 7305 | Rate Constraint in lbs/MMBtu | FALSE | L | Annual | Emissions at Affected Plants NOX | Thousand Tons | 0.00038484 | 0.00038484 | 0 | 0 | 0 | 0 | 0
IL Fac. Spec. - NOX Rate Summer v3.1, Unit 311 and retrofits | 450 | 7305 | Rate Constraint in lbs/MMBtu | FALSE | L | Annual | Allowances Purchased NOX | Thousand Tons | 0 | 0 | 0 | 0 | 0 | 0 | 0
IL Fac. Spec. - NOX Rate Summer v3.1, Unit 311 and retrofits | 450 | 7305 | Rate Constraint in lbs/MMBtu | FALSE | L | Annual | Allowances Sold NOX | Thousand Tons | 0 | 0 | 0 | 0 | 0 | 0 | 0
IL Fac. Spec. - NOX Rate Summer v3.1, Unit 311 and retrofits | 450 | 7305 | Rate Constraint in lbs/MMBtu | FALSE | L | Annual | Allowances Banked | Thousand Tons | 0 | 0 | 0 | 0 | 0 | 0 | 0
IL Fac. Spec. - NOX Rate Summer v3.1, Unit 311 and retrofits | 450 | 7305 | Rate Constraint in lbs/MMBtu | FALSE | L | Annual | Allowances Withdrawn (1:1) | Thousand Tons | 0 | 0 | 0 | 0 | 0 | 0 | 0
IL Fac. Spec. - NOX Rate Summer v3.1, Unit 311 and retrofits | 450 | 7305 | Rate Constraint in lbs/MMBtu | FALSE | L | Annual | Allowances Withdrawn (n:1) | Thousand Tons | 0 | 0 | 0 | 0 | 0 | 0 | 0
IL Fac. Spec. - NOX Rate Summer v3.1, Unit 311 and retrofits | 450 | 7305 | Rate Constraint in lbs/MMBtu | FALSE | L | Annual | Net Emissions Allowance Position | Thousand Tons | 0.00038484 | 0.00038484 | 0 | 0 | 0 | 0 | 0
IL Fac. Spec. - NOX Rate Summer v3.1, Unit 311 and retrofits | 450 | 7305 | Rate Constraint in lbs/MMBtu | FALSE | L | Annual | Fuel Consumed | TBtu | 0.0053042 | 0.0053042 | 0 | 0 | 0 | 0 | 0
IL Fac. Spec. - NOX Rate Summer v3.1, Unit 311 and retrofits | 450 | 7305 | Rate Constraint in lbs/MMBtu | FALSE | L | Annual | Rate | lb/MMBtu | 0.14511 | 0.14511 | 0 | 0 | 0 | 0 | 0
IL Fac. Spec. - NOX Rate Summer v3.1, Unit 311 and retrofits | 450 | 7305 | Rate Constraint in lbs/MMBtu | FALSE | L | Annual | Generation | TWh | 0.0004259 | 0.0004259 | 0 | 0 | 0 | 0 | 0
IL Fac. Spec. - NOX Rate Summer v3.1, Unit 311 and retrofits | 450 | 7305 | Rate Constraint in lbs/MMBtu | FALSE | L | Annual | Qualifying Generation | TWh | 0.0004259 | 0.0004259 | 0 | 0 | 0 | 0 | 0
IL Fac. Spec. - NOX Rate Summer v3.1, Unit 311 and retrofits | 450 | 7305 | Rate Constraint in lbs/MMBtu | FALSE | L | Annual | Rate | lb/MWh | 1.8072 | 1.8072 | 0 | 0 | 0 | 0 | 0
IL Fac. Spec. - NOX Rate Summer v3.1, Unit 311 and retrofits | 450 | 7305 | Rate Constraint in lbs/MMBtu | FALSE | L | Annual | Constraint Shadow Price | US2022$/Ton | 0 | 0 | 0 | 0 | 0 | 0 | 0
IL Fac. Spec. - NOX Rate Summer v3.1, Unit 312 and retrofits | 451 | 7305 | Rate Constraint in lbs/MMBtu | FALSE | L | Annual | Seasons Included | Seasons | Summer | Summer | Summer | Summer | Summer | Summer | Summer
IL Fac. Spec. - NOX Rate Summer v3.1, Unit 312 and retrofits | 451 | 7305 | Rate Constraint in lbs/MMBtu | FALSE | L | Annual | Standard NOX | lb/MMBtu | 0.25 | 0.25 | 0.25 | 0.25 | 0.25 | 0.25 | 0.25
IL Fac. Spec. - NOX Rate Summer v3.1, Unit 312 and retrofits | 451 | 7305 | Rate Constraint in lbs/MMBtu | FALSE | L | Annual | Emissions at Affected Plants NOX | Thousand Tons | 0.00039848 | 0.00043042 | 0 | 0 | 0 | 0 | 0
IL Fac. Spec. - NOX Rate Summer v3.1, Unit 312 and retrofits | 451 | 7305 | Rate Constraint in lbs/MMBtu | FALSE | L | Annual | Allowances Purchased NOX | Thousand Tons | 0 | 0 | 0 | 0 | 0 | 0 | 0
IL Fac. Spec. - NOX Rate Summer v3.1, Unit 312 and retrofits | 451 | 7305 | Rate Constraint in lbs/MMBtu | FALSE | L | Annual | Allowances Sold NOX | Thousand Tons | 0 | 0 | 0 | 0 | 0 | 0 | 0
IL Fac. Spec. - NOX Rate Summer v3.1, Unit 312 and retrofits | 451 | 7305 | Rate Constraint in lbs/MMBtu | FALSE | L | Annual | Allowances Banked | Thousand Tons | 0 | 0 | 0 | 0 | 0 | 0 | 0
IL Fac. Spec. - NOX Rate Summer v3.1, Unit 312 and retrofits | 451 | 7305 | Rate Constraint in lbs/MMBtu | FALSE | L | Annual | Allowances Withdrawn (1:1) | Thousand Tons | 0 | 0 | 0 | 0 | 0 | 0 | 0
IL Fac. Spec. - NOX Rate Summer v3.1, Unit 312 and retrofits | 451 | 7305 | Rate Constraint in lbs/MMBtu | FALSE | L | Annual | Allowances Withdrawn (n:1) | Thousand Tons | 0 | 0 | 0 | 0 | 0 | 0 | 0
IL Fac. Spec. - NOX Rate Summer v3.1, Unit 312 and retrofits | 451 | 7305 | Rate Constraint in lbs/MMBtu | FALSE | L | Annual | Net Emissions Allowance Position | Thousand Tons | 0.00039848 | 0.00043042 | 0 | 0 | 0 | 0 | 0
IL Fac. Spec. - NOX Rate Summer v3.1, Unit 312 and retrofits | 451 | 7305 | Rate Constraint in lbs/MMBtu | FALSE | L | Annual | Fuel Consumed | TBtu | 0.0053042 | 0.0057294 | 0 | 0 | 0 | 0 | 0
IL Fac. Spec. - NOX Rate Summer v3.1, Unit 312 and retrofits | 451 | 7305 | Rate Constraint in lbs/MMBtu | FALSE | L | Annual | Rate | lb/MMBtu | 0.15025 | 0.15025 | 0 | 0 | 0 | 0 | 0
IL Fac. Spec. - NOX Rate Summer v3.1, Unit 312 and retrofits | 451 | 7305 | Rate Constraint in lbs/MMBtu | FALSE | L | Annual | Generation | TWh | 0.0004259 | 0.00046004 | 0 | 0 | 0 | 0 | 0
IL Fac. Spec. - NOX Rate Summer v3.1, Unit 312 and retrofits | 451 | 7305 | Rate Constraint in lbs/MMBtu | FALSE | L | Annual | Qualifying Generation | TWh | 0.0004259 | 0.00046004 | 0 | 0 | 0 | 0 | 0
IL Fac. Spec. - NOX Rate Summer v3.1, Unit 312 and retrofits | 451 | 7305 | Rate Constraint in lbs/MMBtu | FALSE | L | Annual | Rate | lb/MWh | 1.8712 | 1.8712 | 0 | 0 | 0 | 0 | 0
IL Fac. Spec. - NOX Rate Summer v3.1, Unit 312 and retrofits | 451 | 7305 | Rate Constraint in lbs/MMBtu | FALSE | L | Annual | Constraint Shadow Price | US2022$/Ton | 0 | 0 | 0 | 0 | 0 | 0 | 0
IL Fac. Spec. - NOX Rate Summer v3.1, Unit 313 and retrofits | 452 | 7305 | Rate Constraint in lbs/MMBtu | FALSE | L | Annual | Seasons Included | Seasons | Summer | Summer | Summer | Summer | Summer | Summer | Summer
IL Fac. Spec. - NOX Rate Summer v3.1, Unit 313 and retrofits | 452 | 7305 | Rate Constraint in lbs/MMBtu | FALSE | L | Annual | Standard NOX | lb/MMBtu | 0.25 | 0.25 | 0.25 | 0.25 | 0.25 | 0.25 | 0.25
IL Fac. Spec. - NOX Rate Summer v3.1, Unit 313 and retrofits | 452 | 7305 | Rate Constraint in lbs/MMBtu | FALSE | L | Annual | Emissions at Affected Plants NOX | Thousand Tons | 0.00038569 | 0.00038569 | 0 | 0 | 0 | 0 | 0
IL Fac. Spec. - NOX Rate Summer v3.1, Unit 313 and retrofits | 452 | 7305 | Rate Constraint in lbs/MMBtu | FALSE | L | Annual | Allowances Purchased NOX | Thousand Tons | 0 | 0 | 0 | 0 | 0 | 0 | 0
IL Fac. Spec. - NOX Rate Summer v3.1, Unit 313 and retrofits | 452 | 7305 | Rate Constraint in lbs/MMBtu | FALSE | L | Annual | Allowances Sold NOX | Thousand Tons | 0 | 0 | 0 | 0 | 0 | 0 | 0
IL Fac. Spec. - NOX Rate Summer v3.1, Unit 313 and retrofits | 452 | 7305 | Rate Constraint in lbs/MMBtu | FALSE | L | Annual | Allowances Banked | Thousand Tons | 0 | 0 | 0 | 0 | 0 | 0 | 0
IL Fac. Spec. - NOX Rate Summer v3.1, Unit 313 and retrofits | 452 | 7305 | Rate Constraint in lbs/MMBtu | FALSE | L | Annual | Allowances Withdrawn (1:1) | Thousand Tons | 0 | 0 | 0 | 0 | 0 | 0 | 0
IL Fac. Spec. - NOX Rate Summer v3.1, Unit 313 and retrofits | 452 | 7305 | Rate Constraint in lbs/MMBtu | FALSE | L | Annual | Allowances Withdrawn (n:1) | Thousand Tons | 0 | 0 | 0 | 0 | 0 | 0 | 0
IL Fac. Spec. - NOX Rate Summer v3.1, Unit 313 and retrofits | 452 | 7305 | Rate Constraint in lbs/MMBtu | FALSE | L | Annual | Net Emissions Allowance Position | Thousand Tons | 0.00038569 | 0.00038569 | 0 | 0 | 0 | 0 | 0
IL Fac. Spec. - NOX Rate Summer v3.1, Unit 313 and retrofits | 452 | 7305 | Rate Constraint in lbs/MMBtu | FALSE | L | Annual | Fuel Consumed | TBtu | 0.0053042 | 0.0053042 | 0 | 0 | 0 | 0 | 0
IL Fac. Spec. - NOX Rate Summer v3.1, Unit 313 and retrofits | 452 | 7305 | Rate Constraint in lbs/MMBtu | FALSE | L | Annual | Rate | lb/MMBtu | 0.14543 | 0.14543 | 0 | 0 | 0 | 0 | 0
IL Fac. Spec. - NOX Rate Summer v3.1, Unit 313 and retrofits | 452 | 7305 | Rate Constraint in lbs/MMBtu | FALSE | L | Annual | Generation | TWh | 0.0004259 | 0.0004259 | 0 | 0 | 0 | 0 | 0
IL Fac. Spec. - NOX Rate Summer v3.1, Unit 313 and retrofits | 452 | 7305 | Rate Constraint in lbs/MMBtu | FALSE | L | Annual | Qualifying Generation | TWh | 0.0004259 | 0.0004259 | 0 | 0 | 0 | 0 | 0
IL Fac. Spec. - NOX Rate Summer v3.1, Unit 313 and retrofits | 452 | 7305 | Rate Constraint in lbs/MMBtu | FALSE | L | Annual | Rate | lb/MWh | 1.8112 | 1.8112 | 0 | 0 | 0 | 0 | 0
IL Fac. Spec. - NOX Rate Summer v3.1, Unit 313 and retrofits | 452 | 7305 | Rate Constraint in lbs/MMBtu | FALSE | L | Annual | Constraint Shadow Price | US2022$/Ton | 0 | 0 | 0 | 0 | 0 | 0 | 0
IL Fac. Spec. - NOX Rate Summer v3.1, Unit 314 and retrofits | 453 | 7305 | Rate Constraint in lbs/MMBtu | FALSE | L | Annual | Seasons Included | Seasons | Summer | Summer | Summer | Summer | Summer | Summer | Summer
IL Fac. Spec. - NOX Rate Summer v3.1, Unit 314 and retrofits | 453 | 7305 | Rate Constraint in lbs/MMBtu | FALSE | L | Annual | Standard NOX | lb/MMBtu | 0.25 | 0.25 | 0.25 | 0.25 | 0.25 | 0.25 | 0.25
IL Fac. Spec. - NOX Rate Summer v3.1, Unit 314 and retrofits | 453 | 7305 | Rate Constraint in lbs/MMBtu | FALSE | L | Annual | Emissions at Affected Plants NOX | Thousand Tons | 0.0041256 | 0.0045139 | 0.0042227 | 4.8537e-05 | 0 | 0 | 0
IL Fac. Spec. - NOX Rate Summer v3.1, Unit 314 and retrofits | 453 | 7305 | Rate Constraint in lbs/MMBtu | FALSE | L | Annual | Allowances Purchased NOX | Thousand Tons | 0 | 0 | 0 | 0 | 0 | 0 | 0
IL Fac. Spec. - NOX Rate Summer v3.1, Unit 314 and retrofits | 453 | 7305 | Rate Constraint in lbs/MMBtu | FALSE | L | Annual | Allowances Sold NOX | Thousand Tons | 0 | 0 | 0 | 0 | 0 | 0 | 0
IL Fac. Spec. - NOX Rate Summer v3.1, Unit 314 and retrofits | 453 | 7305 | Rate Constraint in lbs/MMBtu | FALSE | L | Annual | Allowances Banked | Thousand Tons | 0 | 0 | 0 | 0 | 0 | 0 | 0
IL Fac. Spec. - NOX Rate Summer v3.1, Unit 314 and retrofits | 453 | 7305 | Rate Constraint in lbs/MMBtu | FALSE | L | Annual | Allowances Withdrawn (1:1) | Thousand Tons | 0 | 0 | 0 | 0 | 0 | 0 | 0
IL Fac. Spec. - NOX Rate Summer v3.1, Unit 314 and retrofits | 453 | 7305 | Rate Constraint in lbs/MMBtu | FALSE | L | Annual | Allowances Withdrawn (n:1) | Thousand Tons | 0 | 0 | 0 | 0 | 0 | 0 | 0
IL Fac. Spec. - NOX Rate Summer v3.1, Unit 314 and retrofits | 453 | 7305 | Rate Constraint in lbs/MMBtu | FALSE | L | Annual | Net Emissions Allowance Position | Thousand Tons | 0.0041256 | 0.0045139 | 0.0042227 | 4.8537e-05 | 0 | 0 | 0
IL Fac. Spec. - NOX Rate Summer v3.1, Unit 314 and retrofits | 453 | 7305 | Rate Constraint in lbs/MMBtu | FALSE | L | Annual | Fuel Consumed | TBtu | 0.14653 | 0.16032 | 0.14998 | 0.0017239 | 0 | 0 | 0
IL Fac. Spec. - NOX Rate Summer v3.1, Unit 314 and retrofits | 453 | 7305 | Rate Constraint in lbs/MMBtu | FALSE | L | Annual | Rate | lb/MMBtu | 0.05631 | 0.05631 | 0.05631 | 0.05631 | 0 | 0 | 0
IL Fac. Spec. - NOX Rate Summer v3.1, Unit 314 and retrofits | 453 | 7305 | Rate Constraint in lbs/MMBtu | FALSE | L | Annual | Generation | TWh | 0.013637 | 0.014921 | 0.013958 | 0.00016044 | 0 | 0 | 0
IL Fac. Spec. - NOX Rate Summer v3.1, Unit 314 and retrofits | 453 | 7305 | Rate Constraint in lbs/MMBtu | FALSE | L | Annual | Qualifying Generation | TWh | 0.013637 | 0.014921 | 0.013958 | 0.00016044 | 0 | 0 | 0
IL Fac. Spec. - NOX Rate Summer v3.1, Unit 314 and retrofits | 453 | 7305 | Rate Constraint in lbs/MMBtu | FALSE | L | Annual | Rate | lb/MWh | 0.60505 | 0.60505 | 0.60505 | 0.60505 | 0 | 0 | 0
IL Fac. Spec. - NOX Rate Summer v3.1, Unit 314 and retrofits | 453 | 7305 | Rate Constraint in lbs/MMBtu | FALSE | L | Annual | Constraint Shadow Price | US2022$/Ton | 0 | 0 | 0 | 0 | 0 | 0 | 0
IL Fac. Spec. - NOX Rate Summer v3.1, Unit 315 and retrofits | 454 | 7305 | Rate Constraint in lbs/MMBtu | FALSE | L | Annual | Seasons Included | Seasons | Summer | Summer | Summer | Summer | Summer | Summer | Summer
IL Fac. Spec. - NOX Rate Summer v3.1, Unit 315 and retrofits | 454 | 7305 | Rate Constraint in lbs/MMBtu | FALSE | L | Annual | Standard NOX | lb/MMBtu | 0.25 | 0.25 | 0.25 | 0.25 | 0.25 | 0.25 | 0.25
IL Fac. Spec. - NOX Rate Summer v3.1, Unit 315 and retrofits | 454 | 7305 | Rate Constraint in lbs/MMBtu | FALSE | L | Annual | Emissions at Affected Plants NOX | Thousand Tons | 0.0062335 | 0.0068202 | 0.0030379 | 7.3335e-05 | 0 | 0 | 0
IL Fac. Spec. - NOX Rate Summer v3.1, Unit 315 and retrofits | 454 | 7305 | Rate Constraint in lbs/MMBtu | FALSE | L | Annual | Allowances Purchased NOX | Thousand Tons | 0 | 0 | 0 | 0 | 0 | 0 | 0
IL Fac. Spec. - NOX Rate Summer v3.1, Unit 315 and retrofits | 454 | 7305 | Rate Constraint in lbs/MMBtu | FALSE | L | Annual | Allowances Sold NOX | Thousand Tons | 0 | 0 | 0 | 0 | 0 | 0 | 0
IL Fac. Spec. - NOX Rate Summer v3.1, Unit 315 and retrofits | 454 | 7305 | Rate Constraint in lbs/MMBtu | FALSE | L | Annual | Allowances Banked | Thousand Tons | 0 | 0 | 0 | 0 | 0 | 0 | 0
IL Fac. Spec. - NOX Rate Summer v3.1, Unit 315 and retrofits | 454 | 7305 | Rate Constraint in lbs/MMBtu | FALSE | L | Annual | Allowances Withdrawn (1:1) | Thousand Tons | 0 | 0 | 0 | 0 | 0 | 0 | 0
IL Fac. Spec. - NOX Rate Summer v3.1, Unit 315 and retrofits | 454 | 7305 | Rate Constraint in lbs/MMBtu | FALSE | L | Annual | Allowances Withdrawn (n:1) | Thousand Tons | 0 | 0 | 0 | 0 | 0 | 0 | 0
IL Fac. Spec. - NOX Rate Summer v3.1, Unit 315 and retrofits | 454 | 7305 | Rate Constraint in lbs/MMBtu | FALSE | L | Annual | Net Emissions Allowance Position | Thousand Tons | 0.0062335 | 0.0068202 | 0.0030379 | 7.3335e-05 | 0 | 0 | 0
IL Fac. Spec. - NOX Rate Summer v3.1, Unit 315 and retrofits | 454 | 7305 | Rate Constraint in lbs/MMBtu | FALSE | L | Annual | Fuel Consumed | TBtu | 0.13254 | 0.14502 | 0.064595 | 0.0015593 | 0 | 0 | 0
IL Fac. Spec. - NOX Rate Summer v3.1, Unit 315 and retrofits | 454 | 7305 | Rate Constraint in lbs/MMBtu | FALSE | L | Annual | Rate | lb/MMBtu | 0.09406 | 0.09406 | 0.09406 | 0.09406 | 0 | 0 | 0
IL Fac. Spec. - NOX Rate Summer v3.1, Unit 315 and retrofits | 454 | 7305 | Rate Constraint in lbs/MMBtu | FALSE | L | Annual | Generation | TWh | 0.012335 | 0.013496 | 0.0060117 | 0.00014512 | 0 | 0 | 0
IL Fac. Spec. - NOX Rate Summer v3.1, Unit 315 and retrofits | 454 | 7305 | Rate Constraint in lbs/MMBtu | FALSE | L | Annual | Qualifying Generation | TWh | 0.012335 | 0.013496 | 0.0060117 | 0.00014512 | 0 | 0 | 0
IL Fac. Spec. - NOX Rate Summer v3.1, Unit 315 and retrofits | 454 | 7305 | Rate Constraint in lbs/MMBtu | FALSE | L | Annual | Rate | lb/MWh | 1.0107 | 1.0107 | 1.0107 | 1.0107 | 0 | 0 | 0
IL Fac. Spec. - NOX Rate Summer v3.1, Unit 315 and retrofits | 454 | 7305 | Rate Constraint in lbs/MMBtu | FALSE | L | Annual | Constraint Shadow Price | US2022$/Ton | 0 | 0 | 0 | 0 | 0 | 0 | 0
IL Fac. Spec. - NOX Rate Summer v3.1, Unit 316 and retrofits | 455 | 7305 | Rate Constraint in lbs/MMBtu | FALSE | L | Annual | Seasons Included | Seasons | Summer | Summer | Summer | Summer | Summer | Summer | Summer
IL Fac. Spec. - NOX Rate Summer v3.1, Unit 316 and retrofits | 455 | 7305 | Rate Constraint in lbs/MMBtu | FALSE | L | Annual | Standard NOX | lb/MMBtu | 0.25 | 0.25 | 0.25 | 0.25 | 0.25 | 0.25 | 0.25
IL Fac. Spec. - NOX Rate Summer v3.1, Unit 316 and retrofits | 455 | 7305 | Rate Constraint in lbs/MMBtu | FALSE | L | Annual | Emissions at Affected Plants NOX | Thousand Tons | 0.0054355 | 0.0059471 | 0 | 6.3948e-05 | 0 | 0 | 0
IL Fac. Spec. - NOX Rate Summer v3.1, Unit 316 and retrofits | 455 | 7305 | Rate Constraint in lbs/MMBtu | FALSE | L | Annual | Allowances Purchased NOX | Thousand Tons | 0 | 0 | 0 | 0 | 0 | 0 | 0
IL Fac. Spec. - NOX Rate Summer v3.1, Unit 316 and retrofits | 455 | 7305 | Rate Constraint in lbs/MMBtu | FALSE | L | Annual | Allowances Sold NOX | Thousand Tons | 0 | 0 | 0 | 0 | 0 | 0 | 0
IL Fac. Spec. - NOX Rate Summer v3.1, Unit 316 and retrofits | 455 | 7305 | Rate Constraint in lbs/MMBtu | FALSE | L | Annual | Allowances Banked | Thousand Tons | 0 | 0 | 0 | 0 | 0 | 0 | 0
IL Fac. Spec. - NOX Rate Summer v3.1, Unit 316 and retrofits | 455 | 7305 | Rate Constraint in lbs/MMBtu | FALSE | L | Annual | Allowances Withdrawn (1:1) | Thousand Tons | 0 | 0 | 0 | 0 | 0 | 0 | 0
IL Fac. Spec. - NOX Rate Summer v3.1, Unit 316 and retrofits | 455 | 7305 | Rate Constraint in lbs/MMBtu | FALSE | L | Annual | Allowances Withdrawn (n:1) | Thousand Tons | 0 | 0 | 0 | 0 | 0 | 0 | 0
IL Fac. Spec. - NOX Rate Summer v3.1, Unit 316 and retrofits | 455 | 7305 | Rate Constraint in lbs/MMBtu | FALSE | L | Annual | Net Emissions Allowance Position | Thousand Tons | 0.0054355 | 0.0059471 | 0 | 6.3948e-05 | 0 | 0 | 0
IL Fac. Spec. - NOX Rate Summer v3.1, Unit 316 and retrofits | 455 | 7305 | Rate Constraint in lbs/MMBtu | FALSE | L | Annual | Fuel Consumed | TBtu | 0.13426 | 0.1469 | 0 | 0.0015795 | 0 | 0 | 0
IL Fac. Spec. - NOX Rate Summer v3.1, Unit 316 and retrofits | 455 | 7305 | Rate Constraint in lbs/MMBtu | FALSE | L | Annual | Rate | lb/MMBtu | 0.08097 | 0.08097 | 0 | 0.08097 | 0 | 0 | 0
IL Fac. Spec. - NOX Rate Summer v3.1, Unit 316 and retrofits | 455 | 7305 | Rate Constraint in lbs/MMBtu | FALSE | L | Annual | Generation | TWh | 0.012495 | 0.013671 | 0 | 0.000147 | 0 | 0 | 0
IL Fac. Spec. - NOX Rate Summer v3.1, Unit 316 and retrofits | 455 | 7305 | Rate Constraint in lbs/MMBtu | FALSE | L | Annual | Qualifying Generation | TWh | 0.012495 | 0.013671 | 0 | 0.000147 | 0 | 0 | 0
IL Fac. Spec. - NOX Rate Summer v3.1, Unit 316 and retrofits | 455 | 7305 | Rate Constraint in lbs/MMBtu | FALSE | L | Annual | Rate | lb/MWh | 0.87002 | 0.87002 | 0 | 0.87002 | 0 | 0 | 0
IL Fac. Spec. - NOX Rate Summer v3.1, Unit 316 and retrofits | 455 | 7305 | Rate Constraint in lbs/MMBtu | FALSE | L | Annual | Constraint Shadow Price | US2022$/Ton | 0 | 0 | 0 | 0 | 0 | 0 | 0
IL Fac. Spec. - NOX Rate Summer v3.1, Unit 317 and retrofits | 456 | 7305 | Rate Constraint in lbs/MMBtu | FALSE | L | Annual | Seasons Included | Seasons | Summer | Summer | Summer | Summer | Summer | Summer | Summer
IL Fac. Spec. - NOX Rate Summer v3.1, Unit 317 and retrofits | 456 | 7305 | Rate Constraint in lbs/MMBtu | FALSE | L | Annual | Standard NOX | lb/MMBtu | 0.25 | 0.25 | 0.25 | 0.25 | 0.25 | 0.25 | 0.25
IL Fac. Spec. - NOX Rate Summer v3.1, Unit 317 and retrofits | 456 | 7305 | Rate Constraint in lbs/MMBtu | FALSE | L | Annual | Emissions at Affected Plants NOX | Thousand Tons | 0.0030462 | 0.0030104 | 0.0031179 | 3.5838e-05 | 0 | 0 | 0
IL Fac. Spec. - NOX Rate Summer v3.1, Unit 317 and retrofits | 456 | 7305 | Rate Constraint in lbs/MMBtu | FALSE | L | Annual | Allowances Purchased NOX | Thousand Tons | 0 | 0 | 0 | 0 | 0 | 0 | 0
IL Fac. Spec. - NOX Rate Summer v3.1, Unit 317 and retrofits | 456 | 7305 | Rate Constraint in lbs/MMBtu | FALSE | L | Annual | Allowances Sold NOX | Thousand Tons | 0 | 0 | 0 | 0 | 0 | 0 | 0
IL Fac. Spec. - NOX Rate Summer v3.1, Unit 317 and retrofits | 456 | 7305 | Rate Constraint in lbs/MMBtu | FALSE | L | Annual | Allowances Banked | Thousand Tons | 0 | 0 | 0 | 0 | 0 | 0 | 0
IL Fac. Spec. - NOX Rate Summer v3.1, Unit 317 and retrofits | 456 | 7305 | Rate Constraint in lbs/MMBtu | FALSE | L | Annual | Allowances Withdrawn (1:1) | Thousand Tons | 0 | 0 | 0 | 0 | 0 | 0 | 0
IL Fac. Spec. - NOX Rate Summer v3.1, Unit 317 and retrofits | 456 | 7305 | Rate Constraint in lbs/MMBtu | FALSE | L | Annual | Allowances Withdrawn (n:1) | Thousand Tons | 0 | 0 | 0 | 0 | 0 | 0 | 0
IL Fac. Spec. - NOX Rate Summer v3.1, Unit 317 and retrofits | 456 | 7305 | Rate Constraint in lbs/MMBtu | FALSE | L | Annual | Net Emissions Allowance Position | Thousand Tons | 0.0030462 | 0.0030104 | 0.0031179 | 3.5838e-05 | 0 | 0 | 0
IL Fac. Spec. - NOX Rate Summer v3.1, Unit 317 and retrofits | 456 | 7305 | Rate Constraint in lbs/MMBtu | FALSE | L | Annual | Fuel Consumed | TBtu | 0.1409 | 0.13924 | 0.14421 | 0.0016576 | 0 | 0 | 0
IL Fac. Spec. - NOX Rate Summer v3.1, Unit 317 and retrofits | 456 | 7305 | Rate Constraint in lbs/MMBtu | FALSE | L | Annual | Rate | lb/MMBtu | 0.04324 | 0.04324 | 0.04324 | 0.04324 | 0 | 0 | 0
IL Fac. Spec. - NOX Rate Summer v3.1, Unit 317 and retrofits | 456 | 7305 | Rate Constraint in lbs/MMBtu | FALSE | L | Annual | Generation | TWh | 0.013051 | 0.012897 | 0.013358 | 0.00015354 | 0 | 0 | 0
IL Fac. Spec. - NOX Rate Summer v3.1, Unit 317 and retrofits | 456 | 7305 | Rate Constraint in lbs/MMBtu | FALSE | L | Annual | Qualifying Generation | TWh | 0.013051 | 0.012897 | 0.013358 | 0.00015354 | 0 | 0 | 0
IL Fac. Spec. - NOX Rate Summer v3.1, Unit 317 and retrofits | 456 | 7305 | Rate Constraint in lbs/MMBtu | FALSE | L | Annual | Rate | lb/MWh | 0.46682 | 0.46682 | 0.46682 | 0.46682 | 0 | 0 | 0
IL Fac. Spec. - NOX Rate Summer v3.1, Unit 317 and retrofits | 456 | 7305 | Rate Constraint in lbs/MMBtu | FALSE | L | Annual | Constraint Shadow Price | US2022$/Ton | 0 | 0 | 0 | 0 | 0 | 0 | 0
IL Fac. Spec. - NOX Rate Summer v3.1, Unit 318 and retrofits | 457 | 7305 | Rate Constraint in lbs/MMBtu | FALSE | L | Annual | Seasons Included | Seasons | Summer | Summer | Summer | Summer | Summer | Summer | Summer
IL Fac. Spec. - NOX Rate Summer v3.1, Unit 318 and retrofits | 457 | 7305 | Rate Constraint in lbs/MMBtu | FALSE | L | Annual | Standard NOX | lb/MMBtu | 0.25 | 0.25 | 0.25 | 0.25 | 0.25 | 0.25 | 0.25
IL Fac. Spec. - NOX Rate Summer v3.1, Unit 318 and retrofits | 457 | 7305 | Rate Constraint in lbs/MMBtu | FALSE | L | Annual | Emissions at Affected Plants NOX | Thousand Tons | 0.0016862 | 0.0018449 | 0.0017259 | 1.9838e-05 | 0 | 0 | 0
IL Fac. Spec. - NOX Rate Summer v3.1, Unit 318 and retrofits | 457 | 7305 | Rate Constraint in lbs/MMBtu | FALSE | L | Annual | Allowances Purchased NOX | Thousand Tons | 0 | 0 | 0 | 0 | 0 | 0 | 0
IL Fac. Spec. - NOX Rate Summer v3.1, Unit 318 and retrofits | 457 | 7305 | Rate Constraint in lbs/MMBtu | FALSE | L | Annual | Allowances Sold NOX | Thousand Tons | 0 | 0 | 0 | 0 | 0 | 0 | 0
IL Fac. Spec. - NOX Rate Summer v3.1, Unit 318 and retrofits | 457 | 7305 | Rate Constraint in lbs/MMBtu | FALSE | L | Annual | Allowances Banked | Thousand Tons | 0 | 0 | 0 | 0 | 0 | 0 | 0
IL Fac. Spec. - NOX Rate Summer v3.1, Unit 318 and retrofits | 457 | 7305 | Rate Constraint in lbs/MMBtu | FALSE | L | Annual | Allowances Withdrawn (1:1) | Thousand Tons | 0 | 0 | 0 | 0 | 0 | 0 | 0
IL Fac. Spec. - NOX Rate Summer v3.1, Unit 318 and retrofits | 457 | 7305 | Rate Constraint in lbs/MMBtu | FALSE | L | Annual | Allowances Withdrawn (n:1) | Thousand Tons | 0 | 0 | 0 | 0 | 0 | 0 | 0
IL Fac. Spec. - NOX Rate Summer v3.1, Unit 318 and retrofits | 457 | 7305 | Rate Constraint in lbs/MMBtu | FALSE | L | Annual | Net Emissions Allowance Position | Thousand Tons | 0.0016862 | 0.0018449 | 0.0017259 | 1.9838e-05 | 0 | 0 | 0
IL Fac. Spec. - NOX Rate Summer v3.1, Unit 318 and retrofits | 457 | 7305 | Rate Constraint in lbs/MMBtu | FALSE | L | Annual | Fuel Consumed | TBtu | 0.040824 | 0.044666 | 0.041785 | 0.00048028 | 0 | 0 | 0
IL Fac. Spec. - NOX Rate Summer v3.1, Unit 318 and retrofits | 457 | 7305 | Rate Constraint in lbs/MMBtu | FALSE | L | Annual | Rate | lb/MMBtu | 0.08261 | 0.08261 | 0.08261 | 0.08261 | 0 | 0 | 0
IL Fac. Spec. - NOX Rate Summer v3.1, Unit 318 and retrofits | 457 | 7305 | Rate Constraint in lbs/MMBtu | FALSE | L | Annual | Generation | TWh | 0.003792 | 0.0041488 | 0.0038812 | 4.4611e-05 | 0 | 0 | 0
IL Fac. Spec. - NOX Rate Summer v3.1, Unit 318 and retrofits | 457 | 7305 | Rate Constraint in lbs/MMBtu | FALSE | L | Annual | Qualifying Generation | TWh | 0.003792 | 0.0041488 | 0.0038812 | 4.4611e-05 | 0 | 0 | 0
IL Fac. Spec. - NOX Rate Summer v3.1, Unit 318 and retrofits | 457 | 7305 | Rate Constraint in lbs/MMBtu | FALSE | L | Annual | Rate | lb/MWh | 0.88938 | 0.88938 | 0.88938 | 0.88938 | 0 | 0 | 0
IL Fac. Spec. - NOX Rate Summer v3.1, Unit 318 and retrofits | 457 | 7305 | Rate Constraint in lbs/MMBtu | FALSE | L | Annual | Constraint Shadow Price | US2022$/Ton | 0 | 0 | 0 | 0 | 0 | 0 | 0
IL Fac. Spec. - NOX Rate Summer v3.1, Unit 319 and retrofits | 458 | 7305 | Rate Constraint in lbs/MMBtu | FALSE | L | Annual | Seasons Included | Seasons | Summer | Summer | Summer | Summer | Summer | Summer | Summer
IL Fac. Spec. - NOX Rate Summer v3.1, Unit 319 and retrofits | 458 | 7305 | Rate Constraint in lbs/MMBtu | FALSE | L | Annual | Standard NOX | lb/MMBtu | 0.25 | 0.25 | 0.25 | 0.25 | 0.25 | 0.25 | 0.25
IL Fac. Spec. - NOX Rate Summer v3.1, Unit 319 and retrofits | 458 | 7305 | Rate Constraint in lbs/MMBtu | FALSE | L | Annual | Emissions at Affected Plants NOX | Thousand Tons | 0.0026169 | 0.0025768 | 0.0026785 | 3.0787e-05 | 0 | 0 | 0
IL Fac. Spec. - NOX Rate Summer v3.1, Unit 319 and retrofits | 458 | 7305 | Rate Constraint in lbs/MMBtu | FALSE | L | Annual | Allowances Purchased NOX | Thousand Tons | 0 | 0 | 0 | 0 | 0 | 0 | 0
IL Fac. Spec. - NOX Rate Summer v3.1, Unit 319 and retrofits | 458 | 7305 | Rate Constraint in lbs/MMBtu | FALSE | L | Annual | Allowances Sold NOX | Thousand Tons | 0 | 0 | 0 | 0 | 0 | 0 | 0
IL Fac. Spec. - NOX Rate Summer v3.1, Unit 319 and retrofits | 458 | 7305 | Rate Constraint in lbs/MMBtu | FALSE | L | Annual | Allowances Banked | Thousand Tons | 0 | 0 | 0 | 0 | 0 | 0 | 0
IL Fac. Spec. - NOX Rate Summer v3.1, Unit 319 and retrofits | 458 | 7305 | Rate Constraint in lbs/MMBtu | FALSE | L | Annual | Allowances Withdrawn (1:1) | Thousand Tons | 0 | 0 | 0 | 0 | 0 | 0 | 0
IL Fac. Spec. - NOX Rate Summer v3.1, Unit 319 and retrofits | 458 | 7305 | Rate Constraint in lbs/MMBtu | FALSE | L | Annual | Allowances Withdrawn (n:1) | Thousand Tons | 0 | 0 | 0 | 0 | 0 | 0 | 0
IL Fac. Spec. - NOX Rate Summer v3.1, Unit 319 and retrofits | 458 | 7305 | Rate Constraint in lbs/MMBtu | FALSE | L | Annual | Net Emissions Allowance Position | Thousand Tons | 0.0026169 | 0.0025768 | 0.0026785 | 3.0787e-05 | 0 | 0 | 0
IL Fac. Spec. - NOX Rate Summer v3.1, Unit 319 and retrofits | 458 | 7305 | Rate Constraint in lbs/MMBtu | FALSE | L | Annual | Fuel Consumed | TBtu | 0.13835 | 0.13623 | 0.14161 | 0.0016277 | 0 | 0 | 0
IL Fac. Spec. - NOX Rate Summer v3.1, Unit 319 and retrofits | 458 | 7305 | Rate Constraint in lbs/MMBtu | FALSE | L | Annual | Rate | lb/MMBtu | 0.03783 | 0.03783 | 0.03783 | 0.03783 | 0 | 0 | 0
IL Fac. Spec. - NOX Rate Summer v3.1, Unit 319 and retrofits | 458 | 7305 | Rate Constraint in lbs/MMBtu | FALSE | L | Annual | Generation | TWh | 0.012815 | 0.012618 | 0.013117 | 0.00015076 | 0 | 0 | 0
IL Fac. Spec. - NOX Rate Summer v3.1, Unit 319 and retrofits | 458 | 7305 | Rate Constraint in lbs/MMBtu | FALSE | L | Annual | Qualifying Generation | TWh | 0.012815 | 0.012618 | 0.013117 | 0.00015076 | 0 | 0 | 0
IL Fac. Spec. - NOX Rate Summer v3.1, Unit 319 and retrofits | 458 | 7305 | Rate Constraint in lbs/MMBtu | FALSE | L | Annual | Rate | lb/MWh | 0.40841 | 0.40841 | 0.40841 | 0.40841 | 0 | 0 | 0
IL Fac. Spec. - NOX Rate Summer v3.1, Unit 319 and retrofits | 458 | 7305 | Rate Constraint in lbs/MMBtu | FALSE | L | Annual | Constraint Shadow Price | US2022$/Ton | 0 | 0 | 0 | 0 | 0 | 0 | 0
IL Fac. Spec. - NOX Rate Summer v3.1, Unit 320 and retrofits | 459 | 7305 | Rate Constraint in lbs/MMBtu | FALSE | L | Annual | Seasons Included | Seasons | Summer | Summer | Summer | Summer | Summer | Summer | Summer
IL Fac. Spec. - NOX Rate Summer v3.1, Unit 320 and retrofits | 459 | 7305 | Rate Constraint in lbs/MMBtu | FALSE | L | Annual | Standard NOX | lb/MMBtu | 0.25 | 0.25 | 0.25 | 0.25 | 0.25 | 0.25 | 0.25
IL Fac. Spec. - NOX Rate Summer v3.1, Unit 320 and retrofits | 459 | 7305 | Rate Constraint in lbs/MMBtu | FALSE | L | Annual | Emissions at Affected Plants NOX | Thousand Tons | 0.0026542 | 0.0025918 | 0.0027167 | 8.0346e-08 | 0 | 0 | 0
IL Fac. Spec. - NOX Rate Summer v3.1, Unit 320 and retrofits | 459 | 7305 | Rate Constraint in lbs/MMBtu | FALSE | L | Annual | Allowances Purchased NOX | Thousand Tons | 0 | 0 | 0 | 0 | 0 | 0 | 0
IL Fac. Spec. - NOX Rate Summer v3.1, Unit 320 and retrofits | 459 | 7305 | Rate Constraint in lbs/MMBtu | FALSE | L | Annual | Allowances Sold NOX | Thousand Tons | 0 | 0 | 0 | 0 | 0 | 0 | 0
IL Fac. Spec. - NOX Rate Summer v3.1, Unit 320 and retrofits | 459 | 7305 | Rate Constraint in lbs/MMBtu | FALSE | L | Annual | Allowances Banked | Thousand Tons | 0 | 0 | 0 | 0 | 0 | 0 | 0
IL Fac. Spec. - NOX Rate Summer v3.1, Unit 320 and retrofits | 459 | 7305 | Rate Constraint in lbs/MMBtu | FALSE | L | Annual | Allowances Withdrawn (1:1) | Thousand Tons | 0 | 0 | 0 | 0 | 0 | 0 | 0
IL Fac. Spec. - NOX Rate Summer v3.1, Unit 320 and retrofits | 459 | 7305 | Rate Constraint in lbs/MMBtu | FALSE | L | Annual | Allowances Withdrawn (n:1) | Thousand Tons | 0 | 0 | 0 | 0 | 0 | 0 | 0
IL Fac. Spec. - NOX Rate Summer v3.1, Unit 320 and retrofits | 459 | 7305 | Rate Constraint in lbs/MMBtu | FALSE | L | Annual | Net Emissions Allowance Position | Thousand Tons | 0.0026542 | 0.0025918 | 0.0027167 | 8.0346e-08 | 0 | 0 | 0
IL Fac. Spec. - NOX Rate Summer v3.1, Unit 320 and retrofits | 459 | 7305 | Rate Constraint in lbs/MMBtu | FALSE | L | Annual | Fuel Consumed | TBtu | 0.13566 | 0.13247 | 0.13886 | 4.1066e-06 | 0 | 0 | 0
IL Fac. Spec. - NOX Rate Summer v3.1, Unit 320 and retrofits | 459 | 7305 | Rate Constraint in lbs/MMBtu | FALSE | L | Annual | Rate | lb/MMBtu | 0.03913 | 0.03913 | 0.03913 | 0.03913 | 0 | 0 | 0
IL Fac. Spec. - NOX Rate Summer v3.1, Unit 320 and retrofits | 459 | 7305 | Rate Constraint in lbs/MMBtu | FALSE | L | Annual | Generation | TWh | 0.012564 | 0.012268 | 0.012859 | 3.8031e-07 | 0 | 0 | 0
IL Fac. Spec. - NOX Rate Summer v3.1, Unit 320 and retrofits | 459 | 7305 | Rate Constraint in lbs/MMBtu | FALSE | L | Annual | Qualifying Generation | TWh | 0.012564 | 0.012268 | 0.012859 | 3.8031e-07 | 0 | 0 | 0
IL Fac. Spec. - NOX Rate Summer v3.1, Unit 320 and retrofits | 459 | 7305 | Rate Constraint in lbs/MMBtu | FALSE | L | Annual | Rate | lb/MWh | 0.42253 | 0.42253 | 0.42253 | 0.42253 | 0 | 0 | 0
IL Fac. Spec. - NOX Rate Summer v3.1, Unit 320 and retrofits | 459 | 7305 | Rate Constraint in lbs/MMBtu | FALSE | L | Annual | Constraint Shadow Price | US2022$/Ton | 0 | 0 | 0 | 0 | 0 | 0 | 0
IL Fac. Spec. - NOX Rate Summer v3.1, Unit 321 and retrofits | 460 | 7305 | Rate Constraint in lbs/MMBtu | FALSE | L | Annual | Seasons Included | Seasons | Summer | Summer | Summer | Summer | Summer | Summer | Summer
IL Fac. Spec. - NOX Rate Summer v3.1, Unit 321 and retrofits | 460 | 7305 | Rate Constraint in lbs/MMBtu | FALSE | L | Annual | Standard NOX | lb/MMBtu | 0.25 | 0.25 | 0.25 | 0.25 | 0.25 | 0.25 | 0.25
IL Fac. Spec. - NOX Rate Summer v3.1, Unit 321 and retrofits | 460 | 7305 | Rate Constraint in lbs/MMBtu | FALSE | L | Annual | Emissions at Affected Plants NOX | Thousand Tons | 0.0023539 | 0.0022985 | 0.0024093 | 0 | 0 | 0 | 0
IL Fac. Spec. - NOX Rate Summer v3.1, Unit 321 and retrofits | 460 | 7305 | Rate Constraint in lbs/MMBtu | FALSE | L | Annual | Allowances Purchased NOX | Thousand Tons | 0 | 0 | 0 | 0 | 0 | 0 | 0
IL Fac. Spec. - NOX Rate Summer v3.1, Unit 321 and retrofits | 460 | 7305 | Rate Constraint in lbs/MMBtu | FALSE | L | Annual | Allowances Sold NOX | Thousand Tons | 0 | 0 | 0 | 0 | 0 | 0 | 0
IL Fac. Spec. - NOX Rate Summer v3.1, Unit 321 and retrofits | 460 | 7305 | Rate Constraint in lbs/MMBtu | FALSE | L | Annual | Allowances Banked | Thousand Tons | 0 | 0 | 0 | 0 | 0 | 0 | 0
IL Fac. Spec. - NOX Rate Summer v3.1, Unit 321 and retrofits | 460 | 7305 | Rate Constraint in lbs/MMBtu | FALSE | L | Annual | Allowances Withdrawn (1:1) | Thousand Tons | 0 | 0 | 0 | 0 | 0 | 0 | 0
IL Fac. Spec. - NOX Rate Summer v3.1, Unit 321 and retrofits | 460 | 7305 | Rate Constraint in lbs/MMBtu | FALSE | L | Annual | Allowances Withdrawn (n:1) | Thousand Tons | 0 | 0 | 0 | 0 | 0 | 0 | 0
IL Fac. Spec. - NOX Rate Summer v3.1, Unit 321 and retrofits | 460 | 7305 | Rate Constraint in lbs/MMBtu | FALSE | L | Annual | Net Emissions Allowance Position | Thousand Tons | 0.0023539 | 0.0022985 | 0.0024093 | 0 | 0 | 0 | 0
IL Fac. Spec. - NOX Rate Summer v3.1, Unit 321 and retrofits | 460 | 7305 | Rate Constraint in lbs/MMBtu | FALSE | L | Annual | Fuel Consumed | TBtu | 0.13509 | 0.13191 | 0.13827 | 0 | 0 | 0 | 0
IL Fac. Spec. - NOX Rate Summer v3.1, Unit 321 and retrofits | 460 | 7305 | Rate Constraint in lbs/MMBtu | FALSE | L | Annual | Rate | lb/MMBtu | 0.03485 | 0.03485 | 0.03485 | 0 | 0 | 0 | 0
IL Fac. Spec. - NOX Rate Summer v3.1, Unit 321 and retrofits | 460 | 7305 | Rate Constraint in lbs/MMBtu | FALSE | L | Annual | Generation | TWh | 0.01251 | 0.012216 | 0.012805 | 0 | 0 | 0 | 0
IL Fac. Spec. - NOX Rate Summer v3.1, Unit 321 and retrofits | 460 | 7305 | Rate Constraint in lbs/MMBtu | FALSE | L | Annual | Qualifying Generation | TWh | 0.01251 | 0.012216 | 0.012805 | 0 | 0 | 0 | 0
IL Fac. Spec. - NOX Rate Summer v3.1, Unit 321 and retrofits | 460 | 7305 | Rate Constraint in lbs/MMBtu | FALSE | L | Annual | Rate | lb/MWh | 0.37631 | 0.37631 | 0.37631 | 0 | 0 | 0 | 0
IL Fac. Spec. - NOX Rate Summer v3.1, Unit 321 and retrofits | 460 | 7305 | Rate Constraint in lbs/MMBtu | FALSE | L | Annual | Constraint Shadow Price | US2022$/Ton | 0 | 0 | 0 | 0 | 0 | 0 | 0
IL Fac. Spec. - NOX Rate Summer v3.1, Unit 322 and retrofits | 461 | 7305 | Rate Constraint in lbs/MMBtu | FALSE | L | Annual | Seasons Included | Seasons | Summer | Summer | Summer | Summer | Summer | Summer | Summer
IL Fac. Spec. - NOX Rate Summer v3.1, Unit 322 and retrofits | 461 | 7305 | Rate Constraint in lbs/MMBtu | FALSE | L | Annual | Standard NOX | lb/MMBtu | 0.25 | 0.25 | 0.25 | 0.25 | 0.25 | 0.25 | 0.25
IL Fac. Spec. - NOX Rate Summer v3.1, Unit 322 and retrofits | 461 | 7305 | Rate Constraint in lbs/MMBtu | FALSE | L | Annual | Emissions at Affected Plants NOX | Thousand Tons | 0.0017742 | 0.0017325 | 0.001816 | 0 | 0 | 0 | 0
IL Fac. Spec. - NOX Rate Summer v3.1, Unit 322 and retrofits | 461 | 7305 | Rate Constraint in lbs/MMBtu | FALSE | L | Annual | Allowances Purchased NOX | Thousand Tons | 0 | 0 | 0 | 0 | 0 | 0 | 0
IL Fac. Spec. - NOX Rate Summer v3.1, Unit 322 and retrofits | 461 | 7305 | Rate Constraint in lbs/MMBtu | FALSE | L | Annual | Allowances Sold NOX | Thousand Tons | 0 | 0 | 0 | 0 | 0 | 0 | 0
IL Fac. Spec. - NOX Rate Summer v3.1, Unit 322 and retrofits | 461 | 7305 | Rate Constraint in lbs/MMBtu | FALSE | L | Annual | Allowances Banked | Thousand Tons | 0 | 0 | 0 | 0 | 0 | 0 | 0
IL Fac. Spec. - NOX Rate Summer v3.1, Unit 322 and retrofits | 461 | 7305 | Rate Constraint in lbs/MMBtu | FALSE | L | Annual | Allowances Withdrawn (1:1) | Thousand Tons | 0 | 0 | 0 | 0 | 0 | 0 | 0
IL Fac. Spec. - NOX Rate Summer v3.1, Unit 322 and retrofits | 461 | 7305 | Rate Constraint in lbs/MMBtu | FALSE | L | Annual | Allowances Withdrawn (n:1) | Thousand Tons | 0 | 0 | 0 | 0 | 0 | 0 | 0
IL Fac. Spec. - NOX Rate Summer v3.1, Unit 322 and retrofits | 461 | 7305 | Rate Constraint in lbs/MMBtu | FALSE | L | Annual | Net Emissions Allowance Position | Thousand Tons | 0.0017742 | 0.0017325 | 0.001816 | 0 | 0 | 0 | 0
IL Fac. Spec. - NOX Rate Summer v3.1, Unit 322 and retrofits | 461 | 7305 | Rate Constraint in lbs/MMBtu | FALSE | L | Annual | Fuel Consumed | TBtu | 0.03902 | 0.038102 | 0.039938 | 0 | 0 | 0 | 0
IL Fac. Spec. - NOX Rate Summer v3.1, Unit 322 and retrofits | 461 | 7305 | Rate Constraint in lbs/MMBtu | FALSE | L | Annual | Rate | lb/MMBtu | 0.09094 | 0.09094 | 0.09094 | 0 | 0 | 0 | 0
IL Fac. Spec. - NOX Rate Summer v3.1, Unit 322 and retrofits | 461 | 7305 | Rate Constraint in lbs/MMBtu | FALSE | L | Annual | Generation | TWh | 0.0036126 | 0.0035276 | 0.0036976 | 0 | 0 | 0 | 0
IL Fac. Spec. - NOX Rate Summer v3.1, Unit 322 and retrofits | 461 | 7305 | Rate Constraint in lbs/MMBtu | FALSE | L | Annual | Qualifying Generation | TWh | 0.0036126 | 0.0035276 | 0.0036976 | 0 | 0 | 0 | 0
IL Fac. Spec. - NOX Rate Summer v3.1, Unit 322 and retrofits | 461 | 7305 | Rate Constraint in lbs/MMBtu | FALSE | L | Annual | Rate | lb/MWh | 0.98224 | 0.98224 | 0.98224 | 0 | 0 | 0 | 0
IL Fac. Spec. - NOX Rate Summer v3.1, Unit 322 and retrofits | 461 | 7305 | Rate Constraint in lbs/MMBtu | FALSE | L | Annual | Constraint Shadow Price | US2022$/Ton | 0 | 0 | 0 | 0 | 0 | 0 | 0
IL Fac. Spec. - NOX Rate Summer v3.1, Unit 323 and retrofits | 462 | 7305 | Rate Constraint in lbs/MMBtu | FALSE | L | Annual | Seasons Included | Seasons | Summer | Summer | Summer | Summer | Summer | Summer | Summer
IL Fac. Spec. - NOX Rate Summer v3.1, Unit 323 and retrofits | 462 | 7305 | Rate Constraint in lbs/MMBtu | FALSE | L | Annual | Standard NOX | lb/MMBtu | 0.25 | 0.25 | 0.25 | 0.25 | 0.25 | 0.25 | 0.25
IL Fac. Spec. - NOX Rate Summer v3.1, Unit 323 and retrofits | 462 | 7305 | Rate Constraint in lbs/MMBtu | FALSE | L | Annual | Emissions at Affected Plants NOX | Thousand Tons | 0.001838 | 0.0017948 | 0.0018813 | 2.1624e-05 | 0 | 0 | 0
IL Fac. Spec. - NOX Rate Summer v3.1, Unit 323 and retrofits | 462 | 7305 | Rate Constraint in lbs/MMBtu | FALSE | L | Annual | Allowances Purchased NOX | Thousand Tons | 0 | 0 | 0 | 0 | 0 | 0 | 0
IL Fac. Spec. - NOX Rate Summer v3.1, Unit 323 and retrofits | 462 | 7305 | Rate Constraint in lbs/MMBtu | FALSE | L | Annual | Allowances Sold NOX | Thousand Tons | 0 | 0 | 0 | 0 | 0 | 0 | 0
IL Fac. Spec. - NOX Rate Summer v3.1, Unit 323 and retrofits | 462 | 7305 | Rate Constraint in lbs/MMBtu | FALSE | L | Annual | Allowances Banked | Thousand Tons | 0 | 0 | 0 | 0 | 0 | 0 | 0
IL Fac. Spec. - NOX Rate Summer v3.1, Unit 323 and retrofits | 462 | 7305 | Rate Constraint in lbs/MMBtu | FALSE | L | Annual | Allowances Withdrawn (1:1) | Thousand Tons | 0 | 0 | 0 | 0 | 0 | 0 | 0
IL Fac. Spec. - NOX Rate Summer v3.1, Unit 323 and retrofits | 462 | 7305 | Rate Constraint in lbs/MMBtu | FALSE | L | Annual | Allowances Withdrawn (n:1) | Thousand Tons | 0 | 0 | 0 | 0 | 0 | 0 | 0
IL Fac. Spec. - NOX Rate Summer v3.1, Unit 323 and retrofits | 462 | 7305 | Rate Constraint in lbs/MMBtu | FALSE | L | Annual | Net Emissions Allowance Position | Thousand Tons | 0.001838 | 0.0017948 | 0.0018813 | 2.1624e-05 | 0 | 0 | 0
IL Fac. Spec. - NOX Rate Summer v3.1, Unit 323 and retrofits | 462 | 7305 | Rate Constraint in lbs/MMBtu | FALSE | L | Annual | Fuel Consumed | TBtu | 0.040777 | 0.039818 | 0.041737 | 0.00047973 | 0 | 0 | 0
IL Fac. Spec. - NOX Rate Summer v3.1, Unit 323 and retrofits | 462 | 7305 | Rate Constraint in lbs/MMBtu | FALSE | L | Annual | Rate | lb/MMBtu | 0.09015 | 0.09015 | 0.09015 | 0.09015 | 0 | 0 | 0
IL Fac. Spec. - NOX Rate Summer v3.1, Unit 323 and retrofits | 462 | 7305 | Rate Constraint in lbs/MMBtu | FALSE | L | Annual | Generation | TWh | 0.0037767 | 0.0036879 | 0.0038656 | 4.4432e-05 | 0 | 0 | 0
IL Fac. Spec. - NOX Rate Summer v3.1, Unit 323 and retrofits | 462 | 7305 | Rate Constraint in lbs/MMBtu | FALSE | L | Annual | Qualifying Generation | TWh | 0.0037767 | 0.0036879 | 0.0038656 | 4.4432e-05 | 0 | 0 | 0
IL Fac. Spec. - NOX Rate Summer v3.1, Unit 323 and retrofits | 462 | 7305 | Rate Constraint in lbs/MMBtu | FALSE | L | Annual | Rate | lb/MWh | 0.97335 | 0.97335 | 0.97335 | 0.97335 | 0 | 0 | 0
IL Fac. Spec. - NOX Rate Summer v3.1, Unit 323 and retrofits | 462 | 7305 | Rate Constraint in lbs/MMBtu | FALSE | L | Annual | Constraint Shadow Price | US2022$/Ton | 0 | 0 | 0 | 0 | 0 | 0 | 0
IL Fac. Spec. - NOX Rate Summer v3.1, Unit 324 and retrofits | 463 | 7305 | Rate Constraint in lbs/MMBtu | FALSE | L | Annual | Seasons Included | Seasons | Summer | Summer | Summer | Summer | Summer | Summer | Summer
IL Fac. Spec. - NOX Rate Summer v3.1, Unit 324 and retrofits | 463 | 7305 | Rate Constraint in lbs/MMBtu | FALSE | L | Annual | Standard NOX | lb/MMBtu | 0.25 | 0.25 | 0.25 | 0.25 | 0.25 | 0.25 | 0.25
IL Fac. Spec. - NOX Rate Summer v3.1, Unit 324 and retrofits | 463 | 7305 | Rate Constraint in lbs/MMBtu | FALSE | L | Annual | Emissions at Affected Plants NOX | Thousand Tons | 0.0018314 | 0.0017883 | 0.0018745 | 0 | 0 | 0 | 0
IL Fac. Spec. - NOX Rate Summer v3.1, Unit 324 and retrofits | 463 | 7305 | Rate Constraint in lbs/MMBtu | FALSE | L | Annual | Allowances Purchased NOX | Thousand Tons | 0 | 0 | 0 | 0 | 0 | 0 | 0
IL Fac. Spec. - NOX Rate Summer v3.1, Unit 324 and retrofits | 463 | 7305 | Rate Constraint in lbs/MMBtu | FALSE | L | Annual | Allowances Sold NOX | Thousand Tons | 0 | 0 | 0 | 0 | 0 | 0 | 0
IL Fac. Spec. - NOX Rate Summer v3.1, Unit 324 and retrofits | 463 | 7305 | Rate Constraint in lbs/MMBtu | FALSE | L | Annual | Allowances Banked | Thousand Tons | 0 | 0 | 0 | 0 | 0 | 0 | 0
IL Fac. Spec. - NOX Rate Summer v3.1, Unit 324 and retrofits | 463 | 7305 | Rate Constraint in lbs/MMBtu | FALSE | L | Annual | Allowances Withdrawn (1:1) | Thousand Tons | 0 | 0 | 0 | 0 | 0 | 0 | 0
IL Fac. Spec. - NOX Rate Summer v3.1, Unit 324 and retrofits | 463 | 7305 | Rate Constraint in lbs/MMBtu | FALSE | L | Annual | Allowances Withdrawn (n:1) | Thousand Tons | 0 | 0 | 0 | 0 | 0 | 0 | 0
IL Fac. Spec. - NOX Rate Summer v3.1, Unit 324 and retrofits | 463 | 7305 | Rate Constraint in lbs/MMBtu | FALSE | L | Annual | Net Emissions Allowance Position | Thousand Tons | 0.0018314 | 0.0017883 | 0.0018745 | 0 | 0 | 0 | 0
IL Fac. Spec. - NOX Rate Summer v3.1, Unit 324 and retrofits | 463 | 7305 | Rate Constraint in lbs/MMBtu | FALSE | L | Annual | Fuel Consumed | TBtu | 0.041196 | 0.040227 | 0.042165 | 0 | 0 | 0 | 0
IL Fac. Spec. - NOX Rate Summer v3.1, Unit 324 and retrofits | 463 | 7305 | Rate Constraint in lbs/MMBtu | FALSE | L | Annual | Rate | lb/MMBtu | 0.08891 | 0.08891 | 0.08891 | 0 | 0 | 0 | 0
IL Fac. Spec. - NOX Rate Summer v3.1, Unit 324 and retrofits | 463 | 7305 | Rate Constraint in lbs/MMBtu | FALSE | L | Annual | Generation | TWh | 0.0038148 | 0.003725 | 0.0039046 | 0 | 0 | 0 | 0
IL Fac. Spec. - NOX Rate Summer v3.1, Unit 324 and retrofits | 463 | 7305 | Rate Constraint in lbs/MMBtu | FALSE | L | Annual | Qualifying Generation | TWh | 0.0038148 | 0.003725 | 0.0039046 | 0 | 0 | 0 | 0
IL Fac. Spec. - NOX Rate Summer v3.1, Unit 324 and retrofits | 463 | 7305 | Rate Constraint in lbs/MMBtu | FALSE | L | Annual | Rate | lb/MWh | 0.96014 | 0.96014 | 0.96014 | 0 | 0 | 0 | 0
IL Fac. Spec. - NOX Rate Summer v3.1, Unit 324 and retrofits | 463 | 7305 | Rate Constraint in lbs/MMBtu | FALSE | L | Annual | Constraint Shadow Price | US2022$/Ton | 0 | 0 | 0 | 0 | 0 | 0 | 0
IL Fac. Spec. - NOX Rate Summer v3.1, Unit 325 and retrofits | 464 | 7305 | Rate Constraint in lbs/MMBtu | FALSE | L | Annual | Seasons Included | Seasons | Summer | Summer | Summer | Summer | Summer | Summer | Summer
IL Fac. Spec. - NOX Rate Summer v3.1, Unit 325 and retrofits | 464 | 7305 | Rate Constraint in lbs/MMBtu | FALSE | L | Annual | Standard NOX | lb/MMBtu | 0.25 | 0.25 | 0.25 | 0.25 | 0.25 | 0.25 | 0.25
IL Fac. Spec. - NOX Rate Summer v3.1, Unit 325 and retrofits | 464 | 7305 | Rate Constraint in lbs/MMBtu | FALSE | L | Annual | Emissions at Affected Plants NOX | Thousand Tons | 0.0018934 | 0.0018488 | 0.0019379 | 0 | 0 | 0 | 0
IL Fac. Spec. - NOX Rate Summer v3.1, Unit 325 and retrofits | 464 | 7305 | Rate Constraint in lbs/MMBtu | FALSE | L | Annual | Allowances Purchased NOX | Thousand Tons | 0 | 0 | 0 | 0 | 0 | 0 | 0
IL Fac. Spec. - NOX Rate Summer v3.1, Unit 325 and retrofits | 464 | 7305 | Rate Constraint in lbs/MMBtu | FALSE | L | Annual | Allowances Sold NOX | Thousand Tons | 0 | 0 | 0 | 0 | 0 | 0 | 0
IL Fac. Spec. - NOX Rate Summer v3.1, Unit 325 and retrofits | 464 | 7305 | Rate Constraint in lbs/MMBtu | FALSE | L | Annual | Allowances Banked | Thousand Tons | 0 | 0 | 0 | 0 | 0 | 0 | 0
IL Fac. Spec. - NOX Rate Summer v3.1, Unit 325 and retrofits | 464 | 7305 | Rate Constraint in lbs/MMBtu | FALSE | L | Annual | Allowances Withdrawn (1:1) | Thousand Tons | 0 | 0 | 0 | 0 | 0 | 0 | 0
IL Fac. Spec. - NOX Rate Summer v3.1, Unit 325 and retrofits | 464 | 7305 | Rate Constraint in lbs/MMBtu | FALSE | L | Annual | Allowances Withdrawn (n:1) | Thousand Tons | 0 | 0 | 0 | 0 | 0 | 0 | 0
IL Fac. Spec. - NOX Rate Summer v3.1, Unit 325 and retrofits | 464 | 7305 | Rate Constraint in lbs/MMBtu | FALSE | L | Annual | Net Emissions Allowance Position | Thousand Tons | 0.0018934 | 0.0018488 | 0.0019379 | 0 | 0 | 0 | 0
IL Fac. Spec. - NOX Rate Summer v3.1, Unit 325 and retrofits | 464 | 7305 | Rate Constraint in lbs/MMBtu | FALSE | L | Annual | Fuel Consumed | TBtu | 0.041286 | 0.040314 | 0.042257 | 0 | 0 | 0 | 0
IL Fac. Spec. - NOX Rate Summer v3.1, Unit 325 and retrofits | 464 | 7305 | Rate Constraint in lbs/MMBtu | FALSE | L | Annual | Rate | lb/MMBtu | 0.09172 | 0.09172 | 0.09172 | 0 | 0 | 0 | 0
IL Fac. Spec. - NOX Rate Summer v3.1, Unit 325 and retrofits | 464 | 7305 | Rate Constraint in lbs/MMBtu | FALSE | L | Annual | Generation | TWh | 0.0038224 | 0.0037325 | 0.0039124 | 0 | 0 | 0 | 0
IL Fac. Spec. - NOX Rate Summer v3.1, Unit 325 and retrofits | 464 | 7305 | Rate Constraint in lbs/MMBtu | FALSE | L | Annual | Qualifying Generation | TWh | 0.0038224 | 0.0037325 | 0.0039124 | 0 | 0 | 0 | 0
IL Fac. Spec. - NOX Rate Summer v3.1, Unit 325 and retrofits | 464 | 7305 | Rate Constraint in lbs/MMBtu | FALSE | L | Annual | Rate | lb/MWh | 0.99067 | 0.99067 | 0.99067 | 0 | 0 | 0 | 0
IL Fac. Spec. - NOX Rate Summer v3.1, Unit 325 and retrofits | 464 | 7305 | Rate Constraint in lbs/MMBtu | FALSE | L | Annual | Constraint Shadow Price | US2022$/Ton | 0 | 0 | 0 | 0 | 0 | 0 | 0
IL Fac. Spec. - NOX Rate Summer v3.1, Unit 326 and retrofits | 465 | 7305 | Rate Constraint in lbs/MMBtu | FALSE | L | Annual | Seasons Included | Seasons | Summer | Summer | Summer | Summer | Summer | Summer | Summer
IL Fac. Spec. - NOX Rate Summer v3.1, Unit 326 and retrofits | 465 | 7305 | Rate Constraint in lbs/MMBtu | FALSE | L | Annual | Standard NOX | lb/MMBtu | 0.25 | 0.25 | 0.25 | 0.25 | 0.25 | 0.25 | 0.25
IL Fac. Spec. - NOX Rate Summer v3.1, Unit 326 and retrofits | 465 | 7305 | Rate Constraint in lbs/MMBtu | FALSE | L | Annual | Emissions at Affected Plants NOX | Thousand Tons | 0.0017819 | 0.0019496 | 0.0018238 | 2.0963e-05 | 0 | 0 | 0
IL Fac. Spec. - NOX Rate Summer v3.1, Unit 326 and retrofits | 465 | 7305 | Rate Constraint in lbs/MMBtu | FALSE | L | Annual | Allowances Purchased NOX | Thousand Tons | 0 | 0 | 0 | 0 | 0 | 0 | 0
IL Fac. Spec. - NOX Rate Summer v3.1, Unit 326 and retrofits | 465 | 7305 | Rate Constraint in lbs/MMBtu | FALSE | L | Annual | Allowances Sold NOX | Thousand Tons | 0 | 0 | 0 | 0 | 0 | 0 | 0
IL Fac. Spec. - NOX Rate Summer v3.1, Unit 326 and retrofits | 465 | 7305 | Rate Constraint in lbs/MMBtu | FALSE | L | Annual | Allowances Banked | Thousand Tons | 0 | 0 | 0 | 0 | 0 | 0 | 0
IL Fac. Spec. - NOX Rate Summer v3.1, Unit 326 and retrofits | 465 | 7305 | Rate Constraint in lbs/MMBtu | FALSE | L | Annual | Allowances Withdrawn (1:1) | Thousand Tons | 0 | 0 | 0 | 0 | 0 | 0 | 0
IL Fac. Spec. - NOX Rate Summer v3.1, Unit 326 and retrofits | 465 | 7305 | Rate Constraint in lbs/MMBtu | FALSE | L | Annual | Allowances Withdrawn (n:1) | Thousand Tons | 0 | 0 | 0 | 0 | 0 | 0 | 0
IL Fac. Spec. - NOX Rate Summer v3.1, Unit 326 and retrofits | 465 | 7305 | Rate Constraint in lbs/MMBtu | FALSE | L | Annual | Net Emissions Allowance Position | Thousand Tons | 0.0017819 | 0.0019496 | 0.0018238 | 2.0963e-05 | 0 | 0 | 0
IL Fac. Spec. - NOX Rate Summer v3.1, Unit 326 and retrofits | 465 | 7305 | Rate Constraint in lbs/MMBtu | FALSE | L | Annual | Fuel Consumed | TBtu | 0.04155 | 0.045461 | 0.042528 | 0.00048883 | 0 | 0 | 0
IL Fac. Spec. - NOX Rate Summer v3.1, Unit 326 and retrofits | 465 | 7305 | Rate Constraint in lbs/MMBtu | FALSE | L | Annual | Rate | lb/MMBtu | 0.08577 | 0.08577 | 0.08577 | 0.08577 | 0 | 0 | 0
IL Fac. Spec. - NOX Rate Summer v3.1, Unit 326 and retrofits | 465 | 7305 | Rate Constraint in lbs/MMBtu | FALSE | L | Annual | Generation | TWh | 0.0038605 | 0.0042238 | 0.0039513 | 4.5417e-05 | 0 | 0 | 0
IL Fac. Spec. - NOX Rate Summer v3.1, Unit 326 and retrofits | 465 | 7305 | Rate Constraint in lbs/MMBtu | FALSE | L | Annual | Qualifying Generation | TWh | 0.0038605 | 0.0042238 | 0.0039513 | 4.5417e-05 | 0 | 0 | 0
IL Fac. Spec. - NOX Rate Summer v3.1, Unit 326 and retrofits | 465 | 7305 | Rate Constraint in lbs/MMBtu | FALSE | L | Annual | Rate | lb/MWh | 0.92314 | 0.92314 | 0.92314 | 0.92314 | 0 | 0 | 0
IL Fac. Spec. - NOX Rate Summer v3.1, Unit 326 and retrofits | 465 | 7305 | Rate Constraint in lbs/MMBtu | FALSE | L | Annual | Constraint Shadow Price | US2022$/Ton | 0 | 0 | 0 | 0 | 0 | 0 | 0
IL Fac. Spec. - NOX Rate Summer v3.1, Unit 327 and retrofits | 466 | 7305 | Rate Constraint in lbs/MMBtu | FALSE | L | Annual | Seasons Included | Seasons | Summer | Summer | Summer | Summer | Summer | Summer | Summer
IL Fac. Spec. - NOX Rate Summer v3.1, Unit 327 and retrofits | 466 | 7305 | Rate Constraint in lbs/MMBtu | FALSE | L | Annual | Standard NOX | lb/MMBtu | 0.25 | 0.25 | 0.25 | 0.25 | 0.25 | 0.25 | 0.25
IL Fac. Spec. - NOX Rate Summer v3.1, Unit 327 and retrofits | 466 | 7305 | Rate Constraint in lbs/MMBtu | FALSE | L | Annual | Emissions at Affected Plants NOX | Thousand Tons | 0.00213 | 0.0021376 | 0.0036011 | 7.6618e-06 | 0 | 0.0013945 | 0.0014098
IL Fac. Spec. - NOX Rate Summer v3.1, Unit 327 and retrofits | 466 | 7305 | Rate Constraint in lbs/MMBtu | FALSE | L | Annual | Allowances Purchased NOX | Thousand Tons | 0 | 0 | 0 | 0 | 0 | 0 | 0
IL Fac. Spec. - NOX Rate Summer v3.1, Unit 327 and retrofits | 466 | 7305 | Rate Constraint in lbs/MMBtu | FALSE | L | Annual | Allowances Sold NOX | Thousand Tons | 0 | 0 | 0 | 0 | 0 | 0 | 0
IL Fac. Spec. - NOX Rate Summer v3.1, Unit 327 and retrofits | 466 | 7305 | Rate Constraint in lbs/MMBtu | FALSE | L | Annual | Allowances Banked | Thousand Tons | 0 | 0 | 0 | 0 | 0 | 0 | 0
IL Fac. Spec. - NOX Rate Summer v3.1, Unit 327 and retrofits | 466 | 7305 | Rate Constraint in lbs/MMBtu | FALSE | L | Annual | Allowances Withdrawn (1:1) | Thousand Tons | 0 | 0 | 0 | 0 | 0 | 0 | 0
IL Fac. Spec. - NOX Rate Summer v3.1, Unit 327 and retrofits | 466 | 7305 | Rate Constraint in lbs/MMBtu | FALSE | L | Annual | Allowances Withdrawn (n:1) | Thousand Tons | 0 | 0 | 0 | 0 | 0 | 0 | 0
IL Fac. Spec. - NOX Rate Summer v3.1, Unit 327 and retrofits | 466 | 7305 | Rate Constraint in lbs/MMBtu | FALSE | L | Annual | Net Emissions Allowance Position | Thousand Tons | 0.00213 | 0.0021376 | 0.0036011 | 7.6618e-06 | 0 | 0.0013945 | 0.0014098
IL Fac. Spec. - NOX Rate Summer v3.1, Unit 327 and retrofits | 466 | 7305 | Rate Constraint in lbs/MMBtu | FALSE | L | Annual | Fuel Consumed | TBtu | 0.38727 | 0.38866 | 0.65474 | 0.0013931 | 0 | 0.25354 | 0.25632
IL Fac. Spec. - NOX Rate Summer v3.1, Unit 327 and retrofits | 466 | 7305 | Rate Constraint in lbs/MMBtu | FALSE | L | Annual | Rate | lb/MMBtu | 0.011 | 0.011 | 0.011 | 0.011 | 0 | 0.011 | 0.011
IL Fac. Spec. - NOX Rate Summer v3.1, Unit 327 and retrofits | 466 | 7305 | Rate Constraint in lbs/MMBtu | FALSE | L | Annual | Generation | TWh | 0.039098 | 0.039239 | 0.066102 | 0.00014064 | 0 | 0.025597 | 0.025878
IL Fac. Spec. - NOX Rate Summer v3.1, Unit 327 and retrofits | 466 | 7305 | Rate Constraint in lbs/MMBtu | FALSE | L | Annual | Qualifying Generation | TWh | 0.039098 | 0.039239 | 0.066102 | 0.00014064 | 0 | 0.025597 | 0.025878
IL Fac. Spec. - NOX Rate Summer v3.1, Unit 327 and retrofits | 466 | 7305 | Rate Constraint in lbs/MMBtu | FALSE | L | Annual | Rate | lb/MWh | 0.10895 | 0.10895 | 0.10895 | 0.10895 | 0 | 0.10895 | 0.10895
IL Fac. Spec. - NOX Rate Summer v3.1, Unit 327 and retrofits | 466 | 7305 | Rate Constraint in lbs/MMBtu | FALSE | L | Annual | Constraint Shadow Price | US2022$/Ton | 0 | 0 | 0 | 0 | 0 | 0 | 0
IL Fac. Spec. - NOX Rate Summer v3.1, Unit 328 and retrofits | 467 | 7305 | Rate Constraint in lbs/MMBtu | FALSE | L | Annual | Seasons Included | Seasons | Summer | Summer | Summer | Summer | Summer | Summer | Summer
IL Fac. Spec. - NOX Rate Summer v3.1, Unit 328 and retrofits | 467 | 7305 | Rate Constraint in lbs/MMBtu | FALSE | L | Annual | Standard NOX | lb/MMBtu | 0.25 | 0.25 | 0.25 | 0.25 | 0.25 | 0.25 | 0.25
IL Fac. Spec. - NOX Rate Summer v3.1, Unit 328 and retrofits | 467 | 7305 | Rate Constraint in lbs/MMBtu | FALSE | L | Annual | Emissions at Affected Plants NOX | Thousand Tons | 0.00213 | 0.0021376 | 0.0036011 | 7.6618e-06 | 0 | 0.001391 | 0.0014098
IL Fac. Spec. - NOX Rate Summer v3.1, Unit 328 and retrofits | 467 | 7305 | Rate Constraint in lbs/MMBtu | FALSE | L | Annual | Allowances Purchased NOX | Thousand Tons | 0 | 0 | 0 | 0 | 0 | 0 | 0
IL Fac. Spec. - NOX Rate Summer v3.1, Unit 328 and retrofits | 467 | 7305 | Rate Constraint in lbs/MMBtu | FALSE | L | Annual | Allowances Sold NOX | Thousand Tons | 0 | 0 | 0 | 0 | 0 | 0 | 0
IL Fac. Spec. - NOX Rate Summer v3.1, Unit 328 and retrofits | 467 | 7305 | Rate Constraint in lbs/MMBtu | FALSE | L | Annual | Allowances Banked | Thousand Tons | 0 | 0 | 0 | 0 | 0 | 0 | 0
IL Fac. Spec. - NOX Rate Summer v3.1, Unit 328 and retrofits | 467 | 7305 | Rate Constraint in lbs/MMBtu | FALSE | L | Annual | Allowances Withdrawn (1:1) | Thousand Tons | 0 | 0 | 0 | 0 | 0 | 0 | 0
IL Fac. Spec. - NOX Rate Summer v3.1, Unit 328 and retrofits | 467 | 7305 | Rate Constraint in lbs/MMBtu | FALSE | L | Annual | Allowances Withdrawn (n:1) | Thousand Tons | 0 | 0 | 0 | 0 | 0 | 0 | 0
IL Fac. Spec. - NOX Rate Summer v3.1, Unit 328 and retrofits | 467 | 7305 | Rate Constraint in lbs/MMBtu | FALSE | L | Annual | Net Emissions Allowance Position | Thousand Tons | 0.00213 | 0.0021376 | 0.0036011 | 7.6618e-06 | 0 | 0.001391 | 0.0014098
IL Fac. Spec. - NOX Rate Summer v3.1, Unit 328 and retrofits | 467 | 7305 | Rate Constraint in lbs/MMBtu | FALSE | L | Annual | Fuel Consumed | TBtu | 0.38727 | 0.38866 | 0.65474 | 0.0013931 | 0 | 0.2529 | 0.25632
IL Fac. Spec. - NOX Rate Summer v3.1, Unit 328 and retrofits | 467 | 7305 | Rate Constraint in lbs/MMBtu | FALSE | L | Annual | Rate | lb/MMBtu | 0.011 | 0.011 | 0.011 | 0.011 | 0 | 0.011 | 0.011
IL Fac. Spec. - NOX Rate Summer v3.1, Unit 328 and retrofits | 467 | 7305 | Rate Constraint in lbs/MMBtu | FALSE | L | Annual | Generation | TWh | 0.039098 | 0.039239 | 0.066102 | 0.00014064 | 0 | 0.025533 | 0.025878
IL Fac. Spec. - NOX Rate Summer v3.1, Unit 328 and retrofits | 467 | 7305 | Rate Constraint in lbs/MMBtu | FALSE | L | Annual | Qualifying Generation | TWh | 0.039098 | 0.039239 | 0.066102 | 0.00014064 | 0 | 0.025533 | 0.025878
IL Fac. Spec. - NOX Rate Summer v3.1, Unit 328 and retrofits | 467 | 7305 | Rate Constraint in lbs/MMBtu | FALSE | L | Annual | Rate | lb/MWh | 0.10895 | 0.10895 | 0.10895 | 0.10895 | 0 | 0.10895 | 0.10895
IL Fac. Spec. - NOX Rate Summer v3.1, Unit 328 and retrofits | 467 | 7305 | Rate Constraint in lbs/MMBtu | FALSE | L | Annual | Constraint Shadow Price | US2022$/Ton | 0 | 0 | 0 | 0 | 0 | 0 | 0
IL Fac. Spec. - NOX Rate Summer v3.1, Unit 438 and retrofits | 468 | 7305 | Rate Constraint in lbs/MMBtu | FALSE | L | Annual | Seasons Included | Seasons | Summer | Summer | Summer | Summer | Summer | Summer | Summer
IL Fac. Spec. - NOX Rate Summer v3.1, Unit 438 and retrofits | 468 | 7305 | Rate Constraint in lbs/MMBtu | FALSE | L | Annual | Standard NOX | lb/MMBtu | 0.25 | 0.25 | 0.25 | 0.25 | 0.25 | 0.25 | 0.25
IL Fac. Spec. - NOX Rate Summer v3.1, Unit 438 and retrofits | 468 | 7305 | Rate Constraint in lbs/MMBtu | FALSE | L | Annual | Emissions at Affected Plants NOX | Thousand Tons | 0.012998 | 0.0070427 | 0.0016071 | 0 | 0 | 0 | 0
IL Fac. Spec. - NOX Rate Summer v3.1, Unit 438 and retrofits | 468 | 7305 | Rate Constraint in lbs/MMBtu | FALSE | L | Annual | Allowances Purchased NOX | Thousand Tons | 0 | 0 | 0 | 0 | 0 | 0 | 0
IL Fac. Spec. - NOX Rate Summer v3.1, Unit 438 and retrofits | 468 | 7305 | Rate Constraint in lbs/MMBtu | FALSE | L | Annual | Allowances Sold NOX | Thousand Tons | 0 | 0 | 0 | 0 | 0 | 0 | 0
IL Fac. Spec. - NOX Rate Summer v3.1, Unit 438 and retrofits | 468 | 7305 | Rate Constraint in lbs/MMBtu | FALSE | L | Annual | Allowances Banked | Thousand Tons | 0 | 0 | 0 | 0 | 0 | 0 | 0
IL Fac. Spec. - NOX Rate Summer v3.1, Unit 438 and retrofits | 468 | 7305 | Rate Constraint in lbs/MMBtu | FALSE | L | Annual | Allowances Withdrawn (1:1) | Thousand Tons | 0 | 0 | 0 | 0 | 0 | 0 | 0
IL Fac. Spec. - NOX Rate Summer v3.1, Unit 438 and retrofits | 468 | 7305 | Rate Constraint in lbs/MMBtu | FALSE | L | Annual | Allowances Withdrawn (n:1) | Thousand Tons | 0 | 0 | 0 | 0 | 0 | 0 | 0
IL Fac. Spec. - NOX Rate Summer v3.1, Unit 438 and retrofits | 468 | 7305 | Rate Constraint in lbs/MMBtu | FALSE | L | Annual | Net Emissions Allowance Position | Thousand Tons | 0.012998 | 0.0070427 | 0.0016071 | 0 | 0 | 0 | 0
IL Fac. Spec. - NOX Rate Summer v3.1, Unit 438 and retrofits | 468 | 7305 | Rate Constraint in lbs/MMBtu | FALSE | L | Annual | Fuel Consumed | TBtu | 0.24 | 0.13004 | 0.029672 | 0 | 0 | 0 | 0
IL Fac. Spec. - NOX Rate Summer v3.1, Unit 438 and retrofits | 468 | 7305 | Rate Constraint in lbs/MMBtu | FALSE | L | Annual | Rate | lb/MMBtu | 0.10832 | 0.10832 | 0.10832 | 0 | 0 | 0 | 0
IL Fac. Spec. - NOX Rate Summer v3.1, Unit 438 and retrofits | 468 | 7305 | Rate Constraint in lbs/MMBtu | FALSE | L | Annual | Generation | TWh | 0.022158 | 0.012006 | 0.0027396 | 0 | 0 | 0 | 0
IL Fac. Spec. - NOX Rate Summer v3.1, Unit 438 and retrofits | 468 | 7305 | Rate Constraint in lbs/MMBtu | FALSE | L | Annual | Qualifying Generation | TWh | 0.022158 | 0.012006 | 0.0027396 | 0 | 0 | 0 | 0
IL Fac. Spec. - NOX Rate Summer v3.1, Unit 438 and retrofits | 468 | 7305 | Rate Constraint in lbs/MMBtu | FALSE | L | Annual | Rate | lb/MWh | 1.1732 | 1.1732 | 1.1732 | 0 | 0 | 0 | 0
IL Fac. Spec. - NOX Rate Summer v3.1, Unit 438 and retrofits | 468 | 7305 | Rate Constraint in lbs/MMBtu | FALSE | L | Annual | Constraint Shadow Price | US2022$/Ton | 0 | 0 | 0 | 0 | 0 | 0 | 0
IL Fac. Spec. - NOX Rate Summer v3.1, Unit 439 and retrofits | 469 | 7305 | Rate Constraint in lbs/MMBtu | FALSE | L | Annual | Seasons Included | Seasons | Summer | Summer | Summer | Summer | Summer | Summer | Summer
IL Fac. Spec. - NOX Rate Summer v3.1, Unit 439 and retrofits | 469 | 7305 | Rate Constraint in lbs/MMBtu | FALSE | L | Annual | Standard NOX | lb/MMBtu | 0.25 | 0.25 | 0.25 | 0.25 | 0.25 | 0.25 | 0.25
IL Fac. Spec. - NOX Rate Summer v3.1, Unit 439 and retrofits | 469 | 7305 | Rate Constraint in lbs/MMBtu | FALSE | L | Annual | Emissions at Affected Plants NOX | Thousand Tons | 0.013608 | 0.007373 | 0.0016824 | 0 | 0 | 0 | 0
IL Fac. Spec. - NOX Rate Summer v3.1, Unit 439 and retrofits | 469 | 7305 | Rate Constraint in lbs/MMBtu | FALSE | L | Annual | Allowances Purchased NOX | Thousand Tons | 0 | 0 | 0 | 0 | 0 | 0 | 0
IL Fac. Spec. - NOX Rate Summer v3.1, Unit 439 and retrofits | 469 | 7305 | Rate Constraint in lbs/MMBtu | FALSE | L | Annual | Allowances Sold NOX | Thousand Tons | 0 | 0 | 0 | 0 | 0 | 0 | 0
IL Fac. Spec. - NOX Rate Summer v3.1, Unit 439 and retrofits | 469 | 7305 | Rate Constraint in lbs/MMBtu | FALSE | L | Annual | Allowances Banked | Thousand Tons | 0 | 0 | 0 | 0 | 0 | 0 | 0
IL Fac. Spec. - NOX Rate Summer v3.1, Unit 439 and retrofits | 469 | 7305 | Rate Constraint in lbs/MMBtu | FALSE | L | Annual | Allowances Withdrawn (1:1) | Thousand Tons | 0 | 0 | 0 | 0 | 0 | 0 | 0
IL Fac. Spec. - NOX Rate Summer v3.1, Unit 439 and retrofits | 469 | 7305 | Rate Constraint in lbs/MMBtu | FALSE | L | Annual | Allowances Withdrawn (n:1) | Thousand Tons | 0 | 0 | 0 | 0 | 0 | 0 | 0
IL Fac. Spec. - NOX Rate Summer v3.1, Unit 439 and retrofits | 469 | 7305 | Rate Constraint in lbs/MMBtu | FALSE | L | Annual | Net Emissions Allowance Position | Thousand Tons | 0.013608 | 0.007373 | 0.0016824 | 0 | 0 | 0 | 0
IL Fac. Spec. - NOX Rate Summer v3.1, Unit 439 and retrofits | 469 | 7305 | Rate Constraint in lbs/MMBtu | FALSE | L | Annual | Fuel Consumed | TBtu | 0.24 | 0.13004 | 0.029672 | 0 | 0 | 0 | 0
IL Fac. Spec. - NOX Rate Summer v3.1, Unit 439 and retrofits | 469 | 7305 | Rate Constraint in lbs/MMBtu | FALSE | L | Annual | Rate | lb/MMBtu | 0.1134 | 0.1134 | 0.1134 | 0 | 0 | 0 | 0
IL Fac. Spec. - NOX Rate Summer v3.1, Unit 439 and retrofits | 469 | 7305 | Rate Constraint in lbs/MMBtu | FALSE | L | Annual | Generation | TWh | 0.022158 | 0.012006 | 0.0027396 | 0 | 0 | 0 | 0
IL Fac. Spec. - NOX Rate Summer v3.1, Unit 439 and retrofits | 469 | 7305 | Rate Constraint in lbs/MMBtu | FALSE | L | Annual | Qualifying Generation | TWh | 0.022158 | 0.012006 | 0.0027396 | 0 | 0 | 0 | 0
IL Fac. Spec. - NOX Rate Summer v3.1, Unit 439 and retrofits | 469 | 7305 | Rate Constraint in lbs/MMBtu | FALSE | L | Annual | Rate | lb/MWh | 1.2282 | 1.2282 | 1.2282 | 0 | 0 | 0 | 0
IL Fac. Spec. - NOX Rate Summer v3.1, Unit 439 and retrofits | 469 | 7305 | Rate Constraint in lbs/MMBtu | FALSE | L | Annual | Constraint Shadow Price | US2022$/Ton | 0 | 0 | 0 | 0 | 0 | 0 | 0
IL Fac. Spec. - NOX Rate Summer v3.1, Unit 440 and retrofits | 470 | 7305 | Rate Constraint in lbs/MMBtu | FALSE | L | Annual | Seasons Included | Seasons | Summer | Summer | Summer | Summer | Summer | Summer | Summer
IL Fac. Spec. - NOX Rate Summer v3.1, Unit 440 and retrofits | 470 | 7305 | Rate Constraint in lbs/MMBtu | FALSE | L | Annual | Standard NOX | lb/MMBtu | 0.25 | 0.25 | 0.25 | 0.25 | 0.25 | 0.25 | 0.25
IL Fac. Spec. - NOX Rate Summer v3.1, Unit 440 and retrofits | 470 | 7305 | Rate Constraint in lbs/MMBtu | FALSE | L | Annual | Emissions at Affected Plants NOX | Thousand Tons | 0.0088158 | 0.0078656 | 0.0017948 | 0 | 0 | 0 | 0
IL Fac. Spec. - NOX Rate Summer v3.1, Unit 440 and retrofits | 470 | 7305 | Rate Constraint in lbs/MMBtu | FALSE | L | Annual | Allowances Purchased NOX | Thousand Tons | 0 | 0 | 0 | 0 | 0 | 0 | 0
IL Fac. Spec. - NOX Rate Summer v3.1, Unit 440 and retrofits | 470 | 7305 | Rate Constraint in lbs/MMBtu | FALSE | L | Annual | Allowances Sold NOX | Thousand Tons | 0 | 0 | 0 | 0 | 0 | 0 | 0
IL Fac. Spec. - NOX Rate Summer v3.1, Unit 440 and retrofits | 470 | 7305 | Rate Constraint in lbs/MMBtu | FALSE | L | Annual | Allowances Banked | Thousand Tons | 0 | 0 | 0 | 0 | 0 | 0 | 0
IL Fac. Spec. - NOX Rate Summer v3.1, Unit 440 and retrofits | 470 | 7305 | Rate Constraint in lbs/MMBtu | FALSE | L | Annual | Allowances Withdrawn (1:1) | Thousand Tons | 0 | 0 | 0 | 0 | 0 | 0 | 0
IL Fac. Spec. - NOX Rate Summer v3.1, Unit 440 and retrofits | 470 | 7305 | Rate Constraint in lbs/MMBtu | FALSE | L | Annual | Allowances Withdrawn (n:1) | Thousand Tons | 0 | 0 | 0 | 0 | 0 | 0 | 0
IL Fac. Spec. - NOX Rate Summer v3.1, Unit 440 and retrofits | 470 | 7305 | Rate Constraint in lbs/MMBtu | FALSE | L | Annual | Net Emissions Allowance Position | Thousand Tons | 0.0088158 | 0.0078656 | 0.0017948 | 0 | 0 | 0 | 0
IL Fac. Spec. - NOX Rate Summer v3.1, Unit 440 and retrofits | 470 | 7305 | Rate Constraint in lbs/MMBtu | FALSE | L | Annual | Fuel Consumed | TBtu | 0.14736 | 0.13148 | 0.030001 | 0 | 0 | 0 | 0
IL Fac. Spec. - NOX Rate Summer v3.1, Unit 440 and retrofits | 470 | 7305 | Rate Constraint in lbs/MMBtu | FALSE | L | Annual | Rate | lb/MMBtu | 0.11965 | 0.11965 | 0.11965 | 0 | 0 | 0 | 0
IL Fac. Spec. - NOX Rate Summer v3.1, Unit 440 and retrofits | 470 | 7305 | Rate Constraint in lbs/MMBtu | FALSE | L | Annual | Generation | TWh | 0.013604 | 0.012138 | 0.0027697 | 0 | 0 | 0 | 0
IL Fac. Spec. - NOX Rate Summer v3.1, Unit 440 and retrofits | 470 | 7305 | Rate Constraint in lbs/MMBtu | FALSE | L | Annual | Qualifying Generation | TWh | 0.013604 | 0.012138 | 0.0027697 | 0 | 0 | 0 | 0
IL Fac. Spec. - NOX Rate Summer v3.1, Unit 440 and retrofits | 470 | 7305 | Rate Constraint in lbs/MMBtu | FALSE | L | Annual | Rate | lb/MWh | 1.296 | 1.296 | 1.296 | 0 | 0 | 0 | 0
IL Fac. Spec. - NOX Rate Summer v3.1, Unit 440 and retrofits | 470 | 7305 | Rate Constraint in lbs/MMBtu | FALSE | L | Annual | Constraint Shadow Price | US2022$/Ton | 0 | 0 | 0 | 0 | 0 | 0 | 0
IL Fac. Spec. - NOX Rate Summer v3.1, Unit 441 and retrofits | 471 | 7305 | Rate Constraint in lbs/MMBtu | FALSE | L | Annual | Seasons Included | Seasons | Summer | Summer | Summer | Summer | Summer | Summer | Summer
IL Fac. Spec. - NOX Rate Summer v3.1, Unit 441 and retrofits | 471 | 7305 | Rate Constraint in lbs/MMBtu | FALSE | L | Annual | Standard NOX | lb/MMBtu | 0.25 | 0.25 | 0.25 | 0.25 | 0.25 | 0.25 | 0.25
IL Fac. Spec. - NOX Rate Summer v3.1, Unit 441 and retrofits | 471 | 7305 | Rate Constraint in lbs/MMBtu | FALSE | L | Annual | Emissions at Affected Plants NOX | Thousand Tons | 0.011935 | 0.0074373 | 0.0016971 | 0 | 0 | 0 | 0
IL Fac. Spec. - NOX Rate Summer v3.1, Unit 441 and retrofits | 471 | 7305 | Rate Constraint in lbs/MMBtu | FALSE | L | Annual | Allowances Purchased NOX | Thousand Tons | 0 | 0 | 0 | 0 | 0 | 0 | 0
IL Fac. Spec. - NOX Rate Summer v3.1, Unit 441 and retrofits | 471 | 7305 | Rate Constraint in lbs/MMBtu | FALSE | L | Annual | Allowances Sold NOX | Thousand Tons | 0 | 0 | 0 | 0 | 0 | 0 | 0
IL Fac. Spec. - NOX Rate Summer v3.1, Unit 441 and retrofits | 471 | 7305 | Rate Constraint in lbs/MMBtu | FALSE | L | Annual | Allowances Banked | Thousand Tons | 0 | 0 | 0 | 0 | 0 | 0 | 0
IL Fac. Spec. - NOX Rate Summer v3.1, Unit 441 and retrofits | 471 | 7305 | Rate Constraint in lbs/MMBtu | FALSE | L | Annual | Allowances Withdrawn (1:1) | Thousand Tons | 0 | 0 | 0 | 0 | 0 | 0 | 0
IL Fac. Spec. - NOX Rate Summer v3.1, Unit 441 and retrofits | 471 | 7305 | Rate Constraint in lbs/MMBtu | FALSE | L | Annual | Allowances Withdrawn (n:1) | Thousand Tons | 0 | 0 | 0 | 0 | 0 | 0 | 0
IL Fac. Spec. - NOX Rate Summer v3.1, Unit 441 and retrofits | 471 | 7305 | Rate Constraint in lbs/MMBtu | FALSE | L | Annual | Net Emissions Allowance Position | Thousand Tons | 0.011935 | 0.0074373 | 0.0016971 | 0 | 0 | 0 | 0
IL Fac. Spec. - NOX Rate Summer v3.1, Unit 441 and retrofits | 471 | 7305 | Rate Constraint in lbs/MMBtu | FALSE | L | Annual | Fuel Consumed | TBtu | 0.21145 | 0.13176 | 0.030066 | 0 | 0 | 0 | 0
IL Fac. Spec. - NOX Rate Summer v3.1, Unit 441 and retrofits | 471 | 7305 | Rate Constraint in lbs/MMBtu | FALSE | L | Annual | Rate | lb/MMBtu | 0.11289 | 0.11289 | 0.11289 | 0 | 0 | 0 | 0
IL Fac. Spec. - NOX Rate Summer v3.1, Unit 441 and retrofits | 471 | 7305 | Rate Constraint in lbs/MMBtu | FALSE | L | Annual | Generation | TWh | 0.019521 | 0.012164 | 0.0027757 | 0 | 0 | 0 | 0
IL Fac. Spec. - NOX Rate Summer v3.1, Unit 441 and retrofits | 471 | 7305 | Rate Constraint in lbs/MMBtu | FALSE | L | Annual | Qualifying Generation | TWh | 0.019521 | 0.012164 | 0.0027757 | 0 | 0 | 0 | 0
IL Fac. Spec. - NOX Rate Summer v3.1, Unit 441 and retrofits | 471 | 7305 | Rate Constraint in lbs/MMBtu | FALSE | L | Annual | Rate | lb/MWh | 1.2228 | 1.2228 | 1.2228 | 0 | 0 | 0 | 0
IL Fac. Spec. - NOX Rate Summer v3.1, Unit 441 and retrofits | 471 | 7305 | Rate Constraint in lbs/MMBtu | FALSE | L | Annual | Constraint Shadow Price | US2022$/Ton | 0 | 0 | 0 | 0 | 0 | 0 | 0
IL Fac. Spec. - NOX Rate Summer v3.1, Unit 442 and retrofits | 472 | 7305 | Rate Constraint in lbs/MMBtu | FALSE | L | Annual | Seasons Included | Seasons | Summer | Summer | Summer | Summer | Summer | Summer | Summer
IL Fac. Spec. - NOX Rate Summer v3.1, Unit 442 and retrofits | 472 | 7305 | Rate Constraint in lbs/MMBtu | FALSE | L | Annual | Standard NOX | lb/MMBtu | 0.25 | 0.25 | 0.25 | 0.25 | 0.25 | 0.25 | 0.25
IL Fac. Spec. - NOX Rate Summer v3.1, Unit 442 and retrofits | 472 | 7305 | Rate Constraint in lbs/MMBtu | FALSE | L | Annual | Emissions at Affected Plants NOX | Thousand Tons | 0.0014765 | 0.00032812 | 0 | 0 | 0 | 0 | 0
IL Fac. Spec. - NOX Rate Summer v3.1, Unit 442 and retrofits | 472 | 7305 | Rate Constraint in lbs/MMBtu | FALSE | L | Annual | Allowances Purchased NOX | Thousand Tons | 0 | 0 | 0 | 0 | 0 | 0 | 0
IL Fac. Spec. - NOX Rate Summer v3.1, Unit 442 and retrofits | 472 | 7305 | Rate Constraint in lbs/MMBtu | FALSE | L | Annual | Allowances Sold NOX | Thousand Tons | 0 | 0 | 0 | 0 | 0 | 0 | 0
IL Fac. Spec. - NOX Rate Summer v3.1, Unit 442 and retrofits | 472 | 7305 | Rate Constraint in lbs/MMBtu | FALSE | L | Annual | Allowances Banked | Thousand Tons | 0 | 0 | 0 | 0 | 0 | 0 | 0
IL Fac. Spec. - NOX Rate Summer v3.1, Unit 442 and retrofits | 472 | 7305 | Rate Constraint in lbs/MMBtu | FALSE | L | Annual | Allowances Withdrawn (1:1) | Thousand Tons | 0 | 0 | 0 | 0 | 0 | 0 | 0
IL Fac. Spec. - NOX Rate Summer v3.1, Unit 442 and retrofits | 472 | 7305 | Rate Constraint in lbs/MMBtu | FALSE | L | Annual | Allowances Withdrawn (n:1) | Thousand Tons | 0 | 0 | 0 | 0 | 0 | 0 | 0
IL Fac. Spec. - NOX Rate Summer v3.1, Unit 442 and retrofits | 472 | 7305 | Rate Constraint in lbs/MMBtu | FALSE | L | Annual | Net Emissions Allowance Position | Thousand Tons | 0.0014765 | 0.00032812 | 0 | 0 | 0 | 0 | 0
IL Fac. Spec. - NOX Rate Summer v3.1, Unit 442 and retrofits | 472 | 7305 | Rate Constraint in lbs/MMBtu | FALSE | L | Annual | Fuel Consumed | TBtu | 0.012824 | 0.0028497 | 0 | 0 | 0 | 0 | 0
IL Fac. Spec. - NOX Rate Summer v3.1, Unit 442 and retrofits | 472 | 7305 | Rate Constraint in lbs/MMBtu | FALSE | L | Annual | Rate | lb/MMBtu | 0.23028 | 0.23028 | 0 | 0 | 0 | 0 | 0
IL Fac. Spec. - NOX Rate Summer v3.1, Unit 442 and retrofits | 472 | 7305 | Rate Constraint in lbs/MMBtu | FALSE | L | Annual | Generation | TWh | 0.00095629 | 0.00021251 | 0 | 0 | 0 | 0 | 0
IL Fac. Spec. - NOX Rate Summer v3.1, Unit 442 and retrofits | 472 | 7305 | Rate Constraint in lbs/MMBtu | FALSE | L | Annual | Qualifying Generation | TWh | 0.00095629 | 0.00021251 | 0 | 0 | 0 | 0 | 0
IL Fac. Spec. - NOX Rate Summer v3.1, Unit 442 and retrofits | 472 | 7305 | Rate Constraint in lbs/MMBtu | FALSE | L | Annual | Rate | lb/MWh | 3.0881 | 3.0881 | 0 | 0 | 0 | 0 | 0
IL Fac. Spec. - NOX Rate Summer v3.1, Unit 442 and retrofits | 472 | 7305 | Rate Constraint in lbs/MMBtu | FALSE | L | Annual | Constraint Shadow Price | US2022$/Ton | 0 | 0 | 0 | 0 | 0 | 0 | 0
IL Fac. Spec. - NOX Rate Summer v3.1, Unit 443 and retrofits | 473 | 7305 | Rate Constraint in lbs/MMBtu | FALSE | L | Annual | Seasons Included | Seasons | Summer | Summer | Summer | Summer | Summer | Summer | Summer
IL Fac. Spec. - NOX Rate Summer v3.1, Unit 443 and retrofits | 473 | 7305 | Rate Constraint in lbs/MMBtu | FALSE | L | Annual | Standard NOX | lb/MMBtu | 0.25 | 0.25 | 0.25 | 0.25 | 0.25 | 0.25 | 0.25
IL Fac. Spec. - NOX Rate Summer v3.1, Unit 443 and retrofits | 473 | 7305 | Rate Constraint in lbs/MMBtu | FALSE | L | Annual | Emissions at Affected Plants NOX | Thousand Tons | 0.0014496 | 0.00032213 | 0 | 0 | 0 | 0 | 0
IL Fac. Spec. - NOX Rate Summer v3.1, Unit 443 and retrofits | 473 | 7305 | Rate Constraint in lbs/MMBtu | FALSE | L | Annual | Allowances Purchased NOX | Thousand Tons | 0 | 0 | 0 | 0 | 0 | 0 | 0
IL Fac. Spec. - NOX Rate Summer v3.1, Unit 443 and retrofits | 473 | 7305 | Rate Constraint in lbs/MMBtu | FALSE | L | Annual | Allowances Sold NOX | Thousand Tons | 0 | 0 | 0 | 0 | 0 | 0 | 0
IL Fac. Spec. - NOX Rate Summer v3.1, Unit 443 and retrofits | 473 | 7305 | Rate Constraint in lbs/MMBtu | FALSE | L | Annual | Allowances Banked | Thousand Tons | 0 | 0 | 0 | 0 | 0 | 0 | 0
IL Fac. Spec. - NOX Rate Summer v3.1, Unit 443 and retrofits | 473 | 7305 | Rate Constraint in lbs/MMBtu | FALSE | L | Annual | Allowances Withdrawn (1:1) | Thousand Tons | 0 | 0 | 0 | 0 | 0 | 0 | 0
IL Fac. Spec. - NOX Rate Summer v3.1, Unit 443 and retrofits | 473 | 7305 | Rate Constraint in lbs/MMBtu | FALSE | L | Annual | Allowances Withdrawn (n:1) | Thousand Tons | 0 | 0 | 0 | 0 | 0 | 0 | 0
IL Fac. Spec. - NOX Rate Summer v3.1, Unit 443 and retrofits | 473 | 7305 | Rate Constraint in lbs/MMBtu | FALSE | L | Annual | Net Emissions Allowance Position | Thousand Tons | 0.0014496 | 0.00032213 | 0 | 0 | 0 | 0 | 0
IL Fac. Spec. - NOX Rate Summer v3.1, Unit 443 and retrofits | 473 | 7305 | Rate Constraint in lbs/MMBtu | FALSE | L | Annual | Fuel Consumed | TBtu | 0.012825 | 0.0028499 | 0 | 0 | 0 | 0 | 0
IL Fac. Spec. - NOX Rate Summer v3.1, Unit 443 and retrofits | 473 | 7305 | Rate Constraint in lbs/MMBtu | FALSE | L | Annual | Rate | lb/MMBtu | 0.22606 | 0.22606 | 0 | 0 | 0 | 0 | 0
IL Fac. Spec. - NOX Rate Summer v3.1, Unit 443 and retrofits | 473 | 7305 | Rate Constraint in lbs/MMBtu | FALSE | L | Annual | Generation | TWh | 0.00095629 | 0.00021251 | 0 | 0 | 0 | 0 | 0
IL Fac. Spec. - NOX Rate Summer v3.1, Unit 443 and retrofits | 473 | 7305 | Rate Constraint in lbs/MMBtu | FALSE | L | Annual | Qualifying Generation | TWh | 0.00095629 | 0.00021251 | 0 | 0 | 0 | 0 | 0
IL Fac. Spec. - NOX Rate Summer v3.1, Unit 443 and retrofits | 473 | 7305 | Rate Constraint in lbs/MMBtu | FALSE | L | Annual | Rate | lb/MWh | 3.0317 | 3.0317 | 0 | 0 | 0 | 0 | 0
IL Fac. Spec. - NOX Rate Summer v3.1, Unit 443 and retrofits | 473 | 7305 | Rate Constraint in lbs/MMBtu | FALSE | L | Annual | Constraint Shadow Price | US2022$/Ton | 0 | 0 | 0 | 0 | 0 | 0 | 0
IL Fac. Spec. - NOX Rate Summer v3.1, Unit 444 and retrofits | 474 | 7305 | Rate Constraint in lbs/MMBtu | FALSE | L | Annual | Seasons Included | Seasons | Summer | Summer | Summer | Summer | Summer | Summer | Summer
IL Fac. Spec. - NOX Rate Summer v3.1, Unit 444 and retrofits | 474 | 7305 | Rate Constraint in lbs/MMBtu | FALSE | L | Annual | Standard NOX | lb/MMBtu | 0.25 | 0.25 | 0.25 | 0.25 | 0.25 | 0.25 | 0.25
IL Fac. Spec. - NOX Rate Summer v3.1, Unit 444 and retrofits | 474 | 7305 | Rate Constraint in lbs/MMBtu | FALSE | L | Annual | Emissions at Affected Plants NOX | Thousand Tons | 0.011203 | 0.0060699 | 0.00023406 | 0 | 0 | 0 | 0
IL Fac. Spec. - NOX Rate Summer v3.1, Unit 444 and retrofits | 474 | 7305 | Rate Constraint in lbs/MMBtu | FALSE | L | Annual | Allowances Purchased NOX | Thousand Tons | 0 | 0 | 0 | 0 | 0 | 0 | 0
IL Fac. Spec. - NOX Rate Summer v3.1, Unit 444 and retrofits | 474 | 7305 | Rate Constraint in lbs/MMBtu | FALSE | L | Annual | Allowances Sold NOX | Thousand Tons | 0 | 0 | 0 | 0 | 0 | 0 | 0
IL Fac. Spec. - NOX Rate Summer v3.1, Unit 444 and retrofits | 474 | 7305 | Rate Constraint in lbs/MMBtu | FALSE | L | Annual | Allowances Banked | Thousand Tons | 0 | 0 | 0 | 0 | 0 | 0 | 0
IL Fac. Spec. - NOX Rate Summer v3.1, Unit 444 and retrofits | 474 | 7305 | Rate Constraint in lbs/MMBtu | FALSE | L | Annual | Allowances Withdrawn (1:1) | Thousand Tons | 0 | 0 | 0 | 0 | 0 | 0 | 0
IL Fac. Spec. - NOX Rate Summer v3.1, Unit 444 and retrofits | 474 | 7305 | Rate Constraint in lbs/MMBtu | FALSE | L | Annual | Allowances Withdrawn (n:1) | Thousand Tons | 0 | 0 | 0 | 0 | 0 | 0 | 0
IL Fac. Spec. - NOX Rate Summer v3.1, Unit 444 and retrofits | 474 | 7305 | Rate Constraint in lbs/MMBtu | FALSE | L | Annual | Net Emissions Allowance Position | Thousand Tons | 0.011203 | 0.0060699 | 0.00023406 | 0 | 0 | 0 | 0
IL Fac. Spec. - NOX Rate Summer v3.1, Unit 444 and retrofits | 474 | 7305 | Rate Constraint in lbs/MMBtu | FALSE | L | Annual | Fuel Consumed | TBtu | 0.23548 | 0.12758 | 0.0049199 | 0 | 0 | 0 | 0
IL Fac. Spec. - NOX Rate Summer v3.1, Unit 444 and retrofits | 474 | 7305 | Rate Constraint in lbs/MMBtu | FALSE | L | Annual | Rate | lb/MMBtu | 0.09515 | 0.09515 | 0.09515 | 0 | 0 | 0 | 0
IL Fac. Spec. - NOX Rate Summer v3.1, Unit 444 and retrofits | 474 | 7305 | Rate Constraint in lbs/MMBtu | FALSE | L | Annual | Generation | TWh | 0.021915 | 0.011874 | 0.00045788 | 0 | 0 | 0 | 0
IL Fac. Spec. - NOX Rate Summer v3.1, Unit 444 and retrofits | 474 | 7305 | Rate Constraint in lbs/MMBtu | FALSE | L | Annual | Qualifying Generation | TWh | 0.021915 | 0.011874 | 0.00045788 | 0 | 0 | 0 | 0
IL Fac. Spec. - NOX Rate Summer v3.1, Unit 444 and retrofits | 474 | 7305 | Rate Constraint in lbs/MMBtu | FALSE | L | Annual | Rate | lb/MWh | 1.0224 | 1.0224 | 1.0224 | 0 | 0 | 0 | 0
IL Fac. Spec. - NOX Rate Summer v3.1, Unit 444 and retrofits | 474 | 7305 | Rate Constraint in lbs/MMBtu | FALSE | L | Annual | Constraint Shadow Price | US2022$/Ton | 0 | 0 | 0 | 0 | 0 | 0 | 0
IL Fac. Spec. - NOX Rate Summer v3.1, Unit 445 and retrofits | 475 | 7305 | Rate Constraint in lbs/MMBtu | FALSE | L | Annual | Seasons Included | Seasons | Summer | Summer | Summer | Summer | Summer | Summer | Summer
IL Fac. Spec. - NOX Rate Summer v3.1, Unit 445 and retrofits | 475 | 7305 | Rate Constraint in lbs/MMBtu | FALSE | L | Annual | Standard NOX | lb/MMBtu | 0.25 | 0.25 | 0.25 | 0.25 | 0.25 | 0.25 | 0.25
IL Fac. Spec. - NOX Rate Summer v3.1, Unit 445 and retrofits | 475 | 7305 | Rate Constraint in lbs/MMBtu | FALSE | L | Annual | Emissions at Affected Plants NOX | Thousand Tons | 0.010953 | 0.0059343 | 0.0013541 | 0 | 0 | 0 | 0
IL Fac. Spec. - NOX Rate Summer v3.1, Unit 445 and retrofits | 475 | 7305 | Rate Constraint in lbs/MMBtu | FALSE | L | Annual | Allowances Purchased NOX | Thousand Tons | 0 | 0 | 0 | 0 | 0 | 0 | 0
IL Fac. Spec. - NOX Rate Summer v3.1, Unit 445 and retrofits | 475 | 7305 | Rate Constraint in lbs/MMBtu | FALSE | L | Annual | Allowances Sold NOX | Thousand Tons | 0 | 0 | 0 | 0 | 0 | 0 | 0
IL Fac. Spec. - NOX Rate Summer v3.1, Unit 445 and retrofits | 475 | 7305 | Rate Constraint in lbs/MMBtu | FALSE | L | Annual | Allowances Banked | Thousand Tons | 0 | 0 | 0 | 0 | 0 | 0 | 0
IL Fac. Spec. - NOX Rate Summer v3.1, Unit 445 and retrofits | 475 | 7305 | Rate Constraint in lbs/MMBtu | FALSE | L | Annual | Allowances Withdrawn (1:1) | Thousand Tons | 0 | 0 | 0 | 0 | 0 | 0 | 0
IL Fac. Spec. - NOX Rate Summer v3.1, Unit 445 and retrofits | 475 | 7305 | Rate Constraint in lbs/MMBtu | FALSE | L | Annual | Allowances Withdrawn (n:1) | Thousand Tons | 0 | 0 | 0 | 0 | 0 | 0 | 0
IL Fac. Spec. - NOX Rate Summer v3.1, Unit 445 and retrofits | 475 | 7305 | Rate Constraint in lbs/MMBtu | FALSE | L | Annual | Net Emissions Allowance Position | Thousand Tons | 0.010953 | 0.0059343 | 0.0013541 | 0 | 0 | 0 | 0
IL Fac. Spec. - NOX Rate Summer v3.1, Unit 445 and retrofits | 475 | 7305 | Rate Constraint in lbs/MMBtu | FALSE | L | Annual | Fuel Consumed | TBtu | 0.23024 | 0.12475 | 0.028466 | 0 | 0 | 0 | 0
IL Fac. Spec. - NOX Rate Summer v3.1, Unit 445 and retrofits | 475 | 7305 | Rate Constraint in lbs/MMBtu | FALSE | L | Annual | Rate | lb/MMBtu | 0.09514 | 0.09514 | 0.09514 | 0 | 0 | 0 | 0
IL Fac. Spec. - NOX Rate Summer v3.1, Unit 445 and retrofits | 475 | 7305 | Rate Constraint in lbs/MMBtu | FALSE | L | Annual | Generation | TWh | 0.021428 | 0.01161 | 0.0026493 | 0 | 0 | 0 | 0
IL Fac. Spec. - NOX Rate Summer v3.1, Unit 445 and retrofits | 475 | 7305 | Rate Constraint in lbs/MMBtu | FALSE | L | Annual | Qualifying Generation | TWh | 0.021428 | 0.01161 | 0.0026493 | 0 | 0 | 0 | 0
IL Fac. Spec. - NOX Rate Summer v3.1, Unit 445 and retrofits | 475 | 7305 | Rate Constraint in lbs/MMBtu | FALSE | L | Annual | Rate | lb/MWh | 1.0223 | 1.0223 | 1.0223 | 0 | 0 | 0 | 0
IL Fac. Spec. - NOX Rate Summer v3.1, Unit 445 and retrofits | 475 | 7305 | Rate Constraint in lbs/MMBtu | FALSE | L | Annual | Constraint Shadow Price | US2022$/Ton | 0 | 0 | 0 | 0 | 0 | 0 | 0
IL Fac. Spec. - NOX Rate Summer v3.1, Unit 446 and retrofits | 476 | 7305 | Rate Constraint in lbs/MMBtu | FALSE | L | Annual | Seasons Included | Seasons | Summer | Summer | Summer | Summer | Summer | Summer | Summer
IL Fac. Spec. - NOX Rate Summer v3.1, Unit 446 and retrofits | 476 | 7305 | Rate Constraint in lbs/MMBtu | FALSE | L | Annual | Standard NOX | lb/MMBtu | 0.25 | 0.25 | 0.25 | 0.25 | 0.25 | 0.25 | 0.25
IL Fac. Spec. - NOX Rate Summer v3.1, Unit 446 and retrofits | 476 | 7305 | Rate Constraint in lbs/MMBtu | FALSE | L | Annual | Emissions at Affected Plants NOX | Thousand Tons | 0.011118 | 0.0060242 | 0.0013746 | 0 | 0 | 0 | 0
IL Fac. Spec. - NOX Rate Summer v3.1, Unit 446 and retrofits | 476 | 7305 | Rate Constraint in lbs/MMBtu | FALSE | L | Annual | Allowances Purchased NOX | Thousand Tons | 0 | 0 | 0 | 0 | 0 | 0 | 0
IL Fac. Spec. - NOX Rate Summer v3.1, Unit 446 and retrofits | 476 | 7305 | Rate Constraint in lbs/MMBtu | FALSE | L | Annual | Allowances Sold NOX | Thousand Tons | 0 | 0 | 0 | 0 | 0 | 0 | 0
IL Fac. Spec. - NOX Rate Summer v3.1, Unit 446 and retrofits | 476 | 7305 | Rate Constraint in lbs/MMBtu | FALSE | L | Annual | Allowances Banked | Thousand Tons | 0 | 0 | 0 | 0 | 0 | 0 | 0
IL Fac. Spec. - NOX Rate Summer v3.1, Unit 446 and retrofits | 476 | 7305 | Rate Constraint in lbs/MMBtu | FALSE | L | Annual | Allowances Withdrawn (1:1) | Thousand Tons | 0 | 0 | 0 | 0 | 0 | 0 | 0
IL Fac. Spec. - NOX Rate Summer v3.1, Unit 446 and retrofits | 476 | 7305 | Rate Constraint in lbs/MMBtu | FALSE | L | Annual | Allowances Withdrawn (n:1) | Thousand Tons | 0 | 0 | 0 | 0 | 0 | 0 | 0
IL Fac. Spec. - NOX Rate Summer v3.1, Unit 446 and retrofits | 476 | 7305 | Rate Constraint in lbs/MMBtu | FALSE | L | Annual | Net Emissions Allowance Position | Thousand Tons | 0.011118 | 0.0060242 | 0.0013746 | 0 | 0 | 0 | 0
IL Fac. Spec. - NOX Rate Summer v3.1, Unit 446 and retrofits | 476 | 7305 | Rate Constraint in lbs/MMBtu | FALSE | L | Annual | Fuel Consumed | TBtu | 0.23024 | 0.12475 | 0.028466 | 0 | 0 | 0 | 0
IL Fac. Spec. - NOX Rate Summer v3.1, Unit 446 and retrofits | 476 | 7305 | Rate Constraint in lbs/MMBtu | FALSE | L | Annual | Rate | lb/MMBtu | 0.09658 | 0.09658 | 0.09658 | 0 | 0 | 0 | 0
IL Fac. Spec. - NOX Rate Summer v3.1, Unit 446 and retrofits | 476 | 7305 | Rate Constraint in lbs/MMBtu | FALSE | L | Annual | Generation | TWh | 0.021428 | 0.01161 | 0.0026493 | 0 | 0 | 0 | 0
IL Fac. Spec. - NOX Rate Summer v3.1, Unit 446 and retrofits | 476 | 7305 | Rate Constraint in lbs/MMBtu | FALSE | L | Annual | Qualifying Generation | TWh | 0.021428 | 0.01161 | 0.0026493 | 0 | 0 | 0 | 0
IL Fac. Spec. - NOX Rate Summer v3.1, Unit 446 and retrofits | 476 | 7305 | Rate Constraint in lbs/MMBtu | FALSE | L | Annual | Rate | lb/MWh | 1.0378 | 1.0378 | 1.0378 | 0 | 0 | 0 | 0
IL Fac. Spec. - NOX Rate Summer v3.1, Unit 446 and retrofits | 476 | 7305 | Rate Constraint in lbs/MMBtu | FALSE | L | Annual | Constraint Shadow Price | US2022$/Ton | 0 | 0 | 0 | 0 | 0 | 0 | 0
IL Fac. Spec. - NOX Rate Summer v3.1, Unit 447 and retrofits | 477 | 7305 | Rate Constraint in lbs/MMBtu | FALSE | L | Annual | Seasons Included | Seasons | Summer | Summer | Summer | Summer | Summer | Summer | Summer
IL Fac. Spec. - NOX Rate Summer v3.1, Unit 447 and retrofits | 477 | 7305 | Rate Constraint in lbs/MMBtu | FALSE | L | Annual | Standard NOX | lb/MMBtu | 0.25 | 0.25 | 0.25 | 0.25 | 0.25 | 0.25 | 0.25
IL Fac. Spec. - NOX Rate Summer v3.1, Unit 447 and retrofits | 477 | 7305 | Rate Constraint in lbs/MMBtu | FALSE | L | Annual | Emissions at Affected Plants NOX | Thousand Tons | 0.010939 | 0.0059269 | 0.0013524 | 0 | 0 | 0 | 0
IL Fac. Spec. - NOX Rate Summer v3.1, Unit 447 and retrofits | 477 | 7305 | Rate Constraint in lbs/MMBtu | FALSE | L | Annual | Allowances Purchased NOX | Thousand Tons | 0 | 0 | 0 | 0 | 0 | 0 | 0
IL Fac. Spec. - NOX Rate Summer v3.1, Unit 447 and retrofits | 477 | 7305 | Rate Constraint in lbs/MMBtu | FALSE | L | Annual | Allowances Sold NOX | Thousand Tons | 0 | 0 | 0 | 0 | 0 | 0 | 0
IL Fac. Spec. - NOX Rate Summer v3.1, Unit 447 and retrofits | 477 | 7305 | Rate Constraint in lbs/MMBtu | FALSE | L | Annual | Allowances Banked | Thousand Tons | 0 | 0 | 0 | 0 | 0 | 0 | 0
IL Fac. Spec. - NOX Rate Summer v3.1, Unit 447 and retrofits | 477 | 7305 | Rate Constraint in lbs/MMBtu | FALSE | L | Annual | Allowances Withdrawn (1:1) | Thousand Tons | 0 | 0 | 0 | 0 | 0 | 0 | 0
IL Fac. Spec. - NOX Rate Summer v3.1, Unit 447 and retrofits | 477 | 7305 | Rate Constraint in lbs/MMBtu | FALSE | L | Annual | Allowances Withdrawn (n:1) | Thousand Tons | 0 | 0 | 0 | 0 | 0 | 0 | 0
IL Fac. Spec. - NOX Rate Summer v3.1, Unit 447 and retrofits | 477 | 7305 | Rate Constraint in lbs/MMBtu | FALSE | L | Annual | Net Emissions Allowance Position | Thousand Tons | 0.010939 | 0.0059269 | 0.0013524 | 0 | 0 | 0 | 0
IL Fac. Spec. - NOX Rate Summer v3.1, Unit 447 and retrofits | 477 | 7305 | Rate Constraint in lbs/MMBtu | FALSE | L | Annual | Fuel Consumed | TBtu | 0.23024 | 0.12475 | 0.028466 | 0 | 0 | 0 | 0
IL Fac. Spec. - NOX Rate Summer v3.1, Unit 447 and retrofits | 477 | 7305 | Rate Constraint in lbs/MMBtu | FALSE | L | Annual | Rate | lb/MMBtu | 0.09502 | 0.09502 | 0.09502 | 0 | 0 | 0 | 0
IL Fac. Spec. - NOX Rate Summer v3.1, Unit 447 and retrofits | 477 | 7305 | Rate Constraint in lbs/MMBtu | FALSE | L | Annual | Generation | TWh | 0.021428 | 0.01161 | 0.0026493 | 0 | 0 | 0 | 0
IL Fac. Spec. - NOX Rate Summer v3.1, Unit 447 and retrofits | 477 | 7305 | Rate Constraint in lbs/MMBtu | FALSE | L | Annual | Qualifying Generation | TWh | 0.021428 | 0.01161 | 0.0026493 | 0 | 0 | 0 | 0
IL Fac. Spec. - NOX Rate Summer v3.1, Unit 447 and retrofits | 477 | 7305 | Rate Constraint in lbs/MMBtu | FALSE | L | Annual | Rate | lb/MWh | 1.021 | 1.021 | 1.021 | 0 | 0 | 0 | 0
IL Fac. Spec. - NOX Rate Summer v3.1, Unit 447 and retrofits | 477 | 7305 | Rate Constraint in lbs/MMBtu | FALSE | L | Annual | Constraint Shadow Price | US2022$/Ton | 0 | 0 | 0 | 0 | 0 | 0 | 0
IL Fac. Spec. - NOX Rate Summer v3.1, Unit 448 and retrofits | 478 | 7305 | Rate Constraint in lbs/MMBtu | FALSE | L | Annual | Seasons Included | Seasons | Summer | Summer | Summer | Summer | Summer | Summer | Summer
IL Fac. Spec. - NOX Rate Summer v3.1, Unit 448 and retrofits | 478 | 7305 | Rate Constraint in lbs/MMBtu | FALSE | L | Annual | Standard NOX | lb/MMBtu | 0.25 | 0.25 | 0.25 | 0.25 | 0.25 | 0.25 | 0.25
IL Fac. Spec. - NOX Rate Summer v3.1, Unit 448 and retrofits | 478 | 7305 | Rate Constraint in lbs/MMBtu | FALSE | L | Annual | Emissions at Affected Plants NOX | Thousand Tons | 0.010725 | 0.0058108 | 0.001326 | 0 | 0 | 0 | 0
IL Fac. Spec. - NOX Rate Summer v3.1, Unit 448 and retrofits | 478 | 7305 | Rate Constraint in lbs/MMBtu | FALSE | L | Annual | Allowances Purchased NOX | Thousand Tons | 0 | 0 | 0 | 0 | 0 | 0 | 0
IL Fac. Spec. - NOX Rate Summer v3.1, Unit 448 and retrofits | 478 | 7305 | Rate Constraint in lbs/MMBtu | FALSE | L | Annual | Allowances Sold NOX | Thousand Tons | 0 | 0 | 0 | 0 | 0 | 0 | 0
IL Fac. Spec. - NOX Rate Summer v3.1, Unit 448 and retrofits | 478 | 7305 | Rate Constraint in lbs/MMBtu | FALSE | L | Annual | Allowances Banked | Thousand Tons | 0 | 0 | 0 | 0 | 0 | 0 | 0
IL Fac. Spec. - NOX Rate Summer v3.1, Unit 448 and retrofits | 478 | 7305 | Rate Constraint in lbs/MMBtu | FALSE | L | Annual | Allowances Withdrawn (1:1) | Thousand Tons | 0 | 0 | 0 | 0 | 0 | 0 | 0
IL Fac. Spec. - NOX Rate Summer v3.1, Unit 448 and retrofits | 478 | 7305 | Rate Constraint in lbs/MMBtu | FALSE | L | Annual | Allowances Withdrawn (n:1) | Thousand Tons | 0 | 0 | 0 | 0 | 0 | 0 | 0
IL Fac. Spec. - NOX Rate Summer v3.1, Unit 448 and retrofits | 478 | 7305 | Rate Constraint in lbs/MMBtu | FALSE | L | Annual | Net Emissions Allowance Position | Thousand Tons | 0.010725 | 0.0058108 | 0.001326 | 0 | 0 | 0 | 0
IL Fac. Spec. - NOX Rate Summer v3.1, Unit 448 and retrofits | 478 | 7305 | Rate Constraint in lbs/MMBtu | FALSE | L | Annual | Fuel Consumed | TBtu | 0.23024 | 0.12475 | 0.028466 | 0 | 0 | 0 | 0
IL Fac. Spec. - NOX Rate Summer v3.1, Unit 448 and retrofits | 478 | 7305 | Rate Constraint in lbs/MMBtu | FALSE | L | Annual | Rate | lb/MMBtu | 0.09316 | 0.09316 | 0.09316 | 0 | 0 | 0 | 0
IL Fac. Spec. - NOX Rate Summer v3.1, Unit 448 and retrofits | 478 | 7305 | Rate Constraint in lbs/MMBtu | FALSE | L | Annual | Generation | TWh | 0.021428 | 0.01161 | 0.0026493 | 0 | 0 | 0 | 0
IL Fac. Spec. - NOX Rate Summer v3.1, Unit 448 and retrofits | 478 | 7305 | Rate Constraint in lbs/MMBtu | FALSE | L | Annual | Qualifying Generation | TWh | 0.021428 | 0.01161 | 0.0026493 | 0 | 0 | 0 | 0
IL Fac. Spec. - NOX Rate Summer v3.1, Unit 448 and retrofits | 478 | 7305 | Rate Constraint in lbs/MMBtu | FALSE | L | Annual | Rate | lb/MWh | 1.001 | 1.001 | 1.001 | 0 | 0 | 0 | 0
IL Fac. Spec. - NOX Rate Summer v3.1, Unit 448 and retrofits | 478 | 7305 | Rate Constraint in lbs/MMBtu | FALSE | L | Annual | Constraint Shadow Price | US2022$/Ton | 0 | 0 | 0 | 0 | 0 | 0 | 0
IL Fac. Spec. - NOX Rate Summer v3.1, Unit 449 and retrofits | 479 | 7305 | Rate Constraint in lbs/MMBtu | FALSE | L | Annual | Seasons Included | Seasons | Summer | Summer | Summer | Summer | Summer | Summer | Summer
IL Fac. Spec. - NOX Rate Summer v3.1, Unit 449 and retrofits | 479 | 7305 | Rate Constraint in lbs/MMBtu | FALSE | L | Annual | Standard NOX | lb/MMBtu | 0.25 | 0.25 | 0.25 | 0.25 | 0.25 | 0.25 | 0.25
IL Fac. Spec. - NOX Rate Summer v3.1, Unit 449 and retrofits | 479 | 7305 | Rate Constraint in lbs/MMBtu | FALSE | L | Annual | Emissions at Affected Plants NOX | Thousand Tons | 0.0020036 | 0.0010856 | 0.00024772 | 0 | 0 | 0 | 0
IL Fac. Spec. - NOX Rate Summer v3.1, Unit 449 and retrofits | 479 | 7305 | Rate Constraint in lbs/MMBtu | FALSE | L | Annual | Allowances Purchased NOX | Thousand Tons | 0 | 0 | 0 | 0 | 0 | 0 | 0
IL Fac. Spec. - NOX Rate Summer v3.1, Unit 449 and retrofits | 479 | 7305 | Rate Constraint in lbs/MMBtu | FALSE | L | Annual | Allowances Sold NOX | Thousand Tons | 0 | 0 | 0 | 0 | 0 | 0 | 0
IL Fac. Spec. - NOX Rate Summer v3.1, Unit 449 and retrofits | 479 | 7305 | Rate Constraint in lbs/MMBtu | FALSE | L | Annual | Allowances Banked | Thousand Tons | 0 | 0 | 0 | 0 | 0 | 0 | 0
IL Fac. Spec. - NOX Rate Summer v3.1, Unit 449 and retrofits | 479 | 7305 | Rate Constraint in lbs/MMBtu | FALSE | L | Annual | Allowances Withdrawn (1:1) | Thousand Tons | 0 | 0 | 0 | 0 | 0 | 0 | 0
IL Fac. Spec. - NOX Rate Summer v3.1, Unit 449 and retrofits | 479 | 7305 | Rate Constraint in lbs/MMBtu | FALSE | L | Annual | Allowances Withdrawn (n:1) | Thousand Tons | 0 | 0 | 0 | 0 | 0 | 0 | 0
IL Fac. Spec. - NOX Rate Summer v3.1, Unit 449 and retrofits | 479 | 7305 | Rate Constraint in lbs/MMBtu | FALSE | L | Annual | Net Emissions Allowance Position | Thousand Tons | 0.0020036 | 0.0010856 | 0.00024772 | 0 | 0 | 0 | 0
IL Fac. Spec. - NOX Rate Summer v3.1, Unit 449 and retrofits | 479 | 7305 | Rate Constraint in lbs/MMBtu | FALSE | L | Annual | Fuel Consumed | TBtu | 0.18315 | 0.099233 | 0.022644 | 0 | 0 | 0 | 0
IL Fac. Spec. - NOX Rate Summer v3.1, Unit 449 and retrofits | 479 | 7305 | Rate Constraint in lbs/MMBtu | FALSE | L | Annual | Rate | lb/MMBtu | 0.02188 | 0.02188 | 0.02188 | 0 | 0 | 0 | 0
IL Fac. Spec. - NOX Rate Summer v3.1, Unit 449 and retrofits | 479 | 7305 | Rate Constraint in lbs/MMBtu | FALSE | L | Annual | Generation | TWh | 0.017045 | 0.0092352 | 0.0021074 | 0 | 0 | 0 | 0
IL Fac. Spec. - NOX Rate Summer v3.1, Unit 449 and retrofits | 479 | 7305 | Rate Constraint in lbs/MMBtu | FALSE | L | Annual | Qualifying Generation | TWh | 0.017045 | 0.0092352 | 0.0021074 | 0 | 0 | 0 | 0
IL Fac. Spec. - NOX Rate Summer v3.1, Unit 449 and retrofits | 479 | 7305 | Rate Constraint in lbs/MMBtu | FALSE | L | Annual | Rate | lb/MWh | 0.2351 | 0.2351 | 0.2351 | 0 | 0 | 0 | 0
IL Fac. Spec. - NOX Rate Summer v3.1, Unit 449 and retrofits | 479 | 7305 | Rate Constraint in lbs/MMBtu | FALSE | L | Annual | Constraint Shadow Price | US2022$/Ton | 0 | 0 | 0 | 0 | 0 | 0 | 0
IL Fac. Spec. - NOX Rate Summer v3.1, Unit 450 and retrofits | 480 | 7305 | Rate Constraint in lbs/MMBtu | FALSE | L | Annual | Seasons Included | Seasons | Summer | Summer | Summer | Summer | Summer | Summer | Summer
IL Fac. Spec. - NOX Rate Summer v3.1, Unit 450 and retrofits | 480 | 7305 | Rate Constraint in lbs/MMBtu | FALSE | L | Annual | Standard NOX | lb/MMBtu | 0.25 | 0.25 | 0.25 | 0.25 | 0.25 | 0.25 | 0.25
IL Fac. Spec. - NOX Rate Summer v3.1, Unit 450 and retrofits | 480 | 7305 | Rate Constraint in lbs/MMBtu | FALSE | L | Annual | Emissions at Affected Plants NOX | Thousand Tons | 0.0031318 | 0.0016969 | 0.00038721 | 0 | 0 | 0 | 0
IL Fac. Spec. - NOX Rate Summer v3.1, Unit 450 and retrofits | 480 | 7305 | Rate Constraint in lbs/MMBtu | FALSE | L | Annual | Allowances Purchased NOX | Thousand Tons | 0 | 0 | 0 | 0 | 0 | 0 | 0
IL Fac. Spec. - NOX Rate Summer v3.1, Unit 450 and retrofits | 480 | 7305 | Rate Constraint in lbs/MMBtu | FALSE | L | Annual | Allowances Sold NOX | Thousand Tons | 0 | 0 | 0 | 0 | 0 | 0 | 0
IL Fac. Spec. - NOX Rate Summer v3.1, Unit 450 and retrofits | 480 | 7305 | Rate Constraint in lbs/MMBtu | FALSE | L | Annual | Allowances Banked | Thousand Tons | 0 | 0 | 0 | 0 | 0 | 0 | 0
IL Fac. Spec. - NOX Rate Summer v3.1, Unit 450 and retrofits | 480 | 7305 | Rate Constraint in lbs/MMBtu | FALSE | L | Annual | Allowances Withdrawn (1:1) | Thousand Tons | 0 | 0 | 0 | 0 | 0 | 0 | 0
IL Fac. Spec. - NOX Rate Summer v3.1, Unit 450 and retrofits | 480 | 7305 | Rate Constraint in lbs/MMBtu | FALSE | L | Annual | Allowances Withdrawn (n:1) | Thousand Tons | 0 | 0 | 0 | 0 | 0 | 0 | 0
IL Fac. Spec. - NOX Rate Summer v3.1, Unit 450 and retrofits | 480 | 7305 | Rate Constraint in lbs/MMBtu | FALSE | L | Annual | Net Emissions Allowance Position | Thousand Tons | 0.0031318 | 0.0016969 | 0.00038721 | 0 | 0 | 0 | 0
IL Fac. Spec. - NOX Rate Summer v3.1, Unit 450 and retrofits | 480 | 7305 | Rate Constraint in lbs/MMBtu | FALSE | L | Annual | Fuel Consumed | TBtu | 0.18315 | 0.099233 | 0.022644 | 0 | 0 | 0 | 0
IL Fac. Spec. - NOX Rate Summer v3.1, Unit 450 and retrofits | 480 | 7305 | Rate Constraint in lbs/MMBtu | FALSE | L | Annual | Rate | lb/MMBtu | 0.0342 | 0.0342 | 0.0342 | 0 | 0 | 0 | 0
IL Fac. Spec. - NOX Rate Summer v3.1, Unit 450 and retrofits | 480 | 7305 | Rate Constraint in lbs/MMBtu | FALSE | L | Annual | Generation | TWh | 0.017045 | 0.0092352 | 0.0021074 | 0 | 0 | 0 | 0
IL Fac. Spec. - NOX Rate Summer v3.1, Unit 450 and retrofits | 480 | 7305 | Rate Constraint in lbs/MMBtu | FALSE | L | Annual | Qualifying Generation | TWh | 0.017045 | 0.0092352 | 0.0021074 | 0 | 0 | 0 | 0
IL Fac. Spec. - NOX Rate Summer v3.1, Unit 450 and retrofits | 480 | 7305 | Rate Constraint in lbs/MMBtu | FALSE | L | Annual | Rate | lb/MWh | 0.36748 | 0.36748 | 0.36748 | 0 | 0 | 0 | 0
IL Fac. Spec. - NOX Rate Summer v3.1, Unit 450 and retrofits | 480 | 7305 | Rate Constraint in lbs/MMBtu | FALSE | L | Annual | Constraint Shadow Price | US2022$/Ton | 0 | 0 | 0 | 0 | 0 | 0 | 0
IL Fac. Spec. - NOX Rate Summer v3.1, Unit 451 and retrofits | 481 | 7305 | Rate Constraint in lbs/MMBtu | FALSE | L | Annual | Seasons Included | Seasons | Summer | Summer | Summer | Summer | Summer | Summer | Summer
IL Fac. Spec. - NOX Rate Summer v3.1, Unit 451 and retrofits | 481 | 7305 | Rate Constraint in lbs/MMBtu | FALSE | L | Annual | Standard NOX | lb/MMBtu | 0.25 | 0.25 | 0.25 | 0.25 | 0.25 | 0.25 | 0.25
IL Fac. Spec. - NOX Rate Summer v3.1, Unit 451 and retrofits | 481 | 7305 | Rate Constraint in lbs/MMBtu | FALSE | L | Annual | Emissions at Affected Plants NOX | Thousand Tons | 0.0026172 | 0.001418 | 0.00032358 | 0 | 0 | 0 | 0
IL Fac. Spec. - NOX Rate Summer v3.1, Unit 451 and retrofits | 481 | 7305 | Rate Constraint in lbs/MMBtu | FALSE | L | Annual | Allowances Purchased NOX | Thousand Tons | 0 | 0 | 0 | 0 | 0 | 0 | 0
IL Fac. Spec. - NOX Rate Summer v3.1, Unit 451 and retrofits | 481 | 7305 | Rate Constraint in lbs/MMBtu | FALSE | L | Annual | Allowances Sold NOX | Thousand Tons | 0 | 0 | 0 | 0 | 0 | 0 | 0
IL Fac. Spec. - NOX Rate Summer v3.1, Unit 451 and retrofits | 481 | 7305 | Rate Constraint in lbs/MMBtu | FALSE | L | Annual | Allowances Banked | Thousand Tons | 0 | 0 | 0 | 0 | 0 | 0 | 0
IL Fac. Spec. - NOX Rate Summer v3.1, Unit 451 and retrofits | 481 | 7305 | Rate Constraint in lbs/MMBtu | FALSE | L | Annual | Allowances Withdrawn (1:1) | Thousand Tons | 0 | 0 | 0 | 0 | 0 | 0 | 0
IL Fac. Spec. - NOX Rate Summer v3.1, Unit 451 and retrofits | 481 | 7305 | Rate Constraint in lbs/MMBtu | FALSE | L | Annual | Allowances Withdrawn (n:1) | Thousand Tons | 0 | 0 | 0 | 0 | 0 | 0 | 0
IL Fac. Spec. - NOX Rate Summer v3.1, Unit 451 and retrofits | 481 | 7305 | Rate Constraint in lbs/MMBtu | FALSE | L | Annual | Net Emissions Allowance Position | Thousand Tons | 0.0026172 | 0.001418 | 0.00032358 | 0 | 0 | 0 | 0
IL Fac. Spec. - NOX Rate Summer v3.1, Unit 451 and retrofits | 481 | 7305 | Rate Constraint in lbs/MMBtu | FALSE | L | Annual | Fuel Consumed | TBtu | 0.18315 | 0.099233 | 0.022644 | 0 | 0 | 0 | 0
IL Fac. Spec. - NOX Rate Summer v3.1, Unit 451 and retrofits | 481 | 7305 | Rate Constraint in lbs/MMBtu | FALSE | L | Annual | Rate | lb/MMBtu | 0.02858 | 0.02858 | 0.02858 | 0 | 0 | 0 | 0
IL Fac. Spec. - NOX Rate Summer v3.1, Unit 451 and retrofits | 481 | 7305 | Rate Constraint in lbs/MMBtu | FALSE | L | Annual | Generation | TWh | 0.017045 | 0.0092352 | 0.0021074 | 0 | 0 | 0 | 0
IL Fac. Spec. - NOX Rate Summer v3.1, Unit 451 and retrofits | 481 | 7305 | Rate Constraint in lbs/MMBtu | FALSE | L | Annual | Qualifying Generation | TWh | 0.017045 | 0.0092352 | 0.0021074 | 0 | 0 | 0 | 0
IL Fac. Spec. - NOX Rate Summer v3.1, Unit 451 and retrofits | 481 | 7305 | Rate Constraint in lbs/MMBtu | FALSE | L | Annual | Rate | lb/MWh | 0.30709 | 0.30709 | 0.30709 | 0 | 0 | 0 | 0
IL Fac. Spec. - NOX Rate Summer v3.1, Unit 451 and retrofits | 481 | 7305 | Rate Constraint in lbs/MMBtu | FALSE | L | Annual | Constraint Shadow Price | US2022$/Ton | 0 | 0 | 0 | 0 | 0 | 0 | 0
IL Fac. Spec. - NOX Rate Summer v3.1, Unit 452 and retrofits | 482 | 7305 | Rate Constraint in lbs/MMBtu | FALSE | L | Annual | Seasons Included | Seasons | Summer | Summer | Summer | Summer | Summer | Summer | Summer
IL Fac. Spec. - NOX Rate Summer v3.1, Unit 452 and retrofits | 482 | 7305 | Rate Constraint in lbs/MMBtu | FALSE | L | Annual | Standard NOX | lb/MMBtu | 0.25 | 0.25 | 0.25 | 0.25 | 0.25 | 0.25 | 0.25
IL Fac. Spec. - NOX Rate Summer v3.1, Unit 452 and retrofits | 482 | 7305 | Rate Constraint in lbs/MMBtu | FALSE | L | Annual | Emissions at Affected Plants NOX | Thousand Tons | 0.0031575 | 0.0017108 | 0.00039038 | 0 | 0 | 0 | 0
IL Fac. Spec. - NOX Rate Summer v3.1, Unit 452 and retrofits | 482 | 7305 | Rate Constraint in lbs/MMBtu | FALSE | L | Annual | Allowances Purchased NOX | Thousand Tons | 0 | 0 | 0 | 0 | 0 | 0 | 0
IL Fac. Spec. - NOX Rate Summer v3.1, Unit 452 and retrofits | 482 | 7305 | Rate Constraint in lbs/MMBtu | FALSE | L | Annual | Allowances Sold NOX | Thousand Tons | 0 | 0 | 0 | 0 | 0 | 0 | 0
IL Fac. Spec. - NOX Rate Summer v3.1, Unit 452 and retrofits | 482 | 7305 | Rate Constraint in lbs/MMBtu | FALSE | L | Annual | Allowances Banked | Thousand Tons | 0 | 0 | 0 | 0 | 0 | 0 | 0
IL Fac. Spec. - NOX Rate Summer v3.1, Unit 452 and retrofits | 482 | 7305 | Rate Constraint in lbs/MMBtu | FALSE | L | Annual | Allowances Withdrawn (1:1) | Thousand Tons | 0 | 0 | 0 | 0 | 0 | 0 | 0
IL Fac. Spec. - NOX Rate Summer v3.1, Unit 452 and retrofits | 482 | 7305 | Rate Constraint in lbs/MMBtu | FALSE | L | Annual | Allowances Withdrawn (n:1) | Thousand Tons | 0 | 0 | 0 | 0 | 0 | 0 | 0
IL Fac. Spec. - NOX Rate Summer v3.1, Unit 452 and retrofits | 482 | 7305 | Rate Constraint in lbs/MMBtu | FALSE | L | Annual | Net Emissions Allowance Position | Thousand Tons | 0.0031575 | 0.0017108 | 0.00039038 | 0 | 0 | 0 | 0
IL Fac. Spec. - NOX Rate Summer v3.1, Unit 452 and retrofits | 482 | 7305 | Rate Constraint in lbs/MMBtu | FALSE | L | Annual | Fuel Consumed | TBtu | 0.18315 | 0.099233 | 0.022644 | 0 | 0 | 0 | 0
IL Fac. Spec. - NOX Rate Summer v3.1, Unit 452 and retrofits | 482 | 7305 | Rate Constraint in lbs/MMBtu | FALSE | L | Annual | Rate | lb/MMBtu | 0.03448 | 0.03448 | 0.03448 | 0 | 0 | 0 | 0
IL Fac. Spec. - NOX Rate Summer v3.1, Unit 452 and retrofits | 482 | 7305 | Rate Constraint in lbs/MMBtu | FALSE | L | Annual | Generation | TWh | 0.017045 | 0.0092352 | 0.0021074 | 0 | 0 | 0 | 0
IL Fac. Spec. - NOX Rate Summer v3.1, Unit 452 and retrofits | 482 | 7305 | Rate Constraint in lbs/MMBtu | FALSE | L | Annual | Qualifying Generation | TWh | 0.017045 | 0.0092352 | 0.0021074 | 0 | 0 | 0 | 0
IL Fac. Spec. - NOX Rate Summer v3.1, Unit 452 and retrofits | 482 | 7305 | Rate Constraint in lbs/MMBtu | FALSE | L | Annual | Rate | lb/MWh | 0.37049 | 0.37049 | 0.37049 | 0 | 0 | 0 | 0
IL Fac. Spec. - NOX Rate Summer v3.1, Unit 452 and retrofits | 482 | 7305 | Rate Constraint in lbs/MMBtu | FALSE | L | Annual | Constraint Shadow Price | US2022$/Ton | 0 | 0 | 0 | 0 | 0 | 0 | 0
IL Fac. Spec. - NOX Rate Summer v3.1, Unit 453 and retrofits | 483 | 7305 | Rate Constraint in lbs/MMBtu | FALSE | L | Annual | Seasons Included | Seasons | Summer | Summer | Summer | Summer | Summer | Summer | Summer
IL Fac. Spec. - NOX Rate Summer v3.1, Unit 453 and retrofits | 483 | 7305 | Rate Constraint in lbs/MMBtu | FALSE | L | Annual | Standard NOX | lb/MMBtu | 0.25 | 0.25 | 0.25 | 0.25 | 0.25 | 0.25 | 0.25
IL Fac. Spec. - NOX Rate Summer v3.1, Unit 453 and retrofits | 483 | 7305 | Rate Constraint in lbs/MMBtu | FALSE | L | Annual | Emissions at Affected Plants NOX | Thousand Tons | 8.1328e-05 | 8.1328e-05 | 0 | 0 | 0 | 0 | 0
IL Fac. Spec. - NOX Rate Summer v3.1, Unit 453 and retrofits | 483 | 7305 | Rate Constraint in lbs/MMBtu | FALSE | L | Annual | Allowances Purchased NOX | Thousand Tons | 0 | 0 | 0 | 0 | 0 | 0 | 0
IL Fac. Spec. - NOX Rate Summer v3.1, Unit 453 and retrofits | 483 | 7305 | Rate Constraint in lbs/MMBtu | FALSE | L | Annual | Allowances Sold NOX | Thousand Tons | 0 | 0 | 0 | 0 | 0 | 0 | 0
IL Fac. Spec. - NOX Rate Summer v3.1, Unit 453 and retrofits | 483 | 7305 | Rate Constraint in lbs/MMBtu | FALSE | L | Annual | Allowances Banked | Thousand Tons | 0 | 0 | 0 | 0 | 0 | 0 | 0
IL Fac. Spec. - NOX Rate Summer v3.1, Unit 453 and retrofits | 483 | 7305 | Rate Constraint in lbs/MMBtu | FALSE | L | Annual | Allowances Withdrawn (1:1) | Thousand Tons | 0 | 0 | 0 | 0 | 0 | 0 | 0
IL Fac. Spec. - NOX Rate Summer v3.1, Unit 453 and retrofits | 483 | 7305 | Rate Constraint in lbs/MMBtu | FALSE | L | Annual | Allowances Withdrawn (n:1) | Thousand Tons | 0 | 0 | 0 | 0 | 0 | 0 | 0
IL Fac. Spec. - NOX Rate Summer v3.1, Unit 453 and retrofits | 483 | 7305 | Rate Constraint in lbs/MMBtu | FALSE | L | Annual | Net Emissions Allowance Position | Thousand Tons | 8.1328e-05 | 8.1328e-05 | 0 | 0 | 0 | 0 | 0
IL Fac. Spec. - NOX Rate Summer v3.1, Unit 453 and retrofits | 483 | 7305 | Rate Constraint in lbs/MMBtu | FALSE | L | Annual | Fuel Consumed | TBtu | 0.006957 | 0.006957 | 0 | 0 | 0 | 0 | 0
IL Fac. Spec. - NOX Rate Summer v3.1, Unit 453 and retrofits | 483 | 7305 | Rate Constraint in lbs/MMBtu | FALSE | L | Annual | Rate | lb/MMBtu | 0.02338 | 0.02338 | 0 | 0 | 0 | 0 | 0
IL Fac. Spec. - NOX Rate Summer v3.1, Unit 453 and retrofits | 483 | 7305 | Rate Constraint in lbs/MMBtu | FALSE | L | Annual | Generation | TWh | 0.00051599 | 0.00051599 | 0 | 0 | 0 | 0 | 0
IL Fac. Spec. - NOX Rate Summer v3.1, Unit 453 and retrofits | 483 | 7305 | Rate Constraint in lbs/MMBtu | FALSE | L | Annual | Qualifying Generation | TWh | 0.00051599 | 0.00051599 | 0 | 0 | 0 | 0 | 0
IL Fac. Spec. - NOX Rate Summer v3.1, Unit 453 and retrofits | 483 | 7305 | Rate Constraint in lbs/MMBtu | FALSE | L | Annual | Rate | lb/MWh | 0.31523 | 0.31523 | 0 | 0 | 0 | 0 | 0
IL Fac. Spec. - NOX Rate Summer v3.1, Unit 453 and retrofits | 483 | 7305 | Rate Constraint in lbs/MMBtu | FALSE | L | Annual | Constraint Shadow Price | US2022$/Ton | 0 | 0 | 0 | 0 | 0 | 0 | 0
IL Fac. Spec. - NOX Rate Summer v3.1, Unit 454 and retrofits | 484 | 7305 | Rate Constraint in lbs/MMBtu | FALSE | L | Annual | Seasons Included | Seasons | Summer | Summer | Summer | Summer | Summer | Summer | Summer
IL Fac. Spec. - NOX Rate Summer v3.1, Unit 454 and retrofits | 484 | 7305 | Rate Constraint in lbs/MMBtu | FALSE | L | Annual | Standard NOX | lb/MMBtu | 0.25 | 0.25 | 0.25 | 0.25 | 0.25 | 0.25 | 0.25
IL Fac. Spec. - NOX Rate Summer v3.1, Unit 454 and retrofits | 484 | 7305 | Rate Constraint in lbs/MMBtu | FALSE | L | Annual | Emissions at Affected Plants NOX | Thousand Tons | 6.217e-05 | 6.217e-05 | 0 | 0 | 0 | 0 | 0
IL Fac. Spec. - NOX Rate Summer v3.1, Unit 454 and retrofits | 484 | 7305 | Rate Constraint in lbs/MMBtu | FALSE | L | Annual | Allowances Purchased NOX | Thousand Tons | 0 | 0 | 0 | 0 | 0 | 0 | 0
IL Fac. Spec. - NOX Rate Summer v3.1, Unit 454 and retrofits | 484 | 7305 | Rate Constraint in lbs/MMBtu | FALSE | L | Annual | Allowances Sold NOX | Thousand Tons | 0 | 0 | 0 | 0 | 0 | 0 | 0
IL Fac. Spec. - NOX Rate Summer v3.1, Unit 454 and retrofits | 484 | 7305 | Rate Constraint in lbs/MMBtu | FALSE | L | Annual | Allowances Banked | Thousand Tons | 0 | 0 | 0 | 0 | 0 | 0 | 0
IL Fac. Spec. - NOX Rate Summer v3.1, Unit 454 and retrofits | 484 | 7305 | Rate Constraint in lbs/MMBtu | FALSE | L | Annual | Allowances Withdrawn (1:1) | Thousand Tons | 0 | 0 | 0 | 0 | 0 | 0 | 0
IL Fac. Spec. - NOX Rate Summer v3.1, Unit 454 and retrofits | 484 | 7305 | Rate Constraint in lbs/MMBtu | FALSE | L | Annual | Allowances Withdrawn (n:1) | Thousand Tons | 0 | 0 | 0 | 0 | 0 | 0 | 0
IL Fac. Spec. - NOX Rate Summer v3.1, Unit 454 and retrofits | 484 | 7305 | Rate Constraint in lbs/MMBtu | FALSE | L | Annual | Net Emissions Allowance Position | Thousand Tons | 6.217e-05 | 6.217e-05 | 0 | 0 | 0 | 0 | 0
IL Fac. Spec. - NOX Rate Summer v3.1, Unit 454 and retrofits | 484 | 7305 | Rate Constraint in lbs/MMBtu | FALSE | L | Annual | Fuel Consumed | TBtu | 0.0069581 | 0.0069581 | 0 | 0 | 0 | 0 | 0
IL Fac. Spec. - NOX Rate Summer v3.1, Unit 454 and retrofits | 484 | 7305 | Rate Constraint in lbs/MMBtu | FALSE | L | Annual | Rate | lb/MMBtu | 0.01787 | 0.01787 | 0 | 0 | 0 | 0 | 0
IL Fac. Spec. - NOX Rate Summer v3.1, Unit 454 and retrofits | 484 | 7305 | Rate Constraint in lbs/MMBtu | FALSE | L | Annual | Generation | TWh | 0.00051599 | 0.00051599 | 0 | 0 | 0 | 0 | 0
IL Fac. Spec. - NOX Rate Summer v3.1, Unit 454 and retrofits | 484 | 7305 | Rate Constraint in lbs/MMBtu | FALSE | L | Annual | Qualifying Generation | TWh | 0.00051599 | 0.00051599 | 0 | 0 | 0 | 0 | 0
IL Fac. Spec. - NOX Rate Summer v3.1, Unit 454 and retrofits | 484 | 7305 | Rate Constraint in lbs/MMBtu | FALSE | L | Annual | Rate | lb/MWh | 0.24098 | 0.24098 | 0 | 0 | 0 | 0 | 0
IL Fac. Spec. - NOX Rate Summer v3.1, Unit 454 and retrofits | 484 | 7305 | Rate Constraint in lbs/MMBtu | FALSE | L | Annual | Constraint Shadow Price | US2022$/Ton | 0 | 0 | 0 | 0 | 0 | 0 | 0
IL Fac. Spec. - NOX Rate Summer v3.1, Unit 455 and retrofits | 485 | 7305 | Rate Constraint in lbs/MMBtu | FALSE | L | Annual | Seasons Included | Seasons | Summer | Summer | Summer | Summer | Summer | Summer | Summer
IL Fac. Spec. - NOX Rate Summer v3.1, Unit 455 and retrofits | 485 | 7305 | Rate Constraint in lbs/MMBtu | FALSE | L | Annual | Standard NOX | lb/MMBtu | 0.25 | 0.25 | 0.25 | 0.25 | 0.25 | 0.25 | 0.25
IL Fac. Spec. - NOX Rate Summer v3.1, Unit 455 and retrofits | 485 | 7305 | Rate Constraint in lbs/MMBtu | FALSE | L | Annual | Emissions at Affected Plants NOX | Thousand Tons | 6.3771e-05 | 6.3771e-05 | 0 | 0 | 0 | 0 | 0
IL Fac. Spec. - NOX Rate Summer v3.1, Unit 455 and retrofits | 485 | 7305 | Rate Constraint in lbs/MMBtu | FALSE | L | Annual | Allowances Purchased NOX | Thousand Tons | 0 | 0 | 0 | 0 | 0 | 0 | 0
IL Fac. Spec. - NOX Rate Summer v3.1, Unit 455 and retrofits | 485 | 7305 | Rate Constraint in lbs/MMBtu | FALSE | L | Annual | Allowances Sold NOX | Thousand Tons | 0 | 0 | 0 | 0 | 0 | 0 | 0
IL Fac. Spec. - NOX Rate Summer v3.1, Unit 455 and retrofits | 485 | 7305 | Rate Constraint in lbs/MMBtu | FALSE | L | Annual | Allowances Banked | Thousand Tons | 0 | 0 | 0 | 0 | 0 | 0 | 0
IL Fac. Spec. - NOX Rate Summer v3.1, Unit 455 and retrofits | 485 | 7305 | Rate Constraint in lbs/MMBtu | FALSE | L | Annual | Allowances Withdrawn (1:1) | Thousand Tons | 0 | 0 | 0 | 0 | 0 | 0 | 0
IL Fac. Spec. - NOX Rate Summer v3.1, Unit 455 and retrofits | 485 | 7305 | Rate Constraint in lbs/MMBtu | FALSE | L | Annual | Allowances Withdrawn (n:1) | Thousand Tons | 0 | 0 | 0 | 0 | 0 | 0 | 0
IL Fac. Spec. - NOX Rate Summer v3.1, Unit 455 and retrofits | 485 | 7305 | Rate Constraint in lbs/MMBtu | FALSE | L | Annual | Net Emissions Allowance Position | Thousand Tons | 6.3771e-05 | 6.3771e-05 | 0 | 0 | 0 | 0 | 0
IL Fac. Spec. - NOX Rate Summer v3.1, Unit 455 and retrofits | 485 | 7305 | Rate Constraint in lbs/MMBtu | FALSE | L | Annual | Fuel Consumed | TBtu | 0.0069581 | 0.0069581 | 0 | 0 | 0 | 0 | 0
IL Fac. Spec. - NOX Rate Summer v3.1, Unit 455 and retrofits | 485 | 7305 | Rate Constraint in lbs/MMBtu | FALSE | L | Annual | Rate | lb/MMBtu | 0.01833 | 0.01833 | 0 | 0 | 0 | 0 | 0
IL Fac. Spec. - NOX Rate Summer v3.1, Unit 455 and retrofits | 485 | 7305 | Rate Constraint in lbs/MMBtu | FALSE | L | Annual | Generation | TWh | 0.00051599 | 0.00051599 | 0 | 0 | 0 | 0 | 0
IL Fac. Spec. - NOX Rate Summer v3.1, Unit 455 and retrofits | 485 | 7305 | Rate Constraint in lbs/MMBtu | FALSE | L | Annual | Qualifying Generation | TWh | 0.00051599 | 0.00051599 | 0 | 0 | 0 | 0 | 0
IL Fac. Spec. - NOX Rate Summer v3.1, Unit 455 and retrofits | 485 | 7305 | Rate Constraint in lbs/MMBtu | FALSE | L | Annual | Rate | lb/MWh | 0.24718 | 0.24718 | 0 | 0 | 0 | 0 | 0
IL Fac. Spec. - NOX Rate Summer v3.1, Unit 455 and retrofits | 485 | 7305 | Rate Constraint in lbs/MMBtu | FALSE | L | Annual | Constraint Shadow Price | US2022$/Ton | 0 | 0 | 0 | 0 | 0 | 0 | 0
IL Fac. Spec. - NOX Rate Summer v3.1, Unit 456 and retrofits | 486 | 7305 | Rate Constraint in lbs/MMBtu | FALSE | L | Annual | Seasons Included | Seasons | Summer | Summer | Summer | Summer | Summer | Summer | Summer
IL Fac. Spec. - NOX Rate Summer v3.1, Unit 456 and retrofits | 486 | 7305 | Rate Constraint in lbs/MMBtu | FALSE | L | Annual | Standard NOX | lb/MMBtu | 0.25 | 0.25 | 0.25 | 0.25 | 0.25 | 0.25 | 0.25
IL Fac. Spec. - NOX Rate Summer v3.1, Unit 456 and retrofits | 486 | 7305 | Rate Constraint in lbs/MMBtu | FALSE | L | Annual | Emissions at Affected Plants NOX | Thousand Tons | 8.054e-05 | 8.054e-05 | 0 | 0 | 0 | 0 | 0
IL Fac. Spec. - NOX Rate Summer v3.1, Unit 456 and retrofits | 486 | 7305 | Rate Constraint in lbs/MMBtu | FALSE | L | Annual | Allowances Purchased NOX | Thousand Tons | 0 | 0 | 0 | 0 | 0 | 0 | 0
IL Fac. Spec. - NOX Rate Summer v3.1, Unit 456 and retrofits | 486 | 7305 | Rate Constraint in lbs/MMBtu | FALSE | L | Annual | Allowances Sold NOX | Thousand Tons | 0 | 0 | 0 | 0 | 0 | 0 | 0
IL Fac. Spec. - NOX Rate Summer v3.1, Unit 456 and retrofits | 486 | 7305 | Rate Constraint in lbs/MMBtu | FALSE | L | Annual | Allowances Banked | Thousand Tons | 0 | 0 | 0 | 0 | 0 | 0 | 0
IL Fac. Spec. - NOX Rate Summer v3.1, Unit 456 and retrofits | 486 | 7305 | Rate Constraint in lbs/MMBtu | FALSE | L | Annual | Allowances Withdrawn (1:1) | Thousand Tons | 0 | 0 | 0 | 0 | 0 | 0 | 0
IL Fac. Spec. - NOX Rate Summer v3.1, Unit 456 and retrofits | 486 | 7305 | Rate Constraint in lbs/MMBtu | FALSE | L | Annual | Allowances Withdrawn (n:1) | Thousand Tons | 0 | 0 | 0 | 0 | 0 | 0 | 0
IL Fac. Spec. - NOX Rate Summer v3.1, Unit 456 and retrofits | 486 | 7305 | Rate Constraint in lbs/MMBtu | FALSE | L | Annual | Net Emissions Allowance Position | Thousand Tons | 8.054e-05 | 8.054e-05 | 0 | 0 | 0 | 0 | 0
IL Fac. Spec. - NOX Rate Summer v3.1, Unit 456 and retrofits | 486 | 7305 | Rate Constraint in lbs/MMBtu | FALSE | L | Annual | Fuel Consumed | TBtu | 0.0069581 | 0.0069581 | 0 | 0 | 0 | 0 | 0
IL Fac. Spec. - NOX Rate Summer v3.1, Unit 456 and retrofits | 486 | 7305 | Rate Constraint in lbs/MMBtu | FALSE | L | Annual | Rate | lb/MMBtu | 0.02315 | 0.02315 | 0 | 0 | 0 | 0 | 0
IL Fac. Spec. - NOX Rate Summer v3.1, Unit 456 and retrofits | 486 | 7305 | Rate Constraint in lbs/MMBtu | FALSE | L | Annual | Generation | TWh | 0.00051599 | 0.00051599 | 0 | 0 | 0 | 0 | 0
IL Fac. Spec. - NOX Rate Summer v3.1, Unit 456 and retrofits | 486 | 7305 | Rate Constraint in lbs/MMBtu | FALSE | L | Annual | Qualifying Generation | TWh | 0.00051599 | 0.00051599 | 0 | 0 | 0 | 0 | 0
IL Fac. Spec. - NOX Rate Summer v3.1, Unit 456 and retrofits | 486 | 7305 | Rate Constraint in lbs/MMBtu | FALSE | L | Annual | Rate | lb/MWh | 0.31218 | 0.31218 | 0 | 0 | 0 | 0 | 0
IL Fac. Spec. - NOX Rate Summer v3.1, Unit 456 and retrofits | 486 | 7305 | Rate Constraint in lbs/MMBtu | FALSE | L | Annual | Constraint Shadow Price | US2022$/Ton | 0 | 0 | 0 | 0 | 0 | 0 | 0
IL Fac. Spec. - NOX Rate Summer v3.1, Unit 457 and retrofits | 487 | 7305 | Rate Constraint in lbs/MMBtu | FALSE | L | Annual | Seasons Included | Seasons | Summer | Summer | Summer | Summer | Summer | Summer | Summer
IL Fac. Spec. - NOX Rate Summer v3.1, Unit 457 and retrofits | 487 | 7305 | Rate Constraint in lbs/MMBtu | FALSE | L | Annual | Standard NOX | lb/MMBtu | 0.25 | 0.25 | 0.25 | 0.25 | 0.25 | 0.25 | 0.25
IL Fac. Spec. - NOX Rate Summer v3.1, Unit 457 and retrofits | 487 | 7305 | Rate Constraint in lbs/MMBtu | FALSE | L | Annual | Emissions at Affected Plants NOX | Thousand Tons | 7.6678e-05 | 7.6678e-05 | 0 | 0 | 0 | 0 | 0
IL Fac. Spec. - NOX Rate Summer v3.1, Unit 457 and retrofits | 487 | 7305 | Rate Constraint in lbs/MMBtu | FALSE | L | Annual | Allowances Purchased NOX | Thousand Tons | 0 | 0 | 0 | 0 | 0 | 0 | 0
IL Fac. Spec. - NOX Rate Summer v3.1, Unit 457 and retrofits | 487 | 7305 | Rate Constraint in lbs/MMBtu | FALSE | L | Annual | Allowances Sold NOX | Thousand Tons | 0 | 0 | 0 | 0 | 0 | 0 | 0
IL Fac. Spec. - NOX Rate Summer v3.1, Unit 457 and retrofits | 487 | 7305 | Rate Constraint in lbs/MMBtu | FALSE | L | Annual | Allowances Banked | Thousand Tons | 0 | 0 | 0 | 0 | 0 | 0 | 0
IL Fac. Spec. - NOX Rate Summer v3.1, Unit 457 and retrofits | 487 | 7305 | Rate Constraint in lbs/MMBtu | FALSE | L | Annual | Allowances Withdrawn (1:1) | Thousand Tons | 0 | 0 | 0 | 0 | 0 | 0 | 0
IL Fac. Spec. - NOX Rate Summer v3.1, Unit 457 and retrofits | 487 | 7305 | Rate Constraint in lbs/MMBtu | FALSE | L | Annual | Allowances Withdrawn (n:1) | Thousand Tons | 0 | 0 | 0 | 0 | 0 | 0 | 0
IL Fac. Spec. - NOX Rate Summer v3.1, Unit 457 and retrofits | 487 | 7305 | Rate Constraint in lbs/MMBtu | FALSE | L | Annual | Net Emissions Allowance Position | Thousand Tons | 7.6678e-05 | 7.6678e-05 | 0 | 0 | 0 | 0 | 0
IL Fac. Spec. - NOX Rate Summer v3.1, Unit 457 and retrofits | 487 | 7305 | Rate Constraint in lbs/MMBtu | FALSE | L | Annual | Fuel Consumed | TBtu | 0.0069581 | 0.0069581 | 0 | 0 | 0 | 0 | 0
IL Fac. Spec. - NOX Rate Summer v3.1, Unit 457 and retrofits | 487 | 7305 | Rate Constraint in lbs/MMBtu | FALSE | L | Annual | Rate | lb/MMBtu | 0.02204 | 0.02204 | 0 | 0 | 0 | 0 | 0
IL Fac. Spec. - NOX Rate Summer v3.1, Unit 457 and retrofits | 487 | 7305 | Rate Constraint in lbs/MMBtu | FALSE | L | Annual | Generation | TWh | 0.00051599 | 0.00051599 | 0 | 0 | 0 | 0 | 0
IL Fac. Spec. - NOX Rate Summer v3.1, Unit 457 and retrofits | 487 | 7305 | Rate Constraint in lbs/MMBtu | FALSE | L | Annual | Qualifying Generation | TWh | 0.00051599 | 0.00051599 | 0 | 0 | 0 | 0 | 0
IL Fac. Spec. - NOX Rate Summer v3.1, Unit 457 and retrofits | 487 | 7305 | Rate Constraint in lbs/MMBtu | FALSE | L | Annual | Rate | lb/MWh | 0.29721 | 0.29721 | 0 | 0 | 0 | 0 | 0
IL Fac. Spec. - NOX Rate Summer v3.1, Unit 457 and retrofits | 487 | 7305 | Rate Constraint in lbs/MMBtu | FALSE | L | Annual | Constraint Shadow Price | US2022$/Ton | 0 | 0 | 0 | 0 | 0 | 0 | 0
IL Fac. Spec. - NOX Rate Summer v3.1, Unit 458 and retrofits | 488 | 7305 | Rate Constraint in lbs/MMBtu | FALSE | L | Annual | Seasons Included | Seasons | Summer | Summer | Summer | Summer | Summer | Summer | Summer
IL Fac. Spec. - NOX Rate Summer v3.1, Unit 458 and retrofits | 488 | 7305 | Rate Constraint in lbs/MMBtu | FALSE | L | Annual | Standard NOX | lb/MMBtu | 0.25 | 0.25 | 0.25 | 0.25 | 0.25 | 0.25 | 0.25
IL Fac. Spec. - NOX Rate Summer v3.1, Unit 458 and retrofits | 488 | 7305 | Rate Constraint in lbs/MMBtu | FALSE | L | Annual | Emissions at Affected Plants NOX | Thousand Tons | 7.8035e-05 | 7.8035e-05 | 0 | 0 | 0 | 0 | 0
IL Fac. Spec. - NOX Rate Summer v3.1, Unit 458 and retrofits | 488 | 7305 | Rate Constraint in lbs/MMBtu | FALSE | L | Annual | Allowances Purchased NOX | Thousand Tons | 0 | 0 | 0 | 0 | 0 | 0 | 0
IL Fac. Spec. - NOX Rate Summer v3.1, Unit 458 and retrofits | 488 | 7305 | Rate Constraint in lbs/MMBtu | FALSE | L | Annual | Allowances Sold NOX | Thousand Tons | 0 | 0 | 0 | 0 | 0 | 0 | 0
IL Fac. Spec. - NOX Rate Summer v3.1, Unit 458 and retrofits | 488 | 7305 | Rate Constraint in lbs/MMBtu | FALSE | L | Annual | Allowances Banked | Thousand Tons | 0 | 0 | 0 | 0 | 0 | 0 | 0
IL Fac. Spec. - NOX Rate Summer v3.1, Unit 458 and retrofits | 488 | 7305 | Rate Constraint in lbs/MMBtu | FALSE | L | Annual | Allowances Withdrawn (1:1) | Thousand Tons | 0 | 0 | 0 | 0 | 0 | 0 | 0
IL Fac. Spec. - NOX Rate Summer v3.1, Unit 458 and retrofits | 488 | 7305 | Rate Constraint in lbs/MMBtu | FALSE | L | Annual | Allowances Withdrawn (n:1) | Thousand Tons | 0 | 0 | 0 | 0 | 0 | 0 | 0
IL Fac. Spec. - NOX Rate Summer v3.1, Unit 458 and retrofits | 488 | 7305 | Rate Constraint in lbs/MMBtu | FALSE | L | Annual | Net Emissions Allowance Position | Thousand Tons | 7.8035e-05 | 7.8035e-05 | 0 | 0 | 0 | 0 | 0
IL Fac. Spec. - NOX Rate Summer v3.1, Unit 458 and retrofits | 488 | 7305 | Rate Constraint in lbs/MMBtu | FALSE | L | Annual | Fuel Consumed | TBtu | 0.0069581 | 0.0069581 | 0 | 0 | 0 | 0 | 0
IL Fac. Spec. - NOX Rate Summer v3.1, Unit 458 and retrofits | 488 | 7305 | Rate Constraint in lbs/MMBtu | FALSE | L | Annual | Rate | lb/MMBtu | 0.02243 | 0.02243 | 0 | 0 | 0 | 0 | 0
IL Fac. Spec. - NOX Rate Summer v3.1, Unit 458 and retrofits | 488 | 7305 | Rate Constraint in lbs/MMBtu | FALSE | L | Annual | Generation | TWh | 0.00051599 | 0.00051599 | 0 | 0 | 0 | 0 | 0
IL Fac. Spec. - NOX Rate Summer v3.1, Unit 458 and retrofits | 488 | 7305 | Rate Constraint in lbs/MMBtu | FALSE | L | Annual | Qualifying Generation | TWh | 0.00051599 | 0.00051599 | 0 | 0 | 0 | 0 | 0
IL Fac. Spec. - NOX Rate Summer v3.1, Unit 458 and retrofits | 488 | 7305 | Rate Constraint in lbs/MMBtu | FALSE | L | Annual | Rate | lb/MWh | 0.30247 | 0.30247 | 0 | 0 | 0 | 0 | 0
IL Fac. Spec. - NOX Rate Summer v3.1, Unit 458 and retrofits | 488 | 7305 | Rate Constraint in lbs/MMBtu | FALSE | L | Annual | Constraint Shadow Price | US2022$/Ton | 0 | 0 | 0 | 0 | 0 | 0 | 0
IL Fac. Spec. - NOX Rate Summer v3.1, Unit 459 and retrofits | 489 | 7305 | Rate Constraint in lbs/MMBtu | FALSE | L | Annual | Seasons Included | Seasons | Summer | Summer | Summer | Summer | Summer | Summer | Summer
IL Fac. Spec. - NOX Rate Summer v3.1, Unit 459 and retrofits | 489 | 7305 | Rate Constraint in lbs/MMBtu | FALSE | L | Annual | Standard NOX | lb/MMBtu | 0.25 | 0.25 | 0.25 | 0.25 | 0.25 | 0.25 | 0.25
IL Fac. Spec. - NOX Rate Summer v3.1, Unit 459 and retrofits | 489 | 7305 | Rate Constraint in lbs/MMBtu | FALSE | L | Annual | Emissions at Affected Plants NOX | Thousand Tons | 8.7766e-05 | 8.7766e-05 | 0 | 0 | 0 | 0 | 0
IL Fac. Spec. - NOX Rate Summer v3.1, Unit 459 and retrofits | 489 | 7305 | Rate Constraint in lbs/MMBtu | FALSE | L | Annual | Allowances Purchased NOX | Thousand Tons | 0 | 0 | 0 | 0 | 0 | 0 | 0
IL Fac. Spec. - NOX Rate Summer v3.1, Unit 459 and retrofits | 489 | 7305 | Rate Constraint in lbs/MMBtu | FALSE | L | Annual | Allowances Sold NOX | Thousand Tons | 0 | 0 | 0 | 0 | 0 | 0 | 0
IL Fac. Spec. - NOX Rate Summer v3.1, Unit 459 and retrofits | 489 | 7305 | Rate Constraint in lbs/MMBtu | FALSE | L | Annual | Allowances Banked | Thousand Tons | 0 | 0 | 0 | 0 | 0 | 0 | 0
IL Fac. Spec. - NOX Rate Summer v3.1, Unit 459 and retrofits | 489 | 7305 | Rate Constraint in lbs/MMBtu | FALSE | L | Annual | Allowances Withdrawn (1:1) | Thousand Tons | 0 | 0 | 0 | 0 | 0 | 0 | 0
IL Fac. Spec. - NOX Rate Summer v3.1, Unit 459 and retrofits | 489 | 7305 | Rate Constraint in lbs/MMBtu | FALSE | L | Annual | Allowances Withdrawn (n:1) | Thousand Tons | 0 | 0 | 0 | 0 | 0 | 0 | 0
IL Fac. Spec. - NOX Rate Summer v3.1, Unit 459 and retrofits | 489 | 7305 | Rate Constraint in lbs/MMBtu | FALSE | L | Annual | Net Emissions Allowance Position | Thousand Tons | 8.7766e-05 | 8.7766e-05 | 0 | 0 | 0 | 0 | 0
IL Fac. Spec. - NOX Rate Summer v3.1, Unit 459 and retrofits | 489 | 7305 | Rate Constraint in lbs/MMBtu | FALSE | L | Annual | Fuel Consumed | TBtu | 0.0072835 | 0.0072835 | 0 | 0 | 0 | 0 | 0
IL Fac. Spec. - NOX Rate Summer v3.1, Unit 459 and retrofits | 489 | 7305 | Rate Constraint in lbs/MMBtu | FALSE | L | Annual | Rate | lb/MMBtu | 0.0241 | 0.0241 | 0 | 0 | 0 | 0 | 0
IL Fac. Spec. - NOX Rate Summer v3.1, Unit 459 and retrofits | 489 | 7305 | Rate Constraint in lbs/MMBtu | FALSE | L | Annual | Generation | TWh | 0.00053749 | 0.00053749 | 0 | 0 | 0 | 0 | 0
IL Fac. Spec. - NOX Rate Summer v3.1, Unit 459 and retrofits | 489 | 7305 | Rate Constraint in lbs/MMBtu | FALSE | L | Annual | Qualifying Generation | TWh | 0.00053749 | 0.00053749 | 0 | 0 | 0 | 0 | 0
IL Fac. Spec. - NOX Rate Summer v3.1, Unit 459 and retrofits | 489 | 7305 | Rate Constraint in lbs/MMBtu | FALSE | L | Annual | Rate | lb/MWh | 0.32658 | 0.32658 | 0 | 0 | 0 | 0 | 0
IL Fac. Spec. - NOX Rate Summer v3.1, Unit 459 and retrofits | 489 | 7305 | Rate Constraint in lbs/MMBtu | FALSE | L | Annual | Constraint Shadow Price | US2022$/Ton | 0 | 0 | 0 | 0 | 0 | 0 | 0
IL Fac. Spec. - NOX Rate Summer v3.1, Unit 460 and retrofits | 490 | 7305 | Rate Constraint in lbs/MMBtu | FALSE | L | Annual | Seasons Included | Seasons | Summer | Summer | Summer | Summer | Summer | Summer | Summer
IL Fac. Spec. - NOX Rate Summer v3.1, Unit 460 and retrofits | 490 | 7305 | Rate Constraint in lbs/MMBtu | FALSE | L | Annual | Standard NOX | lb/MMBtu | 0.25 | 0.25 | 0.25 | 0.25 | 0.25 | 0.25 | 0.25
IL Fac. Spec. - NOX Rate Summer v3.1, Unit 460 and retrofits | 490 | 7305 | Rate Constraint in lbs/MMBtu | FALSE | L | Annual | Emissions at Affected Plants NOX | Thousand Tons | 8.56e-05 | 8.56e-05 | 0 | 0 | 0 | 0 | 0
IL Fac. Spec. - NOX Rate Summer v3.1, Unit 460 and retrofits | 490 | 7305 | Rate Constraint in lbs/MMBtu | FALSE | L | Annual | Allowances Purchased NOX | Thousand Tons | 0 | 0 | 0 | 0 | 0 | 0 | 0
IL Fac. Spec. - NOX Rate Summer v3.1, Unit 460 and retrofits | 490 | 7305 | Rate Constraint in lbs/MMBtu | FALSE | L | Annual | Allowances Sold NOX | Thousand Tons | 0 | 0 | 0 | 0 | 0 | 0 | 0
IL Fac. Spec. - NOX Rate Summer v3.1, Unit 460 and retrofits | 490 | 7305 | Rate Constraint in lbs/MMBtu | FALSE | L | Annual | Allowances Banked | Thousand Tons | 0 | 0 | 0 | 0 | 0 | 0 | 0
IL Fac. Spec. - NOX Rate Summer v3.1, Unit 460 and retrofits | 490 | 7305 | Rate Constraint in lbs/MMBtu | FALSE | L | Annual | Allowances Withdrawn (1:1) | Thousand Tons | 0 | 0 | 0 | 0 | 0 | 0 | 0
IL Fac. Spec. - NOX Rate Summer v3.1, Unit 460 and retrofits | 490 | 7305 | Rate Constraint in lbs/MMBtu | FALSE | L | Annual | Allowances Withdrawn (n:1) | Thousand Tons | 0 | 0 | 0 | 0 | 0 | 0 | 0
IL Fac. Spec. - NOX Rate Summer v3.1, Unit 460 and retrofits | 490 | 7305 | Rate Constraint in lbs/MMBtu | FALSE | L | Annual | Net Emissions Allowance Position | Thousand Tons | 8.56e-05 | 8.56e-05 | 0 | 0 | 0 | 0 | 0
IL Fac. Spec. - NOX Rate Summer v3.1, Unit 460 and retrofits | 490 | 7305 | Rate Constraint in lbs/MMBtu | FALSE | L | Annual | Fuel Consumed | TBtu | 0.0072851 | 0.0072851 | 0 | 0 | 0 | 0 | 0
IL Fac. Spec. - NOX Rate Summer v3.1, Unit 460 and retrofits | 490 | 7305 | Rate Constraint in lbs/MMBtu | FALSE | L | Annual | Rate | lb/MMBtu | 0.0235 | 0.0235 | 0 | 0 | 0 | 0 | 0
IL Fac. Spec. - NOX Rate Summer v3.1, Unit 460 and retrofits | 490 | 7305 | Rate Constraint in lbs/MMBtu | FALSE | L | Annual | Generation | TWh | 0.00053749 | 0.00053749 | 0 | 0 | 0 | 0 | 0
IL Fac. Spec. - NOX Rate Summer v3.1, Unit 460 and retrofits | 490 | 7305 | Rate Constraint in lbs/MMBtu | FALSE | L | Annual | Qualifying Generation | TWh | 0.00053749 | 0.00053749 | 0 | 0 | 0 | 0 | 0
IL Fac. Spec. - NOX Rate Summer v3.1, Unit 460 and retrofits | 490 | 7305 | Rate Constraint in lbs/MMBtu | FALSE | L | Annual | Rate | lb/MWh | 0.31852 | 0.31852 | 0 | 0 | 0 | 0 | 0
IL Fac. Spec. - NOX Rate Summer v3.1, Unit 460 and retrofits | 490 | 7305 | Rate Constraint in lbs/MMBtu | FALSE | L | Annual | Constraint Shadow Price | US2022$/Ton | 0 | 0 | 0 | 0 | 0 | 0 | 0
IL Fac. Spec. - NOX Rate Summer v3.1, Unit 461 and retrofits | 491 | 7305 | Rate Constraint in lbs/MMBtu | FALSE | L | Annual | Seasons Included | Seasons | Summer | Summer | Summer | Summer | Summer | Summer | Summer
IL Fac. Spec. - NOX Rate Summer v3.1, Unit 461 and retrofits | 491 | 7305 | Rate Constraint in lbs/MMBtu | FALSE | L | Annual | Standard NOX | lb/MMBtu | 0.25 | 0.25 | 0.25 | 0.25 | 0.25 | 0.25 | 0.25
IL Fac. Spec. - NOX Rate Summer v3.1, Unit 461 and retrofits | 491 | 7305 | Rate Constraint in lbs/MMBtu | FALSE | L | Annual | Emissions at Affected Plants NOX | Thousand Tons | 7.9079e-05 | 7.9079e-05 | 0 | 0 | 0 | 0 | 0
IL Fac. Spec. - NOX Rate Summer v3.1, Unit 461 and retrofits | 491 | 7305 | Rate Constraint in lbs/MMBtu | FALSE | L | Annual | Allowances Purchased NOX | Thousand Tons | 0 | 0 | 0 | 0 | 0 | 0 | 0
IL Fac. Spec. - NOX Rate Summer v3.1, Unit 461 and retrofits | 491 | 7305 | Rate Constraint in lbs/MMBtu | FALSE | L | Annual | Allowances Sold NOX | Thousand Tons | 0 | 0 | 0 | 0 | 0 | 0 | 0
IL Fac. Spec. - NOX Rate Summer v3.1, Unit 461 and retrofits | 491 | 7305 | Rate Constraint in lbs/MMBtu | FALSE | L | Annual | Allowances Banked | Thousand Tons | 0 | 0 | 0 | 0 | 0 | 0 | 0
IL Fac. Spec. - NOX Rate Summer v3.1, Unit 461 and retrofits | 491 | 7305 | Rate Constraint in lbs/MMBtu | FALSE | L | Annual | Allowances Withdrawn (1:1) | Thousand Tons | 0 | 0 | 0 | 0 | 0 | 0 | 0
IL Fac. Spec. - NOX Rate Summer v3.1, Unit 461 and retrofits | 491 | 7305 | Rate Constraint in lbs/MMBtu | FALSE | L | Annual | Allowances Withdrawn (n:1) | Thousand Tons | 0 | 0 | 0 | 0 | 0 | 0 | 0
IL Fac. Spec. - NOX Rate Summer v3.1, Unit 461 and retrofits | 491 | 7305 | Rate Constraint in lbs/MMBtu | FALSE | L | Annual | Net Emissions Allowance Position | Thousand Tons | 7.9079e-05 | 7.9079e-05 | 0 | 0 | 0 | 0 | 0
IL Fac. Spec. - NOX Rate Summer v3.1, Unit 461 and retrofits | 491 | 7305 | Rate Constraint in lbs/MMBtu | FALSE | L | Annual | Fuel Consumed | TBtu | 0.0072851 | 0.0072851 | 0 | 0 | 0 | 0 | 0
IL Fac. Spec. - NOX Rate Summer v3.1, Unit 461 and retrofits | 491 | 7305 | Rate Constraint in lbs/MMBtu | FALSE | L | Annual | Rate | lb/MMBtu | 0.02171 | 0.02171 | 0 | 0 | 0 | 0 | 0
IL Fac. Spec. - NOX Rate Summer v3.1, Unit 461 and retrofits | 491 | 7305 | Rate Constraint in lbs/MMBtu | FALSE | L | Annual | Generation | TWh | 0.00053749 | 0.00053749 | 0 | 0 | 0 | 0 | 0
IL Fac. Spec. - NOX Rate Summer v3.1, Unit 461 and retrofits | 491 | 7305 | Rate Constraint in lbs/MMBtu | FALSE | L | Annual | Qualifying Generation | TWh | 0.00053749 | 0.00053749 | 0 | 0 | 0 | 0 | 0
IL Fac. Spec. - NOX Rate Summer v3.1, Unit 461 and retrofits | 491 | 7305 | Rate Constraint in lbs/MMBtu | FALSE | L | Annual | Rate | lb/MWh | 0.29426 | 0.29426 | 0 | 0 | 0 | 0 | 0
IL Fac. Spec. - NOX Rate Summer v3.1, Unit 461 and retrofits | 491 | 7305 | Rate Constraint in lbs/MMBtu | FALSE | L | Annual | Constraint Shadow Price | US2022$/Ton | 0 | 0 | 0 | 0 | 0 | 0 | 0
IL Fac. Spec. - NOX Rate Summer v3.1, Unit 462 and retrofits | 492 | 7305 | Rate Constraint in lbs/MMBtu | FALSE | L | Annual | Seasons Included | Seasons | Summer | Summer | Summer | Summer | Summer | Summer | Summer
IL Fac. Spec. - NOX Rate Summer v3.1, Unit 462 and retrofits | 492 | 7305 | Rate Constraint in lbs/MMBtu | FALSE | L | Annual | Standard NOX | lb/MMBtu | 0.25 | 0.25 | 0.25 | 0.25 | 0.25 | 0.25 | 0.25
IL Fac. Spec. - NOX Rate Summer v3.1, Unit 462 and retrofits | 492 | 7305 | Rate Constraint in lbs/MMBtu | FALSE | L | Annual | Emissions at Affected Plants NOX | Thousand Tons | 8.1702e-05 | 8.1702e-05 | 0 | 0 | 0 | 0 | 0
IL Fac. Spec. - NOX Rate Summer v3.1, Unit 462 and retrofits | 492 | 7305 | Rate Constraint in lbs/MMBtu | FALSE | L | Annual | Allowances Purchased NOX | Thousand Tons | 0 | 0 | 0 | 0 | 0 | 0 | 0
IL Fac. Spec. - NOX Rate Summer v3.1, Unit 462 and retrofits | 492 | 7305 | Rate Constraint in lbs/MMBtu | FALSE | L | Annual | Allowances Sold NOX | Thousand Tons | 0 | 0 | 0 | 0 | 0 | 0 | 0
IL Fac. Spec. - NOX Rate Summer v3.1, Unit 462 and retrofits | 492 | 7305 | Rate Constraint in lbs/MMBtu | FALSE | L | Annual | Allowances Banked | Thousand Tons | 0 | 0 | 0 | 0 | 0 | 0 | 0
IL Fac. Spec. - NOX Rate Summer v3.1, Unit 462 and retrofits | 492 | 7305 | Rate Constraint in lbs/MMBtu | FALSE | L | Annual | Allowances Withdrawn (1:1) | Thousand Tons | 0 | 0 | 0 | 0 | 0 | 0 | 0
IL Fac. Spec. - NOX Rate Summer v3.1, Unit 462 and retrofits | 492 | 7305 | Rate Constraint in lbs/MMBtu | FALSE | L | Annual | Allowances Withdrawn (n:1) | Thousand Tons | 0 | 0 | 0 | 0 | 0 | 0 | 0
IL Fac. Spec. - NOX Rate Summer v3.1, Unit 462 and retrofits | 492 | 7305 | Rate Constraint in lbs/MMBtu | FALSE | L | Annual | Net Emissions Allowance Position | Thousand Tons | 8.1702e-05 | 8.1702e-05 | 0 | 0 | 0 | 0 | 0
IL Fac. Spec. - NOX Rate Summer v3.1, Unit 462 and retrofits | 492 | 7305 | Rate Constraint in lbs/MMBtu | FALSE | L | Annual | Fuel Consumed | TBtu | 0.0072851 | 0.0072851 | 0 | 0 | 0 | 0 | 0
IL Fac. Spec. - NOX Rate Summer v3.1, Unit 462 and retrofits | 492 | 7305 | Rate Constraint in lbs/MMBtu | FALSE | L | Annual | Rate | lb/MMBtu | 0.02243 | 0.02243 | 0 | 0 | 0 | 0 | 0
IL Fac. Spec. - NOX Rate Summer v3.1, Unit 462 and retrofits | 492 | 7305 | Rate Constraint in lbs/MMBtu | FALSE | L | Annual | Generation | TWh | 0.00053749 | 0.00053749 | 0 | 0 | 0 | 0 | 0
IL Fac. Spec. - NOX Rate Summer v3.1, Unit 462 and retrofits | 492 | 7305 | Rate Constraint in lbs/MMBtu | FALSE | L | Annual | Qualifying Generation | TWh | 0.00053749 | 0.00053749 | 0 | 0 | 0 | 0 | 0
IL Fac. Spec. - NOX Rate Summer v3.1, Unit 462 and retrofits | 492 | 7305 | Rate Constraint in lbs/MMBtu | FALSE | L | Annual | Rate | lb/MWh | 0.30402 | 0.30402 | 0 | 0 | 0 | 0 | 0
IL Fac. Spec. - NOX Rate Summer v3.1, Unit 462 and retrofits | 492 | 7305 | Rate Constraint in lbs/MMBtu | FALSE | L | Annual | Constraint Shadow Price | US2022$/Ton | 0 | 0 | 0 | 0 | 0 | 0 | 0
IL Fac. Spec. - NOX Rate Summer v3.1, Unit 463 and retrofits | 493 | 7305 | Rate Constraint in lbs/MMBtu | FALSE | L | Annual | Seasons Included | Seasons | Summer | Summer | Summer | Summer | Summer | Summer | Summer
IL Fac. Spec. - NOX Rate Summer v3.1, Unit 463 and retrofits | 493 | 7305 | Rate Constraint in lbs/MMBtu | FALSE | L | Annual | Standard NOX | lb/MMBtu | 0.25 | 0.25 | 0.25 | 0.25 | 0.25 | 0.25 | 0.25
IL Fac. Spec. - NOX Rate Summer v3.1, Unit 463 and retrofits | 493 | 7305 | Rate Constraint in lbs/MMBtu | FALSE | L | Annual | Emissions at Affected Plants NOX | Thousand Tons | 0.0088911 | 0.0048174 | 0.0010993 | 0 | 0 | 0 | 0
IL Fac. Spec. - NOX Rate Summer v3.1, Unit 463 and retrofits | 493 | 7305 | Rate Constraint in lbs/MMBtu | FALSE | L | Annual | Allowances Purchased NOX | Thousand Tons | 0 | 0 | 0 | 0 | 0 | 0 | 0
IL Fac. Spec. - NOX Rate Summer v3.1, Unit 463 and retrofits | 493 | 7305 | Rate Constraint in lbs/MMBtu | FALSE | L | Annual | Allowances Sold NOX | Thousand Tons | 0 | 0 | 0 | 0 | 0 | 0 | 0
IL Fac. Spec. - NOX Rate Summer v3.1, Unit 463 and retrofits | 493 | 7305 | Rate Constraint in lbs/MMBtu | FALSE | L | Annual | Allowances Banked | Thousand Tons | 0 | 0 | 0 | 0 | 0 | 0 | 0
IL Fac. Spec. - NOX Rate Summer v3.1, Unit 463 and retrofits | 493 | 7305 | Rate Constraint in lbs/MMBtu | FALSE | L | Annual | Allowances Withdrawn (1:1) | Thousand Tons | 0 | 0 | 0 | 0 | 0 | 0 | 0
IL Fac. Spec. - NOX Rate Summer v3.1, Unit 463 and retrofits | 493 | 7305 | Rate Constraint in lbs/MMBtu | FALSE | L | Annual | Allowances Withdrawn (n:1) | Thousand Tons | 0 | 0 | 0 | 0 | 0 | 0 | 0
IL Fac. Spec. - NOX Rate Summer v3.1, Unit 463 and retrofits | 493 | 7305 | Rate Constraint in lbs/MMBtu | FALSE | L | Annual | Net Emissions Allowance Position | Thousand Tons | 0.0088911 | 0.0048174 | 0.0010993 | 0 | 0 | 0 | 0
IL Fac. Spec. - NOX Rate Summer v3.1, Unit 463 and retrofits | 493 | 7305 | Rate Constraint in lbs/MMBtu | FALSE | L | Annual | Fuel Consumed | TBtu | 0.21978 | 0.11908 | 0.027172 | 0 | 0 | 0 | 0
IL Fac. Spec. - NOX Rate Summer v3.1, Unit 463 and retrofits | 493 | 7305 | Rate Constraint in lbs/MMBtu | FALSE | L | Annual | Rate | lb/MMBtu | 0.08091 | 0.08091 | 0.08091 | 0 | 0 | 0 | 0
IL Fac. Spec. - NOX Rate Summer v3.1, Unit 463 and retrofits | 493 | 7305 | Rate Constraint in lbs/MMBtu | FALSE | L | Annual | Generation | TWh | 0.020454 | 0.011082 | 0.0025288 | 0 | 0 | 0 | 0
IL Fac. Spec. - NOX Rate Summer v3.1, Unit 463 and retrofits | 493 | 7305 | Rate Constraint in lbs/MMBtu | FALSE | L | Annual | Qualifying Generation | TWh | 0.020454 | 0.011082 | 0.0025288 | 0 | 0 | 0 | 0
IL Fac. Spec. - NOX Rate Summer v3.1, Unit 463 and retrofits | 493 | 7305 | Rate Constraint in lbs/MMBtu | FALSE | L | Annual | Rate | lb/MWh | 0.86938 | 0.86938 | 0.86938 | 0 | 0 | 0 | 0
IL Fac. Spec. - NOX Rate Summer v3.1, Unit 463 and retrofits | 493 | 7305 | Rate Constraint in lbs/MMBtu | FALSE | L | Annual | Constraint Shadow Price | US2022$/Ton | 0 | 0 | 0 | 0 | 0 | 0 | 0
IL Fac. Spec. - NOX Rate Summer v3.1, Unit 464 and retrofits | 494 | 7305 | Rate Constraint in lbs/MMBtu | FALSE | L | Annual | Seasons Included | Seasons | Summer | Summer | Summer | Summer | Summer | Summer | Summer
IL Fac. Spec. - NOX Rate Summer v3.1, Unit 464 and retrofits | 494 | 7305 | Rate Constraint in lbs/MMBtu | FALSE | L | Annual | Standard NOX | lb/MMBtu | 0.25 | 0.25 | 0.25 | 0.25 | 0.25 | 0.25 | 0.25
IL Fac. Spec. - NOX Rate Summer v3.1, Unit 464 and retrofits | 494 | 7305 | Rate Constraint in lbs/MMBtu | FALSE | L | Annual | Emissions at Affected Plants NOX | Thousand Tons | 0.0092197 | 0.0049954 | 0.0011399 | 0 | 0 | 0 | 0
IL Fac. Spec. - NOX Rate Summer v3.1, Unit 464 and retrofits | 494 | 7305 | Rate Constraint in lbs/MMBtu | FALSE | L | Annual | Allowances Purchased NOX | Thousand Tons | 0 | 0 | 0 | 0 | 0 | 0 | 0
IL Fac. Spec. - NOX Rate Summer v3.1, Unit 464 and retrofits | 494 | 7305 | Rate Constraint in lbs/MMBtu | FALSE | L | Annual | Allowances Sold NOX | Thousand Tons | 0 | 0 | 0 | 0 | 0 | 0 | 0
IL Fac. Spec. - NOX Rate Summer v3.1, Unit 464 and retrofits | 494 | 7305 | Rate Constraint in lbs/MMBtu | FALSE | L | Annual | Allowances Banked | Thousand Tons | 0 | 0 | 0 | 0 | 0 | 0 | 0
IL Fac. Spec. - NOX Rate Summer v3.1, Unit 464 and retrofits | 494 | 7305 | Rate Constraint in lbs/MMBtu | FALSE | L | Annual | Allowances Withdrawn (1:1) | Thousand Tons | 0 | 0 | 0 | 0 | 0 | 0 | 0
IL Fac. Spec. - NOX Rate Summer v3.1, Unit 464 and retrofits | 494 | 7305 | Rate Constraint in lbs/MMBtu | FALSE | L | Annual | Allowances Withdrawn (n:1) | Thousand Tons | 0 | 0 | 0 | 0 | 0 | 0 | 0
IL Fac. Spec. - NOX Rate Summer v3.1, Unit 464 and retrofits | 494 | 7305 | Rate Constraint in lbs/MMBtu | FALSE | L | Annual | Net Emissions Allowance Position | Thousand Tons | 0.0092197 | 0.0049954 | 0.0011399 | 0 | 0 | 0 | 0
IL Fac. Spec. - NOX Rate Summer v3.1, Unit 464 and retrofits | 494 | 7305 | Rate Constraint in lbs/MMBtu | FALSE | L | Annual | Fuel Consumed | TBtu | 0.21978 | 0.11908 | 0.027172 | 0 | 0 | 0 | 0
IL Fac. Spec. - NOX Rate Summer v3.1, Unit 464 and retrofits | 494 | 7305 | Rate Constraint in lbs/MMBtu | FALSE | L | Annual | Rate | lb/MMBtu | 0.0839 | 0.0839 | 0.0839 | 0 | 0 | 0 | 0
IL Fac. Spec. - NOX Rate Summer v3.1, Unit 464 and retrofits | 494 | 7305 | Rate Constraint in lbs/MMBtu | FALSE | L | Annual | Generation | TWh | 0.020454 | 0.011082 | 0.0025288 | 0 | 0 | 0 | 0
IL Fac. Spec. - NOX Rate Summer v3.1, Unit 464 and retrofits | 494 | 7305 | Rate Constraint in lbs/MMBtu | FALSE | L | Annual | Qualifying Generation | TWh | 0.020454 | 0.011082 | 0.0025288 | 0 | 0 | 0 | 0
IL Fac. Spec. - NOX Rate Summer v3.1, Unit 464 and retrofits | 494 | 7305 | Rate Constraint in lbs/MMBtu | FALSE | L | Annual | Rate | lb/MWh | 0.90151 | 0.90151 | 0.90151 | 0 | 0 | 0 | 0
IL Fac. Spec. - NOX Rate Summer v3.1, Unit 464 and retrofits | 494 | 7305 | Rate Constraint in lbs/MMBtu | FALSE | L | Annual | Constraint Shadow Price | US2022$/Ton | 0 | 0 | 0 | 0 | 0 | 0 | 0
IL Fac. Spec. - NOX Rate Summer v3.1, Unit 465 and retrofits | 495 | 7305 | Rate Constraint in lbs/MMBtu | FALSE | L | Annual | Seasons Included | Seasons | Summer | Summer | Summer | Summer | Summer | Summer | Summer
IL Fac. Spec. - NOX Rate Summer v3.1, Unit 465 and retrofits | 495 | 7305 | Rate Constraint in lbs/MMBtu | FALSE | L | Annual | Standard NOX | lb/MMBtu | 0.25 | 0.25 | 0.25 | 0.25 | 0.25 | 0.25 | 0.25
IL Fac. Spec. - NOX Rate Summer v3.1, Unit 465 and retrofits | 495 | 7305 | Rate Constraint in lbs/MMBtu | FALSE | L | Annual | Emissions at Affected Plants NOX | Thousand Tons | 0.0089394 | 0.0048436 | 0.0011052 | 0 | 0 | 0 | 0
IL Fac. Spec. - NOX Rate Summer v3.1, Unit 465 and retrofits | 495 | 7305 | Rate Constraint in lbs/MMBtu | FALSE | L | Annual | Allowances Purchased NOX | Thousand Tons | 0 | 0 | 0 | 0 | 0 | 0 | 0
IL Fac. Spec. - NOX Rate Summer v3.1, Unit 465 and retrofits | 495 | 7305 | Rate Constraint in lbs/MMBtu | FALSE | L | Annual | Allowances Sold NOX | Thousand Tons | 0 | 0 | 0 | 0 | 0 | 0 | 0
IL Fac. Spec. - NOX Rate Summer v3.1, Unit 465 and retrofits | 495 | 7305 | Rate Constraint in lbs/MMBtu | FALSE | L | Annual | Allowances Banked | Thousand Tons | 0 | 0 | 0 | 0 | 0 | 0 | 0
IL Fac. Spec. - NOX Rate Summer v3.1, Unit 465 and retrofits | 495 | 7305 | Rate Constraint in lbs/MMBtu | FALSE | L | Annual | Allowances Withdrawn (1:1) | Thousand Tons | 0 | 0 | 0 | 0 | 0 | 0 | 0
IL Fac. Spec. - NOX Rate Summer v3.1, Unit 465 and retrofits | 495 | 7305 | Rate Constraint in lbs/MMBtu | FALSE | L | Annual | Allowances Withdrawn (n:1) | Thousand Tons | 0 | 0 | 0 | 0 | 0 | 0 | 0
IL Fac. Spec. - NOX Rate Summer v3.1, Unit 465 and retrofits | 495 | 7305 | Rate Constraint in lbs/MMBtu | FALSE | L | Annual | Net Emissions Allowance Position | Thousand Tons | 0.0089394 | 0.0048436 | 0.0011052 | 0 | 0 | 0 | 0
IL Fac. Spec. - NOX Rate Summer v3.1, Unit 465 and retrofits | 495 | 7305 | Rate Constraint in lbs/MMBtu | FALSE | L | Annual | Fuel Consumed | TBtu | 0.21978 | 0.11908 | 0.027172 | 0 | 0 | 0 | 0
IL Fac. Spec. - NOX Rate Summer v3.1, Unit 465 and retrofits | 495 | 7305 | Rate Constraint in lbs/MMBtu | FALSE | L | Annual | Rate | lb/MMBtu | 0.08135 | 0.08135 | 0.08135 | 0 | 0 | 0 | 0
IL Fac. Spec. - NOX Rate Summer v3.1, Unit 465 and retrofits | 495 | 7305 | Rate Constraint in lbs/MMBtu | FALSE | L | Annual | Generation | TWh | 0.020454 | 0.011082 | 0.0025288 | 0 | 0 | 0 | 0
IL Fac. Spec. - NOX Rate Summer v3.1, Unit 465 and retrofits | 495 | 7305 | Rate Constraint in lbs/MMBtu | FALSE | L | Annual | Qualifying Generation | TWh | 0.020454 | 0.011082 | 0.0025288 | 0 | 0 | 0 | 0
IL Fac. Spec. - NOX Rate Summer v3.1, Unit 465 and retrofits | 495 | 7305 | Rate Constraint in lbs/MMBtu | FALSE | L | Annual | Rate | lb/MWh | 0.87411 | 0.87411 | 0.87411 | 0 | 0 | 0 | 0
IL Fac. Spec. - NOX Rate Summer v3.1, Unit 465 and retrofits | 495 | 7305 | Rate Constraint in lbs/MMBtu | FALSE | L | Annual | Constraint Shadow Price | US2022$/Ton | 0 | 0 | 0 | 0 | 0 | 0 | 0
IL Fac. Spec. - NOX Rate Summer v3.1, Unit 466 and retrofits | 496 | 7305 | Rate Constraint in lbs/MMBtu | FALSE | L | Annual | Seasons Included | Seasons | Summer | Summer | Summer | Summer | Summer | Summer | Summer
IL Fac. Spec. - NOX Rate Summer v3.1, Unit 466 and retrofits | 496 | 7305 | Rate Constraint in lbs/MMBtu | FALSE | L | Annual | Standard NOX | lb/MMBtu | 0.25 | 0.25 | 0.25 | 0.25 | 0.25 | 0.25 | 0.25
IL Fac. Spec. - NOX Rate Summer v3.1, Unit 466 and retrofits | 496 | 7305 | Rate Constraint in lbs/MMBtu | FALSE | L | Annual | Emissions at Affected Plants NOX | Thousand Tons | 0.0090603 | 0.004909 | 0.0011202 | 0 | 0 | 0 | 0
IL Fac. Spec. - NOX Rate Summer v3.1, Unit 466 and retrofits | 496 | 7305 | Rate Constraint in lbs/MMBtu | FALSE | L | Annual | Allowances Purchased NOX | Thousand Tons | 0 | 0 | 0 | 0 | 0 | 0 | 0
IL Fac. Spec. - NOX Rate Summer v3.1, Unit 466 and retrofits | 496 | 7305 | Rate Constraint in lbs/MMBtu | FALSE | L | Annual | Allowances Sold NOX | Thousand Tons | 0 | 0 | 0 | 0 | 0 | 0 | 0
IL Fac. Spec. - NOX Rate Summer v3.1, Unit 466 and retrofits | 496 | 7305 | Rate Constraint in lbs/MMBtu | FALSE | L | Annual | Allowances Banked | Thousand Tons | 0 | 0 | 0 | 0 | 0 | 0 | 0
IL Fac. Spec. - NOX Rate Summer v3.1, Unit 466 and retrofits | 496 | 7305 | Rate Constraint in lbs/MMBtu | FALSE | L | Annual | Allowances Withdrawn (1:1) | Thousand Tons | 0 | 0 | 0 | 0 | 0 | 0 | 0
IL Fac. Spec. - NOX Rate Summer v3.1, Unit 466 and retrofits | 496 | 7305 | Rate Constraint in lbs/MMBtu | FALSE | L | Annual | Allowances Withdrawn (n:1) | Thousand Tons | 0 | 0 | 0 | 0 | 0 | 0 | 0
IL Fac. Spec. - NOX Rate Summer v3.1, Unit 466 and retrofits | 496 | 7305 | Rate Constraint in lbs/MMBtu | FALSE | L | Annual | Net Emissions Allowance Position | Thousand Tons | 0.0090603 | 0.004909 | 0.0011202 | 0 | 0 | 0 | 0
IL Fac. Spec. - NOX Rate Summer v3.1, Unit 466 and retrofits | 496 | 7305 | Rate Constraint in lbs/MMBtu | FALSE | L | Annual | Fuel Consumed | TBtu | 0.21978 | 0.11908 | 0.027172 | 0 | 0 | 0 | 0
IL Fac. Spec. - NOX Rate Summer v3.1, Unit 466 and retrofits | 496 | 7305 | Rate Constraint in lbs/MMBtu | FALSE | L | Annual | Rate | lb/MMBtu | 0.08245 | 0.08245 | 0.08245 | 0 | 0 | 0 | 0
IL Fac. Spec. - NOX Rate Summer v3.1, Unit 466 and retrofits | 496 | 7305 | Rate Constraint in lbs/MMBtu | FALSE | L | Annual | Generation | TWh | 0.020454 | 0.011082 | 0.0025288 | 0 | 0 | 0 | 0
IL Fac. Spec. - NOX Rate Summer v3.1, Unit 466 and retrofits | 496 | 7305 | Rate Constraint in lbs/MMBtu | FALSE | L | Annual | Qualifying Generation | TWh | 0.020454 | 0.011082 | 0.0025288 | 0 | 0 | 0 | 0
IL Fac. Spec. - NOX Rate Summer v3.1, Unit 466 and retrofits | 496 | 7305 | Rate Constraint in lbs/MMBtu | FALSE | L | Annual | Rate | lb/MWh | 0.88593 | 0.88593 | 0.88593 | 0 | 0 | 0 | 0
IL Fac. Spec. - NOX Rate Summer v3.1, Unit 466 and retrofits | 496 | 7305 | Rate Constraint in lbs/MMBtu | FALSE | L | Annual | Constraint Shadow Price | US2022$/Ton | 0 | 0 | 0 | 0 | 0 | 0 | 0
IL Fac. Spec. - NOX Rate Summer v3.1, Unit 467 and retrofits | 497 | 7305 | Rate Constraint in lbs/MMBtu | FALSE | L | Annual | Seasons Included | Seasons | Summer | Summer | Summer | Summer | Summer | Summer | Summer
IL Fac. Spec. - NOX Rate Summer v3.1, Unit 467 and retrofits | 497 | 7305 | Rate Constraint in lbs/MMBtu | FALSE | L | Annual | Standard NOX | lb/MMBtu | 0.25 | 0.25 | 0.25 | 0.25 | 0.25 | 0.25 | 0.25
IL Fac. Spec. - NOX Rate Summer v3.1, Unit 467 and retrofits | 497 | 7305 | Rate Constraint in lbs/MMBtu | FALSE | L | Annual | Emissions at Affected Plants NOX | Thousand Tons | 0.0091109 | 0.0049364 | 0.0011264 | 0 | 0 | 0 | 0
IL Fac. Spec. - NOX Rate Summer v3.1, Unit 467 and retrofits | 497 | 7305 | Rate Constraint in lbs/MMBtu | FALSE | L | Annual | Allowances Purchased NOX | Thousand Tons | 0 | 0 | 0 | 0 | 0 | 0 | 0
IL Fac. Spec. - NOX Rate Summer v3.1, Unit 467 and retrofits | 497 | 7305 | Rate Constraint in lbs/MMBtu | FALSE | L | Annual | Allowances Sold NOX | Thousand Tons | 0 | 0 | 0 | 0 | 0 | 0 | 0
IL Fac. Spec. - NOX Rate Summer v3.1, Unit 467 and retrofits | 497 | 7305 | Rate Constraint in lbs/MMBtu | FALSE | L | Annual | Allowances Banked | Thousand Tons | 0 | 0 | 0 | 0 | 0 | 0 | 0
IL Fac. Spec. - NOX Rate Summer v3.1, Unit 467 and retrofits | 497 | 7305 | Rate Constraint in lbs/MMBtu | FALSE | L | Annual | Allowances Withdrawn (1:1) | Thousand Tons | 0 | 0 | 0 | 0 | 0 | 0 | 0
IL Fac. Spec. - NOX Rate Summer v3.1, Unit 467 and retrofits | 497 | 7305 | Rate Constraint in lbs/MMBtu | FALSE | L | Annual | Allowances Withdrawn (n:1) | Thousand Tons | 0 | 0 | 0 | 0 | 0 | 0 | 0
IL Fac. Spec. - NOX Rate Summer v3.1, Unit 467 and retrofits | 497 | 7305 | Rate Constraint in lbs/MMBtu | FALSE | L | Annual | Net Emissions Allowance Position | Thousand Tons | 0.0091109 | 0.0049364 | 0.0011264 | 0 | 0 | 0 | 0
IL Fac. Spec. - NOX Rate Summer v3.1, Unit 467 and retrofits | 497 | 7305 | Rate Constraint in lbs/MMBtu | FALSE | L | Annual | Fuel Consumed | TBtu | 0.21978 | 0.11908 | 0.027172 | 0 | 0 | 0 | 0
IL Fac. Spec. - NOX Rate Summer v3.1, Unit 467 and retrofits | 497 | 7305 | Rate Constraint in lbs/MMBtu | FALSE | L | Annual | Rate | lb/MMBtu | 0.08291 | 0.08291 | 0.08291 | 0 | 0 | 0 | 0
IL Fac. Spec. - NOX Rate Summer v3.1, Unit 467 and retrofits | 497 | 7305 | Rate Constraint in lbs/MMBtu | FALSE | L | Annual | Generation | TWh | 0.020454 | 0.011082 | 0.0025288 | 0 | 0 | 0 | 0
IL Fac. Spec. - NOX Rate Summer v3.1, Unit 467 and retrofits | 497 | 7305 | Rate Constraint in lbs/MMBtu | FALSE | L | Annual | Qualifying Generation | TWh | 0.020454 | 0.011082 | 0.0025288 | 0 | 0 | 0 | 0
IL Fac. Spec. - NOX Rate Summer v3.1, Unit 467 and retrofits | 497 | 7305 | Rate Constraint in lbs/MMBtu | FALSE | L | Annual | Rate | lb/MWh | 0.89087 | 0.89087 | 0.89087 | 0 | 0 | 0 | 0
IL Fac. Spec. - NOX Rate Summer v3.1, Unit 467 and retrofits | 497 | 7305 | Rate Constraint in lbs/MMBtu | FALSE | L | Annual | Constraint Shadow Price | US2022$/Ton | 0 | 0 | 0 | 0 | 0 | 0 | 0
IL Fac. Spec. - NOX Rate Summer v3.1, Unit 468 and retrofits | 498 | 7305 | Rate Constraint in lbs/MMBtu | FALSE | L | Annual | Seasons Included | Seasons | Summer | Summer | Summer | Summer | Summer | Summer | Summer
IL Fac. Spec. - NOX Rate Summer v3.1, Unit 468 and retrofits | 498 | 7305 | Rate Constraint in lbs/MMBtu | FALSE | L | Annual | Standard NOX | lb/MMBtu | 0.25 | 0.25 | 0.25 | 0.25 | 0.25 | 0.25 | 0.25
IL Fac. Spec. - NOX Rate Summer v3.1, Unit 468 and retrofits | 498 | 7305 | Rate Constraint in lbs/MMBtu | FALSE | L | Annual | Emissions at Affected Plants NOX | Thousand Tons | 0.0092713 | 0.0050234 | 0.0011463 | 0 | 0 | 0 | 0
IL Fac. Spec. - NOX Rate Summer v3.1, Unit 468 and retrofits | 498 | 7305 | Rate Constraint in lbs/MMBtu | FALSE | L | Annual | Allowances Purchased NOX | Thousand Tons | 0 | 0 | 0 | 0 | 0 | 0 | 0
IL Fac. Spec. - NOX Rate Summer v3.1, Unit 468 and retrofits | 498 | 7305 | Rate Constraint in lbs/MMBtu | FALSE | L | Annual | Allowances Sold NOX | Thousand Tons | 0 | 0 | 0 | 0 | 0 | 0 | 0
IL Fac. Spec. - NOX Rate Summer v3.1, Unit 468 and retrofits | 498 | 7305 | Rate Constraint in lbs/MMBtu | FALSE | L | Annual | Allowances Banked | Thousand Tons | 0 | 0 | 0 | 0 | 0 | 0 | 0
IL Fac. Spec. - NOX Rate Summer v3.1, Unit 468 and retrofits | 498 | 7305 | Rate Constraint in lbs/MMBtu | FALSE | L | Annual | Allowances Withdrawn (1:1) | Thousand Tons | 0 | 0 | 0 | 0 | 0 | 0 | 0
IL Fac. Spec. - NOX Rate Summer v3.1, Unit 468 and retrofits | 498 | 7305 | Rate Constraint in lbs/MMBtu | FALSE | L | Annual | Allowances Withdrawn (n:1) | Thousand Tons | 0 | 0 | 0 | 0 | 0 | 0 | 0
IL Fac. Spec. - NOX Rate Summer v3.1, Unit 468 and retrofits | 498 | 7305 | Rate Constraint in lbs/MMBtu | FALSE | L | Annual | Net Emissions Allowance Position | Thousand Tons | 0.0092713 | 0.0050234 | 0.0011463 | 0 | 0 | 0 | 0
IL Fac. Spec. - NOX Rate Summer v3.1, Unit 468 and retrofits | 498 | 7305 | Rate Constraint in lbs/MMBtu | FALSE | L | Annual | Fuel Consumed | TBtu | 0.21978 | 0.11908 | 0.027172 | 0 | 0 | 0 | 0
IL Fac. Spec. - NOX Rate Summer v3.1, Unit 468 and retrofits | 498 | 7305 | Rate Constraint in lbs/MMBtu | FALSE | L | Annual | Rate | lb/MMBtu | 0.08437 | 0.08437 | 0.08437 | 0 | 0 | 0 | 0
IL Fac. Spec. - NOX Rate Summer v3.1, Unit 468 and retrofits | 498 | 7305 | Rate Constraint in lbs/MMBtu | FALSE | L | Annual | Generation | TWh | 0.020454 | 0.011082 | 0.0025288 | 0 | 0 | 0 | 0
IL Fac. Spec. - NOX Rate Summer v3.1, Unit 468 and retrofits | 498 | 7305 | Rate Constraint in lbs/MMBtu | FALSE | L | Annual | Qualifying Generation | TWh | 0.020454 | 0.011082 | 0.0025288 | 0 | 0 | 0 | 0
IL Fac. Spec. - NOX Rate Summer v3.1, Unit 468 and retrofits | 498 | 7305 | Rate Constraint in lbs/MMBtu | FALSE | L | Annual | Rate | lb/MWh | 0.90656 | 0.90656 | 0.90656 | 0 | 0 | 0 | 0
IL Fac. Spec. - NOX Rate Summer v3.1, Unit 468 and retrofits | 498 | 7305 | Rate Constraint in lbs/MMBtu | FALSE | L | Annual | Constraint Shadow Price | US2022$/Ton | 0 | 0 | 0 | 0 | 0 | 0 | 0
IL Fac. Spec. - NOX Rate Summer v3.1, Unit 469 and retrofits | 499 | 7305 | Rate Constraint in lbs/MMBtu | FALSE | L | Annual | Seasons Included | Seasons | Summer | Summer | Summer | Summer | Summer | Summer | Summer
IL Fac. Spec. - NOX Rate Summer v3.1, Unit 469 and retrofits | 499 | 7305 | Rate Constraint in lbs/MMBtu | FALSE | L | Annual | Standard NOX | lb/MMBtu | 0.25 | 0.25 | 0.25 | 0.25 | 0.25 | 0.25 | 0.25
IL Fac. Spec. - NOX Rate Summer v3.1, Unit 469 and retrofits | 499 | 7305 | Rate Constraint in lbs/MMBtu | FALSE | L | Annual | Emissions at Affected Plants NOX | Thousand Tons | 0.0092098 | 0.00499 | 0.0011387 | 0 | 0 | 0 | 0
IL Fac. Spec. - NOX Rate Summer v3.1, Unit 469 and retrofits | 499 | 7305 | Rate Constraint in lbs/MMBtu | FALSE | L | Annual | Allowances Purchased NOX | Thousand Tons | 0 | 0 | 0 | 0 | 0 | 0 | 0
IL Fac. Spec. - NOX Rate Summer v3.1, Unit 469 and retrofits | 499 | 7305 | Rate Constraint in lbs/MMBtu | FALSE | L | Annual | Allowances Sold NOX | Thousand Tons | 0 | 0 | 0 | 0 | 0 | 0 | 0
IL Fac. Spec. - NOX Rate Summer v3.1, Unit 469 and retrofits | 499 | 7305 | Rate Constraint in lbs/MMBtu | FALSE | L | Annual | Allowances Banked | Thousand Tons | 0 | 0 | 0 | 0 | 0 | 0 | 0
IL Fac. Spec. - NOX Rate Summer v3.1, Unit 469 and retrofits | 499 | 7305 | Rate Constraint in lbs/MMBtu | FALSE | L | Annual | Allowances Withdrawn (1:1) | Thousand Tons | 0 | 0 | 0 | 0 | 0 | 0 | 0
IL Fac. Spec. - NOX Rate Summer v3.1, Unit 469 and retrofits | 499 | 7305 | Rate Constraint in lbs/MMBtu | FALSE | L | Annual | Allowances Withdrawn (n:1) | Thousand Tons | 0 | 0 | 0 | 0 | 0 | 0 | 0
IL Fac. Spec. - NOX Rate Summer v3.1, Unit 469 and retrofits | 499 | 7305 | Rate Constraint in lbs/MMBtu | FALSE | L | Annual | Net Emissions Allowance Position | Thousand Tons | 0.0092098 | 0.00499 | 0.0011387 | 0 | 0 | 0 | 0
IL Fac. Spec. - NOX Rate Summer v3.1, Unit 469 and retrofits | 499 | 7305 | Rate Constraint in lbs/MMBtu | FALSE | L | Annual | Fuel Consumed | TBtu | 0.21978 | 0.11908 | 0.027172 | 0 | 0 | 0 | 0
IL Fac. Spec. - NOX Rate Summer v3.1, Unit 469 and retrofits | 499 | 7305 | Rate Constraint in lbs/MMBtu | FALSE | L | Annual | Rate | lb/MMBtu | 0.08381 | 0.08381 | 0.08381 | 0 | 0 | 0 | 0
IL Fac. Spec. - NOX Rate Summer v3.1, Unit 469 and retrofits | 499 | 7305 | Rate Constraint in lbs/MMBtu | FALSE | L | Annual | Generation | TWh | 0.020454 | 0.011082 | 0.0025288 | 0 | 0 | 0 | 0
IL Fac. Spec. - NOX Rate Summer v3.1, Unit 469 and retrofits | 499 | 7305 | Rate Constraint in lbs/MMBtu | FALSE | L | Annual | Qualifying Generation | TWh | 0.020454 | 0.011082 | 0.0025288 | 0 | 0 | 0 | 0
IL Fac. Spec. - NOX Rate Summer v3.1, Unit 469 and retrofits | 499 | 7305 | Rate Constraint in lbs/MMBtu | FALSE | L | Annual | Rate | lb/MWh | 0.90054 | 0.90054 | 0.90054 | 0 | 0 | 0 | 0
IL Fac. Spec. - NOX Rate Summer v3.1, Unit 469 and retrofits | 499 | 7305 | Rate Constraint in lbs/MMBtu | FALSE | L | Annual | Constraint Shadow Price | US2022$/Ton | 0 | 0 | 0 | 0 | 0 | 0 | 0
IL Fac. Spec. - NOX Rate Summer v3.1, Unit 470 and retrofits | 500 | 7305 | Rate Constraint in lbs/MMBtu | FALSE | L | Annual | Seasons Included | Seasons | Summer | Summer | Summer | Summer | Summer | Summer | Summer
IL Fac. Spec. - NOX Rate Summer v3.1, Unit 470 and retrofits | 500 | 7305 | Rate Constraint in lbs/MMBtu | FALSE | L | Annual | Standard NOX | lb/MMBtu | 0.25 | 0.25 | 0.25 | 0.25 | 0.25 | 0.25 | 0.25
IL Fac. Spec. - NOX Rate Summer v3.1, Unit 470 and retrofits | 500 | 7305 | Rate Constraint in lbs/MMBtu | FALSE | L | Annual | Emissions at Affected Plants NOX | Thousand Tons | 0.0092955 | 0.0050365 | 0.0011493 | 0 | 0 | 0 | 0
IL Fac. Spec. - NOX Rate Summer v3.1, Unit 470 and retrofits | 500 | 7305 | Rate Constraint in lbs/MMBtu | FALSE | L | Annual | Allowances Purchased NOX | Thousand Tons | 0 | 0 | 0 | 0 | 0 | 0 | 0
IL Fac. Spec. - NOX Rate Summer v3.1, Unit 470 and retrofits | 500 | 7305 | Rate Constraint in lbs/MMBtu | FALSE | L | Annual | Allowances Sold NOX | Thousand Tons | 0 | 0 | 0 | 0 | 0 | 0 | 0
IL Fac. Spec. - NOX Rate Summer v3.1, Unit 470 and retrofits | 500 | 7305 | Rate Constraint in lbs/MMBtu | FALSE | L | Annual | Allowances Banked | Thousand Tons | 0 | 0 | 0 | 0 | 0 | 0 | 0
IL Fac. Spec. - NOX Rate Summer v3.1, Unit 470 and retrofits | 500 | 7305 | Rate Constraint in lbs/MMBtu | FALSE | L | Annual | Allowances Withdrawn (1:1) | Thousand Tons | 0 | 0 | 0 | 0 | 0 | 0 | 0
IL Fac. Spec. - NOX Rate Summer v3.1, Unit 470 and retrofits | 500 | 7305 | Rate Constraint in lbs/MMBtu | FALSE | L | Annual | Allowances Withdrawn (n:1) | Thousand Tons | 0 | 0 | 0 | 0 | 0 | 0 | 0
IL Fac. Spec. - NOX Rate Summer v3.1, Unit 470 and retrofits | 500 | 7305 | Rate Constraint in lbs/MMBtu | FALSE | L | Annual | Net Emissions Allowance Position | Thousand Tons | 0.0092955 | 0.0050365 | 0.0011493 | 0 | 0 | 0 | 0
IL Fac. Spec. - NOX Rate Summer v3.1, Unit 470 and retrofits | 500 | 7305 | Rate Constraint in lbs/MMBtu | FALSE | L | Annual | Fuel Consumed | TBtu | 0.21978 | 0.11908 | 0.027172 | 0 | 0 | 0 | 0
IL Fac. Spec. - NOX Rate Summer v3.1, Unit 470 and retrofits | 500 | 7305 | Rate Constraint in lbs/MMBtu | FALSE | L | Annual | Rate | lb/MMBtu | 0.08459 | 0.08459 | 0.08459 | 0 | 0 | 0 | 0
IL Fac. Spec. - NOX Rate Summer v3.1, Unit 470 and retrofits | 500 | 7305 | Rate Constraint in lbs/MMBtu | FALSE | L | Annual | Generation | TWh | 0.020454 | 0.011082 | 0.0025288 | 0 | 0 | 0 | 0
IL Fac. Spec. - NOX Rate Summer v3.1, Unit 470 and retrofits | 500 | 7305 | Rate Constraint in lbs/MMBtu | FALSE | L | Annual | Qualifying Generation | TWh | 0.020454 | 0.011082 | 0.0025288 | 0 | 0 | 0 | 0
IL Fac. Spec. - NOX Rate Summer v3.1, Unit 470 and retrofits | 500 | 7305 | Rate Constraint in lbs/MMBtu | FALSE | L | Annual | Rate | lb/MWh | 0.90892 | 0.90892 | 0.90892 | 0 | 0 | 0 | 0
IL Fac. Spec. - NOX Rate Summer v3.1, Unit 470 and retrofits | 500 | 7305 | Rate Constraint in lbs/MMBtu | FALSE | L | Annual | Constraint Shadow Price | US2022$/Ton | 0 | 0 | 0 | 0 | 0 | 0 | 0
IL Fac. Spec. - NOX Rate Summer v3.1, Unit 474 and retrofits | 501 | 7305 | Rate Constraint in lbs/MMBtu | FALSE | L | Annual | Seasons Included | Seasons | Summer | Summer | Summer | Summer | Summer | Summer | Summer
IL Fac. Spec. - NOX Rate Summer v3.1, Unit 474 and retrofits | 501 | 7305 | Rate Constraint in lbs/MMBtu | FALSE | L | Annual | Standard NOX | lb/MMBtu | 0.25 | 0.25 | 0.25 | 0.25 | 0.25 | 0.25 | 0.25
IL Fac. Spec. - NOX Rate Summer v3.1, Unit 474 and retrofits | 501 | 7305 | Rate Constraint in lbs/MMBtu | FALSE | L | Annual | Emissions at Affected Plants NOX | Thousand Tons | 0.0067291 | 0.004396 | 0 | 0 | 0 | 0 | 0
IL Fac. Spec. - NOX Rate Summer v3.1, Unit 474 and retrofits | 501 | 7305 | Rate Constraint in lbs/MMBtu | FALSE | L | Annual | Allowances Purchased NOX | Thousand Tons | 0 | 0 | 0 | 0 | 0 | 0 | 0
IL Fac. Spec. - NOX Rate Summer v3.1, Unit 474 and retrofits | 501 | 7305 | Rate Constraint in lbs/MMBtu | FALSE | L | Annual | Allowances Sold NOX | Thousand Tons | 0 | 0 | 0 | 0 | 0 | 0 | 0
IL Fac. Spec. - NOX Rate Summer v3.1, Unit 474 and retrofits | 501 | 7305 | Rate Constraint in lbs/MMBtu | FALSE | L | Annual | Allowances Banked | Thousand Tons | 0 | 0 | 0 | 0 | 0 | 0 | 0
IL Fac. Spec. - NOX Rate Summer v3.1, Unit 474 and retrofits | 501 | 7305 | Rate Constraint in lbs/MMBtu | FALSE | L | Annual | Allowances Withdrawn (1:1) | Thousand Tons | 0 | 0 | 0 | 0 | 0 | 0 | 0
IL Fac. Spec. - NOX Rate Summer v3.1, Unit 474 and retrofits | 501 | 7305 | Rate Constraint in lbs/MMBtu | FALSE | L | Annual | Allowances Withdrawn (n:1) | Thousand Tons | 0 | 0 | 0 | 0 | 0 | 0 | 0
IL Fac. Spec. - NOX Rate Summer v3.1, Unit 474 and retrofits | 501 | 7305 | Rate Constraint in lbs/MMBtu | FALSE | L | Annual | Net Emissions Allowance Position | Thousand Tons | 0.0067291 | 0.004396 | 0 | 0 | 0 | 0 | 0
IL Fac. Spec. - NOX Rate Summer v3.1, Unit 474 and retrofits | 501 | 7305 | Rate Constraint in lbs/MMBtu | FALSE | L | Annual | Fuel Consumed | TBtu | 0.10838 | 0.0708 | 0 | 0 | 0 | 0 | 0
IL Fac. Spec. - NOX Rate Summer v3.1, Unit 474 and retrofits | 501 | 7305 | Rate Constraint in lbs/MMBtu | FALSE | L | Annual | Rate | lb/MMBtu | 0.12418 | 0.12418 | 0 | 0 | 0 | 0 | 0
IL Fac. Spec. - NOX Rate Summer v3.1, Unit 474 and retrofits | 501 | 7305 | Rate Constraint in lbs/MMBtu | FALSE | L | Annual | Generation | TWh | 0.0083701 | 0.005468 | 0 | 0 | 0 | 0 | 0
IL Fac. Spec. - NOX Rate Summer v3.1, Unit 474 and retrofits | 501 | 7305 | Rate Constraint in lbs/MMBtu | FALSE | L | Annual | Qualifying Generation | TWh | 0.0083701 | 0.005468 | 0 | 0 | 0 | 0 | 0
IL Fac. Spec. - NOX Rate Summer v3.1, Unit 474 and retrofits | 501 | 7305 | Rate Constraint in lbs/MMBtu | FALSE | L | Annual | Rate | lb/MWh | 1.6079 | 1.6079 | 0 | 0 | 0 | 0 | 0
IL Fac. Spec. - NOX Rate Summer v3.1, Unit 474 and retrofits | 501 | 7305 | Rate Constraint in lbs/MMBtu | FALSE | L | Annual | Constraint Shadow Price | US2022$/Ton | 0 | 0 | 0 | 0 | 0 | 0 | 0
IL Fac. Spec. - NOX Rate Summer v3.1, Unit 475 and retrofits | 502 | 7305 | Rate Constraint in lbs/MMBtu | FALSE | L | Annual | Seasons Included | Seasons | Summer | Summer | Summer | Summer | Summer | Summer | Summer
IL Fac. Spec. - NOX Rate Summer v3.1, Unit 475 and retrofits | 502 | 7305 | Rate Constraint in lbs/MMBtu | FALSE | L | Annual | Standard NOX | lb/MMBtu | 0.25 | 0.25 | 0.25 | 0.25 | 0.25 | 0.25 | 0.25
IL Fac. Spec. - NOX Rate Summer v3.1, Unit 475 and retrofits | 502 | 7305 | Rate Constraint in lbs/MMBtu | FALSE | L | Annual | Emissions at Affected Plants NOX | Thousand Tons | 0.0080821 | 0.0037098 | 0.00044165 | 0 | 0 | 0 | 0
IL Fac. Spec. - NOX Rate Summer v3.1, Unit 475 and retrofits | 502 | 7305 | Rate Constraint in lbs/MMBtu | FALSE | L | Annual | Allowances Purchased NOX | Thousand Tons | 0 | 0 | 0 | 0 | 0 | 0 | 0
IL Fac. Spec. - NOX Rate Summer v3.1, Unit 475 and retrofits | 502 | 7305 | Rate Constraint in lbs/MMBtu | FALSE | L | Annual | Allowances Sold NOX | Thousand Tons | 0 | 0 | 0 | 0 | 0 | 0 | 0
IL Fac. Spec. - NOX Rate Summer v3.1, Unit 475 and retrofits | 502 | 7305 | Rate Constraint in lbs/MMBtu | FALSE | L | Annual | Allowances Banked | Thousand Tons | 0 | 0 | 0 | 0 | 0 | 0 | 0
IL Fac. Spec. - NOX Rate Summer v3.1, Unit 475 and retrofits | 502 | 7305 | Rate Constraint in lbs/MMBtu | FALSE | L | Annual | Allowances Withdrawn (1:1) | Thousand Tons | 0 | 0 | 0 | 0 | 0 | 0 | 0
IL Fac. Spec. - NOX Rate Summer v3.1, Unit 475 and retrofits | 502 | 7305 | Rate Constraint in lbs/MMBtu | FALSE | L | Annual | Allowances Withdrawn (n:1) | Thousand Tons | 0 | 0 | 0 | 0 | 0 | 0 | 0
IL Fac. Spec. - NOX Rate Summer v3.1, Unit 475 and retrofits | 502 | 7305 | Rate Constraint in lbs/MMBtu | FALSE | L | Annual | Net Emissions Allowance Position | Thousand Tons | 0.0080821 | 0.0037098 | 0.00044165 | 0 | 0 | 0 | 0
IL Fac. Spec. - NOX Rate Summer v3.1, Unit 475 and retrofits | 502 | 7305 | Rate Constraint in lbs/MMBtu | FALSE | L | Annual | Fuel Consumed | TBtu | 0.23158 | 0.1063 | 0.012655 | 0 | 0 | 0 | 0
IL Fac. Spec. - NOX Rate Summer v3.1, Unit 475 and retrofits | 502 | 7305 | Rate Constraint in lbs/MMBtu | FALSE | L | Annual | Rate | lb/MMBtu | 0.0698 | 0.0698 | 0.0698 | 0 | 0 | 0 | 0
IL Fac. Spec. - NOX Rate Summer v3.1, Unit 475 and retrofits | 502 | 7305 | Rate Constraint in lbs/MMBtu | FALSE | L | Annual | Generation | TWh | 0.019016 | 0.0087288 | 0.0010391 | 0 | 0 | 0 | 0
IL Fac. Spec. - NOX Rate Summer v3.1, Unit 475 and retrofits | 502 | 7305 | Rate Constraint in lbs/MMBtu | FALSE | L | Annual | Qualifying Generation | TWh | 0.019016 | 0.0087288 | 0.0010391 | 0 | 0 | 0 | 0
IL Fac. Spec. - NOX Rate Summer v3.1, Unit 475 and retrofits | 502 | 7305 | Rate Constraint in lbs/MMBtu | FALSE | L | Annual | Rate | lb/MWh | 0.85002 | 0.85002 | 0.85002 | 0 | 0 | 0 | 0
IL Fac. Spec. - NOX Rate Summer v3.1, Unit 475 and retrofits | 502 | 7305 | Rate Constraint in lbs/MMBtu | FALSE | L | Annual | Constraint Shadow Price | US2022$/Ton | 0 | 0 | 0 | 0 | 0 | 0 | 0
IL Fac. Spec. - NOX Rate Summer v3.1, Unit 476 and retrofits | 503 | 7305 | Rate Constraint in lbs/MMBtu | FALSE | L | Annual | Seasons Included | Seasons | Summer | Summer | Summer | Summer | Summer | Summer | Summer
IL Fac. Spec. - NOX Rate Summer v3.1, Unit 476 and retrofits | 503 | 7305 | Rate Constraint in lbs/MMBtu | FALSE | L | Annual | Standard NOX | lb/MMBtu | 0.25 | 0.25 | 0.25 | 0.25 | 0.25 | 0.25 | 0.25
IL Fac. Spec. - NOX Rate Summer v3.1, Unit 476 and retrofits | 503 | 7305 | Rate Constraint in lbs/MMBtu | FALSE | L | Annual | Emissions at Affected Plants NOX | Thousand Tons | 0.0091481 | 0.0041991 | 0.0004999 | 0 | 0 | 0 | 0
IL Fac. Spec. - NOX Rate Summer v3.1, Unit 476 and retrofits | 503 | 7305 | Rate Constraint in lbs/MMBtu | FALSE | L | Annual | Allowances Purchased NOX | Thousand Tons | 0 | 0 | 0 | 0 | 0 | 0 | 0
IL Fac. Spec. - NOX Rate Summer v3.1, Unit 476 and retrofits | 503 | 7305 | Rate Constraint in lbs/MMBtu | FALSE | L | Annual | Allowances Sold NOX | Thousand Tons | 0 | 0 | 0 | 0 | 0 | 0 | 0
IL Fac. Spec. - NOX Rate Summer v3.1, Unit 476 and retrofits | 503 | 7305 | Rate Constraint in lbs/MMBtu | FALSE | L | Annual | Allowances Banked | Thousand Tons | 0 | 0 | 0 | 0 | 0 | 0 | 0
IL Fac. Spec. - NOX Rate Summer v3.1, Unit 476 and retrofits | 503 | 7305 | Rate Constraint in lbs/MMBtu | FALSE | L | Annual | Allowances Withdrawn (1:1) | Thousand Tons | 0 | 0 | 0 | 0 | 0 | 0 | 0
IL Fac. Spec. - NOX Rate Summer v3.1, Unit 476 and retrofits | 503 | 7305 | Rate Constraint in lbs/MMBtu | FALSE | L | Annual | Allowances Withdrawn (n:1) | Thousand Tons | 0 | 0 | 0 | 0 | 0 | 0 | 0
IL Fac. Spec. - NOX Rate Summer v3.1, Unit 476 and retrofits | 503 | 7305 | Rate Constraint in lbs/MMBtu | FALSE | L | Annual | Net Emissions Allowance Position | Thousand Tons | 0.0091481 | 0.0041991 | 0.0004999 | 0 | 0 | 0 | 0
IL Fac. Spec. - NOX Rate Summer v3.1, Unit 476 and retrofits | 503 | 7305 | Rate Constraint in lbs/MMBtu | FALSE | L | Annual | Fuel Consumed | TBtu | 0.2316 | 0.10631 | 0.012656 | 0 | 0 | 0 | 0
IL Fac. Spec. - NOX Rate Summer v3.1, Unit 476 and retrofits | 503 | 7305 | Rate Constraint in lbs/MMBtu | FALSE | L | Annual | Rate | lb/MMBtu | 0.079 | 0.079 | 0.079 | 0 | 0 | 0 | 0
IL Fac. Spec. - NOX Rate Summer v3.1, Unit 476 and retrofits | 503 | 7305 | Rate Constraint in lbs/MMBtu | FALSE | L | Annual | Generation | TWh | 0.019016 | 0.0087288 | 0.0010391 | 0 | 0 | 0 | 0
IL Fac. Spec. - NOX Rate Summer v3.1, Unit 476 and retrofits | 503 | 7305 | Rate Constraint in lbs/MMBtu | FALSE | L | Annual | Qualifying Generation | TWh | 0.019016 | 0.0087288 | 0.0010391 | 0 | 0 | 0 | 0
IL Fac. Spec. - NOX Rate Summer v3.1, Unit 476 and retrofits | 503 | 7305 | Rate Constraint in lbs/MMBtu | FALSE | L | Annual | Rate | lb/MWh | 0.96214 | 0.96214 | 0.96214 | 0 | 0 | 0 | 0
IL Fac. Spec. - NOX Rate Summer v3.1, Unit 476 and retrofits | 503 | 7305 | Rate Constraint in lbs/MMBtu | FALSE | L | Annual | Constraint Shadow Price | US2022$/Ton | 0 | 0 | 0 | 0 | 0 | 0 | 0
IL Fac. Spec. - NOX Rate Summer v3.1, Unit 477 and retrofits | 504 | 7305 | Rate Constraint in lbs/MMBtu | FALSE | L | Annual | Seasons Included | Seasons | Summer | Summer | Summer | Summer | Summer | Summer | Summer
IL Fac. Spec. - NOX Rate Summer v3.1, Unit 477 and retrofits | 504 | 7305 | Rate Constraint in lbs/MMBtu | FALSE | L | Annual | Standard NOX | lb/MMBtu | 0.25 | 0.25 | 0.25 | 0.25 | 0.25 | 0.25 | 0.25
IL Fac. Spec. - NOX Rate Summer v3.1, Unit 477 and retrofits | 504 | 7305 | Rate Constraint in lbs/MMBtu | FALSE | L | Annual | Emissions at Affected Plants NOX | Thousand Tons | 0.00039037 | 0.00039037 | 0 | 0 | 0 | 0 | 0
IL Fac. Spec. - NOX Rate Summer v3.1, Unit 477 and retrofits | 504 | 7305 | Rate Constraint in lbs/MMBtu | FALSE | L | Annual | Allowances Purchased NOX | Thousand Tons | 0 | 0 | 0 | 0 | 0 | 0 | 0
IL Fac. Spec. - NOX Rate Summer v3.1, Unit 477 and retrofits | 504 | 7305 | Rate Constraint in lbs/MMBtu | FALSE | L | Annual | Allowances Sold NOX | Thousand Tons | 0 | 0 | 0 | 0 | 0 | 0 | 0
IL Fac. Spec. - NOX Rate Summer v3.1, Unit 477 and retrofits | 504 | 7305 | Rate Constraint in lbs/MMBtu | FALSE | L | Annual | Allowances Banked | Thousand Tons | 0 | 0 | 0 | 0 | 0 | 0 | 0
IL Fac. Spec. - NOX Rate Summer v3.1, Unit 477 and retrofits | 504 | 7305 | Rate Constraint in lbs/MMBtu | FALSE | L | Annual | Allowances Withdrawn (1:1) | Thousand Tons | 0 | 0 | 0 | 0 | 0 | 0 | 0
IL Fac. Spec. - NOX Rate Summer v3.1, Unit 477 and retrofits | 504 | 7305 | Rate Constraint in lbs/MMBtu | FALSE | L | Annual | Allowances Withdrawn (n:1) | Thousand Tons | 0 | 0 | 0 | 0 | 0 | 0 | 0
IL Fac. Spec. - NOX Rate Summer v3.1, Unit 477 and retrofits | 504 | 7305 | Rate Constraint in lbs/MMBtu | FALSE | L | Annual | Net Emissions Allowance Position | Thousand Tons | 0.00039037 | 0.00039037 | 0 | 0 | 0 | 0 | 0
IL Fac. Spec. - NOX Rate Summer v3.1, Unit 477 and retrofits | 504 | 7305 | Rate Constraint in lbs/MMBtu | FALSE | L | Annual | Fuel Consumed | TBtu | 0.010972 | 0.010972 | 0 | 0 | 0 | 0 | 0
IL Fac. Spec. - NOX Rate Summer v3.1, Unit 477 and retrofits | 504 | 7305 | Rate Constraint in lbs/MMBtu | FALSE | L | Annual | Rate | lb/MMBtu | 0.07116 | 0.07116 | 0 | 0 | 0 | 0 | 0
IL Fac. Spec. - NOX Rate Summer v3.1, Unit 477 and retrofits | 504 | 7305 | Rate Constraint in lbs/MMBtu | FALSE | L | Annual | Generation | TWh | 0.00074531 | 0.00074531 | 0 | 0 | 0 | 0 | 0
IL Fac. Spec. - NOX Rate Summer v3.1, Unit 477 and retrofits | 504 | 7305 | Rate Constraint in lbs/MMBtu | FALSE | L | Annual | Qualifying Generation | TWh | 0.00074531 | 0.00074531 | 0 | 0 | 0 | 0 | 0
IL Fac. Spec. - NOX Rate Summer v3.1, Unit 477 and retrofits | 504 | 7305 | Rate Constraint in lbs/MMBtu | FALSE | L | Annual | Rate | lb/MWh | 1.0475 | 1.0475 | 0 | 0 | 0 | 0 | 0
IL Fac. Spec. - NOX Rate Summer v3.1, Unit 477 and retrofits | 504 | 7305 | Rate Constraint in lbs/MMBtu | FALSE | L | Annual | Constraint Shadow Price | US2022$/Ton | 0 | 0 | 0 | 0 | 0 | 0 | 0
IL Fac. Spec. - NOX Rate Summer v3.1, Unit 478 and retrofits | 505 | 7305 | Rate Constraint in lbs/MMBtu | FALSE | L | Annual | Seasons Included | Seasons | Summer | Summer | Summer | Summer | Summer | Summer | Summer
IL Fac. Spec. - NOX Rate Summer v3.1, Unit 478 and retrofits | 505 | 7305 | Rate Constraint in lbs/MMBtu | FALSE | L | Annual | Standard NOX | lb/MMBtu | 0.25 | 0.25 | 0.25 | 0.25 | 0.25 | 0.25 | 0.25
IL Fac. Spec. - NOX Rate Summer v3.1, Unit 478 and retrofits | 505 | 7305 | Rate Constraint in lbs/MMBtu | FALSE | L | Annual | Emissions at Affected Plants NOX | Thousand Tons | 0.00037443 | 0.00037443 | 0 | 0 | 0 | 0 | 0
IL Fac. Spec. - NOX Rate Summer v3.1, Unit 478 and retrofits | 505 | 7305 | Rate Constraint in lbs/MMBtu | FALSE | L | Annual | Allowances Purchased NOX | Thousand Tons | 0 | 0 | 0 | 0 | 0 | 0 | 0
IL Fac. Spec. - NOX Rate Summer v3.1, Unit 478 and retrofits | 505 | 7305 | Rate Constraint in lbs/MMBtu | FALSE | L | Annual | Allowances Sold NOX | Thousand Tons | 0 | 0 | 0 | 0 | 0 | 0 | 0
IL Fac. Spec. - NOX Rate Summer v3.1, Unit 478 and retrofits | 505 | 7305 | Rate Constraint in lbs/MMBtu | FALSE | L | Annual | Allowances Banked | Thousand Tons | 0 | 0 | 0 | 0 | 0 | 0 | 0
IL Fac. Spec. - NOX Rate Summer v3.1, Unit 478 and retrofits | 505 | 7305 | Rate Constraint in lbs/MMBtu | FALSE | L | Annual | Allowances Withdrawn (1:1) | Thousand Tons | 0 | 0 | 0 | 0 | 0 | 0 | 0
IL Fac. Spec. - NOX Rate Summer v3.1, Unit 478 and retrofits | 505 | 7305 | Rate Constraint in lbs/MMBtu | FALSE | L | Annual | Allowances Withdrawn (n:1) | Thousand Tons | 0 | 0 | 0 | 0 | 0 | 0 | 0
IL Fac. Spec. - NOX Rate Summer v3.1, Unit 478 and retrofits | 505 | 7305 | Rate Constraint in lbs/MMBtu | FALSE | L | Annual | Net Emissions Allowance Position | Thousand Tons | 0.00037443 | 0.00037443 | 0 | 0 | 0 | 0 | 0
IL Fac. Spec. - NOX Rate Summer v3.1, Unit 478 and retrofits | 505 | 7305 | Rate Constraint in lbs/MMBtu | FALSE | L | Annual | Fuel Consumed | TBtu | 0.010974 | 0.010974 | 0 | 0 | 0 | 0 | 0
IL Fac. Spec. - NOX Rate Summer v3.1, Unit 478 and retrofits | 505 | 7305 | Rate Constraint in lbs/MMBtu | FALSE | L | Annual | Rate | lb/MMBtu | 0.06824 | 0.06824 | 0 | 0 | 0 | 0 | 0
IL Fac. Spec. - NOX Rate Summer v3.1, Unit 478 and retrofits | 505 | 7305 | Rate Constraint in lbs/MMBtu | FALSE | L | Annual | Generation | TWh | 0.00074531 | 0.00074531 | 0 | 0 | 0 | 0 | 0
IL Fac. Spec. - NOX Rate Summer v3.1, Unit 478 and retrofits | 505 | 7305 | Rate Constraint in lbs/MMBtu | FALSE | L | Annual | Qualifying Generation | TWh | 0.00074531 | 0.00074531 | 0 | 0 | 0 | 0 | 0
IL Fac. Spec. - NOX Rate Summer v3.1, Unit 478 and retrofits | 505 | 7305 | Rate Constraint in lbs/MMBtu | FALSE | L | Annual | Rate | lb/MWh | 1.0048 | 1.0048 | 0 | 0 | 0 | 0 | 0
IL Fac. Spec. - NOX Rate Summer v3.1, Unit 478 and retrofits | 505 | 7305 | Rate Constraint in lbs/MMBtu | FALSE | L | Annual | Constraint Shadow Price | US2022$/Ton | 0 | 0 | 0 | 0 | 0 | 0 | 0
IL Fac. Spec. - NOX Rate Summer v3.1, Unit 480 and retrofits | 506 | 7305 | Rate Constraint in lbs/MMBtu | FALSE | L | Annual | Seasons Included | Seasons | Summer | Summer | Summer | Summer | Summer | Summer | Summer
IL Fac. Spec. - NOX Rate Summer v3.1, Unit 480 and retrofits | 506 | 7305 | Rate Constraint in lbs/MMBtu | FALSE | L | Annual | Standard NOX | lb/MMBtu | 0.25 | 0.25 | 0.25 | 0.25 | 0.25 | 0.25 | 0.25
IL Fac. Spec. - NOX Rate Summer v3.1, Unit 480 and retrofits | 506 | 7305 | Rate Constraint in lbs/MMBtu | FALSE | L | Annual | Emissions at Affected Plants NOX | Thousand Tons | 0.005122 | 0.00457 | 0.0009508 | 0 | 0 | 0 | 0
IL Fac. Spec. - NOX Rate Summer v3.1, Unit 480 and retrofits | 506 | 7305 | Rate Constraint in lbs/MMBtu | FALSE | L | Annual | Allowances Purchased NOX | Thousand Tons | 0 | 0 | 0 | 0 | 0 | 0 | 0
IL Fac. Spec. - NOX Rate Summer v3.1, Unit 480 and retrofits | 506 | 7305 | Rate Constraint in lbs/MMBtu | FALSE | L | Annual | Allowances Sold NOX | Thousand Tons | 0 | 0 | 0 | 0 | 0 | 0 | 0
IL Fac. Spec. - NOX Rate Summer v3.1, Unit 480 and retrofits | 506 | 7305 | Rate Constraint in lbs/MMBtu | FALSE | L | Annual | Allowances Banked | Thousand Tons | 0 | 0 | 0 | 0 | 0 | 0 | 0
IL Fac. Spec. - NOX Rate Summer v3.1, Unit 480 and retrofits | 506 | 7305 | Rate Constraint in lbs/MMBtu | FALSE | L | Annual | Allowances Withdrawn (1:1) | Thousand Tons | 0 | 0 | 0 | 0 | 0 | 0 | 0
IL Fac. Spec. - NOX Rate Summer v3.1, Unit 480 and retrofits | 506 | 7305 | Rate Constraint in lbs/MMBtu | FALSE | L | Annual | Allowances Withdrawn (n:1) | Thousand Tons | 0 | 0 | 0 | 0 | 0 | 0 | 0
IL Fac. Spec. - NOX Rate Summer v3.1, Unit 480 and retrofits | 506 | 7305 | Rate Constraint in lbs/MMBtu | FALSE | L | Annual | Net Emissions Allowance Position | Thousand Tons | 0.005122 | 0.00457 | 0.0009508 | 0 | 0 | 0 | 0
IL Fac. Spec. - NOX Rate Summer v3.1, Unit 480 and retrofits | 506 | 7305 | Rate Constraint in lbs/MMBtu | FALSE | L | Annual | Fuel Consumed | TBtu | 0.1363 | 0.12161 | 0.025301 | 0 | 0 | 0 | 0
IL Fac. Spec. - NOX Rate Summer v3.1, Unit 480 and retrofits | 506 | 7305 | Rate Constraint in lbs/MMBtu | FALSE | L | Annual | Rate | lb/MMBtu | 0.07516 | 0.07516 | 0.07516 | 0 | 0 | 0 | 0
IL Fac. Spec. - NOX Rate Summer v3.1, Unit 480 and retrofits | 506 | 7305 | Rate Constraint in lbs/MMBtu | FALSE | L | Annual | Generation | TWh | 0.012421 | 0.011082 | 0.0023057 | 0 | 0 | 0 | 0
IL Fac. Spec. - NOX Rate Summer v3.1, Unit 480 and retrofits | 506 | 7305 | Rate Constraint in lbs/MMBtu | FALSE | L | Annual | Qualifying Generation | TWh | 0.012421 | 0.011082 | 0.0023057 | 0 | 0 | 0 | 0
IL Fac. Spec. - NOX Rate Summer v3.1, Unit 480 and retrofits | 506 | 7305 | Rate Constraint in lbs/MMBtu | FALSE | L | Annual | Rate | lb/MWh | 0.82473 | 0.82473 | 0.82473 | 0 | 0 | 0 | 0
IL Fac. Spec. - NOX Rate Summer v3.1, Unit 480 and retrofits | 506 | 7305 | Rate Constraint in lbs/MMBtu | FALSE | L | Annual | Constraint Shadow Price | US2022$/Ton | 0 | 0 | 0 | 0 | 0 | 0 | 0
IL Fac. Spec. - NOX Rate Summer v3.1, Unit 1476 and retrofits | 507 | 7305 | Rate Constraint in lbs/MMBtu | FALSE | L | Annual | Seasons Included | Seasons | Summer | Summer | Summer | Summer | Summer | Summer | Summer
IL Fac. Spec. - NOX Rate Summer v3.1, Unit 1476 and retrofits | 507 | 7305 | Rate Constraint in lbs/MMBtu | FALSE | L | Annual | Standard NOX | lb/MMBtu | 0.25 | 0.25 | 0.25 | 0.25 | 0.25 | 0.25 | 0.25
IL Fac. Spec. - NOX Rate Summer v3.1, Unit 1476 and retrofits | 507 | 7305 | Rate Constraint in lbs/MMBtu | FALSE | L | Annual | Emissions at Affected Plants NOX | Thousand Tons | 0.014604 | 0.0091486 | 0.0048621 | 0.0055602 | 0 | 0 | 0
IL Fac. Spec. - NOX Rate Summer v3.1, Unit 1476 and retrofits | 507 | 7305 | Rate Constraint in lbs/MMBtu | FALSE | L | Annual | Allowances Purchased NOX | Thousand Tons | 0 | 0 | 0 | 0 | 0 | 0 | 0
IL Fac. Spec. - NOX Rate Summer v3.1, Unit 1476 and retrofits | 507 | 7305 | Rate Constraint in lbs/MMBtu | FALSE | L | Annual | Allowances Sold NOX | Thousand Tons | 0 | 0 | 0 | 0 | 0 | 0 | 0
IL Fac. Spec. - NOX Rate Summer v3.1, Unit 1476 and retrofits | 507 | 7305 | Rate Constraint in lbs/MMBtu | FALSE | L | Annual | Allowances Banked | Thousand Tons | 0 | 0 | 0 | 0 | 0 | 0 | 0
IL Fac. Spec. - NOX Rate Summer v3.1, Unit 1476 and retrofits | 507 | 7305 | Rate Constraint in lbs/MMBtu | FALSE | L | Annual | Allowances Withdrawn (1:1) | Thousand Tons | 0 | 0 | 0 | 0 | 0 | 0 | 0
IL Fac. Spec. - NOX Rate Summer v3.1, Unit 1476 and retrofits | 507 | 7305 | Rate Constraint in lbs/MMBtu | FALSE | L | Annual | Allowances Withdrawn (n:1) | Thousand Tons | 0 | 0 | 0 | 0 | 0 | 0 | 0
IL Fac. Spec. - NOX Rate Summer v3.1, Unit 1476 and retrofits | 507 | 7305 | Rate Constraint in lbs/MMBtu | FALSE | L | Annual | Net Emissions Allowance Position | Thousand Tons | 0.014604 | 0.0091486 | 0.0048621 | 0.0055602 | 0 | 0 | 0
IL Fac. Spec. - NOX Rate Summer v3.1, Unit 1476 and retrofits | 507 | 7305 | Rate Constraint in lbs/MMBtu | FALSE | L | Annual | Fuel Consumed | TBtu | 3.0081 | 1.8844 | 1.0015 | 1.1453 | 0 | 0 | 0
IL Fac. Spec. - NOX Rate Summer v3.1, Unit 1476 and retrofits | 507 | 7305 | Rate Constraint in lbs/MMBtu | FALSE | L | Annual | Rate | lb/MMBtu | 0.00971 | 0.00971 | 0.00971 | 0.00971 | 0 | 0 | 0
IL Fac. Spec. - NOX Rate Summer v3.1, Unit 1476 and retrofits | 507 | 7305 | Rate Constraint in lbs/MMBtu | FALSE | L | Annual | Generation | TWh | 0.4101 | 0.2569 | 0.13653 | 0.15614 | 0 | 0 | 0
IL Fac. Spec. - NOX Rate Summer v3.1, Unit 1476 and retrofits | 507 | 7305 | Rate Constraint in lbs/MMBtu | FALSE | L | Annual | Qualifying Generation | TWh | 0.4101 | 0.2569 | 0.13653 | 0.15614 | 0 | 0 | 0
IL Fac. Spec. - NOX Rate Summer v3.1, Unit 1476 and retrofits | 507 | 7305 | Rate Constraint in lbs/MMBtu | FALSE | L | Annual | Rate | lb/MWh | 0.071223 | 0.071223 | 0.071223 | 0.071223 | 0 | 0 | 0
IL Fac. Spec. - NOX Rate Summer v3.1, Unit 1476 and retrofits | 507 | 7305 | Rate Constraint in lbs/MMBtu | FALSE | L | Annual | Constraint Shadow Price | US2022$/Ton | 0 | 0 | 0 | 0 | 0 | 0 | 0
IL Fac. Spec. - NOX Rate Summer v3.1, Unit 1477 and retrofits | 508 | 7305 | Rate Constraint in lbs/MMBtu | FALSE | L | Annual | Seasons Included | Seasons | Summer | Summer | Summer | Summer | Summer | Summer | Summer
IL Fac. Spec. - NOX Rate Summer v3.1, Unit 1477 and retrofits | 508 | 7305 | Rate Constraint in lbs/MMBtu | FALSE | L | Annual | Standard NOX | lb/MMBtu | 0.25 | 0.25 | 0.25 | 0.25 | 0.25 | 0.25 | 0.25
IL Fac. Spec. - NOX Rate Summer v3.1, Unit 1477 and retrofits | 508 | 7305 | Rate Constraint in lbs/MMBtu | FALSE | L | Annual | Emissions at Affected Plants NOX | Thousand Tons | 0.016923 | 0.010601 | 0.0045651 | 0.0045955 | 0 | 0 | 0
IL Fac. Spec. - NOX Rate Summer v3.1, Unit 1477 and retrofits | 508 | 7305 | Rate Constraint in lbs/MMBtu | FALSE | L | Annual | Allowances Purchased NOX | Thousand Tons | 0 | 0 | 0 | 0 | 0 | 0 | 0
IL Fac. Spec. - NOX Rate Summer v3.1, Unit 1477 and retrofits | 508 | 7305 | Rate Constraint in lbs/MMBtu | FALSE | L | Annual | Allowances Sold NOX | Thousand Tons | 0 | 0 | 0 | 0 | 0 | 0 | 0
IL Fac. Spec. - NOX Rate Summer v3.1, Unit 1477 and retrofits | 508 | 7305 | Rate Constraint in lbs/MMBtu | FALSE | L | Annual | Allowances Banked | Thousand Tons | 0 | 0 | 0 | 0 | 0 | 0 | 0
IL Fac. Spec. - NOX Rate Summer v3.1, Unit 1477 and retrofits | 508 | 7305 | Rate Constraint in lbs/MMBtu | FALSE | L | Annual | Allowances Withdrawn (1:1) | Thousand Tons | 0 | 0 | 0 | 0 | 0 | 0 | 0
IL Fac. Spec. - NOX Rate Summer v3.1, Unit 1477 and retrofits | 508 | 7305 | Rate Constraint in lbs/MMBtu | FALSE | L | Annual | Allowances Withdrawn (n:1) | Thousand Tons | 0 | 0 | 0 | 0 | 0 | 0 | 0
IL Fac. Spec. - NOX Rate Summer v3.1, Unit 1477 and retrofits | 508 | 7305 | Rate Constraint in lbs/MMBtu | FALSE | L | Annual | Net Emissions Allowance Position | Thousand Tons | 0.016923 | 0.010601 | 0.0045651 | 0.0045955 | 0 | 0 | 0
IL Fac. Spec. - NOX Rate Summer v3.1, Unit 1477 and retrofits | 508 | 7305 | Rate Constraint in lbs/MMBtu | FALSE | L | Annual | Fuel Consumed | TBtu | 3.4857 | 2.1836 | 0.94029 | 0.94655 | 0 | 0 | 0
IL Fac. Spec. - NOX Rate Summer v3.1, Unit 1477 and retrofits | 508 | 7305 | Rate Constraint in lbs/MMBtu | FALSE | L | Annual | Rate | lb/MMBtu | 0.00971 | 0.00971 | 0.00971 | 0.00971 | 0 | 0 | 0
IL Fac. Spec. - NOX Rate Summer v3.1, Unit 1477 and retrofits | 508 | 7305 | Rate Constraint in lbs/MMBtu | FALSE | L | Annual | Generation | TWh | 0.47521 | 0.29769 | 0.12819 | 0.12905 | 0 | 0 | 0
IL Fac. Spec. - NOX Rate Summer v3.1, Unit 1477 and retrofits | 508 | 7305 | Rate Constraint in lbs/MMBtu | FALSE | L | Annual | Qualifying Generation | TWh | 0.47521 | 0.29769 | 0.12819 | 0.12905 | 0 | 0 | 0
IL Fac. Spec. - NOX Rate Summer v3.1, Unit 1477 and retrofits | 508 | 7305 | Rate Constraint in lbs/MMBtu | FALSE | L | Annual | Rate | lb/MWh | 0.071223 | 0.071223 | 0.071223 | 0.071223 | 0 | 0 | 0
IL Fac. Spec. - NOX Rate Summer v3.1, Unit 1477 and retrofits | 508 | 7305 | Rate Constraint in lbs/MMBtu | FALSE | L | Annual | Constraint Shadow Price | US2022$/Ton | 0 | 0 | 0 | 0 | 0 | 0 | 0
IL Fac. Spec. - NOX Rate Summer v3.1, Unit 1478 and retrofits | 509 | 7305 | Rate Constraint in lbs/MMBtu | FALSE | L | Annual | Seasons Included | Seasons | Summer | Summer | Summer | Summer | Summer | Summer | Summer
IL Fac. Spec. - NOX Rate Summer v3.1, Unit 1478 and retrofits | 509 | 7305 | Rate Constraint in lbs/MMBtu | FALSE | L | Annual | Standard NOX | lb/MMBtu | 0.25 | 0.25 | 0.25 | 0.25 | 0.25 | 0.25 | 0.25
IL Fac. Spec. - NOX Rate Summer v3.1, Unit 1478 and retrofits | 509 | 7305 | Rate Constraint in lbs/MMBtu | FALSE | L | Annual | Emissions at Affected Plants NOX | Thousand Tons | 0.011061 | 0.011042 | 0.010048 | 0.0047866 | 0 | 0 | 0
IL Fac. Spec. - NOX Rate Summer v3.1, Unit 1478 and retrofits | 509 | 7305 | Rate Constraint in lbs/MMBtu | FALSE | L | Annual | Allowances Purchased NOX | Thousand Tons | 0 | 0 | 0 | 0 | 0 | 0 | 0
IL Fac. Spec. - NOX Rate Summer v3.1, Unit 1478 and retrofits | 509 | 7305 | Rate Constraint in lbs/MMBtu | FALSE | L | Annual | Allowances Sold NOX | Thousand Tons | 0 | 0 | 0 | 0 | 0 | 0 | 0
IL Fac. Spec. - NOX Rate Summer v3.1, Unit 1478 and retrofits | 509 | 7305 | Rate Constraint in lbs/MMBtu | FALSE | L | Annual | Allowances Banked | Thousand Tons | 0 | 0 | 0 | 0 | 0 | 0 | 0
IL Fac. Spec. - NOX Rate Summer v3.1, Unit 1478 and retrofits | 509 | 7305 | Rate Constraint in lbs/MMBtu | FALSE | L | Annual | Allowances Withdrawn (1:1) | Thousand Tons | 0 | 0 | 0 | 0 | 0 | 0 | 0
IL Fac. Spec. - NOX Rate Summer v3.1, Unit 1478 and retrofits | 509 | 7305 | Rate Constraint in lbs/MMBtu | FALSE | L | Annual | Allowances Withdrawn (n:1) | Thousand Tons | 0 | 0 | 0 | 0 | 0 | 0 | 0
IL Fac. Spec. - NOX Rate Summer v3.1, Unit 1478 and retrofits | 509 | 7305 | Rate Constraint in lbs/MMBtu | FALSE | L | Annual | Net Emissions Allowance Position | Thousand Tons | 0.011061 | 0.011042 | 0.010048 | 0.0047866 | 0 | 0 | 0
IL Fac. Spec. - NOX Rate Summer v3.1, Unit 1478 and retrofits | 509 | 7305 | Rate Constraint in lbs/MMBtu | FALSE | L | Annual | Fuel Consumed | TBtu | 1.8796 | 1.8763 | 1.7074 | 0.81336 | 0 | 0 | 0
IL Fac. Spec. - NOX Rate Summer v3.1, Unit 1478 and retrofits | 509 | 7305 | Rate Constraint in lbs/MMBtu | FALSE | L | Annual | Rate | lb/MMBtu | 0.01177 | 0.01177 | 0.01177 | 0.01177 | 0 | 0 | 0
IL Fac. Spec. - NOX Rate Summer v3.1, Unit 1478 and retrofits | 509 | 7305 | Rate Constraint in lbs/MMBtu | FALSE | L | Annual | Generation | TWh | 0.24954 | 0.24911 | 0.22669 | 0.10799 | 0 | 0 | 0
IL Fac. Spec. - NOX Rate Summer v3.1, Unit 1478 and retrofits | 509 | 7305 | Rate Constraint in lbs/MMBtu | FALSE | L | Annual | Qualifying Generation | TWh | 0.24954 | 0.24911 | 0.22669 | 0.10799 | 0 | 0 | 0
IL Fac. Spec. - NOX Rate Summer v3.1, Unit 1478 and retrofits | 509 | 7305 | Rate Constraint in lbs/MMBtu | FALSE | L | Annual | Rate | lb/MWh | 0.088652 | 0.088652 | 0.088652 | 0.088652 | 0 | 0 | 0
IL Fac. Spec. - NOX Rate Summer v3.1, Unit 1478 and retrofits | 509 | 7305 | Rate Constraint in lbs/MMBtu | FALSE | L | Annual | Constraint Shadow Price | US2022$/Ton | 0 | 0 | 0 | 0 | 0 | 0 | 0
IL Fac. Spec. - NOX Rate Summer v3.1, Unit 1479 and retrofits | 510 | 7305 | Rate Constraint in lbs/MMBtu | FALSE | L | Annual | Seasons Included | Seasons | Summer | Summer | Summer | Summer | Summer | Summer | Summer
IL Fac. Spec. - NOX Rate Summer v3.1, Unit 1479 and retrofits | 510 | 7305 | Rate Constraint in lbs/MMBtu | FALSE | L | Annual | Standard NOX | lb/MMBtu | 0.25 | 0.25 | 0.25 | 0.25 | 0.25 | 0.25 | 0.25
IL Fac. Spec. - NOX Rate Summer v3.1, Unit 1479 and retrofits | 510 | 7305 | Rate Constraint in lbs/MMBtu | FALSE | L | Annual | Emissions at Affected Plants NOX | Thousand Tons | 0.011277 | 0.011258 | 0.010245 | 0.0048802 | 0 | 0 | 0
IL Fac. Spec. - NOX Rate Summer v3.1, Unit 1479 and retrofits | 510 | 7305 | Rate Constraint in lbs/MMBtu | FALSE | L | Annual | Allowances Purchased NOX | Thousand Tons | 0 | 0 | 0 | 0 | 0 | 0 | 0
IL Fac. Spec. - NOX Rate Summer v3.1, Unit 1479 and retrofits | 510 | 7305 | Rate Constraint in lbs/MMBtu | FALSE | L | Annual | Allowances Sold NOX | Thousand Tons | 0 | 0 | 0 | 0 | 0 | 0 | 0
IL Fac. Spec. - NOX Rate Summer v3.1, Unit 1479 and retrofits | 510 | 7305 | Rate Constraint in lbs/MMBtu | FALSE | L | Annual | Allowances Banked | Thousand Tons | 0 | 0 | 0 | 0 | 0 | 0 | 0
IL Fac. Spec. - NOX Rate Summer v3.1, Unit 1479 and retrofits | 510 | 7305 | Rate Constraint in lbs/MMBtu | FALSE | L | Annual | Allowances Withdrawn (1:1) | Thousand Tons | 0 | 0 | 0 | 0 | 0 | 0 | 0
IL Fac. Spec. - NOX Rate Summer v3.1, Unit 1479 and retrofits | 510 | 7305 | Rate Constraint in lbs/MMBtu | FALSE | L | Annual | Allowances Withdrawn (n:1) | Thousand Tons | 0 | 0 | 0 | 0 | 0 | 0 | 0
IL Fac. Spec. - NOX Rate Summer v3.1, Unit 1479 and retrofits | 510 | 7305 | Rate Constraint in lbs/MMBtu | FALSE | L | Annual | Net Emissions Allowance Position | Thousand Tons | 0.011277 | 0.011258 | 0.010245 | 0.0048802 | 0 | 0 | 0
IL Fac. Spec. - NOX Rate Summer v3.1, Unit 1479 and retrofits | 510 | 7305 | Rate Constraint in lbs/MMBtu | FALSE | L | Annual | Fuel Consumed | TBtu | 1.8796 | 1.8763 | 1.7074 | 0.81336 | 0 | 0 | 0
IL Fac. Spec. - NOX Rate Summer v3.1, Unit 1479 and retrofits | 510 | 7305 | Rate Constraint in lbs/MMBtu | FALSE | L | Annual | Rate | lb/MMBtu | 0.012 | 0.012 | 0.012 | 0.012 | 0 | 0 | 0
IL Fac. Spec. - NOX Rate Summer v3.1, Unit 1479 and retrofits | 510 | 7305 | Rate Constraint in lbs/MMBtu | FALSE | L | Annual | Generation | TWh | 0.24954 | 0.24911 | 0.22669 | 0.10799 | 0 | 0 | 0
IL Fac. Spec. - NOX Rate Summer v3.1, Unit 1479 and retrofits | 510 | 7305 | Rate Constraint in lbs/MMBtu | FALSE | L | Annual | Qualifying Generation | TWh | 0.24954 | 0.24911 | 0.22669 | 0.10799 | 0 | 0 | 0
IL Fac. Spec. - NOX Rate Summer v3.1, Unit 1479 and retrofits | 510 | 7305 | Rate Constraint in lbs/MMBtu | FALSE | L | Annual | Rate | lb/MWh | 0.090384 | 0.090384 | 0.090384 | 0.090384 | 0 | 0 | 0
IL Fac. Spec. - NOX Rate Summer v3.1, Unit 1479 and retrofits | 510 | 7305 | Rate Constraint in lbs/MMBtu | FALSE | L | Annual | Constraint Shadow Price | US2022$/Ton | 0 | 0 | 0 | 0 | 0 | 0 | 0
IL Fac. Spec. - NOX Rate Summer v3.1, Unit 1480 and retrofits | 511 | 7305 | Rate Constraint in lbs/MMBtu | FALSE | L | Annual | Seasons Included | Seasons | Summer | Summer | Summer | Summer | Summer | Summer | Summer
IL Fac. Spec. - NOX Rate Summer v3.1, Unit 1480 and retrofits | 511 | 7305 | Rate Constraint in lbs/MMBtu | FALSE | L | Annual | Standard NOX | lb/MMBtu | 0.25 | 0.25 | 0.25 | 0.25 | 0.25 | 0.25 | 0.25
IL Fac. Spec. - NOX Rate Summer v3.1, Unit 1480 and retrofits | 511 | 7305 | Rate Constraint in lbs/MMBtu | FALSE | L | Annual | Emissions at Affected Plants NOX | Thousand Tons | 0.011277 | 0.011258 | 0.010245 | 0.0048802 | 0 | 0 | 0
IL Fac. Spec. - NOX Rate Summer v3.1, Unit 1480 and retrofits | 511 | 7305 | Rate Constraint in lbs/MMBtu | FALSE | L | Annual | Allowances Purchased NOX | Thousand Tons | 0 | 0 | 0 | 0 | 0 | 0 | 0
IL Fac. Spec. - NOX Rate Summer v3.1, Unit 1480 and retrofits | 511 | 7305 | Rate Constraint in lbs/MMBtu | FALSE | L | Annual | Allowances Sold NOX | Thousand Tons | 0 | 0 | 0 | 0 | 0 | 0 | 0
IL Fac. Spec. - NOX Rate Summer v3.1, Unit 1480 and retrofits | 511 | 7305 | Rate Constraint in lbs/MMBtu | FALSE | L | Annual | Allowances Banked | Thousand Tons | 0 | 0 | 0 | 0 | 0 | 0 | 0
IL Fac. Spec. - NOX Rate Summer v3.1, Unit 1480 and retrofits | 511 | 7305 | Rate Constraint in lbs/MMBtu | FALSE | L | Annual | Allowances Withdrawn (1:1) | Thousand Tons | 0 | 0 | 0 | 0 | 0 | 0 | 0
IL Fac. Spec. - NOX Rate Summer v3.1, Unit 1480 and retrofits | 511 | 7305 | Rate Constraint in lbs/MMBtu | FALSE | L | Annual | Allowances Withdrawn (n:1) | Thousand Tons | 0 | 0 | 0 | 0 | 0 | 0 | 0
IL Fac. Spec. - NOX Rate Summer v3.1, Unit 1480 and retrofits | 511 | 7305 | Rate Constraint in lbs/MMBtu | FALSE | L | Annual | Net Emissions Allowance Position | Thousand Tons | 0.011277 | 0.011258 | 0.010245 | 0.0048802 | 0 | 0 | 0
IL Fac. Spec. - NOX Rate Summer v3.1, Unit 1480 and retrofits | 511 | 7305 | Rate Constraint in lbs/MMBtu | FALSE | L | Annual | Fuel Consumed | TBtu | 1.8796 | 1.8763 | 1.7074 | 0.81336 | 0 | 0 | 0
IL Fac. Spec. - NOX Rate Summer v3.1, Unit 1480 and retrofits | 511 | 7305 | Rate Constraint in lbs/MMBtu | FALSE | L | Annual | Rate | lb/MMBtu | 0.012 | 0.012 | 0.012 | 0.012 | 0 | 0 | 0
IL Fac. Spec. - NOX Rate Summer v3.1, Unit 1480 and retrofits | 511 | 7305 | Rate Constraint in lbs/MMBtu | FALSE | L | Annual | Generation | TWh | 0.24954 | 0.24911 | 0.22669 | 0.10799 | 0 | 0 | 0
IL Fac. Spec. - NOX Rate Summer v3.1, Unit 1480 and retrofits | 511 | 7305 | Rate Constraint in lbs/MMBtu | FALSE | L | Annual | Qualifying Generation | TWh | 0.24954 | 0.24911 | 0.22669 | 0.10799 | 0 | 0 | 0
IL Fac. Spec. - NOX Rate Summer v3.1, Unit 1480 and retrofits | 511 | 7305 | Rate Constraint in lbs/MMBtu | FALSE | L | Annual | Rate | lb/MWh | 0.090384 | 0.090384 | 0.090384 | 0.090384 | 0 | 0 | 0
IL Fac. Spec. - NOX Rate Summer v3.1, Unit 1480 and retrofits | 511 | 7305 | Rate Constraint in lbs/MMBtu | FALSE | L | Annual | Constraint Shadow Price | US2022$/Ton | 0 | 0 | 0 | 0 | 0 | 0 | 0
IL Fac. Spec. - NOX Rate Summer v3.1, Unit 1481 and retrofits | 512 | 7305 | Rate Constraint in lbs/MMBtu | FALSE | L | Annual | Seasons Included | Seasons | Summer | Summer | Summer | Summer | Summer | Summer | Summer
IL Fac. Spec. - NOX Rate Summer v3.1, Unit 1481 and retrofits | 512 | 7305 | Rate Constraint in lbs/MMBtu | FALSE | L | Annual | Standard NOX | lb/MMBtu | 0.25 | 0.25 | 0.25 | 0.25 | 0.25 | 0.25 | 0.25
IL Fac. Spec. - NOX Rate Summer v3.1, Unit 1481 and retrofits | 512 | 7305 | Rate Constraint in lbs/MMBtu | FALSE | L | Annual | Emissions at Affected Plants NOX | Thousand Tons | 0.011277 | 0.011258 | 0.010245 | 0.0048802 | 0 | 0 | 0
IL Fac. Spec. - NOX Rate Summer v3.1, Unit 1481 and retrofits | 512 | 7305 | Rate Constraint in lbs/MMBtu | FALSE | L | Annual | Allowances Purchased NOX | Thousand Tons | 0 | 0 | 0 | 0 | 0 | 0 | 0
IL Fac. Spec. - NOX Rate Summer v3.1, Unit 1481 and retrofits | 512 | 7305 | Rate Constraint in lbs/MMBtu | FALSE | L | Annual | Allowances Sold NOX | Thousand Tons | 0 | 0 | 0 | 0 | 0 | 0 | 0
IL Fac. Spec. - NOX Rate Summer v3.1, Unit 1481 and retrofits | 512 | 7305 | Rate Constraint in lbs/MMBtu | FALSE | L | Annual | Allowances Banked | Thousand Tons | 0 | 0 | 0 | 0 | 0 | 0 | 0
IL Fac. Spec. - NOX Rate Summer v3.1, Unit 1481 and retrofits | 512 | 7305 | Rate Constraint in lbs/MMBtu | FALSE | L | Annual | Allowances Withdrawn (1:1) | Thousand Tons | 0 | 0 | 0 | 0 | 0 | 0 | 0
IL Fac. Spec. - NOX Rate Summer v3.1, Unit 1481 and retrofits | 512 | 7305 | Rate Constraint in lbs/MMBtu | FALSE | L | Annual | Allowances Withdrawn (n:1) | Thousand Tons | 0 | 0 | 0 | 0 | 0 | 0 | 0
IL Fac. Spec. - NOX Rate Summer v3.1, Unit 1481 and retrofits | 512 | 7305 | Rate Constraint in lbs/MMBtu | FALSE | L | Annual | Net Emissions Allowance Position | Thousand Tons | 0.011277 | 0.011258 | 0.010245 | 0.0048802 | 0 | 0 | 0
IL Fac. Spec. - NOX Rate Summer v3.1, Unit 1481 and retrofits | 512 | 7305 | Rate Constraint in lbs/MMBtu | FALSE | L | Annual | Fuel Consumed | TBtu | 1.8796 | 1.8763 | 1.7074 | 0.81336 | 0 | 0 | 0
IL Fac. Spec. - NOX Rate Summer v3.1, Unit 1481 and retrofits | 512 | 7305 | Rate Constraint in lbs/MMBtu | FALSE | L | Annual | Rate | lb/MMBtu | 0.012 | 0.012 | 0.012 | 0.012 | 0 | 0 | 0
IL Fac. Spec. - NOX Rate Summer v3.1, Unit 1481 and retrofits | 512 | 7305 | Rate Constraint in lbs/MMBtu | FALSE | L | Annual | Generation | TWh | 0.24954 | 0.24911 | 0.22669 | 0.10799 | 0 | 0 | 0
IL Fac. Spec. - NOX Rate Summer v3.1, Unit 1481 and retrofits | 512 | 7305 | Rate Constraint in lbs/MMBtu | FALSE | L | Annual | Qualifying Generation | TWh | 0.24954 | 0.24911 | 0.22669 | 0.10799 | 0 | 0 | 0
IL Fac. Spec. - NOX Rate Summer v3.1, Unit 1481 and retrofits | 512 | 7305 | Rate Constraint in lbs/MMBtu | FALSE | L | Annual | Rate | lb/MWh | 0.090384 | 0.090384 | 0.090384 | 0.090384 | 0 | 0 | 0
IL Fac. Spec. - NOX Rate Summer v3.1, Unit 1481 and retrofits | 512 | 7305 | Rate Constraint in lbs/MMBtu | FALSE | L | Annual | Constraint Shadow Price | US2022$/Ton | 0 | 0 | 0 | 0 | 0 | 0 | 0
IL Fac. Spec. - NOX Rate Summer v3.1, Unit 1482 and retrofits | 513 | 7305 | Rate Constraint in lbs/MMBtu | FALSE | L | Annual | Seasons Included | Seasons | Summer | Summer | Summer | Summer | Summer | Summer | Summer
IL Fac. Spec. - NOX Rate Summer v3.1, Unit 1482 and retrofits | 513 | 7305 | Rate Constraint in lbs/MMBtu | FALSE | L | Annual | Standard NOX | lb/MMBtu | 0.25 | 0.25 | 0.25 | 0.25 | 0.25 | 0.25 | 0.25
IL Fac. Spec. - NOX Rate Summer v3.1, Unit 1482 and retrofits | 513 | 7305 | Rate Constraint in lbs/MMBtu | FALSE | L | Annual | Emissions at Affected Plants NOX | Thousand Tons | 0.0086416 | 0.0086267 | 0.0078501 | 0.0037396 | 0 | 0 | 0
IL Fac. Spec. - NOX Rate Summer v3.1, Unit 1482 and retrofits | 513 | 7305 | Rate Constraint in lbs/MMBtu | FALSE | L | Annual | Allowances Purchased NOX | Thousand Tons | 0 | 0 | 0 | 0 | 0 | 0 | 0
IL Fac. Spec. - NOX Rate Summer v3.1, Unit 1482 and retrofits | 513 | 7305 | Rate Constraint in lbs/MMBtu | FALSE | L | Annual | Allowances Sold NOX | Thousand Tons | 0 | 0 | 0 | 0 | 0 | 0 | 0
IL Fac. Spec. - NOX Rate Summer v3.1, Unit 1482 and retrofits | 513 | 7305 | Rate Constraint in lbs/MMBtu | FALSE | L | Annual | Allowances Banked | Thousand Tons | 0 | 0 | 0 | 0 | 0 | 0 | 0
IL Fac. Spec. - NOX Rate Summer v3.1, Unit 1482 and retrofits | 513 | 7305 | Rate Constraint in lbs/MMBtu | FALSE | L | Annual | Allowances Withdrawn (1:1) | Thousand Tons | 0 | 0 | 0 | 0 | 0 | 0 | 0
IL Fac. Spec. - NOX Rate Summer v3.1, Unit 1482 and retrofits | 513 | 7305 | Rate Constraint in lbs/MMBtu | FALSE | L | Annual | Allowances Withdrawn (n:1) | Thousand Tons | 0 | 0 | 0 | 0 | 0 | 0 | 0
IL Fac. Spec. - NOX Rate Summer v3.1, Unit 1482 and retrofits | 513 | 7305 | Rate Constraint in lbs/MMBtu | FALSE | L | Annual | Net Emissions Allowance Position | Thousand Tons | 0.0086416 | 0.0086267 | 0.0078501 | 0.0037396 | 0 | 0 | 0
IL Fac. Spec. - NOX Rate Summer v3.1, Unit 1482 and retrofits | 513 | 7305 | Rate Constraint in lbs/MMBtu | FALSE | L | Annual | Fuel Consumed | TBtu | 1.4684 | 1.4659 | 1.3339 | 0.63544 | 0 | 0 | 0
IL Fac. Spec. - NOX Rate Summer v3.1, Unit 1482 and retrofits | 513 | 7305 | Rate Constraint in lbs/MMBtu | FALSE | L | Annual | Rate | lb/MMBtu | 0.01177 | 0.01177 | 0.01177 | 0.01177 | 0 | 0 | 0
IL Fac. Spec. - NOX Rate Summer v3.1, Unit 1482 and retrofits | 513 | 7305 | Rate Constraint in lbs/MMBtu | FALSE | L | Annual | Generation | TWh | 0.19496 | 0.19462 | 0.1771 | 0.084365 | 0 | 0 | 0
IL Fac. Spec. - NOX Rate Summer v3.1, Unit 1482 and retrofits | 513 | 7305 | Rate Constraint in lbs/MMBtu | FALSE | L | Annual | Qualifying Generation | TWh | 0.19496 | 0.19462 | 0.1771 | 0.084365 | 0 | 0 | 0
IL Fac. Spec. - NOX Rate Summer v3.1, Unit 1482 and retrofits | 513 | 7305 | Rate Constraint in lbs/MMBtu | FALSE | L | Annual | Rate | lb/MWh | 0.088652 | 0.088652 | 0.088652 | 0.088652 | 0 | 0 | 0
IL Fac. Spec. - NOX Rate Summer v3.1, Unit 1482 and retrofits | 513 | 7305 | Rate Constraint in lbs/MMBtu | FALSE | L | Annual | Constraint Shadow Price | US2022$/Ton | 0 | 0 | 0 | 0 | 0 | 0 | 0
IL Fac. Spec. - NOX Rate Summer v3.1, Unit 1483 and retrofits | 514 | 7305 | Rate Constraint in lbs/MMBtu | FALSE | L | Annual | Seasons Included | Seasons | Summer | Summer | Summer | Summer | Summer | Summer | Summer
IL Fac. Spec. - NOX Rate Summer v3.1, Unit 1483 and retrofits | 514 | 7305 | Rate Constraint in lbs/MMBtu | FALSE | L | Annual | Standard NOX | lb/MMBtu | 0.25 | 0.25 | 0.25 | 0.25 | 0.25 | 0.25 | 0.25
IL Fac. Spec. - NOX Rate Summer v3.1, Unit 1483 and retrofits | 514 | 7305 | Rate Constraint in lbs/MMBtu | FALSE | L | Annual | Emissions at Affected Plants NOX | Thousand Tons | 0.0088104 | 0.0087953 | 0.0080035 | 0.0038126 | 0 | 0 | 0
IL Fac. Spec. - NOX Rate Summer v3.1, Unit 1483 and retrofits | 514 | 7305 | Rate Constraint in lbs/MMBtu | FALSE | L | Annual | Allowances Purchased NOX | Thousand Tons | 0 | 0 | 0 | 0 | 0 | 0 | 0
IL Fac. Spec. - NOX Rate Summer v3.1, Unit 1483 and retrofits | 514 | 7305 | Rate Constraint in lbs/MMBtu | FALSE | L | Annual | Allowances Sold NOX | Thousand Tons | 0 | 0 | 0 | 0 | 0 | 0 | 0
IL Fac. Spec. - NOX Rate Summer v3.1, Unit 1483 and retrofits | 514 | 7305 | Rate Constraint in lbs/MMBtu | FALSE | L | Annual | Allowances Banked | Thousand Tons | 0 | 0 | 0 | 0 | 0 | 0 | 0
IL Fac. Spec. - NOX Rate Summer v3.1, Unit 1483 and retrofits | 514 | 7305 | Rate Constraint in lbs/MMBtu | FALSE | L | Annual | Allowances Withdrawn (1:1) | Thousand Tons | 0 | 0 | 0 | 0 | 0 | 0 | 0
IL Fac. Spec. - NOX Rate Summer v3.1, Unit 1483 and retrofits | 514 | 7305 | Rate Constraint in lbs/MMBtu | FALSE | L | Annual | Allowances Withdrawn (n:1) | Thousand Tons | 0 | 0 | 0 | 0 | 0 | 0 | 0
IL Fac. Spec. - NOX Rate Summer v3.1, Unit 1483 and retrofits | 514 | 7305 | Rate Constraint in lbs/MMBtu | FALSE | L | Annual | Net Emissions Allowance Position | Thousand Tons | 0.0088104 | 0.0087953 | 0.0080035 | 0.0038126 | 0 | 0 | 0
IL Fac. Spec. - NOX Rate Summer v3.1, Unit 1483 and retrofits | 514 | 7305 | Rate Constraint in lbs/MMBtu | FALSE | L | Annual | Fuel Consumed | TBtu | 1.4684 | 1.4659 | 1.3339 | 0.63544 | 0 | 0 | 0
IL Fac. Spec. - NOX Rate Summer v3.1, Unit 1483 and retrofits | 514 | 7305 | Rate Constraint in lbs/MMBtu | FALSE | L | Annual | Rate | lb/MMBtu | 0.012 | 0.012 | 0.012 | 0.012 | 0 | 0 | 0
IL Fac. Spec. - NOX Rate Summer v3.1, Unit 1483 and retrofits | 514 | 7305 | Rate Constraint in lbs/MMBtu | FALSE | L | Annual | Generation | TWh | 0.19496 | 0.19462 | 0.1771 | 0.084365 | 0 | 0 | 0
IL Fac. Spec. - NOX Rate Summer v3.1, Unit 1483 and retrofits | 514 | 7305 | Rate Constraint in lbs/MMBtu | FALSE | L | Annual | Qualifying Generation | TWh | 0.19496 | 0.19462 | 0.1771 | 0.084365 | 0 | 0 | 0
IL Fac. Spec. - NOX Rate Summer v3.1, Unit 1483 and retrofits | 514 | 7305 | Rate Constraint in lbs/MMBtu | FALSE | L | Annual | Rate | lb/MWh | 0.090384 | 0.090384 | 0.090384 | 0.090384 | 0 | 0 | 0
IL Fac. Spec. - NOX Rate Summer v3.1, Unit 1483 and retrofits | 514 | 7305 | Rate Constraint in lbs/MMBtu | FALSE | L | Annual | Constraint Shadow Price | US2022$/Ton | 0 | 0 | 0 | 0 | 0 | 0 | 0
IL Fac. Spec. - NOX Rate Summer v3.1, Unit 1484 and retrofits | 515 | 7305 | Rate Constraint in lbs/MMBtu | FALSE | L | Annual | Seasons Included | Seasons | Summer | Summer | Summer | Summer | Summer | Summer | Summer
IL Fac. Spec. - NOX Rate Summer v3.1, Unit 1484 and retrofits | 515 | 7305 | Rate Constraint in lbs/MMBtu | FALSE | L | Annual | Standard NOX | lb/MMBtu | 0.25 | 0.25 | 0.25 | 0.25 | 0.25 | 0.25 | 0.25
IL Fac. Spec. - NOX Rate Summer v3.1, Unit 1484 and retrofits | 515 | 7305 | Rate Constraint in lbs/MMBtu | FALSE | L | Annual | Emissions at Affected Plants NOX | Thousand Tons | 0.0088104 | 0.0087953 | 0.0080035 | 0.0038126 | 0 | 0 | 0
IL Fac. Spec. - NOX Rate Summer v3.1, Unit 1484 and retrofits | 515 | 7305 | Rate Constraint in lbs/MMBtu | FALSE | L | Annual | Allowances Purchased NOX | Thousand Tons | 0 | 0 | 0 | 0 | 0 | 0 | 0
IL Fac. Spec. - NOX Rate Summer v3.1, Unit 1484 and retrofits | 515 | 7305 | Rate Constraint in lbs/MMBtu | FALSE | L | Annual | Allowances Sold NOX | Thousand Tons | 0 | 0 | 0 | 0 | 0 | 0 | 0
IL Fac. Spec. - NOX Rate Summer v3.1, Unit 1484 and retrofits | 515 | 7305 | Rate Constraint in lbs/MMBtu | FALSE | L | Annual | Allowances Banked | Thousand Tons | 0 | 0 | 0 | 0 | 0 | 0 | 0
IL Fac. Spec. - NOX Rate Summer v3.1, Unit 1484 and retrofits | 515 | 7305 | Rate Constraint in lbs/MMBtu | FALSE | L | Annual | Allowances Withdrawn (1:1) | Thousand Tons | 0 | 0 | 0 | 0 | 0 | 0 | 0
IL Fac. Spec. - NOX Rate Summer v3.1, Unit 1484 and retrofits | 515 | 7305 | Rate Constraint in lbs/MMBtu | FALSE | L | Annual | Allowances Withdrawn (n:1) | Thousand Tons | 0 | 0 | 0 | 0 | 0 | 0 | 0
IL Fac. Spec. - NOX Rate Summer v3.1, Unit 1484 and retrofits | 515 | 7305 | Rate Constraint in lbs/MMBtu | FALSE | L | Annual | Net Emissions Allowance Position | Thousand Tons | 0.0088104 | 0.0087953 | 0.0080035 | 0.0038126 | 0 | 0 | 0
IL Fac. Spec. - NOX Rate Summer v3.1, Unit 1484 and retrofits | 515 | 7305 | Rate Constraint in lbs/MMBtu | FALSE | L | Annual | Fuel Consumed | TBtu | 1.4684 | 1.4659 | 1.3339 | 0.63544 | 0 | 0 | 0
IL Fac. Spec. - NOX Rate Summer v3.1, Unit 1484 and retrofits | 515 | 7305 | Rate Constraint in lbs/MMBtu | FALSE | L | Annual | Rate | lb/MMBtu | 0.012 | 0.012 | 0.012 | 0.012 | 0 | 0 | 0
IL Fac. Spec. - NOX Rate Summer v3.1, Unit 1484 and retrofits | 515 | 7305 | Rate Constraint in lbs/MMBtu | FALSE | L | Annual | Generation | TWh | 0.19496 | 0.19462 | 0.1771 | 0.084365 | 0 | 0 | 0
IL Fac. Spec. - NOX Rate Summer v3.1, Unit 1484 and retrofits | 515 | 7305 | Rate Constraint in lbs/MMBtu | FALSE | L | Annual | Qualifying Generation | TWh | 0.19496 | 0.19462 | 0.1771 | 0.084365 | 0 | 0 | 0
IL Fac. Spec. - NOX Rate Summer v3.1, Unit 1484 and retrofits | 515 | 7305 | Rate Constraint in lbs/MMBtu | FALSE | L | Annual | Rate | lb/MWh | 0.090384 | 0.090384 | 0.090384 | 0.090384 | 0 | 0 | 0
IL Fac. Spec. - NOX Rate Summer v3.1, Unit 1484 and retrofits | 515 | 7305 | Rate Constraint in lbs/MMBtu | FALSE | L | Annual | Constraint Shadow Price | US2022$/Ton | 0 | 0 | 0 | 0 | 0 | 0 | 0
IL Fac. Spec. - NOX Rate Summer v3.1, Unit 1485 and retrofits | 516 | 7305 | Rate Constraint in lbs/MMBtu | FALSE | L | Annual | Seasons Included | Seasons | Summer | Summer | Summer | Summer | Summer | Summer | Summer
IL Fac. Spec. - NOX Rate Summer v3.1, Unit 1485 and retrofits | 516 | 7305 | Rate Constraint in lbs/MMBtu | FALSE | L | Annual | Standard NOX | lb/MMBtu | 0.25 | 0.25 | 0.25 | 0.25 | 0.25 | 0.25 | 0.25
IL Fac. Spec. - NOX Rate Summer v3.1, Unit 1485 and retrofits | 516 | 7305 | Rate Constraint in lbs/MMBtu | FALSE | L | Annual | Emissions at Affected Plants NOX | Thousand Tons | 0.0088104 | 0.0087953 | 0.0080035 | 0.0038126 | 0 | 0 | 0
IL Fac. Spec. - NOX Rate Summer v3.1, Unit 1485 and retrofits | 516 | 7305 | Rate Constraint in lbs/MMBtu | FALSE | L | Annual | Allowances Purchased NOX | Thousand Tons | 0 | 0 | 0 | 0 | 0 | 0 | 0
IL Fac. Spec. - NOX Rate Summer v3.1, Unit 1485 and retrofits | 516 | 7305 | Rate Constraint in lbs/MMBtu | FALSE | L | Annual | Allowances Sold NOX | Thousand Tons | 0 | 0 | 0 | 0 | 0 | 0 | 0
IL Fac. Spec. - NOX Rate Summer v3.1, Unit 1485 and retrofits | 516 | 7305 | Rate Constraint in lbs/MMBtu | FALSE | L | Annual | Allowances Banked | Thousand Tons | 0 | 0 | 0 | 0 | 0 | 0 | 0
IL Fac. Spec. - NOX Rate Summer v3.1, Unit 1485 and retrofits | 516 | 7305 | Rate Constraint in lbs/MMBtu | FALSE | L | Annual | Allowances Withdrawn (1:1) | Thousand Tons | 0 | 0 | 0 | 0 | 0 | 0 | 0
IL Fac. Spec. - NOX Rate Summer v3.1, Unit 1485 and retrofits | 516 | 7305 | Rate Constraint in lbs/MMBtu | FALSE | L | Annual | Allowances Withdrawn (n:1) | Thousand Tons | 0 | 0 | 0 | 0 | 0 | 0 | 0
IL Fac. Spec. - NOX Rate Summer v3.1, Unit 1485 and retrofits | 516 | 7305 | Rate Constraint in lbs/MMBtu | FALSE | L | Annual | Net Emissions Allowance Position | Thousand Tons | 0.0088104 | 0.0087953 | 0.0080035 | 0.0038126 | 0 | 0 | 0
IL Fac. Spec. - NOX Rate Summer v3.1, Unit 1485 and retrofits | 516 | 7305 | Rate Constraint in lbs/MMBtu | FALSE | L | Annual | Fuel Consumed | TBtu | 1.4684 | 1.4659 | 1.3339 | 0.63544 | 0 | 0 | 0
IL Fac. Spec. - NOX Rate Summer v3.1, Unit 1485 and retrofits | 516 | 7305 | Rate Constraint in lbs/MMBtu | FALSE | L | Annual | Rate | lb/MMBtu | 0.012 | 0.012 | 0.012 | 0.012 | 0 | 0 | 0
IL Fac. Spec. - NOX Rate Summer v3.1, Unit 1485 and retrofits | 516 | 7305 | Rate Constraint in lbs/MMBtu | FALSE | L | Annual | Generation | TWh | 0.19496 | 0.19462 | 0.1771 | 0.084365 | 0 | 0 | 0
IL Fac. Spec. - NOX Rate Summer v3.1, Unit 1485 and retrofits | 516 | 7305 | Rate Constraint in lbs/MMBtu | FALSE | L | Annual | Qualifying Generation | TWh | 0.19496 | 0.19462 | 0.1771 | 0.084365 | 0 | 0 | 0
IL Fac. Spec. - NOX Rate Summer v3.1, Unit 1485 and retrofits | 516 | 7305 | Rate Constraint in lbs/MMBtu | FALSE | L | Annual | Rate | lb/MWh | 0.090384 | 0.090384 | 0.090384 | 0.090384 | 0 | 0 | 0
IL Fac. Spec. - NOX Rate Summer v3.1, Unit 1485 and retrofits | 516 | 7305 | Rate Constraint in lbs/MMBtu | FALSE | L | Annual | Constraint Shadow Price | US2022$/Ton | 0 | 0 | 0 | 0 | 0 | 0 | 0
IL Fac. Spec. - NOX Rate Summer v3.1, Unit 1486 and retrofits | 517 | 7305 | Rate Constraint in lbs/MMBtu | FALSE | L | Annual | Seasons Included | Seasons | Summer | Summer | Summer | Summer | Summer | Summer | Summer
IL Fac. Spec. - NOX Rate Summer v3.1, Unit 1486 and retrofits | 517 | 7305 | Rate Constraint in lbs/MMBtu | FALSE | L | Annual | Standard NOX | lb/MMBtu | 0.25 | 0.25 | 0.25 | 0.25 | 0.25 | 0.25 | 0.25
IL Fac. Spec. - NOX Rate Summer v3.1, Unit 1486 and retrofits | 517 | 7305 | Rate Constraint in lbs/MMBtu | FALSE | L | Annual | Emissions at Affected Plants NOX | Thousand Tons | 0.014604 | 0.0091486 | 0.010379 | 0.0090489 | 0 | 0 | 0
IL Fac. Spec. - NOX Rate Summer v3.1, Unit 1486 and retrofits | 517 | 7305 | Rate Constraint in lbs/MMBtu | FALSE | L | Annual | Allowances Purchased NOX | Thousand Tons | 0 | 0 | 0 | 0 | 0 | 0 | 0
IL Fac. Spec. - NOX Rate Summer v3.1, Unit 1486 and retrofits | 517 | 7305 | Rate Constraint in lbs/MMBtu | FALSE | L | Annual | Allowances Sold NOX | Thousand Tons | 0 | 0 | 0 | 0 | 0 | 0 | 0
IL Fac. Spec. - NOX Rate Summer v3.1, Unit 1486 and retrofits | 517 | 7305 | Rate Constraint in lbs/MMBtu | FALSE | L | Annual | Allowances Banked | Thousand Tons | 0 | 0 | 0 | 0 | 0 | 0 | 0
IL Fac. Spec. - NOX Rate Summer v3.1, Unit 1486 and retrofits | 517 | 7305 | Rate Constraint in lbs/MMBtu | FALSE | L | Annual | Allowances Withdrawn (1:1) | Thousand Tons | 0 | 0 | 0 | 0 | 0 | 0 | 0
IL Fac. Spec. - NOX Rate Summer v3.1, Unit 1486 and retrofits | 517 | 7305 | Rate Constraint in lbs/MMBtu | FALSE | L | Annual | Allowances Withdrawn (n:1) | Thousand Tons | 0 | 0 | 0 | 0 | 0 | 0 | 0
IL Fac. Spec. - NOX Rate Summer v3.1, Unit 1486 and retrofits | 517 | 7305 | Rate Constraint in lbs/MMBtu | FALSE | L | Annual | Net Emissions Allowance Position | Thousand Tons | 0.014604 | 0.0091486 | 0.010379 | 0.0090489 | 0 | 0 | 0
IL Fac. Spec. - NOX Rate Summer v3.1, Unit 1486 and retrofits | 517 | 7305 | Rate Constraint in lbs/MMBtu | FALSE | L | Annual | Fuel Consumed | TBtu | 3.0081 | 1.8844 | 2.1379 | 1.8638 | 0 | 0 | 0
IL Fac. Spec. - NOX Rate Summer v3.1, Unit 1486 and retrofits | 517 | 7305 | Rate Constraint in lbs/MMBtu | FALSE | L | Annual | Rate | lb/MMBtu | 0.00971 | 0.00971 | 0.00971 | 0.00971 | 0 | 0 | 0
IL Fac. Spec. - NOX Rate Summer v3.1, Unit 1486 and retrofits | 517 | 7305 | Rate Constraint in lbs/MMBtu | FALSE | L | Annual | Generation | TWh | 0.4101 | 0.2569 | 0.29146 | 0.2541 | 0 | 0 | 0
IL Fac. Spec. - NOX Rate Summer v3.1, Unit 1486 and retrofits | 517 | 7305 | Rate Constraint in lbs/MMBtu | FALSE | L | Annual | Qualifying Generation | TWh | 0.4101 | 0.2569 | 0.29146 | 0.2541 | 0 | 0 | 0
IL Fac. Spec. - NOX Rate Summer v3.1, Unit 1486 and retrofits | 517 | 7305 | Rate Constraint in lbs/MMBtu | FALSE | L | Annual | Rate | lb/MWh | 0.071223 | 0.071223 | 0.071223 | 0.071223 | 0 | 0 | 0
IL Fac. Spec. - NOX Rate Summer v3.1, Unit 1486 and retrofits | 517 | 7305 | Rate Constraint in lbs/MMBtu | FALSE | L | Annual | Constraint Shadow Price | US2022$/Ton | 0 | 0 | 0 | 0 | 0 | 0 | 0
IL Fac. Spec. - NOX Rate Summer v3.1, Unit 1487 and retrofits | 518 | 7305 | Rate Constraint in lbs/MMBtu | FALSE | L | Annual | Seasons Included | Seasons | Summer | Summer | Summer | Summer | Summer | Summer | Summer
IL Fac. Spec. - NOX Rate Summer v3.1, Unit 1487 and retrofits | 518 | 7305 | Rate Constraint in lbs/MMBtu | FALSE | L | Annual | Standard NOX | lb/MMBtu | 0.25 | 0.25 | 0.25 | 0.25 | 0.25 | 0.25 | 0.25
IL Fac. Spec. - NOX Rate Summer v3.1, Unit 1487 and retrofits | 518 | 7305 | Rate Constraint in lbs/MMBtu | FALSE | L | Annual | Emissions at Affected Plants NOX | Thousand Tons | 0.013667 | 0.0085618 | 0.0082228 | 0.0084685 | 0 | 0 | 0
IL Fac. Spec. - NOX Rate Summer v3.1, Unit 1487 and retrofits | 518 | 7305 | Rate Constraint in lbs/MMBtu | FALSE | L | Annual | Allowances Purchased NOX | Thousand Tons | 0 | 0 | 0 | 0 | 0 | 0 | 0
IL Fac. Spec. - NOX Rate Summer v3.1, Unit 1487 and retrofits | 518 | 7305 | Rate Constraint in lbs/MMBtu | FALSE | L | Annual | Allowances Sold NOX | Thousand Tons | 0 | 0 | 0 | 0 | 0 | 0 | 0
IL Fac. Spec. - NOX Rate Summer v3.1, Unit 1487 and retrofits | 518 | 7305 | Rate Constraint in lbs/MMBtu | FALSE | L | Annual | Allowances Banked | Thousand Tons | 0 | 0 | 0 | 0 | 0 | 0 | 0
IL Fac. Spec. - NOX Rate Summer v3.1, Unit 1487 and retrofits | 518 | 7305 | Rate Constraint in lbs/MMBtu | FALSE | L | Annual | Allowances Withdrawn (1:1) | Thousand Tons | 0 | 0 | 0 | 0 | 0 | 0 | 0
IL Fac. Spec. - NOX Rate Summer v3.1, Unit 1487 and retrofits | 518 | 7305 | Rate Constraint in lbs/MMBtu | FALSE | L | Annual | Allowances Withdrawn (n:1) | Thousand Tons | 0 | 0 | 0 | 0 | 0 | 0 | 0
IL Fac. Spec. - NOX Rate Summer v3.1, Unit 1487 and retrofits | 518 | 7305 | Rate Constraint in lbs/MMBtu | FALSE | L | Annual | Net Emissions Allowance Position | Thousand Tons | 0.013667 | 0.0085618 | 0.0082228 | 0.0084685 | 0 | 0 | 0
IL Fac. Spec. - NOX Rate Summer v3.1, Unit 1487 and retrofits | 518 | 7305 | Rate Constraint in lbs/MMBtu | FALSE | L | Annual | Fuel Consumed | TBtu | 2.2779 | 1.427 | 1.3705 | 1.4114 | 0 | 0 | 0
IL Fac. Spec. - NOX Rate Summer v3.1, Unit 1487 and retrofits | 518 | 7305 | Rate Constraint in lbs/MMBtu | FALSE | L | Annual | Rate | lb/MMBtu | 0.012 | 0.012 | 0.012 | 0.012 | 0 | 0 | 0
IL Fac. Spec. - NOX Rate Summer v3.1, Unit 1487 and retrofits | 518 | 7305 | Rate Constraint in lbs/MMBtu | FALSE | L | Annual | Generation | TWh | 0.31068 | 0.19462 | 0.18692 | 0.1925 | 0 | 0 | 0
IL Fac. Spec. - NOX Rate Summer v3.1, Unit 1487 and retrofits | 518 | 7305 | Rate Constraint in lbs/MMBtu | FALSE | L | Annual | Qualifying Generation | TWh | 0.31068 | 0.19462 | 0.18692 | 0.1925 | 0 | 0 | 0
IL Fac. Spec. - NOX Rate Summer v3.1, Unit 1487 and retrofits | 518 | 7305 | Rate Constraint in lbs/MMBtu | FALSE | L | Annual | Rate | lb/MWh | 0.087984 | 0.087984 | 0.087984 | 0.087984 | 0 | 0 | 0
IL Fac. Spec. - NOX Rate Summer v3.1, Unit 1487 and retrofits | 518 | 7305 | Rate Constraint in lbs/MMBtu | FALSE | L | Annual | Constraint Shadow Price | US2022$/Ton | 0 | 0 | 0 | 0 | 0 | 0 | 0
IL Fac. Spec. - NOX Rate Summer v3.1, Unit 1488 and retrofits | 519 | 7305 | Rate Constraint in lbs/MMBtu | FALSE | L | Annual | Seasons Included | Seasons | Summer | Summer | Summer | Summer | Summer | Summer | Summer
IL Fac. Spec. - NOX Rate Summer v3.1, Unit 1488 and retrofits | 519 | 7305 | Rate Constraint in lbs/MMBtu | FALSE | L | Annual | Standard NOX | lb/MMBtu | 0.25 | 0.25 | 0.25 | 0.25 | 0.25 | 0.25 | 0.25
IL Fac. Spec. - NOX Rate Summer v3.1, Unit 1488 and retrofits | 519 | 7305 | Rate Constraint in lbs/MMBtu | FALSE | L | Annual | Emissions at Affected Plants NOX | Thousand Tons | 0.013667 | 0.0085618 | 0.007791 | 0.0084685 | 0 | 0 | 0
IL Fac. Spec. - NOX Rate Summer v3.1, Unit 1488 and retrofits | 519 | 7305 | Rate Constraint in lbs/MMBtu | FALSE | L | Annual | Allowances Purchased NOX | Thousand Tons | 0 | 0 | 0 | 0 | 0 | 0 | 0
IL Fac. Spec. - NOX Rate Summer v3.1, Unit 1488 and retrofits | 519 | 7305 | Rate Constraint in lbs/MMBtu | FALSE | L | Annual | Allowances Sold NOX | Thousand Tons | 0 | 0 | 0 | 0 | 0 | 0 | 0
IL Fac. Spec. - NOX Rate Summer v3.1, Unit 1488 and retrofits | 519 | 7305 | Rate Constraint in lbs/MMBtu | FALSE | L | Annual | Allowances Banked | Thousand Tons | 0 | 0 | 0 | 0 | 0 | 0 | 0
IL Fac. Spec. - NOX Rate Summer v3.1, Unit 1488 and retrofits | 519 | 7305 | Rate Constraint in lbs/MMBtu | FALSE | L | Annual | Allowances Withdrawn (1:1) | Thousand Tons | 0 | 0 | 0 | 0 | 0 | 0 | 0
IL Fac. Spec. - NOX Rate Summer v3.1, Unit 1488 and retrofits | 519 | 7305 | Rate Constraint in lbs/MMBtu | FALSE | L | Annual | Allowances Withdrawn (n:1) | Thousand Tons | 0 | 0 | 0 | 0 | 0 | 0 | 0
IL Fac. Spec. - NOX Rate Summer v3.1, Unit 1488 and retrofits | 519 | 7305 | Rate Constraint in lbs/MMBtu | FALSE | L | Annual | Net Emissions Allowance Position | Thousand Tons | 0.013667 | 0.0085618 | 0.007791 | 0.0084685 | 0 | 0 | 0
IL Fac. Spec. - NOX Rate Summer v3.1, Unit 1488 and retrofits | 519 | 7305 | Rate Constraint in lbs/MMBtu | FALSE | L | Annual | Fuel Consumed | TBtu | 2.2779 | 1.427 | 1.2985 | 1.4114 | 0 | 0 | 0
IL Fac. Spec. - NOX Rate Summer v3.1, Unit 1488 and retrofits | 519 | 7305 | Rate Constraint in lbs/MMBtu | FALSE | L | Annual | Rate | lb/MMBtu | 0.012 | 0.012 | 0.012 | 0.012 | 0 | 0 | 0
IL Fac. Spec. - NOX Rate Summer v3.1, Unit 1488 and retrofits | 519 | 7305 | Rate Constraint in lbs/MMBtu | FALSE | L | Annual | Generation | TWh | 0.31068 | 0.19462 | 0.1771 | 0.1925 | 0 | 0 | 0
IL Fac. Spec. - NOX Rate Summer v3.1, Unit 1488 and retrofits | 519 | 7305 | Rate Constraint in lbs/MMBtu | FALSE | L | Annual | Qualifying Generation | TWh | 0.31068 | 0.19462 | 0.1771 | 0.1925 | 0 | 0 | 0
IL Fac. Spec. - NOX Rate Summer v3.1, Unit 1488 and retrofits | 519 | 7305 | Rate Constraint in lbs/MMBtu | FALSE | L | Annual | Rate | lb/MWh | 0.087984 | 0.087984 | 0.087984 | 0.087984 | 0 | 0 | 0
IL Fac. Spec. - NOX Rate Summer v3.1, Unit 1488 and retrofits | 519 | 7305 | Rate Constraint in lbs/MMBtu | FALSE | L | Annual | Constraint Shadow Price | US2022$/Ton | 0 | 0 | 0 | 0 | 0 | 0 | 0
IL Fac. Spec. - NOX Rate Summer v3.1, Unit 1489 and retrofits | 520 | 7305 | Rate Constraint in lbs/MMBtu | FALSE | L | Annual | Seasons Included | Seasons | Summer | Summer | Summer | Summer | Summer | Summer | Summer
IL Fac. Spec. - NOX Rate Summer v3.1, Unit 1489 and retrofits | 520 | 7305 | Rate Constraint in lbs/MMBtu | FALSE | L | Annual | Standard NOX | lb/MMBtu | 0.25 | 0.25 | 0.25 | 0.25 | 0.25 | 0.25 | 0.25
IL Fac. Spec. - NOX Rate Summer v3.1, Unit 1489 and retrofits | 520 | 7305 | Rate Constraint in lbs/MMBtu | FALSE | L | Annual | Emissions at Affected Plants NOX | Thousand Tons | 0.018369 | 0.011507 | 0.010471 | 0.011382 | 0 | 0 | 0
IL Fac. Spec. - NOX Rate Summer v3.1, Unit 1489 and retrofits | 520 | 7305 | Rate Constraint in lbs/MMBtu | FALSE | L | Annual | Allowances Purchased NOX | Thousand Tons | 0 | 0 | 0 | 0 | 0 | 0 | 0
IL Fac. Spec. - NOX Rate Summer v3.1, Unit 1489 and retrofits | 520 | 7305 | Rate Constraint in lbs/MMBtu | FALSE | L | Annual | Allowances Sold NOX | Thousand Tons | 0 | 0 | 0 | 0 | 0 | 0 | 0
IL Fac. Spec. - NOX Rate Summer v3.1, Unit 1489 and retrofits | 520 | 7305 | Rate Constraint in lbs/MMBtu | FALSE | L | Annual | Allowances Banked | Thousand Tons | 0 | 0 | 0 | 0 | 0 | 0 | 0
IL Fac. Spec. - NOX Rate Summer v3.1, Unit 1489 and retrofits | 520 | 7305 | Rate Constraint in lbs/MMBtu | FALSE | L | Annual | Allowances Withdrawn (1:1) | Thousand Tons | 0 | 0 | 0 | 0 | 0 | 0 | 0
IL Fac. Spec. - NOX Rate Summer v3.1, Unit 1489 and retrofits | 520 | 7305 | Rate Constraint in lbs/MMBtu | FALSE | L | Annual | Allowances Withdrawn (n:1) | Thousand Tons | 0 | 0 | 0 | 0 | 0 | 0 | 0
IL Fac. Spec. - NOX Rate Summer v3.1, Unit 1489 and retrofits | 520 | 7305 | Rate Constraint in lbs/MMBtu | FALSE | L | Annual | Net Emissions Allowance Position | Thousand Tons | 0.018369 | 0.011507 | 0.010471 | 0.011382 | 0 | 0 | 0
IL Fac. Spec. - NOX Rate Summer v3.1, Unit 1489 and retrofits | 520 | 7305 | Rate Constraint in lbs/MMBtu | FALSE | L | Annual | Fuel Consumed | TBtu | 3.0615 | 1.9178 | 1.7452 | 1.8969 | 0 | 0 | 0
IL Fac. Spec. - NOX Rate Summer v3.1, Unit 1489 and retrofits | 520 | 7305 | Rate Constraint in lbs/MMBtu | FALSE | L | Annual | Rate | lb/MMBtu | 0.012 | 0.012 | 0.012 | 0.012 | 0 | 0 | 0
IL Fac. Spec. - NOX Rate Summer v3.1, Unit 1489 and retrofits | 520 | 7305 | Rate Constraint in lbs/MMBtu | FALSE | L | Annual | Generation | TWh | 0.41755 | 0.26157 | 0.23802 | 0.25872 | 0 | 0 | 0
IL Fac. Spec. - NOX Rate Summer v3.1, Unit 1489 and retrofits | 520 | 7305 | Rate Constraint in lbs/MMBtu | FALSE | L | Annual | Qualifying Generation | TWh | 0.41755 | 0.26157 | 0.23802 | 0.25872 | 0 | 0 | 0
IL Fac. Spec. - NOX Rate Summer v3.1, Unit 1489 and retrofits | 520 | 7305 | Rate Constraint in lbs/MMBtu | FALSE | L | Annual | Rate | lb/MWh | 0.087984 | 0.087984 | 0.087984 | 0.087984 | 0 | 0 | 0
IL Fac. Spec. - NOX Rate Summer v3.1, Unit 1489 and retrofits | 520 | 7305 | Rate Constraint in lbs/MMBtu | FALSE | L | Annual | Constraint Shadow Price | US2022$/Ton | 0 | 0 | 0 | 0 | 0 | 0 | 0
IL Fac. Spec. - NOX Rate Summer v3.1, Unit 1490 and retrofits | 521 | 7305 | Rate Constraint in lbs/MMBtu | FALSE | L | Annual | Seasons Included | Seasons | Summer | Summer | Summer | Summer | Summer | Summer | Summer
IL Fac. Spec. - NOX Rate Summer v3.1, Unit 1490 and retrofits | 521 | 7305 | Rate Constraint in lbs/MMBtu | FALSE | L | Annual | Standard NOX | lb/MMBtu | 0.25 | 0.25 | 0.25 | 0.25 | 0.25 | 0.25 | 0.25
IL Fac. Spec. - NOX Rate Summer v3.1, Unit 1490 and retrofits | 521 | 7305 | Rate Constraint in lbs/MMBtu | FALSE | L | Annual | Emissions at Affected Plants NOX | Thousand Tons | 0.018369 | 0.011507 | 0.010471 | 0.011382 | 0 | 0 | 0
IL Fac. Spec. - NOX Rate Summer v3.1, Unit 1490 and retrofits | 521 | 7305 | Rate Constraint in lbs/MMBtu | FALSE | L | Annual | Allowances Purchased NOX | Thousand Tons | 0 | 0 | 0 | 0 | 0 | 0 | 0
IL Fac. Spec. - NOX Rate Summer v3.1, Unit 1490 and retrofits | 521 | 7305 | Rate Constraint in lbs/MMBtu | FALSE | L | Annual | Allowances Sold NOX | Thousand Tons | 0 | 0 | 0 | 0 | 0 | 0 | 0
IL Fac. Spec. - NOX Rate Summer v3.1, Unit 1490 and retrofits | 521 | 7305 | Rate Constraint in lbs/MMBtu | FALSE | L | Annual | Allowances Banked | Thousand Tons | 0 | 0 | 0 | 0 | 0 | 0 | 0
IL Fac. Spec. - NOX Rate Summer v3.1, Unit 1490 and retrofits | 521 | 7305 | Rate Constraint in lbs/MMBtu | FALSE | L | Annual | Allowances Withdrawn (1:1) | Thousand Tons | 0 | 0 | 0 | 0 | 0 | 0 | 0
IL Fac. Spec. - NOX Rate Summer v3.1, Unit 1490 and retrofits | 521 | 7305 | Rate Constraint in lbs/MMBtu | FALSE | L | Annual | Allowances Withdrawn (n:1) | Thousand Tons | 0 | 0 | 0 | 0 | 0 | 0 | 0
IL Fac. Spec. - NOX Rate Summer v3.1, Unit 1490 and retrofits | 521 | 7305 | Rate Constraint in lbs/MMBtu | FALSE | L | Annual | Net Emissions Allowance Position | Thousand Tons | 0.018369 | 0.011507 | 0.010471 | 0.011382 | 0 | 0 | 0
IL Fac. Spec. - NOX Rate Summer v3.1, Unit 1490 and retrofits | 521 | 7305 | Rate Constraint in lbs/MMBtu | FALSE | L | Annual | Fuel Consumed | TBtu | 3.0615 | 1.9178 | 1.7452 | 1.8969 | 0 | 0 | 0
IL Fac. Spec. - NOX Rate Summer v3.1, Unit 1490 and retrofits | 521 | 7305 | Rate Constraint in lbs/MMBtu | FALSE | L | Annual | Rate | lb/MMBtu | 0.012 | 0.012 | 0.012 | 0.012 | 0 | 0 | 0
IL Fac. Spec. - NOX Rate Summer v3.1, Unit 1490 and retrofits | 521 | 7305 | Rate Constraint in lbs/MMBtu | FALSE | L | Annual | Generation | TWh | 0.41755 | 0.26157 | 0.23802 | 0.25872 | 0 | 0 | 0
IL Fac. Spec. - NOX Rate Summer v3.1, Unit 1490 and retrofits | 521 | 7305 | Rate Constraint in lbs/MMBtu | FALSE | L | Annual | Qualifying Generation | TWh | 0.41755 | 0.26157 | 0.23802 | 0.25872 | 0 | 0 | 0
IL Fac. Spec. - NOX Rate Summer v3.1, Unit 1490 and retrofits | 521 | 7305 | Rate Constraint in lbs/MMBtu | FALSE | L | Annual | Rate | lb/MWh | 0.087984 | 0.087984 | 0.087984 | 0.087984 | 0 | 0 | 0
IL Fac. Spec. - NOX Rate Summer v3.1, Unit 1490 and retrofits | 521 | 7305 | Rate Constraint in lbs/MMBtu | FALSE | L | Annual | Constraint Shadow Price | US2022$/Ton | 0 | 0 | 0 | 0 | 0 | 0 | 0
IL Fac. Spec. - NOX Rate Summer v3.1, Unit 1491 and retrofits | 522 | 7305 | Rate Constraint in lbs/MMBtu | FALSE | L | Annual | Seasons Included | Seasons | Summer | Summer | Summer | Summer | Summer | Summer | Summer
IL Fac. Spec. - NOX Rate Summer v3.1, Unit 1491 and retrofits | 522 | 7305 | Rate Constraint in lbs/MMBtu | FALSE | L | Annual | Standard NOX | lb/MMBtu | 0.25 | 0.25 | 0.25 | 0.25 | 0.25 | 0.25 | 0.25
IL Fac. Spec. - NOX Rate Summer v3.1, Unit 1491 and retrofits | 522 | 7305 | Rate Constraint in lbs/MMBtu | FALSE | L | Annual | Emissions at Affected Plants NOX | Thousand Tons | 0.062054 | 0.068911 | 0.05189 | 0.032372 | 0 | 0 | 0
IL Fac. Spec. - NOX Rate Summer v3.1, Unit 1491 and retrofits | 522 | 7305 | Rate Constraint in lbs/MMBtu | FALSE | L | Annual | Allowances Purchased NOX | Thousand Tons | 0 | 0 | 0 | 0 | 0 | 0 | 0
IL Fac. Spec. - NOX Rate Summer v3.1, Unit 1491 and retrofits | 522 | 7305 | Rate Constraint in lbs/MMBtu | FALSE | L | Annual | Allowances Sold NOX | Thousand Tons | 0 | 0 | 0 | 0 | 0 | 0 | 0
IL Fac. Spec. - NOX Rate Summer v3.1, Unit 1491 and retrofits | 522 | 7305 | Rate Constraint in lbs/MMBtu | FALSE | L | Annual | Allowances Banked | Thousand Tons | 0 | 0 | 0 | 0 | 0 | 0 | 0
IL Fac. Spec. - NOX Rate Summer v3.1, Unit 1491 and retrofits | 522 | 7305 | Rate Constraint in lbs/MMBtu | FALSE | L | Annual | Allowances Withdrawn (1:1) | Thousand Tons | 0 | 0 | 0 | 0 | 0 | 0 | 0
IL Fac. Spec. - NOX Rate Summer v3.1, Unit 1491 and retrofits | 522 | 7305 | Rate Constraint in lbs/MMBtu | FALSE | L | Annual | Allowances Withdrawn (n:1) | Thousand Tons | 0 | 0 | 0 | 0 | 0 | 0 | 0
IL Fac. Spec. - NOX Rate Summer v3.1, Unit 1491 and retrofits | 522 | 7305 | Rate Constraint in lbs/MMBtu | FALSE | L | Annual | Net Emissions Allowance Position | Thousand Tons | 0.062054 | 0.068911 | 0.05189 | 0.032372 | 0 | 0 | 0
IL Fac. Spec. - NOX Rate Summer v3.1, Unit 1491 and retrofits | 522 | 7305 | Rate Constraint in lbs/MMBtu | FALSE | L | Annual | Fuel Consumed | TBtu | 11.2825 | 12.5293 | 9.4345 | 5.8859 | 0 | 0 | 0
IL Fac. Spec. - NOX Rate Summer v3.1, Unit 1491 and retrofits | 522 | 7305 | Rate Constraint in lbs/MMBtu | FALSE | L | Annual | Rate | lb/MMBtu | 0.011 | 0.011 | 0.011 | 0.011 | 0 | 0 | 0
IL Fac. Spec. - NOX Rate Summer v3.1, Unit 1491 and retrofits | 522 | 7305 | Rate Constraint in lbs/MMBtu | FALSE | L | Annual | Generation | TWh | 1.7712 | 1.9669 | 1.4811 | 0.924 | 0 | 0 | 0
IL Fac. Spec. - NOX Rate Summer v3.1, Unit 1491 and retrofits | 522 | 7305 | Rate Constraint in lbs/MMBtu | FALSE | L | Annual | Qualifying Generation | TWh | 1.7712 | 1.9669 | 1.4811 | 0.924 | 0 | 0 | 0
IL Fac. Spec. - NOX Rate Summer v3.1, Unit 1491 and retrofits | 522 | 7305 | Rate Constraint in lbs/MMBtu | FALSE | L | Annual | Rate | lb/MWh | 0.07007 | 0.07007 | 0.07007 | 0.07007 | 0 | 0 | 0
IL Fac. Spec. - NOX Rate Summer v3.1, Unit 1491 and retrofits | 522 | 7305 | Rate Constraint in lbs/MMBtu | FALSE | L | Annual | Constraint Shadow Price | US2022$/Ton | 0 | 0 | 0 | 0 | 0 | 0 | 0
IL Fac. Spec. - NOX Rate Summer v3.1, Unit 1492 and retrofits | 523 | 7305 | Rate Constraint in lbs/MMBtu | FALSE | L | Annual | Seasons Included | Seasons | Summer | Summer | Summer | Summer | Summer | Summer | Summer
IL Fac. Spec. - NOX Rate Summer v3.1, Unit 1492 and retrofits | 523 | 7305 | Rate Constraint in lbs/MMBtu | FALSE | L | Annual | Standard NOX | lb/MMBtu | 0.25 | 0.25 | 0.25 | 0.25 | 0.25 | 0.25 | 0.25
IL Fac. Spec. - NOX Rate Summer v3.1, Unit 1492 and retrofits | 523 | 7305 | Rate Constraint in lbs/MMBtu | FALSE | L | Annual | Emissions at Affected Plants NOX | Thousand Tons | 0.052246 | 0.068911 | 0.05189 | 0.032372 | 0 | 0 | 0
IL Fac. Spec. - NOX Rate Summer v3.1, Unit 1492 and retrofits | 523 | 7305 | Rate Constraint in lbs/MMBtu | FALSE | L | Annual | Allowances Purchased NOX | Thousand Tons | 0 | 0 | 0 | 0 | 0 | 0 | 0
IL Fac. Spec. - NOX Rate Summer v3.1, Unit 1492 and retrofits | 523 | 7305 | Rate Constraint in lbs/MMBtu | FALSE | L | Annual | Allowances Sold NOX | Thousand Tons | 0 | 0 | 0 | 0 | 0 | 0 | 0
IL Fac. Spec. - NOX Rate Summer v3.1, Unit 1492 and retrofits | 523 | 7305 | Rate Constraint in lbs/MMBtu | FALSE | L | Annual | Allowances Banked | Thousand Tons | 0 | 0 | 0 | 0 | 0 | 0 | 0
IL Fac. Spec. - NOX Rate Summer v3.1, Unit 1492 and retrofits | 523 | 7305 | Rate Constraint in lbs/MMBtu | FALSE | L | Annual | Allowances Withdrawn (1:1) | Thousand Tons | 0 | 0 | 0 | 0 | 0 | 0 | 0
IL Fac. Spec. - NOX Rate Summer v3.1, Unit 1492 and retrofits | 523 | 7305 | Rate Constraint in lbs/MMBtu | FALSE | L | Annual | Allowances Withdrawn (n:1) | Thousand Tons | 0 | 0 | 0 | 0 | 0 | 0 | 0
IL Fac. Spec. - NOX Rate Summer v3.1, Unit 1492 and retrofits | 523 | 7305 | Rate Constraint in lbs/MMBtu | FALSE | L | Annual | Net Emissions Allowance Position | Thousand Tons | 0.052246 | 0.068911 | 0.05189 | 0.032372 | 0 | 0 | 0
IL Fac. Spec. - NOX Rate Summer v3.1, Unit 1492 and retrofits | 523 | 7305 | Rate Constraint in lbs/MMBtu | FALSE | L | Annual | Fuel Consumed | TBtu | 9.4993 | 12.5293 | 9.4345 | 5.8859 | 0 | 0 | 0
IL Fac. Spec. - NOX Rate Summer v3.1, Unit 1492 and retrofits | 523 | 7305 | Rate Constraint in lbs/MMBtu | FALSE | L | Annual | Rate | lb/MMBtu | 0.011 | 0.011 | 0.011 | 0.011 | 0 | 0 | 0
IL Fac. Spec. - NOX Rate Summer v3.1, Unit 1492 and retrofits | 523 | 7305 | Rate Constraint in lbs/MMBtu | FALSE | L | Annual | Generation | TWh | 1.4913 | 1.9669 | 1.4811 | 0.924 | 0 | 0 | 0
IL Fac. Spec. - NOX Rate Summer v3.1, Unit 1492 and retrofits | 523 | 7305 | Rate Constraint in lbs/MMBtu | FALSE | L | Annual | Qualifying Generation | TWh | 1.4913 | 1.9669 | 1.4811 | 0.924 | 0 | 0 | 0
IL Fac. Spec. - NOX Rate Summer v3.1, Unit 1492 and retrofits | 523 | 7305 | Rate Constraint in lbs/MMBtu | FALSE | L | Annual | Rate | lb/MWh | 0.07007 | 0.07007 | 0.07007 | 0.07007 | 0 | 0 | 0
IL Fac. Spec. - NOX Rate Summer v3.1, Unit 1492 and retrofits | 523 | 7305 | Rate Constraint in lbs/MMBtu | FALSE | L | Annual | Constraint Shadow Price | US2022$/Ton | 0 | 0 | 0 | 0 | 0 | 0 | 0
IL Fac. Spec. - NOX Rate Summer v3.1, Unit 1494 and retrofits | 524 | 7305 | Rate Constraint in lbs/MMBtu | FALSE | L | Annual | Seasons Included | Seasons | Summer | Summer | Summer | Summer | Summer | Summer | Summer
IL Fac. Spec. - NOX Rate Summer v3.1, Unit 1494 and retrofits | 524 | 7305 | Rate Constraint in lbs/MMBtu | FALSE | L | Annual | Standard NOX | lb/MMBtu | 0.25 | 0.25 | 0.25 | 0.25 | 0.25 | 0.25 | 0.25
IL Fac. Spec. - NOX Rate Summer v3.1, Unit 1494 and retrofits | 524 | 7305 | Rate Constraint in lbs/MMBtu | FALSE | L | Annual | Emissions at Affected Plants NOX | Thousand Tons | 0.032861 | 0.032755 | 0.032637 | 0.020361 | 0 | 0 | 0
IL Fac. Spec. - NOX Rate Summer v3.1, Unit 1494 and retrofits | 524 | 7305 | Rate Constraint in lbs/MMBtu | FALSE | L | Annual | Allowances Purchased NOX | Thousand Tons | 0 | 0 | 0 | 0 | 0 | 0 | 0
IL Fac. Spec. - NOX Rate Summer v3.1, Unit 1494 and retrofits | 524 | 7305 | Rate Constraint in lbs/MMBtu | FALSE | L | Annual | Allowances Sold NOX | Thousand Tons | 0 | 0 | 0 | 0 | 0 | 0 | 0
IL Fac. Spec. - NOX Rate Summer v3.1, Unit 1494 and retrofits | 524 | 7305 | Rate Constraint in lbs/MMBtu | FALSE | L | Annual | Allowances Banked | Thousand Tons | 0 | 0 | 0 | 0 | 0 | 0 | 0
IL Fac. Spec. - NOX Rate Summer v3.1, Unit 1494 and retrofits | 524 | 7305 | Rate Constraint in lbs/MMBtu | FALSE | L | Annual | Allowances Withdrawn (1:1) | Thousand Tons | 0 | 0 | 0 | 0 | 0 | 0 | 0
IL Fac. Spec. - NOX Rate Summer v3.1, Unit 1494 and retrofits | 524 | 7305 | Rate Constraint in lbs/MMBtu | FALSE | L | Annual | Allowances Withdrawn (n:1) | Thousand Tons | 0 | 0 | 0 | 0 | 0 | 0 | 0
IL Fac. Spec. - NOX Rate Summer v3.1, Unit 1494 and retrofits | 524 | 7305 | Rate Constraint in lbs/MMBtu | FALSE | L | Annual | Net Emissions Allowance Position | Thousand Tons | 0.032861 | 0.032755 | 0.032637 | 0.020361 | 0 | 0 | 0
IL Fac. Spec. - NOX Rate Summer v3.1, Unit 1494 and retrofits | 524 | 7305 | Rate Constraint in lbs/MMBtu | FALSE | L | Annual | Fuel Consumed | TBtu | 0.77459 | 0.77209 | 0.7693 | 0.47995 | 0 | 0 | 0
IL Fac. Spec. - NOX Rate Summer v3.1, Unit 1494 and retrofits | 524 | 7305 | Rate Constraint in lbs/MMBtu | FALSE | L | Annual | Rate | lb/MMBtu | 0.084848 | 0.084848 | 0.084848 | 0.084848 | 0 | 0 | 0
IL Fac. Spec. - NOX Rate Summer v3.1, Unit 1494 and retrofits | 524 | 7305 | Rate Constraint in lbs/MMBtu | FALSE | L | Annual | Generation | TWh | 0.10936 | 0.10901 | 0.10861 | 0.06776 | 0 | 0 | 0
IL Fac. Spec. - NOX Rate Summer v3.1, Unit 1494 and retrofits | 524 | 7305 | Rate Constraint in lbs/MMBtu | FALSE | L | Annual | Qualifying Generation | TWh | 0.10936 | 0.10901 | 0.10861 | 0.06776 | 0 | 0 | 0
IL Fac. Spec. - NOX Rate Summer v3.1, Unit 1494 and retrofits | 524 | 7305 | Rate Constraint in lbs/MMBtu | FALSE | L | Annual | Rate | lb/MWh | 0.60098 | 0.60098 | 0.60098 | 0.60098 | 0 | 0 | 0
IL Fac. Spec. - NOX Rate Summer v3.1, Unit 1494 and retrofits | 524 | 7305 | Rate Constraint in lbs/MMBtu | FALSE | L | Annual | Constraint Shadow Price | US2022$/Ton | 0 | 0 | 0 | 0 | 0 | 0 | 0
IL Fac. Spec. - NOX Rate Summer v3.1, Unit 1495 and retrofits | 525 | 7305 | Rate Constraint in lbs/MMBtu | FALSE | L | Annual | Seasons Included | Seasons | Summer | Summer | Summer | Summer | Summer | Summer | Summer
IL Fac. Spec. - NOX Rate Summer v3.1, Unit 1495 and retrofits | 525 | 7305 | Rate Constraint in lbs/MMBtu | FALSE | L | Annual | Standard NOX | lb/MMBtu | 0.25 | 0.25 | 0.25 | 0.25 | 0.25 | 0.25 | 0.25
IL Fac. Spec. - NOX Rate Summer v3.1, Unit 1495 and retrofits | 525 | 7305 | Rate Constraint in lbs/MMBtu | FALSE | L | Annual | Emissions at Affected Plants NOX | Thousand Tons | 0.032861 | 0.032755 | 0.032637 | 0.020361 | 0 | 0 | 0
IL Fac. Spec. - NOX Rate Summer v3.1, Unit 1495 and retrofits | 525 | 7305 | Rate Constraint in lbs/MMBtu | FALSE | L | Annual | Allowances Purchased NOX | Thousand Tons | 0 | 0 | 0 | 0 | 0 | 0 | 0
IL Fac. Spec. - NOX Rate Summer v3.1, Unit 1495 and retrofits | 525 | 7305 | Rate Constraint in lbs/MMBtu | FALSE | L | Annual | Allowances Sold NOX | Thousand Tons | 0 | 0 | 0 | 0 | 0 | 0 | 0
IL Fac. Spec. - NOX Rate Summer v3.1, Unit 1495 and retrofits | 525 | 7305 | Rate Constraint in lbs/MMBtu | FALSE | L | Annual | Allowances Banked | Thousand Tons | 0 | 0 | 0 | 0 | 0 | 0 | 0
IL Fac. Spec. - NOX Rate Summer v3.1, Unit 1495 and retrofits | 525 | 7305 | Rate Constraint in lbs/MMBtu | FALSE | L | Annual | Allowances Withdrawn (1:1) | Thousand Tons | 0 | 0 | 0 | 0 | 0 | 0 | 0
IL Fac. Spec. - NOX Rate Summer v3.1, Unit 1495 and retrofits | 525 | 7305 | Rate Constraint in lbs/MMBtu | FALSE | L | Annual | Allowances Withdrawn (n:1) | Thousand Tons | 0 | 0 | 0 | 0 | 0 | 0 | 0
IL Fac. Spec. - NOX Rate Summer v3.1, Unit 1495 and retrofits | 525 | 7305 | Rate Constraint in lbs/MMBtu | FALSE | L | Annual | Net Emissions Allowance Position | Thousand Tons | 0.032861 | 0.032755 | 0.032637 | 0.020361 | 0 | 0 | 0
IL Fac. Spec. - NOX Rate Summer v3.1, Unit 1495 and retrofits | 525 | 7305 | Rate Constraint in lbs/MMBtu | FALSE | L | Annual | Fuel Consumed | TBtu | 0.77459 | 0.77209 | 0.7693 | 0.47995 | 0 | 0 | 0
IL Fac. Spec. - NOX Rate Summer v3.1, Unit 1495 and retrofits | 525 | 7305 | Rate Constraint in lbs/MMBtu | FALSE | L | Annual | Rate | lb/MMBtu | 0.084848 | 0.084848 | 0.084848 | 0.084848 | 0 | 0 | 0
IL Fac. Spec. - NOX Rate Summer v3.1, Unit 1495 and retrofits | 525 | 7305 | Rate Constraint in lbs/MMBtu | FALSE | L | Annual | Generation | TWh | 0.10936 | 0.10901 | 0.10861 | 0.06776 | 0 | 0 | 0
IL Fac. Spec. - NOX Rate Summer v3.1, Unit 1495 and retrofits | 525 | 7305 | Rate Constraint in lbs/MMBtu | FALSE | L | Annual | Qualifying Generation | TWh | 0.10936 | 0.10901 | 0.10861 | 0.06776 | 0 | 0 | 0
IL Fac. Spec. - NOX Rate Summer v3.1, Unit 1495 and retrofits | 525 | 7305 | Rate Constraint in lbs/MMBtu | FALSE | L | Annual | Rate | lb/MWh | 0.60098 | 0.60098 | 0.60098 | 0.60098 | 0 | 0 | 0
IL Fac. Spec. - NOX Rate Summer v3.1, Unit 1495 and retrofits | 525 | 7305 | Rate Constraint in lbs/MMBtu | FALSE | L | Annual | Constraint Shadow Price | US2022$/Ton | 0 | 0 | 0 | 0 | 0 | 0 | 0
IL Fac. Spec. - NOX Rate Summer v3.1, Unit 1496 and retrofits | 526 | 7305 | Rate Constraint in lbs/MMBtu | FALSE | L | Annual | Seasons Included | Seasons | Summer | Summer | Summer | Summer | Summer | Summer | Summer
IL Fac. Spec. - NOX Rate Summer v3.1, Unit 1496 and retrofits | 526 | 7305 | Rate Constraint in lbs/MMBtu | FALSE | L | Annual | Standard NOX | lb/MMBtu | 0.25 | 0.25 | 0.25 | 0.25 | 0.25 | 0.25 | 0.25
IL Fac. Spec. - NOX Rate Summer v3.1, Unit 1496 and retrofits | 526 | 7305 | Rate Constraint in lbs/MMBtu | FALSE | L | Annual | Emissions at Affected Plants NOX | Thousand Tons | 0.032861 | 0.032755 | 0.032637 | 0.020361 | 0 | 0 | 0
IL Fac. Spec. - NOX Rate Summer v3.1, Unit 1496 and retrofits | 526 | 7305 | Rate Constraint in lbs/MMBtu | FALSE | L | Annual | Allowances Purchased NOX | Thousand Tons | 0 | 0 | 0 | 0 | 0 | 0 | 0
IL Fac. Spec. - NOX Rate Summer v3.1, Unit 1496 and retrofits | 526 | 7305 | Rate Constraint in lbs/MMBtu | FALSE | L | Annual | Allowances Sold NOX | Thousand Tons | 0 | 0 | 0 | 0 | 0 | 0 | 0
IL Fac. Spec. - NOX Rate Summer v3.1, Unit 1496 and retrofits | 526 | 7305 | Rate Constraint in lbs/MMBtu | FALSE | L | Annual | Allowances Banked | Thousand Tons | 0 | 0 | 0 | 0 | 0 | 0 | 0
IL Fac. Spec. - NOX Rate Summer v3.1, Unit 1496 and retrofits | 526 | 7305 | Rate Constraint in lbs/MMBtu | FALSE | L | Annual | Allowances Withdrawn (1:1) | Thousand Tons | 0 | 0 | 0 | 0 | 0 | 0 | 0
IL Fac. Spec. - NOX Rate Summer v3.1, Unit 1496 and retrofits | 526 | 7305 | Rate Constraint in lbs/MMBtu | FALSE | L | Annual | Allowances Withdrawn (n:1) | Thousand Tons | 0 | 0 | 0 | 0 | 0 | 0 | 0
IL Fac. Spec. - NOX Rate Summer v3.1, Unit 1496 and retrofits | 526 | 7305 | Rate Constraint in lbs/MMBtu | FALSE | L | Annual | Net Emissions Allowance Position | Thousand Tons | 0.032861 | 0.032755 | 0.032637 | 0.020361 | 0 | 0 | 0
IL Fac. Spec. - NOX Rate Summer v3.1, Unit 1496 and retrofits | 526 | 7305 | Rate Constraint in lbs/MMBtu | FALSE | L | Annual | Fuel Consumed | TBtu | 0.77459 | 0.77209 | 0.7693 | 0.47995 | 0 | 0 | 0
IL Fac. Spec. - NOX Rate Summer v3.1, Unit 1496 and retrofits | 526 | 7305 | Rate Constraint in lbs/MMBtu | FALSE | L | Annual | Rate | lb/MMBtu | 0.084848 | 0.084848 | 0.084848 | 0.084848 | 0 | 0 | 0
IL Fac. Spec. - NOX Rate Summer v3.1, Unit 1496 and retrofits | 526 | 7305 | Rate Constraint in lbs/MMBtu | FALSE | L | Annual | Generation | TWh | 0.10936 | 0.10901 | 0.10861 | 0.06776 | 0 | 0 | 0
IL Fac. Spec. - NOX Rate Summer v3.1, Unit 1496 and retrofits | 526 | 7305 | Rate Constraint in lbs/MMBtu | FALSE | L | Annual | Qualifying Generation | TWh | 0.10936 | 0.10901 | 0.10861 | 0.06776 | 0 | 0 | 0
IL Fac. Spec. - NOX Rate Summer v3.1, Unit 1496 and retrofits | 526 | 7305 | Rate Constraint in lbs/MMBtu | FALSE | L | Annual | Rate | lb/MWh | 0.60098 | 0.60098 | 0.60098 | 0.60098 | 0 | 0 | 0
IL Fac. Spec. - NOX Rate Summer v3.1, Unit 1496 and retrofits | 526 | 7305 | Rate Constraint in lbs/MMBtu | FALSE | L | Annual | Constraint Shadow Price | US2022$/Ton | 0 | 0 | 0 | 0 | 0 | 0 | 0
IL Fac. Spec. - NOX Rate Summer v3.1, Unit 1497 and retrofits | 527 | 7305 | Rate Constraint in lbs/MMBtu | FALSE | L | Annual | Seasons Included | Seasons | Summer | Summer | Summer | Summer | Summer | Summer | Summer
IL Fac. Spec. - NOX Rate Summer v3.1, Unit 1497 and retrofits | 527 | 7305 | Rate Constraint in lbs/MMBtu | FALSE | L | Annual | Standard NOX | lb/MMBtu | 0.25 | 0.25 | 0.25 | 0.25 | 0.25 | 0.25 | 0.25
IL Fac. Spec. - NOX Rate Summer v3.1, Unit 1497 and retrofits | 527 | 7305 | Rate Constraint in lbs/MMBtu | FALSE | L | Annual | Emissions at Affected Plants NOX | Thousand Tons | 0.046305 | 0.046155 | 0.045989 | 0.028691 | 0.0020281 | 0.0042949 | 0.0046249
IL Fac. Spec. - NOX Rate Summer v3.1, Unit 1497 and retrofits | 527 | 7305 | Rate Constraint in lbs/MMBtu | FALSE | L | Annual | Allowances Purchased NOX | Thousand Tons | 0 | 0 | 0 | 0 | 0 | 0 | 0
IL Fac. Spec. - NOX Rate Summer v3.1, Unit 1497 and retrofits | 527 | 7305 | Rate Constraint in lbs/MMBtu | FALSE | L | Annual | Allowances Sold NOX | Thousand Tons | 0 | 0 | 0 | 0 | 0 | 0 | 0
IL Fac. Spec. - NOX Rate Summer v3.1, Unit 1497 and retrofits | 527 | 7305 | Rate Constraint in lbs/MMBtu | FALSE | L | Annual | Allowances Banked | Thousand Tons | 0 | 0 | 0 | 0 | 0 | 0 | 0
IL Fac. Spec. - NOX Rate Summer v3.1, Unit 1497 and retrofits | 527 | 7305 | Rate Constraint in lbs/MMBtu | FALSE | L | Annual | Allowances Withdrawn (1:1) | Thousand Tons | 0 | 0 | 0 | 0 | 0 | 0 | 0
IL Fac. Spec. - NOX Rate Summer v3.1, Unit 1497 and retrofits | 527 | 7305 | Rate Constraint in lbs/MMBtu | FALSE | L | Annual | Allowances Withdrawn (n:1) | Thousand Tons | 0 | 0 | 0 | 0 | 0 | 0 | 0
IL Fac. Spec. - NOX Rate Summer v3.1, Unit 1497 and retrofits | 527 | 7305 | Rate Constraint in lbs/MMBtu | FALSE | L | Annual | Net Emissions Allowance Position | Thousand Tons | 0.046305 | 0.046155 | 0.045989 | 0.028691 | 0.0020281 | 0.0042949 | 0.0046249
IL Fac. Spec. - NOX Rate Summer v3.1, Unit 1497 and retrofits | 527 | 7305 | Rate Constraint in lbs/MMBtu | FALSE | L | Annual | Fuel Consumed | TBtu | 1.0915 | 1.0879 | 1.084 | 0.67629 | 0.047805 | 0.10124 | 0.10902
IL Fac. Spec. - NOX Rate Summer v3.1, Unit 1497 and retrofits | 527 | 7305 | Rate Constraint in lbs/MMBtu | FALSE | L | Annual | Rate | lb/MMBtu | 0.084848 | 0.084848 | 0.084848 | 0.084848 | 0.084848 | 0.084848 | 0.084848
IL Fac. Spec. - NOX Rate Summer v3.1, Unit 1497 and retrofits | 527 | 7305 | Rate Constraint in lbs/MMBtu | FALSE | L | Annual | Generation | TWh | 0.1541 | 0.1536 | 0.15305 | 0.09548 | 0.0067492 | 0.014293 | 0.015391
IL Fac. Spec. - NOX Rate Summer v3.1, Unit 1497 and retrofits | 527 | 7305 | Rate Constraint in lbs/MMBtu | FALSE | L | Annual | Qualifying Generation | TWh | 0.1541 | 0.1536 | 0.15305 | 0.09548 | 0.0067492 | 0.014293 | 0.015391
IL Fac. Spec. - NOX Rate Summer v3.1, Unit 1497 and retrofits | 527 | 7305 | Rate Constraint in lbs/MMBtu | FALSE | L | Annual | Rate | lb/MWh | 0.60098 | 0.60098 | 0.60098 | 0.60098 | 0.60098 | 0.60098 | 0.60098
IL Fac. Spec. - NOX Rate Summer v3.1, Unit 1497 and retrofits | 527 | 7305 | Rate Constraint in lbs/MMBtu | FALSE | L | Annual | Constraint Shadow Price | US2022$/Ton | 0 | 0 | 0 | 0 | 0 | 0 | 0
IL Fac. Spec. - NOX Rate Summer v3.1, Unit 1498 and retrofits | 528 | 7305 | Rate Constraint in lbs/MMBtu | FALSE | L | Annual | Seasons Included | Seasons | Summer | Summer | Summer | Summer | Summer | Summer | Summer
IL Fac. Spec. - NOX Rate Summer v3.1, Unit 1498 and retrofits | 528 | 7305 | Rate Constraint in lbs/MMBtu | FALSE | L | Annual | Standard NOX | lb/MMBtu | 0.25 | 0.25 | 0.25 | 0.25 | 0.25 | 0.25 | 0.25
IL Fac. Spec. - NOX Rate Summer v3.1, Unit 1498 and retrofits | 528 | 7305 | Rate Constraint in lbs/MMBtu | FALSE | L | Annual | Emissions at Affected Plants NOX | Thousand Tons | 0.069715 | 0.069715 | 0.053929 | 0.03275 | 0.00053891 | 0.0008642 | 0.00086452
IL Fac. Spec. - NOX Rate Summer v3.1, Unit 1498 and retrofits | 528 | 7305 | Rate Constraint in lbs/MMBtu | FALSE | L | Annual | Allowances Purchased NOX | Thousand Tons | 0 | 0 | 0 | 0 | 0 | 0 | 0
IL Fac. Spec. - NOX Rate Summer v3.1, Unit 1498 and retrofits | 528 | 7305 | Rate Constraint in lbs/MMBtu | FALSE | L | Annual | Allowances Sold NOX | Thousand Tons | 0 | 0 | 0 | 0 | 0 | 0 | 0
IL Fac. Spec. - NOX Rate Summer v3.1, Unit 1498 and retrofits | 528 | 7305 | Rate Constraint in lbs/MMBtu | FALSE | L | Annual | Allowances Banked | Thousand Tons | 0 | 0 | 0 | 0 | 0 | 0 | 0
IL Fac. Spec. - NOX Rate Summer v3.1, Unit 1498 and retrofits | 528 | 7305 | Rate Constraint in lbs/MMBtu | FALSE | L | Annual | Allowances Withdrawn (1:1) | Thousand Tons | 0 | 0 | 0 | 0 | 0 | 0 | 0
IL Fac. Spec. - NOX Rate Summer v3.1, Unit 1498 and retrofits | 528 | 7305 | Rate Constraint in lbs/MMBtu | FALSE | L | Annual | Allowances Withdrawn (n:1) | Thousand Tons | 0 | 0 | 0 | 0 | 0 | 0 | 0
IL Fac. Spec. - NOX Rate Summer v3.1, Unit 1498 and retrofits | 528 | 7305 | Rate Constraint in lbs/MMBtu | FALSE | L | Annual | Net Emissions Allowance Position | Thousand Tons | 0.069715 | 0.069715 | 0.053929 | 0.03275 | 0.00053891 | 0.0008642 | 0.00086452
IL Fac. Spec. - NOX Rate Summer v3.1, Unit 1498 and retrofits | 528 | 7305 | Rate Constraint in lbs/MMBtu | FALSE | L | Annual | Fuel Consumed | TBtu | 12.6755 | 12.6755 | 9.8052 | 5.9546 | 0.097985 | 0.15713 | 0.15718
IL Fac. Spec. - NOX Rate Summer v3.1, Unit 1498 and retrofits | 528 | 7305 | Rate Constraint in lbs/MMBtu | FALSE | L | Annual | Rate | lb/MMBtu | 0.011 | 0.011 | 0.011 | 0.011 | 0.011 | 0.011 | 0.011
IL Fac. Spec. - NOX Rate Summer v3.1, Unit 1498 and retrofits | 528 | 7305 | Rate Constraint in lbs/MMBtu | FALSE | L | Annual | Generation | TWh | 1.9899 | 1.9899 | 1.5393 | 0.93478 | 0.015382 | 0.024667 | 0.024676
IL Fac. Spec. - NOX Rate Summer v3.1, Unit 1498 and retrofits | 528 | 7305 | Rate Constraint in lbs/MMBtu | FALSE | L | Annual | Qualifying Generation | TWh | 1.9899 | 1.9899 | 1.5393 | 0.93478 | 0.015382 | 0.024667 | 0.024676
IL Fac. Spec. - NOX Rate Summer v3.1, Unit 1498 and retrofits | 528 | 7305 | Rate Constraint in lbs/MMBtu | FALSE | L | Annual | Rate | lb/MWh | 0.07007 | 0.07007 | 0.07007 | 0.07007 | 0.07007 | 0.07007 | 0.07007
IL Fac. Spec. - NOX Rate Summer v3.1, Unit 1498 and retrofits | 528 | 7305 | Rate Constraint in lbs/MMBtu | FALSE | L | Annual | Constraint Shadow Price | US2022$/Ton | 0 | 0 | 0 | 0 | 0 | 0 | 0
IL Fac. Spec. - NOX Rate Summer v3.1, Unit 1499 and retrofits | 529 | 7305 | Rate Constraint in lbs/MMBtu | FALSE | L | Annual | Seasons Included | Seasons | Summer | Summer | Summer | Summer | Summer | Summer | Summer
IL Fac. Spec. - NOX Rate Summer v3.1, Unit 1499 and retrofits | 529 | 7305 | Rate Constraint in lbs/MMBtu | FALSE | L | Annual | Standard NOX | lb/MMBtu | 0.25 | 0.25 | 0.25 | 0.25 | 0.25 | 0.25 | 0.25
IL Fac. Spec. - NOX Rate Summer v3.1, Unit 1499 and retrofits | 529 | 7305 | Rate Constraint in lbs/MMBtu | FALSE | L | Annual | Emissions at Affected Plants NOX | Thousand Tons | 0.069715 | 0.069715 | 0.052495 | 0.03275 | 0 | 0 | 0
IL Fac. Spec. - NOX Rate Summer v3.1, Unit 1499 and retrofits | 529 | 7305 | Rate Constraint in lbs/MMBtu | FALSE | L | Annual | Allowances Purchased NOX | Thousand Tons | 0 | 0 | 0 | 0 | 0 | 0 | 0
IL Fac. Spec. - NOX Rate Summer v3.1, Unit 1499 and retrofits | 529 | 7305 | Rate Constraint in lbs/MMBtu | FALSE | L | Annual | Allowances Sold NOX | Thousand Tons | 0 | 0 | 0 | 0 | 0 | 0 | 0
IL Fac. Spec. - NOX Rate Summer v3.1, Unit 1499 and retrofits | 529 | 7305 | Rate Constraint in lbs/MMBtu | FALSE | L | Annual | Allowances Banked | Thousand Tons | 0 | 0 | 0 | 0 | 0 | 0 | 0
IL Fac. Spec. - NOX Rate Summer v3.1, Unit 1499 and retrofits | 529 | 7305 | Rate Constraint in lbs/MMBtu | FALSE | L | Annual | Allowances Withdrawn (1:1) | Thousand Tons | 0 | 0 | 0 | 0 | 0 | 0 | 0
IL Fac. Spec. - NOX Rate Summer v3.1, Unit 1499 and retrofits | 529 | 7305 | Rate Constraint in lbs/MMBtu | FALSE | L | Annual | Allowances Withdrawn (n:1) | Thousand Tons | 0 | 0 | 0 | 0 | 0 | 0 | 0
IL Fac. Spec. - NOX Rate Summer v3.1, Unit 1499 and retrofits | 529 | 7305 | Rate Constraint in lbs/MMBtu | FALSE | L | Annual | Net Emissions Allowance Position | Thousand Tons | 0.069715 | 0.069715 | 0.052495 | 0.03275 | 0 | 0 | 0
IL Fac. Spec. - NOX Rate Summer v3.1, Unit 1499 and retrofits | 529 | 7305 | Rate Constraint in lbs/MMBtu | FALSE | L | Annual | Fuel Consumed | TBtu | 12.6755 | 12.6755 | 9.5446 | 5.9546 | 0 | 0 | 0
IL Fac. Spec. - NOX Rate Summer v3.1, Unit 1499 and retrofits | 529 | 7305 | Rate Constraint in lbs/MMBtu | FALSE | L | Annual | Rate | lb/MMBtu | 0.011 | 0.011 | 0.011 | 0.011 | 0 | 0 | 0
IL Fac. Spec. - NOX Rate Summer v3.1, Unit 1499 and retrofits | 529 | 7305 | Rate Constraint in lbs/MMBtu | FALSE | L | Annual | Generation | TWh | 1.9899 | 1.9899 | 1.4984 | 0.93478 | 0 | 0 | 0
IL Fac. Spec. - NOX Rate Summer v3.1, Unit 1499 and retrofits | 529 | 7305 | Rate Constraint in lbs/MMBtu | FALSE | L | Annual | Qualifying Generation | TWh | 1.9899 | 1.9899 | 1.4984 | 0.93478 | 0 | 0 | 0
IL Fac. Spec. - NOX Rate Summer v3.1, Unit 1499 and retrofits | 529 | 7305 | Rate Constraint in lbs/MMBtu | FALSE | L | Annual | Rate | lb/MWh | 0.07007 | 0.07007 | 0.07007 | 0.07007 | 0 | 0 | 0
IL Fac. Spec. - NOX Rate Summer v3.1, Unit 1499 and retrofits | 529 | 7305 | Rate Constraint in lbs/MMBtu | FALSE | L | Annual | Constraint Shadow Price | US2022$/Ton | 0 | 0 | 0 | 0 | 0 | 0 | 0
IL Fac. Spec. - NOX Rate Summer v3.1, Unit 1637 and retrofits | 530 | 7305 | Rate Constraint in lbs/MMBtu | FALSE | L | Annual | Seasons Included | Seasons | Summer | Summer | Summer | Summer | Summer | Summer | Summer
IL Fac. Spec. - NOX Rate Summer v3.1, Unit 1637 and retrofits | 530 | 7305 | Rate Constraint in lbs/MMBtu | FALSE | L | Annual | Standard NOX | lb/MMBtu | 0.25 | 0.25 | 0.25 | 0.25 | 0.25 | 0.25 | 0.25
IL Fac. Spec. - NOX Rate Summer v3.1, Unit 1637 and retrofits | 530 | 7305 | Rate Constraint in lbs/MMBtu | FALSE | L | Annual | Emissions at Affected Plants NOX | Thousand Tons | 0.017136 | 0.01713 | 0.017117 | 0.0046769 | 0 | 0 | 0
IL Fac. Spec. - NOX Rate Summer v3.1, Unit 1637 and retrofits | 530 | 7305 | Rate Constraint in lbs/MMBtu | FALSE | L | Annual | Allowances Purchased NOX | Thousand Tons | 0 | 0 | 0 | 0 | 0 | 0 | 0
IL Fac. Spec. - NOX Rate Summer v3.1, Unit 1637 and retrofits | 530 | 7305 | Rate Constraint in lbs/MMBtu | FALSE | L | Annual | Allowances Sold NOX | Thousand Tons | 0 | 0 | 0 | 0 | 0 | 0 | 0
IL Fac. Spec. - NOX Rate Summer v3.1, Unit 1637 and retrofits | 530 | 7305 | Rate Constraint in lbs/MMBtu | FALSE | L | Annual | Allowances Banked | Thousand Tons | 0 | 0 | 0 | 0 | 0 | 0 | 0
IL Fac. Spec. - NOX Rate Summer v3.1, Unit 1637 and retrofits | 530 | 7305 | Rate Constraint in lbs/MMBtu | FALSE | L | Annual | Allowances Withdrawn (1:1) | Thousand Tons | 0 | 0 | 0 | 0 | 0 | 0 | 0
IL Fac. Spec. - NOX Rate Summer v3.1, Unit 1637 and retrofits | 530 | 7305 | Rate Constraint in lbs/MMBtu | FALSE | L | Annual | Allowances Withdrawn (n:1) | Thousand Tons | 0 | 0 | 0 | 0 | 0 | 0 | 0
IL Fac. Spec. - NOX Rate Summer v3.1, Unit 1637 and retrofits | 530 | 7305 | Rate Constraint in lbs/MMBtu | FALSE | L | Annual | Net Emissions Allowance Position | Thousand Tons | 0.017136 | 0.01713 | 0.017117 | 0.0046769 | 0 | 0 | 0
IL Fac. Spec. - NOX Rate Summer v3.1, Unit 1637 and retrofits | 530 | 7305 | Rate Constraint in lbs/MMBtu | FALSE | L | Annual | Fuel Consumed | TBtu | 2.856 | 2.855 | 2.8529 | 0.77948 | 0 | 0 | 0
IL Fac. Spec. - NOX Rate Summer v3.1, Unit 1637 and retrofits | 530 | 7305 | Rate Constraint in lbs/MMBtu | FALSE | L | Annual | Rate | lb/MMBtu | 0.012 | 0.012 | 0.012 | 0.012 | 0 | 0 | 0
IL Fac. Spec. - NOX Rate Summer v3.1, Unit 1637 and retrofits | 530 | 7305 | Rate Constraint in lbs/MMBtu | FALSE | L | Annual | Generation | TWh | 0.37168 | 0.37155 | 0.37128 | 0.10144 | 0 | 0 | 0
IL Fac. Spec. - NOX Rate Summer v3.1, Unit 1637 and retrofits | 530 | 7305 | Rate Constraint in lbs/MMBtu | FALSE | L | Annual | Qualifying Generation | TWh | 0.37168 | 0.37155 | 0.37128 | 0.10144 | 0 | 0 | 0
IL Fac. Spec. - NOX Rate Summer v3.1, Unit 1637 and retrofits | 530 | 7305 | Rate Constraint in lbs/MMBtu | FALSE | L | Annual | Rate | lb/MWh | 0.092208 | 0.092208 | 0.092208 | 0.092208 | 0 | 0 | 0
IL Fac. Spec. - NOX Rate Summer v3.1, Unit 1637 and retrofits | 530 | 7305 | Rate Constraint in lbs/MMBtu | FALSE | L | Annual | Constraint Shadow Price | US2022$/Ton | 0 | 0 | 0 | 0 | 0 | 0 | 0
IL Fac. Spec. - NOX Rate Summer v3.1, Unit 1638 and retrofits | 531 | 7305 | Rate Constraint in lbs/MMBtu | FALSE | L | Annual | Seasons Included | Seasons | Summer | Summer | Summer | Summer | Summer | Summer | Summer
IL Fac. Spec. - NOX Rate Summer v3.1, Unit 1638 and retrofits | 531 | 7305 | Rate Constraint in lbs/MMBtu | FALSE | L | Annual | Standard NOX | lb/MMBtu | 0.25 | 0.25 | 0.25 | 0.25 | 0.25 | 0.25 | 0.25
IL Fac. Spec. - NOX Rate Summer v3.1, Unit 1638 and retrofits | 531 | 7305 | Rate Constraint in lbs/MMBtu | FALSE | L | Annual | Emissions at Affected Plants NOX | Thousand Tons | 0.016523 | 0.016517 | 0.0045275 | 0.0045095 | 0 | 0 | 0
IL Fac. Spec. - NOX Rate Summer v3.1, Unit 1638 and retrofits | 531 | 7305 | Rate Constraint in lbs/MMBtu | FALSE | L | Annual | Allowances Purchased NOX | Thousand Tons | 0 | 0 | 0 | 0 | 0 | 0 | 0
IL Fac. Spec. - NOX Rate Summer v3.1, Unit 1638 and retrofits | 531 | 7305 | Rate Constraint in lbs/MMBtu | FALSE | L | Annual | Allowances Sold NOX | Thousand Tons | 0 | 0 | 0 | 0 | 0 | 0 | 0
IL Fac. Spec. - NOX Rate Summer v3.1, Unit 1638 and retrofits | 531 | 7305 | Rate Constraint in lbs/MMBtu | FALSE | L | Annual | Allowances Banked | Thousand Tons | 0 | 0 | 0 | 0 | 0 | 0 | 0
IL Fac. Spec. - NOX Rate Summer v3.1, Unit 1638 and retrofits | 531 | 7305 | Rate Constraint in lbs/MMBtu | FALSE | L | Annual | Allowances Withdrawn (1:1) | Thousand Tons | 0 | 0 | 0 | 0 | 0 | 0 | 0
IL Fac. Spec. - NOX Rate Summer v3.1, Unit 1638 and retrofits | 531 | 7305 | Rate Constraint in lbs/MMBtu | FALSE | L | Annual | Allowances Withdrawn (n:1) | Thousand Tons | 0 | 0 | 0 | 0 | 0 | 0 | 0
IL Fac. Spec. - NOX Rate Summer v3.1, Unit 1638 and retrofits | 531 | 7305 | Rate Constraint in lbs/MMBtu | FALSE | L | Annual | Net Emissions Allowance Position | Thousand Tons | 0.016523 | 0.016517 | 0.0045275 | 0.0045095 | 0 | 0 | 0
IL Fac. Spec. - NOX Rate Summer v3.1, Unit 1638 and retrofits | 531 | 7305 | Rate Constraint in lbs/MMBtu | FALSE | L | Annual | Fuel Consumed | TBtu | 2.7538 | 2.7528 | 0.75458 | 0.75159 | 0 | 0 | 0
IL Fac. Spec. - NOX Rate Summer v3.1, Unit 1638 and retrofits | 531 | 7305 | Rate Constraint in lbs/MMBtu | FALSE | L | Annual | Rate | lb/MMBtu | 0.012 | 0.012 | 0.012 | 0.012 | 0 | 0 | 0
IL Fac. Spec. - NOX Rate Summer v3.1, Unit 1638 and retrofits | 531 | 7305 | Rate Constraint in lbs/MMBtu | FALSE | L | Annual | Generation | TWh | 0.35838 | 0.35825 | 0.098201 | 0.097812 | 0 | 0 | 0
IL Fac. Spec. - NOX Rate Summer v3.1, Unit 1638 and retrofits | 531 | 7305 | Rate Constraint in lbs/MMBtu | FALSE | L | Annual | Qualifying Generation | TWh | 0.35838 | 0.35825 | 0.098201 | 0.097812 | 0 | 0 | 0
IL Fac. Spec. - NOX Rate Summer v3.1, Unit 1638 and retrofits | 531 | 7305 | Rate Constraint in lbs/MMBtu | FALSE | L | Annual | Rate | lb/MWh | 0.092208 | 0.092208 | 0.092208 | 0.092208 | 0 | 0 | 0
IL Fac. Spec. - NOX Rate Summer v3.1, Unit 1638 and retrofits | 531 | 7305 | Rate Constraint in lbs/MMBtu | FALSE | L | Annual | Constraint Shadow Price | US2022$/Ton | 0 | 0 | 0 | 0 | 0 | 0 | 0
IL Fac. Spec. - NOX Rate Summer v3.1, Unit 1639 and retrofits | 532 | 7305 | Rate Constraint in lbs/MMBtu | FALSE | L | Annual | Seasons Included | Seasons | Summer | Summer | Summer | Summer | Summer | Summer | Summer
IL Fac. Spec. - NOX Rate Summer v3.1, Unit 1639 and retrofits | 532 | 7305 | Rate Constraint in lbs/MMBtu | FALSE | L | Annual | Standard NOX | lb/MMBtu | 0.25 | 0.25 | 0.25 | 0.25 | 0.25 | 0.25 | 0.25
IL Fac. Spec. - NOX Rate Summer v3.1, Unit 1639 and retrofits | 532 | 7305 | Rate Constraint in lbs/MMBtu | FALSE | L | Annual | Emissions at Affected Plants NOX | Thousand Tons | 0.03635 | 0.036337 | 0.010639 | 0.0099209 | 0 | 0 | 0
IL Fac. Spec. - NOX Rate Summer v3.1, Unit 1639 and retrofits | 532 | 7305 | Rate Constraint in lbs/MMBtu | FALSE | L | Annual | Allowances Purchased NOX | Thousand Tons | 0 | 0 | 0 | 0 | 0 | 0 | 0
IL Fac. Spec. - NOX Rate Summer v3.1, Unit 1639 and retrofits | 532 | 7305 | Rate Constraint in lbs/MMBtu | FALSE | L | Annual | Allowances Sold NOX | Thousand Tons | 0 | 0 | 0 | 0 | 0 | 0 | 0
IL Fac. Spec. - NOX Rate Summer v3.1, Unit 1639 and retrofits | 532 | 7305 | Rate Constraint in lbs/MMBtu | FALSE | L | Annual | Allowances Banked | Thousand Tons | 0 | 0 | 0 | 0 | 0 | 0 | 0
IL Fac. Spec. - NOX Rate Summer v3.1, Unit 1639 and retrofits | 532 | 7305 | Rate Constraint in lbs/MMBtu | FALSE | L | Annual | Allowances Withdrawn (1:1) | Thousand Tons | 0 | 0 | 0 | 0 | 0 | 0 | 0
IL Fac. Spec. - NOX Rate Summer v3.1, Unit 1639 and retrofits | 532 | 7305 | Rate Constraint in lbs/MMBtu | FALSE | L | Annual | Allowances Withdrawn (n:1) | Thousand Tons | 0 | 0 | 0 | 0 | 0 | 0 | 0
IL Fac. Spec. - NOX Rate Summer v3.1, Unit 1639 and retrofits | 532 | 7305 | Rate Constraint in lbs/MMBtu | FALSE | L | Annual | Net Emissions Allowance Position | Thousand Tons | 0.03635 | 0.036337 | 0.010639 | 0.0099209 | 0 | 0 | 0
IL Fac. Spec. - NOX Rate Summer v3.1, Unit 1639 and retrofits | 532 | 7305 | Rate Constraint in lbs/MMBtu | FALSE | L | Annual | Fuel Consumed | TBtu | 6.0584 | 6.0562 | 1.7731 | 1.6535 | 0 | 0 | 0
IL Fac. Spec. - NOX Rate Summer v3.1, Unit 1639 and retrofits | 532 | 7305 | Rate Constraint in lbs/MMBtu | FALSE | L | Annual | Rate | lb/MMBtu | 0.012 | 0.012 | 0.012 | 0.012 | 0 | 0 | 0
IL Fac. Spec. - NOX Rate Summer v3.1, Unit 1639 and retrofits | 532 | 7305 | Rate Constraint in lbs/MMBtu | FALSE | L | Annual | Generation | TWh | 0.78844 | 0.78816 | 0.23075 | 0.21519 | 0 | 0 | 0
IL Fac. Spec. - NOX Rate Summer v3.1, Unit 1639 and retrofits | 532 | 7305 | Rate Constraint in lbs/MMBtu | FALSE | L | Annual | Qualifying Generation | TWh | 0.78844 | 0.78816 | 0.23075 | 0.21519 | 0 | 0 | 0
IL Fac. Spec. - NOX Rate Summer v3.1, Unit 1639 and retrofits | 532 | 7305 | Rate Constraint in lbs/MMBtu | FALSE | L | Annual | Rate | lb/MWh | 0.092208 | 0.092208 | 0.092208 | 0.092208 | 0 | 0 | 0
IL Fac. Spec. - NOX Rate Summer v3.1, Unit 1639 and retrofits | 532 | 7305 | Rate Constraint in lbs/MMBtu | FALSE | L | Annual | Constraint Shadow Price | US2022$/Ton | 0 | 0 | 0 | 0 | 0 | 0 | 0
IL Fac. Spec. - NOX Rate Summer v3.1, Unit 1642 and retrofits | 533 | 7305 | Rate Constraint in lbs/MMBtu | FALSE | L | Annual | Seasons Included | Seasons | Summer | Summer | Summer | Summer | Summer | Summer | Summer
IL Fac. Spec. - NOX Rate Summer v3.1, Unit 1642 and retrofits | 533 | 7305 | Rate Constraint in lbs/MMBtu | FALSE | L | Annual | Standard NOX | lb/MMBtu | 0.25 | 0.25 | 0.25 | 0.25 | 0.25 | 0.25 | 0.25
IL Fac. Spec. - NOX Rate Summer v3.1, Unit 1642 and retrofits | 533 | 7305 | Rate Constraint in lbs/MMBtu | FALSE | L | Annual | Emissions at Affected Plants NOX | Thousand Tons | 0.0028078 | 0 | 0 | 0 | 0 | 0 | 0
IL Fac. Spec. - NOX Rate Summer v3.1, Unit 1642 and retrofits | 533 | 7305 | Rate Constraint in lbs/MMBtu | FALSE | L | Annual | Allowances Purchased NOX | Thousand Tons | 0 | 0 | 0 | 0 | 0 | 0 | 0
IL Fac. Spec. - NOX Rate Summer v3.1, Unit 1642 and retrofits | 533 | 7305 | Rate Constraint in lbs/MMBtu | FALSE | L | Annual | Allowances Sold NOX | Thousand Tons | 0 | 0 | 0 | 0 | 0 | 0 | 0
IL Fac. Spec. - NOX Rate Summer v3.1, Unit 1642 and retrofits | 533 | 7305 | Rate Constraint in lbs/MMBtu | FALSE | L | Annual | Allowances Banked | Thousand Tons | 0 | 0 | 0 | 0 | 0 | 0 | 0
IL Fac. Spec. - NOX Rate Summer v3.1, Unit 1642 and retrofits | 533 | 7305 | Rate Constraint in lbs/MMBtu | FALSE | L | Annual | Allowances Withdrawn (1:1) | Thousand Tons | 0 | 0 | 0 | 0 | 0 | 0 | 0
IL Fac. Spec. - NOX Rate Summer v3.1, Unit 1642 and retrofits | 533 | 7305 | Rate Constraint in lbs/MMBtu | FALSE | L | Annual | Allowances Withdrawn (n:1) | Thousand Tons | 0 | 0 | 0 | 0 | 0 | 0 | 0
IL Fac. Spec. - NOX Rate Summer v3.1, Unit 1642 and retrofits | 533 | 7305 | Rate Constraint in lbs/MMBtu | FALSE | L | Annual | Net Emissions Allowance Position | Thousand Tons | 0.0028078 | 0 | 0 | 0 | 0 | 0 | 0
IL Fac. Spec. - NOX Rate Summer v3.1, Unit 1642 and retrofits | 533 | 7305 | Rate Constraint in lbs/MMBtu | FALSE | L | Annual | Fuel Consumed | TBtu | 0.077616 | 0 | 0 | 0 | 0 | 0 | 0
IL Fac. Spec. - NOX Rate Summer v3.1, Unit 1642 and retrofits | 533 | 7305 | Rate Constraint in lbs/MMBtu | FALSE | L | Annual | Rate | lb/MMBtu | 0.07235 | 0 | 0 | 0 | 0 | 0 | 0
IL Fac. Spec. - NOX Rate Summer v3.1, Unit 1642 and retrofits | 533 | 7305 | Rate Constraint in lbs/MMBtu | FALSE | L | Annual | Generation | TWh | 0.0051744 | 0 | 0 | 0 | 0 | 0 | 0
IL Fac. Spec. - NOX Rate Summer v3.1, Unit 1642 and retrofits | 533 | 7305 | Rate Constraint in lbs/MMBtu | FALSE | L | Annual | Qualifying Generation | TWh | 0.0051744 | 0 | 0 | 0 | 0 | 0 | 0
IL Fac. Spec. - NOX Rate Summer v3.1, Unit 1642 and retrofits | 533 | 7305 | Rate Constraint in lbs/MMBtu | FALSE | L | Annual | Rate | lb/MWh | 1.0853 | 0 | 0 | 0 | 0 | 0 | 0
IL Fac. Spec. - NOX Rate Summer v3.1, Unit 1642 and retrofits | 533 | 7305 | Rate Constraint in lbs/MMBtu | FALSE | L | Annual | Constraint Shadow Price | US2022$/Ton | 0 | 0 | 0 | 0 | 0 | 0 | 0
IL Fac. Spec. - NOX Rate Summer v3.1, Unit 1643 and retrofits | 534 | 7305 | Rate Constraint in lbs/MMBtu | FALSE | L | Annual | Seasons Included | Seasons | Summer | Summer | Summer | Summer | Summer | Summer | Summer
IL Fac. Spec. - NOX Rate Summer v3.1, Unit 1643 and retrofits | 534 | 7305 | Rate Constraint in lbs/MMBtu | FALSE | L | Annual | Standard NOX | lb/MMBtu | 0.25 | 0.25 | 0.25 | 0.25 | 0.25 | 0.25 | 0.25
IL Fac. Spec. - NOX Rate Summer v3.1, Unit 1643 and retrofits | 534 | 7305 | Rate Constraint in lbs/MMBtu | FALSE | L | Annual | Emissions at Affected Plants NOX | Thousand Tons | 0.0027806 | 0 | 0 | 0 | 0 | 0 | 0
IL Fac. Spec. - NOX Rate Summer v3.1, Unit 1643 and retrofits | 534 | 7305 | Rate Constraint in lbs/MMBtu | FALSE | L | Annual | Allowances Purchased NOX | Thousand Tons | 0 | 0 | 0 | 0 | 0 | 0 | 0
IL Fac. Spec. - NOX Rate Summer v3.1, Unit 1643 and retrofits | 534 | 7305 | Rate Constraint in lbs/MMBtu | FALSE | L | Annual | Allowances Sold NOX | Thousand Tons | 0 | 0 | 0 | 0 | 0 | 0 | 0
IL Fac. Spec. - NOX Rate Summer v3.1, Unit 1643 and retrofits | 534 | 7305 | Rate Constraint in lbs/MMBtu | FALSE | L | Annual | Allowances Banked | Thousand Tons | 0 | 0 | 0 | 0 | 0 | 0 | 0
IL Fac. Spec. - NOX Rate Summer v3.1, Unit 1643 and retrofits | 534 | 7305 | Rate Constraint in lbs/MMBtu | FALSE | L | Annual | Allowances Withdrawn (1:1) | Thousand Tons | 0 | 0 | 0 | 0 | 0 | 0 | 0
IL Fac. Spec. - NOX Rate Summer v3.1, Unit 1643 and retrofits | 534 | 7305 | Rate Constraint in lbs/MMBtu | FALSE | L | Annual | Allowances Withdrawn (n:1) | Thousand Tons | 0 | 0 | 0 | 0 | 0 | 0 | 0
IL Fac. Spec. - NOX Rate Summer v3.1, Unit 1643 and retrofits | 534 | 7305 | Rate Constraint in lbs/MMBtu | FALSE | L | Annual | Net Emissions Allowance Position | Thousand Tons | 0.0027806 | 0 | 0 | 0 | 0 | 0 | 0
IL Fac. Spec. - NOX Rate Summer v3.1, Unit 1643 and retrofits | 534 | 7305 | Rate Constraint in lbs/MMBtu | FALSE | L | Annual | Fuel Consumed | TBtu | 0.076652 | 0 | 0 | 0 | 0 | 0 | 0
IL Fac. Spec. - NOX Rate Summer v3.1, Unit 1643 and retrofits | 534 | 7305 | Rate Constraint in lbs/MMBtu | FALSE | L | Annual | Rate | lb/MMBtu | 0.07255 | 0 | 0 | 0 | 0 | 0 | 0
IL Fac. Spec. - NOX Rate Summer v3.1, Unit 1643 and retrofits | 534 | 7305 | Rate Constraint in lbs/MMBtu | FALSE | L | Annual | Generation | TWh | 0.0051101 | 0 | 0 | 0 | 0 | 0 | 0
IL Fac. Spec. - NOX Rate Summer v3.1, Unit 1643 and retrofits | 534 | 7305 | Rate Constraint in lbs/MMBtu | FALSE | L | Annual | Qualifying Generation | TWh | 0.0051101 | 0 | 0 | 0 | 0 | 0 | 0
IL Fac. Spec. - NOX Rate Summer v3.1, Unit 1643 and retrofits | 534 | 7305 | Rate Constraint in lbs/MMBtu | FALSE | L | Annual | Rate | lb/MWh | 1.0882 | 0 | 0 | 0 | 0 | 0 | 0
IL Fac. Spec. - NOX Rate Summer v3.1, Unit 1643 and retrofits | 534 | 7305 | Rate Constraint in lbs/MMBtu | FALSE | L | Annual | Constraint Shadow Price | US2022$/Ton | 0 | 0 | 0 | 0 | 0 | 0 | 0
IL Fac. Spec. - NOX Rate Summer v3.1, Unit 2497 and retrofits | 535 | 7305 | Rate Constraint in lbs/MMBtu | FALSE | L | Annual | Seasons Included | Seasons | Summer | Summer | Summer | Summer | Summer | Summer | Summer
IL Fac. Spec. - NOX Rate Summer v3.1, Unit 2497 and retrofits | 535 | 7305 | Rate Constraint in lbs/MMBtu | FALSE | L | Annual | Standard NOX | lb/MMBtu | 0.25 | 0.25 | 0.25 | 0.25 | 0.25 | 0.25 | 0.25
IL Fac. Spec. - NOX Rate Summer v3.1, Unit 2497 and retrofits | 535 | 7305 | Rate Constraint in lbs/MMBtu | FALSE | L | Annual | Emissions at Affected Plants NOX | Thousand Tons | 0.1582 | 0.15833 | 0.22699 | 0.22699 | 0 | 0 | 0
IL Fac. Spec. - NOX Rate Summer v3.1, Unit 2497 and retrofits | 535 | 7305 | Rate Constraint in lbs/MMBtu | FALSE | L | Annual | Allowances Purchased NOX | Thousand Tons | 0 | 0 | 0 | 0 | 0 | 0 | 0
IL Fac. Spec. - NOX Rate Summer v3.1, Unit 2497 and retrofits | 535 | 7305 | Rate Constraint in lbs/MMBtu | FALSE | L | Annual | Allowances Sold NOX | Thousand Tons | 0 | 0 | 0 | 0 | 0 | 0 | 0
IL Fac. Spec. - NOX Rate Summer v3.1, Unit 2497 and retrofits | 535 | 7305 | Rate Constraint in lbs/MMBtu | FALSE | L | Annual | Allowances Banked | Thousand Tons | 0 | 0 | 0 | 0 | 0 | 0 | 0
IL Fac. Spec. - NOX Rate Summer v3.1, Unit 2497 and retrofits | 535 | 7305 | Rate Constraint in lbs/MMBtu | FALSE | L | Annual | Allowances Withdrawn (1:1) | Thousand Tons | 0 | 0 | 0 | 0 | 0 | 0 | 0
IL Fac. Spec. - NOX Rate Summer v3.1, Unit 2497 and retrofits | 535 | 7305 | Rate Constraint in lbs/MMBtu | FALSE | L | Annual | Allowances Withdrawn (n:1) | Thousand Tons | 0 | 0 | 0 | 0 | 0 | 0 | 0
IL Fac. Spec. - NOX Rate Summer v3.1, Unit 2497 and retrofits | 535 | 7305 | Rate Constraint in lbs/MMBtu | FALSE | L | Annual | Net Emissions Allowance Position | Thousand Tons | 0.1582 | 0.15833 | 0.22699 | 0.22699 | 0 | 0 | 0
IL Fac. Spec. - NOX Rate Summer v3.1, Unit 2497 and retrofits | 535 | 7305 | Rate Constraint in lbs/MMBtu | FALSE | L | Annual | Fuel Consumed | TBtu | 4.775 | 4.779 | 6.8514 | 6.8514 | 0 | 0 | 0
IL Fac. Spec. - NOX Rate Summer v3.1, Unit 2497 and retrofits | 535 | 7305 | Rate Constraint in lbs/MMBtu | FALSE | L | Annual | Rate | lb/MMBtu | 0.06626 | 0.06626 | 0.06626 | 0.06626 | 0 | 0 | 0
IL Fac. Spec. - NOX Rate Summer v3.1, Unit 2497 and retrofits | 535 | 7305 | Rate Constraint in lbs/MMBtu | FALSE | L | Annual | Generation | TWh | 0.41703 | 0.41738 | 0.38823 | 0.38823 | 0 | 0 | 0
IL Fac. Spec. - NOX Rate Summer v3.1, Unit 2497 and retrofits | 535 | 7305 | Rate Constraint in lbs/MMBtu | FALSE | L | Annual | Qualifying Generation | TWh | 0.41703 | 0.41738 | 0.38823 | 0.38823 | 0 | 0 | 0
IL Fac. Spec. - NOX Rate Summer v3.1, Unit 2497 and retrofits | 535 | 7305 | Rate Constraint in lbs/MMBtu | FALSE | L | Annual | Rate | lb/MWh | 0.75868 | 0.75868 | 1.1693 | 1.1693 | 0 | 0 | 0
IL Fac. Spec. - NOX Rate Summer v3.1, Unit 2497 and retrofits | 535 | 7305 | Rate Constraint in lbs/MMBtu | FALSE | L | Annual | Constraint Shadow Price | US2022$/Ton | 0 | 0 | 0 | 0 | 0 | 0 | 0
IL Fac. Spec. - NOX Rate Summer v3.1, Unit 3423 and retrofits | 536 | 7305 | Rate Constraint in lbs/MMBtu | FALSE | L | Annual | Seasons Included | Seasons | Summer | Summer | Summer | Summer | Summer | Summer | Summer
IL Fac. Spec. - NOX Rate Summer v3.1, Unit 3423 and retrofits | 536 | 7305 | Rate Constraint in lbs/MMBtu | FALSE | L | Annual | Standard NOX | lb/MMBtu | 0.25 | 0.25 | 0.25 | 0.25 | 0.25 | 0.25 | 0.25
IL Fac. Spec. - NOX Rate Summer v3.1, Unit 3423 and retrofits | 536 | 7305 | Rate Constraint in lbs/MMBtu | FALSE | L | Annual | Emissions at Affected Plants NOX | Thousand Tons | 0.63908 | 0.70966 | 0.5501 | 0 | 0 | 0 | 0
IL Fac. Spec. - NOX Rate Summer v3.1, Unit 3423 and retrofits | 536 | 7305 | Rate Constraint in lbs/MMBtu | FALSE | L | Annual | Allowances Purchased NOX | Thousand Tons | 0 | 0 | 0 | 0 | 0 | 0 | 0
IL Fac. Spec. - NOX Rate Summer v3.1, Unit 3423 and retrofits | 536 | 7305 | Rate Constraint in lbs/MMBtu | FALSE | L | Annual | Allowances Sold NOX | Thousand Tons | 0 | 0 | 0 | 0 | 0 | 0 | 0
IL Fac. Spec. - NOX Rate Summer v3.1, Unit 3423 and retrofits | 536 | 7305 | Rate Constraint in lbs/MMBtu | FALSE | L | Annual | Allowances Banked | Thousand Tons | 0 | 0 | 0 | 0 | 0 | 0 | 0
IL Fac. Spec. - NOX Rate Summer v3.1, Unit 3423 and retrofits | 536 | 7305 | Rate Constraint in lbs/MMBtu | FALSE | L | Annual | Allowances Withdrawn (1:1) | Thousand Tons | 0 | 0 | 0 | 0 | 0 | 0 | 0
IL Fac. Spec. - NOX Rate Summer v3.1, Unit 3423 and retrofits | 536 | 7305 | Rate Constraint in lbs/MMBtu | FALSE | L | Annual | Allowances Withdrawn (n:1) | Thousand Tons | 0 | 0 | 0 | 0 | 0 | 0 | 0
IL Fac. Spec. - NOX Rate Summer v3.1, Unit 3423 and retrofits | 536 | 7305 | Rate Constraint in lbs/MMBtu | FALSE | L | Annual | Net Emissions Allowance Position | Thousand Tons | 0.63908 | 0.70966 | 0.5501 | 0 | 0 | 0 | 0
IL Fac. Spec. - NOX Rate Summer v3.1, Unit 3423 and retrofits | 536 | 7305 | Rate Constraint in lbs/MMBtu | FALSE | L | Annual | Fuel Consumed | TBtu | 20.8782 | 23.184 | 17.9714 | 0 | 0 | 0 | 0
IL Fac. Spec. - NOX Rate Summer v3.1, Unit 3423 and retrofits | 536 | 7305 | Rate Constraint in lbs/MMBtu | FALSE | L | Annual | Rate | lb/MMBtu | 0.06122 | 0.06122 | 0.06122 | 0 | 0 | 0 | 0
IL Fac. Spec. - NOX Rate Summer v3.1, Unit 3423 and retrofits | 536 | 7305 | Rate Constraint in lbs/MMBtu | FALSE | L | Annual | Generation | TWh | 2.2232 | 2.4687 | 1.9137 | 0 | 0 | 0 | 0
IL Fac. Spec. - NOX Rate Summer v3.1, Unit 3423 and retrofits | 536 | 7305 | Rate Constraint in lbs/MMBtu | FALSE | L | Annual | Qualifying Generation | TWh | 2.2232 | 2.4687 | 1.9137 | 0 | 0 | 0 | 0
IL Fac. Spec. - NOX Rate Summer v3.1, Unit 3423 and retrofits | 536 | 7305 | Rate Constraint in lbs/MMBtu | FALSE | L | Annual | Rate | lb/MWh | 0.57492 | 0.57492 | 0.57492 | 0 | 0 | 0 | 0
IL Fac. Spec. - NOX Rate Summer v3.1, Unit 3423 and retrofits | 536 | 7305 | Rate Constraint in lbs/MMBtu | FALSE | L | Annual | Constraint Shadow Price | US2022$/Ton | 0 | 0 | 0 | 0 | 0 | 0 | 0
IL Fac. Spec. - NOX Rate Summer v3.1, Unit 3424 and retrofits | 537 | 7305 | Rate Constraint in lbs/MMBtu | FALSE | L | Annual | Seasons Included | Seasons | Summer | Summer | Summer | Summer | Summer | Summer | Summer
IL Fac. Spec. - NOX Rate Summer v3.1, Unit 3424 and retrofits | 537 | 7305 | Rate Constraint in lbs/MMBtu | FALSE | L | Annual | Standard NOX | lb/MMBtu | 0.25 | 0.25 | 0.25 | 0.25 | 0.25 | 0.25 | 0.25
IL Fac. Spec. - NOX Rate Summer v3.1, Unit 3424 and retrofits | 537 | 7305 | Rate Constraint in lbs/MMBtu | FALSE | L | Annual | Emissions at Affected Plants NOX | Thousand Tons | 0.63332 | 0.70326 | 0.54514 | 0 | 0 | 0 | 0
IL Fac. Spec. - NOX Rate Summer v3.1, Unit 3424 and retrofits | 537 | 7305 | Rate Constraint in lbs/MMBtu | FALSE | L | Annual | Allowances Purchased NOX | Thousand Tons | 0 | 0 | 0 | 0 | 0 | 0 | 0
IL Fac. Spec. - NOX Rate Summer v3.1, Unit 3424 and retrofits | 537 | 7305 | Rate Constraint in lbs/MMBtu | FALSE | L | Annual | Allowances Sold NOX | Thousand Tons | 0 | 0 | 0 | 0 | 0 | 0 | 0
IL Fac. Spec. - NOX Rate Summer v3.1, Unit 3424 and retrofits | 537 | 7305 | Rate Constraint in lbs/MMBtu | FALSE | L | Annual | Allowances Banked | Thousand Tons | 0 | 0 | 0 | 0 | 0 | 0 | 0
IL Fac. Spec. - NOX Rate Summer v3.1, Unit 3424 and retrofits | 537 | 7305 | Rate Constraint in lbs/MMBtu | FALSE | L | Annual | Allowances Withdrawn (1:1) | Thousand Tons | 0 | 0 | 0 | 0 | 0 | 0 | 0
IL Fac. Spec. - NOX Rate Summer v3.1, Unit 3424 and retrofits | 537 | 7305 | Rate Constraint in lbs/MMBtu | FALSE | L | Annual | Allowances Withdrawn (n:1) | Thousand Tons | 0 | 0 | 0 | 0 | 0 | 0 | 0
IL Fac. Spec. - NOX Rate Summer v3.1, Unit 3424 and retrofits | 537 | 7305 | Rate Constraint in lbs/MMBtu | FALSE | L | Annual | Net Emissions Allowance Position | Thousand Tons | 0.63332 | 0.70326 | 0.54514 | 0 | 0 | 0 | 0
IL Fac. Spec. - NOX Rate Summer v3.1, Unit 3424 and retrofits | 537 | 7305 | Rate Constraint in lbs/MMBtu | FALSE | L | Annual | Fuel Consumed | TBtu | 20.7782 | 23.0729 | 17.8853 | 0 | 0 | 0 | 0
IL Fac. Spec. - NOX Rate Summer v3.1, Unit 3424 and retrofits | 537 | 7305 | Rate Constraint in lbs/MMBtu | FALSE | L | Annual | Rate | lb/MMBtu | 0.06096 | 0.06096 | 0.06096 | 0 | 0 | 0 | 0
IL Fac. Spec. - NOX Rate Summer v3.1, Unit 3424 and retrofits | 537 | 7305 | Rate Constraint in lbs/MMBtu | FALSE | L | Annual | Generation | TWh | 2.2232 | 2.4687 | 1.9137 | 0 | 0 | 0 | 0
IL Fac. Spec. - NOX Rate Summer v3.1, Unit 3424 and retrofits | 537 | 7305 | Rate Constraint in lbs/MMBtu | FALSE | L | Annual | Qualifying Generation | TWh | 2.2232 | 2.4687 | 1.9137 | 0 | 0 | 0 | 0
IL Fac. Spec. - NOX Rate Summer v3.1, Unit 3424 and retrofits | 537 | 7305 | Rate Constraint in lbs/MMBtu | FALSE | L | Annual | Rate | lb/MWh | 0.56973 | 0.56973 | 0.56973 | 0 | 0 | 0 | 0
IL Fac. Spec. - NOX Rate Summer v3.1, Unit 3424 and retrofits | 537 | 7305 | Rate Constraint in lbs/MMBtu | FALSE | L | Annual | Constraint Shadow Price | US2022$/Ton | 0 | 0 | 0 | 0 | 0 | 0 | 0
IL Facility Average - NOX Rate Summer v3.1 | 538 | 7306 | Rate Constraint in lbs/MMBtu | FALSE | L | Annual | Seasons Included | Seasons | Summer | Summer | Summer | Summer | Summer | Summer | Summer
IL Facility Average - NOX Rate Summer v3.1 | 538 | 7306 | Rate Constraint in lbs/MMBtu | FALSE | L | Annual | Standard NOX | lb/MMBtu | 0.25 | 0.25 | 0.25 | 0.25 | 0.25 | 0.25 | 0.25
IL Facility Average - NOX Rate Summer v3.1 | 538 | 7306 | Rate Constraint in lbs/MMBtu | FALSE | L | Annual | Emissions at Affected Plants NOX | Thousand Tons | 0.22182 | 0.051461 | 0.0042658 | 0 | 0 | 0 | 0
IL Facility Average - NOX Rate Summer v3.1 | 538 | 7306 | Rate Constraint in lbs/MMBtu | FALSE | L | Annual | Allowances Purchased NOX | Thousand Tons | 0 | 0 | 0 | 0 | 0 | 0 | 0
IL Facility Average - NOX Rate Summer v3.1 | 538 | 7306 | Rate Constraint in lbs/MMBtu | FALSE | L | Annual | Allowances Sold NOX | Thousand Tons | 0 | 0 | 0 | 0 | 0 | 0 | 0
IL Facility Average - NOX Rate Summer v3.1 | 538 | 7306 | Rate Constraint in lbs/MMBtu | FALSE | L | Annual | Allowances Banked | Thousand Tons | 0 | 0 | 0 | 0 | 0 | 0 | 0
IL Facility Average - NOX Rate Summer v3.1 | 538 | 7306 | Rate Constraint in lbs/MMBtu | FALSE | L | Annual | Allowances Withdrawn (1:1) | Thousand Tons | 0 | 0 | 0 | 0 | 0 | 0 | 0
IL Facility Average - NOX Rate Summer v3.1 | 538 | 7306 | Rate Constraint in lbs/MMBtu | FALSE | L | Annual | Allowances Withdrawn (n:1) | Thousand Tons | 0 | 0 | 0 | 0 | 0 | 0 | 0
IL Facility Average - NOX Rate Summer v3.1 | 538 | 7306 | Rate Constraint in lbs/MMBtu | FALSE | L | Annual | Net Emissions Allowance Position | Thousand Tons | 0.22182 | 0.051461 | 0.0042658 | 0 | 0 | 0 | 0
IL Facility Average - NOX Rate Summer v3.1 | 538 | 7306 | Rate Constraint in lbs/MMBtu | FALSE | L | Annual | Fuel Consumed | TBtu | 6.0184 | 1.5375 | 0.13084 | 0 | 0 | 0 | 0
IL Facility Average - NOX Rate Summer v3.1 | 538 | 7306 | Rate Constraint in lbs/MMBtu | FALSE | L | Annual | Rate | lb/MMBtu | 0.073713 | 0.066941 | 0.065209 | 0 | 0 | 0 | 0
IL Facility Average - NOX Rate Summer v3.1 | 538 | 7306 | Rate Constraint in lbs/MMBtu | FALSE | L | Annual | Generation | TWh | 0.52287 | 0.13456 | 0.011466 | 0 | 0 | 0 | 0
IL Facility Average - NOX Rate Summer v3.1 | 538 | 7306 | Rate Constraint in lbs/MMBtu | FALSE | L | Annual | Qualifying Generation | TWh | 0.52287 | 0.13456 | 0.011466 | 0 | 0 | 0 | 0
IL Facility Average - NOX Rate Summer v3.1 | 538 | 7306 | Rate Constraint in lbs/MMBtu | FALSE | L | Annual | Rate | lb/MWh | 0.84846 | 0.76488 | 0.7441 | 0 | 0 | 0 | 0
IL Facility Average - NOX Rate Summer v3.1 | 538 | 7306 | Rate Constraint in lbs/MMBtu | FALSE | L | Annual | Constraint Shadow Price | US2022$/Ton | 0 | 0 | 0 | 0 | 0 | 0 | 0
Jim Bridger 1,2- NOX Cap Annual v7.23 | 539 | 7971 | Rate Constraint in MTons | FALSE | L | Annual | Seasons Included | Seasons | Winter, Spring, Summer, Fall | Winter, Spring, Summer, Fall | Winter, Spring, Summer, Fall | Winter, Spring, Summer, Fall | Winter, Spring, Summer, Fall | Winter, Spring, Summer, Fall | Winter, Spring, Summer, Fall
Jim Bridger 1,2- NOX Cap Annual v7.23 | 539 | 7971 | Rate Constraint in MTons | FALSE | L | Annual | Standard NOX | Thousand Tons | 1314 | 1314 | 1314 | 1314 | 1314 | 1314 | 1314
Jim Bridger 1,2- NOX Cap Annual v7.23 | 539 | 7971 | Rate Constraint in MTons | FALSE | L | Annual | Emissions at Affected Plants NOX | Thousand Tons | 0.5107 | 1.0595 | 0.99081 | 0.019423 | 0.019423 | 0.019423 | 0.019423
Jim Bridger 1,2- NOX Cap Annual v7.23 | 539 | 7971 | Rate Constraint in MTons | FALSE | L | Annual | Allowances Purchased NOX | Thousand Tons | 0 | 0 | 0 | 0 | 0 | 0 | 0
Jim Bridger 1,2- NOX Cap Annual v7.23 | 539 | 7971 | Rate Constraint in MTons | FALSE | L | Annual | Allowances Sold NOX | Thousand Tons | 0 | 0 | 0 | 0 | 0 | 0 | 0
Jim Bridger 1,2- NOX Cap Annual v7.23 | 539 | 7971 | Rate Constraint in MTons | FALSE | L | Annual | Allowances Banked | Thousand Tons | 0 | 0 | 0 | 0 | 0 | 0 | 0
Jim Bridger 1,2- NOX Cap Annual v7.23 | 539 | 7971 | Rate Constraint in MTons | FALSE | L | Annual | Allowances Withdrawn (1:1) | Thousand Tons | 0 | 0 | 0 | 0 | 0 | 0 | 0
Jim Bridger 1,2- NOX Cap Annual v7.23 | 539 | 7971 | Rate Constraint in MTons | FALSE | L | Annual | Allowances Withdrawn (n:1) | Thousand Tons | 0 | 0 | 0 | 0 | 0 | 0 | 0
Jim Bridger 1,2- NOX Cap Annual v7.23 | 539 | 7971 | Rate Constraint in MTons | FALSE | L | Annual | Net Emissions Allowance Position | Thousand Tons | 0.5107 | 1.0595 | 0.99081 | 0.019423 | 0.019423 | 0.019423 | 0.019423
Jim Bridger 1,2- NOX Cap Annual v7.23 | 539 | 7971 | Rate Constraint in MTons | FALSE | L | Annual | Fuel Consumed | TBtu | 18.3733 | 38.5027 | 35.9823 | 0.71239 | 0.71239 | 0.71239 | 0.71239
Jim Bridger 1,2- NOX Cap Annual v7.23 | 539 | 7971 | Rate Constraint in MTons | FALSE | L | Annual | Rate | lb/MMBtu | 0.055591 | 0.055037 | 0.055072 | 0.05453 | 0.05453 | 0.05453 | 0.05453
Jim Bridger 1,2- NOX Cap Annual v7.23 | 539 | 7971 | Rate Constraint in MTons | FALSE | L | Annual | Generation | TWh | 1.7516 | 3.6751 | 3.2434 | 0.045476 | 0.045476 | 0.045476 | 0.045476
Jim Bridger 1,2- NOX Cap Annual v7.23 | 539 | 7971 | Rate Constraint in MTons | FALSE | L | Annual | Qualifying Generation | TWh | 1.7516 | 3.6751 | 3.2434 | 0.045476 | 0.045476 | 0.045476 | 0.045476
Jim Bridger 1,2- NOX Cap Annual v7.23 | 539 | 7971 | Rate Constraint in MTons | FALSE | L | Annual | Rate | lb/MWh | 0.58312 | 0.57659 | 0.61098 | 0.85423 | 0.85423 | 0.85423 | 0.85423
Jim Bridger 1,2- NOX Cap Annual v7.23 | 539 | 7971 | Rate Constraint in MTons | FALSE | L | Annual | Constraint Shadow Price | US2022$/Ton | 0 | 0 | 0 | 0 | 0 | 0 | 0
Kansas Nearman Unit 1NOx Rate Annual v4.10 | 540 | 7320 | Rate Constraint in lbs/MMBtu | FALSE | L | Annual | Seasons Included | Seasons | Winter, Spring, Summer, Fall | Winter, Spring, Summer, Fall | Winter, Spring, Summer, Fall | Winter, Spring, Summer, Fall | Winter, Spring, Summer, Fall | Winter, Spring, Summer, Fall | Winter, Spring, Summer, Fall
Kansas Nearman Unit 1NOx Rate Annual v4.10 | 540 | 7320 | Rate Constraint in lbs/MMBtu | FALSE | L | Annual | Standard NOX | lb/MMBtu | 0.26 | 0.26 | 0.26 | 0.26 | 0.26 | 0.26 | 0.26
Kansas Nearman Unit 1NOx Rate Annual v4.10 | 540 | 7320 | Rate Constraint in lbs/MMBtu | FALSE | L | Annual | Emissions at Affected Plants NOX | Thousand Tons | 1.1932 | 1.5564 | 0 | 0 | 0 | 0 | 0
Kansas Nearman Unit 1NOx Rate Annual v4.10 | 540 | 7320 | Rate Constraint in lbs/MMBtu | FALSE | L | Annual | Allowances Purchased NOX | Thousand Tons | 0 | 0 | 0 | 0 | 0 | 0 | 0
Kansas Nearman Unit 1NOx Rate Annual v4.10 | 540 | 7320 | Rate Constraint in lbs/MMBtu | FALSE | L | Annual | Allowances Sold NOX | Thousand Tons | 0 | 0 | 0 | 0 | 0 | 0 | 0
Kansas Nearman Unit 1NOx Rate Annual v4.10 | 540 | 7320 | Rate Constraint in lbs/MMBtu | FALSE | L | Annual | Allowances Banked | Thousand Tons | 0 | 0 | 0 | 0 | 0 | 0 | 0
Kansas Nearman Unit 1NOx Rate Annual v4.10 | 540 | 7320 | Rate Constraint in lbs/MMBtu | FALSE | L | Annual | Allowances Withdrawn (1:1) | Thousand Tons | 0 | 0 | 0 | 0 | 0 | 0 | 0
Kansas Nearman Unit 1NOx Rate Annual v4.10 | 540 | 7320 | Rate Constraint in lbs/MMBtu | FALSE | L | Annual | Allowances Withdrawn (n:1) | Thousand Tons | 0 | 0 | 0 | 0 | 0 | 0 | 0
Kansas Nearman Unit 1NOx Rate Annual v4.10 | 540 | 7320 | Rate Constraint in lbs/MMBtu | FALSE | L | Annual | Net Emissions Allowance Position | Thousand Tons | 1.1932 | 1.5564 | 0 | 0 | 0 | 0 | 0
Kansas Nearman Unit 1NOx Rate Annual v4.10 | 540 | 7320 | Rate Constraint in lbs/MMBtu | FALSE | L | Annual | Fuel Consumed | TBtu | 10.9794 | 14.3216 | 0 | 0 | 0 | 0 | 0
Kansas Nearman Unit 1NOx Rate Annual v4.10 | 540 | 7320 | Rate Constraint in lbs/MMBtu | FALSE | L | Annual | Rate | lb/MMBtu | 0.21735 | 0.21735 | 0 | 0 | 0 | 0 | 0
Kansas Nearman Unit 1NOx Rate Annual v4.10 | 540 | 7320 | Rate Constraint in lbs/MMBtu | FALSE | L | Annual | Generation | TWh | 0.96091 | 1.2534 | 0 | 0 | 0 | 0 | 0
Kansas Nearman Unit 1NOx Rate Annual v4.10 | 540 | 7320 | Rate Constraint in lbs/MMBtu | FALSE | L | Annual | Qualifying Generation | TWh | 0.96091 | 1.2534 | 0 | 0 | 0 | 0 | 0
Kansas Nearman Unit 1NOx Rate Annual v4.10 | 540 | 7320 | Rate Constraint in lbs/MMBtu | FALSE | L | Annual | Rate | lb/MWh | 2.4834 | 2.4834 | 0 | 0 | 0 | 0 | 0
Kansas Nearman Unit 1NOx Rate Annual v4.10 | 540 | 7320 | Rate Constraint in lbs/MMBtu | FALSE | L | Annual | Constraint Shadow Price | US2022$/Ton | 0 | 0 | 0 | 0 | 0 | 0 | 0
KS La Cygne NOX Rate Annual v5.14 | 541 | 7274 | Rate Constraint in lbs/MMBtu | FALSE | L | Annual | Seasons Included | Seasons | Winter, Spring, Summer, Fall | Winter, Spring, Summer, Fall | Winter, Spring, Summer, Fall | Winter, Spring, Summer, Fall | Winter, Spring, Summer, Fall | Winter, Spring, Summer, Fall | Winter, Spring, Summer, Fall
KS La Cygne NOX Rate Annual v5.14 | 541 | 7274 | Rate Constraint in lbs/MMBtu | FALSE | L | Annual | Standard NOX | lb/MMBtu | 0.13 | 0.13 | 0.13 | 0.13 | 0.13 | 0.13 | 0.13
KS La Cygne NOX Rate Annual v5.14 | 541 | 7274 | Rate Constraint in lbs/MMBtu | FALSE | L | Annual | Emissions at Affected Plants NOX | Thousand Tons | 3.91 | 3.9902 | 0 | 0 | 0 | 0 | 0
KS La Cygne NOX Rate Annual v5.14 | 541 | 7274 | Rate Constraint in lbs/MMBtu | FALSE | L | Annual | Allowances Purchased NOX | Thousand Tons | 0 | 0 | 0 | 0 | 0 | 0 | 0
KS La Cygne NOX Rate Annual v5.14 | 541 | 7274 | Rate Constraint in lbs/MMBtu | FALSE | L | Annual | Allowances Sold NOX | Thousand Tons | 0 | 0 | 0 | 0 | 0 | 0 | 0
KS La Cygne NOX Rate Annual v5.14 | 541 | 7274 | Rate Constraint in lbs/MMBtu | FALSE | L | Annual | Allowances Banked | Thousand Tons | 0 | 0 | 0 | 0 | 0 | 0 | 0
KS La Cygne NOX Rate Annual v5.14 | 541 | 7274 | Rate Constraint in lbs/MMBtu | FALSE | L | Annual | Allowances Withdrawn (1:1) | Thousand Tons | 0 | 0 | 0 | 0 | 0 | 0 | 0
KS La Cygne NOX Rate Annual v5.14 | 541 | 7274 | Rate Constraint in lbs/MMBtu | FALSE | L | Annual | Allowances Withdrawn (n:1) | Thousand Tons | 0 | 0 | 0 | 0 | 0 | 0 | 0
KS La Cygne NOX Rate Annual v5.14 | 541 | 7274 | Rate Constraint in lbs/MMBtu | FALSE | L | Annual | Net Emissions Allowance Position | Thousand Tons | 3.91 | 3.9902 | 0 | 0 | 0 | 0 | 0
KS La Cygne NOX Rate Annual v5.14 | 541 | 7274 | Rate Constraint in lbs/MMBtu | FALSE | L | Annual | Fuel Consumed | TBtu | 84.3248 | 86.8381 | 0 | 0 | 0 | 0 | 0
KS La Cygne NOX Rate Annual v5.14 | 541 | 7274 | Rate Constraint in lbs/MMBtu | FALSE | L | Annual | Rate | lb/MMBtu | 0.092737 | 0.0919 | 0 | 0 | 0 | 0 | 0
KS La Cygne NOX Rate Annual v5.14 | 541 | 7274 | Rate Constraint in lbs/MMBtu | FALSE | L | Annual | Generation | TWh | 7.6522 | 7.8667 | 0 | 0 | 0 | 0 | 0
KS La Cygne NOX Rate Annual v5.14 | 541 | 7274 | Rate Constraint in lbs/MMBtu | FALSE | L | Annual | Qualifying Generation | TWh | 7.6522 | 7.8667 | 0 | 0 | 0 | 0 | 0
KS La Cygne NOX Rate Annual v5.14 | 541 | 7274 | Rate Constraint in lbs/MMBtu | FALSE | L | Annual | Rate | lb/MWh | 1.0219 | 1.0144 | 0 | 0 | 0 | 0 | 0
KS La Cygne NOX Rate Annual v5.14 | 541 | 7274 | Rate Constraint in lbs/MMBtu | FALSE | L | Annual | Constraint Shadow Price | US2022$/Ton | 0 | 0 | 0 | 0 | 0 | 0 | 0
KS La Cygne SO2 Rate Annual v5.14 | 542 | 7275 | Rate Constraint in lbs/MMBtu | FALSE | L | Annual | Seasons Included | Seasons | Winter, Spring, Summer, Fall | Winter, Spring, Summer, Fall | Winter, Spring, Summer, Fall | Winter, Spring, Summer, Fall | Winter, Spring, Summer, Fall | Winter, Spring, Summer, Fall | Winter, Spring, Summer, Fall
KS La Cygne SO2 Rate Annual v5.14 | 542 | 7275 | Rate Constraint in lbs/MMBtu | FALSE | L | Annual | Standard SO2 | lb/MMBtu | 0.1 | 0.1 | 0.1 | 0.1 | 0.1 | 0.1 | 0.1
KS La Cygne SO2 Rate Annual v5.14 | 542 | 7275 | Rate Constraint in lbs/MMBtu | FALSE | L | Annual | Emissions at Affected Plants SO2 | Thousand Tons | 2.4093 | 2.4811 | 0 | 0 | 0 | 0 | 0
KS La Cygne SO2 Rate Annual v5.14 | 542 | 7275 | Rate Constraint in lbs/MMBtu | FALSE | L | Annual | Allowances Purchased SO2 | Thousand Tons | 0 | 0 | 0 | 0 | 0 | 0 | 0
KS La Cygne SO2 Rate Annual v5.14 | 542 | 7275 | Rate Constraint in lbs/MMBtu | FALSE | L | Annual | Allowances Sold SO2 | Thousand Tons | 0 | 0 | 0 | 0 | 0 | 0 | 0
KS La Cygne SO2 Rate Annual v5.14 | 542 | 7275 | Rate Constraint in lbs/MMBtu | FALSE | L | Annual | Allowances Banked | Thousand Tons | 0 | 0 | 0 | 0 | 0 | 0 | 0
KS La Cygne SO2 Rate Annual v5.14 | 542 | 7275 | Rate Constraint in lbs/MMBtu | FALSE | L | Annual | Allowances Withdrawn (1:1) | Thousand Tons | 0 | 0 | 0 | 0 | 0 | 0 | 0
KS La Cygne SO2 Rate Annual v5.14 | 542 | 7275 | Rate Constraint in lbs/MMBtu | FALSE | L | Annual | Allowances Withdrawn (n:1) | Thousand Tons | 0 | 0 | 0 | 0 | 0 | 0 | 0
KS La Cygne SO2 Rate Annual v5.14 | 542 | 7275 | Rate Constraint in lbs/MMBtu | FALSE | L | Annual | Net Emissions Allowance Position | Thousand Tons | 2.4093 | 2.4811 | 0 | 0 | 0 | 0 | 0
KS La Cygne SO2 Rate Annual v5.14 | 542 | 7275 | Rate Constraint in lbs/MMBtu | FALSE | L | Annual | Fuel Consumed | TBtu | 84.3248 | 86.8381 | 0 | 0 | 0 | 0 | 0
KS La Cygne SO2 Rate Annual v5.14 | 542 | 7275 | Rate Constraint in lbs/MMBtu | FALSE | L | Annual | Rate | lb/MMBtu | 0.057143 | 0.057143 | 0 | 0 | 0 | 0 | 0
KS La Cygne SO2 Rate Annual v5.14 | 542 | 7275 | Rate Constraint in lbs/MMBtu | FALSE | L | Annual | Generation | TWh | 7.6522 | 7.8667 | 0 | 0 | 0 | 0 | 0
KS La Cygne SO2 Rate Annual v5.14 | 542 | 7275 | Rate Constraint in lbs/MMBtu | FALSE | L | Annual | Qualifying Generation | TWh | 7.6522 | 7.8667 | 0 | 0 | 0 | 0 | 0
KS La Cygne SO2 Rate Annual v5.14 | 542 | 7275 | Rate Constraint in lbs/MMBtu | FALSE | L | Annual | Rate | lb/MWh | 0.6297 | 0.63078 | 0 | 0 | 0 | 0 | 0
KS La Cygne SO2 Rate Annual v5.14 | 542 | 7275 | Rate Constraint in lbs/MMBtu | FALSE | L | Annual | Constraint Shadow Price | US2022$/Ton | 0 | 0 | 0 | 0 | 0 | 0 | 0
KY Bluegrass - NOX Cap Annual v6.21 | 543 | 7743 | Rate Constraint in MTons | FALSE | L | Annual | Seasons Included | Seasons | Winter, Spring, Summer, Fall | Winter, Spring, Summer, Fall | Winter, Spring, Summer, Fall | Winter, Spring, Summer, Fall | Winter, Spring, Summer, Fall | Winter, Spring, Summer, Fall | Winter, Spring, Summer, Fall
KY Bluegrass - NOX Cap Annual v6.21 | 543 | 7743 | Rate Constraint in MTons | FALSE | L | Annual | Standard NOX | Thousand Tons | 0.095 | 0.095 | 0.095 | 0.095 | 0.095 | 0.095 | 0.095
KY Bluegrass - NOX Cap Annual v6.21 | 543 | 7743 | Rate Constraint in MTons | FALSE | L | Annual | Emissions at Affected Plants NOX | Thousand Tons | 0.058978 | 0.054154 | 0.016262 | 0.00061547 | 0 | 0 | 0
KY Bluegrass - NOX Cap Annual v6.21 | 543 | 7743 | Rate Constraint in MTons | FALSE | L | Annual | Allowances Purchased NOX | Thousand Tons | 0 | 0 | 0 | 0 | 0 | 0 | 0
KY Bluegrass - NOX Cap Annual v6.21 | 543 | 7743 | Rate Constraint in MTons | FALSE | L | Annual | Allowances Sold NOX | Thousand Tons | 0 | 0 | 0 | 0 | 0 | 0 | 0
KY Bluegrass - NOX Cap Annual v6.21 | 543 | 7743 | Rate Constraint in MTons | FALSE | L | Annual | Allowances Banked | Thousand Tons | 0 | 0 | 0 | 0 | 0 | 0 | 0
KY Bluegrass - NOX Cap Annual v6.21 | 543 | 7743 | Rate Constraint in MTons | FALSE | L | Annual | Allowances Withdrawn (1:1) | Thousand Tons | 0 | 0 | 0 | 0 | 0 | 0 | 0
KY Bluegrass - NOX Cap Annual v6.21 | 543 | 7743 | Rate Constraint in MTons | FALSE | L | Annual | Allowances Withdrawn (n:1) | Thousand Tons | 0 | 0 | 0 | 0 | 0 | 0 | 0
KY Bluegrass - NOX Cap Annual v6.21 | 543 | 7743 | Rate Constraint in MTons | FALSE | L | Annual | Net Emissions Allowance Position | Thousand Tons | 0.058978 | 0.054154 | 0.016262 | 0.00061547 | 0 | 0 | 0
KY Bluegrass - NOX Cap Annual v6.21 | 543 | 7743 | Rate Constraint in MTons | FALSE | L | Annual | Fuel Consumed | TBtu | 2.2456 | 2.1208 | 0.63092 | 0.027835 | 0 | 0 | 0
KY Bluegrass - NOX Cap Annual v6.21 | 543 | 7743 | Rate Constraint in MTons | FALSE | L | Annual | Rate | lb/MMBtu | 0.052527 | 0.05107 | 0.051551 | 0.044223 | 0 | 0 | 0
KY Bluegrass - NOX Cap Annual v6.21 | 543 | 7743 | Rate Constraint in MTons | FALSE | L | Annual | Generation | TWh | 0.20244 | 0.19118 | 0.056875 | 0.0025092 | 0 | 0 | 0
KY Bluegrass - NOX Cap Annual v6.21 | 543 | 7743 | Rate Constraint in MTons | FALSE | L | Annual | Qualifying Generation | TWh | 0.20244 | 0.19118 | 0.056875 | 0.0025092 | 0 | 0 | 0
KY Bluegrass - NOX Cap Annual v6.21 | 543 | 7743 | Rate Constraint in MTons | FALSE | L | Annual | Rate | lb/MWh | 0.58268 | 0.56653 | 0.57186 | 0.49057 | 0 | 0 | 0
KY Bluegrass - NOX Cap Annual v6.21 | 543 | 7743 | Rate Constraint in MTons | FALSE | L | Annual | Constraint Shadow Price | US2022$/Ton | 0 | 0 | 0 | 0 | 0 | 0 | 0
KY Paddys Run - NOX Cap Annual v6.21 | 544 | 7741 | Rate Constraint in MTons | FALSE | L | Annual | Seasons Included | Seasons | Winter, Spring, Summer, Fall | Winter, Spring, Summer, Fall | Winter, Spring, Summer, Fall | Winter, Spring, Summer, Fall | Winter, Spring, Summer, Fall | Winter, Spring, Summer, Fall | Winter, Spring, Summer, Fall
KY Paddys Run - NOX Cap Annual v6.21 | 544 | 7741 | Rate Constraint in MTons | FALSE | L | Annual | Standard NOX | Thousand Tons | 0.1 | 0.1 | 0.1 | 0.1 | 0.1 | 0.1 | 0.1
KY Paddys Run - NOX Cap Annual v6.21 | 544 | 7741 | Rate Constraint in MTons | FALSE | L | Annual | Emissions at Affected Plants NOX | Thousand Tons | 0.1 | 0.080779 | 0.06789 | 0.0092178 | 0 | 0 | 0
KY Paddys Run - NOX Cap Annual v6.21 | 544 | 7741 | Rate Constraint in MTons | FALSE | L | Annual | Allowances Purchased NOX | Thousand Tons | 0 | 0 | 0 | 0 | 0 | 0 | 0
KY Paddys Run - NOX Cap Annual v6.21 | 544 | 7741 | Rate Constraint in MTons | FALSE | L | Annual | Allowances Sold NOX | Thousand Tons | 0 | 0 | 0 | 0 | 0 | 0 | 0
KY Paddys Run - NOX Cap Annual v6.21 | 544 | 7741 | Rate Constraint in MTons | FALSE | L | Annual | Allowances Banked | Thousand Tons | 0 | 0 | 0 | 0 | 0 | 0 | 0
KY Paddys Run - NOX Cap Annual v6.21 | 544 | 7741 | Rate Constraint in MTons | FALSE | L | Annual | Allowances Withdrawn (1:1) | Thousand Tons | 0 | 0 | 0 | 0 | 0 | 0 | 0
KY Paddys Run - NOX Cap Annual v6.21 | 544 | 7741 | Rate Constraint in MTons | FALSE | L | Annual | Allowances Withdrawn (n:1) | Thousand Tons | 0 | 0 | 0 | 0 | 0 | 0 | 0
KY Paddys Run - NOX Cap Annual v6.21 | 544 | 7741 | Rate Constraint in MTons | FALSE | L | Annual | Net Emissions Allowance Position | Thousand Tons | 0.1 | 0.080779 | 0.06789 | 0.0092178 | 0 | 0 | 0
KY Paddys Run - NOX Cap Annual v6.21 | 544 | 7741 | Rate Constraint in MTons | FALSE | L | Annual | Fuel Consumed | TBtu | 1.6379 | 0.88617 | 0.76906 | 0.1048 | 0 | 0 | 0
KY Paddys Run - NOX Cap Annual v6.21 | 544 | 7741 | Rate Constraint in MTons | FALSE | L | Annual | Rate | lb/MMBtu | 0.12211 | 0.18231 | 0.17655 | 0.17591 | 0 | 0 | 0
KY Paddys Run - NOX Cap Annual v6.21 | 544 | 7741 | Rate Constraint in MTons | FALSE | L | Annual | Generation | TWh | 0.14734 | 0.079713 | 0.069179 | 0.0094271 | 0 | 0 | 0
KY Paddys Run - NOX Cap Annual v6.21 | 544 | 7741 | Rate Constraint in MTons | FALSE | L | Annual | Qualifying Generation | TWh | 0.14734 | 0.079713 | 0.069179 | 0.0094271 | 0 | 0 | 0
KY Paddys Run - NOX Cap Annual v6.21 | 544 | 7741 | Rate Constraint in MTons | FALSE | L | Annual | Rate | lb/MWh | 1.3574 | 2.0267 | 1.9627 | 1.9556 | 0 | 0 | 0
KY Paddys Run - NOX Cap Annual v6.21 | 544 | 7741 | Rate Constraint in MTons | FALSE | L | Annual | Constraint Shadow Price | US2022$/Ton | 288.2268 | 0 | 0 | 0 | 0 | 0 | 0
LA Big Cajun 1 CT- NOx Summer v4.10 | 545 | 7519 | Rate Constraint in lbs/MMBtu | FALSE | L | Annual | Seasons Included | Seasons | Summer | Summer | Summer | Summer | Summer | Summer | Summer
LA Big Cajun 1 CT- NOx Summer v4.10 | 545 | 7519 | Rate Constraint in lbs/MMBtu | FALSE | L | Annual | Standard NOX | lb/MMBtu | 0.2 | 0.2 | 0.2 | 0.2 | 0.2 | 0.2 | 0.2
LA Big Cajun 1 CT- NOx Summer v4.10 | 545 | 7519 | Rate Constraint in lbs/MMBtu | FALSE | L | Annual | Emissions at Affected Plants NOX | Thousand Tons | 0.00095057 | 0.0015914 | 0.0038887 | 0.00025925 | 0 | 0 | 0
LA Big Cajun 1 CT- NOx Summer v4.10 | 545 | 7519 | Rate Constraint in lbs/MMBtu | FALSE | L | Annual | Allowances Purchased NOX | Thousand Tons | 0 | 0 | 0 | 0 | 0 | 0 | 0
LA Big Cajun 1 CT- NOx Summer v4.10 | 545 | 7519 | Rate Constraint in lbs/MMBtu | FALSE | L | Annual | Allowances Sold NOX | Thousand Tons | 0 | 0 | 0 | 0 | 0 | 0 | 0
LA Big Cajun 1 CT- NOx Summer v4.10 | 545 | 7519 | Rate Constraint in lbs/MMBtu | FALSE | L | Annual | Allowances Banked | Thousand Tons | 0 | 0 | 0 | 0 | 0 | 0 | 0
LA Big Cajun 1 CT- NOx Summer v4.10 | 545 | 7519 | Rate Constraint in lbs/MMBtu | FALSE | L | Annual | Allowances Withdrawn (1:1) | Thousand Tons | 0 | 0 | 0 | 0 | 0 | 0 | 0
LA Big Cajun 1 CT- NOx Summer v4.10 | 545 | 7519 | Rate Constraint in lbs/MMBtu | FALSE | L | Annual | Allowances Withdrawn (n:1) | Thousand Tons | 0 | 0 | 0 | 0 | 0 | 0 | 0
LA Big Cajun 1 CT- NOx Summer v4.10 | 545 | 7519 | Rate Constraint in lbs/MMBtu | FALSE | L | Annual | Net Emissions Allowance Position | Thousand Tons | 0.00095057 | 0.0015914 | 0.0038887 | 0.00025925 | 0 | 0 | 0
LA Big Cajun 1 CT- NOx Summer v4.10 | 545 | 7519 | Rate Constraint in lbs/MMBtu | FALSE | L | Annual | Fuel Consumed | TBtu | 0.026174 | 0.043818 | 0.10707 | 0.0071383 | 0 | 0 | 0
LA Big Cajun 1 CT- NOx Summer v4.10 | 545 | 7519 | Rate Constraint in lbs/MMBtu | FALSE | L | Annual | Rate | lb/MMBtu | 0.072635 | 0.072635 | 0.072635 | 0.072635 | 0 | 0 | 0
LA Big Cajun 1 CT- NOx Summer v4.10 | 545 | 7519 | Rate Constraint in lbs/MMBtu | FALSE | L | Annual | Generation | TWh | 0.0020693 | 0.0034643 | 0.0084654 | 0.00056436 | 0 | 0 | 0
LA Big Cajun 1 CT- NOx Summer v4.10 | 545 | 7519 | Rate Constraint in lbs/MMBtu | FALSE | L | Annual | Qualifying Generation | TWh | 0.0020693 | 0.0034643 | 0.0084654 | 0.00056436 | 0 | 0 | 0
LA Big Cajun 1 CT- NOx Summer v4.10 | 545 | 7519 | Rate Constraint in lbs/MMBtu | FALSE | L | Annual | Rate | lb/MWh | 0.91872 | 0.91872 | 0.91872 | 0.91872 | 0 | 0 | 0
LA Big Cajun 1 CT- NOx Summer v4.10 | 545 | 7519 | Rate Constraint in lbs/MMBtu | FALSE | L | Annual | Constraint Shadow Price | US2022$/Ton | 0 | 0 | 0 | 0 | 0 | 0 | 0
LA Big Cajun 1 OGS- NOx Summer v4.10 | 546 | 7520 | Rate Constraint in lbs/MMBtu | FALSE | L | Annual | Seasons Included | Seasons | Summer | Summer | Summer | Summer | Summer | Summer | Summer
LA Big Cajun 1 OGS- NOx Summer v4.10 | 546 | 7520 | Rate Constraint in lbs/MMBtu | FALSE | L | Annual | Standard NOX | lb/MMBtu | 0.1 | 0.1 | 0.1 | 0.1 | 0.1 | 0.1 | 0.1
LA Big Cajun 1 OGS- NOx Summer v4.10 | 546 | 7520 | Rate Constraint in lbs/MMBtu | FALSE | L | Annual | Emissions at Affected Plants NOX | Thousand Tons | 0 | 0 | 0 | 0 | 0 | 0 | 0
LA Big Cajun 1 OGS- NOx Summer v4.10 | 546 | 7520 | Rate Constraint in lbs/MMBtu | FALSE | L | Annual | Allowances Purchased NOX | Thousand Tons | 0 | 0 | 0 | 0 | 0 | 0 | 0
LA Big Cajun 1 OGS- NOx Summer v4.10 | 546 | 7520 | Rate Constraint in lbs/MMBtu | FALSE | L | Annual | Allowances Sold NOX | Thousand Tons | 0 | 0 | 0 | 0 | 0 | 0 | 0
LA Big Cajun 1 OGS- NOx Summer v4.10 | 546 | 7520 | Rate Constraint in lbs/MMBtu | FALSE | L | Annual | Allowances Banked | Thousand Tons | 0 | 0 | 0 | 0 | 0 | 0 | 0
LA Big Cajun 1 OGS- NOx Summer v4.10 | 546 | 7520 | Rate Constraint in lbs/MMBtu | FALSE | L | Annual | Allowances Withdrawn (1:1) | Thousand Tons | 0 | 0 | 0 | 0 | 0 | 0 | 0
LA Big Cajun 1 OGS- NOx Summer v4.10 | 546 | 7520 | Rate Constraint in lbs/MMBtu | FALSE | L | Annual | Allowances Withdrawn (n:1) | Thousand Tons | 0 | 0 | 0 | 0 | 0 | 0 | 0
LA Big Cajun 1 OGS- NOx Summer v4.10 | 546 | 7520 | Rate Constraint in lbs/MMBtu | FALSE | L | Annual | Net Emissions Allowance Position | Thousand Tons | 0 | 0 | 0 | 0 | 0 | 0 | 0
LA Big Cajun 1 OGS- NOx Summer v4.10 | 546 | 7520 | Rate Constraint in lbs/MMBtu | FALSE | L | Annual | Fuel Consumed | TBtu | 0 | 0 | 0 | 0 | 0 | 0 | 0
LA Big Cajun 1 OGS- NOx Summer v4.10 | 546 | 7520 | Rate Constraint in lbs/MMBtu | FALSE | L | Annual | Rate | lb/MMBtu | 0 | 0 | 0 | 0 | 0 | 0 | 0
LA Big Cajun 1 OGS- NOx Summer v4.10 | 546 | 7520 | Rate Constraint in lbs/MMBtu | FALSE | L | Annual | Generation | TWh | 0 | 0 | 0 | 0 | 0 | 0 | 0
LA Big Cajun 1 OGS- NOx Summer v4.10 | 546 | 7520 | Rate Constraint in lbs/MMBtu | FALSE | L | Annual | Qualifying Generation | TWh | 0 | 0 | 0 | 0 | 0 | 0 | 0
LA Big Cajun 1 OGS- NOx Summer v4.10 | 546 | 7520 | Rate Constraint in lbs/MMBtu | FALSE | L | Annual | Rate | lb/MWh | 0 | 0 | 0 | 0 | 0 | 0 | 0
LA Big Cajun 1 OGS- NOx Summer v4.10 | 546 | 7520 | Rate Constraint in lbs/MMBtu | FALSE | L | Annual | Constraint Shadow Price | US2022$/Ton | 0 | 0 | 0 | 0 | 0 | 0 | 0
LA Big Cajun 2- NOx Summer v4.10 | 547 | 7521 | Rate Constraint in lbs/MMBtu | FALSE | L | Annual | Seasons Included | Seasons | Summer | Summer | Summer | Summer | Summer | Summer | Summer
LA Big Cajun 2- NOx Summer v4.10 | 547 | 7521 | Rate Constraint in lbs/MMBtu | FALSE | L | Annual | Standard NOX | lb/MMBtu | 0.21 | 0.21 | 0.21 | 0.21 | 0.21 | 0.21 | 0.21
LA Big Cajun 2- NOx Summer v4.10 | 547 | 7521 | Rate Constraint in lbs/MMBtu | FALSE | L | Annual | Emissions at Affected Plants NOX | Thousand Tons | 0 | 0 | 0 | 0 | 0 | 0 | 0
LA Big Cajun 2- NOx Summer v4.10 | 547 | 7521 | Rate Constraint in lbs/MMBtu | FALSE | L | Annual | Allowances Purchased NOX | Thousand Tons | 0 | 0 | 0 | 0 | 0 | 0 | 0
LA Big Cajun 2- NOx Summer v4.10 | 547 | 7521 | Rate Constraint in lbs/MMBtu | FALSE | L | Annual | Allowances Sold NOX | Thousand Tons | 0 | 0 | 0 | 0 | 0 | 0 | 0
LA Big Cajun 2- NOx Summer v4.10 | 547 | 7521 | Rate Constraint in lbs/MMBtu | FALSE | L | Annual | Allowances Banked | Thousand Tons | 0 | 0 | 0 | 0 | 0 | 0 | 0
LA Big Cajun 2- NOx Summer v4.10 | 547 | 7521 | Rate Constraint in lbs/MMBtu | FALSE | L | Annual | Allowances Withdrawn (1:1) | Thousand Tons | 0 | 0 | 0 | 0 | 0 | 0 | 0
LA Big Cajun 2- NOx Summer v4.10 | 547 | 7521 | Rate Constraint in lbs/MMBtu | FALSE | L | Annual | Allowances Withdrawn (n:1) | Thousand Tons | 0 | 0 | 0 | 0 | 0 | 0 | 0
LA Big Cajun 2- NOx Summer v4.10 | 547 | 7521 | Rate Constraint in lbs/MMBtu | FALSE | L | Annual | Net Emissions Allowance Position | Thousand Tons | 0 | 0 | 0 | 0 | 0 | 0 | 0
LA Big Cajun 2- NOx Summer v4.10 | 547 | 7521 | Rate Constraint in lbs/MMBtu | FALSE | L | Annual | Fuel Consumed | TBtu | 0 | 0 | 0 | 0 | 0 | 0 | 0
LA Big Cajun 2- NOx Summer v4.10 | 547 | 7521 | Rate Constraint in lbs/MMBtu | FALSE | L | Annual | Rate | lb/MMBtu | 0 | 0 | 0 | 0 | 0 | 0 | 0
LA Big Cajun 2- NOx Summer v4.10 | 547 | 7521 | Rate Constraint in lbs/MMBtu | FALSE | L | Annual | Generation | TWh | 0 | 0 | 0 | 0 | 0 | 0 | 0
LA Big Cajun 2- NOx Summer v4.10 | 547 | 7521 | Rate Constraint in lbs/MMBtu | FALSE | L | Annual | Qualifying Generation | TWh | 0 | 0 | 0 | 0 | 0 | 0 | 0
LA Big Cajun 2- NOx Summer v4.10 | 547 | 7521 | Rate Constraint in lbs/MMBtu | FALSE | L | Annual | Rate | lb/MWh | 0 | 0 | 0 | 0 | 0 | 0 | 0
LA Big Cajun 2- NOx Summer v4.10 | 547 | 7521 | Rate Constraint in lbs/MMBtu | FALSE | L | Annual | Constraint Shadow Price | US2022$/Ton | 0 | 0 | 0 | 0 | 0 | 0 | 0
LA Carville Energy LLC -Nox Summer v5.12 | 548 | 7522 | Rate Constraint in lbs/MMBtu | FALSE | L | Annual | Seasons Included | Seasons | Summer | Summer | Summer | Summer | Summer | Summer | Summer
LA Carville Energy LLC -Nox Summer v5.12 | 548 | 7522 | Rate Constraint in lbs/MMBtu | FALSE | L | Annual | Standard NOX | lb/MMBtu | 0.2 | 0.2 | 0.2 | 0.2 | 0.2 | 0.2 | 0.2
LA Carville Energy LLC -Nox Summer v5.12 | 548 | 7522 | Rate Constraint in lbs/MMBtu | FALSE | L | Annual | Emissions at Affected Plants NOX | Thousand Tons | 0.10923 | 0.10923 | 0.23677 | 0.23677 | 0.23677 | 0.23677 | 0.23677
LA Carville Energy LLC -Nox Summer v5.12 | 548 | 7522 | Rate Constraint in lbs/MMBtu | FALSE | L | Annual | Allowances Purchased NOX | Thousand Tons | 0 | 0 | 0 | 0 | 0 | 0 | 0
LA Carville Energy LLC -Nox Summer v5.12 | 548 | 7522 | Rate Constraint in lbs/MMBtu | FALSE | L | Annual | Allowances Sold NOX | Thousand Tons | 0 | 0 | 0 | 0 | 0 | 0 | 0
LA Carville Energy LLC -Nox Summer v5.12 | 548 | 7522 | Rate Constraint in lbs/MMBtu | FALSE | L | Annual | Allowances Banked | Thousand Tons | 0 | 0 | 0 | 0 | 0 | 0 | 0
LA Carville Energy LLC -Nox Summer v5.12 | 548 | 7522 | Rate Constraint in lbs/MMBtu | FALSE | L | Annual | Allowances Withdrawn (1:1) | Thousand Tons | 0 | 0 | 0 | 0 | 0 | 0 | 0
LA Carville Energy LLC -Nox Summer v5.12 | 548 | 7522 | Rate Constraint in lbs/MMBtu | FALSE | L | Annual | Allowances Withdrawn (n:1) | Thousand Tons | 0 | 0 | 0 | 0 | 0 | 0 | 0
LA Carville Energy LLC -Nox Summer v5.12 | 548 | 7522 | Rate Constraint in lbs/MMBtu | FALSE | L | Annual | Net Emissions Allowance Position | Thousand Tons | 0.10923 | 0.10923 | 0.23677 | 0.23677 | 0.23677 | 0.23677 | 0.23677
LA Carville Energy LLC -Nox Summer v5.12 | 548 | 7522 | Rate Constraint in lbs/MMBtu | FALSE | L | Annual | Fuel Consumed | TBtu | 5.1633 | 5.1633 | 11.1921 | 11.1921 | 11.1921 | 11.1921 | 11.1921
LA Carville Energy LLC -Nox Summer v5.12 | 548 | 7522 | Rate Constraint in lbs/MMBtu | FALSE | L | Annual | Rate | lb/MMBtu | 0.04231 | 0.04231 | 0.04231 | 0.04231 | 0.04231 | 0.04231 | 0.04231
LA Carville Energy LLC -Nox Summer v5.12 | 548 | 7522 | Rate Constraint in lbs/MMBtu | FALSE | L | Annual | Generation | TWh | 0.78792 | 0.78792 | 1.7079 | 1.7079 | 1.7079 | 1.7079 | 1.7079
LA Carville Energy LLC -Nox Summer v5.12 | 548 | 7522 | Rate Constraint in lbs/MMBtu | FALSE | L | Annual | Qualifying Generation | TWh | 0.78792 | 0.78792 | 1.7079 | 1.7079 | 1.7079 | 1.7079 | 1.7079
LA Carville Energy LLC -Nox Summer v5.12 | 548 | 7522 | Rate Constraint in lbs/MMBtu | FALSE | L | Annual | Rate | lb/MWh | 0.27725 | 0.27725 | 0.27725 | 0.27725 | 0.27725 | 0.27725 | 0.27725
LA Carville Energy LLC -Nox Summer v5.12 | 548 | 7522 | Rate Constraint in lbs/MMBtu | FALSE | L | Annual | Constraint Shadow Price | US2022$/Ton | 0 | 0 | 0 | 0 | 0 | 0 | 0
LA Formosa Plastics High - NOx Summer v4.10 | 549 | 7523 | Rate Constraint in lbs/MMBtu | FALSE | L | Annual | Seasons Included | Seasons | Summer | Summer | Summer | Summer | Summer | Summer | Summer
LA Formosa Plastics High - NOx Summer v4.10 | 549 | 7523 | Rate Constraint in lbs/MMBtu | FALSE | L | Annual | Standard NOX | lb/MMBtu | 0.52663 | 0.52663 | 0.52663 | 0.52663 | 0.52663 | 0.52663 | 0.52663
LA Formosa Plastics High - NOx Summer v4.10 | 549 | 7523 | Rate Constraint in lbs/MMBtu | FALSE | L | Annual | Emissions at Affected Plants NOX | Thousand Tons | 0.052399 | 0.052399 | 0.024159 | 0.011245 | 0.0042809 | 0.01123 | 0.011216
LA Formosa Plastics High - NOx Summer v4.10 | 549 | 7523 | Rate Constraint in lbs/MMBtu | FALSE | L | Annual | Allowances Purchased NOX | Thousand Tons | 0 | 0 | 0 | 0 | 0 | 0 | 0
LA Formosa Plastics High - NOx Summer v4.10 | 549 | 7523 | Rate Constraint in lbs/MMBtu | FALSE | L | Annual | Allowances Sold NOX | Thousand Tons | 0 | 0 | 0 | 0 | 0 | 0 | 0
LA Formosa Plastics High - NOx Summer v4.10 | 549 | 7523 | Rate Constraint in lbs/MMBtu | FALSE | L | Annual | Allowances Banked | Thousand Tons | 0 | 0 | 0 | 0 | 0 | 0 | 0
LA Formosa Plastics High - NOx Summer v4.10 | 549 | 7523 | Rate Constraint in lbs/MMBtu | FALSE | L | Annual | Allowances Withdrawn (1:1) | Thousand Tons | 0 | 0 | 0 | 0 | 0 | 0 | 0
LA Formosa Plastics High - NOx Summer v4.10 | 549 | 7523 | Rate Constraint in lbs/MMBtu | FALSE | L | Annual | Allowances Withdrawn (n:1) | Thousand Tons | 0 | 0 | 0 | 0 | 0 | 0 | 0
LA Formosa Plastics High - NOx Summer v4.10 | 549 | 7523 | Rate Constraint in lbs/MMBtu | FALSE | L | Annual | Net Emissions Allowance Position | Thousand Tons | 0.052399 | 0.052399 | 0.024159 | 0.011245 | 0.0042809 | 0.01123 | 0.011216
LA Formosa Plastics High - NOx Summer v4.10 | 549 | 7523 | Rate Constraint in lbs/MMBtu | FALSE | L | Annual | Fuel Consumed | TBtu | 0.39633 | 0.39633 | 0.18273 | 0.085051 | 0.03238 | 0.084943 | 0.084835
LA Formosa Plastics High - NOx Summer v4.10 | 549 | 7523 | Rate Constraint in lbs/MMBtu | FALSE | L | Annual | Rate | lb/MMBtu | 0.26442 | 0.26442 | 0.26442 | 0.26442 | 0.26442 | 0.26442 | 0.26442
LA Formosa Plastics High - NOx Summer v4.10 | 549 | 7523 | Rate Constraint in lbs/MMBtu | FALSE | L | Annual | Generation | TWh | 0.047751 | 0.047751 | 0.022016 | 0.010247 | 0.0039012 | 0.010234 | 0.010221
LA Formosa Plastics High - NOx Summer v4.10 | 549 | 7523 | Rate Constraint in lbs/MMBtu | FALSE | L | Annual | Qualifying Generation | TWh | 0.047751 | 0.047751 | 0.022016 | 0.010247 | 0.0039012 | 0.010234 | 0.010221
LA Formosa Plastics High - NOx Summer v4.10 | 549 | 7523 | Rate Constraint in lbs/MMBtu | FALSE | L | Annual | Rate | lb/MWh | 2.1947 | 2.1947 | 2.1947 | 2.1947 | 2.1947 | 2.1947 | 2.1947
LA Formosa Plastics High - NOx Summer v4.10 | 549 | 7523 | Rate Constraint in lbs/MMBtu | FALSE | L | Annual | Constraint Shadow Price | US2022$/Ton | 0 | 0 | 0 | 0 | 0 | 0 | 0
LA Formosa Plastics Low - NOx Summer v4.10 | 550 | 7524 | Rate Constraint in lbs/MMBtu | FALSE | L | Annual | Seasons Included | Seasons | Summer | Summer | Summer | Summer | Summer | Summer | Summer
LA Formosa Plastics Low - NOx Summer v4.10 | 550 | 7524 | Rate Constraint in lbs/MMBtu | FALSE | L | Annual | Standard NOX | lb/MMBtu | 0.28506 | 0.28506 | 0.28506 | 0.28506 | 0.28506 | 0.28506 | 0.28506
LA Formosa Plastics Low - NOx Summer v4.10 | 550 | 7524 | Rate Constraint in lbs/MMBtu | FALSE | L | Annual | Emissions at Affected Plants NOX | Thousand Tons | 0.0015063 | 0.00071454 | 0.016743 | 0.0035148 | 0.0065081 | 0.010004 | 0.0146
LA Formosa Plastics Low - NOx Summer v4.10 | 550 | 7524 | Rate Constraint in lbs/MMBtu | FALSE | L | Annual | Allowances Purchased NOX | Thousand Tons | 0 | 0 | 0 | 0 | 0 | 0 | 0
LA Formosa Plastics Low - NOx Summer v4.10 | 550 | 7524 | Rate Constraint in lbs/MMBtu | FALSE | L | Annual | Allowances Sold NOX | Thousand Tons | 0 | 0 | 0 | 0 | 0 | 0 | 0
LA Formosa Plastics Low - NOx Summer v4.10 | 550 | 7524 | Rate Constraint in lbs/MMBtu | FALSE | L | Annual | Allowances Banked | Thousand Tons | 0 | 0 | 0 | 0 | 0 | 0 | 0
LA Formosa Plastics Low - NOx Summer v4.10 | 550 | 7524 | Rate Constraint in lbs/MMBtu | FALSE | L | Annual | Allowances Withdrawn (1:1) | Thousand Tons | 0 | 0 | 0 | 0 | 0 | 0 | 0
LA Formosa Plastics Low - NOx Summer v4.10 | 550 | 7524 | Rate Constraint in lbs/MMBtu | FALSE | L | Annual | Allowances Withdrawn (n:1) | Thousand Tons | 0 | 0 | 0 | 0 | 0 | 0 | 0
LA Formosa Plastics Low - NOx Summer v4.10 | 550 | 7524 | Rate Constraint in lbs/MMBtu | FALSE | L | Annual | Net Emissions Allowance Position | Thousand Tons | 0.0015063 | 0.00071454 | 0.016743 | 0.0035148 | 0.0065081 | 0.010004 | 0.0146
LA Formosa Plastics Low - NOx Summer v4.10 | 550 | 7524 | Rate Constraint in lbs/MMBtu | FALSE | L | Annual | Fuel Consumed | TBtu | 0.039657 | 0.018812 | 0.44081 | 0.092533 | 0.17134 | 0.26336 | 0.38437
LA Formosa Plastics Low - NOx Summer v4.10 | 550 | 7524 | Rate Constraint in lbs/MMBtu | FALSE | L | Annual | Rate | lb/MMBtu | 0.075968 | 0.075968 | 0.075968 | 0.075968 | 0.075968 | 0.075968 | 0.075968
LA Formosa Plastics Low - NOx Summer v4.10 | 550 | 7524 | Rate Constraint in lbs/MMBtu | FALSE | L | Annual | Generation | TWh | 0.0045583 | 0.0021623 | 0.050667 | 0.010636 | 0.019694 | 0.030272 | 0.04418
LA Formosa Plastics Low - NOx Summer v4.10 | 550 | 7524 | Rate Constraint in lbs/MMBtu | FALSE | L | Annual | Qualifying Generation | TWh | 0.0045583 | 0.0021623 | 0.050667 | 0.010636 | 0.019694 | 0.030272 | 0.04418
LA Formosa Plastics Low - NOx Summer v4.10 | 550 | 7524 | Rate Constraint in lbs/MMBtu | FALSE | L | Annual | Rate | lb/MWh | 0.66092 | 0.66092 | 0.66092 | 0.66092 | 0.66092 | 0.66092 | 0.66092
LA Formosa Plastics Low - NOx Summer v4.10 | 550 | 7524 | Rate Constraint in lbs/MMBtu | FALSE | L | Annual | Constraint Shadow Price | US2022$/Ton | 0 | 0 | 0 | 0 | 0 | 0 | 0
LA Geismar Cogen -Nox Summer v5.12 | 551 | 7525 | Rate Constraint in lbs/MMBtu | FALSE | L | Annual | Seasons Included | Seasons | Summer | Summer | Summer | Summer | Summer | Summer | Summer
LA Geismar Cogen -Nox Summer v5.12 | 551 | 7525 | Rate Constraint in lbs/MMBtu | FALSE | L | Annual | Standard NOX | lb/MMBtu | 0.2 | 0.2 | 0.2 | 0.2 | 0.2 | 0.2 | 0.2
LA Geismar Cogen -Nox Summer v5.12 | 551 | 7525 | Rate Constraint in lbs/MMBtu | FALSE | L | Annual | Emissions at Affected Plants NOX | Thousand Tons | 0.0037611 | 0.00076043 | 0.017819 | 0.0037405 | 0.0069261 | 0.010646 | 0.015538
LA Geismar Cogen -Nox Summer v5.12 | 551 | 7525 | Rate Constraint in lbs/MMBtu | FALSE | L | Annual | Allowances Purchased NOX | Thousand Tons | 0 | 0 | 0 | 0 | 0 | 0 | 0
LA Geismar Cogen -Nox Summer v5.12 | 551 | 7525 | Rate Constraint in lbs/MMBtu | FALSE | L | Annual | Allowances Sold NOX | Thousand Tons | 0 | 0 | 0 | 0 | 0 | 0 | 0
LA Geismar Cogen -Nox Summer v5.12 | 551 | 7525 | Rate Constraint in lbs/MMBtu | FALSE | L | Annual | Allowances Banked | Thousand Tons | 0 | 0 | 0 | 0 | 0 | 0 | 0
LA Geismar Cogen -Nox Summer v5.12 | 551 | 7525 | Rate Constraint in lbs/MMBtu | FALSE | L | Annual | Allowances Withdrawn (1:1) | Thousand Tons | 0 | 0 | 0 | 0 | 0 | 0 | 0
LA Geismar Cogen -Nox Summer v5.12 | 551 | 7525 | Rate Constraint in lbs/MMBtu | FALSE | L | Annual | Allowances Withdrawn (n:1) | Thousand Tons | 0 | 0 | 0 | 0 | 0 | 0 | 0
LA Geismar Cogen -Nox Summer v5.12 | 551 | 7525 | Rate Constraint in lbs/MMBtu | FALSE | L | Annual | Net Emissions Allowance Position | Thousand Tons | 0.0037611 | 0.00076043 | 0.017819 | 0.0037405 | 0.0069261 | 0.010646 | 0.015538
LA Geismar Cogen -Nox Summer v5.12 | 551 | 7525 | Rate Constraint in lbs/MMBtu | FALSE | L | Annual | Fuel Consumed | TBtu | 0.1034 | 0.020906 | 0.48988 | 0.10284 | 0.19042 | 0.29269 | 0.42716
LA Geismar Cogen -Nox Summer v5.12 | 551 | 7525 | Rate Constraint in lbs/MMBtu | FALSE | L | Annual | Rate | lb/MMBtu | 0.072747 | 0.072747 | 0.072747 | 0.072747 | 0.072747 | 0.072747 | 0.072747
LA Geismar Cogen -Nox Summer v5.12 | 551 | 7525 | Rate Constraint in lbs/MMBtu | FALSE | L | Annual | Generation | TWh | 0.011885 | 0.002403 | 0.056308 | 0.01182 | 0.021887 | 0.033642 | 0.049099
LA Geismar Cogen -Nox Summer v5.12 | 551 | 7525 | Rate Constraint in lbs/MMBtu | FALSE | L | Annual | Qualifying Generation | TWh | 0.011885 | 0.002403 | 0.056308 | 0.01182 | 0.021887 | 0.033642 | 0.049099
LA Geismar Cogen -Nox Summer v5.12 | 551 | 7525 | Rate Constraint in lbs/MMBtu | FALSE | L | Annual | Rate | lb/MWh | 0.6329 | 0.6329 | 0.6329 | 0.6329 | 0.6329 | 0.6329 | 0.6329
LA Geismar Cogen -Nox Summer v5.12 | 551 | 7525 | Rate Constraint in lbs/MMBtu | FALSE | L | Annual | Constraint Shadow Price | US2022$/Ton | 0 | 0 | 0 | 0 | 0 | 0 | 0
LA Georgia Gulf Plaquemine -Nox Summer v5.12 | 552 | 7526 | Rate Constraint in lbs/MMBtu | FALSE | L | Annual | Seasons Included | Seasons | Summer | Summer | Summer | Summer | Summer | Summer | Summer
LA Georgia Gulf Plaquemine -Nox Summer v5.12 | 552 | 7526 | Rate Constraint in lbs/MMBtu | FALSE | L | Annual | Standard NOX | lb/MMBtu | 0.2 | 0.2 | 0.2 | 0.2 | 0.2 | 0.2 | 0.2
LA Georgia Gulf Plaquemine -Nox Summer v5.12 | 552 | 7526 | Rate Constraint in lbs/MMBtu | FALSE | L | Annual | Emissions at Affected Plants NOX | Thousand Tons | 0.0046674 | 0.0047936 | 0.063564 | 0.015339 | 0.045287 | 0.065596 | 0.065848
LA Georgia Gulf Plaquemine -Nox Summer v5.12 | 552 | 7526 | Rate Constraint in lbs/MMBtu | FALSE | L | Annual | Allowances Purchased NOX | Thousand Tons | 0 | 0 | 0 | 0 | 0 | 0 | 0
LA Georgia Gulf Plaquemine -Nox Summer v5.12 | 552 | 7526 | Rate Constraint in lbs/MMBtu | FALSE | L | Annual | Allowances Sold NOX | Thousand Tons | 0 | 0 | 0 | 0 | 0 | 0 | 0
LA Georgia Gulf Plaquemine -Nox Summer v5.12 | 552 | 7526 | Rate Constraint in lbs/MMBtu | FALSE | L | Annual | Allowances Banked | Thousand Tons | 0 | 0 | 0 | 0 | 0 | 0 | 0
LA Georgia Gulf Plaquemine -Nox Summer v5.12 | 552 | 7526 | Rate Constraint in lbs/MMBtu | FALSE | L | Annual | Allowances Withdrawn (1:1) | Thousand Tons | 0 | 0 | 0 | 0 | 0 | 0 | 0
LA Georgia Gulf Plaquemine -Nox Summer v5.12 | 552 | 7526 | Rate Constraint in lbs/MMBtu | FALSE | L | Annual | Allowances Withdrawn (n:1) | Thousand Tons | 0 | 0 | 0 | 0 | 0 | 0 | 0
LA Georgia Gulf Plaquemine -Nox Summer v5.12 | 552 | 7526 | Rate Constraint in lbs/MMBtu | FALSE | L | Annual | Net Emissions Allowance Position | Thousand Tons | 0.0046674 | 0.0047936 | 0.063564 | 0.015339 | 0.045287 | 0.065596 | 0.065848
LA Georgia Gulf Plaquemine -Nox Summer v5.12 | 552 | 7526 | Rate Constraint in lbs/MMBtu | FALSE | L | Annual | Fuel Consumed | TBtu | 0.064881 | 0.066635 | 0.8836 | 0.21323 | 0.62952 | 0.91184 | 0.91535
LA Georgia Gulf Plaquemine -Nox Summer v5.12 | 552 | 7526 | Rate Constraint in lbs/MMBtu | FALSE | L | Annual | Rate | lb/MMBtu | 0.14388 | 0.14388 | 0.14388 | 0.14388 | 0.14388 | 0.14388 | 0.14388
LA Georgia Gulf Plaquemine -Nox Summer v5.12 | 552 | 7526 | Rate Constraint in lbs/MMBtu | FALSE | L | Annual | Generation | TWh | 0.0074576 | 0.0076592 | 0.10156 | 0.024509 | 0.072359 | 0.10481 | 0.10521
LA Georgia Gulf Plaquemine -Nox Summer v5.12 | 552 | 7526 | Rate Constraint in lbs/MMBtu | FALSE | L | Annual | Qualifying Generation | TWh | 0.0074576 | 0.0076592 | 0.10156 | 0.024509 | 0.072359 | 0.10481 | 0.10521
LA Georgia Gulf Plaquemine -Nox Summer v5.12 | 552 | 7526 | Rate Constraint in lbs/MMBtu | FALSE | L | Annual | Rate | lb/MWh | 1.2517 | 1.2517 | 1.2517 | 1.2517 | 1.2517 | 1.2517 | 1.2517
LA Georgia Gulf Plaquemine -Nox Summer v5.12 | 552 | 7526 | Rate Constraint in lbs/MMBtu | FALSE | L | Annual | Constraint Shadow Price | US2022$/Ton | 0 | 0 | 0 | 0 | 0 | 0 | 0
LA Louisiana 1 - NOx Summer v4.10 | 553 | 7527 | Rate Constraint in lbs/MMBtu | FALSE | L | Annual | Seasons Included | Seasons | Summer | Summer | Summer | Summer | Summer | Summer | Summer
LA Louisiana 1 - NOx Summer v4.10 | 553 | 7527 | Rate Constraint in lbs/MMBtu | FALSE | L | Annual | Standard NOX | lb/MMBtu | 0.24144 | 0.24144 | 0.24144 | 0.24144 | 0.24144 | 0.24144 | 0.24144
LA Louisiana 1 - NOx Summer v4.10 | 553 | 7527 | Rate Constraint in lbs/MMBtu | FALSE | L | Annual | Emissions at Affected Plants NOX | Thousand Tons | 0.22528 | 0.21375 | 0.56515 | 0.49795 | 0.40746 | 0.48738 | 0.51024
LA Louisiana 1 - NOx Summer v4.10 | 553 | 7527 | Rate Constraint in lbs/MMBtu | FALSE | L | Annual | Allowances Purchased NOX | Thousand Tons | 0 | 0 | 0 | 0 | 0 | 0 | 0
LA Louisiana 1 - NOx Summer v4.10 | 553 | 7527 | Rate Constraint in lbs/MMBtu | FALSE | L | Annual | Allowances Sold NOX | Thousand Tons | 0 | 0 | 0 | 0 | 0 | 0 | 0
LA Louisiana 1 - NOx Summer v4.10 | 553 | 7527 | Rate Constraint in lbs/MMBtu | FALSE | L | Annual | Allowances Banked | Thousand Tons | 0 | 0 | 0 | 0 | 0 | 0 | 0
LA Louisiana 1 - NOx Summer v4.10 | 553 | 7527 | Rate Constraint in lbs/MMBtu | FALSE | L | Annual | Allowances Withdrawn (1:1) | Thousand Tons | 0 | 0 | 0 | 0 | 0 | 0 | 0
LA Louisiana 1 - NOx Summer v4.10 | 553 | 7527 | Rate Constraint in lbs/MMBtu | FALSE | L | Annual | Allowances Withdrawn (n:1) | Thousand Tons | 0 | 0 | 0 | 0 | 0 | 0 | 0
LA Louisiana 1 - NOx Summer v4.10 | 553 | 7527 | Rate Constraint in lbs/MMBtu | FALSE | L | Annual | Net Emissions Allowance Position | Thousand Tons | 0.22528 | 0.21375 | 0.56515 | 0.49795 | 0.40746 | 0.48738 | 0.51024
LA Louisiana 1 - NOx Summer v4.10 | 553 | 7527 | Rate Constraint in lbs/MMBtu | FALSE | L | Annual | Fuel Consumed | TBtu | 2.1848 | 2.0677 | 5.637 | 4.9544 | 4.0353 | 4.847 | 5.0792
LA Louisiana 1 - NOx Summer v4.10 | 553 | 7527 | Rate Constraint in lbs/MMBtu | FALSE | L | Annual | Rate | lb/MMBtu | 0.20623 | 0.20675 | 0.20052 | 0.20101 | 0.20195 | 0.2011 | 0.20091
LA Louisiana 1 - NOx Summer v4.10 | 553 | 7527 | Rate Constraint in lbs/MMBtu | FALSE | L | Annual | Generation | TWh | 0.48028 | 0.45453 | 1.2392 | 1.0891 | 0.88707 | 1.0655 | 1.1166
LA Louisiana 1 - NOx Summer v4.10 | 553 | 7527 | Rate Constraint in lbs/MMBtu | FALSE | L | Annual | Qualifying Generation | TWh | 0.48028 | 0.45453 | 1.2392 | 1.0891 | 0.88707 | 1.0655 | 1.1166
LA Louisiana 1 - NOx Summer v4.10 | 553 | 7527 | Rate Constraint in lbs/MMBtu | FALSE | L | Annual | Rate | lb/MWh | 0.93812 | 0.94053 | 0.91215 | 0.91441 | 0.91867 | 0.91483 | 0.91395
LA Louisiana 1 - NOx Summer v4.10 | 553 | 7527 | Rate Constraint in lbs/MMBtu | FALSE | L | Annual | Constraint Shadow Price | US2022$/Ton | 0 | 0 | 0 | 0 | 0 | 0 | 0
LA New Roads - NOx Summer v4.10 | 554 | 7528 | Rate Constraint in lbs/MMBtu | FALSE | L | Annual | Seasons Included | Seasons | Summer | Summer | Summer | Summer | Summer | Summer | Summer
LA New Roads - NOx Summer v4.10 | 554 | 7528 | Rate Constraint in lbs/MMBtu | FALSE | L | Annual | Standard NOX | lb/MMBtu | 0.2 | 0.2 | 0.2 | 0.2 | 0.2 | 0.2 | 0.2
LA New Roads - NOx Summer v4.10 | 554 | 7528 | Rate Constraint in lbs/MMBtu | FALSE | L | Annual | Emissions at Affected Plants NOX | Thousand Tons | 0.0017816 | 0.0017903 | 0.00039299 | 2.6199e-05 | 0 | 0 | 0
LA New Roads - NOx Summer v4.10 | 554 | 7528 | Rate Constraint in lbs/MMBtu | FALSE | L | Annual | Allowances Purchased NOX | Thousand Tons | 0 | 0 | 0 | 0 | 0 | 0 | 0
LA New Roads - NOx Summer v4.10 | 554 | 7528 | Rate Constraint in lbs/MMBtu | FALSE | L | Annual | Allowances Sold NOX | Thousand Tons | 0 | 0 | 0 | 0 | 0 | 0 | 0
LA New Roads - NOx Summer v4.10 | 554 | 7528 | Rate Constraint in lbs/MMBtu | FALSE | L | Annual | Allowances Banked | Thousand Tons | 0 | 0 | 0 | 0 | 0 | 0 | 0
LA New Roads - NOx Summer v4.10 | 554 | 7528 | Rate Constraint in lbs/MMBtu | FALSE | L | Annual | Allowances Withdrawn (1:1) | Thousand Tons | 0 | 0 | 0 | 0 | 0 | 0 | 0
LA New Roads - NOx Summer v4.10 | 554 | 7528 | Rate Constraint in lbs/MMBtu | FALSE | L | Annual | Allowances Withdrawn (n:1) | Thousand Tons | 0 | 0 | 0 | 0 | 0 | 0 | 0
LA New Roads - NOx Summer v4.10 | 554 | 7528 | Rate Constraint in lbs/MMBtu | FALSE | L | Annual | Net Emissions Allowance Position | Thousand Tons | 0.0017816 | 0.0017903 | 0.00039299 | 2.6199e-05 | 0 | 0 | 0
LA New Roads - NOx Summer v4.10 | 554 | 7528 | Rate Constraint in lbs/MMBtu | FALSE | L | Annual | Fuel Consumed | TBtu | 0.017816 | 0.017904 | 0.0039301 | 0.00026201 | 0 | 0 | 0
LA New Roads - NOx Summer v4.10 | 554 | 7528 | Rate Constraint in lbs/MMBtu | FALSE | L | Annual | Rate | lb/MMBtu | 0.19999 | 0.19999 | 0.19999 | 0.19999 | 0 | 0 | 0
LA New Roads - NOx Summer v4.10 | 554 | 7528 | Rate Constraint in lbs/MMBtu | FALSE | L | Annual | Generation | TWh | 0.0013482 | 0.0013548 | 0.0002974 | 1.9827e-05 | 0 | 0 | 0
LA New Roads - NOx Summer v4.10 | 554 | 7528 | Rate Constraint in lbs/MMBtu | FALSE | L | Annual | Qualifying Generation | TWh | 0.0013482 | 0.0013548 | 0.0002974 | 1.9827e-05 | 0 | 0 | 0
LA New Roads - NOx Summer v4.10 | 554 | 7528 | Rate Constraint in lbs/MMBtu | FALSE | L | Annual | Rate | lb/MWh | 2.6428 | 2.6428 | 2.6428 | 2.6428 | 0 | 0 | 0
LA New Roads - NOx Summer v4.10 | 554 | 7528 | Rate Constraint in lbs/MMBtu | FALSE | L | Annual | Constraint Shadow Price | US2022$/Ton | 0 | 0 | 0 | 0 | 0 | 0 | 0
LA Plaquemine Cogeneration Plant -Nox Summer v5.12 | 555 | 7529 | Rate Constraint in lbs/MMBtu | FALSE | L | Annual | Seasons Included | Seasons | Summer | Summer | Summer | Summer | Summer | Summer | Summer
LA Plaquemine Cogeneration Plant -Nox Summer v5.12 | 555 | 7529 | Rate Constraint in lbs/MMBtu | FALSE | L | Annual | Standard NOX | lb/MMBtu | 0.2 | 0.2 | 0.2 | 0.2 | 0.2 | 0.2 | 0.2
LA Plaquemine Cogeneration Plant -Nox Summer v5.12 | 555 | 7529 | Rate Constraint in lbs/MMBtu | FALSE | L | Annual | Emissions at Affected Plants NOX | Thousand Tons | 0.081246 | 0.077946 | 0.055627 | 0.029105 | 0.011166 | 0.029328 | 0.029328
LA Plaquemine Cogeneration Plant -Nox Summer v5.12 | 555 | 7529 | Rate Constraint in lbs/MMBtu | FALSE | L | Annual | Allowances Purchased NOX | Thousand Tons | 0 | 0 | 0 | 0 | 0 | 0 | 0
LA Plaquemine Cogeneration Plant -Nox Summer v5.12 | 555 | 7529 | Rate Constraint in lbs/MMBtu | FALSE | L | Annual | Allowances Sold NOX | Thousand Tons | 0 | 0 | 0 | 0 | 0 | 0 | 0
LA Plaquemine Cogeneration Plant -Nox Summer v5.12 | 555 | 7529 | Rate Constraint in lbs/MMBtu | FALSE | L | Annual | Allowances Banked | Thousand Tons | 0 | 0 | 0 | 0 | 0 | 0 | 0
LA Plaquemine Cogeneration Plant -Nox Summer v5.12 | 555 | 7529 | Rate Constraint in lbs/MMBtu | FALSE | L | Annual | Allowances Withdrawn (1:1) | Thousand Tons | 0 | 0 | 0 | 0 | 0 | 0 | 0
LA Plaquemine Cogeneration Plant -Nox Summer v5.12 | 555 | 7529 | Rate Constraint in lbs/MMBtu | FALSE | L | Annual | Allowances Withdrawn (n:1) | Thousand Tons | 0 | 0 | 0 | 0 | 0 | 0 | 0
LA Plaquemine Cogeneration Plant -Nox Summer v5.12 | 555 | 7529 | Rate Constraint in lbs/MMBtu | FALSE | L | Annual | Net Emissions Allowance Position | Thousand Tons | 0.081246 | 0.077946 | 0.055627 | 0.029105 | 0.011166 | 0.029328 | 0.029328
LA Plaquemine Cogeneration Plant -Nox Summer v5.12 | 555 | 7529 | Rate Constraint in lbs/MMBtu | FALSE | L | Annual | Fuel Consumed | TBtu | 12.0404 | 11.5514 | 8.2437 | 4.3133 | 1.6547 | 4.3464 | 4.3464
LA Plaquemine Cogeneration Plant -Nox Summer v5.12 | 555 | 7529 | Rate Constraint in lbs/MMBtu | FALSE | L | Annual | Rate | lb/MMBtu | 0.013496 | 0.013496 | 0.013496 | 0.013496 | 0.013496 | 0.013496 | 0.013496
LA Plaquemine Cogeneration Plant -Nox Summer v5.12 | 555 | 7529 | Rate Constraint in lbs/MMBtu | FALSE | L | Annual | Generation | TWh | 1.5454 | 1.4827 | 1.0581 | 0.55362 | 0.21239 | 0.55787 | 0.55787
LA Plaquemine Cogeneration Plant -Nox Summer v5.12 | 555 | 7529 | Rate Constraint in lbs/MMBtu | FALSE | L | Annual | Qualifying Generation | TWh | 1.5454 | 1.4827 | 1.0581 | 0.55362 | 0.21239 | 0.55787 | 0.55787
LA Plaquemine Cogeneration Plant -Nox Summer v5.12 | 555 | 7529 | Rate Constraint in lbs/MMBtu | FALSE | L | Annual | Rate | lb/MWh | 0.10514 | 0.10514 | 0.10514 | 0.10514 | 0.10514 | 0.10514 | 0.10514
LA Plaquemine Cogeneration Plant -Nox Summer v5.12 | 555 | 7529 | Rate Constraint in lbs/MMBtu | FALSE | L | Annual | Constraint Shadow Price | US2022$/Ton | 0 | 0 | 0 | 0 | 0 | 0 | 0
LA Shell Chemical - NOx Summer v4.10 | 556 | 7530 | Rate Constraint in lbs/MMBtu | FALSE | L | Annual | Seasons Included | Seasons | Summer | Summer | Summer | Summer | Summer | Summer | Summer
LA Shell Chemical - NOx Summer v4.10 | 556 | 7530 | Rate Constraint in lbs/MMBtu | FALSE | L | Annual | Standard NOX | lb/MMBtu | 0.29434 | 0.29434 | 0.29434 | 0.29434 | 0.29434 | 0.29434 | 0.29434
LA Shell Chemical - NOx Summer v4.10 | 556 | 7530 | Rate Constraint in lbs/MMBtu | FALSE | L | Annual | Emissions at Affected Plants NOX | Thousand Tons | 7.8224e-05 | 7.8224e-05 | 0.06782 | 0.014237 | 0.026361 | 0.04052 | 0.059137
LA Shell Chemical - NOx Summer v4.10 | 556 | 7530 | Rate Constraint in lbs/MMBtu | FALSE | L | Annual | Allowances Purchased NOX | Thousand Tons | 0 | 0 | 0 | 0 | 0 | 0 | 0
LA Shell Chemical - NOx Summer v4.10 | 556 | 7530 | Rate Constraint in lbs/MMBtu | FALSE | L | Annual | Allowances Sold NOX | Thousand Tons | 0 | 0 | 0 | 0 | 0 | 0 | 0
LA Shell Chemical - NOx Summer v4.10 | 556 | 7530 | Rate Constraint in lbs/MMBtu | FALSE | L | Annual | Allowances Banked | Thousand Tons | 0 | 0 | 0 | 0 | 0 | 0 | 0
LA Shell Chemical - NOx Summer v4.10 | 556 | 7530 | Rate Constraint in lbs/MMBtu | FALSE | L | Annual | Allowances Withdrawn (1:1) | Thousand Tons | 0 | 0 | 0 | 0 | 0 | 0 | 0
LA Shell Chemical - NOx Summer v4.10 | 556 | 7530 | Rate Constraint in lbs/MMBtu | FALSE | L | Annual | Allowances Withdrawn (n:1) | Thousand Tons | 0 | 0 | 0 | 0 | 0 | 0 | 0
LA Shell Chemical - NOx Summer v4.10 | 556 | 7530 | Rate Constraint in lbs/MMBtu | FALSE | L | Annual | Net Emissions Allowance Position | Thousand Tons | 7.8224e-05 | 7.8224e-05 | 0.06782 | 0.014237 | 0.026361 | 0.04052 | 0.059137
LA Shell Chemical - NOx Summer v4.10 | 556 | 7530 | Rate Constraint in lbs/MMBtu | FALSE | L | Annual | Fuel Consumed | TBtu | 0.00053154 | 0.00053154 | 0.46084 | 0.09674 | 0.17913 | 0.27534 | 0.40184
LA Shell Chemical - NOx Summer v4.10 | 556 | 7530 | Rate Constraint in lbs/MMBtu | FALSE | L | Annual | Rate | lb/MMBtu | 0.29433 | 0.29433 | 0.29433 | 0.29433 | 0.29433 | 0.29433 | 0.29433
LA Shell Chemical - NOx Summer v4.10 | 556 | 7530 | Rate Constraint in lbs/MMBtu | FALSE | L | Annual | Generation | TWh | 6.1096e-05 | 6.1096e-05 | 0.05297 | 0.011119 | 0.020589 | 0.031648 | 0.046189
LA Shell Chemical - NOx Summer v4.10 | 556 | 7530 | Rate Constraint in lbs/MMBtu | FALSE | L | Annual | Qualifying Generation | TWh | 6.1096e-05 | 6.1096e-05 | 0.05297 | 0.011119 | 0.020589 | 0.031648 | 0.046189
LA Shell Chemical - NOx Summer v4.10 | 556 | 7530 | Rate Constraint in lbs/MMBtu | FALSE | L | Annual | Rate | lb/MWh | 2.5607 | 2.5607 | 2.5607 | 2.5607 | 2.5607 | 2.5607 | 2.5607
LA Shell Chemical - NOx Summer v4.10 | 556 | 7530 | Rate Constraint in lbs/MMBtu | FALSE | L | Annual | Constraint Shadow Price | US2022$/Ton | 0 | 0 | 0 | 0 | 0 | 0 | 0
Louisiana Coal Units - SO2 Rate Annual v3.1, Unit 2604 and retrofits | 557 | 7321 | Rate Constraint in lbs/MMBtu | FALSE | L | Annual | Seasons Included | Seasons | Winter, Spring, Summer, Fall | Winter, Spring, Summer, Fall | Winter, Spring, Summer, Fall | Winter, Spring, Summer, Fall | Winter, Spring, Summer, Fall | Winter, Spring, Summer, Fall | Winter, Spring, Summer, Fall
Louisiana Coal Units - SO2 Rate Annual v3.1, Unit 2604 and retrofits | 557 | 7321 | Rate Constraint in lbs/MMBtu | FALSE | L | Annual | Standard SO2 | lb/MMBtu | 1.2 | 1.2 | 1.2 | 1.2 | 1.2 | 1.2 | 1.2
Louisiana Coal Units - SO2 Rate Annual v3.1, Unit 2604 and retrofits | 557 | 7321 | Rate Constraint in lbs/MMBtu | FALSE | L | Annual | Emissions at Affected Plants SO2 | Thousand Tons | 1.7416 | 0 | 0 | 0 | 0 | 0 | 0
Louisiana Coal Units - SO2 Rate Annual v3.1, Unit 2604 and retrofits | 557 | 7321 | Rate Constraint in lbs/MMBtu | FALSE | L | Annual | Allowances Purchased SO2 | Thousand Tons | 0 | 0 | 0 | 0 | 0 | 0 | 0
Louisiana Coal Units - SO2 Rate Annual v3.1, Unit 2604 and retrofits | 557 | 7321 | Rate Constraint in lbs/MMBtu | FALSE | L | Annual | Allowances Sold SO2 | Thousand Tons | 0 | 0 | 0 | 0 | 0 | 0 | 0
Louisiana Coal Units - SO2 Rate Annual v3.1, Unit 2604 and retrofits | 557 | 7321 | Rate Constraint in lbs/MMBtu | FALSE | L | Annual | Allowances Banked | Thousand Tons | 0 | 0 | 0 | 0 | 0 | 0 | 0
Louisiana Coal Units - SO2 Rate Annual v3.1, Unit 2604 and retrofits | 557 | 7321 | Rate Constraint in lbs/MMBtu | FALSE | L | Annual | Allowances Withdrawn (1:1) | Thousand Tons | 0 | 0 | 0 | 0 | 0 | 0 | 0
Louisiana Coal Units - SO2 Rate Annual v3.1, Unit 2604 and retrofits | 557 | 7321 | Rate Constraint in lbs/MMBtu | FALSE | L | Annual | Allowances Withdrawn (n:1) | Thousand Tons | 0 | 0 | 0 | 0 | 0 | 0 | 0
Louisiana Coal Units - SO2 Rate Annual v3.1, Unit 2604 and retrofits | 557 | 7321 | Rate Constraint in lbs/MMBtu | FALSE | L | Annual | Net Emissions Allowance Position | Thousand Tons | 1.7416 | 0 | 0 | 0 | 0 | 0 | 0
Louisiana Coal Units - SO2 Rate Annual v3.1, Unit 2604 and retrofits | 557 | 7321 | Rate Constraint in lbs/MMBtu | FALSE | L | Annual | Fuel Consumed | TBtu | 7.7543 | 0 | 0 | 0 | 0 | 0 | 0
Louisiana Coal Units - SO2 Rate Annual v3.1, Unit 2604 and retrofits | 557 | 7321 | Rate Constraint in lbs/MMBtu | FALSE | L | Annual | Rate | lb/MMBtu | 0.44919 | 0 | 0 | 0 | 0 | 0 | 0
Louisiana Coal Units - SO2 Rate Annual v3.1, Unit 2604 and retrofits | 557 | 7321 | Rate Constraint in lbs/MMBtu | FALSE | L | Annual | Generation | TWh | 0.74289 | 0 | 0 | 0 | 0 | 0 | 0
Louisiana Coal Units - SO2 Rate Annual v3.1, Unit 2604 and retrofits | 557 | 7321 | Rate Constraint in lbs/MMBtu | FALSE | L | Annual | Qualifying Generation | TWh | 0.74289 | 0 | 0 | 0 | 0 | 0 | 0
Louisiana Coal Units - SO2 Rate Annual v3.1, Unit 2604 and retrofits | 557 | 7321 | Rate Constraint in lbs/MMBtu | FALSE | L | Annual | Rate | lb/MWh | 4.6887 | 0 | 0 | 0 | 0 | 0 | 0
Louisiana Coal Units - SO2 Rate Annual v3.1, Unit 2604 and retrofits | 557 | 7321 | Rate Constraint in lbs/MMBtu | FALSE | L | Annual | Constraint Shadow Price | US2022$/Ton | 0 | 0 | 0 | 0 | 0 | 0 | 0
Louisiana Coal Units - SO2 Rate Annual v3.1, Unit 2621 and retrofits | 558 | 7321 | Rate Constraint in lbs/MMBtu | FALSE | L | Annual | Seasons Included | Seasons | Winter, Spring, Summer, Fall | Winter, Spring, Summer, Fall | Winter, Spring, Summer, Fall | Winter, Spring, Summer, Fall | Winter, Spring, Summer, Fall | Winter, Spring, Summer, Fall | Winter, Spring, Summer, Fall
Louisiana Coal Units - SO2 Rate Annual v3.1, Unit 2621 and retrofits | 558 | 7321 | Rate Constraint in lbs/MMBtu | FALSE | L | Annual | Standard SO2 | lb/MMBtu | 1.2 | 1.2 | 1.2 | 1.2 | 1.2 | 1.2 | 1.2
Louisiana Coal Units - SO2 Rate Annual v3.1, Unit 2621 and retrofits | 558 | 7321 | Rate Constraint in lbs/MMBtu | FALSE | L | Annual | Emissions at Affected Plants SO2 | Thousand Tons | 0 | 0 | 0 | 0 | 0 | 0 | 0
Louisiana Coal Units - SO2 Rate Annual v3.1, Unit 2621 and retrofits | 558 | 7321 | Rate Constraint in lbs/MMBtu | FALSE | L | Annual | Allowances Purchased SO2 | Thousand Tons | 0 | 0 | 0 | 0 | 0 | 0 | 0
Louisiana Coal Units - SO2 Rate Annual v3.1, Unit 2621 and retrofits | 558 | 7321 | Rate Constraint in lbs/MMBtu | FALSE | L | Annual | Allowances Sold SO2 | Thousand Tons | 0 | 0 | 0 | 0 | 0 | 0 | 0
Louisiana Coal Units - SO2 Rate Annual v3.1, Unit 2621 and retrofits | 558 | 7321 | Rate Constraint in lbs/MMBtu | FALSE | L | Annual | Allowances Banked | Thousand Tons | 0 | 0 | 0 | 0 | 0 | 0 | 0
Louisiana Coal Units - SO2 Rate Annual v3.1, Unit 2621 and retrofits | 558 | 7321 | Rate Constraint in lbs/MMBtu | FALSE | L | Annual | Allowances Withdrawn (1:1) | Thousand Tons | 0 | 0 | 0 | 0 | 0 | 0 | 0
Louisiana Coal Units - SO2 Rate Annual v3.1, Unit 2621 and retrofits | 558 | 7321 | Rate Constraint in lbs/MMBtu | FALSE | L | Annual | Allowances Withdrawn (n:1) | Thousand Tons | 0 | 0 | 0 | 0 | 0 | 0 | 0
Louisiana Coal Units - SO2 Rate Annual v3.1, Unit 2621 and retrofits | 558 | 7321 | Rate Constraint in lbs/MMBtu | FALSE | L | Annual | Net Emissions Allowance Position | Thousand Tons | 0 | 0 | 0 | 0 | 0 | 0 | 0
Louisiana Coal Units - SO2 Rate Annual v3.1, Unit 2621 and retrofits | 558 | 7321 | Rate Constraint in lbs/MMBtu | FALSE | L | Annual | Fuel Consumed | TBtu | 0 | 0 | 0 | 0 | 0 | 0 | 0
Louisiana Coal Units - SO2 Rate Annual v3.1, Unit 2621 and retrofits | 558 | 7321 | Rate Constraint in lbs/MMBtu | FALSE | L | Annual | Rate | lb/MMBtu | 0 | 0 | 0 | 0 | 0 | 0 | 0
Louisiana Coal Units - SO2 Rate Annual v3.1, Unit 2621 and retrofits | 558 | 7321 | Rate Constraint in lbs/MMBtu | FALSE | L | Annual | Generation | TWh | 0 | 0 | 0 | 0 | 0 | 0 | 0
Louisiana Coal Units - SO2 Rate Annual v3.1, Unit 2621 and retrofits | 558 | 7321 | Rate Constraint in lbs/MMBtu | FALSE | L | Annual | Qualifying Generation | TWh | 0 | 0 | 0 | 0 | 0 | 0 | 0
Louisiana Coal Units - SO2 Rate Annual v3.1, Unit 2621 and retrofits | 558 | 7321 | Rate Constraint in lbs/MMBtu | FALSE | L | Annual | Rate | lb/MWh | 0 | 0 | 0 | 0 | 0 | 0 | 0
Louisiana Coal Units - SO2 Rate Annual v3.1, Unit 2621 and retrofits | 558 | 7321 | Rate Constraint in lbs/MMBtu | FALSE | L | Annual | Constraint Shadow Price | US2022$/Ton | 0 | 0 | 0 | 0 | 0 | 0 | 0
Louisiana Coal Units - SO2 Rate Annual v3.1, Unit 3152 and retrofits | 559 | 7321 | Rate Constraint in lbs/MMBtu | FALSE | L | Annual | Seasons Included | Seasons | Winter, Spring, Summer, Fall | Winter, Spring, Summer, Fall | Winter, Spring, Summer, Fall | Winter, Spring, Summer, Fall | Winter, Spring, Summer, Fall | Winter, Spring, Summer, Fall | Winter, Spring, Summer, Fall
Louisiana Coal Units - SO2 Rate Annual v3.1, Unit 3152 and retrofits | 559 | 7321 | Rate Constraint in lbs/MMBtu | FALSE | L | Annual | Standard SO2 | lb/MMBtu | 1.2 | 1.2 | 1.2 | 1.2 | 1.2 | 1.2 | 1.2
Louisiana Coal Units - SO2 Rate Annual v3.1, Unit 3152 and retrofits | 559 | 7321 | Rate Constraint in lbs/MMBtu | FALSE | L | Annual | Emissions at Affected Plants SO2 | Thousand Tons | 0 | 0 | 0 | 0 | 0 | 0 | 0
Louisiana Coal Units - SO2 Rate Annual v3.1, Unit 3152 and retrofits | 559 | 7321 | Rate Constraint in lbs/MMBtu | FALSE | L | Annual | Allowances Purchased SO2 | Thousand Tons | 0 | 0 | 0 | 0 | 0 | 0 | 0
Louisiana Coal Units - SO2 Rate Annual v3.1, Unit 3152 and retrofits | 559 | 7321 | Rate Constraint in lbs/MMBtu | FALSE | L | Annual | Allowances Sold SO2 | Thousand Tons | 0 | 0 | 0 | 0 | 0 | 0 | 0
Louisiana Coal Units - SO2 Rate Annual v3.1, Unit 3152 and retrofits | 559 | 7321 | Rate Constraint in lbs/MMBtu | FALSE | L | Annual | Allowances Banked | Thousand Tons | 0 | 0 | 0 | 0 | 0 | 0 | 0
Louisiana Coal Units - SO2 Rate Annual v3.1, Unit 3152 and retrofits | 559 | 7321 | Rate Constraint in lbs/MMBtu | FALSE | L | Annual | Allowances Withdrawn (1:1) | Thousand Tons | 0 | 0 | 0 | 0 | 0 | 0 | 0
Louisiana Coal Units - SO2 Rate Annual v3.1, Unit 3152 and retrofits | 559 | 7321 | Rate Constraint in lbs/MMBtu | FALSE | L | Annual | Allowances Withdrawn (n:1) | Thousand Tons | 0 | 0 | 0 | 0 | 0 | 0 | 0
Louisiana Coal Units - SO2 Rate Annual v3.1, Unit 3152 and retrofits | 559 | 7321 | Rate Constraint in lbs/MMBtu | FALSE | L | Annual | Net Emissions Allowance Position | Thousand Tons | 0 | 0 | 0 | 0 | 0 | 0 | 0
Louisiana Coal Units - SO2 Rate Annual v3.1, Unit 3152 and retrofits | 559 | 7321 | Rate Constraint in lbs/MMBtu | FALSE | L | Annual | Fuel Consumed | TBtu | 0 | 0 | 0 | 0 | 0 | 0 | 0
Louisiana Coal Units - SO2 Rate Annual v3.1, Unit 3152 and retrofits | 559 | 7321 | Rate Constraint in lbs/MMBtu | FALSE | L | Annual | Rate | lb/MMBtu | 0 | 0 | 0 | 0 | 0 | 0 | 0
Louisiana Coal Units - SO2 Rate Annual v3.1, Unit 3152 and retrofits | 559 | 7321 | Rate Constraint in lbs/MMBtu | FALSE | L | Annual | Generation | TWh | 0 | 0 | 0 | 0 | 0 | 0 | 0
Louisiana Coal Units - SO2 Rate Annual v3.1, Unit 3152 and retrofits | 559 | 7321 | Rate Constraint in lbs/MMBtu | FALSE | L | Annual | Qualifying Generation | TWh | 0 | 0 | 0 | 0 | 0 | 0 | 0
Louisiana Coal Units - SO2 Rate Annual v3.1, Unit 3152 and retrofits | 559 | 7321 | Rate Constraint in lbs/MMBtu | FALSE | L | Annual | Rate | lb/MWh | 0 | 0 | 0 | 0 | 0 | 0 | 0
Louisiana Coal Units - SO2 Rate Annual v3.1, Unit 3152 and retrofits | 559 | 7321 | Rate Constraint in lbs/MMBtu | FALSE | L | Annual | Constraint Shadow Price | US2022$/Ton | 0 | 0 | 0 | 0 | 0 | 0 | 0
Louisiana Coal Units - SO2 Rate Annual v3.1, Unit 3153 and retrofits | 560 | 7321 | Rate Constraint in lbs/MMBtu | FALSE | L | Annual | Seasons Included | Seasons | Winter, Spring, Summer, Fall | Winter, Spring, Summer, Fall | Winter, Spring, Summer, Fall | Winter, Spring, Summer, Fall | Winter, Spring, Summer, Fall | Winter, Spring, Summer, Fall | Winter, Spring, Summer, Fall
Louisiana Coal Units - SO2 Rate Annual v3.1, Unit 3153 and retrofits | 560 | 7321 | Rate Constraint in lbs/MMBtu | FALSE | L | Annual | Standard SO2 | lb/MMBtu | 1.2 | 1.2 | 1.2 | 1.2 | 1.2 | 1.2 | 1.2
Louisiana Coal Units - SO2 Rate Annual v3.1, Unit 3153 and retrofits | 560 | 7321 | Rate Constraint in lbs/MMBtu | FALSE | L | Annual | Emissions at Affected Plants SO2 | Thousand Tons | 0 | 0 | 0 | 0 | 0 | 0 | 0
Louisiana Coal Units - SO2 Rate Annual v3.1, Unit 3153 and retrofits | 560 | 7321 | Rate Constraint in lbs/MMBtu | FALSE | L | Annual | Allowances Purchased SO2 | Thousand Tons | 0 | 0 | 0 | 0 | 0 | 0 | 0
Louisiana Coal Units - SO2 Rate Annual v3.1, Unit 3153 and retrofits | 560 | 7321 | Rate Constraint in lbs/MMBtu | FALSE | L | Annual | Allowances Sold SO2 | Thousand Tons | 0 | 0 | 0 | 0 | 0 | 0 | 0
Louisiana Coal Units - SO2 Rate Annual v3.1, Unit 3153 and retrofits | 560 | 7321 | Rate Constraint in lbs/MMBtu | FALSE | L | Annual | Allowances Banked | Thousand Tons | 0 | 0 | 0 | 0 | 0 | 0 | 0
Louisiana Coal Units - SO2 Rate Annual v3.1, Unit 3153 and retrofits | 560 | 7321 | Rate Constraint in lbs/MMBtu | FALSE | L | Annual | Allowances Withdrawn (1:1) | Thousand Tons | 0 | 0 | 0 | 0 | 0 | 0 | 0
Louisiana Coal Units - SO2 Rate Annual v3.1, Unit 3153 and retrofits | 560 | 7321 | Rate Constraint in lbs/MMBtu | FALSE | L | Annual | Allowances Withdrawn (n:1) | Thousand Tons | 0 | 0 | 0 | 0 | 0 | 0 | 0
Louisiana Coal Units - SO2 Rate Annual v3.1, Unit 3153 and retrofits | 560 | 7321 | Rate Constraint in lbs/MMBtu | FALSE | L | Annual | Net Emissions Allowance Position | Thousand Tons | 0 | 0 | 0 | 0 | 0 | 0 | 0
Louisiana Coal Units - SO2 Rate Annual v3.1, Unit 3153 and retrofits | 560 | 7321 | Rate Constraint in lbs/MMBtu | FALSE | L | Annual | Fuel Consumed | TBtu | 0 | 0 | 0 | 0 | 0 | 0 | 0
Louisiana Coal Units - SO2 Rate Annual v3.1, Unit 3153 and retrofits | 560 | 7321 | Rate Constraint in lbs/MMBtu | FALSE | L | Annual | Rate | lb/MMBtu | 0 | 0 | 0 | 0 | 0 | 0 | 0
Louisiana Coal Units - SO2 Rate Annual v3.1, Unit 3153 and retrofits | 560 | 7321 | Rate Constraint in lbs/MMBtu | FALSE | L | Annual | Generation | TWh | 0 | 0 | 0 | 0 | 0 | 0 | 0
Louisiana Coal Units - SO2 Rate Annual v3.1, Unit 3153 and retrofits | 560 | 7321 | Rate Constraint in lbs/MMBtu | FALSE | L | Annual | Qualifying Generation | TWh | 0 | 0 | 0 | 0 | 0 | 0 | 0
Louisiana Coal Units - SO2 Rate Annual v3.1, Unit 3153 and retrofits | 560 | 7321 | Rate Constraint in lbs/MMBtu | FALSE | L | Annual | Rate | lb/MWh | 0 | 0 | 0 | 0 | 0 | 0 | 0
Louisiana Coal Units - SO2 Rate Annual v3.1, Unit 3153 and retrofits | 560 | 7321 | Rate Constraint in lbs/MMBtu | FALSE | L | Annual | Constraint Shadow Price | US2022$/Ton | 0 | 0 | 0 | 0 | 0 | 0 | 0
Louisiana Coal Units - SO2 Rate Annual v3.1, Unit 3448 and retrofits | 561 | 7321 | Rate Constraint in lbs/MMBtu | FALSE | L | Annual | Seasons Included | Seasons | Winter, Spring, Summer, Fall | Winter, Spring, Summer, Fall | Winter, Spring, Summer, Fall | Winter, Spring, Summer, Fall | Winter, Spring, Summer, Fall | Winter, Spring, Summer, Fall | Winter, Spring, Summer, Fall
Louisiana Coal Units - SO2 Rate Annual v3.1, Unit 3448 and retrofits | 561 | 7321 | Rate Constraint in lbs/MMBtu | FALSE | L | Annual | Standard SO2 | lb/MMBtu | 1.2 | 1.2 | 1.2 | 1.2 | 1.2 | 1.2 | 1.2
Louisiana Coal Units - SO2 Rate Annual v3.1, Unit 3448 and retrofits | 561 | 7321 | Rate Constraint in lbs/MMBtu | FALSE | L | Annual | Emissions at Affected Plants SO2 | Thousand Tons | 2.3397 | 2.3781 | 6.5975 | 6.5975 | 0 | 0 | 0
Louisiana Coal Units - SO2 Rate Annual v3.1, Unit 3448 and retrofits | 561 | 7321 | Rate Constraint in lbs/MMBtu | FALSE | L | Annual | Allowances Purchased SO2 | Thousand Tons | 0 | 0 | 0 | 0 | 0 | 0 | 0
Louisiana Coal Units - SO2 Rate Annual v3.1, Unit 3448 and retrofits | 561 | 7321 | Rate Constraint in lbs/MMBtu | FALSE | L | Annual | Allowances Sold SO2 | Thousand Tons | 0 | 0 | 0 | 0 | 0 | 0 | 0
Louisiana Coal Units - SO2 Rate Annual v3.1, Unit 3448 and retrofits | 561 | 7321 | Rate Constraint in lbs/MMBtu | FALSE | L | Annual | Allowances Banked | Thousand Tons | 0 | 0 | 0 | 0 | 0 | 0 | 0
Louisiana Coal Units - SO2 Rate Annual v3.1, Unit 3448 and retrofits | 561 | 7321 | Rate Constraint in lbs/MMBtu | FALSE | L | Annual | Allowances Withdrawn (1:1) | Thousand Tons | 0 | 0 | 0 | 0 | 0 | 0 | 0
Louisiana Coal Units - SO2 Rate Annual v3.1, Unit 3448 and retrofits | 561 | 7321 | Rate Constraint in lbs/MMBtu | FALSE | L | Annual | Allowances Withdrawn (n:1) | Thousand Tons | 0 | 0 | 0 | 0 | 0 | 0 | 0
Louisiana Coal Units - SO2 Rate Annual v3.1, Unit 3448 and retrofits | 561 | 7321 | Rate Constraint in lbs/MMBtu | FALSE | L | Annual | Net Emissions Allowance Position | Thousand Tons | 2.3397 | 2.3781 | 6.5975 | 6.5975 | 0 | 0 | 0
Louisiana Coal Units - SO2 Rate Annual v3.1, Unit 3448 and retrofits | 561 | 7321 | Rate Constraint in lbs/MMBtu | FALSE | L | Annual | Fuel Consumed | TBtu | 7.5963 | 7.721 | 21.4203 | 21.4203 | 0 | 0 | 0
Louisiana Coal Units - SO2 Rate Annual v3.1, Unit 3448 and retrofits | 561 | 7321 | Rate Constraint in lbs/MMBtu | FALSE | L | Annual | Rate | lb/MMBtu | 0.616 | 0.616 | 0.616 | 0.616 | 0 | 0 | 0
Louisiana Coal Units - SO2 Rate Annual v3.1, Unit 3448 and retrofits | 561 | 7321 | Rate Constraint in lbs/MMBtu | FALSE | L | Annual | Generation | TWh | 0.74642 | 0.75867 | 1.4475 | 1.4475 | 0 | 0 | 0
Louisiana Coal Units - SO2 Rate Annual v3.1, Unit 3448 and retrofits | 561 | 7321 | Rate Constraint in lbs/MMBtu | FALSE | L | Annual | Qualifying Generation | TWh | 0.74642 | 0.75867 | 1.4475 | 1.4475 | 0 | 0 | 0
Louisiana Coal Units - SO2 Rate Annual v3.1, Unit 3448 and retrofits | 561 | 7321 | Rate Constraint in lbs/MMBtu | FALSE | L | Annual | Rate | lb/MWh | 6.269 | 6.269 | 9.1154 | 9.1154 | 0 | 0 | 0
Louisiana Coal Units - SO2 Rate Annual v3.1, Unit 3448 and retrofits | 561 | 7321 | Rate Constraint in lbs/MMBtu | FALSE | L | Annual | Constraint Shadow Price | US2022$/Ton | 0 | 0 | 0 | 0 | 0 | 0 | 0
Louisiana Coal Units - SO2 Rate Annual v3.1, Unit 3449 and retrofits | 562 | 7321 | Rate Constraint in lbs/MMBtu | FALSE | L | Annual | Seasons Included | Seasons | Winter, Spring, Summer, Fall | Winter, Spring, Summer, Fall | Winter, Spring, Summer, Fall | Winter, Spring, Summer, Fall | Winter, Spring, Summer, Fall | Winter, Spring, Summer, Fall | Winter, Spring, Summer, Fall
Louisiana Coal Units - SO2 Rate Annual v3.1, Unit 3449 and retrofits | 562 | 7321 | Rate Constraint in lbs/MMBtu | FALSE | L | Annual | Standard SO2 | lb/MMBtu | 1.2 | 1.2 | 1.2 | 1.2 | 1.2 | 1.2 | 1.2
Louisiana Coal Units - SO2 Rate Annual v3.1, Unit 3449 and retrofits | 562 | 7321 | Rate Constraint in lbs/MMBtu | FALSE | L | Annual | Emissions at Affected Plants SO2 | Thousand Tons | 2.3397 | 4.138 | 6.5975 | 6.5975 | 2.3925 | 2.6948 | 2.6948
Louisiana Coal Units - SO2 Rate Annual v3.1, Unit 3449 and retrofits | 562 | 7321 | Rate Constraint in lbs/MMBtu | FALSE | L | Annual | Allowances Purchased SO2 | Thousand Tons | 0 | 0 | 0 | 0 | 0 | 0 | 0
Louisiana Coal Units - SO2 Rate Annual v3.1, Unit 3449 and retrofits | 562 | 7321 | Rate Constraint in lbs/MMBtu | FALSE | L | Annual | Allowances Sold SO2 | Thousand Tons | 0 | 0 | 0 | 0 | 0 | 0 | 0
Louisiana Coal Units - SO2 Rate Annual v3.1, Unit 3449 and retrofits | 562 | 7321 | Rate Constraint in lbs/MMBtu | FALSE | L | Annual | Allowances Banked | Thousand Tons | 0 | 0 | 0 | 0 | 0 | 0 | 0
Louisiana Coal Units - SO2 Rate Annual v3.1, Unit 3449 and retrofits | 562 | 7321 | Rate Constraint in lbs/MMBtu | FALSE | L | Annual | Allowances Withdrawn (1:1) | Thousand Tons | 0 | 0 | 0 | 0 | 0 | 0 | 0
Louisiana Coal Units - SO2 Rate Annual v3.1, Unit 3449 and retrofits | 562 | 7321 | Rate Constraint in lbs/MMBtu | FALSE | L | Annual | Allowances Withdrawn (n:1) | Thousand Tons | 0 | 0 | 0 | 0 | 0 | 0 | 0
Louisiana Coal Units - SO2 Rate Annual v3.1, Unit 3449 and retrofits | 562 | 7321 | Rate Constraint in lbs/MMBtu | FALSE | L | Annual | Net Emissions Allowance Position | Thousand Tons | 2.3397 | 4.138 | 6.5975 | 6.5975 | 2.3925 | 2.6948 | 2.6948
Louisiana Coal Units - SO2 Rate Annual v3.1, Unit 3449 and retrofits | 562 | 7321 | Rate Constraint in lbs/MMBtu | FALSE | L | Annual | Fuel Consumed | TBtu | 7.5963 | 13.4352 | 21.4203 | 21.4203 | 7.7678 | 8.7494 | 8.7494
Louisiana Coal Units - SO2 Rate Annual v3.1, Unit 3449 and retrofits | 562 | 7321 | Rate Constraint in lbs/MMBtu | FALSE | L | Annual | Rate | lb/MMBtu | 0.616 | 0.616 | 0.616 | 0.616 | 0.616 | 0.616 | 0.616
Louisiana Coal Units - SO2 Rate Annual v3.1, Unit 3449 and retrofits | 562 | 7321 | Rate Constraint in lbs/MMBtu | FALSE | L | Annual | Generation | TWh | 0.74642 | 1.046 | 1.4475 | 1.4475 | 0.52493 | 0.59127 | 0.59127
Louisiana Coal Units - SO2 Rate Annual v3.1, Unit 3449 and retrofits | 562 | 7321 | Rate Constraint in lbs/MMBtu | FALSE | L | Annual | Qualifying Generation | TWh | 0.74642 | 1.046 | 1.4475 | 1.4475 | 0.52493 | 0.59127 | 0.59127
Louisiana Coal Units - SO2 Rate Annual v3.1, Unit 3449 and retrofits | 562 | 7321 | Rate Constraint in lbs/MMBtu | FALSE | L | Annual | Rate | lb/MWh | 6.269 | 7.9121 | 9.1154 | 9.1154 | 9.1154 | 9.1154 | 9.1154
Louisiana Coal Units - SO2 Rate Annual v3.1, Unit 3449 and retrofits | 562 | 7321 | Rate Constraint in lbs/MMBtu | FALSE | L | Annual | Constraint Shadow Price | US2022$/Ton | 0 | 0 | 0 | 0 | 0 | 0 | 0
Louisiana Coal Units - SO2 Rate Annual v3.1, Unit 3456 and retrofits | 563 | 7321 | Rate Constraint in lbs/MMBtu | FALSE | L | Annual | Seasons Included | Seasons | Winter, Spring, Summer, Fall | Winter, Spring, Summer, Fall | Winter, Spring, Summer, Fall | Winter, Spring, Summer, Fall | Winter, Spring, Summer, Fall | Winter, Spring, Summer, Fall | Winter, Spring, Summer, Fall
Louisiana Coal Units - SO2 Rate Annual v3.1, Unit 3456 and retrofits | 563 | 7321 | Rate Constraint in lbs/MMBtu | FALSE | L | Annual | Standard SO2 | lb/MMBtu | 1.2 | 1.2 | 1.2 | 1.2 | 1.2 | 1.2 | 1.2
Louisiana Coal Units - SO2 Rate Annual v3.1, Unit 3456 and retrofits | 563 | 7321 | Rate Constraint in lbs/MMBtu | FALSE | L | Annual | Emissions at Affected Plants SO2 | Thousand Tons | 1.8308 | 1.824 | 2.2104 | 0 | 0 | 2.6507 | 3.0321
Louisiana Coal Units - SO2 Rate Annual v3.1, Unit 3456 and retrofits | 563 | 7321 | Rate Constraint in lbs/MMBtu | FALSE | L | Annual | Allowances Purchased SO2 | Thousand Tons | 0 | 0 | 0 | 0 | 0 | 0 | 0
Louisiana Coal Units - SO2 Rate Annual v3.1, Unit 3456 and retrofits | 563 | 7321 | Rate Constraint in lbs/MMBtu | FALSE | L | Annual | Allowances Sold SO2 | Thousand Tons | 0 | 0 | 0 | 0 | 0 | 0 | 0
Louisiana Coal Units - SO2 Rate Annual v3.1, Unit 3456 and retrofits | 563 | 7321 | Rate Constraint in lbs/MMBtu | FALSE | L | Annual | Allowances Banked | Thousand Tons | 0 | 0 | 0 | 0 | 0 | 0 | 0
Louisiana Coal Units - SO2 Rate Annual v3.1, Unit 3456 and retrofits | 563 | 7321 | Rate Constraint in lbs/MMBtu | FALSE | L | Annual | Allowances Withdrawn (1:1) | Thousand Tons | 0 | 0 | 0 | 0 | 0 | 0 | 0
Louisiana Coal Units - SO2 Rate Annual v3.1, Unit 3456 and retrofits | 563 | 7321 | Rate Constraint in lbs/MMBtu | FALSE | L | Annual | Allowances Withdrawn (n:1) | Thousand Tons | 0 | 0 | 0 | 0 | 0 | 0 | 0
Louisiana Coal Units - SO2 Rate Annual v3.1, Unit 3456 and retrofits | 563 | 7321 | Rate Constraint in lbs/MMBtu | FALSE | L | Annual | Net Emissions Allowance Position | Thousand Tons | 1.8308 | 1.824 | 2.2104 | 0 | 0 | 2.6507 | 3.0321
Louisiana Coal Units - SO2 Rate Annual v3.1, Unit 3456 and retrofits | 563 | 7321 | Rate Constraint in lbs/MMBtu | FALSE | L | Annual | Fuel Consumed | TBtu | 4.4074 | 4.391 | 5.3211 | 0 | 0 | 6.381 | 7.2993
Louisiana Coal Units - SO2 Rate Annual v3.1, Unit 3456 and retrofits | 563 | 7321 | Rate Constraint in lbs/MMBtu | FALSE | L | Annual | Rate | lb/MMBtu | 0.8308 | 0.8308 | 0.8308 | 0 | 0 | 0.8308 | 0.8308
Louisiana Coal Units - SO2 Rate Annual v3.1, Unit 3456 and retrofits | 563 | 7321 | Rate Constraint in lbs/MMBtu | FALSE | L | Annual | Generation | TWh | 0.35856 | 0.35722 | 0.43289 | 0 | 0 | 0.51912 | 0.59382
Louisiana Coal Units - SO2 Rate Annual v3.1, Unit 3456 and retrofits | 563 | 7321 | Rate Constraint in lbs/MMBtu | FALSE | L | Annual | Qualifying Generation | TWh | 0.35856 | 0.35722 | 0.43289 | 0 | 0 | 0.51912 | 0.59382
Louisiana Coal Units - SO2 Rate Annual v3.1, Unit 3456 and retrofits | 563 | 7321 | Rate Constraint in lbs/MMBtu | FALSE | L | Annual | Rate | lb/MWh | 10.2122 | 10.2122 | 10.2122 | 0 | 0 | 10.2122 | 10.2122
Louisiana Coal Units - SO2 Rate Annual v3.1, Unit 3456 and retrofits | 563 | 7321 | Rate Constraint in lbs/MMBtu | FALSE | L | Annual | Constraint Shadow Price | US2022$/Ton | 0 | 0 | 0 | 0 | 0 | 0 | 0
Louisiana Coal Units - SO2 Rate Annual v3.1, Unit 3457 and retrofits | 564 | 7321 | Rate Constraint in lbs/MMBtu | FALSE | L | Annual | Seasons Included | Seasons | Winter, Spring, Summer, Fall | Winter, Spring, Summer, Fall | Winter, Spring, Summer, Fall | Winter, Spring, Summer, Fall | Winter, Spring, Summer, Fall | Winter, Spring, Summer, Fall | Winter, Spring, Summer, Fall
Louisiana Coal Units - SO2 Rate Annual v3.1, Unit 3457 and retrofits | 564 | 7321 | Rate Constraint in lbs/MMBtu | FALSE | L | Annual | Standard SO2 | lb/MMBtu | 1.2 | 1.2 | 1.2 | 1.2 | 1.2 | 1.2 | 1.2
Louisiana Coal Units - SO2 Rate Annual v3.1, Unit 3457 and retrofits | 564 | 7321 | Rate Constraint in lbs/MMBtu | FALSE | L | Annual | Emissions at Affected Plants SO2 | Thousand Tons | 1.7507 | 1.7442 | 2.1136 | 0 | 0 | 2.5346 | 2.8994
Louisiana Coal Units - SO2 Rate Annual v3.1, Unit 3457 and retrofits | 564 | 7321 | Rate Constraint in lbs/MMBtu | FALSE | L | Annual | Allowances Purchased SO2 | Thousand Tons | 0 | 0 | 0 | 0 | 0 | 0 | 0
Louisiana Coal Units - SO2 Rate Annual v3.1, Unit 3457 and retrofits | 564 | 7321 | Rate Constraint in lbs/MMBtu | FALSE | L | Annual | Allowances Sold SO2 | Thousand Tons | 0 | 0 | 0 | 0 | 0 | 0 | 0
Louisiana Coal Units - SO2 Rate Annual v3.1, Unit 3457 and retrofits | 564 | 7321 | Rate Constraint in lbs/MMBtu | FALSE | L | Annual | Allowances Banked | Thousand Tons | 0 | 0 | 0 | 0 | 0 | 0 | 0
Louisiana Coal Units - SO2 Rate Annual v3.1, Unit 3457 and retrofits | 564 | 7321 | Rate Constraint in lbs/MMBtu | FALSE | L | Annual | Allowances Withdrawn (1:1) | Thousand Tons | 0 | 0 | 0 | 0 | 0 | 0 | 0
Louisiana Coal Units - SO2 Rate Annual v3.1, Unit 3457 and retrofits | 564 | 7321 | Rate Constraint in lbs/MMBtu | FALSE | L | Annual | Allowances Withdrawn (n:1) | Thousand Tons | 0 | 0 | 0 | 0 | 0 | 0 | 0
Louisiana Coal Units - SO2 Rate Annual v3.1, Unit 3457 and retrofits | 564 | 7321 | Rate Constraint in lbs/MMBtu | FALSE | L | Annual | Net Emissions Allowance Position | Thousand Tons | 1.7507 | 1.7442 | 2.1136 | 0 | 0 | 2.5346 | 2.8994
Louisiana Coal Units - SO2 Rate Annual v3.1, Unit 3457 and retrofits | 564 | 7321 | Rate Constraint in lbs/MMBtu | FALSE | L | Annual | Fuel Consumed | TBtu | 4.2256 | 4.2099 | 5.1017 | 0 | 0 | 6.1178 | 6.9983
Louisiana Coal Units - SO2 Rate Annual v3.1, Unit 3457 and retrofits | 564 | 7321 | Rate Constraint in lbs/MMBtu | FALSE | L | Annual | Rate | lb/MMBtu | 0.82859 | 0.82859 | 0.82859 | 0 | 0 | 0.82859 | 0.82859
Louisiana Coal Units - SO2 Rate Annual v3.1, Unit 3457 and retrofits | 564 | 7321 | Rate Constraint in lbs/MMBtu | FALSE | L | Annual | Generation | TWh | 0.34377 | 0.34249 | 0.41504 | 0 | 0 | 0.49771 | 0.56934
Louisiana Coal Units - SO2 Rate Annual v3.1, Unit 3457 and retrofits | 564 | 7321 | Rate Constraint in lbs/MMBtu | FALSE | L | Annual | Qualifying Generation | TWh | 0.34377 | 0.34249 | 0.41504 | 0 | 0 | 0.49771 | 0.56934
Louisiana Coal Units - SO2 Rate Annual v3.1, Unit 3457 and retrofits | 564 | 7321 | Rate Constraint in lbs/MMBtu | FALSE | L | Annual | Rate | lb/MWh | 10.1851 | 10.1851 | 10.1851 | 0 | 0 | 10.1851 | 10.1851
Louisiana Coal Units - SO2 Rate Annual v3.1, Unit 3457 and retrofits | 564 | 7321 | Rate Constraint in lbs/MMBtu | FALSE | L | Annual | Constraint Shadow Price | US2022$/Ton | 0 | 0 | 0 | 0 | 0 | 0 | 0
MA - CO2 Cap Annual v6.21 | 565 | 7738 | Rate Constraint in MTons | FALSE | L | Annual | Seasons Included | Seasons | Winter, Spring, Summer, Fall | Winter, Spring, Summer, Fall | Winter, Spring, Summer, Fall | Winter, Spring, Summer, Fall | Winter, Spring, Summer, Fall | Winter, Spring, Summer, Fall | Winter, Spring, Summer, Fall
MA - CO2 Cap Annual v6.21 | 565 | 7738 | Rate Constraint in MTons | FALSE | L | Annual | Standard CO2 | Thousand Tons | NA | 14228.6304 | 10671.4728 | 7114.3152 | 5691.4522 | 4268.5891 | 4268.5891
MA - CO2 Cap Annual v6.21 | 565 | 7738 | Rate Constraint in MTons | FALSE | L | Annual | Emissions at Affected Plants CO2 | Thousand Tons | 0 | 6136.802 | 5177.8474 | 4468.3665 | 3586.4189 | 4122.3638 | 3969.8812
MA - CO2 Cap Annual v6.21 | 565 | 7738 | Rate Constraint in MTons | FALSE | L | Annual | Allowances Purchased CO2 | Thousand Tons | 0 | 0 | 0 | 0 | 0 | 0 | 0
MA - CO2 Cap Annual v6.21 | 565 | 7738 | Rate Constraint in MTons | FALSE | L | Annual | Allowances Sold CO2 | Thousand Tons | 0 | 0 | 0 | 0 | 0 | 0 | 0
MA - CO2 Cap Annual v6.21 | 565 | 7738 | Rate Constraint in MTons | FALSE | L | Annual | Allowances Banked | Thousand Tons | 0 | 0 | 0 | 0 | 0 | 0 | 0
MA - CO2 Cap Annual v6.21 | 565 | 7738 | Rate Constraint in MTons | FALSE | L | Annual | Allowances Withdrawn (1:1) | Thousand Tons | 0 | 0 | 0 | 0 | 0 | 0 | 0
MA - CO2 Cap Annual v6.21 | 565 | 7738 | Rate Constraint in MTons | FALSE | L | Annual | Allowances Withdrawn (n:1) | Thousand Tons | 0 | 0 | 0 | 0 | 0 | 0 | 0
MA - CO2 Cap Annual v6.21 | 565 | 7738 | Rate Constraint in MTons | FALSE | L | Annual | Net Emissions Allowance Position | Thousand Tons | 0 | 6136.802 | 5177.8474 | 4468.3665 | 3586.4189 | 4122.3638 | 3969.8812
MA - CO2 Cap Annual v6.21 | 565 | 7738 | Rate Constraint in MTons | FALSE | L | Annual | Fuel Consumed | TBtu | 0 | 105.1686 | 90.6535 | 78.0932 | 63.5406 | 71.1376 | 70.7914
MA - CO2 Cap Annual v6.21 | 565 | 7738 | Rate Constraint in MTons | FALSE | L | Annual | Rate | lb/MMBtu | 0 | 116.704 | 114.2338 | 114.4368 | 112.8858 | 115.8983 | 112.1571
MA - CO2 Cap Annual v6.21 | 565 | 7738 | Rate Constraint in MTons | FALSE | L | Annual | Generation | TWh | 0 | 12.1411 | 10.0578 | 8.4491 | 6.4776 | 7.5825 | 7.2118
MA - CO2 Cap Annual v6.21 | 565 | 7738 | Rate Constraint in MTons | FALSE | L | Annual | Qualifying Generation | TWh | 0 | 12.1411 | 10.0578 | 8.4491 | 6.4776 | 7.5825 | 7.2118
MA - CO2 Cap Annual v6.21 | 565 | 7738 | Rate Constraint in MTons | FALSE | L | Annual | Rate | lb/MWh | 0 | 1010.9123 | 1029.6228 | 1057.7131 | 1107.3337 | 1087.3311 | 1100.9347
MA - CO2 Cap Annual v6.21 | 565 | 7738 | Rate Constraint in MTons | FALSE | L | Annual | Constraint Shadow Price | US2022$/Ton | 0 | 0 | 0 | 0 | 0 | 0 | 0
MA- CO2 Cap Annual v6.20 | 566 | 7665 | Rate Constraint in MTons | FALSE | L | Annual | Seasons Included | Seasons | Winter, Spring, Summer, Fall | Winter, Spring, Summer, Fall | Winter, Spring, Summer, Fall | Winter, Spring, Summer, Fall | Winter, Spring, Summer, Fall | Winter, Spring, Summer, Fall | Winter, Spring, Summer, Fall
MA- CO2 Cap Annual v6.20 | 566 | 7665 | Rate Constraint in MTons | FALSE | L | Annual | Standard CO2 | Thousand Tons | 7280.0444 | 6786.4828 | 5799.3598 | 4565.4561 | 3331.5523 | 2122.3266 | 1974.2582
MA- CO2 Cap Annual v6.20 | 566 | 7665 | Rate Constraint in MTons | FALSE | L | Annual | Emissions at Affected Plants CO2 | Thousand Tons | 3087.4087 | 3137.8208 | 2323.8307 | 2257.3769 | 1854.3658 | 2205.8365 | 1921.0647
MA- CO2 Cap Annual v6.20 | 566 | 7665 | Rate Constraint in MTons | FALSE | L | Annual | Allowances Purchased CO2 | Thousand Tons | 0 | 0 | 0 | 0 | 0 | 0 | 0
MA- CO2 Cap Annual v6.20 | 566 | 7665 | Rate Constraint in MTons | FALSE | L | Annual | Allowances Sold CO2 | Thousand Tons | 0 | 0 | 0 | 0 | 0 | 0 | 0
MA- CO2 Cap Annual v6.20 | 566 | 7665 | Rate Constraint in MTons | FALSE | L | Annual | Allowances Banked | Thousand Tons | 0 | 0 | 3475.5292 | 4349.4908 | 4071.9068 | 0 | 0
MA- CO2 Cap Annual v6.20 | 566 | 7665 | Rate Constraint in MTons | FALSE | L | Annual | Allowances Withdrawn (1:1) | Thousand Tons | 0 | 0 | 0 | -4565.4561 | -3331.5524 | -2122.3266 | -1974.2582
MA- CO2 Cap Annual v6.20 | 566 | 7665 | Rate Constraint in MTons | FALSE | L | Annual | Allowances Withdrawn (n:1) | Thousand Tons | 0 | 0 | 0 | 0 | 0 | 0 | 0
MA- CO2 Cap Annual v6.20 | 566 | 7665 | Rate Constraint in MTons | FALSE | L | Annual | Net Emissions Allowance Position | Thousand Tons | 3087.4087 | 3137.8208 | 5799.3599 | 2041.4116 | 2594.7203 | 83.5099 | -53.1936
MA- CO2 Cap Annual v6.20 | 566 | 7665 | Rate Constraint in MTons | FALSE | L | Annual | Fuel Consumed | TBtu | 47.1187 | 48.2693 | 35.7058 | 35.0237 | 28.599 | 33.2851 | 29.9765
MA- CO2 Cap Annual v6.20 | 566 | 7665 | Rate Constraint in MTons | FALSE | L | Annual | Rate | lb/MMBtu | 131.0482 | 130.0131 | 130.1655 | 128.9057 | 129.6804 | 132.542 | 128.1712
MA- CO2 Cap Annual v6.20 | 566 | 7665 | Rate Constraint in MTons | FALSE | L | Annual | Generation | TWh | 6.6471 | 6.7581 | 4.9508 | 4.7404 | 3.9148 | 4.6183 | 4.0816
MA- CO2 Cap Annual v6.20 | 566 | 7665 | Rate Constraint in MTons | FALSE | L | Annual | Qualifying Generation | TWh | 6.6471 | 6.7581 | 4.9508 | 4.7404 | 3.9148 | 4.6183 | 4.0816
MA- CO2 Cap Annual v6.20 | 566 | 7665 | Rate Constraint in MTons | FALSE | L | Annual | Rate | lb/MWh | 928.9452 | 928.6154 | 938.773 | 952.4013 | 947.3599 | 955.258 | 941.3203
MA- CO2 Cap Annual v6.20 | 566 | 7665 | Rate Constraint in MTons | FALSE | L | Annual | Constraint Shadow Price | US2022$/Ton | 0 | 0 | 0 | 0 | 0 | 0 | 0
MA Fac. Spec. - Canal NOx v3.1 | 567 | 7531 | Rate Constraint in lbs/MWh | FALSE | L | Annual | Seasons Included | Seasons | Winter, Spring, Summer, Fall | Winter, Spring, Summer, Fall | Winter, Spring, Summer, Fall | Winter, Spring, Summer, Fall | Winter, Spring, Summer, Fall | Winter, Spring, Summer, Fall | Winter, Spring, Summer, Fall
MA Fac. Spec. - Canal NOx v3.1 | 567 | 7531 | Rate Constraint in lbs/MWh | FALSE | L | Annual | Standard NOX | lb/MWh | 1.5 | 1.5 | 1.5 | 1.5 | 1.5 | 1.5 | 1.5
MA Fac. Spec. - Canal NOx v3.1 | 567 | 7531 | Rate Constraint in lbs/MWh | FALSE | L | Annual | Emissions at Affected Plants NOX | Thousand Tons | 0.00011973 | 0 | 0.0010277 | 0 | 0 | 0.0012771 | 0.00087268
MA Fac. Spec. - Canal NOx v3.1 | 567 | 7531 | Rate Constraint in lbs/MWh | FALSE | L | Annual | Allowances Purchased NOX | Thousand Tons | 0 | 0 | 0 | 0 | 0 | 0 | 0
MA Fac. Spec. - Canal NOx v3.1 | 567 | 7531 | Rate Constraint in lbs/MWh | FALSE | L | Annual | Allowances Sold NOX | Thousand Tons | 0 | 0 | 0 | 0 | 0 | 0 | 0
MA Fac. Spec. - Canal NOx v3.1 | 567 | 7531 | Rate Constraint in lbs/MWh | FALSE | L | Annual | Allowances Banked | Thousand Tons | 0 | 0 | 0 | 0 | 0 | 0 | 0
MA Fac. Spec. - Canal NOx v3.1 | 567 | 7531 | Rate Constraint in lbs/MWh | FALSE | L | Annual | Allowances Withdrawn (1:1) | Thousand Tons | 0 | 0 | 0 | 0 | 0 | 0 | 0
MA Fac. Spec. - Canal NOx v3.1 | 567 | 7531 | Rate Constraint in lbs/MWh | FALSE | L | Annual | Allowances Withdrawn (n:1) | Thousand Tons | 0 | 0 | 0 | 0 | 0 | 0 | 0
MA Fac. Spec. - Canal NOx v3.1 | 567 | 7531 | Rate Constraint in lbs/MWh | FALSE | L | Annual | Net Emissions Allowance Position | Thousand Tons | 0.00011973 | 0 | 0.0010277 | 0 | 0 | 0.0012771 | 0.00087268
MA Fac. Spec. - Canal NOx v3.1 | 567 | 7531 | Rate Constraint in lbs/MWh | FALSE | L | Annual | Fuel Consumed | TBtu | 0.0079241 | 0 | 0.068018 | 0 | 0 | 0.084519 | 0.057755
MA Fac. Spec. - Canal NOx v3.1 | 567 | 7531 | Rate Constraint in lbs/MWh | FALSE | L | Annual | Rate | lb/MMBtu | 0.03022 | 0 | 0.03022 | 0 | 0 | 0.03022 | 0.03022
MA Fac. Spec. - Canal NOx v3.1 | 567 | 7531 | Rate Constraint in lbs/MWh | FALSE | L | Annual | Generation | TWh | 0.00073747 | 0 | 0.0063302 | 0 | 0 | 0.0078659 | 0.0053751
MA Fac. Spec. - Canal NOx v3.1 | 567 | 7531 | Rate Constraint in lbs/MWh | FALSE | L | Annual | Qualifying Generation | TWh | 0.00073747 | 0 | 0.0063302 | 0 | 0 | 0.0078659 | 0.0053751
MA Fac. Spec. - Canal NOx v3.1 | 567 | 7531 | Rate Constraint in lbs/MWh | FALSE | L | Annual | Constraint Shadow Price | US2022$/Ton | 0 | 0 | 0 | 0 | 0 | 0 | 0
MA Fac. Spec. - Canal SO2 Annual v3.1 | 568 | 7532 | Rate Constraint in lbs/MWh | FALSE | L | Annual | Seasons Included | Seasons | Winter, Spring, Summer, Fall | Winter, Spring, Summer, Fall | Winter, Spring, Summer, Fall | Winter, Spring, Summer, Fall | Winter, Spring, Summer, Fall | Winter, Spring, Summer, Fall | Winter, Spring, Summer, Fall
MA Fac. Spec. - Canal SO2 Annual v3.1 | 568 | 7532 | Rate Constraint in lbs/MWh | FALSE | L | Annual | Standard SO2 | lb/MWh | 3 | 3 | 3 | 3 | 3 | 3 | 3
MA Fac. Spec. - Canal SO2 Annual v3.1 | 568 | 7532 | Rate Constraint in lbs/MWh | FALSE | L | Annual | Emissions at Affected Plants SO2 | Thousand Tons | 0 | 0 | 0 | 0 | 0 | 0 | 0
MA Fac. Spec. - Canal SO2 Annual v3.1 | 568 | 7532 | Rate Constraint in lbs/MWh | FALSE | L | Annual | Allowances Purchased SO2 | Thousand Tons | 0 | 0 | 0 | 0 | 0 | 0 | 0
MA Fac. Spec. - Canal SO2 Annual v3.1 | 568 | 7532 | Rate Constraint in lbs/MWh | FALSE | L | Annual | Allowances Sold SO2 | Thousand Tons | 0 | 0 | 0 | 0 | 0 | 0 | 0
MA Fac. Spec. - Canal SO2 Annual v3.1 | 568 | 7532 | Rate Constraint in lbs/MWh | FALSE | L | Annual | Allowances Banked | Thousand Tons | 0 | 0 | 0 | 0 | 0 | 0 | 0
MA Fac. Spec. - Canal SO2 Annual v3.1 | 568 | 7532 | Rate Constraint in lbs/MWh | FALSE | L | Annual | Allowances Withdrawn (1:1) | Thousand Tons | 0 | 0 | 0 | 0 | 0 | 0 | 0
MA Fac. Spec. - Canal SO2 Annual v3.1 | 568 | 7532 | Rate Constraint in lbs/MWh | FALSE | L | Annual | Allowances Withdrawn (n:1) | Thousand Tons | 0 | 0 | 0 | 0 | 0 | 0 | 0
MA Fac. Spec. - Canal SO2 Annual v3.1 | 568 | 7532 | Rate Constraint in lbs/MWh | FALSE | L | Annual | Net Emissions Allowance Position | Thousand Tons | 0 | 0 | 0 | 0 | 0 | 0 | 0
MA Fac. Spec. - Canal SO2 Annual v3.1 | 568 | 7532 | Rate Constraint in lbs/MWh | FALSE | L | Annual | Fuel Consumed | TBtu | 0 | 0 | 0 | 0 | 0 | 0 | 0
MA Fac. Spec. - Canal SO2 Annual v3.1 | 568 | 7532 | Rate Constraint in lbs/MWh | FALSE | L | Annual | Rate | lb/MMBtu | 0 | 0 | 0 | 0 | 0 | 0 | 0
MA Fac. Spec. - Canal SO2 Annual v3.1 | 568 | 7532 | Rate Constraint in lbs/MWh | FALSE | L | Annual | Generation | TWh | 0 | 0 | 0 | 0 | 0 | 0 | 0
MA Fac. Spec. - Canal SO2 Annual v3.1 | 568 | 7532 | Rate Constraint in lbs/MWh | FALSE | L | Annual | Qualifying Generation | TWh | 0 | 0 | 0 | 0 | 0 | 0 | 0
MA Fac. Spec. - Canal SO2 Annual v3.1 | 568 | 7532 | Rate Constraint in lbs/MWh | FALSE | L | Annual | Constraint Shadow Price | US2022$/Ton | 84.7903 | 0 | 0 | 606.9027 | 0 | 842.3528 | 1355.5067
MA Fac. Spec. - MER Output Annual v3.1 | 569 | 7335 | Rate Constraint in lbs/MWh | FALSE | L | Annual | Seasons Included | Seasons | Winter, Spring, Summer, Fall | Winter, Spring, Summer, Fall | Winter, Spring, Summer, Fall | Winter, Spring, Summer, Fall | Winter, Spring, Summer, Fall | Winter, Spring, Summer, Fall | Winter, Spring, Summer, Fall
MA Fac. Spec. - MER Output Annual v3.1 | 569 | 7335 | Rate Constraint in lbs/MWh | FALSE | L | Annual | Standard MER | lb/MWh | 2.5e-06 | 2.5e-06 | 2.5e-06 | 2.5e-06 | 2.5e-06 | 2.5e-06 | 2.5e-06
MA Fac. Spec. - MER Output Annual v3.1 | 569 | 7335 | Rate Constraint in lbs/MWh | FALSE | L | Annual | Emissions at Affected Plants MER | lbs | 0 | 0 | 0 | 0 | 0 | 0 | 0
MA Fac. Spec. - MER Output Annual v3.1 | 569 | 7335 | Rate Constraint in lbs/MWh | FALSE | L | Annual | Allowances Purchased MER | lbs | 0 | 0 | 0 | 0 | 0 | 0 | 0
MA Fac. Spec. - MER Output Annual v3.1 | 569 | 7335 | Rate Constraint in lbs/MWh | FALSE | L | Annual | Allowances Sold MER | lbs | 0 | 0 | 0 | 0 | 0 | 0 | 0
MA Fac. Spec. - MER Output Annual v3.1 | 569 | 7335 | Rate Constraint in lbs/MWh | FALSE | L | Annual | Allowances Banked | lbs | 0 | 0 | 0 | 0 | 0 | 0 | 0
MA Fac. Spec. - MER Output Annual v3.1 | 569 | 7335 | Rate Constraint in lbs/MWh | FALSE | L | Annual | Allowances Withdrawn (1:1) | lbs | 0 | 0 | 0 | 0 | 0 | 0 | 0
MA Fac. Spec. - MER Output Annual v3.1 | 569 | 7335 | Rate Constraint in lbs/MWh | FALSE | L | Annual | Allowances Withdrawn (n:1) | lbs | 0 | 0 | 0 | 0 | 0 | 0 | 0
MA Fac. Spec. - MER Output Annual v3.1 | 569 | 7335 | Rate Constraint in lbs/MWh | FALSE | L | Annual | Net Emissions Allowance Position | lbs | 0 | 0 | 0 | 0 | 0 | 0 | 0
MA Fac. Spec. - MER Output Annual v3.1 | 569 | 7335 | Rate Constraint in lbs/MWh | FALSE | L | Annual | Fuel Consumed | TBtu | 0 | 0 | 0 | 0 | 0 | 0 | 0
MA Fac. Spec. - MER Output Annual v3.1 | 569 | 7335 | Rate Constraint in lbs/MWh | FALSE | L | Annual | Rate | lb/MMBtu | 0 | 0 | 0 | 0 | 0 | 0 | 0
MA Fac. Spec. - MER Output Annual v3.1 | 569 | 7335 | Rate Constraint in lbs/MWh | FALSE | L | Annual | Generation | TWh | 0 | 0 | 0 | 0 | 0 | 0 | 0
MA Fac. Spec. - MER Output Annual v3.1 | 569 | 7335 | Rate Constraint in lbs/MWh | FALSE | L | Annual | Qualifying Generation | TWh | 0 | 0 | 0 | 0 | 0 | 0 | 0
MA Fac. Spec. - MER Output Annual v3.1 | 569 | 7335 | Rate Constraint in lbs/MWh | FALSE | L | Annual | Constraint Shadow Price | US2022$/Lb | 0 | 0 | 0 | 0 | 0 | 0 | 0
MD Coal-fired EGUs NOx rate - Raven v5.16 | 570 | 7333 | Rate Constraint in lbs/MMBtu | FALSE | L | Annual | Seasons Included | Seasons | Summer | Summer | Summer | Summer | Summer | Summer | Summer
MD Coal-fired EGUs NOx rate - Raven v5.16 | 570 | 7333 | Rate Constraint in lbs/MMBtu | FALSE | L | Annual | Standard NOX | lb/MMBtu | 0.15 | 0.15 | 0.15 | 0.15 | 0.15 | 0.15 | 0.15
MD Coal-fired EGUs NOx rate - Raven v5.16 | 570 | 7333 | Rate Constraint in lbs/MMBtu | FALSE | L | Annual | Emissions at Affected Plants NOX | Thousand Tons | 0 | 0 | 0 | 0 | 0 | 0 | 0
MD Coal-fired EGUs NOx rate - Raven v5.16 | 570 | 7333 | Rate Constraint in lbs/MMBtu | FALSE | L | Annual | Allowances Purchased NOX | Thousand Tons | 0 | 0 | 0 | 0 | 0 | 0 | 0
MD Coal-fired EGUs NOx rate - Raven v5.16 | 570 | 7333 | Rate Constraint in lbs/MMBtu | FALSE | L | Annual | Allowances Sold NOX | Thousand Tons | 0 | 0 | 0 | 0 | 0 | 0 | 0
MD Coal-fired EGUs NOx rate - Raven v5.16 | 570 | 7333 | Rate Constraint in lbs/MMBtu | FALSE | L | Annual | Allowances Banked | Thousand Tons | 0 | 0 | 0 | 0 | 0 | 0 | 0
MD Coal-fired EGUs NOx rate - Raven v5.16 | 570 | 7333 | Rate Constraint in lbs/MMBtu | FALSE | L | Annual | Allowances Withdrawn (1:1) | Thousand Tons | 0 | 0 | 0 | 0 | 0 | 0 | 0
MD Coal-fired EGUs NOx rate - Raven v5.16 | 570 | 7333 | Rate Constraint in lbs/MMBtu | FALSE | L | Annual | Allowances Withdrawn (n:1) | Thousand Tons | 0 | 0 | 0 | 0 | 0 | 0 | 0
MD Coal-fired EGUs NOx rate - Raven v5.16 | 570 | 7333 | Rate Constraint in lbs/MMBtu | FALSE | L | Annual | Net Emissions Allowance Position | Thousand Tons | 0 | 0 | 0 | 0 | 0 | 0 | 0
MD Coal-fired EGUs NOx rate - Raven v5.16 | 570 | 7333 | Rate Constraint in lbs/MMBtu | FALSE | L | Annual | Fuel Consumed | TBtu | 0 | 0 | 0 | 0 | 0 | 0 | 0
MD Coal-fired EGUs NOx rate - Raven v5.16 | 570 | 7333 | Rate Constraint in lbs/MMBtu | FALSE | L | Annual | Rate | lb/MMBtu | 0 | 0 | 0 | 0 | 0 | 0 | 0
MD Coal-fired EGUs NOx rate - Raven v5.16 | 570 | 7333 | Rate Constraint in lbs/MMBtu | FALSE | L | Annual | Generation | TWh | 0 | 0 | 0 | 0 | 0 | 0 | 0
MD Coal-fired EGUs NOx rate - Raven v5.16 | 570 | 7333 | Rate Constraint in lbs/MMBtu | FALSE | L | Annual | Qualifying Generation | TWh | 0 | 0 | 0 | 0 | 0 | 0 | 0
MD Coal-fired EGUs NOx rate - Raven v5.16 | 570 | 7333 | Rate Constraint in lbs/MMBtu | FALSE | L | Annual | Rate | lb/MWh | 0 | 0 | 0 | 0 | 0 | 0 | 0
MD Coal-fired EGUs NOx rate - Raven v5.16 | 570 | 7333 | Rate Constraint in lbs/MMBtu | FALSE | L | Annual | Constraint Shadow Price | US2022$/Ton | 0 | 0 | 0 | 0 | 0 | 0 | 0
MD Healthy Air Act - Constellation NOx Cap Ann 4.1 | 571 | 7330 | Rate Constraint in MTons | FALSE | L | Annual | Seasons Included | Seasons | Winter, Spring, Summer, Fall | Winter, Spring, Summer, Fall | Winter, Spring, Summer, Fall | Winter, Spring, Summer, Fall | Winter, Spring, Summer, Fall | Winter, Spring, Summer, Fall | Winter, Spring, Summer, Fall
MD Healthy Air Act - Constellation NOx Cap Ann 4.1 | 571 | 7330 | Rate Constraint in MTons | FALSE | L | Annual | Standard NOX | Thousand Tons | 8.026 | 8.026 | 8.026 | 8.026 | 8.026 | 8.026 | 8.026
MD Healthy Air Act - Constellation NOx Cap Ann 4.1 | 571 | 7330 | Rate Constraint in MTons | FALSE | L | Annual | Emissions at Affected Plants NOX | Thousand Tons | 0 | 0 | 0 | 0 | 0 | 0 | 0
MD Healthy Air Act - Constellation NOx Cap Ann 4.1 | 571 | 7330 | Rate Constraint in MTons | FALSE | L | Annual | Allowances Purchased NOX | Thousand Tons | 0 | 0 | 0 | 0 | 0 | 0 | 0
MD Healthy Air Act - Constellation NOx Cap Ann 4.1 | 571 | 7330 | Rate Constraint in MTons | FALSE | L | Annual | Allowances Sold NOX | Thousand Tons | 0 | 0 | 0 | 0 | 0 | 0 | 0
MD Healthy Air Act - Constellation NOx Cap Ann 4.1 | 571 | 7330 | Rate Constraint in MTons | FALSE | L | Annual | Allowances Banked | Thousand Tons | 0 | 0 | 0 | 0 | 0 | 0 | 0
MD Healthy Air Act - Constellation NOx Cap Ann 4.1 | 571 | 7330 | Rate Constraint in MTons | FALSE | L | Annual | Allowances Withdrawn (1:1) | Thousand Tons | 0 | 0 | 0 | 0 | 0 | 0 | 0
MD Healthy Air Act - Constellation NOx Cap Ann 4.1 | 571 | 7330 | Rate Constraint in MTons | FALSE | L | Annual | Allowances Withdrawn (n:1) | Thousand Tons | 0 | 0 | 0 | 0 | 0 | 0 | 0
MD Healthy Air Act - Constellation NOx Cap Ann 4.1 | 571 | 7330 | Rate Constraint in MTons | FALSE | L | Annual | Net Emissions Allowance Position | Thousand Tons | 0 | 0 | 0 | 0 | 0 | 0 | 0
MD Healthy Air Act - Constellation NOx Cap Ann 4.1 | 571 | 7330 | Rate Constraint in MTons | FALSE | L | Annual | Fuel Consumed | TBtu | 0 | 0 | 0 | 0 | 0 | 0 | 0
MD Healthy Air Act - Constellation NOx Cap Ann 4.1 | 571 | 7330 | Rate Constraint in MTons | FALSE | L | Annual | Rate | lb/MMBtu | 0 | 0 | 0 | 0 | 0 | 0 | 0
MD Healthy Air Act - Constellation NOx Cap Ann 4.1 | 571 | 7330 | Rate Constraint in MTons | FALSE | L | Annual | Generation | TWh | 0 | 0 | 0 | 0 | 0 | 0 | 0
MD Healthy Air Act - Constellation NOx Cap Ann 4.1 | 571 | 7330 | Rate Constraint in MTons | FALSE | L | Annual | Qualifying Generation | TWh | 0 | 0 | 0 | 0 | 0 | 0 | 0
MD Healthy Air Act - Constellation NOx Cap Ann 4.1 | 571 | 7330 | Rate Constraint in MTons | FALSE | L | Annual | Rate | lb/MWh | 0 | 0 | 0 | 0 | 0 | 0 | 0
MD Healthy Air Act - Constellation NOx Cap Ann 4.1 | 571 | 7330 | Rate Constraint in MTons | FALSE | L | Annual | Constraint Shadow Price | US2022$/Ton | 0 | 0 | 0 | 0 | 0 | 0 | 0
MD Healthy Air Act - Constellation NOx Cap Sum 4.1 | 572 | 7328 | Rate Constraint in MTons | FALSE | L | Annual | Seasons Included | Seasons | Summer | Summer | Summer | Summer | Summer | Summer | Summer
MD Healthy Air Act - Constellation NOx Cap Sum 4.1 | 572 | 7328 | Rate Constraint in MTons | FALSE | L | Annual | Standard NOX | Thousand Tons | 3.63 | 3.63 | 3.63 | 3.63 | 3.63 | 3.63 | 3.63
MD Healthy Air Act - Constellation NOx Cap Sum 4.1 | 572 | 7328 | Rate Constraint in MTons | FALSE | L | Annual | Emissions at Affected Plants NOX | Thousand Tons | 0 | 0 | 0 | 0 | 0 | 0 | 0
MD Healthy Air Act - Constellation NOx Cap Sum 4.1 | 572 | 7328 | Rate Constraint in MTons | FALSE | L | Annual | Allowances Purchased NOX | Thousand Tons | 0 | 0 | 0 | 0 | 0 | 0 | 0
MD Healthy Air Act - Constellation NOx Cap Sum 4.1 | 572 | 7328 | Rate Constraint in MTons | FALSE | L | Annual | Allowances Sold NOX | Thousand Tons | 0 | 0 | 0 | 0 | 0 | 0 | 0
MD Healthy Air Act - Constellation NOx Cap Sum 4.1 | 572 | 7328 | Rate Constraint in MTons | FALSE | L | Annual | Allowances Banked | Thousand Tons | 0 | 0 | 0 | 0 | 0 | 0 | 0
MD Healthy Air Act - Constellation NOx Cap Sum 4.1 | 572 | 7328 | Rate Constraint in MTons | FALSE | L | Annual | Allowances Withdrawn (1:1) | Thousand Tons | 0 | 0 | 0 | 0 | 0 | 0 | 0
MD Healthy Air Act - Constellation NOx Cap Sum 4.1 | 572 | 7328 | Rate Constraint in MTons | FALSE | L | Annual | Allowances Withdrawn (n:1) | Thousand Tons | 0 | 0 | 0 | 0 | 0 | 0 | 0
MD Healthy Air Act - Constellation NOx Cap Sum 4.1 | 572 | 7328 | Rate Constraint in MTons | FALSE | L | Annual | Net Emissions Allowance Position | Thousand Tons | 0 | 0 | 0 | 0 | 0 | 0 | 0
MD Healthy Air Act - Constellation NOx Cap Sum 4.1 | 572 | 7328 | Rate Constraint in MTons | FALSE | L | Annual | Fuel Consumed | TBtu | 0 | 0 | 0 | 0 | 0 | 0 | 0
MD Healthy Air Act - Constellation NOx Cap Sum 4.1 | 572 | 7328 | Rate Constraint in MTons | FALSE | L | Annual | Rate | lb/MMBtu | 0 | 0 | 0 | 0 | 0 | 0 | 0
MD Healthy Air Act - Constellation NOx Cap Sum 4.1 | 572 | 7328 | Rate Constraint in MTons | FALSE | L | Annual | Generation | TWh | 0 | 0 | 0 | 0 | 0 | 0 | 0
MD Healthy Air Act - Constellation NOx Cap Sum 4.1 | 572 | 7328 | Rate Constraint in MTons | FALSE | L | Annual | Qualifying Generation | TWh | 0 | 0 | 0 | 0 | 0 | 0 | 0
MD Healthy Air Act - Constellation NOx Cap Sum 4.1 | 572 | 7328 | Rate Constraint in MTons | FALSE | L | Annual | Rate | lb/MWh | 0 | 0 | 0 | 0 | 0 | 0 | 0
MD Healthy Air Act - Constellation NOx Cap Sum 4.1 | 572 | 7328 | Rate Constraint in MTons | FALSE | L | Annual | Constraint Shadow Price | US2022$/Ton | 0 | 0 | 0 | 0 | 0 | 0 | 0
MD Healthy Air Act - Constellation SO2 Cap Ann 4.1 | 573 | 7326 | Rate Constraint in MTons | FALSE | L | Annual | Seasons Included | Seasons | Winter, Spring, Summer, Fall | Winter, Spring, Summer, Fall | Winter, Spring, Summer, Fall | Winter, Spring, Summer, Fall | Winter, Spring, Summer, Fall | Winter, Spring, Summer, Fall | Winter, Spring, Summer, Fall
MD Healthy Air Act - Constellation SO2 Cap Ann 4.1 | 573 | 7326 | Rate Constraint in MTons | FALSE | L | Annual | Standard SO2 | Thousand Tons | 17.926 | 17.926 | 17.926 | 17.926 | 17.926 | 17.926 | 17.926
MD Healthy Air Act - Constellation SO2 Cap Ann 4.1 | 573 | 7326 | Rate Constraint in MTons | FALSE | L | Annual | Emissions at Affected Plants SO2 | Thousand Tons | 0 | 0 | 0 | 0 | 0 | 0 | 0
MD Healthy Air Act - Constellation SO2 Cap Ann 4.1 | 573 | 7326 | Rate Constraint in MTons | FALSE | L | Annual | Allowances Purchased SO2 | Thousand Tons | 0 | 0 | 0 | 0 | 0 | 0 | 0
MD Healthy Air Act - Constellation SO2 Cap Ann 4.1 | 573 | 7326 | Rate Constraint in MTons | FALSE | L | Annual | Allowances Sold SO2 | Thousand Tons | 0 | 0 | 0 | 0 | 0 | 0 | 0
MD Healthy Air Act - Constellation SO2 Cap Ann 4.1 | 573 | 7326 | Rate Constraint in MTons | FALSE | L | Annual | Allowances Banked | Thousand Tons | 0 | 0 | 0 | 0 | 0 | 0 | 0
MD Healthy Air Act - Constellation SO2 Cap Ann 4.1 | 573 | 7326 | Rate Constraint in MTons | FALSE | L | Annual | Allowances Withdrawn (1:1) | Thousand Tons | 0 | 0 | 0 | 0 | 0 | 0 | 0
MD Healthy Air Act - Constellation SO2 Cap Ann 4.1 | 573 | 7326 | Rate Constraint in MTons | FALSE | L | Annual | Allowances Withdrawn (n:1) | Thousand Tons | 0 | 0 | 0 | 0 | 0 | 0 | 0
MD Healthy Air Act - Constellation SO2 Cap Ann 4.1 | 573 | 7326 | Rate Constraint in MTons | FALSE | L | Annual | Net Emissions Allowance Position | Thousand Tons | 0 | 0 | 0 | 0 | 0 | 0 | 0
MD Healthy Air Act - Constellation SO2 Cap Ann 4.1 | 573 | 7326 | Rate Constraint in MTons | FALSE | L | Annual | Fuel Consumed | TBtu | 0 | 0 | 0 | 0 | 0 | 0 | 0
MD Healthy Air Act - Constellation SO2 Cap Ann 4.1 | 573 | 7326 | Rate Constraint in MTons | FALSE | L | Annual | Rate | lb/MMBtu | 0 | 0 | 0 | 0 | 0 | 0 | 0
MD Healthy Air Act - Constellation SO2 Cap Ann 4.1 | 573 | 7326 | Rate Constraint in MTons | FALSE | L | Annual | Generation | TWh | 0 | 0 | 0 | 0 | 0 | 0 | 0
MD Healthy Air Act - Constellation SO2 Cap Ann 4.1 | 573 | 7326 | Rate Constraint in MTons | FALSE | L | Annual | Qualifying Generation | TWh | 0 | 0 | 0 | 0 | 0 | 0 | 0
MD Healthy Air Act - Constellation SO2 Cap Ann 4.1 | 573 | 7326 | Rate Constraint in MTons | FALSE | L | Annual | Rate | lb/MWh | 0 | 0 | 0 | 0 | 0 | 0 | 0
MD Healthy Air Act - Constellation SO2 Cap Ann 4.1 | 573 | 7326 | Rate Constraint in MTons | FALSE | L | Annual | Constraint Shadow Price | US2022$/Ton | 0 | 0 | 0 | 0 | 0 | 0 | 0
MD Healthy Air Act - MER Removal Annual v3.1 | 574 | 7332 | MACT Fuel Choice Floor in lbs/MMBtu | FALSE | L | Annual | Seasons Included | Seasons | Winter, Spring, Summer, Fall | Winter, Spring, Summer, Fall | Winter, Spring, Summer, Fall | Winter, Spring, Summer, Fall | Winter, Spring, Summer, Fall | Winter, Spring, Summer, Fall | Winter, Spring, Summer, Fall
MD Healthy Air Act - MER Removal Annual v3.1 | 574 | 7332 | MACT Fuel Choice Floor in lbs/MMBtu | FALSE | L | Annual | Emission Floor | lbs/MMBtu | 0 | 0 | 0 | 0 | 0 | 0 | 0
MD Healthy Air Act - MER Removal Annual v3.1 | 574 | 7332 | MACT Fuel Choice Floor in lbs/MMBtu | FALSE | L | Annual | Emissions at Affected Plants MER | lbs | 0 | 0 | 0 | 0 | 0 | 0 | 0
MD Healthy Air Act - MER Removal Annual v3.1 | 574 | 7332 | MACT Fuel Choice Floor in lbs/MMBtu | FALSE | L | Annual | Allowances Purchased MER | lbs | 0 | 0 | 0 | 0 | 0 | 0 | 0
MD Healthy Air Act - MER Removal Annual v3.1 | 574 | 7332 | MACT Fuel Choice Floor in lbs/MMBtu | FALSE | L | Annual | Allowances Sold MER | lbs | 0 | 0 | 0 | 0 | 0 | 0 | 0
MD Healthy Air Act - MER Removal Annual v3.1 | 574 | 7332 | MACT Fuel Choice Floor in lbs/MMBtu | FALSE | L | Annual | Allowances Banked | lbs | 0 | 0 | 0 | 0 | 0 | 0 | 0
MD Healthy Air Act - MER Removal Annual v3.1 | 574 | 7332 | MACT Fuel Choice Floor in lbs/MMBtu | FALSE | L | Annual | Allowances Withdrawn (1:1) | lbs | 0 | 0 | 0 | 0 | 0 | 0 | 0
MD Healthy Air Act - MER Removal Annual v3.1 | 574 | 7332 | MACT Fuel Choice Floor in lbs/MMBtu | FALSE | L | Annual | Allowances Withdrawn (n:1) | lbs | 0 | 0 | 0 | 0 | 0 | 0 | 0
MD Healthy Air Act - MER Removal Annual v3.1 | 574 | 7332 | MACT Fuel Choice Floor in lbs/MMBtu | FALSE | L | Annual | Net Emissions Allowance Position | lbs | 0 | 0 | 0 | 0 | 0 | 0 | 0
MD Healthy Air Act - MER Removal Annual v3.1 | 574 | 7332 | MACT Fuel Choice Floor in lbs/MMBtu | FALSE | L | Annual | Fuel Consumed | TBtu | 0 | 0 | 0 | 0 | 0 | 0 | 0
MD Healthy Air Act - MER Removal Annual v3.1 | 574 | 7332 | MACT Fuel Choice Floor in lbs/MMBtu | FALSE | L | Annual | Rate | lb/MMBtu | 0 | 0 | 0 | 0 | 0 | 0 | 0
MD Healthy Air Act - MER Removal Annual v3.1 | 574 | 7332 | MACT Fuel Choice Floor in lbs/MMBtu | FALSE | L | Annual | Generation | TWh | 0 | 0 | 0 | 0 | 0 | 0 | 0
MD Healthy Air Act - MER Removal Annual v3.1 | 574 | 7332 | MACT Fuel Choice Floor in lbs/MMBtu | FALSE | L | Annual | Qualifying Generation | TWh | 0 | 0 | 0 | 0 | 0 | 0 | 0
MD Healthy Air Act - MER Removal Annual v3.1 | 574 | 7332 | MACT Fuel Choice Floor in lbs/MMBtu | FALSE | L | Annual | Constraint Shadow Price | US2022$/Lb | 0 | 0 | 0 | 0 | 0 | 0 | 0
ME Fac. Spec. - NOX 0.15 Rate Annual v3.1, Unit 2403 and retrofits | 575 | 7323 | Rate Constraint in lbs/MMBtu | FALSE | L | Annual | Seasons Included | Seasons | Winter, Spring, Summer, Fall | Winter, Spring, Summer, Fall | Winter, Spring, Summer, Fall | Winter, Spring, Summer, Fall | Winter, Spring, Summer, Fall | Winter, Spring, Summer, Fall | Winter, Spring, Summer, Fall
ME Fac. Spec. - NOX 0.15 Rate Annual v3.1, Unit 2403 and retrofits | 575 | 7323 | Rate Constraint in lbs/MMBtu | FALSE | L | Annual | Standard NOX | lb/MMBtu | 0.15 | 0.15 | 0.15 | 0.15 | 0.15 | 0.15 | 0.15
ME Fac. Spec. - NOX 0.15 Rate Annual v3.1, Unit 2403 and retrofits | 575 | 7323 | Rate Constraint in lbs/MMBtu | FALSE | L | Annual | Emissions at Affected Plants NOX | Thousand Tons | 0 | 0 | 0 | 0 | 0 | 0 | 0
ME Fac. Spec. - NOX 0.15 Rate Annual v3.1, Unit 2403 and retrofits | 575 | 7323 | Rate Constraint in lbs/MMBtu | FALSE | L | Annual | Allowances Purchased NOX | Thousand Tons | 0 | 0 | 0 | 0 | 0 | 0 | 0
ME Fac. Spec. - NOX 0.15 Rate Annual v3.1, Unit 2403 and retrofits | 575 | 7323 | Rate Constraint in lbs/MMBtu | FALSE | L | Annual | Allowances Sold NOX | Thousand Tons | 0 | 0 | 0 | 0 | 0 | 0 | 0
ME Fac. Spec. - NOX 0.15 Rate Annual v3.1, Unit 2403 and retrofits | 575 | 7323 | Rate Constraint in lbs/MMBtu | FALSE | L | Annual | Allowances Banked | Thousand Tons | 0 | 0 | 0 | 0 | 0 | 0 | 0
ME Fac. Spec. - NOX 0.15 Rate Annual v3.1, Unit 2403 and retrofits | 575 | 7323 | Rate Constraint in lbs/MMBtu | FALSE | L | Annual | Allowances Withdrawn (1:1) | Thousand Tons | 0 | 0 | 0 | 0 | 0 | 0 | 0
ME Fac. Spec. - NOX 0.15 Rate Annual v3.1, Unit 2403 and retrofits | 575 | 7323 | Rate Constraint in lbs/MMBtu | FALSE | L | Annual | Allowances Withdrawn (n:1) | Thousand Tons | 0 | 0 | 0 | 0 | 0 | 0 | 0
ME Fac. Spec. - NOX 0.15 Rate Annual v3.1, Unit 2403 and retrofits | 575 | 7323 | Rate Constraint in lbs/MMBtu | FALSE | L | Annual | Net Emissions Allowance Position | Thousand Tons | 0 | 0 | 0 | 0 | 0 | 0 | 0
ME Fac. Spec. - NOX 0.15 Rate Annual v3.1, Unit 2403 and retrofits | 575 | 7323 | Rate Constraint in lbs/MMBtu | FALSE | L | Annual | Fuel Consumed | TBtu | 0 | 0 | 0 | 0 | 0 | 0 | 0
ME Fac. Spec. - NOX 0.15 Rate Annual v3.1, Unit 2403 and retrofits | 575 | 7323 | Rate Constraint in lbs/MMBtu | FALSE | L | Annual | Rate | lb/MMBtu | 0 | 0 | 0 | 0 | 0 | 0 | 0
ME Fac. Spec. - NOX 0.15 Rate Annual v3.1, Unit 2403 and retrofits | 575 | 7323 | Rate Constraint in lbs/MMBtu | FALSE | L | Annual | Generation | TWh | 0 | 0 | 0 | 0 | 0 | 0 | 0
ME Fac. Spec. - NOX 0.15 Rate Annual v3.1, Unit 2403 and retrofits | 575 | 7323 | Rate Constraint in lbs/MMBtu | FALSE | L | Annual | Qualifying Generation | TWh | 0 | 0 | 0 | 0 | 0 | 0 | 0
ME Fac. Spec. - NOX 0.15 Rate Annual v3.1, Unit 2403 and retrofits | 575 | 7323 | Rate Constraint in lbs/MMBtu | FALSE | L | Annual | Rate | lb/MWh | 0 | 0 | 0 | 0 | 0 | 0 | 0
ME Fac. Spec. - NOX 0.15 Rate Annual v3.1, Unit 2403 and retrofits | 575 | 7323 | Rate Constraint in lbs/MMBtu | FALSE | L | Annual | Constraint Shadow Price | US2022$/Ton | 0 | 0 | 0 | 0 | 0 | 0 | 0
ME Fac. Spec. - NOX 0.15 Rate Annual v3.1, Unit 2404 and retrofits | 576 | 7323 | Rate Constraint in lbs/MMBtu | FALSE | L | Annual | Seasons Included | Seasons | Winter, Spring, Summer, Fall | Winter, Spring, Summer, Fall | Winter, Spring, Summer, Fall | Winter, Spring, Summer, Fall | Winter, Spring, Summer, Fall | Winter, Spring, Summer, Fall | Winter, Spring, Summer, Fall
ME Fac. Spec. - NOX 0.15 Rate Annual v3.1, Unit 2404 and retrofits | 576 | 7323 | Rate Constraint in lbs/MMBtu | FALSE | L | Annual | Standard NOX | lb/MMBtu | 0.15 | 0.15 | 0.15 | 0.15 | 0.15 | 0.15 | 0.15
ME Fac. Spec. - NOX 0.15 Rate Annual v3.1, Unit 2404 and retrofits | 576 | 7323 | Rate Constraint in lbs/MMBtu | FALSE | L | Annual | Emissions at Affected Plants NOX | Thousand Tons | 0 | 0 | 0 | 0 | 0 | 0 | 0
ME Fac. Spec. - NOX 0.15 Rate Annual v3.1, Unit 2404 and retrofits | 576 | 7323 | Rate Constraint in lbs/MMBtu | FALSE | L | Annual | Allowances Purchased NOX | Thousand Tons | 0 | 0 | 0 | 0 | 0 | 0 | 0
ME Fac. Spec. - NOX 0.15 Rate Annual v3.1, Unit 2404 and retrofits | 576 | 7323 | Rate Constraint in lbs/MMBtu | FALSE | L | Annual | Allowances Sold NOX | Thousand Tons | 0 | 0 | 0 | 0 | 0 | 0 | 0
ME Fac. Spec. - NOX 0.15 Rate Annual v3.1, Unit 2404 and retrofits | 576 | 7323 | Rate Constraint in lbs/MMBtu | FALSE | L | Annual | Allowances Banked | Thousand Tons | 0 | 0 | 0 | 0 | 0 | 0 | 0
ME Fac. Spec. - NOX 0.15 Rate Annual v3.1, Unit 2404 and retrofits | 576 | 7323 | Rate Constraint in lbs/MMBtu | FALSE | L | Annual | Allowances Withdrawn (1:1) | Thousand Tons | 0 | 0 | 0 | 0 | 0 | 0 | 0
ME Fac. Spec. - NOX 0.15 Rate Annual v3.1, Unit 2404 and retrofits | 576 | 7323 | Rate Constraint in lbs/MMBtu | FALSE | L | Annual | Allowances Withdrawn (n:1) | Thousand Tons | 0 | 0 | 0 | 0 | 0 | 0 | 0
ME Fac. Spec. - NOX 0.15 Rate Annual v3.1, Unit 2404 and retrofits | 576 | 7323 | Rate Constraint in lbs/MMBtu | FALSE | L | Annual | Net Emissions Allowance Position | Thousand Tons | 0 | 0 | 0 | 0 | 0 | 0 | 0
ME Fac. Spec. - NOX 0.15 Rate Annual v3.1, Unit 2404 and retrofits | 576 | 7323 | Rate Constraint in lbs/MMBtu | FALSE | L | Annual | Fuel Consumed | TBtu | 0 | 0 | 0 | 0 | 0 | 0 | 0
ME Fac. Spec. - NOX 0.15 Rate Annual v3.1, Unit 2404 and retrofits | 576 | 7323 | Rate Constraint in lbs/MMBtu | FALSE | L | Annual | Rate | lb/MMBtu | 0 | 0 | 0 | 0 | 0 | 0 | 0
ME Fac. Spec. - NOX 0.15 Rate Annual v3.1, Unit 2404 and retrofits | 576 | 7323 | Rate Constraint in lbs/MMBtu | FALSE | L | Annual | Generation | TWh | 0 | 0 | 0 | 0 | 0 | 0 | 0
ME Fac. Spec. - NOX 0.15 Rate Annual v3.1, Unit 2404 and retrofits | 576 | 7323 | Rate Constraint in lbs/MMBtu | FALSE | L | Annual | Qualifying Generation | TWh | 0 | 0 | 0 | 0 | 0 | 0 | 0
ME Fac. Spec. - NOX 0.15 Rate Annual v3.1, Unit 2404 and retrofits | 576 | 7323 | Rate Constraint in lbs/MMBtu | FALSE | L | Annual | Rate | lb/MWh | 0 | 0 | 0 | 0 | 0 | 0 | 0
ME Fac. Spec. - NOX 0.15 Rate Annual v3.1, Unit 2404 and retrofits | 576 | 7323 | Rate Constraint in lbs/MMBtu | FALSE | L | Annual | Constraint Shadow Price | US2022$/Ton | 0 | 0 | 0 | 0 | 0 | 0 | 0
ME Fac. Spec. - NOx 0.20 Rate Annual v3.1, Unit 1135 and retrofits | 577 | 7324 | Rate Constraint in lbs/MMBtu | FALSE | L | Annual | Seasons Included | Seasons | Winter, Spring, Summer, Fall | Winter, Spring, Summer, Fall | Winter, Spring, Summer, Fall | Winter, Spring, Summer, Fall | Winter, Spring, Summer, Fall | Winter, Spring, Summer, Fall | Winter, Spring, Summer, Fall
ME Fac. Spec. - NOx 0.20 Rate Annual v3.1, Unit 1135 and retrofits | 577 | 7324 | Rate Constraint in lbs/MMBtu | FALSE | L | Annual | Standard NOX | lb/MMBtu | 0.2 | 0.2 | 0.2 | 0.2 | 0.2 | 0.2 | 0.2
ME Fac. Spec. - NOx 0.20 Rate Annual v3.1, Unit 1135 and retrofits | 577 | 7324 | Rate Constraint in lbs/MMBtu | FALSE | L | Annual | Emissions at Affected Plants NOX | Thousand Tons | 0 | 0 | 0 | 0 | 0 | 0 | 0
ME Fac. Spec. - NOx 0.20 Rate Annual v3.1, Unit 1135 and retrofits | 577 | 7324 | Rate Constraint in lbs/MMBtu | FALSE | L | Annual | Allowances Purchased NOX | Thousand Tons | 0 | 0 | 0 | 0 | 0 | 0 | 0
ME Fac. Spec. - NOx 0.20 Rate Annual v3.1, Unit 1135 and retrofits | 577 | 7324 | Rate Constraint in lbs/MMBtu | FALSE | L | Annual | Allowances Sold NOX | Thousand Tons | 0 | 0 | 0 | 0 | 0 | 0 | 0
ME Fac. Spec. - NOx 0.20 Rate Annual v3.1, Unit 1135 and retrofits | 577 | 7324 | Rate Constraint in lbs/MMBtu | FALSE | L | Annual | Allowances Banked | Thousand Tons | 0 | 0 | 0 | 0 | 0 | 0 | 0
ME Fac. Spec. - NOx 0.20 Rate Annual v3.1, Unit 1135 and retrofits | 577 | 7324 | Rate Constraint in lbs/MMBtu | FALSE | L | Annual | Allowances Withdrawn (1:1) | Thousand Tons | 0 | 0 | 0 | 0 | 0 | 0 | 0
ME Fac. Spec. - NOx 0.20 Rate Annual v3.1, Unit 1135 and retrofits | 577 | 7324 | Rate Constraint in lbs/MMBtu | FALSE | L | Annual | Allowances Withdrawn (n:1) | Thousand Tons | 0 | 0 | 0 | 0 | 0 | 0 | 0
ME Fac. Spec. - NOx 0.20 Rate Annual v3.1, Unit 1135 and retrofits | 577 | 7324 | Rate Constraint in lbs/MMBtu | FALSE | L | Annual | Net Emissions Allowance Position | Thousand Tons | 0 | 0 | 0 | 0 | 0 | 0 | 0
ME Fac. Spec. - NOx 0.20 Rate Annual v3.1, Unit 1135 and retrofits | 577 | 7324 | Rate Constraint in lbs/MMBtu | FALSE | L | Annual | Fuel Consumed | TBtu | 0 | 0 | 0 | 0 | 0 | 0 | 0
ME Fac. Spec. - NOx 0.20 Rate Annual v3.1, Unit 1135 and retrofits | 577 | 7324 | Rate Constraint in lbs/MMBtu | FALSE | L | Annual | Rate | lb/MMBtu | 0 | 0 | 0 | 0 | 0 | 0 | 0
ME Fac. Spec. - NOx 0.20 Rate Annual v3.1, Unit 1135 and retrofits | 577 | 7324 | Rate Constraint in lbs/MMBtu | FALSE | L | Annual | Generation | TWh | 0 | 0 | 0 | 0 | 0 | 0 | 0
ME Fac. Spec. - NOx 0.20 Rate Annual v3.1, Unit 1135 and retrofits | 577 | 7324 | Rate Constraint in lbs/MMBtu | FALSE | L | Annual | Qualifying Generation | TWh | 0 | 0 | 0 | 0 | 0 | 0 | 0
ME Fac. Spec. - NOx 0.20 Rate Annual v3.1, Unit 1135 and retrofits | 577 | 7324 | Rate Constraint in lbs/MMBtu | FALSE | L | Annual | Rate | lb/MWh | 0 | 0 | 0 | 0 | 0 | 0 | 0
ME Fac. Spec. - NOx 0.20 Rate Annual v3.1, Unit 1135 and retrofits | 577 | 7324 | Rate Constraint in lbs/MMBtu | FALSE | L | Annual | Constraint Shadow Price | US2022$/Ton | 0 | 0 | 0 | 0 | 0 | 0 | 0
ME Fac. Spec. - NOx 0.20 Rate Annual v3.1, Unit 1136 and retrofits | 578 | 7324 | Rate Constraint in lbs/MMBtu | FALSE | L | Annual | Seasons Included | Seasons | Winter, Spring, Summer, Fall | Winter, Spring, Summer, Fall | Winter, Spring, Summer, Fall | Winter, Spring, Summer, Fall | Winter, Spring, Summer, Fall | Winter, Spring, Summer, Fall | Winter, Spring, Summer, Fall
ME Fac. Spec. - NOx 0.20 Rate Annual v3.1, Unit 1136 and retrofits | 578 | 7324 | Rate Constraint in lbs/MMBtu | FALSE | L | Annual | Standard NOX | lb/MMBtu | 0.2 | 0.2 | 0.2 | 0.2 | 0.2 | 0.2 | 0.2
ME Fac. Spec. - NOx 0.20 Rate Annual v3.1, Unit 1136 and retrofits | 578 | 7324 | Rate Constraint in lbs/MMBtu | FALSE | L | Annual | Emissions at Affected Plants NOX | Thousand Tons | 0 | 0 | 0 | 0 | 0 | 0 | 0
ME Fac. Spec. - NOx 0.20 Rate Annual v3.1, Unit 1136 and retrofits | 578 | 7324 | Rate Constraint in lbs/MMBtu | FALSE | L | Annual | Allowances Purchased NOX | Thousand Tons | 0 | 0 | 0 | 0 | 0 | 0 | 0
ME Fac. Spec. - NOx 0.20 Rate Annual v3.1, Unit 1136 and retrofits | 578 | 7324 | Rate Constraint in lbs/MMBtu | FALSE | L | Annual | Allowances Sold NOX | Thousand Tons | 0 | 0 | 0 | 0 | 0 | 0 | 0
ME Fac. Spec. - NOx 0.20 Rate Annual v3.1, Unit 1136 and retrofits | 578 | 7324 | Rate Constraint in lbs/MMBtu | FALSE | L | Annual | Allowances Banked | Thousand Tons | 0 | 0 | 0 | 0 | 0 | 0 | 0
ME Fac. Spec. - NOx 0.20 Rate Annual v3.1, Unit 1136 and retrofits | 578 | 7324 | Rate Constraint in lbs/MMBtu | FALSE | L | Annual | Allowances Withdrawn (1:1) | Thousand Tons | 0 | 0 | 0 | 0 | 0 | 0 | 0
ME Fac. Spec. - NOx 0.20 Rate Annual v3.1, Unit 1136 and retrofits | 578 | 7324 | Rate Constraint in lbs/MMBtu | FALSE | L | Annual | Allowances Withdrawn (n:1) | Thousand Tons | 0 | 0 | 0 | 0 | 0 | 0 | 0
ME Fac. Spec. - NOx 0.20 Rate Annual v3.1, Unit 1136 and retrofits | 578 | 7324 | Rate Constraint in lbs/MMBtu | FALSE | L | Annual | Net Emissions Allowance Position | Thousand Tons | 0 | 0 | 0 | 0 | 0 | 0 | 0
ME Fac. Spec. - NOx 0.20 Rate Annual v3.1, Unit 1136 and retrofits | 578 | 7324 | Rate Constraint in lbs/MMBtu | FALSE | L | Annual | Fuel Consumed | TBtu | 0 | 0 | 0 | 0 | 0 | 0 | 0
ME Fac. Spec. - NOx 0.20 Rate Annual v3.1, Unit 1136 and retrofits | 578 | 7324 | Rate Constraint in lbs/MMBtu | FALSE | L | Annual | Rate | lb/MMBtu | 0 | 0 | 0 | 0 | 0 | 0 | 0
ME Fac. Spec. - NOx 0.20 Rate Annual v3.1, Unit 1136 and retrofits | 578 | 7324 | Rate Constraint in lbs/MMBtu | FALSE | L | Annual | Generation | TWh | 0 | 0 | 0 | 0 | 0 | 0 | 0
ME Fac. Spec. - NOx 0.20 Rate Annual v3.1, Unit 1136 and retrofits | 578 | 7324 | Rate Constraint in lbs/MMBtu | FALSE | L | Annual | Qualifying Generation | TWh | 0 | 0 | 0 | 0 | 0 | 0 | 0
ME Fac. Spec. - NOx 0.20 Rate Annual v3.1, Unit 1136 and retrofits | 578 | 7324 | Rate Constraint in lbs/MMBtu | FALSE | L | Annual | Rate | lb/MWh | 0 | 0 | 0 | 0 | 0 | 0 | 0
ME Fac. Spec. - NOx 0.20 Rate Annual v3.1, Unit 1136 and retrofits | 578 | 7324 | Rate Constraint in lbs/MMBtu | FALSE | L | Annual | Constraint Shadow Price | US2022$/Ton | 0 | 0 | 0 | 0 | 0 | 0 | 0
ME Mercury Cap Annual v3.1 | 579 | 7325 | Rate Constraint in MTons | FALSE | L | Annual | Seasons Included | Seasons | Winter, Spring, Summer, Fall | Winter, Spring, Summer, Fall | Winter, Spring, Summer, Fall | Winter, Spring, Summer, Fall | Winter, Spring, Summer, Fall | Winter, Spring, Summer, Fall | Winter, Spring, Summer, Fall
ME Mercury Cap Annual v3.1 | 579 | 7325 | Rate Constraint in MTons | FALSE | L | Annual | Standard MER | lbs | 26 | 26 | 26 | 26 | 26 | 26 | 26
ME Mercury Cap Annual v3.1 | 579 | 7325 | Rate Constraint in MTons | FALSE | L | Annual | Emissions at Affected Plants MER | lbs | 0 | 0 | 0 | 0 | 0 | 0 | 0
ME Mercury Cap Annual v3.1 | 579 | 7325 | Rate Constraint in MTons | FALSE | L | Annual | Allowances Purchased MER | lbs | 0 | 0 | 0 | 0 | 0 | 0 | 0
ME Mercury Cap Annual v3.1 | 579 | 7325 | Rate Constraint in MTons | FALSE | L | Annual | Allowances Sold MER | lbs | 0 | 0 | 0 | 0 | 0 | 0 | 0
ME Mercury Cap Annual v3.1 | 579 | 7325 | Rate Constraint in MTons | FALSE | L | Annual | Allowances Banked | lbs | 0 | 0 | 0 | 0 | 0 | 0 | 0
ME Mercury Cap Annual v3.1 | 579 | 7325 | Rate Constraint in MTons | FALSE | L | Annual | Allowances Withdrawn (1:1) | lbs | 0 | 0 | 0 | 0 | 0 | 0 | 0
ME Mercury Cap Annual v3.1 | 579 | 7325 | Rate Constraint in MTons | FALSE | L | Annual | Allowances Withdrawn (n:1) | lbs | 0 | 0 | 0 | 0 | 0 | 0 | 0
ME Mercury Cap Annual v3.1 | 579 | 7325 | Rate Constraint in MTons | FALSE | L | Annual | Net Emissions Allowance Position | lbs | 0 | 0 | 0 | 0 | 0 | 0 | 0
ME Mercury Cap Annual v3.1 | 579 | 7325 | Rate Constraint in MTons | FALSE | L | Annual | Fuel Consumed | TBtu | 0 | 0 | 0 | 0 | 0 | 0 | 0
ME Mercury Cap Annual v3.1 | 579 | 7325 | Rate Constraint in MTons | FALSE | L | Annual | Rate | lb/MMBtu | 0 | 0 | 0 | 0 | 0 | 0 | 0
ME Mercury Cap Annual v3.1 | 579 | 7325 | Rate Constraint in MTons | FALSE | L | Annual | Generation | TWh | 0 | 0 | 0 | 0 | 0 | 0 | 0
ME Mercury Cap Annual v3.1 | 579 | 7325 | Rate Constraint in MTons | FALSE | L | Annual | Qualifying Generation | TWh | 0 | 0 | 0 | 0 | 0 | 0 | 0
ME Mercury Cap Annual v3.1 | 579 | 7325 | Rate Constraint in MTons | FALSE | L | Annual | Rate | lb/MWh | 0 | 0 | 0 | 0 | 0 | 0 | 0
ME Mercury Cap Annual v3.1 | 579 | 7325 | Rate Constraint in MTons | FALSE | L | Annual | Constraint Shadow Price | US2022$/Lb | 0 | 0 | 0 | 0 | 0 | 0 | 0
MI Hg Rule - MER Annual Reduction v4.10 | 580 | 7336 | MACT Fuel Choice Floor in lbs/MMBtu | FALSE | L | Annual | Seasons Included | Seasons | Winter, Spring, Summer, Fall | Winter, Spring, Summer, Fall | Winter, Spring, Summer, Fall | Winter, Spring, Summer, Fall | Winter, Spring, Summer, Fall | Winter, Spring, Summer, Fall | Winter, Spring, Summer, Fall
MI Hg Rule - MER Annual Reduction v4.10 | 580 | 7336 | MACT Fuel Choice Floor in lbs/MMBtu | FALSE | L | Annual | Emission Floor | lbs/MMBtu | 8.07e-07 | 8.07e-07 | 8.07e-07 | 8.07e-07 | 8.07e-07 | 8.07e-07 | 8.07e-07
MI Hg Rule - MER Annual Reduction v4.10 | 580 | 7336 | MACT Fuel Choice Floor in lbs/MMBtu | FALSE | L | Annual | Emissions at Affected Plants MER | lbs | 17.2143 | 0 | 0 | 0 | 0 | 0 | 0
MI Hg Rule - MER Annual Reduction v4.10 | 580 | 7336 | MACT Fuel Choice Floor in lbs/MMBtu | FALSE | L | Annual | Allowances Purchased MER | lbs | 0 | 0 | 0 | 0 | 0 | 0 | 0
MI Hg Rule - MER Annual Reduction v4.10 | 580 | 7336 | MACT Fuel Choice Floor in lbs/MMBtu | FALSE | L | Annual | Allowances Sold MER | lbs | 0 | 0 | 0 | 0 | 0 | 0 | 0
MI Hg Rule - MER Annual Reduction v4.10 | 580 | 7336 | MACT Fuel Choice Floor in lbs/MMBtu | FALSE | L | Annual | Allowances Banked | lbs | 0 | 0 | 0 | 0 | 0 | 0 | 0
MI Hg Rule - MER Annual Reduction v4.10 | 580 | 7336 | MACT Fuel Choice Floor in lbs/MMBtu | FALSE | L | Annual | Allowances Withdrawn (1:1) | lbs | 0 | 0 | 0 | 0 | 0 | 0 | 0
MI Hg Rule - MER Annual Reduction v4.10 | 580 | 7336 | MACT Fuel Choice Floor in lbs/MMBtu | FALSE | L | Annual | Allowances Withdrawn (n:1) | lbs | 0 | 0 | 0 | 0 | 0 | 0 | 0
MI Hg Rule - MER Annual Reduction v4.10 | 580 | 7336 | MACT Fuel Choice Floor in lbs/MMBtu | FALSE | L | Annual | Net Emissions Allowance Position | lbs | 17.2143 | 0 | 0 | 0 | 0 | 0 | 0
MI Hg Rule - MER Annual Reduction v4.10 | 580 | 7336 | MACT Fuel Choice Floor in lbs/MMBtu | FALSE | L | Annual | Fuel Consumed | TBtu | 92.3119 | 0 | 0 | 0 | 0 | 0 | 0
MI Hg Rule - MER Annual Reduction v4.10 | 580 | 7336 | MACT Fuel Choice Floor in lbs/MMBtu | FALSE | L | Annual | Rate | lb/MMBtu | 1.8648e-07 | 0 | 0 | 0 | 0 | 0 | 0
MI Hg Rule - MER Annual Reduction v4.10 | 580 | 7336 | MACT Fuel Choice Floor in lbs/MMBtu | FALSE | L | Annual | Generation | TWh | 9.0795 | 0 | 0 | 0 | 0 | 0 | 0
MI Hg Rule - MER Annual Reduction v4.10 | 580 | 7336 | MACT Fuel Choice Floor in lbs/MMBtu | FALSE | L | Annual | Qualifying Generation | TWh | 9.0795 | 0 | 0 | 0 | 0 | 0 | 0
MI Hg Rule - MER Annual Reduction v4.10 | 580 | 7336 | MACT Fuel Choice Floor in lbs/MMBtu | FALSE | L | Annual | Constraint Shadow Price | US2022$/Lb | 0 | 0 | 0 | 0 | 0 | 0 | 0
MN Hg Emis Red Act - MER Removal Annual v3.1 | 581 | 7337 | MACT Fuel Choice Floor in lbs/MMBtu | FALSE | L | Annual | Seasons Included | Seasons | Winter, Spring, Summer, Fall | Winter, Spring, Summer, Fall | Winter, Spring, Summer, Fall | Winter, Spring, Summer, Fall | Winter, Spring, Summer, Fall | Winter, Spring, Summer, Fall | Winter, Spring, Summer, Fall
MN Hg Emis Red Act - MER Removal Annual v3.1 | 581 | 7337 | MACT Fuel Choice Floor in lbs/MMBtu | FALSE | L | Annual | Emission Floor | lbs/MMBtu | 0 | 0 | 0 | 0 | 0 | 0 | 0
MN Hg Emis Red Act - MER Removal Annual v3.1 | 581 | 7337 | MACT Fuel Choice Floor in lbs/MMBtu | FALSE | L | Annual | Emissions at Affected Plants MER | lbs | 43.977 | 28.9099 | 0 | 0 | 0 | 0 | 0
MN Hg Emis Red Act - MER Removal Annual v3.1 | 581 | 7337 | MACT Fuel Choice Floor in lbs/MMBtu | FALSE | L | Annual | Allowances Purchased MER | lbs | 0 | 0 | 0 | 0 | 0 | 0 | 0
MN Hg Emis Red Act - MER Removal Annual v3.1 | 581 | 7337 | MACT Fuel Choice Floor in lbs/MMBtu | FALSE | L | Annual | Allowances Sold MER | lbs | 0 | 0 | 0 | 0 | 0 | 0 | 0
MN Hg Emis Red Act - MER Removal Annual v3.1 | 581 | 7337 | MACT Fuel Choice Floor in lbs/MMBtu | FALSE | L | Annual | Allowances Banked | lbs | 0 | 0 | 0 | 0 | 0 | 0 | 0
MN Hg Emis Red Act - MER Removal Annual v3.1 | 581 | 7337 | MACT Fuel Choice Floor in lbs/MMBtu | FALSE | L | Annual | Allowances Withdrawn (1:1) | lbs | 0 | 0 | 0 | 0 | 0 | 0 | 0
MN Hg Emis Red Act - MER Removal Annual v3.1 | 581 | 7337 | MACT Fuel Choice Floor in lbs/MMBtu | FALSE | L | Annual | Allowances Withdrawn (n:1) | lbs | 0 | 0 | 0 | 0 | 0 | 0 | 0
MN Hg Emis Red Act - MER Removal Annual v3.1 | 581 | 7337 | MACT Fuel Choice Floor in lbs/MMBtu | FALSE | L | Annual | Net Emissions Allowance Position | lbs | 43.977 | 28.9099 | 0 | 0 | 0 | 0 | 0
MN Hg Emis Red Act - MER Removal Annual v3.1 | 581 | 7337 | MACT Fuel Choice Floor in lbs/MMBtu | FALSE | L | Annual | Fuel Consumed | TBtu | 84.3598 | 58.4825 | 0 | 0 | 0 | 0 | 0
MN Hg Emis Red Act - MER Removal Annual v3.1 | 581 | 7337 | MACT Fuel Choice Floor in lbs/MMBtu | FALSE | L | Annual | Rate | lb/MMBtu | 5.213e-07 | 4.9433e-07 | 0 | 0 | 0 | 0 | 0
MN Hg Emis Red Act - MER Removal Annual v3.1 | 581 | 7337 | MACT Fuel Choice Floor in lbs/MMBtu | FALSE | L | Annual | Generation | TWh | 8.4993 | 5.8377 | 0 | 0 | 0 | 0 | 0
MN Hg Emis Red Act - MER Removal Annual v3.1 | 581 | 7337 | MACT Fuel Choice Floor in lbs/MMBtu | FALSE | L | Annual | Qualifying Generation | TWh | 8.4993 | 5.8377 | 0 | 0 | 0 | 0 | 0
MN Hg Emis Red Act - MER Removal Annual v3.1 | 581 | 7337 | MACT Fuel Choice Floor in lbs/MMBtu | FALSE | L | Annual | Constraint Shadow Price | US2022$/Lb | 0 | 0 | 0 | 0 | 0 | 0 | 0
MT Hg Rate Lignite Annual v3.1 | 582 | 7342 | Rate Constraint in lbs/MMBtu | FALSE | L | Annual | Seasons Included | Seasons | Winter, Spring, Summer, Fall | Winter, Spring, Summer, Fall | Winter, Spring, Summer, Fall | Winter, Spring, Summer, Fall | Winter, Spring, Summer, Fall | Winter, Spring, Summer, Fall | Winter, Spring, Summer, Fall
MT Hg Rate Lignite Annual v3.1 | 582 | 7342 | Rate Constraint in lbs/MMBtu | FALSE | L | Annual | Standard MER | lb/MMBtu | 1.5e-06 | 1.5e-06 | 1.5e-06 | 1.5e-06 | 1.5e-06 | 1.5e-06 | 1.5e-06
MT Hg Rate Lignite Annual v3.1 | 582 | 7342 | Rate Constraint in lbs/MMBtu | FALSE | L | Annual | Emissions at Affected Plants MER | lbs | 0 | 0 | 0 | 0 | 0 | 0 | 0
MT Hg Rate Lignite Annual v3.1 | 582 | 7342 | Rate Constraint in lbs/MMBtu | FALSE | L | Annual | Allowances Purchased MER | lbs | 0 | 0 | 0 | 0 | 0 | 0 | 0
MT Hg Rate Lignite Annual v3.1 | 582 | 7342 | Rate Constraint in lbs/MMBtu | FALSE | L | Annual | Allowances Sold MER | lbs | 0 | 0 | 0 | 0 | 0 | 0 | 0
MT Hg Rate Lignite Annual v3.1 | 582 | 7342 | Rate Constraint in lbs/MMBtu | FALSE | L | Annual | Allowances Banked | lbs | 0 | 0 | 0 | 0 | 0 | 0 | 0
MT Hg Rate Lignite Annual v3.1 | 582 | 7342 | Rate Constraint in lbs/MMBtu | FALSE | L | Annual | Allowances Withdrawn (1:1) | lbs | 0 | 0 | 0 | 0 | 0 | 0 | 0
MT Hg Rate Lignite Annual v3.1 | 582 | 7342 | Rate Constraint in lbs/MMBtu | FALSE | L | Annual | Allowances Withdrawn (n:1) | lbs | 0 | 0 | 0 | 0 | 0 | 0 | 0
MT Hg Rate Lignite Annual v3.1 | 582 | 7342 | Rate Constraint in lbs/MMBtu | FALSE | L | Annual | Net Emissions Allowance Position | lbs | 0 | 0 | 0 | 0 | 0 | 0 | 0
MT Hg Rate Lignite Annual v3.1 | 582 | 7342 | Rate Constraint in lbs/MMBtu | FALSE | L | Annual | Fuel Consumed | TBtu | 0 | 0 | 0 | 0 | 0 | 0 | 0
MT Hg Rate Lignite Annual v3.1 | 582 | 7342 | Rate Constraint in lbs/MMBtu | FALSE | L | Annual | Rate | lb/MMBtu | 0 | 0 | 0 | 0 | 0 | 0 | 0
MT Hg Rate Lignite Annual v3.1 | 582 | 7342 | Rate Constraint in lbs/MMBtu | FALSE | L | Annual | Generation | TWh | 0 | 0 | 0 | 0 | 0 | 0 | 0
MT Hg Rate Lignite Annual v3.1 | 582 | 7342 | Rate Constraint in lbs/MMBtu | FALSE | L | Annual | Qualifying Generation | TWh | 0 | 0 | 0 | 0 | 0 | 0 | 0
MT Hg Rate Lignite Annual v3.1 | 582 | 7342 | Rate Constraint in lbs/MMBtu | FALSE | L | Annual | Rate | lb/MWh | 0 | 0 | 0 | 0 | 0 | 0 | 0
MT Hg Rate Lignite Annual v3.1 | 582 | 7342 | Rate Constraint in lbs/MMBtu | FALSE | L | Annual | Constraint Shadow Price | US2022$/Lb | 0 | 0 | 0 | 0 | 0 | 0 | 0
MT Hg Rate Non Lignite Annual v3.1 | 583 | 7341 | Rate Constraint in lbs/MMBtu | FALSE | L | Annual | Seasons Included | Seasons | Winter, Spring, Summer, Fall | Winter, Spring, Summer, Fall | Winter, Spring, Summer, Fall | Winter, Spring, Summer, Fall | Winter, Spring, Summer, Fall | Winter, Spring, Summer, Fall | Winter, Spring, Summer, Fall
MT Hg Rate Non Lignite Annual v3.1 | 583 | 7341 | Rate Constraint in lbs/MMBtu | FALSE | L | Annual | Standard MER | lb/MMBtu | 9e-07 | 9e-07 | 9e-07 | 9e-07 | 9e-07 | 9e-07 | 9e-07
MT Hg Rate Non Lignite Annual v3.1 | 583 | 7341 | Rate Constraint in lbs/MMBtu | FALSE | L | Annual | Emissions at Affected Plants MER | lbs | 56.715 | 57.0715 | 57.6083 | 50.0434 | 22.2369 | 32.0553 | 50.9688
MT Hg Rate Non Lignite Annual v3.1 | 583 | 7341 | Rate Constraint in lbs/MMBtu | FALSE | L | Annual | Allowances Purchased MER | lbs | 0 | 0 | 0 | 0 | 0 | 0 | 0
MT Hg Rate Non Lignite Annual v3.1 | 583 | 7341 | Rate Constraint in lbs/MMBtu | FALSE | L | Annual | Allowances Sold MER | lbs | 0 | 0 | 0 | 0 | 0 | 0 | 0
MT Hg Rate Non Lignite Annual v3.1 | 583 | 7341 | Rate Constraint in lbs/MMBtu | FALSE | L | Annual | Allowances Banked | lbs | 0 | 0 | 0 | 0 | 0 | 27.1692 | 0
MT Hg Rate Non Lignite Annual v3.1 | 583 | 7341 | Rate Constraint in lbs/MMBtu | FALSE | L | Annual | Allowances Withdrawn (1:1) | lbs | 0 | 0 | 0 | 0 | 0 | 0 | 0
MT Hg Rate Non Lignite Annual v3.1 | 583 | 7341 | Rate Constraint in lbs/MMBtu | FALSE | L | Annual | Allowances Withdrawn (n:1) | lbs | 0 | 0 | 0 | 0 | 0 | 0 | 0
MT Hg Rate Non Lignite Annual v3.1 | 583 | 7341 | Rate Constraint in lbs/MMBtu | FALSE | L | Annual | Net Emissions Allowance Position | lbs | 56.715 | 57.0715 | 57.6083 | 50.0434 | 22.2369 | 59.2245 | 50.9688
MT Hg Rate Non Lignite Annual v3.1 | 583 | 7341 | Rate Constraint in lbs/MMBtu | FALSE | L | Annual | Fuel Consumed | TBtu | 120.2756 | 122.0965 | 122.0401 | 102.0552 | 45.271 | 65.805 | 104.7374
MT Hg Rate Non Lignite Annual v3.1 | 583 | 7341 | Rate Constraint in lbs/MMBtu | FALSE | L | Annual | Rate | lb/MMBtu | 4.7154e-07 | 4.6743e-07 | 4.7204e-07 | 4.9036e-07 | 4.912e-07 | 4.8713e-07 | 4.8663e-07
MT Hg Rate Non Lignite Annual v3.1 | 583 | 7341 | Rate Constraint in lbs/MMBtu | FALSE | L | Annual | Generation | TWh | 10.959 | 11.1333 | 10.9936 | 9.1991 | 4.1511 | 6.0376 | 9.6134
MT Hg Rate Non Lignite Annual v3.1 | 583 | 7341 | Rate Constraint in lbs/MMBtu | FALSE | L | Annual | Qualifying Generation | TWh | 10.959 | 11.1333 | 10.9936 | 9.1991 | 4.1511 | 6.0376 | 9.6134
MT Hg Rate Non Lignite Annual v3.1 | 583 | 7341 | Rate Constraint in lbs/MMBtu | FALSE | L | Annual | Rate | lb/MWh | 5.1752e-06 | 5.1262e-06 | 5.2402e-06 | 5.44e-06 | 5.3569e-06 | 5.3093e-06 | 5.3019e-06
MT Hg Rate Non Lignite Annual v3.1 | 583 | 7341 | Rate Constraint in lbs/MMBtu | FALSE | L | Annual | Constraint Shadow Price | US2022$/Lb | 0 | 0 | 0 | 0 | 0 | 0 | 0
NC - CO2 Cap Annual v6.21 | 584 | 7737 | Rate Constraint in MTons | FALSE | L | Annual | Seasons Included | Seasons | Winter, Spring, Summer, Fall | Winter, Spring, Summer, Fall | Winter, Spring, Summer, Fall | Winter, Spring, Summer, Fall | Winter, Spring, Summer, Fall | Winter, Spring, Summer, Fall | Winter, Spring, Summer, Fall
NC - CO2 Cap Annual v6.21 | 584 | 7737 | Rate Constraint in MTons | FALSE | L | Annual | Standard CO2 | Thousand Tons | NA | 24956.762 | 24956.762 | 24956.762 | 24956.762 | 24956.762 | 24956.762
NC - CO2 Cap Annual v6.21 | 584 | 7737 | Rate Constraint in MTons | FALSE | L | Annual | Emissions at Affected Plants CO2 | Thousand Tons | 0 | 24956.762 | 22714.7882 | 18368.327 | 18283.0359 | 21501.1999 | 24956.762
NC - CO2 Cap Annual v6.21 | 584 | 7737 | Rate Constraint in MTons | FALSE | L | Annual | Allowances Purchased CO2 | Thousand Tons | 0 | 0 | 0 | 0 | 0 | 0 | 0
NC - CO2 Cap Annual v6.21 | 584 | 7737 | Rate Constraint in MTons | FALSE | L | Annual | Allowances Sold CO2 | Thousand Tons | 0 | 0 | 0 | 0 | 0 | 0 | 0
NC - CO2 Cap Annual v6.21 | 584 | 7737 | Rate Constraint in MTons | FALSE | L | Annual | Allowances Banked | Thousand Tons | 0 | 0 | 0 | 0 | 0 | 0 | 0
NC - CO2 Cap Annual v6.21 | 584 | 7737 | Rate Constraint in MTons | FALSE | L | Annual | Allowances Withdrawn (1:1) | Thousand Tons | 0 | 0 | 0 | 0 | 0 | 0 | 0
NC - CO2 Cap Annual v6.21 | 584 | 7737 | Rate Constraint in MTons | FALSE | L | Annual | Allowances Withdrawn (n:1) | Thousand Tons | 0 | 0 | 0 | 0 | 0 | 0 | 0
NC - CO2 Cap Annual v6.21 | 584 | 7737 | Rate Constraint in MTons | FALSE | L | Annual | Net Emissions Allowance Position | Thousand Tons | 0 | 24956.762 | 22714.7882 | 18368.327 | 18283.0359 | 21501.1999 | 24956.762
NC - CO2 Cap Annual v6.21 | 584 | 7737 | Rate Constraint in MTons | FALSE | L | Annual | Fuel Consumed | TBtu | 0 | 381.8096 | 370.1033 | 300.3687 | 292.0051 | 368.2017 | 427.2436
NC - CO2 Cap Annual v6.21 | 584 | 7737 | Rate Constraint in MTons | FALSE | L | Annual | Rate | lb/MMBtu | 0 | 130.7288 | 122.7484 | 122.3052 | 125.2241 | 116.7903 | 116.8269
NC - CO2 Cap Annual v6.21 | 584 | 7737 | Rate Constraint in MTons | FALSE | L | Annual | Generation | TWh | 0 | 65.2137 | 64.7715 | 53.5391 | 51.7677 | 86.5406 | 110.1795
NC - CO2 Cap Annual v6.21 | 584 | 7737 | Rate Constraint in MTons | FALSE | L | Annual | Qualifying Generation | TWh | 0 | 52.5649 | 52.396 | 42.647 | 40.2491 | 54.484 | 65.0307
NC - CO2 Cap Annual v6.21 | 584 | 7737 | Rate Constraint in MTons | FALSE | L | Annual | Rate | lb/MWh | 0 | 949.5606 | 867.0435 | 861.4121 | 908.4943 | 789.2662 | 767.5373
NC - CO2 Cap Annual v6.21 | 584 | 7737 | Rate Constraint in MTons | FALSE | L | Annual | Constraint Shadow Price | US2022$/Ton | 0 | 5.4473 | 0 | 0 | 0 | 0 | 15.0432
New Hampshire MER Removal Annual v3.1 | 585 | 7346 | MACT Fuel Choice Floor in lbs/MMBtu | FALSE | L | Annual | Seasons Included | Seasons | Winter, Spring, Summer, Fall | Winter, Spring, Summer, Fall | Winter, Spring, Summer, Fall | Winter, Spring, Summer, Fall | Winter, Spring, Summer, Fall | Winter, Spring, Summer, Fall | Winter, Spring, Summer, Fall
New Hampshire MER Removal Annual v3.1 | 585 | 7346 | MACT Fuel Choice Floor in lbs/MMBtu | FALSE | L | Annual | Emission Floor | lbs/MMBtu | 0 | 0 | 0 | 0 | 0 | 0 | 0
New Hampshire MER Removal Annual v3.1 | 585 | 7346 | MACT Fuel Choice Floor in lbs/MMBtu | FALSE | L | Annual | Emissions at Affected Plants MER | lbs | 0 | 0 | 0 | 0 | 0 | 0 | 0
New Hampshire MER Removal Annual v3.1 | 585 | 7346 | MACT Fuel Choice Floor in lbs/MMBtu | FALSE | L | Annual | Allowances Purchased MER | lbs | 0 | 0 | 0 | 0 | 0 | 0 | 0
New Hampshire MER Removal Annual v3.1 | 585 | 7346 | MACT Fuel Choice Floor in lbs/MMBtu | FALSE | L | Annual | Allowances Sold MER | lbs | 0 | 0 | 0 | 0 | 0 | 0 | 0
New Hampshire MER Removal Annual v3.1 | 585 | 7346 | MACT Fuel Choice Floor in lbs/MMBtu | FALSE | L | Annual | Allowances Banked | lbs | 0 | 0 | 0 | 0 | 0 | 0 | 0
New Hampshire MER Removal Annual v3.1 | 585 | 7346 | MACT Fuel Choice Floor in lbs/MMBtu | FALSE | L | Annual | Allowances Withdrawn (1:1) | lbs | 0 | 0 | 0 | 0 | 0 | 0 | 0
New Hampshire MER Removal Annual v3.1 | 585 | 7346 | MACT Fuel Choice Floor in lbs/MMBtu | FALSE | L | Annual | Allowances Withdrawn (n:1) | lbs | 0 | 0 | 0 | 0 | 0 | 0 | 0
New Hampshire MER Removal Annual v3.1 | 585 | 7346 | MACT Fuel Choice Floor in lbs/MMBtu | FALSE | L | Annual | Net Emissions Allowance Position | lbs | 0 | 0 | 0 | 0 | 0 | 0 | 0
New Hampshire MER Removal Annual v3.1 | 585 | 7346 | MACT Fuel Choice Floor in lbs/MMBtu | FALSE | L | Annual | Fuel Consumed | TBtu | 0 | 0 | 0 | 0 | 0 | 0 | 0
New Hampshire MER Removal Annual v3.1 | 585 | 7346 | MACT Fuel Choice Floor in lbs/MMBtu | FALSE | L | Annual | Rate | lb/MMBtu | 0 | 0 | 0 | 0 | 0 | 0 | 0
New Hampshire MER Removal Annual v3.1 | 585 | 7346 | MACT Fuel Choice Floor in lbs/MMBtu | FALSE | L | Annual | Generation | TWh | 0 | 0 | 0 | 0 | 0 | 0 | 0
New Hampshire MER Removal Annual v3.1 | 585 | 7346 | MACT Fuel Choice Floor in lbs/MMBtu | FALSE | L | Annual | Qualifying Generation | TWh | 0 | 0 | 0 | 0 | 0 | 0 | 0
New Hampshire MER Removal Annual v3.1 | 585 | 7346 | MACT Fuel Choice Floor in lbs/MMBtu | FALSE | L | Annual | Constraint Shadow Price | US2022$/Lb | 0 | 0 | 0 | 0 | 0 | 0 | 0
New Hampshire 6 Unit - NOX Cap Annual v3.1 | 586 | 7343 | Rate Constraint in MTons | FALSE | L | Annual | Seasons Included | Seasons | Winter, Spring, Summer, Fall | Winter, Spring, Summer, Fall | Winter, Spring, Summer, Fall | Winter, Spring, Summer, Fall | Winter, Spring, Summer, Fall | Winter, Spring, Summer, Fall | Winter, Spring, Summer, Fall
New Hampshire 6 Unit - NOX Cap Annual v3.1 | 586 | 7343 | Rate Constraint in MTons | FALSE | L | Annual | Standard NOX | Thousand Tons | 3.64 | 3.64 | 3.64 | 3.64 | 3.64 | 3.64 | 3.64
New Hampshire 6 Unit - NOX Cap Annual v3.1 | 586 | 7343 | Rate Constraint in MTons | FALSE | L | Annual | Emissions at Affected Plants NOX | Thousand Tons | 0 | 0 | 0 | 0 | 0 | 0 | 0
New Hampshire 6 Unit - NOX Cap Annual v3.1 | 586 | 7343 | Rate Constraint in MTons | FALSE | L | Annual | Allowances Purchased NOX | Thousand Tons | 0 | 0 | 0 | 0 | 0 | 0 | 0
New Hampshire 6 Unit - NOX Cap Annual v3.1 | 586 | 7343 | Rate Constraint in MTons | FALSE | L | Annual | Allowances Sold NOX | Thousand Tons | 0 | 0 | 0 | 0 | 0 | 0 | 0
New Hampshire 6 Unit - NOX Cap Annual v3.1 | 586 | 7343 | Rate Constraint in MTons | FALSE | L | Annual | Allowances Banked | Thousand Tons | 0 | 0 | 0 | 0 | 0 | 0 | 0
New Hampshire 6 Unit - NOX Cap Annual v3.1 | 586 | 7343 | Rate Constraint in MTons | FALSE | L | Annual | Allowances Withdrawn (1:1) | Thousand Tons | 0 | 0 | 0 | 0 | 0 | 0 | 0
New Hampshire 6 Unit - NOX Cap Annual v3.1 | 586 | 7343 | Rate Constraint in MTons | FALSE | L | Annual | Allowances Withdrawn (n:1) | Thousand Tons | 0 | 0 | 0 | 0 | 0 | 0 | 0
New Hampshire 6 Unit - NOX Cap Annual v3.1 | 586 | 7343 | Rate Constraint in MTons | FALSE | L | Annual | Net Emissions Allowance Position | Thousand Tons | 0 | 0 | 0 | 0 | 0 | 0 | 0
New Hampshire 6 Unit - NOX Cap Annual v3.1 | 586 | 7343 | Rate Constraint in MTons | FALSE | L | Annual | Fuel Consumed | TBtu | 0 | 0 | 0 | 0 | 0 | 0 | 0
New Hampshire 6 Unit - NOX Cap Annual v3.1 | 586 | 7343 | Rate Constraint in MTons | FALSE | L | Annual | Rate | lb/MMBtu | 0 | 0 | 0 | 0 | 0 | 0 | 0
New Hampshire 6 Unit - NOX Cap Annual v3.1 | 586 | 7343 | Rate Constraint in MTons | FALSE | L | Annual | Generation | TWh | 0 | 0 | 0 | 0 | 0 | 0 | 0
New Hampshire 6 Unit - NOX Cap Annual v3.1 | 586 | 7343 | Rate Constraint in MTons | FALSE | L | Annual | Qualifying Generation | TWh | 0 | 0 | 0 | 0 | 0 | 0 | 0
New Hampshire 6 Unit - NOX Cap Annual v3.1 | 586 | 7343 | Rate Constraint in MTons | FALSE | L | Annual | Rate | lb/MWh | 0 | 0 | 0 | 0 | 0 | 0 | 0
New Hampshire 6 Unit - NOX Cap Annual v3.1 | 586 | 7343 | Rate Constraint in MTons | FALSE | L | Annual | Constraint Shadow Price | US2022$/Ton | 0 | 0 | 0 | 0 | 0 | 0 | 0
New Hampshire 6 Unit - SO2 Cap Annual v3.1 | 587 | 7344 | Rate Constraint in MTons | FALSE | L | Annual | Seasons Included | Seasons | Winter, Spring, Summer, Fall | Winter, Spring, Summer, Fall | Winter, Spring, Summer, Fall | Winter, Spring, Summer, Fall | Winter, Spring, Summer, Fall | Winter, Spring, Summer, Fall | Winter, Spring, Summer, Fall
New Hampshire 6 Unit - SO2 Cap Annual v3.1 | 587 | 7344 | Rate Constraint in MTons | FALSE | L | Annual | Standard SO2 | Thousand Tons | 7.29 | 7.29 | 7.29 | 7.29 | 7.29 | 7.29 | 7.29
New Hampshire 6 Unit - SO2 Cap Annual v3.1 | 587 | 7344 | Rate Constraint in MTons | FALSE | L | Annual | Emissions at Affected Plants SO2 | Thousand Tons | 0 | 0 | 0 | 0 | 0 | 0 | 0
New Hampshire 6 Unit - SO2 Cap Annual v3.1 | 587 | 7344 | Rate Constraint in MTons | FALSE | L | Annual | Allowances Purchased SO2 | Thousand Tons | 0 | 0 | 0 | 0 | 0 | 0 | 0
New Hampshire 6 Unit - SO2 Cap Annual v3.1 | 587 | 7344 | Rate Constraint in MTons | FALSE | L | Annual | Allowances Sold SO2 | Thousand Tons | 0 | 0 | 0 | 0 | 0 | 0 | 0
New Hampshire 6 Unit - SO2 Cap Annual v3.1 | 587 | 7344 | Rate Constraint in MTons | FALSE | L | Annual | Allowances Banked | Thousand Tons | 0 | 0 | 0 | 0 | 0 | 0 | 0
New Hampshire 6 Unit - SO2 Cap Annual v3.1 | 587 | 7344 | Rate Constraint in MTons | FALSE | L | Annual | Allowances Withdrawn (1:1) | Thousand Tons | 0 | 0 | 0 | 0 | 0 | 0 | 0
New Hampshire 6 Unit - SO2 Cap Annual v3.1 | 587 | 7344 | Rate Constraint in MTons | FALSE | L | Annual | Allowances Withdrawn (n:1) | Thousand Tons | 0 | 0 | 0 | 0 | 0 | 0 | 0
New Hampshire 6 Unit - SO2 Cap Annual v3.1 | 587 | 7344 | Rate Constraint in MTons | FALSE | L | Annual | Net Emissions Allowance Position | Thousand Tons | 0 | 0 | 0 | 0 | 0 | 0 | 0
New Hampshire 6 Unit - SO2 Cap Annual v3.1 | 587 | 7344 | Rate Constraint in MTons | FALSE | L | Annual | Fuel Consumed | TBtu | 0 | 0 | 0 | 0 | 0 | 0 | 0
New Hampshire 6 Unit - SO2 Cap Annual v3.1 | 587 | 7344 | Rate Constraint in MTons | FALSE | L | Annual | Rate | lb/MMBtu | 0 | 0 | 0 | 0 | 0 | 0 | 0
New Hampshire 6 Unit - SO2 Cap Annual v3.1 | 587 | 7344 | Rate Constraint in MTons | FALSE | L | Annual | Generation | TWh | 0 | 0 | 0 | 0 | 0 | 0 | 0
New Hampshire 6 Unit - SO2 Cap Annual v3.1 | 587 | 7344 | Rate Constraint in MTons | FALSE | L | Annual | Qualifying Generation | TWh | 0 | 0 | 0 | 0 | 0 | 0 | 0
New Hampshire 6 Unit - SO2 Cap Annual v3.1 | 587 | 7344 | Rate Constraint in MTons | FALSE | L | Annual | Rate | lb/MWh | 0 | 0 | 0 | 0 | 0 | 0 | 0
New Hampshire 6 Unit - SO2 Cap Annual v3.1 | 587 | 7344 | Rate Constraint in MTons | FALSE | L | Annual | Constraint Shadow Price | US2022$/Ton | 0 | 0 | 0 | 0 | 0 | 0 | 0
New Hampshire State - NOX Cap Summer v3.1 | 588 | 7345 | Rate Constraint in MTons | FALSE | L | Annual | Seasons Included | Seasons | Summer | Summer | Summer | Summer | Summer | Summer | Summer
New Hampshire State - NOX Cap Summer v3.1 | 588 | 7345 | Rate Constraint in MTons | FALSE | L | Annual | Standard NOX | Thousand Tons | 2.4 | 2.4 | 2.4 | 2.4 | 2.4 | 2.4 | 2.4
New Hampshire State - NOX Cap Summer v3.1 | 588 | 7345 | Rate Constraint in MTons | FALSE | L | Annual | Emissions at Affected Plants NOX | Thousand Tons | 0.08067 | 0.06065 | 0.048954 | 0.048996 | 0.048785 | 0.047771 | 0.047856
New Hampshire State - NOX Cap Summer v3.1 | 588 | 7345 | Rate Constraint in MTons | FALSE | L | Annual | Allowances Purchased NOX | Thousand Tons | 0 | 0 | 0 | 0 | 0 | 0 | 0
New Hampshire State - NOX Cap Summer v3.1 | 588 | 7345 | Rate Constraint in MTons | FALSE | L | Annual | Allowances Sold NOX | Thousand Tons | 0 | 0 | 0 | 0 | 0 | 0 | 0
New Hampshire State - NOX Cap Summer v3.1 | 588 | 7345 | Rate Constraint in MTons | FALSE | L | Annual | Allowances Banked | Thousand Tons | 0 | 2.3394 | 0.82022 | 0 | 0 | 0 | 0
New Hampshire State - NOX Cap Summer v3.1 | 588 | 7345 | Rate Constraint in MTons | FALSE | L | Annual | Allowances Withdrawn (1:1) | Thousand Tons | 0 | 0 | 0 | -2.4 | 0 | 0 | 0
New Hampshire State - NOX Cap Summer v3.1 | 588 | 7345 | Rate Constraint in MTons | FALSE | L | Annual | Allowances Withdrawn (n:1) | Thousand Tons | 0 | 0 | 0 | 0 | 0 | 0 | 0
New Hampshire State - NOX Cap Summer v3.1 | 588 | 7345 | Rate Constraint in MTons | FALSE | L | Annual | Net Emissions Allowance Position | Thousand Tons | 0.08067 | 2.4 | 0.86917 | -2.351 | 0.048785 | 0.047771 | 0.047856
New Hampshire State - NOX Cap Summer v3.1 | 588 | 7345 | Rate Constraint in MTons | FALSE | L | Annual | Fuel Consumed | TBtu | 16.7519 | 12.201 | 9.5213 | 9.5295 | 9.4884 | 9.2913 | 9.3077
New Hampshire State - NOX Cap Summer v3.1 | 588 | 7345 | Rate Constraint in MTons | FALSE | L | Annual | Rate | lb/MMBtu | 0.0096311 | 0.0099418 | 0.010283 | 0.010283 | 0.010283 | 0.010283 | 0.010283
New Hampshire State - NOX Cap Summer v3.1 | 588 | 7345 | Rate Constraint in MTons | FALSE | L | Annual | Generation | TWh | 2.2651 | 1.6461 | 1.2815 | 1.2826 | 1.2771 | 1.2505 | 1.2527
New Hampshire State - NOX Cap Summer v3.1 | 588 | 7345 | Rate Constraint in MTons | FALSE | L | Annual | Qualifying Generation | TWh | 2.2651 | 1.6461 | 1.2815 | 1.2826 | 1.2771 | 1.2505 | 1.2527
New Hampshire State - NOX Cap Summer v3.1 | 588 | 7345 | Rate Constraint in MTons | FALSE | L | Annual | Rate | lb/MWh | 0.071229 | 0.073688 | 0.076402 | 0.076402 | 0.076402 | 0.076402 | 0.076402
New Hampshire State - NOX Cap Summer v3.1 | 588 | 7345 | Rate Constraint in MTons | FALSE | L | Annual | Constraint Shadow Price | US2022$/Ton | 0 | 0 | 0 | 0 | 0 | 0 | 0
New Jersey - MER Removal Annual v3.1 | 589 | 7348 | MACT Fuel Choice Floor in lbs/MMBtu | FALSE | L | Annual | Seasons Included | Seasons | Winter, Spring, Summer, Fall | Winter, Spring, Summer, Fall | Winter, Spring, Summer, Fall | Winter, Spring, Summer, Fall | Winter, Spring, Summer, Fall | Winter, Spring, Summer, Fall | Winter, Spring, Summer, Fall
New Jersey - MER Removal Annual v3.1 | 589 | 7348 | MACT Fuel Choice Floor in lbs/MMBtu | FALSE | L | Annual | Emission Floor | lbs/MMBtu | 0 | 0 | 0 | 0 | 0 | 0 | 0
New Jersey - MER Removal Annual v3.1 | 589 | 7348 | MACT Fuel Choice Floor in lbs/MMBtu | FALSE | L | Annual | Emissions at Affected Plants MER | lbs | 0 | 0 | 0 | 0 | 0 | 0 | 0
New Jersey - MER Removal Annual v3.1 | 589 | 7348 | MACT Fuel Choice Floor in lbs/MMBtu | FALSE | L | Annual | Allowances Purchased MER | lbs | 0 | 0 | 0 | 0 | 0 | 0 | 0
New Jersey - MER Removal Annual v3.1 | 589 | 7348 | MACT Fuel Choice Floor in lbs/MMBtu | FALSE | L | Annual | Allowances Sold MER | lbs | 0 | 0 | 0 | 0 | 0 | 0 | 0
New Jersey - MER Removal Annual v3.1 | 589 | 7348 | MACT Fuel Choice Floor in lbs/MMBtu | FALSE | L | Annual | Allowances Banked | lbs | 0 | 0 | 0 | 0 | 0 | 0 | 0
New Jersey - MER Removal Annual v3.1 | 589 | 7348 | MACT Fuel Choice Floor in lbs/MMBtu | FALSE | L | Annual | Allowances Withdrawn (1:1) | lbs | 0 | 0 | 0 | 0 | 0 | 0 | 0
New Jersey - MER Removal Annual v3.1 | 589 | 7348 | MACT Fuel Choice Floor in lbs/MMBtu | FALSE | L | Annual | Allowances Withdrawn (n:1) | lbs | 0 | 0 | 0 | 0 | 0 | 0 | 0
New Jersey - MER Removal Annual v3.1 | 589 | 7348 | MACT Fuel Choice Floor in lbs/MMBtu | FALSE | L | Annual | Net Emissions Allowance Position | lbs | 0 | 0 | 0 | 0 | 0 | 0 | 0
New Jersey - MER Removal Annual v3.1 | 589 | 7348 | MACT Fuel Choice Floor in lbs/MMBtu | FALSE | L | Annual | Fuel Consumed | TBtu | 0 | 0 | 0 | 0 | 0 | 0 | 0
New Jersey - MER Removal Annual v3.1 | 589 | 7348 | MACT Fuel Choice Floor in lbs/MMBtu | FALSE | L | Annual | Rate | lb/MMBtu | 0 | 0 | 0 | 0 | 0 | 0 | 0
New Jersey - MER Removal Annual v3.1 | 589 | 7348 | MACT Fuel Choice Floor in lbs/MMBtu | FALSE | L | Annual | Generation | TWh | 0 | 0 | 0 | 0 | 0 | 0 | 0
New Jersey - MER Removal Annual v3.1 | 589 | 7348 | MACT Fuel Choice Floor in lbs/MMBtu | FALSE | L | Annual | Qualifying Generation | TWh | 0 | 0 | 0 | 0 | 0 | 0 | 0
New Jersey - MER Removal Annual v3.1 | 589 | 7348 | MACT Fuel Choice Floor in lbs/MMBtu | FALSE | L | Annual | Constraint Shadow Price | US2022$/Lb | 0 | 0 | 0 | 0 | 0 | 0 | 0
Newington Station 1 - SO2 Rate v5.12 | 590 | 7347 | Rate Constraint in lbs/MMBtu | FALSE | L | Annual | Seasons Included | Seasons | Winter, Spring, Summer, Fall | Winter, Spring, Summer, Fall | Winter, Spring, Summer, Fall | Winter, Spring, Summer, Fall | Winter, Spring, Summer, Fall | Winter, Spring, Summer, Fall | Winter, Spring, Summer, Fall
Newington Station 1 - SO2 Rate v5.12 | 590 | 7347 | Rate Constraint in lbs/MMBtu | FALSE | L | Annual | Standard SO2 | lb/MMBtu | 0.5 | 0.5 | 0.5 | 0.5 | 0.5 | 0.5 | 0.5
Newington Station 1 - SO2 Rate v5.12 | 590 | 7347 | Rate Constraint in lbs/MMBtu | FALSE | L | Annual | Emissions at Affected Plants SO2 | Thousand Tons | 0 | 0 | 0 | 0 | 0 | 0 | 0
Newington Station 1 - SO2 Rate v5.12 | 590 | 7347 | Rate Constraint in lbs/MMBtu | FALSE | L | Annual | Allowances Purchased SO2 | Thousand Tons | 0 | 0 | 0 | 0 | 0 | 0 | 0
Newington Station 1 - SO2 Rate v5.12 | 590 | 7347 | Rate Constraint in lbs/MMBtu | FALSE | L | Annual | Allowances Sold SO2 | Thousand Tons | 0 | 0 | 0 | 0 | 0 | 0 | 0
Newington Station 1 - SO2 Rate v5.12 | 590 | 7347 | Rate Constraint in lbs/MMBtu | FALSE | L | Annual | Allowances Banked | Thousand Tons | 0 | 0 | 0 | 0 | 0 | 0 | 0
Newington Station 1 - SO2 Rate v5.12 | 590 | 7347 | Rate Constraint in lbs/MMBtu | FALSE | L | Annual | Allowances Withdrawn (1:1) | Thousand Tons | 0 | 0 | 0 | 0 | 0 | 0 | 0
Newington Station 1 - SO2 Rate v5.12 | 590 | 7347 | Rate Constraint in lbs/MMBtu | FALSE | L | Annual | Allowances Withdrawn (n:1) | Thousand Tons | 0 | 0 | 0 | 0 | 0 | 0 | 0
Newington Station 1 - SO2 Rate v5.12 | 590 | 7347 | Rate Constraint in lbs/MMBtu | FALSE | L | Annual | Net Emissions Allowance Position | Thousand Tons | 0 | 0 | 0 | 0 | 0 | 0 | 0
Newington Station 1 - SO2 Rate v5.12 | 590 | 7347 | Rate Constraint in lbs/MMBtu | FALSE | L | Annual | Fuel Consumed | TBtu | 0 | 0 | 0 | 0 | 0 | 0 | 0
Newington Station 1 - SO2 Rate v5.12 | 590 | 7347 | Rate Constraint in lbs/MMBtu | FALSE | L | Annual | Rate | lb/MMBtu | 0 | 0 | 0 | 0 | 0 | 0 | 0
Newington Station 1 - SO2 Rate v5.12 | 590 | 7347 | Rate Constraint in lbs/MMBtu | FALSE | L | Annual | Generation | TWh | 0 | 0 | 0 | 0 | 0 | 0 | 0
Newington Station 1 - SO2 Rate v5.12 | 590 | 7347 | Rate Constraint in lbs/MMBtu | FALSE | L | Annual | Qualifying Generation | TWh | 0 | 0 | 0 | 0 | 0 | 0 | 0
Newington Station 1 - SO2 Rate v5.12 | 590 | 7347 | Rate Constraint in lbs/MMBtu | FALSE | L | Annual | Rate | lb/MWh | 0 | 0 | 0 | 0 | 0 | 0 | 0
Newington Station 1 - SO2 Rate v5.12 | 590 | 7347 | Rate Constraint in lbs/MMBtu | FALSE | L | Annual | Constraint Shadow Price | US2022$/Ton | 0 | 0 | 0 | 0 | 0 | 0 | 0
NJ SO2 Constraint v5.14 | 591 | 7349 | Rate Constraint in lbs/MMBtu | FALSE | L | Annual | Seasons Included | Seasons | Winter, Spring, Summer, Fall | Winter, Spring, Summer, Fall | Winter, Spring, Summer, Fall | Winter, Spring, Summer, Fall | Winter, Spring, Summer, Fall | Winter, Spring, Summer, Fall | Winter, Spring, Summer, Fall
NJ SO2 Constraint v5.14 | 591 | 7349 | Rate Constraint in lbs/MMBtu | FALSE | L | Annual | Standard SO2 | lb/MMBtu | 0.15 | 0.15 | 0.15 | 0.15 | 0.15 | 0.15 | 0.15
NJ SO2 Constraint v5.14 | 591 | 7349 | Rate Constraint in lbs/MMBtu | FALSE | L | Annual | Emissions at Affected Plants SO2 | Thousand Tons | 0 | 0 | 0 | 0 | 0 | 0 | 0
NJ SO2 Constraint v5.14 | 591 | 7349 | Rate Constraint in lbs/MMBtu | FALSE | L | Annual | Allowances Purchased SO2 | Thousand Tons | 0 | 0 | 0 | 0 | 0 | 0 | 0
NJ SO2 Constraint v5.14 | 591 | 7349 | Rate Constraint in lbs/MMBtu | FALSE | L | Annual | Allowances Sold SO2 | Thousand Tons | 0 | 0 | 0 | 0 | 0 | 0 | 0
NJ SO2 Constraint v5.14 | 591 | 7349 | Rate Constraint in lbs/MMBtu | FALSE | L | Annual | Allowances Banked | Thousand Tons | 0 | 0 | 0 | 0 | 0 | 0 | 0
NJ SO2 Constraint v5.14 | 591 | 7349 | Rate Constraint in lbs/MMBtu | FALSE | L | Annual | Allowances Withdrawn (1:1) | Thousand Tons | 0 | 0 | 0 | 0 | 0 | 0 | 0
NJ SO2 Constraint v5.14 | 591 | 7349 | Rate Constraint in lbs/MMBtu | FALSE | L | Annual | Allowances Withdrawn (n:1) | Thousand Tons | 0 | 0 | 0 | 0 | 0 | 0 | 0
NJ SO2 Constraint v5.14 | 591 | 7349 | Rate Constraint in lbs/MMBtu | FALSE | L | Annual | Net Emissions Allowance Position | Thousand Tons | 0 | 0 | 0 | 0 | 0 | 0 | 0
NJ SO2 Constraint v5.14 | 591 | 7349 | Rate Constraint in lbs/MMBtu | FALSE | L | Annual | Fuel Consumed | TBtu | 0 | 0 | 0 | 0 | 0 | 0 | 0
NJ SO2 Constraint v5.14 | 591 | 7349 | Rate Constraint in lbs/MMBtu | FALSE | L | Annual | Rate | lb/MMBtu | 0 | 0 | 0 | 0 | 0 | 0 | 0
NJ SO2 Constraint v5.14 | 591 | 7349 | Rate Constraint in lbs/MMBtu | FALSE | L | Annual | Generation | TWh | 0 | 0 | 0 | 0 | 0 | 0 | 0
NJ SO2 Constraint v5.14 | 591 | 7349 | Rate Constraint in lbs/MMBtu | FALSE | L | Annual | Qualifying Generation | TWh | 0 | 0 | 0 | 0 | 0 | 0 | 0
NJ SO2 Constraint v5.14 | 591 | 7349 | Rate Constraint in lbs/MMBtu | FALSE | L | Annual | Rate | lb/MWh | 0 | 0 | 0 | 0 | 0 | 0 | 0
NJ SO2 Constraint v5.14 | 591 | 7349 | Rate Constraint in lbs/MMBtu | FALSE | L | Annual | Constraint Shadow Price | US2022$/Ton | 22989.4034 | 24399.1457 | 19444.2409 | 10498.7427 | 10243.6142 | 11995.8632 | 13863.0611
NODA Covanta Bristol 1 NOX Cap Annual v5.15 | 592 | 7255 | Rate Constraint in MTons | FALSE | L | Annual | Seasons Included | Seasons | Winter, Spring, Summer, Fall | Winter, Spring, Summer, Fall | Winter, Spring, Summer, Fall | Winter, Spring, Summer, Fall | Winter, Spring, Summer, Fall | Winter, Spring, Summer, Fall | Winter, Spring, Summer, Fall
NODA Covanta Bristol 1 NOX Cap Annual v5.15 | 592 | 7255 | Rate Constraint in MTons | FALSE | L | Annual | Standard NOX | Thousand Tons | 0.112 | 0.112 | 0.112 | 0.112 | 0.112 | 0.112 | 0.112
NODA Covanta Bristol 1 NOX Cap Annual v5.15 | 592 | 7255 | Rate Constraint in MTons | FALSE | L | Annual | Emissions at Affected Plants NOX | Thousand Tons | 0.10182 | 0.10182 | 0.10182 | 0 | 0 | 0 | 0
NODA Covanta Bristol 1 NOX Cap Annual v5.15 | 592 | 7255 | Rate Constraint in MTons | FALSE | L | Annual | Allowances Purchased NOX | Thousand Tons | 0 | 0 | 0 | 0 | 0 | 0 | 0
NODA Covanta Bristol 1 NOX Cap Annual v5.15 | 592 | 7255 | Rate Constraint in MTons | FALSE | L | Annual | Allowances Sold NOX | Thousand Tons | 0 | 0 | 0 | 0 | 0 | 0 | 0
NODA Covanta Bristol 1 NOX Cap Annual v5.15 | 592 | 7255 | Rate Constraint in MTons | FALSE | L | Annual | Allowances Banked | Thousand Tons | 0 | 0 | 0 | 0 | 0 | 0 | 0
NODA Covanta Bristol 1 NOX Cap Annual v5.15 | 592 | 7255 | Rate Constraint in MTons | FALSE | L | Annual | Allowances Withdrawn (1:1) | Thousand Tons | 0 | 0 | 0 | 0 | 0 | 0 | 0
NODA Covanta Bristol 1 NOX Cap Annual v5.15 | 592 | 7255 | Rate Constraint in MTons | FALSE | L | Annual | Allowances Withdrawn (n:1) | Thousand Tons | 0 | 0 | 0 | 0 | 0 | 0 | 0
NODA Covanta Bristol 1 NOX Cap Annual v5.15 | 592 | 7255 | Rate Constraint in MTons | FALSE | L | Annual | Net Emissions Allowance Position | Thousand Tons | 0.10182 | 0.10182 | 0.10182 | 0 | 0 | 0 | 0
NODA Covanta Bristol 1 NOX Cap Annual v5.15 | 592 | 7255 | Rate Constraint in MTons | FALSE | L | Annual | Fuel Consumed | TBtu | 0.93936 | 0.93936 | 0.93936 | 0 | 0 | 0 | 0
NODA Covanta Bristol 1 NOX Cap Annual v5.15 | 592 | 7255 | Rate Constraint in MTons | FALSE | L | Annual | Rate | lb/MMBtu | 0.21679 | 0.21679 | 0.21679 | 0 | 0 | 0 | 0
NODA Covanta Bristol 1 NOX Cap Annual v5.15 | 592 | 7255 | Rate Constraint in MTons | FALSE | L | Annual | Generation | TWh | 0.050699 | 0.050699 | 0.050699 | 0 | 0 | 0 | 0
NODA Covanta Bristol 1 NOX Cap Annual v5.15 | 592 | 7255 | Rate Constraint in MTons | FALSE | L | Annual | Qualifying Generation | TWh | 0.050699 | 0.050699 | 0.050699 | 0 | 0 | 0 | 0
NODA Covanta Bristol 1 NOX Cap Annual v5.15 | 592 | 7255 | Rate Constraint in MTons | FALSE | L | Annual | Rate | lb/MWh | 4.0167 | 4.0167 | 4.0167 | 0 | 0 | 0 | 0
NODA Covanta Bristol 1 NOX Cap Annual v5.15 | 592 | 7255 | Rate Constraint in MTons | FALSE | L | Annual | Constraint Shadow Price | US2022$/Ton | 0 | 0 | 0 | 0 | 0 | 0 | 0
NODA Covanta Bristol 2 NOX Cap Annual v5.15 | 593 | 7256 | Rate Constraint in MTons | FALSE | L | Annual | Seasons Included | Seasons | Winter, Spring, Summer, Fall | Winter, Spring, Summer, Fall | Winter, Spring, Summer, Fall | Winter, Spring, Summer, Fall | Winter, Spring, Summer, Fall | Winter, Spring, Summer, Fall | Winter, Spring, Summer, Fall
NODA Covanta Bristol 2 NOX Cap Annual v5.15 | 593 | 7256 | Rate Constraint in MTons | FALSE | L | Annual | Standard NOX | Thousand Tons | 0.1917 | 0.1917 | 0.1917 | 0.1917 | 0.1917 | 0.1917 | 0.1917
NODA Covanta Bristol 2 NOX Cap Annual v5.15 | 593 | 7256 | Rate Constraint in MTons | FALSE | L | Annual | Emissions at Affected Plants NOX | Thousand Tons | 0.12298 | 0.12298 | 0.12298 | 0 | 0 | 0 | 0
NODA Covanta Bristol 2 NOX Cap Annual v5.15 | 593 | 7256 | Rate Constraint in MTons | FALSE | L | Annual | Allowances Purchased NOX | Thousand Tons | 0 | 0 | 0 | 0 | 0 | 0 | 0
NODA Covanta Bristol 2 NOX Cap Annual v5.15 | 593 | 7256 | Rate Constraint in MTons | FALSE | L | Annual | Allowances Sold NOX | Thousand Tons | 0 | 0 | 0 | 0 | 0 | 0 | 0
NODA Covanta Bristol 2 NOX Cap Annual v5.15 | 593 | 7256 | Rate Constraint in MTons | FALSE | L | Annual | Allowances Banked | Thousand Tons | 0 | 0 | 0 | 0 | 0 | 0 | 0
NODA Covanta Bristol 2 NOX Cap Annual v5.15 | 593 | 7256 | Rate Constraint in MTons | FALSE | L | Annual | Allowances Withdrawn (1:1) | Thousand Tons | 0 | 0 | 0 | 0 | 0 | 0 | 0
NODA Covanta Bristol 2 NOX Cap Annual v5.15 | 593 | 7256 | Rate Constraint in MTons | FALSE | L | Annual | Allowances Withdrawn (n:1) | Thousand Tons | 0 | 0 | 0 | 0 | 0 | 0 | 0
NODA Covanta Bristol 2 NOX Cap Annual v5.15 | 593 | 7256 | Rate Constraint in MTons | FALSE | L | Annual | Net Emissions Allowance Position | Thousand Tons | 0.12298 | 0.12298 | 0.12298 | 0 | 0 | 0 | 0
NODA Covanta Bristol 2 NOX Cap Annual v5.15 | 593 | 7256 | Rate Constraint in MTons | FALSE | L | Annual | Fuel Consumed | TBtu | 0.93936 | 0.93936 | 0.93936 | 0 | 0 | 0 | 0
NODA Covanta Bristol 2 NOX Cap Annual v5.15 | 593 | 7256 | Rate Constraint in MTons | FALSE | L | Annual | Rate | lb/MMBtu | 0.26183 | 0.26183 | 0.26183 | 0 | 0 | 0 | 0
NODA Covanta Bristol 2 NOX Cap Annual v5.15 | 593 | 7256 | Rate Constraint in MTons | FALSE | L | Annual | Generation | TWh | 0.050699 | 0.050699 | 0.050699 | 0 | 0 | 0 | 0
NODA Covanta Bristol 2 NOX Cap Annual v5.15 | 593 | 7256 | Rate Constraint in MTons | FALSE | L | Annual | Qualifying Generation | TWh | 0.050699 | 0.050699 | 0.050699 | 0 | 0 | 0 | 0
NODA Covanta Bristol 2 NOX Cap Annual v5.15 | 593 | 7256 | Rate Constraint in MTons | FALSE | L | Annual | Rate | lb/MWh | 4.8512 | 4.8512 | 4.8512 | 0 | 0 | 0 | 0
NODA Covanta Bristol 2 NOX Cap Annual v5.15 | 593 | 7256 | Rate Constraint in MTons | FALSE | L | Annual | Constraint Shadow Price | US2022$/Ton | 0 | 0 | 0 | 0 | 0 | 0 | 0
NODA Kemper County IGCC SO2 Cap Annual v5.15 | 594 | 7262 | Rate Constraint in MTons | FALSE | L | Annual | Seasons Included | Seasons | Winter, Spring, Summer, Fall | Winter, Spring, Summer, Fall | Winter, Spring, Summer, Fall | Winter, Spring, Summer, Fall | Winter, Spring, Summer, Fall | Winter, Spring, Summer, Fall | Winter, Spring, Summer, Fall
NODA Kemper County IGCC SO2 Cap Annual v5.15 | 594 | 7262 | Rate Constraint in MTons | FALSE | L | Annual | Standard SO2 | Thousand Tons | 0.116 | 0.116 | 0.116 | 0.116 | 0.116 | 0.116 | 0.116
NODA Kemper County IGCC SO2 Cap Annual v5.15 | 594 | 7262 | Rate Constraint in MTons | FALSE | L | Annual | Emissions at Affected Plants SO2 | Thousand Tons | 0 | 0 | 0 | 0 | 0 | 0 | 0
NODA Kemper County IGCC SO2 Cap Annual v5.15 | 594 | 7262 | Rate Constraint in MTons | FALSE | L | Annual | Allowances Purchased SO2 | Thousand Tons | 0 | 0 | 0 | 0 | 0 | 0 | 0
NODA Kemper County IGCC SO2 Cap Annual v5.15 | 594 | 7262 | Rate Constraint in MTons | FALSE | L | Annual | Allowances Sold SO2 | Thousand Tons | 0 | 0 | 0 | 0 | 0 | 0 | 0
NODA Kemper County IGCC SO2 Cap Annual v5.15 | 594 | 7262 | Rate Constraint in MTons | FALSE | L | Annual | Allowances Banked | Thousand Tons | 0 | 0 | 0 | 0 | 0 | 0 | 0
NODA Kemper County IGCC SO2 Cap Annual v5.15 | 594 | 7262 | Rate Constraint in MTons | FALSE | L | Annual | Allowances Withdrawn (1:1) | Thousand Tons | 0 | 0 | 0 | 0 | 0 | 0 | 0
NODA Kemper County IGCC SO2 Cap Annual v5.15 | 594 | 7262 | Rate Constraint in MTons | FALSE | L | Annual | Allowances Withdrawn (n:1) | Thousand Tons | 0 | 0 | 0 | 0 | 0 | 0 | 0
NODA Kemper County IGCC SO2 Cap Annual v5.15 | 594 | 7262 | Rate Constraint in MTons | FALSE | L | Annual | Net Emissions Allowance Position | Thousand Tons | 0 | 0 | 0 | 0 | 0 | 0 | 0
NODA Kemper County IGCC SO2 Cap Annual v5.15 | 594 | 7262 | Rate Constraint in MTons | FALSE | L | Annual | Fuel Consumed | TBtu | 9.6668 | 7.4778 | 2.7682 | 1.4143 | 0 | 0.45078 | 0.94854
NODA Kemper County IGCC SO2 Cap Annual v5.15 | 594 | 7262 | Rate Constraint in MTons | FALSE | L | Annual | Rate | lb/MMBtu | 0 | 0 | 0 | 0 | 0 | 0 | 0
NODA Kemper County IGCC SO2 Cap Annual v5.15 | 594 | 7262 | Rate Constraint in MTons | FALSE | L | Annual | Generation | TWh | 1.2713 | 0.98341 | 0.36404 | 0.186 | 0 | 0.059282 | 0.12474
NODA Kemper County IGCC SO2 Cap Annual v5.15 | 594 | 7262 | Rate Constraint in MTons | FALSE | L | Annual | Qualifying Generation | TWh | 1.2713 | 0.98341 | 0.36404 | 0.186 | 0 | 0.059282 | 0.12474
NODA Kemper County IGCC SO2 Cap Annual v5.15 | 594 | 7262 | Rate Constraint in MTons | FALSE | L | Annual | Rate | lb/MWh | 0 | 0 | 0 | 0 | 0 | 0 | 0
NODA Kemper County IGCC SO2 Cap Annual v5.15 | 594 | 7262 | Rate Constraint in MTons | FALSE | L | Annual | Constraint Shadow Price | US2022$/Ton | 0 | 0 | 0 | 0 | 0 | 0 | 0
NODA Marshalltown NOx Cap Annual v5.15 | 595 | 7252 | Rate Constraint in MTons | FALSE | L | Annual | Seasons Included | Seasons | Winter, Spring, Summer, Fall | Winter, Spring, Summer, Fall | Winter, Spring, Summer, Fall | Winter, Spring, Summer, Fall | Winter, Spring, Summer, Fall | Winter, Spring, Summer, Fall | Winter, Spring, Summer, Fall
NODA Marshalltown NOx Cap Annual v5.15 | 595 | 7252 | Rate Constraint in MTons | FALSE | L | Annual | Standard NOX | Thousand Tons | 0.229 | 0.229 | 0.229 | 0.229 | 0.229 | 0.229 | 0.229
NODA Marshalltown NOx Cap Annual v5.15 | 595 | 7252 | Rate Constraint in MTons | FALSE | L | Annual | Emissions at Affected Plants NOX | Thousand Tons | 0.049147 | 0.056695 | 0.029279 | 0.0076918 | 0.0031551 | 0.0076815 | 0.0076815
NODA Marshalltown NOx Cap Annual v5.15 | 595 | 7252 | Rate Constraint in MTons | FALSE | L | Annual | Allowances Purchased NOX | Thousand Tons | 0 | 0 | 0 | 0 | 0 | 0 | 0
NODA Marshalltown NOx Cap Annual v5.15 | 595 | 7252 | Rate Constraint in MTons | FALSE | L | Annual | Allowances Sold NOX | Thousand Tons | 0 | 0 | 0 | 0 | 0 | 0 | 0
NODA Marshalltown NOx Cap Annual v5.15 | 595 | 7252 | Rate Constraint in MTons | FALSE | L | Annual | Allowances Banked | Thousand Tons | 0 | 0 | 0 | 0 | 0 | 0 | 0
NODA Marshalltown NOx Cap Annual v5.15 | 595 | 7252 | Rate Constraint in MTons | FALSE | L | Annual | Allowances Withdrawn (1:1) | Thousand Tons | 0 | 0 | 0 | 0 | 0 | 0 | 0
NODA Marshalltown NOx Cap Annual v5.15 | 595 | 7252 | Rate Constraint in MTons | FALSE | L | Annual | Allowances Withdrawn (n:1) | Thousand Tons | 0 | 0 | 0 | 0 | 0 | 0 | 0
NODA Marshalltown NOx Cap Annual v5.15 | 595 | 7252 | Rate Constraint in MTons | FALSE | L | Annual | Net Emissions Allowance Position | Thousand Tons | 0.049147 | 0.056695 | 0.029279 | 0.0076918 | 0.0031551 | 0.0076815 | 0.0076815
NODA Marshalltown NOx Cap Annual v5.15 | 595 | 7252 | Rate Constraint in MTons | FALSE | L | Annual | Fuel Consumed | TBtu | 20.0191 | 23.0935 | 11.9262 | 3.1331 | 1.2852 | 3.1289 | 3.1289
NODA Marshalltown NOx Cap Annual v5.15 | 595 | 7252 | Rate Constraint in MTons | FALSE | L | Annual | Rate | lb/MMBtu | 0.00491 | 0.00491 | 0.00491 | 0.00491 | 0.00491 | 0.00491 | 0.00491
NODA Marshalltown NOx Cap Annual v5.15 | 595 | 7252 | Rate Constraint in MTons | FALSE | L | Annual | Generation | TWh | 2.8192 | 3.2522 | 1.6795 | 0.44122 | 0.18098 | 0.44063 | 0.44063
NODA Marshalltown NOx Cap Annual v5.15 | 595 | 7252 | Rate Constraint in MTons | FALSE | L | Annual | Qualifying Generation | TWh | 2.8192 | 3.2522 | 1.6795 | 0.44122 | 0.18098 | 0.44063 | 0.44063
NODA Marshalltown NOx Cap Annual v5.15 | 595 | 7252 | Rate Constraint in MTons | FALSE | L | Annual | Rate | lb/MWh | 0.034866 | 0.034866 | 0.034866 | 0.034866 | 0.034866 | 0.034866 | 0.034866
NODA Marshalltown NOx Cap Annual v5.15 | 595 | 7252 | Rate Constraint in MTons | FALSE | L | Annual | Constraint Shadow Price | US2022$/Ton | 0 | 0 | 0 | 0 | 0 | 0 | 0
NODA Nacogdoches SO2 Cap Annual v5.15 | 596 | 7253 | Rate Constraint in MTons | FALSE | L | Annual | Seasons Included | Seasons | Winter, Spring, Summer, Fall | Winter, Spring, Summer, Fall | Winter, Spring, Summer, Fall | Winter, Spring, Summer, Fall | Winter, Spring, Summer, Fall | Winter, Spring, Summer, Fall | Winter, Spring, Summer, Fall
NODA Nacogdoches SO2 Cap Annual v5.15 | 596 | 7253 | Rate Constraint in MTons | FALSE | L | Annual | Standard SO2 | Thousand Tons | 0.277 | 0.277 | 0.277 | 0.277 | 0.277 | 0.277 | 0.277
NODA Nacogdoches SO2 Cap Annual v5.15 | 596 | 7253 | Rate Constraint in MTons | FALSE | L | Annual | Emissions at Affected Plants SO2 | Thousand Tons | 0 | 0 | 0 | 0 | 0 | 0 | 0
NODA Nacogdoches SO2 Cap Annual v5.15 | 596 | 7253 | Rate Constraint in MTons | FALSE | L | Annual | Allowances Purchased SO2 | Thousand Tons | 0 | 0 | 0 | 0 | 0 | 0 | 0
NODA Nacogdoches SO2 Cap Annual v5.15 | 596 | 7253 | Rate Constraint in MTons | FALSE | L | Annual | Allowances Sold SO2 | Thousand Tons | 0 | 0 | 0 | 0 | 0 | 0 | 0
NODA Nacogdoches SO2 Cap Annual v5.15 | 596 | 7253 | Rate Constraint in MTons | FALSE | L | Annual | Allowances Banked | Thousand Tons | 0 | 0 | 0 | 0 | 0 | 0 | 0
NODA Nacogdoches SO2 Cap Annual v5.15 | 596 | 7253 | Rate Constraint in MTons | FALSE | L | Annual | Allowances Withdrawn (1:1) | Thousand Tons | 0 | 0 | 0 | 0 | 0 | 0 | 0
NODA Nacogdoches SO2 Cap Annual v5.15 | 596 | 7253 | Rate Constraint in MTons | FALSE | L | Annual | Allowances Withdrawn (n:1) | Thousand Tons | 0 | 0 | 0 | 0 | 0 | 0 | 0
NODA Nacogdoches SO2 Cap Annual v5.15 | 596 | 7253 | Rate Constraint in MTons | FALSE | L | Annual | Net Emissions Allowance Position | Thousand Tons | 0 | 0 | 0 | 0 | 0 | 0 | 0
NODA Nacogdoches SO2 Cap Annual v5.15 | 596 | 7253 | Rate Constraint in MTons | FALSE | L | Annual | Fuel Consumed | TBtu | 0 | 0 | 0 | 0 | 0 | 0 | 0
NODA Nacogdoches SO2 Cap Annual v5.15 | 596 | 7253 | Rate Constraint in MTons | FALSE | L | Annual | Rate | lb/MMBtu | 0 | 0 | 0 | 0 | 0 | 0 | 0
NODA Nacogdoches SO2 Cap Annual v5.15 | 596 | 7253 | Rate Constraint in MTons | FALSE | L | Annual | Generation | TWh | 0 | 0 | 0 | 0 | 0 | 0 | 0
NODA Nacogdoches SO2 Cap Annual v5.15 | 596 | 7253 | Rate Constraint in MTons | FALSE | L | Annual | Qualifying Generation | TWh | 0 | 0 | 0 | 0 | 0 | 0 | 0
NODA Nacogdoches SO2 Cap Annual v5.15 | 596 | 7253 | Rate Constraint in MTons | FALSE | L | Annual | Rate | lb/MWh | 0 | 0 | 0 | 0 | 0 | 0 | 0
NODA Nacogdoches SO2 Cap Annual v5.15 | 596 | 7253 | Rate Constraint in MTons | FALSE | L | Annual | Constraint Shadow Price | US2022$/Ton | 0 | 0 | 0 | 0 | 0 | 0 | 0
NODA Newark NOx Cap Annual v5.15 | 597 | 7249 | Rate Constraint in MTons | FALSE | L | Annual | Seasons Included | Seasons | Winter, Spring, Summer, Fall | Winter, Spring, Summer, Fall | Winter, Spring, Summer, Fall | Winter, Spring, Summer, Fall | Winter, Spring, Summer, Fall | Winter, Spring, Summer, Fall | Winter, Spring, Summer, Fall
NODA Newark NOx Cap Annual v5.15 | 597 | 7249 | Rate Constraint in MTons | FALSE | L | Annual | Standard NOX | Thousand Tons | 0.278 | 0.278 | 0.278 | 0.278 | 0.278 | 0.278 | 0.278
NODA Newark NOx Cap Annual v5.15 | 597 | 7249 | Rate Constraint in MTons | FALSE | L | Annual | Emissions at Affected Plants NOX | Thousand Tons | 0.093919 | 0.1008 | 0.062913 | 0.048362 | 0.052702 | 0.068534 | 0.068364
NODA Newark NOx Cap Annual v5.15 | 597 | 7249 | Rate Constraint in MTons | FALSE | L | Annual | Allowances Purchased NOX | Thousand Tons | 0 | 0 | 0 | 0 | 0 | 0 | 0
NODA Newark NOx Cap Annual v5.15 | 597 | 7249 | Rate Constraint in MTons | FALSE | L | Annual | Allowances Sold NOX | Thousand Tons | 0 | 0 | 0 | 0 | 0 | 0 | 0
NODA Newark NOx Cap Annual v5.15 | 597 | 7249 | Rate Constraint in MTons | FALSE | L | Annual | Allowances Banked | Thousand Tons | 0 | 0 | 0 | 0 | 0 | 0 | 0
NODA Newark NOx Cap Annual v5.15 | 597 | 7249 | Rate Constraint in MTons | FALSE | L | Annual | Allowances Withdrawn (1:1) | Thousand Tons | 0 | 0 | 0 | 0 | 0 | 0 | 0
NODA Newark NOx Cap Annual v5.15 | 597 | 7249 | Rate Constraint in MTons | FALSE | L | Annual | Allowances Withdrawn (n:1) | Thousand Tons | 0 | 0 | 0 | 0 | 0 | 0 | 0
NODA Newark NOx Cap Annual v5.15 | 597 | 7249 | Rate Constraint in MTons | FALSE | L | Annual | Net Emissions Allowance Position | Thousand Tons | 0.093919 | 0.1008 | 0.062913 | 0.048362 | 0.052702 | 0.068534 | 0.068364
NODA Newark NOx Cap Annual v5.15 | 597 | 7249 | Rate Constraint in MTons | FALSE | L | Annual | Fuel Consumed | TBtu | 31.1505 | 33.4312 | 20.8666 | 16.0403 | 17.4798 | 22.731 | 22.6747
NODA Newark NOx Cap Annual v5.15 | 597 | 7249 | Rate Constraint in MTons | FALSE | L | Annual | Rate | lb/MMBtu | 0.00603 | 0.00603 | 0.00603 | 0.00603 | 0.00603 | 0.00603 | 0.00603
NODA Newark NOx Cap Annual v5.15 | 597 | 7249 | Rate Constraint in MTons | FALSE | L | Annual | Generation | TWh | 4.4185 | 4.742 | 2.9598 | 2.2752 | 2.4794 | 3.2243 | 3.2163
NODA Newark NOx Cap Annual v5.15 | 597 | 7249 | Rate Constraint in MTons | FALSE | L | Annual | Qualifying Generation | TWh | 4.4185 | 4.742 | 2.9598 | 2.2752 | 2.4794 | 3.2243 | 3.2163
NODA Newark NOx Cap Annual v5.15 | 597 | 7249 | Rate Constraint in MTons | FALSE | L | Annual | Rate | lb/MWh | 0.042511 | 0.042511 | 0.042511 | 0.042511 | 0.042511 | 0.042511 | 0.042511
NODA Newark NOx Cap Annual v5.15 | 597 | 7249 | Rate Constraint in MTons | FALSE | L | Annual | Constraint Shadow Price | US2022$/Ton | 0 | 0 | 0 | 0 | 0 | 0 | 0
NODA West Deptford NOx Cap Annual v5.15 | 598 | 7250 | Rate Constraint in MTons | FALSE | L | Annual | Seasons Included | Seasons | Winter, Spring, Summer, Fall | Winter, Spring, Summer, Fall | Winter, Spring, Summer, Fall | Winter, Spring, Summer, Fall | Winter, Spring, Summer, Fall | Winter, Spring, Summer, Fall | Winter, Spring, Summer, Fall
NODA West Deptford NOx Cap Annual v5.15 | 598 | 7250 | Rate Constraint in MTons | FALSE | L | Annual | Standard NOX | Thousand Tons | 0.717 | 0.717 | 0.717 | 0.717 | 0.717 | 0.717 | 0.717
NODA West Deptford NOx Cap Annual v5.15 | 598 | 7250 | Rate Constraint in MTons | FALSE | L | Annual | Emissions at Affected Plants NOX | Thousand Tons | 0.076136 | 0.078808 | 0.055062 | 0.045725 | 0.056068 | 0.058854 | 0.058893
NODA West Deptford NOx Cap Annual v5.15 | 598 | 7250 | Rate Constraint in MTons | FALSE | L | Annual | Allowances Purchased NOX | Thousand Tons | 0 | 0 | 0 | 0 | 0 | 0 | 0
NODA West Deptford NOx Cap Annual v5.15 | 598 | 7250 | Rate Constraint in MTons | FALSE | L | Annual | Allowances Sold NOX | Thousand Tons | 0 | 0 | 0 | 0 | 0 | 0 | 0
NODA West Deptford NOx Cap Annual v5.15 | 598 | 7250 | Rate Constraint in MTons | FALSE | L | Annual | Allowances Banked | Thousand Tons | 0 | 0 | 0 | 0 | 0 | 0 | 0
NODA West Deptford NOx Cap Annual v5.15 | 598 | 7250 | Rate Constraint in MTons | FALSE | L | Annual | Allowances Withdrawn (1:1) | Thousand Tons | 0 | 0 | 0 | 0 | 0 | 0 | 0
NODA West Deptford NOx Cap Annual v5.15 | 598 | 7250 | Rate Constraint in MTons | FALSE | L | Annual | Allowances Withdrawn (n:1) | Thousand Tons | 0 | 0 | 0 | 0 | 0 | 0 | 0
NODA West Deptford NOx Cap Annual v5.15 | 598 | 7250 | Rate Constraint in MTons | FALSE | L | Annual | Net Emissions Allowance Position | Thousand Tons | 0.076136 | 0.078808 | 0.055062 | 0.045725 | 0.056068 | 0.058854 | 0.058893
NODA West Deptford NOx Cap Annual v5.15 | 598 | 7250 | Rate Constraint in MTons | FALSE | L | Annual | Fuel Consumed | TBtu | 24.8404 | 25.7122 | 17.9649 | 14.9184 | 18.2931 | 19.202 | 19.2147
NODA West Deptford NOx Cap Annual v5.15 | 598 | 7250 | Rate Constraint in MTons | FALSE | L | Annual | Rate | lb/MMBtu | 0.00613 | 0.00613 | 0.00613 | 0.00613 | 0.00613 | 0.00613 | 0.00613
NODA West Deptford NOx Cap Annual v5.15 | 598 | 7250 | Rate Constraint in MTons | FALSE | L | Annual | Generation | TWh | 3.5115 | 3.6348 | 2.5396 | 2.1089 | 2.586 | 2.7145 | 2.7162
NODA West Deptford NOx Cap Annual v5.15 | 598 | 7250 | Rate Constraint in MTons | FALSE | L | Annual | Qualifying Generation | TWh | 3.5115 | 3.6348 | 2.5396 | 2.1089 | 2.586 | 2.7145 | 2.7162
NODA West Deptford NOx Cap Annual v5.15 | 598 | 7250 | Rate Constraint in MTons | FALSE | L | Annual | Rate | lb/MWh | 0.043364 | 0.043364 | 0.043364 | 0.043364 | 0.043364 | 0.043364 | 0.043364
NODA West Deptford NOx Cap Annual v5.15 | 598 | 7250 | Rate Constraint in MTons | FALSE | L | Annual | Constraint Shadow Price | US2022$/Ton | 0 | 0 | 0 | 0 | 0 | 0 | 0
NODA Wheelabrator Lisbon 1 NOX Cap Annual v5.15 | 599 | 7260 | Rate Constraint in MTons | FALSE | L | Annual | Seasons Included | Seasons | Winter, Spring, Summer, Fall | Winter, Spring, Summer, Fall | Winter, Spring, Summer, Fall | Winter, Spring, Summer, Fall | Winter, Spring, Summer, Fall | Winter, Spring, Summer, Fall | Winter, Spring, Summer, Fall
NODA Wheelabrator Lisbon 1 NOX Cap Annual v5.15 | 599 | 7260 | Rate Constraint in MTons | FALSE | L | Annual | Standard NOX | Thousand Tons | 0.148 | 0.148 | 0.148 | 0.148 | 0.148 | 0.148 | 0.148
NODA Wheelabrator Lisbon 1 NOX Cap Annual v5.15 | 599 | 7260 | Rate Constraint in MTons | FALSE | L | Annual | Emissions at Affected Plants NOX | Thousand Tons | 0.1311 | 0.1311 | 0.1311 | 0 | 0 | 0 | 0
NODA Wheelabrator Lisbon 1 NOX Cap Annual v5.15 | 599 | 7260 | Rate Constraint in MTons | FALSE | L | Annual | Allowances Purchased NOX | Thousand Tons | 0 | 0 | 0 | 0 | 0 | 0 | 0
NODA Wheelabrator Lisbon 1 NOX Cap Annual v5.15 | 599 | 7260 | Rate Constraint in MTons | FALSE | L | Annual | Allowances Sold NOX | Thousand Tons | 0 | 0 | 0 | 0 | 0 | 0 | 0
NODA Wheelabrator Lisbon 1 NOX Cap Annual v5.15 | 599 | 7260 | Rate Constraint in MTons | FALSE | L | Annual | Allowances Banked | Thousand Tons | 0 | 0 | 0 | 0 | 0 | 0 | 0
NODA Wheelabrator Lisbon 1 NOX Cap Annual v5.15 | 599 | 7260 | Rate Constraint in MTons | FALSE | L | Annual | Allowances Withdrawn (1:1) | Thousand Tons | 0 | 0 | 0 | 0 | 0 | 0 | 0
NODA Wheelabrator Lisbon 1 NOX Cap Annual v5.15 | 599 | 7260 | Rate Constraint in MTons | FALSE | L | Annual | Allowances Withdrawn (n:1) | Thousand Tons | 0 | 0 | 0 | 0 | 0 | 0 | 0
NODA Wheelabrator Lisbon 1 NOX Cap Annual v5.15 | 599 | 7260 | Rate Constraint in MTons | FALSE | L | Annual | Net Emissions Allowance Position | Thousand Tons | 0.1311 | 0.1311 | 0.1311 | 0 | 0 | 0 | 0
NODA Wheelabrator Lisbon 1 NOX Cap Annual v5.15 | 599 | 7260 | Rate Constraint in MTons | FALSE | L | Annual | Fuel Consumed | TBtu | 0.98736 | 0.98736 | 0.98736 | 0 | 0 | 0 | 0
NODA Wheelabrator Lisbon 1 NOX Cap Annual v5.15 | 599 | 7260 | Rate Constraint in MTons | FALSE | L | Annual | Rate | lb/MMBtu | 0.26556 | 0.26556 | 0.26556 | 0 | 0 | 0 | 0
NODA Wheelabrator Lisbon 1 NOX Cap Annual v5.15 | 599 | 7260 | Rate Constraint in MTons | FALSE | L | Annual | Generation | TWh | 0.053772 | 0.053772 | 0.053772 | 0 | 0 | 0 | 0
NODA Wheelabrator Lisbon 1 NOX Cap Annual v5.15 | 599 | 7260 | Rate Constraint in MTons | FALSE | L | Annual | Qualifying Generation | TWh | 0.053772 | 0.053772 | 0.053772 | 0 | 0 | 0 | 0
NODA Wheelabrator Lisbon 1 NOX Cap Annual v5.15 | 599 | 7260 | Rate Constraint in MTons | FALSE | L | Annual | Rate | lb/MWh | 4.8762 | 4.8762 | 4.8762 | 0 | 0 | 0 | 0
NODA Wheelabrator Lisbon 1 NOX Cap Annual v5.15 | 599 | 7260 | Rate Constraint in MTons | FALSE | L | Annual | Constraint Shadow Price | US2022$/Ton | 0 | 0 | 0 | 0 | 0 | 0 | 0
NODA WheelabratorBridgeport 1 NOX Cap Annual v5.15 | 600 | 7257 | Rate Constraint in MTons | FALSE | L | Annual | Seasons Included | Seasons | Winter, Spring, Summer, Fall | Winter, Spring, Summer, Fall | Winter, Spring, Summer, Fall | Winter, Spring, Summer, Fall | Winter, Spring, Summer, Fall | Winter, Spring, Summer, Fall | Winter, Spring, Summer, Fall
NODA WheelabratorBridgeport 1 NOX Cap Annual v5.15 | 600 | 7257 | Rate Constraint in MTons | FALSE | L | Annual | Standard NOX | Thousand Tons | 0.501 | 0.501 | 0.501 | 0.501 | 0.501 | 0.501 | 0.501
NODA WheelabratorBridgeport 1 NOX Cap Annual v5.15 | 600 | 7257 | Rate Constraint in MTons | FALSE | L | Annual | Emissions at Affected Plants NOX | Thousand Tons | 0.30164 | 0.30164 | 0.30164 | 0 | 0 | 0 | 0
NODA WheelabratorBridgeport 1 NOX Cap Annual v5.15 | 600 | 7257 | Rate Constraint in MTons | FALSE | L | Annual | Allowances Purchased NOX | Thousand Tons | 0 | 0 | 0 | 0 | 0 | 0 | 0
NODA WheelabratorBridgeport 1 NOX Cap Annual v5.15 | 600 | 7257 | Rate Constraint in MTons | FALSE | L | Annual | Allowances Sold NOX | Thousand Tons | 0 | 0 | 0 | 0 | 0 | 0 | 0
NODA WheelabratorBridgeport 1 NOX Cap Annual v5.15 | 600 | 7257 | Rate Constraint in MTons | FALSE | L | Annual | Allowances Banked | Thousand Tons | 0 | 0 | 0 | 0 | 0 | 0 | 0
NODA WheelabratorBridgeport 1 NOX Cap Annual v5.15 | 600 | 7257 | Rate Constraint in MTons | FALSE | L | Annual | Allowances Withdrawn (1:1) | Thousand Tons | 0 | 0 | 0 | 0 | 0 | 0 | 0
NODA WheelabratorBridgeport 1 NOX Cap Annual v5.15 | 600 | 7257 | Rate Constraint in MTons | FALSE | L | Annual | Allowances Withdrawn (n:1) | Thousand Tons | 0 | 0 | 0 | 0 | 0 | 0 | 0
NODA WheelabratorBridgeport 1 NOX Cap Annual v5.15 | 600 | 7257 | Rate Constraint in MTons | FALSE | L | Annual | Net Emissions Allowance Position | Thousand Tons | 0.30164 | 0.30164 | 0.30164 | 0 | 0 | 0 | 0
NODA WheelabratorBridgeport 1 NOX Cap Annual v5.15 | 600 | 7257 | Rate Constraint in MTons | FALSE | L | Annual | Fuel Consumed | TBtu | 2.4858 | 2.4858 | 2.4858 | 0 | 0 | 0 | 0
NODA WheelabratorBridgeport 1 NOX Cap Annual v5.15 | 600 | 7257 | Rate Constraint in MTons | FALSE | L | Annual | Rate | lb/MMBtu | 0.24269 | 0.24269 | 0.24269 | 0 | 0 | 0 | 0
NODA WheelabratorBridgeport 1 NOX Cap Annual v5.15 | 600 | 7257 | Rate Constraint in MTons | FALSE | L | Annual | Generation | TWh | 0.14826 | 0.14826 | 0.14826 | 0 | 0 | 0 | 0
NODA WheelabratorBridgeport 1 NOX Cap Annual v5.15 | 600 | 7257 | Rate Constraint in MTons | FALSE | L | Annual | Qualifying Generation | TWh | 0.14826 | 0.14826 | 0.14826 | 0 | 0 | 0 | 0
NODA WheelabratorBridgeport 1 NOX Cap Annual v5.15 | 600 | 7257 | Rate Constraint in MTons | FALSE | L | Annual | Rate | lb/MWh | 4.0692 | 4.0692 | 4.0692 | 0 | 0 | 0 | 0
NODA WheelabratorBridgeport 1 NOX Cap Annual v5.15 | 600 | 7257 | Rate Constraint in MTons | FALSE | L | Annual | Constraint Shadow Price | US2022$/Ton | 0 | 0 | 0 | 0 | 0 | 0 | 0
NODA WheelabratorBridgeport 2 NOX Cap Annual v5.15 | 601 | 7258 | Rate Constraint in MTons | FALSE | L | Annual | Seasons Included | Seasons | Winter, Spring, Summer, Fall | Winter, Spring, Summer, Fall | Winter, Spring, Summer, Fall | Winter, Spring, Summer, Fall | Winter, Spring, Summer, Fall | Winter, Spring, Summer, Fall | Winter, Spring, Summer, Fall
NODA WheelabratorBridgeport 2 NOX Cap Annual v5.15 | 601 | 7258 | Rate Constraint in MTons | FALSE | L | Annual | Standard NOX | Thousand Tons | 0.501 | 0.501 | 0.501 | 0.501 | 0.501 | 0.501 | 0.501
NODA WheelabratorBridgeport 2 NOX Cap Annual v5.15 | 601 | 7258 | Rate Constraint in MTons | FALSE | L | Annual | Emissions at Affected Plants NOX | Thousand Tons | 0.30952 | 0.30952 | 0.30952 | 0 | 0 | 0 | 0
NODA WheelabratorBridgeport 2 NOX Cap Annual v5.15 | 601 | 7258 | Rate Constraint in MTons | FALSE | L | Annual | Allowances Purchased NOX | Thousand Tons | 0 | 0 | 0 | 0 | 0 | 0 | 0
NODA WheelabratorBridgeport 2 NOX Cap Annual v5.15 | 601 | 7258 | Rate Constraint in MTons | FALSE | L | Annual | Allowances Sold NOX | Thousand Tons | 0 | 0 | 0 | 0 | 0 | 0 | 0
NODA WheelabratorBridgeport 2 NOX Cap Annual v5.15 | 601 | 7258 | Rate Constraint in MTons | FALSE | L | Annual | Allowances Banked | Thousand Tons | 0 | 0 | 0 | 0 | 0 | 0 | 0
NODA WheelabratorBridgeport 2 NOX Cap Annual v5.15 | 601 | 7258 | Rate Constraint in MTons | FALSE | L | Annual | Allowances Withdrawn (1:1) | Thousand Tons | 0 | 0 | 0 | 0 | 0 | 0 | 0
NODA WheelabratorBridgeport 2 NOX Cap Annual v5.15 | 601 | 7258 | Rate Constraint in MTons | FALSE | L | Annual | Allowances Withdrawn (n:1) | Thousand Tons | 0 | 0 | 0 | 0 | 0 | 0 | 0
NODA WheelabratorBridgeport 2 NOX Cap Annual v5.15 | 601 | 7258 | Rate Constraint in MTons | FALSE | L | Annual | Net Emissions Allowance Position | Thousand Tons | 0.30952 | 0.30952 | 0.30952 | 0 | 0 | 0 | 0
NODA WheelabratorBridgeport 2 NOX Cap Annual v5.15 | 601 | 7258 | Rate Constraint in MTons | FALSE | L | Annual | Fuel Consumed | TBtu | 2.4858 | 2.4858 | 2.4858 | 0 | 0 | 0 | 0
NODA WheelabratorBridgeport 2 NOX Cap Annual v5.15 | 601 | 7258 | Rate Constraint in MTons | FALSE | L | Annual | Rate | lb/MMBtu | 0.24903 | 0.24903 | 0.24903 | 0 | 0 | 0 | 0
NODA WheelabratorBridgeport 2 NOX Cap Annual v5.15 | 601 | 7258 | Rate Constraint in MTons | FALSE | L | Annual | Generation | TWh | 0.14826 | 0.14826 | 0.14826 | 0 | 0 | 0 | 0
NODA WheelabratorBridgeport 2 NOX Cap Annual v5.15 | 601 | 7258 | Rate Constraint in MTons | FALSE | L | Annual | Qualifying Generation | TWh | 0.14826 | 0.14826 | 0.14826 | 0 | 0 | 0 | 0
NODA WheelabratorBridgeport 2 NOX Cap Annual v5.15 | 601 | 7258 | Rate Constraint in MTons | FALSE | L | Annual | Rate | lb/MWh | 4.1755 | 4.1755 | 4.1755 | 0 | 0 | 0 | 0
NODA WheelabratorBridgeport 2 NOX Cap Annual v5.15 | 601 | 7258 | Rate Constraint in MTons | FALSE | L | Annual | Constraint Shadow Price | US2022$/Ton | 0 | 0 | 0 | 0 | 0 | 0 | 0
NODA WheelabratorBridgeport 3 NOX Cap Annual v5.15 | 602 | 7259 | Rate Constraint in MTons | FALSE | L | Annual | Seasons Included | Seasons | Winter, Spring, Summer, Fall | Winter, Spring, Summer, Fall | Winter, Spring, Summer, Fall | Winter, Spring, Summer, Fall | Winter, Spring, Summer, Fall | Winter, Spring, Summer, Fall | Winter, Spring, Summer, Fall
NODA WheelabratorBridgeport 3 NOX Cap Annual v5.15 | 602 | 7259 | Rate Constraint in MTons | FALSE | L | Annual | Standard NOX | Thousand Tons | 0.501 | 0.501 | 0.501 | 0.501 | 0.501 | 0.501 | 0.501
NODA WheelabratorBridgeport 3 NOX Cap Annual v5.15 | 602 | 7259 | Rate Constraint in MTons | FALSE | L | Annual | Emissions at Affected Plants NOX | Thousand Tons | 0.29852 | 0.29852 | 0.29852 | 0 | 0 | 0 | 0
NODA WheelabratorBridgeport 3 NOX Cap Annual v5.15 | 602 | 7259 | Rate Constraint in MTons | FALSE | L | Annual | Allowances Purchased NOX | Thousand Tons | 0 | 0 | 0 | 0 | 0 | 0 | 0
NODA WheelabratorBridgeport 3 NOX Cap Annual v5.15 | 602 | 7259 | Rate Constraint in MTons | FALSE | L | Annual | Allowances Sold NOX | Thousand Tons | 0 | 0 | 0 | 0 | 0 | 0 | 0
NODA WheelabratorBridgeport 3 NOX Cap Annual v5.15 | 602 | 7259 | Rate Constraint in MTons | FALSE | L | Annual | Allowances Banked | Thousand Tons | 0 | 0 | 0 | 0 | 0 | 0 | 0
NODA WheelabratorBridgeport 3 NOX Cap Annual v5.15 | 602 | 7259 | Rate Constraint in MTons | FALSE | L | Annual | Allowances Withdrawn (1:1) | Thousand Tons | 0 | 0 | 0 | 0 | 0 | 0 | 0
NODA WheelabratorBridgeport 3 NOX Cap Annual v5.15 | 602 | 7259 | Rate Constraint in MTons | FALSE | L | Annual | Allowances Withdrawn (n:1) | Thousand Tons | 0 | 0 | 0 | 0 | 0 | 0 | 0
NODA WheelabratorBridgeport 3 NOX Cap Annual v5.15 | 602 | 7259 | Rate Constraint in MTons | FALSE | L | Annual | Net Emissions Allowance Position | Thousand Tons | 0.29852 | 0.29852 | 0.29852 | 0 | 0 | 0 | 0
NODA WheelabratorBridgeport 3 NOX Cap Annual v5.15 | 602 | 7259 | Rate Constraint in MTons | FALSE | L | Annual | Fuel Consumed | TBtu | 2.4858 | 2.4858 | 2.4858 | 0 | 0 | 0 | 0
NODA WheelabratorBridgeport 3 NOX Cap Annual v5.15 | 602 | 7259 | Rate Constraint in MTons | FALSE | L | Annual | Rate | lb/MMBtu | 0.24018 | 0.24018 | 0.24018 | 0 | 0 | 0 | 0
NODA WheelabratorBridgeport 3 NOX Cap Annual v5.15 | 602 | 7259 | Rate Constraint in MTons | FALSE | L | Annual | Generation | TWh | 0.14826 | 0.14826 | 0.14826 | 0 | 0 | 0 | 0
NODA WheelabratorBridgeport 3 NOX Cap Annual v5.15 | 602 | 7259 | Rate Constraint in MTons | FALSE | L | Annual | Qualifying Generation | TWh | 0.14826 | 0.14826 | 0.14826 | 0 | 0 | 0 | 0
NODA WheelabratorBridgeport 3 NOX Cap Annual v5.15 | 602 | 7259 | Rate Constraint in MTons | FALSE | L | Annual | Rate | lb/MWh | 4.0271 | 4.0271 | 4.0271 | 0 | 0 | 0 | 0
NODA WheelabratorBridgeport 3 NOX Cap Annual v5.15 | 602 | 7259 | Rate Constraint in MTons | FALSE | L | Annual | Constraint Shadow Price | US2022$/Ton | 0 | 0 | 0 | 0 | 0 | 0 | 0
NODA Woodbridge NOx Cap Annual v5.15 | 603 | 7251 | Rate Constraint in MTons | FALSE | L | Annual | Seasons Included | Seasons | Winter, Spring, Summer, Fall | Winter, Spring, Summer, Fall | Winter, Spring, Summer, Fall | Winter, Spring, Summer, Fall | Winter, Spring, Summer, Fall | Winter, Spring, Summer, Fall | Winter, Spring, Summer, Fall
NODA Woodbridge NOx Cap Annual v5.15 | 603 | 7251 | Rate Constraint in MTons | FALSE | L | Annual | Standard NOX | Thousand Tons | 0.297 | 0.297 | 0.297 | 0.297 | 0.297 | 0.297 | 0.297
NODA Woodbridge NOx Cap Annual v5.15 | 603 | 7251 | Rate Constraint in MTons | FALSE | L | Annual | Emissions at Affected Plants NOX | Thousand Tons | 0.052308 | 0.054472 | 0.034897 | 0.026198 | 0.028339 | 0.037955 | 0.036852
NODA Woodbridge NOx Cap Annual v5.15 | 603 | 7251 | Rate Constraint in MTons | FALSE | L | Annual | Allowances Purchased NOX | Thousand Tons | 0 | 0 | 0 | 0 | 0 | 0 | 0
NODA Woodbridge NOx Cap Annual v5.15 | 603 | 7251 | Rate Constraint in MTons | FALSE | L | Annual | Allowances Sold NOX | Thousand Tons | 0 | 0 | 0 | 0 | 0 | 0 | 0
NODA Woodbridge NOx Cap Annual v5.15 | 603 | 7251 | Rate Constraint in MTons | FALSE | L | Annual | Allowances Banked | Thousand Tons | 0 | 0 | 0 | 0 | 0 | 0 | 0
NODA Woodbridge NOx Cap Annual v5.15 | 603 | 7251 | Rate Constraint in MTons | FALSE | L | Annual | Allowances Withdrawn (1:1) | Thousand Tons | 0 | 0 | 0 | 0 | 0 | 0 | 0
NODA Woodbridge NOx Cap Annual v5.15 | 603 | 7251 | Rate Constraint in MTons | FALSE | L | Annual | Allowances Withdrawn (n:1) | Thousand Tons | 0 | 0 | 0 | 0 | 0 | 0 | 0
NODA Woodbridge NOx Cap Annual v5.15 | 603 | 7251 | Rate Constraint in MTons | FALSE | L | Annual | Net Emissions Allowance Position | Thousand Tons | 0.052308 | 0.054472 | 0.034897 | 0.026198 | 0.028339 | 0.037955 | 0.036852
NODA Woodbridge NOx Cap Annual v5.15 | 603 | 7251 | Rate Constraint in MTons | FALSE | L | Annual | Fuel Consumed | TBtu | 18.7821 | 19.5591 | 12.5302 | 9.4069 | 10.1755 | 13.6283 | 13.2324
NODA Woodbridge NOx Cap Annual v5.15 | 603 | 7251 | Rate Constraint in MTons | FALSE | L | Annual | Rate | lb/MMBtu | 0.00557 | 0.00557 | 0.00557 | 0.00557 | 0.00557 | 0.00557 | 0.00557
NODA Woodbridge NOx Cap Annual v5.15 | 603 | 7251 | Rate Constraint in MTons | FALSE | L | Annual | Generation | TWh | 2.6641 | 2.7743 | 1.7773 | 1.3343 | 1.4433 | 1.9331 | 1.8769
NODA Woodbridge NOx Cap Annual v5.15 | 603 | 7251 | Rate Constraint in MTons | FALSE | L | Annual | Qualifying Generation | TWh | 2.6641 | 2.7743 | 1.7773 | 1.3343 | 1.4433 | 1.9331 | 1.8769
NODA Woodbridge NOx Cap Annual v5.15 | 603 | 7251 | Rate Constraint in MTons | FALSE | L | Annual | Rate | lb/MWh | 0.039268 | 0.039268 | 0.039268 | 0.039268 | 0.039268 | 0.039268 | 0.039268
NODA Woodbridge NOx Cap Annual v5.15 | 603 | 7251 | Rate Constraint in MTons | FALSE | L | Annual | Constraint Shadow Price | US2022$/Ton | 0 | 0 | 0 | 0 | 0 | 0 | 0
North Carolina Duke - NOX Cap Annual v3.1 | 604 | 7354 | Rate Constraint in MTons | FALSE | L | Annual | Seasons Included | Seasons | Winter, Spring, Summer, Fall | Winter, Spring, Summer, Fall | Winter, Spring, Summer, Fall | Winter, Spring, Summer, Fall | Winter, Spring, Summer, Fall | Winter, Spring, Summer, Fall | Winter, Spring, Summer, Fall
North Carolina Duke - NOX Cap Annual v3.1 | 604 | 7354 | Rate Constraint in MTons | FALSE | L | Annual | Standard NOX | Thousand Tons | 31 | 31 | 31 | 31 | 31 | 31 | 31
North Carolina Duke - NOX Cap Annual v3.1 | 604 | 7354 | Rate Constraint in MTons | FALSE | L | Annual | Emissions at Affected Plants NOX | Thousand Tons | 5.1949 | 4.9883 | 1.7681 | 1.7053 | 1.8542 | 2.0064 | 2.3885
North Carolina Duke - NOX Cap Annual v3.1 | 604 | 7354 | Rate Constraint in MTons | FALSE | L | Annual | Allowances Purchased NOX | Thousand Tons | 0 | 0 | 0 | 0 | 0 | 0 | 0
North Carolina Duke - NOX Cap Annual v3.1 | 604 | 7354 | Rate Constraint in MTons | FALSE | L | Annual | Allowances Sold NOX | Thousand Tons | 0 | 0 | 0 | 0 | 0 | 0 | 0
North Carolina Duke - NOX Cap Annual v3.1 | 604 | 7354 | Rate Constraint in MTons | FALSE | L | Annual | Allowances Banked | Thousand Tons | 0 | 0 | 0 | 0 | 0 | 0 | 0
North Carolina Duke - NOX Cap Annual v3.1 | 604 | 7354 | Rate Constraint in MTons | FALSE | L | Annual | Allowances Withdrawn (1:1) | Thousand Tons | 0 | 0 | 0 | 0 | 0 | 0 | 0
North Carolina Duke - NOX Cap Annual v3.1 | 604 | 7354 | Rate Constraint in MTons | FALSE | L | Annual | Allowances Withdrawn (n:1) | Thousand Tons | 0 | 0 | 0 | 0 | 0 | 0 | 0
North Carolina Duke - NOX Cap Annual v3.1 | 604 | 7354 | Rate Constraint in MTons | FALSE | L | Annual | Net Emissions Allowance Position | Thousand Tons | 5.1949 | 4.9883 | 1.7681 | 1.7053 | 1.8542 | 2.0064 | 2.3885
North Carolina Duke - NOX Cap Annual v3.1 | 604 | 7354 | Rate Constraint in MTons | FALSE | L | Annual | Fuel Consumed | TBtu | 87.0596 | 79.6749 | 39.8077 | 35.5199 | 42.8584 | 29.1943 | 34.7548
North Carolina Duke - NOX Cap Annual v3.1 | 604 | 7354 | Rate Constraint in MTons | FALSE | L | Annual | Rate | lb/MMBtu | 0.11934 | 0.12522 | 0.088834 | 0.096018 | 0.086526 | 0.13745 | 0.13745
North Carolina Duke - NOX Cap Annual v3.1 | 604 | 7354 | Rate Constraint in MTons | FALSE | L | Annual | Generation | TWh | 9.4504 | 8.6179 | 4.3251 | 3.8483 | 4.6609 | 3.1107 | 3.7032
North Carolina Duke - NOX Cap Annual v3.1 | 604 | 7354 | Rate Constraint in MTons | FALSE | L | Annual | Qualifying Generation | TWh | 9.4504 | 8.6179 | 4.3251 | 3.8483 | 4.6609 | 3.1107 | 3.7032
North Carolina Duke - NOX Cap Annual v3.1 | 604 | 7354 | Rate Constraint in MTons | FALSE | L | Annual | Rate | lb/MWh | 1.0994 | 1.1576 | 0.81761 | 0.88626 | 0.79564 | 1.29 | 1.29
North Carolina Duke - NOX Cap Annual v3.1 | 604 | 7354 | Rate Constraint in MTons | FALSE | L | Annual | Constraint Shadow Price | US2022$/Ton | 0 | 0 | 0 | 0 | 0 | 0 | 0
North Carolina Duke - SO2 Cap Annual v3.1 | 605 | 7356 | Rate Constraint in MTons | FALSE | L | Annual | Seasons Included | Seasons | Winter, Spring, Summer, Fall | Winter, Spring, Summer, Fall | Winter, Spring, Summer, Fall | Winter, Spring, Summer, Fall | Winter, Spring, Summer, Fall | Winter, Spring, Summer, Fall | Winter, Spring, Summer, Fall
North Carolina Duke - SO2 Cap Annual v3.1 | 605 | 7356 | Rate Constraint in MTons | FALSE | L | Annual | Standard SO2 | Thousand Tons | 80 | 80 | 80 | 80 | 80 | 80 | 80
North Carolina Duke - SO2 Cap Annual v3.1 | 605 | 7356 | Rate Constraint in MTons | FALSE | L | Annual | Emissions at Affected Plants SO2 | Thousand Tons | 2.6756 | 2.8816 | 1.1942 | 1.0656 | 1.2858 | 0.87583 | 1.0426
North Carolina Duke - SO2 Cap Annual v3.1 | 605 | 7356 | Rate Constraint in MTons | FALSE | L | Annual | Allowances Purchased SO2 | Thousand Tons | 0 | 0 | 0 | 0 | 0 | 0 | 0
North Carolina Duke - SO2 Cap Annual v3.1 | 605 | 7356 | Rate Constraint in MTons | FALSE | L | Annual | Allowances Sold SO2 | Thousand Tons | 0 | 0 | 0 | 0 | 0 | 0 | 0
North Carolina Duke - SO2 Cap Annual v3.1 | 605 | 7356 | Rate Constraint in MTons | FALSE | L | Annual | Allowances Banked | Thousand Tons | 0 | 0 | 0 | 0 | 0 | 0 | 0
North Carolina Duke - SO2 Cap Annual v3.1 | 605 | 7356 | Rate Constraint in MTons | FALSE | L | Annual | Allowances Withdrawn (1:1) | Thousand Tons | 0 | 0 | 0 | 0 | 0 | 0 | 0
North Carolina Duke - SO2 Cap Annual v3.1 | 605 | 7356 | Rate Constraint in MTons | FALSE | L | Annual | Allowances Withdrawn (n:1) | Thousand Tons | 0 | 0 | 0 | 0 | 0 | 0 | 0
North Carolina Duke - SO2 Cap Annual v3.1 | 605 | 7356 | Rate Constraint in MTons | FALSE | L | Annual | Net Emissions Allowance Position | Thousand Tons | 2.6756 | 2.8816 | 1.1942 | 1.0656 | 1.2858 | 0.87583 | 1.0426
North Carolina Duke - SO2 Cap Annual v3.1 | 605 | 7356 | Rate Constraint in MTons | FALSE | L | Annual | Fuel Consumed | TBtu | 87.0596 | 79.6749 | 39.8077 | 35.5199 | 42.8584 | 29.1943 | 34.7548
North Carolina Duke - SO2 Cap Annual v3.1 | 605 | 7356 | Rate Constraint in MTons | FALSE | L | Annual | Rate | lb/MMBtu | 0.061466 | 0.072335 | 0.06 | 0.06 | 0.06 | 0.06 | 0.06
North Carolina Duke - SO2 Cap Annual v3.1 | 605 | 7356 | Rate Constraint in MTons | FALSE | L | Annual | Generation | TWh | 9.4504 | 8.6179 | 4.3251 | 3.8483 | 4.6609 | 3.1107 | 3.7032
North Carolina Duke - SO2 Cap Annual v3.1 | 605 | 7356 | Rate Constraint in MTons | FALSE | L | Annual | Qualifying Generation | TWh | 9.4504 | 8.6179 | 4.3251 | 3.8483 | 4.6609 | 3.1107 | 3.7032
North Carolina Duke - SO2 Cap Annual v3.1 | 605 | 7356 | Rate Constraint in MTons | FALSE | L | Annual | Rate | lb/MWh | 0.56625 | 0.66875 | 0.55223 | 0.55381 | 0.55172 | 0.5631 | 0.5631
North Carolina Duke - SO2 Cap Annual v3.1 | 605 | 7356 | Rate Constraint in MTons | FALSE | L | Annual | Constraint Shadow Price | US2022$/Ton | 0 | 0 | 0 | 0 | 0 | 0 | 0
North Carolina Progress - NOX Cap Annual v3.1 | 606 | 7353 | Rate Constraint in MTons | FALSE | L | Annual | Seasons Included | Seasons | Winter, Spring, Summer, Fall | Winter, Spring, Summer, Fall | Winter, Spring, Summer, Fall | Winter, Spring, Summer, Fall | Winter, Spring, Summer, Fall | Winter, Spring, Summer, Fall | Winter, Spring, Summer, Fall
North Carolina Progress - NOX Cap Annual v3.1 | 606 | 7353 | Rate Constraint in MTons | FALSE | L | Annual | Standard NOX | Thousand Tons | 25 | 25 | 25 | 25 | 25 | 25 | 25
North Carolina Progress - NOX Cap Annual v3.1 | 606 | 7353 | Rate Constraint in MTons | FALSE | L | Annual | Emissions at Affected Plants NOX | Thousand Tons | 4.0772 | 0.77685 | 0 | 0 | 0 | 0 | 0
North Carolina Progress - NOX Cap Annual v3.1 | 606 | 7353 | Rate Constraint in MTons | FALSE | L | Annual | Allowances Purchased NOX | Thousand Tons | 0 | 0 | 0 | 0 | 0 | 0 | 0
North Carolina Progress - NOX Cap Annual v3.1 | 606 | 7353 | Rate Constraint in MTons | FALSE | L | Annual | Allowances Sold NOX | Thousand Tons | 0 | 0 | 0 | 0 | 0 | 0 | 0
North Carolina Progress - NOX Cap Annual v3.1 | 606 | 7353 | Rate Constraint in MTons | FALSE | L | Annual | Allowances Banked | Thousand Tons | 0 | 0 | 0 | 0 | 0 | 0 | 0
North Carolina Progress - NOX Cap Annual v3.1 | 606 | 7353 | Rate Constraint in MTons | FALSE | L | Annual | Allowances Withdrawn (1:1) | Thousand Tons | 0 | 0 | 0 | 0 | 0 | 0 | 0
North Carolina Progress - NOX Cap Annual v3.1 | 606 | 7353 | Rate Constraint in MTons | FALSE | L | Annual | Allowances Withdrawn (n:1) | Thousand Tons | 0 | 0 | 0 | 0 | 0 | 0 | 0
North Carolina Progress - NOX Cap Annual v3.1 | 606 | 7353 | Rate Constraint in MTons | FALSE | L | Annual | Net Emissions Allowance Position | Thousand Tons | 4.0772 | 0.77685 | 0 | 0 | 0 | 0 | 0
North Carolina Progress - NOX Cap Annual v3.1 | 606 | 7353 | Rate Constraint in MTons | FALSE | L | Annual | Fuel Consumed | TBtu | 59.7972 | 11.3935 | 0 | 0 | 0 | 0 | 0
North Carolina Progress - NOX Cap Annual v3.1 | 606 | 7353 | Rate Constraint in MTons | FALSE | L | Annual | Rate | lb/MMBtu | 0.13637 | 0.13637 | 0 | 0 | 0 | 0 | 0
North Carolina Progress - NOX Cap Annual v3.1 | 606 | 7353 | Rate Constraint in MTons | FALSE | L | Annual | Generation | TWh | 5.7866 | 1.1026 | 0 | 0 | 0 | 0 | 0
North Carolina Progress - NOX Cap Annual v3.1 | 606 | 7353 | Rate Constraint in MTons | FALSE | L | Annual | Qualifying Generation | TWh | 5.7866 | 1.1026 | 0 | 0 | 0 | 0 | 0
North Carolina Progress - NOX Cap Annual v3.1 | 606 | 7353 | Rate Constraint in MTons | FALSE | L | Annual | Rate | lb/MWh | 1.4092 | 1.4092 | 0 | 0 | 0 | 0 | 0
North Carolina Progress - NOX Cap Annual v3.1 | 606 | 7353 | Rate Constraint in MTons | FALSE | L | Annual | Constraint Shadow Price | US2022$/Ton | 0 | 0 | 0 | 0 | 0 | 0 | 0
North Carolina Progress - SO2 Cap Annual v3.1 | 607 | 7355 | Rate Constraint in MTons | FALSE | L | Annual | Seasons Included | Seasons | Winter, Spring, Summer, Fall | Winter, Spring, Summer, Fall | Winter, Spring, Summer, Fall | Winter, Spring, Summer, Fall | Winter, Spring, Summer, Fall | Winter, Spring, Summer, Fall | Winter, Spring, Summer, Fall
North Carolina Progress - SO2 Cap Annual v3.1 | 607 | 7355 | Rate Constraint in MTons | FALSE | L | Annual | Standard SO2 | Thousand Tons | 50 | 50 | 50 | 50 | 50 | 50 | 50
North Carolina Progress - SO2 Cap Annual v3.1 | 607 | 7355 | Rate Constraint in MTons | FALSE | L | Annual | Emissions at Affected Plants SO2 | Thousand Tons | 1.9625 | 0.37394 | 0 | 0 | 0 | 0 | 0
North Carolina Progress - SO2 Cap Annual v3.1 | 607 | 7355 | Rate Constraint in MTons | FALSE | L | Annual | Allowances Purchased SO2 | Thousand Tons | 0 | 0 | 0 | 0 | 0 | 0 | 0
North Carolina Progress - SO2 Cap Annual v3.1 | 607 | 7355 | Rate Constraint in MTons | FALSE | L | Annual | Allowances Sold SO2 | Thousand Tons | 0 | 0 | 0 | 0 | 0 | 0 | 0
North Carolina Progress - SO2 Cap Annual v3.1 | 607 | 7355 | Rate Constraint in MTons | FALSE | L | Annual | Allowances Banked | Thousand Tons | 0 | 0 | 0 | 0 | 0 | 0 | 0
North Carolina Progress - SO2 Cap Annual v3.1 | 607 | 7355 | Rate Constraint in MTons | FALSE | L | Annual | Allowances Withdrawn (1:1) | Thousand Tons | 0 | 0 | 0 | 0 | 0 | 0 | 0
North Carolina Progress - SO2 Cap Annual v3.1 | 607 | 7355 | Rate Constraint in MTons | FALSE | L | Annual | Allowances Withdrawn (n:1) | Thousand Tons | 0 | 0 | 0 | 0 | 0 | 0 | 0
North Carolina Progress - SO2 Cap Annual v3.1 | 607 | 7355 | Rate Constraint in MTons | FALSE | L | Annual | Net Emissions Allowance Position | Thousand Tons | 1.9625 | 0.37394 | 0 | 0 | 0 | 0 | 0
North Carolina Progress - SO2 Cap Annual v3.1 | 607 | 7355 | Rate Constraint in MTons | FALSE | L | Annual | Fuel Consumed | TBtu | 59.7972 | 11.3935 | 0 | 0 | 0 | 0 | 0
North Carolina Progress - SO2 Cap Annual v3.1 | 607 | 7355 | Rate Constraint in MTons | FALSE | L | Annual | Rate | lb/MMBtu | 0.06564 | 0.06564 | 0 | 0 | 0 | 0 | 0
North Carolina Progress - SO2 Cap Annual v3.1 | 607 | 7355 | Rate Constraint in MTons | FALSE | L | Annual | Generation | TWh | 5.7866 | 1.1026 | 0 | 0 | 0 | 0 | 0
North Carolina Progress - SO2 Cap Annual v3.1 | 607 | 7355 | Rate Constraint in MTons | FALSE | L | Annual | Qualifying Generation | TWh | 5.7866 | 1.1026 | 0 | 0 | 0 | 0 | 0
North Carolina Progress - SO2 Cap Annual v3.1 | 607 | 7355 | Rate Constraint in MTons | FALSE | L | Annual | Rate | lb/MWh | 0.6783 | 0.6783 | 0 | 0 | 0 | 0 | 0
North Carolina Progress - SO2 Cap Annual v3.1 | 607 | 7355 | Rate Constraint in MTons | FALSE | L | Annual | Constraint Shadow Price | US2022$/Ton | 0 | 0 | 0 | 0 | 0 | 0 | 0
NSR AEP Consent - NOX Cap Annual v3.1 | 608 | 7372 | Rate Constraint in MTons | FALSE | L | Annual | Seasons Included | Seasons | Winter, Spring, Summer, Fall | Winter, Spring, Summer, Fall | Winter, Spring, Summer, Fall | Winter, Spring, Summer, Fall | Winter, Spring, Summer, Fall | Winter, Spring, Summer, Fall | Winter, Spring, Summer, Fall
NSR AEP Consent - NOX Cap Annual v3.1 | 608 | 7372 | Rate Constraint in MTons | FALSE | L | Annual | Standard NOX | Thousand Tons | 52 | 44 | 44 | 44 | 44 | 44 | 44
NSR AEP Consent - NOX Cap Annual v3.1 | 608 | 7372 | Rate Constraint in MTons | FALSE | L | Annual | Emissions at Affected Plants NOX | Thousand Tons | 17.9949 | 18.1285 | 9.353 | 0 | 0 | 3.9862 | 6.2551
NSR AEP Consent - NOX Cap Annual v3.1 | 608 | 7372 | Rate Constraint in MTons | FALSE | L | Annual | Allowances Purchased NOX | Thousand Tons | 0 | 0 | 0 | 0 | 0 | 0 | 0
NSR AEP Consent - NOX Cap Annual v3.1 | 608 | 7372 | Rate Constraint in MTons | FALSE | L | Annual | Allowances Sold NOX | Thousand Tons | 0 | 0 | 0 | 0 | 0 | 0 | 0
NSR AEP Consent - NOX Cap Annual v3.1 | 608 | 7372 | Rate Constraint in MTons | FALSE | L | Annual | Allowances Banked | Thousand Tons | 0 | 0 | 0 | 0 | 0 | 0 | 0
NSR AEP Consent - NOX Cap Annual v3.1 | 608 | 7372 | Rate Constraint in MTons | FALSE | L | Annual | Allowances Withdrawn (1:1) | Thousand Tons | 0 | 0 | 0 | 0 | 0 | 0 | 0
NSR AEP Consent - NOX Cap Annual v3.1 | 608 | 7372 | Rate Constraint in MTons | FALSE | L | Annual | Allowances Withdrawn (n:1) | Thousand Tons | 0 | 0 | 0 | 0 | 0 | 0 | 0
NSR AEP Consent - NOX Cap Annual v3.1 | 608 | 7372 | Rate Constraint in MTons | FALSE | L | Annual | Net Emissions Allowance Position | Thousand Tons | 17.9949 | 18.1285 | 9.353 | 0 | 0 | 3.9862 | 6.2551
NSR AEP Consent - NOX Cap Annual v3.1 | 608 | 7372 | Rate Constraint in MTons | FALSE | L | Annual | Fuel Consumed | TBtu | 419.3956 | 428.0067 | 214.6863 | 0 | 0 | 88.0412 | 133.2557
NSR AEP Consent - NOX Cap Annual v3.1 | 608 | 7372 | Rate Constraint in MTons | FALSE | L | Annual | Rate | lb/MMBtu | 0.085813 | 0.084711 | 0.087132 | 0 | 0 | 0.090553 | 0.09388
NSR AEP Consent - NOX Cap Annual v3.1 | 608 | 7372 | Rate Constraint in MTons | FALSE | L | Annual | Generation | TWh | 42.0865 | 42.9515 | 21.5126 | 0 | 0 | 8.8989 | 13.469
NSR AEP Consent - NOX Cap Annual v3.1 | 608 | 7372 | Rate Constraint in MTons | FALSE | L | Annual | Qualifying Generation | TWh | 42.0865 | 42.9515 | 21.5126 | 0 | 0 | 8.8989 | 13.469
NSR AEP Consent - NOX Cap Annual v3.1 | 608 | 7372 | Rate Constraint in MTons | FALSE | L | Annual | Rate | lb/MWh | 0.85514 | 0.84414 | 0.86954 | 0 | 0 | 0.89588 | 0.92881
NSR AEP Consent - NOX Cap Annual v3.1 | 608 | 7372 | Rate Constraint in MTons | FALSE | L | Annual | Constraint Shadow Price | US2022$/Ton | 0 | 0 | 0 | 0 | 0 | 0 | 0
NSR AEP Consent - SO2 Cap Annual v5.13 | 609 | 7371 | Rate Constraint in MTons | FALSE | L | Annual | Seasons Included | Seasons | Winter, Spring, Summer, Fall | Winter, Spring, Summer, Fall | Winter, Spring, Summer, Fall | Winter, Spring, Summer, Fall | Winter, Spring, Summer, Fall | Winter, Spring, Summer, Fall | Winter, Spring, Summer, Fall
NSR AEP Consent - SO2 Cap Annual v5.13 | 609 | 7371 | Rate Constraint in MTons | FALSE | L | Annual | Standard SO2 | Thousand Tons | 94 | 89 | 89 | 89 | 89 | 89 | 89
NSR AEP Consent - SO2 Cap Annual v5.13 | 609 | 7371 | Rate Constraint in MTons | FALSE | L | Annual | Emissions at Affected Plants SO2 | Thousand Tons | 24.0787 | 20.142 | 12.2051 | 0 | 0 | 4.8158 | 7.2891
NSR AEP Consent - SO2 Cap Annual v5.13 | 609 | 7371 | Rate Constraint in MTons | FALSE | L | Annual | Allowances Purchased SO2 | Thousand Tons | 0 | 0 | 0 | 0 | 0 | 0 | 0
NSR AEP Consent - SO2 Cap Annual v5.13 | 609 | 7371 | Rate Constraint in MTons | FALSE | L | Annual | Allowances Sold SO2 | Thousand Tons | 0 | 0 | 0 | 0 | 0 | 0 | 0
NSR AEP Consent - SO2 Cap Annual v5.13 | 609 | 7371 | Rate Constraint in MTons | FALSE | L | Annual | Allowances Banked | Thousand Tons | 0 | 0 | 0 | 0 | 0 | 0 | 0
NSR AEP Consent - SO2 Cap Annual v5.13 | 609 | 7371 | Rate Constraint in MTons | FALSE | L | Annual | Allowances Withdrawn (1:1) | Thousand Tons | 0 | 0 | 0 | 0 | 0 | 0 | 0
NSR AEP Consent - SO2 Cap Annual v5.13 | 609 | 7371 | Rate Constraint in MTons | FALSE | L | Annual | Allowances Withdrawn (n:1) | Thousand Tons | 0 | 0 | 0 | 0 | 0 | 0 | 0
NSR AEP Consent - SO2 Cap Annual v5.13 | 609 | 7371 | Rate Constraint in MTons | FALSE | L | Annual | Net Emissions Allowance Position | Thousand Tons | 24.0787 | 20.142 | 12.2051 | 0 | 0 | 4.8158 | 7.2891
NSR AEP Consent - SO2 Cap Annual v5.13 | 609 | 7371 | Rate Constraint in MTons | FALSE | L | Annual | Fuel Consumed | TBtu | 419.3956 | 428.0067 | 214.6863 | 0 | 0 | 88.0412 | 133.2557
NSR AEP Consent - SO2 Cap Annual v5.13 | 609 | 7371 | Rate Constraint in MTons | FALSE | L | Annual | Rate | lb/MMBtu | 0.11483 | 0.09412 | 0.1137 | 0 | 0 | 0.1094 | 0.1094
NSR AEP Consent - SO2 Cap Annual v5.13 | 609 | 7371 | Rate Constraint in MTons | FALSE | L | Annual | Generation | TWh | 42.0865 | 42.9515 | 21.5126 | 0 | 0 | 8.8989 | 13.469
NSR AEP Consent - SO2 Cap Annual v5.13 | 609 | 7371 | Rate Constraint in MTons | FALSE | L | Annual | Qualifying Generation | TWh | 42.0865 | 42.9515 | 21.5126 | 0 | 0 | 8.8989 | 13.469
NSR AEP Consent - SO2 Cap Annual v5.13 | 609 | 7371 | Rate Constraint in MTons | FALSE | L | Annual | Rate | lb/MWh | 1.1442 | 0.93789 | 1.1347 | 0 | 0 | 1.0823 | 1.0823
NSR AEP Consent - SO2 Cap Annual v5.13 | 609 | 7371 | Rate Constraint in MTons | FALSE | L | Annual | Constraint Shadow Price | US2022$/Ton | 0 | 0 | 0 | 0 | 0 | 0 | 0
NSR Big Cajun 2- NOx Cap Annual v5.13 | 610 | 7460 | Rate Constraint in MTons | FALSE | L | Annual | Seasons Included | Seasons | Winter, Spring, Summer, Fall | Winter, Spring, Summer, Fall | Winter, Spring, Summer, Fall | Winter, Spring, Summer, Fall | Winter, Spring, Summer, Fall | Winter, Spring, Summer, Fall | Winter, Spring, Summer, Fall
NSR Big Cajun 2- NOx Cap Annual v5.13 | 610 | 7460 | Rate Constraint in MTons | FALSE | L | Annual | Standard NOX | Thousand Tons | 8.95 | 8.95 | 8.95 | 8.95 | 8.95 | 8.95 | 8.95
NSR Big Cajun 2- NOx Cap Annual v5.13 | 610 | 7460 | Rate Constraint in MTons | FALSE | L | Annual | Emissions at Affected Plants NOX | Thousand Tons | 0.47359 | 0 | 0 | 0 | 0 | 0 | 0
NSR Big Cajun 2- NOx Cap Annual v5.13 | 610 | 7460 | Rate Constraint in MTons | FALSE | L | Annual | Allowances Purchased NOX | Thousand Tons | 0 | 0 | 0 | 0 | 0 | 0 | 0
NSR Big Cajun 2- NOx Cap Annual v5.13 | 610 | 7460 | Rate Constraint in MTons | FALSE | L | Annual | Allowances Sold NOX | Thousand Tons | 0 | 0 | 0 | 0 | 0 | 0 | 0
NSR Big Cajun 2- NOx Cap Annual v5.13 | 610 | 7460 | Rate Constraint in MTons | FALSE | L | Annual | Allowances Banked | Thousand Tons | 0 | 0 | 0 | 0 | 0 | 0 | 0
NSR Big Cajun 2- NOx Cap Annual v5.13 | 610 | 7460 | Rate Constraint in MTons | FALSE | L | Annual | Allowances Withdrawn (1:1) | Thousand Tons | 0 | 0 | 0 | 0 | 0 | 0 | 0
NSR Big Cajun 2- NOx Cap Annual v5.13 | 610 | 7460 | Rate Constraint in MTons | FALSE | L | Annual | Allowances Withdrawn (n:1) | Thousand Tons | 0 | 0 | 0 | 0 | 0 | 0 | 0
NSR Big Cajun 2- NOx Cap Annual v5.13 | 610 | 7460 | Rate Constraint in MTons | FALSE | L | Annual | Net Emissions Allowance Position | Thousand Tons | 0.47359 | 0 | 0 | 0 | 0 | 0 | 0
NSR Big Cajun 2- NOx Cap Annual v5.13 | 610 | 7460 | Rate Constraint in MTons | FALSE | L | Annual | Fuel Consumed | TBtu | 7.7543 | 0 | 0 | 0 | 0 | 0 | 0
NSR Big Cajun 2- NOx Cap Annual v5.13 | 610 | 7460 | Rate Constraint in MTons | FALSE | L | Annual | Rate | lb/MMBtu | 0.12215 | 0 | 0 | 0 | 0 | 0 | 0
NSR Big Cajun 2- NOx Cap Annual v5.13 | 610 | 7460 | Rate Constraint in MTons | FALSE | L | Annual | Generation | TWh | 0.74289 | 0 | 0 | 0 | 0 | 0 | 0
NSR Big Cajun 2- NOx Cap Annual v5.13 | 610 | 7460 | Rate Constraint in MTons | FALSE | L | Annual | Qualifying Generation | TWh | 0.74289 | 0 | 0 | 0 | 0 | 0 | 0
NSR Big Cajun 2- NOx Cap Annual v5.13 | 610 | 7460 | Rate Constraint in MTons | FALSE | L | Annual | Rate | lb/MWh | 1.275 | 0 | 0 | 0 | 0 | 0 | 0
NSR Big Cajun 2- NOx Cap Annual v5.13 | 610 | 7460 | Rate Constraint in MTons | FALSE | L | Annual | Constraint Shadow Price | US2022$/Ton | 0 | 0 | 0 | 0 | 0 | 0 | 0
NSR Big Cajun 2- SO2 Cap Annual v5.13 | 611 | 7458 | Rate Constraint in MTons | FALSE | L | Annual | Seasons Included | Seasons | Winter, Spring, Summer, Fall | Winter, Spring, Summer, Fall | Winter, Spring, Summer, Fall | Winter, Spring, Summer, Fall | Winter, Spring, Summer, Fall | Winter, Spring, Summer, Fall | Winter, Spring, Summer, Fall
NSR Big Cajun 2- SO2 Cap Annual v5.13 | 611 | 7458 | Rate Constraint in MTons | FALSE | L | Annual | Standard SO2 | Thousand Tons | 18.95 | 18.95 | 18.95 | 18.95 | 18.95 | 18.95 | 18.95
NSR Big Cajun 2- SO2 Cap Annual v5.13 | 611 | 7458 | Rate Constraint in MTons | FALSE | L | Annual | Emissions at Affected Plants SO2 | Thousand Tons | 1.7416 | 0 | 0 | 0 | 0 | 0 | 0
NSR Big Cajun 2- SO2 Cap Annual v5.13 | 611 | 7458 | Rate Constraint in MTons | FALSE | L | Annual | Allowances Purchased SO2 | Thousand Tons | 0 | 0 | 0 | 0 | 0 | 0 | 0
NSR Big Cajun 2- SO2 Cap Annual v5.13 | 611 | 7458 | Rate Constraint in MTons | FALSE | L | Annual | Allowances Sold SO2 | Thousand Tons | 0 | 0 | 0 | 0 | 0 | 0 | 0
NSR Big Cajun 2- SO2 Cap Annual v5.13 | 611 | 7458 | Rate Constraint in MTons | FALSE | L | Annual | Allowances Banked | Thousand Tons | 0 | 0 | 0 | 0 | 0 | 0 | 0
NSR Big Cajun 2- SO2 Cap Annual v5.13 | 611 | 7458 | Rate Constraint in MTons | FALSE | L | Annual | Allowances Withdrawn (1:1) | Thousand Tons | 0 | 0 | 0 | 0 | 0 | 0 | 0
NSR Big Cajun 2- SO2 Cap Annual v5.13 | 611 | 7458 | Rate Constraint in MTons | FALSE | L | Annual | Allowances Withdrawn (n:1) | Thousand Tons | 0 | 0 | 0 | 0 | 0 | 0 | 0
NSR Big Cajun 2- SO2 Cap Annual v5.13 | 611 | 7458 | Rate Constraint in MTons | FALSE | L | Annual | Net Emissions Allowance Position | Thousand Tons | 1.7416 | 0 | 0 | 0 | 0 | 0 | 0
NSR Big Cajun 2- SO2 Cap Annual v5.13 | 611 | 7458 | Rate Constraint in MTons | FALSE | L | Annual | Fuel Consumed | TBtu | 7.7543 | 0 | 0 | 0 | 0 | 0 | 0
NSR Big Cajun 2- SO2 Cap Annual v5.13 | 611 | 7458 | Rate Constraint in MTons | FALSE | L | Annual | Rate | lb/MMBtu | 0.44919 | 0 | 0 | 0 | 0 | 0 | 0
NSR Big Cajun 2- SO2 Cap Annual v5.13 | 611 | 7458 | Rate Constraint in MTons | FALSE | L | Annual | Generation | TWh | 0.74289 | 0 | 0 | 0 | 0 | 0 | 0
NSR Big Cajun 2- SO2 Cap Annual v5.13 | 611 | 7458 | Rate Constraint in MTons | FALSE | L | Annual | Qualifying Generation | TWh | 0.74289 | 0 | 0 | 0 | 0 | 0 | 0
NSR Big Cajun 2- SO2 Cap Annual v5.13 | 611 | 7458 | Rate Constraint in MTons | FALSE | L | Annual | Rate | lb/MWh | 4.6887 | 0 | 0 | 0 | 0 | 0 | 0
NSR Big Cajun 2- SO2 Cap Annual v5.13 | 611 | 7458 | Rate Constraint in MTons | FALSE | L | Annual | Constraint Shadow Price | US2022$/Ton | 0 | 0 | 0 | 0 | 0 | 0 | 0
NSR Big Cajun 2- Unit 1 - NOx Rate Annual v5.13 | 613 | 7459 | Rate Constraint in lbs/MMBtu | FALSE | L | Annual | Seasons Included | Seasons | Winter, Spring, Summer, Fall | Winter, Spring, Summer, Fall | Winter, Spring, Summer, Fall | Winter, Spring, Summer, Fall | Winter, Spring, Summer, Fall | Winter, Spring, Summer, Fall | Winter, Spring, Summer, Fall
NSR Big Cajun 2- Unit 1 - NOx Rate Annual v5.13 | 613 | 7459 | Rate Constraint in lbs/MMBtu | FALSE | L | Annual | Standard NOX | lb/MMBtu | 0.15 | 0.15 | 0.15 | 0.15 | 0.15 | 0.15 | 0.15
NSR Big Cajun 2- Unit 1 - NOx Rate Annual v5.13 | 613 | 7459 | Rate Constraint in lbs/MMBtu | FALSE | L | Annual | Emissions at Affected Plants NOX | Thousand Tons | 0 | 0 | 0 | 0 | 0 | 0 | 0
NSR Big Cajun 2- Unit 1 - NOx Rate Annual v5.13 | 613 | 7459 | Rate Constraint in lbs/MMBtu | FALSE | L | Annual | Allowances Purchased NOX | Thousand Tons | 0 | 0 | 0 | 0 | 0 | 0 | 0
NSR Big Cajun 2- Unit 1 - NOx Rate Annual v5.13 | 613 | 7459 | Rate Constraint in lbs/MMBtu | FALSE | L | Annual | Allowances Sold NOX | Thousand Tons | 0 | 0 | 0 | 0 | 0 | 0 | 0
NSR Big Cajun 2- Unit 1 - NOx Rate Annual v5.13 | 613 | 7459 | Rate Constraint in lbs/MMBtu | FALSE | L | Annual | Allowances Banked | Thousand Tons | 0 | 0 | 0 | 0 | 0 | 0 | 0
NSR Big Cajun 2- Unit 1 - NOx Rate Annual v5.13 | 613 | 7459 | Rate Constraint in lbs/MMBtu | FALSE | L | Annual | Allowances Withdrawn (1:1) | Thousand Tons | 0 | 0 | 0 | 0 | 0 | 0 | 0
NSR Big Cajun 2- Unit 1 - NOx Rate Annual v5.13 | 613 | 7459 | Rate Constraint in lbs/MMBtu | FALSE | L | Annual | Allowances Withdrawn (n:1) | Thousand Tons | 0 | 0 | 0 | 0 | 0 | 0 | 0
NSR Big Cajun 2- Unit 1 - NOx Rate Annual v5.13 | 613 | 7459 | Rate Constraint in lbs/MMBtu | FALSE | L | Annual | Net Emissions Allowance Position | Thousand Tons | 0 | 0 | 0 | 0 | 0 | 0 | 0
NSR Big Cajun 2- Unit 1 - NOx Rate Annual v5.13 | 613 | 7459 | Rate Constraint in lbs/MMBtu | FALSE | L | Annual | Fuel Consumed | TBtu | 0 | 0 | 0 | 0 | 0 | 0 | 0
NSR Big Cajun 2- Unit 1 - NOx Rate Annual v5.13 | 613 | 7459 | Rate Constraint in lbs/MMBtu | FALSE | L | Annual | Rate | lb/MMBtu | 0 | 0 | 0 | 0 | 0 | 0 | 0
NSR Big Cajun 2- Unit 1 - NOx Rate Annual v5.13 | 613 | 7459 | Rate Constraint in lbs/MMBtu | FALSE | L | Annual | Generation | TWh | 0 | 0 | 0 | 0 | 0 | 0 | 0
NSR Big Cajun 2- Unit 1 - NOx Rate Annual v5.13 | 613 | 7459 | Rate Constraint in lbs/MMBtu | FALSE | L | Annual | Qualifying Generation | TWh | 0 | 0 | 0 | 0 | 0 | 0 | 0
NSR Big Cajun 2- Unit 1 - NOx Rate Annual v5.13 | 613 | 7459 | Rate Constraint in lbs/MMBtu | FALSE | L | Annual | Rate | lb/MWh | 0 | 0 | 0 | 0 | 0 | 0 | 0
NSR Big Cajun 2- Unit 1 - NOx Rate Annual v5.13 | 613 | 7459 | Rate Constraint in lbs/MMBtu | FALSE | L | Annual | Constraint Shadow Price | US2022$/Ton | 0 | 0 | 0 | 0 | 0 | 0 | 0
NSR Big Cajun 2- Unit 1 - SO2 Rate Annual v5.13 | 614 | 7457 | Rate Constraint in lbs/MMBtu | FALSE | L | Annual | Seasons Included | Seasons | Winter, Spring, Summer, Fall | Winter, Spring, Summer, Fall | Winter, Spring, Summer, Fall | Winter, Spring, Summer, Fall | Winter, Spring, Summer, Fall | Winter, Spring, Summer, Fall | Winter, Spring, Summer, Fall
NSR Big Cajun 2- Unit 1 - SO2 Rate Annual v5.13 | 614 | 7457 | Rate Constraint in lbs/MMBtu | FALSE | L | Annual | Standard SO2 | lb/MMBtu | 0.07 | 0.07 | 0.07 | 0.07 | 0.07 | 0.07 | 0.07
NSR Big Cajun 2- Unit 1 - SO2 Rate Annual v5.13 | 614 | 7457 | Rate Constraint in lbs/MMBtu | FALSE | L | Annual | Emissions at Affected Plants SO2 | Thousand Tons | 0 | 0 | 0 | 0 | 0 | 0 | 0
NSR Big Cajun 2- Unit 1 - SO2 Rate Annual v5.13 | 614 | 7457 | Rate Constraint in lbs/MMBtu | FALSE | L | Annual | Allowances Purchased SO2 | Thousand Tons | 0 | 0 | 0 | 0 | 0 | 0 | 0
NSR Big Cajun 2- Unit 1 - SO2 Rate Annual v5.13 | 614 | 7457 | Rate Constraint in lbs/MMBtu | FALSE | L | Annual | Allowances Sold SO2 | Thousand Tons | 0 | 0 | 0 | 0 | 0 | 0 | 0
NSR Big Cajun 2- Unit 1 - SO2 Rate Annual v5.13 | 614 | 7457 | Rate Constraint in lbs/MMBtu | FALSE | L | Annual | Allowances Banked | Thousand Tons | 0 | 0 | 0 | 0 | 0 | 0 | 0
NSR Big Cajun 2- Unit 1 - SO2 Rate Annual v5.13 | 614 | 7457 | Rate Constraint in lbs/MMBtu | FALSE | L | Annual | Allowances Withdrawn (1:1) | Thousand Tons | 0 | 0 | 0 | 0 | 0 | 0 | 0
NSR Big Cajun 2- Unit 1 - SO2 Rate Annual v5.13 | 614 | 7457 | Rate Constraint in lbs/MMBtu | FALSE | L | Annual | Allowances Withdrawn (n:1) | Thousand Tons | 0 | 0 | 0 | 0 | 0 | 0 | 0
NSR Big Cajun 2- Unit 1 - SO2 Rate Annual v5.13 | 614 | 7457 | Rate Constraint in lbs/MMBtu | FALSE | L | Annual | Net Emissions Allowance Position | Thousand Tons | 0 | 0 | 0 | 0 | 0 | 0 | 0
NSR Big Cajun 2- Unit 1 - SO2 Rate Annual v5.13 | 614 | 7457 | Rate Constraint in lbs/MMBtu | FALSE | L | Annual | Fuel Consumed | TBtu | 0 | 0 | 0 | 0 | 0 | 0 | 0
NSR Big Cajun 2- Unit 1 - SO2 Rate Annual v5.13 | 614 | 7457 | Rate Constraint in lbs/MMBtu | FALSE | L | Annual | Rate | lb/MMBtu | 0 | 0 | 0 | 0 | 0 | 0 | 0
NSR Big Cajun 2- Unit 1 - SO2 Rate Annual v5.13 | 614 | 7457 | Rate Constraint in lbs/MMBtu | FALSE | L | Annual | Generation | TWh | 0 | 0 | 0 | 0 | 0 | 0 | 0
NSR Big Cajun 2- Unit 1 - SO2 Rate Annual v5.13 | 614 | 7457 | Rate Constraint in lbs/MMBtu | FALSE | L | Annual | Qualifying Generation | TWh | 0 | 0 | 0 | 0 | 0 | 0 | 0
NSR Big Cajun 2- Unit 1 - SO2 Rate Annual v5.13 | 614 | 7457 | Rate Constraint in lbs/MMBtu | FALSE | L | Annual | Rate | lb/MWh | 0 | 0 | 0 | 0 | 0 | 0 | 0
NSR Big Cajun 2- Unit 1 - SO2 Rate Annual v5.13 | 614 | 7457 | Rate Constraint in lbs/MMBtu | FALSE | L | Annual | Constraint Shadow Price | US2022$/Ton | 1115.6436 | 3875.668 | 10607.9809 | 11111.9482 | 20685.0985 | 17932.4718 | 21792.0579
NSR Big Cajun 2- Unit 3 - NOx Rate Annual v5.13 | 616 | 7461 | Rate Constraint in lbs/MMBtu | FALSE | L | Annual | Seasons Included | Seasons | Winter, Spring, Summer, Fall | Winter, Spring, Summer, Fall | Winter, Spring, Summer, Fall | Winter, Spring, Summer, Fall | Winter, Spring, Summer, Fall | Winter, Spring, Summer, Fall | Winter, Spring, Summer, Fall
NSR Big Cajun 2- Unit 3 - NOx Rate Annual v5.13 | 616 | 7461 | Rate Constraint in lbs/MMBtu | FALSE | L | Annual | Standard NOX | lb/MMBtu | 0.135 | 0.135 | 0.135 | 0.135 | 0.135 | 0.135 | 0.135
NSR Big Cajun 2- Unit 3 - NOx Rate Annual v5.13 | 616 | 7461 | Rate Constraint in lbs/MMBtu | FALSE | L | Annual | Emissions at Affected Plants NOX | Thousand Tons | 0.47359 | 0 | 0 | 0 | 0 | 0 | 0
NSR Big Cajun 2- Unit 3 - NOx Rate Annual v5.13 | 616 | 7461 | Rate Constraint in lbs/MMBtu | FALSE | L | Annual | Allowances Purchased NOX | Thousand Tons | 0 | 0 | 0 | 0 | 0 | 0 | 0
NSR Big Cajun 2- Unit 3 - NOx Rate Annual v5.13 | 616 | 7461 | Rate Constraint in lbs/MMBtu | FALSE | L | Annual | Allowances Sold NOX | Thousand Tons | 0 | 0 | 0 | 0 | 0 | 0 | 0
NSR Big Cajun 2- Unit 3 - NOx Rate Annual v5.13 | 616 | 7461 | Rate Constraint in lbs/MMBtu | FALSE | L | Annual | Allowances Banked | Thousand Tons | 0 | 0 | 0 | 0 | 0 | 0 | 0
NSR Big Cajun 2- Unit 3 - NOx Rate Annual v5.13 | 616 | 7461 | Rate Constraint in lbs/MMBtu | FALSE | L | Annual | Allowances Withdrawn (1:1) | Thousand Tons | 0 | 0 | 0 | 0 | 0 | 0 | 0
NSR Big Cajun 2- Unit 3 - NOx Rate Annual v5.13 | 616 | 7461 | Rate Constraint in lbs/MMBtu | FALSE | L | Annual | Allowances Withdrawn (n:1) | Thousand Tons | 0 | 0 | 0 | 0 | 0 | 0 | 0
NSR Big Cajun 2- Unit 3 - NOx Rate Annual v5.13 | 616 | 7461 | Rate Constraint in lbs/MMBtu | FALSE | L | Annual | Net Emissions Allowance Position | Thousand Tons | 0.47359 | 0 | 0 | 0 | 0 | 0 | 0
NSR Big Cajun 2- Unit 3 - NOx Rate Annual v5.13 | 616 | 7461 | Rate Constraint in lbs/MMBtu | FALSE | L | Annual | Fuel Consumed | TBtu | 7.7543 | 0 | 0 | 0 | 0 | 0 | 0
NSR Big Cajun 2- Unit 3 - NOx Rate Annual v5.13 | 616 | 7461 | Rate Constraint in lbs/MMBtu | FALSE | L | Annual | Rate | lb/MMBtu | 0.12215 | 0 | 0 | 0 | 0 | 0 | 0
NSR Big Cajun 2- Unit 3 - NOx Rate Annual v5.13 | 616 | 7461 | Rate Constraint in lbs/MMBtu | FALSE | L | Annual | Generation | TWh | 0.74289 | 0 | 0 | 0 | 0 | 0 | 0
NSR Big Cajun 2- Unit 3 - NOx Rate Annual v5.13 | 616 | 7461 | Rate Constraint in lbs/MMBtu | FALSE | L | Annual | Qualifying Generation | TWh | 0.74289 | 0 | 0 | 0 | 0 | 0 | 0
NSR Big Cajun 2- Unit 3 - NOx Rate Annual v5.13 | 616 | 7461 | Rate Constraint in lbs/MMBtu | FALSE | L | Annual | Rate | lb/MWh | 1.275 | 0 | 0 | 0 | 0 | 0 | 0
NSR Big Cajun 2- Unit 3 - NOx Rate Annual v5.13 | 616 | 7461 | Rate Constraint in lbs/MMBtu | FALSE | L | Annual | Constraint Shadow Price | US2022$/Ton | 0 | 0 | 0 | 0 | 0 | 0 | 0
NSR Boswell 1-3 - SO2 Rate Annual v5.14 | 618 | 7484 | Rate Constraint in lbs/MMBtu | FALSE | L | Annual | Seasons Included | Seasons | Winter, Spring, Summer, Fall | Winter, Spring, Summer, Fall | Winter, Spring, Summer, Fall | Winter, Spring, Summer, Fall | Winter, Spring, Summer, Fall | Winter, Spring, Summer, Fall | Winter, Spring, Summer, Fall
NSR Boswell 1-3 - SO2 Rate Annual v5.14 | 618 | 7484 | Rate Constraint in lbs/MMBtu | FALSE | L | Annual | Standard SO2 | lb/MMBtu | 0.03 | 0.03 | 0.03 | 0.03 | 0.03 | 0.03 | 0.03
NSR Boswell 1-3 - SO2 Rate Annual v5.14 | 618 | 7484 | Rate Constraint in lbs/MMBtu | FALSE | L | Annual | Emissions at Affected Plants SO2 | Thousand Tons | 0 | 0 | 0 | 0 | 0 | 0 | 0
NSR Boswell 1-3 - SO2 Rate Annual v5.14 | 618 | 7484 | Rate Constraint in lbs/MMBtu | FALSE | L | Annual | Allowances Purchased SO2 | Thousand Tons | 0 | 0 | 0 | 0 | 0 | 0 | 0
NSR Boswell 1-3 - SO2 Rate Annual v5.14 | 618 | 7484 | Rate Constraint in lbs/MMBtu | FALSE | L | Annual | Allowances Sold SO2 | Thousand Tons | 0 | 0 | 0 | 0 | 0 | 0 | 0
NSR Boswell 1-3 - SO2 Rate Annual v5.14 | 618 | 7484 | Rate Constraint in lbs/MMBtu | FALSE | L | Annual | Allowances Banked | Thousand Tons | 0 | 0 | 0 | 0 | 0 | 0 | 0
NSR Boswell 1-3 - SO2 Rate Annual v5.14 | 618 | 7484 | Rate Constraint in lbs/MMBtu | FALSE | L | Annual | Allowances Withdrawn (1:1) | Thousand Tons | 0 | 0 | 0 | 0 | 0 | 0 | 0
NSR Boswell 1-3 - SO2 Rate Annual v5.14 | 618 | 7484 | Rate Constraint in lbs/MMBtu | FALSE | L | Annual | Allowances Withdrawn (n:1) | Thousand Tons | 0 | 0 | 0 | 0 | 0 | 0 | 0
NSR Boswell 1-3 - SO2 Rate Annual v5.14 | 618 | 7484 | Rate Constraint in lbs/MMBtu | FALSE | L | Annual | Net Emissions Allowance Position | Thousand Tons | 0 | 0 | 0 | 0 | 0 | 0 | 0
NSR Boswell 1-3 - SO2 Rate Annual v5.14 | 618 | 7484 | Rate Constraint in lbs/MMBtu | FALSE | L | Annual | Fuel Consumed | TBtu | 0 | 0 | 0 | 0 | 0 | 0 | 0
NSR Boswell 1-3 - SO2 Rate Annual v5.14 | 618 | 7484 | Rate Constraint in lbs/MMBtu | FALSE | L | Annual | Rate | lb/MMBtu | 0 | 0 | 0 | 0 | 0 | 0 | 0
NSR Boswell 1-3 - SO2 Rate Annual v5.14 | 618 | 7484 | Rate Constraint in lbs/MMBtu | FALSE | L | Annual | Generation | TWh | 0 | 0 | 0 | 0 | 0 | 0 | 0
NSR Boswell 1-3 - SO2 Rate Annual v5.14 | 618 | 7484 | Rate Constraint in lbs/MMBtu | FALSE | L | Annual | Qualifying Generation | TWh | 0 | 0 | 0 | 0 | 0 | 0 | 0
NSR Boswell 1-3 - SO2 Rate Annual v5.14 | 618 | 7484 | Rate Constraint in lbs/MMBtu | FALSE | L | Annual | Rate | lb/MWh | 0 | 0 | 0 | 0 | 0 | 0 | 0
NSR Boswell 1-3 - SO2 Rate Annual v5.14 | 618 | 7484 | Rate Constraint in lbs/MMBtu | FALSE | L | Annual | Constraint Shadow Price | US2022$/Ton | 162644.7915 | 205658.8721 | 98026.1721 | 129904.6576 | 119397.4197 | 166398.9558 | 168244.1004
NSR Boswell 3 - NOX Rate Annual v5.14 | 619 | 7485 | Rate Constraint in lbs/MMBtu | FALSE | L | Annual | Seasons Included | Seasons | Winter, Spring, Summer, Fall | Winter, Spring, Summer, Fall | Winter, Spring, Summer, Fall | Winter, Spring, Summer, Fall | Winter, Spring, Summer, Fall | Winter, Spring, Summer, Fall | Winter, Spring, Summer, Fall
NSR Boswell 3 - NOX Rate Annual v5.14 | 619 | 7485 | Rate Constraint in lbs/MMBtu | FALSE | L | Annual | Standard NOX | lb/MMBtu | 0.06 | 0.06 | 0.06 | 0.06 | 0.06 | 0.06 | 0.06
NSR Boswell 3 - NOX Rate Annual v5.14 | 619 | 7485 | Rate Constraint in lbs/MMBtu | FALSE | L | Annual | Emissions at Affected Plants NOX | Thousand Tons | 0 | 0 | 0 | 0 | 0 | 0 | 0
NSR Boswell 3 - NOX Rate Annual v5.14 | 619 | 7485 | Rate Constraint in lbs/MMBtu | FALSE | L | Annual | Allowances Purchased NOX | Thousand Tons | 0 | 0 | 0 | 0 | 0 | 0 | 0
NSR Boswell 3 - NOX Rate Annual v5.14 | 619 | 7485 | Rate Constraint in lbs/MMBtu | FALSE | L | Annual | Allowances Sold NOX | Thousand Tons | 0 | 0 | 0 | 0 | 0 | 0 | 0
NSR Boswell 3 - NOX Rate Annual v5.14 | 619 | 7485 | Rate Constraint in lbs/MMBtu | FALSE | L | Annual | Allowances Banked | Thousand Tons | 0 | 0 | 0 | 0 | 0 | 0 | 0
NSR Boswell 3 - NOX Rate Annual v5.14 | 619 | 7485 | Rate Constraint in lbs/MMBtu | FALSE | L | Annual | Allowances Withdrawn (1:1) | Thousand Tons | 0 | 0 | 0 | 0 | 0 | 0 | 0
NSR Boswell 3 - NOX Rate Annual v5.14 | 619 | 7485 | Rate Constraint in lbs/MMBtu | FALSE | L | Annual | Allowances Withdrawn (n:1) | Thousand Tons | 0 | 0 | 0 | 0 | 0 | 0 | 0
NSR Boswell 3 - NOX Rate Annual v5.14 | 619 | 7485 | Rate Constraint in lbs/MMBtu | FALSE | L | Annual | Net Emissions Allowance Position | Thousand Tons | 0 | 0 | 0 | 0 | 0 | 0 | 0
NSR Boswell 3 - NOX Rate Annual v5.14 | 619 | 7485 | Rate Constraint in lbs/MMBtu | FALSE | L | Annual | Fuel Consumed | TBtu | 0 | 0 | 0 | 0 | 0 | 0 | 0
NSR Boswell 3 - NOX Rate Annual v5.14 | 619 | 7485 | Rate Constraint in lbs/MMBtu | FALSE | L | Annual | Rate | lb/MMBtu | 0 | 0 | 0 | 0 | 0 | 0 | 0
NSR Boswell 3 - NOX Rate Annual v5.14 | 619 | 7485 | Rate Constraint in lbs/MMBtu | FALSE | L | Annual | Generation | TWh | 0 | 0 | 0 | 0 | 0 | 0 | 0
NSR Boswell 3 - NOX Rate Annual v5.14 | 619 | 7485 | Rate Constraint in lbs/MMBtu | FALSE | L | Annual | Qualifying Generation | TWh | 0 | 0 | 0 | 0 | 0 | 0 | 0
NSR Boswell 3 - NOX Rate Annual v5.14 | 619 | 7485 | Rate Constraint in lbs/MMBtu | FALSE | L | Annual | Rate | lb/MWh | 0 | 0 | 0 | 0 | 0 | 0 | 0
NSR Boswell 3 - NOX Rate Annual v5.14 | 619 | 7485 | Rate Constraint in lbs/MMBtu | FALSE | L | Annual | Constraint Shadow Price | US2022$/Ton | 0 | 0 | 0 | 0 | 0 | 0 | 0
NSR Boswell 4 - NOX Rate Annual v5.14 | 620 | 7487 | Rate Constraint in lbs/MMBtu | FALSE | L | Annual | Seasons Included | Seasons | Winter, Spring, Summer, Fall | Winter, Spring, Summer, Fall | Winter, Spring, Summer, Fall | Winter, Spring, Summer, Fall | Winter, Spring, Summer, Fall | Winter, Spring, Summer, Fall | Winter, Spring, Summer, Fall
NSR Boswell 4 - NOX Rate Annual v5.14 | 620 | 7487 | Rate Constraint in lbs/MMBtu | FALSE | L | Annual | Standard NOX | lb/MMBtu | 0.12 | 0.12 | 0.12 | 0.12 | 0.12 | 0.12 | 0.12
NSR Boswell 4 - NOX Rate Annual v5.14 | 620 | 7487 | Rate Constraint in lbs/MMBtu | FALSE | L | Annual | Emissions at Affected Plants NOX | Thousand Tons | 0 | 0 | 0 | 0 | 0 | 0 | 0
NSR Boswell 4 - NOX Rate Annual v5.14 | 620 | 7487 | Rate Constraint in lbs/MMBtu | FALSE | L | Annual | Allowances Purchased NOX | Thousand Tons | 0 | 0 | 0 | 0 | 0 | 0 | 0
NSR Boswell 4 - NOX Rate Annual v5.14 | 620 | 7487 | Rate Constraint in lbs/MMBtu | FALSE | L | Annual | Allowances Sold NOX | Thousand Tons | 0 | 0 | 0 | 0 | 0 | 0 | 0
NSR Boswell 4 - NOX Rate Annual v5.14 | 620 | 7487 | Rate Constraint in lbs/MMBtu | FALSE | L | Annual | Allowances Banked | Thousand Tons | 0 | 0 | 0 | 0 | 0 | 0 | 0
NSR Boswell 4 - NOX Rate Annual v5.14 | 620 | 7487 | Rate Constraint in lbs/MMBtu | FALSE | L | Annual | Allowances Withdrawn (1:1) | Thousand Tons | 0 | 0 | 0 | 0 | 0 | 0 | 0
NSR Boswell 4 - NOX Rate Annual v5.14 | 620 | 7487 | Rate Constraint in lbs/MMBtu | FALSE | L | Annual | Allowances Withdrawn (n:1) | Thousand Tons | 0 | 0 | 0 | 0 | 0 | 0 | 0
NSR Boswell 4 - NOX Rate Annual v5.14 | 620 | 7487 | Rate Constraint in lbs/MMBtu | FALSE | L | Annual | Net Emissions Allowance Position | Thousand Tons | 0 | 0 | 0 | 0 | 0 | 0 | 0
NSR Boswell 4 - NOX Rate Annual v5.14 | 620 | 7487 | Rate Constraint in lbs/MMBtu | FALSE | L | Annual | Fuel Consumed | TBtu | 0 | 0 | 0 | 0 | 0 | 0 | 0
NSR Boswell 4 - NOX Rate Annual v5.14 | 620 | 7487 | Rate Constraint in lbs/MMBtu | FALSE | L | Annual | Rate | lb/MMBtu | 0 | 0 | 0 | 0 | 0 | 0 | 0
NSR Boswell 4 - NOX Rate Annual v5.14 | 620 | 7487 | Rate Constraint in lbs/MMBtu | FALSE | L | Annual | Generation | TWh | 0 | 0 | 0 | 0 | 0 | 0 | 0
NSR Boswell 4 - NOX Rate Annual v5.14 | 620 | 7487 | Rate Constraint in lbs/MMBtu | FALSE | L | Annual | Qualifying Generation | TWh | 0 | 0 | 0 | 0 | 0 | 0 | 0
NSR Boswell 4 - NOX Rate Annual v5.14 | 620 | 7487 | Rate Constraint in lbs/MMBtu | FALSE | L | Annual | Rate | lb/MWh | 0 | 0 | 0 | 0 | 0 | 0 | 0
NSR Boswell 4 - NOX Rate Annual v5.14 | 620 | 7487 | Rate Constraint in lbs/MMBtu | FALSE | L | Annual | Constraint Shadow Price | US2022$/Ton | 0 | 0 | 0 | 0 | 0 | 0 | 0
NSR Boswell 4 - SO2 Rate Annual v5.14 | 621 | 7486 | Rate Constraint in lbs/MMBtu | FALSE | L | Annual | Seasons Included | Seasons | Winter, Spring, Summer, Fall | Winter, Spring, Summer, Fall | Winter, Spring, Summer, Fall | Winter, Spring, Summer, Fall | Winter, Spring, Summer, Fall | Winter, Spring, Summer, Fall | Winter, Spring, Summer, Fall
NSR Boswell 4 - SO2 Rate Annual v5.14 | 621 | 7486 | Rate Constraint in lbs/MMBtu | FALSE | L | Annual | Standard SO2 | lb/MMBtu | 0.03 | 0.03 | 0.03 | 0.03 | 0.03 | 0.03 | 0.03
NSR Boswell 4 - SO2 Rate Annual v5.14 | 621 | 7486 | Rate Constraint in lbs/MMBtu | FALSE | L | Annual | Emissions at Affected Plants SO2 | Thousand Tons | 0 | 0 | 0 | 0 | 0 | 0 | 0
NSR Boswell 4 - SO2 Rate Annual v5.14 | 621 | 7486 | Rate Constraint in lbs/MMBtu | FALSE | L | Annual | Allowances Purchased SO2 | Thousand Tons | 0 | 0 | 0 | 0 | 0 | 0 | 0
NSR Boswell 4 - SO2 Rate Annual v5.14 | 621 | 7486 | Rate Constraint in lbs/MMBtu | FALSE | L | Annual | Allowances Sold SO2 | Thousand Tons | 0 | 0 | 0 | 0 | 0 | 0 | 0
NSR Boswell 4 - SO2 Rate Annual v5.14 | 621 | 7486 | Rate Constraint in lbs/MMBtu | FALSE | L | Annual | Allowances Banked | Thousand Tons | 0 | 0 | 0 | 0 | 0 | 0 | 0
NSR Boswell 4 - SO2 Rate Annual v5.14 | 621 | 7486 | Rate Constraint in lbs/MMBtu | FALSE | L | Annual | Allowances Withdrawn (1:1) | Thousand Tons | 0 | 0 | 0 | 0 | 0 | 0 | 0
NSR Boswell 4 - SO2 Rate Annual v5.14 | 621 | 7486 | Rate Constraint in lbs/MMBtu | FALSE | L | Annual | Allowances Withdrawn (n:1) | Thousand Tons | 0 | 0 | 0 | 0 | 0 | 0 | 0
NSR Boswell 4 - SO2 Rate Annual v5.14 | 621 | 7486 | Rate Constraint in lbs/MMBtu | FALSE | L | Annual | Net Emissions Allowance Position | Thousand Tons | 0 | 0 | 0 | 0 | 0 | 0 | 0
NSR Boswell 4 - SO2 Rate Annual v5.14 | 621 | 7486 | Rate Constraint in lbs/MMBtu | FALSE | L | Annual | Fuel Consumed | TBtu | 0 | 0 | 0 | 0 | 0 | 0 | 0
NSR Boswell 4 - SO2 Rate Annual v5.14 | 621 | 7486 | Rate Constraint in lbs/MMBtu | FALSE | L | Annual | Rate | lb/MMBtu | 0 | 0 | 0 | 0 | 0 | 0 | 0
NSR Boswell 4 - SO2 Rate Annual v5.14 | 621 | 7486 | Rate Constraint in lbs/MMBtu | FALSE | L | Annual | Generation | TWh | 0 | 0 | 0 | 0 | 0 | 0 | 0
NSR Boswell 4 - SO2 Rate Annual v5.14 | 621 | 7486 | Rate Constraint in lbs/MMBtu | FALSE | L | Annual | Qualifying Generation | TWh | 0 | 0 | 0 | 0 | 0 | 0 | 0
NSR Boswell 4 - SO2 Rate Annual v5.14 | 621 | 7486 | Rate Constraint in lbs/MMBtu | FALSE | L | Annual | Rate | lb/MWh | 0 | 0 | 0 | 0 | 0 | 0 | 0
NSR Boswell 4 - SO2 Rate Annual v5.14 | 621 | 7486 | Rate Constraint in lbs/MMBtu | FALSE | L | Annual | Constraint Shadow Price | US2022$/Ton | 113588.6752 | 141310.584 | 140129.6376 | 197896.0284 | 180193.1179 | 217150.7913 | 224167.5774
NSR Burlington Unit 1 SO2 Rate v5.16 | 622 | 7672 | Rate Constraint in lbs/MMBtu | FALSE | L | Annual | Seasons Included | Seasons | Winter, Spring, Summer, Fall | Winter, Spring, Summer, Fall | Winter, Spring, Summer, Fall | Winter, Spring, Summer, Fall | Winter, Spring, Summer, Fall | Winter, Spring, Summer, Fall | Winter, Spring, Summer, Fall
NSR Burlington Unit 1 SO2 Rate v5.16 | 622 | 7672 | Rate Constraint in lbs/MMBtu | FALSE | L | Annual | Standard SO2 | lb/MMBtu | 0.75 | 0.75 | 0.75 | 0.75 | 0.75 | 0.75 | 0.75
NSR Burlington Unit 1 SO2 Rate v5.16 | 622 | 7672 | Rate Constraint in lbs/MMBtu | FALSE | L | Annual | Emissions at Affected Plants SO2 | Thousand Tons | 0 | 0 | 0 | 0 | 0 | 0 | 0
NSR Burlington Unit 1 SO2 Rate v5.16 | 622 | 7672 | Rate Constraint in lbs/MMBtu | FALSE | L | Annual | Allowances Purchased SO2 | Thousand Tons | 0 | 0 | 0 | 0 | 0 | 0 | 0
NSR Burlington Unit 1 SO2 Rate v5.16 | 622 | 7672 | Rate Constraint in lbs/MMBtu | FALSE | L | Annual | Allowances Sold SO2 | Thousand Tons | 0 | 0 | 0 | 0 | 0 | 0 | 0
NSR Burlington Unit 1 SO2 Rate v5.16 | 622 | 7672 | Rate Constraint in lbs/MMBtu | FALSE | L | Annual | Allowances Banked | Thousand Tons | 0 | 0 | 0 | 0 | 0 | 0 | 0
NSR Burlington Unit 1 SO2 Rate v5.16 | 622 | 7672 | Rate Constraint in lbs/MMBtu | FALSE | L | Annual | Allowances Withdrawn (1:1) | Thousand Tons | 0 | 0 | 0 | 0 | 0 | 0 | 0
NSR Burlington Unit 1 SO2 Rate v5.16 | 622 | 7672 | Rate Constraint in lbs/MMBtu | FALSE | L | Annual | Allowances Withdrawn (n:1) | Thousand Tons | 0 | 0 | 0 | 0 | 0 | 0 | 0
NSR Burlington Unit 1 SO2 Rate v5.16 | 622 | 7672 | Rate Constraint in lbs/MMBtu | FALSE | L | Annual | Net Emissions Allowance Position | Thousand Tons | 0 | 0 | 0 | 0 | 0 | 0 | 0
NSR Burlington Unit 1 SO2 Rate v5.16 | 622 | 7672 | Rate Constraint in lbs/MMBtu | FALSE | L | Annual | Fuel Consumed | TBtu | 0 | 0 | 0 | 0 | 0 | 0 | 0
NSR Burlington Unit 1 SO2 Rate v5.16 | 622 | 7672 | Rate Constraint in lbs/MMBtu | FALSE | L | Annual | Rate | lb/MMBtu | 0 | 0 | 0 | 0 | 0 | 0 | 0
NSR Burlington Unit 1 SO2 Rate v5.16 | 622 | 7672 | Rate Constraint in lbs/MMBtu | FALSE | L | Annual | Generation | TWh | 0 | 0 | 0 | 0 | 0 | 0 | 0
NSR Burlington Unit 1 SO2 Rate v5.16 | 622 | 7672 | Rate Constraint in lbs/MMBtu | FALSE | L | Annual | Qualifying Generation | TWh | 0 | 0 | 0 | 0 | 0 | 0 | 0
NSR Burlington Unit 1 SO2 Rate v5.16 | 622 | 7672 | Rate Constraint in lbs/MMBtu | FALSE | L | Annual | Rate | lb/MWh | 0 | 0 | 0 | 0 | 0 | 0 | 0
NSR Burlington Unit 1 SO2 Rate v5.16 | 622 | 7672 | Rate Constraint in lbs/MMBtu | FALSE | L | Annual | Constraint Shadow Price | US2022$/Ton | 0 | 0 | 0 | 0 | 0 | 0 | 0
NSR Clifty Creek 1-6 - SO2 Cap Annual v5.16 | 623 | 7502 | Rate Constraint in MTons | FALSE | L | Annual | Seasons Included | Seasons | Winter, Spring, Summer, Fall | Winter, Spring, Summer, Fall | Winter, Spring, Summer, Fall | Winter, Spring, Summer, Fall | Winter, Spring, Summer, Fall | Winter, Spring, Summer, Fall | Winter, Spring, Summer, Fall
NSR Clifty Creek 1-6 - SO2 Cap Annual v5.16 | 623 | 7502 | Rate Constraint in MTons | FALSE | L | Annual | Standard SO2 | Thousand Tons | 11.503 | 11.503 | 11.503 | 11.503 | 11.503 | 11.503 | 11.503
NSR Clifty Creek 1-6 - SO2 Cap Annual v5.16 | 623 | 7502 | Rate Constraint in MTons | FALSE | L | Annual | Emissions at Affected Plants SO2 | Thousand Tons | 1.4213 | 1.4996 | 0 | 0 | 0 | 0 | 0
NSR Clifty Creek 1-6 - SO2 Cap Annual v5.16 | 623 | 7502 | Rate Constraint in MTons | FALSE | L | Annual | Allowances Purchased SO2 | Thousand Tons | 0 | 0 | 0 | 0 | 0 | 0 | 0
NSR Clifty Creek 1-6 - SO2 Cap Annual v5.16 | 623 | 7502 | Rate Constraint in MTons | FALSE | L | Annual | Allowances Sold SO2 | Thousand Tons | 0 | 0 | 0 | 0 | 0 | 0 | 0
NSR Clifty Creek 1-6 - SO2 Cap Annual v5.16 | 623 | 7502 | Rate Constraint in MTons | FALSE | L | Annual | Allowances Banked | Thousand Tons | 0 | 0 | 0 | 0 | 0 | 0 | 0
NSR Clifty Creek 1-6 - SO2 Cap Annual v5.16 | 623 | 7502 | Rate Constraint in MTons | FALSE | L | Annual | Allowances Withdrawn (1:1) | Thousand Tons | 0 | 0 | 0 | 0 | 0 | 0 | 0
NSR Clifty Creek 1-6 - SO2 Cap Annual v5.16 | 623 | 7502 | Rate Constraint in MTons | FALSE | L | Annual | Allowances Withdrawn (n:1) | Thousand Tons | 0 | 0 | 0 | 0 | 0 | 0 | 0
NSR Clifty Creek 1-6 - SO2 Cap Annual v5.16 | 623 | 7502 | Rate Constraint in MTons | FALSE | L | Annual | Net Emissions Allowance Position | Thousand Tons | 1.4213 | 1.4996 | 0 | 0 | 0 | 0 | 0
NSR Clifty Creek 1-6 - SO2 Cap Annual v5.16 | 623 | 7502 | Rate Constraint in MTons | FALSE | L | Annual | Fuel Consumed | TBtu | 47.3757 | 46.9384 | 0 | 0 | 0 | 0 | 0
NSR Clifty Creek 1-6 - SO2 Cap Annual v5.16 | 623 | 7502 | Rate Constraint in MTons | FALSE | L | Annual | Rate | lb/MMBtu | 0.06 | 0.063898 | 0 | 0 | 0 | 0 | 0
NSR Clifty Creek 1-6 - SO2 Cap Annual v5.16 | 623 | 7502 | Rate Constraint in MTons | FALSE | L | Annual | Generation | TWh | 4.407 | 4.36 | 0 | 0 | 0 | 0 | 0
NSR Clifty Creek 1-6 - SO2 Cap Annual v5.16 | 623 | 7502 | Rate Constraint in MTons | FALSE | L | Annual | Qualifying Generation | TWh | 4.407 | 4.36 | 0 | 0 | 0 | 0 | 0
NSR Clifty Creek 1-6 - SO2 Cap Annual v5.16 | 623 | 7502 | Rate Constraint in MTons | FALSE | L | Annual | Rate | lb/MWh | 0.64501 | 0.6879 | 0 | 0 | 0 | 0 | 0
NSR Clifty Creek 1-6 - SO2 Cap Annual v5.16 | 623 | 7502 | Rate Constraint in MTons | FALSE | L | Annual | Constraint Shadow Price | US2022$/Ton | 0 | 0 | 0 | 0 | 0 | 0 | 0
NSR ClinchRiver 1-3 - SO2 Cap Annual v3.1 | 624 | 7373 | Rate Constraint in MTons | FALSE | L | Annual | Seasons Included | Seasons | Winter, Spring, Summer, Fall | Winter, Spring, Summer, Fall | Winter, Spring, Summer, Fall | Winter, Spring, Summer, Fall | Winter, Spring, Summer, Fall | Winter, Spring, Summer, Fall | Winter, Spring, Summer, Fall
NSR ClinchRiver 1-3 - SO2 Cap Annual v3.1 | 624 | 7373 | Rate Constraint in MTons | FALSE | L | Annual | Standard SO2 | Thousand Tons | 16.3 | 16.3 | 16.3 | 16.3 | 16.3 | 16.3 | 16.3
NSR ClinchRiver 1-3 - SO2 Cap Annual v3.1 | 624 | 7373 | Rate Constraint in MTons | FALSE | L | Annual | Emissions at Affected Plants SO2 | Thousand Tons | 0 | 0 | 0 | 0 | 0 | 0 | 0
NSR ClinchRiver 1-3 - SO2 Cap Annual v3.1 | 624 | 7373 | Rate Constraint in MTons | FALSE | L | Annual | Allowances Purchased SO2 | Thousand Tons | 0 | 0 | 0 | 0 | 0 | 0 | 0
NSR ClinchRiver 1-3 - SO2 Cap Annual v3.1 | 624 | 7373 | Rate Constraint in MTons | FALSE | L | Annual | Allowances Sold SO2 | Thousand Tons | 0 | 0 | 0 | 0 | 0 | 0 | 0
NSR ClinchRiver 1-3 - SO2 Cap Annual v3.1 | 624 | 7373 | Rate Constraint in MTons | FALSE | L | Annual | Allowances Banked | Thousand Tons | 0 | 0 | 0 | 0 | 0 | 0 | 0
NSR ClinchRiver 1-3 - SO2 Cap Annual v3.1 | 624 | 7373 | Rate Constraint in MTons | FALSE | L | Annual | Allowances Withdrawn (1:1) | Thousand Tons | 0 | 0 | 0 | 0 | 0 | 0 | 0
NSR ClinchRiver 1-3 - SO2 Cap Annual v3.1 | 624 | 7373 | Rate Constraint in MTons | FALSE | L | Annual | Allowances Withdrawn (n:1) | Thousand Tons | 0 | 0 | 0 | 0 | 0 | 0 | 0
NSR ClinchRiver 1-3 - SO2 Cap Annual v3.1 | 624 | 7373 | Rate Constraint in MTons | FALSE | L | Annual | Net Emissions Allowance Position | Thousand Tons | 0 | 0 | 0 | 0 | 0 | 0 | 0
NSR ClinchRiver 1-3 - SO2 Cap Annual v3.1 | 624 | 7373 | Rate Constraint in MTons | FALSE | L | Annual | Fuel Consumed | TBtu | 0 | 0 | 0 | 0 | 0 | 0 | 0
NSR ClinchRiver 1-3 - SO2 Cap Annual v3.1 | 624 | 7373 | Rate Constraint in MTons | FALSE | L | Annual | Rate | lb/MMBtu | 0 | 0 | 0 | 0 | 0 | 0 | 0
NSR ClinchRiver 1-3 - SO2 Cap Annual v3.1 | 624 | 7373 | Rate Constraint in MTons | FALSE | L | Annual | Generation | TWh | 0 | 0 | 0 | 0 | 0 | 0 | 0
NSR ClinchRiver 1-3 - SO2 Cap Annual v3.1 | 624 | 7373 | Rate Constraint in MTons | FALSE | L | Annual | Qualifying Generation | TWh | 0 | 0 | 0 | 0 | 0 | 0 | 0
NSR ClinchRiver 1-3 - SO2 Cap Annual v3.1 | 624 | 7373 | Rate Constraint in MTons | FALSE | L | Annual | Rate | lb/MWh | 0 | 0 | 0 | 0 | 0 | 0 | 0
NSR ClinchRiver 1-3 - SO2 Cap Annual v3.1 | 624 | 7373 | Rate Constraint in MTons | FALSE | L | Annual | Constraint Shadow Price | US2022$/Ton | 0 | 0 | 0 | 0 | 0 | 0 | 0
NSR Cooper 2 - NOX Rate Annual v3.1, Unit 2557 and retrofits | 625 | 7447 | Rate Constraint in lbs/MMBtu | FALSE | L | Annual | Seasons Included | Seasons | Winter, Spring, Summer, Fall | Winter, Spring, Summer, Fall | Winter, Spring, Summer, Fall | Winter, Spring, Summer, Fall | Winter, Spring, Summer, Fall | Winter, Spring, Summer, Fall | Winter, Spring, Summer, Fall
NSR Cooper 2 - NOX Rate Annual v3.1, Unit 2557 and retrofits | 625 | 7447 | Rate Constraint in lbs/MMBtu | FALSE | L | Annual | Standard NOX | lb/MMBtu | 0.08 | 0.08 | 0.08 | 0.08 | 0.08 | 0.08 | 0.08
NSR Cooper 2 - NOX Rate Annual v3.1, Unit 2557 and retrofits | 625 | 7447 | Rate Constraint in lbs/MMBtu | FALSE | L | Annual | Emissions at Affected Plants NOX | Thousand Tons | 0 | 0 | 0 | 0 | 0 | 0 | 0
NSR Cooper 2 - NOX Rate Annual v3.1, Unit 2557 and retrofits | 625 | 7447 | Rate Constraint in lbs/MMBtu | FALSE | L | Annual | Allowances Purchased NOX | Thousand Tons | 0 | 0 | 0 | 0 | 0 | 0 | 0
NSR Cooper 2 - NOX Rate Annual v3.1, Unit 2557 and retrofits | 625 | 7447 | Rate Constraint in lbs/MMBtu | FALSE | L | Annual | Allowances Sold NOX | Thousand Tons | 0 | 0 | 0 | 0 | 0 | 0 | 0
NSR Cooper 2 - NOX Rate Annual v3.1, Unit 2557 and retrofits | 625 | 7447 | Rate Constraint in lbs/MMBtu | FALSE | L | Annual | Allowances Banked | Thousand Tons | 0 | 0 | 0 | 0 | 0 | 0 | 0
NSR Cooper 2 - NOX Rate Annual v3.1, Unit 2557 and retrofits | 625 | 7447 | Rate Constraint in lbs/MMBtu | FALSE | L | Annual | Allowances Withdrawn (1:1) | Thousand Tons | 0 | 0 | 0 | 0 | 0 | 0 | 0
NSR Cooper 2 - NOX Rate Annual v3.1, Unit 2557 and retrofits | 625 | 7447 | Rate Constraint in lbs/MMBtu | FALSE | L | Annual | Allowances Withdrawn (n:1) | Thousand Tons | 0 | 0 | 0 | 0 | 0 | 0 | 0
NSR Cooper 2 - NOX Rate Annual v3.1, Unit 2557 and retrofits | 625 | 7447 | Rate Constraint in lbs/MMBtu | FALSE | L | Annual | Net Emissions Allowance Position | Thousand Tons | 0 | 0 | 0 | 0 | 0 | 0 | 0
NSR Cooper 2 - NOX Rate Annual v3.1, Unit 2557 and retrofits | 625 | 7447 | Rate Constraint in lbs/MMBtu | FALSE | L | Annual | Fuel Consumed | TBtu | 0 | 0 | 0 | 0 | 0 | 0 | 0
NSR Cooper 2 - NOX Rate Annual v3.1, Unit 2557 and retrofits | 625 | 7447 | Rate Constraint in lbs/MMBtu | FALSE | L | Annual | Rate | lb/MMBtu | 0 | 0 | 0 | 0 | 0 | 0 | 0
NSR Cooper 2 - NOX Rate Annual v3.1, Unit 2557 and retrofits | 625 | 7447 | Rate Constraint in lbs/MMBtu | FALSE | L | Annual | Generation | TWh | 0 | 0 | 0 | 0 | 0 | 0 | 0
NSR Cooper 2 - NOX Rate Annual v3.1, Unit 2557 and retrofits | 625 | 7447 | Rate Constraint in lbs/MMBtu | FALSE | L | Annual | Qualifying Generation | TWh | 0 | 0 | 0 | 0 | 0 | 0 | 0
NSR Cooper 2 - NOX Rate Annual v3.1, Unit 2557 and retrofits | 625 | 7447 | Rate Constraint in lbs/MMBtu | FALSE | L | Annual | Rate | lb/MWh | 0 | 0 | 0 | 0 | 0 | 0 | 0
NSR Cooper 2 - NOX Rate Annual v3.1, Unit 2557 and retrofits | 625 | 7447 | Rate Constraint in lbs/MMBtu | FALSE | L | Annual | Constraint Shadow Price | US2022$/Ton | 0 | 0 | 0 | 0 | 0 | 0 | 0
NSR Cooper 2 - SO2 Rate Annual v3.1, Unit 2557 and retrofits | 626 | 7446 | Rate Constraint in lbs/MMBtu | FALSE | L | Annual | Seasons Included | Seasons | Winter, Spring, Summer, Fall | Winter, Spring, Summer, Fall | Winter, Spring, Summer, Fall | Winter, Spring, Summer, Fall | Winter, Spring, Summer, Fall | Winter, Spring, Summer, Fall | Winter, Spring, Summer, Fall
NSR Cooper 2 - SO2 Rate Annual v3.1, Unit 2557 and retrofits | 626 | 7446 | Rate Constraint in lbs/MMBtu | FALSE | L | Annual | Standard SO2 | lb/MMBtu | 0.1 | 0.1 | 0.1 | 0.1 | 0.1 | 0.1 | 0.1
NSR Cooper 2 - SO2 Rate Annual v3.1, Unit 2557 and retrofits | 626 | 7446 | Rate Constraint in lbs/MMBtu | FALSE | L | Annual | Emissions at Affected Plants SO2 | Thousand Tons | 0 | 0 | 0 | 0 | 0 | 0 | 0
NSR Cooper 2 - SO2 Rate Annual v3.1, Unit 2557 and retrofits | 626 | 7446 | Rate Constraint in lbs/MMBtu | FALSE | L | Annual | Allowances Purchased SO2 | Thousand Tons | 0 | 0 | 0 | 0 | 0 | 0 | 0
NSR Cooper 2 - SO2 Rate Annual v3.1, Unit 2557 and retrofits | 626 | 7446 | Rate Constraint in lbs/MMBtu | FALSE | L | Annual | Allowances Sold SO2 | Thousand Tons | 0 | 0 | 0 | 0 | 0 | 0 | 0
NSR Cooper 2 - SO2 Rate Annual v3.1, Unit 2557 and retrofits | 626 | 7446 | Rate Constraint in lbs/MMBtu | FALSE | L | Annual | Allowances Banked | Thousand Tons | 0 | 0 | 0 | 0 | 0 | 0 | 0
NSR Cooper 2 - SO2 Rate Annual v3.1, Unit 2557 and retrofits | 626 | 7446 | Rate Constraint in lbs/MMBtu | FALSE | L | Annual | Allowances Withdrawn (1:1) | Thousand Tons | 0 | 0 | 0 | 0 | 0 | 0 | 0
NSR Cooper 2 - SO2 Rate Annual v3.1, Unit 2557 and retrofits | 626 | 7446 | Rate Constraint in lbs/MMBtu | FALSE | L | Annual | Allowances Withdrawn (n:1) | Thousand Tons | 0 | 0 | 0 | 0 | 0 | 0 | 0
NSR Cooper 2 - SO2 Rate Annual v3.1, Unit 2557 and retrofits | 626 | 7446 | Rate Constraint in lbs/MMBtu | FALSE | L | Annual | Net Emissions Allowance Position | Thousand Tons | 0 | 0 | 0 | 0 | 0 | 0 | 0
NSR Cooper 2 - SO2 Rate Annual v3.1, Unit 2557 and retrofits | 626 | 7446 | Rate Constraint in lbs/MMBtu | FALSE | L | Annual | Fuel Consumed | TBtu | 0 | 0 | 0 | 0 | 0 | 0 | 0
NSR Cooper 2 - SO2 Rate Annual v3.1, Unit 2557 and retrofits | 626 | 7446 | Rate Constraint in lbs/MMBtu | FALSE | L | Annual | Rate | lb/MMBtu | 0 | 0 | 0 | 0 | 0 | 0 | 0
NSR Cooper 2 - SO2 Rate Annual v3.1, Unit 2557 and retrofits | 626 | 7446 | Rate Constraint in lbs/MMBtu | FALSE | L | Annual | Generation | TWh | 0 | 0 | 0 | 0 | 0 | 0 | 0
NSR Cooper 2 - SO2 Rate Annual v3.1, Unit 2557 and retrofits | 626 | 7446 | Rate Constraint in lbs/MMBtu | FALSE | L | Annual | Qualifying Generation | TWh | 0 | 0 | 0 | 0 | 0 | 0 | 0
NSR Cooper 2 - SO2 Rate Annual v3.1, Unit 2557 and retrofits | 626 | 7446 | Rate Constraint in lbs/MMBtu | FALSE | L | Annual | Rate | lb/MWh | 0 | 0 | 0 | 0 | 0 | 0 | 0
NSR Cooper 2 - SO2 Rate Annual v3.1, Unit 2557 and retrofits | 626 | 7446 | Rate Constraint in lbs/MMBtu | FALSE | L | Annual | Constraint Shadow Price | US2022$/Ton | 0 | 0 | 0 | 0 | 0 | 0 | 0
NSR Coronado 1,2 - NOX Cap Annual v6.17 | 627 | 7394 | Rate Constraint in MTons | FALSE | L | Annual | Seasons Included | Seasons | Winter, Spring, Summer, Fall | Winter, Spring, Summer, Fall | Winter, Spring, Summer, Fall | Winter, Spring, Summer, Fall | Winter, Spring, Summer, Fall | Winter, Spring, Summer, Fall | Winter, Spring, Summer, Fall
NSR Coronado 1,2 - NOX Cap Annual v6.17 | 627 | 7394 | Rate Constraint in MTons | FALSE | L | Annual | Standard NOX | Thousand Tons | 7.3 | 7.3 | 7.3 | 7.3 | 7.3 | 7.3 | 7.3
NSR Coronado 1,2 - NOX Cap Annual v6.17 | 627 | 7394 | Rate Constraint in MTons | FALSE | L | Annual | Emissions at Affected Plants NOX | Thousand Tons | 0.20313 | 0.61829 | 0 | 0 | 0 | 0 | 0
NSR Coronado 1,2 - NOX Cap Annual v6.17 | 627 | 7394 | Rate Constraint in MTons | FALSE | L | Annual | Allowances Purchased NOX | Thousand Tons | 0 | 0 | 0 | 0 | 0 | 0 | 0
NSR Coronado 1,2 - NOX Cap Annual v6.17 | 627 | 7394 | Rate Constraint in MTons | FALSE | L | Annual | Allowances Sold NOX | Thousand Tons | 0 | 0 | 0 | 0 | 0 | 0 | 0
NSR Coronado 1,2 - NOX Cap Annual v6.17 | 627 | 7394 | Rate Constraint in MTons | FALSE | L | Annual | Allowances Banked | Thousand Tons | 0 | 0 | 0 | 0 | 0 | 0 | 0
NSR Coronado 1,2 - NOX Cap Annual v6.17 | 627 | 7394 | Rate Constraint in MTons | FALSE | L | Annual | Allowances Withdrawn (1:1) | Thousand Tons | 0 | 0 | 0 | 0 | 0 | 0 | 0
NSR Coronado 1,2 - NOX Cap Annual v6.17 | 627 | 7394 | Rate Constraint in MTons | FALSE | L | Annual | Allowances Withdrawn (n:1) | Thousand Tons | 0 | 0 | 0 | 0 | 0 | 0 | 0
NSR Coronado 1,2 - NOX Cap Annual v6.17 | 627 | 7394 | Rate Constraint in MTons | FALSE | L | Annual | Net Emissions Allowance Position | Thousand Tons | 0.20313 | 0.61829 | 0 | 0 | 0 | 0 | 0
NSR Coronado 1,2 - NOX Cap Annual v6.17 | 627 | 7394 | Rate Constraint in MTons | FALSE | L | Annual | Fuel Consumed | TBtu | 6.6453 | 21.0353 | 0 | 0 | 0 | 0 | 0
NSR Coronado 1,2 - NOX Cap Annual v6.17 | 627 | 7394 | Rate Constraint in MTons | FALSE | L | Annual | Rate | lb/MMBtu | 0.061135 | 0.058786 | 0 | 0 | 0 | 0 | 0
NSR Coronado 1,2 - NOX Cap Annual v6.17 | 627 | 7394 | Rate Constraint in MTons | FALSE | L | Annual | Generation | TWh | 0.62167 | 1.9677 | 0 | 0 | 0 | 0 | 0
NSR Coronado 1,2 - NOX Cap Annual v6.17 | 627 | 7394 | Rate Constraint in MTons | FALSE | L | Annual | Qualifying Generation | TWh | 0.62167 | 1.9677 | 0 | 0 | 0 | 0 | 0
NSR Coronado 1,2 - NOX Cap Annual v6.17 | 627 | 7394 | Rate Constraint in MTons | FALSE | L | Annual | Rate | lb/MWh | 0.65349 | 0.62845 | 0 | 0 | 0 | 0 | 0
NSR Coronado 1,2 - NOX Cap Annual v6.17 | 627 | 7394 | Rate Constraint in MTons | FALSE | L | Annual | Constraint Shadow Price | US2022$/Ton | 0 | 0 | 0 | 0 | 0 | 0 | 0
NSR Cross 1,2 - NOX Rate Annual v3.1, Unit 4700 and retrofits | 628 | 7432 | Rate Constraint in lbs/MMBtu | FALSE | L | Annual | Seasons Included | Seasons | Winter, Spring, Summer, Fall | Winter, Spring, Summer, Fall | Winter, Spring, Summer, Fall | Winter, Spring, Summer, Fall | Winter, Spring, Summer, Fall | Winter, Spring, Summer, Fall | Winter, Spring, Summer, Fall
NSR Cross 1,2 - NOX Rate Annual v3.1, Unit 4700 and retrofits | 628 | 7432 | Rate Constraint in lbs/MMBtu | FALSE | L | Annual | Standard NOX | lb/MMBtu | 0.1 | 0.1 | 0.1 | 0.1 | 0.1 | 0.1 | 0.1
NSR Cross 1,2 - NOX Rate Annual v3.1, Unit 4700 and retrofits | 628 | 7432 | Rate Constraint in lbs/MMBtu | FALSE | L | Annual | Emissions at Affected Plants NOX | Thousand Tons | 0.26458 | 0.80081 | 1.7177 | 1.7177 | 0 | 0 | 0
NSR Cross 1,2 - NOX Rate Annual v3.1, Unit 4700 and retrofits | 628 | 7432 | Rate Constraint in lbs/MMBtu | FALSE | L | Annual | Allowances Purchased NOX | Thousand Tons | 0 | 0 | 0 | 0 | 0 | 0 | 0
NSR Cross 1,2 - NOX Rate Annual v3.1, Unit 4700 and retrofits | 628 | 7432 | Rate Constraint in lbs/MMBtu | FALSE | L | Annual | Allowances Sold NOX | Thousand Tons | 0 | 0 | 0 | 0 | 0 | 0 | 0
NSR Cross 1,2 - NOX Rate Annual v3.1, Unit 4700 and retrofits | 628 | 7432 | Rate Constraint in lbs/MMBtu | FALSE | L | Annual | Allowances Banked | Thousand Tons | 0 | 0 | 0 | 0 | 0 | 0 | 0
NSR Cross 1,2 - NOX Rate Annual v3.1, Unit 4700 and retrofits | 628 | 7432 | Rate Constraint in lbs/MMBtu | FALSE | L | Annual | Allowances Withdrawn (1:1) | Thousand Tons | 0 | 0 | 0 | 0 | 0 | 0 | 0
NSR Cross 1,2 - NOX Rate Annual v3.1, Unit 4700 and retrofits | 628 | 7432 | Rate Constraint in lbs/MMBtu | FALSE | L | Annual | Allowances Withdrawn (n:1) | Thousand Tons | 0 | 0 | 0 | 0 | 0 | 0 | 0
NSR Cross 1,2 - NOX Rate Annual v3.1, Unit 4700 and retrofits | 628 | 7432 | Rate Constraint in lbs/MMBtu | FALSE | L | Annual | Net Emissions Allowance Position | Thousand Tons | 0.26458 | 0.80081 | 1.7177 | 1.7177 | 0 | 0 | 0
NSR Cross 1,2 - NOX Rate Annual v3.1, Unit 4700 and retrofits | 628 | 7432 | Rate Constraint in lbs/MMBtu | FALSE | L | Annual | Fuel Consumed | TBtu | 6.428 | 19.456 | 41.7334 | 41.7334 | 0 | 0 | 0
NSR Cross 1,2 - NOX Rate Annual v3.1, Unit 4700 and retrofits | 628 | 7432 | Rate Constraint in lbs/MMBtu | FALSE | L | Annual | Rate | lb/MMBtu | 0.08232 | 0.08232 | 0.08232 | 0.08232 | 0 | 0 | 0
NSR Cross 1,2 - NOX Rate Annual v3.1, Unit 4700 and retrofits | 628 | 7432 | Rate Constraint in lbs/MMBtu | FALSE | L | Annual | Generation | TWh | 0.60813 | 1.8407 | 2.6676 | 2.6676 | 0 | 0 | 0
NSR Cross 1,2 - NOX Rate Annual v3.1, Unit 4700 and retrofits | 628 | 7432 | Rate Constraint in lbs/MMBtu | FALSE | L | Annual | Qualifying Generation | TWh | 0.60813 | 1.8407 | 2.6676 | 2.6676 | 0 | 0 | 0
NSR Cross 1,2 - NOX Rate Annual v3.1, Unit 4700 and retrofits | 628 | 7432 | Rate Constraint in lbs/MMBtu | FALSE | L | Annual | Rate | lb/MWh | 0.87012 | 0.87012 | 1.2879 | 1.2879 | 0 | 0 | 0
NSR Cross 1,2 - NOX Rate Annual v3.1, Unit 4700 and retrofits | 628 | 7432 | Rate Constraint in lbs/MMBtu | FALSE | L | Annual | Constraint Shadow Price | US2022$/Ton | 0 | 0 | 0 | 0 | 0 | 0 | 0
NSR Cross 1,2 - NOX Rate Annual v3.1, Unit 4701 and retrofits | 629 | 7432 | Rate Constraint in lbs/MMBtu | FALSE | L | Annual | Seasons Included | Seasons | Winter, Spring, Summer, Fall | Winter, Spring, Summer, Fall | Winter, Spring, Summer, Fall | Winter, Spring, Summer, Fall | Winter, Spring, Summer, Fall | Winter, Spring, Summer, Fall | Winter, Spring, Summer, Fall
NSR Cross 1,2 - NOX Rate Annual v3.1, Unit 4701 and retrofits | 629 | 7432 | Rate Constraint in lbs/MMBtu | FALSE | L | Annual | Standard NOX | lb/MMBtu | 0.1 | 0.1 | 0.1 | 0.1 | 0.1 | 0.1 | 0.1
NSR Cross 1,2 - NOX Rate Annual v3.1, Unit 4701 and retrofits | 629 | 7432 | Rate Constraint in lbs/MMBtu | FALSE | L | Annual | Emissions at Affected Plants NOX | Thousand Tons | 0.26568 | 0.7984 | 1.394 | 1.394 | 0 | 0 | 0
NSR Cross 1,2 - NOX Rate Annual v3.1, Unit 4701 and retrofits | 629 | 7432 | Rate Constraint in lbs/MMBtu | FALSE | L | Annual | Allowances Purchased NOX | Thousand Tons | 0 | 0 | 0 | 0 | 0 | 0 | 0
NSR Cross 1,2 - NOX Rate Annual v3.1, Unit 4701 and retrofits | 629 | 7432 | Rate Constraint in lbs/MMBtu | FALSE | L | Annual | Allowances Sold NOX | Thousand Tons | 0 | 0 | 0 | 0 | 0 | 0 | 0
NSR Cross 1,2 - NOX Rate Annual v3.1, Unit 4701 and retrofits | 629 | 7432 | Rate Constraint in lbs/MMBtu | FALSE | L | Annual | Allowances Banked | Thousand Tons | 0 | 0 | 0 | 0 | 0 | 0 | 0
NSR Cross 1,2 - NOX Rate Annual v3.1, Unit 4701 and retrofits | 629 | 7432 | Rate Constraint in lbs/MMBtu | FALSE | L | Annual | Allowances Withdrawn (1:1) | Thousand Tons | 0 | 0 | 0 | 0 | 0 | 0 | 0
NSR Cross 1,2 - NOX Rate Annual v3.1, Unit 4701 and retrofits | 629 | 7432 | Rate Constraint in lbs/MMBtu | FALSE | L | Annual | Allowances Withdrawn (n:1) | Thousand Tons | 0 | 0 | 0 | 0 | 0 | 0 | 0
NSR Cross 1,2 - NOX Rate Annual v3.1, Unit 4701 and retrofits | 629 | 7432 | Rate Constraint in lbs/MMBtu | FALSE | L | Annual | Net Emissions Allowance Position | Thousand Tons | 0.26568 | 0.7984 | 1.394 | 1.394 | 0 | 0 | 0
NSR Cross 1,2 - NOX Rate Annual v3.1, Unit 4701 and retrofits | 629 | 7432 | Rate Constraint in lbs/MMBtu | FALSE | L | Annual | Fuel Consumed | TBtu | 7.6787 | 23.0752 | 40.2887 | 40.2887 | 0 | 0 | 0
NSR Cross 1,2 - NOX Rate Annual v3.1, Unit 4701 and retrofits | 629 | 7432 | Rate Constraint in lbs/MMBtu | FALSE | L | Annual | Rate | lb/MMBtu | 0.0692 | 0.0692 | 0.0692 | 0.0692 | 0 | 0 | 0
NSR Cross 1,2 - NOX Rate Annual v3.1, Unit 4701 and retrofits | 629 | 7432 | Rate Constraint in lbs/MMBtu | FALSE | L | Annual | Generation | TWh | 0.73305 | 2.2029 | 2.61 | 2.61 | 0 | 0 | 0
NSR Cross 1,2 - NOX Rate Annual v3.1, Unit 4701 and retrofits | 629 | 7432 | Rate Constraint in lbs/MMBtu | FALSE | L | Annual | Qualifying Generation | TWh | 0.73305 | 2.2029 | 2.61 | 2.61 | 0 | 0 | 0
NSR Cross 1,2 - NOX Rate Annual v3.1, Unit 4701 and retrofits | 629 | 7432 | Rate Constraint in lbs/MMBtu | FALSE | L | Annual | Rate | lb/MWh | 0.72487 | 0.72487 | 1.0682 | 1.0682 | 0 | 0 | 0
NSR Cross 1,2 - NOX Rate Annual v3.1, Unit 4701 and retrofits | 629 | 7432 | Rate Constraint in lbs/MMBtu | FALSE | L | Annual | Constraint Shadow Price | US2022$/Ton | 0 | 0 | 0 | 0 | 0 | 0 | 0
NSR Dairyland- NOx Cap Annual v5.13 | 630 | 7414 | Rate Constraint in MTons | FALSE | L | Annual | Seasons Included | Seasons | Winter, Spring, Summer, Fall | Winter, Spring, Summer, Fall | Winter, Spring, Summer, Fall | Winter, Spring, Summer, Fall | Winter, Spring, Summer, Fall | Winter, Spring, Summer, Fall | Winter, Spring, Summer, Fall
NSR Dairyland- NOx Cap Annual v5.13 | 630 | 7414 | Rate Constraint in MTons | FALSE | L | Annual | Standard NOX | Thousand Tons | 3.236 | 3.236 | 3.236 | 3.236 | 3.236 | 3.236 | 3.236
NSR Dairyland- NOx Cap Annual v5.13 | 630 | 7414 | Rate Constraint in MTons | FALSE | L | Annual | Emissions at Affected Plants NOX | Thousand Tons | 0.58359 | 0.6838 | 0.13724 | 0 | 0 | 0 | 0.38503
NSR Dairyland- NOx Cap Annual v5.13 | 630 | 7414 | Rate Constraint in MTons | FALSE | L | Annual | Allowances Purchased NOX | Thousand Tons | 0 | 0 | 0 | 0 | 0 | 0 | 0
NSR Dairyland- NOx Cap Annual v5.13 | 630 | 7414 | Rate Constraint in MTons | FALSE | L | Annual | Allowances Sold NOX | Thousand Tons | 0 | 0 | 0 | 0 | 0 | 0 | 0
NSR Dairyland- NOx Cap Annual v5.13 | 630 | 7414 | Rate Constraint in MTons | FALSE | L | Annual | Allowances Banked | Thousand Tons | 0 | 0 | 0 | 0 | 0 | 0 | 0
NSR Dairyland- NOx Cap Annual v5.13 | 630 | 7414 | Rate Constraint in MTons | FALSE | L | Annual | Allowances Withdrawn (1:1) | Thousand Tons | 0 | 0 | 0 | 0 | 0 | 0 | 0
NSR Dairyland- NOx Cap Annual v5.13 | 630 | 7414 | Rate Constraint in MTons | FALSE | L | Annual | Allowances Withdrawn (n:1) | Thousand Tons | 0 | 0 | 0 | 0 | 0 | 0 | 0
NSR Dairyland- NOx Cap Annual v5.13 | 630 | 7414 | Rate Constraint in MTons | FALSE | L | Annual | Net Emissions Allowance Position | Thousand Tons | 0.58359 | 0.6838 | 0.13724 | 0 | 0 | 0 | 0.38503
NSR Dairyland- NOx Cap Annual v5.13 | 630 | 7414 | Rate Constraint in MTons | FALSE | L | Annual | Fuel Consumed | TBtu | 15.3618 | 17.9995 | 3.6125 | 0 | 0 | 0 | 10.135
NSR Dairyland- NOx Cap Annual v5.13 | 630 | 7414 | Rate Constraint in MTons | FALSE | L | Annual | Rate | lb/MMBtu | 0.07598 | 0.07598 | 0.07598 | 0 | 0 | 0 | 0.07598
NSR Dairyland- NOx Cap Annual v5.13 | 630 | 7414 | Rate Constraint in MTons | FALSE | L | Annual | Generation | TWh | 1.3666 | 1.6012 | 0.32137 | 0 | 0 | 0 | 0.90161
NSR Dairyland- NOx Cap Annual v5.13 | 630 | 7414 | Rate Constraint in MTons | FALSE | L | Annual | Qualifying Generation | TWh | 1.3666 | 1.6012 | 0.32137 | 0 | 0 | 0 | 0.90161
NSR Dairyland- NOx Cap Annual v5.13 | 630 | 7414 | Rate Constraint in MTons | FALSE | L | Annual | Rate | lb/MWh | 0.85409 | 0.85409 | 0.85409 | 0 | 0 | 0 | 0.85409
NSR Dairyland- NOx Cap Annual v5.13 | 630 | 7414 | Rate Constraint in MTons | FALSE | L | Annual | Constraint Shadow Price | US2022$/Ton | 0 | 0 | 0 | 0 | 0 | 0 | 0
NSR Dairyland- SO2 Cap Annual v5.13 | 631 | 7415 | Rate Constraint in MTons | FALSE | L | Annual | Seasons Included | Seasons | Winter, Spring, Summer, Fall | Winter, Spring, Summer, Fall | Winter, Spring, Summer, Fall | Winter, Spring, Summer, Fall | Winter, Spring, Summer, Fall | Winter, Spring, Summer, Fall | Winter, Spring, Summer, Fall
NSR Dairyland- SO2 Cap Annual v5.13 | 631 | 7415 | Rate Constraint in MTons | FALSE | L | Annual | Standard SO2 | Thousand Tons | 4.578 | 4.578 | 4.578 | 4.578 | 4.578 | 4.578 | 4.578
NSR Dairyland- SO2 Cap Annual v5.13 | 631 | 7415 | Rate Constraint in MTons | FALSE | L | Annual | Emissions at Affected Plants SO2 | Thousand Tons | 0.52154 | 0.61109 | 0.12265 | 0 | 0 | 0 | 0.34409
NSR Dairyland- SO2 Cap Annual v5.13 | 631 | 7415 | Rate Constraint in MTons | FALSE | L | Annual | Allowances Purchased SO2 | Thousand Tons | 0 | 0 | 0 | 0 | 0 | 0 | 0
NSR Dairyland- SO2 Cap Annual v5.13 | 631 | 7415 | Rate Constraint in MTons | FALSE | L | Annual | Allowances Sold SO2 | Thousand Tons | 0 | 0 | 0 | 0 | 0 | 0 | 0
NSR Dairyland- SO2 Cap Annual v5.13 | 631 | 7415 | Rate Constraint in MTons | FALSE | L | Annual | Allowances Banked | Thousand Tons | 0 | 0 | 0 | 0 | 0 | 0 | 0
NSR Dairyland- SO2 Cap Annual v5.13 | 631 | 7415 | Rate Constraint in MTons | FALSE | L | Annual | Allowances Withdrawn (1:1) | Thousand Tons | 0 | 0 | 0 | 0 | 0 | 0 | 0
NSR Dairyland- SO2 Cap Annual v5.13 | 631 | 7415 | Rate Constraint in MTons | FALSE | L | Annual | Allowances Withdrawn (n:1) | Thousand Tons | 0 | 0 | 0 | 0 | 0 | 0 | 0
NSR Dairyland- SO2 Cap Annual v5.13 | 631 | 7415 | Rate Constraint in MTons | FALSE | L | Annual | Net Emissions Allowance Position | Thousand Tons | 0.52154 | 0.61109 | 0.12265 | 0 | 0 | 0 | 0.34409
NSR Dairyland- SO2 Cap Annual v5.13 | 631 | 7415 | Rate Constraint in MTons | FALSE | L | Annual | Fuel Consumed | TBtu | 15.3618 | 17.9995 | 3.6125 | 0 | 0 | 0 | 10.135
NSR Dairyland- SO2 Cap Annual v5.13 | 631 | 7415 | Rate Constraint in MTons | FALSE | L | Annual | Rate | lb/MMBtu | 0.067901 | 0.067901 | 0.067901 | 0 | 0 | 0 | 0.067901
NSR Dairyland- SO2 Cap Annual v5.13 | 631 | 7415 | Rate Constraint in MTons | FALSE | L | Annual | Generation | TWh | 1.3666 | 1.6012 | 0.32137 | 0 | 0 | 0 | 0.90161
NSR Dairyland- SO2 Cap Annual v5.13 | 631 | 7415 | Rate Constraint in MTons | FALSE | L | Annual | Qualifying Generation | TWh | 1.3666 | 1.6012 | 0.32137 | 0 | 0 | 0 | 0.90161
NSR Dairyland- SO2 Cap Annual v5.13 | 631 | 7415 | Rate Constraint in MTons | FALSE | L | Annual | Rate | lb/MWh | 0.76328 | 0.76328 | 0.76328 | 0 | 0 | 0 | 0.76328
NSR Dairyland- SO2 Cap Annual v5.13 | 631 | 7415 | Rate Constraint in MTons | FALSE | L | Annual | Constraint Shadow Price | US2022$/Ton | 0 | 0 | 0 | 0 | 0 | 0 | 0
NSR Dominion Consent - NOX Cap Annual v3.1 | 632 | 7375 | Rate Constraint in MTons | FALSE | L | Annual | Seasons Included | Seasons | Winter, Spring, Summer, Fall | Winter, Spring, Summer, Fall | Winter, Spring, Summer, Fall | Winter, Spring, Summer, Fall | Winter, Spring, Summer, Fall | Winter, Spring, Summer, Fall | Winter, Spring, Summer, Fall
NSR Dominion Consent - NOX Cap Annual v3.1 | 632 | 7375 | Rate Constraint in MTons | FALSE | L | Annual | Standard NOX | Thousand Tons | 30.25 | 30.25 | 30.25 | 30.25 | 30.25 | 30.25 | 30.25
NSR Dominion Consent - NOX Cap Annual v3.1 | 632 | 7375 | Rate Constraint in MTons | FALSE | L | Annual | Emissions at Affected Plants NOX | Thousand Tons | 1.2046 | 2.0625 | 2.9812 | 2.9288 | 0.015661 | 0 | 0
NSR Dominion Consent - NOX Cap Annual v3.1 | 632 | 7375 | Rate Constraint in MTons | FALSE | L | Annual | Allowances Purchased NOX | Thousand Tons | 0 | 0 | 0 | 0 | 0 | 0 | 0
NSR Dominion Consent - NOX Cap Annual v3.1 | 632 | 7375 | Rate Constraint in MTons | FALSE | L | Annual | Allowances Sold NOX | Thousand Tons | 0 | 0 | 0 | 0 | 0 | 0 | 0
NSR Dominion Consent - NOX Cap Annual v3.1 | 632 | 7375 | Rate Constraint in MTons | FALSE | L | Annual | Allowances Banked | Thousand Tons | 0 | 0 | 0 | 0 | 0 | 0 | 0
NSR Dominion Consent - NOX Cap Annual v3.1 | 632 | 7375 | Rate Constraint in MTons | FALSE | L | Annual | Allowances Withdrawn (1:1) | Thousand Tons | 0 | 0 | 0 | 0 | 0 | 0 | 0
NSR Dominion Consent - NOX Cap Annual v3.1 | 632 | 7375 | Rate Constraint in MTons | FALSE | L | Annual | Allowances Withdrawn (n:1) | Thousand Tons | 0 | 0 | 0 | 0 | 0 | 0 | 0
NSR Dominion Consent - NOX Cap Annual v3.1 | 632 | 7375 | Rate Constraint in MTons | FALSE | L | Annual | Net Emissions Allowance Position | Thousand Tons | 1.2046 | 2.0625 | 2.9812 | 2.9288 | 0.015661 | 0 | 0
NSR Dominion Consent - NOX Cap Annual v3.1 | 632 | 7375 | Rate Constraint in MTons | FALSE | L | Annual | Fuel Consumed | TBtu | 54.4326 | 76.9671 | 95.1626 | 85.1566 | 2.9945 | 0 | 0
NSR Dominion Consent - NOX Cap Annual v3.1 | 632 | 7375 | Rate Constraint in MTons | FALSE | L | Annual | Rate | lb/MMBtu | 0.04426 | 0.053595 | 0.062654 | 0.068787 | 0.01046 | 0 | 0
NSR Dominion Consent - NOX Cap Annual v3.1 | 632 | 7375 | Rate Constraint in MTons | FALSE | L | Annual | Generation | TWh | 6.4358 | 8.6704 | 7.8703 | 6.485 | 0.41458 | 0 | 0
NSR Dominion Consent - NOX Cap Annual v3.1 | 632 | 7375 | Rate Constraint in MTons | FALSE | L | Annual | Qualifying Generation | TWh | 6.4358 | 8.6704 | 7.8703 | 6.485 | 0.41458 | 0 | 0
NSR Dominion Consent - NOX Cap Annual v3.1 | 632 | 7375 | Rate Constraint in MTons | FALSE | L | Annual | Rate | lb/MWh | 0.37434 | 0.47576 | 0.75757 | 0.90326 | 0.075553 | 0 | 0
NSR Dominion Consent - NOX Cap Annual v3.1 | 632 | 7375 | Rate Constraint in MTons | FALSE | L | Annual | Constraint Shadow Price | US2022$/Ton | 0 | 0 | 0 | 0 | 0 | 0 | 0
NSR Dominion Consent - NOX Rate Annual v3.1 | 633 | 7376 | Rate Constraint in lbs/MMBtu | FALSE | L | Annual | Seasons Included | Seasons | Winter, Spring, Summer, Fall | Winter, Spring, Summer, Fall | Winter, Spring, Summer, Fall | Winter, Spring, Summer, Fall | Winter, Spring, Summer, Fall | Winter, Spring, Summer, Fall | Winter, Spring, Summer, Fall
NSR Dominion Consent - NOX Rate Annual v3.1 | 633 | 7376 | Rate Constraint in lbs/MMBtu | FALSE | L | Annual | Standard NOX | lb/MMBtu | 0.15 | 0.15 | 0.15 | 0.15 | 0.15 | 0.15 | 0.15
NSR Dominion Consent - NOX Rate Annual v3.1 | 633 | 7376 | Rate Constraint in lbs/MMBtu | FALSE | L | Annual | Emissions at Affected Plants NOX | Thousand Tons | 1.2046 | 2.0625 | 2.9812 | 2.9288 | 0.015661 | 0 | 0
NSR Dominion Consent - NOX Rate Annual v3.1 | 633 | 7376 | Rate Constraint in lbs/MMBtu | FALSE | L | Annual | Allowances Purchased NOX | Thousand Tons | 0 | 0 | 0 | 0 | 0 | 0 | 0
NSR Dominion Consent - NOX Rate Annual v3.1 | 633 | 7376 | Rate Constraint in lbs/MMBtu | FALSE | L | Annual | Allowances Sold NOX | Thousand Tons | 0 | 0 | 0 | 0 | 0 | 0 | 0
NSR Dominion Consent - NOX Rate Annual v3.1 | 633 | 7376 | Rate Constraint in lbs/MMBtu | FALSE | L | Annual | Allowances Banked | Thousand Tons | 0 | 0 | 0 | 0 | 0 | 0 | 0
NSR Dominion Consent - NOX Rate Annual v3.1 | 633 | 7376 | Rate Constraint in lbs/MMBtu | FALSE | L | Annual | Allowances Withdrawn (1:1) | Thousand Tons | 0 | 0 | 0 | 0 | 0 | 0 | 0
NSR Dominion Consent - NOX Rate Annual v3.1 | 633 | 7376 | Rate Constraint in lbs/MMBtu | FALSE | L | Annual | Allowances Withdrawn (n:1) | Thousand Tons | 0 | 0 | 0 | 0 | 0 | 0 | 0
NSR Dominion Consent - NOX Rate Annual v3.1 | 633 | 7376 | Rate Constraint in lbs/MMBtu | FALSE | L | Annual | Net Emissions Allowance Position | Thousand Tons | 1.2046 | 2.0625 | 2.9812 | 2.9288 | 0.015661 | 0 | 0
NSR Dominion Consent - NOX Rate Annual v3.1 | 633 | 7376 | Rate Constraint in lbs/MMBtu | FALSE | L | Annual | Fuel Consumed | TBtu | 54.4326 | 76.9671 | 95.1626 | 85.1566 | 2.9945 | 0 | 0
NSR Dominion Consent - NOX Rate Annual v3.1 | 633 | 7376 | Rate Constraint in lbs/MMBtu | FALSE | L | Annual | Rate | lb/MMBtu | 0.04426 | 0.053595 | 0.062654 | 0.068787 | 0.01046 | 0 | 0
NSR Dominion Consent - NOX Rate Annual v3.1 | 633 | 7376 | Rate Constraint in lbs/MMBtu | FALSE | L | Annual | Generation | TWh | 6.4358 | 8.6704 | 7.8703 | 6.485 | 0.41458 | 0 | 0
NSR Dominion Consent - NOX Rate Annual v3.1 | 633 | 7376 | Rate Constraint in lbs/MMBtu | FALSE | L | Annual | Qualifying Generation | TWh | 6.4358 | 8.6704 | 7.8703 | 6.485 | 0.41458 | 0 | 0
NSR Dominion Consent - NOX Rate Annual v3.1 | 633 | 7376 | Rate Constraint in lbs/MMBtu | FALSE | L | Annual | Rate | lb/MWh | 0.37434 | 0.47576 | 0.75757 | 0.90326 | 0.075553 | 0 | 0
NSR Dominion Consent - NOX Rate Annual v3.1 | 633 | 7376 | Rate Constraint in lbs/MMBtu | FALSE | L | Annual | Constraint Shadow Price | US2022$/Ton | 0 | 0 | 0 | 0 | 0 | 0 | 0
NSR EKPC Consent - NOX Cap Annual v3.1 | 634 | 7378 | Rate Constraint in MTons | FALSE | L | Annual | Seasons Included | Seasons | Winter, Spring, Summer, Fall | Winter, Spring, Summer, Fall | Winter, Spring, Summer, Fall | Winter, Spring, Summer, Fall | Winter, Spring, Summer, Fall | Winter, Spring, Summer, Fall | Winter, Spring, Summer, Fall
NSR EKPC Consent - NOX Cap Annual v3.1 | 634 | 7378 | Rate Constraint in MTons | FALSE | L | Annual | Standard NOX | Thousand Tons | 8 | 8 | 8 | 8 | 8 | 8 | 8
NSR EKPC Consent - NOX Cap Annual v3.1 | 634 | 7378 | Rate Constraint in MTons | FALSE | L | Annual | Emissions at Affected Plants NOX | Thousand Tons | 2.1772 | 2.2692 | 2.0861 | 1.5983 | 0.54786 | 1.2041 | 1.2041
NSR EKPC Consent - NOX Cap Annual v3.1 | 634 | 7378 | Rate Constraint in MTons | FALSE | L | Annual | Allowances Purchased NOX | Thousand Tons | 0 | 0 | 0 | 0 | 0 | 0 | 0
NSR EKPC Consent - NOX Cap Annual v3.1 | 634 | 7378 | Rate Constraint in MTons | FALSE | L | Annual | Allowances Sold NOX | Thousand Tons | 0 | 0 | 0 | 0 | 0 | 0 | 0
NSR EKPC Consent - NOX Cap Annual v3.1 | 634 | 7378 | Rate Constraint in MTons | FALSE | L | Annual | Allowances Banked | Thousand Tons | 0 | 0 | 0 | 0 | 0 | 0 | 0
NSR EKPC Consent - NOX Cap Annual v3.1 | 634 | 7378 | Rate Constraint in MTons | FALSE | L | Annual | Allowances Withdrawn (1:1) | Thousand Tons | 0 | 0 | 0 | 0 | 0 | 0 | 0
NSR EKPC Consent - NOX Cap Annual v3.1 | 634 | 7378 | Rate Constraint in MTons | FALSE | L | Annual | Allowances Withdrawn (n:1) | Thousand Tons | 0 | 0 | 0 | 0 | 0 | 0 | 0
NSR EKPC Consent - NOX Cap Annual v3.1 | 634 | 7378 | Rate Constraint in MTons | FALSE | L | Annual | Net Emissions Allowance Position | Thousand Tons | 2.1772 | 2.2692 | 2.0861 | 1.5983 | 0.54786 | 1.2041 | 1.2041
NSR EKPC Consent - NOX Cap Annual v3.1 | 634 | 7378 | Rate Constraint in MTons | FALSE | L | Annual | Fuel Consumed | TBtu | 51.8437 | 54.0277 | 49.7404 | 38.3262 | 13.4785 | 29.5278 | 29.5278
NSR EKPC Consent - NOX Cap Annual v3.1 | 634 | 7378 | Rate Constraint in MTons | FALSE | L | Annual | Rate | lb/MMBtu | 0.083991 | 0.084002 | 0.083879 | 0.083404 | 0.081294 | 0.081558 | 0.081558
NSR EKPC Consent - NOX Cap Annual v3.1 | 634 | 7378 | Rate Constraint in MTons | FALSE | L | Annual | Generation | TWh | 5.1326 | 5.3486 | 4.9148 | 3.7851 | 1.3359 | 2.9267 | 2.9267
NSR EKPC Consent - NOX Cap Annual v3.1 | 634 | 7378 | Rate Constraint in MTons | FALSE | L | Annual | Qualifying Generation | TWh | 5.1326 | 5.3486 | 4.9148 | 3.7851 | 1.3359 | 2.9267 | 2.9267
NSR EKPC Consent - NOX Cap Annual v3.1 | 634 | 7378 | Rate Constraint in MTons | FALSE | L | Annual | Rate | lb/MWh | 0.84838 | 0.84853 | 0.8489 | 0.84452 | 0.8202 | 0.82286 | 0.82286
NSR EKPC Consent - NOX Cap Annual v3.1 | 634 | 7378 | Rate Constraint in MTons | FALSE | L | Annual | Constraint Shadow Price | US2022$/Ton | 0 | 0 | 0 | 0 | 0 | 0 | 0
NSR EKPC Consent - SO2 Cap Annual v3.1 | 635 | 7377 | Rate Constraint in MTons | FALSE | L | Annual | Seasons Included | Seasons | Winter, Spring, Summer, Fall | Winter, Spring, Summer, Fall | Winter, Spring, Summer, Fall | Winter, Spring, Summer, Fall | Winter, Spring, Summer, Fall | Winter, Spring, Summer, Fall | Winter, Spring, Summer, Fall
NSR EKPC Consent - SO2 Cap Annual v3.1 | 635 | 7377 | Rate Constraint in MTons | FALSE | L | Annual | Standard SO2 | Thousand Tons | 28 | 28 | 28 | 28 | 28 | 28 | 28
NSR EKPC Consent - SO2 Cap Annual v3.1 | 635 | 7377 | Rate Constraint in MTons | FALSE | L | Annual | Emissions at Affected Plants SO2 | Thousand Tons | 2.3488 | 2.4382 | 2.2412 | 1.6394 | 0.67392 | 1.4764 | 1.4764
NSR EKPC Consent - SO2 Cap Annual v3.1 | 635 | 7377 | Rate Constraint in MTons | FALSE | L | Annual | Allowances Purchased SO2 | Thousand Tons | 0 | 0 | 0 | 0 | 0 | 0 | 0
NSR EKPC Consent - SO2 Cap Annual v3.1 | 635 | 7377 | Rate Constraint in MTons | FALSE | L | Annual | Allowances Sold SO2 | Thousand Tons | 0 | 0 | 0 | 0 | 0 | 0 | 0
NSR EKPC Consent - SO2 Cap Annual v3.1 | 635 | 7377 | Rate Constraint in MTons | FALSE | L | Annual | Allowances Banked | Thousand Tons | 0 | 0 | 0 | 0 | 0 | 0 | 0
NSR EKPC Consent - SO2 Cap Annual v3.1 | 635 | 7377 | Rate Constraint in MTons | FALSE | L | Annual | Allowances Withdrawn (1:1) | Thousand Tons | 0 | 0 | 0 | 0 | 0 | 0 | 0
NSR EKPC Consent - SO2 Cap Annual v3.1 | 635 | 7377 | Rate Constraint in MTons | FALSE | L | Annual | Allowances Withdrawn (n:1) | Thousand Tons | 0 | 0 | 0 | 0 | 0 | 0 | 0
NSR EKPC Consent - SO2 Cap Annual v3.1 | 635 | 7377 | Rate Constraint in MTons | FALSE | L | Annual | Net Emissions Allowance Position | Thousand Tons | 2.3488 | 2.4382 | 2.2412 | 1.6394 | 0.67392 | 1.4764 | 1.4764
NSR EKPC Consent - SO2 Cap Annual v3.1 | 635 | 7377 | Rate Constraint in MTons | FALSE | L | Annual | Fuel Consumed | TBtu | 51.8437 | 54.0277 | 49.7404 | 38.3262 | 13.4785 | 29.5278 | 29.5278
NSR EKPC Consent - SO2 Cap Annual v3.1 | 635 | 7377 | Rate Constraint in MTons | FALSE | L | Annual | Rate | lb/MMBtu | 0.090612 | 0.090257 | 0.090117 | 0.085548 | 0.1 | 0.1 | 0.1
NSR EKPC Consent - SO2 Cap Annual v3.1 | 635 | 7377 | Rate Constraint in MTons | FALSE | L | Annual | Generation | TWh | 5.1326 | 5.3486 | 4.9148 | 3.7851 | 1.3359 | 2.9267 | 2.9267
NSR EKPC Consent - SO2 Cap Annual v3.1 | 635 | 7377 | Rate Constraint in MTons | FALSE | L | Annual | Qualifying Generation | TWh | 5.1326 | 5.3486 | 4.9148 | 3.7851 | 1.3359 | 2.9267 | 2.9267
NSR EKPC Consent - SO2 Cap Annual v3.1 | 635 | 7377 | Rate Constraint in MTons | FALSE | L | Annual | Rate | lb/MWh | 0.91525 | 0.91171 | 0.91203 | 0.86622 | 1.0089 | 1.0089 | 1.0089
NSR EKPC Consent - SO2 Cap Annual v3.1 | 635 | 7377 | Rate Constraint in MTons | FALSE | L | Annual | Constraint Shadow Price | US2022$/Ton | 0 | 0 | 0 | 0 | 0 | 0 | 0
NSR FB Culley 3 - NOX Rate Annual v3.1, Unit 3428 and retrofits | 636 | 7424 | Rate Constraint in lbs/MMBtu | FALSE | L | Annual | Seasons Included | Seasons | Winter, Spring, Summer, Fall | Winter, Spring, Summer, Fall | Winter, Spring, Summer, Fall | Winter, Spring, Summer, Fall | Winter, Spring, Summer, Fall | Winter, Spring, Summer, Fall | Winter, Spring, Summer, Fall
NSR FB Culley 3 - NOX Rate Annual v3.1, Unit 3428 and retrofits | 636 | 7424 | Rate Constraint in lbs/MMBtu | FALSE | L | Annual | Standard NOX | lb/MMBtu | 0.121 | 0.121 | 0.121 | 0.121 | 0.121 | 0.121 | 0.121
NSR FB Culley 3 - NOX Rate Annual v3.1, Unit 3428 and retrofits | 636 | 7424 | Rate Constraint in lbs/MMBtu | FALSE | L | Annual | Emissions at Affected Plants NOX | Thousand Tons | 0 | 0 | 0 | 0 | 0 | 0 | 0
NSR FB Culley 3 - NOX Rate Annual v3.1, Unit 3428 and retrofits | 636 | 7424 | Rate Constraint in lbs/MMBtu | FALSE | L | Annual | Allowances Purchased NOX | Thousand Tons | 0 | 0 | 0 | 0 | 0 | 0 | 0
NSR FB Culley 3 - NOX Rate Annual v3.1, Unit 3428 and retrofits | 636 | 7424 | Rate Constraint in lbs/MMBtu | FALSE | L | Annual | Allowances Sold NOX | Thousand Tons | 0 | 0 | 0 | 0 | 0 | 0 | 0
NSR FB Culley 3 - NOX Rate Annual v3.1, Unit 3428 and retrofits | 636 | 7424 | Rate Constraint in lbs/MMBtu | FALSE | L | Annual | Allowances Banked | Thousand Tons | 0 | 0 | 0 | 0 | 0 | 0 | 0
NSR FB Culley 3 - NOX Rate Annual v3.1, Unit 3428 and retrofits | 636 | 7424 | Rate Constraint in lbs/MMBtu | FALSE | L | Annual | Allowances Withdrawn (1:1) | Thousand Tons | 0 | 0 | 0 | 0 | 0 | 0 | 0
NSR FB Culley 3 - NOX Rate Annual v3.1, Unit 3428 and retrofits | 636 | 7424 | Rate Constraint in lbs/MMBtu | FALSE | L | Annual | Allowances Withdrawn (n:1) | Thousand Tons | 0 | 0 | 0 | 0 | 0 | 0 | 0
NSR FB Culley 3 - NOX Rate Annual v3.1, Unit 3428 and retrofits | 636 | 7424 | Rate Constraint in lbs/MMBtu | FALSE | L | Annual | Net Emissions Allowance Position | Thousand Tons | 0 | 0 | 0 | 0 | 0 | 0 | 0
NSR FB Culley 3 - NOX Rate Annual v3.1, Unit 3428 and retrofits | 636 | 7424 | Rate Constraint in lbs/MMBtu | FALSE | L | Annual | Fuel Consumed | TBtu | 0 | 0 | 0 | 0 | 0 | 0 | 0
NSR FB Culley 3 - NOX Rate Annual v3.1, Unit 3428 and retrofits | 636 | 7424 | Rate Constraint in lbs/MMBtu | FALSE | L | Annual | Rate | lb/MMBtu | 0 | 0 | 0 | 0 | 0 | 0 | 0
NSR FB Culley 3 - NOX Rate Annual v3.1, Unit 3428 and retrofits | 636 | 7424 | Rate Constraint in lbs/MMBtu | FALSE | L | Annual | Generation | TWh | 0 | 0 | 0 | 0 | 0 | 0 | 0
NSR FB Culley 3 - NOX Rate Annual v3.1, Unit 3428 and retrofits | 636 | 7424 | Rate Constraint in lbs/MMBtu | FALSE | L | Annual | Qualifying Generation | TWh | 0 | 0 | 0 | 0 | 0 | 0 | 0
NSR FB Culley 3 - NOX Rate Annual v3.1, Unit 3428 and retrofits | 636 | 7424 | Rate Constraint in lbs/MMBtu | FALSE | L | Annual | Rate | lb/MWh | 0 | 0 | 0 | 0 | 0 | 0 | 0
NSR FB Culley 3 - NOX Rate Annual v3.1, Unit 3428 and retrofits | 636 | 7424 | Rate Constraint in lbs/MMBtu | FALSE | L | Annual | Constraint Shadow Price | US2022$/Ton | 0 | 0 | 0 | 0 | 0 | 0 | 0
NSR Four Corners 4,5 - NOX Cap Annual v5.16 | 637 | 7501 | Rate Constraint in MTons | FALSE | L | Annual | Seasons Included | Seasons | Winter, Spring, Summer, Fall | Winter, Spring, Summer, Fall | Winter, Spring, Summer, Fall | Winter, Spring, Summer, Fall | Winter, Spring, Summer, Fall | Winter, Spring, Summer, Fall | Winter, Spring, Summer, Fall
NSR Four Corners 4,5 - NOX Cap Annual v5.16 | 637 | 7501 | Rate Constraint in MTons | FALSE | L | Annual | Standard NOX | Thousand Tons | 4.968 | 4.968 | 4.968 | 4.968 | 4.968 | 4.968 | 4.968
NSR Four Corners 4,5 - NOX Cap Annual v5.16 | 637 | 7501 | Rate Constraint in MTons | FALSE | L | Annual | Emissions at Affected Plants NOX | Thousand Tons | 2.735 | 2.7418 | 0.023612 | 0.023612 | 0.022693 | 0.023612 | 0.023612
NSR Four Corners 4,5 - NOX Cap Annual v5.16 | 637 | 7501 | Rate Constraint in MTons | FALSE | L | Annual | Allowances Purchased NOX | Thousand Tons | 0 | 0 | 0 | 0 | 0 | 0 | 0
NSR Four Corners 4,5 - NOX Cap Annual v5.16 | 637 | 7501 | Rate Constraint in MTons | FALSE | L | Annual | Allowances Sold NOX | Thousand Tons | 0 | 0 | 0 | 0 | 0 | 0 | 0
NSR Four Corners 4,5 - NOX Cap Annual v5.16 | 637 | 7501 | Rate Constraint in MTons | FALSE | L | Annual | Allowances Banked | Thousand Tons | 0 | 0 | 0 | 0 | 0 | 0 | 0
NSR Four Corners 4,5 - NOX Cap Annual v5.16 | 637 | 7501 | Rate Constraint in MTons | FALSE | L | Annual | Allowances Withdrawn (1:1) | Thousand Tons | 0 | 0 | 0 | 0 | 0 | 0 | 0
NSR Four Corners 4,5 - NOX Cap Annual v5.16 | 637 | 7501 | Rate Constraint in MTons | FALSE | L | Annual | Allowances Withdrawn (n:1) | Thousand Tons | 0 | 0 | 0 | 0 | 0 | 0 | 0
NSR Four Corners 4,5 - NOX Cap Annual v5.16 | 637 | 7501 | Rate Constraint in MTons | FALSE | L | Annual | Net Emissions Allowance Position | Thousand Tons | 2.735 | 2.7418 | 0.023612 | 0.023612 | 0.022693 | 0.023612 | 0.023612
NSR Four Corners 4,5 - NOX Cap Annual v5.16 | 637 | 7501 | Rate Constraint in MTons | FALSE | L | Annual | Fuel Consumed | TBtu | 89.4286 | 89.4286 | 0.81153 | 0.81153 | 0.77997 | 0.81153 | 0.81153
NSR Four Corners 4,5 - NOX Cap Annual v5.16 | 637 | 7501 | Rate Constraint in MTons | FALSE | L | Annual | Rate | lb/MMBtu | 0.061166 | 0.061318 | 0.05819 | 0.05819 | 0.05819 | 0.05819 | 0.05819
NSR Four Corners 4,5 - NOX Cap Annual v5.16 | 637 | 7501 | Rate Constraint in MTons | FALSE | L | Annual | Generation | TWh | 9.1546 | 9.129 | 0.057312 | 0.057312 | 0.055082 | 0.057312 | 0.057312
NSR Four Corners 4,5 - NOX Cap Annual v5.16 | 637 | 7501 | Rate Constraint in MTons | FALSE | L | Annual | Qualifying Generation | TWh | 9.1546 | 9.129 | 0.057312 | 0.057312 | 0.055082 | 0.057312 | 0.057312
NSR Four Corners 4,5 - NOX Cap Annual v5.16 | 637 | 7501 | Rate Constraint in MTons | FALSE | L | Annual | Rate | lb/MWh | 0.59751 | 0.60068 | 0.82397 | 0.82397 | 0.82397 | 0.82397 | 0.82397
NSR Four Corners 4,5 - NOX Cap Annual v5.16 | 637 | 7501 | Rate Constraint in MTons | FALSE | L | Annual | Constraint Shadow Price | US2022$/Ton | 0 | 0 | 0 | 0 | 0 | 0 | 0
NSR Four Corners 4,5 - NOX Rate Annual v5.16 | 638 | 7500 | Rate Constraint in lbs/MMBtu | FALSE | L | Annual | Seasons Included | Seasons | Winter, Spring, Summer, Fall | Winter, Spring, Summer, Fall | Winter, Spring, Summer, Fall | Winter, Spring, Summer, Fall | Winter, Spring, Summer, Fall | Winter, Spring, Summer, Fall | Winter, Spring, Summer, Fall
NSR Four Corners 4,5 - NOX Rate Annual v5.16 | 638 | 7500 | Rate Constraint in lbs/MMBtu | FALSE | L | Annual | Standard NOX | lb/MMBtu | 0.08 | 0.08 | 0.08 | 0.08 | 0.08 | 0.08 | 0.08
NSR Four Corners 4,5 - NOX Rate Annual v5.16 | 638 | 7500 | Rate Constraint in lbs/MMBtu | FALSE | L | Annual | Emissions at Affected Plants NOX | Thousand Tons | 2.735 | 2.7418 | 0.023612 | 0.023612 | 0.022693 | 0.023612 | 0.023612
NSR Four Corners 4,5 - NOX Rate Annual v5.16 | 638 | 7500 | Rate Constraint in lbs/MMBtu | FALSE | L | Annual | Allowances Purchased NOX | Thousand Tons | 0 | 0 | 0 | 0 | 0 | 0 | 0
NSR Four Corners 4,5 - NOX Rate Annual v5.16 | 638 | 7500 | Rate Constraint in lbs/MMBtu | FALSE | L | Annual | Allowances Sold NOX | Thousand Tons | 0 | 0 | 0 | 0 | 0 | 0 | 0
NSR Four Corners 4,5 - NOX Rate Annual v5.16 | 638 | 7500 | Rate Constraint in lbs/MMBtu | FALSE | L | Annual | Allowances Banked | Thousand Tons | 0 | 0 | 0 | 0 | 0 | 0 | 0
NSR Four Corners 4,5 - NOX Rate Annual v5.16 | 638 | 7500 | Rate Constraint in lbs/MMBtu | FALSE | L | Annual | Allowances Withdrawn (1:1) | Thousand Tons | 0 | 0 | 0 | 0 | 0 | 0 | 0
NSR Four Corners 4,5 - NOX Rate Annual v5.16 | 638 | 7500 | Rate Constraint in lbs/MMBtu | FALSE | L | Annual | Allowances Withdrawn (n:1) | Thousand Tons | 0 | 0 | 0 | 0 | 0 | 0 | 0
NSR Four Corners 4,5 - NOX Rate Annual v5.16 | 638 | 7500 | Rate Constraint in lbs/MMBtu | FALSE | L | Annual | Net Emissions Allowance Position | Thousand Tons | 2.735 | 2.7418 | 0.023612 | 0.023612 | 0.022693 | 0.023612 | 0.023612
NSR Four Corners 4,5 - NOX Rate Annual v5.16 | 638 | 7500 | Rate Constraint in lbs/MMBtu | FALSE | L | Annual | Fuel Consumed | TBtu | 89.4286 | 89.4286 | 0.81153 | 0.81153 | 0.77997 | 0.81153 | 0.81153
NSR Four Corners 4,5 - NOX Rate Annual v5.16 | 638 | 7500 | Rate Constraint in lbs/MMBtu | FALSE | L | Annual | Rate | lb/MMBtu | 0.061166 | 0.061318 | 0.05819 | 0.05819 | 0.05819 | 0.05819 | 0.05819
NSR Four Corners 4,5 - NOX Rate Annual v5.16 | 638 | 7500 | Rate Constraint in lbs/MMBtu | FALSE | L | Annual | Generation | TWh | 9.1546 | 9.129 | 0.057312 | 0.057312 | 0.055082 | 0.057312 | 0.057312
NSR Four Corners 4,5 - NOX Rate Annual v5.16 | 638 | 7500 | Rate Constraint in lbs/MMBtu | FALSE | L | Annual | Qualifying Generation | TWh | 9.1546 | 9.129 | 0.057312 | 0.057312 | 0.055082 | 0.057312 | 0.057312
NSR Four Corners 4,5 - NOX Rate Annual v5.16 | 638 | 7500 | Rate Constraint in lbs/MMBtu | FALSE | L | Annual | Rate | lb/MWh | 0.59751 | 0.60068 | 0.82397 | 0.82397 | 0.82397 | 0.82397 | 0.82397
NSR Four Corners 4,5 - NOX Rate Annual v5.16 | 638 | 7500 | Rate Constraint in lbs/MMBtu | FALSE | L | Annual | Constraint Shadow Price | US2022$/Ton | 0 | 0 | 0 | 0 | 0 | 0 | 0
NSR Four Corners 4,5 - SO2 Cap Annual v5.16 | 639 | 7499 | Rate Constraint in MTons | FALSE | L | Annual | Seasons Included | Seasons | Winter, Spring, Summer, Fall | Winter, Spring, Summer, Fall | Winter, Spring, Summer, Fall | Winter, Spring, Summer, Fall | Winter, Spring, Summer, Fall | Winter, Spring, Summer, Fall | Winter, Spring, Summer, Fall
NSR Four Corners 4,5 - SO2 Cap Annual v5.16 | 639 | 7499 | Rate Constraint in MTons | FALSE | L | Annual | Standard SO2 | Thousand Tons | 6.8 | 6.8 | 6.8 | 6.8 | 6.8 | 6.8 | 6.8
NSR Four Corners 4,5 - SO2 Cap Annual v5.16 | 639 | 7499 | Rate Constraint in MTons | FALSE | L | Annual | Emissions at Affected Plants SO2 | Thousand Tons | 6.8 | 6.8 | 0.061708 | 0.061708 | 0.059307 | 0.061708 | 0.061708
NSR Four Corners 4,5 - SO2 Cap Annual v5.16 | 639 | 7499 | Rate Constraint in MTons | FALSE | L | Annual | Allowances Purchased SO2 | Thousand Tons | 0 | 0 | 0 | 0 | 0 | 0 | 0
NSR Four Corners 4,5 - SO2 Cap Annual v5.16 | 639 | 7499 | Rate Constraint in MTons | FALSE | L | Annual | Allowances Sold SO2 | Thousand Tons | 0 | 0 | 0 | 0 | 0 | 0 | 0
NSR Four Corners 4,5 - SO2 Cap Annual v5.16 | 639 | 7499 | Rate Constraint in MTons | FALSE | L | Annual | Allowances Banked | Thousand Tons | 0 | 0 | 0 | 0 | 0 | 0 | 0
NSR Four Corners 4,5 - SO2 Cap Annual v5.16 | 639 | 7499 | Rate Constraint in MTons | FALSE | L | Annual | Allowances Withdrawn (1:1) | Thousand Tons | 0 | 0 | 0 | 0 | 0 | 0 | 0
NSR Four Corners 4,5 - SO2 Cap Annual v5.16 | 639 | 7499 | Rate Constraint in MTons | FALSE | L | Annual | Allowances Withdrawn (n:1) | Thousand Tons | 0 | 0 | 0 | 0 | 0 | 0 | 0
NSR Four Corners 4,5 - SO2 Cap Annual v5.16 | 639 | 7499 | Rate Constraint in MTons | FALSE | L | Annual | Net Emissions Allowance Position | Thousand Tons | 6.8 | 6.8 | 0.061708 | 0.061708 | 0.059307 | 0.061708 | 0.061708
NSR Four Corners 4,5 - SO2 Cap Annual v5.16 | 639 | 7499 | Rate Constraint in MTons | FALSE | L | Annual | Fuel Consumed | TBtu | 89.4286 | 89.4286 | 0.81153 | 0.81153 | 0.77997 | 0.81153 | 0.81153
NSR Four Corners 4,5 - SO2 Cap Annual v5.16 | 639 | 7499 | Rate Constraint in MTons | FALSE | L | Annual | Rate | lb/MMBtu | 0.15208 | 0.15208 | 0.15208 | 0.15208 | 0.15208 | 0.15208 | 0.15208
NSR Four Corners 4,5 - SO2 Cap Annual v5.16 | 639 | 7499 | Rate Constraint in MTons | FALSE | L | Annual | Generation | TWh | 9.1546 | 9.129 | 0.057312 | 0.057312 | 0.055082 | 0.057312 | 0.057312
NSR Four Corners 4,5 - SO2 Cap Annual v5.16 | 639 | 7499 | Rate Constraint in MTons | FALSE | L | Annual | Qualifying Generation | TWh | 9.1546 | 9.129 | 0.057312 | 0.057312 | 0.055082 | 0.057312 | 0.057312
NSR Four Corners 4,5 - SO2 Cap Annual v5.16 | 639 | 7499 | Rate Constraint in MTons | FALSE | L | Annual | Rate | lb/MWh | 1.4856 | 1.4898 | 2.1534 | 2.1534 | 2.1534 | 2.1534 | 2.1534
NSR Four Corners 4,5 - SO2 Cap Annual v5.16 | 639 | 7499 | Rate Constraint in MTons | FALSE | L | Annual | Constraint Shadow Price | US2022$/Ton | 1258.586 | 3912.9862 | 0 | 0 | 0 | 0 | 0
NSR Harrison 1-3 - NOX Rate Annual v5.16 | 640 | 7268 | Rate Constraint in lbs/MMBtu | FALSE | L | Annual | Seasons Included | Seasons | Winter, Spring, Summer, Fall | Winter, Spring, Summer, Fall | Winter, Spring, Summer, Fall | Winter, Spring, Summer, Fall | Winter, Spring, Summer, Fall | Winter, Spring, Summer, Fall | Winter, Spring, Summer, Fall
NSR Harrison 1-3 - NOX Rate Annual v5.16 | 640 | 7268 | Rate Constraint in lbs/MMBtu | FALSE | L | Annual | Standard NOX | lb/MMBtu | 0.25 | 0.25 | 0.25 | 0.25 | 0.25 | 0.25 | 0.25
NSR Harrison 1-3 - NOX Rate Annual v5.16 | 640 | 7268 | Rate Constraint in lbs/MMBtu | FALSE | L | Annual | Emissions at Affected Plants NOX | Thousand Tons | 5.1448 | 5.2356 | 3.1945 | 0 | 0 | 0 | 0
NSR Harrison 1-3 - NOX Rate Annual v5.16 | 640 | 7268 | Rate Constraint in lbs/MMBtu | FALSE | L | Annual | Allowances Purchased NOX | Thousand Tons | 0 | 0 | 0 | 0 | 0 | 0 | 0
NSR Harrison 1-3 - NOX Rate Annual v5.16 | 640 | 7268 | Rate Constraint in lbs/MMBtu | FALSE | L | Annual | Allowances Sold NOX | Thousand Tons | 0 | 0 | 0 | 0 | 0 | 0 | 0
NSR Harrison 1-3 - NOX Rate Annual v5.16 | 640 | 7268 | Rate Constraint in lbs/MMBtu | FALSE | L | Annual | Allowances Banked | Thousand Tons | 0 | 0 | 0 | 0 | 0 | 0 | 0
NSR Harrison 1-3 - NOX Rate Annual v5.16 | 640 | 7268 | Rate Constraint in lbs/MMBtu | FALSE | L | Annual | Allowances Withdrawn (1:1) | Thousand Tons | 0 | 0 | 0 | 0 | 0 | 0 | 0
NSR Harrison 1-3 - NOX Rate Annual v5.16 | 640 | 7268 | Rate Constraint in lbs/MMBtu | FALSE | L | Annual | Allowances Withdrawn (n:1) | Thousand Tons | 0 | 0 | 0 | 0 | 0 | 0 | 0
NSR Harrison 1-3 - NOX Rate Annual v5.16 | 640 | 7268 | Rate Constraint in lbs/MMBtu | FALSE | L | Annual | Net Emissions Allowance Position | Thousand Tons | 5.1448 | 5.2356 | 3.1945 | 0 | 0 | 0 | 0
NSR Harrison 1-3 - NOX Rate Annual v5.16 | 640 | 7268 | Rate Constraint in lbs/MMBtu | FALSE | L | Annual | Fuel Consumed | TBtu | 121.3413 | 124.2176 | 76.0776 | 0 | 0 | 0 | 0
NSR Harrison 1-3 - NOX Rate Annual v5.16 | 640 | 7268 | Rate Constraint in lbs/MMBtu | FALSE | L | Annual | Rate | lb/MMBtu | 0.084798 | 0.084298 | 0.083981 | 0 | 0 | 0 | 0
NSR Harrison 1-3 - NOX Rate Annual v5.16 | 640 | 7268 | Rate Constraint in lbs/MMBtu | FALSE | L | Annual | Generation | TWh | 11.9666 | 12.2502 | 7.5027 | 0 | 0 | 0 | 0
NSR Harrison 1-3 - NOX Rate Annual v5.16 | 640 | 7268 | Rate Constraint in lbs/MMBtu | FALSE | L | Annual | Qualifying Generation | TWh | 11.9666 | 12.2502 | 7.5027 | 0 | 0 | 0 | 0
NSR Harrison 1-3 - NOX Rate Annual v5.16 | 640 | 7268 | Rate Constraint in lbs/MMBtu | FALSE | L | Annual | Rate | lb/MWh | 0.85985 | 0.85478 | 0.85156 | 0 | 0 | 0 | 0
NSR Harrison 1-3 - NOX Rate Annual v5.16 | 640 | 7268 | Rate Constraint in lbs/MMBtu | FALSE | L | Annual | Constraint Shadow Price | US2022$/Ton | 0 | 0 | 0 | 0 | 0 | 0 | 0
NSR Harrison 1-3 - NOX Rate Summer v5.16 | 641 | 7269 | Rate Constraint in lbs/MMBtu | FALSE | L | Annual | Seasons Included | Seasons | Summer | Summer | Summer | Summer | Summer | Summer | Summer
NSR Harrison 1-3 - NOX Rate Summer v5.16 | 641 | 7269 | Rate Constraint in lbs/MMBtu | FALSE | L | Annual | Standard NOX | lb/MMBtu | 0.2 | 0.2 | 0.2 | 0.2 | 0.2 | 0.2 | 0.2
NSR Harrison 1-3 - NOX Rate Summer v5.16 | 641 | 7269 | Rate Constraint in lbs/MMBtu | FALSE | L | Annual | Emissions at Affected Plants NOX | Thousand Tons | 1.6599 | 1.9123 | 1.2541 | 0 | 0 | 0 | 0
NSR Harrison 1-3 - NOX Rate Summer v5.16 | 641 | 7269 | Rate Constraint in lbs/MMBtu | FALSE | L | Annual | Allowances Purchased NOX | Thousand Tons | 0 | 0 | 0 | 0 | 0 | 0 | 0
NSR Harrison 1-3 - NOX Rate Summer v5.16 | 641 | 7269 | Rate Constraint in lbs/MMBtu | FALSE | L | Annual | Allowances Sold NOX | Thousand Tons | 0 | 0 | 0 | 0 | 0 | 0 | 0
NSR Harrison 1-3 - NOX Rate Summer v5.16 | 641 | 7269 | Rate Constraint in lbs/MMBtu | FALSE | L | Annual | Allowances Banked | Thousand Tons | 0 | 0 | 0 | 0 | 0 | 0 | 0
NSR Harrison 1-3 - NOX Rate Summer v5.16 | 641 | 7269 | Rate Constraint in lbs/MMBtu | FALSE | L | Annual | Allowances Withdrawn (1:1) | Thousand Tons | 0 | 0 | 0 | 0 | 0 | 0 | 0
NSR Harrison 1-3 - NOX Rate Summer v5.16 | 641 | 7269 | Rate Constraint in lbs/MMBtu | FALSE | L | Annual | Allowances Withdrawn (n:1) | Thousand Tons | 0 | 0 | 0 | 0 | 0 | 0 | 0
NSR Harrison 1-3 - NOX Rate Summer v5.16 | 641 | 7269 | Rate Constraint in lbs/MMBtu | FALSE | L | Annual | Net Emissions Allowance Position | Thousand Tons | 1.6599 | 1.9123 | 1.2541 | 0 | 0 | 0 | 0
NSR Harrison 1-3 - NOX Rate Summer v5.16 | 641 | 7269 | Rate Constraint in lbs/MMBtu | FALSE | L | Annual | Fuel Consumed | TBtu | 42.8399 | 49.3556 | 32.3665 | 0 | 0 | 0 | 0
NSR Harrison 1-3 - NOX Rate Summer v5.16 | 641 | 7269 | Rate Constraint in lbs/MMBtu | FALSE | L | Annual | Rate | lb/MMBtu | 0.077491 | 0.077491 | 0.077491 | 0 | 0 | 0 | 0
NSR Harrison 1-3 - NOX Rate Summer v5.16 | 641 | 7269 | Rate Constraint in lbs/MMBtu | FALSE | L | Annual | Generation | TWh | 4.2248 | 4.8674 | 3.192 | 0 | 0 | 0 | 0
NSR Harrison 1-3 - NOX Rate Summer v5.16 | 641 | 7269 | Rate Constraint in lbs/MMBtu | FALSE | L | Annual | Qualifying Generation | TWh | 4.2248 | 4.8674 | 3.192 | 0 | 0 | 0 | 0
NSR Harrison 1-3 - NOX Rate Summer v5.16 | 641 | 7269 | Rate Constraint in lbs/MMBtu | FALSE | L | Annual | Rate | lb/MWh | 0.78576 | 0.78576 | 0.78576 | 0 | 0 | 0 | 0
NSR Harrison 1-3 - NOX Rate Summer v5.16 | 641 | 7269 | Rate Constraint in lbs/MMBtu | FALSE | L | Annual | Constraint Shadow Price | US2022$/Ton | 0 | 0 | 0 | 0 | 0 | 0 | 0
NSR HL Spurlock 1 - NOX Rate Annual v3.1, Unit 4695 and retrofits | 642 | 7444 | Rate Constraint in lbs/MMBtu | FALSE | L | Annual | Seasons Included | Seasons | Winter, Spring, Summer, Fall | Winter, Spring, Summer, Fall | Winter, Spring, Summer, Fall | Winter, Spring, Summer, Fall | Winter, Spring, Summer, Fall | Winter, Spring, Summer, Fall | Winter, Spring, Summer, Fall
NSR HL Spurlock 1 - NOX Rate Annual v3.1, Unit 4695 and retrofits | 642 | 7444 | Rate Constraint in lbs/MMBtu | FALSE | L | Annual | Standard NOX | lb/MMBtu | 0.1 | 0.1 | 0.1 | 0.1 | 0.1 | 0.1 | 0.1
NSR HL Spurlock 1 - NOX Rate Annual v3.1, Unit 4695 and retrofits | 642 | 7444 | Rate Constraint in lbs/MMBtu | FALSE | L | Annual | Emissions at Affected Plants NOX | Thousand Tons | 0.81886 | 0.88305 | 0.81966 | 0.59609 | 0 | 0 | 0
NSR HL Spurlock 1 - NOX Rate Annual v3.1, Unit 4695 and retrofits | 642 | 7444 | Rate Constraint in lbs/MMBtu | FALSE | L | Annual | Allowances Purchased NOX | Thousand Tons | 0 | 0 | 0 | 0 | 0 | 0 | 0
NSR HL Spurlock 1 - NOX Rate Annual v3.1, Unit 4695 and retrofits | 642 | 7444 | Rate Constraint in lbs/MMBtu | FALSE | L | Annual | Allowances Sold NOX | Thousand Tons | 0 | 0 | 0 | 0 | 0 | 0 | 0
NSR HL Spurlock 1 - NOX Rate Annual v3.1, Unit 4695 and retrofits | 642 | 7444 | Rate Constraint in lbs/MMBtu | FALSE | L | Annual | Allowances Banked | Thousand Tons | 0 | 0 | 0 | 0 | 0 | 0 | 0
NSR HL Spurlock 1 - NOX Rate Annual v3.1, Unit 4695 and retrofits | 642 | 7444 | Rate Constraint in lbs/MMBtu | FALSE | L | Annual | Allowances Withdrawn (1:1) | Thousand Tons | 0 | 0 | 0 | 0 | 0 | 0 | 0
NSR HL Spurlock 1 - NOX Rate Annual v3.1, Unit 4695 and retrofits | 642 | 7444 | Rate Constraint in lbs/MMBtu | FALSE | L | Annual | Allowances Withdrawn (n:1) | Thousand Tons | 0 | 0 | 0 | 0 | 0 | 0 | 0
NSR HL Spurlock 1 - NOX Rate Annual v3.1, Unit 4695 and retrofits | 642 | 7444 | Rate Constraint in lbs/MMBtu | FALSE | L | Annual | Net Emissions Allowance Position | Thousand Tons | 0.81886 | 0.88305 | 0.81966 | 0.59609 | 0 | 0 | 0
NSR HL Spurlock 1 - NOX Rate Annual v3.1, Unit 4695 and retrofits | 642 | 7444 | Rate Constraint in lbs/MMBtu | FALSE | L | Annual | Fuel Consumed | TBtu | 18.9397 | 20.4831 | 18.959 | 13.8476 | 0 | 0 | 0
NSR HL Spurlock 1 - NOX Rate Annual v3.1, Unit 4695 and retrofits | 642 | 7444 | Rate Constraint in lbs/MMBtu | FALSE | L | Annual | Rate | lb/MMBtu | 0.08647 | 0.086223 | 0.086467 | 0.086093 | 0 | 0 | 0
NSR HL Spurlock 1 - NOX Rate Annual v3.1, Unit 4695 and retrofits | 642 | 7444 | Rate Constraint in lbs/MMBtu | FALSE | L | Annual | Generation | TWh | 1.8713 | 2.0238 | 1.8639 | 1.3589 | 0 | 0 | 0
NSR HL Spurlock 1 - NOX Rate Annual v3.1, Unit 4695 and retrofits | 642 | 7444 | Rate Constraint in lbs/MMBtu | FALSE | L | Annual | Qualifying Generation | TWh | 1.8713 | 2.0238 | 1.8639 | 1.3589 | 0 | 0 | 0
NSR HL Spurlock 1 - NOX Rate Annual v3.1, Unit 4695 and retrofits | 642 | 7444 | Rate Constraint in lbs/MMBtu | FALSE | L | Annual | Rate | lb/MWh | 0.87516 | 0.87266 | 0.8795 | 0.87732 | 0 | 0 | 0
NSR HL Spurlock 1 - NOX Rate Annual v3.1, Unit 4695 and retrofits | 642 | 7444 | Rate Constraint in lbs/MMBtu | FALSE | L | Annual | Constraint Shadow Price | US2022$/Ton | 0 | 0 | 0 | 0 | 0 | 0 | 0
NSR HL Spurlock 2 - NOX Rate Annual v3.1, Unit 4694 and retrofits | 643 | 7445 | Rate Constraint in lbs/MMBtu | FALSE | L | Annual | Seasons Included | Seasons | Winter, Spring, Summer, Fall | Winter, Spring, Summer, Fall | Winter, Spring, Summer, Fall | Winter, Spring, Summer, Fall | Winter, Spring, Summer, Fall | Winter, Spring, Summer, Fall | Winter, Spring, Summer, Fall
NSR HL Spurlock 2 - NOX Rate Annual v3.1, Unit 4694 and retrofits | 643 | 7445 | Rate Constraint in lbs/MMBtu | FALSE | L | Annual | Standard NOX | lb/MMBtu | 0.1 | 0.1 | 0.1 | 0.1 | 0.1 | 0.1 | 0.1
NSR HL Spurlock 2 - NOX Rate Annual v3.1, Unit 4694 and retrofits | 643 | 7445 | Rate Constraint in lbs/MMBtu | FALSE | L | Annual | Emissions at Affected Plants NOX | Thousand Tons | 1.3584 | 1.3862 | 1.2664 | 1.0022 | 0.54786 | 1.2041 | 1.2041
NSR HL Spurlock 2 - NOX Rate Annual v3.1, Unit 4694 and retrofits | 643 | 7445 | Rate Constraint in lbs/MMBtu | FALSE | L | Annual | Allowances Purchased NOX | Thousand Tons | 0 | 0 | 0 | 0 | 0 | 0 | 0
NSR HL Spurlock 2 - NOX Rate Annual v3.1, Unit 4694 and retrofits | 643 | 7445 | Rate Constraint in lbs/MMBtu | FALSE | L | Annual | Allowances Sold NOX | Thousand Tons | 0 | 0 | 0 | 0 | 0 | 0 | 0
NSR HL Spurlock 2 - NOX Rate Annual v3.1, Unit 4694 and retrofits | 643 | 7445 | Rate Constraint in lbs/MMBtu | FALSE | L | Annual | Allowances Banked | Thousand Tons | 0 | 0 | 0 | 0 | 0 | 0 | 0
NSR HL Spurlock 2 - NOX Rate Annual v3.1, Unit 4694 and retrofits | 643 | 7445 | Rate Constraint in lbs/MMBtu | FALSE | L | Annual | Allowances Withdrawn (1:1) | Thousand Tons | 0 | 0 | 0 | 0 | 0 | 0 | 0
NSR HL Spurlock 2 - NOX Rate Annual v3.1, Unit 4694 and retrofits | 643 | 7445 | Rate Constraint in lbs/MMBtu | FALSE | L | Annual | Allowances Withdrawn (n:1) | Thousand Tons | 0 | 0 | 0 | 0 | 0 | 0 | 0
NSR HL Spurlock 2 - NOX Rate Annual v3.1, Unit 4694 and retrofits | 643 | 7445 | Rate Constraint in lbs/MMBtu | FALSE | L | Annual | Net Emissions Allowance Position | Thousand Tons | 1.3584 | 1.3862 | 1.2664 | 1.0022 | 0.54786 | 1.2041 | 1.2041
NSR HL Spurlock 2 - NOX Rate Annual v3.1, Unit 4694 and retrofits | 643 | 7445 | Rate Constraint in lbs/MMBtu | FALSE | L | Annual | Fuel Consumed | TBtu | 32.9039 | 33.5446 | 30.7814 | 24.4786 | 13.4785 | 29.5278 | 29.5278
NSR HL Spurlock 2 - NOX Rate Annual v3.1, Unit 4694 and retrofits | 643 | 7445 | Rate Constraint in lbs/MMBtu | FALSE | L | Annual | Rate | lb/MMBtu | 0.082565 | 0.082647 | 0.082285 | 0.081884 | 0.081294 | 0.081558 | 0.081558
NSR HL Spurlock 2 - NOX Rate Annual v3.1, Unit 4694 and retrofits | 643 | 7445 | Rate Constraint in lbs/MMBtu | FALSE | L | Annual | Generation | TWh | 3.2613 | 3.3248 | 3.0509 | 2.4262 | 1.3359 | 2.9267 | 2.9267
NSR HL Spurlock 2 - NOX Rate Annual v3.1, Unit 4694 and retrofits | 643 | 7445 | Rate Constraint in lbs/MMBtu | FALSE | L | Annual | Qualifying Generation | TWh | 3.2613 | 3.3248 | 3.0509 | 2.4262 | 1.3359 | 2.9267 | 2.9267
NSR HL Spurlock 2 - NOX Rate Annual v3.1, Unit 4694 and retrofits | 643 | 7445 | Rate Constraint in lbs/MMBtu | FALSE | L | Annual | Rate | lb/MWh | 0.83302 | 0.83384 | 0.8302 | 0.82615 | 0.8202 | 0.82286 | 0.82286
NSR HL Spurlock 2 - NOX Rate Annual v3.1, Unit 4694 and retrofits | 643 | 7445 | Rate Constraint in lbs/MMBtu | FALSE | L | Annual | Constraint Shadow Price | US2022$/Ton | 0 | 0 | 0 | 0 | 0 | 0 | 0
NSR HL Spurlock 2 - SO2 Rate Annual v3.1, Unit 4694 and retrofits | 644 | 7443 | Rate Constraint in lbs/MMBtu | FALSE | L | Annual | Seasons Included | Seasons | Winter, Spring, Summer, Fall | Winter, Spring, Summer, Fall | Winter, Spring, Summer, Fall | Winter, Spring, Summer, Fall | Winter, Spring, Summer, Fall | Winter, Spring, Summer, Fall | Winter, Spring, Summer, Fall
NSR HL Spurlock 2 - SO2 Rate Annual v3.1, Unit 4694 and retrofits | 644 | 7443 | Rate Constraint in lbs/MMBtu | FALSE | L | Annual | Standard SO2 | lb/MMBtu | 0.1 | 0.1 | 0.1 | 0.1 | 0.1 | 0.1 | 0.1
NSR HL Spurlock 2 - SO2 Rate Annual v3.1, Unit 4694 and retrofits | 644 | 7443 | Rate Constraint in lbs/MMBtu | FALSE | L | Annual | Emissions at Affected Plants SO2 | Thousand Tons | 1.6452 | 1.6772 | 1.5391 | 1.2239 | 0.67392 | 1.4764 | 1.4764
NSR HL Spurlock 2 - SO2 Rate Annual v3.1, Unit 4694 and retrofits | 644 | 7443 | Rate Constraint in lbs/MMBtu | FALSE | L | Annual | Allowances Purchased SO2 | Thousand Tons | 0 | 0 | 0 | 0 | 0 | 0 | 0
NSR HL Spurlock 2 - SO2 Rate Annual v3.1, Unit 4694 and retrofits | 644 | 7443 | Rate Constraint in lbs/MMBtu | FALSE | L | Annual | Allowances Sold SO2 | Thousand Tons | 0 | 0 | 0 | 0 | 0 | 0 | 0
NSR HL Spurlock 2 - SO2 Rate Annual v3.1, Unit 4694 and retrofits | 644 | 7443 | Rate Constraint in lbs/MMBtu | FALSE | L | Annual | Allowances Banked | Thousand Tons | 0 | 0 | 0 | 0 | 0 | 0 | 0
NSR HL Spurlock 2 - SO2 Rate Annual v3.1, Unit 4694 and retrofits | 644 | 7443 | Rate Constraint in lbs/MMBtu | FALSE | L | Annual | Allowances Withdrawn (1:1) | Thousand Tons | 0 | 0 | 0 | 0 | 0 | 0 | 0
NSR HL Spurlock 2 - SO2 Rate Annual v3.1, Unit 4694 and retrofits | 644 | 7443 | Rate Constraint in lbs/MMBtu | FALSE | L | Annual | Allowances Withdrawn (n:1) | Thousand Tons | 0 | 0 | 0 | 0 | 0 | 0 | 0
NSR HL Spurlock 2 - SO2 Rate Annual v3.1, Unit 4694 and retrofits | 644 | 7443 | Rate Constraint in lbs/MMBtu | FALSE | L | Annual | Net Emissions Allowance Position | Thousand Tons | 1.6452 | 1.6772 | 1.5391 | 1.2239 | 0.67392 | 1.4764 | 1.4764
NSR HL Spurlock 2 - SO2 Rate Annual v3.1, Unit 4694 and retrofits | 644 | 7443 | Rate Constraint in lbs/MMBtu | FALSE | L | Annual | Fuel Consumed | TBtu | 32.9039 | 33.5446 | 30.7814 | 24.4786 | 13.4785 | 29.5278 | 29.5278
NSR HL Spurlock 2 - SO2 Rate Annual v3.1, Unit 4694 and retrofits | 644 | 7443 | Rate Constraint in lbs/MMBtu | FALSE | L | Annual | Rate | lb/MMBtu | 0.1 | 0.1 | 0.1 | 0.1 | 0.1 | 0.1 | 0.1
NSR HL Spurlock 2 - SO2 Rate Annual v3.1, Unit 4694 and retrofits | 644 | 7443 | Rate Constraint in lbs/MMBtu | FALSE | L | Annual | Generation | TWh | 3.2613 | 3.3248 | 3.0509 | 2.4262 | 1.3359 | 2.9267 | 2.9267
NSR HL Spurlock 2 - SO2 Rate Annual v3.1, Unit 4694 and retrofits | 644 | 7443 | Rate Constraint in lbs/MMBtu | FALSE | L | Annual | Qualifying Generation | TWh | 3.2613 | 3.3248 | 3.0509 | 2.4262 | 1.3359 | 2.9267 | 2.9267
NSR HL Spurlock 2 - SO2 Rate Annual v3.1, Unit 4694 and retrofits | 644 | 7443 | Rate Constraint in lbs/MMBtu | FALSE | L | Annual | Rate | lb/MWh | 1.0089 | 1.0089 | 1.0089 | 1.0089 | 1.0089 | 1.0089 | 1.0089
NSR HL Spurlock 2 - SO2 Rate Annual v3.1, Unit 4694 and retrofits | 644 | 7443 | Rate Constraint in lbs/MMBtu | FALSE | L | Annual | Constraint Shadow Price | US2022$/Ton | 23618.947 | 36107.4505 | 20723.4173 | 23105.7612 | 21316.2906 | 38770.0571 | 38800.8596
NSR Hoosier - NOX Cap Annual v4.10 Final | 645 | 7379 | Rate Constraint in MTons | FALSE | L | Annual | Seasons Included | Seasons | Winter, Spring, Summer, Fall | Winter, Spring, Summer, Fall | Winter, Spring, Summer, Fall | Winter, Spring, Summer, Fall | Winter, Spring, Summer, Fall | Winter, Spring, Summer, Fall | Winter, Spring, Summer, Fall
NSR Hoosier - NOX Cap Annual v4.10 Final | 645 | 7379 | Rate Constraint in MTons | FALSE | L | Annual | Standard NOX | Thousand Tons | 4.8 | 4.8 | 4.8 | 4.8 | 4.8 | 4.8 | 4.8
NSR Hoosier - NOX Cap Annual v4.10 Final | 645 | 7379 | Rate Constraint in MTons | FALSE | L | Annual | Emissions at Affected Plants NOX | Thousand Tons | 0.38584 | 1.1042 | 2.0664 | 2.0664 | 0 | 0 | 0
NSR Hoosier - NOX Cap Annual v4.10 Final | 645 | 7379 | Rate Constraint in MTons | FALSE | L | Annual | Allowances Purchased NOX | Thousand Tons | 0 | 0 | 0 | 0 | 0 | 0 | 0
NSR Hoosier - NOX Cap Annual v4.10 Final | 645 | 7379 | Rate Constraint in MTons | FALSE | L | Annual | Allowances Sold NOX | Thousand Tons | 0 | 0 | 0 | 0 | 0 | 0 | 0
NSR Hoosier - NOX Cap Annual v4.10 Final | 645 | 7379 | Rate Constraint in MTons | FALSE | L | Annual | Allowances Banked | Thousand Tons | 0 | 0 | 0 | 0 | 0 | 0 | 0
NSR Hoosier - NOX Cap Annual v4.10 Final | 645 | 7379 | Rate Constraint in MTons | FALSE | L | Annual | Allowances Withdrawn (1:1) | Thousand Tons | 0 | 0 | 0 | 0 | 0 | 0 | 0
NSR Hoosier - NOX Cap Annual v4.10 Final | 645 | 7379 | Rate Constraint in MTons | FALSE | L | Annual | Allowances Withdrawn (n:1) | Thousand Tons | 0 | 0 | 0 | 0 | 0 | 0 | 0
NSR Hoosier - NOX Cap Annual v4.10 Final | 645 | 7379 | Rate Constraint in MTons | FALSE | L | Annual | Net Emissions Allowance Position | Thousand Tons | 0.38584 | 1.1042 | 2.0664 | 2.0664 | 0 | 0 | 0
NSR Hoosier - NOX Cap Annual v4.10 Final | 645 | 7379 | Rate Constraint in MTons | FALSE | L | Annual | Fuel Consumed | TBtu | 12.8902 | 36.8884 | 69.0361 | 69.0361 | 0 | 0 | 0
NSR Hoosier - NOX Cap Annual v4.10 Final | 645 | 7379 | Rate Constraint in MTons | FALSE | L | Annual | Rate | lb/MMBtu | 0.059865 | 0.059865 | 0.059865 | 0.059865 | 0 | 0 | 0
NSR Hoosier - NOX Cap Annual v4.10 Final | 645 | 7379 | Rate Constraint in MTons | FALSE | L | Annual | Generation | TWh | 1.2418 | 3.5538 | 4.5322 | 4.5322 | 0 | 0 | 0
NSR Hoosier - NOX Cap Annual v4.10 Final | 645 | 7379 | Rate Constraint in MTons | FALSE | L | Annual | Qualifying Generation | TWh | 1.2418 | 3.5538 | 4.5322 | 4.5322 | 0 | 0 | 0
NSR Hoosier - NOX Cap Annual v4.10 Final | 645 | 7379 | Rate Constraint in MTons | FALSE | L | Annual | Rate | lb/MWh | 0.6214 | 0.6214 | 0.91187 | 0.91187 | 0 | 0 | 0
NSR Hoosier - NOX Cap Annual v4.10 Final | 645 | 7379 | Rate Constraint in MTons | FALSE | L | Annual | Constraint Shadow Price | US2022$/Ton | 0 | 0 | 0 | 0 | 0 | 0 | 0
NSR Hoosier System - SO2 Cap Annual v4.10 Final | 646 | 7380 | Rate Constraint in MTons | FALSE | L | Annual | Seasons Included | Seasons | Winter, Spring, Summer, Fall | Winter, Spring, Summer, Fall | Winter, Spring, Summer, Fall | Winter, Spring, Summer, Fall | Winter, Spring, Summer, Fall | Winter, Spring, Summer, Fall | Winter, Spring, Summer, Fall
NSR Hoosier System - SO2 Cap Annual v4.10 Final | 646 | 7380 | Rate Constraint in MTons | FALSE | L | Annual | Standard SO2 | Thousand Tons | 18.75 | 18.75 | 18.75 | 18.75 | 18.75 | 18.75 | 18.75
NSR Hoosier System - SO2 Cap Annual v4.10 Final | 646 | 7380 | Rate Constraint in MTons | FALSE | L | Annual | Emissions at Affected Plants SO2 | Thousand Tons | 0.57103 | 1.6341 | 3.3053 | 3.4674 | 0 | 0 | 0
NSR Hoosier System - SO2 Cap Annual v4.10 Final | 646 | 7380 | Rate Constraint in MTons | FALSE | L | Annual | Allowances Purchased SO2 | Thousand Tons | 0 | 0 | 0 | 0 | 0 | 0 | 0
NSR Hoosier System - SO2 Cap Annual v4.10 Final | 646 | 7380 | Rate Constraint in MTons | FALSE | L | Annual | Allowances Sold SO2 | Thousand Tons | 0 | 0 | 0 | 0 | 0 | 0 | 0
NSR Hoosier System - SO2 Cap Annual v4.10 Final | 646 | 7380 | Rate Constraint in MTons | FALSE | L | Annual | Allowances Banked | Thousand Tons | 0 | 0 | 0 | 0 | 0 | 0 | 0
NSR Hoosier System - SO2 Cap Annual v4.10 Final | 646 | 7380 | Rate Constraint in MTons | FALSE | L | Annual | Allowances Withdrawn (1:1) | Thousand Tons | 0 | 0 | 0 | 0 | 0 | 0 | 0
NSR Hoosier System - SO2 Cap Annual v4.10 Final | 646 | 7380 | Rate Constraint in MTons | FALSE | L | Annual | Allowances Withdrawn (n:1) | Thousand Tons | 0 | 0 | 0 | 0 | 0 | 0 | 0
NSR Hoosier System - SO2 Cap Annual v4.10 Final | 646 | 7380 | Rate Constraint in MTons | FALSE | L | Annual | Net Emissions Allowance Position | Thousand Tons | 0.57103 | 1.6341 | 3.3053 | 3.4674 | 0 | 0 | 0
NSR Hoosier System - SO2 Cap Annual v4.10 Final | 646 | 7380 | Rate Constraint in MTons | FALSE | L | Annual | Fuel Consumed | TBtu | 12.8902 | 36.8884 | 69.0361 | 69.0361 | 0 | 0 | 0
NSR Hoosier System - SO2 Cap Annual v4.10 Final | 646 | 7380 | Rate Constraint in MTons | FALSE | L | Annual | Rate | lb/MMBtu | 0.088598 | 0.088598 | 0.095756 | 0.10045 | 0 | 0 | 0
NSR Hoosier System - SO2 Cap Annual v4.10 Final | 646 | 7380 | Rate Constraint in MTons | FALSE | L | Annual | Generation | TWh | 1.2418 | 3.5538 | 4.5322 | 4.5322 | 0 | 0 | 0
NSR Hoosier System - SO2 Cap Annual v4.10 Final | 646 | 7380 | Rate Constraint in MTons | FALSE | L | Annual | Qualifying Generation | TWh | 1.2418 | 3.5538 | 4.5322 | 4.5322 | 0 | 0 | 0
NSR Hoosier System - SO2 Cap Annual v4.10 Final | 646 | 7380 | Rate Constraint in MTons | FALSE | L | Annual | Rate | lb/MWh | 0.91965 | 0.91965 | 1.4586 | 1.5301 | 0 | 0 | 0
NSR Hoosier System - SO2 Cap Annual v4.10 Final | 646 | 7380 | Rate Constraint in MTons | FALSE | L | Annual | Constraint Shadow Price | US2022$/Ton | 0 | 0 | 0 | 0 | 0 | 0 | 0
NSR Interstate System-Wide NOX Cap v5.16 | 647 | 7515 | Rate Constraint in MTons | FALSE | L | Annual | Seasons Included | Seasons | Winter, Spring, Summer, Fall | Winter, Spring, Summer, Fall | Winter, Spring, Summer, Fall | Winter, Spring, Summer, Fall | Winter, Spring, Summer, Fall | Winter, Spring, Summer, Fall | Winter, Spring, Summer, Fall
NSR Interstate System-Wide NOX Cap v5.16 | 647 | 7515 | Rate Constraint in MTons | FALSE | L | Annual | Standard NOX | Thousand Tons | 6.8 | 6.8 | 6.8 | 6.8 | 6.8 | 6.8 | 6.8
NSR Interstate System-Wide NOX Cap v5.16 | 647 | 7515 | Rate Constraint in MTons | FALSE | L | Annual | Emissions at Affected Plants NOX | Thousand Tons | 2.0165 | 2.2275 | 1.2124 | 0 | 0 | 0.82226 | 1.4688
NSR Interstate System-Wide NOX Cap v5.16 | 647 | 7515 | Rate Constraint in MTons | FALSE | L | Annual | Allowances Purchased NOX | Thousand Tons | 0 | 0 | 0 | 0 | 0 | 0 | 0
NSR Interstate System-Wide NOX Cap v5.16 | 647 | 7515 | Rate Constraint in MTons | FALSE | L | Annual | Allowances Sold NOX | Thousand Tons | 0 | 0 | 0 | 0 | 0 | 0 | 0
NSR Interstate System-Wide NOX Cap v5.16 | 647 | 7515 | Rate Constraint in MTons | FALSE | L | Annual | Allowances Banked | Thousand Tons | 0 | 0 | 0 | 0 | 0 | 0 | 0
NSR Interstate System-Wide NOX Cap v5.16 | 647 | 7515 | Rate Constraint in MTons | FALSE | L | Annual | Allowances Withdrawn (1:1) | Thousand Tons | 0 | 0 | 0 | 0 | 0 | 0 | 0
NSR Interstate System-Wide NOX Cap v5.16 | 647 | 7515 | Rate Constraint in MTons | FALSE | L | Annual | Allowances Withdrawn (n:1) | Thousand Tons | 0 | 0 | 0 | 0 | 0 | 0 | 0
NSR Interstate System-Wide NOX Cap v5.16 | 647 | 7515 | Rate Constraint in MTons | FALSE | L | Annual | Net Emissions Allowance Position | Thousand Tons | 2.0165 | 2.2275 | 1.2124 | 0 | 0 | 0.82226 | 1.4688
NSR Interstate System-Wide NOX Cap v5.16 | 647 | 7515 | Rate Constraint in MTons | FALSE | L | Annual | Fuel Consumed | TBtu | 47.4992 | 52.6812 | 30.3141 | 0 | 0 | 20.559 | 36.7258
NSR Interstate System-Wide NOX Cap v5.16 | 647 | 7515 | Rate Constraint in MTons | FALSE | L | Annual | Rate | lb/MMBtu | 0.084905 | 0.084567 | 0.07999 | 0 | 0 | 0.07999 | 0.07999
NSR Interstate System-Wide NOX Cap v5.16 | 647 | 7515 | Rate Constraint in MTons | FALSE | L | Annual | Generation | TWh | 4.5881 | 5.0877 | 2.9235 | 0 | 0 | 1.9827 | 3.5419
NSR Interstate System-Wide NOX Cap v5.16 | 647 | 7515 | Rate Constraint in MTons | FALSE | L | Annual | Qualifying Generation | TWh | 4.5881 | 5.0877 | 2.9235 | 0 | 0 | 1.9827 | 3.5419
NSR Interstate System-Wide NOX Cap v5.16 | 647 | 7515 | Rate Constraint in MTons | FALSE | L | Annual | Rate | lb/MWh | 0.879 | 0.87565 | 0.82942 | 0 | 0 | 0.82942 | 0.82942
NSR Interstate System-Wide NOX Cap v5.16 | 647 | 7515 | Rate Constraint in MTons | FALSE | L | Annual | Constraint Shadow Price | US2022$/Ton | 0 | 0 | 0 | 0 | 0 | 0 | 0
NSR Interstate System-Wide SO2 Cap v5.16 | 648 | 7514 | Rate Constraint in MTons | FALSE | L | Annual | Seasons Included | Seasons | Winter, Spring, Summer, Fall | Winter, Spring, Summer, Fall | Winter, Spring, Summer, Fall | Winter, Spring, Summer, Fall | Winter, Spring, Summer, Fall | Winter, Spring, Summer, Fall | Winter, Spring, Summer, Fall
NSR Interstate System-Wide SO2 Cap v5.16 | 648 | 7514 | Rate Constraint in MTons | FALSE | L | Annual | Standard SO2 | Thousand Tons | 3.25 | 3.25 | 3.25 | 3.25 | 3.25 | 3.25 | 3.25
NSR Interstate System-Wide SO2 Cap v5.16 | 648 | 7514 | Rate Constraint in MTons | FALSE | L | Annual | Emissions at Affected Plants SO2 | Thousand Tons | 1.7554 | 1.9526 | 1.1368 | 0 | 0 | 0.77096 | 1.3772
NSR Interstate System-Wide SO2 Cap v5.16 | 648 | 7514 | Rate Constraint in MTons | FALSE | L | Annual | Allowances Purchased SO2 | Thousand Tons | 0 | 0 | 0 | 0 | 0 | 0 | 0
NSR Interstate System-Wide SO2 Cap v5.16 | 648 | 7514 | Rate Constraint in MTons | FALSE | L | Annual | Allowances Sold SO2 | Thousand Tons | 0 | 0 | 0 | 0 | 0 | 0 | 0
NSR Interstate System-Wide SO2 Cap v5.16 | 648 | 7514 | Rate Constraint in MTons | FALSE | L | Annual | Allowances Banked | Thousand Tons | 0 | 0 | 0 | 0 | 0 | 0 | 0
NSR Interstate System-Wide SO2 Cap v5.16 | 648 | 7514 | Rate Constraint in MTons | FALSE | L | Annual | Allowances Withdrawn (1:1) | Thousand Tons | 0 | 0 | 0 | 0 | 0 | 0 | 0
NSR Interstate System-Wide SO2 Cap v5.16 | 648 | 7514 | Rate Constraint in MTons | FALSE | L | Annual | Allowances Withdrawn (n:1) | Thousand Tons | 0 | 0 | 0 | 0 | 0 | 0 | 0
NSR Interstate System-Wide SO2 Cap v5.16 | 648 | 7514 | Rate Constraint in MTons | FALSE | L | Annual | Net Emissions Allowance Position | Thousand Tons | 1.7554 | 1.9526 | 1.1368 | 0 | 0 | 0.77096 | 1.3772
NSR Interstate System-Wide SO2 Cap v5.16 | 648 | 7514 | Rate Constraint in MTons | FALSE | L | Annual | Fuel Consumed | TBtu | 47.4992 | 52.6812 | 30.3141 | 0 | 0 | 20.559 | 36.7258
NSR Interstate System-Wide SO2 Cap v5.16 | 648 | 7514 | Rate Constraint in MTons | FALSE | L | Annual | Rate | lb/MMBtu | 0.073912 | 0.074129 | 0.075 | 0 | 0 | 0.075 | 0.075
NSR Interstate System-Wide SO2 Cap v5.16 | 648 | 7514 | Rate Constraint in MTons | FALSE | L | Annual | Generation | TWh | 4.5881 | 5.0877 | 2.9235 | 0 | 0 | 1.9827 | 3.5419
NSR Interstate System-Wide SO2 Cap v5.16 | 648 | 7514 | Rate Constraint in MTons | FALSE | L | Annual | Qualifying Generation | TWh | 4.5881 | 5.0877 | 2.9235 | 0 | 0 | 1.9827 | 3.5419
NSR Interstate System-Wide SO2 Cap v5.16 | 648 | 7514 | Rate Constraint in MTons | FALSE | L | Annual | Rate | lb/MWh | 0.76519 | 0.76757 | 0.77768 | 0 | 0 | 0.77768 | 0.77768
NSR Interstate System-Wide SO2 Cap v5.16 | 648 | 7514 | Rate Constraint in MTons | FALSE | L | Annual | Constraint Shadow Price | US2022$/Ton | 0 | 0 | 0 | 0 | 0 | 0 | 0
NSR J P Madgett 1 - NOx Rate Annual v5.13 | 650 | 7466 | Rate Constraint in lbs/MMBtu | FALSE | L | Annual | Seasons Included | Seasons | Winter, Spring, Summer, Fall | Winter, Spring, Summer, Fall | Winter, Spring, Summer, Fall | Winter, Spring, Summer, Fall | Winter, Spring, Summer, Fall | Winter, Spring, Summer, Fall | Winter, Spring, Summer, Fall
NSR J P Madgett 1 - NOx Rate Annual v5.13 | 650 | 7466 | Rate Constraint in lbs/MMBtu | FALSE | L | Annual | Standard NOX | lb/MMBtu | 0.08 | 0.08 | 0.08 | 0.08 | 0.08 | 0.08 | 0.08
NSR J P Madgett 1 - NOx Rate Annual v5.13 | 650 | 7466 | Rate Constraint in lbs/MMBtu | FALSE | L | Annual | Emissions at Affected Plants NOX | Thousand Tons | 0.58359 | 0.6838 | 0.13724 | 0 | 0 | 0 | 0.38503
NSR J P Madgett 1 - NOx Rate Annual v5.13 | 650 | 7466 | Rate Constraint in lbs/MMBtu | FALSE | L | Annual | Allowances Purchased NOX | Thousand Tons | 0 | 0 | 0 | 0 | 0 | 0 | 0
NSR J P Madgett 1 - NOx Rate Annual v5.13 | 650 | 7466 | Rate Constraint in lbs/MMBtu | FALSE | L | Annual | Allowances Sold NOX | Thousand Tons | 0 | 0 | 0 | 0 | 0 | 0 | 0
NSR J P Madgett 1 - NOx Rate Annual v5.13 | 650 | 7466 | Rate Constraint in lbs/MMBtu | FALSE | L | Annual | Allowances Banked | Thousand Tons | 0 | 0 | 0 | 0 | 0 | 0 | 0
NSR J P Madgett 1 - NOx Rate Annual v5.13 | 650 | 7466 | Rate Constraint in lbs/MMBtu | FALSE | L | Annual | Allowances Withdrawn (1:1) | Thousand Tons | 0 | 0 | 0 | 0 | 0 | 0 | 0
NSR J P Madgett 1 - NOx Rate Annual v5.13 | 650 | 7466 | Rate Constraint in lbs/MMBtu | FALSE | L | Annual | Allowances Withdrawn (n:1) | Thousand Tons | 0 | 0 | 0 | 0 | 0 | 0 | 0
NSR J P Madgett 1 - NOx Rate Annual v5.13 | 650 | 7466 | Rate Constraint in lbs/MMBtu | FALSE | L | Annual | Net Emissions Allowance Position | Thousand Tons | 0.58359 | 0.6838 | 0.13724 | 0 | 0 | 0 | 0.38503
NSR J P Madgett 1 - NOx Rate Annual v5.13 | 650 | 7466 | Rate Constraint in lbs/MMBtu | FALSE | L | Annual | Fuel Consumed | TBtu | 15.3618 | 17.9995 | 3.6125 | 0 | 0 | 0 | 10.135
NSR J P Madgett 1 - NOx Rate Annual v5.13 | 650 | 7466 | Rate Constraint in lbs/MMBtu | FALSE | L | Annual | Rate | lb/MMBtu | 0.07598 | 0.07598 | 0.07598 | 0 | 0 | 0 | 0.07598
NSR J P Madgett 1 - NOx Rate Annual v5.13 | 650 | 7466 | Rate Constraint in lbs/MMBtu | FALSE | L | Annual | Generation | TWh | 1.3666 | 1.6012 | 0.32137 | 0 | 0 | 0 | 0.90161
NSR J P Madgett 1 - NOx Rate Annual v5.13 | 650 | 7466 | Rate Constraint in lbs/MMBtu | FALSE | L | Annual | Qualifying Generation | TWh | 1.3666 | 1.6012 | 0.32137 | 0 | 0 | 0 | 0.90161
NSR J P Madgett 1 - NOx Rate Annual v5.13 | 650 | 7466 | Rate Constraint in lbs/MMBtu | FALSE | L | Annual | Rate | lb/MWh | 0.85409 | 0.85409 | 0.85409 | 0 | 0 | 0 | 0.85409
NSR J P Madgett 1 - NOx Rate Annual v5.13 | 650 | 7466 | Rate Constraint in lbs/MMBtu | FALSE | L | Annual | Constraint Shadow Price | US2022$/Ton | 0 | 0 | 0 | 0 | 0 | 0 | 0
NSR J P Madgett 1 - SO2 Rate Annual v5.13 | 651 | 7464 | Rate Constraint in lbs/MMBtu | FALSE | L | Annual | Seasons Included | Seasons | Winter, Spring, Summer, Fall | Winter, Spring, Summer, Fall | Winter, Spring, Summer, Fall | Winter, Spring, Summer, Fall | Winter, Spring, Summer, Fall | Winter, Spring, Summer, Fall | Winter, Spring, Summer, Fall
NSR J P Madgett 1 - SO2 Rate Annual v5.13 | 651 | 7464 | Rate Constraint in lbs/MMBtu | FALSE | L | Annual | Standard SO2 | lb/MMBtu | 0.09 | 0.09 | 0.09 | 0.09 | 0.09 | 0.09 | 0.09
NSR J P Madgett 1 - SO2 Rate Annual v5.13 | 651 | 7464 | Rate Constraint in lbs/MMBtu | FALSE | L | Annual | Emissions at Affected Plants SO2 | Thousand Tons | 0.52154 | 0.61109 | 0.12265 | 0 | 0 | 0 | 0.34409
NSR J P Madgett 1 - SO2 Rate Annual v5.13 | 651 | 7464 | Rate Constraint in lbs/MMBtu | FALSE | L | Annual | Allowances Purchased SO2 | Thousand Tons | 0 | 0 | 0 | 0 | 0 | 0 | 0
NSR J P Madgett 1 - SO2 Rate Annual v5.13 | 651 | 7464 | Rate Constraint in lbs/MMBtu | FALSE | L | Annual | Allowances Sold SO2 | Thousand Tons | 0 | 0 | 0 | 0 | 0 | 0 | 0
NSR J P Madgett 1 - SO2 Rate Annual v5.13 | 651 | 7464 | Rate Constraint in lbs/MMBtu | FALSE | L | Annual | Allowances Banked | Thousand Tons | 0 | 0 | 0 | 0 | 0 | 0 | 0
NSR J P Madgett 1 - SO2 Rate Annual v5.13 | 651 | 7464 | Rate Constraint in lbs/MMBtu | FALSE | L | Annual | Allowances Withdrawn (1:1) | Thousand Tons | 0 | 0 | 0 | 0 | 0 | 0 | 0
NSR J P Madgett 1 - SO2 Rate Annual v5.13 | 651 | 7464 | Rate Constraint in lbs/MMBtu | FALSE | L | Annual | Allowances Withdrawn (n:1) | Thousand Tons | 0 | 0 | 0 | 0 | 0 | 0 | 0
NSR J P Madgett 1 - SO2 Rate Annual v5.13 | 651 | 7464 | Rate Constraint in lbs/MMBtu | FALSE | L | Annual | Net Emissions Allowance Position | Thousand Tons | 0.52154 | 0.61109 | 0.12265 | 0 | 0 | 0 | 0.34409
NSR J P Madgett 1 - SO2 Rate Annual v5.13 | 651 | 7464 | Rate Constraint in lbs/MMBtu | FALSE | L | Annual | Fuel Consumed | TBtu | 15.3618 | 17.9995 | 3.6125 | 0 | 0 | 0 | 10.135
NSR J P Madgett 1 - SO2 Rate Annual v5.13 | 651 | 7464 | Rate Constraint in lbs/MMBtu | FALSE | L | Annual | Rate | lb/MMBtu | 0.067901 | 0.067901 | 0.067901 | 0 | 0 | 0 | 0.067901
NSR J P Madgett 1 - SO2 Rate Annual v5.13 | 651 | 7464 | Rate Constraint in lbs/MMBtu | FALSE | L | Annual | Generation | TWh | 1.3666 | 1.6012 | 0.32137 | 0 | 0 | 0 | 0.90161
NSR J P Madgett 1 - SO2 Rate Annual v5.13 | 651 | 7464 | Rate Constraint in lbs/MMBtu | FALSE | L | Annual | Qualifying Generation | TWh | 1.3666 | 1.6012 | 0.32137 | 0 | 0 | 0 | 0.90161
NSR J P Madgett 1 - SO2 Rate Annual v5.13 | 651 | 7464 | Rate Constraint in lbs/MMBtu | FALSE | L | Annual | Rate | lb/MWh | 0.76328 | 0.76328 | 0.76328 | 0 | 0 | 0 | 0.76328
NSR J P Madgett 1 - SO2 Rate Annual v5.13 | 651 | 7464 | Rate Constraint in lbs/MMBtu | FALSE | L | Annual | Constraint Shadow Price | US2022$/Ton | 0 | 0 | 0 | 0 | 0 | 0 | 0
NSR James Miller 3,4 - NOX Rate Annual v3.1, Unit 2509 and retrofits | 652 | 7422 | Rate Constraint in lbs/MMBtu | FALSE | L | Annual | Seasons Included | Seasons | Winter, Spring, Summer, Fall | Winter, Spring, Summer, Fall | Winter, Spring, Summer, Fall | Winter, Spring, Summer, Fall | Winter, Spring, Summer, Fall | Winter, Spring, Summer, Fall | Winter, Spring, Summer, Fall
NSR James Miller 3,4 - NOX Rate Annual v3.1, Unit 2509 and retrofits | 652 | 7422 | Rate Constraint in lbs/MMBtu | FALSE | L | Annual | Standard NOX | lb/MMBtu | 0.1 | 0.1 | 0.1 | 0.1 | 0.1 | 0.1 | 0.1
NSR James Miller 3,4 - NOX Rate Annual v3.1, Unit 2509 and retrofits | 652 | 7422 | Rate Constraint in lbs/MMBtu | FALSE | L | Annual | Emissions at Affected Plants NOX | Thousand Tons | 1.6149 | 1.734 | 1.8572 | 1.8455 | 0.015745 | 0.025361 | 0.029818
NSR James Miller 3,4 - NOX Rate Annual v3.1, Unit 2509 and retrofits | 652 | 7422 | Rate Constraint in lbs/MMBtu | FALSE | L | Annual | Allowances Purchased NOX | Thousand Tons | 0 | 0 | 0 | 0 | 0 | 0 | 0
NSR James Miller 3,4 - NOX Rate Annual v3.1, Unit 2509 and retrofits | 652 | 7422 | Rate Constraint in lbs/MMBtu | FALSE | L | Annual | Allowances Sold NOX | Thousand Tons | 0 | 0 | 0 | 0 | 0 | 0 | 0
NSR James Miller 3,4 - NOX Rate Annual v3.1, Unit 2509 and retrofits | 652 | 7422 | Rate Constraint in lbs/MMBtu | FALSE | L | Annual | Allowances Banked | Thousand Tons | 0 | 0 | 0 | 0 | 0 | 0 | 0
NSR James Miller 3,4 - NOX Rate Annual v3.1, Unit 2509 and retrofits | 652 | 7422 | Rate Constraint in lbs/MMBtu | FALSE | L | Annual | Allowances Withdrawn (1:1) | Thousand Tons | 0 | 0 | 0 | 0 | 0 | 0 | 0
NSR James Miller 3,4 - NOX Rate Annual v3.1, Unit 2509 and retrofits | 652 | 7422 | Rate Constraint in lbs/MMBtu | FALSE | L | Annual | Allowances Withdrawn (n:1) | Thousand Tons | 0 | 0 | 0 | 0 | 0 | 0 | 0
NSR James Miller 3,4 - NOX Rate Annual v3.1, Unit 2509 and retrofits | 652 | 7422 | Rate Constraint in lbs/MMBtu | FALSE | L | Annual | Net Emissions Allowance Position | Thousand Tons | 1.6149 | 1.734 | 1.8572 | 1.8455 | 0.015745 | 0.025361 | 0.029818
NSR James Miller 3,4 - NOX Rate Annual v3.1, Unit 2509 and retrofits | 652 | 7422 | Rate Constraint in lbs/MMBtu | FALSE | L | Annual | Fuel Consumed | TBtu | 41.6584 | 44.73 | 47.9103 | 47.6086 | 0.40618 | 0.65421 | 0.76919
NSR James Miller 3,4 - NOX Rate Annual v3.1, Unit 2509 and retrofits | 652 | 7422 | Rate Constraint in lbs/MMBtu | FALSE | L | Annual | Rate | lb/MMBtu | 0.07753 | 0.07753 | 0.07753 | 0.07753 | 0.07753 | 0.07753 | 0.07753
NSR James Miller 3,4 - NOX Rate Annual v3.1, Unit 2509 and retrofits | 652 | 7422 | Rate Constraint in lbs/MMBtu | FALSE | L | Annual | Generation | TWh | 4.1654 | 4.4726 | 3.298 | 3.2679 | 0.040614 | 0.065415 | 0.076911
NSR James Miller 3,4 - NOX Rate Annual v3.1, Unit 2509 and retrofits | 652 | 7422 | Rate Constraint in lbs/MMBtu | FALSE | L | Annual | Qualifying Generation | TWh | 4.1654 | 4.4726 | 3.298 | 3.2679 | 0.040614 | 0.065415 | 0.076911
NSR James Miller 3,4 - NOX Rate Annual v3.1, Unit 2509 and retrofits | 652 | 7422 | Rate Constraint in lbs/MMBtu | FALSE | L | Annual | Rate | lb/MWh | 0.77538 | 0.77538 | 1.1263 | 1.1295 | 0.77538 | 0.77538 | 0.77538
NSR James Miller 3,4 - NOX Rate Annual v3.1, Unit 2509 and retrofits | 652 | 7422 | Rate Constraint in lbs/MMBtu | FALSE | L | Annual | Constraint Shadow Price | US2022$/Ton | 0 | 0 | 0 | 0 | 0 | 0 | 0
NSR James Miller 3,4 - NOX Rate Annual v3.1, Unit 2510 and retrofits | 653 | 7422 | Rate Constraint in lbs/MMBtu | FALSE | L | Annual | Seasons Included | Seasons | Winter, Spring, Summer, Fall | Winter, Spring, Summer, Fall | Winter, Spring, Summer, Fall | Winter, Spring, Summer, Fall | Winter, Spring, Summer, Fall | Winter, Spring, Summer, Fall | Winter, Spring, Summer, Fall
NSR James Miller 3,4 - NOX Rate Annual v3.1, Unit 2510 and retrofits | 653 | 7422 | Rate Constraint in lbs/MMBtu | FALSE | L | Annual | Standard NOX | lb/MMBtu | 0.1 | 0.1 | 0.1 | 0.1 | 0.1 | 0.1 | 0.1
NSR James Miller 3,4 - NOX Rate Annual v3.1, Unit 2510 and retrofits | 653 | 7422 | Rate Constraint in lbs/MMBtu | FALSE | L | Annual | Emissions at Affected Plants NOX | Thousand Tons | 1.3903 | 1.4928 | 1.498 | 0.97049 | 0.71003 | 1.1436 | 1.3446
NSR James Miller 3,4 - NOX Rate Annual v3.1, Unit 2510 and retrofits | 653 | 7422 | Rate Constraint in lbs/MMBtu | FALSE | L | Annual | Allowances Purchased NOX | Thousand Tons | 0 | 0 | 0 | 0 | 0 | 0 | 0
NSR James Miller 3,4 - NOX Rate Annual v3.1, Unit 2510 and retrofits | 653 | 7422 | Rate Constraint in lbs/MMBtu | FALSE | L | Annual | Allowances Sold NOX | Thousand Tons | 0 | 0 | 0 | 0 | 0 | 0 | 0
NSR James Miller 3,4 - NOX Rate Annual v3.1, Unit 2510 and retrofits | 653 | 7422 | Rate Constraint in lbs/MMBtu | FALSE | L | Annual | Allowances Banked | Thousand Tons | 0 | 0 | 0 | 0 | 0 | 0 | 0
NSR James Miller 3,4 - NOX Rate Annual v3.1, Unit 2510 and retrofits | 653 | 7422 | Rate Constraint in lbs/MMBtu | FALSE | L | Annual | Allowances Withdrawn (1:1) | Thousand Tons | 0 | 0 | 0 | 0 | 0 | 0 | 0
NSR James Miller 3,4 - NOX Rate Annual v3.1, Unit 2510 and retrofits | 653 | 7422 | Rate Constraint in lbs/MMBtu | FALSE | L | Annual | Allowances Withdrawn (n:1) | Thousand Tons | 0 | 0 | 0 | 0 | 0 | 0 | 0
NSR James Miller 3,4 - NOX Rate Annual v3.1, Unit 2510 and retrofits | 653 | 7422 | Rate Constraint in lbs/MMBtu | FALSE | L | Annual | Net Emissions Allowance Position | Thousand Tons | 1.3903 | 1.4928 | 1.498 | 0.97049 | 0.71003 | 1.1436 | 1.3446
NSR James Miller 3,4 - NOX Rate Annual v3.1, Unit 2510 and retrofits | 653 | 7422 | Rate Constraint in lbs/MMBtu | FALSE | L | Annual | Fuel Consumed | TBtu | 42.362 | 45.4854 | 45.6423 | 29.57 | 21.6339 | 34.8449 | 40.9687
NSR James Miller 3,4 - NOX Rate Annual v3.1, Unit 2510 and retrofits | 653 | 7422 | Rate Constraint in lbs/MMBtu | FALSE | L | Annual | Rate | lb/MMBtu | 0.06564 | 0.06564 | 0.06564 | 0.06564 | 0.06564 | 0.06564 | 0.06564
NSR James Miller 3,4 - NOX Rate Annual v3.1, Unit 2510 and retrofits | 653 | 7422 | Rate Constraint in lbs/MMBtu | FALSE | L | Annual | Generation | TWh | 4.2315 | 4.5435 | 4.5592 | 2.9537 | 2.161 | 3.4807 | 4.0924
NSR James Miller 3,4 - NOX Rate Annual v3.1, Unit 2510 and retrofits | 653 | 7422 | Rate Constraint in lbs/MMBtu | FALSE | L | Annual | Qualifying Generation | TWh | 4.2315 | 4.5435 | 4.5592 | 2.9537 | 2.161 | 3.4807 | 4.0924
NSR James Miller 3,4 - NOX Rate Annual v3.1, Unit 2510 and retrofits | 653 | 7422 | Rate Constraint in lbs/MMBtu | FALSE | L | Annual | Rate | lb/MWh | 0.65712 | 0.65712 | 0.65712 | 0.65712 | 0.65712 | 0.65712 | 0.65712
NSR James Miller 3,4 - NOX Rate Annual v3.1, Unit 2510 and retrofits | 653 | 7422 | Rate Constraint in lbs/MMBtu | FALSE | L | Annual | Constraint Shadow Price | US2022$/Ton | 0 | 0 | 0 | 0 | 0 | 0 | 0
NSR KU Brown Unit 3 - SO2 Cap Annual v3.1 | 654 | 7383 | Rate Constraint in MTons | FALSE | L | Annual | Seasons Included | Seasons | Winter, Spring, Summer, Fall | Winter, Spring, Summer, Fall | Winter, Spring, Summer, Fall | Winter, Spring, Summer, Fall | Winter, Spring, Summer, Fall | Winter, Spring, Summer, Fall | Winter, Spring, Summer, Fall
NSR KU Brown Unit 3 - SO2 Cap Annual v3.1 | 654 | 7383 | Rate Constraint in MTons | FALSE | L | Annual | Standard SO2 | Thousand Tons | 2.3 | 2.3 | 2.3 | 2.3 | 2.3 | 2.3 | 2.3
NSR KU Brown Unit 3 - SO2 Cap Annual v3.1 | 654 | 7383 | Rate Constraint in MTons | FALSE | L | Annual | Emissions at Affected Plants SO2 | Thousand Tons | 0 | 0 | 0 | 0 | 0 | 0 | 0
NSR KU Brown Unit 3 - SO2 Cap Annual v3.1 | 654 | 7383 | Rate Constraint in MTons | FALSE | L | Annual | Allowances Purchased SO2 | Thousand Tons | 0 | 0 | 0 | 0 | 0 | 0 | 0
NSR KU Brown Unit 3 - SO2 Cap Annual v3.1 | 654 | 7383 | Rate Constraint in MTons | FALSE | L | Annual | Allowances Sold SO2 | Thousand Tons | 0 | 0 | 0 | 0 | 0 | 0 | 0
NSR KU Brown Unit 3 - SO2 Cap Annual v3.1 | 654 | 7383 | Rate Constraint in MTons | FALSE | L | Annual | Allowances Banked | Thousand Tons | 0 | 0 | 0 | 0 | 0 | 0 | 0
NSR KU Brown Unit 3 - SO2 Cap Annual v3.1 | 654 | 7383 | Rate Constraint in MTons | FALSE | L | Annual | Allowances Withdrawn (1:1) | Thousand Tons | 0 | 0 | 0 | 0 | 0 | 0 | 0
NSR KU Brown Unit 3 - SO2 Cap Annual v3.1 | 654 | 7383 | Rate Constraint in MTons | FALSE | L | Annual | Allowances Withdrawn (n:1) | Thousand Tons | 0 | 0 | 0 | 0 | 0 | 0 | 0
NSR KU Brown Unit 3 - SO2 Cap Annual v3.1 | 654 | 7383 | Rate Constraint in MTons | FALSE | L | Annual | Net Emissions Allowance Position | Thousand Tons | 0 | 0 | 0 | 0 | 0 | 0 | 0
NSR KU Brown Unit 3 - SO2 Cap Annual v3.1 | 654 | 7383 | Rate Constraint in MTons | FALSE | L | Annual | Fuel Consumed | TBtu | 0 | 0 | 0 | 0 | 0 | 0 | 0
NSR KU Brown Unit 3 - SO2 Cap Annual v3.1 | 654 | 7383 | Rate Constraint in MTons | FALSE | L | Annual | Rate | lb/MMBtu | 0 | 0 | 0 | 0 | 0 | 0 | 0
NSR KU Brown Unit 3 - SO2 Cap Annual v3.1 | 654 | 7383 | Rate Constraint in MTons | FALSE | L | Annual | Generation | TWh | 0 | 0 | 0 | 0 | 0 | 0 | 0
NSR KU Brown Unit 3 - SO2 Cap Annual v3.1 | 654 | 7383 | Rate Constraint in MTons | FALSE | L | Annual | Qualifying Generation | TWh | 0 | 0 | 0 | 0 | 0 | 0 | 0
NSR KU Brown Unit 3 - SO2 Cap Annual v3.1 | 654 | 7383 | Rate Constraint in MTons | FALSE | L | Annual | Rate | lb/MWh | 0 | 0 | 0 | 0 | 0 | 0 | 0
NSR KU Brown Unit 3 - SO2 Cap Annual v3.1 | 654 | 7383 | Rate Constraint in MTons | FALSE | L | Annual | Constraint Shadow Price | US2022$/Ton | 0 | 0 | 0 | 0 | 0 | 0 | 0
NSR KU Brown Unit 3 - SO2 Rate Annual v3.1 | 655 | 7384 | Rate Constraint in lbs/MMBtu | FALSE | L | Annual | Seasons Included | Seasons | Winter, Spring, Summer, Fall | Winter, Spring, Summer, Fall | Winter, Spring, Summer, Fall | Winter, Spring, Summer, Fall | Winter, Spring, Summer, Fall | Winter, Spring, Summer, Fall | Winter, Spring, Summer, Fall
NSR KU Brown Unit 3 - SO2 Rate Annual v3.1 | 655 | 7384 | Rate Constraint in lbs/MMBtu | FALSE | L | Annual | Standard SO2 | lb/MMBtu | 0.1 | 0.1 | 0.1 | 0.1 | 0.1 | 0.1 | 0.1
NSR KU Brown Unit 3 - SO2 Rate Annual v3.1 | 655 | 7384 | Rate Constraint in lbs/MMBtu | FALSE | L | Annual | Emissions at Affected Plants SO2 | Thousand Tons | 0 | 0 | 0 | 0 | 0 | 0 | 0
NSR KU Brown Unit 3 - SO2 Rate Annual v3.1 | 655 | 7384 | Rate Constraint in lbs/MMBtu | FALSE | L | Annual | Allowances Purchased SO2 | Thousand Tons | 0 | 0 | 0 | 0 | 0 | 0 | 0
NSR KU Brown Unit 3 - SO2 Rate Annual v3.1 | 655 | 7384 | Rate Constraint in lbs/MMBtu | FALSE | L | Annual | Allowances Sold SO2 | Thousand Tons | 0 | 0 | 0 | 0 | 0 | 0 | 0
NSR KU Brown Unit 3 - SO2 Rate Annual v3.1 | 655 | 7384 | Rate Constraint in lbs/MMBtu | FALSE | L | Annual | Allowances Banked | Thousand Tons | 0 | 0 | 0 | 0 | 0 | 0 | 0
NSR KU Brown Unit 3 - SO2 Rate Annual v3.1 | 655 | 7384 | Rate Constraint in lbs/MMBtu | FALSE | L | Annual | Allowances Withdrawn (1:1) | Thousand Tons | 0 | 0 | 0 | 0 | 0 | 0 | 0
NSR KU Brown Unit 3 - SO2 Rate Annual v3.1 | 655 | 7384 | Rate Constraint in lbs/MMBtu | FALSE | L | Annual | Allowances Withdrawn (n:1) | Thousand Tons | 0 | 0 | 0 | 0 | 0 | 0 | 0
NSR KU Brown Unit 3 - SO2 Rate Annual v3.1 | 655 | 7384 | Rate Constraint in lbs/MMBtu | FALSE | L | Annual | Net Emissions Allowance Position | Thousand Tons | 0 | 0 | 0 | 0 | 0 | 0 | 0
NSR KU Brown Unit 3 - SO2 Rate Annual v3.1 | 655 | 7384 | Rate Constraint in lbs/MMBtu | FALSE | L | Annual | Fuel Consumed | TBtu | 0 | 0 | 0 | 0 | 0 | 0 | 0
NSR KU Brown Unit 3 - SO2 Rate Annual v3.1 | 655 | 7384 | Rate Constraint in lbs/MMBtu | FALSE | L | Annual | Rate | lb/MMBtu | 0 | 0 | 0 | 0 | 0 | 0 | 0
NSR KU Brown Unit 3 - SO2 Rate Annual v3.1 | 655 | 7384 | Rate Constraint in lbs/MMBtu | FALSE | L | Annual | Generation | TWh | 0 | 0 | 0 | 0 | 0 | 0 | 0
NSR KU Brown Unit 3 - SO2 Rate Annual v3.1 | 655 | 7384 | Rate Constraint in lbs/MMBtu | FALSE | L | Annual | Qualifying Generation | TWh | 0 | 0 | 0 | 0 | 0 | 0 | 0
NSR KU Brown Unit 3 - SO2 Rate Annual v3.1 | 655 | 7384 | Rate Constraint in lbs/MMBtu | FALSE | L | Annual | Rate | lb/MWh | 0 | 0 | 0 | 0 | 0 | 0 | 0
NSR KU Brown Unit 3 - SO2 Rate Annual v3.1 | 655 | 7384 | Rate Constraint in lbs/MMBtu | FALSE | L | Annual | Constraint Shadow Price | US2022$/Ton | 0 | 0 | 0 | 0 | 0 | 0 | 0
NSR Laskin 1,2 - NOX Rate Annual v5.14 | 656 | 7491 | Rate Constraint in lbs/MMBtu | FALSE | L | Annual | Seasons Included | Seasons | Winter, Spring, Summer, Fall | Winter, Spring, Summer, Fall | Winter, Spring, Summer, Fall | Winter, Spring, Summer, Fall | Winter, Spring, Summer, Fall | Winter, Spring, Summer, Fall | Winter, Spring, Summer, Fall
NSR Laskin 1,2 - NOX Rate Annual v5.14 | 656 | 7491 | Rate Constraint in lbs/MMBtu | FALSE | L | Annual | Standard NOX | lb/MMBtu | 0.19 | 0.19 | 0.19 | 0.19 | 0.19 | 0.19 | 0.19
NSR Laskin 1,2 - NOX Rate Annual v5.14 | 656 | 7491 | Rate Constraint in lbs/MMBtu | FALSE | L | Annual | Emissions at Affected Plants NOX | Thousand Tons | 0 | 0 | 0 | 0 | 0 | 0 | 0
NSR Laskin 1,2 - NOX Rate Annual v5.14 | 656 | 7491 | Rate Constraint in lbs/MMBtu | FALSE | L | Annual | Allowances Purchased NOX | Thousand Tons | 0 | 0 | 0 | 0 | 0 | 0 | 0
NSR Laskin 1,2 - NOX Rate Annual v5.14 | 656 | 7491 | Rate Constraint in lbs/MMBtu | FALSE | L | Annual | Allowances Sold NOX | Thousand Tons | 0 | 0 | 0 | 0 | 0 | 0 | 0
NSR Laskin 1,2 - NOX Rate Annual v5.14 | 656 | 7491 | Rate Constraint in lbs/MMBtu | FALSE | L | Annual | Allowances Banked | Thousand Tons | 0 | 0 | 0 | 0 | 0 | 0 | 0
NSR Laskin 1,2 - NOX Rate Annual v5.14 | 656 | 7491 | Rate Constraint in lbs/MMBtu | FALSE | L | Annual | Allowances Withdrawn (1:1) | Thousand Tons | 0 | 0 | 0 | 0 | 0 | 0 | 0
NSR Laskin 1,2 - NOX Rate Annual v5.14 | 656 | 7491 | Rate Constraint in lbs/MMBtu | FALSE | L | Annual | Allowances Withdrawn (n:1) | Thousand Tons | 0 | 0 | 0 | 0 | 0 | 0 | 0
NSR Laskin 1,2 - NOX Rate Annual v5.14 | 656 | 7491 | Rate Constraint in lbs/MMBtu | FALSE | L | Annual | Net Emissions Allowance Position | Thousand Tons | 0 | 0 | 0 | 0 | 0 | 0 | 0
NSR Laskin 1,2 - NOX Rate Annual v5.14 | 656 | 7491 | Rate Constraint in lbs/MMBtu | FALSE | L | Annual | Fuel Consumed | TBtu | 0 | 0 | 0 | 0 | 0 | 0 | 0
NSR Laskin 1,2 - NOX Rate Annual v5.14 | 656 | 7491 | Rate Constraint in lbs/MMBtu | FALSE | L | Annual | Rate | lb/MMBtu | 0 | 0 | 0 | 0 | 0 | 0 | 0
NSR Laskin 1,2 - NOX Rate Annual v5.14 | 656 | 7491 | Rate Constraint in lbs/MMBtu | FALSE | L | Annual | Generation | TWh | 0 | 0 | 0 | 0 | 0 | 0 | 0
NSR Laskin 1,2 - NOX Rate Annual v5.14 | 656 | 7491 | Rate Constraint in lbs/MMBtu | FALSE | L | Annual | Qualifying Generation | TWh | 0 | 0 | 0 | 0 | 0 | 0 | 0
NSR Laskin 1,2 - NOX Rate Annual v5.14 | 656 | 7491 | Rate Constraint in lbs/MMBtu | FALSE | L | Annual | Rate | lb/MWh | 0 | 0 | 0 | 0 | 0 | 0 | 0
NSR Laskin 1,2 - NOX Rate Annual v5.14 | 656 | 7491 | Rate Constraint in lbs/MMBtu | FALSE | L | Annual | Constraint Shadow Price | US2022$/Ton | 0 | 0 | 0 | 0 | 0 | 0 | 0
NSR Laskin 1,2 - SO2 Rate Annual v5.14 | 657 | 7490 | Rate Constraint in lbs/MMBtu | FALSE | L | Annual | Seasons Included | Seasons | Winter, Spring, Summer, Fall | Winter, Spring, Summer, Fall | Winter, Spring, Summer, Fall | Winter, Spring, Summer, Fall | Winter, Spring, Summer, Fall | Winter, Spring, Summer, Fall | Winter, Spring, Summer, Fall
NSR Laskin 1,2 - SO2 Rate Annual v5.14 | 657 | 7490 | Rate Constraint in lbs/MMBtu | FALSE | L | Annual | Standard SO2 | lb/MMBtu | 0.2 | 0.2 | 0.2 | 0.2 | 0.2 | 0.2 | 0.2
NSR Laskin 1,2 - SO2 Rate Annual v5.14 | 657 | 7490 | Rate Constraint in lbs/MMBtu | FALSE | L | Annual | Emissions at Affected Plants SO2 | Thousand Tons | 0 | 0 | 0 | 0 | 0 | 0 | 0
NSR Laskin 1,2 - SO2 Rate Annual v5.14 | 657 | 7490 | Rate Constraint in lbs/MMBtu | FALSE | L | Annual | Allowances Purchased SO2 | Thousand Tons | 0 | 0 | 0 | 0 | 0 | 0 | 0
NSR Laskin 1,2 - SO2 Rate Annual v5.14 | 657 | 7490 | Rate Constraint in lbs/MMBtu | FALSE | L | Annual | Allowances Sold SO2 | Thousand Tons | 0 | 0 | 0 | 0 | 0 | 0 | 0
NSR Laskin 1,2 - SO2 Rate Annual v5.14 | 657 | 7490 | Rate Constraint in lbs/MMBtu | FALSE | L | Annual | Allowances Banked | Thousand Tons | 0 | 0 | 0 | 0 | 0 | 0 | 0
NSR Laskin 1,2 - SO2 Rate Annual v5.14 | 657 | 7490 | Rate Constraint in lbs/MMBtu | FALSE | L | Annual | Allowances Withdrawn (1:1) | Thousand Tons | 0 | 0 | 0 | 0 | 0 | 0 | 0
NSR Laskin 1,2 - SO2 Rate Annual v5.14 | 657 | 7490 | Rate Constraint in lbs/MMBtu | FALSE | L | Annual | Allowances Withdrawn (n:1) | Thousand Tons | 0 | 0 | 0 | 0 | 0 | 0 | 0
NSR Laskin 1,2 - SO2 Rate Annual v5.14 | 657 | 7490 | Rate Constraint in lbs/MMBtu | FALSE | L | Annual | Net Emissions Allowance Position | Thousand Tons | 0 | 0 | 0 | 0 | 0 | 0 | 0
NSR Laskin 1,2 - SO2 Rate Annual v5.14 | 657 | 7490 | Rate Constraint in lbs/MMBtu | FALSE | L | Annual | Fuel Consumed | TBtu | 0 | 0 | 0 | 0 | 0 | 0 | 0
NSR Laskin 1,2 - SO2 Rate Annual v5.14 | 657 | 7490 | Rate Constraint in lbs/MMBtu | FALSE | L | Annual | Rate | lb/MMBtu | 0 | 0 | 0 | 0 | 0 | 0 | 0
NSR Laskin 1,2 - SO2 Rate Annual v5.14 | 657 | 7490 | Rate Constraint in lbs/MMBtu | FALSE | L | Annual | Generation | TWh | 0 | 0 | 0 | 0 | 0 | 0 | 0
NSR Laskin 1,2 - SO2 Rate Annual v5.14 | 657 | 7490 | Rate Constraint in lbs/MMBtu | FALSE | L | Annual | Qualifying Generation | TWh | 0 | 0 | 0 | 0 | 0 | 0 | 0
NSR Laskin 1,2 - SO2 Rate Annual v5.14 | 657 | 7490 | Rate Constraint in lbs/MMBtu | FALSE | L | Annual | Rate | lb/MWh | 0 | 0 | 0 | 0 | 0 | 0 | 0
NSR Laskin 1,2 - SO2 Rate Annual v5.14 | 657 | 7490 | Rate Constraint in lbs/MMBtu | FALSE | L | Annual | Constraint Shadow Price | US2022$/Ton | 0 | 0 | 0 | 0 | 0 | 0 | 0
NSR Milton Young 1 - NOX Rate Annual v3.1 | 658 | 7423 | Rate Constraint in lbs/MMBtu | FALSE | L | Annual | Seasons Included | Seasons | Winter, Spring, Summer, Fall | Winter, Spring, Summer, Fall | Winter, Spring, Summer, Fall | Winter, Spring, Summer, Fall | Winter, Spring, Summer, Fall | Winter, Spring, Summer, Fall | Winter, Spring, Summer, Fall
NSR Milton Young 1 - NOX Rate Annual v3.1 | 658 | 7423 | Rate Constraint in lbs/MMBtu | FALSE | L | Annual | Standard NOX | lb/MMBtu | 0.36 | 0.36 | 0.36 | 0.36 | 0.36 | 0.36 | 0.36
NSR Milton Young 1 - NOX Rate Annual v3.1 | 658 | 7423 | Rate Constraint in lbs/MMBtu | FALSE | L | Annual | Emissions at Affected Plants NOX | Thousand Tons | 2.4026 | 2.4797 | 0 | 0 | 0 | 0 | 0
NSR Milton Young 1 - NOX Rate Annual v3.1 | 658 | 7423 | Rate Constraint in lbs/MMBtu | FALSE | L | Annual | Allowances Purchased NOX | Thousand Tons | 0 | 0 | 0 | 0 | 0 | 0 | 0
NSR Milton Young 1 - NOX Rate Annual v3.1 | 658 | 7423 | Rate Constraint in lbs/MMBtu | FALSE | L | Annual | Allowances Sold NOX | Thousand Tons | 0 | 0 | 0 | 0 | 0 | 0 | 0
NSR Milton Young 1 - NOX Rate Annual v3.1 | 658 | 7423 | Rate Constraint in lbs/MMBtu | FALSE | L | Annual | Allowances Banked | Thousand Tons | 0 | 0 | 0 | 0 | 0 | 0 | 0
NSR Milton Young 1 - NOX Rate Annual v3.1 | 658 | 7423 | Rate Constraint in lbs/MMBtu | FALSE | L | Annual | Allowances Withdrawn (1:1) | Thousand Tons | 0 | 0 | 0 | 0 | 0 | 0 | 0
NSR Milton Young 1 - NOX Rate Annual v3.1 | 658 | 7423 | Rate Constraint in lbs/MMBtu | FALSE | L | Annual | Allowances Withdrawn (n:1) | Thousand Tons | 0 | 0 | 0 | 0 | 0 | 0 | 0
NSR Milton Young 1 - NOX Rate Annual v3.1 | 658 | 7423 | Rate Constraint in lbs/MMBtu | FALSE | L | Annual | Net Emissions Allowance Position | Thousand Tons | 2.4026 | 2.4797 | 0 | 0 | 0 | 0 | 0
NSR Milton Young 1 - NOX Rate Annual v3.1 | 658 | 7423 | Rate Constraint in lbs/MMBtu | FALSE | L | Annual | Fuel Consumed | TBtu | 17.9812 | 18.5585 | 0 | 0 | 0 | 0 | 0
NSR Milton Young 1 - NOX Rate Annual v3.1 | 658 | 7423 | Rate Constraint in lbs/MMBtu | FALSE | L | Annual | Rate | lb/MMBtu | 0.26723 | 0.26723 | 0 | 0 | 0 | 0 | 0
NSR Milton Young 1 - NOX Rate Annual v3.1 | 658 | 7423 | Rate Constraint in lbs/MMBtu | FALSE | L | Annual | Generation | TWh | 1.546 | 1.5956 | 0 | 0 | 0 | 0 | 0
NSR Milton Young 1 - NOX Rate Annual v3.1 | 658 | 7423 | Rate Constraint in lbs/MMBtu | FALSE | L | Annual | Qualifying Generation | TWh | 1.546 | 1.5956 | 0 | 0 | 0 | 0 | 0
NSR Milton Young 1 - NOX Rate Annual v3.1 | 658 | 7423 | Rate Constraint in lbs/MMBtu | FALSE | L | Annual | Rate | lb/MWh | 3.1082 | 3.1082 | 0 | 0 | 0 | 0 | 0
NSR Milton Young 1 - NOX Rate Annual v3.1 | 658 | 7423 | Rate Constraint in lbs/MMBtu | FALSE | L | Annual | Constraint Shadow Price | US2022$/Ton | 0 | 0 | 0 | 0 | 0 | 0 | 0
NSR Milton Young 2 - NOX Rate Annual v3.1 | 659 | 7974 | Rate Constraint in lbs/MMBtu | FALSE | L | Annual | Seasons Included | Seasons | Winter, Spring, Summer, Fall | Winter, Spring, Summer, Fall | Winter, Spring, Summer, Fall | Winter, Spring, Summer, Fall | Winter, Spring, Summer, Fall | Winter, Spring, Summer, Fall | Winter, Spring, Summer, Fall
NSR Milton Young 2 - NOX Rate Annual v3.1 | 659 | 7974 | Rate Constraint in lbs/MMBtu | FALSE | L | Annual | Standard NOX | lb/MMBtu | 0.35 | 0.35 | 0.35 | 0.35 | 0.35 | 0.35 | 0.35
NSR Milton Young 2 - NOX Rate Annual v3.1 | 659 | 7974 | Rate Constraint in lbs/MMBtu | FALSE | L | Annual | Emissions at Affected Plants NOX | Thousand Tons | 4.5535 | 3.8336 | 0.68566 | 0.68566 | 0 | 0 | 0
NSR Milton Young 2 - NOX Rate Annual v3.1 | 659 | 7974 | Rate Constraint in lbs/MMBtu | FALSE | L | Annual | Allowances Purchased NOX | Thousand Tons | 0 | 0 | 0 | 0 | 0 | 0 | 0
NSR Milton Young 2 - NOX Rate Annual v3.1 | 659 | 7974 | Rate Constraint in lbs/MMBtu | FALSE | L | Annual | Allowances Sold NOX | Thousand Tons | 0 | 0 | 0 | 0 | 0 | 0 | 0
NSR Milton Young 2 - NOX Rate Annual v3.1 | 659 | 7974 | Rate Constraint in lbs/MMBtu | FALSE | L | Annual | Allowances Banked | Thousand Tons | 0 | 0 | 0 | 0 | 0 | 0 | 0
NSR Milton Young 2 - NOX Rate Annual v3.1 | 659 | 7974 | Rate Constraint in lbs/MMBtu | FALSE | L | Annual | Allowances Withdrawn (1:1) | Thousand Tons | 0 | 0 | 0 | 0 | 0 | 0 | 0
NSR Milton Young 2 - NOX Rate Annual v3.1 | 659 | 7974 | Rate Constraint in lbs/MMBtu | FALSE | L | Annual | Allowances Withdrawn (n:1) | Thousand Tons | 0 | 0 | 0 | 0 | 0 | 0 | 0
NSR Milton Young 2 - NOX Rate Annual v3.1 | 659 | 7974 | Rate Constraint in lbs/MMBtu | FALSE | L | Annual | Net Emissions Allowance Position | Thousand Tons | 4.5535 | 3.8336 | 0.68566 | 0.68566 | 0 | 0 | 0
NSR Milton Young 2 - NOX Rate Annual v3.1 | 659 | 7974 | Rate Constraint in lbs/MMBtu | FALSE | L | Annual | Fuel Consumed | TBtu | 32.1203 | 35.1258 | 36.3656 | 36.3656 | 0 | 0 | 0
NSR Milton Young 2 - NOX Rate Annual v3.1 | 659 | 7974 | Rate Constraint in lbs/MMBtu | FALSE | L | Annual | Rate | lb/MMBtu | 0.28353 | 0.21828 | 0.037709 | 0.037709 | 0 | 0 | 0
NSR Milton Young 2 - NOX Rate Annual v3.1 | 659 | 7974 | Rate Constraint in lbs/MMBtu | FALSE | L | Annual | Generation | TWh | 2.8198 | 2.7829 | 2.0196 | 2.0196 | 0 | 0 | 0
NSR Milton Young 2 - NOX Rate Annual v3.1 | 659 | 7974 | Rate Constraint in lbs/MMBtu | FALSE | L | Annual | Qualifying Generation | TWh | 2.8198 | 2.7829 | 2.0196 | 2.0196 | 0 | 0 | 0
NSR Milton Young 2 - NOX Rate Annual v3.1 | 659 | 7974 | Rate Constraint in lbs/MMBtu | FALSE | L | Annual | Rate | lb/MWh | 3.2297 | 2.7551 | 0.67899 | 0.67899 | 0 | 0 | 0
NSR Milton Young 2 - NOX Rate Annual v3.1 | 659 | 7974 | Rate Constraint in lbs/MMBtu | FALSE | L | Annual | Constraint Shadow Price | US2022$/Ton | 0 | 0 | 0 | 0 | 0 | 0 | 0
NSR Minnkota Power - SO2 Cap Annual v3.1 | 660 | 7385 | Rate Constraint in MTons | FALSE | L | Annual | Seasons Included | Seasons | Winter, Spring, Summer, Fall | Winter, Spring, Summer, Fall | Winter, Spring, Summer, Fall | Winter, Spring, Summer, Fall | Winter, Spring, Summer, Fall | Winter, Spring, Summer, Fall | Winter, Spring, Summer, Fall
NSR Minnkota Power - SO2 Cap Annual v3.1 | 660 | 7385 | Rate Constraint in MTons | FALSE | L | Annual | Standard SO2 | Thousand Tons | 8.5 | 8.5 | 8.5 | 8.5 | 8.5 | 8.5 | 8.5
NSR Minnkota Power - SO2 Cap Annual v3.1 | 660 | 7385 | Rate Constraint in MTons | FALSE | L | Annual | Emissions at Affected Plants SO2 | Thousand Tons | 1.8059 | 1.9367 | 1.3418 | 1.3418 | 0 | 0 | 0
NSR Minnkota Power - SO2 Cap Annual v3.1 | 660 | 7385 | Rate Constraint in MTons | FALSE | L | Annual | Allowances Purchased SO2 | Thousand Tons | 0 | 0 | 0 | 0 | 0 | 0 | 0
NSR Minnkota Power - SO2 Cap Annual v3.1 | 660 | 7385 | Rate Constraint in MTons | FALSE | L | Annual | Allowances Sold SO2 | Thousand Tons | 0 | 0 | 0 | 0 | 0 | 0 | 0
NSR Minnkota Power - SO2 Cap Annual v3.1 | 660 | 7385 | Rate Constraint in MTons | FALSE | L | Annual | Allowances Banked | Thousand Tons | 0 | 0 | 0 | 0 | 0 | 0 | 0
NSR Minnkota Power - SO2 Cap Annual v3.1 | 660 | 7385 | Rate Constraint in MTons | FALSE | L | Annual | Allowances Withdrawn (1:1) | Thousand Tons | 0 | 0 | 0 | 0 | 0 | 0 | 0
NSR Minnkota Power - SO2 Cap Annual v3.1 | 660 | 7385 | Rate Constraint in MTons | FALSE | L | Annual | Allowances Withdrawn (n:1) | Thousand Tons | 0 | 0 | 0 | 0 | 0 | 0 | 0
NSR Minnkota Power - SO2 Cap Annual v3.1 | 660 | 7385 | Rate Constraint in MTons | FALSE | L | Annual | Net Emissions Allowance Position | Thousand Tons | 1.8059 | 1.9367 | 1.3418 | 1.3418 | 0 | 0 | 0
NSR Minnkota Power - SO2 Cap Annual v3.1 | 660 | 7385 | Rate Constraint in MTons | FALSE | L | Annual | Fuel Consumed | TBtu | 50.1014 | 53.6844 | 36.3656 | 36.3656 | 0 | 0 | 0
NSR Minnkota Power - SO2 Cap Annual v3.1 | 660 | 7385 | Rate Constraint in MTons | FALSE | L | Annual | Rate | lb/MMBtu | 0.072088 | 0.072151 | 0.073797 | 0.073797 | 0 | 0 | 0
NSR Minnkota Power - SO2 Cap Annual v3.1 | 660 | 7385 | Rate Constraint in MTons | FALSE | L | Annual | Generation | TWh | 4.3658 | 4.3785 | 2.0196 | 2.0196 | 0 | 0 | 0
NSR Minnkota Power - SO2 Cap Annual v3.1 | 660 | 7385 | Rate Constraint in MTons | FALSE | L | Annual | Qualifying Generation | TWh | 4.3658 | 4.3785 | 2.0196 | 2.0196 | 0 | 0 | 0
NSR Minnkota Power - SO2 Cap Annual v3.1 | 660 | 7385 | Rate Constraint in MTons | FALSE | L | Annual | Rate | lb/MWh | 0.82729 | 0.88463 | 1.3288 | 1.3288 | 0 | 0 | 0
NSR Minnkota Power - SO2 Cap Annual v3.1 | 660 | 7385 | Rate Constraint in MTons | FALSE | L | Annual | Constraint Shadow Price | US2022$/Ton | 0 | 0 | 0 | 0 | 0 | 0 | 0
NSR Mt Storm 1-3 - NOX Rate Annual v3.1, Unit 4722 and retrofits | 661 | 7430 | Rate Constraint in lbs/MMBtu | FALSE | L | Annual | Seasons Included | Seasons | Winter, Spring, Summer, Fall | Winter, Spring, Summer, Fall | Winter, Spring, Summer, Fall | Winter, Spring, Summer, Fall | Winter, Spring, Summer, Fall | Winter, Spring, Summer, Fall | Winter, Spring, Summer, Fall
NSR Mt Storm 1-3 - NOX Rate Annual v3.1, Unit 4722 and retrofits | 661 | 7430 | Rate Constraint in lbs/MMBtu | FALSE | L | Annual | Standard NOX | lb/MMBtu | 0.11 | 0.11 | 0.11 | 0.11 | 0.11 | 0.11 | 0.11
NSR Mt Storm 1-3 - NOX Rate Annual v3.1, Unit 4722 and retrofits | 661 | 7430 | Rate Constraint in lbs/MMBtu | FALSE | L | Annual | Emissions at Affected Plants NOX | Thousand Tons | 0.52074 | 0.94115 | 1.4002 | 1.4002 | 0 | 0 | 0
NSR Mt Storm 1-3 - NOX Rate Annual v3.1, Unit 4722 and retrofits | 661 | 7430 | Rate Constraint in lbs/MMBtu | FALSE | L | Annual | Allowances Purchased NOX | Thousand Tons | 0 | 0 | 0 | 0 | 0 | 0 | 0
NSR Mt Storm 1-3 - NOX Rate Annual v3.1, Unit 4722 and retrofits | 661 | 7430 | Rate Constraint in lbs/MMBtu | FALSE | L | Annual | Allowances Sold NOX | Thousand Tons | 0 | 0 | 0 | 0 | 0 | 0 | 0
NSR Mt Storm 1-3 - NOX Rate Annual v3.1, Unit 4722 and retrofits | 661 | 7430 | Rate Constraint in lbs/MMBtu | FALSE | L | Annual | Allowances Banked | Thousand Tons | 0 | 0 | 0 | 0 | 0 | 0 | 0
NSR Mt Storm 1-3 - NOX Rate Annual v3.1, Unit 4722 and retrofits | 661 | 7430 | Rate Constraint in lbs/MMBtu | FALSE | L | Annual | Allowances Withdrawn (1:1) | Thousand Tons | 0 | 0 | 0 | 0 | 0 | 0 | 0
NSR Mt Storm 1-3 - NOX Rate Annual v3.1, Unit 4722 and retrofits | 661 | 7430 | Rate Constraint in lbs/MMBtu | FALSE | L | Annual | Allowances Withdrawn (n:1) | Thousand Tons | 0 | 0 | 0 | 0 | 0 | 0 | 0
NSR Mt Storm 1-3 - NOX Rate Annual v3.1, Unit 4722 and retrofits | 661 | 7430 | Rate Constraint in lbs/MMBtu | FALSE | L | Annual | Net Emissions Allowance Position | Thousand Tons | 0.52074 | 0.94115 | 1.4002 | 1.4002 | 0 | 0 | 0
NSR Mt Storm 1-3 - NOX Rate Annual v3.1, Unit 4722 and retrofits | 661 | 7430 | Rate Constraint in lbs/MMBtu | FALSE | L | Annual | Fuel Consumed | TBtu | 14.0721 | 25.433 | 37.8391 | 37.8391 | 0 | 0 | 0
NSR Mt Storm 1-3 - NOX Rate Annual v3.1, Unit 4722 and retrofits | 661 | 7430 | Rate Constraint in lbs/MMBtu | FALSE | L | Annual | Rate | lb/MMBtu | 0.07401 | 0.07401 | 0.07401 | 0.07401 | 0 | 0 | 0
NSR Mt Storm 1-3 - NOX Rate Annual v3.1, Unit 4722 and retrofits | 661 | 7430 | Rate Constraint in lbs/MMBtu | FALSE | L | Annual | Generation | TWh | 1.3941 | 2.5196 | 2.5808 | 2.5808 | 0 | 0 | 0
NSR Mt Storm 1-3 - NOX Rate Annual v3.1, Unit 4722 and retrofits | 661 | 7430 | Rate Constraint in lbs/MMBtu | FALSE | L | Annual | Qualifying Generation | TWh | 1.3941 | 2.5196 | 2.5808 | 2.5808 | 0 | 0 | 0
NSR Mt Storm 1-3 - NOX Rate Annual v3.1, Unit 4722 and retrofits | 661 | 7430 | Rate Constraint in lbs/MMBtu | FALSE | L | Annual | Rate | lb/MWh | 0.74706 | 0.74706 | 1.0851 | 1.0851 | 0 | 0 | 0
NSR Mt Storm 1-3 - NOX Rate Annual v3.1, Unit 4722 and retrofits | 661 | 7430 | Rate Constraint in lbs/MMBtu | FALSE | L | Annual | Constraint Shadow Price | US2022$/Ton | 0 | 0 | 0 | 0 | 0 | 0 | 0
NSR Mt Storm 1-3 - NOX Rate Annual v3.1, Unit 4723 and retrofits | 662 | 7430 | Rate Constraint in lbs/MMBtu | FALSE | L | Annual | Seasons Included | Seasons | Winter, Spring, Summer, Fall | Winter, Spring, Summer, Fall | Winter, Spring, Summer, Fall | Winter, Spring, Summer, Fall | Winter, Spring, Summer, Fall | Winter, Spring, Summer, Fall | Winter, Spring, Summer, Fall
NSR Mt Storm 1-3 - NOX Rate Annual v3.1, Unit 4723 and retrofits | 662 | 7430 | Rate Constraint in lbs/MMBtu | FALSE | L | Annual | Standard NOX | lb/MMBtu | 0.11 | 0.11 | 0.11 | 0.11 | 0.11 | 0.11 | 0.11
NSR Mt Storm 1-3 - NOX Rate Annual v3.1, Unit 4723 and retrofits | 662 | 7430 | Rate Constraint in lbs/MMBtu | FALSE | L | Annual | Emissions at Affected Plants NOX | Thousand Tons | 0.54575 | 0.98337 | 1.4789 | 1.4789 | 0 | 0 | 0
NSR Mt Storm 1-3 - NOX Rate Annual v3.1, Unit 4723 and retrofits | 662 | 7430 | Rate Constraint in lbs/MMBtu | FALSE | L | Annual | Allowances Purchased NOX | Thousand Tons | 0 | 0 | 0 | 0 | 0 | 0 | 0
NSR Mt Storm 1-3 - NOX Rate Annual v3.1, Unit 4723 and retrofits | 662 | 7430 | Rate Constraint in lbs/MMBtu | FALSE | L | Annual | Allowances Sold NOX | Thousand Tons | 0 | 0 | 0 | 0 | 0 | 0 | 0
NSR Mt Storm 1-3 - NOX Rate Annual v3.1, Unit 4723 and retrofits | 662 | 7430 | Rate Constraint in lbs/MMBtu | FALSE | L | Annual | Allowances Banked | Thousand Tons | 0 | 0 | 0 | 0 | 0 | 0 | 0
NSR Mt Storm 1-3 - NOX Rate Annual v3.1, Unit 4723 and retrofits | 662 | 7430 | Rate Constraint in lbs/MMBtu | FALSE | L | Annual | Allowances Withdrawn (1:1) | Thousand Tons | 0 | 0 | 0 | 0 | 0 | 0 | 0
NSR Mt Storm 1-3 - NOX Rate Annual v3.1, Unit 4723 and retrofits | 662 | 7430 | Rate Constraint in lbs/MMBtu | FALSE | L | Annual | Allowances Withdrawn (n:1) | Thousand Tons | 0 | 0 | 0 | 0 | 0 | 0 | 0
NSR Mt Storm 1-3 - NOX Rate Annual v3.1, Unit 4723 and retrofits | 662 | 7430 | Rate Constraint in lbs/MMBtu | FALSE | L | Annual | Net Emissions Allowance Position | Thousand Tons | 0.54575 | 0.98337 | 1.4789 | 1.4789 | 0 | 0 | 0
NSR Mt Storm 1-3 - NOX Rate Annual v3.1, Unit 4723 and retrofits | 662 | 7430 | Rate Constraint in lbs/MMBtu | FALSE | L | Annual | Fuel Consumed | TBtu | 13.9543 | 25.1436 | 37.8135 | 37.8135 | 0 | 0 | 0
NSR Mt Storm 1-3 - NOX Rate Annual v3.1, Unit 4723 and retrofits | 662 | 7430 | Rate Constraint in lbs/MMBtu | FALSE | L | Annual | Rate | lb/MMBtu | 0.07822 | 0.07822 | 0.07822 | 0.07822 | 0 | 0 | 0
NSR Mt Storm 1-3 - NOX Rate Annual v3.1, Unit 4723 and retrofits | 662 | 7430 | Rate Constraint in lbs/MMBtu | FALSE | L | Annual | Generation | TWh | 1.3859 | 2.4971 | 2.5884 | 2.5884 | 0 | 0 | 0
NSR Mt Storm 1-3 - NOX Rate Annual v3.1, Unit 4723 and retrofits | 662 | 7430 | Rate Constraint in lbs/MMBtu | FALSE | L | Annual | Qualifying Generation | TWh | 1.3859 | 2.4971 | 2.5884 | 2.5884 | 0 | 0 | 0
NSR Mt Storm 1-3 - NOX Rate Annual v3.1, Unit 4723 and retrofits | 662 | 7430 | Rate Constraint in lbs/MMBtu | FALSE | L | Annual | Rate | lb/MWh | 0.7876 | 0.7876 | 1.1427 | 1.1427 | 0 | 0 | 0
NSR Mt Storm 1-3 - NOX Rate Annual v3.1, Unit 4723 and retrofits | 662 | 7430 | Rate Constraint in lbs/MMBtu | FALSE | L | Annual | Constraint Shadow Price | US2022$/Ton | 0 | 0 | 0 | 0 | 0 | 0 | 0
NSR Mt Storm 1-3 - NOX Rate Annual v3.1, Unit 4724 and retrofits | 663 | 7430 | Rate Constraint in lbs/MMBtu | FALSE | L | Annual | Seasons Included | Seasons | Winter, Spring, Summer, Fall | Winter, Spring, Summer, Fall | Winter, Spring, Summer, Fall | Winter, Spring, Summer, Fall | Winter, Spring, Summer, Fall | Winter, Spring, Summer, Fall | Winter, Spring, Summer, Fall
NSR Mt Storm 1-3 - NOX Rate Annual v3.1, Unit 4724 and retrofits | 663 | 7430 | Rate Constraint in lbs/MMBtu | FALSE | L | Annual | Standard NOX | lb/MMBtu | 0.11 | 0.11 | 0.11 | 0.11 | 0.11 | 0.11 | 0.11
NSR Mt Storm 1-3 - NOX Rate Annual v3.1, Unit 4724 and retrofits | 663 | 7430 | Rate Constraint in lbs/MMBtu | FALSE | L | Annual | Emissions at Affected Plants NOX | Thousand Tons | 0 | 0 | 0 | 0 | 0 | 0 | 0
NSR Mt Storm 1-3 - NOX Rate Annual v3.1, Unit 4724 and retrofits | 663 | 7430 | Rate Constraint in lbs/MMBtu | FALSE | L | Annual | Allowances Purchased NOX | Thousand Tons | 0 | 0 | 0 | 0 | 0 | 0 | 0
NSR Mt Storm 1-3 - NOX Rate Annual v3.1, Unit 4724 and retrofits | 663 | 7430 | Rate Constraint in lbs/MMBtu | FALSE | L | Annual | Allowances Sold NOX | Thousand Tons | 0 | 0 | 0 | 0 | 0 | 0 | 0
NSR Mt Storm 1-3 - NOX Rate Annual v3.1, Unit 4724 and retrofits | 663 | 7430 | Rate Constraint in lbs/MMBtu | FALSE | L | Annual | Allowances Banked | Thousand Tons | 0 | 0 | 0 | 0 | 0 | 0 | 0
NSR Mt Storm 1-3 - NOX Rate Annual v3.1, Unit 4724 and retrofits | 663 | 7430 | Rate Constraint in lbs/MMBtu | FALSE | L | Annual | Allowances Withdrawn (1:1) | Thousand Tons | 0 | 0 | 0 | 0 | 0 | 0 | 0
NSR Mt Storm 1-3 - NOX Rate Annual v3.1, Unit 4724 and retrofits | 663 | 7430 | Rate Constraint in lbs/MMBtu | FALSE | L | Annual | Allowances Withdrawn (n:1) | Thousand Tons | 0 | 0 | 0 | 0 | 0 | 0 | 0
NSR Mt Storm 1-3 - NOX Rate Annual v3.1, Unit 4724 and retrofits | 663 | 7430 | Rate Constraint in lbs/MMBtu | FALSE | L | Annual | Net Emissions Allowance Position | Thousand Tons | 0 | 0 | 0 | 0 | 0 | 0 | 0
NSR Mt Storm 1-3 - NOX Rate Annual v3.1, Unit 4724 and retrofits | 663 | 7430 | Rate Constraint in lbs/MMBtu | FALSE | L | Annual | Fuel Consumed | TBtu | 0 | 0 | 0 | 0 | 0 | 0 | 0
NSR Mt Storm 1-3 - NOX Rate Annual v3.1, Unit 4724 and retrofits | 663 | 7430 | Rate Constraint in lbs/MMBtu | FALSE | L | Annual | Rate | lb/MMBtu | 0 | 0 | 0 | 0 | 0 | 0 | 0
NSR Mt Storm 1-3 - NOX Rate Annual v3.1, Unit 4724 and retrofits | 663 | 7430 | Rate Constraint in lbs/MMBtu | FALSE | L | Annual | Generation | TWh | 0 | 0 | 0 | 0 | 0 | 0 | 0
NSR Mt Storm 1-3 - NOX Rate Annual v3.1, Unit 4724 and retrofits | 663 | 7430 | Rate Constraint in lbs/MMBtu | FALSE | L | Annual | Qualifying Generation | TWh | 0 | 0 | 0 | 0 | 0 | 0 | 0
NSR Mt Storm 1-3 - NOX Rate Annual v3.1, Unit 4724 and retrofits | 663 | 7430 | Rate Constraint in lbs/MMBtu | FALSE | L | Annual | Rate | lb/MWh | 0 | 0 | 0 | 0 | 0 | 0 | 0
NSR Mt Storm 1-3 - NOX Rate Annual v3.1, Unit 4724 and retrofits | 663 | 7430 | Rate Constraint in lbs/MMBtu | FALSE | L | Annual | Constraint Shadow Price | US2022$/Ton | 0 | 0 | 0 | 0 | 0 | 0 | 0
NSR NV Power Consent - NOX Cap Annual v3.1 | 664 | 7389 | Rate Constraint in MTons | FALSE | L | Annual | Seasons Included | Seasons | Winter, Spring, Summer, Fall | Winter, Spring, Summer, Fall | Winter, Spring, Summer, Fall | Winter, Spring, Summer, Fall | Winter, Spring, Summer, Fall | Winter, Spring, Summer, Fall | Winter, Spring, Summer, Fall
NSR NV Power Consent - NOX Cap Annual v3.1 | 664 | 7389 | Rate Constraint in MTons | FALSE | L | Annual | Standard NOX | Thousand Tons | 0.36 | 0.36 | 0.36 | 0.36 | 0.36 | 0.36 | 0.36
NSR NV Power Consent - NOX Cap Annual v3.1 | 664 | 7389 | Rate Constraint in MTons | FALSE | L | Annual | Emissions at Affected Plants NOX | Thousand Tons | 0.0017621 | 0 | 0.10401 | 0.038071 | 0.038071 | 0.019703 | 0.037903
NSR NV Power Consent - NOX Cap Annual v3.1 | 664 | 7389 | Rate Constraint in MTons | FALSE | L | Annual | Allowances Purchased NOX | Thousand Tons | 0 | 0 | 0 | 0 | 0 | 0 | 0
NSR NV Power Consent - NOX Cap Annual v3.1 | 664 | 7389 | Rate Constraint in MTons | FALSE | L | Annual | Allowances Sold NOX | Thousand Tons | 0 | 0 | 0 | 0 | 0 | 0 | 0
NSR NV Power Consent - NOX Cap Annual v3.1 | 664 | 7389 | Rate Constraint in MTons | FALSE | L | Annual | Allowances Banked | Thousand Tons | 0 | 0 | 0 | 0 | 0 | 0 | 0
NSR NV Power Consent - NOX Cap Annual v3.1 | 664 | 7389 | Rate Constraint in MTons | FALSE | L | Annual | Allowances Withdrawn (1:1) | Thousand Tons | 0 | 0 | 0 | 0 | 0 | 0 | 0
NSR NV Power Consent - NOX Cap Annual v3.1 | 664 | 7389 | Rate Constraint in MTons | FALSE | L | Annual | Allowances Withdrawn (n:1) | Thousand Tons | 0 | 0 | 0 | 0 | 0 | 0 | 0
NSR NV Power Consent - NOX Cap Annual v3.1 | 664 | 7389 | Rate Constraint in MTons | FALSE | L | Annual | Net Emissions Allowance Position | Thousand Tons | 0.0017621 | 0 | 0.10401 | 0.038071 | 0.038071 | 0.019703 | 0.037903
NSR NV Power Consent - NOX Cap Annual v3.1 | 664 | 7389 | Rate Constraint in MTons | FALSE | L | Annual | Fuel Consumed | TBtu | 0.046519 | 0 | 2.7457 | 1.005 | 1.005 | 0.52014 | 1.0006
NSR NV Power Consent - NOX Cap Annual v3.1 | 664 | 7389 | Rate Constraint in MTons | FALSE | L | Annual | Rate | lb/MMBtu | 0.07576 | 0 | 0.07576 | 0.07576 | 0.07576 | 0.07576 | 0.07576
NSR NV Power Consent - NOX Cap Annual v3.1 | 664 | 7389 | Rate Constraint in MTons | FALSE | L | Annual | Generation | TWh | 0.004953 | 0 | 0.29235 | 0.10701 | 0.10701 | 0.055381 | 0.10654
NSR NV Power Consent - NOX Cap Annual v3.1 | 664 | 7389 | Rate Constraint in MTons | FALSE | L | Annual | Qualifying Generation | TWh | 0.004953 | 0 | 0.29235 | 0.10701 | 0.10701 | 0.055381 | 0.10654
NSR NV Power Consent - NOX Cap Annual v3.1 | 664 | 7389 | Rate Constraint in MTons | FALSE | L | Annual | Rate | lb/MWh | 0.71154 | 0 | 0.71154 | 0.71154 | 0.71154 | 0.71154 | 0.71154
NSR NV Power Consent - NOX Cap Annual v3.1 | 664 | 7389 | Rate Constraint in MTons | FALSE | L | Annual | Constraint Shadow Price | US2022$/Ton | 0 | 0 | 0 | 0 | 0 | 0 | 0
NSR Ottumwa Unit 1 NOX Rate v5.16 | 665 | 7510 | Rate Constraint in lbs/MMBtu | FALSE | L | Annual | Seasons Included | Seasons | Winter, Spring, Summer, Fall | Winter, Spring, Summer, Fall | Winter, Spring, Summer, Fall | Winter, Spring, Summer, Fall | Winter, Spring, Summer, Fall | Winter, Spring, Summer, Fall | Winter, Spring, Summer, Fall
NSR Ottumwa Unit 1 NOX Rate v5.16 | 665 | 7510 | Rate Constraint in lbs/MMBtu | FALSE | L | Annual | Standard NOX | lb/MMBtu | 0.08 | 0.08 | 0.08 | 0.08 | 0.08 | 0.08 | 0.08
NSR Ottumwa Unit 1 NOX Rate v5.16 | 665 | 7510 | Rate Constraint in lbs/MMBtu | FALSE | L | Annual | Emissions at Affected Plants NOX | Thousand Tons | 1.8367 | 2.0437 | 1.2124 | 0 | 0 | 0.82226 | 1.4688
NSR Ottumwa Unit 1 NOX Rate v5.16 | 665 | 7510 | Rate Constraint in lbs/MMBtu | FALSE | L | Annual | Allowances Purchased NOX | Thousand Tons | 0 | 0 | 0 | 0 | 0 | 0 | 0
NSR Ottumwa Unit 1 NOX Rate v5.16 | 665 | 7510 | Rate Constraint in lbs/MMBtu | FALSE | L | Annual | Allowances Sold NOX | Thousand Tons | 0 | 0 | 0 | 0 | 0 | 0 | 0
NSR Ottumwa Unit 1 NOX Rate v5.16 | 665 | 7510 | Rate Constraint in lbs/MMBtu | FALSE | L | Annual | Allowances Banked | Thousand Tons | 0 | 0 | 0 | 0 | 0 | 0 | 0
NSR Ottumwa Unit 1 NOX Rate v5.16 | 665 | 7510 | Rate Constraint in lbs/MMBtu | FALSE | L | Annual | Allowances Withdrawn (1:1) | Thousand Tons | 0 | 0 | 0 | 0 | 0 | 0 | 0
NSR Ottumwa Unit 1 NOX Rate v5.16 | 665 | 7510 | Rate Constraint in lbs/MMBtu | FALSE | L | Annual | Allowances Withdrawn (n:1) | Thousand Tons | 0 | 0 | 0 | 0 | 0 | 0 | 0
NSR Ottumwa Unit 1 NOX Rate v5.16 | 665 | 7510 | Rate Constraint in lbs/MMBtu | FALSE | L | Annual | Net Emissions Allowance Position | Thousand Tons | 1.8367 | 2.0437 | 1.2124 | 0 | 0 | 0.82226 | 1.4688
NSR Ottumwa Unit 1 NOX Rate v5.16 | 665 | 7510 | Rate Constraint in lbs/MMBtu | FALSE | L | Annual | Fuel Consumed | TBtu | 45.9238 | 51.0979 | 30.3141 | 0 | 0 | 20.559 | 36.7258
NSR Ottumwa Unit 1 NOX Rate v5.16 | 665 | 7510 | Rate Constraint in lbs/MMBtu | FALSE | L | Annual | Rate | lb/MMBtu | 0.07999 | 0.07999 | 0.07999 | 0 | 0 | 0.07999 | 0.07999
NSR Ottumwa Unit 1 NOX Rate v5.16 | 665 | 7510 | Rate Constraint in lbs/MMBtu | FALSE | L | Annual | Generation | TWh | 4.429 | 4.9279 | 2.9235 | 0 | 0 | 1.9827 | 3.5419
NSR Ottumwa Unit 1 NOX Rate v5.16 | 665 | 7510 | Rate Constraint in lbs/MMBtu | FALSE | L | Annual | Qualifying Generation | TWh | 4.429 | 4.9279 | 2.9235 | 0 | 0 | 1.9827 | 3.5419
NSR Ottumwa Unit 1 NOX Rate v5.16 | 665 | 7510 | Rate Constraint in lbs/MMBtu | FALSE | L | Annual | Rate | lb/MWh | 0.82942 | 0.82942 | 0.82942 | 0 | 0 | 0.82942 | 0.82942
NSR Ottumwa Unit 1 NOX Rate v5.16 | 665 | 7510 | Rate Constraint in lbs/MMBtu | FALSE | L | Annual | Constraint Shadow Price | US2022$/Ton | 0 | 0 | 0 | 0 | 0 | 0 | 0
NSR Ottumwa Unit 1 SO2 Rate v5.16 | 666 | 7509 | Rate Constraint in lbs/MMBtu | FALSE | L | Annual | Seasons Included | Seasons | Winter, Spring, Summer, Fall | Winter, Spring, Summer, Fall | Winter, Spring, Summer, Fall | Winter, Spring, Summer, Fall | Winter, Spring, Summer, Fall | Winter, Spring, Summer, Fall | Winter, Spring, Summer, Fall
NSR Ottumwa Unit 1 SO2 Rate v5.16 | 666 | 7509 | Rate Constraint in lbs/MMBtu | FALSE | L | Annual | Standard SO2 | lb/MMBtu | 0.075 | 0.075 | 0.075 | 0.075 | 0.075 | 0.075 | 0.075
NSR Ottumwa Unit 1 SO2 Rate v5.16 | 666 | 7509 | Rate Constraint in lbs/MMBtu | FALSE | L | Annual | Emissions at Affected Plants SO2 | Thousand Tons | 1.7221 | 1.9162 | 1.1368 | 0 | 0 | 0.77096 | 1.3772
NSR Ottumwa Unit 1 SO2 Rate v5.16 | 666 | 7509 | Rate Constraint in lbs/MMBtu | FALSE | L | Annual | Allowances Purchased SO2 | Thousand Tons | 0 | 0 | 0 | 0 | 0 | 0 | 0
NSR Ottumwa Unit 1 SO2 Rate v5.16 | 666 | 7509 | Rate Constraint in lbs/MMBtu | FALSE | L | Annual | Allowances Sold SO2 | Thousand Tons | 0 | 0 | 0 | 0 | 0 | 0 | 0
NSR Ottumwa Unit 1 SO2 Rate v5.16 | 666 | 7509 | Rate Constraint in lbs/MMBtu | FALSE | L | Annual | Allowances Banked | Thousand Tons | 0 | 0 | 0 | 0 | 0 | 0 | 0
NSR Ottumwa Unit 1 SO2 Rate v5.16 | 666 | 7509 | Rate Constraint in lbs/MMBtu | FALSE | L | Annual | Allowances Withdrawn (1:1) | Thousand Tons | 0 | 0 | 0 | 0 | 0 | 0 | 0
NSR Ottumwa Unit 1 SO2 Rate v5.16 | 666 | 7509 | Rate Constraint in lbs/MMBtu | FALSE | L | Annual | Allowances Withdrawn (n:1) | Thousand Tons | 0 | 0 | 0 | 0 | 0 | 0 | 0
NSR Ottumwa Unit 1 SO2 Rate v5.16 | 666 | 7509 | Rate Constraint in lbs/MMBtu | FALSE | L | Annual | Net Emissions Allowance Position | Thousand Tons | 1.7221 | 1.9162 | 1.1368 | 0 | 0 | 0.77096 | 1.3772
NSR Ottumwa Unit 1 SO2 Rate v5.16 | 666 | 7509 | Rate Constraint in lbs/MMBtu | FALSE | L | Annual | Fuel Consumed | TBtu | 45.9238 | 51.0979 | 30.3141 | 0 | 0 | 20.559 | 36.7258
NSR Ottumwa Unit 1 SO2 Rate v5.16 | 666 | 7509 | Rate Constraint in lbs/MMBtu | FALSE | L | Annual | Rate | lb/MMBtu | 0.075 | 0.075 | 0.075 | 0 | 0 | 0.075 | 0.075
NSR Ottumwa Unit 1 SO2 Rate v5.16 | 666 | 7509 | Rate Constraint in lbs/MMBtu | FALSE | L | Annual | Generation | TWh | 4.429 | 4.9279 | 2.9235 | 0 | 0 | 1.9827 | 3.5419
NSR Ottumwa Unit 1 SO2 Rate v5.16 | 666 | 7509 | Rate Constraint in lbs/MMBtu | FALSE | L | Annual | Qualifying Generation | TWh | 4.429 | 4.9279 | 2.9235 | 0 | 0 | 1.9827 | 3.5419
NSR Ottumwa Unit 1 SO2 Rate v5.16 | 666 | 7509 | Rate Constraint in lbs/MMBtu | FALSE | L | Annual | Rate | lb/MWh | 0.77768 | 0.77768 | 0.77768 | 0 | 0 | 0.77768 | 0.77768
NSR Ottumwa Unit 1 SO2 Rate v5.16 | 666 | 7509 | Rate Constraint in lbs/MMBtu | FALSE | L | Annual | Constraint Shadow Price | US2022$/Ton | 0 | 0 | 0 | 0 | 0 | 0 | 0
NSR Prairie Creek 1,2 - SO2 Rate v5.16 | 667 | 7506 | Rate Constraint in lbs/MMBtu | FALSE | L | Annual | Seasons Included | Seasons | Winter, Spring, Summer, Fall | Winter, Spring, Summer, Fall | Winter, Spring, Summer, Fall | Winter, Spring, Summer, Fall | Winter, Spring, Summer, Fall | Winter, Spring, Summer, Fall | Winter, Spring, Summer, Fall
NSR Prairie Creek 1,2 - SO2 Rate v5.16 | 667 | 7506 | Rate Constraint in lbs/MMBtu | FALSE | L | Annual | Standard SO2 | lb/MMBtu | 0.9 | 0.9 | 0.9 | 0.9 | 0.9 | 0.9 | 0.9
NSR Prairie Creek 1,2 - SO2 Rate v5.16 | 667 | 7506 | Rate Constraint in lbs/MMBtu | FALSE | L | Annual | Emissions at Affected Plants SO2 | Thousand Tons | 0.072159 | 0.081248 | 0.024934 | 0 | 0 | 0.01404 | 0.03305
NSR Prairie Creek 1,2 - SO2 Rate v5.16 | 667 | 7506 | Rate Constraint in lbs/MMBtu | FALSE | L | Annual | Allowances Purchased SO2 | Thousand Tons | 0 | 0 | 0 | 0 | 0 | 0 | 0
NSR Prairie Creek 1,2 - SO2 Rate v5.16 | 667 | 7506 | Rate Constraint in lbs/MMBtu | FALSE | L | Annual | Allowances Sold SO2 | Thousand Tons | 0 | 0 | 0 | 0 | 0 | 0 | 0
NSR Prairie Creek 1,2 - SO2 Rate v5.16 | 667 | 7506 | Rate Constraint in lbs/MMBtu | FALSE | L | Annual | Allowances Banked | Thousand Tons | 0 | 0 | 0 | 0 | 0 | 0 | 0
NSR Prairie Creek 1,2 - SO2 Rate v5.16 | 667 | 7506 | Rate Constraint in lbs/MMBtu | FALSE | L | Annual | Allowances Withdrawn (1:1) | Thousand Tons | 0 | 0 | 0 | 0 | 0 | 0 | 0
NSR Prairie Creek 1,2 - SO2 Rate v5.16 | 667 | 7506 | Rate Constraint in lbs/MMBtu | FALSE | L | Annual | Allowances Withdrawn (n:1) | Thousand Tons | 0 | 0 | 0 | 0 | 0 | 0 | 0
NSR Prairie Creek 1,2 - SO2 Rate v5.16 | 667 | 7506 | Rate Constraint in lbs/MMBtu | FALSE | L | Annual | Net Emissions Allowance Position | Thousand Tons | 0.072159 | 0.081248 | 0.024934 | 0 | 0 | 0.01404 | 0.03305
NSR Prairie Creek 1,2 - SO2 Rate v5.16 | 667 | 7506 | Rate Constraint in lbs/MMBtu | FALSE | L | Annual | Fuel Consumed | TBtu | 0.2763 | 0.31111 | 0.095474 | 0 | 0 | 0.05376 | 0.12655
NSR Prairie Creek 1,2 - SO2 Rate v5.16 | 667 | 7506 | Rate Constraint in lbs/MMBtu | FALSE | L | Annual | Rate | lb/MMBtu | 0.52232 | 0.52232 | 0.52232 | 0 | 0 | 0.52232 | 0.52232
NSR Prairie Creek 1,2 - SO2 Rate v5.16 | 667 | 7506 | Rate Constraint in lbs/MMBtu | FALSE | L | Annual | Generation | TWh | 0.02533 | 0.028521 | 0.0087527 | 0 | 0 | 0.0049285 | 0.011602
NSR Prairie Creek 1,2 - SO2 Rate v5.16 | 667 | 7506 | Rate Constraint in lbs/MMBtu | FALSE | L | Annual | Qualifying Generation | TWh | 0.02533 | 0.028521 | 0.0087527 | 0 | 0 | 0.0049285 | 0.011602
NSR Prairie Creek 1,2 - SO2 Rate v5.16 | 667 | 7506 | Rate Constraint in lbs/MMBtu | FALSE | L | Annual | Rate | lb/MWh | 5.6974 | 5.6974 | 5.6974 | 0 | 0 | 5.6974 | 5.6974
NSR Prairie Creek 1,2 - SO2 Rate v5.16 | 667 | 7506 | Rate Constraint in lbs/MMBtu | FALSE | L | Annual | Constraint Shadow Price | US2022$/Ton | 0 | 0 | 0 | 0 | 0 | 0 | 0
NSR Prairie Creek NOX Cap v5.16 | 668 | 7513 | Rate Constraint in MTons | FALSE | L | Annual | Seasons Included | Seasons | Winter, Spring, Summer, Fall | Winter, Spring, Summer, Fall | Winter, Spring, Summer, Fall | Winter, Spring, Summer, Fall | Winter, Spring, Summer, Fall | Winter, Spring, Summer, Fall | Winter, Spring, Summer, Fall
NSR Prairie Creek NOX Cap v5.16 | 668 | 7513 | Rate Constraint in MTons | FALSE | L | Annual | Standard NOX | Thousand Tons | 1.5 | 1.5 | 1.5 | 1.5 | 1.5 | 1.5 | 1.5
NSR Prairie Creek NOX Cap v5.16 | 668 | 7513 | Rate Constraint in MTons | FALSE | L | Annual | Emissions at Affected Plants NOX | Thousand Tons | 0.24745 | 0.26183 | 0.043367 | 0 | 0 | 0.02442 | 0.057483
NSR Prairie Creek NOX Cap v5.16 | 668 | 7513 | Rate Constraint in MTons | FALSE | L | Annual | Allowances Purchased NOX | Thousand Tons | 0 | 0 | 0 | 0 | 0 | 0 | 0
NSR Prairie Creek NOX Cap v5.16 | 668 | 7513 | Rate Constraint in MTons | FALSE | L | Annual | Allowances Sold NOX | Thousand Tons | 0 | 0 | 0 | 0 | 0 | 0 | 0
NSR Prairie Creek NOX Cap v5.16 | 668 | 7513 | Rate Constraint in MTons | FALSE | L | Annual | Allowances Banked | Thousand Tons | 0 | 0 | 0 | 0 | 0 | 0 | 0
NSR Prairie Creek NOX Cap v5.16 | 668 | 7513 | Rate Constraint in MTons | FALSE | L | Annual | Allowances Withdrawn (1:1) | Thousand Tons | 0 | 0 | 0 | 0 | 0 | 0 | 0
NSR Prairie Creek NOX Cap v5.16 | 668 | 7513 | Rate Constraint in MTons | FALSE | L | Annual | Allowances Withdrawn (n:1) | Thousand Tons | 0 | 0 | 0 | 0 | 0 | 0 | 0
NSR Prairie Creek NOX Cap v5.16 | 668 | 7513 | Rate Constraint in MTons | FALSE | L | Annual | Net Emissions Allowance Position | Thousand Tons | 0.24745 | 0.26183 | 0.043367 | 0 | 0 | 0.02442 | 0.057483
NSR Prairie Creek NOX Cap v5.16 | 668 | 7513 | Rate Constraint in MTons | FALSE | L | Annual | Fuel Consumed | TBtu | 1.7245 | 1.7549 | 0.095474 | 0 | 0 | 0.05376 | 0.12655
NSR Prairie Creek NOX Cap v5.16 | 668 | 7513 | Rate Constraint in MTons | FALSE | L | Annual | Rate | lb/MMBtu | 0.28698 | 0.29841 | 0.90846 | 0 | 0 | 0.90846 | 0.90846
NSR Prairie Creek NOX Cap v5.16 | 668 | 7513 | Rate Constraint in MTons | FALSE | L | Annual | Generation | TWh | 0.17277 | 0.17551 | 0.0087527 | 0 | 0 | 0.0049285 | 0.011602
NSR Prairie Creek NOX Cap v5.16 | 668 | 7513 | Rate Constraint in MTons | FALSE | L | Annual | Qualifying Generation | TWh | 0.17277 | 0.17551 | 0.0087527 | 0 | 0 | 0.0049285 | 0.011602
NSR Prairie Creek NOX Cap v5.16 | 668 | 7513 | Rate Constraint in MTons | FALSE | L | Annual | Rate | lb/MWh | 2.8645 | 2.9836 | 9.9095 | 0 | 0 | 9.9095 | 9.9095
NSR Prairie Creek NOX Cap v5.16 | 668 | 7513 | Rate Constraint in MTons | FALSE | L | Annual | Constraint Shadow Price | US2022$/Ton | 0 | 0 | 0 | 0 | 0 | 0 | 0
NSR Prairie Creek SO2 Cap v5.16 | 669 | 7505 | Rate Constraint in MTons | FALSE | L | Annual | Seasons Included | Seasons | Winter, Spring, Summer, Fall | Winter, Spring, Summer, Fall | Winter, Spring, Summer, Fall | Winter, Spring, Summer, Fall | Winter, Spring, Summer, Fall | Winter, Spring, Summer, Fall | Winter, Spring, Summer, Fall
NSR Prairie Creek SO2 Cap v5.16 | 669 | 7505 | Rate Constraint in MTons | FALSE | L | Annual | Standard SO2 | Thousand Tons | 0.1 | 0.1 | 0.1 | 0.1 | 0.1 | 0.1 | 0.1
NSR Prairie Creek SO2 Cap v5.16 | 669 | 7505 | Rate Constraint in MTons | FALSE | L | Annual | Emissions at Affected Plants SO2 | Thousand Tons | 0.072159 | 0.081248 | 0.024934 | 0 | 0 | 0.01404 | 0.03305
NSR Prairie Creek SO2 Cap v5.16 | 669 | 7505 | Rate Constraint in MTons | FALSE | L | Annual | Allowances Purchased SO2 | Thousand Tons | 0 | 0 | 0 | 0 | 0 | 0 | 0
NSR Prairie Creek SO2 Cap v5.16 | 669 | 7505 | Rate Constraint in MTons | FALSE | L | Annual | Allowances Sold SO2 | Thousand Tons | 0 | 0 | 0 | 0 | 0 | 0 | 0
NSR Prairie Creek SO2 Cap v5.16 | 669 | 7505 | Rate Constraint in MTons | FALSE | L | Annual | Allowances Banked | Thousand Tons | 0 | 0 | 0 | 0 | 0 | 0 | 0
NSR Prairie Creek SO2 Cap v5.16 | 669 | 7505 | Rate Constraint in MTons | FALSE | L | Annual | Allowances Withdrawn (1:1) | Thousand Tons | 0 | 0 | 0 | 0 | 0 | 0 | 0
NSR Prairie Creek SO2 Cap v5.16 | 669 | 7505 | Rate Constraint in MTons | FALSE | L | Annual | Allowances Withdrawn (n:1) | Thousand Tons | 0 | 0 | 0 | 0 | 0 | 0 | 0
NSR Prairie Creek SO2 Cap v5.16 | 669 | 7505 | Rate Constraint in MTons | FALSE | L | Annual | Net Emissions Allowance Position | Thousand Tons | 0.072159 | 0.081248 | 0.024934 | 0 | 0 | 0.01404 | 0.03305
NSR Prairie Creek SO2 Cap v5.16 | 669 | 7505 | Rate Constraint in MTons | FALSE | L | Annual | Fuel Consumed | TBtu | 1.7245 | 1.7549 | 0.095474 | 0 | 0 | 0.05376 | 0.12655
NSR Prairie Creek SO2 Cap v5.16 | 669 | 7505 | Rate Constraint in MTons | FALSE | L | Annual | Rate | lb/MMBtu | 0.083689 | 0.092597 | 0.52232 | 0 | 0 | 0.52232 | 0.52232
NSR Prairie Creek SO2 Cap v5.16 | 669 | 7505 | Rate Constraint in MTons | FALSE | L | Annual | Generation | TWh | 0.17277 | 0.17551 | 0.0087527 | 0 | 0 | 0.0049285 | 0.011602
NSR Prairie Creek SO2 Cap v5.16 | 669 | 7505 | Rate Constraint in MTons | FALSE | L | Annual | Qualifying Generation | TWh | 0.17277 | 0.17551 | 0.0087527 | 0 | 0 | 0.0049285 | 0.011602
NSR Prairie Creek SO2 Cap v5.16 | 669 | 7505 | Rate Constraint in MTons | FALSE | L | Annual | Rate | lb/MWh | 0.83532 | 0.92583 | 5.6974 | 0 | 0 | 5.6974 | 5.6974
NSR Prairie Creek SO2 Cap v5.16 | 669 | 7505 | Rate Constraint in MTons | FALSE | L | Annual | Constraint Shadow Price | US2022$/Ton | 0 | 0 | 0 | 0 | 0 | 0 | 0
NSR Prairie Creek Unit 3 SO2 Rate v5.16 | 670 | 7507 | Rate Constraint in lbs/MMBtu | FALSE | L | Annual | Seasons Included | Seasons | Winter, Spring, Summer, Fall | Winter, Spring, Summer, Fall | Winter, Spring, Summer, Fall | Winter, Spring, Summer, Fall | Winter, Spring, Summer, Fall | Winter, Spring, Summer, Fall | Winter, Spring, Summer, Fall
NSR Prairie Creek Unit 3 SO2 Rate v5.16 | 670 | 7507 | Rate Constraint in lbs/MMBtu | FALSE | L | Annual | Standard SO2 | lb/MMBtu | 0.7 | 0.7 | 0.7 | 0.7 | 0.7 | 0.7 | 0.7
NSR Prairie Creek Unit 3 SO2 Rate v5.16 | 670 | 7507 | Rate Constraint in lbs/MMBtu | FALSE | L | Annual | Emissions at Affected Plants SO2 | Thousand Tons | 0 | 0 | 0 | 0 | 0 | 0 | 0
NSR Prairie Creek Unit 3 SO2 Rate v5.16 | 670 | 7507 | Rate Constraint in lbs/MMBtu | FALSE | L | Annual | Allowances Purchased SO2 | Thousand Tons | 0 | 0 | 0 | 0 | 0 | 0 | 0
NSR Prairie Creek Unit 3 SO2 Rate v5.16 | 670 | 7507 | Rate Constraint in lbs/MMBtu | FALSE | L | Annual | Allowances Sold SO2 | Thousand Tons | 0 | 0 | 0 | 0 | 0 | 0 | 0
NSR Prairie Creek Unit 3 SO2 Rate v5.16 | 670 | 7507 | Rate Constraint in lbs/MMBtu | FALSE | L | Annual | Allowances Banked | Thousand Tons | 0 | 0 | 0 | 0 | 0 | 0 | 0
NSR Prairie Creek Unit 3 SO2 Rate v5.16 | 670 | 7507 | Rate Constraint in lbs/MMBtu | FALSE | L | Annual | Allowances Withdrawn (1:1) | Thousand Tons | 0 | 0 | 0 | 0 | 0 | 0 | 0
NSR Prairie Creek Unit 3 SO2 Rate v5.16 | 670 | 7507 | Rate Constraint in lbs/MMBtu | FALSE | L | Annual | Allowances Withdrawn (n:1) | Thousand Tons | 0 | 0 | 0 | 0 | 0 | 0 | 0
NSR Prairie Creek Unit 3 SO2 Rate v5.16 | 670 | 7507 | Rate Constraint in lbs/MMBtu | FALSE | L | Annual | Net Emissions Allowance Position | Thousand Tons | 0 | 0 | 0 | 0 | 0 | 0 | 0
NSR Prairie Creek Unit 3 SO2 Rate v5.16 | 670 | 7507 | Rate Constraint in lbs/MMBtu | FALSE | L | Annual | Fuel Consumed | TBtu | 0 | 0 | 0 | 0 | 0 | 0 | 0
NSR Prairie Creek Unit 3 SO2 Rate v5.16 | 670 | 7507 | Rate Constraint in lbs/MMBtu | FALSE | L | Annual | Rate | lb/MMBtu | 0 | 0 | 0 | 0 | 0 | 0 | 0
NSR Prairie Creek Unit 3 SO2 Rate v5.16 | 670 | 7507 | Rate Constraint in lbs/MMBtu | FALSE | L | Annual | Generation | TWh | 0 | 0 | 0 | 0 | 0 | 0 | 0
NSR Prairie Creek Unit 3 SO2 Rate v5.16 | 670 | 7507 | Rate Constraint in lbs/MMBtu | FALSE | L | Annual | Qualifying Generation | TWh | 0 | 0 | 0 | 0 | 0 | 0 | 0
NSR Prairie Creek Unit 3 SO2 Rate v5.16 | 670 | 7507 | Rate Constraint in lbs/MMBtu | FALSE | L | Annual | Rate | lb/MWh | 0 | 0 | 0 | 0 | 0 | 0 | 0
NSR Prairie Creek Unit 3 SO2 Rate v5.16 | 670 | 7507 | Rate Constraint in lbs/MMBtu | FALSE | L | Annual | Constraint Shadow Price | US2022$/Ton | 0 | 0 | 0 | 0 | 0 | 0 | 0
NSR Prairie Creek Unit 4 SO2 Rate v5.16 | 671 | 7508 | Rate Constraint in lbs/MMBtu | FALSE | L | Annual | Seasons Included | Seasons | Winter, Spring, Summer, Fall | Winter, Spring, Summer, Fall | Winter, Spring, Summer, Fall | Winter, Spring, Summer, Fall | Winter, Spring, Summer, Fall | Winter, Spring, Summer, Fall | Winter, Spring, Summer, Fall
NSR Prairie Creek Unit 4 SO2 Rate v5.16 | 671 | 7508 | Rate Constraint in lbs/MMBtu | FALSE | L | Annual | Standard SO2 | lb/MMBtu | 0.7 | 0.7 | 0.7 | 0.7 | 0.7 | 0.7 | 0.7
NSR Prairie Creek Unit 4 SO2 Rate v5.16 | 671 | 7508 | Rate Constraint in lbs/MMBtu | FALSE | L | Annual | Emissions at Affected Plants SO2 | Thousand Tons | 0 | 0 | 0 | 0 | 0 | 0 | 0
NSR Prairie Creek Unit 4 SO2 Rate v5.16 | 671 | 7508 | Rate Constraint in lbs/MMBtu | FALSE | L | Annual | Allowances Purchased SO2 | Thousand Tons | 0 | 0 | 0 | 0 | 0 | 0 | 0
NSR Prairie Creek Unit 4 SO2 Rate v5.16 | 671 | 7508 | Rate Constraint in lbs/MMBtu | FALSE | L | Annual | Allowances Sold SO2 | Thousand Tons | 0 | 0 | 0 | 0 | 0 | 0 | 0
NSR Prairie Creek Unit 4 SO2 Rate v5.16 | 671 | 7508 | Rate Constraint in lbs/MMBtu | FALSE | L | Annual | Allowances Banked | Thousand Tons | 0 | 0 | 0 | 0 | 0 | 0 | 0
NSR Prairie Creek Unit 4 SO2 Rate v5.16 | 671 | 7508 | Rate Constraint in lbs/MMBtu | FALSE | L | Annual | Allowances Withdrawn (1:1) | Thousand Tons | 0 | 0 | 0 | 0 | 0 | 0 | 0
NSR Prairie Creek Unit 4 SO2 Rate v5.16 | 671 | 7508 | Rate Constraint in lbs/MMBtu | FALSE | L | Annual | Allowances Withdrawn (n:1) | Thousand Tons | 0 | 0 | 0 | 0 | 0 | 0 | 0
NSR Prairie Creek Unit 4 SO2 Rate v5.16 | 671 | 7508 | Rate Constraint in lbs/MMBtu | FALSE | L | Annual | Net Emissions Allowance Position | Thousand Tons | 0 | 0 | 0 | 0 | 0 | 0 | 0
NSR Prairie Creek Unit 4 SO2 Rate v5.16 | 671 | 7508 | Rate Constraint in lbs/MMBtu | FALSE | L | Annual | Fuel Consumed | TBtu | 1.4482 | 1.4438 | 0 | 0 | 0 | 0 | 0
NSR Prairie Creek Unit 4 SO2 Rate v5.16 | 671 | 7508 | Rate Constraint in lbs/MMBtu | FALSE | L | Annual | Rate | lb/MMBtu | 0 | 0 | 0 | 0 | 0 | 0 | 0
NSR Prairie Creek Unit 4 SO2 Rate v5.16 | 671 | 7508 | Rate Constraint in lbs/MMBtu | FALSE | L | Annual | Generation | TWh | 0.14744 | 0.14699 | 0 | 0 | 0 | 0 | 0
NSR Prairie Creek Unit 4 SO2 Rate v5.16 | 671 | 7508 | Rate Constraint in lbs/MMBtu | FALSE | L | Annual | Qualifying Generation | TWh | 0.14744 | 0.14699 | 0 | 0 | 0 | 0 | 0
NSR Prairie Creek Unit 4 SO2 Rate v5.16 | 671 | 7508 | Rate Constraint in lbs/MMBtu | FALSE | L | Annual | Rate | lb/MWh | 0 | 0 | 0 | 0 | 0 | 0 | 0
NSR Prairie Creek Unit 4 SO2 Rate v5.16 | 671 | 7508 | Rate Constraint in lbs/MMBtu | FALSE | L | Annual | Constraint Shadow Price | US2022$/Ton | 0 | 0 | 0 | 0 | 0 | 0 | 0
NSR Rockport 1 & 2 - SO2 Cap Annual v5.13 | 674 | 7374 | Rate Constraint in MTons | FALSE | L | Annual | Seasons Included | Seasons | Winter, Spring, Summer, Fall | Winter, Spring, Summer, Fall | Winter, Spring, Summer, Fall | Winter, Spring, Summer, Fall | Winter, Spring, Summer, Fall | Winter, Spring, Summer, Fall | Winter, Spring, Summer, Fall
NSR Rockport 1 & 2 - SO2 Cap Annual v5.13 | 674 | 7374 | Rate Constraint in MTons | FALSE | L | Annual | Standard SO2 | Thousand Tons | 10 | 5 | 5 | 5 | 5 | 5 | 5
NSR Rockport 1 & 2 - SO2 Cap Annual v5.13 | 674 | 7374 | Rate Constraint in MTons | FALSE | L | Annual | Emissions at Affected Plants SO2 | Thousand Tons | 0 | 0 | 0 | 0 | 0 | 0 | 0
NSR Rockport 1 & 2 - SO2 Cap Annual v5.13 | 674 | 7374 | Rate Constraint in MTons | FALSE | L | Annual | Allowances Purchased SO2 | Thousand Tons | 0 | 0 | 0 | 0 | 0 | 0 | 0
NSR Rockport 1 & 2 - SO2 Cap Annual v5.13 | 674 | 7374 | Rate Constraint in MTons | FALSE | L | Annual | Allowances Sold SO2 | Thousand Tons | 0 | 0 | 0 | 0 | 0 | 0 | 0
NSR Rockport 1 & 2 - SO2 Cap Annual v5.13 | 674 | 7374 | Rate Constraint in MTons | FALSE | L | Annual | Allowances Banked | Thousand Tons | 0 | 0 | 0 | 0 | 0 | 0 | 0
NSR Rockport 1 & 2 - SO2 Cap Annual v5.13 | 674 | 7374 | Rate Constraint in MTons | FALSE | L | Annual | Allowances Withdrawn (1:1) | Thousand Tons | 0 | 0 | 0 | 0 | 0 | 0 | 0
NSR Rockport 1 & 2 - SO2 Cap Annual v5.13 | 674 | 7374 | Rate Constraint in MTons | FALSE | L | Annual | Allowances Withdrawn (n:1) | Thousand Tons | 0 | 0 | 0 | 0 | 0 | 0 | 0
NSR Rockport 1 & 2 - SO2 Cap Annual v5.13 | 674 | 7374 | Rate Constraint in MTons | FALSE | L | Annual | Net Emissions Allowance Position | Thousand Tons | 0 | 0 | 0 | 0 | 0 | 0 | 0
NSR Rockport 1 & 2 - SO2 Cap Annual v5.13 | 674 | 7374 | Rate Constraint in MTons | FALSE | L | Annual | Fuel Consumed | TBtu | 0 | 0 | 0 | 0 | 0 | 0 | 0
NSR Rockport 1 & 2 - SO2 Cap Annual v5.13 | 674 | 7374 | Rate Constraint in MTons | FALSE | L | Annual | Rate | lb/MMBtu | 0 | 0 | 0 | 0 | 0 | 0 | 0
NSR Rockport 1 & 2 - SO2 Cap Annual v5.13 | 674 | 7374 | Rate Constraint in MTons | FALSE | L | Annual | Generation | TWh | 0 | 0 | 0 | 0 | 0 | 0 | 0
NSR Rockport 1 & 2 - SO2 Cap Annual v5.13 | 674 | 7374 | Rate Constraint in MTons | FALSE | L | Annual | Qualifying Generation | TWh | 0 | 0 | 0 | 0 | 0 | 0 | 0
NSR Rockport 1 & 2 - SO2 Cap Annual v5.13 | 674 | 7374 | Rate Constraint in MTons | FALSE | L | Annual | Rate | lb/MWh | 0 | 0 | 0 | 0 | 0 | 0 | 0
NSR Rockport 1 & 2 - SO2 Cap Annual v5.13 | 674 | 7374 | Rate Constraint in MTons | FALSE | L | Annual | Constraint Shadow Price | US2022$/Ton | 0 | 0 | 0 | 0 | 0 | 0 | 0
NSR Santee Cooper - NOX Cap Annual v3.1 | 675 | 7395 | Rate Constraint in MTons | FALSE | L | Annual | Seasons Included | Seasons | Winter, Spring, Summer, Fall | Winter, Spring, Summer, Fall | Winter, Spring, Summer, Fall | Winter, Spring, Summer, Fall | Winter, Spring, Summer, Fall | Winter, Spring, Summer, Fall | Winter, Spring, Summer, Fall
NSR Santee Cooper - NOX Cap Annual v3.1 | 675 | 7395 | Rate Constraint in MTons | FALSE | L | Annual | Standard NOX | Thousand Tons | 20 | 20 | 20 | 20 | 20 | 20 | 20
NSR Santee Cooper - NOX Cap Annual v3.1 | 675 | 7395 | Rate Constraint in MTons | FALSE | L | Annual | Emissions at Affected Plants NOX | Thousand Tons | 2.2193 | 3.716 | 5.7775 | 5.7775 | 0 | 0 | 0
NSR Santee Cooper - NOX Cap Annual v3.1 | 675 | 7395 | Rate Constraint in MTons | FALSE | L | Annual | Allowances Purchased NOX | Thousand Tons | 0 | 0 | 0 | 0 | 0 | 0 | 0
NSR Santee Cooper - NOX Cap Annual v3.1 | 675 | 7395 | Rate Constraint in MTons | FALSE | L | Annual | Allowances Sold NOX | Thousand Tons | 0 | 0 | 0 | 0 | 0 | 0 | 0
NSR Santee Cooper - NOX Cap Annual v3.1 | 675 | 7395 | Rate Constraint in MTons | FALSE | L | Annual | Allowances Banked | Thousand Tons | 0 | 0 | 0 | 0 | 0 | 0 | 0
NSR Santee Cooper - NOX Cap Annual v3.1 | 675 | 7395 | Rate Constraint in MTons | FALSE | L | Annual | Allowances Withdrawn (1:1) | Thousand Tons | 0 | 0 | 0 | 0 | 0 | 0 | 0
NSR Santee Cooper - NOX Cap Annual v3.1 | 675 | 7395 | Rate Constraint in MTons | FALSE | L | Annual | Allowances Withdrawn (n:1) | Thousand Tons | 0 | 0 | 0 | 0 | 0 | 0 | 0
NSR Santee Cooper - NOX Cap Annual v3.1 | 675 | 7395 | Rate Constraint in MTons | FALSE | L | Annual | Net Emissions Allowance Position | Thousand Tons | 2.2193 | 3.716 | 5.7775 | 5.7775 | 0 | 0 | 0
NSR Santee Cooper - NOX Cap Annual v3.1 | 675 | 7395 | Rate Constraint in MTons | FALSE | L | Annual | Fuel Consumed | TBtu | 63.2875 | 105.0223 | 164.9982 | 164.9982 | 0 | 0 | 0
NSR Santee Cooper - NOX Cap Annual v3.1 | 675 | 7395 | Rate Constraint in MTons | FALSE | L | Annual | Rate | lb/MMBtu | 0.070134 | 0.070767 | 0.070031 | 0.070031 | 0 | 0 | 0
NSR Santee Cooper - NOX Cap Annual v3.1 | 675 | 7395 | Rate Constraint in MTons | FALSE | L | Annual | Generation | TWh | 6.2927 | 10.355 | 11.2104 | 11.2104 | 0 | 0 | 0
NSR Santee Cooper - NOX Cap Annual v3.1 | 675 | 7395 | Rate Constraint in MTons | FALSE | L | Annual | Qualifying Generation | TWh | 6.2927 | 10.355 | 11.2104 | 11.2104 | 0 | 0 | 0
NSR Santee Cooper - NOX Cap Annual v3.1 | 675 | 7395 | Rate Constraint in MTons | FALSE | L | Annual | Rate | lb/MWh | 0.70536 | 0.71773 | 1.0307 | 1.0307 | 0 | 0 | 0
NSR Santee Cooper - NOX Cap Annual v3.1 | 675 | 7395 | Rate Constraint in MTons | FALSE | L | Annual | Constraint Shadow Price | US2022$/Ton | 0 | 0 | 0 | 0 | 0 | 0 | 0
NSR Santee Cooper - NOX Rate Annual v3.1 | 676 | 7396 | Rate Constraint in lbs/MMBtu | FALSE | L | Annual | Seasons Included | Seasons | Winter, Spring, Summer, Fall | Winter, Spring, Summer, Fall | Winter, Spring, Summer, Fall | Winter, Spring, Summer, Fall | Winter, Spring, Summer, Fall | Winter, Spring, Summer, Fall | Winter, Spring, Summer, Fall
NSR Santee Cooper - NOX Rate Annual v3.1 | 676 | 7396 | Rate Constraint in lbs/MMBtu | FALSE | L | Annual | Standard NOX | lb/MMBtu | 0.15 | 0.15 | 0.15 | 0.15 | 0.15 | 0.15 | 0.15
NSR Santee Cooper - NOX Rate Annual v3.1 | 676 | 7396 | Rate Constraint in lbs/MMBtu | FALSE | L | Annual | Emissions at Affected Plants NOX | Thousand Tons | 2.2193 | 3.716 | 5.7775 | 5.7775 | 0 | 0 | 0
NSR Santee Cooper - NOX Rate Annual v3.1 | 676 | 7396 | Rate Constraint in lbs/MMBtu | FALSE | L | Annual | Allowances Purchased NOX | Thousand Tons | 0 | 0 | 0 | 0 | 0 | 0 | 0
NSR Santee Cooper - NOX Rate Annual v3.1 | 676 | 7396 | Rate Constraint in lbs/MMBtu | FALSE | L | Annual | Allowances Sold NOX | Thousand Tons | 0 | 0 | 0 | 0 | 0 | 0 | 0
NSR Santee Cooper - NOX Rate Annual v3.1 | 676 | 7396 | Rate Constraint in lbs/MMBtu | FALSE | L | Annual | Allowances Banked | Thousand Tons | 0 | 0 | 0 | 0 | 0 | 0 | 0
NSR Santee Cooper - NOX Rate Annual v3.1 | 676 | 7396 | Rate Constraint in lbs/MMBtu | FALSE | L | Annual | Allowances Withdrawn (1:1) | Thousand Tons | 0 | 0 | 0 | 0 | 0 | 0 | 0
NSR Santee Cooper - NOX Rate Annual v3.1 | 676 | 7396 | Rate Constraint in lbs/MMBtu | FALSE | L | Annual | Allowances Withdrawn (n:1) | Thousand Tons | 0 | 0 | 0 | 0 | 0 | 0 | 0
NSR Santee Cooper - NOX Rate Annual v3.1 | 676 | 7396 | Rate Constraint in lbs/MMBtu | FALSE | L | Annual | Net Emissions Allowance Position | Thousand Tons | 2.2193 | 3.716 | 5.7775 | 5.7775 | 0 | 0 | 0
NSR Santee Cooper - NOX Rate Annual v3.1 | 676 | 7396 | Rate Constraint in lbs/MMBtu | FALSE | L | Annual | Fuel Consumed | TBtu | 63.2875 | 105.0223 | 164.9982 | 164.9982 | 0 | 0 | 0
NSR Santee Cooper - NOX Rate Annual v3.1 | 676 | 7396 | Rate Constraint in lbs/MMBtu | FALSE | L | Annual | Rate | lb/MMBtu | 0.070134 | 0.070767 | 0.070031 | 0.070031 | 0 | 0 | 0
NSR Santee Cooper - NOX Rate Annual v3.1 | 676 | 7396 | Rate Constraint in lbs/MMBtu | FALSE | L | Annual | Generation | TWh | 6.2927 | 10.355 | 11.2104 | 11.2104 | 0 | 0 | 0
NSR Santee Cooper - NOX Rate Annual v3.1 | 676 | 7396 | Rate Constraint in lbs/MMBtu | FALSE | L | Annual | Qualifying Generation | TWh | 6.2927 | 10.355 | 11.2104 | 11.2104 | 0 | 0 | 0
NSR Santee Cooper - NOX Rate Annual v3.1 | 676 | 7396 | Rate Constraint in lbs/MMBtu | FALSE | L | Annual | Rate | lb/MWh | 0.70536 | 0.71773 | 1.0307 | 1.0307 | 0 | 0 | 0
NSR Santee Cooper - NOX Rate Annual v3.1 | 676 | 7396 | Rate Constraint in lbs/MMBtu | FALSE | L | Annual | Constraint Shadow Price | US2022$/Ton | 0 | 0 | 0 | 0 | 0 | 0 | 0
NSR Santee Cooper - SO2 Cap Annual v3.1 | 677 | 7397 | Rate Constraint in MTons | FALSE | L | Annual | Seasons Included | Seasons | Winter, Spring, Summer, Fall | Winter, Spring, Summer, Fall | Winter, Spring, Summer, Fall | Winter, Spring, Summer, Fall | Winter, Spring, Summer, Fall | Winter, Spring, Summer, Fall | Winter, Spring, Summer, Fall
NSR Santee Cooper - SO2 Cap Annual v3.1 | 677 | 7397 | Rate Constraint in MTons | FALSE | L | Annual | Standard SO2 | Thousand Tons | 65 | 65 | 65 | 65 | 65 | 65 | 65
NSR Santee Cooper - SO2 Cap Annual v3.1 | 677 | 7397 | Rate Constraint in MTons | FALSE | L | Annual | Emissions at Affected Plants SO2 | Thousand Tons | 2.5124 | 4.179 | 6.0332 | 6.0332 | 0 | 0 | 0
NSR Santee Cooper - SO2 Cap Annual v3.1 | 677 | 7397 | Rate Constraint in MTons | FALSE | L | Annual | Allowances Purchased SO2 | Thousand Tons | 0 | 0 | 0 | 0 | 0 | 0 | 0
NSR Santee Cooper - SO2 Cap Annual v3.1 | 677 | 7397 | Rate Constraint in MTons | FALSE | L | Annual | Allowances Sold SO2 | Thousand Tons | 0 | 0 | 0 | 0 | 0 | 0 | 0
NSR Santee Cooper - SO2 Cap Annual v3.1 | 677 | 7397 | Rate Constraint in MTons | FALSE | L | Annual | Allowances Banked | Thousand Tons | 0 | 0 | 0 | 0 | 0 | 0 | 0
NSR Santee Cooper - SO2 Cap Annual v3.1 | 677 | 7397 | Rate Constraint in MTons | FALSE | L | Annual | Allowances Withdrawn (1:1) | Thousand Tons | 0 | 0 | 0 | 0 | 0 | 0 | 0
NSR Santee Cooper - SO2 Cap Annual v3.1 | 677 | 7397 | Rate Constraint in MTons | FALSE | L | Annual | Allowances Withdrawn (n:1) | Thousand Tons | 0 | 0 | 0 | 0 | 0 | 0 | 0
NSR Santee Cooper - SO2 Cap Annual v3.1 | 677 | 7397 | Rate Constraint in MTons | FALSE | L | Annual | Net Emissions Allowance Position | Thousand Tons | 2.5124 | 4.179 | 6.0332 | 6.0332 | 0 | 0 | 0
NSR Santee Cooper - SO2 Cap Annual v3.1 | 677 | 7397 | Rate Constraint in MTons | FALSE | L | Annual | Fuel Consumed | TBtu | 63.2875 | 105.0223 | 164.9982 | 164.9982 | 0 | 0 | 0
NSR Santee Cooper - SO2 Cap Annual v3.1 | 677 | 7397 | Rate Constraint in MTons | FALSE | L | Annual | Rate | lb/MMBtu | 0.079397 | 0.079583 | 0.073131 | 0.073131 | 0 | 0 | 0
NSR Santee Cooper - SO2 Cap Annual v3.1 | 677 | 7397 | Rate Constraint in MTons | FALSE | L | Annual | Generation | TWh | 6.2927 | 10.355 | 11.2104 | 11.2104 | 0 | 0 | 0
NSR Santee Cooper - SO2 Cap Annual v3.1 | 677 | 7397 | Rate Constraint in MTons | FALSE | L | Annual | Qualifying Generation | TWh | 6.2927 | 10.355 | 11.2104 | 11.2104 | 0 | 0 | 0
NSR Santee Cooper - SO2 Cap Annual v3.1 | 677 | 7397 | Rate Constraint in MTons | FALSE | L | Annual | Rate | lb/MWh | 0.79853 | 0.80715 | 1.0764 | 1.0764 | 0 | 0 | 0
NSR Santee Cooper - SO2 Cap Annual v3.1 | 677 | 7397 | Rate Constraint in MTons | FALSE | L | Annual | Constraint Shadow Price | US2022$/Ton | 0 | 0 | 0 | 0 | 0 | 0 | 0
NSR Santee Cooper - SO2 Rate Annual v3.1 | 678 | 7398 | Rate Constraint in lbs/MMBtu | FALSE | L | Annual | Seasons Included | Seasons | Winter, Spring, Summer, Fall | Winter, Spring, Summer, Fall | Winter, Spring, Summer, Fall | Winter, Spring, Summer, Fall | Winter, Spring, Summer, Fall | Winter, Spring, Summer, Fall | Winter, Spring, Summer, Fall
NSR Santee Cooper - SO2 Rate Annual v3.1 | 678 | 7398 | Rate Constraint in lbs/MMBtu | FALSE | L | Annual | Standard SO2 | lb/MMBtu | 0.5 | 0.5 | 0.5 | 0.5 | 0.5 | 0.5 | 0.5
NSR Santee Cooper - SO2 Rate Annual v3.1 | 678 | 7398 | Rate Constraint in lbs/MMBtu | FALSE | L | Annual | Emissions at Affected Plants SO2 | Thousand Tons | 2.5124 | 4.179 | 6.0332 | 6.0332 | 0 | 0 | 0
NSR Santee Cooper - SO2 Rate Annual v3.1 | 678 | 7398 | Rate Constraint in lbs/MMBtu | FALSE | L | Annual | Allowances Purchased SO2 | Thousand Tons | 0 | 0 | 0 | 0 | 0 | 0 | 0
NSR Santee Cooper - SO2 Rate Annual v3.1 | 678 | 7398 | Rate Constraint in lbs/MMBtu | FALSE | L | Annual | Allowances Sold SO2 | Thousand Tons | 0 | 0 | 0 | 0 | 0 | 0 | 0
NSR Santee Cooper - SO2 Rate Annual v3.1 | 678 | 7398 | Rate Constraint in lbs/MMBtu | FALSE | L | Annual | Allowances Banked | Thousand Tons | 0 | 0 | 0 | 0 | 0 | 0 | 0
NSR Santee Cooper - SO2 Rate Annual v3.1 | 678 | 7398 | Rate Constraint in lbs/MMBtu | FALSE | L | Annual | Allowances Withdrawn (1:1) | Thousand Tons | 0 | 0 | 0 | 0 | 0 | 0 | 0
NSR Santee Cooper - SO2 Rate Annual v3.1 | 678 | 7398 | Rate Constraint in lbs/MMBtu | FALSE | L | Annual | Allowances Withdrawn (n:1) | Thousand Tons | 0 | 0 | 0 | 0 | 0 | 0 | 0
NSR Santee Cooper - SO2 Rate Annual v3.1 | 678 | 7398 | Rate Constraint in lbs/MMBtu | FALSE | L | Annual | Net Emissions Allowance Position | Thousand Tons | 2.5124 | 4.179 | 6.0332 | 6.0332 | 0 | 0 | 0
NSR Santee Cooper - SO2 Rate Annual v3.1 | 678 | 7398 | Rate Constraint in lbs/MMBtu | FALSE | L | Annual | Fuel Consumed | TBtu | 63.2875 | 105.0223 | 164.9982 | 164.9982 | 0 | 0 | 0
NSR Santee Cooper - SO2 Rate Annual v3.1 | 678 | 7398 | Rate Constraint in lbs/MMBtu | FALSE | L | Annual | Rate | lb/MMBtu | 0.079397 | 0.079583 | 0.073131 | 0.073131 | 0 | 0 | 0
NSR Santee Cooper - SO2 Rate Annual v3.1 | 678 | 7398 | Rate Constraint in lbs/MMBtu | FALSE | L | Annual | Generation | TWh | 6.2927 | 10.355 | 11.2104 | 11.2104 | 0 | 0 | 0
NSR Santee Cooper - SO2 Rate Annual v3.1 | 678 | 7398 | Rate Constraint in lbs/MMBtu | FALSE | L | Annual | Qualifying Generation | TWh | 6.2927 | 10.355 | 11.2104 | 11.2104 | 0 | 0 | 0
NSR Santee Cooper - SO2 Rate Annual v3.1 | 678 | 7398 | Rate Constraint in lbs/MMBtu | FALSE | L | Annual | Rate | lb/MWh | 0.79853 | 0.80715 | 1.0764 | 1.0764 | 0 | 0 | 0
NSR Santee Cooper - SO2 Rate Annual v3.1 | 678 | 7398 | Rate Constraint in lbs/MMBtu | FALSE | L | Annual | Constraint Shadow Price | US2022$/Ton | 0 | 0 | 0 | 0 | 0 | 0 | 0
NSR Shawnee 1& 4 - SO2 Rate Annual v4.11 | 679 | 7455 | Rate Constraint in lbs/MMBtu | FALSE | L | Annual | Seasons Included | Seasons | Winter, Spring, Summer, Fall | Winter, Spring, Summer, Fall | Winter, Spring, Summer, Fall | Winter, Spring, Summer, Fall | Winter, Spring, Summer, Fall | Winter, Spring, Summer, Fall | Winter, Spring, Summer, Fall
NSR Shawnee 1& 4 - SO2 Rate Annual v4.11 | 679 | 7455 | Rate Constraint in lbs/MMBtu | FALSE | L | Annual | Standard SO2 | lb/MMBtu | 1.2 | 1.2 | 1.2 | 1.2 | 1.2 | 1.2 | 1.2
NSR Shawnee 1& 4 - SO2 Rate Annual v4.11 | 679 | 7455 | Rate Constraint in lbs/MMBtu | FALSE | L | Annual | Emissions at Affected Plants SO2 | Thousand Tons | 0.56795 | 0.49539 | 0 | 0 | 0 | 0 | 0
NSR Shawnee 1& 4 - SO2 Rate Annual v4.11 | 679 | 7455 | Rate Constraint in lbs/MMBtu | FALSE | L | Annual | Allowances Purchased SO2 | Thousand Tons | 0 | 0 | 0 | 0 | 0 | 0 | 0
NSR Shawnee 1& 4 - SO2 Rate Annual v4.11 | 679 | 7455 | Rate Constraint in lbs/MMBtu | FALSE | L | Annual | Allowances Sold SO2 | Thousand Tons | 0 | 0 | 0 | 0 | 0 | 0 | 0
NSR Shawnee 1& 4 - SO2 Rate Annual v4.11 | 679 | 7455 | Rate Constraint in lbs/MMBtu | FALSE | L | Annual | Allowances Banked | Thousand Tons | 0 | 0 | 0 | 0 | 0 | 0 | 0
NSR Shawnee 1& 4 - SO2 Rate Annual v4.11 | 679 | 7455 | Rate Constraint in lbs/MMBtu | FALSE | L | Annual | Allowances Withdrawn (1:1) | Thousand Tons | 0 | 0 | 0 | 0 | 0 | 0 | 0
NSR Shawnee 1& 4 - SO2 Rate Annual v4.11 | 679 | 7455 | Rate Constraint in lbs/MMBtu | FALSE | L | Annual | Allowances Withdrawn (n:1) | Thousand Tons | 0 | 0 | 0 | 0 | 0 | 0 | 0
NSR Shawnee 1& 4 - SO2 Rate Annual v4.11 | 679 | 7455 | Rate Constraint in lbs/MMBtu | FALSE | L | Annual | Net Emissions Allowance Position | Thousand Tons | 0.56795 | 0.49539 | 0 | 0 | 0 | 0 | 0
NSR Shawnee 1& 4 - SO2 Rate Annual v4.11 | 679 | 7455 | Rate Constraint in lbs/MMBtu | FALSE | L | Annual | Fuel Consumed | TBtu | 14.9086 | 13.0041 | 0 | 0 | 0 | 0 | 0
NSR Shawnee 1& 4 - SO2 Rate Annual v4.11 | 679 | 7455 | Rate Constraint in lbs/MMBtu | FALSE | L | Annual | Rate | lb/MMBtu | 0.07619 | 0.07619 | 0 | 0 | 0 | 0 | 0
NSR Shawnee 1& 4 - SO2 Rate Annual v4.11 | 679 | 7455 | Rate Constraint in lbs/MMBtu | FALSE | L | Annual | Generation | TWh | 1.2725 | 1.1099 | 0 | 0 | 0 | 0 | 0
NSR Shawnee 1& 4 - SO2 Rate Annual v4.11 | 679 | 7455 | Rate Constraint in lbs/MMBtu | FALSE | L | Annual | Qualifying Generation | TWh | 1.2725 | 1.1099 | 0 | 0 | 0 | 0 | 0
NSR Shawnee 1& 4 - SO2 Rate Annual v4.11 | 679 | 7455 | Rate Constraint in lbs/MMBtu | FALSE | L | Annual | Rate | lb/MWh | 0.89264 | 0.89264 | 0 | 0 | 0 | 0 | 0
NSR Shawnee 1& 4 - SO2 Rate Annual v4.11 | 679 | 7455 | Rate Constraint in lbs/MMBtu | FALSE | L | Annual | Constraint Shadow Price | US2022$/Ton | 0 | 0 | 0 | 0 | 0 | 0 | 0
NSR Shawnee 5-10 - SO2 Rate Annual v4.11 | 680 | 7456 | Rate Constraint in lbs/MMBtu | FALSE | L | Annual | Seasons Included | Seasons | Winter, Spring, Summer, Fall | Winter, Spring, Summer, Fall | Winter, Spring, Summer, Fall | Winter, Spring, Summer, Fall | Winter, Spring, Summer, Fall | Winter, Spring, Summer, Fall | Winter, Spring, Summer, Fall
NSR Shawnee 5-10 - SO2 Rate Annual v4.11 | 680 | 7456 | Rate Constraint in lbs/MMBtu | FALSE | L | Annual | Standard SO2 | lb/MMBtu | 1.2 | 1.2 | 1.2 | 1.2 | 1.2 | 1.2 | 1.2
NSR Shawnee 5-10 - SO2 Rate Annual v4.11 | 680 | 7456 | Rate Constraint in lbs/MMBtu | FALSE | L | Annual | Emissions at Affected Plants SO2 | Thousand Tons | 2.8687 | 0 | 0 | 0 | 0 | 0 | 0
NSR Shawnee 5-10 - SO2 Rate Annual v4.11 | 680 | 7456 | Rate Constraint in lbs/MMBtu | FALSE | L | Annual | Allowances Purchased SO2 | Thousand Tons | 0 | 0 | 0 | 0 | 0 | 0 | 0
NSR Shawnee 5-10 - SO2 Rate Annual v4.11 | 680 | 7456 | Rate Constraint in lbs/MMBtu | FALSE | L | Annual | Allowances Sold SO2 | Thousand Tons | 0 | 0 | 0 | 0 | 0 | 0 | 0
NSR Shawnee 5-10 - SO2 Rate Annual v4.11 | 680 | 7456 | Rate Constraint in lbs/MMBtu | FALSE | L | Annual | Allowances Banked | Thousand Tons | 0 | 0 | 0 | 0 | 0 | 0 | 0
NSR Shawnee 5-10 - SO2 Rate Annual v4.11 | 680 | 7456 | Rate Constraint in lbs/MMBtu | FALSE | L | Annual | Allowances Withdrawn (1:1) | Thousand Tons | 0 | 0 | 0 | 0 | 0 | 0 | 0
NSR Shawnee 5-10 - SO2 Rate Annual v4.11 | 680 | 7456 | Rate Constraint in lbs/MMBtu | FALSE | L | Annual | Allowances Withdrawn (n:1) | Thousand Tons | 0 | 0 | 0 | 0 | 0 | 0 | 0
NSR Shawnee 5-10 - SO2 Rate Annual v4.11 | 680 | 7456 | Rate Constraint in lbs/MMBtu | FALSE | L | Annual | Net Emissions Allowance Position | Thousand Tons | 2.8687 | 0 | 0 | 0 | 0 | 0 | 0
NSR Shawnee 5-10 - SO2 Rate Annual v4.11 | 680 | 7456 | Rate Constraint in lbs/MMBtu | FALSE | L | Annual | Fuel Consumed | TBtu | 12.8879 | 0 | 0 | 0 | 0 | 0 | 0
NSR Shawnee 5-10 - SO2 Rate Annual v4.11 | 680 | 7456 | Rate Constraint in lbs/MMBtu | FALSE | L | Annual | Rate | lb/MMBtu | 0.44519 | 0 | 0 | 0 | 0 | 0 | 0
NSR Shawnee 5-10 - SO2 Rate Annual v4.11 | 680 | 7456 | Rate Constraint in lbs/MMBtu | FALSE | L | Annual | Generation | TWh | 1.0963 | 0 | 0 | 0 | 0 | 0 | 0
NSR Shawnee 5-10 - SO2 Rate Annual v4.11 | 680 | 7456 | Rate Constraint in lbs/MMBtu | FALSE | L | Annual | Qualifying Generation | TWh | 1.0963 | 0 | 0 | 0 | 0 | 0 | 0
NSR Shawnee 5-10 - SO2 Rate Annual v4.11 | 680 | 7456 | Rate Constraint in lbs/MMBtu | FALSE | L | Annual | Rate | lb/MWh | 5.2335 | 0 | 0 | 0 | 0 | 0 | 0
NSR Shawnee 5-10 - SO2 Rate Annual v4.11 | 680 | 7456 | Rate Constraint in lbs/MMBtu | FALSE | L | Annual | Constraint Shadow Price | US2022$/Ton | 0 | 0 | 0 | 0 | 0 | 0 | 0
NSR Tucson Electric - SO2 Cap Annual v4.0 | 681 | 7276 | Rate Constraint in MTons | FALSE | L | Annual | Seasons Included | Seasons | Winter, Spring, Summer, Fall | Winter, Spring, Summer, Fall | Winter, Spring, Summer, Fall | Winter, Spring, Summer, Fall | Winter, Spring, Summer, Fall | Winter, Spring, Summer, Fall | Winter, Spring, Summer, Fall
NSR Tucson Electric - SO2 Cap Annual v4.0 | 681 | 7276 | Rate Constraint in MTons | FALSE | L | Annual | Standard SO2 | Thousand Tons | 10.66 | 10.66 | 10.66 | 10.66 | 10.66 | 10.66 | 10.66
NSR Tucson Electric - SO2 Cap Annual v4.0 | 681 | 7276 | Rate Constraint in MTons | FALSE | L | Annual | Emissions at Affected Plants SO2 | Thousand Tons | 1.9066 | 5.7158 | 5.1536 | 1.407 | 1.4075 | 6.6288 | 7.7788
NSR Tucson Electric - SO2 Cap Annual v4.0 | 681 | 7276 | Rate Constraint in MTons | FALSE | L | Annual | Allowances Purchased SO2 | Thousand Tons | 0 | 0 | 0 | 0 | 0 | 0 | 0
NSR Tucson Electric - SO2 Cap Annual v4.0 | 681 | 7276 | Rate Constraint in MTons | FALSE | L | Annual | Allowances Sold SO2 | Thousand Tons | 0 | 0 | 0 | 0 | 0 | 0 | 0
NSR Tucson Electric - SO2 Cap Annual v4.0 | 681 | 7276 | Rate Constraint in MTons | FALSE | L | Annual | Allowances Banked | Thousand Tons | 0 | 0 | 0 | 0 | 0 | 0 | 0
NSR Tucson Electric - SO2 Cap Annual v4.0 | 681 | 7276 | Rate Constraint in MTons | FALSE | L | Annual | Allowances Withdrawn (1:1) | Thousand Tons | 0 | 0 | 0 | 0 | 0 | 0 | 0
NSR Tucson Electric - SO2 Cap Annual v4.0 | 681 | 7276 | Rate Constraint in MTons | FALSE | L | Annual | Allowances Withdrawn (n:1) | Thousand Tons | 0 | 0 | 0 | 0 | 0 | 0 | 0
NSR Tucson Electric - SO2 Cap Annual v4.0 | 681 | 7276 | Rate Constraint in MTons | FALSE | L | Annual | Net Emissions Allowance Position | Thousand Tons | 1.9066 | 5.7158 | 5.1536 | 1.407 | 1.4075 | 6.6288 | 7.7788
NSR Tucson Electric - SO2 Cap Annual v4.0 | 681 | 7276 | Rate Constraint in MTons | FALSE | L | Annual | Fuel Consumed | TBtu | 16.3901 | 40.3333 | 35.439 | 9.6755 | 9.6786 | 45.5828 | 53.4905
NSR Tucson Electric - SO2 Cap Annual v4.0 | 681 | 7276 | Rate Constraint in MTons | FALSE | L | Annual | Rate | lb/MMBtu | 0.23266 | 0.28343 | 0.29085 | 0.29085 | 0.29085 | 0.29085 | 0.29085
NSR Tucson Electric - SO2 Cap Annual v4.0 | 681 | 7276 | Rate Constraint in MTons | FALSE | L | Annual | Generation | TWh | 1.5994 | 3.9421 | 3.4658 | 0.94622 | 0.94652 | 4.4578 | 5.2311
NSR Tucson Electric - SO2 Cap Annual v4.0 | 681 | 7276 | Rate Constraint in MTons | FALSE | L | Annual | Qualifying Generation | TWh | 1.5994 | 3.9421 | 3.4658 | 0.94622 | 0.94652 | 4.4578 | 5.2311
NSR Tucson Electric - SO2 Cap Annual v4.0 | 681 | 7276 | Rate Constraint in MTons | FALSE | L | Annual | Rate | lb/MWh | 2.3842 | 2.8999 | 2.974 | 2.974 | 2.974 | 2.974 | 2.974
NSR Tucson Electric - SO2 Cap Annual v4.0 | 681 | 7276 | Rate Constraint in MTons | FALSE | L | Annual | Constraint Shadow Price | US2022$/Ton | 0 | 0 | 0 | 0 | 0 | 0 | 0
NSR Tucson Electric NOx Cap Annual - v4.0 | 682 | 7277 | Rate Constraint in MTons | FALSE | L | Annual | Seasons Included | Seasons | Winter, Spring, Summer, Fall | Winter, Spring, Summer, Fall | Winter, Spring, Summer, Fall | Winter, Spring, Summer, Fall | Winter, Spring, Summer, Fall | Winter, Spring, Summer, Fall | Winter, Spring, Summer, Fall
NSR Tucson Electric NOx Cap Annual - v4.0 | 682 | 7277 | Rate Constraint in MTons | FALSE | L | Annual | Standard NOX | Thousand Tons | 8.94 | 8.94 | 8.94 | 8.94 | 8.94 | 8.94 | 8.94
NSR Tucson Electric NOx Cap Annual - v4.0 | 682 | 7277 | Rate Constraint in MTons | FALSE | L | Annual | Emissions at Affected Plants NOX | Thousand Tons | 0.81625 | 1.6692 | 1.3532 | 0.36946 | 0.36957 | 1.7406 | 2.0425
NSR Tucson Electric NOx Cap Annual - v4.0 | 682 | 7277 | Rate Constraint in MTons | FALSE | L | Annual | Allowances Purchased NOX | Thousand Tons | 0 | 0 | 0 | 0 | 0 | 0 | 0
NSR Tucson Electric NOx Cap Annual - v4.0 | 682 | 7277 | Rate Constraint in MTons | FALSE | L | Annual | Allowances Sold NOX | Thousand Tons | 0 | 0 | 0 | 0 | 0 | 0 | 0
NSR Tucson Electric NOx Cap Annual - v4.0 | 682 | 7277 | Rate Constraint in MTons | FALSE | L | Annual | Allowances Banked | Thousand Tons | 0 | 0 | 0 | 0 | 0 | 0 | 0
NSR Tucson Electric NOx Cap Annual - v4.0 | 682 | 7277 | Rate Constraint in MTons | FALSE | L | Annual | Allowances Withdrawn (1:1) | Thousand Tons | 0 | 0 | 0 | 0 | 0 | 0 | 0
NSR Tucson Electric NOx Cap Annual - v4.0 | 682 | 7277 | Rate Constraint in MTons | FALSE | L | Annual | Allowances Withdrawn (n:1) | Thousand Tons | 0 | 0 | 0 | 0 | 0 | 0 | 0
NSR Tucson Electric NOx Cap Annual - v4.0 | 682 | 7277 | Rate Constraint in MTons | FALSE | L | Annual | Net Emissions Allowance Position | Thousand Tons | 0.81625 | 1.6692 | 1.3532 | 0.36946 | 0.36957 | 1.7406 | 2.0425
NSR Tucson Electric NOx Cap Annual - v4.0 | 682 | 7277 | Rate Constraint in MTons | FALSE | L | Annual | Fuel Consumed | TBtu | 16.3901 | 40.3333 | 35.439 | 9.6755 | 9.6786 | 45.5828 | 53.4905
NSR Tucson Electric NOx Cap Annual - v4.0 | 682 | 7277 | Rate Constraint in MTons | FALSE | L | Annual | Rate | lb/MMBtu | 0.099603 | 0.082771 | 0.076369 | 0.076369 | 0.076369 | 0.076369 | 0.076369
NSR Tucson Electric NOx Cap Annual - v4.0 | 682 | 7277 | Rate Constraint in MTons | FALSE | L | Annual | Generation | TWh | 1.5994 | 3.9421 | 3.4658 | 0.94622 | 0.94652 | 4.4578 | 5.2311
NSR Tucson Electric NOx Cap Annual - v4.0 | 682 | 7277 | Rate Constraint in MTons | FALSE | L | Annual | Qualifying Generation | TWh | 1.5994 | 3.9421 | 3.4658 | 0.94622 | 0.94652 | 4.4578 | 5.2311
NSR Tucson Electric NOx Cap Annual - v4.0 | 682 | 7277 | Rate Constraint in MTons | FALSE | L | Annual | Rate | lb/MWh | 1.0207 | 0.84687 | 0.78091 | 0.78091 | 0.78091 | 0.78091 | 0.78091
NSR Tucson Electric NOx Cap Annual - v4.0 | 682 | 7277 | Rate Constraint in MTons | FALSE | L | Annual | Constraint Shadow Price | US2022$/Ton | 0 | 0 | 0 | 0 | 0 | 0 | 0
NSR TVA System - NOX Cap Annual v4.11 | 683 | 7400 | Rate Constraint in MTons | FALSE | L | Annual | Seasons Included | Seasons | Winter, Spring, Summer, Fall | Winter, Spring, Summer, Fall | Winter, Spring, Summer, Fall | Winter, Spring, Summer, Fall | Winter, Spring, Summer, Fall | Winter, Spring, Summer, Fall | Winter, Spring, Summer, Fall
NSR TVA System - NOX Cap Annual v4.11 | 683 | 7400 | Rate Constraint in MTons | FALSE | L | Annual | Standard NOX | Thousand Tons | 52 | 52 | 52 | 52 | 52 | 52 | 52
NSR TVA System - NOX Cap Annual v4.11 | 683 | 7400 | Rate Constraint in MTons | FALSE | L | Annual | Emissions at Affected Plants NOX | Thousand Tons | 4.7693 | 1.1297 | 0 | 0 | 0 | 0 | 0
NSR TVA System - NOX Cap Annual v4.11 | 683 | 7400 | Rate Constraint in MTons | FALSE | L | Annual | Allowances Purchased NOX | Thousand Tons | 0 | 0 | 0 | 0 | 0 | 0 | 0
NSR TVA System - NOX Cap Annual v4.11 | 683 | 7400 | Rate Constraint in MTons | FALSE | L | Annual | Allowances Sold NOX | Thousand Tons | 0 | 0 | 0 | 0 | 0 | 0 | 0
NSR TVA System - NOX Cap Annual v4.11 | 683 | 7400 | Rate Constraint in MTons | FALSE | L | Annual | Allowances Banked | Thousand Tons | 0 | 0 | 0 | 0 | 0 | 0 | 0
NSR TVA System - NOX Cap Annual v4.11 | 683 | 7400 | Rate Constraint in MTons | FALSE | L | Annual | Allowances Withdrawn (1:1) | Thousand Tons | 0 | 0 | 0 | 0 | 0 | 0 | 0
NSR TVA System - NOX Cap Annual v4.11 | 683 | 7400 | Rate Constraint in MTons | FALSE | L | Annual | Allowances Withdrawn (n:1) | Thousand Tons | 0 | 0 | 0 | 0 | 0 | 0 | 0
NSR TVA System - NOX Cap Annual v4.11 | 683 | 7400 | Rate Constraint in MTons | FALSE | L | Annual | Net Emissions Allowance Position | Thousand Tons | 4.7693 | 1.1297 | 0 | 0 | 0 | 0 | 0
NSR TVA System - NOX Cap Annual v4.11 | 683 | 7400 | Rate Constraint in MTons | FALSE | L | Annual | Fuel Consumed | TBtu | 84.2674 | 22.4754 | 0 | 0 | 0 | 0 | 0
NSR TVA System - NOX Cap Annual v4.11 | 683 | 7400 | Rate Constraint in MTons | FALSE | L | Annual | Rate | lb/MMBtu | 0.1132 | 0.10052 | 0 | 0 | 0 | 0 | 0
NSR TVA System - NOX Cap Annual v4.11 | 683 | 7400 | Rate Constraint in MTons | FALSE | L | Annual | Generation | TWh | 7.7826 | 1.9649 | 0 | 0 | 0 | 0 | 0
NSR TVA System - NOX Cap Annual v4.11 | 683 | 7400 | Rate Constraint in MTons | FALSE | L | Annual | Qualifying Generation | TWh | 7.7826 | 1.9649 | 0 | 0 | 0 | 0 | 0
NSR TVA System - NOX Cap Annual v4.11 | 683 | 7400 | Rate Constraint in MTons | FALSE | L | Annual | Rate | lb/MWh | 1.2256 | 1.1498 | 0 | 0 | 0 | 0 | 0
NSR TVA System - NOX Cap Annual v4.11 | 683 | 7400 | Rate Constraint in MTons | FALSE | L | Annual | Constraint Shadow Price | US2022$/Ton | 0 | 0 | 0 | 0 | 0 | 0 | 0
NSR TVA System - SO2 Cap Annual v4.11 | 684 | 7399 | Rate Constraint in MTons | FALSE | L | Annual | Seasons Included | Seasons | Winter, Spring, Summer, Fall | Winter, Spring, Summer, Fall | Winter, Spring, Summer, Fall | Winter, Spring, Summer, Fall | Winter, Spring, Summer, Fall | Winter, Spring, Summer, Fall | Winter, Spring, Summer, Fall
NSR TVA System - SO2 Cap Annual v4.11 | 684 | 7399 | Rate Constraint in MTons | FALSE | L | Annual | Standard SO2 | Thousand Tons | 100 | 100 | 100 | 100 | 100 | 100 | 100
NSR TVA System - SO2 Cap Annual v4.11 | 684 | 7399 | Rate Constraint in MTons | FALSE | L | Annual | Emissions at Affected Plants SO2 | Thousand Tons | 9.8977 | 0.91667 | 0 | 0 | 0 | 0 | 0
NSR TVA System - SO2 Cap Annual v4.11 | 684 | 7399 | Rate Constraint in MTons | FALSE | L | Annual | Allowances Purchased SO2 | Thousand Tons | 0 | 0 | 0 | 0 | 0 | 0 | 0
NSR TVA System - SO2 Cap Annual v4.11 | 684 | 7399 | Rate Constraint in MTons | FALSE | L | Annual | Allowances Sold SO2 | Thousand Tons | 0 | 0 | 0 | 0 | 0 | 0 | 0
NSR TVA System - SO2 Cap Annual v4.11 | 684 | 7399 | Rate Constraint in MTons | FALSE | L | Annual | Allowances Banked | Thousand Tons | 0 | 0 | 0 | 0 | 0 | 0 | 0
NSR TVA System - SO2 Cap Annual v4.11 | 684 | 7399 | Rate Constraint in MTons | FALSE | L | Annual | Allowances Withdrawn (1:1) | Thousand Tons | 0 | 0 | 0 | 0 | 0 | 0 | 0
NSR TVA System - SO2 Cap Annual v4.11 | 684 | 7399 | Rate Constraint in MTons | FALSE | L | Annual | Allowances Withdrawn (n:1) | Thousand Tons | 0 | 0 | 0 | 0 | 0 | 0 | 0
NSR TVA System - SO2 Cap Annual v4.11 | 684 | 7399 | Rate Constraint in MTons | FALSE | L | Annual | Net Emissions Allowance Position | Thousand Tons | 9.8977 | 0.91667 | 0 | 0 | 0 | 0 | 0
NSR TVA System - SO2 Cap Annual v4.11 | 684 | 7399 | Rate Constraint in MTons | FALSE | L | Annual | Fuel Consumed | TBtu | 84.2674 | 22.4754 | 0 | 0 | 0 | 0 | 0
NSR TVA System - SO2 Cap Annual v4.11 | 684 | 7399 | Rate Constraint in MTons | FALSE | L | Annual | Rate | lb/MMBtu | 0.23491 | 0.081571 | 0 | 0 | 0 | 0 | 0
NSR TVA System - SO2 Cap Annual v4.11 | 684 | 7399 | Rate Constraint in MTons | FALSE | L | Annual | Generation | TWh | 7.7826 | 1.9649 | 0 | 0 | 0 | 0 | 0
NSR TVA System - SO2 Cap Annual v4.11 | 684 | 7399 | Rate Constraint in MTons | FALSE | L | Annual | Qualifying Generation | TWh | 7.7826 | 1.9649 | 0 | 0 | 0 | 0 | 0
NSR TVA System - SO2 Cap Annual v4.11 | 684 | 7399 | Rate Constraint in MTons | FALSE | L | Annual | Rate | lb/MWh | 2.5436 | 0.93303 | 0 | 0 | 0 | 0 | 0
NSR TVA System - SO2 Cap Annual v4.11 | 684 | 7399 | Rate Constraint in MTons | FALSE | L | Annual | Constraint Shadow Price | US2022$/Ton | 0 | 0 | 0 | 0 | 0 | 0 | 0
NSR Valley 1-4 - NOX Rate Annual v5.16 | 685 | 7429 | Rate Constraint in lbs/MMBtu | FALSE | L | Annual | Seasons Included | Seasons | Winter, Spring, Summer, Fall | Winter, Spring, Summer, Fall | Winter, Spring, Summer, Fall | Winter, Spring, Summer, Fall | Winter, Spring, Summer, Fall | Winter, Spring, Summer, Fall | Winter, Spring, Summer, Fall
NSR Valley 1-4 - NOX Rate Annual v5.16 | 685 | 7429 | Rate Constraint in lbs/MMBtu | FALSE | L | Annual | Standard NOX | lb/MMBtu | 0.08 | 0.08 | 0.08 | 0.08 | 0.08 | 0.08 | 0.08
NSR Valley 1-4 - NOX Rate Annual v5.16 | 685 | 7429 | Rate Constraint in lbs/MMBtu | FALSE | L | Annual | Emissions at Affected Plants NOX | Thousand Tons | 0.11323 | 0.11312 | 0.11783 | 0 | 0 | 0 | 0
NSR Valley 1-4 - NOX Rate Annual v5.16 | 685 | 7429 | Rate Constraint in lbs/MMBtu | FALSE | L | Annual | Allowances Purchased NOX | Thousand Tons | 0 | 0 | 0 | 0 | 0 | 0 | 0
NSR Valley 1-4 - NOX Rate Annual v5.16 | 685 | 7429 | Rate Constraint in lbs/MMBtu | FALSE | L | Annual | Allowances Sold NOX | Thousand Tons | 0 | 0 | 0 | 0 | 0 | 0 | 0
NSR Valley 1-4 - NOX Rate Annual v5.16 | 685 | 7429 | Rate Constraint in lbs/MMBtu | FALSE | L | Annual | Allowances Banked | Thousand Tons | 0 | 0 | 0 | 0 | 0 | 0 | 0
NSR Valley 1-4 - NOX Rate Annual v5.16 | 685 | 7429 | Rate Constraint in lbs/MMBtu | FALSE | L | Annual | Allowances Withdrawn (1:1) | Thousand Tons | 0 | 0 | 0 | 0 | 0 | 0 | 0
NSR Valley 1-4 - NOX Rate Annual v5.16 | 685 | 7429 | Rate Constraint in lbs/MMBtu | FALSE | L | Annual | Allowances Withdrawn (n:1) | Thousand Tons | 0 | 0 | 0 | 0 | 0 | 0 | 0
NSR Valley 1-4 - NOX Rate Annual v5.16 | 685 | 7429 | Rate Constraint in lbs/MMBtu | FALSE | L | Annual | Net Emissions Allowance Position | Thousand Tons | 0.11323 | 0.11312 | 0.11783 | 0 | 0 | 0 | 0
NSR Valley 1-4 - NOX Rate Annual v5.16 | 685 | 7429 | Rate Constraint in lbs/MMBtu | FALSE | L | Annual | Fuel Consumed | TBtu | 3.0673 | 3.0642 | 3.1918 | 0 | 0 | 0 | 0
NSR Valley 1-4 - NOX Rate Annual v5.16 | 685 | 7429 | Rate Constraint in lbs/MMBtu | FALSE | L | Annual | Rate | lb/MMBtu | 0.073832 | 0.073832 | 0.073832 | 0 | 0 | 0 | 0
NSR Valley 1-4 - NOX Rate Annual v5.16 | 685 | 7429 | Rate Constraint in lbs/MMBtu | FALSE | L | Annual | Generation | TWh | 0.31845 | 0.31812 | 0.33138 | 0 | 0 | 0 | 0
NSR Valley 1-4 - NOX Rate Annual v5.16 | 685 | 7429 | Rate Constraint in lbs/MMBtu | FALSE | L | Annual | Qualifying Generation | TWh | 0.31845 | 0.31812 | 0.33138 | 0 | 0 | 0 | 0
NSR Valley 1-4 - NOX Rate Annual v5.16 | 685 | 7429 | Rate Constraint in lbs/MMBtu | FALSE | L | Annual | Rate | lb/MWh | 0.71115 | 0.71115 | 0.71115 | 0 | 0 | 0 | 0
NSR Valley 1-4 - NOX Rate Annual v5.16 | 685 | 7429 | Rate Constraint in lbs/MMBtu | FALSE | L | Annual | Constraint Shadow Price | US2022$/Ton | 0 | 0 | 0 | 0 | 0 | 0 | 0
NSR Valley 1-4 - SO2 Cap Annual v5.16 | 686 | 7428 | Rate Constraint in MTons | FALSE | L | Annual | Seasons Included | Seasons | Winter, Spring, Summer, Fall | Winter, Spring, Summer, Fall | Winter, Spring, Summer, Fall | Winter, Spring, Summer, Fall | Winter, Spring, Summer, Fall | Winter, Spring, Summer, Fall | Winter, Spring, Summer, Fall
NSR Valley 1-4 - SO2 Cap Annual v5.16 | 686 | 7428 | Rate Constraint in MTons | FALSE | L | Annual | Standard SO2 | Thousand Tons | 0.0095 | 0.0095 | 0.0095 | 0.0095 | 0.0095 | 0.0095 | 0.0095
NSR Valley 1-4 - SO2 Cap Annual v5.16 | 686 | 7428 | Rate Constraint in MTons | FALSE | L | Annual | Emissions at Affected Plants SO2 | Thousand Tons | 0 | 0 | 0 | 0 | 0 | 0 | 0
NSR Valley 1-4 - SO2 Cap Annual v5.16 | 686 | 7428 | Rate Constraint in MTons | FALSE | L | Annual | Allowances Purchased SO2 | Thousand Tons | 0 | 0 | 0 | 0 | 0 | 0 | 0
NSR Valley 1-4 - SO2 Cap Annual v5.16 | 686 | 7428 | Rate Constraint in MTons | FALSE | L | Annual | Allowances Sold SO2 | Thousand Tons | 0 | 0 | 0 | 0 | 0 | 0 | 0
NSR Valley 1-4 - SO2 Cap Annual v5.16 | 686 | 7428 | Rate Constraint in MTons | FALSE | L | Annual | Allowances Banked | Thousand Tons | 0 | 0 | 0 | 0 | 0 | 0 | 0
NSR Valley 1-4 - SO2 Cap Annual v5.16 | 686 | 7428 | Rate Constraint in MTons | FALSE | L | Annual | Allowances Withdrawn (1:1) | Thousand Tons | 0 | 0 | 0 | 0 | 0 | 0 | 0
NSR Valley 1-4 - SO2 Cap Annual v5.16 | 686 | 7428 | Rate Constraint in MTons | FALSE | L | Annual | Allowances Withdrawn (n:1) | Thousand Tons | 0 | 0 | 0 | 0 | 0 | 0 | 0
NSR Valley 1-4 - SO2 Cap Annual v5.16 | 686 | 7428 | Rate Constraint in MTons | FALSE | L | Annual | Net Emissions Allowance Position | Thousand Tons | 0 | 0 | 0 | 0 | 0 | 0 | 0
NSR Valley 1-4 - SO2 Cap Annual v5.16 | 686 | 7428 | Rate Constraint in MTons | FALSE | L | Annual | Fuel Consumed | TBtu | 3.0673 | 3.0642 | 3.1918 | 0 | 0 | 0 | 0
NSR Valley 1-4 - SO2 Cap Annual v5.16 | 686 | 7428 | Rate Constraint in MTons | FALSE | L | Annual | Rate | lb/MMBtu | 0 | 0 | 0 | 0 | 0 | 0 | 0
NSR Valley 1-4 - SO2 Cap Annual v5.16 | 686 | 7428 | Rate Constraint in MTons | FALSE | L | Annual | Generation | TWh | 0.31845 | 0.31812 | 0.33138 | 0 | 0 | 0 | 0
NSR Valley 1-4 - SO2 Cap Annual v5.16 | 686 | 7428 | Rate Constraint in MTons | FALSE | L | Annual | Qualifying Generation | TWh | 0.31845 | 0.31812 | 0.33138 | 0 | 0 | 0 | 0
NSR Valley 1-4 - SO2 Cap Annual v5.16 | 686 | 7428 | Rate Constraint in MTons | FALSE | L | Annual | Rate | lb/MWh | 0 | 0 | 0 | 0 | 0 | 0 | 0
NSR Valley 1-4 - SO2 Cap Annual v5.16 | 686 | 7428 | Rate Constraint in MTons | FALSE | L | Annual | Constraint Shadow Price | US2022$/Ton | 0 | 0 | 0 | 0 | 0 | 0 | 0
NSR WEPCO Settlement - NOX Cap Annual v3.1 | 687 | 7401 | Rate Constraint in MTons | FALSE | L | Annual | Seasons Included | Seasons | Winter, Spring, Summer, Fall | Winter, Spring, Summer, Fall | Winter, Spring, Summer, Fall | Winter, Spring, Summer, Fall | Winter, Spring, Summer, Fall | Winter, Spring, Summer, Fall | Winter, Spring, Summer, Fall
NSR WEPCO Settlement - NOX Cap Annual v3.1 | 687 | 7401 | Rate Constraint in MTons | FALSE | L | Annual | Standard NOX | Thousand Tons | 17.4 | 17.4 | 17.4 | 17.4 | 17.4 | 17.4 | 17.4
NSR WEPCO Settlement - NOX Cap Annual v3.1 | 687 | 7401 | Rate Constraint in MTons | FALSE | L | Annual | Emissions at Affected Plants NOX | Thousand Tons | 0.11323 | 0.11312 | 0.11783 | 0 | 0 | 0 | 0
NSR WEPCO Settlement - NOX Cap Annual v3.1 | 687 | 7401 | Rate Constraint in MTons | FALSE | L | Annual | Allowances Purchased NOX | Thousand Tons | 0 | 0 | 0 | 0 | 0 | 0 | 0
NSR WEPCO Settlement - NOX Cap Annual v3.1 | 687 | 7401 | Rate Constraint in MTons | FALSE | L | Annual | Allowances Sold NOX | Thousand Tons | 0 | 0 | 0 | 0 | 0 | 0 | 0
NSR WEPCO Settlement - NOX Cap Annual v3.1 | 687 | 7401 | Rate Constraint in MTons | FALSE | L | Annual | Allowances Banked | Thousand Tons | 0 | 0 | 0 | 0 | 0 | 0 | 0
NSR WEPCO Settlement - NOX Cap Annual v3.1 | 687 | 7401 | Rate Constraint in MTons | FALSE | L | Annual | Allowances Withdrawn (1:1) | Thousand Tons | 0 | 0 | 0 | 0 | 0 | 0 | 0
NSR WEPCO Settlement - NOX Cap Annual v3.1 | 687 | 7401 | Rate Constraint in MTons | FALSE | L | Annual | Allowances Withdrawn (n:1) | Thousand Tons | 0 | 0 | 0 | 0 | 0 | 0 | 0
NSR WEPCO Settlement - NOX Cap Annual v3.1 | 687 | 7401 | Rate Constraint in MTons | FALSE | L | Annual | Net Emissions Allowance Position | Thousand Tons | 0.11323 | 0.11312 | 0.11783 | 0 | 0 | 0 | 0
NSR WEPCO Settlement - NOX Cap Annual v3.1 | 687 | 7401 | Rate Constraint in MTons | FALSE | L | Annual | Fuel Consumed | TBtu | 3.0673 | 3.0642 | 3.1918 | 0 | 0 | 0 | 0
NSR WEPCO Settlement - NOX Cap Annual v3.1 | 687 | 7401 | Rate Constraint in MTons | FALSE | L | Annual | Rate | lb/MMBtu | 0.073832 | 0.073832 | 0.073832 | 0 | 0 | 0 | 0
NSR WEPCO Settlement - NOX Cap Annual v3.1 | 687 | 7401 | Rate Constraint in MTons | FALSE | L | Annual | Generation | TWh | 0.31845 | 0.31812 | 0.33138 | 0 | 0 | 0 | 0
NSR WEPCO Settlement - NOX Cap Annual v3.1 | 687 | 7401 | Rate Constraint in MTons | FALSE | L | Annual | Qualifying Generation | TWh | 0.31845 | 0.31812 | 0.33138 | 0 | 0 | 0 | 0
NSR WEPCO Settlement - NOX Cap Annual v3.1 | 687 | 7401 | Rate Constraint in MTons | FALSE | L | Annual | Rate | lb/MWh | 0.71115 | 0.71115 | 0.71115 | 0 | 0 | 0 | 0
NSR WEPCO Settlement - NOX Cap Annual v3.1 | 687 | 7401 | Rate Constraint in MTons | FALSE | L | Annual | Constraint Shadow Price | US2022$/Ton | 0 | 0 | 0 | 0 | 0 | 0 | 0
NSR WEPCO Settlement - NOX Rate Annual v3.1 | 688 | 7402 | Rate Constraint in lbs/MMBtu | FALSE | L | Annual | Seasons Included | Seasons | Winter, Spring, Summer, Fall | Winter, Spring, Summer, Fall | Winter, Spring, Summer, Fall | Winter, Spring, Summer, Fall | Winter, Spring, Summer, Fall | Winter, Spring, Summer, Fall | Winter, Spring, Summer, Fall
NSR WEPCO Settlement - NOX Rate Annual v3.1 | 688 | 7402 | Rate Constraint in lbs/MMBtu | FALSE | L | Annual | Standard NOX | lb/MMBtu | 0.17 | 0.17 | 0.17 | 0.17 | 0.17 | 0.17 | 0.17
NSR WEPCO Settlement - NOX Rate Annual v3.1 | 688 | 7402 | Rate Constraint in lbs/MMBtu | FALSE | L | Annual | Emissions at Affected Plants NOX | Thousand Tons | 0.11323 | 0.11312 | 0.11783 | 0 | 0 | 0 | 0
NSR WEPCO Settlement - NOX Rate Annual v3.1 | 688 | 7402 | Rate Constraint in lbs/MMBtu | FALSE | L | Annual | Allowances Purchased NOX | Thousand Tons | 0 | 0 | 0 | 0 | 0 | 0 | 0
NSR WEPCO Settlement - NOX Rate Annual v3.1 | 688 | 7402 | Rate Constraint in lbs/MMBtu | FALSE | L | Annual | Allowances Sold NOX | Thousand Tons | 0 | 0 | 0 | 0 | 0 | 0 | 0
NSR WEPCO Settlement - NOX Rate Annual v3.1 | 688 | 7402 | Rate Constraint in lbs/MMBtu | FALSE | L | Annual | Allowances Banked | Thousand Tons | 0 | 0 | 0 | 0 | 0 | 0 | 0
NSR WEPCO Settlement - NOX Rate Annual v3.1 | 688 | 7402 | Rate Constraint in lbs/MMBtu | FALSE | L | Annual | Allowances Withdrawn (1:1) | Thousand Tons | 0 | 0 | 0 | 0 | 0 | 0 | 0
NSR WEPCO Settlement - NOX Rate Annual v3.1 | 688 | 7402 | Rate Constraint in lbs/MMBtu | FALSE | L | Annual | Allowances Withdrawn (n:1) | Thousand Tons | 0 | 0 | 0 | 0 | 0 | 0 | 0
NSR WEPCO Settlement - NOX Rate Annual v3.1 | 688 | 7402 | Rate Constraint in lbs/MMBtu | FALSE | L | Annual | Net Emissions Allowance Position | Thousand Tons | 0.11323 | 0.11312 | 0.11783 | 0 | 0 | 0 | 0
NSR WEPCO Settlement - NOX Rate Annual v3.1 | 688 | 7402 | Rate Constraint in lbs/MMBtu | FALSE | L | Annual | Fuel Consumed | TBtu | 3.0673 | 3.0642 | 3.1918 | 0 | 0 | 0 | 0
NSR WEPCO Settlement - NOX Rate Annual v3.1 | 688 | 7402 | Rate Constraint in lbs/MMBtu | FALSE | L | Annual | Rate | lb/MMBtu | 0.073832 | 0.073832 | 0.073832 | 0 | 0 | 0 | 0
NSR WEPCO Settlement - NOX Rate Annual v3.1 | 688 | 7402 | Rate Constraint in lbs/MMBtu | FALSE | L | Annual | Generation | TWh | 0.31845 | 0.31812 | 0.33138 | 0 | 0 | 0 | 0
NSR WEPCO Settlement - NOX Rate Annual v3.1 | 688 | 7402 | Rate Constraint in lbs/MMBtu | FALSE | L | Annual | Qualifying Generation | TWh | 0.31845 | 0.31812 | 0.33138 | 0 | 0 | 0 | 0
NSR WEPCO Settlement - NOX Rate Annual v3.1 | 688 | 7402 | Rate Constraint in lbs/MMBtu | FALSE | L | Annual | Rate | lb/MWh | 0.71115 | 0.71115 | 0.71115 | 0 | 0 | 0 | 0
NSR WEPCO Settlement - NOX Rate Annual v3.1 | 688 | 7402 | Rate Constraint in lbs/MMBtu | FALSE | L | Annual | Constraint Shadow Price | US2022$/Ton | 0 | 0 | 0 | 0 | 0 | 0 | 0
NSR WEPCO Settlement - SO2 Cap Annual v3.1 | 689 | 7403 | Rate Constraint in MTons | FALSE | L | Annual | Seasons Included | Seasons | Winter, Spring, Summer, Fall | Winter, Spring, Summer, Fall | Winter, Spring, Summer, Fall | Winter, Spring, Summer, Fall | Winter, Spring, Summer, Fall | Winter, Spring, Summer, Fall | Winter, Spring, Summer, Fall
NSR WEPCO Settlement - SO2 Cap Annual v3.1 | 689 | 7403 | Rate Constraint in MTons | FALSE | L | Annual | Standard SO2 | Thousand Tons | 33.3 | 33.3 | 33.3 | 33.3 | 33.3 | 33.3 | 33.3
NSR WEPCO Settlement - SO2 Cap Annual v3.1 | 689 | 7403 | Rate Constraint in MTons | FALSE | L | Annual | Emissions at Affected Plants SO2 | Thousand Tons | 0 | 0 | 0 | 0 | 0 | 0 | 0
NSR WEPCO Settlement - SO2 Cap Annual v3.1 | 689 | 7403 | Rate Constraint in MTons | FALSE | L | Annual | Allowances Purchased SO2 | Thousand Tons | 0 | 0 | 0 | 0 | 0 | 0 | 0
NSR WEPCO Settlement - SO2 Cap Annual v3.1 | 689 | 7403 | Rate Constraint in MTons | FALSE | L | Annual | Allowances Sold SO2 | Thousand Tons | 0 | 0 | 0 | 0 | 0 | 0 | 0
NSR WEPCO Settlement - SO2 Cap Annual v3.1 | 689 | 7403 | Rate Constraint in MTons | FALSE | L | Annual | Allowances Banked | Thousand Tons | 0 | 0 | 0 | 0 | 0 | 0 | 0
NSR WEPCO Settlement - SO2 Cap Annual v3.1 | 689 | 7403 | Rate Constraint in MTons | FALSE | L | Annual | Allowances Withdrawn (1:1) | Thousand Tons | 0 | 0 | 0 | 0 | 0 | 0 | 0
NSR WEPCO Settlement - SO2 Cap Annual v3.1 | 689 | 7403 | Rate Constraint in MTons | FALSE | L | Annual | Allowances Withdrawn (n:1) | Thousand Tons | 0 | 0 | 0 | 0 | 0 | 0 | 0
NSR WEPCO Settlement - SO2 Cap Annual v3.1 | 689 | 7403 | Rate Constraint in MTons | FALSE | L | Annual | Net Emissions Allowance Position | Thousand Tons | 0 | 0 | 0 | 0 | 0 | 0 | 0
NSR WEPCO Settlement - SO2 Cap Annual v3.1 | 689 | 7403 | Rate Constraint in MTons | FALSE | L | Annual | Fuel Consumed | TBtu | 3.0673 | 3.0642 | 3.1918 | 0 | 0 | 0 | 0
NSR WEPCO Settlement - SO2 Cap Annual v3.1 | 689 | 7403 | Rate Constraint in MTons | FALSE | L | Annual | Rate | lb/MMBtu | 0 | 0 | 0 | 0 | 0 | 0 | 0
NSR WEPCO Settlement - SO2 Cap Annual v3.1 | 689 | 7403 | Rate Constraint in MTons | FALSE | L | Annual | Generation | TWh | 0.31845 | 0.31812 | 0.33138 | 0 | 0 | 0 | 0
NSR WEPCO Settlement - SO2 Cap Annual v3.1 | 689 | 7403 | Rate Constraint in MTons | FALSE | L | Annual | Qualifying Generation | TWh | 0.31845 | 0.31812 | 0.33138 | 0 | 0 | 0 | 0
NSR WEPCO Settlement - SO2 Cap Annual v3.1 | 689 | 7403 | Rate Constraint in MTons | FALSE | L | Annual | Rate | lb/MWh | 0 | 0 | 0 | 0 | 0 | 0 | 0
NSR WEPCO Settlement - SO2 Cap Annual v3.1 | 689 | 7403 | Rate Constraint in MTons | FALSE | L | Annual | Constraint Shadow Price | US2022$/Ton | 0 | 0 | 0 | 0 | 0 | 0 | 0
NSR WEPCO Settlement - SO2 Rate Annual v3.1 | 690 | 7404 | Rate Constraint in lbs/MMBtu | FALSE | L | Annual | Seasons Included | Seasons | Winter, Spring, Summer, Fall | Winter, Spring, Summer, Fall | Winter, Spring, Summer, Fall | Winter, Spring, Summer, Fall | Winter, Spring, Summer, Fall | Winter, Spring, Summer, Fall | Winter, Spring, Summer, Fall
NSR WEPCO Settlement - SO2 Rate Annual v3.1 | 690 | 7404 | Rate Constraint in lbs/MMBtu | FALSE | L | Annual | Standard SO2 | lb/MMBtu | 0.32 | 0.32 | 0.32 | 0.32 | 0.32 | 0.32 | 0.32
NSR WEPCO Settlement - SO2 Rate Annual v3.1 | 690 | 7404 | Rate Constraint in lbs/MMBtu | FALSE | L | Annual | Emissions at Affected Plants SO2 | Thousand Tons | 0 | 0 | 0 | 0 | 0 | 0 | 0
NSR WEPCO Settlement - SO2 Rate Annual v3.1 | 690 | 7404 | Rate Constraint in lbs/MMBtu | FALSE | L | Annual | Allowances Purchased SO2 | Thousand Tons | 0 | 0 | 0 | 0 | 0 | 0 | 0
NSR WEPCO Settlement - SO2 Rate Annual v3.1 | 690 | 7404 | Rate Constraint in lbs/MMBtu | FALSE | L | Annual | Allowances Sold SO2 | Thousand Tons | 0 | 0 | 0 | 0 | 0 | 0 | 0
NSR WEPCO Settlement - SO2 Rate Annual v3.1 | 690 | 7404 | Rate Constraint in lbs/MMBtu | FALSE | L | Annual | Allowances Banked | Thousand Tons | 0 | 0 | 0 | 0 | 0 | 0 | 0
NSR WEPCO Settlement - SO2 Rate Annual v3.1 | 690 | 7404 | Rate Constraint in lbs/MMBtu | FALSE | L | Annual | Allowances Withdrawn (1:1) | Thousand Tons | 0 | 0 | 0 | 0 | 0 | 0 | 0
NSR WEPCO Settlement - SO2 Rate Annual v3.1 | 690 | 7404 | Rate Constraint in lbs/MMBtu | FALSE | L | Annual | Allowances Withdrawn (n:1) | Thousand Tons | 0 | 0 | 0 | 0 | 0 | 0 | 0
NSR WEPCO Settlement - SO2 Rate Annual v3.1 | 690 | 7404 | Rate Constraint in lbs/MMBtu | FALSE | L | Annual | Net Emissions Allowance Position | Thousand Tons | 0 | 0 | 0 | 0 | 0 | 0 | 0
NSR WEPCO Settlement - SO2 Rate Annual v3.1 | 690 | 7404 | Rate Constraint in lbs/MMBtu | FALSE | L | Annual | Fuel Consumed | TBtu | 3.0673 | 3.0642 | 3.1918 | 0 | 0 | 0 | 0
NSR WEPCO Settlement - SO2 Rate Annual v3.1 | 690 | 7404 | Rate Constraint in lbs/MMBtu | FALSE | L | Annual | Rate | lb/MMBtu | 0 | 0 | 0 | 0 | 0 | 0 | 0
NSR WEPCO Settlement - SO2 Rate Annual v3.1 | 690 | 7404 | Rate Constraint in lbs/MMBtu | FALSE | L | Annual | Generation | TWh | 0.31845 | 0.31812 | 0.33138 | 0 | 0 | 0 | 0
NSR WEPCO Settlement - SO2 Rate Annual v3.1 | 690 | 7404 | Rate Constraint in lbs/MMBtu | FALSE | L | Annual | Qualifying Generation | TWh | 0.31845 | 0.31812 | 0.33138 | 0 | 0 | 0 | 0
NSR WEPCO Settlement - SO2 Rate Annual v3.1 | 690 | 7404 | Rate Constraint in lbs/MMBtu | FALSE | L | Annual | Rate | lb/MWh | 0 | 0 | 0 | 0 | 0 | 0 | 0
NSR WEPCO Settlement - SO2 Rate Annual v3.1 | 690 | 7404 | Rate Constraint in lbs/MMBtu | FALSE | L | Annual | Constraint Shadow Price | US2022$/Ton | 0 | 0 | 0 | 0 | 0 | 0 | 0
NSR Westar Consent - NOX Cap Annual v4.10 | 691 | 7405 | Rate Constraint in MTons | FALSE | L | Annual | Seasons Included | Seasons | Winter, Spring, Summer, Fall | Winter, Spring, Summer, Fall | Winter, Spring, Summer, Fall | Winter, Spring, Summer, Fall | Winter, Spring, Summer, Fall | Winter, Spring, Summer, Fall | Winter, Spring, Summer, Fall
NSR Westar Consent - NOX Cap Annual v4.10 | 691 | 7405 | Rate Constraint in MTons | FALSE | L | Annual | Standard NOX | Thousand Tons | 9.6 | 9.6 | 9.6 | 9.6 | 9.6 | 9.6 | 9.6
NSR Westar Consent - NOX Cap Annual v4.10 | 691 | 7405 | Rate Constraint in MTons | FALSE | L | Annual | Emissions at Affected Plants NOX | Thousand Tons | 2.3257 | 2.2061 | 0 | 0 | 0 | 0 | 0
NSR Westar Consent - NOX Cap Annual v4.10 | 691 | 7405 | Rate Constraint in MTons | FALSE | L | Annual | Allowances Purchased NOX | Thousand Tons | 0 | 0 | 0 | 0 | 0 | 0 | 0
NSR Westar Consent - NOX Cap Annual v4.10 | 691 | 7405 | Rate Constraint in MTons | FALSE | L | Annual | Allowances Sold NOX | Thousand Tons | 0 | 0 | 0 | 0 | 0 | 0 | 0
NSR Westar Consent - NOX Cap Annual v4.10 | 691 | 7405 | Rate Constraint in MTons | FALSE | L | Annual | Allowances Banked | Thousand Tons | 0 | 0 | 0 | 0 | 0 | 0 | 0
NSR Westar Consent - NOX Cap Annual v4.10 | 691 | 7405 | Rate Constraint in MTons | FALSE | L | Annual | Allowances Withdrawn (1:1) | Thousand Tons | 0 | 0 | 0 | 0 | 0 | 0 | 0
NSR Westar Consent - NOX Cap Annual v4.10 | 691 | 7405 | Rate Constraint in MTons | FALSE | L | Annual | Allowances Withdrawn (n:1) | Thousand Tons | 0 | 0 | 0 | 0 | 0 | 0 | 0
NSR Westar Consent - NOX Cap Annual v4.10 | 691 | 7405 | Rate Constraint in MTons | FALSE | L | Annual | Net Emissions Allowance Position | Thousand Tons | 2.3257 | 2.2061 | 0 | 0 | 0 | 0 | 0
NSR Westar Consent - NOX Cap Annual v4.10 | 691 | 7405 | Rate Constraint in MTons | FALSE | L | Annual | Fuel Consumed | TBtu | 75.8315 | 69.8383 | 0 | 0 | 0 | 0 | 0
NSR Westar Consent - NOX Cap Annual v4.10 | 691 | 7405 | Rate Constraint in MTons | FALSE | L | Annual | Rate | lb/MMBtu | 0.06134 | 0.063178 | 0 | 0 | 0 | 0 | 0
NSR Westar Consent - NOX Cap Annual v4.10 | 691 | 7405 | Rate Constraint in MTons | FALSE | L | Annual | Generation | TWh | 6.8659 | 6.3205 | 0 | 0 | 0 | 0 | 0
NSR Westar Consent - NOX Cap Annual v4.10 | 691 | 7405 | Rate Constraint in MTons | FALSE | L | Annual | Qualifying Generation | TWh | 6.8659 | 6.3205 | 0 | 0 | 0 | 0 | 0
NSR Westar Consent - NOX Cap Annual v4.10 | 691 | 7405 | Rate Constraint in MTons | FALSE | L | Annual | Rate | lb/MWh | 0.67748 | 0.69808 | 0 | 0 | 0 | 0 | 0
NSR Westar Consent - NOX Cap Annual v4.10 | 691 | 7405 | Rate Constraint in MTons | FALSE | L | Annual | Constraint Shadow Price | US2022$/Ton | 0 | 0 | 0 | 0 | 0 | 0 | 0
NSR Westar Consent - NOX Rate Annual v4.10, Unit 2516 and retrofits | 692 | 7406 | Rate Constraint in lbs/MMBtu | FALSE | L | Annual | Seasons Included | Seasons | Winter, Spring, Summer, Fall | Winter, Spring, Summer, Fall | Winter, Spring, Summer, Fall | Winter, Spring, Summer, Fall | Winter, Spring, Summer, Fall | Winter, Spring, Summer, Fall | Winter, Spring, Summer, Fall
NSR Westar Consent - NOX Rate Annual v4.10, Unit 2516 and retrofits | 692 | 7406 | Rate Constraint in lbs/MMBtu | FALSE | L | Annual | Standard NOX | lb/MMBtu | 0.1 | 0.1 | 0.1 | 0.1 | 0.1 | 0.1 | 0.1
NSR Westar Consent - NOX Rate Annual v4.10, Unit 2516 and retrofits | 692 | 7406 | Rate Constraint in lbs/MMBtu | FALSE | L | Annual | Emissions at Affected Plants NOX | Thousand Tons | 0.97397 | 0.85435 | 0 | 0 | 0 | 0 | 0
NSR Westar Consent - NOX Rate Annual v4.10, Unit 2516 and retrofits | 692 | 7406 | Rate Constraint in lbs/MMBtu | FALSE | L | Annual | Allowances Purchased NOX | Thousand Tons | 0 | 0 | 0 | 0 | 0 | 0 | 0
NSR Westar Consent - NOX Rate Annual v4.10, Unit 2516 and retrofits | 692 | 7406 | Rate Constraint in lbs/MMBtu | FALSE | L | Annual | Allowances Sold NOX | Thousand Tons | 0 | 0 | 0 | 0 | 0 | 0 | 0
NSR Westar Consent - NOX Rate Annual v4.10, Unit 2516 and retrofits | 692 | 7406 | Rate Constraint in lbs/MMBtu | FALSE | L | Annual | Allowances Banked | Thousand Tons | 0 | 0 | 0 | 0 | 0 | 0 | 0
NSR Westar Consent - NOX Rate Annual v4.10, Unit 2516 and retrofits | 692 | 7406 | Rate Constraint in lbs/MMBtu | FALSE | L | Annual | Allowances Withdrawn (1:1) | Thousand Tons | 0 | 0 | 0 | 0 | 0 | 0 | 0
NSR Westar Consent - NOX Rate Annual v4.10, Unit 2516 and retrofits | 692 | 7406 | Rate Constraint in lbs/MMBtu | FALSE | L | Annual | Allowances Withdrawn (n:1) | Thousand Tons | 0 | 0 | 0 | 0 | 0 | 0 | 0
NSR Westar Consent - NOX Rate Annual v4.10, Unit 2516 and retrofits | 692 | 7406 | Rate Constraint in lbs/MMBtu | FALSE | L | Annual | Net Emissions Allowance Position | Thousand Tons | 0.97397 | 0.85435 | 0 | 0 | 0 | 0 | 0
NSR Westar Consent - NOX Rate Annual v4.10, Unit 2516 and retrofits | 692 | 7406 | Rate Constraint in lbs/MMBtu | FALSE | L | Annual | Fuel Consumed | TBtu | 48.7962 | 42.803 | 0 | 0 | 0 | 0 | 0
NSR Westar Consent - NOX Rate Annual v4.10, Unit 2516 and retrofits | 692 | 7406 | Rate Constraint in lbs/MMBtu | FALSE | L | Annual | Rate | lb/MMBtu | 0.03992 | 0.03992 | 0 | 0 | 0 | 0 | 0
NSR Westar Consent - NOX Rate Annual v4.10, Unit 2516 and retrofits | 692 | 7406 | Rate Constraint in lbs/MMBtu | FALSE | L | Annual | Generation | TWh | 4.4401 | 3.8947 | 0 | 0 | 0 | 0 | 0
NSR Westar Consent - NOX Rate Annual v4.10, Unit 2516 and retrofits | 692 | 7406 | Rate Constraint in lbs/MMBtu | FALSE | L | Annual | Qualifying Generation | TWh | 4.4401 | 3.8947 | 0 | 0 | 0 | 0 | 0
NSR Westar Consent - NOX Rate Annual v4.10, Unit 2516 and retrofits | 692 | 7406 | Rate Constraint in lbs/MMBtu | FALSE | L | Annual | Rate | lb/MWh | 0.43872 | 0.43872 | 0 | 0 | 0 | 0 | 0
NSR Westar Consent - NOX Rate Annual v4.10, Unit 2516 and retrofits | 692 | 7406 | Rate Constraint in lbs/MMBtu | FALSE | L | Annual | Constraint Shadow Price | US2022$/Ton | 0 | 0 | 0 | 0 | 0 | 0 | 0
NSR Westar Consent - NOX Rate Annual v4.10, Unit 2530 and retrofits | 693 | 7406 | Rate Constraint in lbs/MMBtu | FALSE | L | Annual | Seasons Included | Seasons | Winter, Spring, Summer, Fall | Winter, Spring, Summer, Fall | Winter, Spring, Summer, Fall | Winter, Spring, Summer, Fall | Winter, Spring, Summer, Fall | Winter, Spring, Summer, Fall | Winter, Spring, Summer, Fall
NSR Westar Consent - NOX Rate Annual v4.10, Unit 2530 and retrofits | 693 | 7406 | Rate Constraint in lbs/MMBtu | FALSE | L | Annual | Standard NOX | lb/MMBtu | 0.1 | 0.1 | 0.1 | 0.1 | 0.1 | 0.1 | 0.1
NSR Westar Consent - NOX Rate Annual v4.10, Unit 2530 and retrofits | 693 | 7406 | Rate Constraint in lbs/MMBtu | FALSE | L | Annual | Emissions at Affected Plants NOX | Thousand Tons | 0 | 0 | 0 | 0 | 0 | 0 | 0
NSR Westar Consent - NOX Rate Annual v4.10, Unit 2530 and retrofits | 693 | 7406 | Rate Constraint in lbs/MMBtu | FALSE | L | Annual | Allowances Purchased NOX | Thousand Tons | 0 | 0 | 0 | 0 | 0 | 0 | 0
NSR Westar Consent - NOX Rate Annual v4.10, Unit 2530 and retrofits | 693 | 7406 | Rate Constraint in lbs/MMBtu | FALSE | L | Annual | Allowances Sold NOX | Thousand Tons | 0 | 0 | 0 | 0 | 0 | 0 | 0
NSR Westar Consent - NOX Rate Annual v4.10, Unit 2530 and retrofits | 693 | 7406 | Rate Constraint in lbs/MMBtu | FALSE | L | Annual | Allowances Banked | Thousand Tons | 0 | 0 | 0 | 0 | 0 | 0 | 0
NSR Westar Consent - NOX Rate Annual v4.10, Unit 2530 and retrofits | 693 | 7406 | Rate Constraint in lbs/MMBtu | FALSE | L | Annual | Allowances Withdrawn (1:1) | Thousand Tons | 0 | 0 | 0 | 0 | 0 | 0 | 0
NSR Westar Consent - NOX Rate Annual v4.10, Unit 2530 and retrofits | 693 | 7406 | Rate Constraint in lbs/MMBtu | FALSE | L | Annual | Allowances Withdrawn (n:1) | Thousand Tons | 0 | 0 | 0 | 0 | 0 | 0 | 0
NSR Westar Consent - NOX Rate Annual v4.10, Unit 2530 and retrofits | 693 | 7406 | Rate Constraint in lbs/MMBtu | FALSE | L | Annual | Net Emissions Allowance Position | Thousand Tons | 0 | 0 | 0 | 0 | 0 | 0 | 0
NSR Westar Consent - NOX Rate Annual v4.10, Unit 2530 and retrofits | 693 | 7406 | Rate Constraint in lbs/MMBtu | FALSE | L | Annual | Fuel Consumed | TBtu | 0 | 0 | 0 | 0 | 0 | 0 | 0
NSR Westar Consent - NOX Rate Annual v4.10, Unit 2530 and retrofits | 693 | 7406 | Rate Constraint in lbs/MMBtu | FALSE | L | Annual | Rate | lb/MMBtu | 0 | 0 | 0 | 0 | 0 | 0 | 0
NSR Westar Consent - NOX Rate Annual v4.10, Unit 2530 and retrofits | 693 | 7406 | Rate Constraint in lbs/MMBtu | FALSE | L | Annual | Generation | TWh | 0 | 0 | 0 | 0 | 0 | 0 | 0
NSR Westar Consent - NOX Rate Annual v4.10, Unit 2530 and retrofits | 693 | 7406 | Rate Constraint in lbs/MMBtu | FALSE | L | Annual | Qualifying Generation | TWh | 0 | 0 | 0 | 0 | 0 | 0 | 0
NSR Westar Consent - NOX Rate Annual v4.10, Unit 2530 and retrofits | 693 | 7406 | Rate Constraint in lbs/MMBtu | FALSE | L | Annual | Rate | lb/MWh | 0 | 0 | 0 | 0 | 0 | 0 | 0
NSR Westar Consent - NOX Rate Annual v4.10, Unit 2530 and retrofits | 693 | 7406 | Rate Constraint in lbs/MMBtu | FALSE | L | Annual | Constraint Shadow Price | US2022$/Ton | 18602.0364 | 0 | 0 | 0 | 0 | 0 | 0
NSR Westar Consent - NOX Rate Annual v4.10, Unit 2531 and retrofits | 694 | 7406 | Rate Constraint in lbs/MMBtu | FALSE | L | Annual | Seasons Included | Seasons | Winter, Spring, Summer, Fall | Winter, Spring, Summer, Fall | Winter, Spring, Summer, Fall | Winter, Spring, Summer, Fall | Winter, Spring, Summer, Fall | Winter, Spring, Summer, Fall | Winter, Spring, Summer, Fall
NSR Westar Consent - NOX Rate Annual v4.10, Unit 2531 and retrofits | 694 | 7406 | Rate Constraint in lbs/MMBtu | FALSE | L | Annual | Standard NOX | lb/MMBtu | 0.1 | 0.1 | 0.1 | 0.1 | 0.1 | 0.1 | 0.1
NSR Westar Consent - NOX Rate Annual v4.10, Unit 2531 and retrofits | 694 | 7406 | Rate Constraint in lbs/MMBtu | FALSE | L | Annual | Emissions at Affected Plants NOX | Thousand Tons | 1.3518 | 1.3518 | 0 | 0 | 0 | 0 | 0
NSR Westar Consent - NOX Rate Annual v4.10, Unit 2531 and retrofits | 694 | 7406 | Rate Constraint in lbs/MMBtu | FALSE | L | Annual | Allowances Purchased NOX | Thousand Tons | 0 | 0 | 0 | 0 | 0 | 0 | 0
NSR Westar Consent - NOX Rate Annual v4.10, Unit 2531 and retrofits | 694 | 7406 | Rate Constraint in lbs/MMBtu | FALSE | L | Annual | Allowances Sold NOX | Thousand Tons | 0 | 0 | 0 | 0 | 0 | 0 | 0
NSR Westar Consent - NOX Rate Annual v4.10, Unit 2531 and retrofits | 694 | 7406 | Rate Constraint in lbs/MMBtu | FALSE | L | Annual | Allowances Banked | Thousand Tons | 0 | 0 | 0 | 0 | 0 | 0 | 0
NSR Westar Consent - NOX Rate Annual v4.10, Unit 2531 and retrofits | 694 | 7406 | Rate Constraint in lbs/MMBtu | FALSE | L | Annual | Allowances Withdrawn (1:1) | Thousand Tons | 0 | 0 | 0 | 0 | 0 | 0 | 0
NSR Westar Consent - NOX Rate Annual v4.10, Unit 2531 and retrofits | 694 | 7406 | Rate Constraint in lbs/MMBtu | FALSE | L | Annual | Allowances Withdrawn (n:1) | Thousand Tons | 0 | 0 | 0 | 0 | 0 | 0 | 0
NSR Westar Consent - NOX Rate Annual v4.10, Unit 2531 and retrofits | 694 | 7406 | Rate Constraint in lbs/MMBtu | FALSE | L | Annual | Net Emissions Allowance Position | Thousand Tons | 1.3518 | 1.3518 | 0 | 0 | 0 | 0 | 0
NSR Westar Consent - NOX Rate Annual v4.10, Unit 2531 and retrofits | 694 | 7406 | Rate Constraint in lbs/MMBtu | FALSE | L | Annual | Fuel Consumed | TBtu | 27.0353 | 27.0353 | 0 | 0 | 0 | 0 | 0
NSR Westar Consent - NOX Rate Annual v4.10, Unit 2531 and retrofits | 694 | 7406 | Rate Constraint in lbs/MMBtu | FALSE | L | Annual | Rate | lb/MMBtu | 0.1 | 0.1 | 0 | 0 | 0 | 0 | 0
NSR Westar Consent - NOX Rate Annual v4.10, Unit 2531 and retrofits | 694 | 7406 | Rate Constraint in lbs/MMBtu | FALSE | L | Annual | Generation | TWh | 2.4258 | 2.4258 | 0 | 0 | 0 | 0 | 0
NSR Westar Consent - NOX Rate Annual v4.10, Unit 2531 and retrofits | 694 | 7406 | Rate Constraint in lbs/MMBtu | FALSE | L | Annual | Qualifying Generation | TWh | 2.4258 | 2.4258 | 0 | 0 | 0 | 0 | 0
NSR Westar Consent - NOX Rate Annual v4.10, Unit 2531 and retrofits | 694 | 7406 | Rate Constraint in lbs/MMBtu | FALSE | L | Annual | Rate | lb/MWh | 1.1145 | 1.1145 | 0 | 0 | 0 | 0 | 0
NSR Westar Consent - NOX Rate Annual v4.10, Unit 2531 and retrofits | 694 | 7406 | Rate Constraint in lbs/MMBtu | FALSE | L | Annual | Constraint Shadow Price | US2022$/Ton | 38952.6971 | 33670.0821 | 0 | 0 | 0 | 0 | 0
NSR Westar Consent - SO2 Cap Annual v4.10 | 695 | 7407 | Rate Constraint in MTons | FALSE | L | Annual | Seasons Included | Seasons | Winter, Spring, Summer, Fall | Winter, Spring, Summer, Fall | Winter, Spring, Summer, Fall | Winter, Spring, Summer, Fall | Winter, Spring, Summer, Fall | Winter, Spring, Summer, Fall | Winter, Spring, Summer, Fall
NSR Westar Consent - SO2 Cap Annual v4.10 | 695 | 7407 | Rate Constraint in MTons | FALSE | L | Annual | Standard SO2 | Thousand Tons | 6.6 | 6.6 | 6.6 | 6.6 | 6.6 | 6.6 | 6.6
NSR Westar Consent - SO2 Cap Annual v4.10 | 695 | 7407 | Rate Constraint in MTons | FALSE | L | Annual | Emissions at Affected Plants SO2 | Thousand Tons | 2.2749 | 2.0951 | 0 | 0 | 0 | 0 | 0
NSR Westar Consent - SO2 Cap Annual v4.10 | 695 | 7407 | Rate Constraint in MTons | FALSE | L | Annual | Allowances Purchased SO2 | Thousand Tons | 0 | 0 | 0 | 0 | 0 | 0 | 0
NSR Westar Consent - SO2 Cap Annual v4.10 | 695 | 7407 | Rate Constraint in MTons | FALSE | L | Annual | Allowances Sold SO2 | Thousand Tons | 0 | 0 | 0 | 0 | 0 | 0 | 0
NSR Westar Consent - SO2 Cap Annual v4.10 | 695 | 7407 | Rate Constraint in MTons | FALSE | L | Annual | Allowances Banked | Thousand Tons | 0 | 0 | 0 | 0 | 0 | 0 | 0
NSR Westar Consent - SO2 Cap Annual v4.10 | 695 | 7407 | Rate Constraint in MTons | FALSE | L | Annual | Allowances Withdrawn (1:1) | Thousand Tons | 0 | 0 | 0 | 0 | 0 | 0 | 0
NSR Westar Consent - SO2 Cap Annual v4.10 | 695 | 7407 | Rate Constraint in MTons | FALSE | L | Annual | Allowances Withdrawn (n:1) | Thousand Tons | 0 | 0 | 0 | 0 | 0 | 0 | 0
NSR Westar Consent - SO2 Cap Annual v4.10 | 695 | 7407 | Rate Constraint in MTons | FALSE | L | Annual | Net Emissions Allowance Position | Thousand Tons | 2.2749 | 2.0951 | 0 | 0 | 0 | 0 | 0
NSR Westar Consent - SO2 Cap Annual v4.10 | 695 | 7407 | Rate Constraint in MTons | FALSE | L | Annual | Fuel Consumed | TBtu | 75.8315 | 69.8383 | 0 | 0 | 0 | 0 | 0
NSR Westar Consent - SO2 Cap Annual v4.10 | 695 | 7407 | Rate Constraint in MTons | FALSE | L | Annual | Rate | lb/MMBtu | 0.06 | 0.06 | 0 | 0 | 0 | 0 | 0
NSR Westar Consent - SO2 Cap Annual v4.10 | 695 | 7407 | Rate Constraint in MTons | FALSE | L | Annual | Generation | TWh | 6.8659 | 6.3205 | 0 | 0 | 0 | 0 | 0
NSR Westar Consent - SO2 Cap Annual v4.10 | 695 | 7407 | Rate Constraint in MTons | FALSE | L | Annual | Qualifying Generation | TWh | 6.8659 | 6.3205 | 0 | 0 | 0 | 0 | 0
NSR Westar Consent - SO2 Cap Annual v4.10 | 695 | 7407 | Rate Constraint in MTons | FALSE | L | Annual | Rate | lb/MWh | 0.66268 | 0.66296 | 0 | 0 | 0 | 0 | 0
NSR Westar Consent - SO2 Cap Annual v4.10 | 695 | 7407 | Rate Constraint in MTons | FALSE | L | Annual | Constraint Shadow Price | US2022$/Ton | 0 | 0 | 0 | 0 | 0 | 0 | 0
NSR Westar Consent - SO2 Rate Annual v4.10 | 696 | 7408 | MACT Fuel Choice Floor in lbs/MMBtu | FALSE | L | Annual | Seasons Included | Seasons | Winter, Spring, Summer, Fall | Winter, Spring, Summer, Fall | Winter, Spring, Summer, Fall | Winter, Spring, Summer, Fall | Winter, Spring, Summer, Fall | Winter, Spring, Summer, Fall | Winter, Spring, Summer, Fall
NSR Westar Consent - SO2 Rate Annual v4.10 | 696 | 7408 | MACT Fuel Choice Floor in lbs/MMBtu | FALSE | L | Annual | Emission Floor | lb/MMBtu | 0.07 | 0.07 | 0.07 | 0.07 | 0.07 | 0.07 | 0.07
NSR Westar Consent - SO2 Rate Annual v4.10 | 696 | 7408 | MACT Fuel Choice Floor in lbs/MMBtu | FALSE | L | Annual | Emissions at Affected Plants SO2 | Thousand Tons | 2.2749 | 2.0951 | 0 | 0 | 0 | 0 | 0
NSR Westar Consent - SO2 Rate Annual v4.10 | 696 | 7408 | MACT Fuel Choice Floor in lbs/MMBtu | FALSE | L | Annual | Allowances Purchased SO2 | Thousand Tons | 0 | 0 | 0 | 0 | 0 | 0 | 0
NSR Westar Consent - SO2 Rate Annual v4.10 | 696 | 7408 | MACT Fuel Choice Floor in lbs/MMBtu | FALSE | L | Annual | Allowances Sold SO2 | Thousand Tons | 0 | 0 | 0 | 0 | 0 | 0 | 0
NSR Westar Consent - SO2 Rate Annual v4.10 | 696 | 7408 | MACT Fuel Choice Floor in lbs/MMBtu | FALSE | L | Annual | Allowances Banked | Thousand Tons | 0 | 0 | 0 | 0 | 0 | 0 | 0
NSR Westar Consent - SO2 Rate Annual v4.10 | 696 | 7408 | MACT Fuel Choice Floor in lbs/MMBtu | FALSE | L | Annual | Allowances Withdrawn (1:1) | Thousand Tons | 0 | 0 | 0 | 0 | 0 | 0 | 0
NSR Westar Consent - SO2 Rate Annual v4.10 | 696 | 7408 | MACT Fuel Choice Floor in lbs/MMBtu | FALSE | L | Annual | Allowances Withdrawn (n:1) | Thousand Tons | 0 | 0 | 0 | 0 | 0 | 0 | 0
NSR Westar Consent - SO2 Rate Annual v4.10 | 696 | 7408 | MACT Fuel Choice Floor in lbs/MMBtu | FALSE | L | Annual | Net Emissions Allowance Position | Thousand Tons | 2.2749 | 2.0951 | 0 | 0 | 0 | 0 | 0
NSR Westar Consent - SO2 Rate Annual v4.10 | 696 | 7408 | MACT Fuel Choice Floor in lbs/MMBtu | FALSE | L | Annual | Fuel Consumed | TBtu | 75.8315 | 69.8383 | 0 | 0 | 0 | 0 | 0
NSR Westar Consent - SO2 Rate Annual v4.10 | 696 | 7408 | MACT Fuel Choice Floor in lbs/MMBtu | FALSE | L | Annual | Rate | lb/MMBtu | 0.06 | 0.06 | 0 | 0 | 0 | 0 | 0
NSR Westar Consent - SO2 Rate Annual v4.10 | 696 | 7408 | MACT Fuel Choice Floor in lbs/MMBtu | FALSE | L | Annual | Generation | TWh | 6.8659 | 6.3205 | 0 | 0 | 0 | 0 | 0
NSR Westar Consent - SO2 Rate Annual v4.10 | 696 | 7408 | MACT Fuel Choice Floor in lbs/MMBtu | FALSE | L | Annual | Qualifying Generation | TWh | 6.8659 | 6.3205 | 0 | 0 | 0 | 0 | 0
NSR Westar Consent - SO2 Rate Annual v4.10 | 696 | 7408 | MACT Fuel Choice Floor in lbs/MMBtu | FALSE | L | Annual | Constraint Shadow Price | US2022$/Ton | 0 | 0 | 0 | 0 | 0 | 0 | 0
NSR Winyah 1 - NOX Rate Annual v3.1, Unit 4712 and retrofits | 697 | 7433 | Rate Constraint in lbs/MMBtu | FALSE | L | Annual | Seasons Included | Seasons | Winter, Spring, Summer, Fall | Winter, Spring, Summer, Fall | Winter, Spring, Summer, Fall | Winter, Spring, Summer, Fall | Winter, Spring, Summer, Fall | Winter, Spring, Summer, Fall | Winter, Spring, Summer, Fall
NSR Winyah 1 - NOX Rate Annual v3.1, Unit 4712 and retrofits | 697 | 7433 | Rate Constraint in lbs/MMBtu | FALSE | L | Annual | Standard NOX | lb/MMBtu | 0.1 | 0.1 | 0.1 | 0.1 | 0.1 | 0.1 | 0.1
NSR Winyah 1 - NOX Rate Annual v3.1, Unit 4712 and retrofits | 697 | 7433 | Rate Constraint in lbs/MMBtu | FALSE | L | Annual | Emissions at Affected Plants NOX | Thousand Tons | 0 | 0 | 0 | 0 | 0 | 0 | 0
NSR Winyah 1 - NOX Rate Annual v3.1, Unit 4712 and retrofits | 697 | 7433 | Rate Constraint in lbs/MMBtu | FALSE | L | Annual | Allowances Purchased NOX | Thousand Tons | 0 | 0 | 0 | 0 | 0 | 0 | 0
NSR Winyah 1 - NOX Rate Annual v3.1, Unit 4712 and retrofits | 697 | 7433 | Rate Constraint in lbs/MMBtu | FALSE | L | Annual | Allowances Sold NOX | Thousand Tons | 0 | 0 | 0 | 0 | 0 | 0 | 0
NSR Winyah 1 - NOX Rate Annual v3.1, Unit 4712 and retrofits | 697 | 7433 | Rate Constraint in lbs/MMBtu | FALSE | L | Annual | Allowances Banked | Thousand Tons | 0 | 0 | 0 | 0 | 0 | 0 | 0
NSR Winyah 1 - NOX Rate Annual v3.1, Unit 4712 and retrofits | 697 | 7433 | Rate Constraint in lbs/MMBtu | FALSE | L | Annual | Allowances Withdrawn (1:1) | Thousand Tons | 0 | 0 | 0 | 0 | 0 | 0 | 0
NSR Winyah 1 - NOX Rate Annual v3.1, Unit 4712 and retrofits | 697 | 7433 | Rate Constraint in lbs/MMBtu | FALSE | L | Annual | Allowances Withdrawn (n:1) | Thousand Tons | 0 | 0 | 0 | 0 | 0 | 0 | 0
NSR Winyah 1 - NOX Rate Annual v3.1, Unit 4712 and retrofits | 697 | 7433 | Rate Constraint in lbs/MMBtu | FALSE | L | Annual | Net Emissions Allowance Position | Thousand Tons | 0 | 0 | 0 | 0 | 0 | 0 | 0
NSR Winyah 1 - NOX Rate Annual v3.1, Unit 4712 and retrofits | 697 | 7433 | Rate Constraint in lbs/MMBtu | FALSE | L | Annual | Fuel Consumed | TBtu | 0 | 0 | 0 | 0 | 0 | 0 | 0
NSR Winyah 1 - NOX Rate Annual v3.1, Unit 4712 and retrofits | 697 | 7433 | Rate Constraint in lbs/MMBtu | FALSE | L | Annual | Rate | lb/MMBtu | 0 | 0 | 0 | 0 | 0 | 0 | 0
NSR Winyah 1 - NOX Rate Annual v3.1, Unit 4712 and retrofits | 697 | 7433 | Rate Constraint in lbs/MMBtu | FALSE | L | Annual | Generation | TWh | 0 | 0 | 0 | 0 | 0 | 0 | 0
NSR Winyah 1 - NOX Rate Annual v3.1, Unit 4712 and retrofits | 697 | 7433 | Rate Constraint in lbs/MMBtu | FALSE | L | Annual | Qualifying Generation | TWh | 0 | 0 | 0 | 0 | 0 | 0 | 0
NSR Winyah 1 - NOX Rate Annual v3.1, Unit 4712 and retrofits | 697 | 7433 | Rate Constraint in lbs/MMBtu | FALSE | L | Annual | Rate | lb/MWh | 0 | 0 | 0 | 0 | 0 | 0 | 0
NSR Winyah 1 - NOX Rate Annual v3.1, Unit 4712 and retrofits | 697 | 7433 | Rate Constraint in lbs/MMBtu | FALSE | L | Annual | Constraint Shadow Price | US2022$/Ton | 0 | 0 | 0 | 0 | 0 | 0 | 0
NSR Winyah 2-4 - NOX Rate Annual v3.1, Unit 4709 and retrofits | 698 | 7434 | Rate Constraint in lbs/MMBtu | FALSE | L | Annual | Seasons Included | Seasons | Winter, Spring, Summer, Fall | Winter, Spring, Summer, Fall | Winter, Spring, Summer, Fall | Winter, Spring, Summer, Fall | Winter, Spring, Summer, Fall | Winter, Spring, Summer, Fall | Winter, Spring, Summer, Fall
NSR Winyah 2-4 - NOX Rate Annual v3.1, Unit 4709 and retrofits | 698 | 7434 | Rate Constraint in lbs/MMBtu | FALSE | L | Annual | Standard NOX | lb/MMBtu | 0.12 | 0.12 | 0.12 | 0.12 | 0.12 | 0.12 | 0.12
NSR Winyah 2-4 - NOX Rate Annual v3.1, Unit 4709 and retrofits | 698 | 7434 | Rate Constraint in lbs/MMBtu | FALSE | L | Annual | Emissions at Affected Plants NOX | Thousand Tons | 0.16725 | 0.16746 | 0 | 0 | 0 | 0 | 0
NSR Winyah 2-4 - NOX Rate Annual v3.1, Unit 4709 and retrofits | 698 | 7434 | Rate Constraint in lbs/MMBtu | FALSE | L | Annual | Allowances Purchased NOX | Thousand Tons | 0 | 0 | 0 | 0 | 0 | 0 | 0
NSR Winyah 2-4 - NOX Rate Annual v3.1, Unit 4709 and retrofits | 698 | 7434 | Rate Constraint in lbs/MMBtu | FALSE | L | Annual | Allowances Sold NOX | Thousand Tons | 0 | 0 | 0 | 0 | 0 | 0 | 0
NSR Winyah 2-4 - NOX Rate Annual v3.1, Unit 4709 and retrofits | 698 | 7434 | Rate Constraint in lbs/MMBtu | FALSE | L | Annual | Allowances Banked | Thousand Tons | 0 | 0 | 0 | 0 | 0 | 0 | 0
NSR Winyah 2-4 - NOX Rate Annual v3.1, Unit 4709 and retrofits | 698 | 7434 | Rate Constraint in lbs/MMBtu | FALSE | L | Annual | Allowances Withdrawn (1:1) | Thousand Tons | 0 | 0 | 0 | 0 | 0 | 0 | 0
NSR Winyah 2-4 - NOX Rate Annual v3.1, Unit 4709 and retrofits | 698 | 7434 | Rate Constraint in lbs/MMBtu | FALSE | L | Annual | Allowances Withdrawn (n:1) | Thousand Tons | 0 | 0 | 0 | 0 | 0 | 0 | 0
NSR Winyah 2-4 - NOX Rate Annual v3.1, Unit 4709 and retrofits | 698 | 7434 | Rate Constraint in lbs/MMBtu | FALSE | L | Annual | Net Emissions Allowance Position | Thousand Tons | 0.16725 | 0.16746 | 0 | 0 | 0 | 0 | 0
NSR Winyah 2-4 - NOX Rate Annual v3.1, Unit 4709 and retrofits | 698 | 7434 | Rate Constraint in lbs/MMBtu | FALSE | L | Annual | Fuel Consumed | TBtu | 3.9539 | 3.9588 | 0 | 0 | 0 | 0 | 0
NSR Winyah 2-4 - NOX Rate Annual v3.1, Unit 4709 and retrofits | 698 | 7434 | Rate Constraint in lbs/MMBtu | FALSE | L | Annual | Rate | lb/MMBtu | 0.0846 | 0.0846 | 0 | 0 | 0 | 0 | 0
NSR Winyah 2-4 - NOX Rate Annual v3.1, Unit 4709 and retrofits | 698 | 7434 | Rate Constraint in lbs/MMBtu | FALSE | L | Annual | Generation | TWh | 0.36664 | 0.3671 | 0 | 0 | 0 | 0 | 0
NSR Winyah 2-4 - NOX Rate Annual v3.1, Unit 4709 and retrofits | 698 | 7434 | Rate Constraint in lbs/MMBtu | FALSE | L | Annual | Qualifying Generation | TWh | 0.36664 | 0.3671 | 0 | 0 | 0 | 0 | 0
NSR Winyah 2-4 - NOX Rate Annual v3.1, Unit 4709 and retrofits | 698 | 7434 | Rate Constraint in lbs/MMBtu | FALSE | L | Annual | Rate | lb/MWh | 0.91233 | 0.91233 | 0 | 0 | 0 | 0 | 0
NSR Winyah 2-4 - NOX Rate Annual v3.1, Unit 4709 and retrofits | 698 | 7434 | Rate Constraint in lbs/MMBtu | FALSE | L | Annual | Constraint Shadow Price | US2022$/Ton | 0 | 0 | 0 | 0 | 0 | 0 | 0
NSR Winyah 2-4 - NOX Rate Annual v3.1, Unit 4710 and retrofits | 699 | 7434 | Rate Constraint in lbs/MMBtu | FALSE | L | Annual | Seasons Included | Seasons | Winter, Spring, Summer, Fall | Winter, Spring, Summer, Fall | Winter, Spring, Summer, Fall | Winter, Spring, Summer, Fall | Winter, Spring, Summer, Fall | Winter, Spring, Summer, Fall | Winter, Spring, Summer, Fall
NSR Winyah 2-4 - NOX Rate Annual v3.1, Unit 4710 and retrofits | 699 | 7434 | Rate Constraint in lbs/MMBtu | FALSE | L | Annual | Standard NOX | lb/MMBtu | 0.12 | 0.12 | 0.12 | 0.12 | 0.12 | 0.12 | 0.12
NSR Winyah 2-4 - NOX Rate Annual v3.1, Unit 4710 and retrofits | 699 | 7434 | Rate Constraint in lbs/MMBtu | FALSE | L | Annual | Emissions at Affected Plants NOX | Thousand Tons | 0.19077 | 0.19105 | 0 | 0 | 0 | 0 | 0
NSR Winyah 2-4 - NOX Rate Annual v3.1, Unit 4710 and retrofits | 699 | 7434 | Rate Constraint in lbs/MMBtu | FALSE | L | Annual | Allowances Purchased NOX | Thousand Tons | 0 | 0 | 0 | 0 | 0 | 0 | 0
NSR Winyah 2-4 - NOX Rate Annual v3.1, Unit 4710 and retrofits | 699 | 7434 | Rate Constraint in lbs/MMBtu | FALSE | L | Annual | Allowances Sold NOX | Thousand Tons | 0 | 0 | 0 | 0 | 0 | 0 | 0
NSR Winyah 2-4 - NOX Rate Annual v3.1, Unit 4710 and retrofits | 699 | 7434 | Rate Constraint in lbs/MMBtu | FALSE | L | Annual | Allowances Banked | Thousand Tons | 0 | 0 | 0 | 0 | 0 | 0 | 0
NSR Winyah 2-4 - NOX Rate Annual v3.1, Unit 4710 and retrofits | 699 | 7434 | Rate Constraint in lbs/MMBtu | FALSE | L | Annual | Allowances Withdrawn (1:1) | Thousand Tons | 0 | 0 | 0 | 0 | 0 | 0 | 0
NSR Winyah 2-4 - NOX Rate Annual v3.1, Unit 4710 and retrofits | 699 | 7434 | Rate Constraint in lbs/MMBtu | FALSE | L | Annual | Allowances Withdrawn (n:1) | Thousand Tons | 0 | 0 | 0 | 0 | 0 | 0 | 0
NSR Winyah 2-4 - NOX Rate Annual v3.1, Unit 4710 and retrofits | 699 | 7434 | Rate Constraint in lbs/MMBtu | FALSE | L | Annual | Net Emissions Allowance Position | Thousand Tons | 0.19077 | 0.19105 | 0 | 0 | 0 | 0 | 0
NSR Winyah 2-4 - NOX Rate Annual v3.1, Unit 4710 and retrofits | 699 | 7434 | Rate Constraint in lbs/MMBtu | FALSE | L | Annual | Fuel Consumed | TBtu | 3.7964 | 3.802 | 0 | 0 | 0 | 0 | 0
NSR Winyah 2-4 - NOX Rate Annual v3.1, Unit 4710 and retrofits | 699 | 7434 | Rate Constraint in lbs/MMBtu | FALSE | L | Annual | Rate | lb/MMBtu | 0.1005 | 0.1005 | 0 | 0 | 0 | 0 | 0
NSR Winyah 2-4 - NOX Rate Annual v3.1, Unit 4710 and retrofits | 699 | 7434 | Rate Constraint in lbs/MMBtu | FALSE | L | Annual | Generation | TWh | 0.35142 | 0.35194 | 0 | 0 | 0 | 0 | 0
NSR Winyah 2-4 - NOX Rate Annual v3.1, Unit 4710 and retrofits | 699 | 7434 | Rate Constraint in lbs/MMBtu | FALSE | L | Annual | Qualifying Generation | TWh | 0.35142 | 0.35194 | 0 | 0 | 0 | 0 | 0
NSR Winyah 2-4 - NOX Rate Annual v3.1, Unit 4710 and retrofits | 699 | 7434 | Rate Constraint in lbs/MMBtu | FALSE | L | Annual | Rate | lb/MWh | 1.0857 | 1.0857 | 0 | 0 | 0 | 0 | 0
NSR Winyah 2-4 - NOX Rate Annual v3.1, Unit 4710 and retrofits | 699 | 7434 | Rate Constraint in lbs/MMBtu | FALSE | L | Annual | Constraint Shadow Price | US2022$/Ton | 0 | 0 | 0 | 0 | 0 | 0 | 0
NSR Winyah 2-4 - NOX Rate Annual v3.1, Unit 4711 and retrofits | 700 | 7434 | Rate Constraint in lbs/MMBtu | FALSE | L | Annual | Seasons Included | Seasons | Winter, Spring, Summer, Fall | Winter, Spring, Summer, Fall | Winter, Spring, Summer, Fall | Winter, Spring, Summer, Fall | Winter, Spring, Summer, Fall | Winter, Spring, Summer, Fall | Winter, Spring, Summer, Fall
NSR Winyah 2-4 - NOX Rate Annual v3.1, Unit 4711 and retrofits | 700 | 7434 | Rate Constraint in lbs/MMBtu | FALSE | L | Annual | Standard NOX | lb/MMBtu | 0.12 | 0.12 | 0.12 | 0.12 | 0.12 | 0.12 | 0.12
NSR Winyah 2-4 - NOX Rate Annual v3.1, Unit 4711 and retrofits | 700 | 7434 | Rate Constraint in lbs/MMBtu | FALSE | L | Annual | Emissions at Affected Plants NOX | Thousand Tons | 0 | 0 | 0 | 0 | 0 | 0 | 0
NSR Winyah 2-4 - NOX Rate Annual v3.1, Unit 4711 and retrofits | 700 | 7434 | Rate Constraint in lbs/MMBtu | FALSE | L | Annual | Allowances Purchased NOX | Thousand Tons | 0 | 0 | 0 | 0 | 0 | 0 | 0
NSR Winyah 2-4 - NOX Rate Annual v3.1, Unit 4711 and retrofits | 700 | 7434 | Rate Constraint in lbs/MMBtu | FALSE | L | Annual | Allowances Sold NOX | Thousand Tons | 0 | 0 | 0 | 0 | 0 | 0 | 0
NSR Winyah 2-4 - NOX Rate Annual v3.1, Unit 4711 and retrofits | 700 | 7434 | Rate Constraint in lbs/MMBtu | FALSE | L | Annual | Allowances Banked | Thousand Tons | 0 | 0 | 0 | 0 | 0 | 0 | 0
NSR Winyah 2-4 - NOX Rate Annual v3.1, Unit 4711 and retrofits | 700 | 7434 | Rate Constraint in lbs/MMBtu | FALSE | L | Annual | Allowances Withdrawn (1:1) | Thousand Tons | 0 | 0 | 0 | 0 | 0 | 0 | 0
NSR Winyah 2-4 - NOX Rate Annual v3.1, Unit 4711 and retrofits | 700 | 7434 | Rate Constraint in lbs/MMBtu | FALSE | L | Annual | Allowances Withdrawn (n:1) | Thousand Tons | 0 | 0 | 0 | 0 | 0 | 0 | 0
NSR Winyah 2-4 - NOX Rate Annual v3.1, Unit 4711 and retrofits | 700 | 7434 | Rate Constraint in lbs/MMBtu | FALSE | L | Annual | Net Emissions Allowance Position | Thousand Tons | 0 | 0 | 0 | 0 | 0 | 0 | 0
NSR Winyah 2-4 - NOX Rate Annual v3.1, Unit 4711 and retrofits | 700 | 7434 | Rate Constraint in lbs/MMBtu | FALSE | L | Annual | Fuel Consumed | TBtu | 0 | 0 | 0 | 0 | 0 | 0 | 0
NSR Winyah 2-4 - NOX Rate Annual v3.1, Unit 4711 and retrofits | 700 | 7434 | Rate Constraint in lbs/MMBtu | FALSE | L | Annual | Rate | lb/MMBtu | 0 | 0 | 0 | 0 | 0 | 0 | 0
NSR Winyah 2-4 - NOX Rate Annual v3.1, Unit 4711 and retrofits | 700 | 7434 | Rate Constraint in lbs/MMBtu | FALSE | L | Annual | Generation | TWh | 0 | 0 | 0 | 0 | 0 | 0 | 0
NSR Winyah 2-4 - NOX Rate Annual v3.1, Unit 4711 and retrofits | 700 | 7434 | Rate Constraint in lbs/MMBtu | FALSE | L | Annual | Qualifying Generation | TWh | 0 | 0 | 0 | 0 | 0 | 0 | 0
NSR Winyah 2-4 - NOX Rate Annual v3.1, Unit 4711 and retrofits | 700 | 7434 | Rate Constraint in lbs/MMBtu | FALSE | L | Annual | Rate | lb/MWh | 0 | 0 | 0 | 0 | 0 | 0 | 0
NSR Winyah 2-4 - NOX Rate Annual v3.1, Unit 4711 and retrofits | 700 | 7434 | Rate Constraint in lbs/MMBtu | FALSE | L | Annual | Constraint Shadow Price | US2022$/Ton | 0 | 0 | 0 | 0 | 0 | 0 | 0
NSR WPS Consent - NOX Cap Annual v5.12 | 701 | 7409 | Rate Constraint in MTons | FALSE | L | Annual | Seasons Included | Seasons | Winter, Spring, Summer, Fall | Winter, Spring, Summer, Fall | Winter, Spring, Summer, Fall | Winter, Spring, Summer, Fall | Winter, Spring, Summer, Fall | Winter, Spring, Summer, Fall | Winter, Spring, Summer, Fall
NSR WPS Consent - NOX Cap Annual v5.12 | 701 | 7409 | Rate Constraint in MTons | FALSE | L | Annual | Standard NOX | Thousand Tons | 3.7 | 3.7 | 3.7 | 3.7 | 3.7 | 3.7 | 3.7
NSR WPS Consent - NOX Cap Annual v5.12 | 701 | 7409 | Rate Constraint in MTons | FALSE | L | Annual | Emissions at Affected Plants NOX | Thousand Tons | 0.99501 | 1.2907 | 0.65818 | 0 | 0 | 0.56488 | 1.1641
NSR WPS Consent - NOX Cap Annual v5.12 | 701 | 7409 | Rate Constraint in MTons | FALSE | L | Annual | Allowances Purchased NOX | Thousand Tons | 0 | 0 | 0 | 0 | 0 | 0 | 0
NSR WPS Consent - NOX Cap Annual v5.12 | 701 | 7409 | Rate Constraint in MTons | FALSE | L | Annual | Allowances Sold NOX | Thousand Tons | 0 | 0 | 0 | 0 | 0 | 0 | 0
NSR WPS Consent - NOX Cap Annual v5.12 | 701 | 7409 | Rate Constraint in MTons | FALSE | L | Annual | Allowances Banked | Thousand Tons | 0 | 0 | 0 | 0 | 0 | 0 | 0
NSR WPS Consent - NOX Cap Annual v5.12 | 701 | 7409 | Rate Constraint in MTons | FALSE | L | Annual | Allowances Withdrawn (1:1) | Thousand Tons | 0 | 0 | 0 | 0 | 0 | 0 | 0
NSR WPS Consent - NOX Cap Annual v5.12 | 701 | 7409 | Rate Constraint in MTons | FALSE | L | Annual | Allowances Withdrawn (n:1) | Thousand Tons | 0 | 0 | 0 | 0 | 0 | 0 | 0
NSR WPS Consent - NOX Cap Annual v5.12 | 701 | 7409 | Rate Constraint in MTons | FALSE | L | Annual | Net Emissions Allowance Position | Thousand Tons | 0.99501 | 1.2907 | 0.65818 | 0 | 0 | 0.56488 | 1.1641
NSR WPS Consent - NOX Cap Annual v5.12 | 701 | 7409 | Rate Constraint in MTons | FALSE | L | Annual | Fuel Consumed | TBtu | 36.6802 | 47.3349 | 24.2866 | 0 | 0 | 20.6696 | 42.6188
NSR WPS Consent - NOX Cap Annual v5.12 | 701 | 7409 | Rate Constraint in MTons | FALSE | L | Annual | Rate | lb/MMBtu | 0.054253 | 0.054536 | 0.054201 | 0 | 0 | 0.054658 | 0.054627
NSR WPS Consent - NOX Cap Annual v5.12 | 701 | 7409 | Rate Constraint in MTons | FALSE | L | Annual | Generation | TWh | 3.7688 | 4.8477 | 2.4969 | 0 | 0 | 2.1139 | 4.3601
NSR WPS Consent - NOX Cap Annual v5.12 | 701 | 7409 | Rate Constraint in MTons | FALSE | L | Annual | Qualifying Generation | TWh | 3.7688 | 4.8477 | 2.4969 | 0 | 0 | 2.1139 | 4.3601
NSR WPS Consent - NOX Cap Annual v5.12 | 701 | 7409 | Rate Constraint in MTons | FALSE | L | Annual | Rate | lb/MWh | 0.52803 | 0.53252 | 0.52721 | 0 | 0 | 0.53445 | 0.53396
NSR WPS Consent - NOX Cap Annual v5.12 | 701 | 7409 | Rate Constraint in MTons | FALSE | L | Annual | Constraint Shadow Price | US2022$/Ton | 0 | 0 | 0 | 0 | 0 | 0 | 0
NSR WPS Consent - SO2 Cap Annual v5.12 | 702 | 7410 | Rate Constraint in MTons | FALSE | L | Annual | Seasons Included | Seasons | Winter, Spring, Summer, Fall | Winter, Spring, Summer, Fall | Winter, Spring, Summer, Fall | Winter, Spring, Summer, Fall | Winter, Spring, Summer, Fall | Winter, Spring, Summer, Fall | Winter, Spring, Summer, Fall
NSR WPS Consent - SO2 Cap Annual v5.12 | 702 | 7410 | Rate Constraint in MTons | FALSE | L | Annual | Standard SO2 | Thousand Tons | 4.25 | 4.25 | 4.25 | 4.25 | 4.25 | 4.25 | 4.25
NSR WPS Consent - SO2 Cap Annual v5.12 | 702 | 7410 | Rate Constraint in MTons | FALSE | L | Annual | Emissions at Affected Plants SO2 | Thousand Tons | 1.2245 | 1.3965 | 0.8281 | 0 | 0 | 0.57547 | 1.2046
NSR WPS Consent - SO2 Cap Annual v5.12 | 702 | 7410 | Rate Constraint in MTons | FALSE | L | Annual | Allowances Purchased SO2 | Thousand Tons | 0 | 0 | 0 | 0 | 0 | 0 | 0
NSR WPS Consent - SO2 Cap Annual v5.12 | 702 | 7410 | Rate Constraint in MTons | FALSE | L | Annual | Allowances Sold SO2 | Thousand Tons | 0 | 0 | 0 | 0 | 0 | 0 | 0
NSR WPS Consent - SO2 Cap Annual v5.12 | 702 | 7410 | Rate Constraint in MTons | FALSE | L | Annual | Allowances Banked | Thousand Tons | 0 | 0 | 0 | 0 | 0 | 0 | 0
NSR WPS Consent - SO2 Cap Annual v5.12 | 702 | 7410 | Rate Constraint in MTons | FALSE | L | Annual | Allowances Withdrawn (1:1) | Thousand Tons | 0 | 0 | 0 | 0 | 0 | 0 | 0
NSR WPS Consent - SO2 Cap Annual v5.12 | 702 | 7410 | Rate Constraint in MTons | FALSE | L | Annual | Allowances Withdrawn (n:1) | Thousand Tons | 0 | 0 | 0 | 0 | 0 | 0 | 0
NSR WPS Consent - SO2 Cap Annual v5.12 | 702 | 7410 | Rate Constraint in MTons | FALSE | L | Annual | Net Emissions Allowance Position | Thousand Tons | 1.2245 | 1.3965 | 0.8281 | 0 | 0 | 0.57547 | 1.2046
NSR WPS Consent - SO2 Cap Annual v5.12 | 702 | 7410 | Rate Constraint in MTons | FALSE | L | Annual | Fuel Consumed | TBtu | 36.6802 | 47.3349 | 24.2866 | 0 | 0 | 20.6696 | 42.6188
NSR WPS Consent - SO2 Cap Annual v5.12 | 702 | 7410 | Rate Constraint in MTons | FALSE | L | Annual | Rate | lb/MMBtu | 0.066766 | 0.059003 | 0.068194 | 0 | 0 | 0.055683 | 0.056531
NSR WPS Consent - SO2 Cap Annual v5.12 | 702 | 7410 | Rate Constraint in MTons | FALSE | L | Annual | Generation | TWh | 3.7688 | 4.8477 | 2.4969 | 0 | 0 | 2.1139 | 4.3601
NSR WPS Consent - SO2 Cap Annual v5.12 | 702 | 7410 | Rate Constraint in MTons | FALSE | L | Annual | Qualifying Generation | TWh | 3.7688 | 4.8477 | 2.4969 | 0 | 0 | 2.1139 | 4.3601
NSR WPS Consent - SO2 Cap Annual v5.12 | 702 | 7410 | Rate Constraint in MTons | FALSE | L | Annual | Rate | lb/MWh | 0.64981 | 0.57614 | 0.66331 | 0 | 0 | 0.54447 | 0.55257
NSR WPS Consent - SO2 Cap Annual v5.12 | 702 | 7410 | Rate Constraint in MTons | FALSE | L | Annual | Constraint Shadow Price | US2022$/Ton | 0 | 0 | 0 | 0 | 0 | 0 | 0
NSR WPS Weston 3 - NOX Rate Annual v5.12, Unit 3161 and retrofits | 703 | 7411 | Rate Constraint in lbs/MMBtu | FALSE | L | Annual | Seasons Included | Seasons | Winter, Spring, Summer, Fall | Winter, Spring, Summer, Fall | Winter, Spring, Summer, Fall | Winter, Spring, Summer, Fall | Winter, Spring, Summer, Fall | Winter, Spring, Summer, Fall | Winter, Spring, Summer, Fall
NSR WPS Weston 3 - NOX Rate Annual v5.12, Unit 3161 and retrofits | 703 | 7411 | Rate Constraint in lbs/MMBtu | FALSE | L | Annual | Standard NOX | lb/MMBtu | 0.1 | 0.1 | 0.1 | 0.1 | 0.1 | 0.1 | 0.1
NSR WPS Weston 3 - NOX Rate Annual v5.12, Unit 3161 and retrofits | 703 | 7411 | Rate Constraint in lbs/MMBtu | FALSE | L | Annual | Emissions at Affected Plants NOX | Thousand Tons | 0.18146 | 0.37152 | 0.10718 | 0 | 0 | 0.18789 | 0.37389
NSR WPS Weston 3 - NOX Rate Annual v5.12, Unit 3161 and retrofits | 703 | 7411 | Rate Constraint in lbs/MMBtu | FALSE | L | Annual | Allowances Purchased NOX | Thousand Tons | 0 | 0 | 0 | 0 | 0 | 0 | 0
NSR WPS Weston 3 - NOX Rate Annual v5.12, Unit 3161 and retrofits | 703 | 7411 | Rate Constraint in lbs/MMBtu | FALSE | L | Annual | Allowances Sold NOX | Thousand Tons | 0 | 0 | 0 | 0 | 0 | 0 | 0
NSR WPS Weston 3 - NOX Rate Annual v5.12, Unit 3161 and retrofits | 703 | 7411 | Rate Constraint in lbs/MMBtu | FALSE | L | Annual | Allowances Banked | Thousand Tons | 0 | 0 | 0 | 0 | 0 | 0 | 0
NSR WPS Weston 3 - NOX Rate Annual v5.12, Unit 3161 and retrofits | 703 | 7411 | Rate Constraint in lbs/MMBtu | FALSE | L | Annual | Allowances Withdrawn (1:1) | Thousand Tons | 0 | 0 | 0 | 0 | 0 | 0 | 0
NSR WPS Weston 3 - NOX Rate Annual v5.12, Unit 3161 and retrofits | 703 | 7411 | Rate Constraint in lbs/MMBtu | FALSE | L | Annual | Allowances Withdrawn (n:1) | Thousand Tons | 0 | 0 | 0 | 0 | 0 | 0 | 0
NSR WPS Weston 3 - NOX Rate Annual v5.12, Unit 3161 and retrofits | 703 | 7411 | Rate Constraint in lbs/MMBtu | FALSE | L | Annual | Net Emissions Allowance Position | Thousand Tons | 0.18146 | 0.37152 | 0.10718 | 0 | 0 | 0.18789 | 0.37389
NSR WPS Weston 3 - NOX Rate Annual v5.12, Unit 3161 and retrofits | 703 | 7411 | Rate Constraint in lbs/MMBtu | FALSE | L | Annual | Fuel Consumed | TBtu | 6.4199 | 13.1443 | 3.7921 | 0 | 0 | 6.6474 | 13.2281
NSR WPS Weston 3 - NOX Rate Annual v5.12, Unit 3161 and retrofits | 703 | 7411 | Rate Constraint in lbs/MMBtu | FALSE | L | Annual | Rate | lb/MMBtu | 0.05653 | 0.05653 | 0.05653 | 0 | 0 | 0.05653 | 0.05653
NSR WPS Weston 3 - NOX Rate Annual v5.12, Unit 3161 and retrofits | 703 | 7411 | Rate Constraint in lbs/MMBtu | FALSE | L | Annual | Generation | TWh | 0.64238 | 1.3152 | 0.37944 | 0 | 0 | 0.66514 | 1.3236
NSR WPS Weston 3 - NOX Rate Annual v5.12, Unit 3161 and retrofits | 703 | 7411 | Rate Constraint in lbs/MMBtu | FALSE | L | Annual | Qualifying Generation | TWh | 0.64238 | 1.3152 | 0.37944 | 0 | 0 | 0.66514 | 1.3236
NSR WPS Weston 3 - NOX Rate Annual v5.12, Unit 3161 and retrofits | 703 | 7411 | Rate Constraint in lbs/MMBtu | FALSE | L | Annual | Rate | lb/MWh | 0.56496 | 0.56496 | 0.56496 | 0 | 0 | 0.56496 | 0.56496
NSR WPS Weston 3 - NOX Rate Annual v5.12, Unit 3161 and retrofits | 703 | 7411 | Rate Constraint in lbs/MMBtu | FALSE | L | Annual | Constraint Shadow Price | US2022$/Ton | 0 | 0 | 0 | 0 | 0 | 0 | 0
NSR WPS Weston 3 - SO2 Rate Annual v5.12, Unit 3161 and retrofits | 704 | 7412 | Rate Constraint in lbs/MMBtu | FALSE | L | Annual | Seasons Included | Seasons | Winter, Spring, Summer, Fall | Winter, Spring, Summer, Fall | Winter, Spring, Summer, Fall | Winter, Spring, Summer, Fall | Winter, Spring, Summer, Fall | Winter, Spring, Summer, Fall | Winter, Spring, Summer, Fall
NSR WPS Weston 3 - SO2 Rate Annual v5.12, Unit 3161 and retrofits | 704 | 7412 | Rate Constraint in lbs/MMBtu | FALSE | L | Annual | Standard SO2 | lb/MMBtu | 0.08 | 0.08 | 0.08 | 0.08 | 0.08 | 0.08 | 0.08
NSR WPS Weston 3 - SO2 Rate Annual v5.12, Unit 3161 and retrofits | 704 | 7412 | Rate Constraint in lbs/MMBtu | FALSE | L | Annual | Emissions at Affected Plants SO2 | Thousand Tons | 0.014084 | 0.028835 | 0.0083189 | 0 | 0 | 0.014583 | 0.029019
NSR WPS Weston 3 - SO2 Rate Annual v5.12, Unit 3161 and retrofits | 704 | 7412 | Rate Constraint in lbs/MMBtu | FALSE | L | Annual | Allowances Purchased SO2 | Thousand Tons | 0 | 0 | 0 | 0 | 0 | 0 | 0
NSR WPS Weston 3 - SO2 Rate Annual v5.12, Unit 3161 and retrofits | 704 | 7412 | Rate Constraint in lbs/MMBtu | FALSE | L | Annual | Allowances Sold SO2 | Thousand Tons | 0 | 0 | 0 | 0 | 0 | 0 | 0
NSR WPS Weston 3 - SO2 Rate Annual v5.12, Unit 3161 and retrofits | 704 | 7412 | Rate Constraint in lbs/MMBtu | FALSE | L | Annual | Allowances Banked | Thousand Tons | 0 | 0 | 0 | 0 | 0 | 0 | 0
NSR WPS Weston 3 - SO2 Rate Annual v5.12, Unit 3161 and retrofits | 704 | 7412 | Rate Constraint in lbs/MMBtu | FALSE | L | Annual | Allowances Withdrawn (1:1) | Thousand Tons | 0 | 0 | 0 | 0 | 0 | 0 | 0
NSR WPS Weston 3 - SO2 Rate Annual v5.12, Unit 3161 and retrofits | 704 | 7412 | Rate Constraint in lbs/MMBtu | FALSE | L | Annual | Allowances Withdrawn (n:1) | Thousand Tons | 0 | 0 | 0 | 0 | 0 | 0 | 0
NSR WPS Weston 3 - SO2 Rate Annual v5.12, Unit 3161 and retrofits | 704 | 7412 | Rate Constraint in lbs/MMBtu | FALSE | L | Annual | Net Emissions Allowance Position | Thousand Tons | 0.014084 | 0.028835 | 0.0083189 | 0 | 0 | 0.014583 | 0.029019
NSR WPS Weston 3 - SO2 Rate Annual v5.12, Unit 3161 and retrofits | 704 | 7412 | Rate Constraint in lbs/MMBtu | FALSE | L | Annual | Fuel Consumed | TBtu | 6.4199 | 13.1443 | 3.7921 | 0 | 0 | 6.6474 | 13.2281
NSR WPS Weston 3 - SO2 Rate Annual v5.12, Unit 3161 and retrofits | 704 | 7412 | Rate Constraint in lbs/MMBtu | FALSE | L | Annual | Rate | lb/MMBtu | 0.0043875 | 0.0043875 | 0.0043875 | 0 | 0 | 0.0043875 | 0.0043875
NSR WPS Weston 3 - SO2 Rate Annual v5.12, Unit 3161 and retrofits | 704 | 7412 | Rate Constraint in lbs/MMBtu | FALSE | L | Annual | Generation | TWh | 0.64238 | 1.3152 | 0.37944 | 0 | 0 | 0.66514 | 1.3236
NSR WPS Weston 3 - SO2 Rate Annual v5.12, Unit 3161 and retrofits | 704 | 7412 | Rate Constraint in lbs/MMBtu | FALSE | L | Annual | Qualifying Generation | TWh | 0.64238 | 1.3152 | 0.37944 | 0 | 0 | 0.66514 | 1.3236
NSR WPS Weston 3 - SO2 Rate Annual v5.12, Unit 3161 and retrofits | 704 | 7412 | Rate Constraint in lbs/MMBtu | FALSE | L | Annual | Rate | lb/MWh | 0.043848 | 0.043848 | 0.043848 | 0 | 0 | 0.043848 | 0.043848
NSR WPS Weston 3 - SO2 Rate Annual v5.12, Unit 3161 and retrofits | 704 | 7412 | Rate Constraint in lbs/MMBtu | FALSE | L | Annual | Constraint Shadow Price | US2022$/Ton | 0 | 0 | 0 | 0 | 0 | 0 | 0
NSR WPS Weston 4 - SO2 Rate Annual v5.12, Unit 2563 and retrofits | 705 | 7413 | Rate Constraint in lbs/MMBtu | FALSE | L | Annual | Seasons Included | Seasons | Winter, Spring, Summer, Fall | Winter, Spring, Summer, Fall | Winter, Spring, Summer, Fall | Winter, Spring, Summer, Fall | Winter, Spring, Summer, Fall | Winter, Spring, Summer, Fall | Winter, Spring, Summer, Fall
NSR WPS Weston 4 - SO2 Rate Annual v5.12, Unit 2563 and retrofits | 705 | 7413 | Rate Constraint in lbs/MMBtu | FALSE | L | Annual | Standard SO2 | lb/MMBtu | 0.08 | 0.08 | 0.08 | 0.08 | 0.08 | 0.08 | 0.08
NSR WPS Weston 4 - SO2 Rate Annual v5.12, Unit 2563 and retrofits | 705 | 7413 | Rate Constraint in lbs/MMBtu | FALSE | L | Annual | Emissions at Affected Plants SO2 | Thousand Tons | 1.2104 | 1.3676 | 0.81978 | 0 | 0 | 0.56089 | 1.1756
NSR WPS Weston 4 - SO2 Rate Annual v5.12, Unit 2563 and retrofits | 705 | 7413 | Rate Constraint in lbs/MMBtu | FALSE | L | Annual | Allowances Purchased SO2 | Thousand Tons | 0 | 0 | 0 | 0 | 0 | 0 | 0
NSR WPS Weston 4 - SO2 Rate Annual v5.12, Unit 2563 and retrofits | 705 | 7413 | Rate Constraint in lbs/MMBtu | FALSE | L | Annual | Allowances Sold SO2 | Thousand Tons | 0 | 0 | 0 | 0 | 0 | 0 | 0
NSR WPS Weston 4 - SO2 Rate Annual v5.12, Unit 2563 and retrofits | 705 | 7413 | Rate Constraint in lbs/MMBtu | FALSE | L | Annual | Allowances Banked | Thousand Tons | 0 | 0 | 0 | 0 | 0 | 0 | 0
NSR WPS Weston 4 - SO2 Rate Annual v5.12, Unit 2563 and retrofits | 705 | 7413 | Rate Constraint in lbs/MMBtu | FALSE | L | Annual | Allowances Withdrawn (1:1) | Thousand Tons | 0 | 0 | 0 | 0 | 0 | 0 | 0
NSR WPS Weston 4 - SO2 Rate Annual v5.12, Unit 2563 and retrofits | 705 | 7413 | Rate Constraint in lbs/MMBtu | FALSE | L | Annual | Allowances Withdrawn (n:1) | Thousand Tons | 0 | 0 | 0 | 0 | 0 | 0 | 0
NSR WPS Weston 4 - SO2 Rate Annual v5.12, Unit 2563 and retrofits | 705 | 7413 | Rate Constraint in lbs/MMBtu | FALSE | L | Annual | Net Emissions Allowance Position | Thousand Tons | 1.2104 | 1.3676 | 0.81978 | 0 | 0 | 0.56089 | 1.1756
NSR WPS Weston 4 - SO2 Rate Annual v5.12, Unit 2563 and retrofits | 705 | 7413 | Rate Constraint in lbs/MMBtu | FALSE | L | Annual | Fuel Consumed | TBtu | 30.2603 | 34.1906 | 20.4945 | 0 | 0 | 14.0222 | 29.3906
NSR WPS Weston 4 - SO2 Rate Annual v5.12, Unit 2563 and retrofits | 705 | 7413 | Rate Constraint in lbs/MMBtu | FALSE | L | Annual | Rate | lb/MMBtu | 0.08 | 0.08 | 0.08 | 0 | 0 | 0.08 | 0.08
NSR WPS Weston 4 - SO2 Rate Annual v5.12, Unit 2563 and retrofits | 705 | 7413 | Rate Constraint in lbs/MMBtu | FALSE | L | Annual | Generation | TWh | 3.1264 | 3.5325 | 2.1174 | 0 | 0 | 1.4487 | 3.0365
NSR WPS Weston 4 - SO2 Rate Annual v5.12, Unit 2563 and retrofits | 705 | 7413 | Rate Constraint in lbs/MMBtu | FALSE | L | Annual | Qualifying Generation | TWh | 3.1264 | 3.5325 | 2.1174 | 0 | 0 | 1.4487 | 3.0365
NSR WPS Weston 4 - SO2 Rate Annual v5.12, Unit 2563 and retrofits | 705 | 7413 | Rate Constraint in lbs/MMBtu | FALSE | L | Annual | Rate | lb/MWh | 0.77432 | 0.77432 | 0.77432 | 0 | 0 | 0.77432 | 0.77432
NSR WPS Weston 4 - SO2 Rate Annual v5.12, Unit 2563 and retrofits | 705 | 7413 | Rate Constraint in lbs/MMBtu | FALSE | L | Annual | Constraint Shadow Price | US2022$/Ton | 0 | 0 | 0 | 0 | 0 | 0 | 0
NY- CO2 Budget- v5.16 | 706 | 7537 | Rate Constraint in MTons | FALSE | L | Annual | Seasons Included | Seasons | Winter, Spring, Summer, Fall | Winter, Spring, Summer, Fall | Winter, Spring, Summer, Fall | Winter, Spring, Summer, Fall | Winter, Spring, Summer, Fall | Winter, Spring, Summer, Fall | Winter, Spring, Summer, Fall
NY- CO2 Budget- v5.16 | 706 | 7537 | Rate Constraint in MTons | FALSE | L | Annual | Standard CO2 | Thousand Tons | 22892.819 | 21131.833 | 21131.833 | 21131.833 | 21131.833 | 21131.833 | 21131.833
NY- CO2 Budget- v5.16 | 706 | 7537 | Rate Constraint in MTons | FALSE | L | Annual | Emissions at Affected Plants CO2 | Thousand Tons | 21635.1622 | 22389.4898 | 16381.3637 | 6667.4163 | 7062.6153 | 7717.817 | 7953.3914
NY- CO2 Budget- v5.16 | 706 | 7537 | Rate Constraint in MTons | FALSE | L | Annual | Allowances Purchased CO2 | Thousand Tons | 0 | 0 | 0 | 0 | 0 | 0 | 0
NY- CO2 Budget- v5.16 | 706 | 7537 | Rate Constraint in MTons | FALSE | L | Annual | Allowances Sold CO2 | Thousand Tons | 0 | 0 | 0 | 0 | 0 | 0 | 0
NY- CO2 Budget- v5.16 | 706 | 7537 | Rate Constraint in MTons | FALSE | L | Annual | Allowances Banked | Thousand Tons | 1257.6568 | 0 | 0 | 0 | 0 | 0 | 0
NY- CO2 Budget- v5.16 | 706 | 7537 | Rate Constraint in MTons | FALSE | L | Annual | Allowances Withdrawn (1:1) | Thousand Tons | 0 | -1257.6568 | 0 | 0 | 0 | 0 | 0
NY- CO2 Budget- v5.16 | 706 | 7537 | Rate Constraint in MTons | FALSE | L | Annual | Allowances Withdrawn (n:1) | Thousand Tons | 0 | 0 | 0 | 0 | 0 | 0 | 0
NY- CO2 Budget- v5.16 | 706 | 7537 | Rate Constraint in MTons | FALSE | L | Annual | Net Emissions Allowance Position | Thousand Tons | 22892.819 | 21131.833 | 16381.3637 | 6667.4163 | 7062.6153 | 7717.817 | 7953.3914
NY- CO2 Budget- v5.16 | 706 | 7537 | Rate Constraint in MTons | FALSE | L | Annual | Fuel Consumed | TBtu | 354.5964 | 366.7608 | 264.9306 | 107.6357 | 114.2153 | 125.5902 | 129.9525
NY- CO2 Budget- v5.16 | 706 | 7537 | Rate Constraint in MTons | FALSE | L | Annual | Rate | lb/MMBtu | 122.027 | 122.0932 | 123.6653 | 123.8885 | 123.672 | 122.9048 | 122.4046
NY- CO2 Budget- v5.16 | 706 | 7537 | Rate Constraint in MTons | FALSE | L | Annual | Generation | TWh | 53.0738 | 66.6302 | 104.9477 | 138.4736 | 151.3067 | 172.1444 | 182.1798
NY- CO2 Budget- v5.16 | 706 | 7537 | Rate Constraint in MTons | FALSE | L | Annual | Qualifying Generation | TWh | 53.0738 | 66.6302 | 104.9477 | 138.3798 | 151.1094 | 171.6445 | 181.3536
NY- CO2 Budget- v5.16 | 706 | 7537 | Rate Constraint in MTons | FALSE | L | Annual | Rate | lb/MWh | 815.2866 | 672.0519 | 312.1816 | 96.364 | 93.4768 | 89.928 | 87.7114
NY- CO2 Budget- v5.16 | 706 | 7537 | Rate Constraint in MTons | FALSE | L | Annual | Constraint Shadow Price | US2022$/Ton | 6.4229 | 6.915 | 0 | 0 | 0 | 0 | 0
NY- CO2 Rate Limit- Existing Fossil Units- v6.20 | 707 | 7561 | Rate Constraint in lbs/MWh | FALSE | L | Annual | Seasons Included | Seasons | Winter, Spring, Summer, Fall | Winter, Spring, Summer, Fall | Winter, Spring, Summer, Fall | Winter, Spring, Summer, Fall | Winter, Spring, Summer, Fall | Winter, Spring, Summer, Fall | Winter, Spring, Summer, Fall
NY- CO2 Rate Limit- Existing Fossil Units- v6.20 | 707 | 7561 | Rate Constraint in lbs/MWh | FALSE | L | Annual | Standard CO2 | lb/MWh | 1800 | 1800 | 1800 | 1800 | 1800 | 1800 | 1800
NY- CO2 Rate Limit- Existing Fossil Units- v6.20 | 707 | 7561 | Rate Constraint in lbs/MWh | FALSE | L | Annual | Emissions at Affected Plants CO2 | Thousand Tons | 21205.4393 | 21960.0522 | 15952.163 | 5970.5597 | 6044.7828 | 5450.773 | 4732.6845
NY- CO2 Rate Limit- Existing Fossil Units- v6.20 | 707 | 7561 | Rate Constraint in lbs/MWh | FALSE | L | Annual | Allowances Purchased CO2 | Thousand Tons | 0 | 0 | 0 | 0 | 0 | 0 | 0
NY- CO2 Rate Limit- Existing Fossil Units- v6.20 | 707 | 7561 | Rate Constraint in lbs/MWh | FALSE | L | Annual | Allowances Sold CO2 | Thousand Tons | 0 | 0 | 0 | 0 | 0 | 0 | 0
NY- CO2 Rate Limit- Existing Fossil Units- v6.20 | 707 | 7561 | Rate Constraint in lbs/MWh | FALSE | L | Annual | Allowances Banked | Thousand Tons | 0 | 0 | 0 | 0 | 0 | 0 | 0
NY- CO2 Rate Limit- Existing Fossil Units- v6.20 | 707 | 7561 | Rate Constraint in lbs/MWh | FALSE | L | Annual | Allowances Withdrawn (1:1) | Thousand Tons | 0 | 0 | 0 | 0 | 0 | 0 | 0
NY- CO2 Rate Limit- Existing Fossil Units- v6.20 | 707 | 7561 | Rate Constraint in lbs/MWh | FALSE | L | Annual | Allowances Withdrawn (n:1) | Thousand Tons | 0 | 0 | 0 | 0 | 0 | 0 | 0
NY- CO2 Rate Limit- Existing Fossil Units- v6.20 | 707 | 7561 | Rate Constraint in lbs/MWh | FALSE | L | Annual | Net Emissions Allowance Position | Thousand Tons | 21205.4393 | 21960.0522 | 15952.163 | 5970.5597 | 6044.7828 | 5450.773 | 4732.6845
NY- CO2 Rate Limit- Existing Fossil Units- v6.20 | 707 | 7561 | Rate Constraint in lbs/MWh | FALSE | L | Annual | Fuel Consumed | TBtu | 347.14 | 359.3092 | 257.4831 | 95.616 | 96.7196 | 86.6329 | 74.7045
NY- CO2 Rate Limit- Existing Fossil Units- v6.20 | 707 | 7561 | Rate Constraint in lbs/MWh | FALSE | L | Annual | Rate | lb/MMBtu | 122.1723 | 122.2349 | 123.9084 | 124.8862 | 124.996 | 125.8361 | 126.7041
NY- CO2 Rate Limit- Existing Fossil Units- v6.20 | 707 | 7561 | Rate Constraint in lbs/MWh | FALSE | L | Annual | Generation | TWh | 46.5524 | 48.7465 | 35.4854 | 13.269 | 13.4385 | 12.0992 | 10.5087
NY- CO2 Rate Limit- Existing Fossil Units- v6.20 | 707 | 7561 | Rate Constraint in lbs/MWh | FALSE | L | Annual | Qualifying Generation | TWh | 46.5524 | 48.7465 | 35.4854 | 13.269 | 13.4385 | 12.0992 | 10.5087
NY- CO2 Rate Limit- Existing Fossil Units- v6.20 | 707 | 7561 | Rate Constraint in lbs/MWh | FALSE | L | Annual | Constraint Shadow Price | US2022$/Ton | 0 | 0 | 0 | 0 | 0 | 0 | 0
NY- CO2 Rate Limit- New CT Units- v5.12 | 708 | 7352 | Rate Constraint in lbs/MWh | FALSE | L | Annual | Seasons Included | Seasons | Winter, Spring, Summer, Fall | Winter, Spring, Summer, Fall | Winter, Spring, Summer, Fall | Winter, Spring, Summer, Fall | Winter, Spring, Summer, Fall | Winter, Spring, Summer, Fall | Winter, Spring, Summer, Fall
NY- CO2 Rate Limit- New CT Units- v5.12 | 708 | 7352 | Rate Constraint in lbs/MWh | FALSE | L | Annual | Standard CO2 | lb/MWh | 1450 | 1450 | 1450 | 1450 | 1450 | 1450 | 1450
NY- CO2 Rate Limit- New CT Units- v5.12 | 708 | 7352 | Rate Constraint in lbs/MWh | FALSE | L | Annual | Emissions at Affected Plants CO2 | Thousand Tons | 0.88157 | 0.59622 | 0.35931 | 65.7357 | 189.736 | 333.9118 | 583.8273
NY- CO2 Rate Limit- New CT Units- v5.12 | 708 | 7352 | Rate Constraint in lbs/MWh | FALSE | L | Annual | Allowances Purchased CO2 | Thousand Tons | 0 | 0 | 0 | 0 | 0 | 0 | 0
NY- CO2 Rate Limit- New CT Units- v5.12 | 708 | 7352 | Rate Constraint in lbs/MWh | FALSE | L | Annual | Allowances Sold CO2 | Thousand Tons | 0 | 0 | 0 | 0 | 0 | 0 | 0
NY- CO2 Rate Limit- New CT Units- v5.12 | 708 | 7352 | Rate Constraint in lbs/MWh | FALSE | L | Annual | Allowances Banked | Thousand Tons | 0 | 0 | 0 | 0 | 0 | 0 | 0
NY- CO2 Rate Limit- New CT Units- v5.12 | 708 | 7352 | Rate Constraint in lbs/MWh | FALSE | L | Annual | Allowances Withdrawn (1:1) | Thousand Tons | 0 | 0 | 0 | 0 | 0 | 0 | 0
NY- CO2 Rate Limit- New CT Units- v5.12 | 708 | 7352 | Rate Constraint in lbs/MWh | FALSE | L | Annual | Allowances Withdrawn (n:1) | Thousand Tons | 0 | 0 | 0 | 0 | 0 | 0 | 0
NY- CO2 Rate Limit- New CT Units- v5.12 | 708 | 7352 | Rate Constraint in lbs/MWh | FALSE | L | Annual | Net Emissions Allowance Position | Thousand Tons | 0.88157 | 0.59622 | 0.35931 | 65.7357 | 189.736 | 333.9118 | 583.8273
NY- CO2 Rate Limit- New CT Units- v5.12 | 708 | 7352 | Rate Constraint in lbs/MWh | FALSE | L | Annual | Fuel Consumed | TBtu | 0.015059 | 0.010185 | 0.0061379 | 1.1229 | 3.2411 | 5.704 | 9.9731
NY- CO2 Rate Limit- New CT Units- v5.12 | 708 | 7352 | Rate Constraint in lbs/MWh | FALSE | L | Annual | Rate | lb/MMBtu | 117.08 | 117.08 | 117.08 | 117.08 | 117.08 | 117.08 | 117.08
NY- CO2 Rate Limit- New CT Units- v5.12 | 708 | 7352 | Rate Constraint in lbs/MWh | FALSE | L | Annual | Generation | TWh | 0.0015204 | 0.0010283 | 0.00061967 | 0.11337 | 0.32722 | 0.57587 | 1.0069
NY- CO2 Rate Limit- New CT Units- v5.12 | 708 | 7352 | Rate Constraint in lbs/MWh | FALSE | L | Annual | Qualifying Generation | TWh | 0.0015204 | 0.0010283 | 0.00061967 | 0.11337 | 0.32722 | 0.57587 | 1.0069
NY- CO2 Rate Limit- New CT Units- v5.12 | 708 | 7352 | Rate Constraint in lbs/MWh | FALSE | L | Annual | Constraint Shadow Price | US2022$/Ton | 0 | 0 | 0 | 0 | 0 | 0 | 0
NY- CO2 Rate Limit- New Fossil Units- v5.12 | 709 | 7351 | Rate Constraint in lbs/MWh | FALSE | L | Annual | Seasons Included | Seasons | Winter, Spring, Summer, Fall | Winter, Spring, Summer, Fall | Winter, Spring, Summer, Fall | Winter, Spring, Summer, Fall | Winter, Spring, Summer, Fall | Winter, Spring, Summer, Fall | Winter, Spring, Summer, Fall
NY- CO2 Rate Limit- New Fossil Units- v5.12 | 709 | 7351 | Rate Constraint in lbs/MWh | FALSE | L | Annual | Standard CO2 | lb/MWh | 925 | 925 | 925 | 925 | 925 | 925 | 925
NY- CO2 Rate Limit- New Fossil Units- v5.12 | 709 | 7351 | Rate Constraint in lbs/MWh | FALSE | L | Annual | Emissions at Affected Plants CO2 | Thousand Tons | 5055.1178 | 5055.1178 | 3711.894 | 1279.052 | 1609.6451 | 2604.3505 | 3307.6593
NY- CO2 Rate Limit- New Fossil Units- v5.12 | 709 | 7351 | Rate Constraint in lbs/MWh | FALSE | L | Annual | Allowances Purchased CO2 | Thousand Tons | 0 | 0 | 0 | 0 | 0 | 0 | 0
NY- CO2 Rate Limit- New Fossil Units- v5.12 | 709 | 7351 | Rate Constraint in lbs/MWh | FALSE | L | Annual | Allowances Sold CO2 | Thousand Tons | 0 | 0 | 0 | 0 | 0 | 0 | 0
NY- CO2 Rate Limit- New Fossil Units- v5.12 | 709 | 7351 | Rate Constraint in lbs/MWh | FALSE | L | Annual | Allowances Banked | Thousand Tons | 0 | 0 | 0 | 0 | 0 | 0 | 0
NY- CO2 Rate Limit- New Fossil Units- v5.12 | 709 | 7351 | Rate Constraint in lbs/MWh | FALSE | L | Annual | Allowances Withdrawn (1:1) | Thousand Tons | 0 | 0 | 0 | 0 | 0 | 0 | 0
NY- CO2 Rate Limit- New Fossil Units- v5.12 | 709 | 7351 | Rate Constraint in lbs/MWh | FALSE | L | Annual | Allowances Withdrawn (n:1) | Thousand Tons | 0 | 0 | 0 | 0 | 0 | 0 | 0
NY- CO2 Rate Limit- New Fossil Units- v5.12 | 709 | 7351 | Rate Constraint in lbs/MWh | FALSE | L | Annual | Net Emissions Allowance Position | Thousand Tons | 5055.1178 | 5055.1178 | 3711.894 | 1279.052 | 1609.6451 | 2604.3505 | 3307.6593
NY- CO2 Rate Limit- New Fossil Units- v5.12 | 709 | 7351 | Rate Constraint in lbs/MWh | FALSE | L | Annual | Fuel Consumed | TBtu | 86.3532 | 86.3532 | 63.4078 | 21.8492 | 27.4965 | 44.4884 | 56.5026
NY- CO2 Rate Limit- New Fossil Units- v5.12 | 709 | 7351 | Rate Constraint in lbs/MWh | FALSE | L | Annual | Rate | lb/MMBtu | 117.08 | 117.08 | 117.08 | 117.08 | 117.08 | 117.08 | 117.08
NY- CO2 Rate Limit- New Fossil Units- v5.12 | 709 | 7351 | Rate Constraint in lbs/MWh | FALSE | L | Annual | Generation | TWh | 12.2487 | 12.2487 | 8.994 | 3.2401 | 4.1967 | 7.0618 | 9.2564
NY- CO2 Rate Limit- New Fossil Units- v5.12 | 709 | 7351 | Rate Constraint in lbs/MWh | FALSE | L | Annual | Qualifying Generation | TWh | 12.2487 | 12.2487 | 8.994 | 3.1464 | 3.9995 | 6.5619 | 8.4302
NY- CO2 Rate Limit- New Fossil Units- v5.12 | 709 | 7351 | Rate Constraint in lbs/MWh | FALSE | L | Annual | Constraint Shadow Price | US2022$/Ton | 0 | 0 | 0 | 0 | 0 | 0 | 0
NY Min Oil Burn - Astoria - Summer | 710 | 7541 | Generation Constraint in GWh | FALSE | G | Annual | Seasons Included | Seasons | Winter, Spring, Summer, Fall | Winter, Spring, Summer, Fall | Winter, Spring, Summer, Fall | Winter, Spring, Summer, Fall | Winter, Spring, Summer, Fall | Winter, Spring, Summer, Fall | Winter, Spring, Summer, Fall
NY Min Oil Burn - Astoria - Summer | 710 | 7541 | Generation Constraint in GWh | FALSE | G | Annual | Standard GWh | GWh | 0 | 0 | 0 | 0 | 0 | 0 | 0
NY Min Oil Burn - Astoria - Summer | 710 | 7541 | Generation Constraint in GWh | FALSE | G | Annual | Emissions at Affected Plants | GWh | 0 | 0 | 0 | 0 | 0 | 0 | 0
NY Min Oil Burn - Astoria - Summer | 710 | 7541 | Generation Constraint in GWh | FALSE | G | Annual | Allowances Purchased | GWh | 0 | 0 | 0 | 0 | 0 | 0 | 0
NY Min Oil Burn - Astoria - Summer | 710 | 7541 | Generation Constraint in GWh | FALSE | G | Annual | Allowances Sold | GWh | 0 | 0 | 0 | 0 | 0 | 0 | 0
NY Min Oil Burn - Astoria - Summer | 710 | 7541 | Generation Constraint in GWh | FALSE | G | Annual | Allowances Banked | GWh | 0 | 0 | 0 | 0 | 0 | 0 | 0
NY Min Oil Burn - Astoria - Summer | 710 | 7541 | Generation Constraint in GWh | FALSE | G | Annual | Allowances Withdrawn (1:1) | GWh | 0 | 0 | 0 | 0 | 0 | 0 | 0
NY Min Oil Burn - Astoria - Summer | 710 | 7541 | Generation Constraint in GWh | FALSE | G | Annual | Allowances Withdrawn (n:1) | GWh | 0 | 0 | 0 | 0 | 0 | 0 | 0
NY Min Oil Burn - Astoria - Summer | 710 | 7541 | Generation Constraint in GWh | FALSE | G | Annual | Net Emissions Allowance Position | GWh | 0 | 0 | 0 | 0 | 0 | 0 | 0
NY Min Oil Burn - Astoria - Summer | 710 | 7541 | Generation Constraint in GWh | FALSE | G | Annual | Constraint Shadow Price | US2022$/MWh | 0 | 0 | 0 | 0 | 0 | 0 | 0
NY Min Oil Burn - Astoria - Winter | 711 | 7539 | Generation Constraint in GWh | FALSE | G | Annual | Seasons Included | Seasons | Winter, Spring, Summer, Fall | Winter, Spring, Summer, Fall | Winter, Spring, Summer, Fall | Winter, Spring, Summer, Fall | Winter, Spring, Summer, Fall | Winter, Spring, Summer, Fall | Winter, Spring, Summer, Fall
NY Min Oil Burn - Astoria - Winter | 711 | 7539 | Generation Constraint in GWh | FALSE | G | Annual | Standard GWh | GWh | 0 | 0 | 0 | 0 | 0 | 0 | 0
NY Min Oil Burn - Astoria - Winter | 711 | 7539 | Generation Constraint in GWh | FALSE | G | Annual | Emissions at Affected Plants | GWh | 0 | 0 | 0 | 0 | 0 | 0 | 0
NY Min Oil Burn - Astoria - Winter | 711 | 7539 | Generation Constraint in GWh | FALSE | G | Annual | Allowances Purchased | GWh | 0 | 0 | 0 | 0 | 0 | 0 | 0
NY Min Oil Burn - Astoria - Winter | 711 | 7539 | Generation Constraint in GWh | FALSE | G | Annual | Allowances Sold | GWh | 0 | 0 | 0 | 0 | 0 | 0 | 0
NY Min Oil Burn - Astoria - Winter | 711 | 7539 | Generation Constraint in GWh | FALSE | G | Annual | Allowances Banked | GWh | 0 | 0 | 0 | 0 | 0 | 0 | 0
NY Min Oil Burn - Astoria - Winter | 711 | 7539 | Generation Constraint in GWh | FALSE | G | Annual | Allowances Withdrawn (1:1) | GWh | 0 | 0 | 0 | 0 | 0 | 0 | 0
NY Min Oil Burn - Astoria - Winter | 711 | 7539 | Generation Constraint in GWh | FALSE | G | Annual | Allowances Withdrawn (n:1) | GWh | 0 | 0 | 0 | 0 | 0 | 0 | 0
NY Min Oil Burn - Astoria - Winter | 711 | 7539 | Generation Constraint in GWh | FALSE | G | Annual | Net Emissions Allowance Position | GWh | 0 | 0 | 0 | 0 | 0 | 0 | 0
NY Min Oil Burn - Astoria - Winter | 711 | 7539 | Generation Constraint in GWh | FALSE | G | Annual | Constraint Shadow Price | US2022$/MWh | 0 | 0 | 0 | 0 | 0 | 0 | 0
NY Min Oil Burn - Astoria - Winter Shldr | 712 | 7540 | Generation Constraint in GWh | FALSE | G | Annual | Seasons Included | Seasons | Winter, Spring, Summer, Fall | Winter, Spring, Summer, Fall | Winter, Spring, Summer, Fall | Winter, Spring, Summer, Fall | Winter, Spring, Summer, Fall | Winter, Spring, Summer, Fall | Winter, Spring, Summer, Fall
NY Min Oil Burn - Astoria - Winter Shldr | 712 | 7540 | Generation Constraint in GWh | FALSE | G | Annual | Standard GWh | GWh | 0 | 0 | 0 | 0 | 0 | 0 | 0
NY Min Oil Burn - Astoria - Winter Shldr | 712 | 7540 | Generation Constraint in GWh | FALSE | G | Annual | Emissions at Affected Plants | GWh | 0 | 0 | 0 | 0 | 0 | 0 | 0
NY Min Oil Burn - Astoria - Winter Shldr | 712 | 7540 | Generation Constraint in GWh | FALSE | G | Annual | Allowances Purchased | GWh | 0 | 0 | 0 | 0 | 0 | 0 | 0
NY Min Oil Burn - Astoria - Winter Shldr | 712 | 7540 | Generation Constraint in GWh | FALSE | G | Annual | Allowances Sold | GWh | 0 | 0 | 0 | 0 | 0 | 0 | 0
NY Min Oil Burn - Astoria - Winter Shldr | 712 | 7540 | Generation Constraint in GWh | FALSE | G | Annual | Allowances Banked | GWh | 0 | 0 | 0 | 0 | 0 | 0 | 0
NY Min Oil Burn - Astoria - Winter Shldr | 712 | 7540 | Generation Constraint in GWh | FALSE | G | Annual | Allowances Withdrawn (1:1) | GWh | 0 | 0 | 0 | 0 | 0 | 0 | 0
NY Min Oil Burn - Astoria - Winter Shldr | 712 | 7540 | Generation Constraint in GWh | FALSE | G | Annual | Allowances Withdrawn (n:1) | GWh | 0 | 0 | 0 | 0 | 0 | 0 | 0
NY Min Oil Burn - Astoria - Winter Shldr | 712 | 7540 | Generation Constraint in GWh | FALSE | G | Annual | Net Emissions Allowance Position | GWh | 0 | 0 | 0 | 0 | 0 | 0 | 0
NY Min Oil Burn - Astoria - Winter Shldr | 712 | 7540 | Generation Constraint in GWh | FALSE | G | Annual | Constraint Shadow Price | US2022$/MWh | 0 | 0 | 0 | 0 | 0 | 0 | 0
NY Min Oil Burn - Astoria Energy - Summer | 713 | 7553 | Generation Constraint in GWh | FALSE | G | Annual | Seasons Included | Seasons | Winter, Spring, Summer, Fall | Winter, Spring, Summer, Fall | Winter, Spring, Summer, Fall | Winter, Spring, Summer, Fall | Winter, Spring, Summer, Fall | Winter, Spring, Summer, Fall | Winter, Spring, Summer, Fall
NY Min Oil Burn - Astoria Energy - Summer | 713 | 7553 | Generation Constraint in GWh | FALSE | G | Annual | Standard GWh | GWh | 0 | 0 | 0 | 0 | 0 | 0 | 0
NY Min Oil Burn - Astoria Energy - Summer | 713 | 7553 | Generation Constraint in GWh | FALSE | G | Annual | Emissions at Affected Plants | GWh | 2791.628 | 3046.6887 | 1781.3252 | 1418.3303 | 1418.3303 | 1443.1581 | 1442.7067
NY Min Oil Burn - Astoria Energy - Summer | 713 | 7553 | Generation Constraint in GWh | FALSE | G | Annual | Allowances Purchased | GWh | 0 | 0 | 0 | 0 | 0 | 0 | 0
NY Min Oil Burn - Astoria Energy - Summer | 713 | 7553 | Generation Constraint in GWh | FALSE | G | Annual | Allowances Sold | GWh | 0 | 0 | 0 | 0 | 0 | 0 | 0
NY Min Oil Burn - Astoria Energy - Summer | 713 | 7553 | Generation Constraint in GWh | FALSE | G | Annual | Allowances Banked | GWh | 0 | 0 | 0 | 0 | 0 | 0 | 0
NY Min Oil Burn - Astoria Energy - Summer | 713 | 7553 | Generation Constraint in GWh | FALSE | G | Annual | Allowances Withdrawn (1:1) | GWh | 0 | 0 | 0 | 0 | 0 | 0 | 0
NY Min Oil Burn - Astoria Energy - Summer | 713 | 7553 | Generation Constraint in GWh | FALSE | G | Annual | Allowances Withdrawn (n:1) | GWh | 0 | 0 | 0 | 0 | 0 | 0 | 0
NY Min Oil Burn - Astoria Energy - Summer | 713 | 7553 | Generation Constraint in GWh | FALSE | G | Annual | Net Emissions Allowance Position | GWh | 2791.628 | 3046.6887 | 1781.3252 | 1418.3303 | 1418.3303 | 1443.1581 | 1442.7067
NY Min Oil Burn - Astoria Energy - Summer | 713 | 7553 | Generation Constraint in GWh | FALSE | G | Annual | Constraint Shadow Price | US2022$/MWh | 0 | 0 | 0 | 0 | 0 | 0 | 0
NY Min Oil Burn - Astoria Energy - Winter | 714 | 7551 | Generation Constraint in GWh | FALSE | G | Annual | Seasons Included | Seasons | Winter, Spring, Summer, Fall | Winter, Spring, Summer, Fall | Winter, Spring, Summer, Fall | Winter, Spring, Summer, Fall | Winter, Spring, Summer, Fall | Winter, Spring, Summer, Fall | Winter, Spring, Summer, Fall
NY Min Oil Burn - Astoria Energy - Winter | 714 | 7551 | Generation Constraint in GWh | FALSE | G | Annual | Standard GWh | GWh | 0 | 0 | 0 | 0 | 0 | 0 | 0
NY Min Oil Burn - Astoria Energy - Winter | 714 | 7551 | Generation Constraint in GWh | FALSE | G | Annual | Emissions at Affected Plants | GWh | 2791.628 | 3046.6887 | 1781.3252 | 1418.3303 | 1418.3303 | 1443.1581 | 1442.7067
NY Min Oil Burn - Astoria Energy - Winter | 714 | 7551 | Generation Constraint in GWh | FALSE | G | Annual | Allowances Purchased | GWh | 0 | 0 | 0 | 0 | 0 | 0 | 0
NY Min Oil Burn - Astoria Energy - Winter | 714 | 7551 | Generation Constraint in GWh | FALSE | G | Annual | Allowances Sold | GWh | 0 | 0 | 0 | 0 | 0 | 0 | 0
NY Min Oil Burn - Astoria Energy - Winter | 714 | 7551 | Generation Constraint in GWh | FALSE | G | Annual | Allowances Banked | GWh | 0 | 0 | 0 | 0 | 0 | 0 | 0
NY Min Oil Burn - Astoria Energy - Winter | 714 | 7551 | Generation Constraint in GWh | FALSE | G | Annual | Allowances Withdrawn (1:1) | GWh | 0 | 0 | 0 | 0 | 0 | 0 | 0
NY Min Oil Burn - Astoria Energy - Winter | 714 | 7551 | Generation Constraint in GWh | FALSE | G | Annual | Allowances Withdrawn (n:1) | GWh | 0 | 0 | 0 | 0 | 0 | 0 | 0
NY Min Oil Burn - Astoria Energy - Winter | 714 | 7551 | Generation Constraint in GWh | FALSE | G | Annual | Net Emissions Allowance Position | GWh | 2791.628 | 3046.6887 | 1781.3252 | 1418.3303 | 1418.3303 | 1443.1581 | 1442.7067
NY Min Oil Burn - Astoria Energy - Winter | 714 | 7551 | Generation Constraint in GWh | FALSE | G | Annual | Constraint Shadow Price | US2022$/MWh | 0 | 0 | 0 | 0 | 0 | 0 | 0
NY Min Oil Burn - Astoria Energy - Winter Shldr | 715 | 7552 | Generation Constraint in GWh | FALSE | G | Annual | Seasons Included | Seasons | Winter, Spring, Summer, Fall | Winter, Spring, Summer, Fall | Winter, Spring, Summer, Fall | Winter, Spring, Summer, Fall | Winter, Spring, Summer, Fall | Winter, Spring, Summer, Fall | Winter, Spring, Summer, Fall
NY Min Oil Burn - Astoria Energy - Winter Shldr | 715 | 7552 | Generation Constraint in GWh | FALSE | G | Annual | Standard GWh | GWh | 0 | 0 | 0 | 0 | 0 | 0 | 0
NY Min Oil Burn - Astoria Energy - Winter Shldr | 715 | 7552 | Generation Constraint in GWh | FALSE | G | Annual | Emissions at Affected Plants | GWh | 2791.628 | 3046.6887 | 1781.3252 | 1418.3303 | 1418.3303 | 1443.1581 | 1442.7067
NY Min Oil Burn - Astoria Energy - Winter Shldr | 715 | 7552 | Generation Constraint in GWh | FALSE | G | Annual | Allowances Purchased | GWh | 0 | 0 | 0 | 0 | 0 | 0 | 0
NY Min Oil Burn - Astoria Energy - Winter Shldr | 715 | 7552 | Generation Constraint in GWh | FALSE | G | Annual | Allowances Sold | GWh | 0 | 0 | 0 | 0 | 0 | 0 | 0
NY Min Oil Burn - Astoria Energy - Winter Shldr | 715 | 7552 | Generation Constraint in GWh | FALSE | G | Annual | Allowances Banked | GWh | 0 | 0 | 0 | 0 | 0 | 0 | 0
NY Min Oil Burn - Astoria Energy - Winter Shldr | 715 | 7552 | Generation Constraint in GWh | FALSE | G | Annual | Allowances Withdrawn (1:1) | GWh | 0 | 0 | 0 | 0 | 0 | 0 | 0
NY Min Oil Burn - Astoria Energy - Winter Shldr | 715 | 7552 | Generation Constraint in GWh | FALSE | G | Annual | Allowances Withdrawn (n:1) | GWh | 0 | 0 | 0 | 0 | 0 | 0 | 0
NY Min Oil Burn - Astoria Energy - Winter Shldr | 715 | 7552 | Generation Constraint in GWh | FALSE | G | Annual | Net Emissions Allowance Position | GWh | 2791.628 | 3046.6887 | 1781.3252 | 1418.3303 | 1418.3303 | 1443.1581 | 1442.7067
NY Min Oil Burn - Astoria Energy - Winter Shldr | 715 | 7552 | Generation Constraint in GWh | FALSE | G | Annual | Constraint Shadow Price | US2022$/MWh | 0 | 0 | 0 | 0 | 0 | 0 | 0
NY Min Oil Burn - East River - Summer | 716 | 7544 | Generation Constraint in GWh | FALSE | G | Annual | Seasons Included | Seasons | Winter, Spring, Summer, Fall | Winter, Spring, Summer, Fall | Winter, Spring, Summer, Fall | Winter, Spring, Summer, Fall | Winter, Spring, Summer, Fall | Winter, Spring, Summer, Fall | Winter, Spring, Summer, Fall
NY Min Oil Burn - East River - Summer | 716 | 7544 | Generation Constraint in GWh | FALSE | G | Annual | Standard GWh | GWh | 0 | 0 | 0 | 0 | 0 | 0 | 0
NY Min Oil Burn - East River - Summer | 716 | 7544 | Generation Constraint in GWh | FALSE | G | Annual | Emissions at Affected Plants | GWh | 765.1616 | 728.0542 | 540.739 | 484.2738 | 484.1578 | 175.111 | 175.1998
NY Min Oil Burn - East River - Summer | 716 | 7544 | Generation Constraint in GWh | FALSE | G | Annual | Allowances Purchased | GWh | 0 | 0 | 0 | 0 | 0 | 0 | 0
NY Min Oil Burn - East River - Summer | 716 | 7544 | Generation Constraint in GWh | FALSE | G | Annual | Allowances Sold | GWh | 0 | 0 | 0 | 0 | 0 | 0 | 0
NY Min Oil Burn - East River - Summer | 716 | 7544 | Generation Constraint in GWh | FALSE | G | Annual | Allowances Banked | GWh | 0 | 0 | 0 | 0 | 0 | 0 | 0
NY Min Oil Burn - East River - Summer | 716 | 7544 | Generation Constraint in GWh | FALSE | G | Annual | Allowances Withdrawn (1:1) | GWh | 0 | 0 | 0 | 0 | 0 | 0 | 0
NY Min Oil Burn - East River - Summer | 716 | 7544 | Generation Constraint in GWh | FALSE | G | Annual | Allowances Withdrawn (n:1) | GWh | 0 | 0 | 0 | 0 | 0 | 0 | 0
NY Min Oil Burn - East River - Summer | 716 | 7544 | Generation Constraint in GWh | FALSE | G | Annual | Net Emissions Allowance Position | GWh | 765.1616 | 728.0542 | 540.739 | 484.2738 | 484.1578 | 175.111 | 175.1998
NY Min Oil Burn - East River - Summer | 716 | 7544 | Generation Constraint in GWh | FALSE | G | Annual | Constraint Shadow Price | US2022$/MWh | 0 | 0 | 0 | 0 | 0 | 0 | 0
NY Min Oil Burn - East River - Winter | 717 | 7542 | Generation Constraint in GWh | FALSE | G | Annual | Seasons Included | Seasons | Winter, Spring, Summer, Fall | Winter, Spring, Summer, Fall | Winter, Spring, Summer, Fall | Winter, Spring, Summer, Fall | Winter, Spring, Summer, Fall | Winter, Spring, Summer, Fall | Winter, Spring, Summer, Fall
NY Min Oil Burn - East River - Winter | 717 | 7542 | Generation Constraint in GWh | FALSE | G | Annual | Standard GWh | GWh | 0 | 0 | 0 | 0 | 0 | 0 | 0
NY Min Oil Burn - East River - Winter | 717 | 7542 | Generation Constraint in GWh | FALSE | G | Annual | Emissions at Affected Plants | GWh | 765.1616 | 728.0542 | 540.739 | 484.2738 | 484.1578 | 175.111 | 175.1998
NY Min Oil Burn - East River - Winter | 717 | 7542 | Generation Constraint in GWh | FALSE | G | Annual | Allowances Purchased | GWh | 0 | 0 | 0 | 0 | 0 | 0 | 0
NY Min Oil Burn - East River - Winter | 717 | 7542 | Generation Constraint in GWh | FALSE | G | Annual | Allowances Sold | GWh | 0 | 0 | 0 | 0 | 0 | 0 | 0
NY Min Oil Burn - East River - Winter | 717 | 7542 | Generation Constraint in GWh | FALSE | G | Annual | Allowances Banked | GWh | 0 | 0 | 0 | 0 | 0 | 0 | 0
NY Min Oil Burn - East River - Winter | 717 | 7542 | Generation Constraint in GWh | FALSE | G | Annual | Allowances Withdrawn (1:1) | GWh | 0 | 0 | 0 | 0 | 0 | 0 | 0
NY Min Oil Burn - East River - Winter | 717 | 7542 | Generation Constraint in GWh | FALSE | G | Annual | Allowances Withdrawn (n:1) | GWh | 0 | 0 | 0 | 0 | 0 | 0 | 0
NY Min Oil Burn - East River - Winter | 717 | 7542 | Generation Constraint in GWh | FALSE | G | Annual | Net Emissions Allowance Position | GWh | 765.1616 | 728.0542 | 540.739 | 484.2738 | 484.1578 | 175.111 | 175.1998
NY Min Oil Burn - East River - Winter | 717 | 7542 | Generation Constraint in GWh | FALSE | G | Annual | Constraint Shadow Price | US2022$/MWh | 0 | 0 | 0 | 0 | 0 | 0 | 0
NY Min Oil Burn - East River - Winter Shldr | 718 | 7543 | Generation Constraint in GWh | FALSE | G | Annual | Seasons Included | Seasons | Winter, Spring, Summer, Fall | Winter, Spring, Summer, Fall | Winter, Spring, Summer, Fall | Winter, Spring, Summer, Fall | Winter, Spring, Summer, Fall | Winter, Spring, Summer, Fall | Winter, Spring, Summer, Fall
NY Min Oil Burn - East River - Winter Shldr | 718 | 7543 | Generation Constraint in GWh | FALSE | G | Annual | Standard GWh | GWh | 0 | 0 | 0 | 0 | 0 | 0 | 0
NY Min Oil Burn - East River - Winter Shldr | 718 | 7543 | Generation Constraint in GWh | FALSE | G | Annual | Emissions at Affected Plants | GWh | 765.1616 | 728.0542 | 540.739 | 484.2738 | 484.1578 | 175.111 | 175.1998
NY Min Oil Burn - East River - Winter Shldr | 718 | 7543 | Generation Constraint in GWh | FALSE | G | Annual | Allowances Purchased | GWh | 0 | 0 | 0 | 0 | 0 | 0 | 0
NY Min Oil Burn - East River - Winter Shldr | 718 | 7543 | Generation Constraint in GWh | FALSE | G | Annual | Allowances Sold | GWh | 0 | 0 | 0 | 0 | 0 | 0 | 0
NY Min Oil Burn - East River - Winter Shldr | 718 | 7543 | Generation Constraint in GWh | FALSE | G | Annual | Allowances Banked | GWh | 0 | 0 | 0 | 0 | 0 | 0 | 0
NY Min Oil Burn - East River - Winter Shldr | 718 | 7543 | Generation Constraint in GWh | FALSE | G | Annual | Allowances Withdrawn (1:1) | GWh | 0 | 0 | 0 | 0 | 0 | 0 | 0
NY Min Oil Burn - East River - Winter Shldr | 718 | 7543 | Generation Constraint in GWh | FALSE | G | Annual | Allowances Withdrawn (n:1) | GWh | 0 | 0 | 0 | 0 | 0 | 0 | 0
NY Min Oil Burn - East River - Winter Shldr | 718 | 7543 | Generation Constraint in GWh | FALSE | G | Annual | Net Emissions Allowance Position | GWh | 765.1616 | 728.0542 | 540.739 | 484.2738 | 484.1578 | 175.111 | 175.1998
NY Min Oil Burn - East River - Winter Shldr | 718 | 7543 | Generation Constraint in GWh | FALSE | G | Annual | Constraint Shadow Price | US2022$/MWh | 0 | 0 | 0 | 0 | 0 | 0 | 0
NY Min Oil Burn - Northport - Summer | 719 | 7547 | Generation Constraint in GWh | FALSE | G | Annual | Seasons Included | Seasons | Winter, Spring, Summer, Fall | Winter, Spring, Summer, Fall | Winter, Spring, Summer, Fall | Winter, Spring, Summer, Fall | Winter, Spring, Summer, Fall | Winter, Spring, Summer, Fall | Winter, Spring, Summer, Fall
NY Min Oil Burn - Northport - Summer | 719 | 7547 | Generation Constraint in GWh | FALSE | G | Annual | Standard GWh | GWh | 0 | 0 | 0 | 0 | 0 | 0 | 0
NY Min Oil Burn - Northport - Summer | 719 | 7547 | Generation Constraint in GWh | FALSE | G | Annual | Emissions at Affected Plants | GWh | 2232.4191 | 2000.0097 | 700.861 | 0 | 0 | 0 | 0
NY Min Oil Burn - Northport - Summer | 719 | 7547 | Generation Constraint in GWh | FALSE | G | Annual | Allowances Purchased | GWh | 0 | 0 | 0 | 0 | 0 | 0 | 0
NY Min Oil Burn - Northport - Summer | 719 | 7547 | Generation Constraint in GWh | FALSE | G | Annual | Allowances Sold | GWh | 0 | 0 | 0 | 0 | 0 | 0 | 0
NY Min Oil Burn - Northport - Summer | 719 | 7547 | Generation Constraint in GWh | FALSE | G | Annual | Allowances Banked | GWh | 0 | 0 | 0 | 0 | 0 | 0 | 0
NY Min Oil Burn - Northport - Summer | 719 | 7547 | Generation Constraint in GWh | FALSE | G | Annual | Allowances Withdrawn (1:1) | GWh | 0 | 0 | 0 | 0 | 0 | 0 | 0
NY Min Oil Burn - Northport - Summer | 719 | 7547 | Generation Constraint in GWh | FALSE | G | Annual | Allowances Withdrawn (n:1) | GWh | 0 | 0 | 0 | 0 | 0 | 0 | 0
NY Min Oil Burn - Northport - Summer | 719 | 7547 | Generation Constraint in GWh | FALSE | G | Annual | Net Emissions Allowance Position | GWh | 2232.4191 | 2000.0097 | 700.861 | 0 | 0 | 0 | 0
NY Min Oil Burn - Northport - Summer | 719 | 7547 | Generation Constraint in GWh | FALSE | G | Annual | Constraint Shadow Price | US2022$/MWh | 0 | 0 | 0 | 0 | 0 | 0 | 0
NY Min Oil Burn - Northport - Winter | 720 | 7545 | Generation Constraint in GWh | FALSE | G | Annual | Seasons Included | Seasons | Winter, Spring, Summer, Fall | Winter, Spring, Summer, Fall | Winter, Spring, Summer, Fall | Winter, Spring, Summer, Fall | Winter, Spring, Summer, Fall | Winter, Spring, Summer, Fall | Winter, Spring, Summer, Fall
NY Min Oil Burn - Northport - Winter | 720 | 7545 | Generation Constraint in GWh | FALSE | G | Annual | Standard GWh | GWh | 0 | 0 | 0 | 0 | 0 | 0 | 0
NY Min Oil Burn - Northport - Winter | 720 | 7545 | Generation Constraint in GWh | FALSE | G | Annual | Emissions at Affected Plants | GWh | 2232.4191 | 2000.0097 | 700.861 | 0 | 0 | 0 | 0
NY Min Oil Burn - Northport - Winter | 720 | 7545 | Generation Constraint in GWh | FALSE | G | Annual | Allowances Purchased | GWh | 0 | 0 | 0 | 0 | 0 | 0 | 0
NY Min Oil Burn - Northport - Winter | 720 | 7545 | Generation Constraint in GWh | FALSE | G | Annual | Allowances Sold | GWh | 0 | 0 | 0 | 0 | 0 | 0 | 0
NY Min Oil Burn - Northport - Winter | 720 | 7545 | Generation Constraint in GWh | FALSE | G | Annual | Allowances Banked | GWh | 0 | 0 | 0 | 0 | 0 | 0 | 0
NY Min Oil Burn - Northport - Winter | 720 | 7545 | Generation Constraint in GWh | FALSE | G | Annual | Allowances Withdrawn (1:1) | GWh | 0 | 0 | 0 | 0 | 0 | 0 | 0
NY Min Oil Burn - Northport - Winter | 720 | 7545 | Generation Constraint in GWh | FALSE | G | Annual | Allowances Withdrawn (n:1) | GWh | 0 | 0 | 0 | 0 | 0 | 0 | 0
NY Min Oil Burn - Northport - Winter | 720 | 7545 | Generation Constraint in GWh | FALSE | G | Annual | Net Emissions Allowance Position | GWh | 2232.4191 | 2000.0097 | 700.861 | 0 | 0 | 0 | 0
NY Min Oil Burn - Northport - Winter | 720 | 7545 | Generation Constraint in GWh | FALSE | G | Annual | Constraint Shadow Price | US2022$/MWh | 0 | 0 | 0 | 0 | 0 | 0 | 0
NY Min Oil Burn - Northport - Winter Shldr | 721 | 7546 | Generation Constraint in GWh | FALSE | G | Annual | Seasons Included | Seasons | Winter, Spring, Summer, Fall | Winter, Spring, Summer, Fall | Winter, Spring, Summer, Fall | Winter, Spring, Summer, Fall | Winter, Spring, Summer, Fall | Winter, Spring, Summer, Fall | Winter, Spring, Summer, Fall
NY Min Oil Burn - Northport - Winter Shldr | 721 | 7546 | Generation Constraint in GWh | FALSE | G | Annual | Standard GWh | GWh | 0 | 0 | 0 | 0 | 0 | 0 | 0
NY Min Oil Burn - Northport - Winter Shldr | 721 | 7546 | Generation Constraint in GWh | FALSE | G | Annual | Emissions at Affected Plants | GWh | 2232.4191 | 2000.0097 | 700.861 | 0 | 0 | 0 | 0
NY Min Oil Burn - Northport - Winter Shldr | 721 | 7546 | Generation Constraint in GWh | FALSE | G | Annual | Allowances Purchased | GWh | 0 | 0 | 0 | 0 | 0 | 0 | 0
NY Min Oil Burn - Northport - Winter Shldr | 721 | 7546 | Generation Constraint in GWh | FALSE | G | Annual | Allowances Sold | GWh | 0 | 0 | 0 | 0 | 0 | 0 | 0
NY Min Oil Burn - Northport - Winter Shldr | 721 | 7546 | Generation Constraint in GWh | FALSE | G | Annual | Allowances Banked | GWh | 0 | 0 | 0 | 0 | 0 | 0 | 0
NY Min Oil Burn - Northport - Winter Shldr | 721 | 7546 | Generation Constraint in GWh | FALSE | G | Annual | Allowances Withdrawn (1:1) | GWh | 0 | 0 | 0 | 0 | 0 | 0 | 0
NY Min Oil Burn - Northport - Winter Shldr | 721 | 7546 | Generation Constraint in GWh | FALSE | G | Annual | Allowances Withdrawn (n:1) | GWh | 0 | 0 | 0 | 0 | 0 | 0 | 0
NY Min Oil Burn - Northport - Winter Shldr | 721 | 7546 | Generation Constraint in GWh | FALSE | G | Annual | Net Emissions Allowance Position | GWh | 2232.4191 | 2000.0097 | 700.861 | 0 | 0 | 0 | 0
NY Min Oil Burn - Northport - Winter Shldr | 721 | 7546 | Generation Constraint in GWh | FALSE | G | Annual | Constraint Shadow Price | US2022$/MWh | 0 | 0 | 0 | 0 | 0 | 0 | 0
NY Min Oil Burn - Ravenswood CC - Summer | 722 | 7556 | Generation Constraint in GWh | FALSE | G | Annual | Seasons Included | Seasons | Winter, Spring, Summer, Fall | Winter, Spring, Summer, Fall | Winter, Spring, Summer, Fall | Winter, Spring, Summer, Fall | Winter, Spring, Summer, Fall | Winter, Spring, Summer, Fall | Winter, Spring, Summer, Fall
NY Min Oil Burn - Ravenswood CC - Summer | 722 | 7556 | Generation Constraint in GWh | FALSE | G | Annual | Standard GWh | GWh | 0 | 0 | 0 | 0 | 0 | 0 | 0
NY Min Oil Burn - Ravenswood CC - Summer | 722 | 7556 | Generation Constraint in GWh | FALSE | G | Annual | Emissions at Affected Plants | GWh | 1030.1562 | 916.4872 | 653.972 | 610.2887 | 610.2887 | 620.9718 | 183.5084
NY Min Oil Burn - Ravenswood CC - Summer | 722 | 7556 | Generation Constraint in GWh | FALSE | G | Annual | Allowances Purchased | GWh | 0 | 0 | 0 | 0 | 0 | 0 | 0
NY Min Oil Burn - Ravenswood CC - Summer | 722 | 7556 | Generation Constraint in GWh | FALSE | G | Annual | Allowances Sold | GWh | 0 | 0 | 0 | 0 | 0 | 0 | 0
NY Min Oil Burn - Ravenswood CC - Summer | 722 | 7556 | Generation Constraint in GWh | FALSE | G | Annual | Allowances Banked | GWh | 0 | 0 | 0 | 0 | 0 | 0 | 0
NY Min Oil Burn - Ravenswood CC - Summer | 722 | 7556 | Generation Constraint in GWh | FALSE | G | Annual | Allowances Withdrawn (1:1) | GWh | 0 | 0 | 0 | 0 | 0 | 0 | 0
NY Min Oil Burn - Ravenswood CC - Summer | 722 | 7556 | Generation Constraint in GWh | FALSE | G | Annual | Allowances Withdrawn (n:1) | GWh | 0 | 0 | 0 | 0 | 0 | 0 | 0
NY Min Oil Burn - Ravenswood CC - Summer | 722 | 7556 | Generation Constraint in GWh | FALSE | G | Annual | Net Emissions Allowance Position | GWh | 1030.1562 | 916.4872 | 653.972 | 610.2887 | 610.2887 | 620.9718 | 183.5084
NY Min Oil Burn - Ravenswood CC - Summer | 722 | 7556 | Generation Constraint in GWh | FALSE | G | Annual | Constraint Shadow Price | US2022$/MWh | 0 | 0 | 0 | 0 | 0 | 0 | 0
NY Min Oil Burn - Ravenswood CC - Winter | 723 | 7554 | Generation Constraint in GWh | FALSE | G | Annual | Seasons Included | Seasons | Winter, Spring, Summer, Fall | Winter, Spring, Summer, Fall | Winter, Spring, Summer, Fall | Winter, Spring, Summer, Fall | Winter, Spring, Summer, Fall | Winter, Spring, Summer, Fall | Winter, Spring, Summer, Fall
NY Min Oil Burn - Ravenswood CC - Winter | 723 | 7554 | Generation Constraint in GWh | FALSE | G | Annual | Standard GWh | GWh | 0 | 0 | 0 | 0 | 0 | 0 | 0
NY Min Oil Burn - Ravenswood CC - Winter | 723 | 7554 | Generation Constraint in GWh | FALSE | G | Annual | Emissions at Affected Plants | GWh | 1030.1562 | 916.4872 | 653.972 | 610.2887 | 610.2887 | 620.9718 | 183.5084
NY Min Oil Burn - Ravenswood CC - Winter | 723 | 7554 | Generation Constraint in GWh | FALSE | G | Annual | Allowances Purchased | GWh | 0 | 0 | 0 | 0 | 0 | 0 | 0
NY Min Oil Burn - Ravenswood CC - Winter | 723 | 7554 | Generation Constraint in GWh | FALSE | G | Annual | Allowances Sold | GWh | 0 | 0 | 0 | 0 | 0 | 0 | 0
NY Min Oil Burn - Ravenswood CC - Winter | 723 | 7554 | Generation Constraint in GWh | FALSE | G | Annual | Allowances Banked | GWh | 0 | 0 | 0 | 0 | 0 | 0 | 0
NY Min Oil Burn - Ravenswood CC - Winter | 723 | 7554 | Generation Constraint in GWh | FALSE | G | Annual | Allowances Withdrawn (1:1) | GWh | 0 | 0 | 0 | 0 | 0 | 0 | 0
NY Min Oil Burn - Ravenswood CC - Winter | 723 | 7554 | Generation Constraint in GWh | FALSE | G | Annual | Allowances Withdrawn (n:1) | GWh | 0 | 0 | 0 | 0 | 0 | 0 | 0
NY Min Oil Burn - Ravenswood CC - Winter | 723 | 7554 | Generation Constraint in GWh | FALSE | G | Annual | Net Emissions Allowance Position | GWh | 1030.1562 | 916.4872 | 653.972 | 610.2887 | 610.2887 | 620.9718 | 183.5084
NY Min Oil Burn - Ravenswood CC - Winter | 723 | 7554 | Generation Constraint in GWh | FALSE | G | Annual | Constraint Shadow Price | US2022$/MWh | 0 | 0 | 0 | 0 | 0 | 0 | 0
NY Min Oil Burn - Ravenswood CC - Winter Shldr | 724 | 7555 | Generation Constraint in GWh | FALSE | G | Annual | Seasons Included | Seasons | Winter, Spring, Summer, Fall | Winter, Spring, Summer, Fall | Winter, Spring, Summer, Fall | Winter, Spring, Summer, Fall | Winter, Spring, Summer, Fall | Winter, Spring, Summer, Fall | Winter, Spring, Summer, Fall
NY Min Oil Burn - Ravenswood CC - Winter Shldr | 724 | 7555 | Generation Constraint in GWh | FALSE | G | Annual | Standard GWh | GWh | 0 | 0 | 0 | 0 | 0 | 0 | 0
NY Min Oil Burn - Ravenswood CC - Winter Shldr | 724 | 7555 | Generation Constraint in GWh | FALSE | G | Annual | Emissions at Affected Plants | GWh | 1030.1562 | 916.4872 | 653.972 | 610.2887 | 610.2887 | 620.9718 | 183.5084
NY Min Oil Burn - Ravenswood CC - Winter Shldr | 724 | 7555 | Generation Constraint in GWh | FALSE | G | Annual | Allowances Purchased | GWh | 0 | 0 | 0 | 0 | 0 | 0 | 0
NY Min Oil Burn - Ravenswood CC - Winter Shldr | 724 | 7555 | Generation Constraint in GWh | FALSE | G | Annual | Allowances Sold | GWh | 0 | 0 | 0 | 0 | 0 | 0 | 0
NY Min Oil Burn - Ravenswood CC - Winter Shldr | 724 | 7555 | Generation Constraint in GWh | FALSE | G | Annual | Allowances Banked | GWh | 0 | 0 | 0 | 0 | 0 | 0 | 0
NY Min Oil Burn - Ravenswood CC - Winter Shldr | 724 | 7555 | Generation Constraint in GWh | FALSE | G | Annual | Allowances Withdrawn (1:1) | GWh | 0 | 0 | 0 | 0 | 0 | 0 | 0
NY Min Oil Burn - Ravenswood CC - Winter Shldr | 724 | 7555 | Generation Constraint in GWh | FALSE | G | Annual | Allowances Withdrawn (n:1) | GWh | 0 | 0 | 0 | 0 | 0 | 0 | 0
NY Min Oil Burn - Ravenswood CC - Winter Shldr | 724 | 7555 | Generation Constraint in GWh | FALSE | G | Annual | Net Emissions Allowance Position | GWh | 1030.1562 | 916.4872 | 653.972 | 610.2887 | 610.2887 | 620.9718 | 183.5084
NY Min Oil Burn - Ravenswood CC - Winter Shldr | 724 | 7555 | Generation Constraint in GWh | FALSE | G | Annual | Constraint Shadow Price | US2022$/MWh | 0 | 0 | 0 | 0 | 0 | 0 | 0
NY Min Oil Burn - Ravenswood Oil - Summer | 725 | 7550 | Generation Constraint in GWh | FALSE | G | Annual | Seasons Included | Seasons | Winter, Spring, Summer, Fall | Winter, Spring, Summer, Fall | Winter, Spring, Summer, Fall | Winter, Spring, Summer, Fall | Winter, Spring, Summer, Fall | Winter, Spring, Summer, Fall | Winter, Spring, Summer, Fall
NY Min Oil Burn - Ravenswood Oil - Summer | 725 | 7550 | Generation Constraint in GWh | FALSE | G | Annual | Standard GWh | GWh | 0 | 0 | 0 | 0 | 0 | 0 | 0
NY Min Oil Burn - Ravenswood Oil - Summer | 725 | 7550 | Generation Constraint in GWh | FALSE | G | Annual | Emissions at Affected Plants | GWh | 871.7318 | 135.8467 | 0 | 0 | 0 | 0 | 0
NY Min Oil Burn - Ravenswood Oil - Summer | 725 | 7550 | Generation Constraint in GWh | FALSE | G | Annual | Allowances Purchased | GWh | 0 | 0 | 0 | 0 | 0 | 0 | 0
NY Min Oil Burn - Ravenswood Oil - Summer | 725 | 7550 | Generation Constraint in GWh | FALSE | G | Annual | Allowances Sold | GWh | 0 | 0 | 0 | 0 | 0 | 0 | 0
NY Min Oil Burn - Ravenswood Oil - Summer | 725 | 7550 | Generation Constraint in GWh | FALSE | G | Annual | Allowances Banked | GWh | 0 | 0 | 0 | 0 | 0 | 0 | 0
NY Min Oil Burn - Ravenswood Oil - Summer | 725 | 7550 | Generation Constraint in GWh | FALSE | G | Annual | Allowances Withdrawn (1:1) | GWh | 0 | 0 | 0 | 0 | 0 | 0 | 0
NY Min Oil Burn - Ravenswood Oil - Summer | 725 | 7550 | Generation Constraint in GWh | FALSE | G | Annual | Allowances Withdrawn (n:1) | GWh | 0 | 0 | 0 | 0 | 0 | 0 | 0
NY Min Oil Burn - Ravenswood Oil - Summer | 725 | 7550 | Generation Constraint in GWh | FALSE | G | Annual | Net Emissions Allowance Position | GWh | 871.7318 | 135.8467 | 0 | 0 | 0 | 0 | 0
NY Min Oil Burn - Ravenswood Oil - Summer | 725 | 7550 | Generation Constraint in GWh | FALSE | G | Annual | Constraint Shadow Price | US2022$/MWh | 0 | 0 | 0 | 0 | 0 | 0 | 0
NY Min Oil Burn - Ravenswood Oil - Winter | 726 | 7548 | Generation Constraint in GWh | FALSE | G | Annual | Seasons Included | Seasons | Winter, Spring, Summer, Fall | Winter, Spring, Summer, Fall | Winter, Spring, Summer, Fall | Winter, Spring, Summer, Fall | Winter, Spring, Summer, Fall | Winter, Spring, Summer, Fall | Winter, Spring, Summer, Fall
NY Min Oil Burn - Ravenswood Oil - Winter | 726 | 7548 | Generation Constraint in GWh | FALSE | G | Annual | Standard GWh | GWh | 0 | 0 | 0 | 0 | 0 | 0 | 0
NY Min Oil Burn - Ravenswood Oil - Winter | 726 | 7548 | Generation Constraint in GWh | FALSE | G | Annual | Emissions at Affected Plants | GWh | 871.7318 | 135.8467 | 0 | 0 | 0 | 0 | 0
NY Min Oil Burn - Ravenswood Oil - Winter | 726 | 7548 | Generation Constraint in GWh | FALSE | G | Annual | Allowances Purchased | GWh | 0 | 0 | 0 | 0 | 0 | 0 | 0
NY Min Oil Burn - Ravenswood Oil - Winter | 726 | 7548 | Generation Constraint in GWh | FALSE | G | Annual | Allowances Sold | GWh | 0 | 0 | 0 | 0 | 0 | 0 | 0
NY Min Oil Burn - Ravenswood Oil - Winter | 726 | 7548 | Generation Constraint in GWh | FALSE | G | Annual | Allowances Banked | GWh | 0 | 0 | 0 | 0 | 0 | 0 | 0
NY Min Oil Burn - Ravenswood Oil - Winter | 726 | 7548 | Generation Constraint in GWh | FALSE | G | Annual | Allowances Withdrawn (1:1) | GWh | 0 | 0 | 0 | 0 | 0 | 0 | 0
NY Min Oil Burn - Ravenswood Oil - Winter | 726 | 7548 | Generation Constraint in GWh | FALSE | G | Annual | Allowances Withdrawn (n:1) | GWh | 0 | 0 | 0 | 0 | 0 | 0 | 0
NY Min Oil Burn - Ravenswood Oil - Winter | 726 | 7548 | Generation Constraint in GWh | FALSE | G | Annual | Net Emissions Allowance Position | GWh | 871.7318 | 135.8467 | 0 | 0 | 0 | 0 | 0
NY Min Oil Burn - Ravenswood Oil - Winter | 726 | 7548 | Generation Constraint in GWh | FALSE | G | Annual | Constraint Shadow Price | US2022$/MWh | 0 | 0 | 0 | 0 | 0 | 0 | 0
NY Min Oil Burn - Ravenswood Oil - Winter Shldr | 727 | 7549 | Generation Constraint in GWh | FALSE | G | Annual | Seasons Included | Seasons | Winter, Spring, Summer, Fall | Winter, Spring, Summer, Fall | Winter, Spring, Summer, Fall | Winter, Spring, Summer, Fall | Winter, Spring, Summer, Fall | Winter, Spring, Summer, Fall | Winter, Spring, Summer, Fall
NY Min Oil Burn - Ravenswood Oil - Winter Shldr | 727 | 7549 | Generation Constraint in GWh | FALSE | G | Annual | Standard GWh | GWh | 0 | 0 | 0 | 0 | 0 | 0 | 0
NY Min Oil Burn - Ravenswood Oil - Winter Shldr | 727 | 7549 | Generation Constraint in GWh | FALSE | G | Annual | Emissions at Affected Plants | GWh | 871.7318 | 135.8467 | 0 | 0 | 0 | 0 | 0
NY Min Oil Burn - Ravenswood Oil - Winter Shldr | 727 | 7549 | Generation Constraint in GWh | FALSE | G | Annual | Allowances Purchased | GWh | 0 | 0 | 0 | 0 | 0 | 0 | 0
NY Min Oil Burn - Ravenswood Oil - Winter Shldr | 727 | 7549 | Generation Constraint in GWh | FALSE | G | Annual | Allowances Sold | GWh | 0 | 0 | 0 | 0 | 0 | 0 | 0
NY Min Oil Burn - Ravenswood Oil - Winter Shldr | 727 | 7549 | Generation Constraint in GWh | FALSE | G | Annual | Allowances Banked | GWh | 0 | 0 | 0 | 0 | 0 | 0 | 0
NY Min Oil Burn - Ravenswood Oil - Winter Shldr | 727 | 7549 | Generation Constraint in GWh | FALSE | G | Annual | Allowances Withdrawn (1:1) | GWh | 0 | 0 | 0 | 0 | 0 | 0 | 0
NY Min Oil Burn - Ravenswood Oil - Winter Shldr | 727 | 7549 | Generation Constraint in GWh | FALSE | G | Annual | Allowances Withdrawn (n:1) | GWh | 0 | 0 | 0 | 0 | 0 | 0 | 0
NY Min Oil Burn - Ravenswood Oil - Winter Shldr | 727 | 7549 | Generation Constraint in GWh | FALSE | G | Annual | Net Emissions Allowance Position | GWh | 871.7318 | 135.8467 | 0 | 0 | 0 | 0 | 0
NY Min Oil Burn - Ravenswood Oil - Winter Shldr | 727 | 7549 | Generation Constraint in GWh | FALSE | G | Annual | Constraint Shadow Price | US2022$/MWh | 0 | 0 | 0 | 0 | 0 | 0 | 0
NY New Units MER Rate Limit v3.1 | 728 | 7350 | MACT Fuel Choice Floor in lbs/MMBtu | FALSE | L | Annual | Seasons Included | Seasons | Winter, Spring, Summer, Fall | Winter, Spring, Summer, Fall | Winter, Spring, Summer, Fall | Winter, Spring, Summer, Fall | Winter, Spring, Summer, Fall | Winter, Spring, Summer, Fall | Winter, Spring, Summer, Fall
NY New Units MER Rate Limit v3.1 | 728 | 7350 | MACT Fuel Choice Floor in lbs/MMBtu | FALSE | L | Annual | Emission Floor | lbs/MMBtu | 6e-07 | 6e-07 | 6e-07 | 6e-07 | 6e-07 | 6e-07 | 6e-07
NY New Units MER Rate Limit v3.1 | 728 | 7350 | MACT Fuel Choice Floor in lbs/MMBtu | FALSE | L | Annual | Emissions at Affected Plants MER | lbs | 0 | 0 | 0 | 0 | 0 | 0 | 0
NY New Units MER Rate Limit v3.1 | 728 | 7350 | MACT Fuel Choice Floor in lbs/MMBtu | FALSE | L | Annual | Allowances Purchased MER | lbs | 0 | 0 | 0 | 0 | 0 | 0 | 0
NY New Units MER Rate Limit v3.1 | 728 | 7350 | MACT Fuel Choice Floor in lbs/MMBtu | FALSE | L | Annual | Allowances Sold MER | lbs | 0 | 0 | 0 | 0 | 0 | 0 | 0
NY New Units MER Rate Limit v3.1 | 728 | 7350 | MACT Fuel Choice Floor in lbs/MMBtu | FALSE | L | Annual | Allowances Banked | lbs | 0 | 0 | 0 | 0 | 0 | 0 | 0
NY New Units MER Rate Limit v3.1 | 728 | 7350 | MACT Fuel Choice Floor in lbs/MMBtu | FALSE | L | Annual | Allowances Withdrawn (1:1) | lbs | 0 | 0 | 0 | 0 | 0 | 0 | 0
NY New Units MER Rate Limit v3.1 | 728 | 7350 | MACT Fuel Choice Floor in lbs/MMBtu | FALSE | L | Annual | Allowances Withdrawn (n:1) | lbs | 0 | 0 | 0 | 0 | 0 | 0 | 0
NY New Units MER Rate Limit v3.1 | 728 | 7350 | MACT Fuel Choice Floor in lbs/MMBtu | FALSE | L | Annual | Net Emissions Allowance Position | lbs | 0 | 0 | 0 | 0 | 0 | 0 | 0
NY New Units MER Rate Limit v3.1 | 728 | 7350 | MACT Fuel Choice Floor in lbs/MMBtu | FALSE | L | Annual | Fuel Consumed | TBtu | 0 | 0 | 0 | 0 | 0 | 0 | 0
NY New Units MER Rate Limit v3.1 | 728 | 7350 | MACT Fuel Choice Floor in lbs/MMBtu | FALSE | L | Annual | Rate | lb/MMBtu | 0 | 0 | 0 | 0 | 0 | 0 | 0
NY New Units MER Rate Limit v3.1 | 728 | 7350 | MACT Fuel Choice Floor in lbs/MMBtu | FALSE | L | Annual | Generation | TWh | 0 | 0 | 0 | 0 | 0 | 0 | 0
NY New Units MER Rate Limit v3.1 | 728 | 7350 | MACT Fuel Choice Floor in lbs/MMBtu | FALSE | L | Annual | Qualifying Generation | TWh | 0 | 0 | 0 | 0 | 0 | 0 | 0
NY New Units MER Rate Limit v3.1 | 728 | 7350 | MACT Fuel Choice Floor in lbs/MMBtu | FALSE | L | Annual | Constraint Shadow Price | US2022$/Lb | 0 | 0 | 0 | 0 | 0 | 0 | 0
NY New Units MER Rate Limit v3.1 | 729 | 7350 | MACT Fuel Choice Floor in lbs/MMBtu | FALSE | L | Annual | Seasons Included | Seasons | Winter, Spring, Summer, Fall | Winter, Spring, Summer, Fall | Winter, Spring, Summer, Fall | Winter, Spring, Summer, Fall | Winter, Spring, Summer, Fall | Winter, Spring, Summer, Fall | Winter, Spring, Summer, Fall
NY New Units MER Rate Limit v3.1 | 729 | 7350 | MACT Fuel Choice Floor in lbs/MMBtu | FALSE | L | Annual | Emission Floor | lbs/MMBtu | 6e-07 | 6e-07 | 6e-07 | 6e-07 | 6e-07 | 6e-07 | 6e-07
NY New Units MER Rate Limit v3.1 | 729 | 7350 | MACT Fuel Choice Floor in lbs/MMBtu | FALSE | L | Annual | Emissions at Affected Plants MER | lbs | 0 | 0 | 0 | 0 | 0 | 0 | 0
NY New Units MER Rate Limit v3.1 | 729 | 7350 | MACT Fuel Choice Floor in lbs/MMBtu | FALSE | L | Annual | Allowances Purchased MER | lbs | 0 | 0 | 0 | 0 | 0 | 0 | 0
NY New Units MER Rate Limit v3.1 | 729 | 7350 | MACT Fuel Choice Floor in lbs/MMBtu | FALSE | L | Annual | Allowances Sold MER | lbs | 0 | 0 | 0 | 0 | 0 | 0 | 0
NY New Units MER Rate Limit v3.1 | 729 | 7350 | MACT Fuel Choice Floor in lbs/MMBtu | FALSE | L | Annual | Allowances Banked | lbs | 0 | 0 | 0 | 0 | 0 | 0 | 0
NY New Units MER Rate Limit v3.1 | 729 | 7350 | MACT Fuel Choice Floor in lbs/MMBtu | FALSE | L | Annual | Allowances Withdrawn (1:1) | lbs | 0 | 0 | 0 | 0 | 0 | 0 | 0
NY New Units MER Rate Limit v3.1 | 729 | 7350 | MACT Fuel Choice Floor in lbs/MMBtu | FALSE | L | Annual | Allowances Withdrawn (n:1) | lbs | 0 | 0 | 0 | 0 | 0 | 0 | 0
NY New Units MER Rate Limit v3.1 | 729 | 7350 | MACT Fuel Choice Floor in lbs/MMBtu | FALSE | L | Annual | Net Emissions Allowance Position | lbs | 0 | 0 | 0 | 0 | 0 | 0 | 0
NY New Units MER Rate Limit v3.1 | 729 | 7350 | MACT Fuel Choice Floor in lbs/MMBtu | FALSE | L | Annual | Fuel Consumed | TBtu | 0 | 0 | 0 | 0 | 0 | 0 | 0
NY New Units MER Rate Limit v3.1 | 729 | 7350 | MACT Fuel Choice Floor in lbs/MMBtu | FALSE | L | Annual | Rate | lb/MMBtu | 0 | 0 | 0 | 0 | 0 | 0 | 0
NY New Units MER Rate Limit v3.1 | 729 | 7350 | MACT Fuel Choice Floor in lbs/MMBtu | FALSE | L | Annual | Generation | TWh | 0 | 0 | 0 | 0 | 0 | 0 | 0
NY New Units MER Rate Limit v3.1 | 729 | 7350 | MACT Fuel Choice Floor in lbs/MMBtu | FALSE | L | Annual | Qualifying Generation | TWh | 0 | 0 | 0 | 0 | 0 | 0 | 0
NY New Units MER Rate Limit v3.1 | 729 | 7350 | MACT Fuel Choice Floor in lbs/MMBtu | FALSE | L | Annual | Constraint Shadow Price | US2022$/Lb | 0 | 0 | 0 | 0 | 0 | 0 | 0
NY New Units MER Rate Limit v3.1 | 730 | 7350 | MACT Fuel Choice Floor in lbs/MMBtu | FALSE | L | Annual | Seasons Included | Seasons | Winter, Spring, Summer, Fall | Winter, Spring, Summer, Fall | Winter, Spring, Summer, Fall | Winter, Spring, Summer, Fall | Winter, Spring, Summer, Fall | Winter, Spring, Summer, Fall | Winter, Spring, Summer, Fall
NY New Units MER Rate Limit v3.1 | 730 | 7350 | MACT Fuel Choice Floor in lbs/MMBtu | FALSE | L | Annual | Emission Floor | lbs/MMBtu | 6e-07 | 6e-07 | 6e-07 | 6e-07 | 6e-07 | 6e-07 | 6e-07
NY New Units MER Rate Limit v3.1 | 730 | 7350 | MACT Fuel Choice Floor in lbs/MMBtu | FALSE | L | Annual | Emissions at Affected Plants MER | lbs | 0 | 0 | 0 | 0 | 0 | 0 | 0
NY New Units MER Rate Limit v3.1 | 730 | 7350 | MACT Fuel Choice Floor in lbs/MMBtu | FALSE | L | Annual | Allowances Purchased MER | lbs | 0 | 0 | 0 | 0 | 0 | 0 | 0
NY New Units MER Rate Limit v3.1 | 730 | 7350 | MACT Fuel Choice Floor in lbs/MMBtu | FALSE | L | Annual | Allowances Sold MER | lbs | 0 | 0 | 0 | 0 | 0 | 0 | 0
NY New Units MER Rate Limit v3.1 | 730 | 7350 | MACT Fuel Choice Floor in lbs/MMBtu | FALSE | L | Annual | Allowances Banked | lbs | 0 | 0 | 0 | 0 | 0 | 0 | 0
NY New Units MER Rate Limit v3.1 | 730 | 7350 | MACT Fuel Choice Floor in lbs/MMBtu | FALSE | L | Annual | Allowances Withdrawn (1:1) | lbs | 0 | 0 | 0 | 0 | 0 | 0 | 0
NY New Units MER Rate Limit v3.1 | 730 | 7350 | MACT Fuel Choice Floor in lbs/MMBtu | FALSE | L | Annual | Allowances Withdrawn (n:1) | lbs | 0 | 0 | 0 | 0 | 0 | 0 | 0
NY New Units MER Rate Limit v3.1 | 730 | 7350 | MACT Fuel Choice Floor in lbs/MMBtu | FALSE | L | Annual | Net Emissions Allowance Position | lbs | 0 | 0 | 0 | 0 | 0 | 0 | 0
NY New Units MER Rate Limit v3.1 | 730 | 7350 | MACT Fuel Choice Floor in lbs/MMBtu | FALSE | L | Annual | Fuel Consumed | TBtu | 0 | 0 | 0 | 0 | 0 | 0 | 0
NY New Units MER Rate Limit v3.1 | 730 | 7350 | MACT Fuel Choice Floor in lbs/MMBtu | FALSE | L | Annual | Rate | lb/MMBtu | 0 | 0 | 0 | 0 | 0 | 0 | 0
NY New Units MER Rate Limit v3.1 | 730 | 7350 | MACT Fuel Choice Floor in lbs/MMBtu | FALSE | L | Annual | Generation | TWh | 0 | 0 | 0 | 0 | 0 | 0 | 0
NY New Units MER Rate Limit v3.1 | 730 | 7350 | MACT Fuel Choice Floor in lbs/MMBtu | FALSE | L | Annual | Qualifying Generation | TWh | 0 | 0 | 0 | 0 | 0 | 0 | 0
NY New Units MER Rate Limit v3.1 | 730 | 7350 | MACT Fuel Choice Floor in lbs/MMBtu | FALSE | L | Annual | Constraint Shadow Price | US2022$/Lb | 0 | 0 | 0 | 0 | 0 | 0 | 0
NY New Units MER Rate Limit v3.1 | 731 | 7350 | MACT Fuel Choice Floor in lbs/MMBtu | FALSE | L | Annual | Seasons Included | Seasons | Winter, Spring, Summer, Fall | Winter, Spring, Summer, Fall | Winter, Spring, Summer, Fall | Winter, Spring, Summer, Fall | Winter, Spring, Summer, Fall | Winter, Spring, Summer, Fall | Winter, Spring, Summer, Fall
NY New Units MER Rate Limit v3.1 | 731 | 7350 | MACT Fuel Choice Floor in lbs/MMBtu | FALSE | L | Annual | Emission Floor | lbs/MMBtu | 6e-07 | 6e-07 | 6e-07 | 6e-07 | 6e-07 | 6e-07 | 6e-07
NY New Units MER Rate Limit v3.1 | 731 | 7350 | MACT Fuel Choice Floor in lbs/MMBtu | FALSE | L | Annual | Emissions at Affected Plants MER | lbs | 0 | 0 | 0 | 0 | 0 | 0 | 0
NY New Units MER Rate Limit v3.1 | 731 | 7350 | MACT Fuel Choice Floor in lbs/MMBtu | FALSE | L | Annual | Allowances Purchased MER | lbs | 0 | 0 | 0 | 0 | 0 | 0 | 0
NY New Units MER Rate Limit v3.1 | 731 | 7350 | MACT Fuel Choice Floor in lbs/MMBtu | FALSE | L | Annual | Allowances Sold MER | lbs | 0 | 0 | 0 | 0 | 0 | 0 | 0
NY New Units MER Rate Limit v3.1 | 731 | 7350 | MACT Fuel Choice Floor in lbs/MMBtu | FALSE | L | Annual | Allowances Banked | lbs | 0 | 0 | 0 | 0 | 0 | 0 | 0
NY New Units MER Rate Limit v3.1 | 731 | 7350 | MACT Fuel Choice Floor in lbs/MMBtu | FALSE | L | Annual | Allowances Withdrawn (1:1) | lbs | 0 | 0 | 0 | 0 | 0 | 0 | 0
NY New Units MER Rate Limit v3.1 | 731 | 7350 | MACT Fuel Choice Floor in lbs/MMBtu | FALSE | L | Annual | Allowances Withdrawn (n:1) | lbs | 0 | 0 | 0 | 0 | 0 | 0 | 0
NY New Units MER Rate Limit v3.1 | 731 | 7350 | MACT Fuel Choice Floor in lbs/MMBtu | FALSE | L | Annual | Net Emissions Allowance Position | lbs | 0 | 0 | 0 | 0 | 0 | 0 | 0
NY New Units MER Rate Limit v3.1 | 731 | 7350 | MACT Fuel Choice Floor in lbs/MMBtu | FALSE | L | Annual | Fuel Consumed | TBtu | 0 | 0 | 0 | 0 | 0 | 0 | 0
NY New Units MER Rate Limit v3.1 | 731 | 7350 | MACT Fuel Choice Floor in lbs/MMBtu | FALSE | L | Annual | Rate | lb/MMBtu | 0 | 0 | 0 | 0 | 0 | 0 | 0
NY New Units MER Rate Limit v3.1 | 731 | 7350 | MACT Fuel Choice Floor in lbs/MMBtu | FALSE | L | Annual | Generation | TWh | 0 | 0 | 0 | 0 | 0 | 0 | 0
NY New Units MER Rate Limit v3.1 | 731 | 7350 | MACT Fuel Choice Floor in lbs/MMBtu | FALSE | L | Annual | Qualifying Generation | TWh | 0 | 0 | 0 | 0 | 0 | 0 | 0
NY New Units MER Rate Limit v3.1 | 731 | 7350 | MACT Fuel Choice Floor in lbs/MMBtu | FALSE | L | Annual | Constraint Shadow Price | US2022$/Lb | 0 | 0 | 0 | 0 | 0 | 0 | 0
NY New Units MER Rate Limit v3.1 | 732 | 7350 | MACT Fuel Choice Floor in lbs/MMBtu | FALSE | L | Annual | Seasons Included | Seasons | Winter, Spring, Summer, Fall | Winter, Spring, Summer, Fall | Winter, Spring, Summer, Fall | Winter, Spring, Summer, Fall | Winter, Spring, Summer, Fall | Winter, Spring, Summer, Fall | Winter, Spring, Summer, Fall
NY New Units MER Rate Limit v3.1 | 732 | 7350 | MACT Fuel Choice Floor in lbs/MMBtu | FALSE | L | Annual | Emission Floor | lbs/MMBtu | 6e-07 | 6e-07 | 6e-07 | 6e-07 | 6e-07 | 6e-07 | 6e-07
NY New Units MER Rate Limit v3.1 | 732 | 7350 | MACT Fuel Choice Floor in lbs/MMBtu | FALSE | L | Annual | Emissions at Affected Plants MER | lbs | 0 | 0 | 0 | 0 | 0 | 0 | 0
NY New Units MER Rate Limit v3.1 | 732 | 7350 | MACT Fuel Choice Floor in lbs/MMBtu | FALSE | L | Annual | Allowances Purchased MER | lbs | 0 | 0 | 0 | 0 | 0 | 0 | 0
NY New Units MER Rate Limit v3.1 | 732 | 7350 | MACT Fuel Choice Floor in lbs/MMBtu | FALSE | L | Annual | Allowances Sold MER | lbs | 0 | 0 | 0 | 0 | 0 | 0 | 0
NY New Units MER Rate Limit v3.1 | 732 | 7350 | MACT Fuel Choice Floor in lbs/MMBtu | FALSE | L | Annual | Allowances Banked | lbs | 0 | 0 | 0 | 0 | 0 | 0 | 0
NY New Units MER Rate Limit v3.1 | 732 | 7350 | MACT Fuel Choice Floor in lbs/MMBtu | FALSE | L | Annual | Allowances Withdrawn (1:1) | lbs | 0 | 0 | 0 | 0 | 0 | 0 | 0
NY New Units MER Rate Limit v3.1 | 732 | 7350 | MACT Fuel Choice Floor in lbs/MMBtu | FALSE | L | Annual | Allowances Withdrawn (n:1) | lbs | 0 | 0 | 0 | 0 | 0 | 0 | 0
NY New Units MER Rate Limit v3.1 | 732 | 7350 | MACT Fuel Choice Floor in lbs/MMBtu | FALSE | L | Annual | Net Emissions Allowance Position | lbs | 0 | 0 | 0 | 0 | 0 | 0 | 0
NY New Units MER Rate Limit v3.1 | 732 | 7350 | MACT Fuel Choice Floor in lbs/MMBtu | FALSE | L | Annual | Fuel Consumed | TBtu | 0 | 0 | 0 | 0 | 0 | 0 | 0
NY New Units MER Rate Limit v3.1 | 732 | 7350 | MACT Fuel Choice Floor in lbs/MMBtu | FALSE | L | Annual | Rate | lb/MMBtu | 0 | 0 | 0 | 0 | 0 | 0 | 0
NY New Units MER Rate Limit v3.1 | 732 | 7350 | MACT Fuel Choice Floor in lbs/MMBtu | FALSE | L | Annual | Generation | TWh | 0 | 0 | 0 | 0 | 0 | 0 | 0
NY New Units MER Rate Limit v3.1 | 732 | 7350 | MACT Fuel Choice Floor in lbs/MMBtu | FALSE | L | Annual | Qualifying Generation | TWh | 0 | 0 | 0 | 0 | 0 | 0 | 0
NY New Units MER Rate Limit v3.1 | 732 | 7350 | MACT Fuel Choice Floor in lbs/MMBtu | FALSE | L | Annual | Constraint Shadow Price | US2022$/Lb | 0 | 0 | 0 | 0 | 0 | 0 | 0
NY New Units MER Rate Limit v3.1 | 733 | 7350 | MACT Fuel Choice Floor in lbs/MMBtu | FALSE | L | Annual | Seasons Included | Seasons | Winter, Spring, Summer, Fall | Winter, Spring, Summer, Fall | Winter, Spring, Summer, Fall | Winter, Spring, Summer, Fall | Winter, Spring, Summer, Fall | Winter, Spring, Summer, Fall | Winter, Spring, Summer, Fall
NY New Units MER Rate Limit v3.1 | 733 | 7350 | MACT Fuel Choice Floor in lbs/MMBtu | FALSE | L | Annual | Emission Floor | lbs/MMBtu | 6e-07 | 6e-07 | 6e-07 | 6e-07 | 6e-07 | 6e-07 | 6e-07
NY New Units MER Rate Limit v3.1 | 733 | 7350 | MACT Fuel Choice Floor in lbs/MMBtu | FALSE | L | Annual | Emissions at Affected Plants MER | lbs | 0 | 0 | 0 | 0 | 0 | 0 | 0
NY New Units MER Rate Limit v3.1 | 733 | 7350 | MACT Fuel Choice Floor in lbs/MMBtu | FALSE | L | Annual | Allowances Purchased MER | lbs | 0 | 0 | 0 | 0 | 0 | 0 | 0
NY New Units MER Rate Limit v3.1 | 733 | 7350 | MACT Fuel Choice Floor in lbs/MMBtu | FALSE | L | Annual | Allowances Sold MER | lbs | 0 | 0 | 0 | 0 | 0 | 0 | 0
NY New Units MER Rate Limit v3.1 | 733 | 7350 | MACT Fuel Choice Floor in lbs/MMBtu | FALSE | L | Annual | Allowances Banked | lbs | 0 | 0 | 0 | 0 | 0 | 0 | 0
NY New Units MER Rate Limit v3.1 | 733 | 7350 | MACT Fuel Choice Floor in lbs/MMBtu | FALSE | L | Annual | Allowances Withdrawn (1:1) | lbs | 0 | 0 | 0 | 0 | 0 | 0 | 0
NY New Units MER Rate Limit v3.1 | 733 | 7350 | MACT Fuel Choice Floor in lbs/MMBtu | FALSE | L | Annual | Allowances Withdrawn (n:1) | lbs | 0 | 0 | 0 | 0 | 0 | 0 | 0
NY New Units MER Rate Limit v3.1 | 733 | 7350 | MACT Fuel Choice Floor in lbs/MMBtu | FALSE | L | Annual | Net Emissions Allowance Position | lbs | 0 | 0 | 0 | 0 | 0 | 0 | 0
NY New Units MER Rate Limit v3.1 | 733 | 7350 | MACT Fuel Choice Floor in lbs/MMBtu | FALSE | L | Annual | Fuel Consumed | TBtu | 0 | 0 | 0 | 0 | 0 | 0 | 0
NY New Units MER Rate Limit v3.1 | 733 | 7350 | MACT Fuel Choice Floor in lbs/MMBtu | FALSE | L | Annual | Rate | lb/MMBtu | 0 | 0 | 0 | 0 | 0 | 0 | 0
NY New Units MER Rate Limit v3.1 | 733 | 7350 | MACT Fuel Choice Floor in lbs/MMBtu | FALSE | L | Annual | Generation | TWh | 0 | 0 | 0 | 0 | 0 | 0 | 0
NY New Units MER Rate Limit v3.1 | 733 | 7350 | MACT Fuel Choice Floor in lbs/MMBtu | FALSE | L | Annual | Qualifying Generation | TWh | 0 | 0 | 0 | 0 | 0 | 0 | 0
NY New Units MER Rate Limit v3.1 | 733 | 7350 | MACT Fuel Choice Floor in lbs/MMBtu | FALSE | L | Annual | Constraint Shadow Price | US2022$/Lb | 0 | 0 | 0 | 0 | 0 | 0 | 0
NY New Units MER Rate Limit v3.1 | 734 | 7350 | MACT Fuel Choice Floor in lbs/MMBtu | FALSE | L | Annual | Seasons Included | Seasons | Winter, Spring, Summer, Fall | Winter, Spring, Summer, Fall | Winter, Spring, Summer, Fall | Winter, Spring, Summer, Fall | Winter, Spring, Summer, Fall | Winter, Spring, Summer, Fall | Winter, Spring, Summer, Fall
NY New Units MER Rate Limit v3.1 | 734 | 7350 | MACT Fuel Choice Floor in lbs/MMBtu | FALSE | L | Annual | Emission Floor | lbs/MMBtu | 6e-07 | 6e-07 | 6e-07 | 6e-07 | 6e-07 | 6e-07 | 6e-07
NY New Units MER Rate Limit v3.1 | 734 | 7350 | MACT Fuel Choice Floor in lbs/MMBtu | FALSE | L | Annual | Emissions at Affected Plants MER | lbs | 0 | 0 | 0 | 0 | 0 | 0 | 0
NY New Units MER Rate Limit v3.1 | 734 | 7350 | MACT Fuel Choice Floor in lbs/MMBtu | FALSE | L | Annual | Allowances Purchased MER | lbs | 0 | 0 | 0 | 0 | 0 | 0 | 0
NY New Units MER Rate Limit v3.1 | 734 | 7350 | MACT Fuel Choice Floor in lbs/MMBtu | FALSE | L | Annual | Allowances Sold MER | lbs | 0 | 0 | 0 | 0 | 0 | 0 | 0
NY New Units MER Rate Limit v3.1 | 734 | 7350 | MACT Fuel Choice Floor in lbs/MMBtu | FALSE | L | Annual | Allowances Banked | lbs | 0 | 0 | 0 | 0 | 0 | 0 | 0
NY New Units MER Rate Limit v3.1 | 734 | 7350 | MACT Fuel Choice Floor in lbs/MMBtu | FALSE | L | Annual | Allowances Withdrawn (1:1) | lbs | 0 | 0 | 0 | 0 | 0 | 0 | 0
NY New Units MER Rate Limit v3.1 | 734 | 7350 | MACT Fuel Choice Floor in lbs/MMBtu | FALSE | L | Annual | Allowances Withdrawn (n:1) | lbs | 0 | 0 | 0 | 0 | 0 | 0 | 0
NY New Units MER Rate Limit v3.1 | 734 | 7350 | MACT Fuel Choice Floor in lbs/MMBtu | FALSE | L | Annual | Net Emissions Allowance Position | lbs | 0 | 0 | 0 | 0 | 0 | 0 | 0
NY New Units MER Rate Limit v3.1 | 734 | 7350 | MACT Fuel Choice Floor in lbs/MMBtu | FALSE | L | Annual | Fuel Consumed | TBtu | 0 | 0 | 0 | 0 | 0 | 0 | 0
NY New Units MER Rate Limit v3.1 | 734 | 7350 | MACT Fuel Choice Floor in lbs/MMBtu | FALSE | L | Annual | Rate | lb/MMBtu | 0 | 0 | 0 | 0 | 0 | 0 | 0
NY New Units MER Rate Limit v3.1 | 734 | 7350 | MACT Fuel Choice Floor in lbs/MMBtu | FALSE | L | Annual | Generation | TWh | 0 | 0 | 0 | 0 | 0 | 0 | 0
NY New Units MER Rate Limit v3.1 | 734 | 7350 | MACT Fuel Choice Floor in lbs/MMBtu | FALSE | L | Annual | Qualifying Generation | TWh | 0 | 0 | 0 | 0 | 0 | 0 | 0
NY New Units MER Rate Limit v3.1 | 734 | 7350 | MACT Fuel Choice Floor in lbs/MMBtu | FALSE | L | Annual | Constraint Shadow Price | US2022$/Lb | 0 | 0 | 0 | 0 | 0 | 0 | 0
NY New Units MER Rate Limit v3.1 | 735 | 7350 | MACT Fuel Choice Floor in lbs/MMBtu | FALSE | L | Annual | Seasons Included | Seasons | Winter, Spring, Summer, Fall | Winter, Spring, Summer, Fall | Winter, Spring, Summer, Fall | Winter, Spring, Summer, Fall | Winter, Spring, Summer, Fall | Winter, Spring, Summer, Fall | Winter, Spring, Summer, Fall
NY New Units MER Rate Limit v3.1 | 735 | 7350 | MACT Fuel Choice Floor in lbs/MMBtu | FALSE | L | Annual | Emission Floor | lbs/MMBtu | 6e-07 | 6e-07 | 6e-07 | 6e-07 | 6e-07 | 6e-07 | 6e-07
NY New Units MER Rate Limit v3.1 | 735 | 7350 | MACT Fuel Choice Floor in lbs/MMBtu | FALSE | L | Annual | Emissions at Affected Plants MER | lbs | 0 | 0 | 0 | 0 | 0 | 0 | 0
NY New Units MER Rate Limit v3.1 | 735 | 7350 | MACT Fuel Choice Floor in lbs/MMBtu | FALSE | L | Annual | Allowances Purchased MER | lbs | 0 | 0 | 0 | 0 | 0 | 0 | 0
NY New Units MER Rate Limit v3.1 | 735 | 7350 | MACT Fuel Choice Floor in lbs/MMBtu | FALSE | L | Annual | Allowances Sold MER | lbs | 0 | 0 | 0 | 0 | 0 | 0 | 0
NY New Units MER Rate Limit v3.1 | 735 | 7350 | MACT Fuel Choice Floor in lbs/MMBtu | FALSE | L | Annual | Allowances Banked | lbs | 0 | 0 | 0 | 0 | 0 | 0 | 0
NY New Units MER Rate Limit v3.1 | 735 | 7350 | MACT Fuel Choice Floor in lbs/MMBtu | FALSE | L | Annual | Allowances Withdrawn (1:1) | lbs | 0 | 0 | 0 | 0 | 0 | 0 | 0
NY New Units MER Rate Limit v3.1 | 735 | 7350 | MACT Fuel Choice Floor in lbs/MMBtu | FALSE | L | Annual | Allowances Withdrawn (n:1) | lbs | 0 | 0 | 0 | 0 | 0 | 0 | 0
NY New Units MER Rate Limit v3.1 | 735 | 7350 | MACT Fuel Choice Floor in lbs/MMBtu | FALSE | L | Annual | Net Emissions Allowance Position | lbs | 0 | 0 | 0 | 0 | 0 | 0 | 0
NY New Units MER Rate Limit v3.1 | 735 | 7350 | MACT Fuel Choice Floor in lbs/MMBtu | FALSE | L | Annual | Fuel Consumed | TBtu | 0 | 0 | 0 | 0 | 0 | 0 | 0
NY New Units MER Rate Limit v3.1 | 735 | 7350 | MACT Fuel Choice Floor in lbs/MMBtu | FALSE | L | Annual | Rate | lb/MMBtu | 0 | 0 | 0 | 0 | 0 | 0 | 0
NY New Units MER Rate Limit v3.1 | 735 | 7350 | MACT Fuel Choice Floor in lbs/MMBtu | FALSE | L | Annual | Generation | TWh | 0 | 0 | 0 | 0 | 0 | 0 | 0
NY New Units MER Rate Limit v3.1 | 735 | 7350 | MACT Fuel Choice Floor in lbs/MMBtu | FALSE | L | Annual | Qualifying Generation | TWh | 0 | 0 | 0 | 0 | 0 | 0 | 0
NY New Units MER Rate Limit v3.1 | 735 | 7350 | MACT Fuel Choice Floor in lbs/MMBtu | FALSE | L | Annual | Constraint Shadow Price | US2022$/Lb | 0 | 0 | 0 | 0 | 0 | 0 | 0
NY New Units MER Rate Limit v3.1 | 736 | 7350 | MACT Fuel Choice Floor in lbs/MMBtu | FALSE | L | Annual | Seasons Included | Seasons | Winter, Spring, Summer, Fall | Winter, Spring, Summer, Fall | Winter, Spring, Summer, Fall | Winter, Spring, Summer, Fall | Winter, Spring, Summer, Fall | Winter, Spring, Summer, Fall | Winter, Spring, Summer, Fall
NY New Units MER Rate Limit v3.1 | 736 | 7350 | MACT Fuel Choice Floor in lbs/MMBtu | FALSE | L | Annual | Emission Floor | lbs/MMBtu | 6e-07 | 6e-07 | 6e-07 | 6e-07 | 6e-07 | 6e-07 | 6e-07
NY New Units MER Rate Limit v3.1 | 736 | 7350 | MACT Fuel Choice Floor in lbs/MMBtu | FALSE | L | Annual | Emissions at Affected Plants MER | lbs | 0 | 0 | 0 | 0 | 0 | 0 | 0
NY New Units MER Rate Limit v3.1 | 736 | 7350 | MACT Fuel Choice Floor in lbs/MMBtu | FALSE | L | Annual | Allowances Purchased MER | lbs | 0 | 0 | 0 | 0 | 0 | 0 | 0
NY New Units MER Rate Limit v3.1 | 736 | 7350 | MACT Fuel Choice Floor in lbs/MMBtu | FALSE | L | Annual | Allowances Sold MER | lbs | 0 | 0 | 0 | 0 | 0 | 0 | 0
NY New Units MER Rate Limit v3.1 | 736 | 7350 | MACT Fuel Choice Floor in lbs/MMBtu | FALSE | L | Annual | Allowances Banked | lbs | 0 | 0 | 0 | 0 | 0 | 0 | 0
NY New Units MER Rate Limit v3.1 | 736 | 7350 | MACT Fuel Choice Floor in lbs/MMBtu | FALSE | L | Annual | Allowances Withdrawn (1:1) | lbs | 0 | 0 | 0 | 0 | 0 | 0 | 0
NY New Units MER Rate Limit v3.1 | 736 | 7350 | MACT Fuel Choice Floor in lbs/MMBtu | FALSE | L | Annual | Allowances Withdrawn (n:1) | lbs | 0 | 0 | 0 | 0 | 0 | 0 | 0
NY New Units MER Rate Limit v3.1 | 736 | 7350 | MACT Fuel Choice Floor in lbs/MMBtu | FALSE | L | Annual | Net Emissions Allowance Position | lbs | 0 | 0 | 0 | 0 | 0 | 0 | 0
NY New Units MER Rate Limit v3.1 | 736 | 7350 | MACT Fuel Choice Floor in lbs/MMBtu | FALSE | L | Annual | Fuel Consumed | TBtu | 0 | 0 | 0 | 0 | 0 | 0 | 0
NY New Units MER Rate Limit v3.1 | 736 | 7350 | MACT Fuel Choice Floor in lbs/MMBtu | FALSE | L | Annual | Rate | lb/MMBtu | 0 | 0 | 0 | 0 | 0 | 0 | 0
NY New Units MER Rate Limit v3.1 | 736 | 7350 | MACT Fuel Choice Floor in lbs/MMBtu | FALSE | L | Annual | Generation | TWh | 0 | 0 | 0 | 0 | 0 | 0 | 0
NY New Units MER Rate Limit v3.1 | 736 | 7350 | MACT Fuel Choice Floor in lbs/MMBtu | FALSE | L | Annual | Qualifying Generation | TWh | 0 | 0 | 0 | 0 | 0 | 0 | 0
NY New Units MER Rate Limit v3.1 | 736 | 7350 | MACT Fuel Choice Floor in lbs/MMBtu | FALSE | L | Annual | Constraint Shadow Price | US2022$/Lb | 0 | 0 | 0 | 0 | 0 | 0 | 0
NY New Units MER Rate Limit v3.1 | 737 | 7350 | MACT Fuel Choice Floor in lbs/MMBtu | FALSE | L | Annual | Seasons Included | Seasons | Winter, Spring, Summer, Fall | Winter, Spring, Summer, Fall | Winter, Spring, Summer, Fall | Winter, Spring, Summer, Fall | Winter, Spring, Summer, Fall | Winter, Spring, Summer, Fall | Winter, Spring, Summer, Fall
NY New Units MER Rate Limit v3.1 | 737 | 7350 | MACT Fuel Choice Floor in lbs/MMBtu | FALSE | L | Annual | Emission Floor | lbs/MMBtu | 6e-07 | 6e-07 | 6e-07 | 6e-07 | 6e-07 | 6e-07 | 6e-07
NY New Units MER Rate Limit v3.1 | 737 | 7350 | MACT Fuel Choice Floor in lbs/MMBtu | FALSE | L | Annual | Emissions at Affected Plants MER | lbs | 0 | 0 | 0 | 0 | 0 | 0 | 0
NY New Units MER Rate Limit v3.1 | 737 | 7350 | MACT Fuel Choice Floor in lbs/MMBtu | FALSE | L | Annual | Allowances Purchased MER | lbs | 0 | 0 | 0 | 0 | 0 | 0 | 0
NY New Units MER Rate Limit v3.1 | 737 | 7350 | MACT Fuel Choice Floor in lbs/MMBtu | FALSE | L | Annual | Allowances Sold MER | lbs | 0 | 0 | 0 | 0 | 0 | 0 | 0
NY New Units MER Rate Limit v3.1 | 737 | 7350 | MACT Fuel Choice Floor in lbs/MMBtu | FALSE | L | Annual | Allowances Banked | lbs | 0 | 0 | 0 | 0 | 0 | 0 | 0
NY New Units MER Rate Limit v3.1 | 737 | 7350 | MACT Fuel Choice Floor in lbs/MMBtu | FALSE | L | Annual | Allowances Withdrawn (1:1) | lbs | 0 | 0 | 0 | 0 | 0 | 0 | 0
NY New Units MER Rate Limit v3.1 | 737 | 7350 | MACT Fuel Choice Floor in lbs/MMBtu | FALSE | L | Annual | Allowances Withdrawn (n:1) | lbs | 0 | 0 | 0 | 0 | 0 | 0 | 0
NY New Units MER Rate Limit v3.1 | 737 | 7350 | MACT Fuel Choice Floor in lbs/MMBtu | FALSE | L | Annual | Net Emissions Allowance Position | lbs | 0 | 0 | 0 | 0 | 0 | 0 | 0
NY New Units MER Rate Limit v3.1 | 737 | 7350 | MACT Fuel Choice Floor in lbs/MMBtu | FALSE | L | Annual | Fuel Consumed | TBtu | 0 | 0 | 0 | 0 | 0 | 0 | 0
NY New Units MER Rate Limit v3.1 | 737 | 7350 | MACT Fuel Choice Floor in lbs/MMBtu | FALSE | L | Annual | Rate | lb/MMBtu | 0 | 0 | 0 | 0 | 0 | 0 | 0
NY New Units MER Rate Limit v3.1 | 737 | 7350 | MACT Fuel Choice Floor in lbs/MMBtu | FALSE | L | Annual | Generation | TWh | 0 | 0 | 0 | 0 | 0 | 0 | 0
NY New Units MER Rate Limit v3.1 | 737 | 7350 | MACT Fuel Choice Floor in lbs/MMBtu | FALSE | L | Annual | Qualifying Generation | TWh | 0 | 0 | 0 | 0 | 0 | 0 | 0
NY New Units MER Rate Limit v3.1 | 737 | 7350 | MACT Fuel Choice Floor in lbs/MMBtu | FALSE | L | Annual | Constraint Shadow Price | US2022$/Lb | 0 | 0 | 0 | 0 | 0 | 0 | 0
NY New Units MER Rate Limit v3.1 | 738 | 7350 | MACT Fuel Choice Floor in lbs/MMBtu | FALSE | L | Annual | Seasons Included | Seasons | Winter, Spring, Summer, Fall | Winter, Spring, Summer, Fall | Winter, Spring, Summer, Fall | Winter, Spring, Summer, Fall | Winter, Spring, Summer, Fall | Winter, Spring, Summer, Fall | Winter, Spring, Summer, Fall
NY New Units MER Rate Limit v3.1 | 738 | 7350 | MACT Fuel Choice Floor in lbs/MMBtu | FALSE | L | Annual | Emission Floor | lbs/MMBtu | 6e-07 | 6e-07 | 6e-07 | 6e-07 | 6e-07 | 6e-07 | 6e-07
NY New Units MER Rate Limit v3.1 | 738 | 7350 | MACT Fuel Choice Floor in lbs/MMBtu | FALSE | L | Annual | Emissions at Affected Plants MER | lbs | 0 | 0 | 0 | 0 | 0 | 0 | 0
NY New Units MER Rate Limit v3.1 | 738 | 7350 | MACT Fuel Choice Floor in lbs/MMBtu | FALSE | L | Annual | Allowances Purchased MER | lbs | 0 | 0 | 0 | 0 | 0 | 0 | 0
NY New Units MER Rate Limit v3.1 | 738 | 7350 | MACT Fuel Choice Floor in lbs/MMBtu | FALSE | L | Annual | Allowances Sold MER | lbs | 0 | 0 | 0 | 0 | 0 | 0 | 0
NY New Units MER Rate Limit v3.1 | 738 | 7350 | MACT Fuel Choice Floor in lbs/MMBtu | FALSE | L | Annual | Allowances Banked | lbs | 0 | 0 | 0 | 0 | 0 | 0 | 0
NY New Units MER Rate Limit v3.1 | 738 | 7350 | MACT Fuel Choice Floor in lbs/MMBtu | FALSE | L | Annual | Allowances Withdrawn (1:1) | lbs | 0 | 0 | 0 | 0 | 0 | 0 | 0
NY New Units MER Rate Limit v3.1 | 738 | 7350 | MACT Fuel Choice Floor in lbs/MMBtu | FALSE | L | Annual | Allowances Withdrawn (n:1) | lbs | 0 | 0 | 0 | 0 | 0 | 0 | 0
NY New Units MER Rate Limit v3.1 | 738 | 7350 | MACT Fuel Choice Floor in lbs/MMBtu | FALSE | L | Annual | Net Emissions Allowance Position | lbs | 0 | 0 | 0 | 0 | 0 | 0 | 0
NY New Units MER Rate Limit v3.1 | 738 | 7350 | MACT Fuel Choice Floor in lbs/MMBtu | FALSE | L | Annual | Fuel Consumed | TBtu | 0 | 0 | 0 | 0 | 0 | 0 | 0
NY New Units MER Rate Limit v3.1 | 738 | 7350 | MACT Fuel Choice Floor in lbs/MMBtu | FALSE | L | Annual | Rate | lb/MMBtu | 0 | 0 | 0 | 0 | 0 | 0 | 0
NY New Units MER Rate Limit v3.1 | 738 | 7350 | MACT Fuel Choice Floor in lbs/MMBtu | FALSE | L | Annual | Generation | TWh | 0 | 0 | 0 | 0 | 0 | 0 | 0
NY New Units MER Rate Limit v3.1 | 738 | 7350 | MACT Fuel Choice Floor in lbs/MMBtu | FALSE | L | Annual | Qualifying Generation | TWh | 0 | 0 | 0 | 0 | 0 | 0 | 0
NY New Units MER Rate Limit v3.1 | 738 | 7350 | MACT Fuel Choice Floor in lbs/MMBtu | FALSE | L | Annual | Constraint Shadow Price | US2022$/Lb | 0 | 0 | 0 | 0 | 0 | 0 | 0
NY New Units MER Rate Limit v3.1 | 739 | 7350 | MACT Fuel Choice Floor in lbs/MMBtu | FALSE | L | Annual | Seasons Included | Seasons | Winter, Spring, Summer, Fall | Winter, Spring, Summer, Fall | Winter, Spring, Summer, Fall | Winter, Spring, Summer, Fall | Winter, Spring, Summer, Fall | Winter, Spring, Summer, Fall | Winter, Spring, Summer, Fall
NY New Units MER Rate Limit v3.1 | 739 | 7350 | MACT Fuel Choice Floor in lbs/MMBtu | FALSE | L | Annual | Emission Floor | lbs/MMBtu | 6e-07 | 6e-07 | 6e-07 | 6e-07 | 6e-07 | 6e-07 | 6e-07
NY New Units MER Rate Limit v3.1 | 739 | 7350 | MACT Fuel Choice Floor in lbs/MMBtu | FALSE | L | Annual | Emissions at Affected Plants MER | lbs | 0 | 0 | 0 | 0 | 0 | 0 | 0
NY New Units MER Rate Limit v3.1 | 739 | 7350 | MACT Fuel Choice Floor in lbs/MMBtu | FALSE | L | Annual | Allowances Purchased MER | lbs | 0 | 0 | 0 | 0 | 0 | 0 | 0
NY New Units MER Rate Limit v3.1 | 739 | 7350 | MACT Fuel Choice Floor in lbs/MMBtu | FALSE | L | Annual | Allowances Sold MER | lbs | 0 | 0 | 0 | 0 | 0 | 0 | 0
NY New Units MER Rate Limit v3.1 | 739 | 7350 | MACT Fuel Choice Floor in lbs/MMBtu | FALSE | L | Annual | Allowances Banked | lbs | 0 | 0 | 0 | 0 | 0 | 0 | 0
NY New Units MER Rate Limit v3.1 | 739 | 7350 | MACT Fuel Choice Floor in lbs/MMBtu | FALSE | L | Annual | Allowances Withdrawn (1:1) | lbs | 0 | 0 | 0 | 0 | 0 | 0 | 0
NY New Units MER Rate Limit v3.1 | 739 | 7350 | MACT Fuel Choice Floor in lbs/MMBtu | FALSE | L | Annual | Allowances Withdrawn (n:1) | lbs | 0 | 0 | 0 | 0 | 0 | 0 | 0
NY New Units MER Rate Limit v3.1 | 739 | 7350 | MACT Fuel Choice Floor in lbs/MMBtu | FALSE | L | Annual | Net Emissions Allowance Position | lbs | 0 | 0 | 0 | 0 | 0 | 0 | 0
NY New Units MER Rate Limit v3.1 | 739 | 7350 | MACT Fuel Choice Floor in lbs/MMBtu | FALSE | L | Annual | Fuel Consumed | TBtu | 0 | 0 | 0 | 0 | 0 | 0 | 0
NY New Units MER Rate Limit v3.1 | 739 | 7350 | MACT Fuel Choice Floor in lbs/MMBtu | FALSE | L | Annual | Rate | lb/MMBtu | 0 | 0 | 0 | 0 | 0 | 0 | 0
NY New Units MER Rate Limit v3.1 | 739 | 7350 | MACT Fuel Choice Floor in lbs/MMBtu | FALSE | L | Annual | Generation | TWh | 0 | 0 | 0 | 0 | 0 | 0 | 0
NY New Units MER Rate Limit v3.1 | 739 | 7350 | MACT Fuel Choice Floor in lbs/MMBtu | FALSE | L | Annual | Qualifying Generation | TWh | 0 | 0 | 0 | 0 | 0 | 0 | 0
NY New Units MER Rate Limit v3.1 | 739 | 7350 | MACT Fuel Choice Floor in lbs/MMBtu | FALSE | L | Annual | Constraint Shadow Price | US2022$/Lb | 0 | 0 | 0 | 0 | 0 | 0 | 0
NY New Units MER Rate Limit v3.1 | 740 | 7350 | MACT Fuel Choice Floor in lbs/MMBtu | FALSE | L | Annual | Seasons Included | Seasons | Winter, Spring, Summer, Fall | Winter, Spring, Summer, Fall | Winter, Spring, Summer, Fall | Winter, Spring, Summer, Fall | Winter, Spring, Summer, Fall | Winter, Spring, Summer, Fall | Winter, Spring, Summer, Fall
NY New Units MER Rate Limit v3.1 | 740 | 7350 | MACT Fuel Choice Floor in lbs/MMBtu | FALSE | L | Annual | Emission Floor | lbs/MMBtu | 6e-07 | 6e-07 | 6e-07 | 6e-07 | 6e-07 | 6e-07 | 6e-07
NY New Units MER Rate Limit v3.1 | 740 | 7350 | MACT Fuel Choice Floor in lbs/MMBtu | FALSE | L | Annual | Emissions at Affected Plants MER | lbs | 0 | 0 | 0 | 0 | 0 | 0 | 0
NY New Units MER Rate Limit v3.1 | 740 | 7350 | MACT Fuel Choice Floor in lbs/MMBtu | FALSE | L | Annual | Allowances Purchased MER | lbs | 0 | 0 | 0 | 0 | 0 | 0 | 0
NY New Units MER Rate Limit v3.1 | 740 | 7350 | MACT Fuel Choice Floor in lbs/MMBtu | FALSE | L | Annual | Allowances Sold MER | lbs | 0 | 0 | 0 | 0 | 0 | 0 | 0
NY New Units MER Rate Limit v3.1 | 740 | 7350 | MACT Fuel Choice Floor in lbs/MMBtu | FALSE | L | Annual | Allowances Banked | lbs | 0 | 0 | 0 | 0 | 0 | 0 | 0
NY New Units MER Rate Limit v3.1 | 740 | 7350 | MACT Fuel Choice Floor in lbs/MMBtu | FALSE | L | Annual | Allowances Withdrawn (1:1) | lbs | 0 | 0 | 0 | 0 | 0 | 0 | 0
NY New Units MER Rate Limit v3.1 | 740 | 7350 | MACT Fuel Choice Floor in lbs/MMBtu | FALSE | L | Annual | Allowances Withdrawn (n:1) | lbs | 0 | 0 | 0 | 0 | 0 | 0 | 0
NY New Units MER Rate Limit v3.1 | 740 | 7350 | MACT Fuel Choice Floor in lbs/MMBtu | FALSE | L | Annual | Net Emissions Allowance Position | lbs | 0 | 0 | 0 | 0 | 0 | 0 | 0
NY New Units MER Rate Limit v3.1 | 740 | 7350 | MACT Fuel Choice Floor in lbs/MMBtu | FALSE | L | Annual | Fuel Consumed | TBtu | 0 | 0 | 0 | 0 | 0 | 0 | 0
NY New Units MER Rate Limit v3.1 | 740 | 7350 | MACT Fuel Choice Floor in lbs/MMBtu | FALSE | L | Annual | Rate | lb/MMBtu | 0 | 0 | 0 | 0 | 0 | 0 | 0
NY New Units MER Rate Limit v3.1 | 740 | 7350 | MACT Fuel Choice Floor in lbs/MMBtu | FALSE | L | Annual | Generation | TWh | 0 | 0 | 0 | 0 | 0 | 0 | 0
NY New Units MER Rate Limit v3.1 | 740 | 7350 | MACT Fuel Choice Floor in lbs/MMBtu | FALSE | L | Annual | Qualifying Generation | TWh | 0 | 0 | 0 | 0 | 0 | 0 | 0
NY New Units MER Rate Limit v3.1 | 740 | 7350 | MACT Fuel Choice Floor in lbs/MMBtu | FALSE | L | Annual | Constraint Shadow Price | US2022$/Lb | 0 | 0 | 0 | 0 | 0 | 0 | 0
NY New Units MER Rate Limit v3.1 | 741 | 7350 | MACT Fuel Choice Floor in lbs/MMBtu | FALSE | L | Annual | Seasons Included | Seasons | Winter, Spring, Summer, Fall | Winter, Spring, Summer, Fall | Winter, Spring, Summer, Fall | Winter, Spring, Summer, Fall | Winter, Spring, Summer, Fall | Winter, Spring, Summer, Fall | Winter, Spring, Summer, Fall
NY New Units MER Rate Limit v3.1 | 741 | 7350 | MACT Fuel Choice Floor in lbs/MMBtu | FALSE | L | Annual | Emission Floor | lbs/MMBtu | 6e-07 | 6e-07 | 6e-07 | 6e-07 | 6e-07 | 6e-07 | 6e-07
NY New Units MER Rate Limit v3.1 | 741 | 7350 | MACT Fuel Choice Floor in lbs/MMBtu | FALSE | L | Annual | Emissions at Affected Plants MER | lbs | 0 | 0 | 0 | 0 | 0 | 0 | 0
NY New Units MER Rate Limit v3.1 | 741 | 7350 | MACT Fuel Choice Floor in lbs/MMBtu | FALSE | L | Annual | Allowances Purchased MER | lbs | 0 | 0 | 0 | 0 | 0 | 0 | 0
NY New Units MER Rate Limit v3.1 | 741 | 7350 | MACT Fuel Choice Floor in lbs/MMBtu | FALSE | L | Annual | Allowances Sold MER | lbs | 0 | 0 | 0 | 0 | 0 | 0 | 0
NY New Units MER Rate Limit v3.1 | 741 | 7350 | MACT Fuel Choice Floor in lbs/MMBtu | FALSE | L | Annual | Allowances Banked | lbs | 0 | 0 | 0 | 0 | 0 | 0 | 0
NY New Units MER Rate Limit v3.1 | 741 | 7350 | MACT Fuel Choice Floor in lbs/MMBtu | FALSE | L | Annual | Allowances Withdrawn (1:1) | lbs | 0 | 0 | 0 | 0 | 0 | 0 | 0
NY New Units MER Rate Limit v3.1 | 741 | 7350 | MACT Fuel Choice Floor in lbs/MMBtu | FALSE | L | Annual | Allowances Withdrawn (n:1) | lbs | 0 | 0 | 0 | 0 | 0 | 0 | 0
NY New Units MER Rate Limit v3.1 | 741 | 7350 | MACT Fuel Choice Floor in lbs/MMBtu | FALSE | L | Annual | Net Emissions Allowance Position | lbs | 0 | 0 | 0 | 0 | 0 | 0 | 0
NY New Units MER Rate Limit v3.1 | 741 | 7350 | MACT Fuel Choice Floor in lbs/MMBtu | FALSE | L | Annual | Fuel Consumed | TBtu | 0 | 0 | 0 | 0 | 0 | 0 | 0
NY New Units MER Rate Limit v3.1 | 741 | 7350 | MACT Fuel Choice Floor in lbs/MMBtu | FALSE | L | Annual | Rate | lb/MMBtu | 0 | 0 | 0 | 0 | 0 | 0 | 0
NY New Units MER Rate Limit v3.1 | 741 | 7350 | MACT Fuel Choice Floor in lbs/MMBtu | FALSE | L | Annual | Generation | TWh | 0 | 0 | 0 | 0 | 0 | 0 | 0
NY New Units MER Rate Limit v3.1 | 741 | 7350 | MACT Fuel Choice Floor in lbs/MMBtu | FALSE | L | Annual | Qualifying Generation | TWh | 0 | 0 | 0 | 0 | 0 | 0 | 0
NY New Units MER Rate Limit v3.1 | 741 | 7350 | MACT Fuel Choice Floor in lbs/MMBtu | FALSE | L | Annual | Constraint Shadow Price | US2022$/Lb | 0 | 0 | 0 | 0 | 0 | 0 | 0
NY New Units MER Rate Limit v3.1 | 742 | 7350 | MACT Fuel Choice Floor in lbs/MMBtu | FALSE | L | Annual | Seasons Included | Seasons | Winter, Spring, Summer, Fall | Winter, Spring, Summer, Fall | Winter, Spring, Summer, Fall | Winter, Spring, Summer, Fall | Winter, Spring, Summer, Fall | Winter, Spring, Summer, Fall | Winter, Spring, Summer, Fall
NY New Units MER Rate Limit v3.1 | 742 | 7350 | MACT Fuel Choice Floor in lbs/MMBtu | FALSE | L | Annual | Emission Floor | lbs/MMBtu | 6e-07 | 6e-07 | 6e-07 | 6e-07 | 6e-07 | 6e-07 | 6e-07
NY New Units MER Rate Limit v3.1 | 742 | 7350 | MACT Fuel Choice Floor in lbs/MMBtu | FALSE | L | Annual | Emissions at Affected Plants MER | lbs | 0 | 0 | 0 | 0 | 0 | 0 | 0
NY New Units MER Rate Limit v3.1 | 742 | 7350 | MACT Fuel Choice Floor in lbs/MMBtu | FALSE | L | Annual | Allowances Purchased MER | lbs | 0 | 0 | 0 | 0 | 0 | 0 | 0
NY New Units MER Rate Limit v3.1 | 742 | 7350 | MACT Fuel Choice Floor in lbs/MMBtu | FALSE | L | Annual | Allowances Sold MER | lbs | 0 | 0 | 0 | 0 | 0 | 0 | 0
NY New Units MER Rate Limit v3.1 | 742 | 7350 | MACT Fuel Choice Floor in lbs/MMBtu | FALSE | L | Annual | Allowances Banked | lbs | 0 | 0 | 0 | 0 | 0 | 0 | 0
NY New Units MER Rate Limit v3.1 | 742 | 7350 | MACT Fuel Choice Floor in lbs/MMBtu | FALSE | L | Annual | Allowances Withdrawn (1:1) | lbs | 0 | 0 | 0 | 0 | 0 | 0 | 0
NY New Units MER Rate Limit v3.1 | 742 | 7350 | MACT Fuel Choice Floor in lbs/MMBtu | FALSE | L | Annual | Allowances Withdrawn (n:1) | lbs | 0 | 0 | 0 | 0 | 0 | 0 | 0
NY New Units MER Rate Limit v3.1 | 742 | 7350 | MACT Fuel Choice Floor in lbs/MMBtu | FALSE | L | Annual | Net Emissions Allowance Position | lbs | 0 | 0 | 0 | 0 | 0 | 0 | 0
NY New Units MER Rate Limit v3.1 | 742 | 7350 | MACT Fuel Choice Floor in lbs/MMBtu | FALSE | L | Annual | Fuel Consumed | TBtu | 0 | 0 | 0 | 0 | 0 | 0 | 0
NY New Units MER Rate Limit v3.1 | 742 | 7350 | MACT Fuel Choice Floor in lbs/MMBtu | FALSE | L | Annual | Rate | lb/MMBtu | 0 | 0 | 0 | 0 | 0 | 0 | 0
NY New Units MER Rate Limit v3.1 | 742 | 7350 | MACT Fuel Choice Floor in lbs/MMBtu | FALSE | L | Annual | Generation | TWh | 0 | 0 | 0 | 0 | 0 | 0 | 0
NY New Units MER Rate Limit v3.1 | 742 | 7350 | MACT Fuel Choice Floor in lbs/MMBtu | FALSE | L | Annual | Qualifying Generation | TWh | 0 | 0 | 0 | 0 | 0 | 0 | 0
NY New Units MER Rate Limit v3.1 | 742 | 7350 | MACT Fuel Choice Floor in lbs/MMBtu | FALSE | L | Annual | Constraint Shadow Price | US2022$/Lb | 0 | 0 | 0 | 0 | 0 | 0 | 0
NY New Units MER Rate Limit v3.1 | 743 | 7350 | MACT Fuel Choice Floor in lbs/MMBtu | FALSE | L | Annual | Seasons Included | Seasons | Winter, Spring, Summer, Fall | Winter, Spring, Summer, Fall | Winter, Spring, Summer, Fall | Winter, Spring, Summer, Fall | Winter, Spring, Summer, Fall | Winter, Spring, Summer, Fall | Winter, Spring, Summer, Fall
NY New Units MER Rate Limit v3.1 | 743 | 7350 | MACT Fuel Choice Floor in lbs/MMBtu | FALSE | L | Annual | Emission Floor | lbs/MMBtu | 6e-07 | 6e-07 | 6e-07 | 6e-07 | 6e-07 | 6e-07 | 6e-07
NY New Units MER Rate Limit v3.1 | 743 | 7350 | MACT Fuel Choice Floor in lbs/MMBtu | FALSE | L | Annual | Emissions at Affected Plants MER | lbs | 0 | 0 | 0 | 0 | 0 | 0 | 0
NY New Units MER Rate Limit v3.1 | 743 | 7350 | MACT Fuel Choice Floor in lbs/MMBtu | FALSE | L | Annual | Allowances Purchased MER | lbs | 0 | 0 | 0 | 0 | 0 | 0 | 0
NY New Units MER Rate Limit v3.1 | 743 | 7350 | MACT Fuel Choice Floor in lbs/MMBtu | FALSE | L | Annual | Allowances Sold MER | lbs | 0 | 0 | 0 | 0 | 0 | 0 | 0
NY New Units MER Rate Limit v3.1 | 743 | 7350 | MACT Fuel Choice Floor in lbs/MMBtu | FALSE | L | Annual | Allowances Banked | lbs | 0 | 0 | 0 | 0 | 0 | 0 | 0
NY New Units MER Rate Limit v3.1 | 743 | 7350 | MACT Fuel Choice Floor in lbs/MMBtu | FALSE | L | Annual | Allowances Withdrawn (1:1) | lbs | 0 | 0 | 0 | 0 | 0 | 0 | 0
NY New Units MER Rate Limit v3.1 | 743 | 7350 | MACT Fuel Choice Floor in lbs/MMBtu | FALSE | L | Annual | Allowances Withdrawn (n:1) | lbs | 0 | 0 | 0 | 0 | 0 | 0 | 0
NY New Units MER Rate Limit v3.1 | 743 | 7350 | MACT Fuel Choice Floor in lbs/MMBtu | FALSE | L | Annual | Net Emissions Allowance Position | lbs | 0 | 0 | 0 | 0 | 0 | 0 | 0
NY New Units MER Rate Limit v3.1 | 743 | 7350 | MACT Fuel Choice Floor in lbs/MMBtu | FALSE | L | Annual | Fuel Consumed | TBtu | 0 | 0 | 0 | 0 | 0 | 0 | 0
NY New Units MER Rate Limit v3.1 | 743 | 7350 | MACT Fuel Choice Floor in lbs/MMBtu | FALSE | L | Annual | Rate | lb/MMBtu | 0 | 0 | 0 | 0 | 0 | 0 | 0
NY New Units MER Rate Limit v3.1 | 743 | 7350 | MACT Fuel Choice Floor in lbs/MMBtu | FALSE | L | Annual | Generation | TWh | 0 | 0 | 0 | 0 | 0 | 0 | 0
NY New Units MER Rate Limit v3.1 | 743 | 7350 | MACT Fuel Choice Floor in lbs/MMBtu | FALSE | L | Annual | Qualifying Generation | TWh | 0 | 0 | 0 | 0 | 0 | 0 | 0
NY New Units MER Rate Limit v3.1 | 743 | 7350 | MACT Fuel Choice Floor in lbs/MMBtu | FALSE | L | Annual | Constraint Shadow Price | US2022$/Lb | 0 | 0 | 0 | 0 | 0 | 0 | 0
NY New Units MER Rate Limit v3.1 | 744 | 7350 | MACT Fuel Choice Floor in lbs/MMBtu | FALSE | L | Annual | Seasons Included | Seasons | Winter, Spring, Summer, Fall | Winter, Spring, Summer, Fall | Winter, Spring, Summer, Fall | Winter, Spring, Summer, Fall | Winter, Spring, Summer, Fall | Winter, Spring, Summer, Fall | Winter, Spring, Summer, Fall
NY New Units MER Rate Limit v3.1 | 744 | 7350 | MACT Fuel Choice Floor in lbs/MMBtu | FALSE | L | Annual | Emission Floor | lbs/MMBtu | 6e-07 | 6e-07 | 6e-07 | 6e-07 | 6e-07 | 6e-07 | 6e-07
NY New Units MER Rate Limit v3.1 | 744 | 7350 | MACT Fuel Choice Floor in lbs/MMBtu | FALSE | L | Annual | Emissions at Affected Plants MER | lbs | 0 | 0 | 0 | 0 | 0 | 0 | 0
NY New Units MER Rate Limit v3.1 | 744 | 7350 | MACT Fuel Choice Floor in lbs/MMBtu | FALSE | L | Annual | Allowances Purchased MER | lbs | 0 | 0 | 0 | 0 | 0 | 0 | 0
NY New Units MER Rate Limit v3.1 | 744 | 7350 | MACT Fuel Choice Floor in lbs/MMBtu | FALSE | L | Annual | Allowances Sold MER | lbs | 0 | 0 | 0 | 0 | 0 | 0 | 0
NY New Units MER Rate Limit v3.1 | 744 | 7350 | MACT Fuel Choice Floor in lbs/MMBtu | FALSE | L | Annual | Allowances Banked | lbs | 0 | 0 | 0 | 0 | 0 | 0 | 0
NY New Units MER Rate Limit v3.1 | 744 | 7350 | MACT Fuel Choice Floor in lbs/MMBtu | FALSE | L | Annual | Allowances Withdrawn (1:1) | lbs | 0 | 0 | 0 | 0 | 0 | 0 | 0
NY New Units MER Rate Limit v3.1 | 744 | 7350 | MACT Fuel Choice Floor in lbs/MMBtu | FALSE | L | Annual | Allowances Withdrawn (n:1) | lbs | 0 | 0 | 0 | 0 | 0 | 0 | 0
NY New Units MER Rate Limit v3.1 | 744 | 7350 | MACT Fuel Choice Floor in lbs/MMBtu | FALSE | L | Annual | Net Emissions Allowance Position | lbs | 0 | 0 | 0 | 0 | 0 | 0 | 0
NY New Units MER Rate Limit v3.1 | 744 | 7350 | MACT Fuel Choice Floor in lbs/MMBtu | FALSE | L | Annual | Fuel Consumed | TBtu | 0 | 0 | 0 | 0 | 0 | 0 | 0
NY New Units MER Rate Limit v3.1 | 744 | 7350 | MACT Fuel Choice Floor in lbs/MMBtu | FALSE | L | Annual | Rate | lb/MMBtu | 0 | 0 | 0 | 0 | 0 | 0 | 0
NY New Units MER Rate Limit v3.1 | 744 | 7350 | MACT Fuel Choice Floor in lbs/MMBtu | FALSE | L | Annual | Generation | TWh | 0 | 0 | 0 | 0 | 0 | 0 | 0
NY New Units MER Rate Limit v3.1 | 744 | 7350 | MACT Fuel Choice Floor in lbs/MMBtu | FALSE | L | Annual | Qualifying Generation | TWh | 0 | 0 | 0 | 0 | 0 | 0 | 0
NY New Units MER Rate Limit v3.1 | 744 | 7350 | MACT Fuel Choice Floor in lbs/MMBtu | FALSE | L | Annual | Constraint Shadow Price | US2022$/Lb | 0 | 0 | 0 | 0 | 0 | 0 | 0
NY New Units MER Rate Limit v3.1 | 745 | 7350 | MACT Fuel Choice Floor in lbs/MMBtu | FALSE | L | Annual | Seasons Included | Seasons | Winter, Spring, Summer, Fall | Winter, Spring, Summer, Fall | Winter, Spring, Summer, Fall | Winter, Spring, Summer, Fall | Winter, Spring, Summer, Fall | Winter, Spring, Summer, Fall | Winter, Spring, Summer, Fall
NY New Units MER Rate Limit v3.1 | 745 | 7350 | MACT Fuel Choice Floor in lbs/MMBtu | FALSE | L | Annual | Emission Floor | lbs/MMBtu | 6e-07 | 6e-07 | 6e-07 | 6e-07 | 6e-07 | 6e-07 | 6e-07
NY New Units MER Rate Limit v3.1 | 745 | 7350 | MACT Fuel Choice Floor in lbs/MMBtu | FALSE | L | Annual | Emissions at Affected Plants MER | lbs | 0 | 0 | 0 | 0 | 0 | 0 | 0
NY New Units MER Rate Limit v3.1 | 745 | 7350 | MACT Fuel Choice Floor in lbs/MMBtu | FALSE | L | Annual | Allowances Purchased MER | lbs | 0 | 0 | 0 | 0 | 0 | 0 | 0
NY New Units MER Rate Limit v3.1 | 745 | 7350 | MACT Fuel Choice Floor in lbs/MMBtu | FALSE | L | Annual | Allowances Sold MER | lbs | 0 | 0 | 0 | 0 | 0 | 0 | 0
NY New Units MER Rate Limit v3.1 | 745 | 7350 | MACT Fuel Choice Floor in lbs/MMBtu | FALSE | L | Annual | Allowances Banked | lbs | 0 | 0 | 0 | 0 | 0 | 0 | 0
NY New Units MER Rate Limit v3.1 | 745 | 7350 | MACT Fuel Choice Floor in lbs/MMBtu | FALSE | L | Annual | Allowances Withdrawn (1:1) | lbs | 0 | 0 | 0 | 0 | 0 | 0 | 0
NY New Units MER Rate Limit v3.1 | 745 | 7350 | MACT Fuel Choice Floor in lbs/MMBtu | FALSE | L | Annual | Allowances Withdrawn (n:1) | lbs | 0 | 0 | 0 | 0 | 0 | 0 | 0
NY New Units MER Rate Limit v3.1 | 745 | 7350 | MACT Fuel Choice Floor in lbs/MMBtu | FALSE | L | Annual | Net Emissions Allowance Position | lbs | 0 | 0 | 0 | 0 | 0 | 0 | 0
NY New Units MER Rate Limit v3.1 | 745 | 7350 | MACT Fuel Choice Floor in lbs/MMBtu | FALSE | L | Annual | Fuel Consumed | TBtu | 0 | 0 | 0 | 0 | 0 | 0 | 0
NY New Units MER Rate Limit v3.1 | 745 | 7350 | MACT Fuel Choice Floor in lbs/MMBtu | FALSE | L | Annual | Rate | lb/MMBtu | 0 | 0 | 0 | 0 | 0 | 0 | 0
NY New Units MER Rate Limit v3.1 | 745 | 7350 | MACT Fuel Choice Floor in lbs/MMBtu | FALSE | L | Annual | Generation | TWh | 0 | 0 | 0 | 0 | 0 | 0 | 0
NY New Units MER Rate Limit v3.1 | 745 | 7350 | MACT Fuel Choice Floor in lbs/MMBtu | FALSE | L | Annual | Qualifying Generation | TWh | 0 | 0 | 0 | 0 | 0 | 0 | 0
NY New Units MER Rate Limit v3.1 | 745 | 7350 | MACT Fuel Choice Floor in lbs/MMBtu | FALSE | L | Annual | Constraint Shadow Price | US2022$/Lb | 0 | 0 | 0 | 0 | 0 | 0 | 0
NY New Units MER Rate Limit v3.1 | 746 | 7350 | MACT Fuel Choice Floor in lbs/MMBtu | FALSE | L | Annual | Seasons Included | Seasons | Winter, Spring, Summer, Fall | Winter, Spring, Summer, Fall | Winter, Spring, Summer, Fall | Winter, Spring, Summer, Fall | Winter, Spring, Summer, Fall | Winter, Spring, Summer, Fall | Winter, Spring, Summer, Fall
NY New Units MER Rate Limit v3.1 | 746 | 7350 | MACT Fuel Choice Floor in lbs/MMBtu | FALSE | L | Annual | Emission Floor | lbs/MMBtu | 6e-07 | 6e-07 | 6e-07 | 6e-07 | 6e-07 | 6e-07 | 6e-07
NY New Units MER Rate Limit v3.1 | 746 | 7350 | MACT Fuel Choice Floor in lbs/MMBtu | FALSE | L | Annual | Emissions at Affected Plants MER | lbs | 0 | 0 | 0 | 0 | 0 | 0 | 0
NY New Units MER Rate Limit v3.1 | 746 | 7350 | MACT Fuel Choice Floor in lbs/MMBtu | FALSE | L | Annual | Allowances Purchased MER | lbs | 0 | 0 | 0 | 0 | 0 | 0 | 0
NY New Units MER Rate Limit v3.1 | 746 | 7350 | MACT Fuel Choice Floor in lbs/MMBtu | FALSE | L | Annual | Allowances Sold MER | lbs | 0 | 0 | 0 | 0 | 0 | 0 | 0
NY New Units MER Rate Limit v3.1 | 746 | 7350 | MACT Fuel Choice Floor in lbs/MMBtu | FALSE | L | Annual | Allowances Banked | lbs | 0 | 0 | 0 | 0 | 0 | 0 | 0
NY New Units MER Rate Limit v3.1 | 746 | 7350 | MACT Fuel Choice Floor in lbs/MMBtu | FALSE | L | Annual | Allowances Withdrawn (1:1) | lbs | 0 | 0 | 0 | 0 | 0 | 0 | 0
NY New Units MER Rate Limit v3.1 | 746 | 7350 | MACT Fuel Choice Floor in lbs/MMBtu | FALSE | L | Annual | Allowances Withdrawn (n:1) | lbs | 0 | 0 | 0 | 0 | 0 | 0 | 0
NY New Units MER Rate Limit v3.1 | 746 | 7350 | MACT Fuel Choice Floor in lbs/MMBtu | FALSE | L | Annual | Net Emissions Allowance Position | lbs | 0 | 0 | 0 | 0 | 0 | 0 | 0
NY New Units MER Rate Limit v3.1 | 746 | 7350 | MACT Fuel Choice Floor in lbs/MMBtu | FALSE | L | Annual | Fuel Consumed | TBtu | 0 | 0 | 0 | 0 | 0 | 0 | 0
NY New Units MER Rate Limit v3.1 | 746 | 7350 | MACT Fuel Choice Floor in lbs/MMBtu | FALSE | L | Annual | Rate | lb/MMBtu | 0 | 0 | 0 | 0 | 0 | 0 | 0
NY New Units MER Rate Limit v3.1 | 746 | 7350 | MACT Fuel Choice Floor in lbs/MMBtu | FALSE | L | Annual | Generation | TWh | 0 | 0 | 0 | 0 | 0 | 0 | 0
NY New Units MER Rate Limit v3.1 | 746 | 7350 | MACT Fuel Choice Floor in lbs/MMBtu | FALSE | L | Annual | Qualifying Generation | TWh | 0 | 0 | 0 | 0 | 0 | 0 | 0
NY New Units MER Rate Limit v3.1 | 746 | 7350 | MACT Fuel Choice Floor in lbs/MMBtu | FALSE | L | Annual | Constraint Shadow Price | US2022$/Lb | 0 | 0 | 0 | 0 | 0 | 0 | 0
NY New Units MER Rate Limit v3.1 | 747 | 7350 | MACT Fuel Choice Floor in lbs/MMBtu | FALSE | L | Annual | Seasons Included | Seasons | Winter, Spring, Summer, Fall | Winter, Spring, Summer, Fall | Winter, Spring, Summer, Fall | Winter, Spring, Summer, Fall | Winter, Spring, Summer, Fall | Winter, Spring, Summer, Fall | Winter, Spring, Summer, Fall
NY New Units MER Rate Limit v3.1 | 747 | 7350 | MACT Fuel Choice Floor in lbs/MMBtu | FALSE | L | Annual | Emission Floor | lbs/MMBtu | 6e-07 | 6e-07 | 6e-07 | 6e-07 | 6e-07 | 6e-07 | 6e-07
NY New Units MER Rate Limit v3.1 | 747 | 7350 | MACT Fuel Choice Floor in lbs/MMBtu | FALSE | L | Annual | Emissions at Affected Plants MER | lbs | 0 | 0 | 0 | 0 | 0 | 0 | 0
NY New Units MER Rate Limit v3.1 | 747 | 7350 | MACT Fuel Choice Floor in lbs/MMBtu | FALSE | L | Annual | Allowances Purchased MER | lbs | 0 | 0 | 0 | 0 | 0 | 0 | 0
NY New Units MER Rate Limit v3.1 | 747 | 7350 | MACT Fuel Choice Floor in lbs/MMBtu | FALSE | L | Annual | Allowances Sold MER | lbs | 0 | 0 | 0 | 0 | 0 | 0 | 0
NY New Units MER Rate Limit v3.1 | 747 | 7350 | MACT Fuel Choice Floor in lbs/MMBtu | FALSE | L | Annual | Allowances Banked | lbs | 0 | 0 | 0 | 0 | 0 | 0 | 0
NY New Units MER Rate Limit v3.1 | 747 | 7350 | MACT Fuel Choice Floor in lbs/MMBtu | FALSE | L | Annual | Allowances Withdrawn (1:1) | lbs | 0 | 0 | 0 | 0 | 0 | 0 | 0
NY New Units MER Rate Limit v3.1 | 747 | 7350 | MACT Fuel Choice Floor in lbs/MMBtu | FALSE | L | Annual | Allowances Withdrawn (n:1) | lbs | 0 | 0 | 0 | 0 | 0 | 0 | 0
NY New Units MER Rate Limit v3.1 | 747 | 7350 | MACT Fuel Choice Floor in lbs/MMBtu | FALSE | L | Annual | Net Emissions Allowance Position | lbs | 0 | 0 | 0 | 0 | 0 | 0 | 0
NY New Units MER Rate Limit v3.1 | 747 | 7350 | MACT Fuel Choice Floor in lbs/MMBtu | FALSE | L | Annual | Fuel Consumed | TBtu | 0 | 0 | 0 | 0 | 0 | 0 | 0
NY New Units MER Rate Limit v3.1 | 747 | 7350 | MACT Fuel Choice Floor in lbs/MMBtu | FALSE | L | Annual | Rate | lb/MMBtu | 0 | 0 | 0 | 0 | 0 | 0 | 0
NY New Units MER Rate Limit v3.1 | 747 | 7350 | MACT Fuel Choice Floor in lbs/MMBtu | FALSE | L | Annual | Generation | TWh | 0 | 0 | 0 | 0 | 0 | 0 | 0
NY New Units MER Rate Limit v3.1 | 747 | 7350 | MACT Fuel Choice Floor in lbs/MMBtu | FALSE | L | Annual | Qualifying Generation | TWh | 0 | 0 | 0 | 0 | 0 | 0 | 0
NY New Units MER Rate Limit v3.1 | 747 | 7350 | MACT Fuel Choice Floor in lbs/MMBtu | FALSE | L | Annual | Constraint Shadow Price | US2022$/Lb | 0 | 0 | 0 | 0 | 0 | 0 | 0
NY New Units MER Rate Limit v3.1 | 748 | 7350 | MACT Fuel Choice Floor in lbs/MMBtu | FALSE | L | Annual | Seasons Included | Seasons | Winter, Spring, Summer, Fall | Winter, Spring, Summer, Fall | Winter, Spring, Summer, Fall | Winter, Spring, Summer, Fall | Winter, Spring, Summer, Fall | Winter, Spring, Summer, Fall | Winter, Spring, Summer, Fall
NY New Units MER Rate Limit v3.1 | 748 | 7350 | MACT Fuel Choice Floor in lbs/MMBtu | FALSE | L | Annual | Emission Floor | lbs/MMBtu | 6e-07 | 6e-07 | 6e-07 | 6e-07 | 6e-07 | 6e-07 | 6e-07
NY New Units MER Rate Limit v3.1 | 748 | 7350 | MACT Fuel Choice Floor in lbs/MMBtu | FALSE | L | Annual | Emissions at Affected Plants MER | lbs | 0 | 0 | 0 | 0 | 0 | 0 | 0
NY New Units MER Rate Limit v3.1 | 748 | 7350 | MACT Fuel Choice Floor in lbs/MMBtu | FALSE | L | Annual | Allowances Purchased MER | lbs | 0 | 0 | 0 | 0 | 0 | 0 | 0
NY New Units MER Rate Limit v3.1 | 748 | 7350 | MACT Fuel Choice Floor in lbs/MMBtu | FALSE | L | Annual | Allowances Sold MER | lbs | 0 | 0 | 0 | 0 | 0 | 0 | 0
NY New Units MER Rate Limit v3.1 | 748 | 7350 | MACT Fuel Choice Floor in lbs/MMBtu | FALSE | L | Annual | Allowances Banked | lbs | 0 | 0 | 0 | 0 | 0 | 0 | 0
NY New Units MER Rate Limit v3.1 | 748 | 7350 | MACT Fuel Choice Floor in lbs/MMBtu | FALSE | L | Annual | Allowances Withdrawn (1:1) | lbs | 0 | 0 | 0 | 0 | 0 | 0 | 0
NY New Units MER Rate Limit v3.1 | 748 | 7350 | MACT Fuel Choice Floor in lbs/MMBtu | FALSE | L | Annual | Allowances Withdrawn (n:1) | lbs | 0 | 0 | 0 | 0 | 0 | 0 | 0
NY New Units MER Rate Limit v3.1 | 748 | 7350 | MACT Fuel Choice Floor in lbs/MMBtu | FALSE | L | Annual | Net Emissions Allowance Position | lbs | 0 | 0 | 0 | 0 | 0 | 0 | 0
NY New Units MER Rate Limit v3.1 | 748 | 7350 | MACT Fuel Choice Floor in lbs/MMBtu | FALSE | L | Annual | Fuel Consumed | TBtu | 0 | 0 | 0 | 0 | 0 | 0 | 0
NY New Units MER Rate Limit v3.1 | 748 | 7350 | MACT Fuel Choice Floor in lbs/MMBtu | FALSE | L | Annual | Rate | lb/MMBtu | 0 | 0 | 0 | 0 | 0 | 0 | 0
NY New Units MER Rate Limit v3.1 | 748 | 7350 | MACT Fuel Choice Floor in lbs/MMBtu | FALSE | L | Annual | Generation | TWh | 0 | 0 | 0 | 0 | 0 | 0 | 0
NY New Units MER Rate Limit v3.1 | 748 | 7350 | MACT Fuel Choice Floor in lbs/MMBtu | FALSE | L | Annual | Qualifying Generation | TWh | 0 | 0 | 0 | 0 | 0 | 0 | 0
NY New Units MER Rate Limit v3.1 | 748 | 7350 | MACT Fuel Choice Floor in lbs/MMBtu | FALSE | L | Annual | Constraint Shadow Price | US2022$/Lb | 0 | 0 | 0 | 0 | 0 | 0 | 0
NY New Units MER Rate Limit v3.1 | 749 | 7350 | MACT Fuel Choice Floor in lbs/MMBtu | FALSE | L | Annual | Seasons Included | Seasons | Winter, Spring, Summer, Fall | Winter, Spring, Summer, Fall | Winter, Spring, Summer, Fall | Winter, Spring, Summer, Fall | Winter, Spring, Summer, Fall | Winter, Spring, Summer, Fall | Winter, Spring, Summer, Fall
NY New Units MER Rate Limit v3.1 | 749 | 7350 | MACT Fuel Choice Floor in lbs/MMBtu | FALSE | L | Annual | Emission Floor | lbs/MMBtu | 6e-07 | 6e-07 | 6e-07 | 6e-07 | 6e-07 | 6e-07 | 6e-07
NY New Units MER Rate Limit v3.1 | 749 | 7350 | MACT Fuel Choice Floor in lbs/MMBtu | FALSE | L | Annual | Emissions at Affected Plants MER | lbs | 0 | 0 | 0 | 0 | 0 | 0 | 0
NY New Units MER Rate Limit v3.1 | 749 | 7350 | MACT Fuel Choice Floor in lbs/MMBtu | FALSE | L | Annual | Allowances Purchased MER | lbs | 0 | 0 | 0 | 0 | 0 | 0 | 0
NY New Units MER Rate Limit v3.1 | 749 | 7350 | MACT Fuel Choice Floor in lbs/MMBtu | FALSE | L | Annual | Allowances Sold MER | lbs | 0 | 0 | 0 | 0 | 0 | 0 | 0
NY New Units MER Rate Limit v3.1 | 749 | 7350 | MACT Fuel Choice Floor in lbs/MMBtu | FALSE | L | Annual | Allowances Banked | lbs | 0 | 0 | 0 | 0 | 0 | 0 | 0
NY New Units MER Rate Limit v3.1 | 749 | 7350 | MACT Fuel Choice Floor in lbs/MMBtu | FALSE | L | Annual | Allowances Withdrawn (1:1) | lbs | 0 | 0 | 0 | 0 | 0 | 0 | 0
NY New Units MER Rate Limit v3.1 | 749 | 7350 | MACT Fuel Choice Floor in lbs/MMBtu | FALSE | L | Annual | Allowances Withdrawn (n:1) | lbs | 0 | 0 | 0 | 0 | 0 | 0 | 0
NY New Units MER Rate Limit v3.1 | 749 | 7350 | MACT Fuel Choice Floor in lbs/MMBtu | FALSE | L | Annual | Net Emissions Allowance Position | lbs | 0 | 0 | 0 | 0 | 0 | 0 | 0
NY New Units MER Rate Limit v3.1 | 749 | 7350 | MACT Fuel Choice Floor in lbs/MMBtu | FALSE | L | Annual | Fuel Consumed | TBtu | 0 | 0 | 0 | 0 | 0 | 0 | 0
NY New Units MER Rate Limit v3.1 | 749 | 7350 | MACT Fuel Choice Floor in lbs/MMBtu | FALSE | L | Annual | Rate | lb/MMBtu | 0 | 0 | 0 | 0 | 0 | 0 | 0
NY New Units MER Rate Limit v3.1 | 749 | 7350 | MACT Fuel Choice Floor in lbs/MMBtu | FALSE | L | Annual | Generation | TWh | 0 | 0 | 0 | 0 | 0 | 0 | 0
NY New Units MER Rate Limit v3.1 | 749 | 7350 | MACT Fuel Choice Floor in lbs/MMBtu | FALSE | L | Annual | Qualifying Generation | TWh | 0 | 0 | 0 | 0 | 0 | 0 | 0
NY New Units MER Rate Limit v3.1 | 749 | 7350 | MACT Fuel Choice Floor in lbs/MMBtu | FALSE | L | Annual | Constraint Shadow Price | US2022$/Lb | 0 | 0 | 0 | 0 | 0 | 0 | 0
NY New Units MER Rate Limit v3.1 | 750 | 7350 | MACT Fuel Choice Floor in lbs/MMBtu | FALSE | L | Annual | Seasons Included | Seasons | Winter, Spring, Summer, Fall | Winter, Spring, Summer, Fall | Winter, Spring, Summer, Fall | Winter, Spring, Summer, Fall | Winter, Spring, Summer, Fall | Winter, Spring, Summer, Fall | Winter, Spring, Summer, Fall
NY New Units MER Rate Limit v3.1 | 750 | 7350 | MACT Fuel Choice Floor in lbs/MMBtu | FALSE | L | Annual | Emission Floor | lbs/MMBtu | 6e-07 | 6e-07 | 6e-07 | 6e-07 | 6e-07 | 6e-07 | 6e-07
NY New Units MER Rate Limit v3.1 | 750 | 7350 | MACT Fuel Choice Floor in lbs/MMBtu | FALSE | L | Annual | Emissions at Affected Plants MER | lbs | 0 | 0 | 0 | 0 | 0 | 0 | 0
NY New Units MER Rate Limit v3.1 | 750 | 7350 | MACT Fuel Choice Floor in lbs/MMBtu | FALSE | L | Annual | Allowances Purchased MER | lbs | 0 | 0 | 0 | 0 | 0 | 0 | 0
NY New Units MER Rate Limit v3.1 | 750 | 7350 | MACT Fuel Choice Floor in lbs/MMBtu | FALSE | L | Annual | Allowances Sold MER | lbs | 0 | 0 | 0 | 0 | 0 | 0 | 0
NY New Units MER Rate Limit v3.1 | 750 | 7350 | MACT Fuel Choice Floor in lbs/MMBtu | FALSE | L | Annual | Allowances Banked | lbs | 0 | 0 | 0 | 0 | 0 | 0 | 0
NY New Units MER Rate Limit v3.1 | 750 | 7350 | MACT Fuel Choice Floor in lbs/MMBtu | FALSE | L | Annual | Allowances Withdrawn (1:1) | lbs | 0 | 0 | 0 | 0 | 0 | 0 | 0
NY New Units MER Rate Limit v3.1 | 750 | 7350 | MACT Fuel Choice Floor in lbs/MMBtu | FALSE | L | Annual | Allowances Withdrawn (n:1) | lbs | 0 | 0 | 0 | 0 | 0 | 0 | 0
NY New Units MER Rate Limit v3.1 | 750 | 7350 | MACT Fuel Choice Floor in lbs/MMBtu | FALSE | L | Annual | Net Emissions Allowance Position | lbs | 0 | 0 | 0 | 0 | 0 | 0 | 0
NY New Units MER Rate Limit v3.1 | 750 | 7350 | MACT Fuel Choice Floor in lbs/MMBtu | FALSE | L | Annual | Fuel Consumed | TBtu | 0 | 0 | 0 | 0 | 0 | 0 | 0
NY New Units MER Rate Limit v3.1 | 750 | 7350 | MACT Fuel Choice Floor in lbs/MMBtu | FALSE | L | Annual | Rate | lb/MMBtu | 0 | 0 | 0 | 0 | 0 | 0 | 0
NY New Units MER Rate Limit v3.1 | 750 | 7350 | MACT Fuel Choice Floor in lbs/MMBtu | FALSE | L | Annual | Generation | TWh | 0 | 0 | 0 | 0 | 0 | 0 | 0
NY New Units MER Rate Limit v3.1 | 750 | 7350 | MACT Fuel Choice Floor in lbs/MMBtu | FALSE | L | Annual | Qualifying Generation | TWh | 0 | 0 | 0 | 0 | 0 | 0 | 0
NY New Units MER Rate Limit v3.1 | 750 | 7350 | MACT Fuel Choice Floor in lbs/MMBtu | FALSE | L | Annual | Constraint Shadow Price | US2022$/Lb | 0 | 0 | 0 | 0 | 0 | 0 | 0
NY New Units MER Rate Limit v3.1 | 751 | 7350 | MACT Fuel Choice Floor in lbs/MMBtu | FALSE | L | Annual | Seasons Included | Seasons | Winter, Spring, Summer, Fall | Winter, Spring, Summer, Fall | Winter, Spring, Summer, Fall | Winter, Spring, Summer, Fall | Winter, Spring, Summer, Fall | Winter, Spring, Summer, Fall | Winter, Spring, Summer, Fall
NY New Units MER Rate Limit v3.1 | 751 | 7350 | MACT Fuel Choice Floor in lbs/MMBtu | FALSE | L | Annual | Emission Floor | lbs/MMBtu | 6e-07 | 6e-07 | 6e-07 | 6e-07 | 6e-07 | 6e-07 | 6e-07
NY New Units MER Rate Limit v3.1 | 751 | 7350 | MACT Fuel Choice Floor in lbs/MMBtu | FALSE | L | Annual | Emissions at Affected Plants MER | lbs | 0 | 0 | 0 | 0 | 0 | 0 | 0
NY New Units MER Rate Limit v3.1 | 751 | 7350 | MACT Fuel Choice Floor in lbs/MMBtu | FALSE | L | Annual | Allowances Purchased MER | lbs | 0 | 0 | 0 | 0 | 0 | 0 | 0
NY New Units MER Rate Limit v3.1 | 751 | 7350 | MACT Fuel Choice Floor in lbs/MMBtu | FALSE | L | Annual | Allowances Sold MER | lbs | 0 | 0 | 0 | 0 | 0 | 0 | 0
NY New Units MER Rate Limit v3.1 | 751 | 7350 | MACT Fuel Choice Floor in lbs/MMBtu | FALSE | L | Annual | Allowances Banked | lbs | 0 | 0 | 0 | 0 | 0 | 0 | 0
NY New Units MER Rate Limit v3.1 | 751 | 7350 | MACT Fuel Choice Floor in lbs/MMBtu | FALSE | L | Annual | Allowances Withdrawn (1:1) | lbs | 0 | 0 | 0 | 0 | 0 | 0 | 0
NY New Units MER Rate Limit v3.1 | 751 | 7350 | MACT Fuel Choice Floor in lbs/MMBtu | FALSE | L | Annual | Allowances Withdrawn (n:1) | lbs | 0 | 0 | 0 | 0 | 0 | 0 | 0
NY New Units MER Rate Limit v3.1 | 751 | 7350 | MACT Fuel Choice Floor in lbs/MMBtu | FALSE | L | Annual | Net Emissions Allowance Position | lbs | 0 | 0 | 0 | 0 | 0 | 0 | 0
NY New Units MER Rate Limit v3.1 | 751 | 7350 | MACT Fuel Choice Floor in lbs/MMBtu | FALSE | L | Annual | Fuel Consumed | TBtu | 0 | 0 | 0 | 0 | 0 | 0 | 0
NY New Units MER Rate Limit v3.1 | 751 | 7350 | MACT Fuel Choice Floor in lbs/MMBtu | FALSE | L | Annual | Rate | lb/MMBtu | 0 | 0 | 0 | 0 | 0 | 0 | 0
NY New Units MER Rate Limit v3.1 | 751 | 7350 | MACT Fuel Choice Floor in lbs/MMBtu | FALSE | L | Annual | Generation | TWh | 0 | 0 | 0 | 0 | 0 | 0 | 0
NY New Units MER Rate Limit v3.1 | 751 | 7350 | MACT Fuel Choice Floor in lbs/MMBtu | FALSE | L | Annual | Qualifying Generation | TWh | 0 | 0 | 0 | 0 | 0 | 0 | 0
NY New Units MER Rate Limit v3.1 | 751 | 7350 | MACT Fuel Choice Floor in lbs/MMBtu | FALSE | L | Annual | Constraint Shadow Price | US2022$/Lb | 0 | 0 | 0 | 0 | 0 | 0 | 0
NY New Units MER Rate Limit v3.1 | 752 | 7350 | MACT Fuel Choice Floor in lbs/MMBtu | FALSE | L | Annual | Seasons Included | Seasons | Winter, Spring, Summer, Fall | Winter, Spring, Summer, Fall | Winter, Spring, Summer, Fall | Winter, Spring, Summer, Fall | Winter, Spring, Summer, Fall | Winter, Spring, Summer, Fall | Winter, Spring, Summer, Fall
NY New Units MER Rate Limit v3.1 | 752 | 7350 | MACT Fuel Choice Floor in lbs/MMBtu | FALSE | L | Annual | Emission Floor | lbs/MMBtu | 6e-07 | 6e-07 | 6e-07 | 6e-07 | 6e-07 | 6e-07 | 6e-07
NY New Units MER Rate Limit v3.1 | 752 | 7350 | MACT Fuel Choice Floor in lbs/MMBtu | FALSE | L | Annual | Emissions at Affected Plants MER | lbs | 0 | 0 | 0 | 0 | 0 | 0 | 0
NY New Units MER Rate Limit v3.1 | 752 | 7350 | MACT Fuel Choice Floor in lbs/MMBtu | FALSE | L | Annual | Allowances Purchased MER | lbs | 0 | 0 | 0 | 0 | 0 | 0 | 0
NY New Units MER Rate Limit v3.1 | 752 | 7350 | MACT Fuel Choice Floor in lbs/MMBtu | FALSE | L | Annual | Allowances Sold MER | lbs | 0 | 0 | 0 | 0 | 0 | 0 | 0
NY New Units MER Rate Limit v3.1 | 752 | 7350 | MACT Fuel Choice Floor in lbs/MMBtu | FALSE | L | Annual | Allowances Banked | lbs | 0 | 0 | 0 | 0 | 0 | 0 | 0
NY New Units MER Rate Limit v3.1 | 752 | 7350 | MACT Fuel Choice Floor in lbs/MMBtu | FALSE | L | Annual | Allowances Withdrawn (1:1) | lbs | 0 | 0 | 0 | 0 | 0 | 0 | 0
NY New Units MER Rate Limit v3.1 | 752 | 7350 | MACT Fuel Choice Floor in lbs/MMBtu | FALSE | L | Annual | Allowances Withdrawn (n:1) | lbs | 0 | 0 | 0 | 0 | 0 | 0 | 0
NY New Units MER Rate Limit v3.1 | 752 | 7350 | MACT Fuel Choice Floor in lbs/MMBtu | FALSE | L | Annual | Net Emissions Allowance Position | lbs | 0 | 0 | 0 | 0 | 0 | 0 | 0
NY New Units MER Rate Limit v3.1 | 752 | 7350 | MACT Fuel Choice Floor in lbs/MMBtu | FALSE | L | Annual | Fuel Consumed | TBtu | 0 | 0 | 0 | 0 | 0 | 0 | 0
NY New Units MER Rate Limit v3.1 | 752 | 7350 | MACT Fuel Choice Floor in lbs/MMBtu | FALSE | L | Annual | Rate | lb/MMBtu | 0 | 0 | 0 | 0 | 0 | 0 | 0
NY New Units MER Rate Limit v3.1 | 752 | 7350 | MACT Fuel Choice Floor in lbs/MMBtu | FALSE | L | Annual | Generation | TWh | 0 | 0 | 0 | 0 | 0 | 0 | 0
NY New Units MER Rate Limit v3.1 | 752 | 7350 | MACT Fuel Choice Floor in lbs/MMBtu | FALSE | L | Annual | Qualifying Generation | TWh | 0 | 0 | 0 | 0 | 0 | 0 | 0
NY New Units MER Rate Limit v3.1 | 752 | 7350 | MACT Fuel Choice Floor in lbs/MMBtu | FALSE | L | Annual | Constraint Shadow Price | US2022$/Lb | 0 | 0 | 0 | 0 | 0 | 0 | 0
NY New Units MER Rate Limit v3.1 | 753 | 7350 | MACT Fuel Choice Floor in lbs/MMBtu | FALSE | L | Annual | Seasons Included | Seasons | Winter, Spring, Summer, Fall | Winter, Spring, Summer, Fall | Winter, Spring, Summer, Fall | Winter, Spring, Summer, Fall | Winter, Spring, Summer, Fall | Winter, Spring, Summer, Fall | Winter, Spring, Summer, Fall
NY New Units MER Rate Limit v3.1 | 753 | 7350 | MACT Fuel Choice Floor in lbs/MMBtu | FALSE | L | Annual | Emission Floor | lbs/MMBtu | 6e-07 | 6e-07 | 6e-07 | 6e-07 | 6e-07 | 6e-07 | 6e-07
NY New Units MER Rate Limit v3.1 | 753 | 7350 | MACT Fuel Choice Floor in lbs/MMBtu | FALSE | L | Annual | Emissions at Affected Plants MER | lbs | 0 | 0 | 0 | 0 | 0 | 0 | 0
NY New Units MER Rate Limit v3.1 | 753 | 7350 | MACT Fuel Choice Floor in lbs/MMBtu | FALSE | L | Annual | Allowances Purchased MER | lbs | 0 | 0 | 0 | 0 | 0 | 0 | 0
NY New Units MER Rate Limit v3.1 | 753 | 7350 | MACT Fuel Choice Floor in lbs/MMBtu | FALSE | L | Annual | Allowances Sold MER | lbs | 0 | 0 | 0 | 0 | 0 | 0 | 0
NY New Units MER Rate Limit v3.1 | 753 | 7350 | MACT Fuel Choice Floor in lbs/MMBtu | FALSE | L | Annual | Allowances Banked | lbs | 0 | 0 | 0 | 0 | 0 | 0 | 0
NY New Units MER Rate Limit v3.1 | 753 | 7350 | MACT Fuel Choice Floor in lbs/MMBtu | FALSE | L | Annual | Allowances Withdrawn (1:1) | lbs | 0 | 0 | 0 | 0 | 0 | 0 | 0
NY New Units MER Rate Limit v3.1 | 753 | 7350 | MACT Fuel Choice Floor in lbs/MMBtu | FALSE | L | Annual | Allowances Withdrawn (n:1) | lbs | 0 | 0 | 0 | 0 | 0 | 0 | 0
NY New Units MER Rate Limit v3.1 | 753 | 7350 | MACT Fuel Choice Floor in lbs/MMBtu | FALSE | L | Annual | Net Emissions Allowance Position | lbs | 0 | 0 | 0 | 0 | 0 | 0 | 0
NY New Units MER Rate Limit v3.1 | 753 | 7350 | MACT Fuel Choice Floor in lbs/MMBtu | FALSE | L | Annual | Fuel Consumed | TBtu | 0 | 0 | 0 | 0 | 0 | 0 | 0
NY New Units MER Rate Limit v3.1 | 753 | 7350 | MACT Fuel Choice Floor in lbs/MMBtu | FALSE | L | Annual | Rate | lb/MMBtu | 0 | 0 | 0 | 0 | 0 | 0 | 0
NY New Units MER Rate Limit v3.1 | 753 | 7350 | MACT Fuel Choice Floor in lbs/MMBtu | FALSE | L | Annual | Generation | TWh | 0 | 0 | 0 | 0 | 0 | 0 | 0
NY New Units MER Rate Limit v3.1 | 753 | 7350 | MACT Fuel Choice Floor in lbs/MMBtu | FALSE | L | Annual | Qualifying Generation | TWh | 0 | 0 | 0 | 0 | 0 | 0 | 0
NY New Units MER Rate Limit v3.1 | 753 | 7350 | MACT Fuel Choice Floor in lbs/MMBtu | FALSE | L | Annual | Constraint Shadow Price | US2022$/Lb | 0 | 0 | 0 | 0 | 0 | 0 | 0
NY New Units MER Rate Limit v3.1 | 754 | 7350 | MACT Fuel Choice Floor in lbs/MMBtu | FALSE | L | Annual | Seasons Included | Seasons | Winter, Spring, Summer, Fall | Winter, Spring, Summer, Fall | Winter, Spring, Summer, Fall | Winter, Spring, Summer, Fall | Winter, Spring, Summer, Fall | Winter, Spring, Summer, Fall | Winter, Spring, Summer, Fall
NY New Units MER Rate Limit v3.1 | 754 | 7350 | MACT Fuel Choice Floor in lbs/MMBtu | FALSE | L | Annual | Emission Floor | lbs/MMBtu | 6e-07 | 6e-07 | 6e-07 | 6e-07 | 6e-07 | 6e-07 | 6e-07
NY New Units MER Rate Limit v3.1 | 754 | 7350 | MACT Fuel Choice Floor in lbs/MMBtu | FALSE | L | Annual | Emissions at Affected Plants MER | lbs | 0 | 0 | 0 | 0 | 0 | 0 | 0
NY New Units MER Rate Limit v3.1 | 754 | 7350 | MACT Fuel Choice Floor in lbs/MMBtu | FALSE | L | Annual | Allowances Purchased MER | lbs | 0 | 0 | 0 | 0 | 0 | 0 | 0
NY New Units MER Rate Limit v3.1 | 754 | 7350 | MACT Fuel Choice Floor in lbs/MMBtu | FALSE | L | Annual | Allowances Sold MER | lbs | 0 | 0 | 0 | 0 | 0 | 0 | 0
NY New Units MER Rate Limit v3.1 | 754 | 7350 | MACT Fuel Choice Floor in lbs/MMBtu | FALSE | L | Annual | Allowances Banked | lbs | 0 | 0 | 0 | 0 | 0 | 0 | 0
NY New Units MER Rate Limit v3.1 | 754 | 7350 | MACT Fuel Choice Floor in lbs/MMBtu | FALSE | L | Annual | Allowances Withdrawn (1:1) | lbs | 0 | 0 | 0 | 0 | 0 | 0 | 0
NY New Units MER Rate Limit v3.1 | 754 | 7350 | MACT Fuel Choice Floor in lbs/MMBtu | FALSE | L | Annual | Allowances Withdrawn (n:1) | lbs | 0 | 0 | 0 | 0 | 0 | 0 | 0
NY New Units MER Rate Limit v3.1 | 754 | 7350 | MACT Fuel Choice Floor in lbs/MMBtu | FALSE | L | Annual | Net Emissions Allowance Position | lbs | 0 | 0 | 0 | 0 | 0 | 0 | 0
NY New Units MER Rate Limit v3.1 | 754 | 7350 | MACT Fuel Choice Floor in lbs/MMBtu | FALSE | L | Annual | Fuel Consumed | TBtu | 0 | 0 | 0 | 0 | 0 | 0 | 0
NY New Units MER Rate Limit v3.1 | 754 | 7350 | MACT Fuel Choice Floor in lbs/MMBtu | FALSE | L | Annual | Rate | lb/MMBtu | 0 | 0 | 0 | 0 | 0 | 0 | 0
NY New Units MER Rate Limit v3.1 | 754 | 7350 | MACT Fuel Choice Floor in lbs/MMBtu | FALSE | L | Annual | Generation | TWh | 0 | 0 | 0 | 0 | 0 | 0 | 0
NY New Units MER Rate Limit v3.1 | 754 | 7350 | MACT Fuel Choice Floor in lbs/MMBtu | FALSE | L | Annual | Qualifying Generation | TWh | 0 | 0 | 0 | 0 | 0 | 0 | 0
NY New Units MER Rate Limit v3.1 | 754 | 7350 | MACT Fuel Choice Floor in lbs/MMBtu | FALSE | L | Annual | Constraint Shadow Price | US2022$/Lb | 0 | 0 | 0 | 0 | 0 | 0 | 0
NY New Units MER Rate Limit v3.1 | 755 | 7350 | MACT Fuel Choice Floor in lbs/MMBtu | FALSE | L | Annual | Seasons Included | Seasons | Winter, Spring, Summer, Fall | Winter, Spring, Summer, Fall | Winter, Spring, Summer, Fall | Winter, Spring, Summer, Fall | Winter, Spring, Summer, Fall | Winter, Spring, Summer, Fall | Winter, Spring, Summer, Fall
NY New Units MER Rate Limit v3.1 | 755 | 7350 | MACT Fuel Choice Floor in lbs/MMBtu | FALSE | L | Annual | Emission Floor | lbs/MMBtu | 6e-07 | 6e-07 | 6e-07 | 6e-07 | 6e-07 | 6e-07 | 6e-07
NY New Units MER Rate Limit v3.1 | 755 | 7350 | MACT Fuel Choice Floor in lbs/MMBtu | FALSE | L | Annual | Emissions at Affected Plants MER | lbs | 0 | 0 | 0 | 0 | 0 | 0 | 0
NY New Units MER Rate Limit v3.1 | 755 | 7350 | MACT Fuel Choice Floor in lbs/MMBtu | FALSE | L | Annual | Allowances Purchased MER | lbs | 0 | 0 | 0 | 0 | 0 | 0 | 0
NY New Units MER Rate Limit v3.1 | 755 | 7350 | MACT Fuel Choice Floor in lbs/MMBtu | FALSE | L | Annual | Allowances Sold MER | lbs | 0 | 0 | 0 | 0 | 0 | 0 | 0
NY New Units MER Rate Limit v3.1 | 755 | 7350 | MACT Fuel Choice Floor in lbs/MMBtu | FALSE | L | Annual | Allowances Banked | lbs | 0 | 0 | 0 | 0 | 0 | 0 | 0
NY New Units MER Rate Limit v3.1 | 755 | 7350 | MACT Fuel Choice Floor in lbs/MMBtu | FALSE | L | Annual | Allowances Withdrawn (1:1) | lbs | 0 | 0 | 0 | 0 | 0 | 0 | 0
NY New Units MER Rate Limit v3.1 | 755 | 7350 | MACT Fuel Choice Floor in lbs/MMBtu | FALSE | L | Annual | Allowances Withdrawn (n:1) | lbs | 0 | 0 | 0 | 0 | 0 | 0 | 0
NY New Units MER Rate Limit v3.1 | 755 | 7350 | MACT Fuel Choice Floor in lbs/MMBtu | FALSE | L | Annual | Net Emissions Allowance Position | lbs | 0 | 0 | 0 | 0 | 0 | 0 | 0
NY New Units MER Rate Limit v3.1 | 755 | 7350 | MACT Fuel Choice Floor in lbs/MMBtu | FALSE | L | Annual | Fuel Consumed | TBtu | 0 | 0 | 0 | 0 | 0 | 0 | 0
NY New Units MER Rate Limit v3.1 | 755 | 7350 | MACT Fuel Choice Floor in lbs/MMBtu | FALSE | L | Annual | Rate | lb/MMBtu | 0 | 0 | 0 | 0 | 0 | 0 | 0
NY New Units MER Rate Limit v3.1 | 755 | 7350 | MACT Fuel Choice Floor in lbs/MMBtu | FALSE | L | Annual | Generation | TWh | 0 | 0 | 0 | 0 | 0 | 0 | 0
NY New Units MER Rate Limit v3.1 | 755 | 7350 | MACT Fuel Choice Floor in lbs/MMBtu | FALSE | L | Annual | Qualifying Generation | TWh | 0 | 0 | 0 | 0 | 0 | 0 | 0
NY New Units MER Rate Limit v3.1 | 755 | 7350 | MACT Fuel Choice Floor in lbs/MMBtu | FALSE | L | Annual | Constraint Shadow Price | US2022$/Lb | 0 | 0 | 0 | 0 | 0 | 0 | 0
NY New Units MER Rate Limit v3.1 | 756 | 7350 | MACT Fuel Choice Floor in lbs/MMBtu | FALSE | L | Annual | Seasons Included | Seasons | Winter, Spring, Summer, Fall | Winter, Spring, Summer, Fall | Winter, Spring, Summer, Fall | Winter, Spring, Summer, Fall | Winter, Spring, Summer, Fall | Winter, Spring, Summer, Fall | Winter, Spring, Summer, Fall
NY New Units MER Rate Limit v3.1 | 756 | 7350 | MACT Fuel Choice Floor in lbs/MMBtu | FALSE | L | Annual | Emission Floor | lbs/MMBtu | 6e-07 | 6e-07 | 6e-07 | 6e-07 | 6e-07 | 6e-07 | 6e-07
NY New Units MER Rate Limit v3.1 | 756 | 7350 | MACT Fuel Choice Floor in lbs/MMBtu | FALSE | L | Annual | Emissions at Affected Plants MER | lbs | 0 | 0 | 0 | 0 | 0 | 0 | 0
NY New Units MER Rate Limit v3.1 | 756 | 7350 | MACT Fuel Choice Floor in lbs/MMBtu | FALSE | L | Annual | Allowances Purchased MER | lbs | 0 | 0 | 0 | 0 | 0 | 0 | 0
NY New Units MER Rate Limit v3.1 | 756 | 7350 | MACT Fuel Choice Floor in lbs/MMBtu | FALSE | L | Annual | Allowances Sold MER | lbs | 0 | 0 | 0 | 0 | 0 | 0 | 0
NY New Units MER Rate Limit v3.1 | 756 | 7350 | MACT Fuel Choice Floor in lbs/MMBtu | FALSE | L | Annual | Allowances Banked | lbs | 0 | 0 | 0 | 0 | 0 | 0 | 0
NY New Units MER Rate Limit v3.1 | 756 | 7350 | MACT Fuel Choice Floor in lbs/MMBtu | FALSE | L | Annual | Allowances Withdrawn (1:1) | lbs | 0 | 0 | 0 | 0 | 0 | 0 | 0
NY New Units MER Rate Limit v3.1 | 756 | 7350 | MACT Fuel Choice Floor in lbs/MMBtu | FALSE | L | Annual | Allowances Withdrawn (n:1) | lbs | 0 | 0 | 0 | 0 | 0 | 0 | 0
NY New Units MER Rate Limit v3.1 | 756 | 7350 | MACT Fuel Choice Floor in lbs/MMBtu | FALSE | L | Annual | Net Emissions Allowance Position | lbs | 0 | 0 | 0 | 0 | 0 | 0 | 0
NY New Units MER Rate Limit v3.1 | 756 | 7350 | MACT Fuel Choice Floor in lbs/MMBtu | FALSE | L | Annual | Fuel Consumed | TBtu | 0 | 0 | 0 | 0 | 0 | 0 | 0
NY New Units MER Rate Limit v3.1 | 756 | 7350 | MACT Fuel Choice Floor in lbs/MMBtu | FALSE | L | Annual | Rate | lb/MMBtu | 0 | 0 | 0 | 0 | 0 | 0 | 0
NY New Units MER Rate Limit v3.1 | 756 | 7350 | MACT Fuel Choice Floor in lbs/MMBtu | FALSE | L | Annual | Generation | TWh | 0 | 0 | 0 | 0 | 0 | 0 | 0
NY New Units MER Rate Limit v3.1 | 756 | 7350 | MACT Fuel Choice Floor in lbs/MMBtu | FALSE | L | Annual | Qualifying Generation | TWh | 0 | 0 | 0 | 0 | 0 | 0 | 0
NY New Units MER Rate Limit v3.1 | 756 | 7350 | MACT Fuel Choice Floor in lbs/MMBtu | FALSE | L | Annual | Constraint Shadow Price | US2022$/Lb | 0 | 0 | 0 | 0 | 0 | 0 | 0
NY New Units MER Rate Limit v3.1 | 757 | 7350 | MACT Fuel Choice Floor in lbs/MMBtu | FALSE | L | Annual | Seasons Included | Seasons | Winter, Spring, Summer, Fall | Winter, Spring, Summer, Fall | Winter, Spring, Summer, Fall | Winter, Spring, Summer, Fall | Winter, Spring, Summer, Fall | Winter, Spring, Summer, Fall | Winter, Spring, Summer, Fall
NY New Units MER Rate Limit v3.1 | 757 | 7350 | MACT Fuel Choice Floor in lbs/MMBtu | FALSE | L | Annual | Emission Floor | lbs/MMBtu | 6e-07 | 6e-07 | 6e-07 | 6e-07 | 6e-07 | 6e-07 | 6e-07
NY New Units MER Rate Limit v3.1 | 757 | 7350 | MACT Fuel Choice Floor in lbs/MMBtu | FALSE | L | Annual | Emissions at Affected Plants MER | lbs | 0 | 0 | 0 | 0 | 0 | 0 | 0
NY New Units MER Rate Limit v3.1 | 757 | 7350 | MACT Fuel Choice Floor in lbs/MMBtu | FALSE | L | Annual | Allowances Purchased MER | lbs | 0 | 0 | 0 | 0 | 0 | 0 | 0
NY New Units MER Rate Limit v3.1 | 757 | 7350 | MACT Fuel Choice Floor in lbs/MMBtu | FALSE | L | Annual | Allowances Sold MER | lbs | 0 | 0 | 0 | 0 | 0 | 0 | 0
NY New Units MER Rate Limit v3.1 | 757 | 7350 | MACT Fuel Choice Floor in lbs/MMBtu | FALSE | L | Annual | Allowances Banked | lbs | 0 | 0 | 0 | 0 | 0 | 0 | 0
NY New Units MER Rate Limit v3.1 | 757 | 7350 | MACT Fuel Choice Floor in lbs/MMBtu | FALSE | L | Annual | Allowances Withdrawn (1:1) | lbs | 0 | 0 | 0 | 0 | 0 | 0 | 0
NY New Units MER Rate Limit v3.1 | 757 | 7350 | MACT Fuel Choice Floor in lbs/MMBtu | FALSE | L | Annual | Allowances Withdrawn (n:1) | lbs | 0 | 0 | 0 | 0 | 0 | 0 | 0
NY New Units MER Rate Limit v3.1 | 757 | 7350 | MACT Fuel Choice Floor in lbs/MMBtu | FALSE | L | Annual | Net Emissions Allowance Position | lbs | 0 | 0 | 0 | 0 | 0 | 0 | 0
NY New Units MER Rate Limit v3.1 | 757 | 7350 | MACT Fuel Choice Floor in lbs/MMBtu | FALSE | L | Annual | Fuel Consumed | TBtu | 0 | 0 | 0 | 0 | 0 | 0 | 0
NY New Units MER Rate Limit v3.1 | 757 | 7350 | MACT Fuel Choice Floor in lbs/MMBtu | FALSE | L | Annual | Rate | lb/MMBtu | 0 | 0 | 0 | 0 | 0 | 0 | 0
NY New Units MER Rate Limit v3.1 | 757 | 7350 | MACT Fuel Choice Floor in lbs/MMBtu | FALSE | L | Annual | Generation | TWh | 0 | 0 | 0 | 0 | 0 | 0 | 0
NY New Units MER Rate Limit v3.1 | 757 | 7350 | MACT Fuel Choice Floor in lbs/MMBtu | FALSE | L | Annual | Qualifying Generation | TWh | 0 | 0 | 0 | 0 | 0 | 0 | 0
NY New Units MER Rate Limit v3.1 | 757 | 7350 | MACT Fuel Choice Floor in lbs/MMBtu | FALSE | L | Annual | Constraint Shadow Price | US2022$/Lb | 0 | 0 | 0 | 0 | 0 | 0 | 0
NY New Units MER Rate Limit v3.1 | 758 | 7350 | MACT Fuel Choice Floor in lbs/MMBtu | FALSE | L | Annual | Seasons Included | Seasons | Winter, Spring, Summer, Fall | Winter, Spring, Summer, Fall | Winter, Spring, Summer, Fall | Winter, Spring, Summer, Fall | Winter, Spring, Summer, Fall | Winter, Spring, Summer, Fall | Winter, Spring, Summer, Fall
NY New Units MER Rate Limit v3.1 | 758 | 7350 | MACT Fuel Choice Floor in lbs/MMBtu | FALSE | L | Annual | Emission Floor | lbs/MMBtu | 6e-07 | 6e-07 | 6e-07 | 6e-07 | 6e-07 | 6e-07 | 6e-07
NY New Units MER Rate Limit v3.1 | 758 | 7350 | MACT Fuel Choice Floor in lbs/MMBtu | FALSE | L | Annual | Emissions at Affected Plants MER | lbs | 0 | 0 | 0 | 0 | 0 | 0 | 0
NY New Units MER Rate Limit v3.1 | 758 | 7350 | MACT Fuel Choice Floor in lbs/MMBtu | FALSE | L | Annual | Allowances Purchased MER | lbs | 0 | 0 | 0 | 0 | 0 | 0 | 0
NY New Units MER Rate Limit v3.1 | 758 | 7350 | MACT Fuel Choice Floor in lbs/MMBtu | FALSE | L | Annual | Allowances Sold MER | lbs | 0 | 0 | 0 | 0 | 0 | 0 | 0
NY New Units MER Rate Limit v3.1 | 758 | 7350 | MACT Fuel Choice Floor in lbs/MMBtu | FALSE | L | Annual | Allowances Banked | lbs | 0 | 0 | 0 | 0 | 0 | 0 | 0
NY New Units MER Rate Limit v3.1 | 758 | 7350 | MACT Fuel Choice Floor in lbs/MMBtu | FALSE | L | Annual | Allowances Withdrawn (1:1) | lbs | 0 | 0 | 0 | 0 | 0 | 0 | 0
NY New Units MER Rate Limit v3.1 | 758 | 7350 | MACT Fuel Choice Floor in lbs/MMBtu | FALSE | L | Annual | Allowances Withdrawn (n:1) | lbs | 0 | 0 | 0 | 0 | 0 | 0 | 0
NY New Units MER Rate Limit v3.1 | 758 | 7350 | MACT Fuel Choice Floor in lbs/MMBtu | FALSE | L | Annual | Net Emissions Allowance Position | lbs | 0 | 0 | 0 | 0 | 0 | 0 | 0
NY New Units MER Rate Limit v3.1 | 758 | 7350 | MACT Fuel Choice Floor in lbs/MMBtu | FALSE | L | Annual | Fuel Consumed | TBtu | 0 | 0 | 0 | 0 | 0 | 0 | 0
NY New Units MER Rate Limit v3.1 | 758 | 7350 | MACT Fuel Choice Floor in lbs/MMBtu | FALSE | L | Annual | Rate | lb/MMBtu | 0 | 0 | 0 | 0 | 0 | 0 | 0
NY New Units MER Rate Limit v3.1 | 758 | 7350 | MACT Fuel Choice Floor in lbs/MMBtu | FALSE | L | Annual | Generation | TWh | 0 | 0 | 0 | 0 | 0 | 0 | 0
NY New Units MER Rate Limit v3.1 | 758 | 7350 | MACT Fuel Choice Floor in lbs/MMBtu | FALSE | L | Annual | Qualifying Generation | TWh | 0 | 0 | 0 | 0 | 0 | 0 | 0
NY New Units MER Rate Limit v3.1 | 758 | 7350 | MACT Fuel Choice Floor in lbs/MMBtu | FALSE | L | Annual | Constraint Shadow Price | US2022$/Lb | 0 | 0 | 0 | 0 | 0 | 0 | 0
NY New Units MER Rate Limit v3.1 | 759 | 7350 | MACT Fuel Choice Floor in lbs/MMBtu | FALSE | L | Annual | Seasons Included | Seasons | Winter, Spring, Summer, Fall | Winter, Spring, Summer, Fall | Winter, Spring, Summer, Fall | Winter, Spring, Summer, Fall | Winter, Spring, Summer, Fall | Winter, Spring, Summer, Fall | Winter, Spring, Summer, Fall
NY New Units MER Rate Limit v3.1 | 759 | 7350 | MACT Fuel Choice Floor in lbs/MMBtu | FALSE | L | Annual | Emission Floor | lbs/MMBtu | 6e-07 | 6e-07 | 6e-07 | 6e-07 | 6e-07 | 6e-07 | 6e-07
NY New Units MER Rate Limit v3.1 | 759 | 7350 | MACT Fuel Choice Floor in lbs/MMBtu | FALSE | L | Annual | Emissions at Affected Plants MER | lbs | 0 | 0 | 0 | 0 | 0 | 0 | 0
NY New Units MER Rate Limit v3.1 | 759 | 7350 | MACT Fuel Choice Floor in lbs/MMBtu | FALSE | L | Annual | Allowances Purchased MER | lbs | 0 | 0 | 0 | 0 | 0 | 0 | 0
NY New Units MER Rate Limit v3.1 | 759 | 7350 | MACT Fuel Choice Floor in lbs/MMBtu | FALSE | L | Annual | Allowances Sold MER | lbs | 0 | 0 | 0 | 0 | 0 | 0 | 0
NY New Units MER Rate Limit v3.1 | 759 | 7350 | MACT Fuel Choice Floor in lbs/MMBtu | FALSE | L | Annual | Allowances Banked | lbs | 0 | 0 | 0 | 0 | 0 | 0 | 0
NY New Units MER Rate Limit v3.1 | 759 | 7350 | MACT Fuel Choice Floor in lbs/MMBtu | FALSE | L | Annual | Allowances Withdrawn (1:1) | lbs | 0 | 0 | 0 | 0 | 0 | 0 | 0
NY New Units MER Rate Limit v3.1 | 759 | 7350 | MACT Fuel Choice Floor in lbs/MMBtu | FALSE | L | Annual | Allowances Withdrawn (n:1) | lbs | 0 | 0 | 0 | 0 | 0 | 0 | 0
NY New Units MER Rate Limit v3.1 | 759 | 7350 | MACT Fuel Choice Floor in lbs/MMBtu | FALSE | L | Annual | Net Emissions Allowance Position | lbs | 0 | 0 | 0 | 0 | 0 | 0 | 0
NY New Units MER Rate Limit v3.1 | 759 | 7350 | MACT Fuel Choice Floor in lbs/MMBtu | FALSE | L | Annual | Fuel Consumed | TBtu | 0 | 0 | 0 | 0 | 0 | 0 | 0
NY New Units MER Rate Limit v3.1 | 759 | 7350 | MACT Fuel Choice Floor in lbs/MMBtu | FALSE | L | Annual | Rate | lb/MMBtu | 0 | 0 | 0 | 0 | 0 | 0 | 0
NY New Units MER Rate Limit v3.1 | 759 | 7350 | MACT Fuel Choice Floor in lbs/MMBtu | FALSE | L | Annual | Generation | TWh | 0 | 0 | 0 | 0 | 0 | 0 | 0
NY New Units MER Rate Limit v3.1 | 759 | 7350 | MACT Fuel Choice Floor in lbs/MMBtu | FALSE | L | Annual | Qualifying Generation | TWh | 0 | 0 | 0 | 0 | 0 | 0 | 0
NY New Units MER Rate Limit v3.1 | 759 | 7350 | MACT Fuel Choice Floor in lbs/MMBtu | FALSE | L | Annual | Constraint Shadow Price | US2022$/Lb | 0 | 0 | 0 | 0 | 0 | 0 | 0
NY New Units MER Rate Limit v3.1 | 760 | 7350 | MACT Fuel Choice Floor in lbs/MMBtu | FALSE | L | Annual | Seasons Included | Seasons | Winter, Spring, Summer, Fall | Winter, Spring, Summer, Fall | Winter, Spring, Summer, Fall | Winter, Spring, Summer, Fall | Winter, Spring, Summer, Fall | Winter, Spring, Summer, Fall | Winter, Spring, Summer, Fall
NY New Units MER Rate Limit v3.1 | 760 | 7350 | MACT Fuel Choice Floor in lbs/MMBtu | FALSE | L | Annual | Emission Floor | lbs/MMBtu | 6e-07 | 6e-07 | 6e-07 | 6e-07 | 6e-07 | 6e-07 | 6e-07
NY New Units MER Rate Limit v3.1 | 760 | 7350 | MACT Fuel Choice Floor in lbs/MMBtu | FALSE | L | Annual | Emissions at Affected Plants MER | lbs | 0 | 0 | 0 | 0 | 0 | 0 | 0
NY New Units MER Rate Limit v3.1 | 760 | 7350 | MACT Fuel Choice Floor in lbs/MMBtu | FALSE | L | Annual | Allowances Purchased MER | lbs | 0 | 0 | 0 | 0 | 0 | 0 | 0
NY New Units MER Rate Limit v3.1 | 760 | 7350 | MACT Fuel Choice Floor in lbs/MMBtu | FALSE | L | Annual | Allowances Sold MER | lbs | 0 | 0 | 0 | 0 | 0 | 0 | 0
NY New Units MER Rate Limit v3.1 | 760 | 7350 | MACT Fuel Choice Floor in lbs/MMBtu | FALSE | L | Annual | Allowances Banked | lbs | 0 | 0 | 0 | 0 | 0 | 0 | 0
NY New Units MER Rate Limit v3.1 | 760 | 7350 | MACT Fuel Choice Floor in lbs/MMBtu | FALSE | L | Annual | Allowances Withdrawn (1:1) | lbs | 0 | 0 | 0 | 0 | 0 | 0 | 0
NY New Units MER Rate Limit v3.1 | 760 | 7350 | MACT Fuel Choice Floor in lbs/MMBtu | FALSE | L | Annual | Allowances Withdrawn (n:1) | lbs | 0 | 0 | 0 | 0 | 0 | 0 | 0
NY New Units MER Rate Limit v3.1 | 760 | 7350 | MACT Fuel Choice Floor in lbs/MMBtu | FALSE | L | Annual | Net Emissions Allowance Position | lbs | 0 | 0 | 0 | 0 | 0 | 0 | 0
NY New Units MER Rate Limit v3.1 | 760 | 7350 | MACT Fuel Choice Floor in lbs/MMBtu | FALSE | L | Annual | Fuel Consumed | TBtu | 0 | 0 | 0 | 0 | 0 | 0 | 0
NY New Units MER Rate Limit v3.1 | 760 | 7350 | MACT Fuel Choice Floor in lbs/MMBtu | FALSE | L | Annual | Rate | lb/MMBtu | 0 | 0 | 0 | 0 | 0 | 0 | 0
NY New Units MER Rate Limit v3.1 | 760 | 7350 | MACT Fuel Choice Floor in lbs/MMBtu | FALSE | L | Annual | Generation | TWh | 0 | 0 | 0 | 0 | 0 | 0 | 0
NY New Units MER Rate Limit v3.1 | 760 | 7350 | MACT Fuel Choice Floor in lbs/MMBtu | FALSE | L | Annual | Qualifying Generation | TWh | 0 | 0 | 0 | 0 | 0 | 0 | 0
NY New Units MER Rate Limit v3.1 | 760 | 7350 | MACT Fuel Choice Floor in lbs/MMBtu | FALSE | L | Annual | Constraint Shadow Price | US2022$/Lb | 0 | 0 | 0 | 0 | 0 | 0 | 0
NY New Units MER Rate Limit v3.1 | 761 | 7350 | MACT Fuel Choice Floor in lbs/MMBtu | FALSE | L | Annual | Seasons Included | Seasons | Winter, Spring, Summer, Fall | Winter, Spring, Summer, Fall | Winter, Spring, Summer, Fall | Winter, Spring, Summer, Fall | Winter, Spring, Summer, Fall | Winter, Spring, Summer, Fall | Winter, Spring, Summer, Fall
NY New Units MER Rate Limit v3.1 | 761 | 7350 | MACT Fuel Choice Floor in lbs/MMBtu | FALSE | L | Annual | Emission Floor | lbs/MMBtu | 6e-07 | 6e-07 | 6e-07 | 6e-07 | 6e-07 | 6e-07 | 6e-07
NY New Units MER Rate Limit v3.1 | 761 | 7350 | MACT Fuel Choice Floor in lbs/MMBtu | FALSE | L | Annual | Emissions at Affected Plants MER | lbs | 0 | 0 | 0 | 0 | 0 | 0 | 0
NY New Units MER Rate Limit v3.1 | 761 | 7350 | MACT Fuel Choice Floor in lbs/MMBtu | FALSE | L | Annual | Allowances Purchased MER | lbs | 0 | 0 | 0 | 0 | 0 | 0 | 0
NY New Units MER Rate Limit v3.1 | 761 | 7350 | MACT Fuel Choice Floor in lbs/MMBtu | FALSE | L | Annual | Allowances Sold MER | lbs | 0 | 0 | 0 | 0 | 0 | 0 | 0
NY New Units MER Rate Limit v3.1 | 761 | 7350 | MACT Fuel Choice Floor in lbs/MMBtu | FALSE | L | Annual | Allowances Banked | lbs | 0 | 0 | 0 | 0 | 0 | 0 | 0
NY New Units MER Rate Limit v3.1 | 761 | 7350 | MACT Fuel Choice Floor in lbs/MMBtu | FALSE | L | Annual | Allowances Withdrawn (1:1) | lbs | 0 | 0 | 0 | 0 | 0 | 0 | 0
NY New Units MER Rate Limit v3.1 | 761 | 7350 | MACT Fuel Choice Floor in lbs/MMBtu | FALSE | L | Annual | Allowances Withdrawn (n:1) | lbs | 0 | 0 | 0 | 0 | 0 | 0 | 0
NY New Units MER Rate Limit v3.1 | 761 | 7350 | MACT Fuel Choice Floor in lbs/MMBtu | FALSE | L | Annual | Net Emissions Allowance Position | lbs | 0 | 0 | 0 | 0 | 0 | 0 | 0
NY New Units MER Rate Limit v3.1 | 761 | 7350 | MACT Fuel Choice Floor in lbs/MMBtu | FALSE | L | Annual | Fuel Consumed | TBtu | 0 | 0 | 0 | 0 | 0 | 0 | 0
NY New Units MER Rate Limit v3.1 | 761 | 7350 | MACT Fuel Choice Floor in lbs/MMBtu | FALSE | L | Annual | Rate | lb/MMBtu | 0 | 0 | 0 | 0 | 0 | 0 | 0
NY New Units MER Rate Limit v3.1 | 761 | 7350 | MACT Fuel Choice Floor in lbs/MMBtu | FALSE | L | Annual | Generation | TWh | 0 | 0 | 0 | 0 | 0 | 0 | 0
NY New Units MER Rate Limit v3.1 | 761 | 7350 | MACT Fuel Choice Floor in lbs/MMBtu | FALSE | L | Annual | Qualifying Generation | TWh | 0 | 0 | 0 | 0 | 0 | 0 | 0
NY New Units MER Rate Limit v3.1 | 761 | 7350 | MACT Fuel Choice Floor in lbs/MMBtu | FALSE | L | Annual | Constraint Shadow Price | US2022$/Lb | 0 | 0 | 0 | 0 | 0 | 0 | 0
NY New Units MER Rate Limit v3.1 | 762 | 7350 | MACT Fuel Choice Floor in lbs/MMBtu | FALSE | L | Annual | Seasons Included | Seasons | Winter, Spring, Summer, Fall | Winter, Spring, Summer, Fall | Winter, Spring, Summer, Fall | Winter, Spring, Summer, Fall | Winter, Spring, Summer, Fall | Winter, Spring, Summer, Fall | Winter, Spring, Summer, Fall
NY New Units MER Rate Limit v3.1 | 762 | 7350 | MACT Fuel Choice Floor in lbs/MMBtu | FALSE | L | Annual | Emission Floor | lbs/MMBtu | 6e-07 | 6e-07 | 6e-07 | 6e-07 | 6e-07 | 6e-07 | 6e-07
NY New Units MER Rate Limit v3.1 | 762 | 7350 | MACT Fuel Choice Floor in lbs/MMBtu | FALSE | L | Annual | Emissions at Affected Plants MER | lbs | 0 | 0 | 0 | 0 | 0 | 0 | 0
NY New Units MER Rate Limit v3.1 | 762 | 7350 | MACT Fuel Choice Floor in lbs/MMBtu | FALSE | L | Annual | Allowances Purchased MER | lbs | 0 | 0 | 0 | 0 | 0 | 0 | 0
NY New Units MER Rate Limit v3.1 | 762 | 7350 | MACT Fuel Choice Floor in lbs/MMBtu | FALSE | L | Annual | Allowances Sold MER | lbs | 0 | 0 | 0 | 0 | 0 | 0 | 0
NY New Units MER Rate Limit v3.1 | 762 | 7350 | MACT Fuel Choice Floor in lbs/MMBtu | FALSE | L | Annual | Allowances Banked | lbs | 0 | 0 | 0 | 0 | 0 | 0 | 0
NY New Units MER Rate Limit v3.1 | 762 | 7350 | MACT Fuel Choice Floor in lbs/MMBtu | FALSE | L | Annual | Allowances Withdrawn (1:1) | lbs | 0 | 0 | 0 | 0 | 0 | 0 | 0
NY New Units MER Rate Limit v3.1 | 762 | 7350 | MACT Fuel Choice Floor in lbs/MMBtu | FALSE | L | Annual | Allowances Withdrawn (n:1) | lbs | 0 | 0 | 0 | 0 | 0 | 0 | 0
NY New Units MER Rate Limit v3.1 | 762 | 7350 | MACT Fuel Choice Floor in lbs/MMBtu | FALSE | L | Annual | Net Emissions Allowance Position | lbs | 0 | 0 | 0 | 0 | 0 | 0 | 0
NY New Units MER Rate Limit v3.1 | 762 | 7350 | MACT Fuel Choice Floor in lbs/MMBtu | FALSE | L | Annual | Fuel Consumed | TBtu | 0 | 0 | 0 | 0 | 0 | 0 | 0
NY New Units MER Rate Limit v3.1 | 762 | 7350 | MACT Fuel Choice Floor in lbs/MMBtu | FALSE | L | Annual | Rate | lb/MMBtu | 0 | 0 | 0 | 0 | 0 | 0 | 0
NY New Units MER Rate Limit v3.1 | 762 | 7350 | MACT Fuel Choice Floor in lbs/MMBtu | FALSE | L | Annual | Generation | TWh | 0 | 0 | 0 | 0 | 0 | 0 | 0
NY New Units MER Rate Limit v3.1 | 762 | 7350 | MACT Fuel Choice Floor in lbs/MMBtu | FALSE | L | Annual | Qualifying Generation | TWh | 0 | 0 | 0 | 0 | 0 | 0 | 0
NY New Units MER Rate Limit v3.1 | 762 | 7350 | MACT Fuel Choice Floor in lbs/MMBtu | FALSE | L | Annual | Constraint Shadow Price | US2022$/Lb | 0 | 0 | 0 | 0 | 0 | 0 | 0
NY New Units MER Rate Limit v3.1 | 763 | 7350 | MACT Fuel Choice Floor in lbs/MMBtu | FALSE | L | Annual | Seasons Included | Seasons | Winter, Spring, Summer, Fall | Winter, Spring, Summer, Fall | Winter, Spring, Summer, Fall | Winter, Spring, Summer, Fall | Winter, Spring, Summer, Fall | Winter, Spring, Summer, Fall | Winter, Spring, Summer, Fall
NY New Units MER Rate Limit v3.1 | 763 | 7350 | MACT Fuel Choice Floor in lbs/MMBtu | FALSE | L | Annual | Emission Floor | lbs/MMBtu | 6e-07 | 6e-07 | 6e-07 | 6e-07 | 6e-07 | 6e-07 | 6e-07
NY New Units MER Rate Limit v3.1 | 763 | 7350 | MACT Fuel Choice Floor in lbs/MMBtu | FALSE | L | Annual | Emissions at Affected Plants MER | lbs | 0 | 0 | 0 | 0 | 0 | 0 | 0
NY New Units MER Rate Limit v3.1 | 763 | 7350 | MACT Fuel Choice Floor in lbs/MMBtu | FALSE | L | Annual | Allowances Purchased MER | lbs | 0 | 0 | 0 | 0 | 0 | 0 | 0
NY New Units MER Rate Limit v3.1 | 763 | 7350 | MACT Fuel Choice Floor in lbs/MMBtu | FALSE | L | Annual | Allowances Sold MER | lbs | 0 | 0 | 0 | 0 | 0 | 0 | 0
NY New Units MER Rate Limit v3.1 | 763 | 7350 | MACT Fuel Choice Floor in lbs/MMBtu | FALSE | L | Annual | Allowances Banked | lbs | 0 | 0 | 0 | 0 | 0 | 0 | 0
NY New Units MER Rate Limit v3.1 | 763 | 7350 | MACT Fuel Choice Floor in lbs/MMBtu | FALSE | L | Annual | Allowances Withdrawn (1:1) | lbs | 0 | 0 | 0 | 0 | 0 | 0 | 0
NY New Units MER Rate Limit v3.1 | 763 | 7350 | MACT Fuel Choice Floor in lbs/MMBtu | FALSE | L | Annual | Allowances Withdrawn (n:1) | lbs | 0 | 0 | 0 | 0 | 0 | 0 | 0
NY New Units MER Rate Limit v3.1 | 763 | 7350 | MACT Fuel Choice Floor in lbs/MMBtu | FALSE | L | Annual | Net Emissions Allowance Position | lbs | 0 | 0 | 0 | 0 | 0 | 0 | 0
NY New Units MER Rate Limit v3.1 | 763 | 7350 | MACT Fuel Choice Floor in lbs/MMBtu | FALSE | L | Annual | Fuel Consumed | TBtu | 0 | 0 | 0 | 0 | 0 | 0 | 0
NY New Units MER Rate Limit v3.1 | 763 | 7350 | MACT Fuel Choice Floor in lbs/MMBtu | FALSE | L | Annual | Rate | lb/MMBtu | 0 | 0 | 0 | 0 | 0 | 0 | 0
NY New Units MER Rate Limit v3.1 | 763 | 7350 | MACT Fuel Choice Floor in lbs/MMBtu | FALSE | L | Annual | Generation | TWh | 0 | 0 | 0 | 0 | 0 | 0 | 0
NY New Units MER Rate Limit v3.1 | 763 | 7350 | MACT Fuel Choice Floor in lbs/MMBtu | FALSE | L | Annual | Qualifying Generation | TWh | 0 | 0 | 0 | 0 | 0 | 0 | 0
NY New Units MER Rate Limit v3.1 | 763 | 7350 | MACT Fuel Choice Floor in lbs/MMBtu | FALSE | L | Annual | Constraint Shadow Price | US2022$/Lb | 0 | 0 | 0 | 0 | 0 | 0 | 0
NY New Units MER Rate Limit v3.1 | 764 | 7350 | MACT Fuel Choice Floor in lbs/MMBtu | FALSE | L | Annual | Seasons Included | Seasons | Winter, Spring, Summer, Fall | Winter, Spring, Summer, Fall | Winter, Spring, Summer, Fall | Winter, Spring, Summer, Fall | Winter, Spring, Summer, Fall | Winter, Spring, Summer, Fall | Winter, Spring, Summer, Fall
NY New Units MER Rate Limit v3.1 | 764 | 7350 | MACT Fuel Choice Floor in lbs/MMBtu | FALSE | L | Annual | Emission Floor | lbs/MMBtu | 6e-07 | 6e-07 | 6e-07 | 6e-07 | 6e-07 | 6e-07 | 6e-07
NY New Units MER Rate Limit v3.1 | 764 | 7350 | MACT Fuel Choice Floor in lbs/MMBtu | FALSE | L | Annual | Emissions at Affected Plants MER | lbs | 0 | 0 | 0 | 0 | 0 | 0 | 0
NY New Units MER Rate Limit v3.1 | 764 | 7350 | MACT Fuel Choice Floor in lbs/MMBtu | FALSE | L | Annual | Allowances Purchased MER | lbs | 0 | 0 | 0 | 0 | 0 | 0 | 0
NY New Units MER Rate Limit v3.1 | 764 | 7350 | MACT Fuel Choice Floor in lbs/MMBtu | FALSE | L | Annual | Allowances Sold MER | lbs | 0 | 0 | 0 | 0 | 0 | 0 | 0
NY New Units MER Rate Limit v3.1 | 764 | 7350 | MACT Fuel Choice Floor in lbs/MMBtu | FALSE | L | Annual | Allowances Banked | lbs | 0 | 0 | 0 | 0 | 0 | 0 | 0
NY New Units MER Rate Limit v3.1 | 764 | 7350 | MACT Fuel Choice Floor in lbs/MMBtu | FALSE | L | Annual | Allowances Withdrawn (1:1) | lbs | 0 | 0 | 0 | 0 | 0 | 0 | 0
NY New Units MER Rate Limit v3.1 | 764 | 7350 | MACT Fuel Choice Floor in lbs/MMBtu | FALSE | L | Annual | Allowances Withdrawn (n:1) | lbs | 0 | 0 | 0 | 0 | 0 | 0 | 0
NY New Units MER Rate Limit v3.1 | 764 | 7350 | MACT Fuel Choice Floor in lbs/MMBtu | FALSE | L | Annual | Net Emissions Allowance Position | lbs | 0 | 0 | 0 | 0 | 0 | 0 | 0
NY New Units MER Rate Limit v3.1 | 764 | 7350 | MACT Fuel Choice Floor in lbs/MMBtu | FALSE | L | Annual | Fuel Consumed | TBtu | 0 | 0 | 0 | 0 | 0 | 0 | 0
NY New Units MER Rate Limit v3.1 | 764 | 7350 | MACT Fuel Choice Floor in lbs/MMBtu | FALSE | L | Annual | Rate | lb/MMBtu | 0 | 0 | 0 | 0 | 0 | 0 | 0
NY New Units MER Rate Limit v3.1 | 764 | 7350 | MACT Fuel Choice Floor in lbs/MMBtu | FALSE | L | Annual | Generation | TWh | 0 | 0 | 0 | 0 | 0 | 0 | 0
NY New Units MER Rate Limit v3.1 | 764 | 7350 | MACT Fuel Choice Floor in lbs/MMBtu | FALSE | L | Annual | Qualifying Generation | TWh | 0 | 0 | 0 | 0 | 0 | 0 | 0
NY New Units MER Rate Limit v3.1 | 764 | 7350 | MACT Fuel Choice Floor in lbs/MMBtu | FALSE | L | Annual | Constraint Shadow Price | US2022$/Lb | 0 | 0 | 0 | 0 | 0 | 0 | 0
NY New Units MER Rate Limit v3.1 | 765 | 7350 | MACT Fuel Choice Floor in lbs/MMBtu | FALSE | L | Annual | Seasons Included | Seasons | Winter, Spring, Summer, Fall | Winter, Spring, Summer, Fall | Winter, Spring, Summer, Fall | Winter, Spring, Summer, Fall | Winter, Spring, Summer, Fall | Winter, Spring, Summer, Fall | Winter, Spring, Summer, Fall
NY New Units MER Rate Limit v3.1 | 765 | 7350 | MACT Fuel Choice Floor in lbs/MMBtu | FALSE | L | Annual | Emission Floor | lbs/MMBtu | 6e-07 | 6e-07 | 6e-07 | 6e-07 | 6e-07 | 6e-07 | 6e-07
NY New Units MER Rate Limit v3.1 | 765 | 7350 | MACT Fuel Choice Floor in lbs/MMBtu | FALSE | L | Annual | Emissions at Affected Plants MER | lbs | 0 | 0 | 0 | 0 | 0 | 0 | 0
NY New Units MER Rate Limit v3.1 | 765 | 7350 | MACT Fuel Choice Floor in lbs/MMBtu | FALSE | L | Annual | Allowances Purchased MER | lbs | 0 | 0 | 0 | 0 | 0 | 0 | 0
NY New Units MER Rate Limit v3.1 | 765 | 7350 | MACT Fuel Choice Floor in lbs/MMBtu | FALSE | L | Annual | Allowances Sold MER | lbs | 0 | 0 | 0 | 0 | 0 | 0 | 0
NY New Units MER Rate Limit v3.1 | 765 | 7350 | MACT Fuel Choice Floor in lbs/MMBtu | FALSE | L | Annual | Allowances Banked | lbs | 0 | 0 | 0 | 0 | 0 | 0 | 0
NY New Units MER Rate Limit v3.1 | 765 | 7350 | MACT Fuel Choice Floor in lbs/MMBtu | FALSE | L | Annual | Allowances Withdrawn (1:1) | lbs | 0 | 0 | 0 | 0 | 0 | 0 | 0
NY New Units MER Rate Limit v3.1 | 765 | 7350 | MACT Fuel Choice Floor in lbs/MMBtu | FALSE | L | Annual | Allowances Withdrawn (n:1) | lbs | 0 | 0 | 0 | 0 | 0 | 0 | 0
NY New Units MER Rate Limit v3.1 | 765 | 7350 | MACT Fuel Choice Floor in lbs/MMBtu | FALSE | L | Annual | Net Emissions Allowance Position | lbs | 0 | 0 | 0 | 0 | 0 | 0 | 0
NY New Units MER Rate Limit v3.1 | 765 | 7350 | MACT Fuel Choice Floor in lbs/MMBtu | FALSE | L | Annual | Fuel Consumed | TBtu | 0 | 0 | 0 | 0 | 0 | 0 | 0
NY New Units MER Rate Limit v3.1 | 765 | 7350 | MACT Fuel Choice Floor in lbs/MMBtu | FALSE | L | Annual | Rate | lb/MMBtu | 0 | 0 | 0 | 0 | 0 | 0 | 0
NY New Units MER Rate Limit v3.1 | 765 | 7350 | MACT Fuel Choice Floor in lbs/MMBtu | FALSE | L | Annual | Generation | TWh | 0 | 0 | 0 | 0 | 0 | 0 | 0
NY New Units MER Rate Limit v3.1 | 765 | 7350 | MACT Fuel Choice Floor in lbs/MMBtu | FALSE | L | Annual | Qualifying Generation | TWh | 0 | 0 | 0 | 0 | 0 | 0 | 0
NY New Units MER Rate Limit v3.1 | 765 | 7350 | MACT Fuel Choice Floor in lbs/MMBtu | FALSE | L | Annual | Constraint Shadow Price | US2022$/Lb | 0 | 0 | 0 | 0 | 0 | 0 | 0
NY New Units MER Rate Limit v3.1 | 766 | 7350 | MACT Fuel Choice Floor in lbs/MMBtu | FALSE | L | Annual | Seasons Included | Seasons | Winter, Spring, Summer, Fall | Winter, Spring, Summer, Fall | Winter, Spring, Summer, Fall | Winter, Spring, Summer, Fall | Winter, Spring, Summer, Fall | Winter, Spring, Summer, Fall | Winter, Spring, Summer, Fall
NY New Units MER Rate Limit v3.1 | 766 | 7350 | MACT Fuel Choice Floor in lbs/MMBtu | FALSE | L | Annual | Emission Floor | lbs/MMBtu | 6e-07 | 6e-07 | 6e-07 | 6e-07 | 6e-07 | 6e-07 | 6e-07
NY New Units MER Rate Limit v3.1 | 766 | 7350 | MACT Fuel Choice Floor in lbs/MMBtu | FALSE | L | Annual | Emissions at Affected Plants MER | lbs | 0 | 0 | 0 | 0 | 0 | 0 | 0
NY New Units MER Rate Limit v3.1 | 766 | 7350 | MACT Fuel Choice Floor in lbs/MMBtu | FALSE | L | Annual | Allowances Purchased MER | lbs | 0 | 0 | 0 | 0 | 0 | 0 | 0
NY New Units MER Rate Limit v3.1 | 766 | 7350 | MACT Fuel Choice Floor in lbs/MMBtu | FALSE | L | Annual | Allowances Sold MER | lbs | 0 | 0 | 0 | 0 | 0 | 0 | 0
NY New Units MER Rate Limit v3.1 | 766 | 7350 | MACT Fuel Choice Floor in lbs/MMBtu | FALSE | L | Annual | Allowances Banked | lbs | 0 | 0 | 0 | 0 | 0 | 0 | 0
NY New Units MER Rate Limit v3.1 | 766 | 7350 | MACT Fuel Choice Floor in lbs/MMBtu | FALSE | L | Annual | Allowances Withdrawn (1:1) | lbs | 0 | 0 | 0 | 0 | 0 | 0 | 0
NY New Units MER Rate Limit v3.1 | 766 | 7350 | MACT Fuel Choice Floor in lbs/MMBtu | FALSE | L | Annual | Allowances Withdrawn (n:1) | lbs | 0 | 0 | 0 | 0 | 0 | 0 | 0
NY New Units MER Rate Limit v3.1 | 766 | 7350 | MACT Fuel Choice Floor in lbs/MMBtu | FALSE | L | Annual | Net Emissions Allowance Position | lbs | 0 | 0 | 0 | 0 | 0 | 0 | 0
NY New Units MER Rate Limit v3.1 | 766 | 7350 | MACT Fuel Choice Floor in lbs/MMBtu | FALSE | L | Annual | Fuel Consumed | TBtu | 0 | 0 | 0 | 0 | 0 | 0 | 0
NY New Units MER Rate Limit v3.1 | 766 | 7350 | MACT Fuel Choice Floor in lbs/MMBtu | FALSE | L | Annual | Rate | lb/MMBtu | 0 | 0 | 0 | 0 | 0 | 0 | 0
NY New Units MER Rate Limit v3.1 | 766 | 7350 | MACT Fuel Choice Floor in lbs/MMBtu | FALSE | L | Annual | Generation | TWh | 0 | 0 | 0 | 0 | 0 | 0 | 0
NY New Units MER Rate Limit v3.1 | 766 | 7350 | MACT Fuel Choice Floor in lbs/MMBtu | FALSE | L | Annual | Qualifying Generation | TWh | 0 | 0 | 0 | 0 | 0 | 0 | 0
NY New Units MER Rate Limit v3.1 | 766 | 7350 | MACT Fuel Choice Floor in lbs/MMBtu | FALSE | L | Annual | Constraint Shadow Price | US2022$/Lb | 0 | 0 | 0 | 0 | 0 | 0 | 0
NY New Units MER Rate Limit v3.1 | 767 | 7350 | MACT Fuel Choice Floor in lbs/MMBtu | FALSE | L | Annual | Seasons Included | Seasons | Winter, Spring, Summer, Fall | Winter, Spring, Summer, Fall | Winter, Spring, Summer, Fall | Winter, Spring, Summer, Fall | Winter, Spring, Summer, Fall | Winter, Spring, Summer, Fall | Winter, Spring, Summer, Fall
NY New Units MER Rate Limit v3.1 | 767 | 7350 | MACT Fuel Choice Floor in lbs/MMBtu | FALSE | L | Annual | Emission Floor | lbs/MMBtu | 6e-07 | 6e-07 | 6e-07 | 6e-07 | 6e-07 | 6e-07 | 6e-07
NY New Units MER Rate Limit v3.1 | 767 | 7350 | MACT Fuel Choice Floor in lbs/MMBtu | FALSE | L | Annual | Emissions at Affected Plants MER | lbs | 0 | 0 | 0 | 0 | 0 | 0 | 0
NY New Units MER Rate Limit v3.1 | 767 | 7350 | MACT Fuel Choice Floor in lbs/MMBtu | FALSE | L | Annual | Allowances Purchased MER | lbs | 0 | 0 | 0 | 0 | 0 | 0 | 0
NY New Units MER Rate Limit v3.1 | 767 | 7350 | MACT Fuel Choice Floor in lbs/MMBtu | FALSE | L | Annual | Allowances Sold MER | lbs | 0 | 0 | 0 | 0 | 0 | 0 | 0
NY New Units MER Rate Limit v3.1 | 767 | 7350 | MACT Fuel Choice Floor in lbs/MMBtu | FALSE | L | Annual | Allowances Banked | lbs | 0 | 0 | 0 | 0 | 0 | 0 | 0
NY New Units MER Rate Limit v3.1 | 767 | 7350 | MACT Fuel Choice Floor in lbs/MMBtu | FALSE | L | Annual | Allowances Withdrawn (1:1) | lbs | 0 | 0 | 0 | 0 | 0 | 0 | 0
NY New Units MER Rate Limit v3.1 | 767 | 7350 | MACT Fuel Choice Floor in lbs/MMBtu | FALSE | L | Annual | Allowances Withdrawn (n:1) | lbs | 0 | 0 | 0 | 0 | 0 | 0 | 0
NY New Units MER Rate Limit v3.1 | 767 | 7350 | MACT Fuel Choice Floor in lbs/MMBtu | FALSE | L | Annual | Net Emissions Allowance Position | lbs | 0 | 0 | 0 | 0 | 0 | 0 | 0
NY New Units MER Rate Limit v3.1 | 767 | 7350 | MACT Fuel Choice Floor in lbs/MMBtu | FALSE | L | Annual | Fuel Consumed | TBtu | 0 | 0 | 0 | 0 | 0 | 0 | 0
NY New Units MER Rate Limit v3.1 | 767 | 7350 | MACT Fuel Choice Floor in lbs/MMBtu | FALSE | L | Annual | Rate | lb/MMBtu | 0 | 0 | 0 | 0 | 0 | 0 | 0
NY New Units MER Rate Limit v3.1 | 767 | 7350 | MACT Fuel Choice Floor in lbs/MMBtu | FALSE | L | Annual | Generation | TWh | 0 | 0 | 0 | 0 | 0 | 0 | 0
NY New Units MER Rate Limit v3.1 | 767 | 7350 | MACT Fuel Choice Floor in lbs/MMBtu | FALSE | L | Annual | Qualifying Generation | TWh | 0 | 0 | 0 | 0 | 0 | 0 | 0
NY New Units MER Rate Limit v3.1 | 767 | 7350 | MACT Fuel Choice Floor in lbs/MMBtu | FALSE | L | Annual | Constraint Shadow Price | US2022$/Lb | 0 | 0 | 0 | 0 | 0 | 0 | 0
NY New Units MER Rate Limit v3.1 | 768 | 7350 | MACT Fuel Choice Floor in lbs/MMBtu | FALSE | L | Annual | Seasons Included | Seasons | Winter, Spring, Summer, Fall | Winter, Spring, Summer, Fall | Winter, Spring, Summer, Fall | Winter, Spring, Summer, Fall | Winter, Spring, Summer, Fall | Winter, Spring, Summer, Fall | Winter, Spring, Summer, Fall
NY New Units MER Rate Limit v3.1 | 768 | 7350 | MACT Fuel Choice Floor in lbs/MMBtu | FALSE | L | Annual | Emission Floor | lbs/MMBtu | 6e-07 | 6e-07 | 6e-07 | 6e-07 | 6e-07 | 6e-07 | 6e-07
NY New Units MER Rate Limit v3.1 | 768 | 7350 | MACT Fuel Choice Floor in lbs/MMBtu | FALSE | L | Annual | Emissions at Affected Plants MER | lbs | 0 | 0 | 0 | 0 | 0 | 0 | 0
NY New Units MER Rate Limit v3.1 | 768 | 7350 | MACT Fuel Choice Floor in lbs/MMBtu | FALSE | L | Annual | Allowances Purchased MER | lbs | 0 | 0 | 0 | 0 | 0 | 0 | 0
NY New Units MER Rate Limit v3.1 | 768 | 7350 | MACT Fuel Choice Floor in lbs/MMBtu | FALSE | L | Annual | Allowances Sold MER | lbs | 0 | 0 | 0 | 0 | 0 | 0 | 0
NY New Units MER Rate Limit v3.1 | 768 | 7350 | MACT Fuel Choice Floor in lbs/MMBtu | FALSE | L | Annual | Allowances Banked | lbs | 0 | 0 | 0 | 0 | 0 | 0 | 0
NY New Units MER Rate Limit v3.1 | 768 | 7350 | MACT Fuel Choice Floor in lbs/MMBtu | FALSE | L | Annual | Allowances Withdrawn (1:1) | lbs | 0 | 0 | 0 | 0 | 0 | 0 | 0
NY New Units MER Rate Limit v3.1 | 768 | 7350 | MACT Fuel Choice Floor in lbs/MMBtu | FALSE | L | Annual | Allowances Withdrawn (n:1) | lbs | 0 | 0 | 0 | 0 | 0 | 0 | 0
NY New Units MER Rate Limit v3.1 | 768 | 7350 | MACT Fuel Choice Floor in lbs/MMBtu | FALSE | L | Annual | Net Emissions Allowance Position | lbs | 0 | 0 | 0 | 0 | 0 | 0 | 0
NY New Units MER Rate Limit v3.1 | 768 | 7350 | MACT Fuel Choice Floor in lbs/MMBtu | FALSE | L | Annual | Fuel Consumed | TBtu | 0 | 0 | 0 | 0 | 0 | 0 | 0
NY New Units MER Rate Limit v3.1 | 768 | 7350 | MACT Fuel Choice Floor in lbs/MMBtu | FALSE | L | Annual | Rate | lb/MMBtu | 0 | 0 | 0 | 0 | 0 | 0 | 0
NY New Units MER Rate Limit v3.1 | 768 | 7350 | MACT Fuel Choice Floor in lbs/MMBtu | FALSE | L | Annual | Generation | TWh | 0 | 0 | 0 | 0 | 0 | 0 | 0
NY New Units MER Rate Limit v3.1 | 768 | 7350 | MACT Fuel Choice Floor in lbs/MMBtu | FALSE | L | Annual | Qualifying Generation | TWh | 0 | 0 | 0 | 0 | 0 | 0 | 0
NY New Units MER Rate Limit v3.1 | 768 | 7350 | MACT Fuel Choice Floor in lbs/MMBtu | FALSE | L | Annual | Constraint Shadow Price | US2022$/Lb | 0 | 0 | 0 | 0 | 0 | 0 | 0
NY New Units MER Rate Limit v3.1 | 769 | 7350 | MACT Fuel Choice Floor in lbs/MMBtu | FALSE | L | Annual | Seasons Included | Seasons | Winter, Spring, Summer, Fall | Winter, Spring, Summer, Fall | Winter, Spring, Summer, Fall | Winter, Spring, Summer, Fall | Winter, Spring, Summer, Fall | Winter, Spring, Summer, Fall | Winter, Spring, Summer, Fall
NY New Units MER Rate Limit v3.1 | 769 | 7350 | MACT Fuel Choice Floor in lbs/MMBtu | FALSE | L | Annual | Emission Floor | lbs/MMBtu | 6e-07 | 6e-07 | 6e-07 | 6e-07 | 6e-07 | 6e-07 | 6e-07
NY New Units MER Rate Limit v3.1 | 769 | 7350 | MACT Fuel Choice Floor in lbs/MMBtu | FALSE | L | Annual | Emissions at Affected Plants MER | lbs | 0 | 0 | 0 | 0 | 0 | 0 | 0
NY New Units MER Rate Limit v3.1 | 769 | 7350 | MACT Fuel Choice Floor in lbs/MMBtu | FALSE | L | Annual | Allowances Purchased MER | lbs | 0 | 0 | 0 | 0 | 0 | 0 | 0
NY New Units MER Rate Limit v3.1 | 769 | 7350 | MACT Fuel Choice Floor in lbs/MMBtu | FALSE | L | Annual | Allowances Sold MER | lbs | 0 | 0 | 0 | 0 | 0 | 0 | 0
NY New Units MER Rate Limit v3.1 | 769 | 7350 | MACT Fuel Choice Floor in lbs/MMBtu | FALSE | L | Annual | Allowances Banked | lbs | 0 | 0 | 0 | 0 | 0 | 0 | 0
NY New Units MER Rate Limit v3.1 | 769 | 7350 | MACT Fuel Choice Floor in lbs/MMBtu | FALSE | L | Annual | Allowances Withdrawn (1:1) | lbs | 0 | 0 | 0 | 0 | 0 | 0 | 0
NY New Units MER Rate Limit v3.1 | 769 | 7350 | MACT Fuel Choice Floor in lbs/MMBtu | FALSE | L | Annual | Allowances Withdrawn (n:1) | lbs | 0 | 0 | 0 | 0 | 0 | 0 | 0
NY New Units MER Rate Limit v3.1 | 769 | 7350 | MACT Fuel Choice Floor in lbs/MMBtu | FALSE | L | Annual | Net Emissions Allowance Position | lbs | 0 | 0 | 0 | 0 | 0 | 0 | 0
NY New Units MER Rate Limit v3.1 | 769 | 7350 | MACT Fuel Choice Floor in lbs/MMBtu | FALSE | L | Annual | Fuel Consumed | TBtu | 0 | 0 | 0 | 0 | 0 | 0 | 0
NY New Units MER Rate Limit v3.1 | 769 | 7350 | MACT Fuel Choice Floor in lbs/MMBtu | FALSE | L | Annual | Rate | lb/MMBtu | 0 | 0 | 0 | 0 | 0 | 0 | 0
NY New Units MER Rate Limit v3.1 | 769 | 7350 | MACT Fuel Choice Floor in lbs/MMBtu | FALSE | L | Annual | Generation | TWh | 0 | 0 | 0 | 0 | 0 | 0 | 0
NY New Units MER Rate Limit v3.1 | 769 | 7350 | MACT Fuel Choice Floor in lbs/MMBtu | FALSE | L | Annual | Qualifying Generation | TWh | 0 | 0 | 0 | 0 | 0 | 0 | 0
NY New Units MER Rate Limit v3.1 | 769 | 7350 | MACT Fuel Choice Floor in lbs/MMBtu | FALSE | L | Annual | Constraint Shadow Price | US2022$/Lb | 0 | 0 | 0 | 0 | 0 | 0 | 0
NY New Units MER Rate Limit v3.1 | 770 | 7350 | MACT Fuel Choice Floor in lbs/MMBtu | FALSE | L | Annual | Seasons Included | Seasons | Winter, Spring, Summer, Fall | Winter, Spring, Summer, Fall | Winter, Spring, Summer, Fall | Winter, Spring, Summer, Fall | Winter, Spring, Summer, Fall | Winter, Spring, Summer, Fall | Winter, Spring, Summer, Fall
NY New Units MER Rate Limit v3.1 | 770 | 7350 | MACT Fuel Choice Floor in lbs/MMBtu | FALSE | L | Annual | Emission Floor | lbs/MMBtu | 6e-07 | 6e-07 | 6e-07 | 6e-07 | 6e-07 | 6e-07 | 6e-07
NY New Units MER Rate Limit v3.1 | 770 | 7350 | MACT Fuel Choice Floor in lbs/MMBtu | FALSE | L | Annual | Emissions at Affected Plants MER | lbs | 0 | 0 | 0 | 0 | 0 | 0 | 0
NY New Units MER Rate Limit v3.1 | 770 | 7350 | MACT Fuel Choice Floor in lbs/MMBtu | FALSE | L | Annual | Allowances Purchased MER | lbs | 0 | 0 | 0 | 0 | 0 | 0 | 0
NY New Units MER Rate Limit v3.1 | 770 | 7350 | MACT Fuel Choice Floor in lbs/MMBtu | FALSE | L | Annual | Allowances Sold MER | lbs | 0 | 0 | 0 | 0 | 0 | 0 | 0
NY New Units MER Rate Limit v3.1 | 770 | 7350 | MACT Fuel Choice Floor in lbs/MMBtu | FALSE | L | Annual | Allowances Banked | lbs | 0 | 0 | 0 | 0 | 0 | 0 | 0
NY New Units MER Rate Limit v3.1 | 770 | 7350 | MACT Fuel Choice Floor in lbs/MMBtu | FALSE | L | Annual | Allowances Withdrawn (1:1) | lbs | 0 | 0 | 0 | 0 | 0 | 0 | 0
NY New Units MER Rate Limit v3.1 | 770 | 7350 | MACT Fuel Choice Floor in lbs/MMBtu | FALSE | L | Annual | Allowances Withdrawn (n:1) | lbs | 0 | 0 | 0 | 0 | 0 | 0 | 0
NY New Units MER Rate Limit v3.1 | 770 | 7350 | MACT Fuel Choice Floor in lbs/MMBtu | FALSE | L | Annual | Net Emissions Allowance Position | lbs | 0 | 0 | 0 | 0 | 0 | 0 | 0
NY New Units MER Rate Limit v3.1 | 770 | 7350 | MACT Fuel Choice Floor in lbs/MMBtu | FALSE | L | Annual | Fuel Consumed | TBtu | 0 | 0 | 0 | 0 | 0 | 0 | 0
NY New Units MER Rate Limit v3.1 | 770 | 7350 | MACT Fuel Choice Floor in lbs/MMBtu | FALSE | L | Annual | Rate | lb/MMBtu | 0 | 0 | 0 | 0 | 0 | 0 | 0
NY New Units MER Rate Limit v3.1 | 770 | 7350 | MACT Fuel Choice Floor in lbs/MMBtu | FALSE | L | Annual | Generation | TWh | 0 | 0 | 0 | 0 | 0 | 0 | 0
NY New Units MER Rate Limit v3.1 | 770 | 7350 | MACT Fuel Choice Floor in lbs/MMBtu | FALSE | L | Annual | Qualifying Generation | TWh | 0 | 0 | 0 | 0 | 0 | 0 | 0
NY New Units MER Rate Limit v3.1 | 770 | 7350 | MACT Fuel Choice Floor in lbs/MMBtu | FALSE | L | Annual | Constraint Shadow Price | US2022$/Lb | 0 | 0 | 0 | 0 | 0 | 0 | 0
NY New Units MER Rate Limit v3.1 | 771 | 7350 | MACT Fuel Choice Floor in lbs/MMBtu | FALSE | L | Annual | Seasons Included | Seasons | Winter, Spring, Summer, Fall | Winter, Spring, Summer, Fall | Winter, Spring, Summer, Fall | Winter, Spring, Summer, Fall | Winter, Spring, Summer, Fall | Winter, Spring, Summer, Fall | Winter, Spring, Summer, Fall
NY New Units MER Rate Limit v3.1 | 771 | 7350 | MACT Fuel Choice Floor in lbs/MMBtu | FALSE | L | Annual | Emission Floor | lbs/MMBtu | 6e-07 | 6e-07 | 6e-07 | 6e-07 | 6e-07 | 6e-07 | 6e-07
NY New Units MER Rate Limit v3.1 | 771 | 7350 | MACT Fuel Choice Floor in lbs/MMBtu | FALSE | L | Annual | Emissions at Affected Plants MER | lbs | 0 | 0 | 0 | 0 | 0 | 0 | 0
NY New Units MER Rate Limit v3.1 | 771 | 7350 | MACT Fuel Choice Floor in lbs/MMBtu | FALSE | L | Annual | Allowances Purchased MER | lbs | 0 | 0 | 0 | 0 | 0 | 0 | 0
NY New Units MER Rate Limit v3.1 | 771 | 7350 | MACT Fuel Choice Floor in lbs/MMBtu | FALSE | L | Annual | Allowances Sold MER | lbs | 0 | 0 | 0 | 0 | 0 | 0 | 0
NY New Units MER Rate Limit v3.1 | 771 | 7350 | MACT Fuel Choice Floor in lbs/MMBtu | FALSE | L | Annual | Allowances Banked | lbs | 0 | 0 | 0 | 0 | 0 | 0 | 0
NY New Units MER Rate Limit v3.1 | 771 | 7350 | MACT Fuel Choice Floor in lbs/MMBtu | FALSE | L | Annual | Allowances Withdrawn (1:1) | lbs | 0 | 0 | 0 | 0 | 0 | 0 | 0
NY New Units MER Rate Limit v3.1 | 771 | 7350 | MACT Fuel Choice Floor in lbs/MMBtu | FALSE | L | Annual | Allowances Withdrawn (n:1) | lbs | 0 | 0 | 0 | 0 | 0 | 0 | 0
NY New Units MER Rate Limit v3.1 | 771 | 7350 | MACT Fuel Choice Floor in lbs/MMBtu | FALSE | L | Annual | Net Emissions Allowance Position | lbs | 0 | 0 | 0 | 0 | 0 | 0 | 0
NY New Units MER Rate Limit v3.1 | 771 | 7350 | MACT Fuel Choice Floor in lbs/MMBtu | FALSE | L | Annual | Fuel Consumed | TBtu | 0 | 0 | 0 | 0 | 0 | 0 | 0
NY New Units MER Rate Limit v3.1 | 771 | 7350 | MACT Fuel Choice Floor in lbs/MMBtu | FALSE | L | Annual | Rate | lb/MMBtu | 0 | 0 | 0 | 0 | 0 | 0 | 0
NY New Units MER Rate Limit v3.1 | 771 | 7350 | MACT Fuel Choice Floor in lbs/MMBtu | FALSE | L | Annual | Generation | TWh | 0 | 0 | 0 | 0 | 0 | 0 | 0
NY New Units MER Rate Limit v3.1 | 771 | 7350 | MACT Fuel Choice Floor in lbs/MMBtu | FALSE | L | Annual | Qualifying Generation | TWh | 0 | 0 | 0 | 0 | 0 | 0 | 0
NY New Units MER Rate Limit v3.1 | 771 | 7350 | MACT Fuel Choice Floor in lbs/MMBtu | FALSE | L | Annual | Constraint Shadow Price | US2022$/Lb | 0 | 0 | 0 | 0 | 0 | 0 | 0
NY New Units MER Rate Limit v3.1 | 772 | 7350 | MACT Fuel Choice Floor in lbs/MMBtu | FALSE | L | Annual | Seasons Included | Seasons | Winter, Spring, Summer, Fall | Winter, Spring, Summer, Fall | Winter, Spring, Summer, Fall | Winter, Spring, Summer, Fall | Winter, Spring, Summer, Fall | Winter, Spring, Summer, Fall | Winter, Spring, Summer, Fall
NY New Units MER Rate Limit v3.1 | 772 | 7350 | MACT Fuel Choice Floor in lbs/MMBtu | FALSE | L | Annual | Emission Floor | lbs/MMBtu | 6e-07 | 6e-07 | 6e-07 | 6e-07 | 6e-07 | 6e-07 | 6e-07
NY New Units MER Rate Limit v3.1 | 772 | 7350 | MACT Fuel Choice Floor in lbs/MMBtu | FALSE | L | Annual | Emissions at Affected Plants MER | lbs | 0 | 0 | 0 | 0 | 0 | 0 | 0
NY New Units MER Rate Limit v3.1 | 772 | 7350 | MACT Fuel Choice Floor in lbs/MMBtu | FALSE | L | Annual | Allowances Purchased MER | lbs | 0 | 0 | 0 | 0 | 0 | 0 | 0
NY New Units MER Rate Limit v3.1 | 772 | 7350 | MACT Fuel Choice Floor in lbs/MMBtu | FALSE | L | Annual | Allowances Sold MER | lbs | 0 | 0 | 0 | 0 | 0 | 0 | 0
NY New Units MER Rate Limit v3.1 | 772 | 7350 | MACT Fuel Choice Floor in lbs/MMBtu | FALSE | L | Annual | Allowances Banked | lbs | 0 | 0 | 0 | 0 | 0 | 0 | 0
NY New Units MER Rate Limit v3.1 | 772 | 7350 | MACT Fuel Choice Floor in lbs/MMBtu | FALSE | L | Annual | Allowances Withdrawn (1:1) | lbs | 0 | 0 | 0 | 0 | 0 | 0 | 0
NY New Units MER Rate Limit v3.1 | 772 | 7350 | MACT Fuel Choice Floor in lbs/MMBtu | FALSE | L | Annual | Allowances Withdrawn (n:1) | lbs | 0 | 0 | 0 | 0 | 0 | 0 | 0
NY New Units MER Rate Limit v3.1 | 772 | 7350 | MACT Fuel Choice Floor in lbs/MMBtu | FALSE | L | Annual | Net Emissions Allowance Position | lbs | 0 | 0 | 0 | 0 | 0 | 0 | 0
NY New Units MER Rate Limit v3.1 | 772 | 7350 | MACT Fuel Choice Floor in lbs/MMBtu | FALSE | L | Annual | Fuel Consumed | TBtu | 0 | 0 | 0 | 0 | 0 | 0 | 0
NY New Units MER Rate Limit v3.1 | 772 | 7350 | MACT Fuel Choice Floor in lbs/MMBtu | FALSE | L | Annual | Rate | lb/MMBtu | 0 | 0 | 0 | 0 | 0 | 0 | 0
NY New Units MER Rate Limit v3.1 | 772 | 7350 | MACT Fuel Choice Floor in lbs/MMBtu | FALSE | L | Annual | Generation | TWh | 0 | 0 | 0 | 0 | 0 | 0 | 0
NY New Units MER Rate Limit v3.1 | 772 | 7350 | MACT Fuel Choice Floor in lbs/MMBtu | FALSE | L | Annual | Qualifying Generation | TWh | 0 | 0 | 0 | 0 | 0 | 0 | 0
NY New Units MER Rate Limit v3.1 | 772 | 7350 | MACT Fuel Choice Floor in lbs/MMBtu | FALSE | L | Annual | Constraint Shadow Price | US2022$/Lb | 0 | 0 | 0 | 0 | 0 | 0 | 0
NY New Units MER Rate Limit v3.1 | 773 | 7350 | MACT Fuel Choice Floor in lbs/MMBtu | FALSE | L | Annual | Seasons Included | Seasons | Winter, Spring, Summer, Fall | Winter, Spring, Summer, Fall | Winter, Spring, Summer, Fall | Winter, Spring, Summer, Fall | Winter, Spring, Summer, Fall | Winter, Spring, Summer, Fall | Winter, Spring, Summer, Fall
NY New Units MER Rate Limit v3.1 | 773 | 7350 | MACT Fuel Choice Floor in lbs/MMBtu | FALSE | L | Annual | Emission Floor | lbs/MMBtu | 6e-07 | 6e-07 | 6e-07 | 6e-07 | 6e-07 | 6e-07 | 6e-07
NY New Units MER Rate Limit v3.1 | 773 | 7350 | MACT Fuel Choice Floor in lbs/MMBtu | FALSE | L | Annual | Emissions at Affected Plants MER | lbs | 0 | 0 | 0 | 0 | 0 | 0 | 0
NY New Units MER Rate Limit v3.1 | 773 | 7350 | MACT Fuel Choice Floor in lbs/MMBtu | FALSE | L | Annual | Allowances Purchased MER | lbs | 0 | 0 | 0 | 0 | 0 | 0 | 0
NY New Units MER Rate Limit v3.1 | 773 | 7350 | MACT Fuel Choice Floor in lbs/MMBtu | FALSE | L | Annual | Allowances Sold MER | lbs | 0 | 0 | 0 | 0 | 0 | 0 | 0
NY New Units MER Rate Limit v3.1 | 773 | 7350 | MACT Fuel Choice Floor in lbs/MMBtu | FALSE | L | Annual | Allowances Banked | lbs | 0 | 0 | 0 | 0 | 0 | 0 | 0
NY New Units MER Rate Limit v3.1 | 773 | 7350 | MACT Fuel Choice Floor in lbs/MMBtu | FALSE | L | Annual | Allowances Withdrawn (1:1) | lbs | 0 | 0 | 0 | 0 | 0 | 0 | 0
NY New Units MER Rate Limit v3.1 | 773 | 7350 | MACT Fuel Choice Floor in lbs/MMBtu | FALSE | L | Annual | Allowances Withdrawn (n:1) | lbs | 0 | 0 | 0 | 0 | 0 | 0 | 0
NY New Units MER Rate Limit v3.1 | 773 | 7350 | MACT Fuel Choice Floor in lbs/MMBtu | FALSE | L | Annual | Net Emissions Allowance Position | lbs | 0 | 0 | 0 | 0 | 0 | 0 | 0
NY New Units MER Rate Limit v3.1 | 773 | 7350 | MACT Fuel Choice Floor in lbs/MMBtu | FALSE | L | Annual | Fuel Consumed | TBtu | 0 | 0 | 0 | 0 | 0 | 0 | 0
NY New Units MER Rate Limit v3.1 | 773 | 7350 | MACT Fuel Choice Floor in lbs/MMBtu | FALSE | L | Annual | Rate | lb/MMBtu | 0 | 0 | 0 | 0 | 0 | 0 | 0
NY New Units MER Rate Limit v3.1 | 773 | 7350 | MACT Fuel Choice Floor in lbs/MMBtu | FALSE | L | Annual | Generation | TWh | 0 | 0 | 0 | 0 | 0 | 0 | 0
NY New Units MER Rate Limit v3.1 | 773 | 7350 | MACT Fuel Choice Floor in lbs/MMBtu | FALSE | L | Annual | Qualifying Generation | TWh | 0 | 0 | 0 | 0 | 0 | 0 | 0
NY New Units MER Rate Limit v3.1 | 773 | 7350 | MACT Fuel Choice Floor in lbs/MMBtu | FALSE | L | Annual | Constraint Shadow Price | US2022$/Lb | 0 | 0 | 0 | 0 | 0 | 0 | 0
NY New Units MER Rate Limit v3.1 | 774 | 7350 | MACT Fuel Choice Floor in lbs/MMBtu | FALSE | L | Annual | Seasons Included | Seasons | Winter, Spring, Summer, Fall | Winter, Spring, Summer, Fall | Winter, Spring, Summer, Fall | Winter, Spring, Summer, Fall | Winter, Spring, Summer, Fall | Winter, Spring, Summer, Fall | Winter, Spring, Summer, Fall
NY New Units MER Rate Limit v3.1 | 774 | 7350 | MACT Fuel Choice Floor in lbs/MMBtu | FALSE | L | Annual | Emission Floor | lbs/MMBtu | 6e-07 | 6e-07 | 6e-07 | 6e-07 | 6e-07 | 6e-07 | 6e-07
NY New Units MER Rate Limit v3.1 | 774 | 7350 | MACT Fuel Choice Floor in lbs/MMBtu | FALSE | L | Annual | Emissions at Affected Plants MER | lbs | 0 | 0 | 0 | 0 | 0 | 0 | 0
NY New Units MER Rate Limit v3.1 | 774 | 7350 | MACT Fuel Choice Floor in lbs/MMBtu | FALSE | L | Annual | Allowances Purchased MER | lbs | 0 | 0 | 0 | 0 | 0 | 0 | 0
NY New Units MER Rate Limit v3.1 | 774 | 7350 | MACT Fuel Choice Floor in lbs/MMBtu | FALSE | L | Annual | Allowances Sold MER | lbs | 0 | 0 | 0 | 0 | 0 | 0 | 0
NY New Units MER Rate Limit v3.1 | 774 | 7350 | MACT Fuel Choice Floor in lbs/MMBtu | FALSE | L | Annual | Allowances Banked | lbs | 0 | 0 | 0 | 0 | 0 | 0 | 0
NY New Units MER Rate Limit v3.1 | 774 | 7350 | MACT Fuel Choice Floor in lbs/MMBtu | FALSE | L | Annual | Allowances Withdrawn (1:1) | lbs | 0 | 0 | 0 | 0 | 0 | 0 | 0
NY New Units MER Rate Limit v3.1 | 774 | 7350 | MACT Fuel Choice Floor in lbs/MMBtu | FALSE | L | Annual | Allowances Withdrawn (n:1) | lbs | 0 | 0 | 0 | 0 | 0 | 0 | 0
NY New Units MER Rate Limit v3.1 | 774 | 7350 | MACT Fuel Choice Floor in lbs/MMBtu | FALSE | L | Annual | Net Emissions Allowance Position | lbs | 0 | 0 | 0 | 0 | 0 | 0 | 0
NY New Units MER Rate Limit v3.1 | 774 | 7350 | MACT Fuel Choice Floor in lbs/MMBtu | FALSE | L | Annual | Fuel Consumed | TBtu | 0 | 0 | 0 | 0 | 0 | 0 | 0
NY New Units MER Rate Limit v3.1 | 774 | 7350 | MACT Fuel Choice Floor in lbs/MMBtu | FALSE | L | Annual | Rate | lb/MMBtu | 0 | 0 | 0 | 0 | 0 | 0 | 0
NY New Units MER Rate Limit v3.1 | 774 | 7350 | MACT Fuel Choice Floor in lbs/MMBtu | FALSE | L | Annual | Generation | TWh | 0 | 0 | 0 | 0 | 0 | 0 | 0
NY New Units MER Rate Limit v3.1 | 774 | 7350 | MACT Fuel Choice Floor in lbs/MMBtu | FALSE | L | Annual | Qualifying Generation | TWh | 0 | 0 | 0 | 0 | 0 | 0 | 0
NY New Units MER Rate Limit v3.1 | 774 | 7350 | MACT Fuel Choice Floor in lbs/MMBtu | FALSE | L | Annual | Constraint Shadow Price | US2022$/Lb | 0 | 0 | 0 | 0 | 0 | 0 | 0
NY New Units MER Rate Limit v3.1 | 775 | 7350 | MACT Fuel Choice Floor in lbs/MMBtu | FALSE | L | Annual | Seasons Included | Seasons | Winter, Spring, Summer, Fall | Winter, Spring, Summer, Fall | Winter, Spring, Summer, Fall | Winter, Spring, Summer, Fall | Winter, Spring, Summer, Fall | Winter, Spring, Summer, Fall | Winter, Spring, Summer, Fall
NY New Units MER Rate Limit v3.1 | 775 | 7350 | MACT Fuel Choice Floor in lbs/MMBtu | FALSE | L | Annual | Emission Floor | lbs/MMBtu | 6e-07 | 6e-07 | 6e-07 | 6e-07 | 6e-07 | 6e-07 | 6e-07
NY New Units MER Rate Limit v3.1 | 775 | 7350 | MACT Fuel Choice Floor in lbs/MMBtu | FALSE | L | Annual | Emissions at Affected Plants MER | lbs | 0 | 0 | 0 | 0 | 0 | 0 | 0
NY New Units MER Rate Limit v3.1 | 775 | 7350 | MACT Fuel Choice Floor in lbs/MMBtu | FALSE | L | Annual | Allowances Purchased MER | lbs | 0 | 0 | 0 | 0 | 0 | 0 | 0
NY New Units MER Rate Limit v3.1 | 775 | 7350 | MACT Fuel Choice Floor in lbs/MMBtu | FALSE | L | Annual | Allowances Sold MER | lbs | 0 | 0 | 0 | 0 | 0 | 0 | 0
NY New Units MER Rate Limit v3.1 | 775 | 7350 | MACT Fuel Choice Floor in lbs/MMBtu | FALSE | L | Annual | Allowances Banked | lbs | 0 | 0 | 0 | 0 | 0 | 0 | 0
NY New Units MER Rate Limit v3.1 | 775 | 7350 | MACT Fuel Choice Floor in lbs/MMBtu | FALSE | L | Annual | Allowances Withdrawn (1:1) | lbs | 0 | 0 | 0 | 0 | 0 | 0 | 0
NY New Units MER Rate Limit v3.1 | 775 | 7350 | MACT Fuel Choice Floor in lbs/MMBtu | FALSE | L | Annual | Allowances Withdrawn (n:1) | lbs | 0 | 0 | 0 | 0 | 0 | 0 | 0
NY New Units MER Rate Limit v3.1 | 775 | 7350 | MACT Fuel Choice Floor in lbs/MMBtu | FALSE | L | Annual | Net Emissions Allowance Position | lbs | 0 | 0 | 0 | 0 | 0 | 0 | 0
NY New Units MER Rate Limit v3.1 | 775 | 7350 | MACT Fuel Choice Floor in lbs/MMBtu | FALSE | L | Annual | Fuel Consumed | TBtu | 0 | 0 | 0 | 0 | 0 | 0 | 0
NY New Units MER Rate Limit v3.1 | 775 | 7350 | MACT Fuel Choice Floor in lbs/MMBtu | FALSE | L | Annual | Rate | lb/MMBtu | 0 | 0 | 0 | 0 | 0 | 0 | 0
NY New Units MER Rate Limit v3.1 | 775 | 7350 | MACT Fuel Choice Floor in lbs/MMBtu | FALSE | L | Annual | Generation | TWh | 0 | 0 | 0 | 0 | 0 | 0 | 0
NY New Units MER Rate Limit v3.1 | 775 | 7350 | MACT Fuel Choice Floor in lbs/MMBtu | FALSE | L | Annual | Qualifying Generation | TWh | 0 | 0 | 0 | 0 | 0 | 0 | 0
NY New Units MER Rate Limit v3.1 | 775 | 7350 | MACT Fuel Choice Floor in lbs/MMBtu | FALSE | L | Annual | Constraint Shadow Price | US2022$/Lb | 0 | 0 | 0 | 0 | 0 | 0 | 0
NY- NOx Annual Budget- v6.20 | 776 | 7559 | Rate Constraint in MTons | FALSE | L | Annual | Seasons Included | Seasons | Winter, Spring, Summer, Fall | Winter, Spring, Summer, Fall | Winter, Spring, Summer, Fall | Winter, Spring, Summer, Fall | Winter, Spring, Summer, Fall | Winter, Spring, Summer, Fall | Winter, Spring, Summer, Fall
NY- NOx Annual Budget- v6.20 | 776 | 7559 | Rate Constraint in MTons | FALSE | L | Annual | Standard NOX | Thousand Tons | 16.081 | 16.081 | 16.081 | 16.081 | 16.081 | 16.081 | 16.081
NY- NOx Annual Budget- v6.20 | 776 | 7559 | Rate Constraint in MTons | FALSE | L | Annual | Emissions at Affected Plants NOX | Thousand Tons | 3.4672 | 3.2986 | 2.1618 | 0.66881 | 0.70203 | 0.63228 | 0.68494
NY- NOx Annual Budget- v6.20 | 776 | 7559 | Rate Constraint in MTons | FALSE | L | Annual | Allowances Purchased NOX | Thousand Tons | 0 | 0 | 0 | 0 | 0 | 0 | 0
NY- NOx Annual Budget- v6.20 | 776 | 7559 | Rate Constraint in MTons | FALSE | L | Annual | Allowances Sold NOX | Thousand Tons | 0 | 0 | 0 | 0 | 0 | 0 | 0
NY- NOx Annual Budget- v6.20 | 776 | 7559 | Rate Constraint in MTons | FALSE | L | Annual | Allowances Banked | Thousand Tons | 0 | 0 | 0 | 0 | 0 | 0 | 0
NY- NOx Annual Budget- v6.20 | 776 | 7559 | Rate Constraint in MTons | FALSE | L | Annual | Allowances Withdrawn (1:1) | Thousand Tons | 0 | 0 | 0 | 0 | 0 | 0 | 0
NY- NOx Annual Budget- v6.20 | 776 | 7559 | Rate Constraint in MTons | FALSE | L | Annual | Allowances Withdrawn (n:1) | Thousand Tons | 0 | 0 | 0 | 0 | 0 | 0 | 0
NY- NOx Annual Budget- v6.20 | 776 | 7559 | Rate Constraint in MTons | FALSE | L | Annual | Net Emissions Allowance Position | Thousand Tons | 3.4672 | 3.2986 | 2.1618 | 0.66881 | 0.70203 | 0.63228 | 0.68494
NY- NOx Annual Budget- v6.20 | 776 | 7559 | Rate Constraint in MTons | FALSE | L | Annual | Fuel Consumed | TBtu | 347.155 | 359.3194 | 257.4892 | 100.1943 | 107.2301 | 110.7574 | 115.1198
NY- NOx Annual Budget- v6.20 | 776 | 7559 | Rate Constraint in MTons | FALSE | L | Annual | Rate | lb/MMBtu | 0.019975 | 0.01836 | 0.016791 | 0.01335 | 0.013094 | 0.011417 | 0.0119
NY- NOx Annual Budget- v6.20 | 776 | 7559 | Rate Constraint in MTons | FALSE | L | Annual | Generation | TWh | 46.5539 | 48.7476 | 35.486 | 14.0135 | 15.0933 | 16.0393 | 17.0754
NY- NOx Annual Budget- v6.20 | 776 | 7559 | Rate Constraint in MTons | FALSE | L | Annual | Qualifying Generation | TWh | 46.5539 | 48.7476 | 35.486 | 13.9197 | 14.896 | 15.5394 | 16.2492
NY- NOx Annual Budget- v6.20 | 776 | 7559 | Rate Constraint in MTons | FALSE | L | Annual | Rate | lb/MWh | 0.14895 | 0.13534 | 0.12184 | 0.096096 | 0.094257 | 0.081378 | 0.084304
NY- NOx Annual Budget- v6.20 | 776 | 7559 | Rate Constraint in MTons | FALSE | L | Annual | Constraint Shadow Price | US2022$/Ton | 0 | 0 | 0 | 0 | 0 | 0 | 0
NY- NOx Ozone Season Budget- v6.20 | 777 | 7558 | Rate Constraint in MTons | FALSE | L | Annual | Seasons Included | Seasons | Summer | Summer | Summer | Summer | Summer | Summer | Summer
NY- NOx Ozone Season Budget- v6.20 | 777 | 7558 | Rate Constraint in MTons | FALSE | L | Annual | Standard NOX | Thousand Tons | 5.135 | 5.135 | 5.135 | 5.135 | 5.135 | 5.135 | 5.135
NY- NOx Ozone Season Budget- v6.20 | 777 | 7558 | Rate Constraint in MTons | FALSE | L | Annual | Emissions at Affected Plants NOX | Thousand Tons | 2.1141 | 2.0005 | 1.3244 | 0.65627 | 0.68546 | 0.54966 | 0.57147
NY- NOx Ozone Season Budget- v6.20 | 777 | 7558 | Rate Constraint in MTons | FALSE | L | Annual | Allowances Purchased NOX | Thousand Tons | 0 | 0 | 0 | 0 | 0 | 0 | 0
NY- NOx Ozone Season Budget- v6.20 | 777 | 7558 | Rate Constraint in MTons | FALSE | L | Annual | Allowances Sold NOX | Thousand Tons | 0 | 0 | 0 | 0 | 0 | 0 | 0
NY- NOx Ozone Season Budget- v6.20 | 777 | 7558 | Rate Constraint in MTons | FALSE | L | Annual | Allowances Banked | Thousand Tons | 0 | 0 | 0 | 0 | 0 | 0 | 0
NY- NOx Ozone Season Budget- v6.20 | 777 | 7558 | Rate Constraint in MTons | FALSE | L | Annual | Allowances Withdrawn (1:1) | Thousand Tons | 0 | 0 | 0 | 0 | 0 | 0 | 0
NY- NOx Ozone Season Budget- v6.20 | 777 | 7558 | Rate Constraint in MTons | FALSE | L | Annual | Allowances Withdrawn (n:1) | Thousand Tons | 0 | 0 | 0 | 0 | 0 | 0 | 0
NY- NOx Ozone Season Budget- v6.20 | 777 | 7558 | Rate Constraint in MTons | FALSE | L | Annual | Net Emissions Allowance Position | Thousand Tons | 2.1141 | 2.0005 | 1.3244 | 0.65627 | 0.68546 | 0.54966 | 0.57147
NY- NOx Ozone Season Budget- v6.20 | 777 | 7558 | Rate Constraint in MTons | FALSE | L | Annual | Fuel Consumed | TBtu | 188.9112 | 202.141 | 173.0693 | 97.6902 | 104.1218 | 95.0566 | 96.1242
NY- NOx Ozone Season Budget- v6.20 | 777 | 7558 | Rate Constraint in MTons | FALSE | L | Annual | Rate | lb/MMBtu | 0.022382 | 0.019793 | 0.015305 | 0.013436 | 0.013166 | 0.011565 | 0.01189
NY- NOx Ozone Season Budget- v6.20 | 777 | 7558 | Rate Constraint in MTons | FALSE | L | Annual | Generation | TWh | 24.4633 | 26.6608 | 23.4839 | 13.6582 | 14.619 | 13.6885 | 14.1753
NY- NOx Ozone Season Budget- v6.20 | 777 | 7558 | Rate Constraint in MTons | FALSE | L | Annual | Qualifying Generation | TWh | 24.4633 | 26.6608 | 23.4839 | 13.5688 | 14.4369 | 13.2435 | 13.4413
NY- NOx Ozone Season Budget- v6.20 | 777 | 7558 | Rate Constraint in MTons | FALSE | L | Annual | Rate | lb/MWh | 0.17284 | 0.15007 | 0.11279 | 0.096733 | 0.094959 | 0.083009 | 0.085032
NY- NOx Ozone Season Budget- v6.20 | 777 | 7558 | Rate Constraint in MTons | FALSE | L | Annual | Constraint Shadow Price | US2022$/Ton | 0 | 0 | 0 | 0 | 0 | 0 | 0
NY- NOx Ozone Season Limit- CT Gas Units- v6.20 | 778 | 7639 | Rate Constraint in lbs/MMBtu | FALSE | L | Annual | Seasons Included | Seasons | Summer | Summer | Summer | Summer | Summer | Summer | Summer
NY- NOx Ozone Season Limit- CT Gas Units- v6.20 | 778 | 7639 | Rate Constraint in lbs/MMBtu | FALSE | L | Annual | Standard NOX | lb/MMBtu | 0.09191 | 0.09191 | 0.09191 | 0.09191 | 0.09191 | 0.09191 | 0.09191
NY- NOx Ozone Season Limit- CT Gas Units- v6.20 | 778 | 7639 | Rate Constraint in lbs/MMBtu | FALSE | L | Annual | Emissions at Affected Plants NOX | Thousand Tons | 0.075576 | 0.071699 | 0.049188 | 0.051718 | 0.021021 | 0.047078 | 0.049972
NY- NOx Ozone Season Limit- CT Gas Units- v6.20 | 778 | 7639 | Rate Constraint in lbs/MMBtu | FALSE | L | Annual | Allowances Purchased NOX | Thousand Tons | 0 | 0 | 0 | 0 | 0 | 0 | 0
NY- NOx Ozone Season Limit- CT Gas Units- v6.20 | 778 | 7639 | Rate Constraint in lbs/MMBtu | FALSE | L | Annual | Allowances Sold NOX | Thousand Tons | 0 | 0 | 0 | 0 | 0 | 0 | 0
NY- NOx Ozone Season Limit- CT Gas Units- v6.20 | 778 | 7639 | Rate Constraint in lbs/MMBtu | FALSE | L | Annual | Allowances Banked | Thousand Tons | 0 | 0 | 0 | 0 | 0 | 0 | 0
NY- NOx Ozone Season Limit- CT Gas Units- v6.20 | 778 | 7639 | Rate Constraint in lbs/MMBtu | FALSE | L | Annual | Allowances Withdrawn (1:1) | Thousand Tons | 0 | 0 | 0 | 0 | 0 | 0 | 0
NY- NOx Ozone Season Limit- CT Gas Units- v6.20 | 778 | 7639 | Rate Constraint in lbs/MMBtu | FALSE | L | Annual | Allowances Withdrawn (n:1) | Thousand Tons | 0 | 0 | 0 | 0 | 0 | 0 | 0
NY- NOx Ozone Season Limit- CT Gas Units- v6.20 | 778 | 7639 | Rate Constraint in lbs/MMBtu | FALSE | L | Annual | Net Emissions Allowance Position | Thousand Tons | 0.075576 | 0.071699 | 0.049188 | 0.051718 | 0.021021 | 0.047078 | 0.049972
NY- NOx Ozone Season Limit- CT Gas Units- v6.20 | 778 | 7639 | Rate Constraint in lbs/MMBtu | FALSE | L | Annual | Fuel Consumed | TBtu | 4.9444 | 3.8749 | 3.5515 | 2.6386 | 1.5919 | 2.0636 | 2.3226
NY- NOx Ozone Season Limit- CT Gas Units- v6.20 | 778 | 7639 | Rate Constraint in lbs/MMBtu | FALSE | L | Annual | Rate | lb/MMBtu | 0.03057 | 0.037007 | 0.0277 | 0.039202 | 0.02641 | 0.045627 | 0.043031
NY- NOx Ozone Season Limit- CT Gas Units- v6.20 | 778 | 7639 | Rate Constraint in lbs/MMBtu | FALSE | L | Annual | Generation | TWh | 0.43306 | 0.33801 | 0.32282 | 0.21588 | 0.14157 | 0.18506 | 0.21201
NY- NOx Ozone Season Limit- CT Gas Units- v6.20 | 778 | 7639 | Rate Constraint in lbs/MMBtu | FALSE | L | Annual | Qualifying Generation | TWh | 0.43306 | 0.33801 | 0.32282 | 0.21588 | 0.14157 | 0.18506 | 0.21201
NY- NOx Ozone Season Limit- CT Gas Units- v6.20 | 778 | 7639 | Rate Constraint in lbs/MMBtu | FALSE | L | Annual | Rate | lb/MWh | 0.34903 | 0.42424 | 0.30474 | 0.47913 | 0.29697 | 0.50878 | 0.47141
NY- NOx Ozone Season Limit- CT Gas Units- v6.20 | 778 | 7639 | Rate Constraint in lbs/MMBtu | FALSE | L | Annual | Constraint Shadow Price | US2022$/Ton | 0 | 0 | 0 | 0 | 0 | 0 | 0
NY- NOx Ozone Season Limit- CT Oil Units- v6.20 | 779 | 7640 | Rate Constraint in lbs/MMBtu | FALSE | L | Annual | Seasons Included | Seasons | Summer | Summer | Summer | Summer | Summer | Summer | Summer
NY- NOx Ozone Season Limit- CT Oil Units- v6.20 | 779 | 7640 | Rate Constraint in lbs/MMBtu | FALSE | L | Annual | Standard NOX | lb/MMBtu | 0.16279 | 0.16279 | 0.16279 | 0.16279 | 0.16279 | 0.16279 | 0.16279
NY- NOx Ozone Season Limit- CT Oil Units- v6.20 | 779 | 7640 | Rate Constraint in lbs/MMBtu | FALSE | L | Annual | Emissions at Affected Plants NOX | Thousand Tons | 0 | 0 | 0.0016565 | 0 | 0.00053316 | 0 | 0
NY- NOx Ozone Season Limit- CT Oil Units- v6.20 | 779 | 7640 | Rate Constraint in lbs/MMBtu | FALSE | L | Annual | Allowances Purchased NOX | Thousand Tons | 0 | 0 | 0 | 0 | 0 | 0 | 0
NY- NOx Ozone Season Limit- CT Oil Units- v6.20 | 779 | 7640 | Rate Constraint in lbs/MMBtu | FALSE | L | Annual | Allowances Sold NOX | Thousand Tons | 0 | 0 | 0 | 0 | 0 | 0 | 0
NY- NOx Ozone Season Limit- CT Oil Units- v6.20 | 779 | 7640 | Rate Constraint in lbs/MMBtu | FALSE | L | Annual | Allowances Banked | Thousand Tons | 0 | 0 | 0 | 0 | 0 | 0 | 0
NY- NOx Ozone Season Limit- CT Oil Units- v6.20 | 779 | 7640 | Rate Constraint in lbs/MMBtu | FALSE | L | Annual | Allowances Withdrawn (1:1) | Thousand Tons | 0 | 0 | 0 | 0 | 0 | 0 | 0
NY- NOx Ozone Season Limit- CT Oil Units- v6.20 | 779 | 7640 | Rate Constraint in lbs/MMBtu | FALSE | L | Annual | Allowances Withdrawn (n:1) | Thousand Tons | 0 | 0 | 0 | 0 | 0 | 0 | 0
NY- NOx Ozone Season Limit- CT Oil Units- v6.20 | 779 | 7640 | Rate Constraint in lbs/MMBtu | FALSE | L | Annual | Net Emissions Allowance Position | Thousand Tons | 0 | 0 | 0.0016565 | 0 | 0.00053316 | 0 | 0
NY- NOx Ozone Season Limit- CT Oil Units- v6.20 | 779 | 7640 | Rate Constraint in lbs/MMBtu | FALSE | L | Annual | Fuel Consumed | TBtu | 0 | 0 | 0.02311 | 0 | 0.038155 | 0 | 0
NY- NOx Ozone Season Limit- CT Oil Units- v6.20 | 779 | 7640 | Rate Constraint in lbs/MMBtu | FALSE | L | Annual | Rate | lb/MMBtu | 0 | 0 | 0.14336 | 0 | 0.027947 | 0 | 0
NY- NOx Ozone Season Limit- CT Oil Units- v6.20 | 779 | 7640 | Rate Constraint in lbs/MMBtu | FALSE | L | Annual | Generation | TWh | 0 | 0 | 0.0015961 | 0 | 0.0034694 | 0 | 0
NY- NOx Ozone Season Limit- CT Oil Units- v6.20 | 779 | 7640 | Rate Constraint in lbs/MMBtu | FALSE | L | Annual | Qualifying Generation | TWh | 0 | 0 | 0.0015961 | 0 | 0.0034694 | 0 | 0
NY- NOx Ozone Season Limit- CT Oil Units- v6.20 | 779 | 7640 | Rate Constraint in lbs/MMBtu | FALSE | L | Annual | Rate | lb/MWh | 0 | 0 | 2.0757 | 0 | 0.30736 | 0 | 0
NY- NOx Ozone Season Limit- CT Oil Units- v6.20 | 779 | 7640 | Rate Constraint in lbs/MMBtu | FALSE | L | Annual | Constraint Shadow Price | US2022$/Ton | 0 | 0 | 0 | 0 | 0 | 0 | 0
NY- SO2 Annual Budget- v6.20 | 780 | 7560 | Rate Constraint in MTons | FALSE | L | Annual | Seasons Included | Seasons | Winter, Spring, Summer, Fall | Winter, Spring, Summer, Fall | Winter, Spring, Summer, Fall | Winter, Spring, Summer, Fall | Winter, Spring, Summer, Fall | Winter, Spring, Summer, Fall | Winter, Spring, Summer, Fall
NY- SO2 Annual Budget- v6.20 | 780 | 7560 | Rate Constraint in MTons | FALSE | L | Annual | Standard SO2 | Thousand Tons | 27.556 | 27.556 | 27.556 | 27.556 | 27.556 | 27.556 | 27.556
NY- SO2 Annual Budget- v6.20 | 780 | 7560 | Rate Constraint in MTons | FALSE | L | Annual | Emissions at Affected Plants SO2 | Thousand Tons | 0 | 0 | 0 | 0 | 0 | 0 | 0
NY- SO2 Annual Budget- v6.20 | 780 | 7560 | Rate Constraint in MTons | FALSE | L | Annual | Allowances Purchased SO2 | Thousand Tons | 0 | 0 | 0 | 0 | 0 | 0 | 0
NY- SO2 Annual Budget- v6.20 | 780 | 7560 | Rate Constraint in MTons | FALSE | L | Annual | Allowances Sold SO2 | Thousand Tons | 0 | 0 | 0 | 0 | 0 | 0 | 0
NY- SO2 Annual Budget- v6.20 | 780 | 7560 | Rate Constraint in MTons | FALSE | L | Annual | Allowances Banked | Thousand Tons | 0 | 0 | 0 | 0 | 0 | 0 | 0
NY- SO2 Annual Budget- v6.20 | 780 | 7560 | Rate Constraint in MTons | FALSE | L | Annual | Allowances Withdrawn (1:1) | Thousand Tons | 0 | 0 | 0 | 0 | 0 | 0 | 0
NY- SO2 Annual Budget- v6.20 | 780 | 7560 | Rate Constraint in MTons | FALSE | L | Annual | Allowances Withdrawn (n:1) | Thousand Tons | 0 | 0 | 0 | 0 | 0 | 0 | 0
NY- SO2 Annual Budget- v6.20 | 780 | 7560 | Rate Constraint in MTons | FALSE | L | Annual | Net Emissions Allowance Position | Thousand Tons | 0 | 0 | 0 | 0 | 0 | 0 | 0
NY- SO2 Annual Budget- v6.20 | 780 | 7560 | Rate Constraint in MTons | FALSE | L | Annual | Fuel Consumed | TBtu | 347.155 | 359.3194 | 257.4892 | 100.1943 | 107.2301 | 110.7574 | 115.1198
NY- SO2 Annual Budget- v6.20 | 780 | 7560 | Rate Constraint in MTons | FALSE | L | Annual | Rate | lb/MMBtu | 0 | 0 | 0 | 0 | 0 | 0 | 0
NY- SO2 Annual Budget- v6.20 | 780 | 7560 | Rate Constraint in MTons | FALSE | L | Annual | Generation | TWh | 46.5539 | 48.7476 | 35.486 | 14.0135 | 15.0933 | 16.0393 | 17.0754
NY- SO2 Annual Budget- v6.20 | 780 | 7560 | Rate Constraint in MTons | FALSE | L | Annual | Qualifying Generation | TWh | 46.5539 | 48.7476 | 35.486 | 13.9197 | 14.896 | 15.5394 | 16.2492
NY- SO2 Annual Budget- v6.20 | 780 | 7560 | Rate Constraint in MTons | FALSE | L | Annual | Rate | lb/MWh | 0 | 0 | 0 | 0 | 0 | 0 | 0
NY- SO2 Annual Budget- v6.20 | 780 | 7560 | Rate Constraint in MTons | FALSE | L | Annual | Constraint Shadow Price | US2022$/Ton | 0 | 0 | 0 | 0 | 0 | 0 | 0
OR - CO2 Cap Annual v6.21 | 781 | 7736 | Rate Constraint in MTons | FALSE | L | Annual | Seasons Included | Seasons | Winter, Spring, Summer, Fall | Winter, Spring, Summer, Fall | Winter, Spring, Summer, Fall | Winter, Spring, Summer, Fall | Winter, Spring, Summer, Fall | Winter, Spring, Summer, Fall | Winter, Spring, Summer, Fall
OR - CO2 Cap Annual v6.21 | 781 | 7736 | Rate Constraint in MTons | FALSE | L | Annual | Standard CO2 | Thousand Tons | NA | 1847.1125 | 923.5562 | 0 | 0 | 0 | 0
OR - CO2 Cap Annual v6.21 | 781 | 7736 | Rate Constraint in MTons | FALSE | L | Annual | Emissions at Affected Plants CO2 | Thousand Tons | 0 | 1847.1125 | 923.5562 | 0 | 0 | 0 | 0
OR - CO2 Cap Annual v6.21 | 781 | 7736 | Rate Constraint in MTons | FALSE | L | Annual | Allowances Purchased CO2 | Thousand Tons | 0 | 0 | 0 | 0 | 0 | 0 | 0
OR - CO2 Cap Annual v6.21 | 781 | 7736 | Rate Constraint in MTons | FALSE | L | Annual | Allowances Sold CO2 | Thousand Tons | 0 | 0 | 0 | 0 | 0 | 0 | 0
OR - CO2 Cap Annual v6.21 | 781 | 7736 | Rate Constraint in MTons | FALSE | L | Annual | Allowances Banked | Thousand Tons | 0 | 0 | 0 | 0 | 0 | 0 | 0
OR - CO2 Cap Annual v6.21 | 781 | 7736 | Rate Constraint in MTons | FALSE | L | Annual | Allowances Withdrawn (1:1) | Thousand Tons | 0 | 0 | 0 | 0 | 0 | 0 | 0
OR - CO2 Cap Annual v6.21 | 781 | 7736 | Rate Constraint in MTons | FALSE | L | Annual | Allowances Withdrawn (n:1) | Thousand Tons | 0 | 0 | 0 | 0 | 0 | 0 | 0
OR - CO2 Cap Annual v6.21 | 781 | 7736 | Rate Constraint in MTons | FALSE | L | Annual | Net Emissions Allowance Position | Thousand Tons | 0 | 1847.1125 | 923.5562 | 0 | 0 | 0 | 0
OR - CO2 Cap Annual v6.21 | 781 | 7736 | Rate Constraint in MTons | FALSE | L | Annual | Fuel Consumed | TBtu | 0 | 62.3911 | 46.6214 | 30.9286 | 30.9286 | 30.9286 | 30.9286
OR - CO2 Cap Annual v6.21 | 781 | 7736 | Rate Constraint in MTons | FALSE | L | Annual | Rate | lb/MMBtu | 0 | 59.2107 | 39.6194 | 0 | 0 | 0 | 0
OR - CO2 Cap Annual v6.21 | 781 | 7736 | Rate Constraint in MTons | FALSE | L | Annual | Generation | TWh | 0 | 5.2224 | 3.1532 | 1.1356 | 1.1356 | 1.1356 | 1.1356
OR - CO2 Cap Annual v6.21 | 781 | 7736 | Rate Constraint in MTons | FALSE | L | Annual | Qualifying Generation | TWh | 0 | 5.2224 | 3.1532 | 1.1356 | 1.1356 | 1.1356 | 1.1356
OR - CO2 Cap Annual v6.21 | 781 | 7736 | Rate Constraint in MTons | FALSE | L | Annual | Rate | lb/MWh | 0 | 707.3865 | 585.7983 | 0 | 0 | 0 | 0
OR - CO2 Cap Annual v6.21 | 781 | 7736 | Rate Constraint in MTons | FALSE | L | Annual | Constraint Shadow Price | US2022$/Ton | 0 | 18.8112 | 26.0776 | 2023.9284 | 634.5137 | 868.0545 | 1196.1191
OR Utility Hg Rule - MER Removal New Units v3.1 | 782 | 7563 | MACT Fuel Choice Floor in lbs/MMBtu | FALSE | L | Annual | Seasons Included | Seasons | Winter, Spring, Summer, Fall | Winter, Spring, Summer, Fall | Winter, Spring, Summer, Fall | Winter, Spring, Summer, Fall | Winter, Spring, Summer, Fall | Winter, Spring, Summer, Fall | Winter, Spring, Summer, Fall
OR Utility Hg Rule - MER Removal New Units v3.1 | 782 | 7563 | MACT Fuel Choice Floor in lbs/MMBtu | FALSE | L | Annual | Emission Floor | lbs/MMBtu | 6e-07 | 6e-07 | 6e-07 | 6e-07 | 6e-07 | 6e-07 | 6e-07
OR Utility Hg Rule - MER Removal New Units v3.1 | 782 | 7563 | MACT Fuel Choice Floor in lbs/MMBtu | FALSE | L | Annual | Emissions at Affected Plants MER | lbs | 0 | 0 | 0 | 0 | 0 | 0 | 0
OR Utility Hg Rule - MER Removal New Units v3.1 | 782 | 7563 | MACT Fuel Choice Floor in lbs/MMBtu | FALSE | L | Annual | Allowances Purchased MER | lbs | 0 | 0 | 0 | 0 | 0 | 0 | 0
OR Utility Hg Rule - MER Removal New Units v3.1 | 782 | 7563 | MACT Fuel Choice Floor in lbs/MMBtu | FALSE | L | Annual | Allowances Sold MER | lbs | 0 | 0 | 0 | 0 | 0 | 0 | 0
OR Utility Hg Rule - MER Removal New Units v3.1 | 782 | 7563 | MACT Fuel Choice Floor in lbs/MMBtu | FALSE | L | Annual | Allowances Banked | lbs | 0 | 0 | 0 | 0 | 0 | 0 | 0
OR Utility Hg Rule - MER Removal New Units v3.1 | 782 | 7563 | MACT Fuel Choice Floor in lbs/MMBtu | FALSE | L | Annual | Allowances Withdrawn (1:1) | lbs | 0 | 0 | 0 | 0 | 0 | 0 | 0
OR Utility Hg Rule - MER Removal New Units v3.1 | 782 | 7563 | MACT Fuel Choice Floor in lbs/MMBtu | FALSE | L | Annual | Allowances Withdrawn (n:1) | lbs | 0 | 0 | 0 | 0 | 0 | 0 | 0
OR Utility Hg Rule - MER Removal New Units v3.1 | 782 | 7563 | MACT Fuel Choice Floor in lbs/MMBtu | FALSE | L | Annual | Net Emissions Allowance Position | lbs | 0 | 0 | 0 | 0 | 0 | 0 | 0
OR Utility Hg Rule - MER Removal New Units v3.1 | 782 | 7563 | MACT Fuel Choice Floor in lbs/MMBtu | FALSE | L | Annual | Fuel Consumed | TBtu | 0 | 0 | 0 | 0 | 0 | 0 | 0
OR Utility Hg Rule - MER Removal New Units v3.1 | 782 | 7563 | MACT Fuel Choice Floor in lbs/MMBtu | FALSE | L | Annual | Rate | lb/MMBtu | 0 | 0 | 0 | 0 | 0 | 0 | 0
OR Utility Hg Rule - MER Removal New Units v3.1 | 782 | 7563 | MACT Fuel Choice Floor in lbs/MMBtu | FALSE | L | Annual | Generation | TWh | 0 | 0 | 0 | 0 | 0 | 0 | 0
OR Utility Hg Rule - MER Removal New Units v3.1 | 782 | 7563 | MACT Fuel Choice Floor in lbs/MMBtu | FALSE | L | Annual | Qualifying Generation | TWh | 0 | 0 | 0 | 0 | 0 | 0 | 0
OR Utility Hg Rule - MER Removal New Units v3.1 | 782 | 7563 | MACT Fuel Choice Floor in lbs/MMBtu | FALSE | L | Annual | Constraint Shadow Price | US2022$/Lb | 0 | 0 | 0 | 0 | 0 | 0 | 0
Ozone Season NOX Cap TR - AL | 783 | 7705 | Rate Constraint in MTons | FALSE | L | Annual | Seasons Included | Seasons | Summer | Summer | Summer | Summer | Summer | Summer | Summer
Ozone Season NOX Cap TR - AL | 783 | 7705 | Rate Constraint in MTons | FALSE | L | Annual | Standard NOX | Thousand Tons | 7.546 | 5.578 | 5.578 | 5.578 | 5.578 | 5.578 | 5.578
Ozone Season NOX Cap TR - AL | 783 | 7705 | Rate Constraint in MTons | FALSE | L | Annual | Emissions at Affected Plants NOX | Thousand Tons | 4.4856 | 5.2288 | 5.0795 | 4.5815 | 1.4637 | 1.7419 | 1.8839
Ozone Season NOX Cap TR - AL | 783 | 7705 | Rate Constraint in MTons | FALSE | L | Annual | Allowances Purchased NOX | Thousand Tons | 0 | 0 | 0 | 0 | 0 | 0 | 0
Ozone Season NOX Cap TR - AL | 783 | 7705 | Rate Constraint in MTons | FALSE | L | Annual | Allowances Sold NOX | Thousand Tons | 0 | 0 | 0 | 0 | 0 | 0 | 0
Ozone Season NOX Cap TR - AL | 783 | 7705 | Rate Constraint in MTons | FALSE | L | Annual | Allowances Banked | Thousand Tons | 0 | 0 | 0 | 0 | 0 | 0 | 0
Ozone Season NOX Cap TR - AL | 783 | 7705 | Rate Constraint in MTons | FALSE | L | Annual | Allowances Withdrawn (1:1) | Thousand Tons | 0 | 0 | 0 | 0 | 0 | 0 | 0
Ozone Season NOX Cap TR - AL | 783 | 7705 | Rate Constraint in MTons | FALSE | L | Annual | Allowances Withdrawn (n:1) | Thousand Tons | 0 | 0 | 0 | 0 | 0 | 0 | 0
Ozone Season NOX Cap TR - AL | 783 | 7705 | Rate Constraint in MTons | FALSE | L | Annual | Net Emissions Allowance Position | Thousand Tons | 4.4856 | 5.2288 | 5.0795 | 4.5815 | 1.4637 | 1.7419 | 1.8839
Ozone Season NOX Cap TR - AL | 783 | 7705 | Rate Constraint in MTons | FALSE | L | Annual | Fuel Consumed | TBtu | 338.1002 | 344.2646 | 337.5354 | 294.3932 | 141.8575 | 200.0341 | 227.4408
Ozone Season NOX Cap TR - AL | 783 | 7705 | Rate Constraint in MTons | FALSE | L | Annual | Rate | lb/MMBtu | 0.026534 | 0.030377 | 0.030098 | 0.031125 | 0.020637 | 0.017416 | 0.016566
Ozone Season NOX Cap TR - AL | 783 | 7705 | Rate Constraint in MTons | FALSE | L | Annual | Generation | TWh | 44.2797 | 44.5673 | 40.836 | 35.0557 | 20.6917 | 29.9328 | 37.7046
Ozone Season NOX Cap TR - AL | 783 | 7705 | Rate Constraint in MTons | FALSE | L | Annual | Qualifying Generation | TWh | 43.9808 | 44.1395 | 40.4635 | 34.9539 | 19.6009 | 27.5149 | 31.2896
Ozone Season NOX Cap TR - AL | 783 | 7705 | Rate Constraint in MTons | FALSE | L | Annual | Rate | lb/MWh | 0.20398 | 0.23692 | 0.25107 | 0.26215 | 0.14935 | 0.12662 | 0.12042
Ozone Season NOX Cap TR - AL | 783 | 7705 | Rate Constraint in MTons | FALSE | L | Annual | Constraint Shadow Price | US2022$/Ton | 0 | 0 | 0 | 0 | 0 | 0 | 0
Ozone Season NOX Cap TR - AR | 784 | 7706 | Rate Constraint in MTons | FALSE | L | Annual | Seasons Included | Seasons | Summer | Summer | Summer | Summer | Summer | Summer | Summer
Ozone Season NOX Cap TR - AR | 784 | 7706 | Rate Constraint in MTons | FALSE | L | Annual | Standard NOX | Thousand Tons | 4.877 | 4.334 | 4.334 | 4.334 | 4.334 | 4.334 | 4.334
Ozone Season NOX Cap TR - AR | 784 | 7706 | Rate Constraint in MTons | FALSE | L | Annual | Emissions at Affected Plants NOX | Thousand Tons | 4.877 | 2.8326 | 1.3056 | 0.46935 | 0.25404 | 1.0409 | 1.2846
Ozone Season NOX Cap TR - AR | 784 | 7706 | Rate Constraint in MTons | FALSE | L | Annual | Allowances Purchased NOX | Thousand Tons | 0 | 0 | 0 | 0 | 0 | 0 | 0
Ozone Season NOX Cap TR - AR | 784 | 7706 | Rate Constraint in MTons | FALSE | L | Annual | Allowances Sold NOX | Thousand Tons | 0 | 0 | 0 | 0 | 0 | 0 | 0
Ozone Season NOX Cap TR - AR | 784 | 7706 | Rate Constraint in MTons | FALSE | L | Annual | Allowances Banked | Thousand Tons | 0 | 0 | 0 | 0 | 0 | 0 | 0
Ozone Season NOX Cap TR - AR | 784 | 7706 | Rate Constraint in MTons | FALSE | L | Annual | Allowances Withdrawn (1:1) | Thousand Tons | 0 | 0 | 0 | 0 | 0 | 0 | 0
Ozone Season NOX Cap TR - AR | 784 | 7706 | Rate Constraint in MTons | FALSE | L | Annual | Allowances Withdrawn (n:1) | Thousand Tons | 0 | 0 | 0 | 0 | 0 | 0 | 0
Ozone Season NOX Cap TR - AR | 784 | 7706 | Rate Constraint in MTons | FALSE | L | Annual | Net Emissions Allowance Position | Thousand Tons | 4.877 | 2.8326 | 1.3056 | 0.46935 | 0.25404 | 1.0409 | 1.2846
Ozone Season NOX Cap TR - AR | 784 | 7706 | Rate Constraint in MTons | FALSE | L | Annual | Fuel Consumed | TBtu | 151.845 | 148.6871 | 88.9137 | 36.4643 | 19.326 | 46.4987 | 56.7907
Ozone Season NOX Cap TR - AR | 784 | 7706 | Rate Constraint in MTons | FALSE | L | Annual | Rate | lb/MMBtu | 0.064237 | 0.038102 | 0.029368 | 0.025743 | 0.02629 | 0.04477 | 0.045239
Ozone Season NOX Cap TR - AR | 784 | 7706 | Rate Constraint in MTons | FALSE | L | Annual | Generation | TWh | 18.4278 | 18.38 | 11.5929 | 4.8641 | 2.643 | 5.7531 | 6.9712
Ozone Season NOX Cap TR - AR | 784 | 7706 | Rate Constraint in MTons | FALSE | L | Annual | Qualifying Generation | TWh | 18.4278 | 18.38 | 11.5929 | 4.8641 | 2.643 | 5.7488 | 6.9629
Ozone Season NOX Cap TR - AR | 784 | 7706 | Rate Constraint in MTons | FALSE | L | Annual | Rate | lb/MWh | 0.52931 | 0.30823 | 0.22524 | 0.19298 | 0.19224 | 0.36212 | 0.36898
Ozone Season NOX Cap TR - AR | 784 | 7706 | Rate Constraint in MTons | FALSE | L | Annual | Constraint Shadow Price | US2022$/Ton | 5962.3528 | 0 | 0 | 0 | 0 | 0 | 0
Ozone Season NOX Cap TR - IL | 785 | 7708 | Rate Constraint in MTons | FALSE | L | Annual | Seasons Included | Seasons | Summer | Summer | Summer | Summer | Summer | Summer | Summer
Ozone Season NOX Cap TR - IL | 785 | 7708 | Rate Constraint in MTons | FALSE | L | Annual | Standard NOX | Thousand Tons | 5.511 | 4.901 | 4.901 | 4.901 | 4.901 | 4.901 | 4.901
Ozone Season NOX Cap TR - IL | 785 | 7708 | Rate Constraint in MTons | FALSE | L | Annual | Emissions at Affected Plants NOX | Thousand Tons | 2.6489 | 2.5177 | 1.9487 | 0.56022 | 0.002567 | 0.0079558 | 0.0088592
Ozone Season NOX Cap TR - IL | 785 | 7708 | Rate Constraint in MTons | FALSE | L | Annual | Allowances Purchased NOX | Thousand Tons | 0 | 0 | 0 | 0 | 0 | 0 | 0
Ozone Season NOX Cap TR - IL | 785 | 7708 | Rate Constraint in MTons | FALSE | L | Annual | Allowances Sold NOX | Thousand Tons | 0 | 0 | 0 | 0 | 0 | 0 | 0
Ozone Season NOX Cap TR - IL | 785 | 7708 | Rate Constraint in MTons | FALSE | L | Annual | Allowances Banked | Thousand Tons | 0 | 0 | 0 | 0 | 0 | 0 | 0
Ozone Season NOX Cap TR - IL | 785 | 7708 | Rate Constraint in MTons | FALSE | L | Annual | Allowances Withdrawn (1:1) | Thousand Tons | 0 | 0 | 0 | 0 | 0 | 0 | 0
Ozone Season NOX Cap TR - IL | 785 | 7708 | Rate Constraint in MTons | FALSE | L | Annual | Allowances Withdrawn (n:1) | Thousand Tons | 0 | 0 | 0 | 0 | 0 | 0 | 0
Ozone Season NOX Cap TR - IL | 785 | 7708 | Rate Constraint in MTons | FALSE | L | Annual | Net Emissions Allowance Position | Thousand Tons | 2.6489 | 2.5177 | 1.9487 | 0.56022 | 0.002567 | 0.0079558 | 0.0088592
Ozone Season NOX Cap TR - IL | 785 | 7708 | Rate Constraint in MTons | FALSE | L | Annual | Fuel Consumed | TBtu | 157.4227 | 152.8589 | 117.7539 | 52.2609 | 0.14579 | 0.76685 | 0.87889
Ozone Season NOX Cap TR - IL | 785 | 7708 | Rate Constraint in MTons | FALSE | L | Annual | Rate | lb/MMBtu | 0.033654 | 0.032942 | 0.033097 | 0.021439 | 0.035215 | 0.020749 | 0.02016
Ozone Season NOX Cap TR - IL | 785 | 7708 | Rate Constraint in MTons | FALSE | L | Annual | Generation | TWh | 20.0839 | 20.8155 | 15.3147 | 7.1086 | 0.022131 | 0.093379 | 0.25312
Ozone Season NOX Cap TR - IL | 785 | 7708 | Rate Constraint in MTons | FALSE | L | Annual | Qualifying Generation | TWh | 20.0839 | 19.7072 | 14.9343 | 7.0362 | 0.022131 | 0.090296 | 0.10192
Ozone Season NOX Cap TR - IL | 785 | 7708 | Rate Constraint in MTons | FALSE | L | Annual | Rate | lb/MWh | 0.26379 | 0.25551 | 0.26097 | 0.15924 | 0.23198 | 0.17622 | 0.17384
Ozone Season NOX Cap TR - IL | 785 | 7708 | Rate Constraint in MTons | FALSE | L | Annual | Constraint Shadow Price | US2022$/Ton | 0 | 0 | 0 | 0 | 0 | 0 | 0
Ozone Season NOX Cap TR - IN | 786 | 7709 | Rate Constraint in MTons | FALSE | L | Annual | Seasons Included | Seasons | Summer | Summer | Summer | Summer | Summer | Summer | Summer
Ozone Season NOX Cap TR - IN | 786 | 7709 | Rate Constraint in MTons | FALSE | L | Annual | Standard NOX | Thousand Tons | 10.446 | 7.631 | 7.631 | 7.631 | 7.631 | 7.631 | 7.631
Ozone Season NOX Cap TR - IN | 786 | 7709 | Rate Constraint in MTons | FALSE | L | Annual | Emissions at Affected Plants NOX | Thousand Tons | 7.3845 | 4.3341 | 1.3121 | 1.1273 | 0.16761 | 0.2234 | 0.28792
Ozone Season NOX Cap TR - IN | 786 | 7709 | Rate Constraint in MTons | FALSE | L | Annual | Allowances Purchased NOX | Thousand Tons | 0 | 0 | 0 | 0 | 0 | 0 | 0
Ozone Season NOX Cap TR - IN | 786 | 7709 | Rate Constraint in MTons | FALSE | L | Annual | Allowances Sold NOX | Thousand Tons | 0 | 0 | 0 | 0 | 0 | 0 | 0
Ozone Season NOX Cap TR - IN | 786 | 7709 | Rate Constraint in MTons | FALSE | L | Annual | Allowances Banked | Thousand Tons | 0 | 0 | 0 | 0 | 0 | 0 | 0
Ozone Season NOX Cap TR - IN | 786 | 7709 | Rate Constraint in MTons | FALSE | L | Annual | Allowances Withdrawn (1:1) | Thousand Tons | 0 | 0 | 0 | 0 | 0 | 0 | 0
Ozone Season NOX Cap TR - IN | 786 | 7709 | Rate Constraint in MTons | FALSE | L | Annual | Allowances Withdrawn (n:1) | Thousand Tons | 0 | 0 | 0 | 0 | 0 | 0 | 0
Ozone Season NOX Cap TR - IN | 786 | 7709 | Rate Constraint in MTons | FALSE | L | Annual | Net Emissions Allowance Position | Thousand Tons | 7.3845 | 4.3341 | 1.3121 | 1.1273 | 0.16761 | 0.2234 | 0.28792
Ozone Season NOX Cap TR - IN | 786 | 7709 | Rate Constraint in MTons | FALSE | L | Annual | Fuel Consumed | TBtu | 225.1403 | 215.6143 | 113.2937 | 79.6145 | 39.1317 | 50.7545 | 61.5566
Ozone Season NOX Cap TR - IN | 786 | 7709 | Rate Constraint in MTons | FALSE | L | Annual | Rate | lb/MMBtu | 0.065599 | 0.040202 | 0.023163 | 0.02832 | 0.0085667 | 0.0088031 | 0.0093547
Ozone Season NOX Cap TR - IN | 786 | 7709 | Rate Constraint in MTons | FALSE | L | Annual | Generation | TWh | 24.8958 | 24.1113 | 13.1207 | 9.4092 | 6.2414 | 9.0175 | 17.5552
Ozone Season NOX Cap TR - IN | 786 | 7709 | Rate Constraint in MTons | FALSE | L | Annual | Qualifying Generation | TWh | 24.8493 | 23.9883 | 13.0619 | 8.7858 | 5.4382 | 6.8523 | 8.3078
Ozone Season NOX Cap TR - IN | 786 | 7709 | Rate Constraint in MTons | FALSE | L | Annual | Rate | lb/MWh | 0.59434 | 0.36135 | 0.20091 | 0.25663 | 0.061644 | 0.065204 | 0.069313
Ozone Season NOX Cap TR - IN | 786 | 7709 | Rate Constraint in MTons | FALSE | L | Annual | Constraint Shadow Price | US2022$/Ton | 0 | 0 | 0 | 0 | 0 | 0 | 0
Ozone Season NOX Cap TR - KY | 787 | 7710 | Rate Constraint in MTons | FALSE | L | Annual | Seasons Included | Seasons | Summer | Summer | Summer | Summer | Summer | Summer | Summer
Ozone Season NOX Cap TR - KY | 787 | 7710 | Rate Constraint in MTons | FALSE | L | Annual | Standard NOX | Thousand Tons | 9.513 | 9.291 | 9.291 | 9.291 | 9.291 | 9.291 | 9.291
Ozone Season NOX Cap TR - KY | 787 | 7710 | Rate Constraint in MTons | FALSE | L | Annual | Emissions at Affected Plants NOX | Thousand Tons | 3.6441 | 4.1379 | 4.1134 | 3.5212 | 0.59475 | 1.0097 | 1.0511
Ozone Season NOX Cap TR - KY | 787 | 7710 | Rate Constraint in MTons | FALSE | L | Annual | Allowances Purchased NOX | Thousand Tons | 0 | 0 | 0 | 0 | 0 | 0 | 0
Ozone Season NOX Cap TR - KY | 787 | 7710 | Rate Constraint in MTons | FALSE | L | Annual | Allowances Sold NOX | Thousand Tons | 0 | 0 | 0 | 0 | 0 | 0 | 0
Ozone Season NOX Cap TR - KY | 787 | 7710 | Rate Constraint in MTons | FALSE | L | Annual | Allowances Banked | Thousand Tons | 0 | 0 | 0 | 0 | 0 | 0 | 0
Ozone Season NOX Cap TR - KY | 787 | 7710 | Rate Constraint in MTons | FALSE | L | Annual | Allowances Withdrawn (1:1) | Thousand Tons | 0 | 0 | 0 | 0 | 0 | 0 | 0
Ozone Season NOX Cap TR - KY | 787 | 7710 | Rate Constraint in MTons | FALSE | L | Annual | Allowances Withdrawn (n:1) | Thousand Tons | 0 | 0 | 0 | 0 | 0 | 0 | 0
Ozone Season NOX Cap TR - KY | 787 | 7710 | Rate Constraint in MTons | FALSE | L | Annual | Net Emissions Allowance Position | Thousand Tons | 3.6441 | 4.1379 | 4.1134 | 3.5212 | 0.59475 | 1.0097 | 1.0511
Ozone Season NOX Cap TR - KY | 787 | 7710 | Rate Constraint in MTons | FALSE | L | Annual | Fuel Consumed | TBtu | 173.5139 | 190.2499 | 181.4988 | 165.369 | 61.0858 | 85.0117 | 106.7278
Ozone Season NOX Cap TR - KY | 787 | 7710 | Rate Constraint in MTons | FALSE | L | Annual | Rate | lb/MMBtu | 0.042004 | 0.043499 | 0.045327 | 0.042586 | 0.019473 | 0.023754 | 0.019696
Ozone Season NOX Cap TR - KY | 787 | 7710 | Rate Constraint in MTons | FALSE | L | Annual | Generation | TWh | 22.2425 | 25.3147 | 20.9679 | 18.8162 | 9.7851 | 14.4386 | 25.9611
Ozone Season NOX Cap TR - KY | 787 | 7710 | Rate Constraint in MTons | FALSE | L | Annual | Qualifying Generation | TWh | 21.1064 | 22.7187 | 19.5374 | 17.9446 | 8.8888 | 11.8597 | 15.3435
Ozone Season NOX Cap TR - KY | 787 | 7710 | Rate Constraint in MTons | FALSE | L | Annual | Rate | lb/MWh | 0.34531 | 0.36427 | 0.42108 | 0.39246 | 0.13382 | 0.17027 | 0.13701
Ozone Season NOX Cap TR - KY | 787 | 7710 | Rate Constraint in MTons | FALSE | L | Annual | Constraint Shadow Price | US2022$/Ton | 0 | 0 | 0 | 0 | 0 | 0 | 0
Ozone Season NOX Cap TR - LA | 788 | 7711 | Rate Constraint in MTons | FALSE | L | Annual | Seasons Included | Seasons | Summer | Summer | Summer | Summer | Summer | Summer | Summer
Ozone Season NOX Cap TR - LA | 788 | 7711 | Rate Constraint in MTons | FALSE | L | Annual | Standard NOX | Thousand Tons | 3.592 | 3.592 | 3.592 | 3.592 | 3.592 | 3.592 | 3.592
Ozone Season NOX Cap TR - LA | 788 | 7711 | Rate Constraint in MTons | FALSE | L | Annual | Emissions at Affected Plants NOX | Thousand Tons | 3.592 | 3.592 | 3.1536 | 1.9682 | 1.5983 | 2.5778 | 2.8425
Ozone Season NOX Cap TR - LA | 788 | 7711 | Rate Constraint in MTons | FALSE | L | Annual | Allowances Purchased NOX | Thousand Tons | 0 | 0 | 0 | 0 | 0 | 0 | 0
Ozone Season NOX Cap TR - LA | 788 | 7711 | Rate Constraint in MTons | FALSE | L | Annual | Allowances Sold NOX | Thousand Tons | 0 | 0 | 0 | 0 | 0 | 0 | 0
Ozone Season NOX Cap TR - LA | 788 | 7711 | Rate Constraint in MTons | FALSE | L | Annual | Allowances Banked | Thousand Tons | 0 | 0 | 0 | 0 | 0 | 0 | 0
Ozone Season NOX Cap TR - LA | 788 | 7711 | Rate Constraint in MTons | FALSE | L | Annual | Allowances Withdrawn (1:1) | Thousand Tons | 0 | 0 | 0 | 0 | 0 | 0 | 0
Ozone Season NOX Cap TR - LA | 788 | 7711 | Rate Constraint in MTons | FALSE | L | Annual | Allowances Withdrawn (n:1) | Thousand Tons | 0 | 0 | 0 | 0 | 0 | 0 | 0
Ozone Season NOX Cap TR - LA | 788 | 7711 | Rate Constraint in MTons | FALSE | L | Annual | Net Emissions Allowance Position | Thousand Tons | 3.592 | 3.592 | 3.1536 | 1.9682 | 1.5983 | 2.5778 | 2.8425
Ozone Season NOX Cap TR - LA | 788 | 7711 | Rate Constraint in MTons | FALSE | L | Annual | Fuel Consumed | TBtu | 202.5087 | 201.0675 | 216.4831 | 139.3315 | 87.8844 | 146.5546 | 184.3118
Ozone Season NOX Cap TR - LA | 788 | 7711 | Rate Constraint in MTons | FALSE | L | Annual | Rate | lb/MMBtu | 0.035475 | 0.035729 | 0.029135 | 0.028252 | 0.036373 | 0.035179 | 0.030844
Ozone Season NOX Cap TR - LA | 788 | 7711 | Rate Constraint in MTons | FALSE | L | Annual | Generation | TWh | 27.5617 | 27.0762 | 29.2009 | 18.886 | 12.496 | 20.5151 | 26.1978
Ozone Season NOX Cap TR - LA | 788 | 7711 | Rate Constraint in MTons | FALSE | L | Annual | Qualifying Generation | TWh | 27.5617 | 27.0762 | 29.2009 | 18.886 | 12.496 | 20.5105 | 26.1904
Ozone Season NOX Cap TR - LA | 788 | 7711 | Rate Constraint in MTons | FALSE | L | Annual | Rate | lb/MWh | 0.26065 | 0.26532 | 0.216 | 0.20843 | 0.25581 | 0.25137 | 0.21706
Ozone Season NOX Cap TR - LA | 788 | 7711 | Rate Constraint in MTons | FALSE | L | Annual | Constraint Shadow Price | US2022$/Ton | 47163.5249 | 55662.2243 | 0 | 0 | 0 | 0 | 0
Ozone Season NOX Cap TR - MD | 789 | 7712 | Rate Constraint in MTons | FALSE | L | Annual | Seasons Included | Seasons | Summer | Summer | Summer | Summer | Summer | Summer | Summer
Ozone Season NOX Cap TR - MD | 789 | 7712 | Rate Constraint in MTons | FALSE | L | Annual | Standard NOX | Thousand Tons | 0.717 | 0.717 | 0.717 | 0.717 | 0.717 | 0.717 | 0.717
Ozone Season NOX Cap TR - MD | 789 | 7712 | Rate Constraint in MTons | FALSE | L | Annual | Emissions at Affected Plants NOX | Thousand Tons | 0.717 | 0.64671 | 0.61686 | 0.5227 | 0.50441 | 0.57957 | 0.64686
Ozone Season NOX Cap TR - MD | 789 | 7712 | Rate Constraint in MTons | FALSE | L | Annual | Allowances Purchased NOX | Thousand Tons | 0 | 0 | 0 | 0 | 0 | 0 | 0
Ozone Season NOX Cap TR - MD | 789 | 7712 | Rate Constraint in MTons | FALSE | L | Annual | Allowances Sold NOX | Thousand Tons | 0 | 0 | 0 | 0 | 0 | 0 | 0
Ozone Season NOX Cap TR - MD | 789 | 7712 | Rate Constraint in MTons | FALSE | L | Annual | Allowances Banked | Thousand Tons | 0 | 0 | 0 | 0 | 0 | 0 | 0
Ozone Season NOX Cap TR - MD | 789 | 7712 | Rate Constraint in MTons | FALSE | L | Annual | Allowances Withdrawn (1:1) | Thousand Tons | 0 | 0 | 0 | 0 | 0 | 0 | 0
Ozone Season NOX Cap TR - MD | 789 | 7712 | Rate Constraint in MTons | FALSE | L | Annual | Allowances Withdrawn (n:1) | Thousand Tons | 0 | 0 | 0 | 0 | 0 | 0 | 0
Ozone Season NOX Cap TR - MD | 789 | 7712 | Rate Constraint in MTons | FALSE | L | Annual | Net Emissions Allowance Position | Thousand Tons | 0.717 | 0.64671 | 0.61686 | 0.5227 | 0.50441 | 0.57957 | 0.64686
Ozone Season NOX Cap TR - MD | 789 | 7712 | Rate Constraint in MTons | FALSE | L | Annual | Fuel Consumed | TBtu | 94.8088 | 97.1991 | 90.7224 | 79.8637 | 74.4619 | 96.3848 | 108.8602
Ozone Season NOX Cap TR - MD | 789 | 7712 | Rate Constraint in MTons | FALSE | L | Annual | Rate | lb/MMBtu | 0.015125 | 0.013307 | 0.013599 | 0.01309 | 0.013548 | 0.012026 | 0.011884
Ozone Season NOX Cap TR - MD | 789 | 7712 | Rate Constraint in MTons | FALSE | L | Annual | Generation | TWh | 13.4265 | 13.8755 | 12.9996 | 11.5903 | 11.6699 | 35.0337 | 59.3347
Ozone Season NOX Cap TR - MD | 789 | 7712 | Rate Constraint in MTons | FALSE | L | Annual | Qualifying Generation | TWh | 13.4265 | 13.8755 | 12.9996 | 11.5458 | 10.7672 | 13.9934 | 15.9526
Ozone Season NOX Cap TR - MD | 789 | 7712 | Rate Constraint in MTons | FALSE | L | Annual | Rate | lb/MWh | 0.1068 | 0.093216 | 0.094904 | 0.090543 | 0.093694 | 0.082835 | 0.081098
Ozone Season NOX Cap TR - MD | 789 | 7712 | Rate Constraint in MTons | FALSE | L | Annual | Constraint Shadow Price | US2022$/Ton | 72.1549 | 0 | 0 | 0 | 0 | 0 | 0
Ozone Season NOX Cap TR - MI | 790 | 7713 | Rate Constraint in MTons | FALSE | L | Annual | Seasons Included | Seasons | Summer | Summer | Summer | Summer | Summer | Summer | Summer
Ozone Season NOX Cap TR - MI | 790 | 7713 | Rate Constraint in MTons | FALSE | L | Annual | Standard NOX | Thousand Tons | 7.256 | 6.886 | 6.886 | 6.886 | 6.886 | 6.886 | 6.886
Ozone Season NOX Cap TR - MI | 790 | 7713 | Rate Constraint in MTons | FALSE | L | Annual | Emissions at Affected Plants NOX | Thousand Tons | 4.8663 | 4.1704 | 3.3982 | 2.5728 | 1.415 | 2.5037 | 1.5969
Ozone Season NOX Cap TR - MI | 790 | 7713 | Rate Constraint in MTons | FALSE | L | Annual | Allowances Purchased NOX | Thousand Tons | 0 | 0 | 0 | 0 | 0 | 0 | 0
Ozone Season NOX Cap TR - MI | 790 | 7713 | Rate Constraint in MTons | FALSE | L | Annual | Allowances Sold NOX | Thousand Tons | 0 | 0 | 0 | 0 | 0 | 0 | 0
Ozone Season NOX Cap TR - MI | 790 | 7713 | Rate Constraint in MTons | FALSE | L | Annual | Allowances Banked | Thousand Tons | 0 | 0 | 0 | 0 | 0 | 0 | 0
Ozone Season NOX Cap TR - MI | 790 | 7713 | Rate Constraint in MTons | FALSE | L | Annual | Allowances Withdrawn (1:1) | Thousand Tons | 0 | 0 | 0 | 0 | 0 | 0 | 0
Ozone Season NOX Cap TR - MI | 790 | 7713 | Rate Constraint in MTons | FALSE | L | Annual | Allowances Withdrawn (n:1) | Thousand Tons | 0 | 0 | 0 | 0 | 0 | 0 | 0
Ozone Season NOX Cap TR - MI | 790 | 7713 | Rate Constraint in MTons | FALSE | L | Annual | Net Emissions Allowance Position | Thousand Tons | 4.8663 | 4.1704 | 3.3982 | 2.5728 | 1.415 | 2.5037 | 1.5969
Ozone Season NOX Cap TR - MI | 790 | 7713 | Rate Constraint in MTons | FALSE | L | Annual | Fuel Consumed | TBtu | 229.8639 | 217.9626 | 202.0111 | 177.6294 | 133.9737 | 172.7097 | 165.378
Ozone Season NOX Cap TR - MI | 790 | 7713 | Rate Constraint in MTons | FALSE | L | Annual | Rate | lb/MMBtu | 0.042341 | 0.038267 | 0.033644 | 0.028968 | 0.021124 | 0.028993 | 0.019312
Ozone Season NOX Cap TR - MI | 790 | 7713 | Rate Constraint in MTons | FALSE | L | Annual | Generation | TWh | 31.1802 | 32.1229 | 29.6046 | 26.7661 | 21.0838 | 27.8652 | 35.2388
Ozone Season NOX Cap TR - MI | 790 | 7713 | Rate Constraint in MTons | FALSE | L | Annual | Qualifying Generation | TWh | 31.1799 | 31.1471 | 29.2476 | 26.0659 | 20.1972 | 25.348 | 24.6866
Ozone Season NOX Cap TR - MI | 790 | 7713 | Rate Constraint in MTons | FALSE | L | Annual | Rate | lb/MWh | 0.31214 | 0.26779 | 0.23237 | 0.19741 | 0.14012 | 0.19755 | 0.12937
Ozone Season NOX Cap TR - MI | 790 | 7713 | Rate Constraint in MTons | FALSE | L | Annual | Constraint Shadow Price | US2022$/Ton | 0 | 0 | 0 | 0 | 0 | 0 | 0
Ozone Season NOX Cap TR - MN | 791 | 7714 | Rate Constraint in MTons | FALSE | L | Annual | Seasons Included | Seasons | Summer | Summer | Summer | Summer | Summer | Summer | Summer
Ozone Season NOX Cap TR - MN | 791 | 7714 | Rate Constraint in MTons | FALSE | L | Annual | Standard NOX | Thousand Tons | 3.515 | 2.012 | 2.012 | 2.012 | 2.012 | 2.012 | 2.012
Ozone Season NOX Cap TR - MN | 791 | 7714 | Rate Constraint in MTons | FALSE | L | Annual | Emissions at Affected Plants NOX | Thousand Tons | 2.0027 | 1.8903 | 0.092288 | 0.012858 | 0.0079408 | 0.040288 | 0.068925
Ozone Season NOX Cap TR - MN | 791 | 7714 | Rate Constraint in MTons | FALSE | L | Annual | Allowances Purchased NOX | Thousand Tons | 0 | 0 | 0 | 0 | 0 | 0 | 0
Ozone Season NOX Cap TR - MN | 791 | 7714 | Rate Constraint in MTons | FALSE | L | Annual | Allowances Sold NOX | Thousand Tons | 0 | 0 | 0 | 0 | 0 | 0 | 0
Ozone Season NOX Cap TR - MN | 791 | 7714 | Rate Constraint in MTons | FALSE | L | Annual | Allowances Banked | Thousand Tons | 0 | 0 | 0 | 0 | 0 | 0 | 0
Ozone Season NOX Cap TR - MN | 791 | 7714 | Rate Constraint in MTons | FALSE | L | Annual | Allowances Withdrawn (1:1) | Thousand Tons | 0 | 0 | 0 | 0 | 0 | 0 | 0
Ozone Season NOX Cap TR - MN | 791 | 7714 | Rate Constraint in MTons | FALSE | L | Annual | Allowances Withdrawn (n:1) | Thousand Tons | 0 | 0 | 0 | 0 | 0 | 0 | 0
Ozone Season NOX Cap TR - MN | 791 | 7714 | Rate Constraint in MTons | FALSE | L | Annual | Net Emissions Allowance Position | Thousand Tons | 2.0027 | 1.8903 | 0.092288 | 0.012858 | 0.0079408 | 0.040288 | 0.068925
Ozone Season NOX Cap TR - MN | 791 | 7714 | Rate Constraint in MTons | FALSE | L | Annual | Fuel Consumed | TBtu | 67.4138 | 61.1024 | 16.438 | 2.1202 | 1.3044 | 6.7816 | 11.7475
Ozone Season NOX Cap TR - MN | 791 | 7714 | Rate Constraint in MTons | FALSE | L | Annual | Rate | lb/MMBtu | 0.059416 | 0.061874 | 0.011229 | 0.012129 | 0.012176 | 0.011882 | 0.011734
Ozone Season NOX Cap TR - MN | 791 | 7714 | Rate Constraint in MTons | FALSE | L | Annual | Generation | TWh | 12.1563 | 14.08 | 9.0013 | 7.1561 | 6.8291 | 8.2949 | 9.8289
Ozone Season NOX Cap TR - MN | 791 | 7714 | Rate Constraint in MTons | FALSE | L | Annual | Qualifying Generation | TWh | 7.9573 | 7.3252 | 2.2465 | 0.29618 | 0.17989 | 0.93865 | 1.6168
Ozone Season NOX Cap TR - MN | 791 | 7714 | Rate Constraint in MTons | FALSE | L | Annual | Rate | lb/MWh | 0.50337 | 0.51612 | 0.082162 | 0.086828 | 0.088285 | 0.085843 | 0.08526
Ozone Season NOX Cap TR - MN | 791 | 7714 | Rate Constraint in MTons | FALSE | L | Annual | Constraint Shadow Price | US2022$/Ton | 0 | 0 | 0 | 0 | 0 | 0 | 0
Ozone Season NOX Cap TR - MO | 792 | 7716 | Rate Constraint in MTons | FALSE | L | Annual | Seasons Included | Seasons | Summer | Summer | Summer | Summer | Summer | Summer | Summer
Ozone Season NOX Cap TR - MO | 792 | 7716 | Rate Constraint in MTons | FALSE | L | Annual | Standard NOX | Thousand Tons | 8.868 | 8.191 | 8.191 | 8.191 | 8.191 | 8.191 | 8.191
Ozone Season NOX Cap TR - MO | 792 | 7716 | Rate Constraint in MTons | FALSE | L | Annual | Emissions at Affected Plants NOX | Thousand Tons | 8.2287 | 4.8576 | 2.0472 | 0.91999 | 0.80296 | 1.6366 | 2.7221
Ozone Season NOX Cap TR - MO | 792 | 7716 | Rate Constraint in MTons | FALSE | L | Annual | Allowances Purchased NOX | Thousand Tons | 0 | 0 | 0 | 0 | 0 | 0 | 0
Ozone Season NOX Cap TR - MO | 792 | 7716 | Rate Constraint in MTons | FALSE | L | Annual | Allowances Sold NOX | Thousand Tons | 0 | 0 | 0 | 0 | 0 | 0 | 0
Ozone Season NOX Cap TR - MO | 792 | 7716 | Rate Constraint in MTons | FALSE | L | Annual | Allowances Banked | Thousand Tons | 0 | 0 | 0 | 0 | 0 | 0 | 0
Ozone Season NOX Cap TR - MO | 792 | 7716 | Rate Constraint in MTons | FALSE | L | Annual | Allowances Withdrawn (1:1) | Thousand Tons | 0 | 0 | 0 | 0 | 0 | 0 | 0
Ozone Season NOX Cap TR - MO | 792 | 7716 | Rate Constraint in MTons | FALSE | L | Annual | Allowances Withdrawn (n:1) | Thousand Tons | 0 | 0 | 0 | 0 | 0 | 0 | 0
Ozone Season NOX Cap TR - MO | 792 | 7716 | Rate Constraint in MTons | FALSE | L | Annual | Net Emissions Allowance Position | Thousand Tons | 8.2287 | 4.8576 | 2.0472 | 0.91999 | 0.80296 | 1.6366 | 2.7221
Ozone Season NOX Cap TR - MO | 792 | 7716 | Rate Constraint in MTons | FALSE | L | Annual | Fuel Consumed | TBtu | 227.1509 | 157.8396 | 58.7631 | 27.9248 | 23.4977 | 45.8258 | 82.0134
Ozone Season NOX Cap TR - MO | 792 | 7716 | Rate Constraint in MTons | FALSE | L | Annual | Rate | lb/MMBtu | 0.072452 | 0.061551 | 0.069677 | 0.06589 | 0.068344 | 0.071426 | 0.066383
Ozone Season NOX Cap TR - MO | 792 | 7716 | Rate Constraint in MTons | FALSE | L | Annual | Generation | TWh | 23.3446 | 16.6211 | 5.9903 | 2.8202 | 2.3944 | 4.6652 | 8.4691
Ozone Season NOX Cap TR - MO | 792 | 7716 | Rate Constraint in MTons | FALSE | L | Annual | Qualifying Generation | TWh | 23.3446 | 16.5145 | 5.9537 | 2.8132 | 2.3944 | 4.6527 | 8.4038
Ozone Season NOX Cap TR - MO | 792 | 7716 | Rate Constraint in MTons | FALSE | L | Annual | Rate | lb/MWh | 0.70498 | 0.58828 | 0.68771 | 0.65404 | 0.67071 | 0.7035 | 0.64783
Ozone Season NOX Cap TR - MO | 792 | 7716 | Rate Constraint in MTons | FALSE | L | Annual | Constraint Shadow Price | US2022$/Ton | 0 | 0 | 0 | 0 | 0 | 0 | 0
Ozone Season NOX Cap TR - MS | 793 | 7715 | Rate Constraint in MTons | FALSE | L | Annual | Seasons Included | Seasons | Summer | Summer | Summer | Summer | Summer | Summer | Summer
Ozone Season NOX Cap TR - MS | 793 | 7715 | Rate Constraint in MTons | FALSE | L | Annual | Standard NOX | Thousand Tons | 1.848 | 1.848 | 1.848 | 1.848 | 1.848 | 1.848 | 1.848
Ozone Season NOX Cap TR - MS | 793 | 7715 | Rate Constraint in MTons | FALSE | L | Annual | Emissions at Affected Plants NOX | Thousand Tons | 1.7177 | 1.8138 | 0.96224 | 1.1031 | 0.80196 | 0.91189 | 1.5219
Ozone Season NOX Cap TR - MS | 793 | 7715 | Rate Constraint in MTons | FALSE | L | Annual | Allowances Purchased NOX | Thousand Tons | 0 | 0 | 0 | 0 | 0 | 0 | 0
Ozone Season NOX Cap TR - MS | 793 | 7715 | Rate Constraint in MTons | FALSE | L | Annual | Allowances Sold NOX | Thousand Tons | 0 | 0 | 0 | 0 | 0 | 0 | 0
Ozone Season NOX Cap TR - MS | 793 | 7715 | Rate Constraint in MTons | FALSE | L | Annual | Allowances Banked | Thousand Tons | 0 | 0 | 0 | 0 | 0 | 0 | 0
Ozone Season NOX Cap TR - MS | 793 | 7715 | Rate Constraint in MTons | FALSE | L | Annual | Allowances Withdrawn (1:1) | Thousand Tons | 0 | 0 | 0 | 0 | 0 | 0 | 0
Ozone Season NOX Cap TR - MS | 793 | 7715 | Rate Constraint in MTons | FALSE | L | Annual | Allowances Withdrawn (n:1) | Thousand Tons | 0 | 0 | 0 | 0 | 0 | 0 | 0
Ozone Season NOX Cap TR - MS | 793 | 7715 | Rate Constraint in MTons | FALSE | L | Annual | Net Emissions Allowance Position | Thousand Tons | 1.7177 | 1.8138 | 0.96224 | 1.1031 | 0.80196 | 0.91189 | 1.5219
Ozone Season NOX Cap TR - MS | 793 | 7715 | Rate Constraint in MTons | FALSE | L | Annual | Fuel Consumed | TBtu | 199.7245 | 198.3874 | 150.9532 | 136.0369 | 83.1875 | 102.9331 | 132.0834
Ozone Season NOX Cap TR - MS | 793 | 7715 | Rate Constraint in MTons | FALSE | L | Annual | Rate | lb/MMBtu | 0.017201 | 0.018286 | 0.012749 | 0.016218 | 0.019281 | 0.017718 | 0.023044
Ozone Season NOX Cap TR - MS | 793 | 7715 | Rate Constraint in MTons | FALSE | L | Annual | Generation | TWh | 27.5434 | 27.4016 | 21.4682 | 18.9521 | 13.104 | 17.6805 | 26.9611
Ozone Season NOX Cap TR - MS | 793 | 7715 | Rate Constraint in MTons | FALSE | L | Annual | Qualifying Generation | TWh | 27.2361 | 26.9618 | 21.0853 | 18.8474 | 11.5536 | 14.2515 | 17.9006
Ozone Season NOX Cap TR - MS | 793 | 7715 | Rate Constraint in MTons | FALSE | L | Annual | Rate | lb/MWh | 0.12614 | 0.13455 | 0.091272 | 0.11706 | 0.13882 | 0.12797 | 0.17004
Ozone Season NOX Cap TR - MS | 793 | 7715 | Rate Constraint in MTons | FALSE | L | Annual | Constraint Shadow Price | US2022$/Ton | 0 | 0 | 0 | 0 | 0 | 0 | 0
Ozone Season NOX Cap TR - NJ | 794 | 7718 | Rate Constraint in MTons | FALSE | L | Annual | Seasons Included | Seasons | Summer | Summer | Summer | Summer | Summer | Summer | Summer
Ozone Season NOX Cap TR - NJ | 794 | 7718 | Rate Constraint in MTons | FALSE | L | Annual | Standard NOX | Thousand Tons | 0.93 | 0.93 | 0.93 | 0.93 | 0.93 | 0.93 | 0.93
Ozone Season NOX Cap TR - NJ | 794 | 7718 | Rate Constraint in MTons | FALSE | L | Annual | Emissions at Affected Plants NOX | Thousand Tons | 0.77965 | 0.80494 | 0.61786 | 0.49327 | 0.46308 | 0.75517 | 0.93
Ozone Season NOX Cap TR - NJ | 794 | 7718 | Rate Constraint in MTons | FALSE | L | Annual | Allowances Purchased NOX | Thousand Tons | 0 | 0 | 0 | 0 | 0 | 0 | 0
Ozone Season NOX Cap TR - NJ | 794 | 7718 | Rate Constraint in MTons | FALSE | L | Annual | Allowances Sold NOX | Thousand Tons | 0 | 0 | 0 | 0 | 0 | 0 | 0
Ozone Season NOX Cap TR - NJ | 794 | 7718 | Rate Constraint in MTons | FALSE | L | Annual | Allowances Banked | Thousand Tons | 0 | 0 | 0 | 0 | 0 | 0 | 0
Ozone Season NOX Cap TR - NJ | 794 | 7718 | Rate Constraint in MTons | FALSE | L | Annual | Allowances Withdrawn (1:1) | Thousand Tons | 0 | 0 | 0 | 0 | 0 | 0 | 0
Ozone Season NOX Cap TR - NJ | 794 | 7718 | Rate Constraint in MTons | FALSE | L | Annual | Allowances Withdrawn (n:1) | Thousand Tons | 0 | 0 | 0 | 0 | 0 | 0 | 0
Ozone Season NOX Cap TR - NJ | 794 | 7718 | Rate Constraint in MTons | FALSE | L | Annual | Net Emissions Allowance Position | Thousand Tons | 0.77965 | 0.80494 | 0.61786 | 0.49327 | 0.46308 | 0.75517 | 0.93
Ozone Season NOX Cap TR - NJ | 794 | 7718 | Rate Constraint in MTons | FALSE | L | Annual | Fuel Consumed | TBtu | 143.5761 | 147.7114 | 112.4331 | 101.2238 | 95.508 | 141.2954 | 182.4725
Ozone Season NOX Cap TR - NJ | 794 | 7718 | Rate Constraint in MTons | FALSE | L | Annual | Rate | lb/MMBtu | 0.01086 | 0.010899 | 0.010991 | 0.0097461 | 0.0096971 | 0.010689 | 0.010193
Ozone Season NOX Cap TR - NJ | 794 | 7718 | Rate Constraint in MTons | FALSE | L | Annual | Generation | TWh | 19.867 | 20.384 | 15.8791 | 14.9608 | 15.1432 | 26.1297 | 43.6587
Ozone Season NOX Cap TR - NJ | 794 | 7718 | Rate Constraint in MTons | FALSE | L | Annual | Qualifying Generation | TWh | 19.867 | 20.384 | 15.8791 | 14.4226 | 13.5711 | 19.9913 | 26.7999
Ozone Season NOX Cap TR - NJ | 794 | 7718 | Rate Constraint in MTons | FALSE | L | Annual | Rate | lb/MWh | 0.078487 | 0.078977 | 0.07782 | 0.068402 | 0.068244 | 0.07555 | 0.069403
Ozone Season NOX Cap TR - NJ | 794 | 7718 | Rate Constraint in MTons | FALSE | L | Annual | Constraint Shadow Price | US2022$/Ton | 0 | 0 | 0 | 0 | 0 | 0 | 4368.3597
Ozone Season NOX Cap TR - NV | 795 | 7717 | Rate Constraint in MTons | FALSE | L | Annual | Seasons Included | Seasons | Summer | Summer | Summer | Summer | Summer | Summer | Summer
Ozone Season NOX Cap TR - NV | 795 | 7717 | Rate Constraint in MTons | FALSE | L | Annual | Standard NOX | Thousand Tons | 1.271 | 0.989 | 0.989 | 0.989 | 0.989 | 0.989 | 0.989
Ozone Season NOX Cap TR - NV | 795 | 7717 | Rate Constraint in MTons | FALSE | L | Annual | Emissions at Affected Plants NOX | Thousand Tons | 0.26504 | 0.34044 | 0.29539 | 0.32719 | 0.17305 | 0.063881 | 0.065759
Ozone Season NOX Cap TR - NV | 795 | 7717 | Rate Constraint in MTons | FALSE | L | Annual | Allowances Purchased NOX | Thousand Tons | 0 | 0 | 0 | 0 | 0 | 0 | 0
Ozone Season NOX Cap TR - NV | 795 | 7717 | Rate Constraint in MTons | FALSE | L | Annual | Allowances Sold NOX | Thousand Tons | 0 | 0 | 0 | 0 | 0 | 0 | 0
Ozone Season NOX Cap TR - NV | 795 | 7717 | Rate Constraint in MTons | FALSE | L | Annual | Allowances Banked | Thousand Tons | 0 | 0 | 0 | 0 | 0 | 0 | 0
Ozone Season NOX Cap TR - NV | 795 | 7717 | Rate Constraint in MTons | FALSE | L | Annual | Allowances Withdrawn (1:1) | Thousand Tons | 0 | 0 | 0 | 0 | 0 | 0 | 0
Ozone Season NOX Cap TR - NV | 795 | 7717 | Rate Constraint in MTons | FALSE | L | Annual | Allowances Withdrawn (n:1) | Thousand Tons | 0 | 0 | 0 | 0 | 0 | 0 | 0
Ozone Season NOX Cap TR - NV | 795 | 7717 | Rate Constraint in MTons | FALSE | L | Annual | Net Emissions Allowance Position | Thousand Tons | 0.26504 | 0.34044 | 0.29539 | 0.32719 | 0.17305 | 0.063881 | 0.065759
Ozone Season NOX Cap TR - NV | 795 | 7717 | Rate Constraint in MTons | FALSE | L | Annual | Fuel Consumed | TBtu | 53.0743 | 66.2863 | 56.6419 | 63.7044 | 22.0558 | 9.2142 | 8.1078
Ozone Season NOX Cap TR - NV | 795 | 7717 | Rate Constraint in MTons | FALSE | L | Annual | Rate | lb/MMBtu | 0.0099874 | 0.010272 | 0.01043 | 0.010272 | 0.015692 | 0.013866 | 0.016221
Ozone Season NOX Cap TR - NV | 795 | 7717 | Rate Constraint in MTons | FALSE | L | Annual | Generation | TWh | 7.3836 | 9.1353 | 7.8514 | 8.797 | 2.6768 | 1.2188 | 1.0619
Ozone Season NOX Cap TR - NV | 795 | 7717 | Rate Constraint in MTons | FALSE | L | Annual | Qualifying Generation | TWh | 7.3836 | 9.1353 | 7.8514 | 8.797 | 2.6768 | 1.2188 | 1.0619
Ozone Season NOX Cap TR - NV | 795 | 7717 | Rate Constraint in MTons | FALSE | L | Annual | Rate | lb/MWh | 0.07179 | 0.074533 | 0.075245 | 0.074388 | 0.12929 | 0.10483 | 0.12386
Ozone Season NOX Cap TR - NV | 795 | 7717 | Rate Constraint in MTons | FALSE | L | Annual | Constraint Shadow Price | US2022$/Ton | 0 | 0 | 0 | 0 | 0 | 0 | 0
Ozone Season NOX Cap TR - NY | 796 | 7719 | Rate Constraint in MTons | FALSE | L | Annual | Seasons Included | Seasons | Summer | Summer | Summer | Summer | Summer | Summer | Summer
Ozone Season NOX Cap TR - NY | 796 | 7719 | Rate Constraint in MTons | FALSE | L | Annual | Standard NOX | Thousand Tons | 4.033 | 4.033 | 4.033 | 4.033 | 4.033 | 4.033 | 4.033
Ozone Season NOX Cap TR - NY | 796 | 7719 | Rate Constraint in MTons | FALSE | L | Annual | Emissions at Affected Plants NOX | Thousand Tons | 2.1141 | 2.0005 | 1.3244 | 0.65627 | 0.68546 | 0.54966 | 0.57147
Ozone Season NOX Cap TR - NY | 796 | 7719 | Rate Constraint in MTons | FALSE | L | Annual | Allowances Purchased NOX | Thousand Tons | 0 | 0 | 0 | 0 | 0 | 0 | 0
Ozone Season NOX Cap TR - NY | 796 | 7719 | Rate Constraint in MTons | FALSE | L | Annual | Allowances Sold NOX | Thousand Tons | 0 | 0 | 0 | 0 | 0 | 0 | 0
Ozone Season NOX Cap TR - NY | 796 | 7719 | Rate Constraint in MTons | FALSE | L | Annual | Allowances Banked | Thousand Tons | 0 | 0 | 0 | 0 | 0 | 0 | 0
Ozone Season NOX Cap TR - NY | 796 | 7719 | Rate Constraint in MTons | FALSE | L | Annual | Allowances Withdrawn (1:1) | Thousand Tons | 0 | 0 | 0 | 0 | 0 | 0 | 0
Ozone Season NOX Cap TR - NY | 796 | 7719 | Rate Constraint in MTons | FALSE | L | Annual | Allowances Withdrawn (n:1) | Thousand Tons | 0 | 0 | 0 | 0 | 0 | 0 | 0
Ozone Season NOX Cap TR - NY | 796 | 7719 | Rate Constraint in MTons | FALSE | L | Annual | Net Emissions Allowance Position | Thousand Tons | 2.1141 | 2.0005 | 1.3244 | 0.65627 | 0.68546 | 0.54966 | 0.57147
Ozone Season NOX Cap TR - NY | 796 | 7719 | Rate Constraint in MTons | FALSE | L | Annual | Fuel Consumed | TBtu | 188.9112 | 202.141 | 173.0693 | 97.6902 | 104.1218 | 95.0566 | 96.1242
Ozone Season NOX Cap TR - NY | 796 | 7719 | Rate Constraint in MTons | FALSE | L | Annual | Rate | lb/MMBtu | 0.022382 | 0.019793 | 0.015305 | 0.013436 | 0.013166 | 0.011565 | 0.01189
Ozone Season NOX Cap TR - NY | 796 | 7719 | Rate Constraint in MTons | FALSE | L | Annual | Generation | TWh | 24.4633 | 26.6608 | 23.4839 | 13.6582 | 14.619 | 13.6885 | 14.1753
Ozone Season NOX Cap TR - NY | 796 | 7719 | Rate Constraint in MTons | FALSE | L | Annual | Qualifying Generation | TWh | 24.4633 | 26.6608 | 23.4839 | 13.5688 | 14.4369 | 13.2435 | 13.4413
Ozone Season NOX Cap TR - NY | 796 | 7719 | Rate Constraint in MTons | FALSE | L | Annual | Rate | lb/MWh | 0.17284 | 0.15007 | 0.11279 | 0.096733 | 0.094959 | 0.083009 | 0.085032
Ozone Season NOX Cap TR - NY | 796 | 7719 | Rate Constraint in MTons | FALSE | L | Annual | Constraint Shadow Price | US2022$/Ton | 0 | 0 | 0 | 0 | 0 | 0 | 0
Ozone Season NOX Cap TR - OH | 797 | 7720 | Rate Constraint in MTons | FALSE | L | Annual | Seasons Included | Seasons | Summer | Summer | Summer | Summer | Summer | Summer | Summer
Ozone Season NOX Cap TR - OH | 797 | 7720 | Rate Constraint in MTons | FALSE | L | Annual | Standard NOX | Thousand Tons | 8.391 | 7.742 | 7.742 | 7.742 | 7.742 | 7.742 | 7.742
Ozone Season NOX Cap TR - OH | 797 | 7720 | Rate Constraint in MTons | FALSE | L | Annual | Emissions at Affected Plants NOX | Thousand Tons | 3.6319 | 5.0738 | 1.4955 | 1.2778 | 1.1015 | 3.6469 | 4.3289
Ozone Season NOX Cap TR - OH | 797 | 7720 | Rate Constraint in MTons | FALSE | L | Annual | Allowances Purchased NOX | Thousand Tons | 0 | 0 | 0 | 0 | 0 | 0 | 0
Ozone Season NOX Cap TR - OH | 797 | 7720 | Rate Constraint in MTons | FALSE | L | Annual | Allowances Sold NOX | Thousand Tons | 0 | 0 | 0 | 0 | 0 | 0 | 0
Ozone Season NOX Cap TR - OH | 797 | 7720 | Rate Constraint in MTons | FALSE | L | Annual | Allowances Banked | Thousand Tons | 0 | 0 | 0 | 0 | 0 | 0 | 0
Ozone Season NOX Cap TR - OH | 797 | 7720 | Rate Constraint in MTons | FALSE | L | Annual | Allowances Withdrawn (1:1) | Thousand Tons | 0 | 0 | 0 | 0 | 0 | 0 | 0
Ozone Season NOX Cap TR - OH | 797 | 7720 | Rate Constraint in MTons | FALSE | L | Annual | Allowances Withdrawn (n:1) | Thousand Tons | 0 | 0 | 0 | 0 | 0 | 0 | 0
Ozone Season NOX Cap TR - OH | 797 | 7720 | Rate Constraint in MTons | FALSE | L | Annual | Net Emissions Allowance Position | Thousand Tons | 3.6319 | 5.0738 | 1.4955 | 1.2778 | 1.1015 | 3.6469 | 4.3289
Ozone Season NOX Cap TR - OH | 797 | 7720 | Rate Constraint in MTons | FALSE | L | Annual | Fuel Consumed | TBtu | 349.7263 | 381.6854 | 286.5761 | 267.0218 | 228.317 | 352.1921 | 407.1895
Ozone Season NOX Cap TR - OH | 797 | 7720 | Rate Constraint in MTons | FALSE | L | Annual | Rate | lb/MMBtu | 0.02077 | 0.026587 | 0.010437 | 0.0095709 | 0.0096487 | 0.02071 | 0.021262
Ozone Season NOX Cap TR - OH | 797 | 7720 | Rate Constraint in MTons | FALSE | L | Annual | Generation | TWh | 49.7573 | 52.7053 | 43.4092 | 41.2401 | 36.0082 | 53.3223 | 66.6959
Ozone Season NOX Cap TR - OH | 797 | 7720 | Rate Constraint in MTons | FALSE | L | Annual | Qualifying Generation | TWh | 48.1921 | 51.1401 | 41.844 | 39.2189 | 33.86 | 49.2369 | 57.0966
Ozone Season NOX Cap TR - OH | 797 | 7720 | Rate Constraint in MTons | FALSE | L | Annual | Rate | lb/MWh | 0.15072 | 0.19843 | 0.071478 | 0.065163 | 0.065061 | 0.14814 | 0.15163
Ozone Season NOX Cap TR - OH | 797 | 7720 | Rate Constraint in MTons | FALSE | L | Annual | Constraint Shadow Price | US2022$/Ton | 0 | 0 | 0 | 0 | 0 | 0 | 0
Ozone Season NOX Cap TR - OK | 798 | 7721 | Rate Constraint in MTons | FALSE | L | Annual | Seasons Included | Seasons | Summer | Summer | Summer | Summer | Summer | Summer | Summer
Ozone Season NOX Cap TR - OK | 798 | 7721 | Rate Constraint in MTons | FALSE | L | Annual | Standard NOX | Thousand Tons | 4.649 | 4.649 | 4.649 | 4.649 | 4.649 | 4.649 | 4.649
Ozone Season NOX Cap TR - OK | 798 | 7721 | Rate Constraint in MTons | FALSE | L | Annual | Emissions at Affected Plants NOX | Thousand Tons | 3.8701 | 3.003 | 0.78125 | 0.78144 | 0.71457 | 0.72248 | 0.78239
Ozone Season NOX Cap TR - OK | 798 | 7721 | Rate Constraint in MTons | FALSE | L | Annual | Allowances Purchased NOX | Thousand Tons | 0 | 0 | 0 | 0 | 0 | 0 | 0
Ozone Season NOX Cap TR - OK | 798 | 7721 | Rate Constraint in MTons | FALSE | L | Annual | Allowances Sold NOX | Thousand Tons | 0 | 0 | 0 | 0 | 0 | 0 | 0
Ozone Season NOX Cap TR - OK | 798 | 7721 | Rate Constraint in MTons | FALSE | L | Annual | Allowances Banked | Thousand Tons | 0 | 0 | 0 | 0 | 0 | 0 | 0
Ozone Season NOX Cap TR - OK | 798 | 7721 | Rate Constraint in MTons | FALSE | L | Annual | Allowances Withdrawn (1:1) | Thousand Tons | 0 | 0 | 0 | 0 | 0 | 0 | 0
Ozone Season NOX Cap TR - OK | 798 | 7721 | Rate Constraint in MTons | FALSE | L | Annual | Allowances Withdrawn (n:1) | Thousand Tons | 0 | 0 | 0 | 0 | 0 | 0 | 0
Ozone Season NOX Cap TR - OK | 798 | 7721 | Rate Constraint in MTons | FALSE | L | Annual | Net Emissions Allowance Position | Thousand Tons | 3.8701 | 3.003 | 0.78125 | 0.78144 | 0.71457 | 0.72248 | 0.78239
Ozone Season NOX Cap TR - OK | 798 | 7721 | Rate Constraint in MTons | FALSE | L | Annual | Fuel Consumed | TBtu | 166.4273 | 147.8757 | 43.0257 | 21.7227 | 9.5419 | 12.2859 | 18.7365
Ozone Season NOX Cap TR - OK | 798 | 7721 | Rate Constraint in MTons | FALSE | L | Annual | Rate | lb/MMBtu | 0.046508 | 0.040615 | 0.036316 | 0.071947 | 0.14977 | 0.11761 | 0.083515
Ozone Season NOX Cap TR - OK | 798 | 7721 | Rate Constraint in MTons | FALSE | L | Annual | Generation | TWh | 21.0622 | 18.7308 | 5.0449 | 1.9063 | 0.83039 | 1.2147 | 2.1687
Ozone Season NOX Cap TR - OK | 798 | 7721 | Rate Constraint in MTons | FALSE | L | Annual | Qualifying Generation | TWh | 21.0622 | 18.7308 | 5.0449 | 1.9063 | 0.83039 | 1.2035 | 2.1082
Ozone Season NOX Cap TR - OK | 798 | 7721 | Rate Constraint in MTons | FALSE | L | Annual | Rate | lb/MWh | 0.36749 | 0.32064 | 0.30972 | 0.81986 | 1.721 | 1.2006 | 0.74225
Ozone Season NOX Cap TR - OK | 798 | 7721 | Rate Constraint in MTons | FALSE | L | Annual | Constraint Shadow Price | US2022$/Ton | 0 | 0 | 0 | 0 | 0 | 0 | 0
Ozone Season NOX Cap TR - PA | 799 | 7722 | Rate Constraint in MTons | FALSE | L | Annual | Seasons Included | Seasons | Summer | Summer | Summer | Summer | Summer | Summer | Summer
Ozone Season NOX Cap TR - PA | 799 | 7722 | Rate Constraint in MTons | FALSE | L | Annual | Standard NOX | Thousand Tons | 8.646 | 5.827 | 5.827 | 5.827 | 5.827 | 5.827 | 5.827
Ozone Season NOX Cap TR - PA | 799 | 7722 | Rate Constraint in MTons | FALSE | L | Annual | Emissions at Affected Plants NOX | Thousand Tons | 6.2239 | 5.7783 | 3.6047 | 2.048 | 2.1293 | 2.9054 | 3.4409
Ozone Season NOX Cap TR - PA | 799 | 7722 | Rate Constraint in MTons | FALSE | L | Annual | Allowances Purchased NOX | Thousand Tons | 0 | 0 | 0 | 0 | 0 | 0 | 0
Ozone Season NOX Cap TR - PA | 799 | 7722 | Rate Constraint in MTons | FALSE | L | Annual | Allowances Sold NOX | Thousand Tons | 0 | 0 | 0 | 0 | 0 | 0 | 0
Ozone Season NOX Cap TR - PA | 799 | 7722 | Rate Constraint in MTons | FALSE | L | Annual | Allowances Banked | Thousand Tons | 0 | 0 | 0 | 0 | 0 | 0 | 0
Ozone Season NOX Cap TR - PA | 799 | 7722 | Rate Constraint in MTons | FALSE | L | Annual | Allowances Withdrawn (1:1) | Thousand Tons | 0 | 0 | 0 | 0 | 0 | 0 | 0
Ozone Season NOX Cap TR - PA | 799 | 7722 | Rate Constraint in MTons | FALSE | L | Annual | Allowances Withdrawn (n:1) | Thousand Tons | 0 | 0 | 0 | 0 | 0 | 0 | 0
Ozone Season NOX Cap TR - PA | 799 | 7722 | Rate Constraint in MTons | FALSE | L | Annual | Net Emissions Allowance Position | Thousand Tons | 6.2239 | 5.7783 | 3.6047 | 2.048 | 2.1293 | 2.9054 | 3.4409
Ozone Season NOX Cap TR - PA | 799 | 7722 | Rate Constraint in MTons | FALSE | L | Annual | Fuel Consumed | TBtu | 510.0284 | 502.992 | 427.3363 | 371.2882 | 363.2893 | 501.5779 | 563.2048
Ozone Season NOX Cap TR - PA | 799 | 7722 | Rate Constraint in MTons | FALSE | L | Annual | Rate | lb/MMBtu | 0.024406 | 0.022976 | 0.01687 | 0.011032 | 0.011722 | 0.011585 | 0.012219
Ozone Season NOX Cap TR - PA | 799 | 7722 | Rate Constraint in MTons | FALSE | L | Annual | Generation | TWh | 74.6803 | 74.0525 | 66.4298 | 61.3715 | 60.7594 | 104.3646 | 142.5832
Ozone Season NOX Cap TR - PA | 799 | 7722 | Rate Constraint in MTons | FALSE | L | Annual | Qualifying Generation | TWh | 66.195 | 65.5671 | 57.9444 | 51.9605 | 50.4965 | 71.7762 | 81.4811
Ozone Season NOX Cap TR - PA | 799 | 7722 | Rate Constraint in MTons | FALSE | L | Annual | Rate | lb/MWh | 0.18805 | 0.17626 | 0.12442 | 0.078829 | 0.084334 | 0.080958 | 0.084459
Ozone Season NOX Cap TR - PA | 799 | 7722 | Rate Constraint in MTons | FALSE | L | Annual | Constraint Shadow Price | US2022$/Ton | 0 | 0 | 0 | 0 | 0 | 0 | 0
Ozone Season NOX Cap TR - Region | 800 | 7730 | Rate Constraint in MTons | FALSE | L | Annual | Seasons Included | Seasons | Summer | Summer | Summer | Summer | Summer | Summer | Summer
Ozone Season NOX Cap TR - Region | 800 | 7730 | Rate Constraint in MTons | FALSE | L | Annual | Standard NOX | Thousand Tons | 133.695 | 104.685 | 104.685 | 104.685 | 104.685 | 104.685 | 104.685
Ozone Season NOX Cap TR - Region | 800 | 7730 | Rate Constraint in MTons | FALSE | L | Annual | Emissions at Affected Plants NOX | Thousand Tons | 84.1487 | 75.1715 | 46.5062 | 29.4503 | 16.5558 | 28.0427 | 33.0444
Ozone Season NOX Cap TR - Region | 800 | 7730 | Rate Constraint in MTons | FALSE | L | Annual | Allowances Purchased NOX | Thousand Tons | 0 | 0 | 0 | 0 | 0 | 0 | 0
Ozone Season NOX Cap TR - Region | 800 | 7730 | Rate Constraint in MTons | FALSE | L | Annual | Allowances Sold NOX | Thousand Tons | 0 | 0 | 0 | 0 | 0 | 0 | 0
Ozone Season NOX Cap TR - Region | 800 | 7730 | Rate Constraint in MTons | FALSE | L | Annual | Allowances Banked | Thousand Tons | 67.0643 | 0 | 69.79 | 0 | 0 | 0 | 0
Ozone Season NOX Cap TR - Region | 800 | 7730 | Rate Constraint in MTons | FALSE | L | Annual | Allowances Withdrawn (1:1) | Thousand Tons | 0 | 0 | -22.3548 | -104.685 | 0 | 0 | 0
Ozone Season NOX Cap TR - Region | 800 | 7730 | Rate Constraint in MTons | FALSE | L | Annual | Allowances Withdrawn (n:1) | Thousand Tons | 0 | 0 | 0 | 0 | 0 | 0 | 0
Ozone Season NOX Cap TR - Region | 800 | 7730 | Rate Constraint in MTons | FALSE | L | Annual | Net Emissions Allowance Position | Thousand Tons | 151.213 | 75.1715 | 93.9415 | -75.2347 | 16.5558 | 28.0427 | 33.0444
Ozone Season NOX Cap TR - Region | 800 | 7730 | Rate Constraint in MTons | FALSE | L | Annual | Fuel Consumed | TBtu | 4801.1426 | 4736.9385 | 3546.1246 | 2653.3889 | 1827.3068 | 2603.2802 | 3097.5601
Ozone Season NOX Cap TR - Region | 800 | 7730 | Rate Constraint in MTons | FALSE | L | Annual | Rate | lb/MMBtu | 0.035054 | 0.031738 | 0.026229 | 0.022198 | 0.01812 | 0.021544 | 0.021336
Ozone Season NOX Cap TR - Region | 800 | 7730 | Rate Constraint in MTons | FALSE | L | Annual | Generation | TWh | 621.4023 | 613.965 | 466.0295 | 356.8707 | 260.8153 | 372.543 | 449.4125
Ozone Season NOX Cap TR - Region | 800 | 7730 | Rate Constraint in MTons | FALSE | L | Annual | Qualifying Generation | TWh | 621.2105 | 613.6578 | 465.7793 | 353.886 | 256.7927 | 363.926 | 433.8685
Ozone Season NOX Cap TR - Region | 800 | 7730 | Rate Constraint in MTons | FALSE | L | Annual | Rate | lb/MWh | 0.27092 | 0.24499 | 0.19969 | 0.16644 | 0.12894 | 0.15411 | 0.15232
Ozone Season NOX Cap TR - Region | 800 | 7730 | Rate Constraint in MTons | FALSE | L | Annual | Constraint Shadow Price | US2022$/Ton | 0 | 0 | 0 | 0 | 0 | 0 | 0
Ozone Season NOX Cap TR - TX | 801 | 7724 | Rate Constraint in MTons | FALSE | L | Annual | Seasons Included | Seasons | Summer | Summer | Summer | Summer | Summer | Summer | Summer
Ozone Season NOX Cap TR - TX | 801 | 7724 | Rate Constraint in MTons | FALSE | L | Annual | Standard NOX | Thousand Tons | 27.112 | 26.174 | 26.174 | 26.174 | 26.174 | 26.174 | 26.174
Ozone Season NOX Cap TR - TX | 801 | 7724 | Rate Constraint in MTons | FALSE | L | Annual | Emissions at Affected Plants NOX | Thousand Tons | 9.6456 | 9.4041 | 5.7745 | 3.2532 | 1.9287 | 4.6902 | 5.9874
Ozone Season NOX Cap TR - TX | 801 | 7724 | Rate Constraint in MTons | FALSE | L | Annual | Allowances Purchased NOX | Thousand Tons | 0 | 0 | 0 | 0 | 0 | 0 | 0
Ozone Season NOX Cap TR - TX | 801 | 7724 | Rate Constraint in MTons | FALSE | L | Annual | Allowances Sold NOX | Thousand Tons | 0 | 0 | 0 | 0 | 0 | 0 | 0
Ozone Season NOX Cap TR - TX | 801 | 7724 | Rate Constraint in MTons | FALSE | L | Annual | Allowances Banked | Thousand Tons | 0 | 0 | 0 | 0 | 0 | 0 | 0
Ozone Season NOX Cap TR - TX | 801 | 7724 | Rate Constraint in MTons | FALSE | L | Annual | Allowances Withdrawn (1:1) | Thousand Tons | 0 | 0 | 0 | 0 | 0 | 0 | 0
Ozone Season NOX Cap TR - TX | 801 | 7724 | Rate Constraint in MTons | FALSE | L | Annual | Allowances Withdrawn (n:1) | Thousand Tons | 0 | 0 | 0 | 0 | 0 | 0 | 0
Ozone Season NOX Cap TR - TX | 801 | 7724 | Rate Constraint in MTons | FALSE | L | Annual | Net Emissions Allowance Position | Thousand Tons | 9.6456 | 9.4041 | 5.7745 | 3.2532 | 1.9287 | 4.6902 | 5.9874
Ozone Season NOX Cap TR - TX | 801 | 7724 | Rate Constraint in MTons | FALSE | L | Annual | Fuel Consumed | TBtu | 720.3253 | 673.7035 | 373.7509 | 214.2711 | 111.4519 | 267.8093 | 344.6227
Ozone Season NOX Cap TR - TX | 801 | 7724 | Rate Constraint in MTons | FALSE | L | Annual | Rate | lb/MMBtu | 0.026781 | 0.027918 | 0.0309 | 0.030365 | 0.034611 | 0.035026 | 0.034747
Ozone Season NOX Cap TR - TX | 801 | 7724 | Rate Constraint in MTons | FALSE | L | Annual | Generation | TWh | 100.9929 | 93.4489 | 51.1075 | 31.4925 | 17.8247 | 42.1996 | 53.5113
Ozone Season NOX Cap TR - TX | 801 | 7724 | Rate Constraint in MTons | FALSE | L | Annual | Qualifying Generation | TWh | 100.9929 | 93.4489 | 51.1075 | 28.5795 | 14.9117 | 37.4051 | 47.9162
Ozone Season NOX Cap TR - TX | 801 | 7724 | Rate Constraint in MTons | FALSE | L | Annual | Rate | lb/MWh | 0.19101 | 0.20127 | 0.22597 | 0.22766 | 0.25869 | 0.25078 | 0.24991
Ozone Season NOX Cap TR - TX | 801 | 7724 | Rate Constraint in MTons | FALSE | L | Annual | Constraint Shadow Price | US2022$/Ton | 0 | 0 | 0 | 0 | 0 | 0 | 0
Ozone Season NOX Cap TR - UT | 802 | 7725 | Rate Constraint in MTons | FALSE | L | Annual | Seasons Included | Seasons | Summer | Summer | Summer | Summer | Summer | Summer | Summer
Ozone Season NOX Cap TR - UT | 802 | 7725 | Rate Constraint in MTons | FALSE | L | Annual | Standard NOX | Thousand Tons | 3.15 | 3.15 | 3.15 | 3.15 | 3.15 | 3.15 | 3.15
Ozone Season NOX Cap TR - UT | 802 | 7725 | Rate Constraint in MTons | FALSE | L | Annual | Emissions at Affected Plants NOX | Thousand Tons | 3.15 | 0.61398 | 0.57795 | 0.61266 | 0.46134 | 0.48475 | 0.55513
Ozone Season NOX Cap TR - UT | 802 | 7725 | Rate Constraint in MTons | FALSE | L | Annual | Allowances Purchased NOX | Thousand Tons | 0 | 0 | 0 | 0 | 0 | 0 | 0
Ozone Season NOX Cap TR - UT | 802 | 7725 | Rate Constraint in MTons | FALSE | L | Annual | Allowances Sold NOX | Thousand Tons | 0 | 0 | 0 | 0 | 0 | 0 | 0
Ozone Season NOX Cap TR - UT | 802 | 7725 | Rate Constraint in MTons | FALSE | L | Annual | Allowances Banked | Thousand Tons | 0 | 0 | 0 | 0 | 0 | 0 | 0
Ozone Season NOX Cap TR - UT | 802 | 7725 | Rate Constraint in MTons | FALSE | L | Annual | Allowances Withdrawn (1:1) | Thousand Tons | 0 | 0 | 0 | 0 | 0 | 0 | 0
Ozone Season NOX Cap TR - UT | 802 | 7725 | Rate Constraint in MTons | FALSE | L | Annual | Allowances Withdrawn (n:1) | Thousand Tons | 0 | 0 | 0 | 0 | 0 | 0 | 0
Ozone Season NOX Cap TR - UT | 802 | 7725 | Rate Constraint in MTons | FALSE | L | Annual | Net Emissions Allowance Position | Thousand Tons | 3.15 | 0.61398 | 0.57795 | 0.61266 | 0.46134 | 0.48475 | 0.55513
Ozone Season NOX Cap TR - UT | 802 | 7725 | Rate Constraint in MTons | FALSE | L | Annual | Fuel Consumed | TBtu | 111.183 | 90.0331 | 83.5489 | 91.495 | 67.3457 | 88.1868 | 99.9892
Ozone Season NOX Cap TR - UT | 802 | 7725 | Rate Constraint in MTons | FALSE | L | Annual | Rate | lb/MMBtu | 0.056663 | 0.013639 | 0.013835 | 0.013392 | 0.013701 | 0.010994 | 0.011104
Ozone Season NOX Cap TR - UT | 802 | 7725 | Rate Constraint in MTons | FALSE | L | Annual | Generation | TWh | 15.249 | 13.3912 | 12.3332 | 13.4094 | 9.9741 | 13.0024 | 13.9761
Ozone Season NOX Cap TR - UT | 802 | 7725 | Rate Constraint in MTons | FALSE | L | Annual | Qualifying Generation | TWh | 15.249 | 13.3912 | 12.3332 | 13.4094 | 9.9741 | 13.0024 | 13.9761
Ozone Season NOX Cap TR - UT | 802 | 7725 | Rate Constraint in MTons | FALSE | L | Annual | Rate | lb/MWh | 0.41314 | 0.091699 | 0.093722 | 0.091378 | 0.092508 | 0.074564 | 0.079439
Ozone Season NOX Cap TR - UT | 802 | 7725 | Rate Constraint in MTons | FALSE | L | Annual | Constraint Shadow Price | US2022$/Ton | 2512.9597 | 0 | 0 | 0 | 0 | 0 | 0
Ozone Season NOX Cap TR - VA | 803 | 7726 | Rate Constraint in MTons | FALSE | L | Annual | Seasons Included | Seasons | Summer | Summer | Summer | Summer | Summer | Summer | Summer
Ozone Season NOX Cap TR - VA | 803 | 7726 | Rate Constraint in MTons | FALSE | L | Annual | Standard NOX | Thousand Tons | 2.871 | 2.361 | 2.361 | 2.361 | 2.361 | 2.361 | 2.361
Ozone Season NOX Cap TR - VA | 803 | 7726 | Rate Constraint in MTons | FALSE | L | Annual | Emissions at Affected Plants NOX | Thousand Tons | 1.8935 | 1.7324 | 0.98457 | 0.58459 | 0.46699 | 0.16465 | 0.20882
Ozone Season NOX Cap TR - VA | 803 | 7726 | Rate Constraint in MTons | FALSE | L | Annual | Allowances Purchased NOX | Thousand Tons | 0 | 0 | 0 | 0 | 0 | 0 | 0
Ozone Season NOX Cap TR - VA | 803 | 7726 | Rate Constraint in MTons | FALSE | L | Annual | Allowances Sold NOX | Thousand Tons | 0 | 0 | 0 | 0 | 0 | 0 | 0
Ozone Season NOX Cap TR - VA | 803 | 7726 | Rate Constraint in MTons | FALSE | L | Annual | Allowances Banked | Thousand Tons | 0 | 0 | 0 | 0 | 0 | 0 | 0
Ozone Season NOX Cap TR - VA | 803 | 7726 | Rate Constraint in MTons | FALSE | L | Annual | Allowances Withdrawn (1:1) | Thousand Tons | 0 | 0 | 0 | 0 | 0 | 0 | 0
Ozone Season NOX Cap TR - VA | 803 | 7726 | Rate Constraint in MTons | FALSE | L | Annual | Allowances Withdrawn (n:1) | Thousand Tons | 0 | 0 | 0 | 0 | 0 | 0 | 0
Ozone Season NOX Cap TR - VA | 803 | 7726 | Rate Constraint in MTons | FALSE | L | Annual | Net Emissions Allowance Position | Thousand Tons | 1.8935 | 1.7324 | 0.98457 | 0.58459 | 0.46699 | 0.16465 | 0.20882
Ozone Season NOX Cap TR - VA | 803 | 7726 | Rate Constraint in MTons | FALSE | L | Annual | Fuel Consumed | TBtu | 200.615 | 190.3996 | 169.2196 | 136.1975 | 116.8179 | 45.1232 | 52.8933
Ozone Season NOX Cap TR - VA | 803 | 7726 | Rate Constraint in MTons | FALSE | L | Annual | Rate | lb/MMBtu | 0.018877 | 0.018198 | 0.011637 | 0.0085845 | 0.0079952 | 0.0072977 | 0.0078959
Ozone Season NOX Cap TR - VA | 803 | 7726 | Rate Constraint in MTons | FALSE | L | Annual | Generation | TWh | 27.1904 | 26.2548 | 23.9105 | 19.9134 | 18.3425 | 30.1686 | 63.499
Ozone Season NOX Cap TR - VA | 803 | 7726 | Rate Constraint in MTons | FALSE | L | Annual | Qualifying Generation | TWh | 26.8153 | 25.7178 | 23.443 | 19.0464 | 16.4488 | 6.6073 | 7.8235
Ozone Season NOX Cap TR - VA | 803 | 7726 | Rate Constraint in MTons | FALSE | L | Annual | Rate | lb/MWh | 0.14123 | 0.13473 | 0.083997 | 0.061386 | 0.056781 | 0.049838 | 0.053383
Ozone Season NOX Cap TR - VA | 803 | 7726 | Rate Constraint in MTons | FALSE | L | Annual | Constraint Shadow Price | US2022$/Ton | 0 | 0 | 0 | 0 | 0 | 0 | 0
Ozone Season NOX Cap TR - WI | 804 | 7728 | Rate Constraint in MTons | FALSE | L | Annual | Seasons Included | Seasons | Summer | Summer | Summer | Summer | Summer | Summer | Summer
Ozone Season NOX Cap TR - WI | 804 | 7728 | Rate Constraint in MTons | FALSE | L | Annual | Standard NOX | Thousand Tons | 4.123 | 4.123 | 4.123 | 4.123 | 4.123 | 4.123 | 4.123
Ozone Season NOX Cap TR - WI | 804 | 7728 | Rate Constraint in MTons | FALSE | L | Annual | Emissions at Affected Plants NOX | Thousand Tons | 1.9811 | 2.3747 | 0.75784 | 0.22511 | 0.10623 | 0.75795 | 1.1967
Ozone Season NOX Cap TR - WI | 804 | 7728 | Rate Constraint in MTons | FALSE | L | Annual | Allowances Purchased NOX | Thousand Tons | 0 | 0 | 0 | 0 | 0 | 0 | 0
Ozone Season NOX Cap TR - WI | 804 | 7728 | Rate Constraint in MTons | FALSE | L | Annual | Allowances Sold NOX | Thousand Tons | 0 | 0 | 0 | 0 | 0 | 0 | 0
Ozone Season NOX Cap TR - WI | 804 | 7728 | Rate Constraint in MTons | FALSE | L | Annual | Allowances Banked | Thousand Tons | 0 | 0 | 0 | 0 | 0 | 0 | 0
Ozone Season NOX Cap TR - WI | 804 | 7728 | Rate Constraint in MTons | FALSE | L | Annual | Allowances Withdrawn (1:1) | Thousand Tons | 0 | 0 | 0 | 0 | 0 | 0 | 0
Ozone Season NOX Cap TR - WI | 804 | 7728 | Rate Constraint in MTons | FALSE | L | Annual | Allowances Withdrawn (n:1) | Thousand Tons | 0 | 0 | 0 | 0 | 0 | 0 | 0
Ozone Season NOX Cap TR - WI | 804 | 7728 | Rate Constraint in MTons | FALSE | L | Annual | Net Emissions Allowance Position | Thousand Tons | 1.9811 | 2.3747 | 0.75784 | 0.22511 | 0.10623 | 0.75795 | 1.1967
Ozone Season NOX Cap TR - WI | 804 | 7728 | Rate Constraint in MTons | FALSE | L | Annual | Fuel Consumed | TBtu | 124.2241 | 142.5752 | 84.3702 | 46.949 | 22.1631 | 58.0858 | 76.6733
Ozone Season NOX Cap TR - WI | 804 | 7728 | Rate Constraint in MTons | FALSE | L | Annual | Rate | lb/MMBtu | 0.031895 | 0.033312 | 0.017965 | 0.0095897 | 0.0095859 | 0.026097 | 0.031216
Ozone Season NOX Cap TR - WI | 804 | 7728 | Rate Constraint in MTons | FALSE | L | Annual | Generation | TWh | 15.2283 | 17.0349 | 11.2389 | 6.6406 | 3.1534 | 7.3596 | 9.2554
Ozone Season NOX Cap TR - WI | 804 | 7728 | Rate Constraint in MTons | FALSE | L | Annual | Qualifying Generation | TWh | 15.2283 | 16.9946 | 11.2242 | 6.6399 | 3.1534 | 7.3539 | 9.2404
Ozone Season NOX Cap TR - WI | 804 | 7728 | Rate Constraint in MTons | FALSE | L | Annual | Rate | lb/MWh | 0.26018 | 0.27947 | 0.13504 | 0.067806 | 0.067372 | 0.20613 | 0.25902
Ozone Season NOX Cap TR - WI | 804 | 7728 | Rate Constraint in MTons | FALSE | L | Annual | Constraint Shadow Price | US2022$/Ton | 0 | 0 | 0 | 0 | 0 | 0 | 0
Ozone Season NOX Cap TR - WV | 805 | 7727 | Rate Constraint in MTons | FALSE | L | Annual | Seasons Included | Seasons | Summer | Summer | Summer | Summer | Summer | Summer | Summer
Ozone Season NOX Cap TR - WV | 805 | 7727 | Rate Constraint in MTons | FALSE | L | Annual | Standard NOX | Thousand Tons | 11.71 | 11.71 | 11.71 | 11.71 | 11.71 | 11.71 | 11.71
Ozone Season NOX Cap TR - WV | 805 | 7727 | Rate Constraint in MTons | FALSE | L | Annual | Emissions at Affected Plants NOX | Thousand Tons | 6.4293 | 8.0232 | 6.2626 | 1.8313 | 0.71228 | 1.0278 | 1.0615
Ozone Season NOX Cap TR - WV | 805 | 7727 | Rate Constraint in MTons | FALSE | L | Annual | Allowances Purchased NOX | Thousand Tons | 0 | 0 | 0 | 0 | 0 | 0 | 0
Ozone Season NOX Cap TR - WV | 805 | 7727 | Rate Constraint in MTons | FALSE | L | Annual | Allowances Sold NOX | Thousand Tons | 0 | 0 | 0 | 0 | 0 | 0 | 0
Ozone Season NOX Cap TR - WV | 805 | 7727 | Rate Constraint in MTons | FALSE | L | Annual | Allowances Banked | Thousand Tons | 0 | 0 | 0 | 0 | 0 | 0 | 0
Ozone Season NOX Cap TR - WV | 805 | 7727 | Rate Constraint in MTons | FALSE | L | Annual | Allowances Withdrawn (1:1) | Thousand Tons | 0 | 0 | 0 | 0 | 0 | 0 | 0
Ozone Season NOX Cap TR - WV | 805 | 7727 | Rate Constraint in MTons | FALSE | L | Annual | Allowances Withdrawn (n:1) | Thousand Tons | 0 | 0 | 0 | 0 | 0 | 0 | 0
Ozone Season NOX Cap TR - WV | 805 | 7727 | Rate Constraint in MTons | FALSE | L | Annual | Net Emissions Allowance Position | Thousand Tons | 6.4293 | 8.0232 | 6.2626 | 1.8313 | 0.71228 | 1.0278 | 1.0615
Ozone Season NOX Cap TR - WV | 805 | 7727 | Rate Constraint in MTons | FALSE | L | Annual | Fuel Consumed | TBtu | 165.5589 | 206.3019 | 161.7861 | 50.8168 | 20.8381 | 78.1969 | 109.7546
Ozone Season NOX Cap TR - WV | 805 | 7727 | Rate Constraint in MTons | FALSE | L | Annual | Rate | lb/MMBtu | 0.077668 | 0.077782 | 0.077418 | 0.072075 | 0.068363 | 0.026288 | 0.019343
Ozone Season NOX Cap TR - WV | 805 | 7727 | Rate Constraint in MTons | FALSE | L | Annual | Generation | TWh | 16.6076 | 20.6532 | 15.3001 | 4.9272 | 3.0682 | 20.236 | 35.6632
Ozone Season NOX Cap TR - WV | 805 | 7727 | Rate Constraint in MTons | FALSE | L | Annual | Qualifying Generation | TWh | 16.6076 | 20.6532 | 15.3001 | 4.2978 | 2.2515 | 11.1264 | 16.1667
Ozone Season NOX Cap TR - WV | 805 | 7727 | Rate Constraint in MTons | FALSE | L | Annual | Rate | lb/MWh | 0.77426 | 0.77695 | 0.81864 | 0.85221 | 0.6327 | 0.18475 | 0.13132
Ozone Season NOX Cap TR - WV | 805 | 7727 | Rate Constraint in MTons | FALSE | L | Annual | Constraint Shadow Price | US2022$/Ton | 0 | 0 | 0 | 0 | 0 | 0 | 0
Ozone Season NOX Transport - GA | 806 | 7046 | Rate Constraint in MTons | FALSE | L | Annual | Seasons Included | Seasons | Summer | Summer | Summer | Summer | Summer | Summer | Summer
Ozone Season NOX Transport - GA | 806 | 7046 | Rate Constraint in MTons | FALSE | L | Annual | Standard NOX | Thousand Tons | 29.09 | 29.09 | 29.09 | 29.09 | 29.09 | 29.09 | 29.09
Ozone Season NOX Transport - GA | 806 | 7046 | Rate Constraint in MTons | FALSE | L | Annual | Emissions at Affected Plants NOX | Thousand Tons | 1.3137 | 1.2322 | 1.1807 | 0.94374 | 0.84399 | 0.93261 | 1.1096
Ozone Season NOX Transport - GA | 806 | 7046 | Rate Constraint in MTons | FALSE | L | Annual | Allowances Purchased NOX | Thousand Tons | 0 | 0 | 0 | 0 | 0 | 0 | 0
Ozone Season NOX Transport - GA | 806 | 7046 | Rate Constraint in MTons | FALSE | L | Annual | Allowances Sold NOX | Thousand Tons | 0 | 0 | 0 | 0 | 0 | 0 | 0
Ozone Season NOX Transport - GA | 806 | 7046 | Rate Constraint in MTons | FALSE | L | Annual | Allowances Banked | Thousand Tons | 0 | 0 | 0 | 0 | 0 | 0 | 0
Ozone Season NOX Transport - GA | 806 | 7046 | Rate Constraint in MTons | FALSE | L | Annual | Allowances Withdrawn (1:1) | Thousand Tons | 0 | 0 | 0 | 0 | 0 | 0 | 0
Ozone Season NOX Transport - GA | 806 | 7046 | Rate Constraint in MTons | FALSE | L | Annual | Allowances Withdrawn (n:1) | Thousand Tons | 0 | 0 | 0 | 0 | 0 | 0 | 0
Ozone Season NOX Transport - GA | 806 | 7046 | Rate Constraint in MTons | FALSE | L | Annual | Net Emissions Allowance Position | Thousand Tons | 1.3137 | 1.2322 | 1.1807 | 0.94374 | 0.84399 | 0.93261 | 1.1096
Ozone Season NOX Transport - GA | 806 | 7046 | Rate Constraint in MTons | FALSE | L | Annual | Fuel Consumed | TBtu | 195.4141 | 188.2588 | 185.7087 | 158.9957 | 135.6086 | 158.4081 | 192.6507
Ozone Season NOX Transport - GA | 806 | 7046 | Rate Constraint in MTons | FALSE | L | Annual | Rate | lb/MMBtu | 0.013446 | 0.01309 | 0.012715 | 0.011871 | 0.012447 | 0.011775 | 0.011519
Ozone Season NOX Transport - GA | 806 | 7046 | Rate Constraint in MTons | FALSE | L | Annual | Generation | TWh | 39.3601 | 38.7003 | 38.3336 | 34.7821 | 35.2731 | 60.937 | 82.2809
Ozone Season NOX Transport - GA | 806 | 7046 | Rate Constraint in MTons | FALSE | L | Annual | Qualifying Generation | TWh | 26.946 | 26.1245 | 25.8273 | 22.418 | 18.846 | 21.6781 | 26.4783
Ozone Season NOX Transport - GA | 806 | 7046 | Rate Constraint in MTons | FALSE | L | Annual | Rate | lb/MWh | 0.097509 | 0.094329 | 0.091428 | 0.084195 | 0.089567 | 0.086042 | 0.083812
Ozone Season NOX Transport - GA | 806 | 7046 | Rate Constraint in MTons | FALSE | L | Annual | Constraint Shadow Price | US2022$/Ton | 0 | 0 | 0 | 0 | 0 | 0 | 0
Ozone Season NOX Transport - IA | 807 | 7047 | Rate Constraint in MTons | FALSE | L | Annual | Seasons Included | Seasons | Summer | Summer | Summer | Summer | Summer | Summer | Summer
Ozone Season NOX Transport - IA | 807 | 7047 | Rate Constraint in MTons | FALSE | L | Annual | Standard NOX | Thousand Tons | 13.639 | 13.639 | 13.639 | 13.639 | 13.639 | 13.639 | 13.639
Ozone Season NOX Transport - IA | 807 | 7047 | Rate Constraint in MTons | FALSE | L | Annual | Emissions at Affected Plants NOX | Thousand Tons | 9.4083 | 10.0126 | 6.5078 | 3.8983 | 3.5046 | 6.7623 | 7.7166
Ozone Season NOX Transport - IA | 807 | 7047 | Rate Constraint in MTons | FALSE | L | Annual | Allowances Purchased NOX | Thousand Tons | 0 | 0 | 0 | 0 | 0 | 0 | 0
Ozone Season NOX Transport - IA | 807 | 7047 | Rate Constraint in MTons | FALSE | L | Annual | Allowances Sold NOX | Thousand Tons | 0 | 0 | 0 | 0 | 0 | 0 | 0
Ozone Season NOX Transport - IA | 807 | 7047 | Rate Constraint in MTons | FALSE | L | Annual | Allowances Banked | Thousand Tons | 0 | 0 | 0 | 0 | 0 | 0 | 0
Ozone Season NOX Transport - IA | 807 | 7047 | Rate Constraint in MTons | FALSE | L | Annual | Allowances Withdrawn (1:1) | Thousand Tons | 0 | 0 | 0 | 0 | 0 | 0 | 0
Ozone Season NOX Transport - IA | 807 | 7047 | Rate Constraint in MTons | FALSE | L | Annual | Allowances Withdrawn (n:1) | Thousand Tons | 0 | 0 | 0 | 0 | 0 | 0 | 0
Ozone Season NOX Transport - IA | 807 | 7047 | Rate Constraint in MTons | FALSE | L | Annual | Net Emissions Allowance Position | Thousand Tons | 9.4083 | 10.0126 | 6.5078 | 3.8983 | 3.5046 | 6.7623 | 7.7166
Ozone Season NOX Transport - IA | 807 | 7047 | Rate Constraint in MTons | FALSE | L | Annual | Fuel Consumed | TBtu | 162.7606 | 168.3688 | 120.9882 | 64.2133 | 52.808 | 109.0933 | 123.3414
Ozone Season NOX Transport - IA | 807 | 7047 | Rate Constraint in MTons | FALSE | L | Annual | Rate | lb/MMBtu | 0.11561 | 0.11894 | 0.10758 | 0.12142 | 0.13273 | 0.12397 | 0.12513
Ozone Season NOX Transport - IA | 807 | 7047 | Rate Constraint in MTons | FALSE | L | Annual | Generation | TWh | 17.5144 | 19.0635 | 13.5024 | 6.9352 | 5.5037 | 11.2689 | 12.8049
Ozone Season NOX Transport - IA | 807 | 7047 | Rate Constraint in MTons | FALSE | L | Annual | Qualifying Generation | TWh | 17.5144 | 17.9137 | 13.1078 | 6.8601 | 5.5037 | 11.2657 | 12.6446
Ozone Season NOX Transport - IA | 807 | 7047 | Rate Constraint in MTons | FALSE | L | Annual | Rate | lb/MWh | 1.0744 | 1.1179 | 0.99296 | 1.1365 | 1.2735 | 1.2005 | 1.2205
Ozone Season NOX Transport - IA | 807 | 7047 | Rate Constraint in MTons | FALSE | L | Annual | Constraint Shadow Price | US2022$/Ton | 0 | 0 | 0 | 0 | 0 | 0 | 0
Ozone Season NOX Transport - KS | 808 | 7050 | Rate Constraint in MTons | FALSE | L | Annual | Seasons Included | Seasons | Summer | Summer | Summer | Summer | Summer | Summer | Summer
Ozone Season NOX Transport - KS | 808 | 7050 | Rate Constraint in MTons | FALSE | L | Annual | Standard NOX | Thousand Tons | 9.713 | 9.713 | 9.713 | 9.713 | 9.713 | 9.713 | 9.713
Ozone Season NOX Transport - KS | 808 | 7050 | Rate Constraint in MTons | FALSE | L | Annual | Emissions at Affected Plants NOX | Thousand Tons | 5.0733 | 5.5752 | 0.12043 | 0.12093 | 0.001881 | 0.0028959 | 0.0079263
Ozone Season NOX Transport - KS | 808 | 7050 | Rate Constraint in MTons | FALSE | L | Annual | Allowances Purchased NOX | Thousand Tons | 0 | 0 | 0 | 0 | 0 | 0 | 0
Ozone Season NOX Transport - KS | 808 | 7050 | Rate Constraint in MTons | FALSE | L | Annual | Allowances Sold NOX | Thousand Tons | 0 | 0 | 0 | 0 | 0 | 0 | 0
Ozone Season NOX Transport - KS | 808 | 7050 | Rate Constraint in MTons | FALSE | L | Annual | Allowances Banked | Thousand Tons | 0 | 0 | 0 | 0 | 0 | 0 | 0
Ozone Season NOX Transport - KS | 808 | 7050 | Rate Constraint in MTons | FALSE | L | Annual | Allowances Withdrawn (1:1) | Thousand Tons | 0 | 0 | 0 | 0 | 0 | 0 | 0
Ozone Season NOX Transport - KS | 808 | 7050 | Rate Constraint in MTons | FALSE | L | Annual | Allowances Withdrawn (n:1) | Thousand Tons | 0 | 0 | 0 | 0 | 0 | 0 | 0
Ozone Season NOX Transport - KS | 808 | 7050 | Rate Constraint in MTons | FALSE | L | Annual | Net Emissions Allowance Position | Thousand Tons | 5.0733 | 5.5752 | 0.12043 | 0.12093 | 0.001881 | 0.0028959 | 0.0079263
Ozone Season NOX Transport - KS | 808 | 7050 | Rate Constraint in MTons | FALSE | L | Annual | Fuel Consumed | TBtu | 105.5139 | 111.8093 | 12.3048 | 12.1567 | 0.090096 | 0.21783 | 0.79448
Ozone Season NOX Transport - KS | 808 | 7050 | Rate Constraint in MTons | FALSE | L | Annual | Rate | lb/MMBtu | 0.096164 | 0.099727 | 0.019575 | 0.019896 | 0.041755 | 0.026589 | 0.019954
Ozone Season NOX Transport - KS | 808 | 7050 | Rate Constraint in MTons | FALSE | L | Annual | Generation | TWh | 9.7413 | 10.2417 | 0.75337 | 0.73806 | 0.0074323 | 0.031895 | 0.14553
Ozone Season NOX Transport - KS | 808 | 7050 | Rate Constraint in MTons | FALSE | L | Annual | Qualifying Generation | TWh | 9.7413 | 10.2417 | 0.75337 | 0.73806 | 0.0074323 | 0.024396 | 0.09038
Ozone Season NOX Transport - KS | 808 | 7050 | Rate Constraint in MTons | FALSE | L | Annual | Rate | lb/MWh | 1.0416 | 1.0887 | 0.31972 | 0.32771 | 0.50616 | 0.23741 | 0.1754
Ozone Season NOX Transport - KS | 808 | 7050 | Rate Constraint in MTons | FALSE | L | Annual | Constraint Shadow Price | US2022$/Ton | 0 | 0 | 0 | 0 | 0 | 0 | 0
Ozone Season NOX Transport - Region 2 | 809 | 7063 | Rate Constraint in MTons | FALSE | L | Annual | Seasons Included | Seasons | Summer | Summer | Summer | Summer | Summer | Summer | Summer
Ozone Season NOX Transport - Region 2 | 809 | 7063 | Rate Constraint in MTons | FALSE | L | Annual | Standard NOX | Thousand Tons | 24.041 | 24.041 | 24.041 | 24.041 | 24.041 | 24.041 | 24.041
Ozone Season NOX Transport - Region 2 | 809 | 7063 | Rate Constraint in MTons | FALSE | L | Annual | Emissions at Affected Plants NOX | Thousand Tons | 1.3137 | 1.2322 | 1.1807 | 0.94374 | 0.84399 | 0.93261 | 1.1096
Ozone Season NOX Transport - Region 2 | 809 | 7063 | Rate Constraint in MTons | FALSE | L | Annual | Allowances Purchased NOX | Thousand Tons | 0 | 0 | 0 | 0 | 0 | 0 | 0
Ozone Season NOX Transport - Region 2 | 809 | 7063 | Rate Constraint in MTons | FALSE | L | Annual | Allowances Sold NOX | Thousand Tons | 0 | 0 | 0 | 0 | 0 | 0 | 0
Ozone Season NOX Transport - Region 2 | 809 | 7063 | Rate Constraint in MTons | FALSE | L | Annual | Allowances Banked | Thousand Tons | 22.7273 | 0 | 0 | 0 | 0 | 0 | 0
Ozone Season NOX Transport - Region 2 | 809 | 7063 | Rate Constraint in MTons | FALSE | L | Annual | Allowances Withdrawn (1:1) | Thousand Tons | 0 | 0 | 0 | 0 | 0 | -9.0909 | 0
Ozone Season NOX Transport - Region 2 | 809 | 7063 | Rate Constraint in MTons | FALSE | L | Annual | Allowances Withdrawn (n:1) | Thousand Tons | 0 | 0 | 0 | 0 | 0 | 0 | 0
Ozone Season NOX Transport - Region 2 | 809 | 7063 | Rate Constraint in MTons | FALSE | L | Annual | Net Emissions Allowance Position | Thousand Tons | 24.041 | 1.2322 | 1.1807 | 0.94374 | 0.84399 | -8.1583 | 1.1096
Ozone Season NOX Transport - Region 2 | 809 | 7063 | Rate Constraint in MTons | FALSE | L | Annual | Fuel Consumed | TBtu | 195.4141 | 188.2588 | 185.7087 | 158.9957 | 135.6086 | 158.4081 | 192.6507
Ozone Season NOX Transport - Region 2 | 809 | 7063 | Rate Constraint in MTons | FALSE | L | Annual | Rate | lb/MMBtu | 0.013446 | 0.01309 | 0.012715 | 0.011871 | 0.012447 | 0.011775 | 0.011519
Ozone Season NOX Transport - Region 2 | 809 | 7063 | Rate Constraint in MTons | FALSE | L | Annual | Generation | TWh | 39.3601 | 38.7003 | 38.3336 | 34.7821 | 35.2731 | 60.937 | 82.2809
Ozone Season NOX Transport - Region 2 | 809 | 7063 | Rate Constraint in MTons | FALSE | L | Annual | Qualifying Generation | TWh | 26.946 | 26.1245 | 25.8273 | 22.418 | 18.846 | 21.6781 | 26.4783
Ozone Season NOX Transport - Region 2 | 809 | 7063 | Rate Constraint in MTons | FALSE | L | Annual | Rate | lb/MWh | 0.097509 | 0.094329 | 0.091428 | 0.084195 | 0.089567 | 0.086042 | 0.083812
Ozone Season NOX Transport - Region 2 | 809 | 7063 | Rate Constraint in MTons | FALSE | L | Annual | Constraint Shadow Price | US2022$/Ton | 0 | 0 | 0 | 0 | 0 | 0 | 0
PA_RACT Conemaugh 1 & 2-NOx Cap Fall | 810 | 7960 | Rate Constraint in MTons | FALSE | L | Annual | Seasons Included | Seasons | Fall | Fall | Fall | Fall | Fall | Fall | Fall
PA_RACT Conemaugh 1 & 2-NOx Cap Fall | 810 | 7960 | Rate Constraint in MTons | FALSE | L | Annual | Standard NOX | Thousand Tons | 1.3163 | 1.3163 | 1.3163 | 1.3163 | 1.3163 | 1.3163 | 1.3163
PA_RACT Conemaugh 1 & 2-NOx Cap Fall | 810 | 7960 | Rate Constraint in MTons | FALSE | L | Annual | Emissions at Affected Plants NOX | Thousand Tons | 0 | 0 | 0 | 0 | 0 | 0 | 0
PA_RACT Conemaugh 1 & 2-NOx Cap Fall | 810 | 7960 | Rate Constraint in MTons | FALSE | L | Annual | Allowances Purchased NOX | Thousand Tons | 0 | 0 | 0 | 0 | 0 | 0 | 0
PA_RACT Conemaugh 1 & 2-NOx Cap Fall | 810 | 7960 | Rate Constraint in MTons | FALSE | L | Annual | Allowances Sold NOX | Thousand Tons | 0 | 0 | 0 | 0 | 0 | 0 | 0
PA_RACT Conemaugh 1 & 2-NOx Cap Fall | 810 | 7960 | Rate Constraint in MTons | FALSE | L | Annual | Allowances Banked | Thousand Tons | 0 | 0 | 0 | 0 | 0 | 0 | 0
PA_RACT Conemaugh 1 & 2-NOx Cap Fall | 810 | 7960 | Rate Constraint in MTons | FALSE | L | Annual | Allowances Withdrawn (1:1) | Thousand Tons | 0 | 0 | 0 | 0 | 0 | 0 | 0
PA_RACT Conemaugh 1 & 2-NOx Cap Fall | 810 | 7960 | Rate Constraint in MTons | FALSE | L | Annual | Allowances Withdrawn (n:1) | Thousand Tons | 0 | 0 | 0 | 0 | 0 | 0 | 0
PA_RACT Conemaugh 1 & 2-NOx Cap Fall | 810 | 7960 | Rate Constraint in MTons | FALSE | L | Annual | Net Emissions Allowance Position | Thousand Tons | 0 | 0 | 0 | 0 | 0 | 0 | 0
PA_RACT Conemaugh 1 & 2-NOx Cap Fall | 810 | 7960 | Rate Constraint in MTons | FALSE | L | Annual | Fuel Consumed | TBtu | 0 | 0 | 0 | 0 | 0 | 0 | 0
PA_RACT Conemaugh 1 & 2-NOx Cap Fall | 810 | 7960 | Rate Constraint in MTons | FALSE | L | Annual | Rate | lb/MMBtu | 0 | 0 | 0 | 0 | 0 | 0 | 0
PA_RACT Conemaugh 1 & 2-NOx Cap Fall | 810 | 7960 | Rate Constraint in MTons | FALSE | L | Annual | Generation | TWh | 0 | 0 | 0 | 0 | 0 | 0 | 0
PA_RACT Conemaugh 1 & 2-NOx Cap Fall | 810 | 7960 | Rate Constraint in MTons | FALSE | L | Annual | Qualifying Generation | TWh | 0 | 0 | 0 | 0 | 0 | 0 | 0
PA_RACT Conemaugh 1 & 2-NOx Cap Fall | 810 | 7960 | Rate Constraint in MTons | FALSE | L | Annual | Rate | lb/MWh | 0 | 0 | 0 | 0 | 0 | 0 | 0
PA_RACT Conemaugh 1 & 2-NOx Cap Fall | 810 | 7960 | Rate Constraint in MTons | FALSE | L | Annual | Constraint Shadow Price | US2022$/Ton | 0 | 0 | 0 | 0 | 0 | 0 | 0
PA_RACT Conemaugh 1 & 2-NOx Cap Spring | 811 | 7958 | Rate Constraint in MTons | FALSE | L | Annual | Seasons Included | Seasons | Spring | Spring | Spring | Spring | Spring | Spring | Spring
PA_RACT Conemaugh 1 & 2-NOx Cap Spring | 811 | 7958 | Rate Constraint in MTons | FALSE | L | Annual | Standard NOX | Thousand Tons | 0.87279 | 0.87279 | 0.87279 | 0.87279 | 0.87279 | 0.87279 | 0.87279
PA_RACT Conemaugh 1 & 2-NOx Cap Spring | 811 | 7958 | Rate Constraint in MTons | FALSE | L | Annual | Emissions at Affected Plants NOX | Thousand Tons | 0 | 0 | 0 | 0 | 0 | 0 | 0
PA_RACT Conemaugh 1 & 2-NOx Cap Spring | 811 | 7958 | Rate Constraint in MTons | FALSE | L | Annual | Allowances Purchased NOX | Thousand Tons | 0 | 0 | 0 | 0 | 0 | 0 | 0
PA_RACT Conemaugh 1 & 2-NOx Cap Spring | 811 | 7958 | Rate Constraint in MTons | FALSE | L | Annual | Allowances Sold NOX | Thousand Tons | 0 | 0 | 0 | 0 | 0 | 0 | 0
PA_RACT Conemaugh 1 & 2-NOx Cap Spring | 811 | 7958 | Rate Constraint in MTons | FALSE | L | Annual | Allowances Banked | Thousand Tons | 0 | 0 | 0 | 0 | 0 | 0 | 0
PA_RACT Conemaugh 1 & 2-NOx Cap Spring | 811 | 7958 | Rate Constraint in MTons | FALSE | L | Annual | Allowances Withdrawn (1:1) | Thousand Tons | 0 | 0 | 0 | 0 | 0 | 0 | 0
PA_RACT Conemaugh 1 & 2-NOx Cap Spring | 811 | 7958 | Rate Constraint in MTons | FALSE | L | Annual | Allowances Withdrawn (n:1) | Thousand Tons | 0 | 0 | 0 | 0 | 0 | 0 | 0
PA_RACT Conemaugh 1 & 2-NOx Cap Spring | 811 | 7958 | Rate Constraint in MTons | FALSE | L | Annual | Net Emissions Allowance Position | Thousand Tons | 0 | 0 | 0 | 0 | 0 | 0 | 0
PA_RACT Conemaugh 1 & 2-NOx Cap Spring | 811 | 7958 | Rate Constraint in MTons | FALSE | L | Annual | Fuel Consumed | TBtu | 0 | 0 | 0 | 0 | 0 | 0 | 0
PA_RACT Conemaugh 1 & 2-NOx Cap Spring | 811 | 7958 | Rate Constraint in MTons | FALSE | L | Annual | Rate | lb/MMBtu | 0 | 0 | 0 | 0 | 0 | 0 | 0
PA_RACT Conemaugh 1 & 2-NOx Cap Spring | 811 | 7958 | Rate Constraint in MTons | FALSE | L | Annual | Generation | TWh | 0 | 0 | 0 | 0 | 0 | 0 | 0
PA_RACT Conemaugh 1 & 2-NOx Cap Spring | 811 | 7958 | Rate Constraint in MTons | FALSE | L | Annual | Qualifying Generation | TWh | 0 | 0 | 0 | 0 | 0 | 0 | 0
PA_RACT Conemaugh 1 & 2-NOx Cap Spring | 811 | 7958 | Rate Constraint in MTons | FALSE | L | Annual | Rate | lb/MWh | 0 | 0 | 0 | 0 | 0 | 0 | 0
PA_RACT Conemaugh 1 & 2-NOx Cap Spring | 811 | 7958 | Rate Constraint in MTons | FALSE | L | Annual | Constraint Shadow Price | US2022$/Ton | 0 | 0 | 0 | 0 | 0 | 0 | 0
PA_RACT Conemaugh 1 & 2-NOx Cap Summer | 812 | 7959 | Rate Constraint in MTons | FALSE | L | Annual | Seasons Included | Seasons | Summer | Summer | Summer | Summer | Summer | Summer | Summer
PA_RACT Conemaugh 1 & 2-NOx Cap Summer | 812 | 7959 | Rate Constraint in MTons | FALSE | L | Annual | Standard NOX | Thousand Tons | 2.1891 | 2.1891 | 2.1891 | 2.1891 | 2.1891 | 2.1891 | 2.1891
PA_RACT Conemaugh 1 & 2-NOx Cap Summer | 812 | 7959 | Rate Constraint in MTons | FALSE | L | Annual | Emissions at Affected Plants NOX | Thousand Tons | 0 | 0 | 0 | 0 | 0 | 0 | 0
PA_RACT Conemaugh 1 & 2-NOx Cap Summer | 812 | 7959 | Rate Constraint in MTons | FALSE | L | Annual | Allowances Purchased NOX | Thousand Tons | 0 | 0 | 0 | 0 | 0 | 0 | 0
PA_RACT Conemaugh 1 & 2-NOx Cap Summer | 812 | 7959 | Rate Constraint in MTons | FALSE | L | Annual | Allowances Sold NOX | Thousand Tons | 0 | 0 | 0 | 0 | 0 | 0 | 0
PA_RACT Conemaugh 1 & 2-NOx Cap Summer | 812 | 7959 | Rate Constraint in MTons | FALSE | L | Annual | Allowances Banked | Thousand Tons | 0 | 0 | 0 | 0 | 0 | 0 | 0
PA_RACT Conemaugh 1 & 2-NOx Cap Summer | 812 | 7959 | Rate Constraint in MTons | FALSE | L | Annual | Allowances Withdrawn (1:1) | Thousand Tons | 0 | 0 | 0 | 0 | 0 | 0 | 0
PA_RACT Conemaugh 1 & 2-NOx Cap Summer | 812 | 7959 | Rate Constraint in MTons | FALSE | L | Annual | Allowances Withdrawn (n:1) | Thousand Tons | 0 | 0 | 0 | 0 | 0 | 0 | 0
PA_RACT Conemaugh 1 & 2-NOx Cap Summer | 812 | 7959 | Rate Constraint in MTons | FALSE | L | Annual | Net Emissions Allowance Position | Thousand Tons | 0 | 0 | 0 | 0 | 0 | 0 | 0
PA_RACT Conemaugh 1 & 2-NOx Cap Summer | 812 | 7959 | Rate Constraint in MTons | FALSE | L | Annual | Fuel Consumed | TBtu | 0 | 0 | 0 | 0 | 0 | 0 | 0
PA_RACT Conemaugh 1 & 2-NOx Cap Summer | 812 | 7959 | Rate Constraint in MTons | FALSE | L | Annual | Rate | lb/MMBtu | 0 | 0 | 0 | 0 | 0 | 0 | 0
PA_RACT Conemaugh 1 & 2-NOx Cap Summer | 812 | 7959 | Rate Constraint in MTons | FALSE | L | Annual | Generation | TWh | 0 | 0 | 0 | 0 | 0 | 0 | 0
PA_RACT Conemaugh 1 & 2-NOx Cap Summer | 812 | 7959 | Rate Constraint in MTons | FALSE | L | Annual | Qualifying Generation | TWh | 0 | 0 | 0 | 0 | 0 | 0 | 0
PA_RACT Conemaugh 1 & 2-NOx Cap Summer | 812 | 7959 | Rate Constraint in MTons | FALSE | L | Annual | Rate | lb/MWh | 0 | 0 | 0 | 0 | 0 | 0 | 0
PA_RACT Conemaugh 1 & 2-NOx Cap Summer | 812 | 7959 | Rate Constraint in MTons | FALSE | L | Annual | Constraint Shadow Price | US2022$/Ton | 0 | 0 | 0 | 0 | 0 | 0 | 0
PA_RACT Conemaugh 1 & 2-NOx Cap Winter | 813 | 7957 | Rate Constraint in MTons | FALSE | L | Annual | Seasons Included | Seasons | Winter | Winter | Winter | Winter | Winter | Winter | Winter
PA_RACT Conemaugh 1 & 2-NOx Cap Winter | 813 | 7957 | Rate Constraint in MTons | FALSE | L | Annual | Standard NOX | Thousand Tons | 0.84417 | 0.84417 | 0.84417 | 0.84417 | 0.84417 | 0.84417 | 0.84417
PA_RACT Conemaugh 1 & 2-NOx Cap Winter | 813 | 7957 | Rate Constraint in MTons | FALSE | L | Annual | Emissions at Affected Plants NOX | Thousand Tons | 0 | 0 | 0 | 0 | 0 | 0 | 0
PA_RACT Conemaugh 1 & 2-NOx Cap Winter | 813 | 7957 | Rate Constraint in MTons | FALSE | L | Annual | Allowances Purchased NOX | Thousand Tons | 0 | 0 | 0 | 0 | 0 | 0 | 0
PA_RACT Conemaugh 1 & 2-NOx Cap Winter | 813 | 7957 | Rate Constraint in MTons | FALSE | L | Annual | Allowances Sold NOX | Thousand Tons | 0 | 0 | 0 | 0 | 0 | 0 | 0
PA_RACT Conemaugh 1 & 2-NOx Cap Winter | 813 | 7957 | Rate Constraint in MTons | FALSE | L | Annual | Allowances Banked | Thousand Tons | 0 | 0 | 0 | 0 | 0 | 0 | 0
PA_RACT Conemaugh 1 & 2-NOx Cap Winter | 813 | 7957 | Rate Constraint in MTons | FALSE | L | Annual | Allowances Withdrawn (1:1) | Thousand Tons | 0 | 0 | 0 | 0 | 0 | 0 | 0
PA_RACT Conemaugh 1 & 2-NOx Cap Winter | 813 | 7957 | Rate Constraint in MTons | FALSE | L | Annual | Allowances Withdrawn (n:1) | Thousand Tons | 0 | 0 | 0 | 0 | 0 | 0 | 0
PA_RACT Conemaugh 1 & 2-NOx Cap Winter | 813 | 7957 | Rate Constraint in MTons | FALSE | L | Annual | Net Emissions Allowance Position | Thousand Tons | 0 | 0 | 0 | 0 | 0 | 0 | 0
PA_RACT Conemaugh 1 & 2-NOx Cap Winter | 813 | 7957 | Rate Constraint in MTons | FALSE | L | Annual | Fuel Consumed | TBtu | 0 | 0 | 0 | 0 | 0 | 0 | 0
PA_RACT Conemaugh 1 & 2-NOx Cap Winter | 813 | 7957 | Rate Constraint in MTons | FALSE | L | Annual | Rate | lb/MMBtu | 0 | 0 | 0 | 0 | 0 | 0 | 0
PA_RACT Conemaugh 1 & 2-NOx Cap Winter | 813 | 7957 | Rate Constraint in MTons | FALSE | L | Annual | Generation | TWh | 0 | 0 | 0 | 0 | 0 | 0 | 0
PA_RACT Conemaugh 1 & 2-NOx Cap Winter | 813 | 7957 | Rate Constraint in MTons | FALSE | L | Annual | Qualifying Generation | TWh | 0 | 0 | 0 | 0 | 0 | 0 | 0
PA_RACT Conemaugh 1 & 2-NOx Cap Winter | 813 | 7957 | Rate Constraint in MTons | FALSE | L | Annual | Rate | lb/MWh | 0 | 0 | 0 | 0 | 0 | 0 | 0
PA_RACT Conemaugh 1 & 2-NOx Cap Winter | 813 | 7957 | Rate Constraint in MTons | FALSE | L | Annual | Constraint Shadow Price | US2022$/Ton | 0 | 0 | 0 | 0 | 0 | 0 | 0
PA_RACT Keystone 1 & 2-NOx Cap Fall | 814 | 7964 | Rate Constraint in MTons | FALSE | L | Annual | Seasons Included | Seasons | Fall | Fall | Fall | Fall | Fall | Fall | Fall
PA_RACT Keystone 1 & 2-NOx Cap Fall | 814 | 7964 | Rate Constraint in MTons | FALSE | L | Annual | Standard NOX | Thousand Tons | 1.4436 | 1.4436 | 1.4436 | 1.4436 | 1.4436 | 1.4436 | 1.4436
PA_RACT Keystone 1 & 2-NOx Cap Fall | 814 | 7964 | Rate Constraint in MTons | FALSE | L | Annual | Emissions at Affected Plants NOX | Thousand Tons | 0 | 0 | 0 | 0 | 0 | 0 | 0
PA_RACT Keystone 1 & 2-NOx Cap Fall | 814 | 7964 | Rate Constraint in MTons | FALSE | L | Annual | Allowances Purchased NOX | Thousand Tons | 0 | 0 | 0 | 0 | 0 | 0 | 0
PA_RACT Keystone 1 & 2-NOx Cap Fall | 814 | 7964 | Rate Constraint in MTons | FALSE | L | Annual | Allowances Sold NOX | Thousand Tons | 0 | 0 | 0 | 0 | 0 | 0 | 0
PA_RACT Keystone 1 & 2-NOx Cap Fall | 814 | 7964 | Rate Constraint in MTons | FALSE | L | Annual | Allowances Banked | Thousand Tons | 0 | 0 | 0 | 0 | 0 | 0 | 0
PA_RACT Keystone 1 & 2-NOx Cap Fall | 814 | 7964 | Rate Constraint in MTons | FALSE | L | Annual | Allowances Withdrawn (1:1) | Thousand Tons | 0 | 0 | 0 | 0 | 0 | 0 | 0
PA_RACT Keystone 1 & 2-NOx Cap Fall | 814 | 7964 | Rate Constraint in MTons | FALSE | L | Annual | Allowances Withdrawn (n:1) | Thousand Tons | 0 | 0 | 0 | 0 | 0 | 0 | 0
PA_RACT Keystone 1 & 2-NOx Cap Fall | 814 | 7964 | Rate Constraint in MTons | FALSE | L | Annual | Net Emissions Allowance Position | Thousand Tons | 0 | 0 | 0 | 0 | 0 | 0 | 0
PA_RACT Keystone 1 & 2-NOx Cap Fall | 814 | 7964 | Rate Constraint in MTons | FALSE | L | Annual | Fuel Consumed | TBtu | 0 | 0 | 0 | 0 | 0 | 0 | 0
PA_RACT Keystone 1 & 2-NOx Cap Fall | 814 | 7964 | Rate Constraint in MTons | FALSE | L | Annual | Rate | lb/MMBtu | 0 | 0 | 0 | 0 | 0 | 0 | 0
PA_RACT Keystone 1 & 2-NOx Cap Fall | 814 | 7964 | Rate Constraint in MTons | FALSE | L | Annual | Generation | TWh | 0 | 0 | 0 | 0 | 0 | 0 | 0
PA_RACT Keystone 1 & 2-NOx Cap Fall | 814 | 7964 | Rate Constraint in MTons | FALSE | L | Annual | Qualifying Generation | TWh | 0 | 0 | 0 | 0 | 0 | 0 | 0
PA_RACT Keystone 1 & 2-NOx Cap Fall | 814 | 7964 | Rate Constraint in MTons | FALSE | L | Annual | Rate | lb/MWh | 0 | 0 | 0 | 0 | 0 | 0 | 0
PA_RACT Keystone 1 & 2-NOx Cap Fall | 814 | 7964 | Rate Constraint in MTons | FALSE | L | Annual | Constraint Shadow Price | US2022$/Ton | 0 | 0 | 0 | 0 | 0 | 0 | 0
PA_RACT Keystone 1 & 2-NOx Cap Spring | 815 | 7962 | Rate Constraint in MTons | FALSE | L | Annual | Seasons Included | Seasons | Spring | Spring | Spring | Spring | Spring | Spring | Spring
PA_RACT Keystone 1 & 2-NOx Cap Spring | 815 | 7962 | Rate Constraint in MTons | FALSE | L | Annual | Standard NOX | Thousand Tons | 0.95715 | 0.95715 | 0.95715 | 0.95715 | 0.95715 | 0.95715 | 0.95715
PA_RACT Keystone 1 & 2-NOx Cap Spring | 815 | 7962 | Rate Constraint in MTons | FALSE | L | Annual | Emissions at Affected Plants NOX | Thousand Tons | 0 | 0 | 0 | 0 | 0 | 0 | 0
PA_RACT Keystone 1 & 2-NOx Cap Spring | 815 | 7962 | Rate Constraint in MTons | FALSE | L | Annual | Allowances Purchased NOX | Thousand Tons | 0 | 0 | 0 | 0 | 0 | 0 | 0
PA_RACT Keystone 1 & 2-NOx Cap Spring | 815 | 7962 | Rate Constraint in MTons | FALSE | L | Annual | Allowances Sold NOX | Thousand Tons | 0 | 0 | 0 | 0 | 0 | 0 | 0
PA_RACT Keystone 1 & 2-NOx Cap Spring | 815 | 7962 | Rate Constraint in MTons | FALSE | L | Annual | Allowances Banked | Thousand Tons | 0 | 0 | 0 | 0 | 0 | 0 | 0
PA_RACT Keystone 1 & 2-NOx Cap Spring | 815 | 7962 | Rate Constraint in MTons | FALSE | L | Annual | Allowances Withdrawn (1:1) | Thousand Tons | 0 | 0 | 0 | 0 | 0 | 0 | 0
PA_RACT Keystone 1 & 2-NOx Cap Spring | 815 | 7962 | Rate Constraint in MTons | FALSE | L | Annual | Allowances Withdrawn (n:1) | Thousand Tons | 0 | 0 | 0 | 0 | 0 | 0 | 0
PA_RACT Keystone 1 & 2-NOx Cap Spring | 815 | 7962 | Rate Constraint in MTons | FALSE | L | Annual | Net Emissions Allowance Position | Thousand Tons | 0 | 0 | 0 | 0 | 0 | 0 | 0
PA_RACT Keystone 1 & 2-NOx Cap Spring | 815 | 7962 | Rate Constraint in MTons | FALSE | L | Annual | Fuel Consumed | TBtu | 0 | 0 | 0 | 0 | 0 | 0 | 0
PA_RACT Keystone 1 & 2-NOx Cap Spring | 815 | 7962 | Rate Constraint in MTons | FALSE | L | Annual | Rate | lb/MMBtu | 0 | 0 | 0 | 0 | 0 | 0 | 0
PA_RACT Keystone 1 & 2-NOx Cap Spring | 815 | 7962 | Rate Constraint in MTons | FALSE | L | Annual | Generation | TWh | 0 | 0 | 0 | 0 | 0 | 0 | 0
PA_RACT Keystone 1 & 2-NOx Cap Spring | 815 | 7962 | Rate Constraint in MTons | FALSE | L | Annual | Qualifying Generation | TWh | 0 | 0 | 0 | 0 | 0 | 0 | 0
PA_RACT Keystone 1 & 2-NOx Cap Spring | 815 | 7962 | Rate Constraint in MTons | FALSE | L | Annual | Rate | lb/MWh | 0 | 0 | 0 | 0 | 0 | 0 | 0
PA_RACT Keystone 1 & 2-NOx Cap Spring | 815 | 7962 | Rate Constraint in MTons | FALSE | L | Annual | Constraint Shadow Price | US2022$/Ton | 0 | 0 | 0 | 0 | 0 | 0 | 0
PA_RACT Keystone 1 & 2-NOx Cap Summer | 816 | 7963 | Rate Constraint in MTons | FALSE | L | Annual | Seasons Included | Seasons | Summer | Summer | Summer | Summer | Summer | Summer | Summer
PA_RACT Keystone 1 & 2-NOx Cap Summer | 816 | 7963 | Rate Constraint in MTons | FALSE | L | Annual | Standard NOX | Thousand Tons | 2.4007 | 2.4007 | 2.4007 | 2.4007 | 2.4007 | 2.4007 | 2.4007
PA_RACT Keystone 1 & 2-NOx Cap Summer | 816 | 7963 | Rate Constraint in MTons | FALSE | L | Annual | Emissions at Affected Plants NOX | Thousand Tons | 0 | 0 | 0 | 0 | 0 | 0 | 0
PA_RACT Keystone 1 & 2-NOx Cap Summer | 816 | 7963 | Rate Constraint in MTons | FALSE | L | Annual | Allowances Purchased NOX | Thousand Tons | 0 | 0 | 0 | 0 | 0 | 0 | 0
PA_RACT Keystone 1 & 2-NOx Cap Summer | 816 | 7963 | Rate Constraint in MTons | FALSE | L | Annual | Allowances Sold NOX | Thousand Tons | 0 | 0 | 0 | 0 | 0 | 0 | 0
PA_RACT Keystone 1 & 2-NOx Cap Summer | 816 | 7963 | Rate Constraint in MTons | FALSE | L | Annual | Allowances Banked | Thousand Tons | 0 | 0 | 0 | 0 | 0 | 0 | 0
PA_RACT Keystone 1 & 2-NOx Cap Summer | 816 | 7963 | Rate Constraint in MTons | FALSE | L | Annual | Allowances Withdrawn (1:1) | Thousand Tons | 0 | 0 | 0 | 0 | 0 | 0 | 0
PA_RACT Keystone 1 & 2-NOx Cap Summer | 816 | 7963 | Rate Constraint in MTons | FALSE | L | Annual | Allowances Withdrawn (n:1) | Thousand Tons | 0 | 0 | 0 | 0 | 0 | 0 | 0
PA_RACT Keystone 1 & 2-NOx Cap Summer | 816 | 7963 | Rate Constraint in MTons | FALSE | L | Annual | Net Emissions Allowance Position | Thousand Tons | 0 | 0 | 0 | 0 | 0 | 0 | 0
PA_RACT Keystone 1 & 2-NOx Cap Summer | 816 | 7963 | Rate Constraint in MTons | FALSE | L | Annual | Fuel Consumed | TBtu | 0 | 0 | 0 | 0 | 0 | 0 | 0
PA_RACT Keystone 1 & 2-NOx Cap Summer | 816 | 7963 | Rate Constraint in MTons | FALSE | L | Annual | Rate | lb/MMBtu | 0 | 0 | 0 | 0 | 0 | 0 | 0
PA_RACT Keystone 1 & 2-NOx Cap Summer | 816 | 7963 | Rate Constraint in MTons | FALSE | L | Annual | Generation | TWh | 0 | 0 | 0 | 0 | 0 | 0 | 0
PA_RACT Keystone 1 & 2-NOx Cap Summer | 816 | 7963 | Rate Constraint in MTons | FALSE | L | Annual | Qualifying Generation | TWh | 0 | 0 | 0 | 0 | 0 | 0 | 0
PA_RACT Keystone 1 & 2-NOx Cap Summer | 816 | 7963 | Rate Constraint in MTons | FALSE | L | Annual | Rate | lb/MWh | 0 | 0 | 0 | 0 | 0 | 0 | 0
PA_RACT Keystone 1 & 2-NOx Cap Summer | 816 | 7963 | Rate Constraint in MTons | FALSE | L | Annual | Constraint Shadow Price | US2022$/Ton | 0 | 0 | 0 | 0 | 0 | 0 | 0
PA_RACT Keystone 1 & 2-NOx Cap Winter | 817 | 7961 | Rate Constraint in MTons | FALSE | L | Annual | Seasons Included | Seasons | Winter | Winter | Winter | Winter | Winter | Winter | Winter
PA_RACT Keystone 1 & 2-NOx Cap Winter | 817 | 7961 | Rate Constraint in MTons | FALSE | L | Annual | Standard NOX | Thousand Tons | 0.92577 | 0.92577 | 0.92577 | 0.92577 | 0.92577 | 0.92577 | 0.92577
PA_RACT Keystone 1 & 2-NOx Cap Winter | 817 | 7961 | Rate Constraint in MTons | FALSE | L | Annual | Emissions at Affected Plants NOX | Thousand Tons | 0 | 0 | 0 | 0 | 0 | 0 | 0
PA_RACT Keystone 1 & 2-NOx Cap Winter | 817 | 7961 | Rate Constraint in MTons | FALSE | L | Annual | Allowances Purchased NOX | Thousand Tons | 0 | 0 | 0 | 0 | 0 | 0 | 0
PA_RACT Keystone 1 & 2-NOx Cap Winter | 817 | 7961 | Rate Constraint in MTons | FALSE | L | Annual | Allowances Sold NOX | Thousand Tons | 0 | 0 | 0 | 0 | 0 | 0 | 0
PA_RACT Keystone 1 & 2-NOx Cap Winter | 817 | 7961 | Rate Constraint in MTons | FALSE | L | Annual | Allowances Banked | Thousand Tons | 0 | 0 | 0 | 0 | 0 | 0 | 0
PA_RACT Keystone 1 & 2-NOx Cap Winter | 817 | 7961 | Rate Constraint in MTons | FALSE | L | Annual | Allowances Withdrawn (1:1) | Thousand Tons | 0 | 0 | 0 | 0 | 0 | 0 | 0
PA_RACT Keystone 1 & 2-NOx Cap Winter | 817 | 7961 | Rate Constraint in MTons | FALSE | L | Annual | Allowances Withdrawn (n:1) | Thousand Tons | 0 | 0 | 0 | 0 | 0 | 0 | 0
PA_RACT Keystone 1 & 2-NOx Cap Winter | 817 | 7961 | Rate Constraint in MTons | FALSE | L | Annual | Net Emissions Allowance Position | Thousand Tons | 0 | 0 | 0 | 0 | 0 | 0 | 0
PA_RACT Keystone 1 & 2-NOx Cap Winter | 817 | 7961 | Rate Constraint in MTons | FALSE | L | Annual | Fuel Consumed | TBtu | 0 | 0 | 0 | 0 | 0 | 0 | 0
PA_RACT Keystone 1 & 2-NOx Cap Winter | 817 | 7961 | Rate Constraint in MTons | FALSE | L | Annual | Rate | lb/MMBtu | 0 | 0 | 0 | 0 | 0 | 0 | 0
PA_RACT Keystone 1 & 2-NOx Cap Winter | 817 | 7961 | Rate Constraint in MTons | FALSE | L | Annual | Generation | TWh | 0 | 0 | 0 | 0 | 0 | 0 | 0
PA_RACT Keystone 1 & 2-NOx Cap Winter | 817 | 7961 | Rate Constraint in MTons | FALSE | L | Annual | Qualifying Generation | TWh | 0 | 0 | 0 | 0 | 0 | 0 | 0
PA_RACT Keystone 1 & 2-NOx Cap Winter | 817 | 7961 | Rate Constraint in MTons | FALSE | L | Annual | Rate | lb/MWh | 0 | 0 | 0 | 0 | 0 | 0 | 0
PA_RACT Keystone 1 & 2-NOx Cap Winter | 817 | 7961 | Rate Constraint in MTons | FALSE | L | Annual | Constraint Shadow Price | US2022$/Ton | 0 | 0 | 0 | 0 | 0 | 0 | 0
PA_RACT Montour 1 & 2-NOx Cap Fall | 818 | 7956 | Rate Constraint in MTons | FALSE | L | Annual | Seasons Included | Seasons | Fall | Fall | Fall | Fall | Fall | Fall | Fall
PA_RACT Montour 1 & 2-NOx Cap Fall | 818 | 7956 | Rate Constraint in MTons | FALSE | L | Annual | Standard NOX | Thousand Tons | 1.6391 | 1.6391 | 1.6391 | 1.6391 | 1.6391 | 1.6391 | 1.6391
PA_RACT Montour 1 & 2-NOx Cap Fall | 818 | 7956 | Rate Constraint in MTons | FALSE | L | Annual | Emissions at Affected Plants NOX | Thousand Tons | 0 | 0 | 0 | 0 | 0 | 0 | 0
PA_RACT Montour 1 & 2-NOx Cap Fall | 818 | 7956 | Rate Constraint in MTons | FALSE | L | Annual | Allowances Purchased NOX | Thousand Tons | 0 | 0 | 0 | 0 | 0 | 0 | 0
PA_RACT Montour 1 & 2-NOx Cap Fall | 818 | 7956 | Rate Constraint in MTons | FALSE | L | Annual | Allowances Sold NOX | Thousand Tons | 0 | 0 | 0 | 0 | 0 | 0 | 0
PA_RACT Montour 1 & 2-NOx Cap Fall | 818 | 7956 | Rate Constraint in MTons | FALSE | L | Annual | Allowances Banked | Thousand Tons | 0 | 0 | 0 | 0 | 0 | 0 | 0
PA_RACT Montour 1 & 2-NOx Cap Fall | 818 | 7956 | Rate Constraint in MTons | FALSE | L | Annual | Allowances Withdrawn (1:1) | Thousand Tons | 0 | 0 | 0 | 0 | 0 | 0 | 0
PA_RACT Montour 1 & 2-NOx Cap Fall | 818 | 7956 | Rate Constraint in MTons | FALSE | L | Annual | Allowances Withdrawn (n:1) | Thousand Tons | 0 | 0 | 0 | 0 | 0 | 0 | 0
PA_RACT Montour 1 & 2-NOx Cap Fall | 818 | 7956 | Rate Constraint in MTons | FALSE | L | Annual | Net Emissions Allowance Position | Thousand Tons | 0 | 0 | 0 | 0 | 0 | 0 | 0
PA_RACT Montour 1 & 2-NOx Cap Fall | 818 | 7956 | Rate Constraint in MTons | FALSE | L | Annual | Fuel Consumed | TBtu | 0 | 0 | 0 | 0 | 0 | 0 | 0
PA_RACT Montour 1 & 2-NOx Cap Fall | 818 | 7956 | Rate Constraint in MTons | FALSE | L | Annual | Rate | lb/MMBtu | 0 | 0 | 0 | 0 | 0 | 0 | 0
PA_RACT Montour 1 & 2-NOx Cap Fall | 818 | 7956 | Rate Constraint in MTons | FALSE | L | Annual | Generation | TWh | 0 | 0 | 0 | 0 | 0 | 0 | 0
PA_RACT Montour 1 & 2-NOx Cap Fall | 818 | 7956 | Rate Constraint in MTons | FALSE | L | Annual | Qualifying Generation | TWh | 0 | 0 | 0 | 0 | 0 | 0 | 0
PA_RACT Montour 1 & 2-NOx Cap Fall | 818 | 7956 | Rate Constraint in MTons | FALSE | L | Annual | Rate | lb/MWh | 0 | 0 | 0 | 0 | 0 | 0 | 0
PA_RACT Montour 1 & 2-NOx Cap Fall | 818 | 7956 | Rate Constraint in MTons | FALSE | L | Annual | Constraint Shadow Price | US2022$/Ton | 0 | 0 | 0 | 0 | 0 | 0 | 0
PA_RACT Montour 1 & 2-NOx Cap Spring | 819 | 7954 | Rate Constraint in MTons | FALSE | L | Annual | Seasons Included | Seasons | Spring | Spring | Spring | Spring | Spring | Spring | Spring
PA_RACT Montour 1 & 2-NOx Cap Spring | 819 | 7954 | Rate Constraint in MTons | FALSE | L | Annual | Standard NOX | Thousand Tons | 1.0868 | 1.0868 | 1.0868 | 1.0868 | 1.0868 | 1.0868 | 1.0868
PA_RACT Montour 1 & 2-NOx Cap Spring | 819 | 7954 | Rate Constraint in MTons | FALSE | L | Annual | Emissions at Affected Plants NOX | Thousand Tons | 0 | 0 | 0 | 0 | 0 | 0 | 0
PA_RACT Montour 1 & 2-NOx Cap Spring | 819 | 7954 | Rate Constraint in MTons | FALSE | L | Annual | Allowances Purchased NOX | Thousand Tons | 0 | 0 | 0 | 0 | 0 | 0 | 0
PA_RACT Montour 1 & 2-NOx Cap Spring | 819 | 7954 | Rate Constraint in MTons | FALSE | L | Annual | Allowances Sold NOX | Thousand Tons | 0 | 0 | 0 | 0 | 0 | 0 | 0
PA_RACT Montour 1 & 2-NOx Cap Spring | 819 | 7954 | Rate Constraint in MTons | FALSE | L | Annual | Allowances Banked | Thousand Tons | 0 | 0 | 0 | 0 | 0 | 0 | 0
PA_RACT Montour 1 & 2-NOx Cap Spring | 819 | 7954 | Rate Constraint in MTons | FALSE | L | Annual | Allowances Withdrawn (1:1) | Thousand Tons | 0 | 0 | 0 | 0 | 0 | 0 | 0
PA_RACT Montour 1 & 2-NOx Cap Spring | 819 | 7954 | Rate Constraint in MTons | FALSE | L | Annual | Allowances Withdrawn (n:1) | Thousand Tons | 0 | 0 | 0 | 0 | 0 | 0 | 0
PA_RACT Montour 1 & 2-NOx Cap Spring | 819 | 7954 | Rate Constraint in MTons | FALSE | L | Annual | Net Emissions Allowance Position | Thousand Tons | 0 | 0 | 0 | 0 | 0 | 0 | 0
PA_RACT Montour 1 & 2-NOx Cap Spring | 819 | 7954 | Rate Constraint in MTons | FALSE | L | Annual | Fuel Consumed | TBtu | 0 | 0 | 0 | 0 | 0 | 0 | 0
PA_RACT Montour 1 & 2-NOx Cap Spring | 819 | 7954 | Rate Constraint in MTons | FALSE | L | Annual | Rate | lb/MMBtu | 0 | 0 | 0 | 0 | 0 | 0 | 0
PA_RACT Montour 1 & 2-NOx Cap Spring | 819 | 7954 | Rate Constraint in MTons | FALSE | L | Annual | Generation | TWh | 0 | 0 | 0 | 0 | 0 | 0 | 0
PA_RACT Montour 1 & 2-NOx Cap Spring | 819 | 7954 | Rate Constraint in MTons | FALSE | L | Annual | Qualifying Generation | TWh | 0 | 0 | 0 | 0 | 0 | 0 | 0
PA_RACT Montour 1 & 2-NOx Cap Spring | 819 | 7954 | Rate Constraint in MTons | FALSE | L | Annual | Rate | lb/MWh | 0 | 0 | 0 | 0 | 0 | 0 | 0
PA_RACT Montour 1 & 2-NOx Cap Spring | 819 | 7954 | Rate Constraint in MTons | FALSE | L | Annual | Constraint Shadow Price | US2022$/Ton | 0 | 0 | 0 | 0 | 0 | 0 | 0
PA_RACT Montour 1 & 2-NOx Cap Summer | 820 | 7955 | Rate Constraint in MTons | FALSE | L | Annual | Seasons Included | Seasons | Summer | Summer | Summer | Summer | Summer | Summer | Summer
PA_RACT Montour 1 & 2-NOx Cap Summer | 820 | 7955 | Rate Constraint in MTons | FALSE | L | Annual | Standard NOX | Thousand Tons | 2.7259 | 2.7259 | 2.7259 | 2.7259 | 2.7259 | 2.7259 | 2.7259
PA_RACT Montour 1 & 2-NOx Cap Summer | 820 | 7955 | Rate Constraint in MTons | FALSE | L | Annual | Emissions at Affected Plants NOX | Thousand Tons | 0.26936 | 0.26977 | 0 | 0 | 0 | 0 | 0
PA_RACT Montour 1 & 2-NOx Cap Summer | 820 | 7955 | Rate Constraint in MTons | FALSE | L | Annual | Allowances Purchased NOX | Thousand Tons | 0 | 0 | 0 | 0 | 0 | 0 | 0
PA_RACT Montour 1 & 2-NOx Cap Summer | 820 | 7955 | Rate Constraint in MTons | FALSE | L | Annual | Allowances Sold NOX | Thousand Tons | 0 | 0 | 0 | 0 | 0 | 0 | 0
PA_RACT Montour 1 & 2-NOx Cap Summer | 820 | 7955 | Rate Constraint in MTons | FALSE | L | Annual | Allowances Banked | Thousand Tons | 0 | 0 | 0 | 0 | 0 | 0 | 0
PA_RACT Montour 1 & 2-NOx Cap Summer | 820 | 7955 | Rate Constraint in MTons | FALSE | L | Annual | Allowances Withdrawn (1:1) | Thousand Tons | 0 | 0 | 0 | 0 | 0 | 0 | 0
PA_RACT Montour 1 & 2-NOx Cap Summer | 820 | 7955 | Rate Constraint in MTons | FALSE | L | Annual | Allowances Withdrawn (n:1) | Thousand Tons | 0 | 0 | 0 | 0 | 0 | 0 | 0
PA_RACT Montour 1 & 2-NOx Cap Summer | 820 | 7955 | Rate Constraint in MTons | FALSE | L | Annual | Net Emissions Allowance Position | Thousand Tons | 0.26936 | 0.26977 | 0 | 0 | 0 | 0 | 0
PA_RACT Montour 1 & 2-NOx Cap Summer | 820 | 7955 | Rate Constraint in MTons | FALSE | L | Annual | Fuel Consumed | TBtu | 17.9575 | 17.9845 | 0 | 0 | 0 | 0 | 0
PA_RACT Montour 1 & 2-NOx Cap Summer | 820 | 7955 | Rate Constraint in MTons | FALSE | L | Annual | Rate | lb/MMBtu | 0.03 | 0.03 | 0 | 0 | 0 | 0 | 0
PA_RACT Montour 1 & 2-NOx Cap Summer | 820 | 7955 | Rate Constraint in MTons | FALSE | L | Annual | Generation | TWh | 1.6793 | 1.6818 | 0 | 0 | 0 | 0 | 0
PA_RACT Montour 1 & 2-NOx Cap Summer | 820 | 7955 | Rate Constraint in MTons | FALSE | L | Annual | Qualifying Generation | TWh | 1.6793 | 1.6818 | 0 | 0 | 0 | 0 | 0
PA_RACT Montour 1 & 2-NOx Cap Summer | 820 | 7955 | Rate Constraint in MTons | FALSE | L | Annual | Rate | lb/MWh | 0.32081 | 0.32081 | 0 | 0 | 0 | 0 | 0
PA_RACT Montour 1 & 2-NOx Cap Summer | 820 | 7955 | Rate Constraint in MTons | FALSE | L | Annual | Constraint Shadow Price | US2022$/Ton | 0 | 0 | 0 | 0 | 0 | 0 | 0
PA_RACT Montour 1 & 2-NOx Cap Winter | 821 | 7953 | Rate Constraint in MTons | FALSE | L | Annual | Seasons Included | Seasons | Winter | Winter | Winter | Winter | Winter | Winter | Winter
PA_RACT Montour 1 & 2-NOx Cap Winter | 821 | 7953 | Rate Constraint in MTons | FALSE | L | Annual | Standard NOX | Thousand Tons | 1.0512 | 1.0512 | 1.0512 | 1.0512 | 1.0512 | 1.0512 | 1.0512
PA_RACT Montour 1 & 2-NOx Cap Winter | 821 | 7953 | Rate Constraint in MTons | FALSE | L | Annual | Emissions at Affected Plants NOX | Thousand Tons | 0 | 0 | 0 | 0 | 0 | 0 | 0
PA_RACT Montour 1 & 2-NOx Cap Winter | 821 | 7953 | Rate Constraint in MTons | FALSE | L | Annual | Allowances Purchased NOX | Thousand Tons | 0 | 0 | 0 | 0 | 0 | 0 | 0
PA_RACT Montour 1 & 2-NOx Cap Winter | 821 | 7953 | Rate Constraint in MTons | FALSE | L | Annual | Allowances Sold NOX | Thousand Tons | 0 | 0 | 0 | 0 | 0 | 0 | 0
PA_RACT Montour 1 & 2-NOx Cap Winter | 821 | 7953 | Rate Constraint in MTons | FALSE | L | Annual | Allowances Banked | Thousand Tons | 0 | 0 | 0 | 0 | 0 | 0 | 0
PA_RACT Montour 1 & 2-NOx Cap Winter | 821 | 7953 | Rate Constraint in MTons | FALSE | L | Annual | Allowances Withdrawn (1:1) | Thousand Tons | 0 | 0 | 0 | 0 | 0 | 0 | 0
PA_RACT Montour 1 & 2-NOx Cap Winter | 821 | 7953 | Rate Constraint in MTons | FALSE | L | Annual | Allowances Withdrawn (n:1) | Thousand Tons | 0 | 0 | 0 | 0 | 0 | 0 | 0
PA_RACT Montour 1 & 2-NOx Cap Winter | 821 | 7953 | Rate Constraint in MTons | FALSE | L | Annual | Net Emissions Allowance Position | Thousand Tons | 0 | 0 | 0 | 0 | 0 | 0 | 0
PA_RACT Montour 1 & 2-NOx Cap Winter | 821 | 7953 | Rate Constraint in MTons | FALSE | L | Annual | Fuel Consumed | TBtu | 0 | 0 | 0 | 0 | 0 | 0 | 0
PA_RACT Montour 1 & 2-NOx Cap Winter | 821 | 7953 | Rate Constraint in MTons | FALSE | L | Annual | Rate | lb/MMBtu | 0 | 0 | 0 | 0 | 0 | 0 | 0
PA_RACT Montour 1 & 2-NOx Cap Winter | 821 | 7953 | Rate Constraint in MTons | FALSE | L | Annual | Generation | TWh | 0 | 0 | 0 | 0 | 0 | 0 | 0
PA_RACT Montour 1 & 2-NOx Cap Winter | 821 | 7953 | Rate Constraint in MTons | FALSE | L | Annual | Qualifying Generation | TWh | 0 | 0 | 0 | 0 | 0 | 0 | 0
PA_RACT Montour 1 & 2-NOx Cap Winter | 821 | 7953 | Rate Constraint in MTons | FALSE | L | Annual | Rate | lb/MWh | 0 | 0 | 0 | 0 | 0 | 0 | 0
PA_RACT Montour 1 & 2-NOx Cap Winter | 821 | 7953 | Rate Constraint in MTons | FALSE | L | Annual | Constraint Shadow Price | US2022$/Ton | 0 | 0 | 0 | 0 | 0 | 0 | 0
RED-Rochester MER Rate Limit v3.1 | 822 | 7518 | Rate Constraint in lbs/MMBtu | FALSE | L | Annual | Seasons Included | Seasons | Winter, Spring, Summer, Fall | Winter, Spring, Summer, Fall | Winter, Spring, Summer, Fall | Winter, Spring, Summer, Fall | Winter, Spring, Summer, Fall | Winter, Spring, Summer, Fall | Winter, Spring, Summer, Fall
RED-Rochester MER Rate Limit v3.1 | 822 | 7518 | Rate Constraint in lbs/MMBtu | FALSE | L | Annual | Standard MER | lb/MMBtu | 6e-07 | 6e-07 | 6e-07 | 6e-07 | 6e-07 | 6e-07 | 6e-07
RED-Rochester MER Rate Limit v3.1 | 822 | 7518 | Rate Constraint in lbs/MMBtu | FALSE | L | Annual | Emissions at Affected Plants MER | lbs | 0.00023424 | 0.00026563 | 0.0002741 | 0 | 0 | 0 | 0
RED-Rochester MER Rate Limit v3.1 | 822 | 7518 | Rate Constraint in lbs/MMBtu | FALSE | L | Annual | Allowances Purchased MER | lbs | 0 | 0 | 0 | 0 | 0 | 0 | 0
RED-Rochester MER Rate Limit v3.1 | 822 | 7518 | Rate Constraint in lbs/MMBtu | FALSE | L | Annual | Allowances Sold MER | lbs | 0 | 0 | 0 | 0 | 0 | 0 | 0
RED-Rochester MER Rate Limit v3.1 | 822 | 7518 | Rate Constraint in lbs/MMBtu | FALSE | L | Annual | Allowances Banked | lbs | 0 | 0 | 0 | 0 | 0 | 0 | 0
RED-Rochester MER Rate Limit v3.1 | 822 | 7518 | Rate Constraint in lbs/MMBtu | FALSE | L | Annual | Allowances Withdrawn (1:1) | lbs | 0 | 0 | 0 | 0 | 0 | 0 | 0
RED-Rochester MER Rate Limit v3.1 | 822 | 7518 | Rate Constraint in lbs/MMBtu | FALSE | L | Annual | Allowances Withdrawn (n:1) | lbs | 0 | 0 | 0 | 0 | 0 | 0 | 0
RED-Rochester MER Rate Limit v3.1 | 822 | 7518 | Rate Constraint in lbs/MMBtu | FALSE | L | Annual | Net Emissions Allowance Position | lbs | 0.00023424 | 0.00026563 | 0.0002741 | 0 | 0 | 0 | 0
RED-Rochester MER Rate Limit v3.1 | 822 | 7518 | Rate Constraint in lbs/MMBtu | FALSE | L | Annual | Fuel Consumed | TBtu | 1.2686 | 1.4386 | 1.4845 | 0 | 0 | 0 | 0
RED-Rochester MER Rate Limit v3.1 | 822 | 7518 | Rate Constraint in lbs/MMBtu | FALSE | L | Annual | Rate | lb/MMBtu | 1.8465e-10 | 1.8465e-10 | 1.8465e-10 | 0 | 0 | 0 | 0
RED-Rochester MER Rate Limit v3.1 | 822 | 7518 | Rate Constraint in lbs/MMBtu | FALSE | L | Annual | Generation | TWh | 0.15284 | 0.17332 | 0.17885 | 0 | 0 | 0 | 0
RED-Rochester MER Rate Limit v3.1 | 822 | 7518 | Rate Constraint in lbs/MMBtu | FALSE | L | Annual | Qualifying Generation | TWh | 0.15284 | 0.17332 | 0.17885 | 0 | 0 | 0 | 0
RED-Rochester MER Rate Limit v3.1 | 822 | 7518 | Rate Constraint in lbs/MMBtu | FALSE | L | Annual | Rate | lb/MWh | 1.5326e-09 | 1.5326e-09 | 1.5326e-09 | 0 | 0 | 0 | 0
RED-Rochester MER Rate Limit v3.1 | 822 | 7518 | Rate Constraint in lbs/MMBtu | FALSE | L | Annual | Constraint Shadow Price | US2022$/Lb | 0 | 0 | 0 | 0 | 0 | 0 | 0
RGGI CO2 Annual Constraint v5.13 | 823 | 7118 | Rate Constraint in MTons | FALSE | L | Annual | Seasons Included | Seasons | Winter, Spring, Summer, Fall | Winter, Spring, Summer, Fall | Winter, Spring, Summer, Fall | Winter, Spring, Summer, Fall | Winter, Spring, Summer, Fall | Winter, Spring, Summer, Fall | Winter, Spring, Summer, Fall
RGGI CO2 Annual Constraint v5.13 | 823 | 7118 | Rate Constraint in MTons | FALSE | L | Annual | Standard CO2 | Thousand Tons | 117571.4671 | 78610.4021 | 78610.4021 | 78610.4021 | 78610.4021 | 78610.4021 | 78610.4021
RGGI CO2 Annual Constraint v5.13 | 823 | 7118 | Rate Constraint in MTons | FALSE | L | Annual | Emissions at Affected Plants CO2 | Thousand Tons | 96092.958 | 95240.605 | 70655.5281 | 39911.4298 | 35892.3757 | 42230.9939 | 51758.2314
RGGI CO2 Annual Constraint v5.13 | 823 | 7118 | Rate Constraint in MTons | FALSE | L | Annual | Allowances Purchased CO2 | Thousand Tons | 0 | 0 | 0 | 0 | 0 | 0 | 0
RGGI CO2 Annual Constraint v5.13 | 823 | 7118 | Rate Constraint in MTons | FALSE | L | Annual | Allowances Sold CO2 | Thousand Tons | 0 | 0 | 0 | 0 | 0 | 0 | 0
RGGI CO2 Annual Constraint v5.13 | 823 | 7118 | Rate Constraint in MTons | FALSE | L | Annual | Allowances Banked | Thousand Tons | 16630.203 | 0 | 0 | 0 | 0 | 0 | 0
RGGI CO2 Annual Constraint v5.13 | 823 | 7118 | Rate Constraint in MTons | FALSE | L | Annual | Allowances Withdrawn (1:1) | Thousand Tons | 0 | -16630.203 | 0 | 0 | 0 | 0 | 0
RGGI CO2 Annual Constraint v5.13 | 823 | 7118 | Rate Constraint in MTons | FALSE | L | Annual | Allowances Withdrawn (n:1) | Thousand Tons | 0 | 0 | 0 | 0 | 0 | 0 | 0
RGGI CO2 Annual Constraint v5.13 | 823 | 7118 | Rate Constraint in MTons | FALSE | L | Annual | Net Emissions Allowance Position | Thousand Tons | 112723.161 | 78610.4021 | 70655.5281 | 39911.4298 | 35892.3757 | 42230.9939 | 51758.2314
RGGI CO2 Annual Constraint v5.13 | 823 | 7118 | Rate Constraint in MTons | FALSE | L | Annual | Fuel Consumed | TBtu | 1566.4142 | 1558.1454 | 1151.8351 | 642.5063 | 573.9945 | 679.8471 | 843.9729
RGGI CO2 Annual Constraint v5.13 | 823 | 7118 | Rate Constraint in MTons | FALSE | L | Annual | Rate | lb/MMBtu | 122.6916 | 122.2487 | 122.6834 | 124.2367 | 125.0617 | 124.2367 | 122.6538
RGGI CO2 Annual Constraint v5.13 | 823 | 7118 | Rate Constraint in MTons | FALSE | L | Annual | Generation | TWh | 232.8838 | 233.2154 | 178.4262 | 102.478 | 89.8126 | 136.4121 | 209.4924
RGGI CO2 Annual Constraint v5.13 | 823 | 7118 | Rate Constraint in MTons | FALSE | L | Annual | Qualifying Generation | TWh | 217.1719 | 217.222 | 162.7666 | 91.3302 | 81.5567 | 97.3553 | 123.3266
RGGI CO2 Annual Constraint v5.13 | 823 | 7118 | Rate Constraint in MTons | FALSE | L | Annual | Rate | lb/MWh | 884.9483 | 876.8966 | 868.1823 | 874.0028 | 880.182 | 867.5643 | 839.3684
RGGI CO2 Annual Constraint v5.13 | 823 | 7118 | Rate Constraint in MTons | FALSE | L | Annual | Constraint Shadow Price | US2022$/Ton | 0 | 0 | 0 | 0 | 0 | 0 | 0
RI Block Island-NOx Cap Annual v7.23 | 824 | 7967 | Rate Constraint in MTons | FALSE | L | Annual | Seasons Included | Seasons | Winter, Spring, Summer, Fall | Winter, Spring, Summer, Fall | Winter, Spring, Summer, Fall | Winter, Spring, Summer, Fall | Winter, Spring, Summer, Fall | Winter, Spring, Summer, Fall | Winter, Spring, Summer, Fall
RI Block Island-NOx Cap Annual v7.23 | 824 | 7967 | Rate Constraint in MTons | FALSE | L | Annual | Standard NOX | Thousand Tons | 0.035 | 0.035 | 0.035 | 0.035 | 0.035 | 0.035 | 0.035
RI Block Island-NOx Cap Annual v7.23 | 824 | 7967 | Rate Constraint in MTons | FALSE | L | Annual | Emissions at Affected Plants NOX | Thousand Tons | 0 | 0 | 0 | 0 | 0 | 0 | 0
RI Block Island-NOx Cap Annual v7.23 | 824 | 7967 | Rate Constraint in MTons | FALSE | L | Annual | Allowances Purchased NOX | Thousand Tons | 0 | 0 | 0 | 0 | 0 | 0 | 0
RI Block Island-NOx Cap Annual v7.23 | 824 | 7967 | Rate Constraint in MTons | FALSE | L | Annual | Allowances Sold NOX | Thousand Tons | 0 | 0 | 0 | 0 | 0 | 0 | 0
RI Block Island-NOx Cap Annual v7.23 | 824 | 7967 | Rate Constraint in MTons | FALSE | L | Annual | Allowances Banked | Thousand Tons | 0 | 0 | 0 | 0 | 0 | 0 | 0
RI Block Island-NOx Cap Annual v7.23 | 824 | 7967 | Rate Constraint in MTons | FALSE | L | Annual | Allowances Withdrawn (1:1) | Thousand Tons | 0 | 0 | 0 | 0 | 0 | 0 | 0
RI Block Island-NOx Cap Annual v7.23 | 824 | 7967 | Rate Constraint in MTons | FALSE | L | Annual | Allowances Withdrawn (n:1) | Thousand Tons | 0 | 0 | 0 | 0 | 0 | 0 | 0
RI Block Island-NOx Cap Annual v7.23 | 824 | 7967 | Rate Constraint in MTons | FALSE | L | Annual | Net Emissions Allowance Position | Thousand Tons | 0 | 0 | 0 | 0 | 0 | 0 | 0
RI Block Island-NOx Cap Annual v7.23 | 824 | 7967 | Rate Constraint in MTons | FALSE | L | Annual | Fuel Consumed | TBtu | 0 | 0 | 0 | 0 | 0 | 0 | 0
RI Block Island-NOx Cap Annual v7.23 | 824 | 7967 | Rate Constraint in MTons | FALSE | L | Annual | Rate | lb/MMBtu | 0 | 0 | 0 | 0 | 0 | 0 | 0
RI Block Island-NOx Cap Annual v7.23 | 824 | 7967 | Rate Constraint in MTons | FALSE | L | Annual | Generation | TWh | 0 | 0 | 0 | 0 | 0 | 0 | 0
RI Block Island-NOx Cap Annual v7.23 | 824 | 7967 | Rate Constraint in MTons | FALSE | L | Annual | Qualifying Generation | TWh | 0 | 0 | 0 | 0 | 0 | 0 | 0
RI Block Island-NOx Cap Annual v7.23 | 824 | 7967 | Rate Constraint in MTons | FALSE | L | Annual | Rate | lb/MWh | 0 | 0 | 0 | 0 | 0 | 0 | 0
RI Block Island-NOx Cap Annual v7.23 | 824 | 7967 | Rate Constraint in MTons | FALSE | L | Annual | Constraint Shadow Price | US2022$/Ton | 0 | 0 | 0 | 0 | 0 | 0 | 0
RI Ocean State Power II(3&4)-NOx Cap Annual v7.23 | 825 | 7965 | Rate Constraint in MTons | FALSE | L | Annual | Seasons Included | Seasons | Winter, Spring, Summer, Fall | Winter, Spring, Summer, Fall | Winter, Spring, Summer, Fall | Winter, Spring, Summer, Fall | Winter, Spring, Summer, Fall | Winter, Spring, Summer, Fall | Winter, Spring, Summer, Fall
RI Ocean State Power II(3&4)-NOx Cap Annual v7.23 | 825 | 7965 | Rate Constraint in MTons | FALSE | L | Annual | Standard NOX | Thousand Tons | 0.09262 | 0.09262 | 0.09262 | 0.09262 | 0.09262 | 0.09262 | 0.09262
RI Ocean State Power II(3&4)-NOx Cap Annual v7.23 | 825 | 7965 | Rate Constraint in MTons | FALSE | L | Annual | Emissions at Affected Plants NOX | Thousand Tons | 0.00086651 | 0.0011302 | 0.003637 | 0.0052368 | 0.0050107 | 0.0042949 | 0.0042572
RI Ocean State Power II(3&4)-NOx Cap Annual v7.23 | 825 | 7965 | Rate Constraint in MTons | FALSE | L | Annual | Allowances Purchased NOX | Thousand Tons | 0 | 0 | 0 | 0 | 0 | 0 | 0
RI Ocean State Power II(3&4)-NOx Cap Annual v7.23 | 825 | 7965 | Rate Constraint in MTons | FALSE | L | Annual | Allowances Sold NOX | Thousand Tons | 0 | 0 | 0 | 0 | 0 | 0 | 0
RI Ocean State Power II(3&4)-NOx Cap Annual v7.23 | 825 | 7965 | Rate Constraint in MTons | FALSE | L | Annual | Allowances Banked | Thousand Tons | 0 | 0 | 0 | 0 | 0 | 0 | 0
RI Ocean State Power II(3&4)-NOx Cap Annual v7.23 | 825 | 7965 | Rate Constraint in MTons | FALSE | L | Annual | Allowances Withdrawn (1:1) | Thousand Tons | 0 | 0 | 0 | 0 | 0 | 0 | 0
RI Ocean State Power II(3&4)-NOx Cap Annual v7.23 | 825 | 7965 | Rate Constraint in MTons | FALSE | L | Annual | Allowances Withdrawn (n:1) | Thousand Tons | 0 | 0 | 0 | 0 | 0 | 0 | 0
RI Ocean State Power II(3&4)-NOx Cap Annual v7.23 | 825 | 7965 | Rate Constraint in MTons | FALSE | L | Annual | Net Emissions Allowance Position | Thousand Tons | 0.00086651 | 0.0011302 | 0.003637 | 0.0052368 | 0.0050107 | 0.0042949 | 0.0042572
RI Ocean State Power II(3&4)-NOx Cap Annual v7.23 | 825 | 7965 | Rate Constraint in MTons | FALSE | L | Annual | Fuel Consumed | TBtu | 0.061717 | 0.080501 | 0.25905 | 0.37299 | 0.35689 | 0.3059 | 0.30322
RI Ocean State Power II(3&4)-NOx Cap Annual v7.23 | 825 | 7965 | Rate Constraint in MTons | FALSE | L | Annual | Rate | lb/MMBtu | 0.02808 | 0.02808 | 0.02808 | 0.02808 | 0.02808 | 0.02808 | 0.02808
RI Ocean State Power II(3&4)-NOx Cap Annual v7.23 | 825 | 7965 | Rate Constraint in MTons | FALSE | L | Annual | Generation | TWh | 0.0068705 | 0.0089615 | 0.028837 | 0.041522 | 0.039729 | 0.034054 | 0.033755
RI Ocean State Power II(3&4)-NOx Cap Annual v7.23 | 825 | 7965 | Rate Constraint in MTons | FALSE | L | Annual | Qualifying Generation | TWh | 0.0068705 | 0.0089615 | 0.028837 | 0.041522 | 0.039729 | 0.034054 | 0.033755
RI Ocean State Power II(3&4)-NOx Cap Annual v7.23 | 825 | 7965 | Rate Constraint in MTons | FALSE | L | Annual | Rate | lb/MWh | 0.25224 | 0.25224 | 0.25224 | 0.25224 | 0.25224 | 0.25224 | 0.25224
RI Ocean State Power II(3&4)-NOx Cap Annual v7.23 | 825 | 7965 | Rate Constraint in MTons | FALSE | L | Annual | Constraint Shadow Price | US2022$/Ton | 0 | 0 | 0 | 0 | 0 | 0 | 0
RI State Energy Center-NOx Cap Annual v7.23 | 826 | 7966 | Rate Constraint in MTons | FALSE | L | Annual | Seasons Included | Seasons | Winter, Spring, Summer, Fall | Winter, Spring, Summer, Fall | Winter, Spring, Summer, Fall | Winter, Spring, Summer, Fall | Winter, Spring, Summer, Fall | Winter, Spring, Summer, Fall | Winter, Spring, Summer, Fall
RI State Energy Center-NOx Cap Annual v7.23 | 826 | 7966 | Rate Constraint in MTons | FALSE | L | Annual | Standard NOX | Thousand Tons | 0.156 | 0.156 | 0.156 | 0.156 | 0.156 | 0.156 | 0.156
RI State Energy Center-NOx Cap Annual v7.23 | 826 | 7966 | Rate Constraint in MTons | FALSE | L | Annual | Emissions at Affected Plants NOX | Thousand Tons | 0.066574 | 0.060771 | 0.056306 | 0.01845 | 0.015782 | 0.023927 | 0.023951
RI State Energy Center-NOx Cap Annual v7.23 | 826 | 7966 | Rate Constraint in MTons | FALSE | L | Annual | Allowances Purchased NOX | Thousand Tons | 0 | 0 | 0 | 0 | 0 | 0 | 0
RI State Energy Center-NOx Cap Annual v7.23 | 826 | 7966 | Rate Constraint in MTons | FALSE | L | Annual | Allowances Sold NOX | Thousand Tons | 0 | 0 | 0 | 0 | 0 | 0 | 0
RI State Energy Center-NOx Cap Annual v7.23 | 826 | 7966 | Rate Constraint in MTons | FALSE | L | Annual | Allowances Banked | Thousand Tons | 0 | 0 | 0 | 0 | 0 | 0 | 0
RI State Energy Center-NOx Cap Annual v7.23 | 826 | 7966 | Rate Constraint in MTons | FALSE | L | Annual | Allowances Withdrawn (1:1) | Thousand Tons | 0 | 0 | 0 | 0 | 0 | 0 | 0
RI State Energy Center-NOx Cap Annual v7.23 | 826 | 7966 | Rate Constraint in MTons | FALSE | L | Annual | Allowances Withdrawn (n:1) | Thousand Tons | 0 | 0 | 0 | 0 | 0 | 0 | 0
RI State Energy Center-NOx Cap Annual v7.23 | 826 | 7966 | Rate Constraint in MTons | FALSE | L | Annual | Net Emissions Allowance Position | Thousand Tons | 0.066574 | 0.060771 | 0.056306 | 0.01845 | 0.015782 | 0.023927 | 0.023951
RI State Energy Center-NOx Cap Annual v7.23 | 826 | 7966 | Rate Constraint in MTons | FALSE | L | Annual | Fuel Consumed | TBtu | 19.2968 | 17.6149 | 16.3206 | 5.3479 | 4.5746 | 6.9353 | 6.9423
RI State Energy Center-NOx Cap Annual v7.23 | 826 | 7966 | Rate Constraint in MTons | FALSE | L | Annual | Rate | lb/MMBtu | 0.0069 | 0.0069 | 0.0069 | 0.0069 | 0.0069 | 0.0069 | 0.0069
RI State Energy Center-NOx Cap Annual v7.23 | 826 | 7966 | Rate Constraint in MTons | FALSE | L | Annual | Generation | TWh | 2.7186 | 2.4817 | 2.2993 | 0.75344 | 0.64449 | 0.97708 | 0.97807
RI State Energy Center-NOx Cap Annual v7.23 | 826 | 7966 | Rate Constraint in MTons | FALSE | L | Annual | Qualifying Generation | TWh | 2.7186 | 2.4817 | 2.2993 | 0.75344 | 0.64449 | 0.97708 | 0.97807
RI State Energy Center-NOx Cap Annual v7.23 | 826 | 7966 | Rate Constraint in MTons | FALSE | L | Annual | Rate | lb/MWh | 0.048976 | 0.048976 | 0.048976 | 0.048976 | 0.048976 | 0.048976 | 0.048976
RI State Energy Center-NOx Cap Annual v7.23 | 826 | 7966 | Rate Constraint in MTons | FALSE | L | Annual | Constraint Shadow Price | US2022$/Ton | 0 | 0 | 0 | 0 | 0 | 0 | 0
RPS Clean Energy v6.20- CO | 827 | 7660 | Generation Constraint in GWh | FALSE | G | Annual | Seasons Included | Seasons | Winter, Spring, Summer, Fall | Winter, Spring, Summer, Fall | Winter, Spring, Summer, Fall | Winter, Spring, Summer, Fall | Winter, Spring, Summer, Fall | Winter, Spring, Summer, Fall | Winter, Spring, Summer, Fall
RPS Clean Energy v6.20- CO | 827 | 7660 | Generation Constraint in GWh | FALSE | G | Annual | Standard GWh | GWh | 0 | 0 | 0 | 0 | 0 | 48241.9191 | 50804.3934
RPS Clean Energy v6.20- CO | 827 | 7660 | Generation Constraint in GWh | FALSE | G | Annual | Emissions at Affected Plants | GWh | 26749.4495 | 27573.7029 | 42864.192 | 56438.7917 | 76843.1463 | 77038.5572 | 77028.9257
RPS Clean Energy v6.20- CO | 827 | 7660 | Generation Constraint in GWh | FALSE | G | Annual | Allowances Purchased | GWh | 0 | 0 | 0 | 0 | 0 | 0 | 0
RPS Clean Energy v6.20- CO | 827 | 7660 | Generation Constraint in GWh | FALSE | G | Annual | Allowances Sold | GWh | 0 | 0 | 0 | 0 | 0 | 0 | 0
RPS Clean Energy v6.20- CO | 827 | 7660 | Generation Constraint in GWh | FALSE | G | Annual | Allowances Banked | GWh | 0 | 0 | 0 | 0 | 0 | 0 | 0
RPS Clean Energy v6.20- CO | 827 | 7660 | Generation Constraint in GWh | FALSE | G | Annual | Allowances Withdrawn (1:1) | GWh | 0 | 0 | 0 | 0 | 0 | 0 | 0
RPS Clean Energy v6.20- CO | 827 | 7660 | Generation Constraint in GWh | FALSE | G | Annual | Allowances Withdrawn (n:1) | GWh | 0 | 0 | 0 | 0 | 0 | 0 | 0
RPS Clean Energy v6.20- CO | 827 | 7660 | Generation Constraint in GWh | FALSE | G | Annual | Net Emissions Allowance Position | GWh | 26749.4495 | 27573.7029 | 42864.192 | 56438.7917 | 76843.1463 | 77038.5572 | 77028.9257
RPS Clean Energy v6.20- CO | 827 | 7660 | Generation Constraint in GWh | FALSE | G | Annual | Constraint Shadow Price | US2022$/MWh | 0 | 0 | 0 | 0 | 0 | 0 | 0
RPS Clean Energy v6.20- IL | 828 | 7734 | Generation Constraint in GWh | FALSE | G | Annual | Seasons Included | Seasons | Winter, Spring, Summer, Fall | Winter, Spring, Summer, Fall | Winter, Spring, Summer, Fall | Winter, Spring, Summer, Fall | Winter, Spring, Summer, Fall | Winter, Spring, Summer, Fall | Winter, Spring, Summer, Fall
RPS Clean Energy v6.20- IL | 828 | 7734 | Generation Constraint in GWh | FALSE | G | Annual | Standard GWh | GWh | 0 | 0 | 0 | 0 | 0 | 175609.0477 | 181988.0538
RPS Clean Energy v6.20- IL | 828 | 7734 | Generation Constraint in GWh | FALSE | G | Annual | Emissions at Affected Plants | GWh | 169476.3376 | 178734.0262 | 192063.0782 | 273917.8221 | 327172.2773 | 297652.4536 | 297739.6193
RPS Clean Energy v6.20- IL | 828 | 7734 | Generation Constraint in GWh | FALSE | G | Annual | Allowances Purchased | GWh | 0 | 0 | 0 | 0 | 0 | 0 | 0
RPS Clean Energy v6.20- IL | 828 | 7734 | Generation Constraint in GWh | FALSE | G | Annual | Allowances Sold | GWh | 0 | 0 | 0 | 0 | 0 | 0 | 0
RPS Clean Energy v6.20- IL | 828 | 7734 | Generation Constraint in GWh | FALSE | G | Annual | Allowances Banked | GWh | 0 | 0 | 0 | 0 | 0 | 0 | 0
RPS Clean Energy v6.20- IL | 828 | 7734 | Generation Constraint in GWh | FALSE | G | Annual | Allowances Withdrawn (1:1) | GWh | 0 | 0 | 0 | 0 | 0 | 0 | 0
RPS Clean Energy v6.20- IL | 828 | 7734 | Generation Constraint in GWh | FALSE | G | Annual | Allowances Withdrawn (n:1) | GWh | 0 | 0 | 0 | 0 | 0 | 0 | 0
RPS Clean Energy v6.20- IL | 828 | 7734 | Generation Constraint in GWh | FALSE | G | Annual | Net Emissions Allowance Position | GWh | 169476.3376 | 178734.0262 | 192063.0782 | 273917.8221 | 327172.2773 | 297652.4536 | 297739.6193
RPS Clean Energy v6.20- IL | 828 | 7734 | Generation Constraint in GWh | FALSE | G | Annual | Constraint Shadow Price | US2022$/MWh | 0 | 0 | 0 | 0 | 0 | 0 | 0
RPS Clean Energy v6.20- MA | 829 | 7661 | Generation Constraint in GWh | FALSE | G | Annual | Seasons Included | Seasons | Winter, Spring, Summer, Fall | Winter, Spring, Summer, Fall | Winter, Spring, Summer, Fall | Winter, Spring, Summer, Fall | Winter, Spring, Summer, Fall | Winter, Spring, Summer, Fall | Winter, Spring, Summer, Fall
RPS Clean Energy v6.20- MA | 829 | 7661 | Generation Constraint in GWh | FALSE | G | Annual | Standard GWh | GWh | 25748.7075 | 33587.6393 | 40245.3413 | 46596.8587 | 53298.3694 | 60143.2621 | 63177.6061
RPS Clean Energy v6.20- MA | 829 | 7661 | Generation Constraint in GWh | FALSE | G | Annual | Emissions at Affected Plants | GWh | 30297.5573 | 33587.6393 | 40245.3413 | 46596.8587 | 53298.3694 | 60143.2621 | 63177.6061
RPS Clean Energy v6.20- MA | 829 | 7661 | Generation Constraint in GWh | FALSE | G | Annual | Allowances Purchased | GWh | 0 | 0 | 0 | 0 | 0 | 0 | 0
RPS Clean Energy v6.20- MA | 829 | 7661 | Generation Constraint in GWh | FALSE | G | Annual | Allowances Sold | GWh | 0 | 0 | 0 | 0 | 0 | 0 | 0
RPS Clean Energy v6.20- MA | 829 | 7661 | Generation Constraint in GWh | FALSE | G | Annual | Allowances Banked | GWh | 0 | 0 | 0 | 0 | 0 | 0 | 0
RPS Clean Energy v6.20- MA | 829 | 7661 | Generation Constraint in GWh | FALSE | G | Annual | Allowances Withdrawn (1:1) | GWh | 0 | 0 | 0 | 0 | 0 | 0 | 0
RPS Clean Energy v6.20- MA | 829 | 7661 | Generation Constraint in GWh | FALSE | G | Annual | Allowances Withdrawn (n:1) | GWh | 0 | 0 | 0 | 0 | 0 | 0 | 0
RPS Clean Energy v6.20- MA | 829 | 7661 | Generation Constraint in GWh | FALSE | G | Annual | Net Emissions Allowance Position | GWh | 30297.5573 | 33587.6393 | 40245.3413 | 46596.8587 | 53298.3694 | 60143.2621 | 63177.6061
RPS Clean Energy v6.20- MA | 829 | 7661 | Generation Constraint in GWh | FALSE | G | Annual | Constraint Shadow Price | US2022$/MWh | 0 | 45.7134 | 14.5502 | 17.9406 | 9.596 | 13.9562 | 13.5872
RPS Clean Energy v6.20- NM | 830 | 7571 | Generation Constraint in GWh | FALSE | G | Annual | Seasons Included | Seasons | Winter, Spring, Summer, Fall | Winter, Spring, Summer, Fall | Winter, Spring, Summer, Fall | Winter, Spring, Summer, Fall | Winter, Spring, Summer, Fall | Winter, Spring, Summer, Fall | Winter, Spring, Summer, Fall
RPS Clean Energy v6.20- NM | 830 | 7571 | Generation Constraint in GWh | FALSE | G | Annual | Standard GWh | GWh | 0 | 0 | 0 | 0 | 21692.1118 | 29943.9669 | 31634.1871
RPS Clean Energy v6.20- NM | 830 | 7571 | Generation Constraint in GWh | FALSE | G | Annual | Emissions at Affected Plants | GWh | 41401.5699 | 41401.734 | 41401.6506 | 41738.2806 | 59801.8526 | 59834.1255 | 59831.0296
RPS Clean Energy v6.20- NM | 830 | 7571 | Generation Constraint in GWh | FALSE | G | Annual | Allowances Purchased | GWh | 0 | 0 | 0 | 0 | 0 | 0 | 0
RPS Clean Energy v6.20- NM | 830 | 7571 | Generation Constraint in GWh | FALSE | G | Annual | Allowances Sold | GWh | 0 | 0 | 0 | 0 | 0 | 0 | 0
RPS Clean Energy v6.20- NM | 830 | 7571 | Generation Constraint in GWh | FALSE | G | Annual | Allowances Banked | GWh | 0 | 0 | 0 | 0 | 0 | 0 | 0
RPS Clean Energy v6.20- NM | 830 | 7571 | Generation Constraint in GWh | FALSE | G | Annual | Allowances Withdrawn (1:1) | GWh | 0 | 0 | 0 | 0 | 0 | 0 | 0
RPS Clean Energy v6.20- NM | 830 | 7571 | Generation Constraint in GWh | FALSE | G | Annual | Allowances Withdrawn (n:1) | GWh | 0 | 0 | 0 | 0 | 0 | 0 | 0
RPS Clean Energy v6.20- NM | 830 | 7571 | Generation Constraint in GWh | FALSE | G | Annual | Net Emissions Allowance Position | GWh | 41401.5699 | 41401.734 | 41401.6506 | 41738.2806 | 59801.8526 | 59834.1255 | 59831.0296
RPS Clean Energy v6.20- NM | 830 | 7571 | Generation Constraint in GWh | FALSE | G | Annual | Constraint Shadow Price | US2022$/MWh | 0 | 0 | 0 | 0 | 0 | 0 | 0
RPS Clean Energy v6.20- NV | 831 | 7572 | Generation Constraint in GWh | FALSE | G | Annual | Seasons Included | Seasons | Winter, Spring, Summer, Fall | Winter, Spring, Summer, Fall | Winter, Spring, Summer, Fall | Winter, Spring, Summer, Fall | Winter, Spring, Summer, Fall | Winter, Spring, Summer, Fall | Winter, Spring, Summer, Fall
RPS Clean Energy v6.20- NV | 831 | 7572 | Generation Constraint in GWh | FALSE | G | Annual | Standard GWh | GWh | 0 | 0 | 0 | 0 | 0 | 50025.5336 | 52931.0559
RPS Clean Energy v6.20- NV | 831 | 7572 | Generation Constraint in GWh | FALSE | G | Annual | Emissions at Affected Plants | GWh | 31951.4418 | 31954.5736 | 31951.8494 | 31951.8444 | 49880.6842 | 50025.5337 | 52931.0559
RPS Clean Energy v6.20- NV | 831 | 7572 | Generation Constraint in GWh | FALSE | G | Annual | Allowances Purchased | GWh | 0 | 0 | 0 | 0 | 0 | 0 | 0
RPS Clean Energy v6.20- NV | 831 | 7572 | Generation Constraint in GWh | FALSE | G | Annual | Allowances Sold | GWh | 0 | 0 | 0 | 0 | 0 | 0 | 0
RPS Clean Energy v6.20- NV | 831 | 7572 | Generation Constraint in GWh | FALSE | G | Annual | Allowances Banked | GWh | 0 | 0 | 0 | 0 | 0 | 0 | 0
RPS Clean Energy v6.20- NV | 831 | 7572 | Generation Constraint in GWh | FALSE | G | Annual | Allowances Withdrawn (1:1) | GWh | 0 | 0 | 0 | 0 | 0 | 0 | 0
RPS Clean Energy v6.20- NV | 831 | 7572 | Generation Constraint in GWh | FALSE | G | Annual | Allowances Withdrawn (n:1) | GWh | 0 | 0 | 0 | 0 | 0 | 0 | 0
RPS Clean Energy v6.20- NV | 831 | 7572 | Generation Constraint in GWh | FALSE | G | Annual | Net Emissions Allowance Position | GWh | 31951.4418 | 31954.5736 | 31951.8494 | 31951.8444 | 49880.6842 | 50025.5337 | 52931.0559
RPS Clean Energy v6.20- NV | 831 | 7572 | Generation Constraint in GWh | FALSE | G | Annual | Constraint Shadow Price | US2022$/MWh | 0 | 0 | 0 | 0 | 0 | 3.0479 | 10.2249
RPS Clean Energy v6.20- NY | 832 | 7573 | Generation Constraint in GWh | FALSE | G | Annual | Seasons Included | Seasons | Winter, Spring, Summer, Fall | Winter, Spring, Summer, Fall | Winter, Spring, Summer, Fall | Winter, Spring, Summer, Fall | Winter, Spring, Summer, Fall | Winter, Spring, Summer, Fall | Winter, Spring, Summer, Fall
RPS Clean Energy v6.20- NY | 832 | 7573 | Generation Constraint in GWh | FALSE | G | Annual | Standard GWh | GWh | 0 | 0 | 0 | 178242.7937 | 188066.8465 | 199190.3777 | 208189.7491
RPS Clean Energy v6.20- NY | 832 | 7573 | Generation Constraint in GWh | FALSE | G | Annual | Emissions at Affected Plants | GWh | 76713.0782 | 78485.5659 | 130064.5267 | 178242.7937 | 188525.2622 | 199190.3777 | 208189.7491
RPS Clean Energy v6.20- NY | 832 | 7573 | Generation Constraint in GWh | FALSE | G | Annual | Allowances Purchased | GWh | 0 | 0 | 0 | 0 | 0 | 0 | 0
RPS Clean Energy v6.20- NY | 832 | 7573 | Generation Constraint in GWh | FALSE | G | Annual | Allowances Sold | GWh | 0 | 0 | 0 | 0 | 0 | 0 | 0
RPS Clean Energy v6.20- NY | 832 | 7573 | Generation Constraint in GWh | FALSE | G | Annual | Allowances Banked | GWh | 0 | 0 | 0 | 0 | 0 | 0 | 0
RPS Clean Energy v6.20- NY | 832 | 7573 | Generation Constraint in GWh | FALSE | G | Annual | Allowances Withdrawn (1:1) | GWh | 0 | 0 | 0 | 0 | 0 | 0 | 0
RPS Clean Energy v6.20- NY | 832 | 7573 | Generation Constraint in GWh | FALSE | G | Annual | Allowances Withdrawn (n:1) | GWh | 0 | 0 | 0 | 0 | 0 | 0 | 0
RPS Clean Energy v6.20- NY | 832 | 7573 | Generation Constraint in GWh | FALSE | G | Annual | Net Emissions Allowance Position | GWh | 76713.0782 | 78485.5659 | 130064.5267 | 178242.7937 | 188525.2622 | 199190.3777 | 208189.7491
RPS Clean Energy v6.20- NY | 832 | 7573 | Generation Constraint in GWh | FALSE | G | Annual | Constraint Shadow Price | US2022$/MWh | 0 | 0 | 0 | 10.8535 | 0 | 9.1848 | 7.4626
RPS Clean Energy v6.20- OR | 833 | 7735 | Generation Constraint in GWh | FALSE | G | Annual | Seasons Included | Seasons | Winter, Spring, Summer, Fall | Winter, Spring, Summer, Fall | Winter, Spring, Summer, Fall | Winter, Spring, Summer, Fall | Winter, Spring, Summer, Fall | Winter, Spring, Summer, Fall | Winter, Spring, Summer, Fall
RPS Clean Energy v6.20- OR | 833 | 7735 | Generation Constraint in GWh | FALSE | G | Annual | Standard GWh | GWh | 0 | 0 | 0 | 65736.5342 | 69147.8555 | 72408.1717 | 75277.7632
RPS Clean Energy v6.20- OR | 833 | 7735 | Generation Constraint in GWh | FALSE | G | Annual | Emissions at Affected Plants | GWh | 51687.0177 | 51687.0177 | 51636.8694 | 65736.5342 | 69147.8555 | 72408.1718 | 75277.7632
RPS Clean Energy v6.20- OR | 833 | 7735 | Generation Constraint in GWh | FALSE | G | Annual | Allowances Purchased | GWh | 0 | 0 | 0 | 0 | 0 | 0 | 0
RPS Clean Energy v6.20- OR | 833 | 7735 | Generation Constraint in GWh | FALSE | G | Annual | Allowances Sold | GWh | 0 | 0 | 0 | 0 | 0 | 0 | 0
RPS Clean Energy v6.20- OR | 833 | 7735 | Generation Constraint in GWh | FALSE | G | Annual | Allowances Banked | GWh | 0 | 0 | 0 | 0 | 0 | 0 | 0
RPS Clean Energy v6.20- OR | 833 | 7735 | Generation Constraint in GWh | FALSE | G | Annual | Allowances Withdrawn (1:1) | GWh | 0 | 0 | 0 | 0 | 0 | 0 | 0
RPS Clean Energy v6.20- OR | 833 | 7735 | Generation Constraint in GWh | FALSE | G | Annual | Allowances Withdrawn (n:1) | GWh | 0 | 0 | 0 | 0 | 0 | 0 | 0
RPS Clean Energy v6.20- OR | 833 | 7735 | Generation Constraint in GWh | FALSE | G | Annual | Net Emissions Allowance Position | GWh | 51687.0177 | 51687.0177 | 51636.8694 | 65736.5342 | 69147.8555 | 72408.1718 | 75277.7632
RPS Clean Energy v6.20- OR | 833 | 7735 | Generation Constraint in GWh | FALSE | G | Annual | Constraint Shadow Price | US2022$/MWh | 0 | 0 | 0 | 5.0705 | 2.028 | 9.3179 | 2.3479
RPS Clean Energy v6.20- WA | 834 | 7574 | Generation Constraint in GWh | FALSE | G | Annual | Seasons Included | Seasons | Winter, Spring, Summer, Fall | Winter, Spring, Summer, Fall | Winter, Spring, Summer, Fall | Winter, Spring, Summer, Fall | Winter, Spring, Summer, Fall | Winter, Spring, Summer, Fall | Winter, Spring, Summer, Fall
RPS Clean Energy v6.20- WA | 834 | 7574 | Generation Constraint in GWh | FALSE | G | Annual | Standard GWh | GWh | 0 | 98339.6377 | 104915.9028 | 111717.7214 | 117515.1832 | 123056.0154 | 127932.8198
RPS Clean Energy v6.20- WA | 834 | 7574 | Generation Constraint in GWh | FALSE | G | Annual | Emissions at Affected Plants | GWh | 95727.8328 | 98339.6377 | 104915.9028 | 111717.7214 | 117515.1832 | 123056.0154 | 128691.6212
RPS Clean Energy v6.20- WA | 834 | 7574 | Generation Constraint in GWh | FALSE | G | Annual | Allowances Purchased | GWh | 0 | 0 | 0 | 0 | 0 | 0 | 0
RPS Clean Energy v6.20- WA | 834 | 7574 | Generation Constraint in GWh | FALSE | G | Annual | Allowances Sold | GWh | 0 | 0 | 0 | 0 | 0 | 0 | 0
RPS Clean Energy v6.20- WA | 834 | 7574 | Generation Constraint in GWh | FALSE | G | Annual | Allowances Banked | GWh | 0 | 0 | 0 | 0 | 0 | 0 | 0
RPS Clean Energy v6.20- WA | 834 | 7574 | Generation Constraint in GWh | FALSE | G | Annual | Allowances Withdrawn (1:1) | GWh | 0 | 0 | 0 | 0 | 0 | 0 | 0
RPS Clean Energy v6.20- WA | 834 | 7574 | Generation Constraint in GWh | FALSE | G | Annual | Allowances Withdrawn (n:1) | GWh | 0 | 0 | 0 | 0 | 0 | 0 | 0
RPS Clean Energy v6.20- WA | 834 | 7574 | Generation Constraint in GWh | FALSE | G | Annual | Net Emissions Allowance Position | GWh | 95727.8328 | 98339.6377 | 104915.9028 | 111717.7214 | 117515.1832 | 123056.0154 | 128691.6212
RPS Clean Energy v6.20- WA | 834 | 7574 | Generation Constraint in GWh | FALSE | G | Annual | Constraint Shadow Price | US2022$/MWh | 0 | 29.7848 | 11.3603 | 4.6649 | 1.7209 | 6.7743 | 0
RPS Clean Energy v6.21- CT | 835 | 7788 | Generation Constraint in GWh | FALSE | G | Annual | Seasons Included | Seasons | Winter, Spring, Summer, Fall | Winter, Spring, Summer, Fall | Winter, Spring, Summer, Fall | Winter, Spring, Summer, Fall | Winter, Spring, Summer, Fall | Winter, Spring, Summer, Fall | Winter, Spring, Summer, Fall
RPS Clean Energy v6.21- CT | 835 | 7788 | Generation Constraint in GWh | FALSE | G | Annual | Standard GWh | GWh | NA | 12257.0831 | 23311.1517 | 35094.2615 | 37206.735 | 39444.9807 | 41509.7061
RPS Clean Energy v6.21- CT | 835 | 7788 | Generation Constraint in GWh | FALSE | G | Annual | Emissions at Affected Plants | GWh | 0 | 26374.502 | 23311.1517 | 35094.2615 | 37206.735 | 39444.9807 | 41509.7061
RPS Clean Energy v6.21- CT | 835 | 7788 | Generation Constraint in GWh | FALSE | G | Annual | Allowances Purchased | GWh | 0 | 0 | 0 | 0 | 0 | 0 | 0
RPS Clean Energy v6.21- CT | 835 | 7788 | Generation Constraint in GWh | FALSE | G | Annual | Allowances Sold | GWh | 0 | 0 | 0 | 0 | 0 | 0 | 0
RPS Clean Energy v6.21- CT | 835 | 7788 | Generation Constraint in GWh | FALSE | G | Annual | Allowances Banked | GWh | 0 | 0 | 0 | 0 | 0 | 0 | 0
RPS Clean Energy v6.21- CT | 835 | 7788 | Generation Constraint in GWh | FALSE | G | Annual | Allowances Withdrawn (1:1) | GWh | 0 | 0 | 0 | 0 | 0 | 0 | 0
RPS Clean Energy v6.21- CT | 835 | 7788 | Generation Constraint in GWh | FALSE | G | Annual | Allowances Withdrawn (n:1) | GWh | 0 | 0 | 0 | 0 | 0 | 0 | 0
RPS Clean Energy v6.21- CT | 835 | 7788 | Generation Constraint in GWh | FALSE | G | Annual | Net Emissions Allowance Position | GWh | 0 | 26374.502 | 23311.1517 | 35094.2615 | 37206.735 | 39444.9807 | 41509.7061
RPS Clean Energy v6.21- CT | 835 | 7788 | Generation Constraint in GWh | FALSE | G | Annual | Constraint Shadow Price | US2022$/MWh | 0 | 0 | 15.5503 | 22.5028 | 13.2483 | 16.0738 | 15.7561
RPS Clean Energy v7.23- MN | 836 | 7972 | Generation Constraint in GWh | FALSE | G | Annual | Seasons Included | Seasons |  | Winter, Spring, Summer, Fall | Winter, Spring, Summer, Fall | Winter, Spring, Summer, Fall | Winter, Spring, Summer, Fall | Winter, Spring, Summer, Fall | Winter, Spring, Summer, Fall
RPS Clean Energy v7.23- MN | 836 | 7972 | Generation Constraint in GWh | FALSE | G | Annual | Standard GWh | GWh | NA | 61261.6024 | 79089.086 | 92188.1225 | 96653.6777 | 101384.336 | 105601.4914
RPS Clean Energy v7.23- MN | 836 | 7972 | Generation Constraint in GWh | FALSE | G | Annual | Emissions at Affected Plants | GWh | 0 | 61261.6024 | 89008.092 | 102968.7755 | 112859.6641 | 116517.9698 | 111348.4035
RPS Clean Energy v7.23- MN | 836 | 7972 | Generation Constraint in GWh | FALSE | G | Annual | Allowances Purchased | GWh | 0 | 0 | 0 | 0 | 0 | 0 | 0
RPS Clean Energy v7.23- MN | 836 | 7972 | Generation Constraint in GWh | FALSE | G | Annual | Allowances Sold | GWh | 0 | 0 | 0 | 0 | 0 | 0 | 0
RPS Clean Energy v7.23- MN | 836 | 7972 | Generation Constraint in GWh | FALSE | G | Annual | Allowances Banked | GWh | 0 | 0 | 0 | 0 | 0 | 0 | 0
RPS Clean Energy v7.23- MN | 836 | 7972 | Generation Constraint in GWh | FALSE | G | Annual | Allowances Withdrawn (1:1) | GWh | 0 | 0 | 0 | 0 | 0 | 0 | 0
RPS Clean Energy v7.23- MN | 836 | 7972 | Generation Constraint in GWh | FALSE | G | Annual | Allowances Withdrawn (n:1) | GWh | 0 | 0 | 0 | 0 | 0 | 0 | 0
RPS Clean Energy v7.23- MN | 836 | 7972 | Generation Constraint in GWh | FALSE | G | Annual | Net Emissions Allowance Position | GWh | 0 | 61261.6024 | 89008.092 | 102968.7755 | 112859.6641 | 116517.9698 | 111348.4035
RPS Clean Energy v7.23- MN | 836 | 7972 | Generation Constraint in GWh | FALSE | G | Annual | Constraint Shadow Price | US2022$/MWh | 0 | 0 | 0 | 0 | 0 | 0 | 0
RPS Solar v6.20- DC | 837 | 7575 | Generation Constraint in GWh | FALSE | G | Annual | Seasons Included | Seasons | Winter, Spring, Summer, Fall | Winter, Spring, Summer, Fall | Winter, Spring, Summer, Fall | Winter, Spring, Summer, Fall | Winter, Spring, Summer, Fall | Winter, Spring, Summer, Fall | Winter, Spring, Summer, Fall
RPS Solar v6.20- DC | 837 | 7575 | Generation Constraint in GWh | FALSE | G | Annual | Standard GWh | GWh | 490.2765 | 562.4192 | 839.717 | 1192.6631 | 1317.9 | 1393.0734 | 1460.4279
RPS Solar v6.20- DC | 837 | 7575 | Generation Constraint in GWh | FALSE | G | Annual | Emissions at Affected Plants | GWh | 34.9752 | 34.9752 | 34.9752 | 34.9752 | 34.9752 | 34.9752 | 34.9752
RPS Solar v6.20- DC | 837 | 7575 | Generation Constraint in GWh | FALSE | G | Annual | Allowances Purchased | GWh | 455.3013 | 527.4441 | 804.7418 | 1157.6879 | 1282.9248 | 1358.0982 | 1425.4528
RPS Solar v6.20- DC | 837 | 7575 | Generation Constraint in GWh | FALSE | G | Annual | Allowances Sold | GWh | 0 | 0 | 0 | 0 | 0 | 0 | 0
RPS Solar v6.20- DC | 837 | 7575 | Generation Constraint in GWh | FALSE | G | Annual | Allowances Banked | GWh | 0 | 0 | 0 | 0 | 0 | 0 | 0
RPS Solar v6.20- DC | 837 | 7575 | Generation Constraint in GWh | FALSE | G | Annual | Allowances Withdrawn (1:1) | GWh | 0 | 0 | 0 | 0 | 0 | 0 | 0
RPS Solar v6.20- DC | 837 | 7575 | Generation Constraint in GWh | FALSE | G | Annual | Allowances Withdrawn (n:1) | GWh | 0 | 0 | 0 | 0 | 0 | 0 | 0
RPS Solar v6.20- DC | 837 | 7575 | Generation Constraint in GWh | FALSE | G | Annual | Net Emissions Allowance Position | GWh | 490.2765 | 562.4192 | 839.717 | 1192.6631 | 1317.9 | 1393.0734 | 1460.4279
RPS Solar v6.20- DC | 837 | 7575 | Generation Constraint in GWh | FALSE | G | Annual | Constraint Shadow Price | US2022$/MWh | 60.157 | 60.1573 | 60.1568 | 60.157 | 60.1568 | 60.1572 | 60.157
RPS Solar v6.20- DE | 838 | 7576 | Generation Constraint in GWh | FALSE | G | Annual | Seasons Included | Seasons | Winter, Spring, Summer, Fall | Winter, Spring, Summer, Fall | Winter, Spring, Summer, Fall | Winter, Spring, Summer, Fall | Winter, Spring, Summer, Fall | Winter, Spring, Summer, Fall | Winter, Spring, Summer, Fall
RPS Solar v6.20- DE | 838 | 7576 | Generation Constraint in GWh | FALSE | G | Annual | Standard GWh | GWh | 443.594 | 545.0702 | 1204.4335 | 1296.4077 | 1375.1604 | 1455.9864 | 1525.5151
RPS Solar v6.20- DE | 838 | 7576 | Generation Constraint in GWh | FALSE | G | Annual | Emissions at Affected Plants | GWh | 36898.4665 | 34967.0268 | 69905.2252 | 80963.0936 | 142517.8687 | 144883.8641 | 159632.4246
RPS Solar v6.20- DE | 838 | 7576 | Generation Constraint in GWh | FALSE | G | Annual | Allowances Purchased | GWh | 0 | 0 | 0 | 0 | 0 | 0 | 0
RPS Solar v6.20- DE | 838 | 7576 | Generation Constraint in GWh | FALSE | G | Annual | Allowances Sold | GWh | 0 | 0 | 0 | 0 | 0 | 0 | 0
RPS Solar v6.20- DE | 838 | 7576 | Generation Constraint in GWh | FALSE | G | Annual | Allowances Banked | GWh | 0 | 0 | 0 | 0 | 0 | 0 | 0
RPS Solar v6.20- DE | 838 | 7576 | Generation Constraint in GWh | FALSE | G | Annual | Allowances Withdrawn (1:1) | GWh | 0 | 0 | 0 | 0 | 0 | 0 | 0
RPS Solar v6.20- DE | 838 | 7576 | Generation Constraint in GWh | FALSE | G | Annual | Allowances Withdrawn (n:1) | GWh | 0 | 0 | 0 | 0 | 0 | 0 | 0
RPS Solar v6.20- DE | 838 | 7576 | Generation Constraint in GWh | FALSE | G | Annual | Net Emissions Allowance Position | GWh | 36898.4665 | 34967.0268 | 69905.2252 | 80963.0936 | 142517.8687 | 144883.8641 | 159632.4246
RPS Solar v6.20- DE | 838 | 7576 | Generation Constraint in GWh | FALSE | G | Annual | Constraint Shadow Price | US2022$/MWh | 0 | 0 | 0 | 0 | 0 | 0 | 0
RPS Solar v6.20- IL, MO | 839 | 7580 | Generation Constraint in GWh | FALSE | G | Annual | Seasons Included | Seasons | Winter, Spring, Summer, Fall | Winter, Spring, Summer, Fall | Winter, Spring, Summer, Fall | Winter, Spring, Summer, Fall | Winter, Spring, Summer, Fall | Winter, Spring, Summer, Fall | Winter, Spring, Summer, Fall
RPS Solar v6.20- IL, MO | 839 | 7580 | Generation Constraint in GWh | FALSE | G | Annual | Standard GWh | GWh | 2340.7923 | 2397.9485 | 2528.3467 | 2632.1272 | 2737.2329 | 2858.6163 | 2964.1904
RPS Solar v6.20- IL, MO | 839 | 7580 | Generation Constraint in GWh | FALSE | G | Annual | Emissions at Affected Plants | GWh | 15160.2517 | 19654.2019 | 30806.1399 | 37825.9846 | 77739.5035 | 75373.5081 | 73584.6307
RPS Solar v6.20- IL, MO | 839 | 7580 | Generation Constraint in GWh | FALSE | G | Annual | Allowances Purchased | GWh | 0 | 0 | 0 | 0 | 0 | 0 | 0
RPS Solar v6.20- IL, MO | 839 | 7580 | Generation Constraint in GWh | FALSE | G | Annual | Allowances Sold | GWh | 0 | 0 | 0 | 0 | 0 | 0 | 0
RPS Solar v6.20- IL, MO | 839 | 7580 | Generation Constraint in GWh | FALSE | G | Annual | Allowances Banked | GWh | 0 | 0 | 0 | 0 | 0 | 0 | 0
RPS Solar v6.20- IL, MO | 839 | 7580 | Generation Constraint in GWh | FALSE | G | Annual | Allowances Withdrawn (1:1) | GWh | 0 | 0 | 0 | 0 | 0 | 0 | 0
RPS Solar v6.20- IL, MO | 839 | 7580 | Generation Constraint in GWh | FALSE | G | Annual | Allowances Withdrawn (n:1) | GWh | 0 | 0 | 0 | 0 | 0 | 0 | 0
RPS Solar v6.20- IL, MO | 839 | 7580 | Generation Constraint in GWh | FALSE | G | Annual | Net Emissions Allowance Position | GWh | 15160.2517 | 19654.2019 | 30806.1399 | 37825.9846 | 77739.5035 | 75373.5081 | 73584.6307
RPS Solar v6.20- IL, MO | 839 | 7580 | Generation Constraint in GWh | FALSE | G | Annual | Constraint Shadow Price | US2022$/MWh | 0 | 0 | 0 | 0 | 0 | 0 | 0
RPS Solar v6.20- MA | 840 | 7577 | Generation Constraint in GWh | FALSE | G | Annual | Seasons Included | Seasons | Winter, Spring, Summer, Fall | Winter, Spring, Summer, Fall | Winter, Spring, Summer, Fall | Winter, Spring, Summer, Fall | Winter, Spring, Summer, Fall | Winter, Spring, Summer, Fall | Winter, Spring, Summer, Fall
RPS Solar v6.20- MA | 840 | 7577 | Generation Constraint in GWh | FALSE | G | Annual | Standard GWh | GWh | 0 | 0 | 0 | 0 | 0 | 0 | 0
RPS Solar v6.20- MA | 840 | 7577 | Generation Constraint in GWh | FALSE | G | Annual | Emissions at Affected Plants | GWh | 1365.1697 | 384.6998 | 2803.739 | 1173.4747 | 9354.6892 | 9868.8622 | 10586.5683
RPS Solar v6.20- MA | 840 | 7577 | Generation Constraint in GWh | FALSE | G | Annual | Allowances Purchased | GWh | 0 | 0 | 0 | 0 | 0 | 0 | 0
RPS Solar v6.20- MA | 840 | 7577 | Generation Constraint in GWh | FALSE | G | Annual | Allowances Sold | GWh | 0 | 0 | 0 | 0 | 0 | 0 | 0
RPS Solar v6.20- MA | 840 | 7577 | Generation Constraint in GWh | FALSE | G | Annual | Allowances Banked | GWh | 0 | 0 | 0 | 0 | 0 | 0 | 0
RPS Solar v6.20- MA | 840 | 7577 | Generation Constraint in GWh | FALSE | G | Annual | Allowances Withdrawn (1:1) | GWh | 0 | 0 | 0 | 0 | 0 | 0 | 0
RPS Solar v6.20- MA | 840 | 7577 | Generation Constraint in GWh | FALSE | G | Annual | Allowances Withdrawn (n:1) | GWh | 0 | 0 | 0 | 0 | 0 | 0 | 0
RPS Solar v6.20- MA | 840 | 7577 | Generation Constraint in GWh | FALSE | G | Annual | Net Emissions Allowance Position | GWh | 1365.1697 | 384.6998 | 2803.739 | 1173.4747 | 9354.6892 | 9868.8622 | 10586.5683
RPS Solar v6.20- MA | 840 | 7577 | Generation Constraint in GWh | FALSE | G | Annual | Constraint Shadow Price | US2022$/MWh | 0 | 0 | 0 | 0 | 0 | 0 | 0
RPS Solar v6.20- MD | 841 | 7578 | Generation Constraint in GWh | FALSE | G | Annual | Seasons Included | Seasons | Winter, Spring, Summer, Fall | Winter, Spring, Summer, Fall | Winter, Spring, Summer, Fall | Winter, Spring, Summer, Fall | Winter, Spring, Summer, Fall | Winter, Spring, Summer, Fall | Winter, Spring, Summer, Fall
RPS Solar v6.20- MD | 841 | 7578 | Generation Constraint in GWh | FALSE | G | Annual | Standard GWh | GWh | 9003.6047 | 9303.5874 | 9956.9035 | 10455.8641 | 10988.2614 | 11613.517 | 12171.1472
RPS Solar v6.20- MD | 841 | 7578 | Generation Constraint in GWh | FALSE | G | Annual | Emissions at Affected Plants | GWh | 9003.6047 | 9303.5874 | 9956.9035 | 10455.8641 | 15049.682 | 15049.682 | 15345.4648
RPS Solar v6.20- MD | 841 | 7578 | Generation Constraint in GWh | FALSE | G | Annual | Allowances Purchased | GWh | 0 | 0 | 0 | 0 | 0 | 0 | 0
RPS Solar v6.20- MD | 841 | 7578 | Generation Constraint in GWh | FALSE | G | Annual | Allowances Sold | GWh | 0 | 0 | 0 | 0 | 0 | 0 | 0
RPS Solar v6.20- MD | 841 | 7578 | Generation Constraint in GWh | FALSE | G | Annual | Allowances Banked | GWh | 0 | 0 | 0 | 0 | 0 | 0 | 0
RPS Solar v6.20- MD | 841 | 7578 | Generation Constraint in GWh | FALSE | G | Annual | Allowances Withdrawn (1:1) | GWh | 0 | 0 | 0 | 0 | 0 | 0 | 0
RPS Solar v6.20- MD | 841 | 7578 | Generation Constraint in GWh | FALSE | G | Annual | Allowances Withdrawn (n:1) | GWh | 0 | 0 | 0 | 0 | 0 | 0 | 0
RPS Solar v6.20- MD | 841 | 7578 | Generation Constraint in GWh | FALSE | G | Annual | Net Emissions Allowance Position | GWh | 9003.6047 | 9303.5874 | 9956.9035 | 10455.8641 | 15049.682 | 15049.682 | 15345.4648
RPS Solar v6.20- MD | 841 | 7578 | Generation Constraint in GWh | FALSE | G | Annual | Constraint Shadow Price | US2022$/MWh | 20.064 | 56.8596 | 6.9639 | 5.6887 | 0 | 0 | 0
RPS Solar v6.20- MN | 842 | 7579 | Generation Constraint in GWh | FALSE | G | Annual | Seasons Included | Seasons | Winter, Spring, Summer, Fall | Winter, Spring, Summer, Fall | Winter, Spring, Summer, Fall | Winter, Spring, Summer, Fall | Winter, Spring, Summer, Fall | Winter, Spring, Summer, Fall | Winter, Spring, Summer, Fall
RPS Solar v6.20- MN | 842 | 7579 | Generation Constraint in GWh | FALSE | G | Annual | Standard GWh | GWh | 1200.1466 | 1232.9239 | 1318.1514 | 1382.8218 | 1449.8052 | 1520.765 | 1584.0224
RPS Solar v6.20- MN | 842 | 7579 | Generation Constraint in GWh | FALSE | G | Annual | Emissions at Affected Plants | GWh | 4194.3119 | 4194.3119 | 5583.1716 | 9872.6834 | 9872.6834 | 9872.6834 | 12203.1006
RPS Solar v6.20- MN | 842 | 7579 | Generation Constraint in GWh | FALSE | G | Annual | Allowances Purchased | GWh | 0 | 0 | 0 | 0 | 0 | 0 | 0
RPS Solar v6.20- MN | 842 | 7579 | Generation Constraint in GWh | FALSE | G | Annual | Allowances Sold | GWh | 0 | 0 | 0 | 0 | 0 | 0 | 0
RPS Solar v6.20- MN | 842 | 7579 | Generation Constraint in GWh | FALSE | G | Annual | Allowances Banked | GWh | 0 | 0 | 0 | 0 | 0 | 0 | 0
RPS Solar v6.20- MN | 842 | 7579 | Generation Constraint in GWh | FALSE | G | Annual | Allowances Withdrawn (1:1) | GWh | 0 | 0 | 0 | 0 | 0 | 0 | 0
RPS Solar v6.20- MN | 842 | 7579 | Generation Constraint in GWh | FALSE | G | Annual | Allowances Withdrawn (n:1) | GWh | 0 | 0 | 0 | 0 | 0 | 0 | 0
RPS Solar v6.20- MN | 842 | 7579 | Generation Constraint in GWh | FALSE | G | Annual | Net Emissions Allowance Position | GWh | 4194.3119 | 4194.3119 | 5583.1716 | 9872.6834 | 9872.6834 | 9872.6834 | 12203.1006
RPS Solar v6.20- MN | 842 | 7579 | Generation Constraint in GWh | FALSE | G | Annual | Constraint Shadow Price | US2022$/MWh | 0 | 0 | 0 | 0 | 0 | 0 | 0
RPS Solar v6.20- NC 75% limit | 843 | 7583 | Generation Constraint in GWh | FALSE | G | Annual | Seasons Included | Seasons | Winter, Spring, Summer, Fall | Winter, Spring, Summer, Fall | Winter, Spring, Summer, Fall | Winter, Spring, Summer, Fall | Winter, Spring, Summer, Fall | Winter, Spring, Summer, Fall | Winter, Spring, Summer, Fall
RPS Solar v6.20- NC 75% limit | 843 | 7583 | Generation Constraint in GWh | FALSE | G | Annual | Standard GWh | GWh | 214.5651 | 220.1672 | 232.7244 | 245.1169 | 259.8271 | 275.3185 | 290.6437
RPS Solar v6.20- NC 75% limit | 843 | 7583 | Generation Constraint in GWh | FALSE | G | Annual | Emissions at Affected Plants | GWh | 13002.7257 | 13002.7257 | 13002.7257 | 13002.7257 | 13002.7257 | 13002.7257 | 13002.7257
RPS Solar v6.20- NC 75% limit | 843 | 7583 | Generation Constraint in GWh | FALSE | G | Annual | Allowances Purchased | GWh | 0 | 0 | 0 | 0 | 0 | 0 | 0
RPS Solar v6.20- NC 75% limit | 843 | 7583 | Generation Constraint in GWh | FALSE | G | Annual | Allowances Sold | GWh | 0 | 0 | 0 | 0 | 0 | 0 | 0
RPS Solar v6.20- NC 75% limit | 843 | 7583 | Generation Constraint in GWh | FALSE | G | Annual | Allowances Banked | GWh | 0 | 0 | 0 | 0 | 0 | 0 | 0
RPS Solar v6.20- NC 75% limit | 843 | 7583 | Generation Constraint in GWh | FALSE | G | Annual | Allowances Withdrawn (1:1) | GWh | 0 | 0 | 0 | 0 | 0 | 0 | 0
RPS Solar v6.20- NC 75% limit | 843 | 7583 | Generation Constraint in GWh | FALSE | G | Annual | Allowances Withdrawn (n:1) | GWh | 0 | 0 | 0 | 0 | 0 | 0 | 0
RPS Solar v6.20- NC 75% limit | 843 | 7583 | Generation Constraint in GWh | FALSE | G | Annual | Net Emissions Allowance Position | GWh | 13002.7257 | 13002.7257 | 13002.7257 | 13002.7257 | 13002.7257 | 13002.7257 | 13002.7257
RPS Solar v6.20- NC 75% limit | 843 | 7583 | Generation Constraint in GWh | FALSE | G | Annual | Constraint Shadow Price | US2022$/MWh | 0 | 0 | 0 | 0 | 0 | 0 | 0
RPS Solar v6.20- NH, MA | 844 | 7581 | Generation Constraint in GWh | FALSE | G | Annual | Seasons Included | Seasons | Winter, Spring, Summer, Fall | Winter, Spring, Summer, Fall | Winter, Spring, Summer, Fall | Winter, Spring, Summer, Fall | Winter, Spring, Summer, Fall | Winter, Spring, Summer, Fall | Winter, Spring, Summer, Fall
RPS Solar v6.20- NH, MA | 844 | 7581 | Generation Constraint in GWh | FALSE | G | Annual | Standard GWh | GWh | 80.2938 | 83.7908 | 92.6766 | 99.6384 | 106.3704 | 112.5291 | 118.2064
RPS Solar v6.20- NH, MA | 844 | 7581 | Generation Constraint in GWh | FALSE | G | Annual | Emissions at Affected Plants | GWh | 3581.8062 | 4562.2762 | 11094.4176 | 24236.8951 | 23659.0024 | 42135.2294 | 46516.5926
RPS Solar v6.20- NH, MA | 844 | 7581 | Generation Constraint in GWh | FALSE | G | Annual | Allowances Purchased | GWh | 0 | 0 | 0 | 0 | 0 | 0 | 0
RPS Solar v6.20- NH, MA | 844 | 7581 | Generation Constraint in GWh | FALSE | G | Annual | Allowances Sold | GWh | 0 | 0 | 0 | 0 | 0 | 0 | 0
RPS Solar v6.20- NH, MA | 844 | 7581 | Generation Constraint in GWh | FALSE | G | Annual | Allowances Banked | GWh | 0 | 0 | 0 | 0 | 0 | 0 | 0
RPS Solar v6.20- NH, MA | 844 | 7581 | Generation Constraint in GWh | FALSE | G | Annual | Allowances Withdrawn (1:1) | GWh | 0 | 0 | 0 | 0 | 0 | 0 | 0
RPS Solar v6.20- NH, MA | 844 | 7581 | Generation Constraint in GWh | FALSE | G | Annual | Allowances Withdrawn (n:1) | GWh | 0 | 0 | 0 | 0 | 0 | 0 | 0
RPS Solar v6.20- NH, MA | 844 | 7581 | Generation Constraint in GWh | FALSE | G | Annual | Net Emissions Allowance Position | GWh | 3581.8062 | 4562.2762 | 11094.4176 | 24236.8951 | 23659.0024 | 42135.2294 | 46516.5926
RPS Solar v6.20- NH, MA | 844 | 7581 | Generation Constraint in GWh | FALSE | G | Annual | Constraint Shadow Price | US2022$/MWh | 0 | 0 | 0 | 0 | 0 | 0 | 0
RPS Solar v6.20- NJ | 845 | 7582 | Generation Constraint in GWh | FALSE | G | Annual | Seasons Included | Seasons | Winter, Spring, Summer, Fall | Winter, Spring, Summer, Fall | Winter, Spring, Summer, Fall | Winter, Spring, Summer, Fall | Winter, Spring, Summer, Fall | Winter, Spring, Summer, Fall | Winter, Spring, Summer, Fall
RPS Solar v6.20- NJ | 845 | 7582 | Generation Constraint in GWh | FALSE | G | Annual | Standard GWh | GWh | 2525.2575 | 1558.5042 | 857.0396 | 922.4763 | 978.5097 | 1036.0231 | 1085.4967
RPS Solar v6.20- NJ | 845 | 7582 | Generation Constraint in GWh | FALSE | G | Annual | Emissions at Affected Plants | GWh | 2525.2575 | 2525.2575 | 1482.4123 | 1482.4123 | 1482.4123 | 1482.4123 | 1482.4123
RPS Solar v6.20- NJ | 845 | 7582 | Generation Constraint in GWh | FALSE | G | Annual | Allowances Purchased | GWh | 0 | 0 | 0 | 0 | 0 | 0 | 0
RPS Solar v6.20- NJ | 845 | 7582 | Generation Constraint in GWh | FALSE | G | Annual | Allowances Sold | GWh | 0 | 0 | 0 | 0 | 0 | 0 | 0
RPS Solar v6.20- NJ | 845 | 7582 | Generation Constraint in GWh | FALSE | G | Annual | Allowances Banked | GWh | 0 | 0 | 0 | 0 | 0 | 0 | 0
RPS Solar v6.20- NJ | 845 | 7582 | Generation Constraint in GWh | FALSE | G | Annual | Allowances Withdrawn (1:1) | GWh | 0 | 0 | 0 | 0 | 0 | 0 | 0
RPS Solar v6.20- NJ | 845 | 7582 | Generation Constraint in GWh | FALSE | G | Annual | Allowances Withdrawn (n:1) | GWh | 0 | 0 | 0 | 0 | 0 | 0 | 0
RPS Solar v6.20- NJ | 845 | 7582 | Generation Constraint in GWh | FALSE | G | Annual | Net Emissions Allowance Position | GWh | 2525.2575 | 2525.2575 | 1482.4123 | 1482.4123 | 1482.4123 | 1482.4123 | 1482.4123
RPS Solar v6.20- NJ | 845 | 7582 | Generation Constraint in GWh | FALSE | G | Annual | Constraint Shadow Price | US2022$/MWh | 140.1503 | 0 | 0 | 0 | 0 | 0 | 0
RPS Solar v6.20- PA | 846 | 7584 | Generation Constraint in GWh | FALSE | G | Annual | Seasons Included | Seasons | Winter, Spring, Summer, Fall | Winter, Spring, Summer, Fall | Winter, Spring, Summer, Fall | Winter, Spring, Summer, Fall | Winter, Spring, Summer, Fall | Winter, Spring, Summer, Fall | Winter, Spring, Summer, Fall
RPS Solar v6.20- PA | 846 | 7584 | Generation Constraint in GWh | FALSE | G | Annual | Standard GWh | GWh | 757.5231 | 778.7086 | 832.4304 | 881.4387 | 930.1146 | 984.4247 | 1032.9969
RPS Solar v6.20- PA | 846 | 7584 | Generation Constraint in GWh | FALSE | G | Annual | Emissions at Affected Plants | GWh | 1028.1738 | 1028.1738 | 1028.1738 | 1028.1738 | 1028.1738 | 1028.1738 | 1915.6401
RPS Solar v6.20- PA | 846 | 7584 | Generation Constraint in GWh | FALSE | G | Annual | Allowances Purchased | GWh | 0 | 0 | 0 | 0 | 0 | 0 | 0
RPS Solar v6.20- PA | 846 | 7584 | Generation Constraint in GWh | FALSE | G | Annual | Allowances Sold | GWh | 0 | 0 | 0 | 0 | 0 | 0 | 0
RPS Solar v6.20- PA | 846 | 7584 | Generation Constraint in GWh | FALSE | G | Annual | Allowances Banked | GWh | 0 | 0 | 0 | 0 | 0 | 0 | 0
RPS Solar v6.20- PA | 846 | 7584 | Generation Constraint in GWh | FALSE | G | Annual | Allowances Withdrawn (1:1) | GWh | 0 | 0 | 0 | 0 | 0 | 0 | 0
RPS Solar v6.20- PA | 846 | 7584 | Generation Constraint in GWh | FALSE | G | Annual | Allowances Withdrawn (n:1) | GWh | 0 | 0 | 0 | 0 | 0 | 0 | 0
RPS Solar v6.20- PA | 846 | 7584 | Generation Constraint in GWh | FALSE | G | Annual | Net Emissions Allowance Position | GWh | 1028.1738 | 1028.1738 | 1028.1738 | 1028.1738 | 1028.1738 | 1028.1738 | 1915.6401
RPS Solar v6.20- PA | 846 | 7584 | Generation Constraint in GWh | FALSE | G | Annual | Constraint Shadow Price | US2022$/MWh | 0 | 0 | 0 | 0 | 0 | 0 | 0
RPS Solar v7.23- OR | 847 | 7973 | Generation Constraint in GWh | FALSE | G | Annual | Seasons Included | Seasons | Winter, Spring, Summer, Fall | Winter, Spring, Summer, Fall | Winter, Spring, Summer, Fall | Winter, Spring, Summer, Fall | Winter, Spring, Summer, Fall | Winter, Spring, Summer, Fall | Winter, Spring, Summer, Fall
RPS Solar v7.23- OR | 847 | 7973 | Generation Constraint in GWh | FALSE | G | Annual | Standard GWh | GWh | 4518.6287 | 4629.1721 | 4938.7386 | 5258.9227 | 5531.8284 | 5829.2534 | 6022.2211
RPS Solar v7.23- OR | 847 | 7973 | Generation Constraint in GWh | FALSE | G | Annual | Emissions at Affected Plants | GWh | 6234.8861 | 6234.8861 | 6234.8861 | 11966.0755 | 12691.6818 | 12691.6818 | 12691.6818
RPS Solar v7.23- OR | 847 | 7973 | Generation Constraint in GWh | FALSE | G | Annual | Allowances Purchased | GWh | 0 | 0 | 0 | 0 | 0 | 0 | 0
RPS Solar v7.23- OR | 847 | 7973 | Generation Constraint in GWh | FALSE | G | Annual | Allowances Sold | GWh | 0 | 0 | 0 | 0 | 0 | 0 | 0
RPS Solar v7.23- OR | 847 | 7973 | Generation Constraint in GWh | FALSE | G | Annual | Allowances Banked | GWh | 0 | 0 | 0 | 0 | 0 | 0 | 0
RPS Solar v7.23- OR | 847 | 7973 | Generation Constraint in GWh | FALSE | G | Annual | Allowances Withdrawn (1:1) | GWh | 0 | 0 | 0 | 0 | 0 | 0 | 0
RPS Solar v7.23- OR | 847 | 7973 | Generation Constraint in GWh | FALSE | G | Annual | Allowances Withdrawn (n:1) | GWh | 0 | 0 | 0 | 0 | 0 | 0 | 0
RPS Solar v7.23- OR | 847 | 7973 | Generation Constraint in GWh | FALSE | G | Annual | Net Emissions Allowance Position | GWh | 6234.8861 | 6234.8861 | 6234.8861 | 11966.0755 | 12691.6818 | 12691.6818 | 12691.6818
RPS Solar v7.23- OR | 847 | 7973 | Generation Constraint in GWh | FALSE | G | Annual | Constraint Shadow Price | US2022$/MWh | 0 | 0 | 0 | 0 | 0 | 0 | 0
RPS v6.20- AZ | 848 | 7585 | Generation Constraint in GWh | FALSE | G | Annual | Seasons Included | Seasons | Winter, Spring, Summer, Fall | Winter, Spring, Summer, Fall | Winter, Spring, Summer, Fall | Winter, Spring, Summer, Fall | Winter, Spring, Summer, Fall | Winter, Spring, Summer, Fall | Winter, Spring, Summer, Fall
RPS v6.20- AZ | 848 | 7585 | Generation Constraint in GWh | FALSE | G | Annual | Standard GWh | GWh | 7839.5179 | 8076.1895 | 8656.4863 | 9133.7136 | 9687.4763 | 10262.0064 | 10824.3047
RPS v6.20- AZ | 848 | 7585 | Generation Constraint in GWh | FALSE | G | Annual | Emissions at Affected Plants | GWh | 13577.2236 | 13568.2417 | 13562.306 | 16264.3812 | 16226.1479 | 16516.0833 | 19523.3966
RPS v6.20- AZ | 848 | 7585 | Generation Constraint in GWh | FALSE | G | Annual | Allowances Purchased | GWh | 0 | 0 | 0 | 0 | 0 | 0 | 0
RPS v6.20- AZ | 848 | 7585 | Generation Constraint in GWh | FALSE | G | Annual | Allowances Sold | GWh | 0 | 0 | 0 | 0 | 0 | 0 | 0
RPS v6.20- AZ | 848 | 7585 | Generation Constraint in GWh | FALSE | G | Annual | Allowances Banked | GWh | 0 | 0 | 0 | 0 | 0 | 0 | 0
RPS v6.20- AZ | 848 | 7585 | Generation Constraint in GWh | FALSE | G | Annual | Allowances Withdrawn (1:1) | GWh | 0 | 0 | 0 | 0 | 0 | 0 | 0
RPS v6.20- AZ | 848 | 7585 | Generation Constraint in GWh | FALSE | G | Annual | Allowances Withdrawn (n:1) | GWh | 0 | 0 | 0 | 0 | 0 | 0 | 0
RPS v6.20- AZ | 848 | 7585 | Generation Constraint in GWh | FALSE | G | Annual | Net Emissions Allowance Position | GWh | 13577.2236 | 13568.2417 | 13562.306 | 16264.3812 | 16226.1479 | 16516.0833 | 19523.3966
RPS v6.20- AZ | 848 | 7585 | Generation Constraint in GWh | FALSE | G | Annual | Constraint Shadow Price | US2022$/MWh | 0 | 0 | 0 | 0 | 0 | 0 | 0
RPS v6.20- CA 10% Unbundled | 849 | 7686 | Generation Constraint in GWh | FALSE | G | Annual | Seasons Included | Seasons | Winter, Spring, Summer, Fall | Winter, Spring, Summer, Fall | Winter, Spring, Summer, Fall | Winter, Spring, Summer, Fall | Winter, Spring, Summer, Fall | Winter, Spring, Summer, Fall | Winter, Spring, Summer, Fall
RPS v6.20- CA 10% Unbundled | 849 | 7686 | Generation Constraint in GWh | FALSE | G | Annual | Standard GWh | GWh | 14700.2947 | 16970.8439 | 23302.4957 | 29976.9379 | 36615.8208 | 39346.334 | 40718.7253
RPS v6.20- CA 10% Unbundled | 849 | 7686 | Generation Constraint in GWh | FALSE | G | Annual | Emissions at Affected Plants | GWh | 103141.4271 | 103147.3405 | 118828.852 | 146101.7544 | 196838.7804 | 197276.1189 | 199684.7515
RPS v6.20- CA 10% Unbundled | 849 | 7686 | Generation Constraint in GWh | FALSE | G | Annual | Allowances Purchased | GWh | 0 | 0 | 0 | 0 | 0 | 0 | 0
RPS v6.20- CA 10% Unbundled | 849 | 7686 | Generation Constraint in GWh | FALSE | G | Annual | Allowances Sold | GWh | 0 | 0 | 0 | 0 | 0 | 0 | 0
RPS v6.20- CA 10% Unbundled | 849 | 7686 | Generation Constraint in GWh | FALSE | G | Annual | Allowances Banked | GWh | 0 | 0 | 0 | 0 | 0 | 0 | 0
RPS v6.20- CA 10% Unbundled | 849 | 7686 | Generation Constraint in GWh | FALSE | G | Annual | Allowances Withdrawn (1:1) | GWh | 0 | 0 | 0 | 0 | 0 | 0 | 0
RPS v6.20- CA 10% Unbundled | 849 | 7686 | Generation Constraint in GWh | FALSE | G | Annual | Allowances Withdrawn (n:1) | GWh | 0 | 0 | 0 | 0 | 0 | 0 | 0
RPS v6.20- CA 10% Unbundled | 849 | 7686 | Generation Constraint in GWh | FALSE | G | Annual | Net Emissions Allowance Position | GWh | 103141.4271 | 103147.3405 | 118828.852 | 146101.7544 | 196838.7804 | 197276.1189 | 199684.7515
RPS v6.20- CA 10% Unbundled | 849 | 7686 | Generation Constraint in GWh | FALSE | G | Annual | Constraint Shadow Price | US2022$/MWh | 0 | 0 | 0 | 0 | 0 | 0 | 0
RPS v6.20- CA 15% Bundled | 850 | 7678 | Generation Constraint in GWh | FALSE | G | Annual | Seasons Included | Seasons | Winter, Spring, Summer, Fall | Winter, Spring, Summer, Fall | Winter, Spring, Summer, Fall | Winter, Spring, Summer, Fall | Winter, Spring, Summer, Fall | Winter, Spring, Summer, Fall | Winter, Spring, Summer, Fall
RPS v6.20- CA 15% Bundled | 850 | 7678 | Generation Constraint in GWh | FALSE | G | Annual | Standard GWh | GWh | 22050.442 | 25456.2659 | 34953.7436 | 44965.4069 | 54923.7312 | 59019.5009 | 61078.0879
RPS v6.20- CA 15% Bundled | 850 | 7678 | Generation Constraint in GWh | FALSE | G | Annual | Emissions at Affected Plants | GWh | 77451.1654 | 80066.102 | 89870.0164 | 118647.0825 | 168793.0762 | 178006.2887 | 199765.7384
RPS v6.20- CA 15% Bundled | 850 | 7678 | Generation Constraint in GWh | FALSE | G | Annual | Allowances Purchased | GWh | 0 | 0 | 0 | 0 | 0 | 0 | 0
RPS v6.20- CA 15% Bundled | 850 | 7678 | Generation Constraint in GWh | FALSE | G | Annual | Allowances Sold | GWh | 0 | 0 | 0 | 0 | 0 | 0 | 0
RPS v6.20- CA 15% Bundled | 850 | 7678 | Generation Constraint in GWh | FALSE | G | Annual | Allowances Banked | GWh | 0 | 0 | 0 | 0 | 0 | 0 | 0
RPS v6.20- CA 15% Bundled | 850 | 7678 | Generation Constraint in GWh | FALSE | G | Annual | Allowances Withdrawn (1:1) | GWh | 0 | 0 | 0 | 0 | 0 | 0 | 0
RPS v6.20- CA 15% Bundled | 850 | 7678 | Generation Constraint in GWh | FALSE | G | Annual | Allowances Withdrawn (n:1) | GWh | 0 | 0 | 0 | 0 | 0 | 0 | 0
RPS v6.20- CA 15% Bundled | 850 | 7678 | Generation Constraint in GWh | FALSE | G | Annual | Net Emissions Allowance Position | GWh | 77451.1654 | 80066.102 | 89870.0164 | 118647.0825 | 168793.0762 | 178006.2887 | 199765.7384
RPS v6.20- CA 15% Bundled | 850 | 7678 | Generation Constraint in GWh | FALSE | G | Annual | Constraint Shadow Price | US2022$/MWh | 0 | 0 | 0 | 0 | 0 | 0 | 0
RPS v6.20- CO | 851 | 7587 | Generation Constraint in GWh | FALSE | G | Annual | Seasons Included | Seasons | Winter, Spring, Summer, Fall | Winter, Spring, Summer, Fall | Winter, Spring, Summer, Fall | Winter, Spring, Summer, Fall | Winter, Spring, Summer, Fall | Winter, Spring, Summer, Fall | Winter, Spring, Summer, Fall
RPS v6.20- CO | 851 | 7587 | Generation Constraint in GWh | FALSE | G | Annual | Standard GWh | GWh | 13747.95 | 14312.0278 | 15969.0298 | 17277.4225 | 18535.9774 | 19635.7976 | 20678.7957
RPS v6.20- CO | 851 | 7587 | Generation Constraint in GWh | FALSE | G | Annual | Emissions at Affected Plants | GWh | 24624.3061 | 25446.0942 | 29523.3256 | 25707.9044 | 25399.9071 | 39781.1824 | 39767.4384
RPS v6.20- CO | 851 | 7587 | Generation Constraint in GWh | FALSE | G | Annual | Allowances Purchased | GWh | 0 | 0 | 0 | 0 | 0 | 0 | 0
RPS v6.20- CO | 851 | 7587 | Generation Constraint in GWh | FALSE | G | Annual | Allowances Sold | GWh | 0 | 0 | 0 | 0 | 0 | 0 | 0
RPS v6.20- CO | 851 | 7587 | Generation Constraint in GWh | FALSE | G | Annual | Allowances Banked | GWh | 0 | 0 | 0 | 0 | 0 | 0 | 0
RPS v6.20- CO | 851 | 7587 | Generation Constraint in GWh | FALSE | G | Annual | Allowances Withdrawn (1:1) | GWh | 0 | 0 | 0 | 0 | 0 | 0 | 0
RPS v6.20- CO | 851 | 7587 | Generation Constraint in GWh | FALSE | G | Annual | Allowances Withdrawn (n:1) | GWh | 0 | 0 | 0 | 0 | 0 | 0 | 0
RPS v6.20- CO | 851 | 7587 | Generation Constraint in GWh | FALSE | G | Annual | Net Emissions Allowance Position | GWh | 24624.3061 | 25446.0942 | 29523.3256 | 25707.9044 | 25399.9071 | 39781.1824 | 39767.4384
RPS v6.20- CO | 851 | 7587 | Generation Constraint in GWh | FALSE | G | Annual | Constraint Shadow Price | US2022$/MWh | 0 | 0 | 0 | 0 | 0 | 0 | 0
RPS v6.20- CT, MA, ME, NH, RI, VT | 852 | 7588 | Generation Constraint in GWh | FALSE | G | Annual | Seasons Included | Seasons | Winter, Spring, Summer, Fall | Winter, Spring, Summer, Fall | Winter, Spring, Summer, Fall | Winter, Spring, Summer, Fall | Winter, Spring, Summer, Fall | Winter, Spring, Summer, Fall | Winter, Spring, Summer, Fall
RPS v6.20- CT, MA, ME, NH, RI, VT | 852 | 7588 | Generation Constraint in GWh | FALSE | G | Annual | Standard GWh | GWh | 49483.5938 | 57542.7862 | 69695.6516 | 78531.4834 | 88050.7331 | 97823.0753 | 102944.4255
RPS v6.20- CT, MA, ME, NH, RI, VT | 852 | 7588 | Generation Constraint in GWh | FALSE | G | Annual | Emissions at Affected Plants | GWh | 46730.6174 | 57542.7862 | 117384.7672 | 223348.5239 | 260077.5855 | 309350.9977 | 338575.119
RPS v6.20- CT, MA, ME, NH, RI, VT | 852 | 7588 | Generation Constraint in GWh | FALSE | G | Annual | Allowances Purchased | GWh | 2752.9764 | 0 | 0 | 0 | 0 | 0 | 0
RPS v6.20- CT, MA, ME, NH, RI, VT | 852 | 7588 | Generation Constraint in GWh | FALSE | G | Annual | Allowances Sold | GWh | 0 | 0 | 0 | 0 | 0 | 0 | 0
RPS v6.20- CT, MA, ME, NH, RI, VT | 852 | 7588 | Generation Constraint in GWh | FALSE | G | Annual | Allowances Banked | GWh | 0 | 0 | 0 | 0 | 0 | 0 | 0
RPS v6.20- CT, MA, ME, NH, RI, VT | 852 | 7588 | Generation Constraint in GWh | FALSE | G | Annual | Allowances Withdrawn (1:1) | GWh | 0 | 0 | 0 | 0 | 0 | 0 | 0
RPS v6.20- CT, MA, ME, NH, RI, VT | 852 | 7588 | Generation Constraint in GWh | FALSE | G | Annual | Allowances Withdrawn (n:1) | GWh | 0 | 0 | 0 | 0 | 0 | 0 | 0
RPS v6.20- CT, MA, ME, NH, RI, VT | 852 | 7588 | Generation Constraint in GWh | FALSE | G | Annual | Net Emissions Allowance Position | GWh | 49483.5938 | 57542.7862 | 117384.7672 | 223348.5239 | 260077.5855 | 309350.9977 | 338575.119
RPS v6.20- CT, MA, ME, NH, RI, VT | 852 | 7588 | Generation Constraint in GWh | FALSE | G | Annual | Constraint Shadow Price | US2022$/MWh | 12.032 | 2.4216 | 0 | 0 | 0 | 0 | 0
RPS v6.20- DC, DE, MD, NJ, PA | 853 | 7589 | Generation Constraint in GWh | FALSE | G | Annual | Seasons Included | Seasons | Winter, Spring, Summer, Fall | Winter, Spring, Summer, Fall | Winter, Spring, Summer, Fall | Winter, Spring, Summer, Fall | Winter, Spring, Summer, Fall | Winter, Spring, Summer, Fall | Winter, Spring, Summer, Fall
RPS v6.20- DC, DE, MD, NJ, PA | 853 | 7589 | Generation Constraint in GWh | FALSE | G | Annual | Standard GWh | GWh | 83731.1669 | 94402.4492 | 105370.8922 | 111924.9787 | 118153.6307 | 124998.6442 | 131011.5605
RPS v6.20- DC, DE, MD, NJ, PA | 853 | 7589 | Generation Constraint in GWh | FALSE | G | Annual | Emissions at Affected Plants | GWh | 83731.1669 | 94402.4492 | 117608.9772 | 149592.1385 | 162393.4366 | 147746.6816 | 131011.5604
RPS v6.20- DC, DE, MD, NJ, PA | 853 | 7589 | Generation Constraint in GWh | FALSE | G | Annual | Allowances Purchased | GWh | 0 | 0 | 0 | 0 | 0 | 0 | 0
RPS v6.20- DC, DE, MD, NJ, PA | 853 | 7589 | Generation Constraint in GWh | FALSE | G | Annual | Allowances Sold | GWh | 0 | 0 | 0 | 0 | 0 | 0 | 0
RPS v6.20- DC, DE, MD, NJ, PA | 853 | 7589 | Generation Constraint in GWh | FALSE | G | Annual | Allowances Banked | GWh | 0 | 0 | 0 | 0 | 0 | 0 | 0
RPS v6.20- DC, DE, MD, NJ, PA | 853 | 7589 | Generation Constraint in GWh | FALSE | G | Annual | Allowances Withdrawn (1:1) | GWh | 0 | 0 | 0 | 0 | 0 | 0 | 0
RPS v6.20- DC, DE, MD, NJ, PA | 853 | 7589 | Generation Constraint in GWh | FALSE | G | Annual | Allowances Withdrawn (n:1) | GWh | 0 | 0 | 0 | 0 | 0 | 0 | 0
RPS v6.20- DC, DE, MD, NJ, PA | 853 | 7589 | Generation Constraint in GWh | FALSE | G | Annual | Net Emissions Allowance Position | GWh | 83731.1669 | 94402.4492 | 117608.9772 | 149592.1385 | 162393.4366 | 147746.6816 | 131011.5604
RPS v6.20- DC, DE, MD, NJ, PA | 853 | 7589 | Generation Constraint in GWh | FALSE | G | Annual | Constraint Shadow Price | US2022$/MWh | 12.032 | 2.4216 | 0 | 0 | 0 | 0 | 0
RPS v6.20- IA | 854 | 7590 | Generation Constraint in GWh | FALSE | G | Annual | Seasons Included | Seasons | Winter, Spring, Summer, Fall | Winter, Spring, Summer, Fall | Winter, Spring, Summer, Fall | Winter, Spring, Summer, Fall | Winter, Spring, Summer, Fall | Winter, Spring, Summer, Fall | Winter, Spring, Summer, Fall
RPS v6.20- IA | 854 | 7590 | Generation Constraint in GWh | FALSE | G | Annual | Standard GWh | GWh | 295.8 | 295.8 | 295.8 | 295.8 | 295.8 | 295.8 | 308.0811
RPS v6.20- IA | 854 | 7590 | Generation Constraint in GWh | FALSE | G | Annual | Emissions at Affected Plants | GWh | 1195.0718 | 47321.685 | 52506.0087 | 8943.5977 | 68655.0746 | 68540.5582 | 68265.3688
RPS v6.20- IA | 854 | 7590 | Generation Constraint in GWh | FALSE | G | Annual | Allowances Purchased | GWh | 0 | 0 | 0 | 0 | 0 | 0 | 0
RPS v6.20- IA | 854 | 7590 | Generation Constraint in GWh | FALSE | G | Annual | Allowances Sold | GWh | 0 | 0 | 0 | 0 | 0 | 0 | 0
RPS v6.20- IA | 854 | 7590 | Generation Constraint in GWh | FALSE | G | Annual | Allowances Banked | GWh | 0 | 0 | 0 | 0 | 0 | 0 | 0
RPS v6.20- IA | 854 | 7590 | Generation Constraint in GWh | FALSE | G | Annual | Allowances Withdrawn (1:1) | GWh | 0 | 0 | 0 | 0 | 0 | 0 | 0
RPS v6.20- IA | 854 | 7590 | Generation Constraint in GWh | FALSE | G | Annual | Allowances Withdrawn (n:1) | GWh | 0 | 0 | 0 | 0 | 0 | 0 | 0
RPS v6.20- IA | 854 | 7590 | Generation Constraint in GWh | FALSE | G | Annual | Net Emissions Allowance Position | GWh | 1195.0718 | 47321.685 | 52506.0087 | 8943.5977 | 68655.0746 | 68540.5582 | 68265.3688
RPS v6.20- IA | 854 | 7590 | Generation Constraint in GWh | FALSE | G | Annual | Constraint Shadow Price | US2022$/MWh | 0 | 0 | 0 | 0 | 0 | 0 | 0
RPS v6.20- IL | 855 | 7591 | Generation Constraint in GWh | FALSE | G | Annual | Seasons Included | Seasons | Winter, Spring, Summer, Fall | Winter, Spring, Summer, Fall | Winter, Spring, Summer, Fall | Winter, Spring, Summer, Fall | Winter, Spring, Summer, Fall | Winter, Spring, Summer, Fall | Winter, Spring, Summer, Fall
RPS v6.20- IL | 855 | 7591 | Generation Constraint in GWh | FALSE | G | Annual | Standard GWh | GWh | 46792.6965 | 59014.9284 | 69991.8874 | 80932.9436 | 84117.9344 | 87804.5238 | 90994.0269
RPS v6.20- IL | 855 | 7591 | Generation Constraint in GWh | FALSE | G | Annual | Emissions at Affected Plants | GWh | 93582.4958 | 83563.3455 | 228032.2115 | 456391.1097 | 553634.1499 | 580303.243 | 572031.1047
RPS v6.20- IL | 855 | 7591 | Generation Constraint in GWh | FALSE | G | Annual | Allowances Purchased | GWh | 0 | 0 | 0 | 0 | 0 | 0 | 0
RPS v6.20- IL | 855 | 7591 | Generation Constraint in GWh | FALSE | G | Annual | Allowances Sold | GWh | 0 | 0 | 0 | 0 | 0 | 0 | 0
RPS v6.20- IL | 855 | 7591 | Generation Constraint in GWh | FALSE | G | Annual | Allowances Banked | GWh | 0 | 0 | 0 | 0 | 0 | 0 | 0
RPS v6.20- IL | 855 | 7591 | Generation Constraint in GWh | FALSE | G | Annual | Allowances Withdrawn (1:1) | GWh | 0 | 0 | 0 | 0 | 0 | 0 | 0
RPS v6.20- IL | 855 | 7591 | Generation Constraint in GWh | FALSE | G | Annual | Allowances Withdrawn (n:1) | GWh | 0 | 0 | 0 | 0 | 0 | 0 | 0
RPS v6.20- IL | 855 | 7591 | Generation Constraint in GWh | FALSE | G | Annual | Net Emissions Allowance Position | GWh | 93582.4958 | 83563.3455 | 228032.2115 | 456391.1097 | 553634.1499 | 580303.243 | 572031.1047
RPS v6.20- IL | 855 | 7591 | Generation Constraint in GWh | FALSE | G | Annual | Constraint Shadow Price | US2022$/MWh | 0 | 0 | 0 | 0 | 0 | 0 | 0
RPS v6.20- MI | 856 | 7592 | Generation Constraint in GWh | FALSE | G | Annual | Seasons Included | Seasons | Winter, Spring, Summer, Fall | Winter, Spring, Summer, Fall | Winter, Spring, Summer, Fall | Winter, Spring, Summer, Fall | Winter, Spring, Summer, Fall | Winter, Spring, Summer, Fall | Winter, Spring, Summer, Fall
RPS v6.20- MI | 856 | 7592 | Generation Constraint in GWh | FALSE | G | Annual | Standard GWh | GWh | 36761.5282 | 37788.2777 | 40178.8733 | 41986.9581 | 43775.058 | 45795.3769 | 47521.1146
RPS v6.20- MI | 856 | 7592 | Generation Constraint in GWh | FALSE | G | Annual | Emissions at Affected Plants | GWh | 36761.5283 | 39864.987 | 69260.7215 | 79415.5434 | 89438.8396 | 90263.0787 | 99748.6947
RPS v6.20- MI | 856 | 7592 | Generation Constraint in GWh | FALSE | G | Annual | Allowances Purchased | GWh | 0 | 0 | 0 | 0 | 0 | 0 | 0
RPS v6.20- MI | 856 | 7592 | Generation Constraint in GWh | FALSE | G | Annual | Allowances Sold | GWh | 0 | 0 | 0 | 0 | 0 | 0 | 0
RPS v6.20- MI | 856 | 7592 | Generation Constraint in GWh | FALSE | G | Annual | Allowances Banked | GWh | 0 | 0 | 0 | 0 | 0 | 0 | 0
RPS v6.20- MI | 856 | 7592 | Generation Constraint in GWh | FALSE | G | Annual | Allowances Withdrawn (1:1) | GWh | 0 | 0 | 0 | 0 | 0 | 0 | 0
RPS v6.20- MI | 856 | 7592 | Generation Constraint in GWh | FALSE | G | Annual | Allowances Withdrawn (n:1) | GWh | 0 | 0 | 0 | 0 | 0 | 0 | 0
RPS v6.20- MI | 856 | 7592 | Generation Constraint in GWh | FALSE | G | Annual | Net Emissions Allowance Position | GWh | 36761.5283 | 39864.987 | 69260.7215 | 79415.5434 | 89438.8396 | 90263.0787 | 99748.6947
RPS v6.20- MI | 856 | 7592 | Generation Constraint in GWh | FALSE | G | Annual | Constraint Shadow Price | US2022$/MWh | 14.4218 | 0 | 0 | 0 | 0 | 0 | 0
RPS v6.20- MN | 857 | 7593 | Generation Constraint in GWh | FALSE | G | Annual | Seasons Included | Seasons | Winter, Spring, Summer, Fall | Winter, Spring, Summer, Fall | Winter, Spring, Summer, Fall | Winter, Spring, Summer, Fall | Winter, Spring, Summer, Fall | Winter, Spring, Summer, Fall | Winter, Spring, Summer, Fall
RPS v6.20- MN | 857 | 7593 | Generation Constraint in GWh | FALSE | G | Annual | Standard GWh | GWh | 27203.3235 | 32877.9696 | 48332.2192 | 50703.4674 | 53159.5227 | 55761.3848 | 58080.8203
RPS v6.20- MN | 857 | 7593 | Generation Constraint in GWh | FALSE | G | Annual | Emissions at Affected Plants | GWh | 35779.1136 | 61432.352 | 89174.9664 | 103110.0741 | 112990.6762 | 116658.6279 | 111494.1036
RPS v6.20- MN | 857 | 7593 | Generation Constraint in GWh | FALSE | G | Annual | Allowances Purchased | GWh | 0 | 0 | 0 | 0 | 0 | 0 | 0
RPS v6.20- MN | 857 | 7593 | Generation Constraint in GWh | FALSE | G | Annual | Allowances Sold | GWh | 0 | 0 | 0 | 0 | 0 | 0 | 0
RPS v6.20- MN | 857 | 7593 | Generation Constraint in GWh | FALSE | G | Annual | Allowances Banked | GWh | 0 | 0 | 0 | 0 | 0 | 0 | 0
RPS v6.20- MN | 857 | 7593 | Generation Constraint in GWh | FALSE | G | Annual | Allowances Withdrawn (1:1) | GWh | 0 | 0 | 0 | 0 | 0 | 0 | 0
RPS v6.20- MN | 857 | 7593 | Generation Constraint in GWh | FALSE | G | Annual | Allowances Withdrawn (n:1) | GWh | 0 | 0 | 0 | 0 | 0 | 0 | 0
RPS v6.20- MN | 857 | 7593 | Generation Constraint in GWh | FALSE | G | Annual | Net Emissions Allowance Position | GWh | 35779.1136 | 61432.352 | 89174.9664 | 103110.0741 | 112990.6762 | 116658.6279 | 111494.1036
RPS v6.20- MN | 857 | 7593 | Generation Constraint in GWh | FALSE | G | Annual | Constraint Shadow Price | US2022$/MWh | 0 | 0 | 0 | 0 | 0 | 0 | 0
RPS v6.20- MO | 858 | 7594 | Generation Constraint in GWh | FALSE | G | Annual | Seasons Included | Seasons | Winter, Spring, Summer, Fall | Winter, Spring, Summer, Fall | Winter, Spring, Summer, Fall | Winter, Spring, Summer, Fall | Winter, Spring, Summer, Fall | Winter, Spring, Summer, Fall | Winter, Spring, Summer, Fall
RPS v6.20- MO | 858 | 7594 | Generation Constraint in GWh | FALSE | G | Annual | Standard GWh | GWh | 7245.1752 | 7395.5475 | 7811.3534 | 8165.5569 | 8547.7947 | 8979.2226 | 9374.7842
RPS v6.20- MO | 858 | 7594 | Generation Constraint in GWh | FALSE | G | Annual | Emissions at Affected Plants | GWh | 7245.1752 | 7395.5475 | 7811.3534 | 8165.5569 | 8547.7947 | 8979.2226 | 9374.7842
RPS v6.20- MO | 858 | 7594 | Generation Constraint in GWh | FALSE | G | Annual | Allowances Purchased | GWh | 0 | 0 | 0 | 0 | 0 | 0 | 0
RPS v6.20- MO | 858 | 7594 | Generation Constraint in GWh | FALSE | G | Annual | Allowances Sold | GWh | 0 | 0 | 0 | 0 | 0 | 0 | 0
RPS v6.20- MO | 858 | 7594 | Generation Constraint in GWh | FALSE | G | Annual | Allowances Banked | GWh | 0 | 0 | 0 | 0 | 0 | 0 | 0
RPS v6.20- MO | 858 | 7594 | Generation Constraint in GWh | FALSE | G | Annual | Allowances Withdrawn (1:1) | GWh | 0 | 0 | 0 | 0 | 0 | 0 | 0
RPS v6.20- MO | 858 | 7594 | Generation Constraint in GWh | FALSE | G | Annual | Allowances Withdrawn (n:1) | GWh | 0 | 0 | 0 | 0 | 0 | 0 | 0
RPS v6.20- MO | 858 | 7594 | Generation Constraint in GWh | FALSE | G | Annual | Net Emissions Allowance Position | GWh | 7245.1752 | 7395.5475 | 7811.3534 | 8165.5569 | 8547.7947 | 8979.2226 | 9374.7842
RPS v6.20- MO | 858 | 7594 | Generation Constraint in GWh | FALSE | G | Annual | Constraint Shadow Price | US2022$/MWh | 0 | 0 | 0 | 0 | 0 | 0 | 0
RPS v6.20- MT | 859 | 7595 | Generation Constraint in GWh | FALSE | G | Annual | Seasons Included | Seasons | Winter, Spring, Summer, Fall | Winter, Spring, Summer, Fall | Winter, Spring, Summer, Fall | Winter, Spring, Summer, Fall | Winter, Spring, Summer, Fall | Winter, Spring, Summer, Fall | Winter, Spring, Summer, Fall
RPS v6.20- MT | 859 | 7595 | Generation Constraint in GWh | FALSE | G | Annual | Standard GWh | GWh | 0 | 0 | 0 | 0 | 0 | 0 | 0
RPS v6.20- MT | 859 | 7595 | Generation Constraint in GWh | FALSE | G | Annual | Emissions at Affected Plants | GWh | 5462.5345 | 5462.5345 | 5462.5231 | 5462.2955 | 5462.1945 | 5462.3394 | 5462.8056
RPS v6.20- MT | 859 | 7595 | Generation Constraint in GWh | FALSE | G | Annual | Allowances Purchased | GWh | 0 | 0 | 0 | 0 | 0 | 0 | 0
RPS v6.20- MT | 859 | 7595 | Generation Constraint in GWh | FALSE | G | Annual | Allowances Sold | GWh | 0 | 0 | 0 | 0 | 0 | 0 | 0
RPS v6.20- MT | 859 | 7595 | Generation Constraint in GWh | FALSE | G | Annual | Allowances Banked | GWh | 0 | 0 | 0 | 0 | 0 | 0 | 0
RPS v6.20- MT | 859 | 7595 | Generation Constraint in GWh | FALSE | G | Annual | Allowances Withdrawn (1:1) | GWh | 0 | 0 | 0 | 0 | 0 | 0 | 0
RPS v6.20- MT | 859 | 7595 | Generation Constraint in GWh | FALSE | G | Annual | Allowances Withdrawn (n:1) | GWh | 0 | 0 | 0 | 0 | 0 | 0 | 0
RPS v6.20- MT | 859 | 7595 | Generation Constraint in GWh | FALSE | G | Annual | Net Emissions Allowance Position | GWh | 5462.5345 | 5462.5345 | 5462.5231 | 5462.2955 | 5462.1945 | 5462.3394 | 5462.8056
RPS v6.20- MT | 859 | 7595 | Generation Constraint in GWh | FALSE | G | Annual | Constraint Shadow Price | US2022$/MWh | 0 | 0 | 0 | 0 | 0 | 0 | 0
RPS v6.20- NC 75% limit | 860 | 7602 | Generation Constraint in GWh | FALSE | G | Annual | Seasons Included | Seasons | Winter, Spring, Summer, Fall | Winter, Spring, Summer, Fall | Winter, Spring, Summer, Fall | Winter, Spring, Summer, Fall | Winter, Spring, Summer, Fall | Winter, Spring, Summer, Fall | Winter, Spring, Summer, Fall
RPS v6.20- NC 75% limit | 860 | 7602 | Generation Constraint in GWh | FALSE | G | Annual | Standard GWh | GWh | 7309.2982 | 7628.566 | 8344.2214 | 9050.4878 | 9888.8405 | 10771.7198 | 15889.2057
RPS v6.20- NC 75% limit | 860 | 7602 | Generation Constraint in GWh | FALSE | G | Annual | Emissions at Affected Plants | GWh | 13249.2331 | 24958.7103 | 28089.5819 | 34762.3274 | 37283.1025 | 75660.9541 | 73334.1046
RPS v6.20- NC 75% limit | 860 | 7602 | Generation Constraint in GWh | FALSE | G | Annual | Allowances Purchased | GWh | 0 | 0 | 0 | 0 | 0 | 0 | 0
RPS v6.20- NC 75% limit | 860 | 7602 | Generation Constraint in GWh | FALSE | G | Annual | Allowances Sold | GWh | 0 | 0 | 0 | 0 | 0 | 0 | 0
RPS v6.20- NC 75% limit | 860 | 7602 | Generation Constraint in GWh | FALSE | G | Annual | Allowances Banked | GWh | 0 | 0 | 0 | 0 | 0 | 0 | 0
RPS v6.20- NC 75% limit | 860 | 7602 | Generation Constraint in GWh | FALSE | G | Annual | Allowances Withdrawn (1:1) | GWh | 0 | 0 | 0 | 0 | 0 | 0 | 0
RPS v6.20- NC 75% limit | 860 | 7602 | Generation Constraint in GWh | FALSE | G | Annual | Allowances Withdrawn (n:1) | GWh | 0 | 0 | 0 | 0 | 0 | 0 | 0
RPS v6.20- NC 75% limit | 860 | 7602 | Generation Constraint in GWh | FALSE | G | Annual | Net Emissions Allowance Position | GWh | 13249.2331 | 24958.7103 | 28089.5819 | 34762.3274 | 37283.1025 | 75660.9541 | 73334.1046
RPS v6.20- NC 75% limit | 860 | 7602 | Generation Constraint in GWh | FALSE | G | Annual | Constraint Shadow Price | US2022$/MWh | 0 | 0 | 0 | 0 | 0 | 0 | 0
RPS v6.20- NM | 861 | 7596 | Generation Constraint in GWh | FALSE | G | Annual | Seasons Included | Seasons | Winter, Spring, Summer, Fall | Winter, Spring, Summer, Fall | Winter, Spring, Summer, Fall | Winter, Spring, Summer, Fall | Winter, Spring, Summer, Fall | Winter, Spring, Summer, Fall | Winter, Spring, Summer, Fall
RPS v6.20- NM | 861 | 7596 | Generation Constraint in GWh | FALSE | G | Annual | Standard GWh | GWh | 10400.493 | 11630.5961 | 15782.9501 | 20313.6593 | 22071.4238 | 23955.1735 | 25307.3497
RPS v6.20- NM | 861 | 7596 | Generation Constraint in GWh | FALSE | G | Annual | Emissions at Affected Plants | GWh | 41267.1213 | 41267.2854 | 41266.9066 | 41603.7296 | 59667.179 | 59699.373 | 59696.2754
RPS v6.20- NM | 861 | 7596 | Generation Constraint in GWh | FALSE | G | Annual | Allowances Purchased | GWh | 0 | 0 | 0 | 0 | 0 | 0 | 0
RPS v6.20- NM | 861 | 7596 | Generation Constraint in GWh | FALSE | G | Annual | Allowances Sold | GWh | 0 | 0 | 0 | 0 | 0 | 0 | 0
RPS v6.20- NM | 861 | 7596 | Generation Constraint in GWh | FALSE | G | Annual | Allowances Banked | GWh | 0 | 0 | 0 | 0 | 0 | 0 | 0
RPS v6.20- NM | 861 | 7596 | Generation Constraint in GWh | FALSE | G | Annual | Allowances Withdrawn (1:1) | GWh | 0 | 0 | 0 | 0 | 0 | 0 | 0
RPS v6.20- NM | 861 | 7596 | Generation Constraint in GWh | FALSE | G | Annual | Allowances Withdrawn (n:1) | GWh | 0 | 0 | 0 | 0 | 0 | 0 | 0
RPS v6.20- NM | 861 | 7596 | Generation Constraint in GWh | FALSE | G | Annual | Net Emissions Allowance Position | GWh | 41267.1213 | 41267.2854 | 41266.9066 | 41603.7296 | 59667.179 | 59699.373 | 59696.2754
RPS v6.20- NM | 861 | 7596 | Generation Constraint in GWh | FALSE | G | Annual | Constraint Shadow Price | US2022$/MWh | 0 | 0 | 0 | 0 | 0 | 0 | 0
RPS v6.20- NV | 862 | 7597 | Generation Constraint in GWh | FALSE | G | Annual | Seasons Included | Seasons | Winter, Spring, Summer, Fall | Winter, Spring, Summer, Fall | Winter, Spring, Summer, Fall | Winter, Spring, Summer, Fall | Winter, Spring, Summer, Fall | Winter, Spring, Summer, Fall | Winter, Spring, Summer, Fall
RPS v6.20- NV | 862 | 7597 | Generation Constraint in GWh | FALSE | G | Annual | Standard GWh | GWh | 13251.3539 | 16218.4362 | 17347.4437 | 18322.4324 | 19519.1265 | 20705.2267 | 21907.8025
RPS v6.20- NV | 862 | 7597 | Generation Constraint in GWh | FALSE | G | Annual | Emissions at Affected Plants | GWh | 28686.7104 | 28689.8422 | 28681.633 | 28686.5118 | 28671.9933 | 37017.1634 | 37531.6121
RPS v6.20- NV | 862 | 7597 | Generation Constraint in GWh | FALSE | G | Annual | Allowances Purchased | GWh | 0 | 0 | 0 | 0 | 0 | 0 | 0
RPS v6.20- NV | 862 | 7597 | Generation Constraint in GWh | FALSE | G | Annual | Allowances Sold | GWh | 0 | 0 | 0 | 0 | 0 | 0 | 0
RPS v6.20- NV | 862 | 7597 | Generation Constraint in GWh | FALSE | G | Annual | Allowances Banked | GWh | 0 | 0 | 0 | 0 | 0 | 0 | 0
RPS v6.20- NV | 862 | 7597 | Generation Constraint in GWh | FALSE | G | Annual | Allowances Withdrawn (1:1) | GWh | 0 | 0 | 0 | 0 | 0 | 0 | 0
RPS v6.20- NV | 862 | 7597 | Generation Constraint in GWh | FALSE | G | Annual | Allowances Withdrawn (n:1) | GWh | 0 | 0 | 0 | 0 | 0 | 0 | 0
RPS v6.20- NV | 862 | 7597 | Generation Constraint in GWh | FALSE | G | Annual | Net Emissions Allowance Position | GWh | 28686.7104 | 28689.8422 | 28681.633 | 28686.5118 | 28671.9933 | 37017.1634 | 37531.6121
RPS v6.20- NV | 862 | 7597 | Generation Constraint in GWh | FALSE | G | Annual | Constraint Shadow Price | US2022$/MWh | 0 | 0 | 0 | 0 | 0 | 0 | 0
RPS v6.20- NY | 863 | 7598 | Generation Constraint in GWh | FALSE | G | Annual | Seasons Included | Seasons | Winter, Spring, Summer, Fall | Winter, Spring, Summer, Fall | Winter, Spring, Summer, Fall | Winter, Spring, Summer, Fall | Winter, Spring, Summer, Fall | Winter, Spring, Summer, Fall | Winter, Spring, Summer, Fall
RPS v6.20- NY | 863 | 7598 | Generation Constraint in GWh | FALSE | G | Annual | Standard GWh | GWh | 91260.4602 | 107877.7751 | 117191.4003 | 124769.9556 | 131646.7926 | 139433.2644 | 145732.8244
RPS v6.20- NY | 863 | 7598 | Generation Constraint in GWh | FALSE | G | Annual | Emissions at Affected Plants | GWh | 91260.4602 | 107877.7751 | 117191.4003 | 124769.9556 | 131646.7926 | 139433.2644 | 145732.8244
RPS v6.20- NY | 863 | 7598 | Generation Constraint in GWh | FALSE | G | Annual | Allowances Purchased | GWh | 0 | 0 | 0 | 0 | 0 | 0 | 0
RPS v6.20- NY | 863 | 7598 | Generation Constraint in GWh | FALSE | G | Annual | Allowances Sold | GWh | 0 | 0 | 0 | 0 | 0 | 0 | 0
RPS v6.20- NY | 863 | 7598 | Generation Constraint in GWh | FALSE | G | Annual | Allowances Banked | GWh | 0 | 0 | 0 | 0 | 0 | 0 | 0
RPS v6.20- NY | 863 | 7598 | Generation Constraint in GWh | FALSE | G | Annual | Allowances Withdrawn (1:1) | GWh | 0 | 0 | 0 | 0 | 0 | 0 | 0
RPS v6.20- NY | 863 | 7598 | Generation Constraint in GWh | FALSE | G | Annual | Allowances Withdrawn (n:1) | GWh | 0 | 0 | 0 | 0 | 0 | 0 | 0
RPS v6.20- NY | 863 | 7598 | Generation Constraint in GWh | FALSE | G | Annual | Net Emissions Allowance Position | GWh | 91260.4602 | 107877.7751 | 117191.4003 | 124769.9556 | 131646.7926 | 139433.2644 | 145732.8244
RPS v6.20- NY | 863 | 7598 | Generation Constraint in GWh | FALSE | G | Annual | Constraint Shadow Price | US2022$/MWh | 12.032 | 2.4216 | 0 | 0 | 0 | 0 | 0
RPS v6.20- OH 50% limit | 864 | 7603 | Generation Constraint in GWh | FALSE | G | Annual | Seasons Included | Seasons | Winter, Spring, Summer, Fall | Winter, Spring, Summer, Fall | Winter, Spring, Summer, Fall | Winter, Spring, Summer, Fall | Winter, Spring, Summer, Fall | Winter, Spring, Summer, Fall | Winter, Spring, Summer, Fall
RPS v6.20- OH 50% limit | 864 | 7603 | Generation Constraint in GWh | FALSE | G | Annual | Standard GWh | GWh | 6284.3307 | 6411.9912 | 6728.5395 | 7018.0371 | 7330.9622 | 7689.986 | 8015.4494
RPS v6.20- OH 50% limit | 864 | 7603 | Generation Constraint in GWh | FALSE | G | Annual | Emissions at Affected Plants | GWh | 6284.3307 | 6411.9912 | 6728.5395 | 7018.0371 | 21133.1155 | 22702.2128 | 36172.1018
RPS v6.20- OH 50% limit | 864 | 7603 | Generation Constraint in GWh | FALSE | G | Annual | Allowances Purchased | GWh | 0 | 0 | 0 | 0 | 0 | 0 | 0
RPS v6.20- OH 50% limit | 864 | 7603 | Generation Constraint in GWh | FALSE | G | Annual | Allowances Sold | GWh | 0 | 0 | 0 | 0 | 0 | 0 | 0
RPS v6.20- OH 50% limit | 864 | 7603 | Generation Constraint in GWh | FALSE | G | Annual | Allowances Banked | GWh | 0 | 0 | 0 | 0 | 0 | 0 | 0
RPS v6.20- OH 50% limit | 864 | 7603 | Generation Constraint in GWh | FALSE | G | Annual | Allowances Withdrawn (1:1) | GWh | 0 | 0 | 0 | 0 | 0 | 0 | 0
RPS v6.20- OH 50% limit | 864 | 7603 | Generation Constraint in GWh | FALSE | G | Annual | Allowances Withdrawn (n:1) | GWh | 0 | 0 | 0 | 0 | 0 | 0 | 0
RPS v6.20- OH 50% limit | 864 | 7603 | Generation Constraint in GWh | FALSE | G | Annual | Net Emissions Allowance Position | GWh | 6284.3307 | 6411.9912 | 6728.5395 | 7018.0371 | 21133.1155 | 22702.2128 | 36172.1018
RPS v6.20- OH 50% limit | 864 | 7603 | Generation Constraint in GWh | FALSE | G | Annual | Constraint Shadow Price | US2022$/MWh | 12.032 | 2.4216 | 0 | 0 | 0 | 0 | 0
RPS v6.20- OR,WA | 865 | 7600 | Generation Constraint in GWh | FALSE | G | Annual | Seasons Included | Seasons | Winter, Spring, Summer, Fall | Winter, Spring, Summer, Fall | Winter, Spring, Summer, Fall | Winter, Spring, Summer, Fall | Winter, Spring, Summer, Fall | Winter, Spring, Summer, Fall | Winter, Spring, Summer, Fall
RPS v6.20- OR,WA | 865 | 7600 | Generation Constraint in GWh | FALSE | G | Annual | Standard GWh | GWh | 22243.4555 | 25771.1252 | 32056.5121 | 37032.9499 | 41986.1298 | 43965.7727 | 45708.17
RPS v6.20- OR,WA | 865 | 7600 | Generation Constraint in GWh | FALSE | G | Annual | Emissions at Affected Plants | GWh | 32527.9665 | 36953.3741 | 43486.9495 | 43575.0213 | 49828.7971 | 53198.5377 | 57156.8665
RPS v6.20- OR,WA | 865 | 7600 | Generation Constraint in GWh | FALSE | G | Annual | Allowances Purchased | GWh | 0 | 0 | 0 | 0 | 0 | 0 | 0
RPS v6.20- OR,WA | 865 | 7600 | Generation Constraint in GWh | FALSE | G | Annual | Allowances Sold | GWh | 0 | 0 | 0 | 0 | 0 | 0 | 0
RPS v6.20- OR,WA | 865 | 7600 | Generation Constraint in GWh | FALSE | G | Annual | Allowances Banked | GWh | 0 | 0 | 0 | 0 | 0 | 0 | 0
RPS v6.20- OR,WA | 865 | 7600 | Generation Constraint in GWh | FALSE | G | Annual | Allowances Withdrawn (1:1) | GWh | 0 | 0 | 0 | 0 | 0 | 0 | 0
RPS v6.20- OR,WA | 865 | 7600 | Generation Constraint in GWh | FALSE | G | Annual | Allowances Withdrawn (n:1) | GWh | 0 | 0 | 0 | 0 | 0 | 0 | 0
RPS v6.20- OR,WA | 865 | 7600 | Generation Constraint in GWh | FALSE | G | Annual | Net Emissions Allowance Position | GWh | 32527.9665 | 36953.3741 | 43486.9495 | 43575.0213 | 49828.7971 | 53198.5377 | 57156.8665
RPS v6.20- OR,WA | 865 | 7600 | Generation Constraint in GWh | FALSE | G | Annual | Constraint Shadow Price | US2022$/MWh | 0 | 0 | 0 | 0 | 0 | 0 | 0
RPS v6.20- TX | 866 | 7599 | Generation Constraint in GWh | FALSE | G | Annual | Seasons Included | Seasons | Winter, Spring, Summer, Fall | Winter, Spring, Summer, Fall | Winter, Spring, Summer, Fall | Winter, Spring, Summer, Fall | Winter, Spring, Summer, Fall | Winter, Spring, Summer, Fall | Winter, Spring, Summer, Fall
RPS v6.20- TX | 866 | 7599 | Generation Constraint in GWh | FALSE | G | Annual | Standard GWh | GWh | 30660 | 30660 | 30660 | 30660 | 30660 | 30660 | 32210.4662
RPS v6.20- TX | 866 | 7599 | Generation Constraint in GWh | FALSE | G | Annual | Emissions at Affected Plants | GWh | 249826.1058 | 275377.2755 | 425544.4184 | 522686.241 | 616938.2441 | 617184.948 | 631333.0375
RPS v6.20- TX | 866 | 7599 | Generation Constraint in GWh | FALSE | G | Annual | Allowances Purchased | GWh | 0 | 0 | 0 | 0 | 0 | 0 | 0
RPS v6.20- TX | 866 | 7599 | Generation Constraint in GWh | FALSE | G | Annual | Allowances Sold | GWh | 0 | 0 | 0 | 0 | 0 | 0 | 0
RPS v6.20- TX | 866 | 7599 | Generation Constraint in GWh | FALSE | G | Annual | Allowances Banked | GWh | 0 | 0 | 0 | 0 | 0 | 0 | 0
RPS v6.20- TX | 866 | 7599 | Generation Constraint in GWh | FALSE | G | Annual | Allowances Withdrawn (1:1) | GWh | 0 | 0 | 0 | 0 | 0 | 0 | 0
RPS v6.20- TX | 866 | 7599 | Generation Constraint in GWh | FALSE | G | Annual | Allowances Withdrawn (n:1) | GWh | 0 | 0 | 0 | 0 | 0 | 0 | 0
RPS v6.20- TX | 866 | 7599 | Generation Constraint in GWh | FALSE | G | Annual | Net Emissions Allowance Position | GWh | 249826.1058 | 275377.2755 | 425544.4184 | 522686.241 | 616938.2441 | 617184.948 | 631333.0375
RPS v6.20- TX | 866 | 7599 | Generation Constraint in GWh | FALSE | G | Annual | Constraint Shadow Price | US2022$/MWh | 0 | 0 | 0 | 0 | 0 | 0 | 0
RPS v6.20- VA | 867 | 7666 | Generation Constraint in GWh | FALSE | G | Annual | Seasons Included | Seasons | Winter, Spring, Summer, Fall | Winter, Spring, Summer, Fall | Winter, Spring, Summer, Fall | Winter, Spring, Summer, Fall | Winter, Spring, Summer, Fall | Winter, Spring, Summer, Fall | Winter, Spring, Summer, Fall
RPS v6.20- VA | 867 | 7666 | Generation Constraint in GWh | FALSE | G | Annual | Standard GWh | GWh | 27139.6211 | 33249.5774 | 51787.4435 | 74310.2991 | 100103.307 | 110452.5634 | 117331.6898
RPS v6.20- VA | 867 | 7666 | Generation Constraint in GWh | FALSE | G | Annual | Emissions at Affected Plants | GWh | 27139.6211 | 33249.5774 | 108977.3213 | 184433.1203 | 236945.4883 | 195561.6022 | 219106.9373
RPS v6.20- VA | 867 | 7666 | Generation Constraint in GWh | FALSE | G | Annual | Allowances Purchased | GWh | 0 | 0 | 0 | 0 | 0 | 0 | 0
RPS v6.20- VA | 867 | 7666 | Generation Constraint in GWh | FALSE | G | Annual | Allowances Sold | GWh | 0 | 0 | 0 | 0 | 0 | 0 | 0
RPS v6.20- VA | 867 | 7666 | Generation Constraint in GWh | FALSE | G | Annual | Allowances Banked | GWh | 0 | 0 | 0 | 0 | 0 | 0 | 0
RPS v6.20- VA | 867 | 7666 | Generation Constraint in GWh | FALSE | G | Annual | Allowances Withdrawn (1:1) | GWh | 0 | 0 | 0 | 0 | 0 | 0 | 0
RPS v6.20- VA | 867 | 7666 | Generation Constraint in GWh | FALSE | G | Annual | Allowances Withdrawn (n:1) | GWh | 0 | 0 | 0 | 0 | 0 | 0 | 0
RPS v6.20- VA | 867 | 7666 | Generation Constraint in GWh | FALSE | G | Annual | Net Emissions Allowance Position | GWh | 27139.6211 | 33249.5774 | 108977.3213 | 184433.1203 | 236945.4883 | 195561.6022 | 219106.9373
RPS v6.20- VA | 867 | 7666 | Generation Constraint in GWh | FALSE | G | Annual | Constraint Shadow Price | US2022$/MWh | 12.032 | 2.4216 | 0 | 0 | 0 | 0 | 0
RPS v6.20- VA - Phase II | 868 | 7667 | Generation Constraint in GWh | FALSE | G | Annual | Seasons Included | Seasons | Winter, Spring, Summer, Fall | Winter, Spring, Summer, Fall | Winter, Spring, Summer, Fall | Winter, Spring, Summer, Fall | Winter, Spring, Summer, Fall | Winter, Spring, Summer, Fall | Winter, Spring, Summer, Fall
RPS v6.20- VA - Phase II | 868 | 7667 | Generation Constraint in GWh | FALSE | G | Annual | Standard GWh | GWh | 18086.0062 | 21993.2983 | 34084.8741 | 48441.5522 | 65492.8202 | 70028.8128 | 74390.2965
RPS v6.20- VA - Phase II | 868 | 7667 | Generation Constraint in GWh | FALSE | G | Annual | Emissions at Affected Plants | GWh | 28091.9998 | 27306.1271 | 52163.1715 | 75003.7448 | 86012.9304 | 85941.3574 | 94725.2755
RPS v6.20- VA - Phase II | 868 | 7667 | Generation Constraint in GWh | FALSE | G | Annual | Allowances Purchased | GWh | 0 | 0 | 0 | 0 | 0 | 0 | 0
RPS v6.20- VA - Phase II | 868 | 7667 | Generation Constraint in GWh | FALSE | G | Annual | Allowances Sold | GWh | 0 | 0 | 0 | 0 | 0 | 0 | 0
RPS v6.20- VA - Phase II | 868 | 7667 | Generation Constraint in GWh | FALSE | G | Annual | Allowances Banked | GWh | 0 | 0 | 0 | 0 | 0 | 0 | 0
RPS v6.20- VA - Phase II | 868 | 7667 | Generation Constraint in GWh | FALSE | G | Annual | Allowances Withdrawn (1:1) | GWh | 0 | 0 | 0 | 0 | 0 | 0 | 0
RPS v6.20- VA - Phase II | 868 | 7667 | Generation Constraint in GWh | FALSE | G | Annual | Allowances Withdrawn (n:1) | GWh | 0 | 0 | 0 | 0 | 0 | 0 | 0
RPS v6.20- VA - Phase II | 868 | 7667 | Generation Constraint in GWh | FALSE | G | Annual | Net Emissions Allowance Position | GWh | 28091.9998 | 27306.1271 | 52163.1715 | 75003.7448 | 86012.9304 | 85941.3574 | 94725.2755
RPS v6.20- VA - Phase II | 868 | 7667 | Generation Constraint in GWh | FALSE | G | Annual | Constraint Shadow Price | US2022$/MWh | 0 | 0 | 0 | 0 | 0 | 0 | 0
RPS v6.20- WI | 869 | 7601 | Generation Constraint in GWh | FALSE | G | Annual | Seasons Included | Seasons | Winter, Spring, Summer, Fall | Winter, Spring, Summer, Fall | Winter, Spring, Summer, Fall | Winter, Spring, Summer, Fall | Winter, Spring, Summer, Fall | Winter, Spring, Summer, Fall | Winter, Spring, Summer, Fall
RPS v6.20- WI | 869 | 7601 | Generation Constraint in GWh | FALSE | G | Annual | Standard GWh | GWh | 6850.1213 | 7009.0543 | 7439.8627 | 7792.3695 | 8146.891 | 8541.2807 | 8896.952
RPS v6.20- WI | 869 | 7601 | Generation Constraint in GWh | FALSE | G | Annual | Emissions at Affected Plants | GWh | 6850.1213 | 7009.0543 | 7439.8627 | 7792.3695 | 8146.891 | 8541.2807 | 8896.952
RPS v6.20- WI | 869 | 7601 | Generation Constraint in GWh | FALSE | G | Annual | Allowances Purchased | GWh | 0 | 0 | 0 | 0 | 0 | 0 | 0
RPS v6.20- WI | 869 | 7601 | Generation Constraint in GWh | FALSE | G | Annual | Allowances Sold | GWh | 0 | 0 | 0 | 0 | 0 | 0 | 0
RPS v6.20- WI | 869 | 7601 | Generation Constraint in GWh | FALSE | G | Annual | Allowances Banked | GWh | 0 | 0 | 0 | 0 | 0 | 0 | 0
RPS v6.20- WI | 869 | 7601 | Generation Constraint in GWh | FALSE | G | Annual | Allowances Withdrawn (1:1) | GWh | 0 | 0 | 0 | 0 | 0 | 0 | 0
RPS v6.20- WI | 869 | 7601 | Generation Constraint in GWh | FALSE | G | Annual | Allowances Withdrawn (n:1) | GWh | 0 | 0 | 0 | 0 | 0 | 0 | 0
RPS v6.20- WI | 869 | 7601 | Generation Constraint in GWh | FALSE | G | Annual | Net Emissions Allowance Position | GWh | 6850.1213 | 7009.0543 | 7439.8627 | 7792.3695 | 8146.891 | 8541.2807 | 8896.952
RPS v6.20- WI | 869 | 7601 | Generation Constraint in GWh | FALSE | G | Annual | Constraint Shadow Price | US2022$/MWh | 7.7382 | 6.0487 | 0 | 0 | 0 | 0 | 0
RPS-CES v6.20- CA | 870 | 7658 | Generation Constraint in GWh | FALSE | G | Annual | Seasons Included | Seasons | Winter, Spring, Summer, Fall | Winter, Spring, Summer, Fall | Winter, Spring, Summer, Fall | Winter, Spring, Summer, Fall | Winter, Spring, Summer, Fall | Winter, Spring, Summer, Fall | Winter, Spring, Summer, Fall
RPS-CES v6.20- CA | 870 | 7658 | Generation Constraint in GWh | FALSE | G | Annual | Standard GWh | GWh | 147002.9467 | 169708.4394 | 233024.9574 | 299769.3792 | 366158.2077 | 393463.3395 | 407187.2526
RPS-CES v6.20- CA | 870 | 7658 | Generation Constraint in GWh | FALSE | G | Annual | Emissions at Affected Plants | GWh | 196285.4049 | 205964.4041 | 319528.1512 | 426674.9584 | 652576.6478 | 642666.1164 | 662889.0697
RPS-CES v6.20- CA | 870 | 7658 | Generation Constraint in GWh | FALSE | G | Annual | Allowances Purchased | GWh | 0 | 0 | 0 | 0 | 0 | 0 | 0
RPS-CES v6.20- CA | 870 | 7658 | Generation Constraint in GWh | FALSE | G | Annual | Allowances Sold | GWh | 0 | 0 | 0 | 0 | 0 | 0 | 0
RPS-CES v6.20- CA | 870 | 7658 | Generation Constraint in GWh | FALSE | G | Annual | Allowances Banked | GWh | 0 | 0 | 0 | 0 | 0 | 0 | 0
RPS-CES v6.20- CA | 870 | 7658 | Generation Constraint in GWh | FALSE | G | Annual | Allowances Withdrawn (1:1) | GWh | 0 | 0 | 0 | 0 | 0 | 0 | 0
RPS-CES v6.20- CA | 870 | 7658 | Generation Constraint in GWh | FALSE | G | Annual | Allowances Withdrawn (n:1) | GWh | 0 | 0 | 0 | 0 | 0 | 0 | 0
RPS-CES v6.20- CA | 870 | 7658 | Generation Constraint in GWh | FALSE | G | Annual | Net Emissions Allowance Position | GWh | 196285.4049 | 205964.4041 | 319528.1512 | 426674.9584 | 652576.6478 | 642666.1164 | 662889.0697
RPS-CES v6.20- CA | 870 | 7658 | Generation Constraint in GWh | FALSE | G | Annual | Constraint Shadow Price | US2022$/MWh | 0 | 0 | 0 | 0 | 0 | 0 | 0
RPS-CES v6.20- CA In-State limit | 871 | 7671 | Generation Constraint in GWh | FALSE | G | Annual | Seasons Included | Seasons | Winter, Spring, Summer, Fall | Winter, Spring, Summer, Fall | Winter, Spring, Summer, Fall | Winter, Spring, Summer, Fall | Winter, Spring, Summer, Fall | Winter, Spring, Summer, Fall | Winter, Spring, Summer, Fall
RPS-CES v6.20- CA In-State limit | 871 | 7671 | Generation Constraint in GWh | FALSE | G | Annual | Standard GWh | GWh | 110252.21 | 127281.3295 | 174768.718 | 224827.0344 | 274618.6558 | 295097.5046 | 305390.4394
RPS-CES v6.20- CA In-State limit | 871 | 7671 | Generation Constraint in GWh | FALSE | G | Annual | Emissions at Affected Plants | GWh | 136819.0192 | 148288.5575 | 246963.491 | 296681.3179 | 436813.9628 | 443684.0422 | 447211.2423
RPS-CES v6.20- CA In-State limit | 871 | 7671 | Generation Constraint in GWh | FALSE | G | Annual | Allowances Purchased | GWh | 0 | 0 | 0 | 0 | 0 | 0 | 0
RPS-CES v6.20- CA In-State limit | 871 | 7671 | Generation Constraint in GWh | FALSE | G | Annual | Allowances Sold | GWh | 0 | 0 | 0 | 0 | 0 | 0 | 0
RPS-CES v6.20- CA In-State limit | 871 | 7671 | Generation Constraint in GWh | FALSE | G | Annual | Allowances Banked | GWh | 0 | 0 | 0 | 0 | 0 | 0 | 0
RPS-CES v6.20- CA In-State limit | 871 | 7671 | Generation Constraint in GWh | FALSE | G | Annual | Allowances Withdrawn (1:1) | GWh | 0 | 0 | 0 | 0 | 0 | 0 | 0
RPS-CES v6.20- CA In-State limit | 871 | 7671 | Generation Constraint in GWh | FALSE | G | Annual | Allowances Withdrawn (n:1) | GWh | 0 | 0 | 0 | 0 | 0 | 0 | 0
RPS-CES v6.20- CA In-State limit | 871 | 7671 | Generation Constraint in GWh | FALSE | G | Annual | Net Emissions Allowance Position | GWh | 136819.0192 | 148288.5575 | 246963.491 | 296681.3179 | 436813.9628 | 443684.0422 | 447211.2423
RPS-CES v6.20- CA In-State limit | 871 | 7671 | Generation Constraint in GWh | FALSE | G | Annual | Constraint Shadow Price | US2022$/MWh | 0 | 0 | 0 | 0 | 0 | 0 | 0
RPS-CES v6.20 Fossil Dispatch Limit - CA | 872 | 7679 | Generation Constraint in GWh | FALSE | L | Annual | Seasons Included | Seasons | Winter, Spring, Summer, Fall | Winter, Spring, Summer, Fall | Winter, Spring, Summer, Fall | Winter, Spring, Summer, Fall | Winter, Spring, Summer, Fall | Winter, Spring, Summer, Fall | Winter, Spring, Summer, Fall
RPS-CES v6.20 Fossil Dispatch Limit - CA | 872 | 7679 | Generation Constraint in GWh | FALSE | L | Annual | Standard GWh | GWh | 158265.9416 | 150564.1651 | 135237.258 | 102949.3777 | 75364.9264 | 73942.9415 | 89090.4098
RPS-CES v6.20 Fossil Dispatch Limit - CA | 872 | 7679 | Generation Constraint in GWh | FALSE | L | Annual | Emissions at Affected Plants | GWh | 120676.3484 | 135802.5334 | 105773.2794 | 95970.8549 | 26760.6657 | 32225.6733 | 41264.4883
RPS-CES v6.20 Fossil Dispatch Limit - CA | 872 | 7679 | Generation Constraint in GWh | FALSE | L | Annual | Allowances Purchased | GWh | 0 | 0 | 0 | 0 | 0 | 0 | 0
RPS-CES v6.20 Fossil Dispatch Limit - CA | 872 | 7679 | Generation Constraint in GWh | FALSE | L | Annual | Allowances Sold | GWh | 0 | 0 | 0 | 0 | 0 | 0 | 0
RPS-CES v6.20 Fossil Dispatch Limit - CA | 872 | 7679 | Generation Constraint in GWh | FALSE | L | Annual | Allowances Banked | GWh | 0 | 0 | 0 | 0 | 0 | 0 | 0
RPS-CES v6.20 Fossil Dispatch Limit - CA | 872 | 7679 | Generation Constraint in GWh | FALSE | L | Annual | Allowances Withdrawn (1:1) | GWh | 0 | 0 | 0 | 0 | 0 | 0 | 0
RPS-CES v6.20 Fossil Dispatch Limit - CA | 872 | 7679 | Generation Constraint in GWh | FALSE | L | Annual | Allowances Withdrawn (n:1) | GWh | 0 | 0 | 0 | 0 | 0 | 0 | 0
RPS-CES v6.20 Fossil Dispatch Limit - CA | 872 | 7679 | Generation Constraint in GWh | FALSE | L | Annual | Net Emissions Allowance Position | GWh | 120676.3484 | 135802.5334 | 105773.2794 | 95970.8549 | 26760.6657 | 32225.6733 | 41264.4883
RPS-CES v6.20 Fossil Dispatch Limit - CA | 872 | 7679 | Generation Constraint in GWh | FALSE | L | Annual | Constraint Shadow Price | US2022$/MWh | 0 | 0 | 0 | 0 | 0 | 0 | 0
RPS-CES v6.20 Fossil Dispatch Limit - CO | 873 | 7680 | Generation Constraint in GWh | FALSE | L | Annual | Seasons Included | Seasons | Winter, Spring, Summer, Fall | Winter, Spring, Summer, Fall | Winter, Spring, Summer, Fall | Winter, Spring, Summer, Fall | Winter, Spring, Summer, Fall | Winter, Spring, Summer, Fall | Winter, Spring, Summer, Fall
RPS-CES v6.20 Fossil Dispatch Limit - CO | 873 | 7680 | Generation Constraint in GWh | FALSE | L | Annual | Standard GWh | GWh | 0 | 0 | 0 | 0 | 0 | 51354.2909 | 54186.6592
RPS-CES v6.20 Fossil Dispatch Limit - CO | 873 | 7680 | Generation Constraint in GWh | FALSE | L | Annual | Emissions at Affected Plants | GWh | 29113.2625 | 21098.2979 | 21863.8913 | 20669.6776 | 9170.1684 | 14049.9888 | 20070.07
RPS-CES v6.20 Fossil Dispatch Limit - CO | 873 | 7680 | Generation Constraint in GWh | FALSE | L | Annual | Allowances Purchased | GWh | 0 | 0 | 0 | 0 | 0 | 0 | 0
RPS-CES v6.20 Fossil Dispatch Limit - CO | 873 | 7680 | Generation Constraint in GWh | FALSE | L | Annual | Allowances Sold | GWh | 0 | 0 | 0 | 0 | 0 | 0 | 0
RPS-CES v6.20 Fossil Dispatch Limit - CO | 873 | 7680 | Generation Constraint in GWh | FALSE | L | Annual | Allowances Banked | GWh | 0 | 0 | 0 | 0 | 0 | 0 | 0
RPS-CES v6.20 Fossil Dispatch Limit - CO | 873 | 7680 | Generation Constraint in GWh | FALSE | L | Annual | Allowances Withdrawn (1:1) | GWh | 0 | 0 | 0 | 0 | 0 | 0 | 0
RPS-CES v6.20 Fossil Dispatch Limit - CO | 873 | 7680 | Generation Constraint in GWh | FALSE | L | Annual | Allowances Withdrawn (n:1) | GWh | 0 | 0 | 0 | 0 | 0 | 0 | 0
RPS-CES v6.20 Fossil Dispatch Limit - CO | 873 | 7680 | Generation Constraint in GWh | FALSE | L | Annual | Net Emissions Allowance Position | GWh | 29113.2625 | 21098.2979 | 21863.8913 | 20669.6776 | 9170.1684 | 14049.9888 | 20070.07
RPS-CES v6.20 Fossil Dispatch Limit - CO | 873 | 7680 | Generation Constraint in GWh | FALSE | L | Annual | Constraint Shadow Price | US2022$/MWh | 0 | 0 | 0 | 0 | 0 | 0 | 0
RPS-CES v6.20 Fossil Dispatch Limit - NM | 874 | 7681 | Generation Constraint in GWh | FALSE | L | Annual | Seasons Included | Seasons | Winter, Spring, Summer, Fall | Winter, Spring, Summer, Fall | Winter, Spring, Summer, Fall | Winter, Spring, Summer, Fall | Winter, Spring, Summer, Fall | Winter, Spring, Summer, Fall | Winter, Spring, Summer, Fall
RPS-CES v6.20 Fossil Dispatch Limit - NM | 874 | 7681 | Generation Constraint in GWh | FALSE | L | Annual | Standard GWh | GWh | 0 | 0 | 14248.1811 | 11681.541 | 11995.4382 | 6308.7264 | 6746.6062
RPS-CES v6.20 Fossil Dispatch Limit - NM | 874 | 7681 | Generation Constraint in GWh | FALSE | L | Annual | Emissions at Affected Plants | GWh | 13329.8335 | 13426.5111 | 5540.377 | 5636.2237 | 3686.1494 | 5829.4724 | 6746.6062
RPS-CES v6.20 Fossil Dispatch Limit - NM | 874 | 7681 | Generation Constraint in GWh | FALSE | L | Annual | Allowances Purchased | GWh | 0 | 0 | 0 | 0 | 0 | 0 | 0
RPS-CES v6.20 Fossil Dispatch Limit - NM | 874 | 7681 | Generation Constraint in GWh | FALSE | L | Annual | Allowances Sold | GWh | 0 | 0 | 0 | 0 | 0 | 0 | 0
RPS-CES v6.20 Fossil Dispatch Limit - NM | 874 | 7681 | Generation Constraint in GWh | FALSE | L | Annual | Allowances Banked | GWh | 0 | 0 | 0 | 0 | 0 | 0 | 0
RPS-CES v6.20 Fossil Dispatch Limit - NM | 874 | 7681 | Generation Constraint in GWh | FALSE | L | Annual | Allowances Withdrawn (1:1) | GWh | 0 | 0 | 0 | 0 | 0 | 0 | 0
RPS-CES v6.20 Fossil Dispatch Limit - NM | 874 | 7681 | Generation Constraint in GWh | FALSE | L | Annual | Allowances Withdrawn (n:1) | GWh | 0 | 0 | 0 | 0 | 0 | 0 | 0
RPS-CES v6.20 Fossil Dispatch Limit - NM | 874 | 7681 | Generation Constraint in GWh | FALSE | L | Annual | Net Emissions Allowance Position | GWh | 13329.8335 | 13426.5111 | 5540.377 | 5636.2237 | 3686.1494 | 5829.4724 | 6746.6062
RPS-CES v6.20 Fossil Dispatch Limit - NM | 874 | 7681 | Generation Constraint in GWh | FALSE | L | Annual | Constraint Shadow Price | US2022$/MWh | 0 | 0 | 0 | 0 | 0 | 0 | 0.37992
RPS-CES v6.20 Fossil Dispatch Limit - NV | 875 | 7682 | Generation Constraint in GWh | FALSE | L | Annual | Seasons Included | Seasons | Winter, Spring, Summer, Fall | Winter, Spring, Summer, Fall | Winter, Spring, Summer, Fall | Winter, Spring, Summer, Fall | Winter, Spring, Summer, Fall | Winter, Spring, Summer, Fall | Winter, Spring, Summer, Fall
RPS-CES v6.20 Fossil Dispatch Limit - NV | 875 | 7682 | Generation Constraint in GWh | FALSE | L | Annual | Standard GWh | GWh | 0 | 0 | 0 | 0 | 0 | 5873.9168 | 6514.1928
RPS-CES v6.20 Fossil Dispatch Limit - NV | 875 | 7682 | Generation Constraint in GWh | FALSE | L | Annual | Emissions at Affected Plants | GWh | 15358.8072 | 18979.5035 | 18008.4103 | 19006.2581 | 7399.7146 | 5873.9168 | 6514.1928
RPS-CES v6.20 Fossil Dispatch Limit - NV | 875 | 7682 | Generation Constraint in GWh | FALSE | L | Annual | Allowances Purchased | GWh | 0 | 0 | 0 | 0 | 0 | 0 | 0
RPS-CES v6.20 Fossil Dispatch Limit - NV | 875 | 7682 | Generation Constraint in GWh | FALSE | L | Annual | Allowances Sold | GWh | 0 | 0 | 0 | 0 | 0 | 0 | 0
RPS-CES v6.20 Fossil Dispatch Limit - NV | 875 | 7682 | Generation Constraint in GWh | FALSE | L | Annual | Allowances Banked | GWh | 0 | 0 | 0 | 0 | 0 | 0 | 0
RPS-CES v6.20 Fossil Dispatch Limit - NV | 875 | 7682 | Generation Constraint in GWh | FALSE | L | Annual | Allowances Withdrawn (1:1) | GWh | 0 | 0 | 0 | 0 | 0 | 0 | 0
RPS-CES v6.20 Fossil Dispatch Limit - NV | 875 | 7682 | Generation Constraint in GWh | FALSE | L | Annual | Allowances Withdrawn (n:1) | GWh | 0 | 0 | 0 | 0 | 0 | 0 | 0
RPS-CES v6.20 Fossil Dispatch Limit - NV | 875 | 7682 | Generation Constraint in GWh | FALSE | L | Annual | Net Emissions Allowance Position | GWh | 15358.8072 | 18979.5035 | 18008.4103 | 19006.2581 | 7399.7146 | 5873.9168 | 6514.1928
RPS-CES v6.20 Fossil Dispatch Limit - NV | 875 | 7682 | Generation Constraint in GWh | FALSE | L | Annual | Constraint Shadow Price | US2022$/MWh | 0 | 0 | 0 | 0 | 0 | 6.3793 | 5.7822
RPS-CES v6.20 Fossil Dispatch Limit - NY | 876 | 7683 | Generation Constraint in GWh | FALSE | L | Annual | Seasons Included | Seasons | Winter, Spring, Summer, Fall | Winter, Spring, Summer, Fall | Winter, Spring, Summer, Fall | Winter, Spring, Summer, Fall | Winter, Spring, Summer, Fall | Winter, Spring, Summer, Fall | Winter, Spring, Summer, Fall
RPS-CES v6.20 Fossil Dispatch Limit - NY | 876 | 7683 | Generation Constraint in GWh | FALSE | L | Annual | Standard GWh | GWh | 69194.5956 | 58109.4427 | 63363.4699 | 14243.5217 | 15195.3316 | 15924.9953 | 16651.8403
RPS-CES v6.20 Fossil Dispatch Limit - NY | 876 | 7683 | Generation Constraint in GWh | FALSE | L | Annual | Emissions at Affected Plants | GWh | 48789.2457 | 51052.9736 | 36681.6367 | 14243.5217 | 15195.3316 | 15924.9953 | 16651.8403
RPS-CES v6.20 Fossil Dispatch Limit - NY | 876 | 7683 | Generation Constraint in GWh | FALSE | L | Annual | Allowances Purchased | GWh | 0 | 0 | 0 | 0 | 0 | 0 | 0
RPS-CES v6.20 Fossil Dispatch Limit - NY | 876 | 7683 | Generation Constraint in GWh | FALSE | L | Annual | Allowances Sold | GWh | 0 | 0 | 0 | 0 | 0 | 0 | 0
RPS-CES v6.20 Fossil Dispatch Limit - NY | 876 | 7683 | Generation Constraint in GWh | FALSE | L | Annual | Allowances Banked | GWh | 0 | 0 | 0 | 0 | 0 | 0 | 0
RPS-CES v6.20 Fossil Dispatch Limit - NY | 876 | 7683 | Generation Constraint in GWh | FALSE | L | Annual | Allowances Withdrawn (1:1) | GWh | 0 | 0 | 0 | 0 | 0 | 0 | 0
RPS-CES v6.20 Fossil Dispatch Limit - NY | 876 | 7683 | Generation Constraint in GWh | FALSE | L | Annual | Allowances Withdrawn (n:1) | GWh | 0 | 0 | 0 | 0 | 0 | 0 | 0
RPS-CES v6.20 Fossil Dispatch Limit - NY | 876 | 7683 | Generation Constraint in GWh | FALSE | L | Annual | Net Emissions Allowance Position | GWh | 48789.2457 | 51052.9736 | 36681.6367 | 14243.5217 | 15195.3316 | 15924.9953 | 16651.8403
RPS-CES v6.20 Fossil Dispatch Limit - NY | 876 | 7683 | Generation Constraint in GWh | FALSE | L | Annual | Constraint Shadow Price | US2022$/MWh | 0 | 0 | 0 | 4.9509 | 3.9171 | 3.8411 | 2.2201
RPS-CES v6.20 Fossil Dispatch Limit - VA | 877 | 7684 | Generation Constraint in GWh | FALSE | L | Annual | Seasons Included | Seasons | Winter, Spring, Summer, Fall | Winter, Spring, Summer, Fall | Winter, Spring, Summer, Fall | Winter, Spring, Summer, Fall | Winter, Spring, Summer, Fall | Winter, Spring, Summer, Fall | Winter, Spring, Summer, Fall
RPS-CES v6.20 Fossil Dispatch Limit - VA | 877 | 7684 | Generation Constraint in GWh | FALSE | L | Annual | Standard GWh | GWh | 0 | 0 | 0 | 66893.393 | 44217.6738 | 42019.1061 | 44149.4785
RPS-CES v6.20 Fossil Dispatch Limit - VA | 877 | 7684 | Generation Constraint in GWh | FALSE | L | Annual | Emissions at Affected Plants | GWh | 57657.9934 | 57327.2314 | 43573.1543 | 24132.3991 | 18292.7171 | 10594.6371 | 15192.3616
RPS-CES v6.20 Fossil Dispatch Limit - VA | 877 | 7684 | Generation Constraint in GWh | FALSE | L | Annual | Allowances Purchased | GWh | 0 | 0 | 0 | 0 | 0 | 0 | 0
RPS-CES v6.20 Fossil Dispatch Limit - VA | 877 | 7684 | Generation Constraint in GWh | FALSE | L | Annual | Allowances Sold | GWh | 0 | 0 | 0 | 0 | 0 | 0 | 0
RPS-CES v6.20 Fossil Dispatch Limit - VA | 877 | 7684 | Generation Constraint in GWh | FALSE | L | Annual | Allowances Banked | GWh | 0 | 0 | 0 | 0 | 0 | 0 | 0
RPS-CES v6.20 Fossil Dispatch Limit - VA | 877 | 7684 | Generation Constraint in GWh | FALSE | L | Annual | Allowances Withdrawn (1:1) | GWh | 0 | 0 | 0 | 0 | 0 | 0 | 0
RPS-CES v6.20 Fossil Dispatch Limit - VA | 877 | 7684 | Generation Constraint in GWh | FALSE | L | Annual | Allowances Withdrawn (n:1) | GWh | 0 | 0 | 0 | 0 | 0 | 0 | 0
RPS-CES v6.20 Fossil Dispatch Limit - VA | 877 | 7684 | Generation Constraint in GWh | FALSE | L | Annual | Net Emissions Allowance Position | GWh | 57657.9934 | 57327.2314 | 43573.1543 | 24132.3991 | 18292.7171 | 10594.6371 | 15192.3616
RPS-CES v6.20 Fossil Dispatch Limit - VA | 877 | 7684 | Generation Constraint in GWh | FALSE | L | Annual | Constraint Shadow Price | US2022$/MWh | 0 | 0 | 0 | 0 | 0 | 0 | 0
RPS-CES v6.20 Fossil Dispatch Limit - WA | 878 | 7685 | Generation Constraint in GWh | FALSE | L | Annual | Seasons Included | Seasons | Winter, Spring, Summer, Fall | Winter, Spring, Summer, Fall | Winter, Spring, Summer, Fall | Winter, Spring, Summer, Fall | Winter, Spring, Summer, Fall | Winter, Spring, Summer, Fall | Winter, Spring, Summer, Fall
RPS-CES v6.20 Fossil Dispatch Limit - WA | 878 | 7685 | Generation Constraint in GWh | FALSE | L | Annual | Standard GWh | GWh | 0 | 10675.7036 | 11704.4932 | 12796.2789 | 14034.5571 | 15264.4862 | 16481.2391
RPS-CES v6.20 Fossil Dispatch Limit - WA | 878 | 7685 | Generation Constraint in GWh | FALSE | L | Annual | Emissions at Affected Plants | GWh | 8727.5015 | 10675.7036 | 11704.4932 | 12214.3849 | 8381.07 | 7945.0759 | 8058.8964
RPS-CES v6.20 Fossil Dispatch Limit - WA | 878 | 7685 | Generation Constraint in GWh | FALSE | L | Annual | Allowances Purchased | GWh | 0 | 0 | 0 | 0 | 0 | 0 | 0
RPS-CES v6.20 Fossil Dispatch Limit - WA | 878 | 7685 | Generation Constraint in GWh | FALSE | L | Annual | Allowances Sold | GWh | 0 | 0 | 0 | 0 | 0 | 0 | 0
RPS-CES v6.20 Fossil Dispatch Limit - WA | 878 | 7685 | Generation Constraint in GWh | FALSE | L | Annual | Allowances Banked | GWh | 0 | 0 | 0 | 0 | 0 | 0 | 0
RPS-CES v6.20 Fossil Dispatch Limit - WA | 878 | 7685 | Generation Constraint in GWh | FALSE | L | Annual | Allowances Withdrawn (1:1) | GWh | 0 | 0 | 0 | 0 | 0 | 0 | 0
RPS-CES v6.20 Fossil Dispatch Limit - WA | 878 | 7685 | Generation Constraint in GWh | FALSE | L | Annual | Allowances Withdrawn (n:1) | GWh | 0 | 0 | 0 | 0 | 0 | 0 | 0
RPS-CES v6.20 Fossil Dispatch Limit - WA | 878 | 7685 | Generation Constraint in GWh | FALSE | L | Annual | Net Emissions Allowance Position | GWh | 8727.5015 | 10675.7036 | 11704.4932 | 12214.3849 | 8381.07 | 7945.0759 | 8058.8964
RPS-CES v6.20 Fossil Dispatch Limit - WA | 878 | 7685 | Generation Constraint in GWh | FALSE | L | Annual | Constraint Shadow Price | US2022$/MWh | 0 | 2.4369 | 3.1007 | 0 | 0 | 0 | 0
RPS-CES v6.21 Fossil Dispatch Limit - IL | 879 | 7739 | Generation Constraint in GWh | FALSE | L | Annual | Seasons Included | Seasons | Winter, Spring, Summer, Fall | Winter, Spring, Summer, Fall | Winter, Spring, Summer, Fall | Winter, Spring, Summer, Fall | Winter, Spring, Summer, Fall | Winter, Spring, Summer, Fall | Winter, Spring, Summer, Fall
RPS-CES v6.21 Fossil Dispatch Limit - IL | 879 | 7739 | Generation Constraint in GWh | FALSE | L | Annual | Standard GWh | GWh | 0 | 0 | 0 | 91211.6933 | 94870.0562 | 11250.9481 | 11710.4201
RPS-CES v6.21 Fossil Dispatch Limit - IL | 879 | 7739 | Generation Constraint in GWh | FALSE | L | Annual | Emissions at Affected Plants | GWh | 0 | 0 | 0 | 7617.3462 | 22.544 | 97.892 | 112.9423
RPS-CES v6.21 Fossil Dispatch Limit - IL | 879 | 7739 | Generation Constraint in GWh | FALSE | L | Annual | Allowances Purchased | GWh | 0 | 0 | 0 | 0 | 0 | 0 | 0
RPS-CES v6.21 Fossil Dispatch Limit - IL | 879 | 7739 | Generation Constraint in GWh | FALSE | L | Annual | Allowances Sold | GWh | 0 | 0 | 0 | 0 | 0 | 0 | 0
RPS-CES v6.21 Fossil Dispatch Limit - IL | 879 | 7739 | Generation Constraint in GWh | FALSE | L | Annual | Allowances Banked | GWh | 0 | 0 | 0 | 0 | 0 | 0 | 0
RPS-CES v6.21 Fossil Dispatch Limit - IL | 879 | 7739 | Generation Constraint in GWh | FALSE | L | Annual | Allowances Withdrawn (1:1) | GWh | 0 | 0 | 0 | 0 | 0 | 0 | 0
RPS-CES v6.21 Fossil Dispatch Limit - IL | 879 | 7739 | Generation Constraint in GWh | FALSE | L | Annual | Allowances Withdrawn (n:1) | GWh | 0 | 0 | 0 | 0 | 0 | 0 | 0
RPS-CES v6.21 Fossil Dispatch Limit - IL | 879 | 7739 | Generation Constraint in GWh | FALSE | L | Annual | Net Emissions Allowance Position | GWh | 0 | 0 | 0 | 7617.3462 | 22.544 | 97.892 | 112.9423
RPS-CES v6.21 Fossil Dispatch Limit - IL | 879 | 7739 | Generation Constraint in GWh | FALSE | L | Annual | Constraint Shadow Price | US2022$/MWh | 0 | 0 | 0 | 0 | 0 | 0 | 0
RPS-CES v6.21 Fossil Dispatch Limit - OR | 880 | 7740 | Generation Constraint in GWh | FALSE | L | Annual | Seasons Included | Seasons | Winter, Spring, Summer, Fall | Winter, Spring, Summer, Fall | Winter, Spring, Summer, Fall | Winter, Spring, Summer, Fall | Winter, Spring, Summer, Fall | Winter, Spring, Summer, Fall | Winter, Spring, Summer, Fall
RPS-CES v6.21 Fossil Dispatch Limit - OR | 880 | 7740 | Generation Constraint in GWh | FALSE | L | Annual | Standard GWh | GWh | 0 | 0 | 0 | 7529.5398 | 8258.1629 | 8981.8733 | 9697.8306
RPS-CES v6.21 Fossil Dispatch Limit - OR | 880 | 7740 | Generation Constraint in GWh | FALSE | L | Annual | Emissions at Affected Plants | GWh | 15808.9088 | 3769.1725 | 1792.2859 | 0 | 0 | 0 | 0
RPS-CES v6.21 Fossil Dispatch Limit - OR | 880 | 7740 | Generation Constraint in GWh | FALSE | L | Annual | Allowances Purchased | GWh | 0 | 0 | 0 | 0 | 0 | 0 | 0
RPS-CES v6.21 Fossil Dispatch Limit - OR | 880 | 7740 | Generation Constraint in GWh | FALSE | L | Annual | Allowances Sold | GWh | 0 | 0 | 0 | 0 | 0 | 0 | 0
RPS-CES v6.21 Fossil Dispatch Limit - OR | 880 | 7740 | Generation Constraint in GWh | FALSE | L | Annual | Allowances Banked | GWh | 0 | 0 | 0 | 0 | 0 | 0 | 0
RPS-CES v6.21 Fossil Dispatch Limit - OR | 880 | 7740 | Generation Constraint in GWh | FALSE | L | Annual | Allowances Withdrawn (1:1) | GWh | 0 | 0 | 0 | 0 | 0 | 0 | 0
RPS-CES v6.21 Fossil Dispatch Limit - OR | 880 | 7740 | Generation Constraint in GWh | FALSE | L | Annual | Allowances Withdrawn (n:1) | GWh | 0 | 0 | 0 | 0 | 0 | 0 | 0
RPS-CES v6.21 Fossil Dispatch Limit - OR | 880 | 7740 | Generation Constraint in GWh | FALSE | L | Annual | Net Emissions Allowance Position | GWh | 15808.9088 | 3769.1725 | 1792.2859 | 0 | 0 | 0 | 0
RPS-CES v6.21 Fossil Dispatch Limit - OR | 880 | 7740 | Generation Constraint in GWh | FALSE | L | Annual | Constraint Shadow Price | US2022$/MWh | 0 | 0 | 0 | 0 | 0 | 0 | 0
Texas BART FIP v6.17 | 881 | 7538 | Rate Constraint in MTons | FALSE | L | Annual | Seasons Included | Seasons | Winter, Spring, Summer, Fall | Winter, Spring, Summer, Fall | Winter, Spring, Summer, Fall | Winter, Spring, Summer, Fall | Winter, Spring, Summer, Fall | Winter, Spring, Summer, Fall | Winter, Spring, Summer, Fall
Texas BART FIP v6.17 | 881 | 7538 | Rate Constraint in MTons | FALSE | L | Annual | Standard SO2 | Thousand Tons | 248.393 | 248.393 | 248.393 | 248.393 | 248.393 | 248.393 | 248.393
Texas BART FIP v6.17 | 881 | 7538 | Rate Constraint in MTons | FALSE | L | Annual | Emissions at Affected Plants SO2 | Thousand Tons | 4.6992 | 9.6853 | 2.6987 | 2.5305 | 1.3786 | 3.2245 | 8.7509
Texas BART FIP v6.17 | 881 | 7538 | Rate Constraint in MTons | FALSE | L | Annual | Allowances Purchased SO2 | Thousand Tons | 0 | 0 | 0 | 0 | 0 | 0 | 0
Texas BART FIP v6.17 | 881 | 7538 | Rate Constraint in MTons | FALSE | L | Annual | Allowances Sold SO2 | Thousand Tons | 0 | 0 | 0 | 0 | 0 | 0 | 0
Texas BART FIP v6.17 | 881 | 7538 | Rate Constraint in MTons | FALSE | L | Annual | Allowances Banked | Thousand Tons | 0 | 0 | 0 | 0 | 0 | 0 | 0
Texas BART FIP v6.17 | 881 | 7538 | Rate Constraint in MTons | FALSE | L | Annual | Allowances Withdrawn (1:1) | Thousand Tons | 0 | 0 | 0 | 0 | 0 | 0 | 0
Texas BART FIP v6.17 | 881 | 7538 | Rate Constraint in MTons | FALSE | L | Annual | Allowances Withdrawn (n:1) | Thousand Tons | 0 | 0 | 0 | 0 | 0 | 0 | 0
Texas BART FIP v6.17 | 881 | 7538 | Rate Constraint in MTons | FALSE | L | Annual | Net Emissions Allowance Position | Thousand Tons | 4.6992 | 9.6853 | 2.6987 | 2.5305 | 1.3786 | 3.2245 | 8.7509
Texas BART FIP v6.17 | 881 | 7538 | Rate Constraint in MTons | FALSE | L | Annual | Fuel Consumed | TBtu | 130.2255 | 159.354 | 115.3238 | 88.5032 | 37.0916 | 65.5582 | 89.7208
Texas BART FIP v6.17 | 881 | 7538 | Rate Constraint in MTons | FALSE | L | Annual | Rate | lb/MMBtu | 0.07217 | 0.12156 | 0.046803 | 0.057185 | 0.074337 | 0.098372 | 0.19507
Texas BART FIP v6.17 | 881 | 7538 | Rate Constraint in MTons | FALSE | L | Annual | Generation | TWh | 17.7462 | 20.836 | 13.688 | 12.1884 | 7.7253 | 13.5555 | 16.7275
Texas BART FIP v6.17 | 881 | 7538 | Rate Constraint in MTons | FALSE | L | Annual | Qualifying Generation | TWh | 17.7462 | 20.836 | 13.688 | 9.2747 | 4.8122 | 8.6002 | 10.9969
Texas BART FIP v6.17 | 881 | 7538 | Rate Constraint in MTons | FALSE | L | Annual | Rate | lb/MWh | 0.5296 | 0.92967 | 0.39432 | 0.54568 | 0.57298 | 0.74988 | 1.5915
Texas BART FIP v6.17 | 881 | 7538 | Rate Constraint in MTons | FALSE | L | Annual | Constraint Shadow Price | US2022$/Ton | 0 | 0 | 0 | 0 | 0 | 0 | 0
Texas East - NOX Cap Annual v3.1 | 882 | 7358 | Rate Constraint in MTons | FALSE | L | Annual | Seasons Included | Seasons | Winter, Spring, Summer, Fall | Winter, Spring, Summer, Fall | Winter, Spring, Summer, Fall | Winter, Spring, Summer, Fall | Winter, Spring, Summer, Fall | Winter, Spring, Summer, Fall | Winter, Spring, Summer, Fall
Texas East - NOX Cap Annual v3.1 | 882 | 7358 | Rate Constraint in MTons | FALSE | L | Annual | Standard NOX | Thousand Tons | 84.5 | 84.5 | 84.5 | 84.5 | 84.5 | 84.5 | 84.5
Texas East - NOX Cap Annual v3.1 | 882 | 7358 | Rate Constraint in MTons | FALSE | L | Annual | Emissions at Affected Plants NOX | Thousand Tons | 0.43074 | 0.43071 | 0.25249 | 0.24563 | 0.2405 | 0.2478 | 0.24874
Texas East - NOX Cap Annual v3.1 | 882 | 7358 | Rate Constraint in MTons | FALSE | L | Annual | Allowances Purchased NOX | Thousand Tons | 0 | 0 | 0 | 0 | 0 | 0 | 0
Texas East - NOX Cap Annual v3.1 | 882 | 7358 | Rate Constraint in MTons | FALSE | L | Annual | Allowances Sold NOX | Thousand Tons | 0 | 0 | 0 | 0 | 0 | 0 | 0
Texas East - NOX Cap Annual v3.1 | 882 | 7358 | Rate Constraint in MTons | FALSE | L | Annual | Allowances Banked | Thousand Tons | 0 | 0 | 0 | 0 | 0 | 0 | 0
Texas East - NOX Cap Annual v3.1 | 882 | 7358 | Rate Constraint in MTons | FALSE | L | Annual | Allowances Withdrawn (1:1) | Thousand Tons | 0 | 0 | 0 | 0 | 0 | 0 | 0
Texas East - NOX Cap Annual v3.1 | 882 | 7358 | Rate Constraint in MTons | FALSE | L | Annual | Allowances Withdrawn (n:1) | Thousand Tons | 0 | 0 | 0 | 0 | 0 | 0 | 0
Texas East - NOX Cap Annual v3.1 | 882 | 7358 | Rate Constraint in MTons | FALSE | L | Annual | Net Emissions Allowance Position | Thousand Tons | 0.43074 | 0.43071 | 0.25249 | 0.24563 | 0.2405 | 0.2478 | 0.24874
Texas East - NOX Cap Annual v3.1 | 882 | 7358 | Rate Constraint in MTons | FALSE | L | Annual | Fuel Consumed | TBtu | 13.3791 | 13.3755 | 6.5217 | 6.2648 | 6.0744 | 6.3454 | 6.3803
Texas East - NOX Cap Annual v3.1 | 882 | 7358 | Rate Constraint in MTons | FALSE | L | Annual | Rate | lb/MMBtu | 0.064391 | 0.064404 | 0.07743 | 0.078415 | 0.079183 | 0.078104 | 0.077972
Texas East - NOX Cap Annual v3.1 | 882 | 7358 | Rate Constraint in MTons | FALSE | L | Annual | Generation | TWh | 1.1969 | 1.1964 | 0.58931 | 0.54282 | 0.50819 | 0.55747 | 0.56382
Texas East - NOX Cap Annual v3.1 | 882 | 7358 | Rate Constraint in MTons | FALSE | L | Annual | Qualifying Generation | TWh | 1.1969 | 1.1964 | 0.58931 | 0.54282 | 0.50819 | 0.55747 | 0.56382
Texas East - NOX Cap Annual v3.1 | 882 | 7358 | Rate Constraint in MTons | FALSE | L | Annual | Rate | lb/MWh | 0.71977 | 0.71999 | 0.85689 | 0.90502 | 0.94648 | 0.88903 | 0.88236
Texas East - NOX Cap Annual v3.1 | 882 | 7358 | Rate Constraint in MTons | FALSE | L | Annual | Constraint Shadow Price | US2022$/Ton | 0 | 0 | 0 | 0 | 0 | 0 | 0
Texas East - SO2 Cap Annual v3.1 | 883 | 7359 | Rate Constraint in MTons | FALSE | L | Annual | Seasons Included | Seasons | Winter, Spring, Summer, Fall | Winter, Spring, Summer, Fall | Winter, Spring, Summer, Fall | Winter, Spring, Summer, Fall | Winter, Spring, Summer, Fall | Winter, Spring, Summer, Fall | Winter, Spring, Summer, Fall
Texas East - SO2 Cap Annual v3.1 | 883 | 7359 | Rate Constraint in MTons | FALSE | L | Annual | Standard SO2 | Thousand Tons | 273.95 | 273.95 | 273.95 | 273.95 | 273.95 | 273.95 | 273.95
Texas East - SO2 Cap Annual v3.1 | 883 | 7359 | Rate Constraint in MTons | FALSE | L | Annual | Emissions at Affected Plants SO2 | Thousand Tons | 0 | 0 | 0 | 0 | 0 | 0 | 0
Texas East - SO2 Cap Annual v3.1 | 883 | 7359 | Rate Constraint in MTons | FALSE | L | Annual | Allowances Purchased SO2 | Thousand Tons | 0 | 0 | 0 | 0 | 0 | 0 | 0
Texas East - SO2 Cap Annual v3.1 | 883 | 7359 | Rate Constraint in MTons | FALSE | L | Annual | Allowances Sold SO2 | Thousand Tons | 0 | 0 | 0 | 0 | 0 | 0 | 0
Texas East - SO2 Cap Annual v3.1 | 883 | 7359 | Rate Constraint in MTons | FALSE | L | Annual | Allowances Banked | Thousand Tons | 273.95 | 273.95 | 456.5833 | 547.9 | 547.9 | 547.9 | 0
Texas East - SO2 Cap Annual v3.1 | 883 | 7359 | Rate Constraint in MTons | FALSE | L | Annual | Allowances Withdrawn (1:1) | Thousand Tons | 0 | 0 | -182.6333 | -273.95 | -273.95 | -273.95 | 0
Texas East - SO2 Cap Annual v3.1 | 883 | 7359 | Rate Constraint in MTons | FALSE | L | Annual | Allowances Withdrawn (n:1) | Thousand Tons | 0 | 0 | 0 | 0 | 0 | 0 | 0
Texas East - SO2 Cap Annual v3.1 | 883 | 7359 | Rate Constraint in MTons | FALSE | L | Annual | Net Emissions Allowance Position | Thousand Tons | 273.95 | 273.95 | 273.95 | 273.95 | 273.95 | 273.95 | 0
Texas East - SO2 Cap Annual v3.1 | 883 | 7359 | Rate Constraint in MTons | FALSE | L | Annual | Fuel Consumed | TBtu | 13.3791 | 13.3755 | 6.5217 | 6.2648 | 6.0744 | 6.3454 | 6.3803
Texas East - SO2 Cap Annual v3.1 | 883 | 7359 | Rate Constraint in MTons | FALSE | L | Annual | Rate | lb/MMBtu | 0 | 0 | 0 | 0 | 0 | 0 | 0
Texas East - SO2 Cap Annual v3.1 | 883 | 7359 | Rate Constraint in MTons | FALSE | L | Annual | Generation | TWh | 1.1969 | 1.1964 | 0.58931 | 0.54282 | 0.50819 | 0.55747 | 0.56382
Texas East - SO2 Cap Annual v3.1 | 883 | 7359 | Rate Constraint in MTons | FALSE | L | Annual | Qualifying Generation | TWh | 1.1969 | 1.1964 | 0.58931 | 0.54282 | 0.50819 | 0.55747 | 0.56382
Texas East - SO2 Cap Annual v3.1 | 883 | 7359 | Rate Constraint in MTons | FALSE | L | Annual | Rate | lb/MWh | 0 | 0 | 0 | 0 | 0 | 0 | 0
Texas East - SO2 Cap Annual v3.1 | 883 | 7359 | Rate Constraint in MTons | FALSE | L | Annual | Constraint Shadow Price | US2022$/Ton | 0 | 0 | 0 | 0 | 0 | 0 | 0
Texas El Paso - NOX Cap Annual v3.1 | 884 | 7361 | Rate Constraint in MTons | FALSE | L | Annual | Seasons Included | Seasons | Winter, Spring, Summer, Fall | Winter, Spring, Summer, Fall | Winter, Spring, Summer, Fall | Winter, Spring, Summer, Fall | Winter, Spring, Summer, Fall | Winter, Spring, Summer, Fall | Winter, Spring, Summer, Fall
Texas El Paso - NOX Cap Annual v3.1 | 884 | 7361 | Rate Constraint in MTons | FALSE | L | Annual | Standard NOX | Thousand Tons | 1.06 | 1.06 | 1.06 | 1.06 | 1.06 | 1.06 | 1.06
Texas El Paso - NOX Cap Annual v3.1 | 884 | 7361 | Rate Constraint in MTons | FALSE | L | Annual | Emissions at Affected Plants NOX | Thousand Tons | 0.015644 | 0.016855 | 0 | 0 | 0 | 0 | 0
Texas El Paso - NOX Cap Annual v3.1 | 884 | 7361 | Rate Constraint in MTons | FALSE | L | Annual | Allowances Purchased NOX | Thousand Tons | 0 | 0 | 0 | 0 | 0 | 0 | 0
Texas El Paso - NOX Cap Annual v3.1 | 884 | 7361 | Rate Constraint in MTons | FALSE | L | Annual | Allowances Sold NOX | Thousand Tons | 0 | 0 | 0 | 0 | 0 | 0 | 0
Texas El Paso - NOX Cap Annual v3.1 | 884 | 7361 | Rate Constraint in MTons | FALSE | L | Annual | Allowances Banked | Thousand Tons | 0 | 1.0431 | 0.35895 | 0 | 1.06 | 0 | 0
Texas El Paso - NOX Cap Annual v3.1 | 884 | 7361 | Rate Constraint in MTons | FALSE | L | Annual | Allowances Withdrawn (1:1) | Thousand Tons | 0 | 0 | 0 | -1.06 | 0 | -1.06 | 0
Texas El Paso - NOX Cap Annual v3.1 | 884 | 7361 | Rate Constraint in MTons | FALSE | L | Annual | Allowances Withdrawn (n:1) | Thousand Tons | 0 | 0 | 0 | 0 | 0 | 0 | 0
Texas El Paso - NOX Cap Annual v3.1 | 884 | 7361 | Rate Constraint in MTons | FALSE | L | Annual | Net Emissions Allowance Position | Thousand Tons | 0.015644 | 1.06 | 0.35895 | -1.06 | 1.06 | -1.06 | 0
Texas El Paso - NOX Cap Annual v3.1 | 884 | 7361 | Rate Constraint in MTons | FALSE | L | Annual | Fuel Consumed | TBtu | 0.19851 | 0.21231 | 0 | 0 | 0 | 0 | 0
Texas El Paso - NOX Cap Annual v3.1 | 884 | 7361 | Rate Constraint in MTons | FALSE | L | Annual | Rate | lb/MMBtu | 0.15761 | 0.15878 | 0 | 0 | 0 | 0 | 0
Texas El Paso - NOX Cap Annual v3.1 | 884 | 7361 | Rate Constraint in MTons | FALSE | L | Annual | Generation | TWh | 0.016644 | 0.018156 | 0 | 0 | 0 | 0 | 0
Texas El Paso - NOX Cap Annual v3.1 | 884 | 7361 | Rate Constraint in MTons | FALSE | L | Annual | Qualifying Generation | TWh | 0.016644 | 0.018156 | 0 | 0 | 0 | 0 | 0
Texas El Paso - NOX Cap Annual v3.1 | 884 | 7361 | Rate Constraint in MTons | FALSE | L | Annual | Rate | lb/MWh | 1.8798 | 1.8567 | 0 | 0 | 0 | 0 | 0
Texas El Paso - NOX Cap Annual v3.1 | 884 | 7361 | Rate Constraint in MTons | FALSE | L | Annual | Constraint Shadow Price | US2022$/Ton | 0 | 0 | 0 | 0 | 0 | 0 | 0
Texas Houston - NOX Cap Annual v3.1 | 885 | 7362 | Rate Constraint in MTons | FALSE | L | Annual | Seasons Included | Seasons | Winter, Spring, Summer, Fall | Winter, Spring, Summer, Fall | Winter, Spring, Summer, Fall | Winter, Spring, Summer, Fall | Winter, Spring, Summer, Fall | Winter, Spring, Summer, Fall | Winter, Spring, Summer, Fall
Texas Houston - NOX Cap Annual v3.1 | 885 | 7362 | Rate Constraint in MTons | FALSE | L | Annual | Standard NOX | Thousand Tons | 17.57 | 17.57 | 17.57 | 17.57 | 17.57 | 17.57 | 17.57
Texas Houston - NOX Cap Annual v3.1 | 885 | 7362 | Rate Constraint in MTons | FALSE | L | Annual | Emissions at Affected Plants NOX | Thousand Tons | 5.0824 | 5.4826 | 3.551 | 1.319 | 0.46139 | 1.6494 | 2.8924
Texas Houston - NOX Cap Annual v3.1 | 885 | 7362 | Rate Constraint in MTons | FALSE | L | Annual | Allowances Purchased NOX | Thousand Tons | 0 | 0 | 0 | 0 | 0 | 0 | 0
Texas Houston - NOX Cap Annual v3.1 | 885 | 7362 | Rate Constraint in MTons | FALSE | L | Annual | Allowances Sold NOX | Thousand Tons | 0 | 0 | 0 | 0 | 0 | 0 | 0
Texas Houston - NOX Cap Annual v3.1 | 885 | 7362 | Rate Constraint in MTons | FALSE | L | Annual | Allowances Banked | Thousand Tons | 0 | 0 | 0 | 0 | 0 | 0 | 0
Texas Houston - NOX Cap Annual v3.1 | 885 | 7362 | Rate Constraint in MTons | FALSE | L | Annual | Allowances Withdrawn (1:1) | Thousand Tons | 0 | 0 | 0 | 0 | 0 | 0 | 0
Texas Houston - NOX Cap Annual v3.1 | 885 | 7362 | Rate Constraint in MTons | FALSE | L | Annual | Allowances Withdrawn (n:1) | Thousand Tons | 0 | 0 | 0 | 0 | 0 | 0 | 0
Texas Houston - NOX Cap Annual v3.1 | 885 | 7362 | Rate Constraint in MTons | FALSE | L | Annual | Net Emissions Allowance Position | Thousand Tons | 5.0824 | 5.4826 | 3.551 | 1.319 | 0.46139 | 1.6494 | 2.8924
Texas Houston - NOX Cap Annual v3.1 | 885 | 7362 | Rate Constraint in MTons | FALSE | L | Annual | Fuel Consumed | TBtu | 382.2822 | 400.4129 | 266.8073 | 96.0853 | 40.2086 | 125.108 | 191.822
Texas Houston - NOX Cap Annual v3.1 | 885 | 7362 | Rate Constraint in MTons | FALSE | L | Annual | Rate | lb/MMBtu | 0.02659 | 0.027385 | 0.026618 | 0.027454 | 0.02295 | 0.026368 | 0.030158
Texas Houston - NOX Cap Annual v3.1 | 885 | 7362 | Rate Constraint in MTons | FALSE | L | Annual | Generation | TWh | 59.9206 | 61.659 | 43.038 | 15.1736 | 5.9967 | 19.9246 | 29.4305
Texas Houston - NOX Cap Annual v3.1 | 885 | 7362 | Rate Constraint in MTons | FALSE | L | Annual | Qualifying Generation | TWh | 59.9206 | 61.659 | 43.038 | 15.1736 | 5.9967 | 19.9246 | 29.4305
Texas Houston - NOX Cap Annual v3.1 | 885 | 7362 | Rate Constraint in MTons | FALSE | L | Annual | Rate | lb/MWh | 0.16964 | 0.17784 | 0.16502 | 0.17385 | 0.15388 | 0.16557 | 0.19656
Texas Houston - NOX Cap Annual v3.1 | 885 | 7362 | Rate Constraint in MTons | FALSE | L | Annual | Constraint Shadow Price | US2022$/Ton | 0 | 0 | 0 | 0 | 0 | 0 | 0
Texas West - NOX Cap Annual v3.1 | 886 | 7360 | Rate Constraint in MTons | FALSE | L | Annual | Seasons Included | Seasons | Winter, Spring, Summer, Fall | Winter, Spring, Summer, Fall | Winter, Spring, Summer, Fall | Winter, Spring, Summer, Fall | Winter, Spring, Summer, Fall | Winter, Spring, Summer, Fall | Winter, Spring, Summer, Fall
Texas West - NOX Cap Annual v3.1 | 886 | 7360 | Rate Constraint in MTons | FALSE | L | Annual | Standard NOX | Thousand Tons | 18.1 | 18.1 | 18.1 | 18.1 | 18.1 | 18.1 | 18.1
Texas West - NOX Cap Annual v3.1 | 886 | 7360 | Rate Constraint in MTons | FALSE | L | Annual | Emissions at Affected Plants NOX | Thousand Tons | 0.22329 | 0.1582 | 0.097894 | 0.097894 | 0.097894 | 0.097894 | 0.097894
Texas West - NOX Cap Annual v3.1 | 886 | 7360 | Rate Constraint in MTons | FALSE | L | Annual | Allowances Purchased NOX | Thousand Tons | 0 | 0 | 0 | 0 | 0 | 0 | 0
Texas West - NOX Cap Annual v3.1 | 886 | 7360 | Rate Constraint in MTons | FALSE | L | Annual | Allowances Sold NOX | Thousand Tons | 0 | 0 | 0 | 0 | 0 | 0 | 0
Texas West - NOX Cap Annual v3.1 | 886 | 7360 | Rate Constraint in MTons | FALSE | L | Annual | Allowances Banked | Thousand Tons | 0 | 17.9418 | 9.1027 | 0 | 0 | 0 | 0
Texas West - NOX Cap Annual v3.1 | 886 | 7360 | Rate Constraint in MTons | FALSE | L | Annual | Allowances Withdrawn (1:1) | Thousand Tons | 0 | 0 | 0 | 0 | 0 | -18.1 | 0
Texas West - NOX Cap Annual v3.1 | 886 | 7360 | Rate Constraint in MTons | FALSE | L | Annual | Allowances Withdrawn (n:1) | Thousand Tons | 0 | 0 | 0 | 0 | 0 | 0 | 0
Texas West - NOX Cap Annual v3.1 | 886 | 7360 | Rate Constraint in MTons | FALSE | L | Annual | Net Emissions Allowance Position | Thousand Tons | 0.22329 | 18.1 | 9.2006 | 0.097894 | 0.097894 | -18.0021 | 0.097894
Texas West - NOX Cap Annual v3.1 | 886 | 7360 | Rate Constraint in MTons | FALSE | L | Annual | Fuel Consumed | TBtu | 2.4464 | 1.5161 | 0.72302 | 0.72302 | 0.72302 | 0.72302 | 0.72302
Texas West - NOX Cap Annual v3.1 | 886 | 7360 | Rate Constraint in MTons | FALSE | L | Annual | Rate | lb/MMBtu | 0.18255 | 0.2087 | 0.27079 | 0.27079 | 0.27079 | 0.27079 | 0.27079
Texas West - NOX Cap Annual v3.1 | 886 | 7360 | Rate Constraint in MTons | FALSE | L | Annual | Generation | TWh | 0.20529 | 0.12787 | 0.061154 | 0.061154 | 0.061154 | 0.061154 | 0.061154
Texas West - NOX Cap Annual v3.1 | 886 | 7360 | Rate Constraint in MTons | FALSE | L | Annual | Qualifying Generation | TWh | 0.20529 | 0.12787 | 0.061154 | 0.061154 | 0.061154 | 0.061154 | 0.061154
Texas West - NOX Cap Annual v3.1 | 886 | 7360 | Rate Constraint in MTons | FALSE | L | Annual | Rate | lb/MWh | 2.1754 | 2.4745 | 3.2016 | 3.2016 | 3.2016 | 3.2016 | 3.2016
Texas West - NOX Cap Annual v3.1 | 886 | 7360 | Rate Constraint in MTons | FALSE | L | Annual | Constraint Shadow Price | US2022$/Ton | 0 | 0 | 0 | 0 | 0 | 0 | 0
Unit Comanche 3 - NOX Rate Annual v3.1, Unit 2559 and retrofits | 887 | 7267 | Rate Constraint in lbs/MMBtu | FALSE | L | Annual | Seasons Included | Seasons | Winter, Spring, Summer, Fall | Winter, Spring, Summer, Fall | Winter, Spring, Summer, Fall | Winter, Spring, Summer, Fall | Winter, Spring, Summer, Fall | Winter, Spring, Summer, Fall | Winter, Spring, Summer, Fall
Unit Comanche 3 - NOX Rate Annual v3.1, Unit 2559 and retrofits | 887 | 7267 | Rate Constraint in lbs/MMBtu | FALSE | L | Annual | Standard NOX | lb/MMBtu | 0.08 | 0.08 | 0.08 | 0.08 | 0.08 | 0.08 | 0.08
Unit Comanche 3 - NOX Rate Annual v3.1, Unit 2559 and retrofits | 887 | 7267 | Rate Constraint in lbs/MMBtu | FALSE | L | Annual | Emissions at Affected Plants NOX | Thousand Tons | 0.71902 | 0.22666 | 0 | 0 | 0 | 0 | 0
Unit Comanche 3 - NOX Rate Annual v3.1, Unit 2559 and retrofits | 887 | 7267 | Rate Constraint in lbs/MMBtu | FALSE | L | Annual | Allowances Purchased NOX | Thousand Tons | 0 | 0 | 0 | 0 | 0 | 0 | 0
Unit Comanche 3 - NOX Rate Annual v3.1, Unit 2559 and retrofits | 887 | 7267 | Rate Constraint in lbs/MMBtu | FALSE | L | Annual | Allowances Sold NOX | Thousand Tons | 0 | 0 | 0 | 0 | 0 | 0 | 0
Unit Comanche 3 - NOX Rate Annual v3.1, Unit 2559 and retrofits | 887 | 7267 | Rate Constraint in lbs/MMBtu | FALSE | L | Annual | Allowances Banked | Thousand Tons | 0 | 0 | 0 | 0 | 0 | 0 | 0
Unit Comanche 3 - NOX Rate Annual v3.1, Unit 2559 and retrofits | 887 | 7267 | Rate Constraint in lbs/MMBtu | FALSE | L | Annual | Allowances Withdrawn (1:1) | Thousand Tons | 0 | 0 | 0 | 0 | 0 | 0 | 0
Unit Comanche 3 - NOX Rate Annual v3.1, Unit 2559 and retrofits | 887 | 7267 | Rate Constraint in lbs/MMBtu | FALSE | L | Annual | Allowances Withdrawn (n:1) | Thousand Tons | 0 | 0 | 0 | 0 | 0 | 0 | 0
Unit Comanche 3 - NOX Rate Annual v3.1, Unit 2559 and retrofits | 887 | 7267 | Rate Constraint in lbs/MMBtu | FALSE | L | Annual | Net Emissions Allowance Position | Thousand Tons | 0.71902 | 0.22666 | 0 | 0 | 0 | 0 | 0
Unit Comanche 3 - NOX Rate Annual v3.1, Unit 2559 and retrofits | 887 | 7267 | Rate Constraint in lbs/MMBtu | FALSE | L | Annual | Fuel Consumed | TBtu | 21.7985 | 6.8716 | 0 | 0 | 0 | 0 | 0
Unit Comanche 3 - NOX Rate Annual v3.1, Unit 2559 and retrofits | 887 | 7267 | Rate Constraint in lbs/MMBtu | FALSE | L | Annual | Rate | lb/MMBtu | 0.06597 | 0.06597 | 0 | 0 | 0 | 0 | 0
Unit Comanche 3 - NOX Rate Annual v3.1, Unit 2559 and retrofits | 887 | 7267 | Rate Constraint in lbs/MMBtu | FALSE | L | Annual | Generation | TWh | 2.0842 | 0.657 | 0 | 0 | 0 | 0 | 0
Unit Comanche 3 - NOX Rate Annual v3.1, Unit 2559 and retrofits | 887 | 7267 | Rate Constraint in lbs/MMBtu | FALSE | L | Annual | Qualifying Generation | TWh | 2.0842 | 0.657 | 0 | 0 | 0 | 0 | 0
Unit Comanche 3 - NOX Rate Annual v3.1, Unit 2559 and retrofits | 887 | 7267 | Rate Constraint in lbs/MMBtu | FALSE | L | Annual | Rate | lb/MWh | 0.68998 | 0.68998 | 0 | 0 | 0 | 0 | 0
Unit Comanche 3 - NOX Rate Annual v3.1, Unit 2559 and retrofits | 887 | 7267 | Rate Constraint in lbs/MMBtu | FALSE | L | Annual | Constraint Shadow Price | US2022$/Ton | 0 | 0 | 0 | 0 | 0 | 0 | 0
Unit Comanche 3 - SO2 Rate Annual v3.1, Unit 2559 and retrofits | 888 | 7265 | Rate Constraint in lbs/MMBtu | FALSE | L | Annual | Seasons Included | Seasons | Winter, Spring, Summer, Fall | Winter, Spring, Summer, Fall | Winter, Spring, Summer, Fall | Winter, Spring, Summer, Fall | Winter, Spring, Summer, Fall | Winter, Spring, Summer, Fall | Winter, Spring, Summer, Fall
Unit Comanche 3 - SO2 Rate Annual v3.1, Unit 2559 and retrofits | 888 | 7265 | Rate Constraint in lbs/MMBtu | FALSE | L | Annual | Standard SO2 | lb/MMBtu | 0.1 | 0.1 | 0.1 | 0.1 | 0.1 | 0.1 | 0.1
Unit Comanche 3 - SO2 Rate Annual v3.1, Unit 2559 and retrofits | 888 | 7265 | Rate Constraint in lbs/MMBtu | FALSE | L | Annual | Emissions at Affected Plants SO2 | Thousand Tons | 0.87194 | 0.27486 | 0 | 0 | 0 | 0 | 0
Unit Comanche 3 - SO2 Rate Annual v3.1, Unit 2559 and retrofits | 888 | 7265 | Rate Constraint in lbs/MMBtu | FALSE | L | Annual | Allowances Purchased SO2 | Thousand Tons | 0 | 0 | 0 | 0 | 0 | 0 | 0
Unit Comanche 3 - SO2 Rate Annual v3.1, Unit 2559 and retrofits | 888 | 7265 | Rate Constraint in lbs/MMBtu | FALSE | L | Annual | Allowances Sold SO2 | Thousand Tons | 0 | 0 | 0 | 0 | 0 | 0 | 0
Unit Comanche 3 - SO2 Rate Annual v3.1, Unit 2559 and retrofits | 888 | 7265 | Rate Constraint in lbs/MMBtu | FALSE | L | Annual | Allowances Banked | Thousand Tons | 0 | 0 | 0 | 0 | 0 | 0 | 0
Unit Comanche 3 - SO2 Rate Annual v3.1, Unit 2559 and retrofits | 888 | 7265 | Rate Constraint in lbs/MMBtu | FALSE | L | Annual | Allowances Withdrawn (1:1) | Thousand Tons | 0 | 0 | 0 | 0 | 0 | 0 | 0
Unit Comanche 3 - SO2 Rate Annual v3.1, Unit 2559 and retrofits | 888 | 7265 | Rate Constraint in lbs/MMBtu | FALSE | L | Annual | Allowances Withdrawn (n:1) | Thousand Tons | 0 | 0 | 0 | 0 | 0 | 0 | 0
Unit Comanche 3 - SO2 Rate Annual v3.1, Unit 2559 and retrofits | 888 | 7265 | Rate Constraint in lbs/MMBtu | FALSE | L | Annual | Net Emissions Allowance Position | Thousand Tons | 0.87194 | 0.27486 | 0 | 0 | 0 | 0 | 0
Unit Comanche 3 - SO2 Rate Annual v3.1, Unit 2559 and retrofits | 888 | 7265 | Rate Constraint in lbs/MMBtu | FALSE | L | Annual | Fuel Consumed | TBtu | 21.7985 | 6.8716 | 0 | 0 | 0 | 0 | 0
Unit Comanche 3 - SO2 Rate Annual v3.1, Unit 2559 and retrofits | 888 | 7265 | Rate Constraint in lbs/MMBtu | FALSE | L | Annual | Rate | lb/MMBtu | 0.08 | 0.08 | 0 | 0 | 0 | 0 | 0
Unit Comanche 3 - SO2 Rate Annual v3.1, Unit 2559 and retrofits | 888 | 7265 | Rate Constraint in lbs/MMBtu | FALSE | L | Annual | Generation | TWh | 2.0842 | 0.657 | 0 | 0 | 0 | 0 | 0
Unit Comanche 3 - SO2 Rate Annual v3.1, Unit 2559 and retrofits | 888 | 7265 | Rate Constraint in lbs/MMBtu | FALSE | L | Annual | Qualifying Generation | TWh | 2.0842 | 0.657 | 0 | 0 | 0 | 0 | 0
Unit Comanche 3 - SO2 Rate Annual v3.1, Unit 2559 and retrofits | 888 | 7265 | Rate Constraint in lbs/MMBtu | FALSE | L | Annual | Rate | lb/MWh | 0.83672 | 0.83672 | 0 | 0 | 0 | 0 | 0
Unit Comanche 3 - SO2 Rate Annual v3.1, Unit 2559 and retrofits | 888 | 7265 | Rate Constraint in lbs/MMBtu | FALSE | L | Annual | Constraint Shadow Price | US2022$/Ton | 0 | 0 | 0 | 0 | 0 | 0 | 0
UT Bonanza - NOX Cap Annual v6.21 | 889 | 7742 | Rate Constraint in MTons | FALSE | L | Annual | Seasons Included | Seasons | Winter, Spring, Summer, Fall | Winter, Spring, Summer, Fall | Winter, Spring, Summer, Fall | Winter, Spring, Summer, Fall | Winter, Spring, Summer, Fall | Winter, Spring, Summer, Fall | Winter, Spring, Summer, Fall
UT Bonanza - NOX Cap Annual v6.21 | 889 | 7742 | Rate Constraint in MTons | FALSE | L | Annual | Standard NOX | Thousand Tons | 5.7 | 3 | 3 | 3 | 3 | 3 | 3
UT Bonanza - NOX Cap Annual v6.21 | 889 | 7742 | Rate Constraint in MTons | FALSE | L | Annual | Emissions at Affected Plants NOX | Thousand Tons | 2.5071 | 0 | 0 | 0 | 0 | 0 | 0
UT Bonanza - NOX Cap Annual v6.21 | 889 | 7742 | Rate Constraint in MTons | FALSE | L | Annual | Allowances Purchased NOX | Thousand Tons | 0 | 0 | 0 | 0 | 0 | 0 | 0
UT Bonanza - NOX Cap Annual v6.21 | 889 | 7742 | Rate Constraint in MTons | FALSE | L | Annual | Allowances Sold NOX | Thousand Tons | 0 | 0 | 0 | 0 | 0 | 0 | 0
UT Bonanza - NOX Cap Annual v6.21 | 889 | 7742 | Rate Constraint in MTons | FALSE | L | Annual | Allowances Banked | Thousand Tons | 0 | 0 | 0 | 0 | 0 | 0 | 0
UT Bonanza - NOX Cap Annual v6.21 | 889 | 7742 | Rate Constraint in MTons | FALSE | L | Annual | Allowances Withdrawn (1:1) | Thousand Tons | 0 | 0 | 0 | 0 | 0 | 0 | 0
UT Bonanza - NOX Cap Annual v6.21 | 889 | 7742 | Rate Constraint in MTons | FALSE | L | Annual | Allowances Withdrawn (n:1) | Thousand Tons | 0 | 0 | 0 | 0 | 0 | 0 | 0
UT Bonanza - NOX Cap Annual v6.21 | 889 | 7742 | Rate Constraint in MTons | FALSE | L | Annual | Net Emissions Allowance Position | Thousand Tons | 2.5071 | 0 | 0 | 0 | 0 | 0 | 0
UT Bonanza - NOX Cap Annual v6.21 | 889 | 7742 | Rate Constraint in MTons | FALSE | L | Annual | Fuel Consumed | TBtu | 19.0365 | 0 | 0 | 0 | 0 | 0 | 0
UT Bonanza - NOX Cap Annual v6.21 | 889 | 7742 | Rate Constraint in MTons | FALSE | L | Annual | Rate | lb/MMBtu | 0.2634 | 0 | 0 | 0 | 0 | 0 | 0
UT Bonanza - NOX Cap Annual v6.21 | 889 | 7742 | Rate Constraint in MTons | FALSE | L | Annual | Generation | TWh | 1.9069 | 0 | 0 | 0 | 0 | 0 | 0
UT Bonanza - NOX Cap Annual v6.21 | 889 | 7742 | Rate Constraint in MTons | FALSE | L | Annual | Qualifying Generation | TWh | 1.9069 | 0 | 0 | 0 | 0 | 0 | 0
UT Bonanza - NOX Cap Annual v6.21 | 889 | 7742 | Rate Constraint in MTons | FALSE | L | Annual | Rate | lb/MWh | 2.6295 | 0 | 0 | 0 | 0 | 0 | 0
UT Bonanza - NOX Cap Annual v6.21 | 889 | 7742 | Rate Constraint in MTons | FALSE | L | Annual | Constraint Shadow Price | US2022$/Ton | 0 | 0 | 0 | 0 | 0 | 0 | 0
UT Hg Rule - MER Removal Annual v.4.10 | 890 | 7363 | MACT Fuel Choice Floor in lbs/MMBtu | FALSE | L | Annual | Seasons Included | Seasons | Winter, Spring, Summer, Fall | Winter, Spring, Summer, Fall | Winter, Spring, Summer, Fall | Winter, Spring, Summer, Fall | Winter, Spring, Summer, Fall | Winter, Spring, Summer, Fall | Winter, Spring, Summer, Fall
UT Hg Rule - MER Removal Annual v.4.10 | 890 | 7363 | MACT Fuel Choice Floor in lbs/MMBtu | FALSE | L | Annual | Emission Floor | lbs/MMBtu | 6.5e-07 | 6.5e-07 | 6.5e-07 | 6.5e-07 | 6.5e-07 | 6.5e-07 | 6.5e-07
UT Hg Rule - MER Removal Annual v.4.10 | 890 | 7363 | MACT Fuel Choice Floor in lbs/MMBtu | FALSE | L | Annual | Emissions at Affected Plants MER | lbs | 29.8844 | 2.4638 | 2.4638 | 2.2788 | 1.608 | 0.98653 | 0.98653
UT Hg Rule - MER Removal Annual v.4.10 | 890 | 7363 | MACT Fuel Choice Floor in lbs/MMBtu | FALSE | L | Annual | Allowances Purchased MER | lbs | 0 | 0 | 0 | 0 | 0 | 0 | 0
UT Hg Rule - MER Removal Annual v.4.10 | 890 | 7363 | MACT Fuel Choice Floor in lbs/MMBtu | FALSE | L | Annual | Allowances Sold MER | lbs | 0 | 0 | 0 | 0 | 0 | 0 | 0
UT Hg Rule - MER Removal Annual v.4.10 | 890 | 7363 | MACT Fuel Choice Floor in lbs/MMBtu | FALSE | L | Annual | Allowances Banked | lbs | 0 | 0 | 0 | 0 | 0 | 0 | 0
UT Hg Rule - MER Removal Annual v.4.10 | 890 | 7363 | MACT Fuel Choice Floor in lbs/MMBtu | FALSE | L | Annual | Allowances Withdrawn (1:1) | lbs | 0 | 0 | 0 | 0 | 0 | 0 | 0
UT Hg Rule - MER Removal Annual v.4.10 | 890 | 7363 | MACT Fuel Choice Floor in lbs/MMBtu | FALSE | L | Annual | Allowances Withdrawn (n:1) | lbs | 0 | 0 | 0 | 0 | 0 | 0 | 0
UT Hg Rule - MER Removal Annual v.4.10 | 890 | 7363 | MACT Fuel Choice Floor in lbs/MMBtu | FALSE | L | Annual | Net Emissions Allowance Position | lbs | 29.8844 | 2.4638 | 2.4638 | 2.2788 | 1.608 | 0.98653 | 0.98653
UT Hg Rule - MER Removal Annual v.4.10 | 890 | 7363 | MACT Fuel Choice Floor in lbs/MMBtu | FALSE | L | Annual | Fuel Consumed | TBtu | 134.3801 | 4.5753 | 4.5753 | 4.2317 | 2.986 | 1.832 | 1.832
UT Hg Rule - MER Removal Annual v.4.10 | 890 | 7363 | MACT Fuel Choice Floor in lbs/MMBtu | FALSE | L | Annual | Rate | lb/MMBtu | 2.2239e-07 | 5.385e-07 | 5.385e-07 | 5.385e-07 | 5.385e-07 | 5.385e-07 | 5.385e-07
UT Hg Rule - MER Removal Annual v.4.10 | 890 | 7363 | MACT Fuel Choice Floor in lbs/MMBtu | FALSE | L | Annual | Generation | TWh | 13.1067 | 0.37246 | 0.37246 | 0.34449 | 0.24308 | 0.14914 | 0.14914
UT Hg Rule - MER Removal Annual v.4.10 | 890 | 7363 | MACT Fuel Choice Floor in lbs/MMBtu | FALSE | L | Annual | Qualifying Generation | TWh | 13.1067 | 0.37246 | 0.37246 | 0.34449 | 0.24308 | 0.14914 | 0.14914
UT Hg Rule - MER Removal Annual v.4.10 | 890 | 7363 | MACT Fuel Choice Floor in lbs/MMBtu | FALSE | L | Annual | Constraint Shadow Price | US2022$/Lb | 0 | 0 | 0 | 0 | 0 | 0 | 0
Virginia City Hybrid Unit 1 SO2 Rate v6.20 | 891 | 7676 | Rate Constraint in lbs/MMBtu | FALSE | L | Annual | Seasons Included | Seasons | Winter, Spring, Summer, Fall | Winter, Spring, Summer, Fall | Winter, Spring, Summer, Fall | Winter, Spring, Summer, Fall | Winter, Spring, Summer, Fall | Winter, Spring, Summer, Fall | Winter, Spring, Summer, Fall
Virginia City Hybrid Unit 1 SO2 Rate v6.20 | 891 | 7676 | Rate Constraint in lbs/MMBtu | FALSE | L | Annual | Standard SO2 | lb/MMBtu | 0.022 | 0.022 | 0.022 | 0.022 | 0.022 | 0.022 | 0.022
Virginia City Hybrid Unit 1 SO2 Rate v6.20 | 891 | 7676 | Rate Constraint in lbs/MMBtu | FALSE | L | Annual | Emissions at Affected Plants SO2 | Thousand Tons | 0.029422 | 0.018184 | 0.0052526 | 0 | 0 | 0 | 0
Virginia City Hybrid Unit 1 SO2 Rate v6.20 | 891 | 7676 | Rate Constraint in lbs/MMBtu | FALSE | L | Annual | Allowances Purchased SO2 | Thousand Tons | 0 | 0 | 0 | 0 | 0 | 0 | 0
Virginia City Hybrid Unit 1 SO2 Rate v6.20 | 891 | 7676 | Rate Constraint in lbs/MMBtu | FALSE | L | Annual | Allowances Sold SO2 | Thousand Tons | 0 | 0 | 0 | 0 | 0 | 0 | 0
Virginia City Hybrid Unit 1 SO2 Rate v6.20 | 891 | 7676 | Rate Constraint in lbs/MMBtu | FALSE | L | Annual | Allowances Banked | Thousand Tons | 0 | 0 | 0 | 0 | 0 | 0 | 0
Virginia City Hybrid Unit 1 SO2 Rate v6.20 | 891 | 7676 | Rate Constraint in lbs/MMBtu | FALSE | L | Annual | Allowances Withdrawn (1:1) | Thousand Tons | 0 | 0 | 0 | 0 | 0 | 0 | 0
Virginia City Hybrid Unit 1 SO2 Rate v6.20 | 891 | 7676 | Rate Constraint in lbs/MMBtu | FALSE | L | Annual | Allowances Withdrawn (n:1) | Thousand Tons | 0 | 0 | 0 | 0 | 0 | 0 | 0
Virginia City Hybrid Unit 1 SO2 Rate v6.20 | 891 | 7676 | Rate Constraint in lbs/MMBtu | FALSE | L | Annual | Net Emissions Allowance Position | Thousand Tons | 0.029422 | 0.018184 | 0.0052526 | 0 | 0 | 0 | 0
Virginia City Hybrid Unit 1 SO2 Rate v6.20 | 891 | 7676 | Rate Constraint in lbs/MMBtu | FALSE | L | Annual | Fuel Consumed | TBtu | 20.4583 | 12.6443 | 3.6523 | 0 | 0 | 0 | 0
Virginia City Hybrid Unit 1 SO2 Rate v6.20 | 891 | 7676 | Rate Constraint in lbs/MMBtu | FALSE | L | Annual | Rate | lb/MMBtu | 0.0028763 | 0.0028763 | 0.0028763 | 0 | 0 | 0 | 0
Virginia City Hybrid Unit 1 SO2 Rate v6.20 | 891 | 7676 | Rate Constraint in lbs/MMBtu | FALSE | L | Annual | Generation | TWh | 2.0576 | 1.2717 | 0.36733 | 0 | 0 | 0 | 0
Virginia City Hybrid Unit 1 SO2 Rate v6.20 | 891 | 7676 | Rate Constraint in lbs/MMBtu | FALSE | L | Annual | Qualifying Generation | TWh | 2.0576 | 1.2717 | 0.36733 | 0 | 0 | 0 | 0
Virginia City Hybrid Unit 1 SO2 Rate v6.20 | 891 | 7676 | Rate Constraint in lbs/MMBtu | FALSE | L | Annual | Rate | lb/MWh | 0.028599 | 0.028599 | 0.028599 | 0 | 0 | 0 | 0
Virginia City Hybrid Unit 1 SO2 Rate v6.20 | 891 | 7676 | Rate Constraint in lbs/MMBtu | FALSE | L | Annual | Constraint Shadow Price | US2022$/Ton | 0 | 0 | 0 | 0 | 0 | 0 | 0
Virginia City Hybrid Unit 2 SO2 Rate v6.20 | 892 | 7677 | Rate Constraint in lbs/MMBtu | FALSE | L | Annual | Seasons Included | Seasons | Winter, Spring, Summer, Fall | Winter, Spring, Summer, Fall | Winter, Spring, Summer, Fall | Winter, Spring, Summer, Fall | Winter, Spring, Summer, Fall | Winter, Spring, Summer, Fall | Winter, Spring, Summer, Fall
Virginia City Hybrid Unit 2 SO2 Rate v6.20 | 892 | 7677 | Rate Constraint in lbs/MMBtu | FALSE | L | Annual | Standard SO2 | lb/MMBtu | 0.022 | 0.022 | 0.022 | 0.022 | 0.022 | 0.022 | 0.022
Virginia City Hybrid Unit 2 SO2 Rate v6.20 | 892 | 7677 | Rate Constraint in lbs/MMBtu | FALSE | L | Annual | Emissions at Affected Plants SO2 | Thousand Tons | 5.1425e-05 | 4.7377e-05 | 5.1665e-05 | 0 | 0 | 0 | 0.00011881
Virginia City Hybrid Unit 2 SO2 Rate v6.20 | 892 | 7677 | Rate Constraint in lbs/MMBtu | FALSE | L | Annual | Allowances Purchased SO2 | Thousand Tons | 0 | 0 | 0 | 0 | 0 | 0 | 0
Virginia City Hybrid Unit 2 SO2 Rate v6.20 | 892 | 7677 | Rate Constraint in lbs/MMBtu | FALSE | L | Annual | Allowances Sold SO2 | Thousand Tons | 0 | 0 | 0 | 0 | 0 | 0 | 0
Virginia City Hybrid Unit 2 SO2 Rate v6.20 | 892 | 7677 | Rate Constraint in lbs/MMBtu | FALSE | L | Annual | Allowances Banked | Thousand Tons | 0 | 0 | 0 | 0 | 0 | 0 | 0
Virginia City Hybrid Unit 2 SO2 Rate v6.20 | 892 | 7677 | Rate Constraint in lbs/MMBtu | FALSE | L | Annual | Allowances Withdrawn (1:1) | Thousand Tons | 0 | 0 | 0 | 0 | 0 | 0 | 0
Virginia City Hybrid Unit 2 SO2 Rate v6.20 | 892 | 7677 | Rate Constraint in lbs/MMBtu | FALSE | L | Annual | Allowances Withdrawn (n:1) | Thousand Tons | 0 | 0 | 0 | 0 | 0 | 0 | 0
Virginia City Hybrid Unit 2 SO2 Rate v6.20 | 892 | 7677 | Rate Constraint in lbs/MMBtu | FALSE | L | Annual | Net Emissions Allowance Position | Thousand Tons | 5.1425e-05 | 4.7377e-05 | 5.1665e-05 | 0 | 0 | 0 | 0.00011881
Virginia City Hybrid Unit 2 SO2 Rate v6.20 | 892 | 7677 | Rate Constraint in lbs/MMBtu | FALSE | L | Annual | Fuel Consumed | TBtu | 0.035758 | 0.032943 | 0.035925 | 0 | 0 | 0 | 0.082611
Virginia City Hybrid Unit 2 SO2 Rate v6.20 | 892 | 7677 | Rate Constraint in lbs/MMBtu | FALSE | L | Annual | Rate | lb/MMBtu | 0.0028763 | 0.0028763 | 0.0028763 | 0 | 0 | 0 | 0.0028763
Virginia City Hybrid Unit 2 SO2 Rate v6.20 | 892 | 7677 | Rate Constraint in lbs/MMBtu | FALSE | L | Annual | Generation | TWh | 0.0035963 | 0.0033132 | 0.003613 | 0 | 0 | 0 | 0.0083084
Virginia City Hybrid Unit 2 SO2 Rate v6.20 | 892 | 7677 | Rate Constraint in lbs/MMBtu | FALSE | L | Annual | Qualifying Generation | TWh | 0.0035963 | 0.0033132 | 0.003613 | 0 | 0 | 0 | 0.0083084
Virginia City Hybrid Unit 2 SO2 Rate v6.20 | 892 | 7677 | Rate Constraint in lbs/MMBtu | FALSE | L | Annual | Rate | lb/MWh | 0.028599 | 0.028599 | 0.028599 | 0 | 0 | 0 | 0.028599
Virginia City Hybrid Unit 2 SO2 Rate v6.20 | 892 | 7677 | Rate Constraint in lbs/MMBtu | FALSE | L | Annual | Constraint Shadow Price | US2022$/Ton | 0 | 0 | 0 | 0 | 0 | 0 | 0
WA - CO2 Cap Annual v6.21 | 893 | 7942 | Rate Constraint in MTons | FALSE | L | Annual | Seasons Included | Seasons | Winter, Spring, Summer, Fall | Winter, Spring, Summer, Fall | Winter, Spring, Summer, Fall | Winter, Spring, Summer, Fall | Winter, Spring, Summer, Fall | Winter, Spring, Summer, Fall | Winter, Spring, Summer, Fall
WA - CO2 Cap Annual v6.21 | 893 | 7942 | Rate Constraint in MTons | FALSE | L | Annual | Standard CO2 | Thousand Tons | 50548.8002 | 43440.3751 | 33567.5626 | 23694.7501 | 13821.9375 | 3949.125 | 3949.125
WA - CO2 Cap Annual v6.21 | 893 | 7942 | Rate Constraint in MTons | FALSE | L | Annual | Emissions at Affected Plants CO2 | Thousand Tons | 4719.91 | 5959.2055 | 6479.067 | 6052.2119 | 4257.3857 | 3949.125 | 3949.125
WA - CO2 Cap Annual v6.21 | 893 | 7942 | Rate Constraint in MTons | FALSE | L | Annual | Allowances Purchased CO2 | Thousand Tons | 0 | 0 | 0 | 0 | 0 | 0 | 0
WA - CO2 Cap Annual v6.21 | 893 | 7942 | Rate Constraint in MTons | FALSE | L | Annual | Allowances Sold CO2 | Thousand Tons | 0 | 0 | 0 | 0 | 0 | 0 | 0
WA - CO2 Cap Annual v6.21 | 893 | 7942 | Rate Constraint in MTons | FALSE | L | Annual | Allowances Banked | Thousand Tons | 0 | 0 | 0 | 0 | 0 | 0 | 0
WA - CO2 Cap Annual v6.21 | 893 | 7942 | Rate Constraint in MTons | FALSE | L | Annual | Allowances Withdrawn (1:1) | Thousand Tons | 0 | 0 | 0 | 0 | 0 | 0 | 0
WA - CO2 Cap Annual v6.21 | 893 | 7942 | Rate Constraint in MTons | FALSE | L | Annual | Allowances Withdrawn (n:1) | Thousand Tons | 0 | 0 | 0 | 0 | 0 | 0 | 0
WA - CO2 Cap Annual v6.21 | 893 | 7942 | Rate Constraint in MTons | FALSE | L | Annual | Net Emissions Allowance Position | Thousand Tons | 4719.91 | 5959.2055 | 6479.067 | 6052.2119 | 4257.3857 | 3949.125 | 3949.125
WA - CO2 Cap Annual v6.21 | 893 | 7942 | Rate Constraint in MTons | FALSE | L | Annual | Fuel Consumed | TBtu | 78.7792 | 94.8011 | 103.0904 | 105.2866 | 76.1476 | 71.0787 | 70.6659
WA - CO2 Cap Annual v6.21 | 893 | 7942 | Rate Constraint in MTons | FALSE | L | Annual | Rate | lb/MMBtu | 119.8264 | 125.7202 | 125.6968 | 114.9664 | 111.8193 | 111.1198 | 111.7688
WA - CO2 Cap Annual v6.21 | 893 | 7942 | Rate Constraint in MTons | FALSE | L | Annual | Generation | TWh | 10.2102 | 12.4108 | 13.3524 | 13.5242 | 9.6909 | 9.1668 | 9.1273
WA - CO2 Cap Annual v6.21 | 893 | 7942 | Rate Constraint in MTons | FALSE | L | Annual | Qualifying Generation | TWh | 10.2077 | 12.4108 | 13.3524 | 13.5242 | 9.6909 | 9.1668 | 9.1273
WA - CO2 Cap Annual v6.21 | 893 | 7942 | Rate Constraint in MTons | FALSE | L | Annual | Rate | lb/MWh | 924.7782 | 960.323 | 970.474 | 895.0212 | 878.6393 | 861.6146 | 865.3409
WA - CO2 Cap Annual v6.21 | 893 | 7942 | Rate Constraint in MTons | FALSE | L | Annual | Constraint Shadow Price | US2022$/Ton | 0 | 0 | 0 | 0 | 0 | 13.8847 | 18.2213
WA - CO2 Penalty Annual v5.13 | 894 | 7357 | Rate Constraint in MTons | FALSE | L | Annual | Seasons Included | Seasons | Winter, Spring, Summer, Fall | Winter, Spring, Summer, Fall | Winter, Spring, Summer, Fall | Winter, Spring, Summer, Fall | Winter, Spring, Summer, Fall | Winter, Spring, Summer, Fall | Winter, Spring, Summer, Fall
WA - CO2 Penalty Annual v5.13 | 894 | 7357 | Rate Constraint in MTons | FALSE | L | Annual | Standard CO2 | Thousand Tons | 0 | 0 | 0 | 0 | 0 | 0 | 0
WA - CO2 Penalty Annual v5.13 | 894 | 7357 | Rate Constraint in MTons | FALSE | L | Annual | Emissions at Affected Plants CO2 | Thousand Tons | 2645.5062 | 2324.3089 | 2064.0821 | 2069.2874 | 1604.2324 | 1597.5235 | 1612.5137
WA - CO2 Penalty Annual v5.13 | 894 | 7357 | Rate Constraint in MTons | FALSE | L | Annual | Allowances Purchased CO2 | Thousand Tons | -2645.5062 | -2324.3089 | -2064.0821 | -2069.2874 | -1604.2324 | -1597.5235 | -1612.5137
WA - CO2 Penalty Annual v5.13 | 894 | 7357 | Rate Constraint in MTons | FALSE | L | Annual | Allowances Sold CO2 | Thousand Tons | 0 | 0 | 0 | 0 | 0 | 0 | 0
WA - CO2 Penalty Annual v5.13 | 894 | 7357 | Rate Constraint in MTons | FALSE | L | Annual | Allowances Banked | Thousand Tons | 0 | 0 | 0 | 0 | 0 | 0 | 0
WA - CO2 Penalty Annual v5.13 | 894 | 7357 | Rate Constraint in MTons | FALSE | L | Annual | Allowances Withdrawn (1:1) | Thousand Tons | 0 | 0 | 0 | 0 | 0 | 0 | 0
WA - CO2 Penalty Annual v5.13 | 894 | 7357 | Rate Constraint in MTons | FALSE | L | Annual | Allowances Withdrawn (n:1) | Thousand Tons | 0 | 0 | 0 | 0 | 0 | 0 | 0
WA - CO2 Penalty Annual v5.13 | 894 | 7357 | Rate Constraint in MTons | FALSE | L | Annual | Net Emissions Allowance Position | Thousand Tons | 2.3487e-06 | 1.3431e-06 | -8.539e-08 | 9.3273e-07 | -1.0678e-07 | 3.6613e-07 | -3.0082e-07
WA - CO2 Penalty Annual v5.13 | 894 | 7357 | Rate Constraint in MTons | FALSE | L | Annual | Fuel Consumed | TBtu | 45.0539 | 39.6445 | 35.1992 | 35.3483 | 27.404 | 27.2894 | 27.5455
WA - CO2 Penalty Annual v5.13 | 894 | 7357 | Rate Constraint in MTons | FALSE | L | Annual | Rate | lb/MMBtu | 117.4373 | 117.2576 | 117.28 | 117.08 | 117.08 | 117.08 | 117.08
WA - CO2 Penalty Annual v5.13 | 894 | 7357 | Rate Constraint in MTons | FALSE | L | Annual | Generation | TWh | 6.2491 | 5.4119 | 4.7285 | 4.7732 | 3.675 | 3.6586 | 3.6941
WA - CO2 Penalty Annual v5.13 | 894 | 7357 | Rate Constraint in MTons | FALSE | L | Annual | Qualifying Generation | TWh | 6.2491 | 5.4119 | 4.7285 | 4.7732 | 3.675 | 3.6586 | 3.6941
WA - CO2 Penalty Annual v5.13 | 894 | 7357 | Rate Constraint in MTons | FALSE | L | Annual | Rate | lb/MWh | 846.6868 | 858.9602 | 873.0308 | 867.0476 | 873.0597 | 873.2939 | 873.0296
WA - CO2 Penalty Annual v5.13 | 894 | 7357 | Rate Constraint in MTons | FALSE | L | Annual | Constraint Shadow Price | US2022$/Ton | 2.1892 | 2.1891 | 2.1888 | 2.1889 | 2.1888 | 2.1891 | 2.1889
WA - CO2 Rate Limit (New Advanced Coal with CCS) | 895 | 7364 | Rate Constraint in lbs/MWh | FALSE | L | Annual | Seasons Included | Seasons | Winter, Spring, Summer, Fall | Winter, Spring, Summer, Fall | Winter, Spring, Summer, Fall | Winter, Spring, Summer, Fall | Winter, Spring, Summer, Fall | Winter, Spring, Summer, Fall | Winter, Spring, Summer, Fall
WA - CO2 Rate Limit (New Advanced Coal with CCS) | 895 | 7364 | Rate Constraint in lbs/MWh | FALSE | L | Annual | Standard CO2 | lb/MWh | 970 | 970 | 970 | 970 | 970 | 970 | 970
WA - CO2 Rate Limit (New Advanced Coal with CCS) | 895 | 7364 | Rate Constraint in lbs/MWh | FALSE | L | Annual | Emissions at Affected Plants CO2 | Thousand Tons | 0 | 0 | 0 | 0 | 0 | 0 | 0
WA - CO2 Rate Limit (New Advanced Coal with CCS) | 895 | 7364 | Rate Constraint in lbs/MWh | FALSE | L | Annual | Allowances Purchased CO2 | Thousand Tons | 0 | 0 | 0 | 0 | 0 | 0 | 0
WA - CO2 Rate Limit (New Advanced Coal with CCS) | 895 | 7364 | Rate Constraint in lbs/MWh | FALSE | L | Annual | Allowances Sold CO2 | Thousand Tons | 0 | 0 | 0 | 0 | 0 | 0 | 0
WA - CO2 Rate Limit (New Advanced Coal with CCS) | 895 | 7364 | Rate Constraint in lbs/MWh | FALSE | L | Annual | Allowances Banked | Thousand Tons | 0 | 0 | 0 | 0 | 0 | 0 | 0
WA - CO2 Rate Limit (New Advanced Coal with CCS) | 895 | 7364 | Rate Constraint in lbs/MWh | FALSE | L | Annual | Allowances Withdrawn (1:1) | Thousand Tons | 0 | 0 | 0 | 0 | 0 | 0 | 0
WA - CO2 Rate Limit (New Advanced Coal with CCS) | 895 | 7364 | Rate Constraint in lbs/MWh | FALSE | L | Annual | Allowances Withdrawn (n:1) | Thousand Tons | 0 | 0 | 0 | 0 | 0 | 0 | 0
WA - CO2 Rate Limit (New Advanced Coal with CCS) | 895 | 7364 | Rate Constraint in lbs/MWh | FALSE | L | Annual | Net Emissions Allowance Position | Thousand Tons | 0 | 0 | 0 | 0 | 0 | 0 | 0
WA - CO2 Rate Limit (New Advanced Coal with CCS) | 895 | 7364 | Rate Constraint in lbs/MWh | FALSE | L | Annual | Fuel Consumed | TBtu | 0 | 0 | 0 | 0 | 0 | 0 | 0
WA - CO2 Rate Limit (New Advanced Coal with CCS) | 895 | 7364 | Rate Constraint in lbs/MWh | FALSE | L | Annual | Rate | lb/MMBtu | 0 | 0 | 0 | 0 | 0 | 0 | 0
WA - CO2 Rate Limit (New Advanced Coal with CCS) | 895 | 7364 | Rate Constraint in lbs/MWh | FALSE | L | Annual | Generation | TWh | 0 | 0 | 0 | 0 | 0 | 0 | 0
WA - CO2 Rate Limit (New Advanced Coal with CCS) | 895 | 7364 | Rate Constraint in lbs/MWh | FALSE | L | Annual | Qualifying Generation | TWh | 0 | 0 | 0 | 0 | 0 | 0 | 0
WA - CO2 Rate Limit (New Advanced Coal with CCS) | 895 | 7364 | Rate Constraint in lbs/MWh | FALSE | L | Annual | Constraint Shadow Price | US2022$/Ton | 0 | 0 | 0 | 0 | 0 | 0 | 0
WI CC NGas NOx Annual Rate v3.1 | 896 | 7368 | Rate Constraint in lbs/MMBtu | FALSE | L | Annual | Seasons Included | Seasons | Winter, Spring, Summer, Fall | Winter, Spring, Summer, Fall | Winter, Spring, Summer, Fall | Winter, Spring, Summer, Fall | Winter, Spring, Summer, Fall | Winter, Spring, Summer, Fall | Winter, Spring, Summer, Fall
WI CC NGas NOx Annual Rate v3.1 | 896 | 7368 | Rate Constraint in lbs/MMBtu | FALSE | L | Annual | Standard NOX | lb/MMBtu | 0.04 | 0.04 | 0.04 | 0.04 | 0.04 | 0.04 | 0.04
WI CC NGas NOx Annual Rate v3.1 | 896 | 7368 | Rate Constraint in lbs/MMBtu | FALSE | L | Annual | Emissions at Affected Plants NOX | Thousand Tons | 0.20749 | 0.20255 | 0.1364 | 0.076617 | 0.028843 | 0.061241 | 0.06113
WI CC NGas NOx Annual Rate v3.1 | 896 | 7368 | Rate Constraint in lbs/MMBtu | FALSE | L | Annual | Allowances Purchased NOX | Thousand Tons | 0 | 0 | 0 | 0 | 0 | 0 | 0
WI CC NGas NOx Annual Rate v3.1 | 896 | 7368 | Rate Constraint in lbs/MMBtu | FALSE | L | Annual | Allowances Sold NOX | Thousand Tons | 0 | 0 | 0 | 0 | 0 | 0 | 0
WI CC NGas NOx Annual Rate v3.1 | 896 | 7368 | Rate Constraint in lbs/MMBtu | FALSE | L | Annual | Allowances Banked | Thousand Tons | 0 | 0 | 0 | 0 | 0 | 0 | 0
WI CC NGas NOx Annual Rate v3.1 | 896 | 7368 | Rate Constraint in lbs/MMBtu | FALSE | L | Annual | Allowances Withdrawn (1:1) | Thousand Tons | 0 | 0 | 0 | 0 | 0 | 0 | 0
WI CC NGas NOx Annual Rate v3.1 | 896 | 7368 | Rate Constraint in lbs/MMBtu | FALSE | L | Annual | Allowances Withdrawn (n:1) | Thousand Tons | 0 | 0 | 0 | 0 | 0 | 0 | 0
WI CC NGas NOx Annual Rate v3.1 | 896 | 7368 | Rate Constraint in lbs/MMBtu | FALSE | L | Annual | Net Emissions Allowance Position | Thousand Tons | 0.20749 | 0.20255 | 0.1364 | 0.076617 | 0.028843 | 0.061241 | 0.06113
WI CC NGas NOx Annual Rate v3.1 | 896 | 7368 | Rate Constraint in lbs/MMBtu | FALSE | L | Annual | Fuel Consumed | TBtu | 42.8092 | 41.7905 | 28.1716 | 15.818 | 5.9591 | 12.6526 | 12.6298
WI CC NGas NOx Annual Rate v3.1 | 896 | 7368 | Rate Constraint in lbs/MMBtu | FALSE | L | Annual | Rate | lb/MMBtu | 0.0096939 | 0.0096934 | 0.0096837 | 0.0096874 | 0.0096803 | 0.0096803 | 0.0096803
WI CC NGas NOx Annual Rate v3.1 | 896 | 7368 | Rate Constraint in lbs/MMBtu | FALSE | L | Annual | Generation | TWh | 6.0722 | 5.9277 | 3.996 | 2.2437 | 0.84527 | 1.7947 | 1.7915
WI CC NGas NOx Annual Rate v3.1 | 896 | 7368 | Rate Constraint in lbs/MMBtu | FALSE | L | Annual | Qualifying Generation | TWh | 6.0722 | 5.9277 | 3.996 | 2.2437 | 0.84527 | 1.7947 | 1.7915
WI CC NGas NOx Annual Rate v3.1 | 896 | 7368 | Rate Constraint in lbs/MMBtu | FALSE | L | Annual | Rate | lb/MWh | 0.068342 | 0.068338 | 0.06827 | 0.068296 | 0.068246 | 0.068246 | 0.068246
WI CC NGas NOx Annual Rate v3.1 | 896 | 7368 | Rate Constraint in lbs/MMBtu | FALSE | L | Annual | Constraint Shadow Price | US2022$/Ton | 0 | 0 | 0 | 0 | 0 | 0 | 0
WI CoalUnits1 NOx Annual Rate v3.1 | 897 | 7365 | Rate Constraint in lbs/MMBtu | FALSE | L | Annual | Seasons Included | Seasons | Winter, Spring, Summer, Fall | Winter, Spring, Summer, Fall | Winter, Spring, Summer, Fall | Winter, Spring, Summer, Fall | Winter, Spring, Summer, Fall | Winter, Spring, Summer, Fall | Winter, Spring, Summer, Fall
WI CoalUnits1 NOx Annual Rate v3.1 | 897 | 7365 | Rate Constraint in lbs/MMBtu | FALSE | L | Annual | Standard NOX | lb/MMBtu | 0.1 | 0.1 | 0.1 | 0.1 | 0.1 | 0.1 | 0.1
WI CoalUnits1 NOx Annual Rate v3.1 | 897 | 7365 | Rate Constraint in lbs/MMBtu | FALSE | L | Annual | Emissions at Affected Plants NOX | Thousand Tons | 2.2622 | 2.3188 | 0.011818 | 0 | 0 | 0.0083313 | 0.016766
WI CoalUnits1 NOx Annual Rate v3.1 | 897 | 7365 | Rate Constraint in lbs/MMBtu | FALSE | L | Annual | Allowances Purchased NOX | Thousand Tons | 0 | 0 | 0 | 0 | 0 | 0 | 0
WI CoalUnits1 NOx Annual Rate v3.1 | 897 | 7365 | Rate Constraint in lbs/MMBtu | FALSE | L | Annual | Allowances Sold NOX | Thousand Tons | 0 | 0 | 0 | 0 | 0 | 0 | 0
WI CoalUnits1 NOx Annual Rate v3.1 | 897 | 7365 | Rate Constraint in lbs/MMBtu | FALSE | L | Annual | Allowances Banked | Thousand Tons | 0 | 0 | 0 | 0 | 0 | 0 | 0
WI CoalUnits1 NOx Annual Rate v3.1 | 897 | 7365 | Rate Constraint in lbs/MMBtu | FALSE | L | Annual | Allowances Withdrawn (1:1) | Thousand Tons | 0 | 0 | 0 | 0 | 0 | 0 | 0
WI CoalUnits1 NOx Annual Rate v3.1 | 897 | 7365 | Rate Constraint in lbs/MMBtu | FALSE | L | Annual | Allowances Withdrawn (n:1) | Thousand Tons | 0 | 0 | 0 | 0 | 0 | 0 | 0
WI CoalUnits1 NOx Annual Rate v3.1 | 897 | 7365 | Rate Constraint in lbs/MMBtu | FALSE | L | Annual | Net Emissions Allowance Position | Thousand Tons | 2.2622 | 2.3188 | 0.011818 | 0 | 0 | 0.0083313 | 0.016766
WI CoalUnits1 NOx Annual Rate v3.1 | 897 | 7365 | Rate Constraint in lbs/MMBtu | FALSE | L | Annual | Fuel Consumed | TBtu | 72.0332 | 73.8374 | 0.3797 | 0 | 0 | 0.26767 | 0.53866
WI CoalUnits1 NOx Annual Rate v3.1 | 897 | 7365 | Rate Constraint in lbs/MMBtu | FALSE | L | Annual | Rate | lb/MMBtu | 0.062811 | 0.062808 | 0.06225 | 0 | 0 | 0.06225 | 0.06225
WI CoalUnits1 NOx Annual Rate v3.1 | 897 | 7365 | Rate Constraint in lbs/MMBtu | FALSE | L | Annual | Generation | TWh | 7.2112 | 7.392 | 0.038166 | 0 | 0 | 0.026905 | 0.054144
WI CoalUnits1 NOx Annual Rate v3.1 | 897 | 7365 | Rate Constraint in lbs/MMBtu | FALSE | L | Annual | Qualifying Generation | TWh | 7.2112 | 7.392 | 0.038166 | 0 | 0 | 0.026905 | 0.054144
WI CoalUnits1 NOx Annual Rate v3.1 | 897 | 7365 | Rate Constraint in lbs/MMBtu | FALSE | L | Annual | Rate | lb/MWh | 0.62742 | 0.62737 | 0.61931 | 0 | 0 | 0.61931 | 0.61931
WI CoalUnits1 NOx Annual Rate v3.1 | 897 | 7365 | Rate Constraint in lbs/MMBtu | FALSE | L | Annual | Constraint Shadow Price | US2022$/Ton | 0 | 0 | 0 | 0 | 0 | 0 | 0
WI CT DFO NOx Annual Rate v3.1 | 898 | 7367 | Rate Constraint in lbs/MMBtu | FALSE | L | Annual | Seasons Included | Seasons | Winter, Spring, Summer, Fall | Winter, Spring, Summer, Fall | Winter, Spring, Summer, Fall | Winter, Spring, Summer, Fall | Winter, Spring, Summer, Fall | Winter, Spring, Summer, Fall | Winter, Spring, Summer, Fall
WI CT DFO NOx Annual Rate v3.1 | 898 | 7367 | Rate Constraint in lbs/MMBtu | FALSE | L | Annual | Standard NOX | lb/MMBtu | 0.41 | 0.41 | 0.41 | 0.41 | 0.41 | 0.41 | 0.41
WI CT DFO NOx Annual Rate v3.1 | 898 | 7367 | Rate Constraint in lbs/MMBtu | FALSE | L | Annual | Emissions at Affected Plants NOX | Thousand Tons | 0 | 0 | 0 | 0 | 0 | 0 | 0
WI CT DFO NOx Annual Rate v3.1 | 898 | 7367 | Rate Constraint in lbs/MMBtu | FALSE | L | Annual | Allowances Purchased NOX | Thousand Tons | 0 | 0 | 0 | 0 | 0 | 0 | 0
WI CT DFO NOx Annual Rate v3.1 | 898 | 7367 | Rate Constraint in lbs/MMBtu | FALSE | L | Annual | Allowances Sold NOX | Thousand Tons | 0 | 0 | 0 | 0 | 0 | 0 | 0
WI CT DFO NOx Annual Rate v3.1 | 898 | 7367 | Rate Constraint in lbs/MMBtu | FALSE | L | Annual | Allowances Banked | Thousand Tons | 0 | 0 | 0 | 0 | 0 | 0 | 0
WI CT DFO NOx Annual Rate v3.1 | 898 | 7367 | Rate Constraint in lbs/MMBtu | FALSE | L | Annual | Allowances Withdrawn (1:1) | Thousand Tons | 0 | 0 | 0 | 0 | 0 | 0 | 0
WI CT DFO NOx Annual Rate v3.1 | 898 | 7367 | Rate Constraint in lbs/MMBtu | FALSE | L | Annual | Allowances Withdrawn (n:1) | Thousand Tons | 0 | 0 | 0 | 0 | 0 | 0 | 0
WI CT DFO NOx Annual Rate v3.1 | 898 | 7367 | Rate Constraint in lbs/MMBtu | FALSE | L | Annual | Net Emissions Allowance Position | Thousand Tons | 0 | 0 | 0 | 0 | 0 | 0 | 0
WI CT DFO NOx Annual Rate v3.1 | 898 | 7367 | Rate Constraint in lbs/MMBtu | FALSE | L | Annual | Fuel Consumed | TBtu | 0 | 0 | 0 | 0 | 0 | 0 | 0
WI CT DFO NOx Annual Rate v3.1 | 898 | 7367 | Rate Constraint in lbs/MMBtu | FALSE | L | Annual | Rate | lb/MMBtu | 0 | 0 | 0 | 0 | 0 | 0 | 0
WI CT DFO NOx Annual Rate v3.1 | 898 | 7367 | Rate Constraint in lbs/MMBtu | FALSE | L | Annual | Generation | TWh | 0 | 0 | 0 | 0 | 0 | 0 | 0
WI CT DFO NOx Annual Rate v3.1 | 898 | 7367 | Rate Constraint in lbs/MMBtu | FALSE | L | Annual | Qualifying Generation | TWh | 0 | 0 | 0 | 0 | 0 | 0 | 0
WI CT DFO NOx Annual Rate v3.1 | 898 | 7367 | Rate Constraint in lbs/MMBtu | FALSE | L | Annual | Rate | lb/MWh | 0 | 0 | 0 | 0 | 0 | 0 | 0
WI CT DFO NOx Annual Rate v3.1 | 898 | 7367 | Rate Constraint in lbs/MMBtu | FALSE | L | Annual | Constraint Shadow Price | US2022$/Ton | 0 | 0 | 0 | 0 | 0 | 0 | 0
WI CT NGas NOx Annual Rate v3.1 | 899 | 7366 | Rate Constraint in lbs/MMBtu | FALSE | L | Annual | Seasons Included | Seasons | Winter, Spring, Summer, Fall | Winter, Spring, Summer, Fall | Winter, Spring, Summer, Fall | Winter, Spring, Summer, Fall | Winter, Spring, Summer, Fall | Winter, Spring, Summer, Fall | Winter, Spring, Summer, Fall
WI CT NGas NOx Annual Rate v3.1 | 899 | 7366 | Rate Constraint in lbs/MMBtu | FALSE | L | Annual | Standard NOX | lb/MMBtu | 0.11 | 0.11 | 0.11 | 0.11 | 0.11 | 0.11 | 0.11
WI CT NGas NOx Annual Rate v3.1 | 899 | 7366 | Rate Constraint in lbs/MMBtu | FALSE | L | Annual | Emissions at Affected Plants NOX | Thousand Tons | 0.0046574 | 0.060168 | 0.020278 | 0.001417 | 0.00086225 | 0.0076787 | 0.019832
WI CT NGas NOx Annual Rate v3.1 | 899 | 7366 | Rate Constraint in lbs/MMBtu | FALSE | L | Annual | Allowances Purchased NOX | Thousand Tons | 0 | 0 | 0 | 0 | 0 | 0 | 0
WI CT NGas NOx Annual Rate v3.1 | 899 | 7366 | Rate Constraint in lbs/MMBtu | FALSE | L | Annual | Allowances Sold NOX | Thousand Tons | 0 | 0 | 0 | 0 | 0 | 0 | 0
WI CT NGas NOx Annual Rate v3.1 | 899 | 7366 | Rate Constraint in lbs/MMBtu | FALSE | L | Annual | Allowances Banked | Thousand Tons | 0 | 0 | 0 | 0 | 0 | 0 | 0
WI CT NGas NOx Annual Rate v3.1 | 899 | 7366 | Rate Constraint in lbs/MMBtu | FALSE | L | Annual | Allowances Withdrawn (1:1) | Thousand Tons | 0 | 0 | 0 | 0 | 0 | 0 | 0
WI CT NGas NOx Annual Rate v3.1 | 899 | 7366 | Rate Constraint in lbs/MMBtu | FALSE | L | Annual | Allowances Withdrawn (n:1) | Thousand Tons | 0 | 0 | 0 | 0 | 0 | 0 | 0
WI CT NGas NOx Annual Rate v3.1 | 899 | 7366 | Rate Constraint in lbs/MMBtu | FALSE | L | Annual | Net Emissions Allowance Position | Thousand Tons | 0.0046574 | 0.060168 | 0.020278 | 0.001417 | 0.00086225 | 0.0076787 | 0.019832
WI CT NGas NOx Annual Rate v3.1 | 899 | 7366 | Rate Constraint in lbs/MMBtu | FALSE | L | Annual | Fuel Consumed | TBtu | 0.31285 | 10.8952 | 3.687 | 0.25763 | 0.15677 | 1.3961 | 3.6058
WI CT NGas NOx Annual Rate v3.1 | 899 | 7366 | Rate Constraint in lbs/MMBtu | FALSE | L | Annual | Rate | lb/MMBtu | 0.029775 | 0.011045 | 0.011 | 0.011 | 0.011 | 0.011 | 0.011
WI CT NGas NOx Annual Rate v3.1 | 899 | 7366 | Rate Constraint in lbs/MMBtu | FALSE | L | Annual | Generation | TWh | 0.02514 | 1.1447 | 0.38761 | 0.027085 | 0.016482 | 0.14677 | 0.37908
WI CT NGas NOx Annual Rate v3.1 | 899 | 7366 | Rate Constraint in lbs/MMBtu | FALSE | L | Annual | Qualifying Generation | TWh | 0.02514 | 1.0994 | 0.37223 | 0.02601 | 0.015828 | 0.14095 | 0.36404
WI CT NGas NOx Annual Rate v3.1 | 899 | 7366 | Rate Constraint in lbs/MMBtu | FALSE | L | Annual | Rate | lb/MWh | 0.37052 | 0.10945 | 0.10895 | 0.10895 | 0.10895 | 0.10895 | 0.10895
WI CT NGas NOx Annual Rate v3.1 | 899 | 7366 | Rate Constraint in lbs/MMBtu | FALSE | L | Annual | Constraint Shadow Price | US2022$/Ton | 0 | 0 | 0 | 0 | 0 | 0 | 0
WI Large Coal Units Hg Rule v3.1, Unit 2563 and retrofits | 900 | 7369 | MACT Fuel Choice Floor in lbs/MMBtu | FALSE | L | Annual | Seasons Included | Seasons | Winter, Spring, Summer, Fall | Winter, Spring, Summer, Fall | Winter, Spring, Summer, Fall | Winter, Spring, Summer, Fall | Winter, Spring, Summer, Fall | Winter, Spring, Summer, Fall | Winter, Spring, Summer, Fall
WI Large Coal Units Hg Rule v3.1, Unit 2563 and retrofits | 900 | 7369 | MACT Fuel Choice Floor in lbs/MMBtu | FALSE | L | Annual | Emission Floor | lbs/MMBtu | 7.92e-07 | 7.92e-07 | 7.92e-07 | 7.92e-07 | 7.92e-07 | 7.92e-07 | 7.92e-07
WI Large Coal Units Hg Rule v3.1, Unit 2563 and retrofits | 900 | 7369 | MACT Fuel Choice Floor in lbs/MMBtu | FALSE | L | Annual | Emissions at Affected Plants MER | lbs | 16.9798 | 19.1852 | 11.5 | 0 | 0 | 7.8682 | 16.4918
WI Large Coal Units Hg Rule v3.1, Unit 2563 and retrofits | 900 | 7369 | MACT Fuel Choice Floor in lbs/MMBtu | FALSE | L | Annual | Allowances Purchased MER | lbs | 0 | 0 | 0 | 0 | 0 | 0 | 0
WI Large Coal Units Hg Rule v3.1, Unit 2563 and retrofits | 900 | 7369 | MACT Fuel Choice Floor in lbs/MMBtu | FALSE | L | Annual | Allowances Sold MER | lbs | 0 | 0 | 0 | 0 | 0 | 0 | 0
WI Large Coal Units Hg Rule v3.1, Unit 2563 and retrofits | 900 | 7369 | MACT Fuel Choice Floor in lbs/MMBtu | FALSE | L | Annual | Allowances Banked | lbs | 0 | 0 | 0 | 0 | 0 | 0 | 0
WI Large Coal Units Hg Rule v3.1, Unit 2563 and retrofits | 900 | 7369 | MACT Fuel Choice Floor in lbs/MMBtu | FALSE | L | Annual | Allowances Withdrawn (1:1) | lbs | 0 | 0 | 0 | 0 | 0 | 0 | 0
WI Large Coal Units Hg Rule v3.1, Unit 2563 and retrofits | 900 | 7369 | MACT Fuel Choice Floor in lbs/MMBtu | FALSE | L | Annual | Allowances Withdrawn (n:1) | lbs | 0 | 0 | 0 | 0 | 0 | 0 | 0
WI Large Coal Units Hg Rule v3.1, Unit 2563 and retrofits | 900 | 7369 | MACT Fuel Choice Floor in lbs/MMBtu | FALSE | L | Annual | Net Emissions Allowance Position | lbs | 16.9798 | 19.1852 | 11.5 | 0 | 0 | 7.8682 | 16.4918
WI Large Coal Units Hg Rule v3.1, Unit 2563 and retrofits | 900 | 7369 | MACT Fuel Choice Floor in lbs/MMBtu | FALSE | L | Annual | Fuel Consumed | TBtu | 30.2603 | 34.1906 | 20.4945 | 0 | 0 | 14.0222 | 29.3906
WI Large Coal Units Hg Rule v3.1, Unit 2563 and retrofits | 900 | 7369 | MACT Fuel Choice Floor in lbs/MMBtu | FALSE | L | Annual | Rate | lb/MMBtu | 5.6112e-07 | 5.6112e-07 | 5.6112e-07 | 0 | 0 | 5.6112e-07 | 5.6112e-07
WI Large Coal Units Hg Rule v3.1, Unit 2563 and retrofits | 900 | 7369 | MACT Fuel Choice Floor in lbs/MMBtu | FALSE | L | Annual | Generation | TWh | 3.1264 | 3.5325 | 2.1174 | 0 | 0 | 1.4487 | 3.0365
WI Large Coal Units Hg Rule v3.1, Unit 2563 and retrofits | 900 | 7369 | MACT Fuel Choice Floor in lbs/MMBtu | FALSE | L | Annual | Qualifying Generation | TWh | 3.1264 | 3.5325 | 2.1174 | 0 | 0 | 1.4487 | 3.0365
WI Large Coal Units Hg Rule v3.1, Unit 2563 and retrofits | 900 | 7369 | MACT Fuel Choice Floor in lbs/MMBtu | FALSE | L | Annual | Constraint Shadow Price | US2022$/Lb | 0 | 0 | 0 | 0 | 0 | 0 | 0
WI Large Coal Units Hg Rule v3.1, Unit 3161 and retrofits | 901 | 7369 | MACT Fuel Choice Floor in lbs/MMBtu | FALSE | L | Annual | Seasons Included | Seasons | Winter, Spring, Summer, Fall | Winter, Spring, Summer, Fall | Winter, Spring, Summer, Fall | Winter, Spring, Summer, Fall | Winter, Spring, Summer, Fall | Winter, Spring, Summer, Fall | Winter, Spring, Summer, Fall
WI Large Coal Units Hg Rule v3.1, Unit 3161 and retrofits | 901 | 7369 | MACT Fuel Choice Floor in lbs/MMBtu | FALSE | L | Annual | Emission Floor | lbs/MMBtu | 7.92e-07 | 7.92e-07 | 7.92e-07 | 7.92e-07 | 7.92e-07 | 7.92e-07 | 7.92e-07
WI Large Coal Units Hg Rule v3.1, Unit 3161 and retrofits | 901 | 7369 | MACT Fuel Choice Floor in lbs/MMBtu | FALSE | L | Annual | Emissions at Affected Plants MER | lbs | 3.6024 | 7.3756 | 2.1279 | 0 | 0 | 3.73 | 7.4226
WI Large Coal Units Hg Rule v3.1, Unit 3161 and retrofits | 901 | 7369 | MACT Fuel Choice Floor in lbs/MMBtu | FALSE | L | Annual | Allowances Purchased MER | lbs | 0 | 0 | 0 | 0 | 0 | 0 | 0
WI Large Coal Units Hg Rule v3.1, Unit 3161 and retrofits | 901 | 7369 | MACT Fuel Choice Floor in lbs/MMBtu | FALSE | L | Annual | Allowances Sold MER | lbs | 0 | 0 | 0 | 0 | 0 | 0 | 0
WI Large Coal Units Hg Rule v3.1, Unit 3161 and retrofits | 901 | 7369 | MACT Fuel Choice Floor in lbs/MMBtu | FALSE | L | Annual | Allowances Banked | lbs | 0 | 0 | 0 | 0 | 0 | 0 | 0
WI Large Coal Units Hg Rule v3.1, Unit 3161 and retrofits | 901 | 7369 | MACT Fuel Choice Floor in lbs/MMBtu | FALSE | L | Annual | Allowances Withdrawn (1:1) | lbs | 0 | 0 | 0 | 0 | 0 | 0 | 0
WI Large Coal Units Hg Rule v3.1, Unit 3161 and retrofits | 901 | 7369 | MACT Fuel Choice Floor in lbs/MMBtu | FALSE | L | Annual | Allowances Withdrawn (n:1) | lbs | 0 | 0 | 0 | 0 | 0 | 0 | 0
WI Large Coal Units Hg Rule v3.1, Unit 3161 and retrofits | 901 | 7369 | MACT Fuel Choice Floor in lbs/MMBtu | FALSE | L | Annual | Net Emissions Allowance Position | lbs | 3.6024 | 7.3756 | 2.1279 | 0 | 0 | 3.73 | 7.4226
WI Large Coal Units Hg Rule v3.1, Unit 3161 and retrofits | 901 | 7369 | MACT Fuel Choice Floor in lbs/MMBtu | FALSE | L | Annual | Fuel Consumed | TBtu | 6.4199 | 13.1443 | 3.7921 | 0 | 0 | 6.6474 | 13.2281
WI Large Coal Units Hg Rule v3.1, Unit 3161 and retrofits | 901 | 7369 | MACT Fuel Choice Floor in lbs/MMBtu | FALSE | L | Annual | Rate | lb/MMBtu | 5.6112e-07 | 5.6112e-07 | 5.6112e-07 | 0 | 0 | 5.6112e-07 | 5.6112e-07
WI Large Coal Units Hg Rule v3.1, Unit 3161 and retrofits | 901 | 7369 | MACT Fuel Choice Floor in lbs/MMBtu | FALSE | L | Annual | Generation | TWh | 0.64238 | 1.3152 | 0.37944 | 0 | 0 | 0.66514 | 1.3236
WI Large Coal Units Hg Rule v3.1, Unit 3161 and retrofits | 901 | 7369 | MACT Fuel Choice Floor in lbs/MMBtu | FALSE | L | Annual | Qualifying Generation | TWh | 0.64238 | 1.3152 | 0.37944 | 0 | 0 | 0.66514 | 1.3236
WI Large Coal Units Hg Rule v3.1, Unit 3161 and retrofits | 901 | 7369 | MACT Fuel Choice Floor in lbs/MMBtu | FALSE | L | Annual | Constraint Shadow Price | US2022$/Lb | 0 | 0 | 0 | 0 | 0 | 0 | 0
WI Large Coal Units Hg Rule v3.1, Unit 3411 and retrofits | 902 | 7369 | MACT Fuel Choice Floor in lbs/MMBtu | FALSE | L | Annual | Seasons Included | Seasons | Winter, Spring, Summer, Fall | Winter, Spring, Summer, Fall | Winter, Spring, Summer, Fall | Winter, Spring, Summer, Fall | Winter, Spring, Summer, Fall | Winter, Spring, Summer, Fall | Winter, Spring, Summer, Fall
WI Large Coal Units Hg Rule v3.1, Unit 3411 and retrofits | 902 | 7369 | MACT Fuel Choice Floor in lbs/MMBtu | FALSE | L | Annual | Emission Floor | lbs/MMBtu | 7.92e-07 | 7.92e-07 | 7.92e-07 | 7.92e-07 | 7.92e-07 | 7.92e-07 | 7.92e-07
WI Large Coal Units Hg Rule v3.1, Unit 3411 and retrofits | 902 | 7369 | MACT Fuel Choice Floor in lbs/MMBtu | FALSE | L | Annual | Emissions at Affected Plants MER | lbs | 8.6199 | 10.1 | 2.0271 | 0 | 0 | 0 | 5.687
WI Large Coal Units Hg Rule v3.1, Unit 3411 and retrofits | 902 | 7369 | MACT Fuel Choice Floor in lbs/MMBtu | FALSE | L | Annual | Allowances Purchased MER | lbs | 0 | 0 | 0 | 0 | 0 | 0 | 0
WI Large Coal Units Hg Rule v3.1, Unit 3411 and retrofits | 902 | 7369 | MACT Fuel Choice Floor in lbs/MMBtu | FALSE | L | Annual | Allowances Sold MER | lbs | 0 | 0 | 0 | 0 | 0 | 0 | 0
WI Large Coal Units Hg Rule v3.1, Unit 3411 and retrofits | 902 | 7369 | MACT Fuel Choice Floor in lbs/MMBtu | FALSE | L | Annual | Allowances Banked | lbs | 0 | 0 | 0 | 0 | 0 | 0 | 0
WI Large Coal Units Hg Rule v3.1, Unit 3411 and retrofits | 902 | 7369 | MACT Fuel Choice Floor in lbs/MMBtu | FALSE | L | Annual | Allowances Withdrawn (1:1) | lbs | 0 | 0 | 0 | 0 | 0 | 0 | 0
WI Large Coal Units Hg Rule v3.1, Unit 3411 and retrofits | 902 | 7369 | MACT Fuel Choice Floor in lbs/MMBtu | FALSE | L | Annual | Allowances Withdrawn (n:1) | lbs | 0 | 0 | 0 | 0 | 0 | 0 | 0
WI Large Coal Units Hg Rule v3.1, Unit 3411 and retrofits | 902 | 7369 | MACT Fuel Choice Floor in lbs/MMBtu | FALSE | L | Annual | Net Emissions Allowance Position | lbs | 8.6199 | 10.1 | 2.0271 | 0 | 0 | 0 | 5.687
WI Large Coal Units Hg Rule v3.1, Unit 3411 and retrofits | 902 | 7369 | MACT Fuel Choice Floor in lbs/MMBtu | FALSE | L | Annual | Fuel Consumed | TBtu | 15.3618 | 17.9995 | 3.6125 | 0 | 0 | 0 | 10.135
WI Large Coal Units Hg Rule v3.1, Unit 3411 and retrofits | 902 | 7369 | MACT Fuel Choice Floor in lbs/MMBtu | FALSE | L | Annual | Rate | lb/MMBtu | 5.6112e-07 | 5.6112e-07 | 5.6112e-07 | 0 | 0 | 0 | 5.6112e-07
WI Large Coal Units Hg Rule v3.1, Unit 3411 and retrofits | 902 | 7369 | MACT Fuel Choice Floor in lbs/MMBtu | FALSE | L | Annual | Generation | TWh | 1.3666 | 1.6012 | 0.32137 | 0 | 0 | 0 | 0.90161
WI Large Coal Units Hg Rule v3.1, Unit 3411 and retrofits | 902 | 7369 | MACT Fuel Choice Floor in lbs/MMBtu | FALSE | L | Annual | Qualifying Generation | TWh | 1.3666 | 1.6012 | 0.32137 | 0 | 0 | 0 | 0.90161
WI Large Coal Units Hg Rule v3.1, Unit 3411 and retrofits | 902 | 7369 | MACT Fuel Choice Floor in lbs/MMBtu | FALSE | L | Annual | Constraint Shadow Price | US2022$/Lb | 0 | 0 | 0 | 0 | 0 | 0 | 0
WI Large Coal Units Hg Rule v3.1, Unit 4713 and retrofits | 903 | 7369 | MACT Fuel Choice Floor in lbs/MMBtu | FALSE | L | Annual | Seasons Included | Seasons | Winter, Spring, Summer, Fall | Winter, Spring, Summer, Fall | Winter, Spring, Summer, Fall | Winter, Spring, Summer, Fall | Winter, Spring, Summer, Fall | Winter, Spring, Summer, Fall | Winter, Spring, Summer, Fall
WI Large Coal Units Hg Rule v3.1, Unit 4713 and retrofits | 903 | 7369 | MACT Fuel Choice Floor in lbs/MMBtu | FALSE | L | Annual | Emission Floor | lbs/MMBtu | 7.92e-07 | 7.92e-07 | 7.92e-07 | 7.92e-07 | 7.92e-07 | 7.92e-07 | 7.92e-07
WI Large Coal Units Hg Rule v3.1, Unit 4713 and retrofits | 903 | 7369 | MACT Fuel Choice Floor in lbs/MMBtu | FALSE | L | Annual | Emissions at Affected Plants MER | lbs | 20.5444 | 20.9415 | 0 | 0 | 0 | 0 | 0
WI Large Coal Units Hg Rule v3.1, Unit 4713 and retrofits | 903 | 7369 | MACT Fuel Choice Floor in lbs/MMBtu | FALSE | L | Annual | Allowances Purchased MER | lbs | 0 | 0 | 0 | 0 | 0 | 0 | 0
WI Large Coal Units Hg Rule v3.1, Unit 4713 and retrofits | 903 | 7369 | MACT Fuel Choice Floor in lbs/MMBtu | FALSE | L | Annual | Allowances Sold MER | lbs | 0 | 0 | 0 | 0 | 0 | 0 | 0
WI Large Coal Units Hg Rule v3.1, Unit 4713 and retrofits | 903 | 7369 | MACT Fuel Choice Floor in lbs/MMBtu | FALSE | L | Annual | Allowances Banked | lbs | 0 | 0 | 0 | 0 | 0 | 0 | 0
WI Large Coal Units Hg Rule v3.1, Unit 4713 and retrofits | 903 | 7369 | MACT Fuel Choice Floor in lbs/MMBtu | FALSE | L | Annual | Allowances Withdrawn (1:1) | lbs | 0 | 0 | 0 | 0 | 0 | 0 | 0
WI Large Coal Units Hg Rule v3.1, Unit 4713 and retrofits | 903 | 7369 | MACT Fuel Choice Floor in lbs/MMBtu | FALSE | L | Annual | Allowances Withdrawn (n:1) | lbs | 0 | 0 | 0 | 0 | 0 | 0 | 0
WI Large Coal Units Hg Rule v3.1, Unit 4713 and retrofits | 903 | 7369 | MACT Fuel Choice Floor in lbs/MMBtu | FALSE | L | Annual | Net Emissions Allowance Position | lbs | 20.5444 | 20.9415 | 0 | 0 | 0 | 0 | 0
WI Large Coal Units Hg Rule v3.1, Unit 4713 and retrofits | 903 | 7369 | MACT Fuel Choice Floor in lbs/MMBtu | FALSE | L | Annual | Fuel Consumed | TBtu | 36.0635 | 36.7604 | 0 | 0 | 0 | 0 | 0
WI Large Coal Units Hg Rule v3.1, Unit 4713 and retrofits | 903 | 7369 | MACT Fuel Choice Floor in lbs/MMBtu | FALSE | L | Annual | Rate | lb/MMBtu | 5.6967e-07 | 5.6967e-07 | 0 | 0 | 0 | 0 | 0
WI Large Coal Units Hg Rule v3.1, Unit 4713 and retrofits | 903 | 7369 | MACT Fuel Choice Floor in lbs/MMBtu | FALSE | L | Annual | Generation | TWh | 3.5957 | 3.6652 | 0 | 0 | 0 | 0 | 0
WI Large Coal Units Hg Rule v3.1, Unit 4713 and retrofits | 903 | 7369 | MACT Fuel Choice Floor in lbs/MMBtu | FALSE | L | Annual | Qualifying Generation | TWh | 3.5957 | 3.6652 | 0 | 0 | 0 | 0 | 0
WI Large Coal Units Hg Rule v3.1, Unit 4713 and retrofits | 903 | 7369 | MACT Fuel Choice Floor in lbs/MMBtu | FALSE | L | Annual | Constraint Shadow Price | US2022$/Lb | 0 | 0 | 0 | 0 | 0 | 0 | 0
WI Large Coal Units Hg Rule v3.1, Unit 4714 and retrofits | 904 | 7369 | MACT Fuel Choice Floor in lbs/MMBtu | FALSE | L | Annual | Seasons Included | Seasons | Winter, Spring, Summer, Fall | Winter, Spring, Summer, Fall | Winter, Spring, Summer, Fall | Winter, Spring, Summer, Fall | Winter, Spring, Summer, Fall | Winter, Spring, Summer, Fall | Winter, Spring, Summer, Fall
WI Large Coal Units Hg Rule v3.1, Unit 4714 and retrofits | 904 | 7369 | MACT Fuel Choice Floor in lbs/MMBtu | FALSE | L | Annual | Emission Floor | lbs/MMBtu | 7.92e-07 | 7.92e-07 | 7.92e-07 | 7.92e-07 | 7.92e-07 | 7.92e-07 | 7.92e-07
WI Large Coal Units Hg Rule v3.1, Unit 4714 and retrofits | 904 | 7369 | MACT Fuel Choice Floor in lbs/MMBtu | FALSE | L | Annual | Emissions at Affected Plants MER | lbs | 20.491 | 21.1218 | 0.21631 | 0 | 0 | 0.15249 | 0.30686
WI Large Coal Units Hg Rule v3.1, Unit 4714 and retrofits | 904 | 7369 | MACT Fuel Choice Floor in lbs/MMBtu | FALSE | L | Annual | Allowances Purchased MER | lbs | 0 | 0 | 0 | 0 | 0 | 0 | 0
WI Large Coal Units Hg Rule v3.1, Unit 4714 and retrofits | 904 | 7369 | MACT Fuel Choice Floor in lbs/MMBtu | FALSE | L | Annual | Allowances Sold MER | lbs | 0 | 0 | 0 | 0 | 0 | 0 | 0
WI Large Coal Units Hg Rule v3.1, Unit 4714 and retrofits | 904 | 7369 | MACT Fuel Choice Floor in lbs/MMBtu | FALSE | L | Annual | Allowances Banked | lbs | 0 | 0 | 0 | 0 | 0 | 0 | 0
WI Large Coal Units Hg Rule v3.1, Unit 4714 and retrofits | 904 | 7369 | MACT Fuel Choice Floor in lbs/MMBtu | FALSE | L | Annual | Allowances Withdrawn (1:1) | lbs | 0 | 0 | 0 | 0 | 0 | 0 | 0
WI Large Coal Units Hg Rule v3.1, Unit 4714 and retrofits | 904 | 7369 | MACT Fuel Choice Floor in lbs/MMBtu | FALSE | L | Annual | Allowances Withdrawn (n:1) | lbs | 0 | 0 | 0 | 0 | 0 | 0 | 0
WI Large Coal Units Hg Rule v3.1, Unit 4714 and retrofits | 904 | 7369 | MACT Fuel Choice Floor in lbs/MMBtu | FALSE | L | Annual | Net Emissions Allowance Position | lbs | 20.491 | 21.1218 | 0.21631 | 0 | 0 | 0.15249 | 0.30686
WI Large Coal Units Hg Rule v3.1, Unit 4714 and retrofits | 904 | 7369 | MACT Fuel Choice Floor in lbs/MMBtu | FALSE | L | Annual | Fuel Consumed | TBtu | 35.9698 | 37.077 | 0.3797 | 0 | 0 | 0.26767 | 0.53866
WI Large Coal Units Hg Rule v3.1, Unit 4714 and retrofits | 904 | 7369 | MACT Fuel Choice Floor in lbs/MMBtu | FALSE | L | Annual | Rate | lb/MMBtu | 5.6967e-07 | 5.6967e-07 | 5.6967e-07 | 0 | 0 | 5.6967e-07 | 5.6967e-07
WI Large Coal Units Hg Rule v3.1, Unit 4714 and retrofits | 904 | 7369 | MACT Fuel Choice Floor in lbs/MMBtu | FALSE | L | Annual | Generation | TWh | 3.6155 | 3.7268 | 0.038166 | 0 | 0 | 0.026905 | 0.054144
WI Large Coal Units Hg Rule v3.1, Unit 4714 and retrofits | 904 | 7369 | MACT Fuel Choice Floor in lbs/MMBtu | FALSE | L | Annual | Qualifying Generation | TWh | 3.6155 | 3.7268 | 0.038166 | 0 | 0 | 0.026905 | 0.054144
WI Large Coal Units Hg Rule v3.1, Unit 4714 and retrofits | 904 | 7369 | MACT Fuel Choice Floor in lbs/MMBtu | FALSE | L | Annual | Constraint Shadow Price | US2022$/Lb | 0 | 0 | 0 | 0 | 0 | 0 | 0
WI Small Coal Units Hg Rule v3.1, Unit 3461 and retrofits | 905 | 7370 | MACT Fuel Choice Floor in lbs/MMBtu | FALSE | L | Annual | Seasons Included | Seasons | Winter, Spring, Summer, Fall | Winter, Spring, Summer, Fall | Winter, Spring, Summer, Fall | Winter, Spring, Summer, Fall | Winter, Spring, Summer, Fall | Winter, Spring, Summer, Fall | Winter, Spring, Summer, Fall
WI Small Coal Units Hg Rule v3.1, Unit 3461 and retrofits | 905 | 7370 | MACT Fuel Choice Floor in lbs/MMBtu | FALSE | L | Annual | Emission Floor | lbs/MMBtu | 6.91e-07 | 6.91e-07 | 6.91e-07 | 6.91e-07 | 6.91e-07 | 6.91e-07 | 6.91e-07
WI Small Coal Units Hg Rule v3.1, Unit 3461 and retrofits | 905 | 7370 | MACT Fuel Choice Floor in lbs/MMBtu | FALSE | L | Annual | Emissions at Affected Plants MER | lbs | 2.5144 | 3.0275 | 0 | 0 | 0 | 0 | 1.1501
WI Small Coal Units Hg Rule v3.1, Unit 3461 and retrofits | 905 | 7370 | MACT Fuel Choice Floor in lbs/MMBtu | FALSE | L | Annual | Allowances Purchased MER | lbs | 0 | 0 | 0 | 0 | 0 | 0 | 0
WI Small Coal Units Hg Rule v3.1, Unit 3461 and retrofits | 905 | 7370 | MACT Fuel Choice Floor in lbs/MMBtu | FALSE | L | Annual | Allowances Sold MER | lbs | 0 | 0 | 0 | 0 | 0 | 0 | 0
WI Small Coal Units Hg Rule v3.1, Unit 3461 and retrofits | 905 | 7370 | MACT Fuel Choice Floor in lbs/MMBtu | FALSE | L | Annual | Allowances Banked | lbs | 0 | 0 | 0 | 0 | 0 | 0 | 0
WI Small Coal Units Hg Rule v3.1, Unit 3461 and retrofits | 905 | 7370 | MACT Fuel Choice Floor in lbs/MMBtu | FALSE | L | Annual | Allowances Withdrawn (1:1) | lbs | 0 | 0 | 0 | 0 | 0 | 0 | 0
WI Small Coal Units Hg Rule v3.1, Unit 3461 and retrofits | 905 | 7370 | MACT Fuel Choice Floor in lbs/MMBtu | FALSE | L | Annual | Allowances Withdrawn (n:1) | lbs | 0 | 0 | 0 | 0 | 0 | 0 | 0
WI Small Coal Units Hg Rule v3.1, Unit 3461 and retrofits | 905 | 7370 | MACT Fuel Choice Floor in lbs/MMBtu | FALSE | L | Annual | Net Emissions Allowance Position | lbs | 2.5144 | 3.0275 | 0 | 0 | 0 | 0 | 1.1501
WI Small Coal Units Hg Rule v3.1, Unit 3461 and retrofits | 905 | 7370 | MACT Fuel Choice Floor in lbs/MMBtu | FALSE | L | Annual | Fuel Consumed | TBtu | 5.0592 | 5.3665 | 0 | 0 | 0 | 0 | 2.0386
WI Small Coal Units Hg Rule v3.1, Unit 3461 and retrofits | 905 | 7370 | MACT Fuel Choice Floor in lbs/MMBtu | FALSE | L | Annual | Rate | lb/MMBtu | 4.97e-07 | 5.6415e-07 | 0 | 0 | 0 | 0 | 5.6415e-07
WI Small Coal Units Hg Rule v3.1, Unit 3461 and retrofits | 905 | 7370 | MACT Fuel Choice Floor in lbs/MMBtu | FALSE | L | Annual | Generation | TWh | 0.39933 | 0.42359 | 0 | 0 | 0 | 0 | 0.16091
WI Small Coal Units Hg Rule v3.1, Unit 3461 and retrofits | 905 | 7370 | MACT Fuel Choice Floor in lbs/MMBtu | FALSE | L | Annual | Qualifying Generation | TWh | 0.39933 | 0.42359 | 0 | 0 | 0 | 0 | 0.16091
WI Small Coal Units Hg Rule v3.1, Unit 3461 and retrofits | 905 | 7370 | MACT Fuel Choice Floor in lbs/MMBtu | FALSE | L | Annual | Constraint Shadow Price | US2022$/Lb | 0 | 0 | 0 | 0 | 0 | 0 | 0
Zero Reserve Margin Type 3 Constraints | 906 | 7670 | MACT Fuel Choice Floor in lbs/MMBtu | FALSE | L | Annual | Seasons Included | Seasons | Winter, Spring, Summer, Fall | Winter, Spring, Summer, Fall | Winter, Spring, Summer, Fall | Winter, Spring, Summer, Fall | Winter, Spring, Summer, Fall | Winter, Spring, Summer, Fall | Winter, Spring, Summer, Fall
Zero Reserve Margin Type 3 Constraints | 906 | 7670 | MACT Fuel Choice Floor in lbs/MMBtu | FALSE | L | Annual | Emission Floor | lb/MMBtu | NA | NA | NA | NA | NA | NA | NA
Zero Reserve Margin Type 3 Constraints | 906 | 7670 | MACT Fuel Choice Floor in lbs/MMBtu | FALSE | L | Annual | Emissions at Affected Plants NOX | Thousand Tons | 0 | 0 | 0 | 0 | 0 | 0 | 0
Zero Reserve Margin Type 3 Constraints | 906 | 7670 | MACT Fuel Choice Floor in lbs/MMBtu | FALSE | L | Annual | Allowances Purchased NOX | Thousand Tons | 0 | 0 | 0 | 0 | 0 | 0 | 0
Zero Reserve Margin Type 3 Constraints | 906 | 7670 | MACT Fuel Choice Floor in lbs/MMBtu | FALSE | L | Annual | Allowances Sold NOX | Thousand Tons | 0 | 0 | 0 | 0 | 0 | 0 | 0
Zero Reserve Margin Type 3 Constraints | 906 | 7670 | MACT Fuel Choice Floor in lbs/MMBtu | FALSE | L | Annual | Allowances Banked | Thousand Tons | 0 | 0 | 0 | 0 | 0 | 0 | 0
Zero Reserve Margin Type 3 Constraints | 906 | 7670 | MACT Fuel Choice Floor in lbs/MMBtu | FALSE | L | Annual | Allowances Withdrawn (1:1) | Thousand Tons | 0 | 0 | 0 | 0 | 0 | 0 | 0
Zero Reserve Margin Type 3 Constraints | 906 | 7670 | MACT Fuel Choice Floor in lbs/MMBtu | FALSE | L | Annual | Allowances Withdrawn (n:1) | Thousand Tons | 0 | 0 | 0 | 0 | 0 | 0 | 0
Zero Reserve Margin Type 3 Constraints | 906 | 7670 | MACT Fuel Choice Floor in lbs/MMBtu | FALSE | L | Annual | Net Emissions Allowance Position | Thousand Tons | 0 | 0 | 0 | 0 | 0 | 0 | 0
Zero Reserve Margin Type 3 Constraints | 906 | 7670 | MACT Fuel Choice Floor in lbs/MMBtu | FALSE | L | Annual | Fuel Consumed | TBtu | 0 | 0 | 0 | 0 | 0 | 0 | 0
Zero Reserve Margin Type 3 Constraints | 906 | 7670 | MACT Fuel Choice Floor in lbs/MMBtu | FALSE | L | Annual | Rate | lb/MMBtu | 0 | 0 | 0 | 0 | 0 | 0 | 0
Zero Reserve Margin Type 3 Constraints | 906 | 7670 | MACT Fuel Choice Floor in lbs/MMBtu | FALSE | L | Annual | Generation | TWh | 0 | 0 | 0 | 0 | 0 | 0 | 0
Zero Reserve Margin Type 3 Constraints | 906 | 7670 | MACT Fuel Choice Floor in lbs/MMBtu | FALSE | L | Annual | Qualifying Generation | TWh | 0 | 0 | 0 | 0 | 0 | 0 | 0
Zero Reserve Margin Type 3 Constraints | 906 | 7670 | MACT Fuel Choice Floor in lbs/MMBtu | FALSE | L | Annual | Constraint Shadow Price | US2022$/Ton | 0 | 0 | 0 | 0 | 0 | 0 | 0

## Table 1-16_US
MATS RTR Final Rule
| 2028 | 2030 | 2035 | 2040 | 2045 | 2050 | 2055
1. Reserve Margin Capacity Winter [MW] | 927896.2915 | 948529.7416 | 1017422.6522 | 1095018.5958 | 1178542.1608 | 1272826.0282 | 1344984.9632
Plus Firm Contract Purchases Winter [MW] | 0 | 0 | 0 | 0 | 0 | 0 | 0
Plus Transmission In Winter [MW] | 30473.3611 | 31733.743 | 41017.2403 | 46905.156 | 56632.2139 | 69126.3073 | 69122.7573
Less Firm Contract Sales Winter [MW] | 0 | 0 | 0 | 0 | 0 | 0 | 0
Less Transmission Out Winter [MW] | 33546.9624 | 35227.7608 | 45017.8414 | 54028.6124 | 64538.4679 | 77346.7135 | 77569.0856
Total Reserve Margin Capacity Winter [MW] | 924822.6902 | 945035.7238 | 1013422.0511 | 1087895.1395 | 1170635.9068 | 1264605.6219 | 1336538.6348
2. Peak Load Winter [MW] | 720017.0659 | 741564.7416 | 799319.8379 | 853874.8772 | 914544.6069 | 983261.4275 | 1038154.8162
Less DSM [MW] | 0 | 0 | 0 | 0 | 0 | 0 | 0
Net Demand Winter [MW] | 720017.0659 | 741564.7416 | 799319.8379 | 853874.8772 | 914544.6069 | 983261.4275 | 1038154.8162
3. Reserve Margin Winter [%] | 28.4446 | 27.4381 | 26.7855 | 27.4069 | 28.0021 | 28.6134 | 28.7417
1. Reserve Margin Capacity Spring [MW] | 927896.2915 | 948529.7416 | 1017422.6522 | 1095018.5958 | 1178542.1608 | 1272826.0282 | 1344984.9632
Plus Firm Contract Purchases Spring [MW] | 0 | 0 | 0 | 0 | 0 | 0 | 0
Plus Transmission In Spring [MW] | 3950.8711 | 4597.8901 | 5952.3469 | 5157.1103 | 7580.7301 | 16765.8454 | 18571.4384
Less Firm Contract Sales Spring [MW] | 0 | 0 | 0 | 0 | 0 | 0 | 0
Less Transmission Out Spring [MW] | 4271.8847 | 4714.9615 | 6104.5182 | 5286.131 | 7772.8461 | 17180.1208 | 19028.1131
Total Reserve Margin Capacity Spring [MW] | 927575.2779 | 948412.6702 | 1017270.4809 | 1094889.5751 | 1178350.0448 | 1272411.7527 | 1344528.2884
2. Peak Load Spring [MW] | 614965.4742 | 635527.1691 | 690695.2366 | 738529.9282 | 788572.9369 | 843062.0103 | 890272.688
Less DSM [MW] | 0 | 0 | 0 | 0 | 0 | 0 | 0
Net Demand Spring [MW] | 614965.4742 | 635527.1691 | 690695.2366 | 738529.9282 | 788572.9369 | 843062.0103 | 890272.688
3. Reserve Margin Spring [%] | 50.8337 | 49.2324 | 47.2821 | 48.2526 | 49.4282 | 50.9274 | 51.0243
1. Reserve Margin Capacity Summer [MW] | 927896.2915 | 948529.7416 | 1017422.6522 | 1095018.5958 | 1178542.1608 | 1272826.0282 | 1344984.9632
Plus Firm Contract Purchases Summer [MW] | 0 | 0 | 0 | 0 | 0 | 0 | 0
Plus Transmission In Summer [MW] | 82063.7215 | 86320.9756 | 97701.3963 | 98720.7422 | 113651.4629 | 128729.8624 | 132922.47
Less Firm Contract Sales Summer [MW] | 0 | 0 | 0 | 0 | 0 | 0 | 0
Less Transmission Out Summer [MW] | 75559.1789 | 80222.6698 | 89363.7748 | 92817.0109 | 108008.4303 | 122730.0977 | 126983.7006
Total Reserve Margin Capacity Summer [MW] | 934400.8341 | 954628.0474 | 1025760.2738 | 1100922.3271 | 1184185.1933 | 1278825.7929 | 1350923.7326
2. Peak Load Summer [MW] | 807669.8709 | 829518.2149 | 890121.4947 | 955385.7447 | 1027711.9014 | 1109916.0512 | 1172554.2389
Less DSM [MW] | 0 | 0 | 0 | 0 | 0 | 0 | 0
Net Demand Summer [MW] | 807669.8709 | 829518.2149 | 890121.4947 | 955385.7447 | 1027711.9014 | 1109916.0512 | 1172554.2389
3. Reserve Margin Summer [%] | 15.6909 | 15.0822 | 15.2382 | 15.2333 | 15.2254 | 15.2182 | 15.212
1. Reserve Margin Capacity Fall [MW] | 927896.2915 | 948529.7416 | 1017422.6522 | 1095018.5958 | 1178542.1608 | 1272826.0282 | 1344984.9632
Plus Firm Contract Purchases Fall [MW] | 0 | 0 | 0 | 0 | 0 | 0 | 0
Plus Transmission In Fall [MW] | 7898.2556 | 7770.56 | 10111.035 | 8616.395 | 14641.9753 | 23659.8162 | 26029.7927
Less Firm Contract Sales Fall [MW] | 0 | 0 | 0 | 0 | 0 | 0 | 0
Less Transmission Out Fall [MW] | 8863.9381 | 9267.7879 | 10452.9523 | 8927.6318 | 15104.3463 | 24257.7933 | 26681.8041
Total Reserve Margin Capacity Fall [MW] | 926930.609 | 947032.5137 | 1017080.7349 | 1094707.359 | 1178079.7898 | 1272228.0511 | 1344332.9518
2. Peak Load Fall [MW] | 661779.5817 | 683222.7098 | 738710.7352 | 789985.9679 | 844989.1643 | 905954.4671 | 956405.7865
Less DSM [MW] | 0 | 0 | 0 | 0 | 0 | 0 | 0
Net Demand Fall [MW] | 661779.5817 | 683222.7098 | 738710.7352 | 789985.9679 | 844989.1643 | 905954.4671 | 956405.7865
3. Reserve Margin Fall [%] | 40.0664 | 38.6126 | 37.6832 | 38.573 | 39.4195 | 40.4296 | 40.5609
1. Reserve Margin Capacity Annual [MW] | 927896.2915 | 948529.7416 | 1017422.6522 | 1095018.5958 | 1178542.1608 | 1272826.0282 | 1344984.9632
Plus Firm Contract Purchases Annual [MW] | 0 | 0 | 0 | 0 | 0 | 0 | 0
Plus Transmission In Annual [MW] | 87175.2689 | 85663.4651 | 97614.9754 | 100045.7714 | 117450.5162 | 133616.4589 | 139667.255
Less Firm Contract Sales Annual [MW] | 0 | 0 | 0 | 0 | 0 | 0 | 0
Less Transmission Out Annual [MW] | 56628.0432 | 54661.446 | 68909.8038 | 70941.6162 | 87631.0869 | 99356.779 | 104447.0298
Total Reserve Margin Capacity Annual [MW] | 958443.5172 | 979531.7606 | 1046127.8238 | 1124122.751 | 1208361.5901 | 1307085.7081 | 1380205.1884
(for seasonal/annual regions combined)
2. Peak Load Annual [MW] | 819961.1315 | 841059.5395 | 900983.9955 | 966331.6895 | 1039571.775 | 1123231.6359 | 1186867.4369
Less DSM [MW] | 0 | 0 | 0 | 0 | 0 | 0 | 0
Net Demand Annual [MW] | 819961.1315 | 841059.5395 | 900983.9955 | 966331.6895 | 1039571.775 | 1123231.6359 | 1186867.4369
(for seasonal/annual regions combined)
3. Reserve Margin Annual [%] | 16.8889 | 16.464 | 16.1095 | 16.3289 | 16.2365 | 16.3683 | 16.2898
(for seasonal/annual regions combined)
3a.Local Reserves Annual [%] | 113.1634 | 112.778 | 112.9235 | 113.3171 | 113.368 | 113.3182 | 113.3223
(for seasonal/annual regions combined)
4. Total Generation [GWh] | 4539017.5757 | 4697416.4637 | 5161584.1718 | 5574167.5089 | 6102933.0958 | 6414232.3001 | 6754529.8495
Inter-Region Transmission [GWh] | 15064.5945 | 9232.6716 | -10919.2156 | -36905.1532 | -58268.9721 | -36507.4831 | -25131.8352
Pumping & Storage Losses [GWh] | 92372.1514 | 109416.7189 | 205251.426 | 253832.2067 | 369079.2109 | 376652.1168 | 382199.7463
Produced Fuel Losses [GWh] | 0 | 0 | 0 | 0 | 0 | 0 | 0
Plus Purchases [GWh] | 0 | 0 | 0 | 0 | 0 | 0 | 0
Less Sales [GWh] | 0 | 0 | 0 | 0 | 0 | 0 | 0
5. Total Supply for Demand [GWh] | 4461710.0187 | 4597232.4164 | 4945413.5302 | 5283430.149 | 5675584.9128 | 6001072.7003 | 6347198.268
6. Projected Demand [GWh] | 4459175.9151 | 4597144.3211 | 4938506.624 | 5253580.296 | 5575841.7776 | 5927775.1507 | 6273872.1295
Energy Not Served [GWh] | 0 | 0 | 0 | 0 | 0 | 0 | 0
Less DSM [GWh] | 0 | 0 | 0 | 0 | 0 | 0 | 0
Energy Demand Response [GWh] | 0 | 0 | 0 | 0 | 0 | 0 | 0
Net Demand [GWh] | 4459175.9151 | 4597144.3211 | 4938506.624 | 5253580.296 | 5575841.7776 | 5927775.1507 | 6273872.1295
7. Dumped Energy [GWh] | 2534.1036 | 88.0953 | 6906.9063 | 29849.8529 | 99743.1352 | 73297.5496 | 73326.1384
8. Total Generation [GWh] | 4539017.5757 | 4697416.4637 | 5161584.1718 | 5574167.5089 | 6102933.0958 | 6414232.3001 | 6754529.8495
Less T&D Losses [GWh] | 320425.6145 | 331560.133 | 365962.1372 | 394119.9526 | 430179.8131 | 453505.4226 | 478839.6291
9. Total Sales [GWh] | 4218591.9611 | 4365856.3308 | 4795622.0347 | 5180047.5563 | 5672753.2827 | 5960726.8776 | 6275690.2204
Capacity Avoided Costs [US$/kW]
ANNUAL | 61.5195 | 101.4973 | 64.2252 | 89.7071 | 70.3898 | 73.3332 | 73.5575
WINTER | 15.029 | 6.551 | 10.4586 | 5.27 | 7.2578 | 6.4284 | 6.494
SPRING | 0.00076712 | 0.00085528 | 0.00086385 | 0.00075795 | 0.0011535 | 0.00094832 | 0.00096727
SUMMER | 48.3555 | 95.7212 | 55.0927 | 85.165 | 64.0262 | 67.8683 | 68.0244
FALL | 0.00093016 | 0.00086788 | 0.0010218 | 0.00095659 | 0.0019317 | 0.0015883 | 0.0014592
10. Capacity by Capacity Reporting Type [MW]
00 New Combined Cycle | 24991.8205 | 24581.9248 | 24152.3014 | 24439.6883 | 24565.3755 | 51969.3356 | 84325.8343
00 New Combined Cycle with CCS Retrofit | 0 | 0 | 370.0474 | 370.0474 | 370.0474 | 370.0474 | 370.0474
00 New Combined Cycle with CF Limit | 0 | 0 | 0 | 0 | 0 | 0 | 0
00 New Combined Cycle with HRI Retrofit | 0 | 0 | 0 | 0 | 0 | 0 | 0
00 New Combined Cycle with Hydrogen Retrofit | 0 | 1509.5825 | 1509.5825 | 1509.5825 | 1509.5825 | 1509.5825 | 1509.5825
00 New Combined Cycle with Hydrogen Retrofit Undone | 0 | 0 | 0 | 0 | 0 | 0 | 0
00 New Combined Cycle with CCS | 0 | 0 | 0 | 0 | 0 | 0 | 0
00 New Combustion Turbine | 8787.798 | 15696.2705 | 15696.2705 | 56280.4193 | 122508.8162 | 212564.3222 | 257729.7215
00 New Combustion Turbine with HRI Retrofit | 0 | 0 | 0 | 0 | 0 | 0 | 0
00 New Combustion Turbine with Hydrogen Retrofit | 0 | 0 | 0 | 0 | 0 | 2340.1087 | 2340.1087
00 New Combustion Turbine with Hydrogen Retrofit Undone | 0 | 0 | 0 | 0 | 0 | 0 | 0
00 New Hydro | 0 | 1251.1839 | 4888.3464 | 9404.0564 | 9461.7613 | 9461.7613 | 9461.7613
00 New Nuclear | 0 | 0 | 0 | 0 | 0 | 0 | 0
00 New Nuclear - SMR | 0 | 0 | 0 | 0 | 0 | 0 | 0
00 New Biomass | 0 | 0 | 0 | 0 | 0 | 0 | 0
00 New Geothermal | 601.83 | 601.83 | 601.83 | 601.83 | 601.83 | 601.83 | 601.83
00 New Landfill Gas | 1419.7306 | 1419.7306 | 1419.7306 | 1419.7306 | 1419.7306 | 2469.5708 | 3366.2802
00 New Battery Storage | 16633.7612 | 28586.1017 | 83574.082 | 109437.5636 | 146353.0767 | 147531.1628 | 148674.2052
00 New Offshore Wind | 7667.4308 | 10041.5897 | 27942.7253 | 29286.6127 | 50786.6127 | 50786.6127 | 50786.6127
00 New Onshore Wind | 32023.7867 | 74356.2247 | 198557.7737 | 395952.3208 | 514025.4417 | 519787.3334 | 538162.9929
00 New Solar PV | 37194.9999 | 38556.2557 | 154967.0182 | 201660.0004 | 350686.8345 | 368562.9249 | 384390.282
00 New Solar Thermal | 0 | 0 | 0 | 0 | 0 | 0 | 476.1824
00 New Fuel Cell | 0 | 0 | 0 | 0 | 0 | 0 | 0
00 New Ultrasupercritical Coal without CCS | 0 | 0 | 0 | 0 | 0 | 0 | 0
00 New Ultrasupercritical Coal with 30% CCS | 0 | 0 | 0 | 0 | 0 | 0 | 0
00 New Ultrasupercritical Coal with 90% CCS | 0 | 0 | 0 | 0 | 0 | 0 | 0
00 Exist & New Distributed Solar PV | 81438.517 | 92295.5312 | 120510.1551 | 151530.8306 | 185355.8591 | 223729.6245 | 273919.1016
00 Exist Combined Cycle | 287932.7096 | 287932.7096 | 286382.658 | 285762.5758 | 279597.6764 | 271349.1764 | 269535.7638
00 Exist Combustion Turbine | 149301.1 | 148848.6 | 147607.4 | 147443.4 | 136625.5124 | 132158.0124 | 132158.0124
00 Exist FBC_Uncontrolled | 2.3 | 2.3 | 2.3 | 2.3 | 0 | 0 | 0
00 Exist FBC_ACI_DSI | 38 | 38 | 38 | 38 | 0 | 0 | 0
00 Exist FBC_DryFGD_ACI | 139 | 139 | 139 | 139 | 139 | 139 | 139
00 Exist FBC_DryFGD_DSI | 0 | 0 | 0 | 0 | 0 | 0 | 0
00 Exist FBC_DryFGD_SNCR | 1674 | 1674 | 1592.3787 | 1592.3787 | 1592.3787 | 1592.3787 | 1056.3787
00 Exist FBC_DryFGD_SNCR_ACI | 379 | 379 | 379 | 379 | 379 | 74 | 74
00 Exist FBC_DryFGD_SNCR_ACI_DSI | 624 | 493.8602 | 1.8786e-07 | 1.8786e-07 | 1.8786e-07 | 1.8786e-07 | 1.8786e-07
00 Exist FBC_DryFGD_SNCR_DSI | 0 | 0 | 0 | 0 | 0 | 0 | 0
00 Exist FBC_DSI | 612 | 612 | 612 | 612 | 612 | 612 | 612
00 Exist FBC_SNCR | 53 | 53 | 53 | 53 | 53 | 53 | 53
00 Exist FBC_SNCR_ACI_DSI | 0 | 0 | 0 | 0 | 0 | 0 | 0
00 Exist FBC_SNCR_DSI | 830 | 830 | 830 | 830 | 830 | 830 | 830
00 Exist FBC_WetFGD_SNCR | 54 | 54 | 54 | 54 | 0 | 0 | 0
00 Exist FBC_WetFGD_DSI | 51 | 51 | 51 | 51 | 51 | 51 | 51
00 Exist_Non-FBC_Uncontrolled | 382.4 | 362.3 | 104.8 | 104.8 | 104.8 | 104.8 | 21.4
00 Exist_Non-FBC_ACI | 5547.7105 | 1452 | 1452 | 1452 | 1452 | 1452 | 1452
00 Exist_Non-FBC_ACI_DSI | 993 | 993 | 993 | 993 | 993 | 993 | 993
00 Exist_Non-FBC_DryFGD | 0 | 0 | 0 | 0 | 0 | 0 | 0
00 Exist_Non-FBC_DryFGD_ACI | 5820.7896 | 5101 | 2339.2093 | 1677.2093 | 1677.2093 | 1677.2093 | 1677.2093
00 Exist_Non-FBC_DryFGD_SCR | 3.0819 | 0 | 0 | 0 | 0 | 0 | 0
00 Exist_Non-FBC_DryFGD_SCR_ACI | 9438.8 | 8537.8 | 5808.0863 | 5808.0863 | 5808.0863 | 5728.0863 | 5728.0863
00 Exist_Non-FBC_DryFGD_SCR_DSI | 268 | 268 | 0 | 0 | 0 | 0 | 0
00 Exist_Non-FBC_DryFGD_SCR_ACI_DSI | 934 | 934 | 691 | 691 | 691 | 691 | 691
00 Exist_Non-FBC_DryFGD_SNCR_ACI | 1593 | 1145 | 641 | 641 | 641 | 641 | 641
00 Exist_Non-FBC_DryFGD_SNCR_ACI_DSI | 585 | 585 | 0 | 0 | 0 | 0 | 0
00 Exist_Non-FBC_DSI | 938 | 0 | 0 | 0 | 0 | 0 | 0
00 Exist_Non-FBC_SCR_ACI | 2988.1365 | 2988.1365 | 2074.2336 | 2074.2336 | 1896.8349 | 1896.8349 | 1896.8349
00 Exist_Non-FBC_SCR_ACI_DSI | 2753.0154 | 390 | 390 | 390 | 390 | 390 | 390
00 Exist_Non-FBC_SNCR_ACI | 557 | 0 | 0 | 0 | 0 | 0 | 0
00 Exist_Non-FBC_SNCR_ACI_DSI | 0 | 0 | 0 | 0 | 0 | 0 | 0
00 Exist_Non-FBC_WetFGD | 2926 | 6 | 0 | 0 | 0 | 0 | 0
00 Exist_Non-FBC_WetFGD_ACI | 2279.6522 | 1312 | 6 | 6 | 6 | 6 | 6
00 Exist_Non-FBC_WetFGD_ACI_DSI | 0 | 0 | 0 | 0 | 0 | 0 | 0
00 Exist_Non-FBC_WetFGD_SCR | 27133.8395 | 25176.8395 | 11042.5548 | 5595.4202 | 5299.8694 | 4455.8694 | 4455.8694
00 Exist_Non-FBC_WetFGD_SCR_DSI | 1239 | 0 | 0 | 0 | 0 | 0 | 0
00 Exist_Non-FBC_WetFGD_SCR_ACI | 12975.8637 | 11228.8637 | 3503.7206 | 3062.2046 | 3062.2046 | 3062.2046 | 3062.2046
00 Exist_Non-FBC_WetFGD_SCR_ACI_DSI | 7055.1919 | 6555.1919 | 2021 | 1630 | 0 | 0 | 0
00 Exist_Non-FBC_WetFGD_SNCR | 459 | 0 | 0 | 0 | 0 | 0 | 0
00 Exist_Non-FBC_WetFGD_SNCR_ACI | 2246.6876 | 2246.6876 | 712.4998 | 712.4998 | 570 | 570 | 570
00 Exist IGCC | 595 | 595 | 0 | 0 | 0 | 0 | 0
00 Exist Fossil_Other | 1070.8 | 1070.8 | 1070.8 | 1070.8 | 1070.8 | 1070.8 | 1070.8
00 Exist Fuel Cell | 354.2 | 354.2 | 354.2 | 354.2 | 354.2 | 354.2 | 354.2
00 Exist Hydro | 79499.6 | 79499.6 | 79499.6 | 79499.6 | 79499.6 | 79499.6 | 79499.6
00 Exist Non Fossil_Other | 4075.3 | 4075.3 | 4075.3 | 4075.3 | 4075.3 | 4075.3 | 4075.3
00 Exist Nuclear | 93569.6 | 90882 | 83694.5 | 79061.9 | 64844 | 45364.4 | 28531.6
00 Exist Oil/Gas Steam | 43661.3096 | 43661.3096 | 35370.2724 | 35370.2724 | 35290.2724 | 34971.4724 | 34971.4724
00 Exist Oil/Gas Steam_SCR | 4809.2 | 4809.2 | 4577.2 | 4577.2 | 4410.2 | 4410.2 | 4410.2
00 Exist Oil/Gas Steam_SNCR | 3569.1738 | 3569.1738 | 2834.1738 | 2834.1738 | 2834.1738 | 2319.3738 | 2319.3738
00 Exist Biomass | 202.9 | 202.9 | 190.9 | 144.4 | 144.4 | 144.4 | 144.4
00 Exist Landfill Gas | 1652.9 | 1652.9 | 1533.3 | 1533.3 | 1533.3 | 1533.3 | 1533.3
00 Exist Geothermal | 2609.4 | 2609.4 | 2609.4 | 2609.4 | 2609.4 | 2609.4 | 2609.4
00 Exist Pump Storage | 22907.1 | 22907.1 | 22907.1 | 22907.1 | 22907.1 | 22907.1 | 22907.1
00 Exist Energy Storage | 30048.4 | 30048.4 | 30048.4 | 30048.4 | 30048.4 | 30048.4 | 30048.4
00 Exist Solar PV | 141787.6 | 141787.6 | 141785.6 | 141785.6 | 141785.6 | 141785.6 | 141785.6
00 Exist Solar Thermal | 1480.1 | 1480.1 | 1480.1 | 1480.1 | 1480.1 | 1480.1 | 1480.1
00 Exist Offshore Wind | 6185.7 | 6185.7 | 6185.7 | 6185.7 | 6185.7 | 6185.7 | 6185.7
00 Exist Onshore Wind | 161270.2 | 161270.2 | 161270.2 | 161270.2 | 161270.2 | 161270.2 | 161270.2
00 International Imports | 1000 | 1000 | 1000 | 1000 | 1000 | 1000 | 1000
00 Ret.Exist Combined Cycle & CF Limit | 0 | 0 | 0 | 0 | 0 | 0 | 0
00 Ret.Exist Combined Cycle & CCS | 0 | 0 | 75.2769 | 75.2769 | 75.2769 | 75.2769 | 75.2769
00 Ret.Exist Combined Cycle & Hydrogen | 0 | 0 | 165 | 165 | 364.1993 | 1113.0993 | 2273.512
00 Ret.Exist Combined Cycle & Hydrogen Retrofit Undone | 0 | 0 | 0 | 0 | 0 | 0 | 0
00 Ret.Exist Combined Cycle & HRI | 0 | 0 | 0 | 0 | 0 | 0 | 0
00 Ret.Exist Combustion Turbine & HRI | 0 | 0 | 0 | 0 | 0 | 0 | 0
00 Ret.Exist_FBC_NoCtrl & CCS | 0 | 0 | 0 | 0 | 0 | 0 | 0
00 Ret.Exist_FBC_NoCtrl & DRET | 0 | 0 | 0 | 0 | 0 | 0 | 0
00 Ret.Exist_FBC_NoCtrl & GPM | 0 | 0 | 0 | 0 | 0 | 0 | 0
00 Ret.Exist_FBC_NoCtrl & GPM & CCS | 0 | 0 | 0 | 0 | 0 | 0 | 0
00 Ret.Exist_FBC_NoCtrl & GPM & DRET | 0 | 0 | 0 | 0 | 0 | 0 | 0
00 Ret.Exist_FBC_NoCtrl & GPM & NGC | 0 | 0 | 0 | 0 | 0 | 0 | 0
00 Ret.Exist_FBC_NoCtrl & GPM & SNCR | 0 | 0 | 0 | 0 | 0 | 0 | 0
00 Ret.Exist_FBC_NoCtrl & GPM & SNCR & CCS | 0 | 0 | 0 | 0 | 0 | 0 | 0
00 Ret.Exist_FBC_NoCtrl & GPM & SNCR & DRET | 0 | 0 | 0 | 0 | 0 | 0 | 0
00 Ret.Exist_FBC_NoCtrl & GPM & SNCR & NGC | 0 | 0 | 0 | 0 | 0 | 0 | 0
00 Ret.Exist_FBC_NoCtrl & NGC | 0 | 0 | 0 | 0 | 0 | 0 | 0
00 Ret.Exist_FBC_NoCtrl & SNCR | 0 | 0 | 0 | 0 | 0 | 0 | 0
00 Ret.Exist_FBC_NoCtrl & SNCR & CCS | 0 | 0 | 0 | 0 | 0 | 0 | 0
00 Ret.Exist_FBC_NoCtrl & SNCR & DRET | 0 | 0 | 0 | 0 | 0 | 0 | 0
00 Ret.Exist_FBC_NoCtrl & SNCR & NGC | 0 | 0 | 0 | 0 | 0 | 0 | 0
00 Ret.Exist_FBC_ACI_DSI & CCS | 0 | 0 | 0 | 0 | 0 | 0 | 0
00 Ret.Exist_FBC_ACI_DSI & DCCS | 0 | 0 | 0 | 0 | 0 | 0 | 0
00 Ret.Exist_FBC_ACI_DSI & DCCS & CCS | 0 | 0 | 0 | 0 | 0 | 0 | 0
00 Ret.Exist_FBC_ACI_DSI & DCCS & SNCR & CCS | 0 | 0 | 0 | 0 | 0 | 0 | 0
00 Ret.Exist_FBC_ACI_DSI & DRET | 0 | 0 | 0 | 0 | 0 | 0 | 0
00 Ret.Exist_FBC_ACI_DSI & GPM | 440 | 440 | 440 | 440 | 440 | 440 | 440
00 Ret.Exist_FBC_ACI_DSI & GPM & CCS | 0 | 0 | 0 | 0 | 0 | 0 | 0
00 Ret.Exist_FBC_ACI_DSI & GPM & DRET | 0 | 0 | 0 | 0 | 0 | 0 | 0
00 Ret.Exist_FBC_ACI_DSI & GPM & NGC | 0 | 0 | 0 | 0 | 0 | 0 | 0
00 Ret.Exist_FBC_ACI_DSI & GPM & SNCR | 0 | 0 | 0 | 0 | 0 | 0 | 0
00 Ret.Exist_FBC_ACI_DSI & GPM & SNCR & CCS | 0 | 0 | 0 | 0 | 0 | 0 | 0
00 Ret.Exist_FBC_ACI_DSI & GPM & SNCR & DRET | 0 | 0 | 0 | 0 | 0 | 0 | 0
00 Ret.Exist_FBC_ACI_DSI & GPM & SNCR & NGC | 0 | 0 | 0 | 0 | 0 | 0 | 0
00 Ret.Exist_FBC_ACI_DSI & NGC | 0 | 0 | 0 | 0 | 0 | 0 | 0
00 Ret.Exist_FBC_ACI_DSI & SNCR | 0 | 0 | 0 | 0 | 0 | 0 | 0
00 Ret.Exist_FBC_ACI_DSI & SNCR & CCS | 0 | 0 | 0 | 0 | 0 | 0 | 0
00 Ret.Exist_FBC_ACI_DSI & SNCR & DRET | 0 | 0 | 0 | 0 | 0 | 0 | 0
00 Ret.Exist_FBC_ACI_DSI & SNCR & NGC | 0 | 0 | 0 | 0 | 0 | 0 | 0
00 Ret.Exist_FBC_DryFGD_ACI & CCS | 0 | 0 | 0 | 0 | 0 | 0 | 0
00 Ret.Exist_FBC_DryFGD_ACI & DCCS | 0 | 0 | 0 | 0 | 0 | 0 | 0
00 Ret.Exist_FBC_DryFGD_ACI & DCCS & CCS | 0 | 0 | 0 | 0 | 0 | 0 | 0
00 Ret.Exist_FBC_DryFGD_ACI & DCCS & SNCR & CCS | 0 | 0 | 0 | 0 | 0 | 0 | 0
00 Ret.Exist_FBC_DryFGD_ACI & DRET | 0 | 0 | 0 | 0 | 0 | 0 | 0
00 Ret.Exist_FBC_DryFGD_ACI & GPM | 0 | 0 | 0 | 0 | 0 | 0 | 0
00 Ret.Exist_FBC_DryFGD_ACI & GPM & CCS | 0 | 0 | 0 | 0 | 0 | 0 | 0
00 Ret.Exist_FBC_DryFGD_ACI & GPM & DRET | 0 | 0 | 0 | 0 | 0 | 0 | 0
00 Ret.Exist_FBC_DryFGD_ACI & GPM & NGC | 0 | 0 | 0 | 0 | 0 | 0 | 0
00 Ret.Exist_FBC_DryFGD_ACI & GPM & SNCR | 0 | 0 | 0 | 0 | 0 | 0 | 0
00 Ret.Exist_FBC_DryFGD_ACI & GPM & SNCR & CCS | 0 | 0 | 0 | 0 | 0 | 0 | 0
00 Ret.Exist_FBC_DryFGD_ACI & GPM & SNCR & DRET | 0 | 0 | 0 | 0 | 0 | 0 | 0
00 Ret.Exist_FBC_DryFGD_ACI & GPM & SNCR & NGC | 0 | 0 | 0 | 0 | 0 | 0 | 0
00 Ret.Exist_FBC_DryFGD_ACI & NGC | 0 | 0 | 0 | 0 | 0 | 0 | 0
00 Ret.Exist_FBC_DryFGD_ACI & SNCR | 0 | 0 | 0 | 0 | 0 | 0 | 0
00 Ret.Exist_FBC_DryFGD_ACI & SNCR & CCS | 0 | 0 | 0 | 0 | 0 | 0 | 0
00 Ret.Exist_FBC_DryFGD_ACI & SNCR & DRET | 0 | 0 | 0 | 0 | 0 | 0 | 0
00 Ret.Exist_FBC_DryFGD_ACI & SNCR & NGC | 0 | 0 | 0 | 0 | 0 | 0 | 0
00 Ret.Exist_FBC_DryFGD_DSI & ACI | 0 | 0 | 0 | 0 | 0 | 0 | 0
00 Ret.Exist_FBC_DryFGD_DSI & ACI & DRET | 0 | 0 | 0 | 0 | 0 | 0 | 0
00 Ret.Exist_FBC_DryFGD_DSI & ACI & GPM | 0 | 0 | 0 | 0 | 0 | 0 | 0
00 Ret.Exist_FBC_DryFGD_DSI & ACI & GPM & DRET | 0 | 0 | 0 | 0 | 0 | 0 | 0
00 Ret.Exist_FBC_DryFGD_DSI & ACI & GPM & NGC | 0 | 0 | 0 | 0 | 0 | 0 | 0
00 Ret.Exist_FBC_DryFGD_DSI & ACI & GPM & SNCR | 0 | 0 | 0 | 0 | 0 | 0 | 0
00 Ret.Exist_FBC_DryFGD_DSI & ACI & GPM & SNCR & DRET | 0 | 0 | 0 | 0 | 0 | 0 | 0
00 Ret.Exist_FBC_DryFGD_DSI & ACI & GPM & SNCR & NGC | 0 | 0 | 0 | 0 | 0 | 0 | 0
00 Ret.Exist_FBC_DryFGD_DSI & ACI & NGC | 0 | 0 | 0 | 0 | 0 | 0 | 0
00 Ret.Exist_FBC_DryFGD_DSI & ACI & SNCR | 0 | 0 | 0 | 0 | 0 | 0 | 0
00 Ret.Exist_FBC_DryFGD_DSI & ACI & SNCR & DRET | 0 | 0 | 0 | 0 | 0 | 0 | 0
00 Ret.Exist_FBC_DryFGD_DSI & ACI & SNCR & NGC | 0 | 0 | 0 | 0 | 0 | 0 | 0
00 Ret.Exist_FBC_DryFGD_DSI & DRET | 0 | 0 | 0 | 0 | 0 | 0 | 0
00 Ret.Exist_FBC_DryFGD_DSI & GPM | 0 | 0 | 0 | 0 | 0 | 0 | 0
00 Ret.Exist_FBC_DryFGD_DSI & GPM & DRET | 0 | 0 | 0 | 0 | 0 | 0 | 0
00 Ret.Exist_FBC_DryFGD_DSI & GPM & NGC | 0 | 0 | 0 | 0 | 0 | 0 | 0
00 Ret.Exist_FBC_DryFGD_DSI & GPM & SNCR | 0 | 0 | 0 | 0 | 0 | 0 | 0
00 Ret.Exist_FBC_DryFGD_DSI & GPM & SNCR & DRET | 0 | 0 | 0 | 0 | 0 | 0 | 0
00 Ret.Exist_FBC_DryFGD_DSI & GPM & SNCR & NGC | 0 | 0 | 0 | 0 | 0 | 0 | 0
00 Ret.Exist_FBC_DryFGD_DSI & NGC | 0 | 0 | 0 | 0 | 0 | 0 | 0
00 Ret.Exist_FBC_DryFGD_DSI & SNCR | 0 | 0 | 0 | 0 | 0 | 0 | 0
00 Ret.Exist_FBC_DryFGD_DSI & SNCR & DRET | 0 | 0 | 0 | 0 | 0 | 0 | 0
00 Ret.Exist_FBC_DryFGD_DSI & SNCR & NGC | 0 | 0 | 0 | 0 | 0 | 0 | 0
00 Ret.Exist_FBC_DryFGD_SNCR & ACI | 0 | 0 | 0 | 0 | 0 | 0 | 0
00 Ret.Exist_FBC_DryFGD_SNCR & ACI & CCS | 0 | 0 | 0 | 0 | 0 | 0 | 0
00 Ret.Exist_FBC_DryFGD_SNCR & ACI & DRET | 0 | 0 | 0 | 0 | 0 | 0 | 0
00 Ret.Exist_FBC_DryFGD_SNCR & ACI & GPM | 0 | 0 | 0 | 0 | 0 | 0 | 0
00 Ret.Exist_FBC_DryFGD_SNCR & ACI & GPM & CCS | 0 | 0 | 0 | 0 | 0 | 0 | 0
00 Ret.Exist_FBC_DryFGD_SNCR & ACI & GPM & DRET | 0 | 0 | 0 | 0 | 0 | 0 | 0
00 Ret.Exist_FBC_DryFGD_SNCR & ACI & GPM & NGC | 0 | 0 | 0 | 0 | 0 | 0 | 0
00 Ret.Exist_FBC_DryFGD_SNCR & ACI & NGC | 0 | 0 | 0 | 0 | 0 | 0 | 0
00 Ret.Exist_FBC_DryFGD_SNCR & CCS | 0 | 0 | 55.3756 | 55.3756 | 0 | 0 | 0
00 Ret.Exist_FBC_DryFGD_SNCR & DCCS | 0 | 0 | 0 | 0 | 0 | 0 | 0
00 Ret.Exist_FBC_DryFGD_SNCR & DCCS & CCS | 0 | 0 | 0 | 0 | 0 | 0 | 0
00 Ret.Exist_FBC_DryFGD_SNCR & DRET | 0 | 0 | 0 | 0 | 0 | 0 | 0
00 Ret.Exist_FBC_DryFGD_SNCR & GPM | 0 | 0 | 0 | 0 | 0 | 0 | 0
00 Ret.Exist_FBC_DryFGD_SNCR & GPM & CCS | 0 | 0 | 0 | 0 | 0 | 0 | 0
00 Ret.Exist_FBC_DryFGD_SNCR & GPM & DRET | 0 | 0 | 0 | 0 | 0 | 0 | 0
00 Ret.Exist_FBC_DryFGD_SNCR & GPM & NGC | 0 | 0 | 0 | 0 | 0 | 0 | 0
00 Ret.Exist_FBC_DryFGD_SNCR & NGC | 0 | 0 | 0 | 0 | 0 | 0 | 0
00 Ret.Exist_FBC_DryFGD_SNCR_ACI & CCS | 0 | 0 | 0 | 0 | 0 | 0 | 0
00 Ret.Exist_FBC_DryFGD_SNCR_ACI & DCCS | 0 | 0 | 0 | 0 | 0 | 0 | 0
00 Ret.Exist_FBC_DryFGD_SNCR_ACI & DCCS & CCS | 0 | 0 | 0 | 0 | 0 | 0 | 0
00 Ret.Exist_FBC_DryFGD_SNCR_ACI & DRET | 0 | 0 | 0 | 0 | 0 | 0 | 0
00 Ret.Exist_FBC_DryFGD_SNCR_ACI & GPM | 0 | 0 | 0 | 0 | 0 | 0 | 0
00 Ret.Exist_FBC_DryFGD_SNCR_ACI & GPM & CCS | 0 | 0 | 0 | 0 | 0 | 0 | 0
00 Ret.Exist_FBC_DryFGD_SNCR_ACI & GPM & DRET | 0 | 0 | 0 | 0 | 0 | 0 | 0
00 Ret.Exist_FBC_DryFGD_SNCR_ACI & GPM & NGC | 0 | 0 | 0 | 0 | 0 | 0 | 0
00 Ret.Exist_FBC_DryFGD_SNCR_ACI & NGC | 0 | 0 | 0 | 0 | 0 | 0 | 0
00 Ret.Exist_FBC_DryFGD_SNCR_ACI_DSI & CCS | 0 | 89.5022 | 429.1488 | 429.1488 | 104.3425 | 104.3425 | 104.3425
00 Ret.Exist_FBC_DryFGD_SNCR_ACI_DSI & DCCS | 0 | 0 | 0 | 0 | 0 | 0 | 0
00 Ret.Exist_FBC_DryFGD_SNCR_ACI_DSI & DCCS & CCS | 0 | 0 | 0 | 0 | 0 | 0 | 0
00 Ret.Exist_FBC_DryFGD_SNCR_ACI_DSI & DRET | 0 | 0 | 0 | 0 | 0 | 0 | 0
00 Ret.Exist_FBC_DryFGD_SNCR_ACI_DSI & GPM | 0 | 0 | 0 | 0 | 0 | 0 | 0
00 Ret.Exist_FBC_DryFGD_SNCR_ACI_DSI & GPM & CCS | 0 | 0 | 0 | 0 | 0 | 0 | 0
00 Ret.Exist_FBC_DryFGD_SNCR_ACI_DSI & GPM & DRET | 0 | 0 | 0 | 0 | 0 | 0 | 0
00 Ret.Exist_FBC_DryFGD_SNCR_ACI_DSI & GPM & NGC | 0 | 0 | 0 | 0 | 0 | 0 | 0
00 Ret.Exist_FBC_DryFGD_SNCR_ACI_DSI & NGC | 0 | 0 | 0 | 0 | 0 | 0 | 0
00 Ret.Exist_FBC_DryFGD_SNCR_DSI & ACI | 0 | 0 | 0 | 0 | 0 | 0 | 0
00 Ret.Exist_FBC_DryFGD_SNCR_DSI & ACI & DRET | 0 | 0 | 0 | 0 | 0 | 0 | 0
00 Ret.Exist_FBC_DryFGD_SNCR_DSI & ACI & GPM | 0 | 0 | 0 | 0 | 0 | 0 | 0
00 Ret.Exist_FBC_DryFGD_SNCR_DSI & ACI & GPM & DRET | 0 | 0 | 0 | 0 | 0 | 0 | 0
00 Ret.Exist_FBC_DryFGD_SNCR_DSI & ACI & GPM & NGC | 0 | 0 | 0 | 0 | 0 | 0 | 0
00 Ret.Exist_FBC_DryFGD_SNCR_DSI & ACI & NGC | 0 | 0 | 0 | 0 | 0 | 0 | 0
00 Ret.Exist_FBC_DryFGD_SNCR_DSI & DRET | 0 | 0 | 0 | 0 | 0 | 0 | 0
00 Ret.Exist_FBC_DryFGD_SNCR_DSI & GPM | 0 | 0 | 0 | 0 | 0 | 0 | 0
00 Ret.Exist_FBC_DryFGD_SNCR_DSI & GPM & DRET | 0 | 0 | 0 | 0 | 0 | 0 | 0
00 Ret.Exist_FBC_DryFGD_SNCR_DSI & GPM & NGC | 0 | 0 | 0 | 0 | 0 | 0 | 0
00 Ret.Exist_FBC_DryFGD_SNCR_DSI & NGC | 0 | 0 | 0 | 0 | 0 | 0 | 0
00 Ret.Exist_FBC_DSI & ACI | 0 | 0 | 0 | 0 | 0 | 0 | 0
00 Ret.Exist_FBC_DSI & ACI & DRET | 0 | 0 | 0 | 0 | 0 | 0 | 0
00 Ret.Exist_FBC_DSI & ACI & GPM | 0 | 0 | 0 | 0 | 0 | 0 | 0
00 Ret.Exist_FBC_DSI & ACI & GPM & DRET | 0 | 0 | 0 | 0 | 0 | 0 | 0
00 Ret.Exist_FBC_DSI & ACI & GPM & NGC | 0 | 0 | 0 | 0 | 0 | 0 | 0
00 Ret.Exist_FBC_DSI & ACI & GPM & SNCR | 0 | 0 | 0 | 0 | 0 | 0 | 0
00 Ret.Exist_FBC_DSI & ACI & GPM & SNCR & DRET | 0 | 0 | 0 | 0 | 0 | 0 | 0
00 Ret.Exist_FBC_DSI & ACI & GPM & SNCR & NGC | 0 | 0 | 0 | 0 | 0 | 0 | 0
00 Ret.Exist_FBC_DSI & ACI & NGC | 0 | 0 | 0 | 0 | 0 | 0 | 0
00 Ret.Exist_FBC_DSI & ACI & SNCR | 0 | 0 | 0 | 0 | 0 | 0 | 0
00 Ret.Exist_FBC_DSI & ACI & SNCR & DRET | 0 | 0 | 0 | 0 | 0 | 0 | 0
00 Ret.Exist_FBC_DSI & ACI & SNCR & NGC | 0 | 0 | 0 | 0 | 0 | 0 | 0
00 Ret.Exist_FBC_DSI & DRET | 0 | 0 | 0 | 0 | 0 | 0 | 0
00 Ret.Exist_FBC_DSI & GPM | 196 | 196 | 196 | 196 | 196 | 196 | 196
00 Ret.Exist_FBC_DSI & GPM & DRET | 0 | 0 | 0 | 0 | 0 | 0 | 0
00 Ret.Exist_FBC_DSI & GPM & NGC | 0 | 0 | 0 | 0 | 0 | 0 | 0
00 Ret.Exist_FBC_DSI & GPM & SNCR | 0 | 0 | 0 | 0 | 0 | 0 | 0
00 Ret.Exist_FBC_DSI & GPM & SNCR & DRET | 0 | 0 | 0 | 0 | 0 | 0 | 0
00 Ret.Exist_FBC_DSI & GPM & SNCR & NGC | 0 | 0 | 0 | 0 | 0 | 0 | 0
00 Ret.Exist_FBC_DSI & NGC | 0 | 0 | 0 | 0 | 0 | 0 | 0
00 Ret.Exist_FBC_DSI & SNCR | 0 | 0 | 0 | 0 | 0 | 0 | 0
00 Ret.Exist_FBC_DSI & SNCR & DRET | 0 | 0 | 0 | 0 | 0 | 0 | 0
00 Ret.Exist_FBC_DSI & SNCR & NGC | 0 | 0 | 0 | 0 | 0 | 0 | 0
00 Ret.Exist_FBC_SNCR & ACI | 0 | 0 | 0 | 0 | 0 | 0 | 0
00 Ret.Exist_FBC_SNCR & ACI & DRET | 0 | 0 | 0 | 0 | 0 | 0 | 0
00 Ret.Exist_FBC_SNCR & ACI & NGC | 0 | 0 | 0 | 0 | 0 | 0 | 0
00 Ret.Exist_FBC_SNCR & DRET | 0 | 0 | 0 | 0 | 0 | 0 | 0
00 Ret.Exist_FBC_SNCR & GPM | 0 | 0 | 0 | 0 | 0 | 0 | 0
00 Ret.Exist_FBC_SNCR & GPM & DRET | 0 | 0 | 0 | 0 | 0 | 0 | 0
00 Ret.Exist_FBC_SNCR & GPM & NGC | 0 | 0 | 0 | 0 | 0 | 0 | 0
00 Ret.Exist_FBC_SNCR & NGC | 0 | 0 | 0 | 0 | 0 | 0 | 0
00 Ret.Exist_FBC_SNCR_ACI_DSI & CCS | 0 | 0 | 0 | 0 | 0 | 0 | 0
00 Ret.Exist_FBC_SNCR_ACI_DSI & DCCS | 0 | 0 | 0 | 0 | 0 | 0 | 0
00 Ret.Exist_FBC_SNCR_ACI_DSI & DCCS & CCS | 0 | 0 | 0 | 0 | 0 | 0 | 0
00 Ret.Exist_FBC_SNCR_ACI_DSI & DRET | 0 | 0 | 0 | 0 | 0 | 0 | 0
00 Ret.Exist_FBC_SNCR_ACI_DSI & GPM | 0 | 0 | 0 | 0 | 0 | 0 | 0
00 Ret.Exist_FBC_SNCR_ACI_DSI & GPM & CCS | 0 | 0 | 0 | 0 | 0 | 0 | 0
00 Ret.Exist_FBC_SNCR_ACI_DSI & GPM & DRET | 0 | 0 | 0 | 0 | 0 | 0 | 0
00 Ret.Exist_FBC_SNCR_ACI_DSI & GPM & NGC | 0 | 0 | 0 | 0 | 0 | 0 | 0
00 Ret.Exist_FBC_SNCR_ACI_DSI & NGC | 0 | 0 | 0 | 0 | 0 | 0 | 0
00 Ret.Exist_FBC_SNCR_DSI & ACI | 0 | 0 | 0 | 0 | 0 | 0 | 0
00 Ret.Exist_FBC_SNCR_DSI & ACI & CCS | 0 | 0 | 0 | 0 | 0 | 0 | 0
00 Ret.Exist_FBC_SNCR_DSI & ACI & DRET | 0 | 0 | 0 | 0 | 0 | 0 | 0
00 Ret.Exist_FBC_SNCR_DSI & ACI & GPM | 0 | 0 | 0 | 0 | 0 | 0 | 0
00 Ret.Exist_FBC_SNCR_DSI & ACI & GPM & CCS | 0 | 0 | 0 | 0 | 0 | 0 | 0
00 Ret.Exist_FBC_SNCR_DSI & ACI & GPM & DRET | 0 | 0 | 0 | 0 | 0 | 0 | 0
00 Ret.Exist_FBC_SNCR_DSI & ACI & GPM & NGC | 0 | 0 | 0 | 0 | 0 | 0 | 0
00 Ret.Exist_FBC_SNCR_DSI & ACI & NGC | 0 | 0 | 0 | 0 | 0 | 0 | 0
00 Ret.Exist_FBC_SNCR_DSI & CCS | 0 | 0 | 0 | 0 | 0 | 0 | 0
00 Ret.Exist_FBC_SNCR_DSI & DCCS | 0 | 0 | 0 | 0 | 0 | 0 | 0
00 Ret.Exist_FBC_SNCR_DSI & DCCS & CCS | 0 | 0 | 0 | 0 | 0 | 0 | 0
00 Ret.Exist_FBC_SNCR_DSI & DRET | 0 | 0 | 0 | 0 | 0 | 0 | 0
00 Ret.Exist_FBC_SNCR_DSI & GPM | 230 | 110 | 110 | 110 | 110 | 110 | 110
00 Ret.Exist_FBC_SNCR_DSI & GPM & CCS | 0 | 0 | 0 | 0 | 0 | 0 | 0
00 Ret.Exist_FBC_SNCR_DSI & GPM & DRET | 0 | 0 | 0 | 0 | 0 | 0 | 0
00 Ret.Exist_FBC_SNCR_DSI & GPM & NGC | 0 | 0 | 0 | 0 | 0 | 0 | 0
00 Ret.Exist_FBC_SNCR_DSI & NGC | 0 | 0 | 0 | 0 | 0 | 0 | 0
00 Ret.Exist_FBC_WetFGD_DSI & ACI | 0 | 0 | 0 | 0 | 0 | 0 | 0
00 Ret.Exist_FBC_WetFGD_DSI & ACI & DRET | 0 | 0 | 0 | 0 | 0 | 0 | 0
00 Ret.Exist_FBC_WetFGD_DSI & ACI & GPM | 0 | 0 | 0 | 0 | 0 | 0 | 0
00 Ret.Exist_FBC_WetFGD_DSI & ACI & GPM & DRET | 0 | 0 | 0 | 0 | 0 | 0 | 0
00 Ret.Exist_FBC_WetFGD_DSI & ACI & GPM & NGC | 0 | 0 | 0 | 0 | 0 | 0 | 0
00 Ret.Exist_FBC_WetFGD_DSI & ACI & GPM & SNCR | 0 | 0 | 0 | 0 | 0 | 0 | 0
00 Ret.Exist_FBC_WetFGD_DSI & ACI & GPM & SNCR & DRET | 0 | 0 | 0 | 0 | 0 | 0 | 0
00 Ret.Exist_FBC_WetFGD_DSI & ACI & GPM & SNCR & NGC | 0 | 0 | 0 | 0 | 0 | 0 | 0
00 Ret.Exist_FBC_WetFGD_DSI & ACI & NGC | 0 | 0 | 0 | 0 | 0 | 0 | 0
00 Ret.Exist_FBC_WetFGD_DSI & ACI & SNCR | 0 | 0 | 0 | 0 | 0 | 0 | 0
00 Ret.Exist_FBC_WetFGD_DSI & ACI & SNCR & DRET | 0 | 0 | 0 | 0 | 0 | 0 | 0
00 Ret.Exist_FBC_WetFGD_DSI & ACI & SNCR & NGC | 0 | 0 | 0 | 0 | 0 | 0 | 0
00 Ret.Exist_FBC_WetFGD_DSI & DRET | 0 | 0 | 0 | 0 | 0 | 0 | 0
00 Ret.Exist_FBC_WetFGD_DSI & GPM | 0 | 0 | 0 | 0 | 0 | 0 | 0
00 Ret.Exist_FBC_WetFGD_DSI & GPM & DRET | 0 | 0 | 0 | 0 | 0 | 0 | 0
00 Ret.Exist_FBC_WetFGD_DSI & GPM & NGC | 0 | 0 | 0 | 0 | 0 | 0 | 0
00 Ret.Exist_FBC_WetFGD_DSI & GPM & SNCR | 0 | 0 | 0 | 0 | 0 | 0 | 0
00 Ret.Exist_FBC_WetFGD_DSI & GPM & SNCR & DRET | 0 | 0 | 0 | 0 | 0 | 0 | 0
00 Ret.Exist_FBC_WetFGD_DSI & GPM & SNCR & NGC | 0 | 0 | 0 | 0 | 0 | 0 | 0
00 Ret.Exist_FBC_WetFGD_DSI & NGC | 0 | 0 | 0 | 0 | 0 | 0 | 0
00 Ret.Exist_FBC_WetFGD_DSI & SNCR | 0 | 0 | 0 | 0 | 0 | 0 | 0
00 Ret.Exist_FBC_WetFGD_DSI & SNCR & DRET | 0 | 0 | 0 | 0 | 0 | 0 | 0
00 Ret.Exist_FBC_WetFGD_DSI & SNCR & NGC | 0 | 0 | 0 | 0 | 0 | 0 | 0
00 Ret.Exist_FBC_WetFGD_SNCR & ACI | 0 | 0 | 0 | 0 | 0 | 0 | 0
00 Ret.Exist_FBC_WetFGD_SNCR & ACI & DRET | 0 | 0 | 0 | 0 | 0 | 0 | 0
00 Ret.Exist_FBC_WetFGD_SNCR & ACI & NGC | 0 | 0 | 0 | 0 | 0 | 0 | 0
00 Ret.Exist_FBC_WetFGD_SNCR & DRET | 0 | 0 | 0 | 0 | 0 | 0 | 0
00 Ret.Exist_FBC_WetFGD_SNCR & GPM | 0 | 0 | 0 | 0 | 0 | 0 | 0
00 Ret.Exist_FBC_WetFGD_SNCR & GPM & DRET | 0 | 0 | 0 | 0 | 0 | 0 | 0
00 Ret.Exist_FBC_WetFGD_SNCR & GPM & NGC | 0 | 0 | 0 | 0 | 0 | 0 | 0
00 Ret.Exist_FBC_WetFGD_SNCR & NGC | 0 | 0 | 0 | 0 | 0 | 0 | 0
00 Ret.Exist_Non-FBC_ACI & C2G | 1047 | 2678 | 1660 | 1660 | 1660 | 1660 | 1660
00 Ret.Exist_Non-FBC_ACI & C2G & SCR | 0 | 0 | 0 | 0 | 0 | 0 | 0
00 Ret.Exist_Non-FBC_ACI & DCCS | 0 | 0 | 0 | 0 | 0 | 0 | 0
00 Ret.Exist_Non-FBC_ACI & DCCS & WetFGD & SCR & CCS | 0 | 0 | 0 | 0 | 0 | 0 | 0
00 Ret.Exist_Non-FBC_ACI & DRET | 0 | 0 | 0 | 0 | 0 | 0 | 0
00 Ret.Exist_Non-FBC_ACI & DSI | 0 | 0 | 0 | 0 | 0 | 0 | 0
00 Ret.Exist_Non-FBC_ACI & DSI & C2G | 0 | 0 | 0 | 0 | 0 | 0 | 0
00 Ret.Exist_Non-FBC_ACI & DSI & C2G & SCR | 0 | 0 | 0 | 0 | 0 | 0 | 0
00 Ret.Exist_Non-FBC_ACI & DSI & DRET | 0 | 0 | 0 | 0 | 0 | 0 | 0
00 Ret.Exist_Non-FBC_ACI & DSI & GPM | 0 | 0 | 0 | 0 | 0 | 0 | 0
00 Ret.Exist_Non-FBC_ACI & DSI & GPM & C2G | 0 | 0 | 0 | 0 | 0 | 0 | 0
00 Ret.Exist_Non-FBC_ACI & DSI & GPM & C2G & SCR | 0 | 0 | 0 | 0 | 0 | 0 | 0
00 Ret.Exist_Non-FBC_ACI & DSI & GPM & DRET | 0 | 0 | 0 | 0 | 0 | 0 | 0
00 Ret.Exist_Non-FBC_ACI & DSI & GPM & NGC | 0 | 0 | 0 | 0 | 0 | 0 | 0
00 Ret.Exist_Non-FBC_ACI & DSI & GPM & SCR | 0 | 0 | 0 | 0 | 0 | 0 | 0
00 Ret.Exist_Non-FBC_ACI & DSI & GPM & SCR & DRET | 0 | 0 | 0 | 0 | 0 | 0 | 0
00 Ret.Exist_Non-FBC_ACI & DSI & GPM & SCR & NGC | 0 | 0 | 0 | 0 | 0 | 0 | 0
00 Ret.Exist_Non-FBC_ACI & DSI & GPM & SNCR | 0 | 0 | 0 | 0 | 0 | 0 | 0
00 Ret.Exist_Non-FBC_ACI & DSI & GPM & SNCR & DRET | 0 | 0 | 0 | 0 | 0 | 0 | 0
00 Ret.Exist_Non-FBC_ACI & DSI & GPM & SNCR & NGC | 0 | 0 | 0 | 0 | 0 | 0 | 0
00 Ret.Exist_Non-FBC_ACI & DSI & GPM & WetFGD & SCR & CCS | 0 | 0 | 0 | 0 | 0 | 0 | 0
00 Ret.Exist_Non-FBC_ACI & DSI & NGC | 0 | 0 | 0 | 0 | 0 | 0 | 0
00 Ret.Exist_Non-FBC_ACI & DSI & SCR | 0 | 0 | 0 | 0 | 0 | 0 | 0
00 Ret.Exist_Non-FBC_ACI & DSI & SCR & DRET | 0 | 0 | 0 | 0 | 0 | 0 | 0
00 Ret.Exist_Non-FBC_ACI & DSI & SCR & NGC | 0 | 0 | 0 | 0 | 0 | 0 | 0
00 Ret.Exist_Non-FBC_ACI & DSI & SNCR | 0 | 0 | 0 | 0 | 0 | 0 | 0
00 Ret.Exist_Non-FBC_ACI & DSI & SNCR & DRET | 0 | 0 | 0 | 0 | 0 | 0 | 0
00 Ret.Exist_Non-FBC_ACI & DSI & SNCR & NGC | 0 | 0 | 0 | 0 | 0 | 0 | 0
00 Ret.Exist_Non-FBC_ACI & DSI & WetFGD & SCR & CCS | 0 | 0 | 0 | 0 | 0 | 0 | 0
00 Ret.Exist_Non-FBC_ACI & GPM | 2372 | 0 | 0 | 0 | 0 | 0 | 0
00 Ret.Exist_Non-FBC_ACI & GPM & C2G | 0 | 0 | 0 | 0 | 0 | 0 | 0
00 Ret.Exist_Non-FBC_ACI & GPM & C2G & SCR | 0 | 0 | 0 | 0 | 0 | 0 | 0
00 Ret.Exist_Non-FBC_ACI & GPM & DRET | 0 | 0 | 0 | 0 | 0 | 0 | 0
00 Ret.Exist_Non-FBC_ACI & GPM & NGC | 0 | 0 | 0 | 0 | 0 | 0 | 0
00 Ret.Exist_Non-FBC_ACI & GPM & SCR | 0 | 0 | 0 | 0 | 0 | 0 | 0
00 Ret.Exist_Non-FBC_ACI & GPM & SCR & DRET | 0 | 0 | 0 | 0 | 0 | 0 | 0
00 Ret.Exist_Non-FBC_ACI & GPM & SCR & NGC | 0 | 0 | 0 | 0 | 0 | 0 | 0
00 Ret.Exist_Non-FBC_ACI & GPM & SNCR | 0 | 0 | 0 | 0 | 0 | 0 | 0
00 Ret.Exist_Non-FBC_ACI & GPM & SNCR & DRET | 0 | 0 | 0 | 0 | 0 | 0 | 0
00 Ret.Exist_Non-FBC_ACI & GPM & SNCR & NGC | 0 | 0 | 0 | 0 | 0 | 0 | 0
00 Ret.Exist_Non-FBC_ACI & GPM & WetFGD & SCR & CCS | 0 | 0 | 0 | 0 | 0 | 0 | 0
00 Ret.Exist_Non-FBC_ACI & NGC | 0 | 0 | 0 | 0 | 0 | 0 | 0
00 Ret.Exist_Non-FBC_ACI & SCR | 0 | 0 | 0 | 0 | 0 | 0 | 0
00 Ret.Exist_Non-FBC_ACI & SCR & C2G | 0 | 0 | 0 | 0 | 0 | 0 | 0
00 Ret.Exist_Non-FBC_ACI & SCR & DRET | 0 | 0 | 0 | 0 | 0 | 0 | 0
00 Ret.Exist_Non-FBC_ACI & SCR & NGC | 0 | 0 | 0 | 0 | 0 | 0 | 0
00 Ret.Exist_Non-FBC_ACI & SCR & WetFGD & CCS | 0 | 0 | 0 | 0 | 0 | 0 | 0
00 Ret.Exist_Non-FBC_ACI & SNCR | 0 | 0 | 0 | 0 | 0 | 0 | 0
00 Ret.Exist_Non-FBC_ACI & SNCR & C2G | 0 | 0 | 0 | 0 | 0 | 0 | 0
00 Ret.Exist_Non-FBC_ACI & SNCR & DRET | 0 | 0 | 0 | 0 | 0 | 0 | 0
00 Ret.Exist_Non-FBC_ACI & SNCR & NGC | 0 | 0 | 0 | 0 | 0 | 0 | 0
00 Ret.Exist_Non-FBC_ACI_DSI & C2G | 1270 | 1270 | 1270 | 1270 | 1270 | 1270 | 1270
00 Ret.Exist_Non-FBC_ACI_DSI & C2G & SCR | 0 | 0 | 0 | 0 | 0 | 0 | 0
00 Ret.Exist_Non-FBC_ACI_DSI & DCCS | 0 | 0 | 0 | 0 | 0 | 0 | 0
00 Ret.Exist_Non-FBC_ACI_DSI & DCCS & WetFGD & SCR & CCS | 0 | 0 | 0 | 0 | 0 | 0 | 0
00 Ret.Exist_Non-FBC_ACI_DSI & DRET | 0 | 0 | 0 | 0 | 0 | 0 | 0
00 Ret.Exist_Non-FBC_ACI_DSI & GPM | 0 | 0 | 0 | 0 | 0 | 0 | 0
00 Ret.Exist_Non-FBC_ACI_DSI & GPM & C2G | 0 | 0 | 0 | 0 | 0 | 0 | 0
00 Ret.Exist_Non-FBC_ACI_DSI & GPM & C2G & SCR | 0 | 0 | 0 | 0 | 0 | 0 | 0
00 Ret.Exist_Non-FBC_ACI_DSI & GPM & DRET | 0 | 0 | 0 | 0 | 0 | 0 | 0
00 Ret.Exist_Non-FBC_ACI_DSI & GPM & NGC | 0 | 0 | 0 | 0 | 0 | 0 | 0
00 Ret.Exist_Non-FBC_ACI_DSI & GPM & SCR | 0 | 0 | 0 | 0 | 0 | 0 | 0
00 Ret.Exist_Non-FBC_ACI_DSI & GPM & SCR & DRET | 0 | 0 | 0 | 0 | 0 | 0 | 0
00 Ret.Exist_Non-FBC_ACI_DSI & GPM & SCR & NGC | 0 | 0 | 0 | 0 | 0 | 0 | 0
00 Ret.Exist_Non-FBC_ACI_DSI & GPM & SNCR | 0 | 0 | 0 | 0 | 0 | 0 | 0
00 Ret.Exist_Non-FBC_ACI_DSI & GPM & SNCR & DRET | 0 | 0 | 0 | 0 | 0 | 0 | 0
00 Ret.Exist_Non-FBC_ACI_DSI & GPM & SNCR & NGC | 0 | 0 | 0 | 0 | 0 | 0 | 0
00 Ret.Exist_Non-FBC_ACI_DSI & GPM & WetFGD & SCR & CCS | 0 | 0 | 0 | 0 | 0 | 0 | 0
00 Ret.Exist_Non-FBC_ACI_DSI & NGC | 0 | 0 | 0 | 0 | 0 | 0 | 0
00 Ret.Exist_Non-FBC_ACI_DSI & SCR | 0 | 0 | 0 | 0 | 0 | 0 | 0
00 Ret.Exist_Non-FBC_ACI_DSI & SCR & C2G | 0 | 0 | 0 | 0 | 0 | 0 | 0
00 Ret.Exist_Non-FBC_ACI_DSI & SCR & DRET | 0 | 0 | 0 | 0 | 0 | 0 | 0
00 Ret.Exist_Non-FBC_ACI_DSI & SCR & NGC | 0 | 0 | 0 | 0 | 0 | 0 | 0
00 Ret.Exist_Non-FBC_ACI_DSI & SCR & WetFGD & CCS | 0 | 0 | 0 | 0 | 0 | 0 | 0
00 Ret.Exist_Non-FBC_ACI_DSI & SNCR | 0 | 0 | 0 | 0 | 0 | 0 | 0
00 Ret.Exist_Non-FBC_ACI_DSI & SNCR & C2G | 0 | 0 | 0 | 0 | 0 | 0 | 0
00 Ret.Exist_Non-FBC_ACI_DSI & SNCR & DRET | 0 | 0 | 0 | 0 | 0 | 0 | 0
00 Ret.Exist_Non-FBC_ACI_DSI & SNCR & NGC | 0 | 0 | 0 | 0 | 0 | 0 | 0
00 Ret.Exist_Non-FBC_DryFGD & C2G | 0 | 0 | 0 | 0 | 0 | 0 | 0
00 Ret.Exist_Non-FBC_DryFGD & C2G & SCR | 0 | 0 | 0 | 0 | 0 | 0 | 0
00 Ret.Exist_Non-FBC_DryFGD & DRET | 0 | 0 | 0 | 0 | 0 | 0 | 0
00 Ret.Exist_Non-FBC_DryFGD & GPM | 0 | 0 | 0 | 0 | 0 | 0 | 0
00 Ret.Exist_Non-FBC_DryFGD & GPM & C2G | 0 | 0 | 0 | 0 | 0 | 0 | 0
00 Ret.Exist_Non-FBC_DryFGD & GPM & C2G & SCR | 0 | 0 | 0 | 0 | 0 | 0 | 0
00 Ret.Exist_Non-FBC_DryFGD & GPM & DRET | 0 | 0 | 0 | 0 | 0 | 0 | 0
00 Ret.Exist_Non-FBC_DryFGD & GPM & NGC | 0 | 0 | 0 | 0 | 0 | 0 | 0
00 Ret.Exist_Non-FBC_DryFGD & GPM & SCR | 0 | 0 | 0 | 0 | 0 | 0 | 0
00 Ret.Exist_Non-FBC_DryFGD & GPM & SCR & CCS | 0 | 0 | 0 | 0 | 0 | 0 | 0
00 Ret.Exist_Non-FBC_DryFGD & GPM & SCR & DRET | 0 | 0 | 0 | 0 | 0 | 0 | 0
00 Ret.Exist_Non-FBC_DryFGD & GPM & SCR & NGC | 0 | 0 | 0 | 0 | 0 | 0 | 0
00 Ret.Exist_Non-FBC_DryFGD & GPM & SNCR | 0 | 0 | 0 | 0 | 0 | 0 | 0
00 Ret.Exist_Non-FBC_DryFGD & GPM & SNCR & DRET | 0 | 0 | 0 | 0 | 0 | 0 | 0
00 Ret.Exist_Non-FBC_DryFGD & GPM & SNCR & NGC | 0 | 0 | 0 | 0 | 0 | 0 | 0
00 Ret.Exist_Non-FBC_DryFGD & NGC | 0 | 0 | 0 | 0 | 0 | 0 | 0
00 Ret.Exist_Non-FBC_DryFGD & SCR | 0 | 0 | 0 | 0 | 0 | 0 | 0
00 Ret.Exist_Non-FBC_DryFGD & SCR & C2G | 0 | 0 | 0 | 0 | 0 | 0 | 0
00 Ret.Exist_Non-FBC_DryFGD & SCR & CCS | 0 | 0 | 0 | 0 | 0 | 0 | 0
00 Ret.Exist_Non-FBC_DryFGD & SCR & DRET | 0 | 0 | 0 | 0 | 0 | 0 | 0
00 Ret.Exist_Non-FBC_DryFGD & SCR & NGC | 0 | 0 | 0 | 0 | 0 | 0 | 0
00 Ret.Exist_Non-FBC_DryFGD & SNCR | 0 | 0 | 0 | 0 | 0 | 0 | 0
00 Ret.Exist_Non-FBC_DryFGD & SNCR & C2G | 0 | 0 | 0 | 0 | 0 | 0 | 0
00 Ret.Exist_Non-FBC_DryFGD & SNCR & DRET | 0 | 0 | 0 | 0 | 0 | 0 | 0
00 Ret.Exist_Non-FBC_DryFGD & SNCR & NGC | 0 | 0 | 0 | 0 | 0 | 0 | 0
00 Ret.Exist_Non-FBC_DryFGD_ACI & C2G | 0 | 0 | 0 | 0 | 0 | 0 | 0
00 Ret.Exist_Non-FBC_DryFGD_ACI & C2G & SCR | 0 | 0 | 0 | 0 | 0 | 0 | 0
00 Ret.Exist_Non-FBC_DryFGD_ACI & DCCS | 0 | 0 | 0 | 0 | 0 | 0 | 0
00 Ret.Exist_Non-FBC_DryFGD_ACI & DCCS & SCR & CCS | 0 | 0 | 0 | 0 | 0 | 0 | 0
00 Ret.Exist_Non-FBC_DryFGD_ACI & DRET | 0 | 0 | 0 | 0 | 0 | 0 | 0
00 Ret.Exist_Non-FBC_DryFGD_ACI & GPM | 0 | 0 | 0 | 0 | 0 | 0 | 0
00 Ret.Exist_Non-FBC_DryFGD_ACI & GPM & C2G | 0 | 0 | 0 | 0 | 0 | 0 | 0
00 Ret.Exist_Non-FBC_DryFGD_ACI & GPM & C2G & SCR | 0 | 0 | 0 | 0 | 0 | 0 | 0
00 Ret.Exist_Non-FBC_DryFGD_ACI & GPM & DRET | 0 | 0 | 0 | 0 | 0 | 0 | 0
00 Ret.Exist_Non-FBC_DryFGD_ACI & GPM & NGC | 0 | 0 | 0 | 0 | 0 | 0 | 0
00 Ret.Exist_Non-FBC_DryFGD_ACI & GPM & SCR | 0 | 0 | 0 | 0 | 0 | 0 | 0
00 Ret.Exist_Non-FBC_DryFGD_ACI & GPM & SCR & CCS | 0 | 0 | 0 | 0 | 0 | 0 | 0
00 Ret.Exist_Non-FBC_DryFGD_ACI & GPM & SCR & DRET | 0 | 0 | 0 | 0 | 0 | 0 | 0
00 Ret.Exist_Non-FBC_DryFGD_ACI & GPM & SCR & NGC | 0 | 0 | 0 | 0 | 0 | 0 | 0
00 Ret.Exist_Non-FBC_DryFGD_ACI & GPM & SNCR | 0 | 0 | 0 | 0 | 0 | 0 | 0
00 Ret.Exist_Non-FBC_DryFGD_ACI & GPM & SNCR & DRET | 0 | 0 | 0 | 0 | 0 | 0 | 0
00 Ret.Exist_Non-FBC_DryFGD_ACI & GPM & SNCR & NGC | 0 | 0 | 0 | 0 | 0 | 0 | 0
00 Ret.Exist_Non-FBC_DryFGD_ACI & NGC | 0 | 0 | 0 | 0 | 0 | 0 | 0
00 Ret.Exist_Non-FBC_DryFGD_ACI & SCR | 0 | 242.3588 | 4.0306e-07 | 4.0306e-07 | 4.0306e-07 | 4.0306e-07 | 4.0306e-07
00 Ret.Exist_Non-FBC_DryFGD_ACI & SCR & C2G | 0 | 0 | 0 | 0 | 0 | 0 | 0
00 Ret.Exist_Non-FBC_DryFGD_ACI & SCR & CCS | 0 | 0 | 964.9994 | 964.9994 | 0 | 0 | 0
00 Ret.Exist_Non-FBC_DryFGD_ACI & SCR & DRET | 0 | 0 | 0 | 0 | 0 | 0 | 0
00 Ret.Exist_Non-FBC_DryFGD_ACI & SCR & NGC | 0 | 0 | 0 | 0 | 0 | 0 | 0
00 Ret.Exist_Non-FBC_DryFGD_ACI & SNCR | 0 | 0 | 0 | 0 | 0 | 0 | 0
00 Ret.Exist_Non-FBC_DryFGD_ACI & SNCR & C2G | 0 | 0 | 0 | 0 | 0 | 0 | 0
00 Ret.Exist_Non-FBC_DryFGD_ACI & SNCR & DRET | 0 | 0 | 0 | 0 | 0 | 0 | 0
00 Ret.Exist_Non-FBC_DryFGD_ACI & SNCR & NGC | 0 | 0 | 0 | 0 | 0 | 0 | 0
00 Ret.Exist_Non-FBC_DryFGD_SCR & ACI | 0 | 0 | 0 | 0 | 0 | 0 | 0
00 Ret.Exist_Non-FBC_DryFGD_SCR & ACI & C2G | 0 | 0 | 0 | 0 | 0 | 0 | 0
00 Ret.Exist_Non-FBC_DryFGD_SCR & ACI & CCS | 0 | 0 | 0 | 0 | 0 | 0 | 0
00 Ret.Exist_Non-FBC_DryFGD_SCR & ACI & DRET | 0 | 0 | 0 | 0 | 0 | 0 | 0
00 Ret.Exist_Non-FBC_DryFGD_SCR & ACI & GPM | 0 | 0 | 0 | 0 | 0 | 0 | 0
00 Ret.Exist_Non-FBC_DryFGD_SCR & ACI & GPM & C2G | 0 | 0 | 0 | 0 | 0 | 0 | 0
00 Ret.Exist_Non-FBC_DryFGD_SCR & ACI & GPM & CCS | 0 | 0 | 0 | 0 | 0 | 0 | 0
00 Ret.Exist_Non-FBC_DryFGD_SCR & ACI & GPM & DRET | 0 | 0 | 0 | 0 | 0 | 0 | 0
00 Ret.Exist_Non-FBC_DryFGD_SCR & ACI & GPM & NGC | 0 | 0 | 0 | 0 | 0 | 0 | 0
00 Ret.Exist_Non-FBC_DryFGD_SCR & ACI & NGC | 0 | 0 | 0 | 0 | 0 | 0 | 0
00 Ret.Exist_Non-FBC_DryFGD_SCR & C2G | 0 | 0 | 0 | 0 | 0 | 0 | 0
00 Ret.Exist_Non-FBC_DryFGD_SCR & CCS | 0 | 0 | 0 | 0 | 0 | 0 | 0
00 Ret.Exist_Non-FBC_DryFGD_SCR & DRET | 0 | 0 | 0 | 0 | 0 | 0 | 0
00 Ret.Exist_Non-FBC_DryFGD_SCR & GPM | 0 | 0 | 0 | 0 | 0 | 0 | 0
00 Ret.Exist_Non-FBC_DryFGD_SCR & GPM & C2G | 0 | 0 | 0 | 0 | 0 | 0 | 0
00 Ret.Exist_Non-FBC_DryFGD_SCR & GPM & CCS | 0 | 0 | 0 | 0 | 0 | 0 | 0
00 Ret.Exist_Non-FBC_DryFGD_SCR & GPM & DRET | 0 | 0 | 0 | 0 | 0 | 0 | 0
00 Ret.Exist_Non-FBC_DryFGD_SCR & GPM & NGC | 0 | 0 | 0 | 0 | 0 | 0 | 0
00 Ret.Exist_Non-FBC_DryFGD_SCR & NGC | 0 | 0 | 0 | 0 | 0 | 0 | 0
00 Ret.Exist_Non-FBC_DryFGD_SCR_ACI & C2G | 497.2 | 497.2 | 497.2 | 497.2 | 497.2 | 497.2 | 497.2
00 Ret.Exist_Non-FBC_DryFGD_SCR_ACI & CCS | 0 | 259.4793 | 599.6149 | 599.6149 | 319.6853 | 319.6853 | 319.6853
00 Ret.Exist_Non-FBC_DryFGD_SCR_ACI & DCCS | 0 | 0 | 0 | 0 | 0 | 0 | 0
00 Ret.Exist_Non-FBC_DryFGD_SCR_ACI & DCCS & CCS | 0 | 0 | 0 | 0 | 0 | 0 | 0
00 Ret.Exist_Non-FBC_DryFGD_SCR_ACI & DRET | 0 | 0 | 0 | 0 | 0 | 0 | 0
00 Ret.Exist_Non-FBC_DryFGD_SCR_ACI & GPM | 0 | 0 | 0 | 0 | 0 | 0 | 0
00 Ret.Exist_Non-FBC_DryFGD_SCR_ACI & GPM & C2G | 0 | 0 | 0 | 0 | 0 | 0 | 0
00 Ret.Exist_Non-FBC_DryFGD_SCR_ACI & GPM & CCS | 0 | 0 | 0 | 0 | 0 | 0 | 0
00 Ret.Exist_Non-FBC_DryFGD_SCR_ACI & GPM & DRET | 0 | 0 | 0 | 0 | 0 | 0 | 0
00 Ret.Exist_Non-FBC_DryFGD_SCR_ACI & GPM & NGC | 0 | 0 | 0 | 0 | 0 | 0 | 0
00 Ret.Exist_Non-FBC_DryFGD_SCR_ACI & NGC | 0 | 0 | 0 | 0 | 0 | 0 | 0
00 Ret.Exist_Non-FBC_DryFGD_SCR_ACI_DSI & C2G | 0 | 0 | 0 | 0 | 0 | 0 | 0
00 Ret.Exist_Non-FBC_DryFGD_SCR_ACI_DSI & CCS | 0 | 0 | 0 | 0 | 0 | 0 | 0
00 Ret.Exist_Non-FBC_DryFGD_SCR_ACI_DSI & DCCS | 0 | 0 | 0 | 0 | 0 | 0 | 0
00 Ret.Exist_Non-FBC_DryFGD_SCR_ACI_DSI & DCCS & CCS | 0 | 0 | 0 | 0 | 0 | 0 | 0
00 Ret.Exist_Non-FBC_DryFGD_SCR_ACI_DSI & DRET | 0 | 0 | 0 | 0 | 0 | 0 | 0
00 Ret.Exist_Non-FBC_DryFGD_SCR_ACI_DSI & GPM | 0 | 0 | 0 | 0 | 0 | 0 | 0
00 Ret.Exist_Non-FBC_DryFGD_SCR_ACI_DSI & GPM & C2G | 0 | 0 | 0 | 0 | 0 | 0 | 0
00 Ret.Exist_Non-FBC_DryFGD_SCR_ACI_DSI & GPM & CCS | 0 | 0 | 0 | 0 | 0 | 0 | 0
00 Ret.Exist_Non-FBC_DryFGD_SCR_ACI_DSI & GPM & DRET | 0 | 0 | 0 | 0 | 0 | 0 | 0
00 Ret.Exist_Non-FBC_DryFGD_SCR_ACI_DSI & GPM & NGC | 0 | 0 | 0 | 0 | 0 | 0 | 0
00 Ret.Exist_Non-FBC_DryFGD_SCR_ACI_DSI & NGC | 0 | 0 | 0 | 0 | 0 | 0 | 0
00 Ret.Exist_Non-FBC_DryFGD_SCR_DSI & ACI | 0 | 0 | 0 | 0 | 0 | 0 | 0
00 Ret.Exist_Non-FBC_DryFGD_SCR_DSI & ACI & C2G | 0 | 0 | 0 | 0 | 0 | 0 | 0
00 Ret.Exist_Non-FBC_DryFGD_SCR_DSI & ACI & CCS | 0 | 0 | 0 | 0 | 0 | 0 | 0
00 Ret.Exist_Non-FBC_DryFGD_SCR_DSI & ACI & DRET | 0 | 0 | 0 | 0 | 0 | 0 | 0
00 Ret.Exist_Non-FBC_DryFGD_SCR_DSI & ACI & GPM | 0 | 0 | 0 | 0 | 0 | 0 | 0
00 Ret.Exist_Non-FBC_DryFGD_SCR_DSI & ACI & GPM & C2G | 0 | 0 | 0 | 0 | 0 | 0 | 0
00 Ret.Exist_Non-FBC_DryFGD_SCR_DSI & ACI & GPM & CCS | 0 | 0 | 0 | 0 | 0 | 0 | 0
00 Ret.Exist_Non-FBC_DryFGD_SCR_DSI & ACI & GPM & DRET | 0 | 0 | 0 | 0 | 0 | 0 | 0
00 Ret.Exist_Non-FBC_DryFGD_SCR_DSI & ACI & GPM & NGC | 0 | 0 | 0 | 0 | 0 | 0 | 0
00 Ret.Exist_Non-FBC_DryFGD_SCR_DSI & ACI & NGC | 0 | 0 | 0 | 0 | 0 | 0 | 0
00 Ret.Exist_Non-FBC_DryFGD_SCR_DSI & C2G | 0 | 0 | 0 | 0 | 0 | 0 | 0
00 Ret.Exist_Non-FBC_DryFGD_SCR_DSI & CCS | 0 | 0 | 0 | 0 | 0 | 0 | 0
00 Ret.Exist_Non-FBC_DryFGD_SCR_DSI & DRET | 0 | 0 | 0 | 0 | 0 | 0 | 0
00 Ret.Exist_Non-FBC_DryFGD_SCR_DSI & GPM | 0 | 0 | 0 | 0 | 0 | 0 | 0
00 Ret.Exist_Non-FBC_DryFGD_SCR_DSI & GPM & C2G | 0 | 0 | 0 | 0 | 0 | 0 | 0
00 Ret.Exist_Non-FBC_DryFGD_SCR_DSI & GPM & CCS | 0 | 0 | 0 | 0 | 0 | 0 | 0
00 Ret.Exist_Non-FBC_DryFGD_SCR_DSI & GPM & DRET | 0 | 0 | 0 | 0 | 0 | 0 | 0
00 Ret.Exist_Non-FBC_DryFGD_SCR_DSI & GPM & NGC | 0 | 0 | 0 | 0 | 0 | 0 | 0
00 Ret.Exist_Non-FBC_DryFGD_SCR_DSI & NGC | 0 | 0 | 0 | 0 | 0 | 0 | 0
00 Ret.Exist_Non-FBC_DryFGD_SNCR_ACI & C2G | 0 | 0 | 0 | 0 | 0 | 0 | 0
00 Ret.Exist_Non-FBC_DryFGD_SNCR_ACI & C2G & SCR | 0 | 0 | 0 | 0 | 0 | 0 | 0
00 Ret.Exist_Non-FBC_DryFGD_SNCR_ACI & DCCS | 0 | 0 | 0 | 0 | 0 | 0 | 0
00 Ret.Exist_Non-FBC_DryFGD_SNCR_ACI & DCCS & SCR & CCS | 0 | 0 | 0 | 0 | 0 | 0 | 0
00 Ret.Exist_Non-FBC_DryFGD_SNCR_ACI & DRET | 0 | 0 | 0 | 0 | 0 | 0 | 0
00 Ret.Exist_Non-FBC_DryFGD_SNCR_ACI & GPM | 570 | 570 | 570 | 570 | 570 | 570 | 570
00 Ret.Exist_Non-FBC_DryFGD_SNCR_ACI & GPM & C2G | 0 | 0 | 0 | 0 | 0 | 0 | 0
00 Ret.Exist_Non-FBC_DryFGD_SNCR_ACI & GPM & C2G & SCR | 0 | 0 | 0 | 0 | 0 | 0 | 0
00 Ret.Exist_Non-FBC_DryFGD_SNCR_ACI & GPM & DRET | 0 | 0 | 0 | 0 | 0 | 0 | 0
00 Ret.Exist_Non-FBC_DryFGD_SNCR_ACI & GPM & NGC | 0 | 0 | 0 | 0 | 0 | 0 | 0
00 Ret.Exist_Non-FBC_DryFGD_SNCR_ACI & GPM & SCR | 0 | 0 | 0 | 0 | 0 | 0 | 0
00 Ret.Exist_Non-FBC_DryFGD_SNCR_ACI & GPM & SCR & CCS | 0 | 0 | 0 | 0 | 0 | 0 | 0
00 Ret.Exist_Non-FBC_DryFGD_SNCR_ACI & GPM & SCR & DRET | 0 | 0 | 0 | 0 | 0 | 0 | 0
00 Ret.Exist_Non-FBC_DryFGD_SNCR_ACI & GPM & SCR & NGC | 0 | 0 | 0 | 0 | 0 | 0 | 0
00 Ret.Exist_Non-FBC_DryFGD_SNCR_ACI & NGC | 0 | 0 | 0 | 0 | 0 | 0 | 0
00 Ret.Exist_Non-FBC_DryFGD_SNCR_ACI & SCR | 0 | 0 | 0 | 0 | 0 | 0 | 0
00 Ret.Exist_Non-FBC_DryFGD_SNCR_ACI & SCR & C2G | 0 | 0 | 0 | 0 | 0 | 0 | 0
00 Ret.Exist_Non-FBC_DryFGD_SNCR_ACI & SCR & CCS | 0 | 0 | 0 | 0 | 0 | 0 | 0
00 Ret.Exist_Non-FBC_DryFGD_SNCR_ACI & SCR & DRET | 0 | 0 | 0 | 0 | 0 | 0 | 0
00 Ret.Exist_Non-FBC_DryFGD_SNCR_ACI & SCR & NGC | 0 | 0 | 0 | 0 | 0 | 0 | 0
00 Ret.Exist_Non-FBC_DryFGD_SNCR_ACI_DSI & C2G | 0 | 0 | 0 | 0 | 0 | 0 | 0
00 Ret.Exist_Non-FBC_DryFGD_SNCR_ACI_DSI & C2G & SCR | 0 | 0 | 0 | 0 | 0 | 0 | 0
00 Ret.Exist_Non-FBC_DryFGD_SNCR_ACI_DSI & DRET | 0 | 0 | 0 | 0 | 0 | 0 | 0
00 Ret.Exist_Non-FBC_DryFGD_SNCR_ACI_DSI & GPM | 0 | 0 | 0 | 0 | 0 | 0 | 0
00 Ret.Exist_Non-FBC_DryFGD_SNCR_ACI_DSI & GPM & C2G | 0 | 0 | 0 | 0 | 0 | 0 | 0
00 Ret.Exist_Non-FBC_DryFGD_SNCR_ACI_DSI & GPM & C2G & SCR | 0 | 0 | 0 | 0 | 0 | 0 | 0
00 Ret.Exist_Non-FBC_DryFGD_SNCR_ACI_DSI & GPM & DRET | 0 | 0 | 0 | 0 | 0 | 0 | 0
00 Ret.Exist_Non-FBC_DryFGD_SNCR_ACI_DSI & GPM & NGC | 0 | 0 | 0 | 0 | 0 | 0 | 0
00 Ret.Exist_Non-FBC_DryFGD_SNCR_ACI_DSI & GPM & SCR | 0 | 0 | 0 | 0 | 0 | 0 | 0
00 Ret.Exist_Non-FBC_DryFGD_SNCR_ACI_DSI & GPM & SCR & CCS | 0 | 0 | 0 | 0 | 0 | 0 | 0
00 Ret.Exist_Non-FBC_DryFGD_SNCR_ACI_DSI & GPM & SCR & DRET | 0 | 0 | 0 | 0 | 0 | 0 | 0
00 Ret.Exist_Non-FBC_DryFGD_SNCR_ACI_DSI & GPM & SCR & NGC | 0 | 0 | 0 | 0 | 0 | 0 | 0
00 Ret.Exist_Non-FBC_DryFGD_SNCR_ACI_DSI & NGC | 0 | 0 | 0 | 0 | 0 | 0 | 0
00 Ret.Exist_Non-FBC_DryFGD_SNCR_ACI_DSI & SCR | 0 | 0 | 0 | 0 | 0 | 0 | 0
00 Ret.Exist_Non-FBC_DryFGD_SNCR_ACI_DSI & SCR & C2G | 0 | 0 | 0 | 0 | 0 | 0 | 0
00 Ret.Exist_Non-FBC_DryFGD_SNCR_ACI_DSI & SCR & CCS | 0 | 0 | 0 | 0 | 0 | 0 | 0
00 Ret.Exist_Non-FBC_DryFGD_SNCR_ACI_DSI & SCR & DRET | 0 | 0 | 0 | 0 | 0 | 0 | 0
00 Ret.Exist_Non-FBC_DryFGD_SNCR_ACI_DSI & SCR & NGC | 0 | 0 | 0 | 0 | 0 | 0 | 0
00 Ret.Exist_Non-FBC_DSI & ACI | 0 | 0 | 0 | 0 | 0 | 0 | 0
00 Ret.Exist_Non-FBC_DSI & ACI & C2G | 0 | 0 | 0 | 0 | 0 | 0 | 0
00 Ret.Exist_Non-FBC_DSI & ACI & C2G & SCR | 0 | 0 | 0 | 0 | 0 | 0 | 0
00 Ret.Exist_Non-FBC_DSI & ACI & DRET | 0 | 0 | 0 | 0 | 0 | 0 | 0
00 Ret.Exist_Non-FBC_DSI & ACI & GPM | 0 | 0 | 0 | 0 | 0 | 0 | 0
00 Ret.Exist_Non-FBC_DSI & ACI & GPM & C2G | 0 | 0 | 0 | 0 | 0 | 0 | 0
00 Ret.Exist_Non-FBC_DSI & ACI & GPM & C2G & SCR | 0 | 0 | 0 | 0 | 0 | 0 | 0
00 Ret.Exist_Non-FBC_DSI & ACI & GPM & DRET | 0 | 0 | 0 | 0 | 0 | 0 | 0
00 Ret.Exist_Non-FBC_DSI & ACI & GPM & NGC | 0 | 0 | 0 | 0 | 0 | 0 | 0
00 Ret.Exist_Non-FBC_DSI & ACI & GPM & SCR | 0 | 0 | 0 | 0 | 0 | 0 | 0
00 Ret.Exist_Non-FBC_DSI & ACI & GPM & SCR & DRET | 0 | 0 | 0 | 0 | 0 | 0 | 0
00 Ret.Exist_Non-FBC_DSI & ACI & GPM & SCR & NGC | 0 | 0 | 0 | 0 | 0 | 0 | 0
00 Ret.Exist_Non-FBC_DSI & ACI & GPM & SNCR | 0 | 0 | 0 | 0 | 0 | 0 | 0
00 Ret.Exist_Non-FBC_DSI & ACI & GPM & SNCR & DRET | 0 | 0 | 0 | 0 | 0 | 0 | 0
00 Ret.Exist_Non-FBC_DSI & ACI & GPM & SNCR & NGC | 0 | 0 | 0 | 0 | 0 | 0 | 0
00 Ret.Exist_Non-FBC_DSI & ACI & GPM & WetFGD & SCR & CCS | 0 | 0 | 0 | 0 | 0 | 0 | 0
00 Ret.Exist_Non-FBC_DSI & ACI & NGC | 0 | 0 | 0 | 0 | 0 | 0 | 0
00 Ret.Exist_Non-FBC_DSI & ACI & SCR | 0 | 0 | 0 | 0 | 0 | 0 | 0
00 Ret.Exist_Non-FBC_DSI & ACI & SCR & DRET | 0 | 0 | 0 | 0 | 0 | 0 | 0
00 Ret.Exist_Non-FBC_DSI & ACI & SCR & NGC | 0 | 0 | 0 | 0 | 0 | 0 | 0
00 Ret.Exist_Non-FBC_DSI & ACI & SNCR | 0 | 0 | 0 | 0 | 0 | 0 | 0
00 Ret.Exist_Non-FBC_DSI & ACI & SNCR & DRET | 0 | 0 | 0 | 0 | 0 | 0 | 0
00 Ret.Exist_Non-FBC_DSI & ACI & SNCR & NGC | 0 | 0 | 0 | 0 | 0 | 0 | 0
00 Ret.Exist_Non-FBC_DSI & ACI & WetFGD & SCR & CCS | 0 | 0 | 0 | 0 | 0 | 0 | 0
00 Ret.Exist_Non-FBC_DSI & C2G | 0 | 0 | 0 | 0 | 0 | 0 | 0
00 Ret.Exist_Non-FBC_DSI & C2G & SCR | 0 | 0 | 0 | 0 | 0 | 0 | 0
00 Ret.Exist_Non-FBC_DSI & DRET | 0 | 0 | 0 | 0 | 0 | 0 | 0
00 Ret.Exist_Non-FBC_DSI & GPM | 0 | 0 | 0 | 0 | 0 | 0 | 0
00 Ret.Exist_Non-FBC_DSI & GPM & C2G | 0 | 0 | 0 | 0 | 0 | 0 | 0
00 Ret.Exist_Non-FBC_DSI & GPM & C2G & SCR | 0 | 0 | 0 | 0 | 0 | 0 | 0
00 Ret.Exist_Non-FBC_DSI & GPM & DRET | 0 | 0 | 0 | 0 | 0 | 0 | 0
00 Ret.Exist_Non-FBC_DSI & GPM & NGC | 0 | 0 | 0 | 0 | 0 | 0 | 0
00 Ret.Exist_Non-FBC_DSI & GPM & SCR | 0 | 0 | 0 | 0 | 0 | 0 | 0
00 Ret.Exist_Non-FBC_DSI & GPM & SCR & DRET | 0 | 0 | 0 | 0 | 0 | 0 | 0
00 Ret.Exist_Non-FBC_DSI & GPM & SCR & NGC | 0 | 0 | 0 | 0 | 0 | 0 | 0
00 Ret.Exist_Non-FBC_DSI & GPM & SNCR | 0 | 0 | 0 | 0 | 0 | 0 | 0
00 Ret.Exist_Non-FBC_DSI & GPM & SNCR & DRET | 0 | 0 | 0 | 0 | 0 | 0 | 0
00 Ret.Exist_Non-FBC_DSI & GPM & SNCR & NGC | 0 | 0 | 0 | 0 | 0 | 0 | 0
00 Ret.Exist_Non-FBC_DSI & GPM & WetFGD & SCR & CCS | 0 | 0 | 0 | 0 | 0 | 0 | 0
00 Ret.Exist_Non-FBC_DSI & NGC | 0 | 0 | 0 | 0 | 0 | 0 | 0
00 Ret.Exist_Non-FBC_DSI & SCR | 0 | 0 | 0 | 0 | 0 | 0 | 0
00 Ret.Exist_Non-FBC_DSI & SCR & C2G | 0 | 0 | 0 | 0 | 0 | 0 | 0
00 Ret.Exist_Non-FBC_DSI & SCR & DRET | 0 | 0 | 0 | 0 | 0 | 0 | 0
00 Ret.Exist_Non-FBC_DSI & SCR & NGC | 0 | 0 | 0 | 0 | 0 | 0 | 0
00 Ret.Exist_Non-FBC_DSI & SCR & WetFGD & CCS | 0 | 0 | 0 | 0 | 0 | 0 | 0
00 Ret.Exist_Non-FBC_DSI & SNCR | 0 | 0 | 0 | 0 | 0 | 0 | 0
00 Ret.Exist_Non-FBC_DSI & SNCR & C2G | 0 | 0 | 0 | 0 | 0 | 0 | 0
00 Ret.Exist_Non-FBC_DSI & SNCR & DRET | 0 | 0 | 0 | 0 | 0 | 0 | 0
00 Ret.Exist_Non-FBC_DSI & SNCR & NGC | 0 | 0 | 0 | 0 | 0 | 0 | 0
00 Ret.Exist_Non-FBC_NoCtrl & ACI | 0 | 0 | 0 | 0 | 0 | 0 | 0
00 Ret.Exist_Non-FBC_NoCtrl & ACI & C2G | 0 | 0 | 0 | 0 | 0 | 0 | 0
00 Ret.Exist_Non-FBC_NoCtrl & ACI & C2G & SCR | 0 | 0 | 0 | 0 | 0 | 0 | 0
00 Ret.Exist_Non-FBC_NoCtrl & ACI & DRET | 0 | 0 | 0 | 0 | 0 | 0 | 0
00 Ret.Exist_Non-FBC_NoCtrl & ACI & DSI | 0 | 0 | 0 | 0 | 0 | 0 | 0
00 Ret.Exist_Non-FBC_NoCtrl & ACI & DSI & C2G | 0 | 0 | 0 | 0 | 0 | 0 | 0
00 Ret.Exist_Non-FBC_NoCtrl & ACI & DSI & C2G & SCR | 0 | 0 | 0 | 0 | 0 | 0 | 0
00 Ret.Exist_Non-FBC_NoCtrl & ACI & DSI & DRET | 0 | 0 | 0 | 0 | 0 | 0 | 0
00 Ret.Exist_Non-FBC_NoCtrl & ACI & DSI & GPM | 0 | 0 | 0 | 0 | 0 | 0 | 0
00 Ret.Exist_Non-FBC_NoCtrl & ACI & DSI & GPM & C2G | 0 | 0 | 0 | 0 | 0 | 0 | 0
00 Ret.Exist_Non-FBC_NoCtrl & ACI & DSI & GPM & C2G & SCR | 0 | 0 | 0 | 0 | 0 | 0 | 0
00 Ret.Exist_Non-FBC_NoCtrl & ACI & DSI & GPM & DRET | 0 | 0 | 0 | 0 | 0 | 0 | 0
00 Ret.Exist_Non-FBC_NoCtrl & ACI & DSI & GPM & NGC | 0 | 0 | 0 | 0 | 0 | 0 | 0
00 Ret.Exist_Non-FBC_NoCtrl & ACI & DSI & GPM & SCR | 0 | 0 | 0 | 0 | 0 | 0 | 0
00 Ret.Exist_Non-FBC_NoCtrl & ACI & DSI & GPM & SCR & DRET | 0 | 0 | 0 | 0 | 0 | 0 | 0
00 Ret.Exist_Non-FBC_NoCtrl & ACI & DSI & GPM & SCR & NGC | 0 | 0 | 0 | 0 | 0 | 0 | 0
00 Ret.Exist_Non-FBC_NoCtrl & ACI & DSI & GPM & SNCR | 0 | 0 | 0 | 0 | 0 | 0 | 0
00 Ret.Exist_Non-FBC_NoCtrl & ACI & DSI & GPM & SNCR & DRET | 0 | 0 | 0 | 0 | 0 | 0 | 0
00 Ret.Exist_Non-FBC_NoCtrl & ACI & DSI & GPM & SNCR & NGC | 0 | 0 | 0 | 0 | 0 | 0 | 0
00 Ret.Exist_Non-FBC_NoCtrl & ACI & DSI & GPM & WetFGD & SCR & CCS | 0 | 0 | 0 | 0 | 0 | 0 | 0
00 Ret.Exist_Non-FBC_NoCtrl & ACI & DSI & NGC | 0 | 0 | 0 | 0 | 0 | 0 | 0
00 Ret.Exist_Non-FBC_NoCtrl & ACI & DSI & SCR | 0 | 0 | 0 | 0 | 0 | 0 | 0
00 Ret.Exist_Non-FBC_NoCtrl & ACI & DSI & SCR & DRET | 0 | 0 | 0 | 0 | 0 | 0 | 0
00 Ret.Exist_Non-FBC_NoCtrl & ACI & DSI & SCR & NGC | 0 | 0 | 0 | 0 | 0 | 0 | 0
00 Ret.Exist_Non-FBC_NoCtrl & ACI & DSI & SNCR | 0 | 0 | 0 | 0 | 0 | 0 | 0
00 Ret.Exist_Non-FBC_NoCtrl & ACI & DSI & SNCR & DRET | 0 | 0 | 0 | 0 | 0 | 0 | 0
00 Ret.Exist_Non-FBC_NoCtrl & ACI & DSI & SNCR & NGC | 0 | 0 | 0 | 0 | 0 | 0 | 0
00 Ret.Exist_Non-FBC_NoCtrl & ACI & DSI & WetFGD & SCR & CCS | 0 | 0 | 0 | 0 | 0 | 0 | 0
00 Ret.Exist_Non-FBC_NoCtrl & ACI & GPM | 0 | 0 | 0 | 0 | 0 | 0 | 0
00 Ret.Exist_Non-FBC_NoCtrl & ACI & GPM & C2G | 0 | 0 | 0 | 0 | 0 | 0 | 0
00 Ret.Exist_Non-FBC_NoCtrl & ACI & GPM & C2G & SCR | 0 | 0 | 0 | 0 | 0 | 0 | 0
00 Ret.Exist_Non-FBC_NoCtrl & ACI & GPM & DRET | 0 | 0 | 0 | 0 | 0 | 0 | 0
00 Ret.Exist_Non-FBC_NoCtrl & ACI & GPM & NGC | 0 | 0 | 0 | 0 | 0 | 0 | 0
00 Ret.Exist_Non-FBC_NoCtrl & ACI & GPM & SCR | 0 | 0 | 0 | 0 | 0 | 0 | 0
00 Ret.Exist_Non-FBC_NoCtrl & ACI & GPM & SCR & DRET | 0 | 0 | 0 | 0 | 0 | 0 | 0
00 Ret.Exist_Non-FBC_NoCtrl & ACI & GPM & SCR & NGC | 0 | 0 | 0 | 0 | 0 | 0 | 0
00 Ret.Exist_Non-FBC_NoCtrl & ACI & GPM & SNCR | 0 | 0 | 0 | 0 | 0 | 0 | 0
00 Ret.Exist_Non-FBC_NoCtrl & ACI & GPM & SNCR & DRET | 0 | 0 | 0 | 0 | 0 | 0 | 0
00 Ret.Exist_Non-FBC_NoCtrl & ACI & GPM & SNCR & NGC | 0 | 0 | 0 | 0 | 0 | 0 | 0
00 Ret.Exist_Non-FBC_NoCtrl & ACI & GPM & WetFGD & SCR & CCS | 0 | 0 | 0 | 0 | 0 | 0 | 0
00 Ret.Exist_Non-FBC_NoCtrl & ACI & NGC | 0 | 0 | 0 | 0 | 0 | 0 | 0
00 Ret.Exist_Non-FBC_NoCtrl & ACI & SCR | 0 | 0 | 0 | 0 | 0 | 0 | 0
00 Ret.Exist_Non-FBC_NoCtrl & ACI & SCR & DRET | 0 | 0 | 0 | 0 | 0 | 0 | 0
00 Ret.Exist_Non-FBC_NoCtrl & ACI & SCR & NGC | 0 | 0 | 0 | 0 | 0 | 0 | 0
00 Ret.Exist_Non-FBC_NoCtrl & ACI & SNCR | 0 | 0 | 0 | 0 | 0 | 0 | 0
00 Ret.Exist_Non-FBC_NoCtrl & ACI & SNCR & DRET | 0 | 0 | 0 | 0 | 0 | 0 | 0
00 Ret.Exist_Non-FBC_NoCtrl & ACI & SNCR & NGC | 0 | 0 | 0 | 0 | 0 | 0 | 0
00 Ret.Exist_Non-FBC_NoCtrl & ACI & WetFGD & SCR & CCS | 0 | 0 | 0 | 0 | 0 | 0 | 0
00 Ret.Exist_Non-FBC_NoCtrl & C2G | 0 | 0 | 0 | 0 | 0 | 0 | 0
00 Ret.Exist_Non-FBC_NoCtrl & C2G & SCR | 0 | 0 | 0 | 0 | 0 | 0 | 0
00 Ret.Exist_Non-FBC_NoCtrl & DCCS | 0 | 0 | 0 | 0 | 0 | 0 | 0
00 Ret.Exist_Non-FBC_NoCtrl & DCCS & WetFGD & SCR & CCS | 0 | 0 | 0 | 0 | 0 | 0 | 0
00 Ret.Exist_Non-FBC_NoCtrl & DRET | 0 | 0 | 0 | 0 | 0 | 0 | 0
00 Ret.Exist_Non-FBC_NoCtrl & DSI | 0 | 0 | 0 | 0 | 0 | 0 | 0
00 Ret.Exist_Non-FBC_NoCtrl & DSI & C2G | 0 | 0 | 0 | 0 | 0 | 0 | 0
00 Ret.Exist_Non-FBC_NoCtrl & DSI & C2G & SCR | 0 | 0 | 0 | 0 | 0 | 0 | 0
00 Ret.Exist_Non-FBC_NoCtrl & DSI & DRET | 0 | 0 | 0 | 0 | 0 | 0 | 0
00 Ret.Exist_Non-FBC_NoCtrl & DSI & GPM | 0 | 0 | 0 | 0 | 0 | 0 | 0
00 Ret.Exist_Non-FBC_NoCtrl & DSI & GPM & C2G | 0 | 0 | 0 | 0 | 0 | 0 | 0
00 Ret.Exist_Non-FBC_NoCtrl & DSI & GPM & C2G & SCR | 0 | 0 | 0 | 0 | 0 | 0 | 0
00 Ret.Exist_Non-FBC_NoCtrl & DSI & GPM & DRET | 0 | 0 | 0 | 0 | 0 | 0 | 0
00 Ret.Exist_Non-FBC_NoCtrl & DSI & GPM & NGC | 0 | 0 | 0 | 0 | 0 | 0 | 0
00 Ret.Exist_Non-FBC_NoCtrl & DSI & GPM & SCR | 0 | 0 | 0 | 0 | 0 | 0 | 0
00 Ret.Exist_Non-FBC_NoCtrl & DSI & GPM & SCR & DRET | 0 | 0 | 0 | 0 | 0 | 0 | 0
00 Ret.Exist_Non-FBC_NoCtrl & DSI & GPM & SCR & NGC | 0 | 0 | 0 | 0 | 0 | 0 | 0
00 Ret.Exist_Non-FBC_NoCtrl & DSI & GPM & SNCR | 0 | 0 | 0 | 0 | 0 | 0 | 0
00 Ret.Exist_Non-FBC_NoCtrl & DSI & GPM & SNCR & DRET | 0 | 0 | 0 | 0 | 0 | 0 | 0
00 Ret.Exist_Non-FBC_NoCtrl & DSI & GPM & SNCR & NGC | 0 | 0 | 0 | 0 | 0 | 0 | 0
00 Ret.Exist_Non-FBC_NoCtrl & DSI & GPM & WetFGD & SCR & CCS | 0 | 0 | 0 | 0 | 0 | 0 | 0
00 Ret.Exist_Non-FBC_NoCtrl & DSI & NGC | 0 | 0 | 0 | 0 | 0 | 0 | 0
00 Ret.Exist_Non-FBC_NoCtrl & DSI & SCR | 0 | 0 | 0 | 0 | 0 | 0 | 0
00 Ret.Exist_Non-FBC_NoCtrl & DSI & SCR & DRET | 0 | 0 | 0 | 0 | 0 | 0 | 0
00 Ret.Exist_Non-FBC_NoCtrl & DSI & SCR & NGC | 0 | 0 | 0 | 0 | 0 | 0 | 0
00 Ret.Exist_Non-FBC_NoCtrl & DSI & SNCR | 0 | 0 | 0 | 0 | 0 | 0 | 0
00 Ret.Exist_Non-FBC_NoCtrl & DSI & SNCR & DRET | 0 | 0 | 0 | 0 | 0 | 0 | 0
00 Ret.Exist_Non-FBC_NoCtrl & DSI & SNCR & NGC | 0 | 0 | 0 | 0 | 0 | 0 | 0
00 Ret.Exist_Non-FBC_NoCtrl & DSI & WetFGD & SCR & CCS | 0 | 0 | 0 | 0 | 0 | 0 | 0
00 Ret.Exist_Non-FBC_NoCtrl & GPM | 0 | 0 | 0 | 0 | 0 | 0 | 0
00 Ret.Exist_Non-FBC_NoCtrl & GPM & C2G | 0 | 0 | 0 | 0 | 0 | 0 | 0
00 Ret.Exist_Non-FBC_NoCtrl & GPM & C2G & SCR | 0 | 0 | 0 | 0 | 0 | 0 | 0
00 Ret.Exist_Non-FBC_NoCtrl & GPM & DRET | 0 | 0 | 0 | 0 | 0 | 0 | 0
00 Ret.Exist_Non-FBC_NoCtrl & GPM & NGC | 0 | 0 | 0 | 0 | 0 | 0 | 0
00 Ret.Exist_Non-FBC_NoCtrl & GPM & SCR | 0 | 0 | 0 | 0 | 0 | 0 | 0
00 Ret.Exist_Non-FBC_NoCtrl & GPM & SCR & DRET | 0 | 0 | 0 | 0 | 0 | 0 | 0
00 Ret.Exist_Non-FBC_NoCtrl & GPM & SCR & NGC | 0 | 0 | 0 | 0 | 0 | 0 | 0
00 Ret.Exist_Non-FBC_NoCtrl & GPM & SNCR | 0 | 0 | 0 | 0 | 0 | 0 | 0
00 Ret.Exist_Non-FBC_NoCtrl & GPM & SNCR & DRET | 0 | 0 | 0 | 0 | 0 | 0 | 0
00 Ret.Exist_Non-FBC_NoCtrl & GPM & SNCR & NGC | 0 | 0 | 0 | 0 | 0 | 0 | 0
00 Ret.Exist_Non-FBC_NoCtrl & GPM & WetFGD & SCR & CCS | 0 | 0 | 0 | 0 | 0 | 0 | 0
00 Ret.Exist_Non-FBC_NoCtrl & NGC | 0 | 0 | 0 | 0 | 0 | 0 | 0
00 Ret.Exist_Non-FBC_NoCtrl & SCR | 0 | 0 | 0 | 0 | 0 | 0 | 0
00 Ret.Exist_Non-FBC_NoCtrl & SCR & C2G | 0 | 0 | 0 | 0 | 0 | 0 | 0
00 Ret.Exist_Non-FBC_NoCtrl & SCR & DRET | 0 | 0 | 0 | 0 | 0 | 0 | 0
00 Ret.Exist_Non-FBC_NoCtrl & SCR & NGC | 0 | 0 | 0 | 0 | 0 | 0 | 0
00 Ret.Exist_Non-FBC_NoCtrl & SCR & WetFGD & CCS | 0 | 0 | 0 | 0 | 0 | 0 | 0
00 Ret.Exist_Non-FBC_NoCtrl & SNCR | 0 | 0 | 0 | 0 | 0 | 0 | 0
00 Ret.Exist_Non-FBC_NoCtrl & SNCR & C2G | 0 | 0 | 0 | 0 | 0 | 0 | 0
00 Ret.Exist_Non-FBC_NoCtrl & SNCR & DRET | 0 | 0 | 0 | 0 | 0 | 0 | 0
00 Ret.Exist_Non-FBC_NoCtrl & SNCR & NGC | 0 | 0 | 0 | 0 | 0 | 0 | 0
00 Ret.Exist_Non-FBC_SCR_ACI & C2G | 0 | 0 | 0 | 0 | 0 | 0 | 0
00 Ret.Exist_Non-FBC_SCR_ACI & DCCS | 0 | 0 | 0 | 0 | 0 | 0 | 0
00 Ret.Exist_Non-FBC_SCR_ACI & DCCS & WetFGD & CCS | 0 | 0 | 0 | 0 | 0 | 0 | 0
00 Ret.Exist_Non-FBC_SCR_ACI & DRET | 0 | 0 | 0 | 0 | 0 | 0 | 0
00 Ret.Exist_Non-FBC_SCR_ACI & DSI | 0 | 0 | 0 | 0 | 0 | 0 | 0
00 Ret.Exist_Non-FBC_SCR_ACI & DSI & C2G | 0 | 0 | 0 | 0 | 0 | 0 | 0
00 Ret.Exist_Non-FBC_SCR_ACI & DSI & DRET | 0 | 0 | 0 | 0 | 0 | 0 | 0
00 Ret.Exist_Non-FBC_SCR_ACI & DSI & GPM | 0 | 0 | 0 | 0 | 0 | 0 | 0
00 Ret.Exist_Non-FBC_SCR_ACI & DSI & GPM & C2G | 0 | 0 | 0 | 0 | 0 | 0 | 0
00 Ret.Exist_Non-FBC_SCR_ACI & DSI & GPM & DRET | 0 | 0 | 0 | 0 | 0 | 0 | 0
00 Ret.Exist_Non-FBC_SCR_ACI & DSI & GPM & NGC | 0 | 0 | 0 | 0 | 0 | 0 | 0
00 Ret.Exist_Non-FBC_SCR_ACI & DSI & GPM & WetFGD & CCS | 0 | 0 | 0 | 0 | 0 | 0 | 0
00 Ret.Exist_Non-FBC_SCR_ACI & DSI & NGC | 0 | 0 | 0 | 0 | 0 | 0 | 0
00 Ret.Exist_Non-FBC_SCR_ACI & DSI & WetFGD & CCS | 0 | 0 | 0 | 0 | 0 | 0 | 0
00 Ret.Exist_Non-FBC_SCR_ACI & GPM | 0 | 0 | 0 | 0 | 0 | 0 | 0
00 Ret.Exist_Non-FBC_SCR_ACI & GPM & C2G | 0 | 0 | 0 | 0 | 0 | 0 | 0
00 Ret.Exist_Non-FBC_SCR_ACI & GPM & DRET | 0 | 0 | 0 | 0 | 0 | 0 | 0
00 Ret.Exist_Non-FBC_SCR_ACI & GPM & NGC | 0 | 0 | 0 | 0 | 0 | 0 | 0
00 Ret.Exist_Non-FBC_SCR_ACI & GPM & WetFGD & CCS | 0 | 0 | 0 | 0 | 0 | 0 | 0
00 Ret.Exist_Non-FBC_SCR_ACI & NGC | 0 | 0 | 0 | 0 | 0 | 0 | 0
00 Ret.Exist_Non-FBC_SCR_ACI & WetFGD & CCS | 0 | 0 | 0 | 0 | 0 | 0 | 0
00 Ret.Exist_Non-FBC_SCR_ACI_DSI & C2G | 305 | 305 | 305 | 305 | 305 | 305 | 305
00 Ret.Exist_Non-FBC_SCR_ACI_DSI & DCCS | 0 | 0 | 0 | 0 | 0 | 0 | 0
00 Ret.Exist_Non-FBC_SCR_ACI_DSI & DCCS & WetFGD & CCS | 0 | 0 | 0 | 0 | 0 | 0 | 0
00 Ret.Exist_Non-FBC_SCR_ACI_DSI & DRET | 0 | 0 | 0 | 0 | 0 | 0 | 0
00 Ret.Exist_Non-FBC_SCR_ACI_DSI & GPM | 0 | 0 | 0 | 0 | 0 | 0 | 0
00 Ret.Exist_Non-FBC_SCR_ACI_DSI & GPM & C2G | 0 | 0 | 0 | 0 | 0 | 0 | 0
00 Ret.Exist_Non-FBC_SCR_ACI_DSI & GPM & DRET | 0 | 0 | 0 | 0 | 0 | 0 | 0
00 Ret.Exist_Non-FBC_SCR_ACI_DSI & GPM & NGC | 0 | 0 | 0 | 0 | 0 | 0 | 0
00 Ret.Exist_Non-FBC_SCR_ACI_DSI & GPM & WetFGD & CCS | 0 | 0 | 0 | 0 | 0 | 0 | 0
00 Ret.Exist_Non-FBC_SCR_ACI_DSI & NGC | 0 | 0 | 0 | 0 | 0 | 0 | 0
00 Ret.Exist_Non-FBC_SCR_ACI_DSI & WetFGD & CCS | 0 | 0 | 0 | 0 | 0 | 0 | 0
00 Ret.Exist_Non-FBC_SNCR_ACI & C2G | 0 | 0 | 0 | 0 | 0 | 0 | 0
00 Ret.Exist_Non-FBC_SNCR_ACI & C2G & SCR | 0 | 0 | 0 | 0 | 0 | 0 | 0
00 Ret.Exist_Non-FBC_SNCR_ACI & DRET | 0 | 0 | 0 | 0 | 0 | 0 | 0
00 Ret.Exist_Non-FBC_SNCR_ACI & DSI | 0 | 0 | 0 | 0 | 0 | 0 | 0
00 Ret.Exist_Non-FBC_SNCR_ACI & DSI & C2G | 0 | 0 | 0 | 0 | 0 | 0 | 0
00 Ret.Exist_Non-FBC_SNCR_ACI & DSI & C2G & SCR | 0 | 0 | 0 | 0 | 0 | 0 | 0
00 Ret.Exist_Non-FBC_SNCR_ACI & DSI & DRET | 0 | 0 | 0 | 0 | 0 | 0 | 0
00 Ret.Exist_Non-FBC_SNCR_ACI & DSI & NGC | 0 | 0 | 0 | 0 | 0 | 0 | 0
00 Ret.Exist_Non-FBC_SNCR_ACI & DSI & SCR | 0 | 0 | 0 | 0 | 0 | 0 | 0
00 Ret.Exist_Non-FBC_SNCR_ACI & DSI & SCR & DRET | 0 | 0 | 0 | 0 | 0 | 0 | 0
00 Ret.Exist_Non-FBC_SNCR_ACI & DSI & SCR & NGC | 0 | 0 | 0 | 0 | 0 | 0 | 0
00 Ret.Exist_Non-FBC_SNCR_ACI & DSI & WetFGD & SCR & CCS | 0 | 0 | 0 | 0 | 0 | 0 | 0
00 Ret.Exist_Non-FBC_SNCR_ACI & GPM | 0 | 0 | 0 | 0 | 0 | 0 | 0
00 Ret.Exist_Non-FBC_SNCR_ACI & GPM & C2G | 0 | 0 | 0 | 0 | 0 | 0 | 0
00 Ret.Exist_Non-FBC_SNCR_ACI & GPM & C2G & SCR | 0 | 0 | 0 | 0 | 0 | 0 | 0
00 Ret.Exist_Non-FBC_SNCR_ACI & GPM & DRET | 0 | 0 | 0 | 0 | 0 | 0 | 0
00 Ret.Exist_Non-FBC_SNCR_ACI & GPM & NGC | 0 | 0 | 0 | 0 | 0 | 0 | 0
00 Ret.Exist_Non-FBC_SNCR_ACI & GPM & SCR | 0 | 0 | 0 | 0 | 0 | 0 | 0
00 Ret.Exist_Non-FBC_SNCR_ACI & GPM & SCR & DRET | 0 | 0 | 0 | 0 | 0 | 0 | 0
00 Ret.Exist_Non-FBC_SNCR_ACI & GPM & SCR & NGC | 0 | 0 | 0 | 0 | 0 | 0 | 0
00 Ret.Exist_Non-FBC_SNCR_ACI & GPM & WetFGD & SCR & CCS | 0 | 0 | 0 | 0 | 0 | 0 | 0
00 Ret.Exist_Non-FBC_SNCR_ACI & NGC | 0 | 0 | 0 | 0 | 0 | 0 | 0
00 Ret.Exist_Non-FBC_SNCR_ACI & SCR | 0 | 0 | 0 | 0 | 0 | 0 | 0
00 Ret.Exist_Non-FBC_SNCR_ACI & SCR & C2G | 0 | 0 | 0 | 0 | 0 | 0 | 0
00 Ret.Exist_Non-FBC_SNCR_ACI & SCR & DRET | 0 | 0 | 0 | 0 | 0 | 0 | 0
00 Ret.Exist_Non-FBC_SNCR_ACI & SCR & NGC | 0 | 0 | 0 | 0 | 0 | 0 | 0
00 Ret.Exist_Non-FBC_SNCR_ACI & SCR & WetFGD & CCS | 0 | 0 | 0 | 0 | 0 | 0 | 0
00 Ret.Exist_Non-FBC_SNCR_ACI_DSI & C2G | 1033 | 496 | 496 | 496 | 496 | 496 | 496
00 Ret.Exist_Non-FBC_SNCR_ACI_DSI & C2G & SCR | 0 | 535.436 | 535.436 | 535.436 | 535.436 | 535.436 | 535.436
00 Ret.Exist_Non-FBC_SNCR_ACI_DSI & DCCS | 0 | 0 | 0 | 0 | 0 | 0 | 0
00 Ret.Exist_Non-FBC_SNCR_ACI_DSI & DCCS & WetFGD & SCR & CCS | 0 | 0 | 0 | 0 | 0 | 0 | 0
00 Ret.Exist_Non-FBC_SNCR_ACI_DSI & DRET | 0 | 0 | 0 | 0 | 0 | 0 | 0
00 Ret.Exist_Non-FBC_SNCR_ACI_DSI & GPM | 0 | 0 | 0 | 0 | 0 | 0 | 0
00 Ret.Exist_Non-FBC_SNCR_ACI_DSI & GPM & C2G | 0 | 0 | 0 | 0 | 0 | 0 | 0
00 Ret.Exist_Non-FBC_SNCR_ACI_DSI & GPM & C2G & SCR | 0 | 0 | 0 | 0 | 0 | 0 | 0
00 Ret.Exist_Non-FBC_SNCR_ACI_DSI & GPM & DRET | 0 | 0 | 0 | 0 | 0 | 0 | 0
00 Ret.Exist_Non-FBC_SNCR_ACI_DSI & GPM & NGC | 0 | 0 | 0 | 0 | 0 | 0 | 0
00 Ret.Exist_Non-FBC_SNCR_ACI_DSI & GPM & SCR | 0 | 0 | 0 | 0 | 0 | 0 | 0
00 Ret.Exist_Non-FBC_SNCR_ACI_DSI & GPM & SCR & DRET | 0 | 0 | 0 | 0 | 0 | 0 | 0
00 Ret.Exist_Non-FBC_SNCR_ACI_DSI & GPM & SCR & NGC | 0 | 0 | 0 | 0 | 0 | 0 | 0
00 Ret.Exist_Non-FBC_SNCR_ACI_DSI & GPM & WetFGD & SCR & CCS | 0 | 0 | 0 | 0 | 0 | 0 | 0
00 Ret.Exist_Non-FBC_SNCR_ACI_DSI & NGC | 0 | 0 | 0 | 0 | 0 | 0 | 0
00 Ret.Exist_Non-FBC_SNCR_ACI_DSI & SCR | 0 | 0 | 0 | 0 | 0 | 0 | 0
00 Ret.Exist_Non-FBC_SNCR_ACI_DSI & SCR & C2G | 0 | 0 | 0 | 0 | 0 | 0 | 0
00 Ret.Exist_Non-FBC_SNCR_ACI_DSI & SCR & DRET | 0 | 0 | 0 | 0 | 0 | 0 | 0
00 Ret.Exist_Non-FBC_SNCR_ACI_DSI & SCR & NGC | 0 | 0 | 0 | 0 | 0 | 0 | 0
00 Ret.Exist_Non-FBC_SNCR_ACI_DSI & SCR & WetFGD & CCS | 0 | 0 | 0 | 0 | 0 | 0 | 0
00 Ret.Exist_Non-FBC_WetFGD & ACI | 0 | 0 | 0 | 0 | 0 | 0 | 0
00 Ret.Exist_Non-FBC_WetFGD & ACI & C2G | 0 | 0 | 0 | 0 | 0 | 0 | 0
00 Ret.Exist_Non-FBC_WetFGD & ACI & C2G & SCR | 0 | 0 | 0 | 0 | 0 | 0 | 0
00 Ret.Exist_Non-FBC_WetFGD & ACI & DRET | 0 | 0 | 0 | 0 | 0 | 0 | 0
00 Ret.Exist_Non-FBC_WetFGD & ACI & GPM | 0 | 0 | 0 | 0 | 0 | 0 | 0
00 Ret.Exist_Non-FBC_WetFGD & ACI & GPM & C2G | 0 | 0 | 0 | 0 | 0 | 0 | 0
00 Ret.Exist_Non-FBC_WetFGD & ACI & GPM & C2G & SCR | 0 | 0 | 0 | 0 | 0 | 0 | 0
00 Ret.Exist_Non-FBC_WetFGD & ACI & GPM & DRET | 0 | 0 | 0 | 0 | 0 | 0 | 0
00 Ret.Exist_Non-FBC_WetFGD & ACI & GPM & NGC | 0 | 0 | 0 | 0 | 0 | 0 | 0
00 Ret.Exist_Non-FBC_WetFGD & ACI & GPM & SCR | 0 | 0 | 0 | 0 | 0 | 0 | 0
00 Ret.Exist_Non-FBC_WetFGD & ACI & GPM & SCR & CCS | 0 | 0 | 0 | 0 | 0 | 0 | 0
00 Ret.Exist_Non-FBC_WetFGD & ACI & GPM & SCR & DRET | 0 | 0 | 0 | 0 | 0 | 0 | 0
00 Ret.Exist_Non-FBC_WetFGD & ACI & GPM & SCR & NGC | 0 | 0 | 0 | 0 | 0 | 0 | 0
00 Ret.Exist_Non-FBC_WetFGD & ACI & GPM & SNCR | 0 | 0 | 0 | 0 | 0 | 0 | 0
00 Ret.Exist_Non-FBC_WetFGD & ACI & GPM & SNCR & DRET | 0 | 0 | 0 | 0 | 0 | 0 | 0
00 Ret.Exist_Non-FBC_WetFGD & ACI & GPM & SNCR & NGC | 0 | 0 | 0 | 0 | 0 | 0 | 0
00 Ret.Exist_Non-FBC_WetFGD & ACI & NGC | 0 | 0 | 0 | 0 | 0 | 0 | 0
00 Ret.Exist_Non-FBC_WetFGD & ACI & SCR | 0 | 0 | 0 | 0 | 0 | 0 | 0
00 Ret.Exist_Non-FBC_WetFGD & ACI & SCR & CCS | 0 | 0 | 0 | 0 | 0 | 0 | 0
00 Ret.Exist_Non-FBC_WetFGD & ACI & SCR & DRET | 0 | 0 | 0 | 0 | 0 | 0 | 0
00 Ret.Exist_Non-FBC_WetFGD & ACI & SCR & NGC | 0 | 0 | 0 | 0 | 0 | 0 | 0
00 Ret.Exist_Non-FBC_WetFGD & ACI & SNCR | 0 | 0 | 0 | 0 | 0 | 0 | 0
00 Ret.Exist_Non-FBC_WetFGD & ACI & SNCR & DRET | 0 | 0 | 0 | 0 | 0 | 0 | 0
00 Ret.Exist_Non-FBC_WetFGD & ACI & SNCR & NGC | 0 | 0 | 0 | 0 | 0 | 0 | 0
00 Ret.Exist_Non-FBC_WetFGD & C2G | 0 | 0 | 0 | 0 | 0 | 0 | 0
00 Ret.Exist_Non-FBC_WetFGD & C2G & SCR | 0 | 0 | 0 | 0 | 0 | 0 | 0
00 Ret.Exist_Non-FBC_WetFGD & DRET | 0 | 0 | 0 | 0 | 0 | 0 | 0
00 Ret.Exist_Non-FBC_WetFGD & DCCS | 0 | 0 | 0 | 0 | 0 | 0 | 0
00 Ret.Exist_Non-FBC_WetFGD & DCCS & SCR & CCS | 0 | 0 | 0 | 0 | 0 | 0 | 0
00 Ret.Exist_Non-FBC_WetFGD & GPM | 0 | 0 | 0 | 0 | 0 | 0 | 0
00 Ret.Exist_Non-FBC_WetFGD & GPM & C2G | 0 | 0 | 0 | 0 | 0 | 0 | 0
00 Ret.Exist_Non-FBC_WetFGD & GPM & C2G & SCR | 0 | 0 | 0 | 0 | 0 | 0 | 0
00 Ret.Exist_Non-FBC_WetFGD & GPM & DRET | 0 | 0 | 0 | 0 | 0 | 0 | 0
00 Ret.Exist_Non-FBC_WetFGD & GPM & NGC | 0 | 0 | 0 | 0 | 0 | 0 | 0
00 Ret.Exist_Non-FBC_WetFGD & GPM & SCR | 0 | 0 | 0 | 0 | 0 | 0 | 0
00 Ret.Exist_Non-FBC_WetFGD & GPM & SCR & CCS | 0 | 0 | 0 | 0 | 0 | 0 | 0
00 Ret.Exist_Non-FBC_WetFGD & GPM & SCR & DRET | 0 | 0 | 0 | 0 | 0 | 0 | 0
00 Ret.Exist_Non-FBC_WetFGD & GPM & SCR & NGC | 0 | 0 | 0 | 0 | 0 | 0 | 0
00 Ret.Exist_Non-FBC_WetFGD & GPM & SNCR | 0 | 0 | 0 | 0 | 0 | 0 | 0
00 Ret.Exist_Non-FBC_WetFGD & GPM & SNCR & DRET | 0 | 0 | 0 | 0 | 0 | 0 | 0
00 Ret.Exist_Non-FBC_WetFGD & GPM & SNCR & NGC | 0 | 0 | 0 | 0 | 0 | 0 | 0
00 Ret.Exist_Non-FBC_WetFGD & NGC | 0 | 0 | 0 | 0 | 0 | 0 | 0
00 Ret.Exist_Non-FBC_WetFGD & SCR | 0 | 188.8816 | 0 | 0 | 0 | 0 | 0
00 Ret.Exist_Non-FBC_WetFGD & SCR & C2G | 0 | 0 | 0 | 0 | 0 | 0 | 0
00 Ret.Exist_Non-FBC_WetFGD & SCR & CCS | 0 | 0 | 0 | 0 | 0 | 0 | 0
00 Ret.Exist_Non-FBC_WetFGD & SCR & DRET | 0 | 0 | 0 | 0 | 0 | 0 | 0
00 Ret.Exist_Non-FBC_WetFGD & SCR & NGC | 0 | 0 | 0 | 0 | 0 | 0 | 0
00 Ret.Exist_Non-FBC_WetFGD & SNCR | 0 | 0 | 0 | 0 | 0 | 0 | 0
00 Ret.Exist_Non-FBC_WetFGD & SNCR & C2G | 0 | 0 | 0 | 0 | 0 | 0 | 0
00 Ret.Exist_Non-FBC_WetFGD & SNCR & DRET | 0 | 0 | 0 | 0 | 0 | 0 | 0
00 Ret.Exist_Non-FBC_WetFGD & SNCR & NGC | 0 | 0 | 0 | 0 | 0 | 0 | 0
00 Ret.Exist_Non-FBC_WetFGD_ACI & C2G | 1070 | 1070 | 1070 | 0 | 0 | 0 | 0
00 Ret.Exist_Non-FBC_WetFGD_ACI & C2G & SCR | 0 | 0 | 0 | 0 | 0 | 0 | 0
00 Ret.Exist_Non-FBC_WetFGD_ACI & DCCS | 0 | 0 | 0 | 0 | 0 | 0 | 0
00 Ret.Exist_Non-FBC_WetFGD_ACI & DCCS & SCR & CCS | 0 | 0 | 0 | 0 | 0 | 0 | 0
00 Ret.Exist_Non-FBC_WetFGD_ACI & DRET | 0 | 0 | 0 | 0 | 0 | 0 | 0
00 Ret.Exist_Non-FBC_WetFGD_ACI & GPM | 1465.156 | 1465.156 | 1461.3076 | 1461.3076 | 1461.3076 | 1461.3076 | 1461.3076
00 Ret.Exist_Non-FBC_WetFGD_ACI & GPM & C2G | 0 | 0 | 0 | 0 | 0 | 0 | 0
00 Ret.Exist_Non-FBC_WetFGD_ACI & GPM & C2G & SCR | 0 | 0 | 0 | 0 | 0 | 0 | 0
00 Ret.Exist_Non-FBC_WetFGD_ACI & GPM & DRET | 0 | 0 | 0 | 0 | 0 | 0 | 0
00 Ret.Exist_Non-FBC_WetFGD_ACI & GPM & NGC | 0 | 0 | 0 | 0 | 0 | 0 | 0
00 Ret.Exist_Non-FBC_WetFGD_ACI & GPM & SCR | 0 | 0 | 0 | 0 | 0 | 0 | 0
00 Ret.Exist_Non-FBC_WetFGD_ACI & GPM & SCR & CCS | 0 | 0 | 2.5074 | 2.5074 | 2.5074 | 2.5074 | 2.5074
00 Ret.Exist_Non-FBC_WetFGD_ACI & GPM & SCR & DRET | 0 | 0 | 0 | 0 | 0 | 0 | 0
00 Ret.Exist_Non-FBC_WetFGD_ACI & GPM & SCR & NGC | 0 | 0 | 0 | 0 | 0 | 0 | 0
00 Ret.Exist_Non-FBC_WetFGD_ACI & GPM & SNCR | 0 | 0 | 0 | 0 | 0 | 0 | 0
00 Ret.Exist_Non-FBC_WetFGD_ACI & GPM & SNCR & DRET | 0 | 0 | 0 | 0 | 0 | 0 | 0
00 Ret.Exist_Non-FBC_WetFGD_ACI & GPM & SNCR & NGC | 0 | 0 | 0 | 0 | 0 | 0 | 0
00 Ret.Exist_Non-FBC_WetFGD_ACI & NGC | 0 | 0 | 0 | 0 | 0 | 0 | 0
00 Ret.Exist_Non-FBC_WetFGD_ACI & SCR | 0 | 961.9786 | 1.344e-06 | 1.344e-06 | 1.344e-06 | 1.344e-06 | 1.344e-06
00 Ret.Exist_Non-FBC_WetFGD_ACI & SCR & C2G | 0 | 0 | 0 | 0 | 0 | 0 | 0
00 Ret.Exist_Non-FBC_WetFGD_ACI & SCR & CCS | 0 | 0 | 1411.6726 | 1411.6726 | 106.4553 | 106.4553 | 106.4553
00 Ret.Exist_Non-FBC_WetFGD_ACI & SCR & DRET | 0 | 0 | 0 | 0 | 0 | 0 | 0
00 Ret.Exist_Non-FBC_WetFGD_ACI & SCR & NGC | 0 | 0 | 0 | 0 | 0 | 0 | 0
00 Ret.Exist_Non-FBC_WetFGD_ACI & SNCR | 0 | 0 | 0 | 0 | 0 | 0 | 0
00 Ret.Exist_Non-FBC_WetFGD_ACI & SNCR & C2G | 0 | 0 | 0 | 0 | 0 | 0 | 0
00 Ret.Exist_Non-FBC_WetFGD_ACI & SNCR & DRET | 0 | 0 | 0 | 0 | 0 | 0 | 0
00 Ret.Exist_Non-FBC_WetFGD_ACI & SNCR & NGC | 0 | 0 | 0 | 0 | 0 | 0 | 0
00 Ret.Exist_Non-FBC_WetFGD_ACI_DSI & C2G | 530 | 530 | 530 | 530 | 530 | 530 | 530
00 Ret.Exist_Non-FBC_WetFGD_ACI_DSI & C2G & SCR | 0 | 0 | 0 | 0 | 0 | 0 | 0
00 Ret.Exist_Non-FBC_WetFGD_ACI_DSI & DCCS | 0 | 0 | 0 | 0 | 0 | 0 | 0
00 Ret.Exist_Non-FBC_WetFGD_ACI_DSI & DCCS & SCR & CCS | 0 | 0 | 0 | 0 | 0 | 0 | 0
00 Ret.Exist_Non-FBC_WetFGD_ACI_DSI & DRET | 0 | 0 | 0 | 0 | 0 | 0 | 0
00 Ret.Exist_Non-FBC_WetFGD_ACI_DSI & GPM | 0 | 0 | 0 | 0 | 0 | 0 | 0
00 Ret.Exist_Non-FBC_WetFGD_ACI_DSI & GPM & C2G | 0 | 0 | 0 | 0 | 0 | 0 | 0
00 Ret.Exist_Non-FBC_WetFGD_ACI_DSI & GPM & C2G & SCR | 0 | 0 | 0 | 0 | 0 | 0 | 0
00 Ret.Exist_Non-FBC_WetFGD_ACI_DSI & GPM & DRET | 0 | 0 | 0 | 0 | 0 | 0 | 0
00 Ret.Exist_Non-FBC_WetFGD_ACI_DSI & GPM & NGC | 0 | 0 | 0 | 0 | 0 | 0 | 0
00 Ret.Exist_Non-FBC_WetFGD_ACI_DSI & GPM & SCR | 0 | 0 | 0 | 0 | 0 | 0 | 0
00 Ret.Exist_Non-FBC_WetFGD_ACI_DSI & GPM & SCR & CCS | 0 | 0 | 0 | 0 | 0 | 0 | 0
00 Ret.Exist_Non-FBC_WetFGD_ACI_DSI & GPM & SCR & DRET | 0 | 0 | 0 | 0 | 0 | 0 | 0
00 Ret.Exist_Non-FBC_WetFGD_ACI_DSI & GPM & SCR & NGC | 0 | 0 | 0 | 0 | 0 | 0 | 0
00 Ret.Exist_Non-FBC_WetFGD_ACI_DSI & GPM & SNCR | 0 | 0 | 0 | 0 | 0 | 0 | 0
00 Ret.Exist_Non-FBC_WetFGD_ACI_DSI & GPM & SNCR & DRET | 0 | 0 | 0 | 0 | 0 | 0 | 0
00 Ret.Exist_Non-FBC_WetFGD_ACI_DSI & GPM & SNCR & NGC | 0 | 0 | 0 | 0 | 0 | 0 | 0
00 Ret.Exist_Non-FBC_WetFGD_ACI_DSI & NGC | 0 | 0 | 0 | 0 | 0 | 0 | 0
00 Ret.Exist_Non-FBC_WetFGD_ACI_DSI & SCR | 0 | 0 | 0 | 0 | 0 | 0 | 0
00 Ret.Exist_Non-FBC_WetFGD_ACI_DSI & SCR & C2G | 0 | 0 | 0 | 0 | 0 | 0 | 0
00 Ret.Exist_Non-FBC_WetFGD_ACI_DSI & SCR & CCS | 0 | 0 | 0 | 0 | 0 | 0 | 0
00 Ret.Exist_Non-FBC_WetFGD_ACI_DSI & SCR & DRET | 0 | 0 | 0 | 0 | 0 | 0 | 0
00 Ret.Exist_Non-FBC_WetFGD_ACI_DSI & SCR & NGC | 0 | 0 | 0 | 0 | 0 | 0 | 0
00 Ret.Exist_Non-FBC_WetFGD_ACI_DSI & SNCR | 0 | 0 | 0 | 0 | 0 | 0 | 0
00 Ret.Exist_Non-FBC_WetFGD_ACI_DSI & SNCR & C2G | 0 | 0 | 0 | 0 | 0 | 0 | 0
00 Ret.Exist_Non-FBC_WetFGD_ACI_DSI & SNCR & DRET | 0 | 0 | 0 | 0 | 0 | 0 | 0
00 Ret.Exist_Non-FBC_WetFGD_ACI_DSI & SNCR & NGC | 0 | 0 | 0 | 0 | 0 | 0 | 0
00 Ret.Exist_Non-FBC_WetFGD_SCR & ACI | 0 | 0 | 0 | 0 | 0 | 0 | 0
00 Ret.Exist_Non-FBC_WetFGD_SCR & ACI & C2G | 0 | 0 | 0 | 0 | 0 | 0 | 0
00 Ret.Exist_Non-FBC_WetFGD_SCR & ACI & CCS | 0 | 0 | 0 | 0 | 0 | 0 | 0
00 Ret.Exist_Non-FBC_WetFGD_SCR & DCCS | 0 | 0 | 0 | 0 | 0 | 0 | 0
00 Ret.Exist_Non-FBC_WetFGD_SCR & DCCS & CCS | 0 | 0 | 0 | 0 | 0 | 0 | 0
00 Ret.Exist_Non-FBC_WetFGD_SCR & ACI & DRET | 0 | 0 | 0 | 0 | 0 | 0 | 0
00 Ret.Exist_Non-FBC_WetFGD_SCR & ACI & GPM | 0 | 0 | 0 | 0 | 0 | 0 | 0
00 Ret.Exist_Non-FBC_WetFGD_SCR & ACI & GPM & C2G | 0 | 0 | 0 | 0 | 0 | 0 | 0
00 Ret.Exist_Non-FBC_WetFGD_SCR & ACI & GPM & CCS | 0 | 0 | 0 | 0 | 0 | 0 | 0
00 Ret.Exist_Non-FBC_WetFGD_SCR & ACI & GPM & DRET | 0 | 0 | 0 | 0 | 0 | 0 | 0
00 Ret.Exist_Non-FBC_WetFGD_SCR & ACI & GPM & NGC | 0 | 0 | 0 | 0 | 0 | 0 | 0
00 Ret.Exist_Non-FBC_WetFGD_SCR & ACI & NGC | 0 | 0 | 0 | 0 | 0 | 0 | 0
00 Ret.Exist_Non-FBC_WetFGD_SCR & C2G | 40.1306 | 40.1306 | 1299.1306 | 1299.1306 | 1299.1306 | 1299.1306 | 1299.1306
00 Ret.Exist_Non-FBC_WetFGD_SCR & CCS | 0 | 8.2805 | 2046.2597 | 2046.2597 | 8.2805 | 8.2805 | 8.2805
00 Ret.Exist_Non-FBC_WetFGD_SCR & DRET | 0 | 0 | 0 | 0 | 0 | 0 | 0
00 Ret.Exist_Non-FBC_WetFGD_SCR & GPM | 4395 | 4395 | 1502.6153 | 0 | 0 | 0 | 0
00 Ret.Exist_Non-FBC_WetFGD_SCR & GPM & C2G | 0 | 0 | 0 | 0 | 0 | 0 | 0
00 Ret.Exist_Non-FBC_WetFGD_SCR & GPM & CCS | 0 | 0 | 759.3558 | 759.3558 | 0 | 0 | 0
00 Ret.Exist_Non-FBC_WetFGD_SCR & GPM & DRET | 0 | 0 | 0 | 0 | 0 | 0 | 0
00 Ret.Exist_Non-FBC_WetFGD_SCR & GPM & NGC | 0 | 0 | 0 | 0 | 0 | 0 | 0
00 Ret.Exist_Non-FBC_WetFGD_SCR & NGC | 0 | 0 | 0 | 0 | 0 | 0 | 0
00 Ret.Exist_Non-FBC_WetFGD_SCR_ACI & C2G | 785 | 785 | 785 | 785 | 785 | 785 | 785
00 Ret.Exist_Non-FBC_WetFGD_SCR_ACI & CCS | 0 | 0 | 2689.7178 | 2639.9595 | 54.2963 | 54.2963 | 54.2963
00 Ret.Exist_Non-FBC_WetFGD_SCR_ACI & DCCS | 0 | 0 | 0 | 0 | 0 | 0 | 0
00 Ret.Exist_Non-FBC_WetFGD_SCR_ACI & DCCS & CCS | 0 | 0 | 0 | 0 | 0 | 0 | 0
00 Ret.Exist_Non-FBC_WetFGD_SCR_ACI & DRET | 0 | 0 | 0 | 0 | 0 | 0 | 0
00 Ret.Exist_Non-FBC_WetFGD_SCR_ACI & GPM | 523 | 523 | 523 | 0 | 0 | 0 | 0
00 Ret.Exist_Non-FBC_WetFGD_SCR_ACI & GPM & C2G | 0 | 0 | 0 | 0 | 0 | 0 | 0
00 Ret.Exist_Non-FBC_WetFGD_SCR_ACI & GPM & CCS | 0 | 0 | 0 | 0 | 0 | 0 | 0
00 Ret.Exist_Non-FBC_WetFGD_SCR_ACI & GPM & DRET | 0 | 0 | 0 | 0 | 0 | 0 | 0
00 Ret.Exist_Non-FBC_WetFGD_SCR_ACI & GPM & NGC | 0 | 0 | 0 | 0 | 0 | 0 | 0
00 Ret.Exist_Non-FBC_WetFGD_SCR_ACI & NGC | 0 | 0 | 0 | 0 | 0 | 0 | 0
00 Ret.Exist_Non-FBC_WetFGD_SCR_ACI_DSI & C2G | 2071 | 2071 | 2071 | 2071 | 2071 | 1273 | 1273
00 Ret.Exist_Non-FBC_WetFGD_SCR_ACI_DSI & CCS | 0 | 0 | 1525.7794 | 1525.7794 | 0 | 0 | 0
00 Ret.Exist_Non-FBC_WetFGD_SCR_ACI_DSI & DCCS | 0 | 0 | 0 | 0 | 0 | 0 | 0
00 Ret.Exist_Non-FBC_WetFGD_SCR_ACI_DSI & DCCS & CCS | 0 | 0 | 0 | 0 | 0 | 0 | 0
00 Ret.Exist_Non-FBC_WetFGD_SCR_ACI_DSI & DRET | 0 | 0 | 0 | 0 | 0 | 0 | 0
00 Ret.Exist_Non-FBC_WetFGD_SCR_ACI_DSI & GPM | 894 | 894 | 202.783 | 3.3831e-07 | 3.3831e-07 | 3.3831e-07 | 3.3831e-07
00 Ret.Exist_Non-FBC_WetFGD_SCR_ACI_DSI & GPM & C2G | 0 | 0 | 0 | 0 | 0 | 0 | 0
00 Ret.Exist_Non-FBC_WetFGD_SCR_ACI_DSI & GPM & CCS | 0 | 0 | 279.973 | 279.973 | 1.6798 | 0 | 0
00 Ret.Exist_Non-FBC_WetFGD_SCR_ACI_DSI & GPM & DRET | 0 | 0 | 0 | 0 | 0 | 0 | 0
00 Ret.Exist_Non-FBC_WetFGD_SCR_ACI_DSI & GPM & NGC | 0 | 0 | 0 | 0 | 0 | 0 | 0
00 Ret.Exist_Non-FBC_WetFGD_SCR_ACI_DSI & NGC | 0 | 0 | 0 | 0 | 0 | 0 | 0
00 Ret.Exist_Non-FBC_WetFGD_SCR_DSI & ACI | 0 | 0 | 0 | 0 | 0 | 0 | 0
00 Ret.Exist_Non-FBC_WetFGD_SCR_DSI & ACI & C2G | 0 | 0 | 0 | 0 | 0 | 0 | 0
00 Ret.Exist_Non-FBC_WetFGD_SCR_DSI & ACI & CCS | 0 | 0 | 0 | 0 | 0 | 0 | 0
00 Ret.Exist_Non-FBC_WetFGD_SCR_DSI & ACI & DRET | 0 | 0 | 0 | 0 | 0 | 0 | 0
00 Ret.Exist_Non-FBC_WetFGD_SCR_DSI & ACI & GPM | 0 | 0 | 0 | 0 | 0 | 0 | 0
00 Ret.Exist_Non-FBC_WetFGD_SCR_DSI & ACI & GPM & C2G | 0 | 0 | 0 | 0 | 0 | 0 | 0
00 Ret.Exist_Non-FBC_WetFGD_SCR_DSI & ACI & GPM & CCS | 0 | 0 | 0 | 0 | 0 | 0 | 0
00 Ret.Exist_Non-FBC_WetFGD_SCR_DSI & ACI & GPM & DRET | 0 | 0 | 0 | 0 | 0 | 0 | 0
00 Ret.Exist_Non-FBC_WetFGD_SCR_DSI & ACI & GPM & NGC | 0 | 0 | 0 | 0 | 0 | 0 | 0
00 Ret.Exist_Non-FBC_WetFGD_SCR_DSI & ACI & NGC | 0 | 0 | 0 | 0 | 0 | 0 | 0
00 Ret.Exist_Non-FBC_WetFGD_SCR_DSI & C2G | 1951.4107 | 1951.4107 | 1951.4107 | 1951.4107 | 1951.4107 | 1951.4107 | 1951.4107
00 Ret.Exist_Non-FBC_WetFGD_SCR_DSI & CCS | 0 | 0 | 0 | 0 | 0 | 0 | 0
00 Ret.Exist_Non-FBC_WetFGD_SCR_DSI & DCCS | 0 | 0 | 0 | 0 | 0 | 0 | 0
00 Ret.Exist_Non-FBC_WetFGD_SCR_DSI & DCCS & CCS | 0 | 0 | 0 | 0 | 0 | 0 | 0
00 Ret.Exist_Non-FBC_WetFGD_SCR_DSI & DRET | 0 | 0 | 0 | 0 | 0 | 0 | 0
00 Ret.Exist_Non-FBC_WetFGD_SCR_DSI & GPM | 0 | 0 | 0 | 0 | 0 | 0 | 0
00 Ret.Exist_Non-FBC_WetFGD_SCR_DSI & GPM & C2G | 0 | 0 | 0 | 0 | 0 | 0 | 0
00 Ret.Exist_Non-FBC_WetFGD_SCR_DSI & GPM & CCS | 0 | 0 | 0 | 0 | 0 | 0 | 0
00 Ret.Exist_Non-FBC_WetFGD_SCR_DSI & GPM & DRET | 0 | 0 | 0 | 0 | 0 | 0 | 0
00 Ret.Exist_Non-FBC_WetFGD_SCR_DSI & GPM & NGC | 0 | 0 | 0 | 0 | 0 | 0 | 0
00 Ret.Exist_Non-FBC_WetFGD_SCR_DSI & NGC | 0 | 0 | 0 | 0 | 0 | 0 | 0
00 Ret.Exist_Non-FBC_WetFGD_SNCR & ACI | 0 | 0 | 0 | 0 | 0 | 0 | 0
00 Ret.Exist_Non-FBC_WetFGD_SNCR & ACI & C2G | 0 | 0 | 0 | 0 | 0 | 0 | 0
00 Ret.Exist_Non-FBC_WetFGD_SNCR & ACI & C2G & SCR | 0 | 0 | 0 | 0 | 0 | 0 | 0
00 Ret.Exist_Non-FBC_WetFGD_SNCR & ACI & DRET | 0 | 0 | 0 | 0 | 0 | 0 | 0
00 Ret.Exist_Non-FBC_WetFGD_SNCR & ACI & GPM | 0 | 0 | 0 | 0 | 0 | 0 | 0
00 Ret.Exist_Non-FBC_WetFGD_SNCR & ACI & GPM & C2G | 0 | 0 | 0 | 0 | 0 | 0 | 0
00 Ret.Exist_Non-FBC_WetFGD_SNCR & ACI & GPM & C2G & SCR | 0 | 0 | 0 | 0 | 0 | 0 | 0
00 Ret.Exist_Non-FBC_WetFGD_SNCR & ACI & GPM & DRET | 0 | 0 | 0 | 0 | 0 | 0 | 0
00 Ret.Exist_Non-FBC_WetFGD_SNCR & ACI & GPM & NGC | 0 | 0 | 0 | 0 | 0 | 0 | 0
00 Ret.Exist_Non-FBC_WetFGD_SNCR & ACI & GPM & SCR | 0 | 0 | 0 | 0 | 0 | 0 | 0
00 Ret.Exist_Non-FBC_WetFGD_SNCR & ACI & GPM & SCR & CCS | 0 | 0 | 0 | 0 | 0 | 0 | 0
00 Ret.Exist_Non-FBC_WetFGD_SNCR & ACI & GPM & SCR & DRET | 0 | 0 | 0 | 0 | 0 | 0 | 0
00 Ret.Exist_Non-FBC_WetFGD_SNCR & ACI & GPM & SCR & NGC | 0 | 0 | 0 | 0 | 0 | 0 | 0
00 Ret.Exist_Non-FBC_WetFGD_SNCR & ACI & NGC | 0 | 0 | 0 | 0 | 0 | 0 | 0
00 Ret.Exist_Non-FBC_WetFGD_SNCR & ACI & SCR | 0 | 0 | 0 | 0 | 0 | 0 | 0
00 Ret.Exist_Non-FBC_WetFGD_SNCR & ACI & SCR & CCS | 0 | 0 | 0 | 0 | 0 | 0 | 0
00 Ret.Exist_Non-FBC_WetFGD_SNCR & ACI & SCR & DRET | 0 | 0 | 0 | 0 | 0 | 0 | 0
00 Ret.Exist_Non-FBC_WetFGD_SNCR & ACI & SCR & NGC | 0 | 0 | 0 | 0 | 0 | 0 | 0
00 Ret.Exist_Non-FBC_WetFGD_SNCR & C2G | 0 | 0 | 0 | 0 | 0 | 0 | 0
00 Ret.Exist_Non-FBC_WetFGD_SNCR & C2G & SCR | 0 | 0 | 0 | 0 | 0 | 0 | 0
00 Ret.Exist_Non-FBC_WetFGD_SNCR & DCCS | 0 | 0 | 0 | 0 | 0 | 0 | 0
00 Ret.Exist_Non-FBC_WetFGD_SNCR & DCCS & SCR & CCS | 0 | 0 | 0 | 0 | 0 | 0 | 0
00 Ret.Exist_Non-FBC_WetFGD_SNCR & DRET | 0 | 0 | 0 | 0 | 0 | 0 | 0
00 Ret.Exist_Non-FBC_WetFGD_SNCR & GPM | 0 | 0 | 0 | 0 | 0 | 0 | 0
00 Ret.Exist_Non-FBC_WetFGD_SNCR & GPM & C2G | 0 | 0 | 0 | 0 | 0 | 0 | 0
00 Ret.Exist_Non-FBC_WetFGD_SNCR & GPM & C2G & SCR | 0 | 0 | 0 | 0 | 0 | 0 | 0
00 Ret.Exist_Non-FBC_WetFGD_SNCR & GPM & DRET | 0 | 0 | 0 | 0 | 0 | 0 | 0
00 Ret.Exist_Non-FBC_WetFGD_SNCR & GPM & NGC | 0 | 0 | 0 | 0 | 0 | 0 | 0
00 Ret.Exist_Non-FBC_WetFGD_SNCR & GPM & SCR | 0 | 0 | 0 | 0 | 0 | 0 | 0
00 Ret.Exist_Non-FBC_WetFGD_SNCR & GPM & SCR & CCS | 0 | 0 | 0 | 0 | 0 | 0 | 0
00 Ret.Exist_Non-FBC_WetFGD_SNCR & GPM & SCR & DRET | 0 | 0 | 0 | 0 | 0 | 0 | 0
00 Ret.Exist_Non-FBC_WetFGD_SNCR & GPM & SCR & NGC | 0 | 0 | 0 | 0 | 0 | 0 | 0
00 Ret.Exist_Non-FBC_WetFGD_SNCR & NGC | 0 | 0 | 0 | 0 | 0 | 0 | 0
00 Ret.Exist_Non-FBC_WetFGD_SNCR & SCR | 0 | 0 | 0 | 0 | 0 | 0 | 0
00 Ret.Exist_Non-FBC_WetFGD_SNCR & SCR & C2G | 0 | 0 | 0 | 0 | 0 | 0 | 0
00 Ret.Exist_Non-FBC_WetFGD_SNCR & SCR & CCS | 0 | 0 | 0 | 0 | 0 | 0 | 0
00 Ret.Exist_Non-FBC_WetFGD_SNCR & SCR & DRET | 0 | 0 | 0 | 0 | 0 | 0 | 0
00 Ret.Exist_Non-FBC_WetFGD_SNCR & SCR & NGC | 0 | 0 | 0 | 0 | 0 | 0 | 0
00 Ret.Exist_Non-FBC_WetFGD_SNCR_ACI & C2G | 0 | 0 | 0 | 0 | 0 | 0 | 0
00 Ret.Exist_Non-FBC_WetFGD_SNCR_ACI & C2G & SCR | 0 | 0 | 0 | 0 | 0 | 0 | 0
00 Ret.Exist_Non-FBC_WetFGD_SNCR_ACI & DCCS | 0 | 0 | 0 | 0 | 0 | 0 | 0
00 Ret.Exist_Non-FBC_WetFGD_SNCR_ACI & DCCS & SCR & CCS | 0 | 0 | 0 | 0 | 0 | 0 | 0
00 Ret.Exist_Non-FBC_WetFGD_SNCR_ACI & DRET | 0 | 0 | 0 | 0 | 0 | 0 | 0
00 Ret.Exist_Non-FBC_WetFGD_SNCR_ACI & GPM | 447 | 332.3896 | 1.0456e-07 | 1.0456e-07 | 1.0456e-07 | 1.0456e-07 | 1.0456e-07
00 Ret.Exist_Non-FBC_WetFGD_SNCR_ACI & GPM & C2G | 0 | 0 | 0 | 0 | 0 | 0 | 0
00 Ret.Exist_Non-FBC_WetFGD_SNCR_ACI & GPM & C2G & SCR | 0 | 0 | 0 | 0 | 0 | 0 | 0
00 Ret.Exist_Non-FBC_WetFGD_SNCR_ACI & GPM & DRET | 0 | 0 | 0 | 0 | 0 | 0 | 0
00 Ret.Exist_Non-FBC_WetFGD_SNCR_ACI & GPM & NGC | 0 | 0 | 0 | 0 | 0 | 0 | 0
00 Ret.Exist_Non-FBC_WetFGD_SNCR_ACI & GPM & SCR | 0 | 0 | 0 | 0 | 0 | 0 | 0
00 Ret.Exist_Non-FBC_WetFGD_SNCR_ACI & GPM & SCR & CCS | 0 | 72.5055 | 282.7838 | 282.7838 | 0 | 0 | 0
00 Ret.Exist_Non-FBC_WetFGD_SNCR_ACI & GPM & SCR & DRET | 0 | 0 | 0 | 0 | 0 | 0 | 0
00 Ret.Exist_Non-FBC_WetFGD_SNCR_ACI & GPM & SCR & NGC | 0 | 0 | 0 | 0 | 0 | 0 | 0
00 Ret.Exist_Non-FBC_WetFGD_SNCR_ACI & NGC | 0 | 0 | 0 | 0 | 0 | 0 | 0
00 Ret.Exist_Non-FBC_WetFGD_SNCR_ACI & SCR | 66.9093 | 66.9093 | 0 | 0 | 0 | 0 | 0
00 Ret.Exist_Non-FBC_WetFGD_SNCR_ACI & SCR & C2G | 0 | 0 | 0 | 0 | 0 | 0 | 0
00 Ret.Exist_Non-FBC_WetFGD_SNCR_ACI & SCR & CCS | 0 | 0 | 0 | 0 | 0 | 0 | 0
00 Ret.Exist_Non-FBC_WetFGD_SNCR_ACI & SCR & DRET | 0 | 0 | 0 | 0 | 0 | 0 | 0
00 Ret.Exist_Non-FBC_WetFGD_SNCR_ACI & SCR & NGC | 0 | 0 | 0 | 0 | 0 | 0 | 0
00 Existing Combined Cycle Retirement | 795.7904 | 795.7904 | 2093.0904 | 2713.1726 | 8678.8726 | 16178.4726 | 16831.4726
00 New Combined Cycle Retirement | 0 | 0 | 0 | 0 | 0 | 0 | 0
00 Existing Combustion Turbine Retirement | 496.1 | 948.6 | 2189.8 | 2353.8 | 13171.6876 | 17639.1876 | 17639.1876
00 New Combustion Turbine Retirement | 0 | 0 | 0 | 0 | 0 | 0 | 0
00 Oil/Gas Steam Retirement | 12392.5659 | 12392.5659 | 22668.603 | 23738.603 | 23985.603 | 25617.203 | 25617.203
00 Coal Steam Retirement | 37537.0882 | 56429.996 | 82902.229 | 92122.0362 | 104861.9683 | 106092.6482 | 106712.0482
00 IGCC Retirement | 220 | 220 | 815 | 815 | 815 | 815 | 815
00 Nuclear Retirement | 0 | 2687.6 | 9875.1 | 14507.7 | 28725.6 | 48205.2 | 65038
00 Biomass Retirement | 2940.1 | 2940.1 | 2952.1 | 2998.6 | 2998.6 | 2998.6 | 2998.6
00 Fossil_Other Retirement | 0 | 0 | 0 | 0 | 0 | 0 | 0
00 Fuel Cell Retirement | 0 | 0 | 0 | 0 | 0 | 0 | 0
00 Geothermal Retirement | 0 | 0 | 0 | 0 | 0 | 0 | 0
00 Hydro Retirement | 55 | 55 | 55 | 55 | 55 | 55 | 55
00 Landfill Gas Retirement | 6.4 | 6.4 | 126 | 126 | 126 | 126 | 126
00 Non Fossil_Other Retirement | 0 | 0 | 0 | 0 | 0 | 0 | 0
00 Solar Thermal Retirement | 0 | 0 | 0 | 0 | 0 | 0 | 0
00 Exist Dummy | 22666220.3815 | 22658212.2221 | 22658212.2221 | 22617340.6865 | 22550986.6024 | 22431187.0276 | 22353665.1296
Total | 24084777.6689 | 24154679.2908 | 24494848.9433 | 24801680.2273 | 25161078.4287 | 25225318.1024 | 25312226.5303
11. Capacity Additions and Changes by Capacity Reporting Type [MW]
00 New Combined Cycle | 24991.8205 | 1099.6869 | 0 | 287.3869 | 125.6872 | 27403.9601 | 32356.4987
00 New Combined Cycle with CCS Retrofit | 0 | 0 | 370.0474 | 0 | 0 | 0 | 0
00 New Combined Cycle with CF Limit | 0 | 0 | 0 | 0 | 0 | 0 | 0
00 New Combined Cycle with HRI Retrofit | 0 | 0 | 0 | 0 | 0 | 0 | 0
00 New Combined Cycle with Hydrogen Retrofit | 0 | 1509.5825 | 0 | 0 | 0 | 0 | 0
00 New Combined Cycle with Hydrogen Retrofit Undone | 0 | 0 | 0 | 0 | 0 | 0 | 0
00 New Combined Cycle with CCS | 0 | 0 | 0 | 0 | 0 | 0 | 0
00 New Combustion Turbine | 8787.798 | 6908.4725 | 0 | 40584.1487 | 66228.3969 | 92395.6148 | 45165.3992
00 New Combustion Turbine with HRI Retrofit | 0 | 0 | 0 | 0 | 0 | 0 | 0
00 New Combustion Turbine with Hydrogen Retrofit | 0 | 0 | 0 | 0 | 0 | 2340.1087 | 0
00 New Combustion Turbine with Hydrogen Retrofit Undone | 0 | 0 | 0 | 0 | 0 | 0 | 0
00 New Hydro | 0 | 1251.1839 | 3637.1625 | 4515.71 | 57.7049 | 0 | 0
00 New Nuclear | 0 | 0 | 0 | 0 | 0 | 0 | 0
00 New Nuclear - SMR | 0 | 0 | 0 | 0 | 0 | 0 | 0
00 New Biomass | 0 | 0 | 0 | 0 | 0 | 0 | 0
00 New Geothermal | 601.83 | 0 | 0 | 0 | 0 | 0 | 0
00 New Landfill Gas | 1419.7306 | 0 | 0 | 0 | 0 | 1049.8402 | 896.7094
00 New Battery Storage | 16633.7612 | 11952.3405 | 54987.9803 | 25863.4816 | 36915.5132 | 1178.086 | 1143.0424
00 New Offshore Wind | 7667.4308 | 2374.1589 | 17901.1357 | 1343.8874 | 21500 | 0 | 0
00 New Onshore Wind | 32023.7867 | 42332.4381 | 124201.549 | 197394.5471 | 118073.1208 | 5761.8917 | 18375.6595
00 New Solar PV | 37194.9999 | 1361.2558 | 116410.7625 | 46692.9822 | 149026.8341 | 17876.0904 | 15827.3571
00 New Solar Thermal | 0 | 0 | 0 | 0 | 0 | 0 | 476.1824
00 New Fuel Cell | 0 | 0 | 0 | 0 | 0 | 0 | 0
00 New Ultrasupercritical Coal without CCS | 0 | 0 | 0 | 0 | 0 | 0 | 0
00 New Ultrasupercritical Coal with 30% CCS | 0 | 0 | 0 | 0 | 0 | 0 | 0
00 New Ultrasupercritical Coal with 90% CCS | 0 | 0 | 0 | 0 | 0 | 0 | 0
00 Exist & New Distributed Solar PV | 0 | 0 | 0 | 0 | 0 | 0 | 0
00 Exist Combined Cycle | 0 | 0 | 0 | 0 | 0 | 0 | 0
00 Exist Combustion Turbine | 0 | 0 | 0 | 0 | 0 | 0 | 0
00 Exist FBC_Uncontrolled | 0 | 0 | 0 | 0 | 0 | 0 | 0
00 Exist FBC_ACI_DSI | 0 | 0 | 0 | 0 | 0 | 0 | 0
00 Exist FBC_DryFGD_ACI | 0 | 0 | 0 | 0 | 0 | 0 | 0
00 Exist FBC_DryFGD_DSI | 0 | 0 | 0 | 0 | 0 | 0 | 0
00 Exist FBC_DryFGD_SNCR | 0 | 0 | 0 | 0 | 0 | 0 | 0
00 Exist FBC_DryFGD_SNCR_ACI | 0 | 0 | 0 | 0 | 0 | 0 | 0
00 Exist FBC_DryFGD_SNCR_ACI_DSI | 0 | 0 | 0 | 0 | 0 | 0 | 0
00 Exist FBC_DryFGD_SNCR_DSI | 0 | 0 | 0 | 0 | 0 | 0 | 0
00 Exist FBC_DSI | 0 | 0 | 0 | 0 | 0 | 0 | 0
00 Exist FBC_SNCR | 0 | 0 | 0 | 0 | 0 | 0 | 0
00 Exist FBC_SNCR_ACI_DSI | 0 | 0 | 0 | 0 | 0 | 0 | 0
00 Exist FBC_SNCR_DSI | 0 | 0 | 0 | 0 | 0 | 0 | 0
00 Exist FBC_WetFGD_SNCR | 0 | 0 | 0 | 0 | 0 | 0 | 0
00 Exist FBC_WetFGD_DSI | 0 | 0 | 0 | 0 | 0 | 0 | 0
00 Exist_Non-FBC_Uncontrolled | 0 | 0 | 0 | 0 | 0 | 0 | 0
00 Exist_Non-FBC_ACI | 0 | 0 | 0 | 0 | 0 | 0 | 0
00 Exist_Non-FBC_ACI_DSI | 0 | 0 | 0 | 0 | 0 | 0 | 0
00 Exist_Non-FBC_DryFGD | 0 | 0 | 0 | 0 | 0 | 0 | 0
00 Exist_Non-FBC_DryFGD_ACI | 0 | 0 | 0 | 0 | 0 | 0 | 0
00 Exist_Non-FBC_DryFGD_SCR | 0 | 0 | 0 | 0 | 0 | 0 | 0
00 Exist_Non-FBC_DryFGD_SCR_ACI | 0 | 0 | 0 | 0 | 0 | 0 | 0
00 Exist_Non-FBC_DryFGD_SCR_DSI | 0 | 0 | 0 | 0 | 0 | 0 | 0
00 Exist_Non-FBC_DryFGD_SCR_ACI_DSI | 0 | 0 | 0 | 0 | 0 | 0 | 0
00 Exist_Non-FBC_DryFGD_SNCR_ACI | 0 | 0 | 0 | 0 | 0 | 0 | 0
00 Exist_Non-FBC_DryFGD_SNCR_ACI_DSI | 0 | 0 | 0 | 0 | 0 | 0 | 0
00 Exist_Non-FBC_DSI | 0 | 0 | 0 | 0 | 0 | 0 | 0
00 Exist_Non-FBC_SCR_ACI | 0 | 0 | 0 | 0 | 0 | 0 | 0
00 Exist_Non-FBC_SCR_ACI_DSI | 0 | 0 | 0 | 0 | 0 | 0 | 0
00 Exist_Non-FBC_SNCR_ACI | 0 | 0 | 0 | 0 | 0 | 0 | 0
00 Exist_Non-FBC_SNCR_ACI_DSI | 0 | 0 | 0 | 0 | 0 | 0 | 0
00 Exist_Non-FBC_WetFGD | 0 | 0 | 0 | 0 | 0 | 0 | 0
00 Exist_Non-FBC_WetFGD_ACI | 0 | 0 | 0 | 0 | 0 | 0 | 0
00 Exist_Non-FBC_WetFGD_ACI_DSI | 0 | 0 | 0 | 0 | 0 | 0 | 0
00 Exist_Non-FBC_WetFGD_SCR | 0 | 0 | 0 | 0 | 0 | 0 | 0
00 Exist_Non-FBC_WetFGD_SCR_DSI | 0 | 0 | 0 | 0 | 0 | 0 | 0
00 Exist_Non-FBC_WetFGD_SCR_ACI | 0 | 0 | 0 | 0 | 0 | 0 | 0
00 Exist_Non-FBC_WetFGD_SCR_ACI_DSI | 0 | 0 | 0 | 0 | 0 | 0 | 0
00 Exist_Non-FBC_WetFGD_SNCR | 0 | 0 | 0 | 0 | 0 | 0 | 0
00 Exist_Non-FBC_WetFGD_SNCR_ACI | 0 | 0 | 0 | 0 | 0 | 0 | 0
00 Exist IGCC | 0 | 0 | 0 | 0 | 0 | 0 | 0
00 Exist Fossil_Other | 0 | 0 | 0 | 0 | 0 | 0 | 0
00 Exist Fuel Cell | 0 | 0 | 0 | 0 | 0 | 0 | 0
00 Exist Hydro | 0 | 0 | 0 | 0 | 0 | 0 | 0
00 Exist Non Fossil_Other | 0 | 0 | 0 | 0 | 0 | 0 | 0
00 Exist Nuclear | 0 | 0 | 0 | 0 | 0 | 0 | 0
00 Exist Oil/Gas Steam | 0 | 0 | 0 | 0 | 0 | 0 | 0
00 Exist Oil/Gas Steam_SCR | 0 | 0 | 0 | 0 | 0 | 0 | 0
00 Exist Oil/Gas Steam_SNCR | 0 | 0 | 0 | 0 | 0 | 0 | 0
00 Exist Biomass | 0 | 0 | 0 | 0 | 0 | 0 | 0
00 Exist Landfill Gas | 0 | 0 | 0 | 0 | 0 | 0 | 0
00 Exist Geothermal | 0 | 0 | 0 | 0 | 0 | 0 | 0
00 Exist Pump Storage | 0 | 0 | 0 | 0 | 0 | 0 | 0
00 Exist Energy Storage | 0 | 0 | 0 | 0 | 0 | 0 | 0
00 Exist Solar PV | 0 | 0 | 0 | 0 | 0 | 0 | 0
00 Exist Solar Thermal | 0 | 0 | 0 | 0 | 0 | 0 | 0
00 Exist Offshore Wind | 0 | 0 | 0 | 0 | 0 | 0 | 0
00 Exist Onshore Wind | 0 | 0 | 0 | 0 | 0 | 0 | 0
00 International Imports | 0 | 0 | 0 | 0 | 0 | 0 | 0
00 Ret.Exist Combined Cycle & CF Limit | 0 | 0 | 0 | 0 | 0 | 0 | 0
00 Ret.Exist Combined Cycle & CCS | 0 | 0 | 75.2769 | 0 | 0 | 0 | 0
00 Ret.Exist Combined Cycle & Hydrogen | 0 | 0 | 165 | 0 | 199.1993 | 748.9 | 1160.4127
00 Ret.Exist Combined Cycle & Hydrogen Retrofit Undone | 0 | 0 | 0 | 0 | 0 | 0 | 0
00 Ret.Exist Combined Cycle & HRI | 0 | 0 | 0 | 0 | 0 | 0 | 0
00 Ret.Exist Combustion Turbine & HRI | 0 | 0 | 0 | 0 | 0 | 0 | 0
00 Ret.Exist_FBC_NoCtrl & CCS | 0 | 0 | 0 | 0 | 0 | 0 | 0
00 Ret.Exist_FBC_NoCtrl & DRET | 0 | 0 | 0 | 0 | 0 | 0 | 0
00 Ret.Exist_FBC_NoCtrl & GPM | 0 | 0 | 0 | 0 | 0 | 0 | 0
00 Ret.Exist_FBC_NoCtrl & GPM & CCS | 0 | 0 | 0 | 0 | 0 | 0 | 0
00 Ret.Exist_FBC_NoCtrl & GPM & DRET | 0 | 0 | 0 | 0 | 0 | 0 | 0
00 Ret.Exist_FBC_NoCtrl & GPM & NGC | 0 | 0 | 0 | 0 | 0 | 0 | 0
00 Ret.Exist_FBC_NoCtrl & GPM & SNCR | 0 | 0 | 0 | 0 | 0 | 0 | 0
00 Ret.Exist_FBC_NoCtrl & GPM & SNCR & CCS | 0 | 0 | 0 | 0 | 0 | 0 | 0
00 Ret.Exist_FBC_NoCtrl & GPM & SNCR & DRET | 0 | 0 | 0 | 0 | 0 | 0 | 0
00 Ret.Exist_FBC_NoCtrl & GPM & SNCR & NGC | 0 | 0 | 0 | 0 | 0 | 0 | 0
00 Ret.Exist_FBC_NoCtrl & NGC | 0 | 0 | 0 | 0 | 0 | 0 | 0
00 Ret.Exist_FBC_NoCtrl & SNCR | 0 | 0 | 0 | 0 | 0 | 0 | 0
00 Ret.Exist_FBC_NoCtrl & SNCR & CCS | 0 | 0 | 0 | 0 | 0 | 0 | 0
00 Ret.Exist_FBC_NoCtrl & SNCR & DRET | 0 | 0 | 0 | 0 | 0 | 0 | 0
00 Ret.Exist_FBC_NoCtrl & SNCR & NGC | 0 | 0 | 0 | 0 | 0 | 0 | 0
00 Ret.Exist_FBC_ACI_DSI & CCS | 0 | 0 | 0 | 0 | 0 | 0 | 0
00 Ret.Exist_FBC_ACI_DSI & DCCS | 0 | 0 | 0 | 0 | 0 | 0 | 0
00 Ret.Exist_FBC_ACI_DSI & DCCS & CCS | 0 | 0 | 0 | 0 | 0 | 0 | 0
00 Ret.Exist_FBC_ACI_DSI & DCCS & SNCR & CCS | 0 | 0 | 0 | 0 | 0 | 0 | 0
00 Ret.Exist_FBC_ACI_DSI & DRET | 0 | 0 | 0 | 0 | 0 | 0 | 0
00 Ret.Exist_FBC_ACI_DSI & GPM | 440 | 0 | 0 | 0 | 0 | 0 | 0
00 Ret.Exist_FBC_ACI_DSI & GPM & CCS | 0 | 0 | 0 | 0 | 0 | 0 | 0
00 Ret.Exist_FBC_ACI_DSI & GPM & DRET | 0 | 0 | 0 | 0 | 0 | 0 | 0
00 Ret.Exist_FBC_ACI_DSI & GPM & NGC | 0 | 0 | 0 | 0 | 0 | 0 | 0
00 Ret.Exist_FBC_ACI_DSI & GPM & SNCR | 0 | 0 | 0 | 0 | 0 | 0 | 0
00 Ret.Exist_FBC_ACI_DSI & GPM & SNCR & CCS | 0 | 0 | 0 | 0 | 0 | 0 | 0
00 Ret.Exist_FBC_ACI_DSI & GPM & SNCR & DRET | 0 | 0 | 0 | 0 | 0 | 0 | 0
00 Ret.Exist_FBC_ACI_DSI & GPM & SNCR & NGC | 0 | 0 | 0 | 0 | 0 | 0 | 0
00 Ret.Exist_FBC_ACI_DSI & NGC | 0 | 0 | 0 | 0 | 0 | 0 | 0
00 Ret.Exist_FBC_ACI_DSI & SNCR | 0 | 0 | 0 | 0 | 0 | 0 | 0
00 Ret.Exist_FBC_ACI_DSI & SNCR & CCS | 0 | 0 | 0 | 0 | 0 | 0 | 0
00 Ret.Exist_FBC_ACI_DSI & SNCR & DRET | 0 | 0 | 0 | 0 | 0 | 0 | 0
00 Ret.Exist_FBC_ACI_DSI & SNCR & NGC | 0 | 0 | 0 | 0 | 0 | 0 | 0
00 Ret.Exist_FBC_DryFGD_ACI & CCS | 0 | 0 | 0 | 0 | 0 | 0 | 0
00 Ret.Exist_FBC_DryFGD_ACI & DCCS | 0 | 0 | 0 | 0 | 0 | 0 | 0
00 Ret.Exist_FBC_DryFGD_ACI & DCCS & CCS | 0 | 0 | 0 | 0 | 0 | 0 | 0
00 Ret.Exist_FBC_DryFGD_ACI & DCCS & SNCR & CCS | 0 | 0 | 0 | 0 | 0 | 0 | 0
00 Ret.Exist_FBC_DryFGD_ACI & DRET | 0 | 0 | 0 | 0 | 0 | 0 | 0
00 Ret.Exist_FBC_DryFGD_ACI & GPM | 0 | 0 | 0 | 0 | 0 | 0 | 0
00 Ret.Exist_FBC_DryFGD_ACI & GPM & CCS | 0 | 0 | 0 | 0 | 0 | 0 | 0
00 Ret.Exist_FBC_DryFGD_ACI & GPM & DRET | 0 | 0 | 0 | 0 | 0 | 0 | 0
00 Ret.Exist_FBC_DryFGD_ACI & GPM & NGC | 0 | 0 | 0 | 0 | 0 | 0 | 0
00 Ret.Exist_FBC_DryFGD_ACI & GPM & SNCR | 0 | 0 | 0 | 0 | 0 | 0 | 0
00 Ret.Exist_FBC_DryFGD_ACI & GPM & SNCR & CCS | 0 | 0 | 0 | 0 | 0 | 0 | 0
00 Ret.Exist_FBC_DryFGD_ACI & GPM & SNCR & DRET | 0 | 0 | 0 | 0 | 0 | 0 | 0
00 Ret.Exist_FBC_DryFGD_ACI & GPM & SNCR & NGC | 0 | 0 | 0 | 0 | 0 | 0 | 0
00 Ret.Exist_FBC_DryFGD_ACI & NGC | 0 | 0 | 0 | 0 | 0 | 0 | 0
00 Ret.Exist_FBC_DryFGD_ACI & SNCR | 0 | 0 | 0 | 0 | 0 | 0 | 0
00 Ret.Exist_FBC_DryFGD_ACI & SNCR & CCS | 0 | 0 | 0 | 0 | 0 | 0 | 0
00 Ret.Exist_FBC_DryFGD_ACI & SNCR & DRET | 0 | 0 | 0 | 0 | 0 | 0 | 0
00 Ret.Exist_FBC_DryFGD_ACI & SNCR & NGC | 0 | 0 | 0 | 0 | 0 | 0 | 0
00 Ret.Exist_FBC_DryFGD_DSI & ACI | 0 | 0 | 0 | 0 | 0 | 0 | 0
00 Ret.Exist_FBC_DryFGD_DSI & ACI & DRET | 0 | 0 | 0 | 0 | 0 | 0 | 0
00 Ret.Exist_FBC_DryFGD_DSI & ACI & GPM | 0 | 0 | 0 | 0 | 0 | 0 | 0
00 Ret.Exist_FBC_DryFGD_DSI & ACI & GPM & DRET | 0 | 0 | 0 | 0 | 0 | 0 | 0
00 Ret.Exist_FBC_DryFGD_DSI & ACI & GPM & NGC | 0 | 0 | 0 | 0 | 0 | 0 | 0
00 Ret.Exist_FBC_DryFGD_DSI & ACI & GPM & SNCR | 0 | 0 | 0 | 0 | 0 | 0 | 0
00 Ret.Exist_FBC_DryFGD_DSI & ACI & GPM & SNCR & DRET | 0 | 0 | 0 | 0 | 0 | 0 | 0
00 Ret.Exist_FBC_DryFGD_DSI & ACI & GPM & SNCR & NGC | 0 | 0 | 0 | 0 | 0 | 0 | 0
00 Ret.Exist_FBC_DryFGD_DSI & ACI & NGC | 0 | 0 | 0 | 0 | 0 | 0 | 0
00 Ret.Exist_FBC_DryFGD_DSI & ACI & SNCR | 0 | 0 | 0 | 0 | 0 | 0 | 0
00 Ret.Exist_FBC_DryFGD_DSI & ACI & SNCR & DRET | 0 | 0 | 0 | 0 | 0 | 0 | 0
00 Ret.Exist_FBC_DryFGD_DSI & ACI & SNCR & NGC | 0 | 0 | 0 | 0 | 0 | 0 | 0
00 Ret.Exist_FBC_DryFGD_DSI & DRET | 0 | 0 | 0 | 0 | 0 | 0 | 0
00 Ret.Exist_FBC_DryFGD_DSI & GPM | 0 | 0 | 0 | 0 | 0 | 0 | 0
00 Ret.Exist_FBC_DryFGD_DSI & GPM & DRET | 0 | 0 | 0 | 0 | 0 | 0 | 0
00 Ret.Exist_FBC_DryFGD_DSI & GPM & NGC | 0 | 0 | 0 | 0 | 0 | 0 | 0
00 Ret.Exist_FBC_DryFGD_DSI & GPM & SNCR | 0 | 0 | 0 | 0 | 0 | 0 | 0
00 Ret.Exist_FBC_DryFGD_DSI & GPM & SNCR & DRET | 0 | 0 | 0 | 0 | 0 | 0 | 0
00 Ret.Exist_FBC_DryFGD_DSI & GPM & SNCR & NGC | 0 | 0 | 0 | 0 | 0 | 0 | 0
00 Ret.Exist_FBC_DryFGD_DSI & NGC | 0 | 0 | 0 | 0 | 0 | 0 | 0
00 Ret.Exist_FBC_DryFGD_DSI & SNCR | 0 | 0 | 0 | 0 | 0 | 0 | 0
00 Ret.Exist_FBC_DryFGD_DSI & SNCR & DRET | 0 | 0 | 0 | 0 | 0 | 0 | 0
00 Ret.Exist_FBC_DryFGD_DSI & SNCR & NGC | 0 | 0 | 0 | 0 | 0 | 0 | 0
00 Ret.Exist_FBC_DryFGD_SNCR & ACI | 0 | 0 | 0 | 0 | 0 | 0 | 0
00 Ret.Exist_FBC_DryFGD_SNCR & ACI & CCS | 0 | 0 | 0 | 0 | 0 | 0 | 0
00 Ret.Exist_FBC_DryFGD_SNCR & ACI & DRET | 0 | 0 | 0 | 0 | 0 | 0 | 0
00 Ret.Exist_FBC_DryFGD_SNCR & ACI & GPM | 0 | 0 | 0 | 0 | 0 | 0 | 0
00 Ret.Exist_FBC_DryFGD_SNCR & ACI & GPM & CCS | 0 | 0 | 0 | 0 | 0 | 0 | 0
00 Ret.Exist_FBC_DryFGD_SNCR & ACI & GPM & DRET | 0 | 0 | 0 | 0 | 0 | 0 | 0
00 Ret.Exist_FBC_DryFGD_SNCR & ACI & GPM & NGC | 0 | 0 | 0 | 0 | 0 | 0 | 0
00 Ret.Exist_FBC_DryFGD_SNCR & ACI & NGC | 0 | 0 | 0 | 0 | 0 | 0 | 0
00 Ret.Exist_FBC_DryFGD_SNCR & CCS | 0 | 0 | 55.3756 | 0 | 0 | 0 | 0
00 Ret.Exist_FBC_DryFGD_SNCR & DCCS | 0 | 0 | 0 | 0 | 0 | 0 | 0
00 Ret.Exist_FBC_DryFGD_SNCR & DCCS & CCS | 0 | 0 | 0 | 0 | 0 | 0 | 0
00 Ret.Exist_FBC_DryFGD_SNCR & DRET | 0 | 0 | 0 | 0 | 0 | 0 | 0
00 Ret.Exist_FBC_DryFGD_SNCR & GPM | 0 | 0 | 0 | 0 | 0 | 0 | 0
00 Ret.Exist_FBC_DryFGD_SNCR & GPM & CCS | 0 | 0 | 0 | 0 | 0 | 0 | 0
00 Ret.Exist_FBC_DryFGD_SNCR & GPM & DRET | 0 | 0 | 0 | 0 | 0 | 0 | 0
00 Ret.Exist_FBC_DryFGD_SNCR & GPM & NGC | 0 | 0 | 0 | 0 | 0 | 0 | 0
00 Ret.Exist_FBC_DryFGD_SNCR & NGC | 0 | 0 | 0 | 0 | 0 | 0 | 0
00 Ret.Exist_FBC_DryFGD_SNCR_ACI & CCS | 0 | 0 | 0 | 0 | 0 | 0 | 0
00 Ret.Exist_FBC_DryFGD_SNCR_ACI & DCCS | 0 | 0 | 0 | 0 | 0 | 0 | 0
00 Ret.Exist_FBC_DryFGD_SNCR_ACI & DCCS & CCS | 0 | 0 | 0 | 0 | 0 | 0 | 0
00 Ret.Exist_FBC_DryFGD_SNCR_ACI & DRET | 0 | 0 | 0 | 0 | 0 | 0 | 0
00 Ret.Exist_FBC_DryFGD_SNCR_ACI & GPM | 0 | 0 | 0 | 0 | 0 | 0 | 0
00 Ret.Exist_FBC_DryFGD_SNCR_ACI & GPM & CCS | 0 | 0 | 0 | 0 | 0 | 0 | 0
00 Ret.Exist_FBC_DryFGD_SNCR_ACI & GPM & DRET | 0 | 0 | 0 | 0 | 0 | 0 | 0
00 Ret.Exist_FBC_DryFGD_SNCR_ACI & GPM & NGC | 0 | 0 | 0 | 0 | 0 | 0 | 0
00 Ret.Exist_FBC_DryFGD_SNCR_ACI & NGC | 0 | 0 | 0 | 0 | 0 | 0 | 0
00 Ret.Exist_FBC_DryFGD_SNCR_ACI_DSI & CCS | 0 | 89.5022 | 339.6466 | 0 | 0 | 0 | 0
00 Ret.Exist_FBC_DryFGD_SNCR_ACI_DSI & DCCS | 0 | 0 | 0 | 0 | 0 | 0 | 0
00 Ret.Exist_FBC_DryFGD_SNCR_ACI_DSI & DCCS & CCS | 0 | 0 | 0 | 0 | 0 | 0 | 0
00 Ret.Exist_FBC_DryFGD_SNCR_ACI_DSI & DRET | 0 | 0 | 0 | 0 | 0 | 0 | 0
00 Ret.Exist_FBC_DryFGD_SNCR_ACI_DSI & GPM | 0 | 0 | 0 | 0 | 0 | 0 | 0
00 Ret.Exist_FBC_DryFGD_SNCR_ACI_DSI & GPM & CCS | 0 | 0 | 0 | 0 | 0 | 0 | 0
00 Ret.Exist_FBC_DryFGD_SNCR_ACI_DSI & GPM & DRET | 0 | 0 | 0 | 0 | 0 | 0 | 0
00 Ret.Exist_FBC_DryFGD_SNCR_ACI_DSI & GPM & NGC | 0 | 0 | 0 | 0 | 0 | 0 | 0
00 Ret.Exist_FBC_DryFGD_SNCR_ACI_DSI & NGC | 0 | 0 | 0 | 0 | 0 | 0 | 0
00 Ret.Exist_FBC_DryFGD_SNCR_DSI & ACI | 0 | 0 | 0 | 0 | 0 | 0 | 0
00 Ret.Exist_FBC_DryFGD_SNCR_DSI & ACI & DRET | 0 | 0 | 0 | 0 | 0 | 0 | 0
00 Ret.Exist_FBC_DryFGD_SNCR_DSI & ACI & GPM | 0 | 0 | 0 | 0 | 0 | 0 | 0
00 Ret.Exist_FBC_DryFGD_SNCR_DSI & ACI & GPM & DRET | 0 | 0 | 0 | 0 | 0 | 0 | 0
00 Ret.Exist_FBC_DryFGD_SNCR_DSI & ACI & GPM & NGC | 0 | 0 | 0 | 0 | 0 | 0 | 0
00 Ret.Exist_FBC_DryFGD_SNCR_DSI & ACI & NGC | 0 | 0 | 0 | 0 | 0 | 0 | 0
00 Ret.Exist_FBC_DryFGD_SNCR_DSI & DRET | 0 | 0 | 0 | 0 | 0 | 0 | 0
00 Ret.Exist_FBC_DryFGD_SNCR_DSI & GPM | 0 | 0 | 0 | 0 | 0 | 0 | 0
00 Ret.Exist_FBC_DryFGD_SNCR_DSI & GPM & DRET | 0 | 0 | 0 | 0 | 0 | 0 | 0
00 Ret.Exist_FBC_DryFGD_SNCR_DSI & GPM & NGC | 0 | 0 | 0 | 0 | 0 | 0 | 0
00 Ret.Exist_FBC_DryFGD_SNCR_DSI & NGC | 0 | 0 | 0 | 0 | 0 | 0 | 0
00 Ret.Exist_FBC_DSI & ACI | 0 | 0 | 0 | 0 | 0 | 0 | 0
00 Ret.Exist_FBC_DSI & ACI & DRET | 0 | 0 | 0 | 0 | 0 | 0 | 0
00 Ret.Exist_FBC_DSI & ACI & GPM | 0 | 0 | 0 | 0 | 0 | 0 | 0
00 Ret.Exist_FBC_DSI & ACI & GPM & DRET | 0 | 0 | 0 | 0 | 0 | 0 | 0
00 Ret.Exist_FBC_DSI & ACI & GPM & NGC | 0 | 0 | 0 | 0 | 0 | 0 | 0
00 Ret.Exist_FBC_DSI & ACI & GPM & SNCR | 0 | 0 | 0 | 0 | 0 | 0 | 0
00 Ret.Exist_FBC_DSI & ACI & GPM & SNCR & DRET | 0 | 0 | 0 | 0 | 0 | 0 | 0
00 Ret.Exist_FBC_DSI & ACI & GPM & SNCR & NGC | 0 | 0 | 0 | 0 | 0 | 0 | 0
00 Ret.Exist_FBC_DSI & ACI & NGC | 0 | 0 | 0 | 0 | 0 | 0 | 0
00 Ret.Exist_FBC_DSI & ACI & SNCR | 0 | 0 | 0 | 0 | 0 | 0 | 0
00 Ret.Exist_FBC_DSI & ACI & SNCR & DRET | 0 | 0 | 0 | 0 | 0 | 0 | 0
00 Ret.Exist_FBC_DSI & ACI & SNCR & NGC | 0 | 0 | 0 | 0 | 0 | 0 | 0
00 Ret.Exist_FBC_DSI & DRET | 0 | 0 | 0 | 0 | 0 | 0 | 0
00 Ret.Exist_FBC_DSI & GPM | 196 | 0 | 0 | 0 | 0 | 0 | 0
00 Ret.Exist_FBC_DSI & GPM & DRET | 0 | 0 | 0 | 0 | 0 | 0 | 0
00 Ret.Exist_FBC_DSI & GPM & NGC | 0 | 0 | 0 | 0 | 0 | 0 | 0
00 Ret.Exist_FBC_DSI & GPM & SNCR | 0 | 0 | 0 | 0 | 0 | 0 | 0
00 Ret.Exist_FBC_DSI & GPM & SNCR & DRET | 0 | 0 | 0 | 0 | 0 | 0 | 0
00 Ret.Exist_FBC_DSI & GPM & SNCR & NGC | 0 | 0 | 0 | 0 | 0 | 0 | 0
00 Ret.Exist_FBC_DSI & NGC | 0 | 0 | 0 | 0 | 0 | 0 | 0
00 Ret.Exist_FBC_DSI & SNCR | 0 | 0 | 0 | 0 | 0 | 0 | 0
00 Ret.Exist_FBC_DSI & SNCR & DRET | 0 | 0 | 0 | 0 | 0 | 0 | 0
00 Ret.Exist_FBC_DSI & SNCR & NGC | 0 | 0 | 0 | 0 | 0 | 0 | 0
00 Ret.Exist_FBC_SNCR & ACI | 0 | 0 | 0 | 0 | 0 | 0 | 0
00 Ret.Exist_FBC_SNCR & ACI & DRET | 0 | 0 | 0 | 0 | 0 | 0 | 0
00 Ret.Exist_FBC_SNCR & ACI & NGC | 0 | 0 | 0 | 0 | 0 | 0 | 0
00 Ret.Exist_FBC_SNCR & DRET | 0 | 0 | 0 | 0 | 0 | 0 | 0
00 Ret.Exist_FBC_SNCR & GPM | 0 | 0 | 0 | 0 | 0 | 0 | 0
00 Ret.Exist_FBC_SNCR & GPM & DRET | 0 | 0 | 0 | 0 | 0 | 0 | 0
00 Ret.Exist_FBC_SNCR & GPM & NGC | 0 | 0 | 0 | 0 | 0 | 0 | 0
00 Ret.Exist_FBC_SNCR & NGC | 0 | 0 | 0 | 0 | 0 | 0 | 0
00 Ret.Exist_FBC_SNCR_ACI_DSI & CCS | 0 | 0 | 0 | 0 | 0 | 0 | 0
00 Ret.Exist_FBC_SNCR_ACI_DSI & DCCS | 0 | 0 | 0 | 0 | 0 | 0 | 0
00 Ret.Exist_FBC_SNCR_ACI_DSI & DCCS & CCS | 0 | 0 | 0 | 0 | 0 | 0 | 0
00 Ret.Exist_FBC_SNCR_ACI_DSI & DRET | 0 | 0 | 0 | 0 | 0 | 0 | 0
00 Ret.Exist_FBC_SNCR_ACI_DSI & GPM | 0 | 0 | 0 | 0 | 0 | 0 | 0
00 Ret.Exist_FBC_SNCR_ACI_DSI & GPM & CCS | 0 | 0 | 0 | 0 | 0 | 0 | 0
00 Ret.Exist_FBC_SNCR_ACI_DSI & GPM & DRET | 0 | 0 | 0 | 0 | 0 | 0 | 0
00 Ret.Exist_FBC_SNCR_ACI_DSI & GPM & NGC | 0 | 0 | 0 | 0 | 0 | 0 | 0
00 Ret.Exist_FBC_SNCR_ACI_DSI & NGC | 0 | 0 | 0 | 0 | 0 | 0 | 0
00 Ret.Exist_FBC_SNCR_DSI & ACI | 0 | 0 | 0 | 0 | 0 | 0 | 0
00 Ret.Exist_FBC_SNCR_DSI & ACI & CCS | 0 | 0 | 0 | 0 | 0 | 0 | 0
00 Ret.Exist_FBC_SNCR_DSI & ACI & DRET | 0 | 0 | 0 | 0 | 0 | 0 | 0
00 Ret.Exist_FBC_SNCR_DSI & ACI & GPM | 0 | 0 | 0 | 0 | 0 | 0 | 0
00 Ret.Exist_FBC_SNCR_DSI & ACI & GPM & CCS | 0 | 0 | 0 | 0 | 0 | 0 | 0
00 Ret.Exist_FBC_SNCR_DSI & ACI & GPM & DRET | 0 | 0 | 0 | 0 | 0 | 0 | 0
00 Ret.Exist_FBC_SNCR_DSI & ACI & GPM & NGC | 0 | 0 | 0 | 0 | 0 | 0 | 0
00 Ret.Exist_FBC_SNCR_DSI & ACI & NGC | 0 | 0 | 0 | 0 | 0 | 0 | 0
00 Ret.Exist_FBC_SNCR_DSI & CCS | 0 | 0 | 0 | 0 | 0 | 0 | 0
00 Ret.Exist_FBC_SNCR_DSI & DCCS | 0 | 0 | 0 | 0 | 0 | 0 | 0
00 Ret.Exist_FBC_SNCR_DSI & DCCS & CCS | 0 | 0 | 0 | 0 | 0 | 0 | 0
00 Ret.Exist_FBC_SNCR_DSI & DRET | 0 | 0 | 0 | 0 | 0 | 0 | 0
00 Ret.Exist_FBC_SNCR_DSI & GPM | 230 | 0 | 0 | 0 | 0 | 0 | 0
00 Ret.Exist_FBC_SNCR_DSI & GPM & CCS | 0 | 0 | 0 | 0 | 0 | 0 | 0
00 Ret.Exist_FBC_SNCR_DSI & GPM & DRET | 0 | 0 | 0 | 0 | 0 | 0 | 0
00 Ret.Exist_FBC_SNCR_DSI & GPM & NGC | 0 | 0 | 0 | 0 | 0 | 0 | 0
00 Ret.Exist_FBC_SNCR_DSI & NGC | 0 | 0 | 0 | 0 | 0 | 0 | 0
00 Ret.Exist_FBC_WetFGD_DSI & ACI | 0 | 0 | 0 | 0 | 0 | 0 | 0
00 Ret.Exist_FBC_WetFGD_DSI & ACI & DRET | 0 | 0 | 0 | 0 | 0 | 0 | 0
00 Ret.Exist_FBC_WetFGD_DSI & ACI & GPM | 0 | 0 | 0 | 0 | 0 | 0 | 0
00 Ret.Exist_FBC_WetFGD_DSI & ACI & GPM & DRET | 0 | 0 | 0 | 0 | 0 | 0 | 0
00 Ret.Exist_FBC_WetFGD_DSI & ACI & GPM & NGC | 0 | 0 | 0 | 0 | 0 | 0 | 0
00 Ret.Exist_FBC_WetFGD_DSI & ACI & GPM & SNCR | 0 | 0 | 0 | 0 | 0 | 0 | 0
00 Ret.Exist_FBC_WetFGD_DSI & ACI & GPM & SNCR & DRET | 0 | 0 | 0 | 0 | 0 | 0 | 0
00 Ret.Exist_FBC_WetFGD_DSI & ACI & GPM & SNCR & NGC | 0 | 0 | 0 | 0 | 0 | 0 | 0
00 Ret.Exist_FBC_WetFGD_DSI & ACI & NGC | 0 | 0 | 0 | 0 | 0 | 0 | 0
00 Ret.Exist_FBC_WetFGD_DSI & ACI & SNCR | 0 | 0 | 0 | 0 | 0 | 0 | 0
00 Ret.Exist_FBC_WetFGD_DSI & ACI & SNCR & DRET | 0 | 0 | 0 | 0 | 0 | 0 | 0
00 Ret.Exist_FBC_WetFGD_DSI & ACI & SNCR & NGC | 0 | 0 | 0 | 0 | 0 | 0 | 0
00 Ret.Exist_FBC_WetFGD_DSI & DRET | 0 | 0 | 0 | 0 | 0 | 0 | 0
00 Ret.Exist_FBC_WetFGD_DSI & GPM | 0 | 0 | 0 | 0 | 0 | 0 | 0
00 Ret.Exist_FBC_WetFGD_DSI & GPM & DRET | 0 | 0 | 0 | 0 | 0 | 0 | 0
00 Ret.Exist_FBC_WetFGD_DSI & GPM & NGC | 0 | 0 | 0 | 0 | 0 | 0 | 0
00 Ret.Exist_FBC_WetFGD_DSI & GPM & SNCR | 0 | 0 | 0 | 0 | 0 | 0 | 0
00 Ret.Exist_FBC_WetFGD_DSI & GPM & SNCR & DRET | 0 | 0 | 0 | 0 | 0 | 0 | 0
00 Ret.Exist_FBC_WetFGD_DSI & GPM & SNCR & NGC | 0 | 0 | 0 | 0 | 0 | 0 | 0
00 Ret.Exist_FBC_WetFGD_DSI & NGC | 0 | 0 | 0 | 0 | 0 | 0 | 0
00 Ret.Exist_FBC_WetFGD_DSI & SNCR | 0 | 0 | 0 | 0 | 0 | 0 | 0
00 Ret.Exist_FBC_WetFGD_DSI & SNCR & DRET | 0 | 0 | 0 | 0 | 0 | 0 | 0
00 Ret.Exist_FBC_WetFGD_DSI & SNCR & NGC | 0 | 0 | 0 | 0 | 0 | 0 | 0
00 Ret.Exist_FBC_WetFGD_SNCR & ACI | 0 | 0 | 0 | 0 | 0 | 0 | 0
00 Ret.Exist_FBC_WetFGD_SNCR & ACI & DRET | 0 | 0 | 0 | 0 | 0 | 0 | 0
00 Ret.Exist_FBC_WetFGD_SNCR & ACI & NGC | 0 | 0 | 0 | 0 | 0 | 0 | 0
00 Ret.Exist_FBC_WetFGD_SNCR & DRET | 0 | 0 | 0 | 0 | 0 | 0 | 0
00 Ret.Exist_FBC_WetFGD_SNCR & GPM | 0 | 0 | 0 | 0 | 0 | 0 | 0
00 Ret.Exist_FBC_WetFGD_SNCR & GPM & DRET | 0 | 0 | 0 | 0 | 0 | 0 | 0
00 Ret.Exist_FBC_WetFGD_SNCR & GPM & NGC | 0 | 0 | 0 | 0 | 0 | 0 | 0
00 Ret.Exist_FBC_WetFGD_SNCR & NGC | 0 | 0 | 0 | 0 | 0 | 0 | 0
00 Ret.Exist_Non-FBC_ACI & C2G | 1047 | 1631 | 0 | 0 | 0 | 0 | 0
00 Ret.Exist_Non-FBC_ACI & C2G & SCR | 0 | 0 | 0 | 0 | 0 | 0 | 0
00 Ret.Exist_Non-FBC_ACI & DCCS | 0 | 0 | 0 | 0 | 0 | 0 | 0
00 Ret.Exist_Non-FBC_ACI & DCCS & WetFGD & SCR & CCS | 0 | 0 | 0 | 0 | 0 | 0 | 0
00 Ret.Exist_Non-FBC_ACI & DRET | 0 | 0 | 0 | 0 | 0 | 0 | 0
00 Ret.Exist_Non-FBC_ACI & DSI | 0 | 0 | 0 | 0 | 0 | 0 | 0
00 Ret.Exist_Non-FBC_ACI & DSI & C2G | 0 | 0 | 0 | 0 | 0 | 0 | 0
00 Ret.Exist_Non-FBC_ACI & DSI & C2G & SCR | 0 | 0 | 0 | 0 | 0 | 0 | 0
00 Ret.Exist_Non-FBC_ACI & DSI & DRET | 0 | 0 | 0 | 0 | 0 | 0 | 0
00 Ret.Exist_Non-FBC_ACI & DSI & GPM | 0 | 0 | 0 | 0 | 0 | 0 | 0
00 Ret.Exist_Non-FBC_ACI & DSI & GPM & C2G | 0 | 0 | 0 | 0 | 0 | 0 | 0
00 Ret.Exist_Non-FBC_ACI & DSI & GPM & C2G & SCR | 0 | 0 | 0 | 0 | 0 | 0 | 0
00 Ret.Exist_Non-FBC_ACI & DSI & GPM & DRET | 0 | 0 | 0 | 0 | 0 | 0 | 0
00 Ret.Exist_Non-FBC_ACI & DSI & GPM & NGC | 0 | 0 | 0 | 0 | 0 | 0 | 0
00 Ret.Exist_Non-FBC_ACI & DSI & GPM & SCR | 0 | 0 | 0 | 0 | 0 | 0 | 0
00 Ret.Exist_Non-FBC_ACI & DSI & GPM & SCR & DRET | 0 | 0 | 0 | 0 | 0 | 0 | 0
00 Ret.Exist_Non-FBC_ACI & DSI & GPM & SCR & NGC | 0 | 0 | 0 | 0 | 0 | 0 | 0
00 Ret.Exist_Non-FBC_ACI & DSI & GPM & SNCR | 0 | 0 | 0 | 0 | 0 | 0 | 0
00 Ret.Exist_Non-FBC_ACI & DSI & GPM & SNCR & DRET | 0 | 0 | 0 | 0 | 0 | 0 | 0
00 Ret.Exist_Non-FBC_ACI & DSI & GPM & SNCR & NGC | 0 | 0 | 0 | 0 | 0 | 0 | 0
00 Ret.Exist_Non-FBC_ACI & DSI & GPM & WetFGD & SCR & CCS | 0 | 0 | 0 | 0 | 0 | 0 | 0
00 Ret.Exist_Non-FBC_ACI & DSI & NGC | 0 | 0 | 0 | 0 | 0 | 0 | 0
00 Ret.Exist_Non-FBC_ACI & DSI & SCR | 0 | 0 | 0 | 0 | 0 | 0 | 0
00 Ret.Exist_Non-FBC_ACI & DSI & SCR & DRET | 0 | 0 | 0 | 0 | 0 | 0 | 0
00 Ret.Exist_Non-FBC_ACI & DSI & SCR & NGC | 0 | 0 | 0 | 0 | 0 | 0 | 0
00 Ret.Exist_Non-FBC_ACI & DSI & SNCR | 0 | 0 | 0 | 0 | 0 | 0 | 0
00 Ret.Exist_Non-FBC_ACI & DSI & SNCR & DRET | 0 | 0 | 0 | 0 | 0 | 0 | 0
00 Ret.Exist_Non-FBC_ACI & DSI & SNCR & NGC | 0 | 0 | 0 | 0 | 0 | 0 | 0
00 Ret.Exist_Non-FBC_ACI & DSI & WetFGD & SCR & CCS | 0 | 0 | 0 | 0 | 0 | 0 | 0
00 Ret.Exist_Non-FBC_ACI & GPM | 2372 | 0 | 0 | 0 | 0 | 0 | 0
00 Ret.Exist_Non-FBC_ACI & GPM & C2G | 0 | 0 | 0 | 0 | 0 | 0 | 0
00 Ret.Exist_Non-FBC_ACI & GPM & C2G & SCR | 0 | 0 | 0 | 0 | 0 | 0 | 0
00 Ret.Exist_Non-FBC_ACI & GPM & DRET | 0 | 0 | 0 | 0 | 0 | 0 | 0
00 Ret.Exist_Non-FBC_ACI & GPM & NGC | 0 | 0 | 0 | 0 | 0 | 0 | 0
00 Ret.Exist_Non-FBC_ACI & GPM & SCR | 0 | 0 | 0 | 0 | 0 | 0 | 0
00 Ret.Exist_Non-FBC_ACI & GPM & SCR & DRET | 0 | 0 | 0 | 0 | 0 | 0 | 0
00 Ret.Exist_Non-FBC_ACI & GPM & SCR & NGC | 0 | 0 | 0 | 0 | 0 | 0 | 0
00 Ret.Exist_Non-FBC_ACI & GPM & SNCR | 0 | 0 | 0 | 0 | 0 | 0 | 0
00 Ret.Exist_Non-FBC_ACI & GPM & SNCR & DRET | 0 | 0 | 0 | 0 | 0 | 0 | 0
00 Ret.Exist_Non-FBC_ACI & GPM & SNCR & NGC | 0 | 0 | 0 | 0 | 0 | 0 | 0
00 Ret.Exist_Non-FBC_ACI & GPM & WetFGD & SCR & CCS | 0 | 0 | 0 | 0 | 0 | 0 | 0
00 Ret.Exist_Non-FBC_ACI & NGC | 0 | 0 | 0 | 0 | 0 | 0 | 0
00 Ret.Exist_Non-FBC_ACI & SCR | 0 | 0 | 0 | 0 | 0 | 0 | 0
00 Ret.Exist_Non-FBC_ACI & SCR & C2G | 0 | 0 | 0 | 0 | 0 | 0 | 0
00 Ret.Exist_Non-FBC_ACI & SCR & DRET | 0 | 0 | 0 | 0 | 0 | 0 | 0
00 Ret.Exist_Non-FBC_ACI & SCR & NGC | 0 | 0 | 0 | 0 | 0 | 0 | 0
00 Ret.Exist_Non-FBC_ACI & SCR & WetFGD & CCS | 0 | 0 | 0 | 0 | 0 | 0 | 0
00 Ret.Exist_Non-FBC_ACI & SNCR | 0 | 0 | 0 | 0 | 0 | 0 | 0
00 Ret.Exist_Non-FBC_ACI & SNCR & C2G | 0 | 0 | 0 | 0 | 0 | 0 | 0
00 Ret.Exist_Non-FBC_ACI & SNCR & DRET | 0 | 0 | 0 | 0 | 0 | 0 | 0
00 Ret.Exist_Non-FBC_ACI & SNCR & NGC | 0 | 0 | 0 | 0 | 0 | 0 | 0
00 Ret.Exist_Non-FBC_ACI_DSI & C2G | 1270 | 0 | 0 | 0 | 0 | 0 | 0
00 Ret.Exist_Non-FBC_ACI_DSI & C2G & SCR | 0 | 0 | 0 | 0 | 0 | 0 | 0
00 Ret.Exist_Non-FBC_ACI_DSI & DCCS | 0 | 0 | 0 | 0 | 0 | 0 | 0
00 Ret.Exist_Non-FBC_ACI_DSI & DCCS & WetFGD & SCR & CCS | 0 | 0 | 0 | 0 | 0 | 0 | 0
00 Ret.Exist_Non-FBC_ACI_DSI & DRET | 0 | 0 | 0 | 0 | 0 | 0 | 0
00 Ret.Exist_Non-FBC_ACI_DSI & GPM | 0 | 0 | 0 | 0 | 0 | 0 | 0
00 Ret.Exist_Non-FBC_ACI_DSI & GPM & C2G | 0 | 0 | 0 | 0 | 0 | 0 | 0
00 Ret.Exist_Non-FBC_ACI_DSI & GPM & C2G & SCR | 0 | 0 | 0 | 0 | 0 | 0 | 0
00 Ret.Exist_Non-FBC_ACI_DSI & GPM & DRET | 0 | 0 | 0 | 0 | 0 | 0 | 0
00 Ret.Exist_Non-FBC_ACI_DSI & GPM & NGC | 0 | 0 | 0 | 0 | 0 | 0 | 0
00 Ret.Exist_Non-FBC_ACI_DSI & GPM & SCR | 0 | 0 | 0 | 0 | 0 | 0 | 0
00 Ret.Exist_Non-FBC_ACI_DSI & GPM & SCR & DRET | 0 | 0 | 0 | 0 | 0 | 0 | 0
00 Ret.Exist_Non-FBC_ACI_DSI & GPM & SCR & NGC | 0 | 0 | 0 | 0 | 0 | 0 | 0
00 Ret.Exist_Non-FBC_ACI_DSI & GPM & SNCR | 0 | 0 | 0 | 0 | 0 | 0 | 0
00 Ret.Exist_Non-FBC_ACI_DSI & GPM & SNCR & DRET | 0 | 0 | 0 | 0 | 0 | 0 | 0
00 Ret.Exist_Non-FBC_ACI_DSI & GPM & SNCR & NGC | 0 | 0 | 0 | 0 | 0 | 0 | 0
00 Ret.Exist_Non-FBC_ACI_DSI & GPM & WetFGD & SCR & CCS | 0 | 0 | 0 | 0 | 0 | 0 | 0
00 Ret.Exist_Non-FBC_ACI_DSI & NGC | 0 | 0 | 0 | 0 | 0 | 0 | 0
00 Ret.Exist_Non-FBC_ACI_DSI & SCR | 0 | 0 | 0 | 0 | 0 | 0 | 0
00 Ret.Exist_Non-FBC_ACI_DSI & SCR & C2G | 0 | 0 | 0 | 0 | 0 | 0 | 0
00 Ret.Exist_Non-FBC_ACI_DSI & SCR & DRET | 0 | 0 | 0 | 0 | 0 | 0 | 0
00 Ret.Exist_Non-FBC_ACI_DSI & SCR & NGC | 0 | 0 | 0 | 0 | 0 | 0 | 0
00 Ret.Exist_Non-FBC_ACI_DSI & SCR & WetFGD & CCS | 0 | 0 | 0 | 0 | 0 | 0 | 0
00 Ret.Exist_Non-FBC_ACI_DSI & SNCR | 0 | 0 | 0 | 0 | 0 | 0 | 0
00 Ret.Exist_Non-FBC_ACI_DSI & SNCR & C2G | 0 | 0 | 0 | 0 | 0 | 0 | 0
00 Ret.Exist_Non-FBC_ACI_DSI & SNCR & DRET | 0 | 0 | 0 | 0 | 0 | 0 | 0
00 Ret.Exist_Non-FBC_ACI_DSI & SNCR & NGC | 0 | 0 | 0 | 0 | 0 | 0 | 0
00 Ret.Exist_Non-FBC_DryFGD & C2G | 0 | 0 | 0 | 0 | 0 | 0 | 0
00 Ret.Exist_Non-FBC_DryFGD & C2G & SCR | 0 | 0 | 0 | 0 | 0 | 0 | 0
00 Ret.Exist_Non-FBC_DryFGD & DRET | 0 | 0 | 0 | 0 | 0 | 0 | 0
00 Ret.Exist_Non-FBC_DryFGD & GPM | 0 | 0 | 0 | 0 | 0 | 0 | 0
00 Ret.Exist_Non-FBC_DryFGD & GPM & C2G | 0 | 0 | 0 | 0 | 0 | 0 | 0
00 Ret.Exist_Non-FBC_DryFGD & GPM & C2G & SCR | 0 | 0 | 0 | 0 | 0 | 0 | 0
00 Ret.Exist_Non-FBC_DryFGD & GPM & DRET | 0 | 0 | 0 | 0 | 0 | 0 | 0
00 Ret.Exist_Non-FBC_DryFGD & GPM & NGC | 0 | 0 | 0 | 0 | 0 | 0 | 0
00 Ret.Exist_Non-FBC_DryFGD & GPM & SCR | 0 | 0 | 0 | 0 | 0 | 0 | 0
00 Ret.Exist_Non-FBC_DryFGD & GPM & SCR & CCS | 0 | 0 | 0 | 0 | 0 | 0 | 0
00 Ret.Exist_Non-FBC_DryFGD & GPM & SCR & DRET | 0 | 0 | 0 | 0 | 0 | 0 | 0
00 Ret.Exist_Non-FBC_DryFGD & GPM & SCR & NGC | 0 | 0 | 0 | 0 | 0 | 0 | 0
00 Ret.Exist_Non-FBC_DryFGD & GPM & SNCR | 0 | 0 | 0 | 0 | 0 | 0 | 0
00 Ret.Exist_Non-FBC_DryFGD & GPM & SNCR & DRET | 0 | 0 | 0 | 0 | 0 | 0 | 0
00 Ret.Exist_Non-FBC_DryFGD & GPM & SNCR & NGC | 0 | 0 | 0 | 0 | 0 | 0 | 0
00 Ret.Exist_Non-FBC_DryFGD & NGC | 0 | 0 | 0 | 0 | 0 | 0 | 0
00 Ret.Exist_Non-FBC_DryFGD & SCR | 0 | 0 | 0 | 0 | 0 | 0 | 0
00 Ret.Exist_Non-FBC_DryFGD & SCR & C2G | 0 | 0 | 0 | 0 | 0 | 0 | 0
00 Ret.Exist_Non-FBC_DryFGD & SCR & CCS | 0 | 0 | 0 | 0 | 0 | 0 | 0
00 Ret.Exist_Non-FBC_DryFGD & SCR & DRET | 0 | 0 | 0 | 0 | 0 | 0 | 0
00 Ret.Exist_Non-FBC_DryFGD & SCR & NGC | 0 | 0 | 0 | 0 | 0 | 0 | 0
00 Ret.Exist_Non-FBC_DryFGD & SNCR | 0 | 0 | 0 | 0 | 0 | 0 | 0
00 Ret.Exist_Non-FBC_DryFGD & SNCR & C2G | 0 | 0 | 0 | 0 | 0 | 0 | 0
00 Ret.Exist_Non-FBC_DryFGD & SNCR & DRET | 0 | 0 | 0 | 0 | 0 | 0 | 0
00 Ret.Exist_Non-FBC_DryFGD & SNCR & NGC | 0 | 0 | 0 | 0 | 0 | 0 | 0
00 Ret.Exist_Non-FBC_DryFGD_ACI & C2G | 0 | 0 | 0 | 0 | 0 | 0 | 0
00 Ret.Exist_Non-FBC_DryFGD_ACI & C2G & SCR | 0 | 0 | 0 | 0 | 0 | 0 | 0
00 Ret.Exist_Non-FBC_DryFGD_ACI & DCCS | 0 | 0 | 0 | 0 | 0 | 0 | 0
00 Ret.Exist_Non-FBC_DryFGD_ACI & DCCS & SCR & CCS | 0 | 0 | 0 | 0 | 0 | 0 | 0
00 Ret.Exist_Non-FBC_DryFGD_ACI & DRET | 0 | 0 | 0 | 0 | 0 | 0 | 0
00 Ret.Exist_Non-FBC_DryFGD_ACI & GPM | 0 | 0 | 0 | 0 | 0 | 0 | 0
00 Ret.Exist_Non-FBC_DryFGD_ACI & GPM & C2G | 0 | 0 | 0 | 0 | 0 | 0 | 0
00 Ret.Exist_Non-FBC_DryFGD_ACI & GPM & C2G & SCR | 0 | 0 | 0 | 0 | 0 | 0 | 0
00 Ret.Exist_Non-FBC_DryFGD_ACI & GPM & DRET | 0 | 0 | 0 | 0 | 0 | 0 | 0
00 Ret.Exist_Non-FBC_DryFGD_ACI & GPM & NGC | 0 | 0 | 0 | 0 | 0 | 0 | 0
00 Ret.Exist_Non-FBC_DryFGD_ACI & GPM & SCR | 0 | 0 | 0 | 0 | 0 | 0 | 0
00 Ret.Exist_Non-FBC_DryFGD_ACI & GPM & SCR & CCS | 0 | 0 | 0 | 0 | 0 | 0 | 0
00 Ret.Exist_Non-FBC_DryFGD_ACI & GPM & SCR & DRET | 0 | 0 | 0 | 0 | 0 | 0 | 0
00 Ret.Exist_Non-FBC_DryFGD_ACI & GPM & SCR & NGC | 0 | 0 | 0 | 0 | 0 | 0 | 0
00 Ret.Exist_Non-FBC_DryFGD_ACI & GPM & SNCR | 0 | 0 | 0 | 0 | 0 | 0 | 0
00 Ret.Exist_Non-FBC_DryFGD_ACI & GPM & SNCR & DRET | 0 | 0 | 0 | 0 | 0 | 0 | 0
00 Ret.Exist_Non-FBC_DryFGD_ACI & GPM & SNCR & NGC | 0 | 0 | 0 | 0 | 0 | 0 | 0
00 Ret.Exist_Non-FBC_DryFGD_ACI & NGC | 0 | 0 | 0 | 0 | 0 | 0 | 0
00 Ret.Exist_Non-FBC_DryFGD_ACI & SCR | 0 | 242.3588 | 1251.4019 | 0 | 0 | 0 | 0
00 Ret.Exist_Non-FBC_DryFGD_ACI & SCR & C2G | 0 | 0 | 0 | 0 | 0 | 0 | 0
00 Ret.Exist_Non-FBC_DryFGD_ACI & SCR & CCS | 0 | 0 | 964.9994 | 0 | 0 | 0 | 0
00 Ret.Exist_Non-FBC_DryFGD_ACI & SCR & DRET | 0 | 0 | 0 | 0 | 0 | 0 | 0
00 Ret.Exist_Non-FBC_DryFGD_ACI & SCR & NGC | 0 | 0 | 0 | 0 | 0 | 0 | 0
00 Ret.Exist_Non-FBC_DryFGD_ACI & SNCR | 0 | 0 | 0 | 0 | 0 | 0 | 0
00 Ret.Exist_Non-FBC_DryFGD_ACI & SNCR & C2G | 0 | 0 | 0 | 0 | 0 | 0 | 0
00 Ret.Exist_Non-FBC_DryFGD_ACI & SNCR & DRET | 0 | 0 | 0 | 0 | 0 | 0 | 0
00 Ret.Exist_Non-FBC_DryFGD_ACI & SNCR & NGC | 0 | 0 | 0 | 0 | 0 | 0 | 0
00 Ret.Exist_Non-FBC_DryFGD_SCR & ACI | 0 | 0 | 0 | 0 | 0 | 0 | 0
00 Ret.Exist_Non-FBC_DryFGD_SCR & ACI & C2G | 0 | 0 | 0 | 0 | 0 | 0 | 0
00 Ret.Exist_Non-FBC_DryFGD_SCR & ACI & CCS | 0 | 0 | 0 | 0 | 0 | 0 | 0
00 Ret.Exist_Non-FBC_DryFGD_SCR & ACI & DRET | 0 | 0 | 0 | 0 | 0 | 0 | 0
00 Ret.Exist_Non-FBC_DryFGD_SCR & ACI & GPM | 0 | 0 | 0 | 0 | 0 | 0 | 0
00 Ret.Exist_Non-FBC_DryFGD_SCR & ACI & GPM & C2G | 0 | 0 | 0 | 0 | 0 | 0 | 0
00 Ret.Exist_Non-FBC_DryFGD_SCR & ACI & GPM & CCS | 0 | 0 | 0 | 0 | 0 | 0 | 0
00 Ret.Exist_Non-FBC_DryFGD_SCR & ACI & GPM & DRET | 0 | 0 | 0 | 0 | 0 | 0 | 0
00 Ret.Exist_Non-FBC_DryFGD_SCR & ACI & GPM & NGC | 0 | 0 | 0 | 0 | 0 | 0 | 0
00 Ret.Exist_Non-FBC_DryFGD_SCR & ACI & NGC | 0 | 0 | 0 | 0 | 0 | 0 | 0
00 Ret.Exist_Non-FBC_DryFGD_SCR & C2G | 0 | 0 | 0 | 0 | 0 | 0 | 0
00 Ret.Exist_Non-FBC_DryFGD_SCR & CCS | 0 | 0 | 0 | 0 | 0 | 0 | 0
00 Ret.Exist_Non-FBC_DryFGD_SCR & DRET | 0 | 0 | 0 | 0 | 0 | 0 | 0
00 Ret.Exist_Non-FBC_DryFGD_SCR & GPM | 0 | 0 | 0 | 0 | 0 | 0 | 0
00 Ret.Exist_Non-FBC_DryFGD_SCR & GPM & C2G | 0 | 0 | 0 | 0 | 0 | 0 | 0
00 Ret.Exist_Non-FBC_DryFGD_SCR & GPM & CCS | 0 | 0 | 0 | 0 | 0 | 0 | 0
00 Ret.Exist_Non-FBC_DryFGD_SCR & GPM & DRET | 0 | 0 | 0 | 0 | 0 | 0 | 0
00 Ret.Exist_Non-FBC_DryFGD_SCR & GPM & NGC | 0 | 0 | 0 | 0 | 0 | 0 | 0
00 Ret.Exist_Non-FBC_DryFGD_SCR & NGC | 0 | 0 | 0 | 0 | 0 | 0 | 0
00 Ret.Exist_Non-FBC_DryFGD_SCR_ACI & C2G | 497.2 | 0 | 0 | 0 | 0 | 0 | 0
00 Ret.Exist_Non-FBC_DryFGD_SCR_ACI & CCS | 0 | 259.4793 | 340.1355 | 0 | 0 | 0 | 0
00 Ret.Exist_Non-FBC_DryFGD_SCR_ACI & DCCS | 0 | 0 | 0 | 0 | 0 | 0 | 0
00 Ret.Exist_Non-FBC_DryFGD_SCR_ACI & DCCS & CCS | 0 | 0 | 0 | 0 | 0 | 0 | 0
00 Ret.Exist_Non-FBC_DryFGD_SCR_ACI & DRET | 0 | 0 | 0 | 0 | 0 | 0 | 0
00 Ret.Exist_Non-FBC_DryFGD_SCR_ACI & GPM | 0 | 0 | 0 | 0 | 0 | 0 | 0
00 Ret.Exist_Non-FBC_DryFGD_SCR_ACI & GPM & C2G | 0 | 0 | 0 | 0 | 0 | 0 | 0
00 Ret.Exist_Non-FBC_DryFGD_SCR_ACI & GPM & CCS | 0 | 0 | 0 | 0 | 0 | 0 | 0
00 Ret.Exist_Non-FBC_DryFGD_SCR_ACI & GPM & DRET | 0 | 0 | 0 | 0 | 0 | 0 | 0
00 Ret.Exist_Non-FBC_DryFGD_SCR_ACI & GPM & NGC | 0 | 0 | 0 | 0 | 0 | 0 | 0
00 Ret.Exist_Non-FBC_DryFGD_SCR_ACI & NGC | 0 | 0 | 0 | 0 | 0 | 0 | 0
00 Ret.Exist_Non-FBC_DryFGD_SCR_ACI_DSI & C2G | 0 | 0 | 0 | 0 | 0 | 0 | 0
00 Ret.Exist_Non-FBC_DryFGD_SCR_ACI_DSI & CCS | 0 | 0 | 0 | 0 | 0 | 0 | 0
00 Ret.Exist_Non-FBC_DryFGD_SCR_ACI_DSI & DCCS | 0 | 0 | 0 | 0 | 0 | 0 | 0
00 Ret.Exist_Non-FBC_DryFGD_SCR_ACI_DSI & DCCS & CCS | 0 | 0 | 0 | 0 | 0 | 0 | 0
00 Ret.Exist_Non-FBC_DryFGD_SCR_ACI_DSI & DRET | 0 | 0 | 0 | 0 | 0 | 0 | 0
00 Ret.Exist_Non-FBC_DryFGD_SCR_ACI_DSI & GPM | 0 | 0 | 0 | 0 | 0 | 0 | 0
00 Ret.Exist_Non-FBC_DryFGD_SCR_ACI_DSI & GPM & C2G | 0 | 0 | 0 | 0 | 0 | 0 | 0
00 Ret.Exist_Non-FBC_DryFGD_SCR_ACI_DSI & GPM & CCS | 0 | 0 | 0 | 0 | 0 | 0 | 0
00 Ret.Exist_Non-FBC_DryFGD_SCR_ACI_DSI & GPM & DRET | 0 | 0 | 0 | 0 | 0 | 0 | 0
00 Ret.Exist_Non-FBC_DryFGD_SCR_ACI_DSI & GPM & NGC | 0 | 0 | 0 | 0 | 0 | 0 | 0
00 Ret.Exist_Non-FBC_DryFGD_SCR_ACI_DSI & NGC | 0 | 0 | 0 | 0 | 0 | 0 | 0
00 Ret.Exist_Non-FBC_DryFGD_SCR_DSI & ACI | 0 | 0 | 0 | 0 | 0 | 0 | 0
00 Ret.Exist_Non-FBC_DryFGD_SCR_DSI & ACI & C2G | 0 | 0 | 0 | 0 | 0 | 0 | 0
00 Ret.Exist_Non-FBC_DryFGD_SCR_DSI & ACI & CCS | 0 | 0 | 0 | 0 | 0 | 0 | 0
00 Ret.Exist_Non-FBC_DryFGD_SCR_DSI & ACI & DRET | 0 | 0 | 0 | 0 | 0 | 0 | 0
00 Ret.Exist_Non-FBC_DryFGD_SCR_DSI & ACI & GPM | 0 | 0 | 0 | 0 | 0 | 0 | 0
00 Ret.Exist_Non-FBC_DryFGD_SCR_DSI & ACI & GPM & C2G | 0 | 0 | 0 | 0 | 0 | 0 | 0
00 Ret.Exist_Non-FBC_DryFGD_SCR_DSI & ACI & GPM & CCS | 0 | 0 | 0 | 0 | 0 | 0 | 0
00 Ret.Exist_Non-FBC_DryFGD_SCR_DSI & ACI & GPM & DRET | 0 | 0 | 0 | 0 | 0 | 0 | 0
00 Ret.Exist_Non-FBC_DryFGD_SCR_DSI & ACI & GPM & NGC | 0 | 0 | 0 | 0 | 0 | 0 | 0
00 Ret.Exist_Non-FBC_DryFGD_SCR_DSI & ACI & NGC | 0 | 0 | 0 | 0 | 0 | 0 | 0
00 Ret.Exist_Non-FBC_DryFGD_SCR_DSI & C2G | 0 | 0 | 0 | 0 | 0 | 0 | 0
00 Ret.Exist_Non-FBC_DryFGD_SCR_DSI & CCS | 0 | 0 | 0 | 0 | 0 | 0 | 0
00 Ret.Exist_Non-FBC_DryFGD_SCR_DSI & DRET | 0 | 0 | 0 | 0 | 0 | 0 | 0
00 Ret.Exist_Non-FBC_DryFGD_SCR_DSI & GPM | 0 | 0 | 0 | 0 | 0 | 0 | 0
00 Ret.Exist_Non-FBC_DryFGD_SCR_DSI & GPM & C2G | 0 | 0 | 0 | 0 | 0 | 0 | 0
00 Ret.Exist_Non-FBC_DryFGD_SCR_DSI & GPM & CCS | 0 | 0 | 0 | 0 | 0 | 0 | 0
00 Ret.Exist_Non-FBC_DryFGD_SCR_DSI & GPM & DRET | 0 | 0 | 0 | 0 | 0 | 0 | 0
00 Ret.Exist_Non-FBC_DryFGD_SCR_DSI & GPM & NGC | 0 | 0 | 0 | 0 | 0 | 0 | 0
00 Ret.Exist_Non-FBC_DryFGD_SCR_DSI & NGC | 0 | 0 | 0 | 0 | 0 | 0 | 0
00 Ret.Exist_Non-FBC_DryFGD_SNCR_ACI & C2G | 0 | 0 | 0 | 0 | 0 | 0 | 0
00 Ret.Exist_Non-FBC_DryFGD_SNCR_ACI & C2G & SCR | 0 | 0 | 0 | 0 | 0 | 0 | 0
00 Ret.Exist_Non-FBC_DryFGD_SNCR_ACI & DCCS | 0 | 0 | 0 | 0 | 0 | 0 | 0
00 Ret.Exist_Non-FBC_DryFGD_SNCR_ACI & DCCS & SCR & CCS | 0 | 0 | 0 | 0 | 0 | 0 | 0
00 Ret.Exist_Non-FBC_DryFGD_SNCR_ACI & DRET | 0 | 0 | 0 | 0 | 0 | 0 | 0
00 Ret.Exist_Non-FBC_DryFGD_SNCR_ACI & GPM | 570 | 0 | 0 | 0 | 0 | 0 | 0
00 Ret.Exist_Non-FBC_DryFGD_SNCR_ACI & GPM & C2G | 0 | 0 | 0 | 0 | 0 | 0 | 0
00 Ret.Exist_Non-FBC_DryFGD_SNCR_ACI & GPM & C2G & SCR | 0 | 0 | 0 | 0 | 0 | 0 | 0
00 Ret.Exist_Non-FBC_DryFGD_SNCR_ACI & GPM & DRET | 0 | 0 | 0 | 0 | 0 | 0 | 0
00 Ret.Exist_Non-FBC_DryFGD_SNCR_ACI & GPM & NGC | 0 | 0 | 0 | 0 | 0 | 0 | 0
00 Ret.Exist_Non-FBC_DryFGD_SNCR_ACI & GPM & SCR | 0 | 0 | 0 | 0 | 0 | 0 | 0
00 Ret.Exist_Non-FBC_DryFGD_SNCR_ACI & GPM & SCR & CCS | 0 | 0 | 0 | 0 | 0 | 0 | 0
00 Ret.Exist_Non-FBC_DryFGD_SNCR_ACI & GPM & SCR & DRET | 0 | 0 | 0 | 0 | 0 | 0 | 0
00 Ret.Exist_Non-FBC_DryFGD_SNCR_ACI & GPM & SCR & NGC | 0 | 0 | 0 | 0 | 0 | 0 | 0
00 Ret.Exist_Non-FBC_DryFGD_SNCR_ACI & NGC | 0 | 0 | 0 | 0 | 0 | 0 | 0
00 Ret.Exist_Non-FBC_DryFGD_SNCR_ACI & SCR | 0 | 0 | 0 | 0 | 0 | 0 | 0
00 Ret.Exist_Non-FBC_DryFGD_SNCR_ACI & SCR & C2G | 0 | 0 | 0 | 0 | 0 | 0 | 0
00 Ret.Exist_Non-FBC_DryFGD_SNCR_ACI & SCR & CCS | 0 | 0 | 0 | 0 | 0 | 0 | 0
00 Ret.Exist_Non-FBC_DryFGD_SNCR_ACI & SCR & DRET | 0 | 0 | 0 | 0 | 0 | 0 | 0
00 Ret.Exist_Non-FBC_DryFGD_SNCR_ACI & SCR & NGC | 0 | 0 | 0 | 0 | 0 | 0 | 0
00 Ret.Exist_Non-FBC_DryFGD_SNCR_ACI_DSI & C2G | 0 | 0 | 0 | 0 | 0 | 0 | 0
00 Ret.Exist_Non-FBC_DryFGD_SNCR_ACI_DSI & C2G & SCR | 0 | 0 | 0 | 0 | 0 | 0 | 0
00 Ret.Exist_Non-FBC_DryFGD_SNCR_ACI_DSI & DRET | 0 | 0 | 0 | 0 | 0 | 0 | 0
00 Ret.Exist_Non-FBC_DryFGD_SNCR_ACI_DSI & GPM | 0 | 0 | 0 | 0 | 0 | 0 | 0
00 Ret.Exist_Non-FBC_DryFGD_SNCR_ACI_DSI & GPM & C2G | 0 | 0 | 0 | 0 | 0 | 0 | 0
00 Ret.Exist_Non-FBC_DryFGD_SNCR_ACI_DSI & GPM & C2G & SCR | 0 | 0 | 0 | 0 | 0 | 0 | 0
00 Ret.Exist_Non-FBC_DryFGD_SNCR_ACI_DSI & GPM & DRET | 0 | 0 | 0 | 0 | 0 | 0 | 0
00 Ret.Exist_Non-FBC_DryFGD_SNCR_ACI_DSI & GPM & NGC | 0 | 0 | 0 | 0 | 0 | 0 | 0
00 Ret.Exist_Non-FBC_DryFGD_SNCR_ACI_DSI & GPM & SCR | 0 | 0 | 0 | 0 | 0 | 0 | 0
00 Ret.Exist_Non-FBC_DryFGD_SNCR_ACI_DSI & GPM & SCR & CCS | 0 | 0 | 0 | 0 | 0 | 0 | 0
00 Ret.Exist_Non-FBC_DryFGD_SNCR_ACI_DSI & GPM & SCR & DRET | 0 | 0 | 0 | 0 | 0 | 0 | 0
00 Ret.Exist_Non-FBC_DryFGD_SNCR_ACI_DSI & GPM & SCR & NGC | 0 | 0 | 0 | 0 | 0 | 0 | 0
00 Ret.Exist_Non-FBC_DryFGD_SNCR_ACI_DSI & NGC | 0 | 0 | 0 | 0 | 0 | 0 | 0
00 Ret.Exist_Non-FBC_DryFGD_SNCR_ACI_DSI & SCR | 0 | 0 | 0 | 0 | 0 | 0 | 0
00 Ret.Exist_Non-FBC_DryFGD_SNCR_ACI_DSI & SCR & C2G | 0 | 0 | 0 | 0 | 0 | 0 | 0
00 Ret.Exist_Non-FBC_DryFGD_SNCR_ACI_DSI & SCR & CCS | 0 | 0 | 0 | 0 | 0 | 0 | 0
00 Ret.Exist_Non-FBC_DryFGD_SNCR_ACI_DSI & SCR & DRET | 0 | 0 | 0 | 0 | 0 | 0 | 0
00 Ret.Exist_Non-FBC_DryFGD_SNCR_ACI_DSI & SCR & NGC | 0 | 0 | 0 | 0 | 0 | 0 | 0
00 Ret.Exist_Non-FBC_DSI & ACI | 0 | 0 | 0 | 0 | 0 | 0 | 0
00 Ret.Exist_Non-FBC_DSI & ACI & C2G | 0 | 0 | 0 | 0 | 0 | 0 | 0
00 Ret.Exist_Non-FBC_DSI & ACI & C2G & SCR | 0 | 0 | 0 | 0 | 0 | 0 | 0
00 Ret.Exist_Non-FBC_DSI & ACI & DRET | 0 | 0 | 0 | 0 | 0 | 0 | 0
00 Ret.Exist_Non-FBC_DSI & ACI & GPM | 0 | 0 | 0 | 0 | 0 | 0 | 0
00 Ret.Exist_Non-FBC_DSI & ACI & GPM & C2G | 0 | 0 | 0 | 0 | 0 | 0 | 0
00 Ret.Exist_Non-FBC_DSI & ACI & GPM & C2G & SCR | 0 | 0 | 0 | 0 | 0 | 0 | 0
00 Ret.Exist_Non-FBC_DSI & ACI & GPM & DRET | 0 | 0 | 0 | 0 | 0 | 0 | 0
00 Ret.Exist_Non-FBC_DSI & ACI & GPM & NGC | 0 | 0 | 0 | 0 | 0 | 0 | 0
00 Ret.Exist_Non-FBC_DSI & ACI & GPM & SCR | 0 | 0 | 0 | 0 | 0 | 0 | 0
00 Ret.Exist_Non-FBC_DSI & ACI & GPM & SCR & DRET | 0 | 0 | 0 | 0 | 0 | 0 | 0
00 Ret.Exist_Non-FBC_DSI & ACI & GPM & SCR & NGC | 0 | 0 | 0 | 0 | 0 | 0 | 0
00 Ret.Exist_Non-FBC_DSI & ACI & GPM & SNCR | 0 | 0 | 0 | 0 | 0 | 0 | 0
00 Ret.Exist_Non-FBC_DSI & ACI & GPM & SNCR & DRET | 0 | 0 | 0 | 0 | 0 | 0 | 0
00 Ret.Exist_Non-FBC_DSI & ACI & GPM & SNCR & NGC | 0 | 0 | 0 | 0 | 0 | 0 | 0
00 Ret.Exist_Non-FBC_DSI & ACI & GPM & WetFGD & SCR & CCS | 0 | 0 | 0 | 0 | 0 | 0 | 0
00 Ret.Exist_Non-FBC_DSI & ACI & NGC | 0 | 0 | 0 | 0 | 0 | 0 | 0
00 Ret.Exist_Non-FBC_DSI & ACI & SCR | 0 | 0 | 0 | 0 | 0 | 0 | 0
00 Ret.Exist_Non-FBC_DSI & ACI & SCR & DRET | 0 | 0 | 0 | 0 | 0 | 0 | 0
00 Ret.Exist_Non-FBC_DSI & ACI & SCR & NGC | 0 | 0 | 0 | 0 | 0 | 0 | 0
00 Ret.Exist_Non-FBC_DSI & ACI & SNCR | 0 | 0 | 0 | 0 | 0 | 0 | 0
00 Ret.Exist_Non-FBC_DSI & ACI & SNCR & DRET | 0 | 0 | 0 | 0 | 0 | 0 | 0
00 Ret.Exist_Non-FBC_DSI & ACI & SNCR & NGC | 0 | 0 | 0 | 0 | 0 | 0 | 0
00 Ret.Exist_Non-FBC_DSI & ACI & WetFGD & SCR & CCS | 0 | 0 | 0 | 0 | 0 | 0 | 0
00 Ret.Exist_Non-FBC_DSI & C2G | 0 | 0 | 0 | 0 | 0 | 0 | 0
00 Ret.Exist_Non-FBC_DSI & C2G & SCR | 0 | 0 | 0 | 0 | 0 | 0 | 0
00 Ret.Exist_Non-FBC_DSI & DRET | 0 | 0 | 0 | 0 | 0 | 0 | 0
00 Ret.Exist_Non-FBC_DSI & GPM | 0 | 0 | 0 | 0 | 0 | 0 | 0
00 Ret.Exist_Non-FBC_DSI & GPM & C2G | 0 | 0 | 0 | 0 | 0 | 0 | 0
00 Ret.Exist_Non-FBC_DSI & GPM & C2G & SCR | 0 | 0 | 0 | 0 | 0 | 0 | 0
00 Ret.Exist_Non-FBC_DSI & GPM & DRET | 0 | 0 | 0 | 0 | 0 | 0 | 0
00 Ret.Exist_Non-FBC_DSI & GPM & NGC | 0 | 0 | 0 | 0 | 0 | 0 | 0
00 Ret.Exist_Non-FBC_DSI & GPM & SCR | 0 | 0 | 0 | 0 | 0 | 0 | 0
00 Ret.Exist_Non-FBC_DSI & GPM & SCR & DRET | 0 | 0 | 0 | 0 | 0 | 0 | 0
00 Ret.Exist_Non-FBC_DSI & GPM & SCR & NGC | 0 | 0 | 0 | 0 | 0 | 0 | 0
00 Ret.Exist_Non-FBC_DSI & GPM & SNCR | 0 | 0 | 0 | 0 | 0 | 0 | 0
00 Ret.Exist_Non-FBC_DSI & GPM & SNCR & DRET | 0 | 0 | 0 | 0 | 0 | 0 | 0
00 Ret.Exist_Non-FBC_DSI & GPM & SNCR & NGC | 0 | 0 | 0 | 0 | 0 | 0 | 0
00 Ret.Exist_Non-FBC_DSI & GPM & WetFGD & SCR & CCS | 0 | 0 | 0 | 0 | 0 | 0 | 0
00 Ret.Exist_Non-FBC_DSI & NGC | 0 | 0 | 0 | 0 | 0 | 0 | 0
00 Ret.Exist_Non-FBC_DSI & SCR | 0 | 0 | 0 | 0 | 0 | 0 | 0
00 Ret.Exist_Non-FBC_DSI & SCR & C2G | 0 | 0 | 0 | 0 | 0 | 0 | 0
00 Ret.Exist_Non-FBC_DSI & SCR & DRET | 0 | 0 | 0 | 0 | 0 | 0 | 0
00 Ret.Exist_Non-FBC_DSI & SCR & NGC | 0 | 0 | 0 | 0 | 0 | 0 | 0
00 Ret.Exist_Non-FBC_DSI & SCR & WetFGD & CCS | 0 | 0 | 0 | 0 | 0 | 0 | 0
00 Ret.Exist_Non-FBC_DSI & SNCR | 0 | 0 | 0 | 0 | 0 | 0 | 0
00 Ret.Exist_Non-FBC_DSI & SNCR & C2G | 0 | 0 | 0 | 0 | 0 | 0 | 0
00 Ret.Exist_Non-FBC_DSI & SNCR & DRET | 0 | 0 | 0 | 0 | 0 | 0 | 0
00 Ret.Exist_Non-FBC_DSI & SNCR & NGC | 0 | 0 | 0 | 0 | 0 | 0 | 0
00 Ret.Exist_Non-FBC_NoCtrl & ACI | 0 | 0 | 0 | 0 | 0 | 0 | 0
00 Ret.Exist_Non-FBC_NoCtrl & ACI & C2G | 0 | 0 | 0 | 0 | 0 | 0 | 0
00 Ret.Exist_Non-FBC_NoCtrl & ACI & C2G & SCR | 0 | 0 | 0 | 0 | 0 | 0 | 0
00 Ret.Exist_Non-FBC_NoCtrl & ACI & DRET | 0 | 0 | 0 | 0 | 0 | 0 | 0
00 Ret.Exist_Non-FBC_NoCtrl & ACI & DSI | 0 | 0 | 0 | 0 | 0 | 0 | 0
00 Ret.Exist_Non-FBC_NoCtrl & ACI & DSI & C2G | 0 | 0 | 0 | 0 | 0 | 0 | 0
00 Ret.Exist_Non-FBC_NoCtrl & ACI & DSI & C2G & SCR | 0 | 0 | 0 | 0 | 0 | 0 | 0
00 Ret.Exist_Non-FBC_NoCtrl & ACI & DSI & DRET | 0 | 0 | 0 | 0 | 0 | 0 | 0
00 Ret.Exist_Non-FBC_NoCtrl & ACI & DSI & GPM | 0 | 0 | 0 | 0 | 0 | 0 | 0
00 Ret.Exist_Non-FBC_NoCtrl & ACI & DSI & GPM & C2G | 0 | 0 | 0 | 0 | 0 | 0 | 0
00 Ret.Exist_Non-FBC_NoCtrl & ACI & DSI & GPM & C2G & SCR | 0 | 0 | 0 | 0 | 0 | 0 | 0
00 Ret.Exist_Non-FBC_NoCtrl & ACI & DSI & GPM & DRET | 0 | 0 | 0 | 0 | 0 | 0 | 0
00 Ret.Exist_Non-FBC_NoCtrl & ACI & DSI & GPM & NGC | 0 | 0 | 0 | 0 | 0 | 0 | 0
00 Ret.Exist_Non-FBC_NoCtrl & ACI & DSI & GPM & SCR | 0 | 0 | 0 | 0 | 0 | 0 | 0
00 Ret.Exist_Non-FBC_NoCtrl & ACI & DSI & GPM & SCR & DRET | 0 | 0 | 0 | 0 | 0 | 0 | 0
00 Ret.Exist_Non-FBC_NoCtrl & ACI & DSI & GPM & SCR & NGC | 0 | 0 | 0 | 0 | 0 | 0 | 0
00 Ret.Exist_Non-FBC_NoCtrl & ACI & DSI & GPM & SNCR | 0 | 0 | 0 | 0 | 0 | 0 | 0
00 Ret.Exist_Non-FBC_NoCtrl & ACI & DSI & GPM & SNCR & DRET | 0 | 0 | 0 | 0 | 0 | 0 | 0
00 Ret.Exist_Non-FBC_NoCtrl & ACI & DSI & GPM & SNCR & NGC | 0 | 0 | 0 | 0 | 0 | 0 | 0
00 Ret.Exist_Non-FBC_NoCtrl & ACI & DSI & GPM & WetFGD & SCR & CCS | 0 | 0 | 0 | 0 | 0 | 0 | 0
00 Ret.Exist_Non-FBC_NoCtrl & ACI & DSI & NGC | 0 | 0 | 0 | 0 | 0 | 0 | 0
00 Ret.Exist_Non-FBC_NoCtrl & ACI & DSI & SCR | 0 | 0 | 0 | 0 | 0 | 0 | 0
00 Ret.Exist_Non-FBC_NoCtrl & ACI & DSI & SCR & DRET | 0 | 0 | 0 | 0 | 0 | 0 | 0
00 Ret.Exist_Non-FBC_NoCtrl & ACI & DSI & SCR & NGC | 0 | 0 | 0 | 0 | 0 | 0 | 0
00 Ret.Exist_Non-FBC_NoCtrl & ACI & DSI & SNCR | 0 | 0 | 0 | 0 | 0 | 0 | 0
00 Ret.Exist_Non-FBC_NoCtrl & ACI & DSI & SNCR & DRET | 0 | 0 | 0 | 0 | 0 | 0 | 0
00 Ret.Exist_Non-FBC_NoCtrl & ACI & DSI & SNCR & NGC | 0 | 0 | 0 | 0 | 0 | 0 | 0
00 Ret.Exist_Non-FBC_NoCtrl & ACI & DSI & WetFGD & SCR & CCS | 0 | 0 | 0 | 0 | 0 | 0 | 0
00 Ret.Exist_Non-FBC_NoCtrl & ACI & GPM | 0 | 0 | 0 | 0 | 0 | 0 | 0
00 Ret.Exist_Non-FBC_NoCtrl & ACI & GPM & C2G | 0 | 0 | 0 | 0 | 0 | 0 | 0
00 Ret.Exist_Non-FBC_NoCtrl & ACI & GPM & C2G & SCR | 0 | 0 | 0 | 0 | 0 | 0 | 0
00 Ret.Exist_Non-FBC_NoCtrl & ACI & GPM & DRET | 0 | 0 | 0 | 0 | 0 | 0 | 0
00 Ret.Exist_Non-FBC_NoCtrl & ACI & GPM & NGC | 0 | 0 | 0 | 0 | 0 | 0 | 0
00 Ret.Exist_Non-FBC_NoCtrl & ACI & GPM & SCR | 0 | 0 | 0 | 0 | 0 | 0 | 0
00 Ret.Exist_Non-FBC_NoCtrl & ACI & GPM & SCR & DRET | 0 | 0 | 0 | 0 | 0 | 0 | 0
00 Ret.Exist_Non-FBC_NoCtrl & ACI & GPM & SCR & NGC | 0 | 0 | 0 | 0 | 0 | 0 | 0
00 Ret.Exist_Non-FBC_NoCtrl & ACI & GPM & SNCR | 0 | 0 | 0 | 0 | 0 | 0 | 0
00 Ret.Exist_Non-FBC_NoCtrl & ACI & GPM & SNCR & DRET | 0 | 0 | 0 | 0 | 0 | 0 | 0
00 Ret.Exist_Non-FBC_NoCtrl & ACI & GPM & SNCR & NGC | 0 | 0 | 0 | 0 | 0 | 0 | 0
00 Ret.Exist_Non-FBC_NoCtrl & ACI & GPM & WetFGD & SCR & CCS | 0 | 0 | 0 | 0 | 0 | 0 | 0
00 Ret.Exist_Non-FBC_NoCtrl & ACI & NGC | 0 | 0 | 0 | 0 | 0 | 0 | 0
00 Ret.Exist_Non-FBC_NoCtrl & ACI & SCR | 0 | 0 | 0 | 0 | 0 | 0 | 0
00 Ret.Exist_Non-FBC_NoCtrl & ACI & SCR & DRET | 0 | 0 | 0 | 0 | 0 | 0 | 0
00 Ret.Exist_Non-FBC_NoCtrl & ACI & SCR & NGC | 0 | 0 | 0 | 0 | 0 | 0 | 0
00 Ret.Exist_Non-FBC_NoCtrl & ACI & SNCR | 0 | 0 | 0 | 0 | 0 | 0 | 0
00 Ret.Exist_Non-FBC_NoCtrl & ACI & SNCR & DRET | 0 | 0 | 0 | 0 | 0 | 0 | 0
00 Ret.Exist_Non-FBC_NoCtrl & ACI & SNCR & NGC | 0 | 0 | 0 | 0 | 0 | 0 | 0
00 Ret.Exist_Non-FBC_NoCtrl & ACI & WetFGD & SCR & CCS | 0 | 0 | 0 | 0 | 0 | 0 | 0
00 Ret.Exist_Non-FBC_NoCtrl & C2G | 0 | 0 | 0 | 0 | 0 | 0 | 0
00 Ret.Exist_Non-FBC_NoCtrl & C2G & SCR | 0 | 0 | 0 | 0 | 0 | 0 | 0
00 Ret.Exist_Non-FBC_NoCtrl & DCCS | 0 | 0 | 0 | 0 | 0 | 0 | 0
00 Ret.Exist_Non-FBC_NoCtrl & DCCS & WetFGD & SCR & CCS | 0 | 0 | 0 | 0 | 0 | 0 | 0
00 Ret.Exist_Non-FBC_NoCtrl & DRET | 0 | 0 | 0 | 0 | 0 | 0 | 0
00 Ret.Exist_Non-FBC_NoCtrl & DSI | 0 | 0 | 0 | 0 | 0 | 0 | 0
00 Ret.Exist_Non-FBC_NoCtrl & DSI & C2G | 0 | 0 | 0 | 0 | 0 | 0 | 0
00 Ret.Exist_Non-FBC_NoCtrl & DSI & C2G & SCR | 0 | 0 | 0 | 0 | 0 | 0 | 0
00 Ret.Exist_Non-FBC_NoCtrl & DSI & DRET | 0 | 0 | 0 | 0 | 0 | 0 | 0
00 Ret.Exist_Non-FBC_NoCtrl & DSI & GPM | 0 | 0 | 0 | 0 | 0 | 0 | 0
00 Ret.Exist_Non-FBC_NoCtrl & DSI & GPM & C2G | 0 | 0 | 0 | 0 | 0 | 0 | 0
00 Ret.Exist_Non-FBC_NoCtrl & DSI & GPM & C2G & SCR | 0 | 0 | 0 | 0 | 0 | 0 | 0
00 Ret.Exist_Non-FBC_NoCtrl & DSI & GPM & DRET | 0 | 0 | 0 | 0 | 0 | 0 | 0
00 Ret.Exist_Non-FBC_NoCtrl & DSI & GPM & NGC | 0 | 0 | 0 | 0 | 0 | 0 | 0
00 Ret.Exist_Non-FBC_NoCtrl & DSI & GPM & SCR | 0 | 0 | 0 | 0 | 0 | 0 | 0
00 Ret.Exist_Non-FBC_NoCtrl & DSI & GPM & SCR & DRET | 0 | 0 | 0 | 0 | 0 | 0 | 0
00 Ret.Exist_Non-FBC_NoCtrl & DSI & GPM & SCR & NGC | 0 | 0 | 0 | 0 | 0 | 0 | 0
00 Ret.Exist_Non-FBC_NoCtrl & DSI & GPM & SNCR | 0 | 0 | 0 | 0 | 0 | 0 | 0
00 Ret.Exist_Non-FBC_NoCtrl & DSI & GPM & SNCR & DRET | 0 | 0 | 0 | 0 | 0 | 0 | 0
00 Ret.Exist_Non-FBC_NoCtrl & DSI & GPM & SNCR & NGC | 0 | 0 | 0 | 0 | 0 | 0 | 0
00 Ret.Exist_Non-FBC_NoCtrl & DSI & GPM & WetFGD & SCR & CCS | 0 | 0 | 0 | 0 | 0 | 0 | 0
00 Ret.Exist_Non-FBC_NoCtrl & DSI & NGC | 0 | 0 | 0 | 0 | 0 | 0 | 0
00 Ret.Exist_Non-FBC_NoCtrl & DSI & SCR | 0 | 0 | 0 | 0 | 0 | 0 | 0
00 Ret.Exist_Non-FBC_NoCtrl & DSI & SCR & DRET | 0 | 0 | 0 | 0 | 0 | 0 | 0
00 Ret.Exist_Non-FBC_NoCtrl & DSI & SCR & NGC | 0 | 0 | 0 | 0 | 0 | 0 | 0
00 Ret.Exist_Non-FBC_NoCtrl & DSI & SNCR | 0 | 0 | 0 | 0 | 0 | 0 | 0
00 Ret.Exist_Non-FBC_NoCtrl & DSI & SNCR & DRET | 0 | 0 | 0 | 0 | 0 | 0 | 0
00 Ret.Exist_Non-FBC_NoCtrl & DSI & SNCR & NGC | 0 | 0 | 0 | 0 | 0 | 0 | 0
00 Ret.Exist_Non-FBC_NoCtrl & DSI & WetFGD & SCR & CCS | 0 | 0 | 0 | 0 | 0 | 0 | 0
00 Ret.Exist_Non-FBC_NoCtrl & GPM | 0 | 0 | 0 | 0 | 0 | 0 | 0
00 Ret.Exist_Non-FBC_NoCtrl & GPM & C2G | 0 | 0 | 0 | 0 | 0 | 0 | 0
00 Ret.Exist_Non-FBC_NoCtrl & GPM & C2G & SCR | 0 | 0 | 0 | 0 | 0 | 0 | 0
00 Ret.Exist_Non-FBC_NoCtrl & GPM & DRET | 0 | 0 | 0 | 0 | 0 | 0 | 0
00 Ret.Exist_Non-FBC_NoCtrl & GPM & NGC | 0 | 0 | 0 | 0 | 0 | 0 | 0
00 Ret.Exist_Non-FBC_NoCtrl & GPM & SCR | 0 | 0 | 0 | 0 | 0 | 0 | 0
00 Ret.Exist_Non-FBC_NoCtrl & GPM & SCR & DRET | 0 | 0 | 0 | 0 | 0 | 0 | 0
00 Ret.Exist_Non-FBC_NoCtrl & GPM & SCR & NGC | 0 | 0 | 0 | 0 | 0 | 0 | 0
00 Ret.Exist_Non-FBC_NoCtrl & GPM & SNCR | 0 | 0 | 0 | 0 | 0 | 0 | 0
00 Ret.Exist_Non-FBC_NoCtrl & GPM & SNCR & DRET | 0 | 0 | 0 | 0 | 0 | 0 | 0
00 Ret.Exist_Non-FBC_NoCtrl & GPM & SNCR & NGC | 0 | 0 | 0 | 0 | 0 | 0 | 0
00 Ret.Exist_Non-FBC_NoCtrl & GPM & WetFGD & SCR & CCS | 0 | 0 | 0 | 0 | 0 | 0 | 0
00 Ret.Exist_Non-FBC_NoCtrl & NGC | 0 | 0 | 0 | 0 | 0 | 0 | 0
00 Ret.Exist_Non-FBC_NoCtrl & SCR | 0 | 0 | 0 | 0 | 0 | 0 | 0
00 Ret.Exist_Non-FBC_NoCtrl & SCR & C2G | 0 | 0 | 0 | 0 | 0 | 0 | 0
00 Ret.Exist_Non-FBC_NoCtrl & SCR & DRET | 0 | 0 | 0 | 0 | 0 | 0 | 0
00 Ret.Exist_Non-FBC_NoCtrl & SCR & NGC | 0 | 0 | 0 | 0 | 0 | 0 | 0
00 Ret.Exist_Non-FBC_NoCtrl & SCR & WetFGD & CCS | 0 | 0 | 0 | 0 | 0 | 0 | 0
00 Ret.Exist_Non-FBC_NoCtrl & SNCR | 0 | 0 | 0 | 0 | 0 | 0 | 0
00 Ret.Exist_Non-FBC_NoCtrl & SNCR & C2G | 0 | 0 | 0 | 0 | 0 | 0 | 0
00 Ret.Exist_Non-FBC_NoCtrl & SNCR & DRET | 0 | 0 | 0 | 0 | 0 | 0 | 0
00 Ret.Exist_Non-FBC_NoCtrl & SNCR & NGC | 0 | 0 | 0 | 0 | 0 | 0 | 0
00 Ret.Exist_Non-FBC_SCR_ACI & C2G | 0 | 0 | 0 | 0 | 0 | 0 | 0
00 Ret.Exist_Non-FBC_SCR_ACI & DCCS | 0 | 0 | 0 | 0 | 0 | 0 | 0
00 Ret.Exist_Non-FBC_SCR_ACI & DCCS & WetFGD & CCS | 0 | 0 | 0 | 0 | 0 | 0 | 0
00 Ret.Exist_Non-FBC_SCR_ACI & DRET | 0 | 0 | 0 | 0 | 0 | 0 | 0
00 Ret.Exist_Non-FBC_SCR_ACI & DSI | 0 | 0 | 0 | 0 | 0 | 0 | 0
00 Ret.Exist_Non-FBC_SCR_ACI & DSI & C2G | 0 | 0 | 0 | 0 | 0 | 0 | 0
00 Ret.Exist_Non-FBC_SCR_ACI & DSI & DRET | 0 | 0 | 0 | 0 | 0 | 0 | 0
00 Ret.Exist_Non-FBC_SCR_ACI & DSI & GPM | 0 | 0 | 0 | 0 | 0 | 0 | 0
00 Ret.Exist_Non-FBC_SCR_ACI & DSI & GPM & C2G | 0 | 0 | 0 | 0 | 0 | 0 | 0
00 Ret.Exist_Non-FBC_SCR_ACI & DSI & GPM & DRET | 0 | 0 | 0 | 0 | 0 | 0 | 0
00 Ret.Exist_Non-FBC_SCR_ACI & DSI & GPM & NGC | 0 | 0 | 0 | 0 | 0 | 0 | 0
00 Ret.Exist_Non-FBC_SCR_ACI & DSI & GPM & WetFGD & CCS | 0 | 0 | 0 | 0 | 0 | 0 | 0
00 Ret.Exist_Non-FBC_SCR_ACI & DSI & NGC | 0 | 0 | 0 | 0 | 0 | 0 | 0
00 Ret.Exist_Non-FBC_SCR_ACI & DSI & WetFGD & CCS | 0 | 0 | 0 | 0 | 0 | 0 | 0
00 Ret.Exist_Non-FBC_SCR_ACI & GPM | 0 | 0 | 0 | 0 | 0 | 0 | 0
00 Ret.Exist_Non-FBC_SCR_ACI & GPM & C2G | 0 | 0 | 0 | 0 | 0 | 0 | 0
00 Ret.Exist_Non-FBC_SCR_ACI & GPM & DRET | 0 | 0 | 0 | 0 | 0 | 0 | 0
00 Ret.Exist_Non-FBC_SCR_ACI & GPM & NGC | 0 | 0 | 0 | 0 | 0 | 0 | 0
00 Ret.Exist_Non-FBC_SCR_ACI & GPM & WetFGD & CCS | 0 | 0 | 0 | 0 | 0 | 0 | 0
00 Ret.Exist_Non-FBC_SCR_ACI & NGC | 0 | 0 | 0 | 0 | 0 | 0 | 0
00 Ret.Exist_Non-FBC_SCR_ACI & WetFGD & CCS | 0 | 0 | 0 | 0 | 0 | 0 | 0
00 Ret.Exist_Non-FBC_SCR_ACI_DSI & C2G | 305 | 0 | 0 | 0 | 0 | 0 | 0
00 Ret.Exist_Non-FBC_SCR_ACI_DSI & DCCS | 0 | 0 | 0 | 0 | 0 | 0 | 0
00 Ret.Exist_Non-FBC_SCR_ACI_DSI & DCCS & WetFGD & CCS | 0 | 0 | 0 | 0 | 0 | 0 | 0
00 Ret.Exist_Non-FBC_SCR_ACI_DSI & DRET | 0 | 0 | 0 | 0 | 0 | 0 | 0
00 Ret.Exist_Non-FBC_SCR_ACI_DSI & GPM | 0 | 0 | 0 | 0 | 0 | 0 | 0
00 Ret.Exist_Non-FBC_SCR_ACI_DSI & GPM & C2G | 0 | 0 | 0 | 0 | 0 | 0 | 0
00 Ret.Exist_Non-FBC_SCR_ACI_DSI & GPM & DRET | 0 | 0 | 0 | 0 | 0 | 0 | 0
00 Ret.Exist_Non-FBC_SCR_ACI_DSI & GPM & NGC | 0 | 0 | 0 | 0 | 0 | 0 | 0
00 Ret.Exist_Non-FBC_SCR_ACI_DSI & GPM & WetFGD & CCS | 0 | 0 | 0 | 0 | 0 | 0 | 0
00 Ret.Exist_Non-FBC_SCR_ACI_DSI & NGC | 0 | 0 | 0 | 0 | 0 | 0 | 0
00 Ret.Exist_Non-FBC_SCR_ACI_DSI & WetFGD & CCS | 0 | 0 | 0 | 0 | 0 | 0 | 0
00 Ret.Exist_Non-FBC_SNCR_ACI & C2G | 0 | 0 | 0 | 0 | 0 | 0 | 0
00 Ret.Exist_Non-FBC_SNCR_ACI & C2G & SCR | 0 | 0 | 0 | 0 | 0 | 0 | 0
00 Ret.Exist_Non-FBC_SNCR_ACI & DRET | 0 | 0 | 0 | 0 | 0 | 0 | 0
00 Ret.Exist_Non-FBC_SNCR_ACI & DSI | 0 | 0 | 0 | 0 | 0 | 0 | 0
00 Ret.Exist_Non-FBC_SNCR_ACI & DSI & C2G | 0 | 0 | 0 | 0 | 0 | 0 | 0
00 Ret.Exist_Non-FBC_SNCR_ACI & DSI & C2G & SCR | 0 | 0 | 0 | 0 | 0 | 0 | 0
00 Ret.Exist_Non-FBC_SNCR_ACI & DSI & DRET | 0 | 0 | 0 | 0 | 0 | 0 | 0
00 Ret.Exist_Non-FBC_SNCR_ACI & DSI & NGC | 0 | 0 | 0 | 0 | 0 | 0 | 0
00 Ret.Exist_Non-FBC_SNCR_ACI & DSI & SCR | 0 | 0 | 0 | 0 | 0 | 0 | 0
00 Ret.Exist_Non-FBC_SNCR_ACI & DSI & SCR & DRET | 0 | 0 | 0 | 0 | 0 | 0 | 0
00 Ret.Exist_Non-FBC_SNCR_ACI & DSI & SCR & NGC | 0 | 0 | 0 | 0 | 0 | 0 | 0
00 Ret.Exist_Non-FBC_SNCR_ACI & DSI & WetFGD & SCR & CCS | 0 | 0 | 0 | 0 | 0 | 0 | 0
00 Ret.Exist_Non-FBC_SNCR_ACI & GPM | 0 | 0 | 0 | 0 | 0 | 0 | 0
00 Ret.Exist_Non-FBC_SNCR_ACI & GPM & C2G | 0 | 0 | 0 | 0 | 0 | 0 | 0
00 Ret.Exist_Non-FBC_SNCR_ACI & GPM & C2G & SCR | 0 | 0 | 0 | 0 | 0 | 0 | 0
00 Ret.Exist_Non-FBC_SNCR_ACI & GPM & DRET | 0 | 0 | 0 | 0 | 0 | 0 | 0
00 Ret.Exist_Non-FBC_SNCR_ACI & GPM & NGC | 0 | 0 | 0 | 0 | 0 | 0 | 0
00 Ret.Exist_Non-FBC_SNCR_ACI & GPM & SCR | 0 | 0 | 0 | 0 | 0 | 0 | 0
00 Ret.Exist_Non-FBC_SNCR_ACI & GPM & SCR & DRET | 0 | 0 | 0 | 0 | 0 | 0 | 0
00 Ret.Exist_Non-FBC_SNCR_ACI & GPM & SCR & NGC | 0 | 0 | 0 | 0 | 0 | 0 | 0
00 Ret.Exist_Non-FBC_SNCR_ACI & GPM & WetFGD & SCR & CCS | 0 | 0 | 0 | 0 | 0 | 0 | 0
00 Ret.Exist_Non-FBC_SNCR_ACI & NGC | 0 | 0 | 0 | 0 | 0 | 0 | 0
00 Ret.Exist_Non-FBC_SNCR_ACI & SCR | 0 | 0 | 0 | 0 | 0 | 0 | 0
00 Ret.Exist_Non-FBC_SNCR_ACI & SCR & C2G | 0 | 0 | 0 | 0 | 0 | 0 | 0
00 Ret.Exist_Non-FBC_SNCR_ACI & SCR & DRET | 0 | 0 | 0 | 0 | 0 | 0 | 0
00 Ret.Exist_Non-FBC_SNCR_ACI & SCR & NGC | 0 | 0 | 0 | 0 | 0 | 0 | 0
00 Ret.Exist_Non-FBC_SNCR_ACI & SCR & WetFGD & CCS | 0 | 0 | 0 | 0 | 0 | 0 | 0
00 Ret.Exist_Non-FBC_SNCR_ACI_DSI & C2G | 1033 | 0 | 0 | 0 | 0 | 0 | 0
00 Ret.Exist_Non-FBC_SNCR_ACI_DSI & C2G & SCR | 0 | 535.436 | 0 | 0 | 0 | 0 | 0
00 Ret.Exist_Non-FBC_SNCR_ACI_DSI & DCCS | 0 | 0 | 0 | 0 | 0 | 0 | 0
00 Ret.Exist_Non-FBC_SNCR_ACI_DSI & DCCS & WetFGD & SCR & CCS | 0 | 0 | 0 | 0 | 0 | 0 | 0
00 Ret.Exist_Non-FBC_SNCR_ACI_DSI & DRET | 0 | 0 | 0 | 0 | 0 | 0 | 0
00 Ret.Exist_Non-FBC_SNCR_ACI_DSI & GPM | 0 | 0 | 0 | 0 | 0 | 0 | 0
00 Ret.Exist_Non-FBC_SNCR_ACI_DSI & GPM & C2G | 0 | 0 | 0 | 0 | 0 | 0 | 0
00 Ret.Exist_Non-FBC_SNCR_ACI_DSI & GPM & C2G & SCR | 0 | 0 | 0 | 0 | 0 | 0 | 0
00 Ret.Exist_Non-FBC_SNCR_ACI_DSI & GPM & DRET | 0 | 0 | 0 | 0 | 0 | 0 | 0
00 Ret.Exist_Non-FBC_SNCR_ACI_DSI & GPM & NGC | 0 | 0 | 0 | 0 | 0 | 0 | 0
00 Ret.Exist_Non-FBC_SNCR_ACI_DSI & GPM & SCR | 0 | 0 | 0 | 0 | 0 | 0 | 0
00 Ret.Exist_Non-FBC_SNCR_ACI_DSI & GPM & SCR & DRET | 0 | 0 | 0 | 0 | 0 | 0 | 0
00 Ret.Exist_Non-FBC_SNCR_ACI_DSI & GPM & SCR & NGC | 0 | 0 | 0 | 0 | 0 | 0 | 0
00 Ret.Exist_Non-FBC_SNCR_ACI_DSI & GPM & WetFGD & SCR & CCS | 0 | 0 | 0 | 0 | 0 | 0 | 0
00 Ret.Exist_Non-FBC_SNCR_ACI_DSI & NGC | 0 | 0 | 0 | 0 | 0 | 0 | 0
00 Ret.Exist_Non-FBC_SNCR_ACI_DSI & SCR | 0 | 0 | 0 | 0 | 0 | 0 | 0
00 Ret.Exist_Non-FBC_SNCR_ACI_DSI & SCR & C2G | 0 | 0 | 0 | 0 | 0 | 0 | 0
00 Ret.Exist_Non-FBC_SNCR_ACI_DSI & SCR & DRET | 0 | 0 | 0 | 0 | 0 | 0 | 0
00 Ret.Exist_Non-FBC_SNCR_ACI_DSI & SCR & NGC | 0 | 0 | 0 | 0 | 0 | 0 | 0
00 Ret.Exist_Non-FBC_SNCR_ACI_DSI & SCR & WetFGD & CCS | 0 | 0 | 0 | 0 | 0 | 0 | 0
00 Ret.Exist_Non-FBC_WetFGD & ACI | 0 | 0 | 0 | 0 | 0 | 0 | 0
00 Ret.Exist_Non-FBC_WetFGD & ACI & C2G | 0 | 0 | 0 | 0 | 0 | 0 | 0
00 Ret.Exist_Non-FBC_WetFGD & ACI & C2G & SCR | 0 | 0 | 0 | 0 | 0 | 0 | 0
00 Ret.Exist_Non-FBC_WetFGD & ACI & DRET | 0 | 0 | 0 | 0 | 0 | 0 | 0
00 Ret.Exist_Non-FBC_WetFGD & ACI & GPM | 0 | 0 | 0 | 0 | 0 | 0 | 0
00 Ret.Exist_Non-FBC_WetFGD & ACI & GPM & C2G | 0 | 0 | 0 | 0 | 0 | 0 | 0
00 Ret.Exist_Non-FBC_WetFGD & ACI & GPM & C2G & SCR | 0 | 0 | 0 | 0 | 0 | 0 | 0
00 Ret.Exist_Non-FBC_WetFGD & ACI & GPM & DRET | 0 | 0 | 0 | 0 | 0 | 0 | 0
00 Ret.Exist_Non-FBC_WetFGD & ACI & GPM & NGC | 0 | 0 | 0 | 0 | 0 | 0 | 0
00 Ret.Exist_Non-FBC_WetFGD & ACI & GPM & SCR | 0 | 0 | 0 | 0 | 0 | 0 | 0
00 Ret.Exist_Non-FBC_WetFGD & ACI & GPM & SCR & CCS | 0 | 0 | 0 | 0 | 0 | 0 | 0
00 Ret.Exist_Non-FBC_WetFGD & ACI & GPM & SCR & DRET | 0 | 0 | 0 | 0 | 0 | 0 | 0
00 Ret.Exist_Non-FBC_WetFGD & ACI & GPM & SCR & NGC | 0 | 0 | 0 | 0 | 0 | 0 | 0
00 Ret.Exist_Non-FBC_WetFGD & ACI & GPM & SNCR | 0 | 0 | 0 | 0 | 0 | 0 | 0
00 Ret.Exist_Non-FBC_WetFGD & ACI & GPM & SNCR & DRET | 0 | 0 | 0 | 0 | 0 | 0 | 0
00 Ret.Exist_Non-FBC_WetFGD & ACI & GPM & SNCR & NGC | 0 | 0 | 0 | 0 | 0 | 0 | 0
00 Ret.Exist_Non-FBC_WetFGD & ACI & NGC | 0 | 0 | 0 | 0 | 0 | 0 | 0
00 Ret.Exist_Non-FBC_WetFGD & ACI & SCR | 0 | 0 | 0 | 0 | 0 | 0 | 0
00 Ret.Exist_Non-FBC_WetFGD & ACI & SCR & CCS | 0 | 0 | 0 | 0 | 0 | 0 | 0
00 Ret.Exist_Non-FBC_WetFGD & ACI & SCR & DRET | 0 | 0 | 0 | 0 | 0 | 0 | 0
00 Ret.Exist_Non-FBC_WetFGD & ACI & SCR & NGC | 0 | 0 | 0 | 0 | 0 | 0 | 0
00 Ret.Exist_Non-FBC_WetFGD & ACI & SNCR | 0 | 0 | 0 | 0 | 0 | 0 | 0
00 Ret.Exist_Non-FBC_WetFGD & ACI & SNCR & DRET | 0 | 0 | 0 | 0 | 0 | 0 | 0
00 Ret.Exist_Non-FBC_WetFGD & ACI & SNCR & NGC | 0 | 0 | 0 | 0 | 0 | 0 | 0
00 Ret.Exist_Non-FBC_WetFGD & C2G | 0 | 0 | 0 | 0 | 0 | 0 | 0
00 Ret.Exist_Non-FBC_WetFGD & C2G & SCR | 0 | 0 | 0 | 0 | 0 | 0 | 0
00 Ret.Exist_Non-FBC_WetFGD & DRET | 0 | 0 | 0 | 0 | 0 | 0 | 0
00 Ret.Exist_Non-FBC_WetFGD & DCCS | 0 | 0 | 0 | 0 | 0 | 0 | 0
00 Ret.Exist_Non-FBC_WetFGD & DCCS & SCR & CCS | 0 | 0 | 0 | 0 | 0 | 0 | 0
00 Ret.Exist_Non-FBC_WetFGD & GPM | 0 | 0 | 0 | 0 | 0 | 0 | 0
00 Ret.Exist_Non-FBC_WetFGD & GPM & C2G | 0 | 0 | 0 | 0 | 0 | 0 | 0
00 Ret.Exist_Non-FBC_WetFGD & GPM & C2G & SCR | 0 | 0 | 0 | 0 | 0 | 0 | 0
00 Ret.Exist_Non-FBC_WetFGD & GPM & DRET | 0 | 0 | 0 | 0 | 0 | 0 | 0
00 Ret.Exist_Non-FBC_WetFGD & GPM & NGC | 0 | 0 | 0 | 0 | 0 | 0 | 0
00 Ret.Exist_Non-FBC_WetFGD & GPM & SCR | 0 | 0 | 0 | 0 | 0 | 0 | 0
00 Ret.Exist_Non-FBC_WetFGD & GPM & SCR & CCS | 0 | 0 | 0 | 0 | 0 | 0 | 0
00 Ret.Exist_Non-FBC_WetFGD & GPM & SCR & DRET | 0 | 0 | 0 | 0 | 0 | 0 | 0
00 Ret.Exist_Non-FBC_WetFGD & GPM & SCR & NGC | 0 | 0 | 0 | 0 | 0 | 0 | 0
00 Ret.Exist_Non-FBC_WetFGD & GPM & SNCR | 0 | 0 | 0 | 0 | 0 | 0 | 0
00 Ret.Exist_Non-FBC_WetFGD & GPM & SNCR & DRET | 0 | 0 | 0 | 0 | 0 | 0 | 0
00 Ret.Exist_Non-FBC_WetFGD & GPM & SNCR & NGC | 0 | 0 | 0 | 0 | 0 | 0 | 0
00 Ret.Exist_Non-FBC_WetFGD & NGC | 0 | 0 | 0 | 0 | 0 | 0 | 0
00 Ret.Exist_Non-FBC_WetFGD & SCR | 0 | 188.8816 | 0 | 0 | 0 | 0 | 0
00 Ret.Exist_Non-FBC_WetFGD & SCR & C2G | 0 | 0 | 0 | 0 | 0 | 0 | 0
00 Ret.Exist_Non-FBC_WetFGD & SCR & CCS | 0 | 0 | 0 | 0 | 0 | 0 | 0
00 Ret.Exist_Non-FBC_WetFGD & SCR & DRET | 0 | 0 | 0 | 0 | 0 | 0 | 0
00 Ret.Exist_Non-FBC_WetFGD & SCR & NGC | 0 | 0 | 0 | 0 | 0 | 0 | 0
00 Ret.Exist_Non-FBC_WetFGD & SNCR | 0 | 0 | 0 | 0 | 0 | 0 | 0
00 Ret.Exist_Non-FBC_WetFGD & SNCR & C2G | 0 | 0 | 0 | 0 | 0 | 0 | 0
00 Ret.Exist_Non-FBC_WetFGD & SNCR & DRET | 0 | 0 | 0 | 0 | 0 | 0 | 0
00 Ret.Exist_Non-FBC_WetFGD & SNCR & NGC | 0 | 0 | 0 | 0 | 0 | 0 | 0
00 Ret.Exist_Non-FBC_WetFGD_ACI & C2G | 1070 | 0 | 0 | 0 | 0 | 0 | 0
00 Ret.Exist_Non-FBC_WetFGD_ACI & C2G & SCR | 0 | 0 | 0 | 0 | 0 | 0 | 0
00 Ret.Exist_Non-FBC_WetFGD_ACI & DCCS | 0 | 0 | 0 | 0 | 0 | 0 | 0
00 Ret.Exist_Non-FBC_WetFGD_ACI & DCCS & SCR & CCS | 0 | 0 | 0 | 0 | 0 | 0 | 0
00 Ret.Exist_Non-FBC_WetFGD_ACI & DRET | 0 | 0 | 0 | 0 | 0 | 0 | 0
00 Ret.Exist_Non-FBC_WetFGD_ACI & GPM | 1465.156 | 0 | 0 | 0 | 0 | 0 | 0
00 Ret.Exist_Non-FBC_WetFGD_ACI & GPM & C2G | 0 | 0 | 0 | 0 | 0 | 0 | 0
00 Ret.Exist_Non-FBC_WetFGD_ACI & GPM & C2G & SCR | 0 | 0 | 0 | 0 | 0 | 0 | 0
00 Ret.Exist_Non-FBC_WetFGD_ACI & GPM & DRET | 0 | 0 | 0 | 0 | 0 | 0 | 0
00 Ret.Exist_Non-FBC_WetFGD_ACI & GPM & NGC | 0 | 0 | 0 | 0 | 0 | 0 | 0
00 Ret.Exist_Non-FBC_WetFGD_ACI & GPM & SCR | 0 | 0 | 0 | 0 | 0 | 0 | 0
00 Ret.Exist_Non-FBC_WetFGD_ACI & GPM & SCR & CCS | 0 | 0 | 2.5074 | 0 | 0 | 0 | 0
00 Ret.Exist_Non-FBC_WetFGD_ACI & GPM & SCR & DRET | 0 | 0 | 0 | 0 | 0 | 0 | 0
00 Ret.Exist_Non-FBC_WetFGD_ACI & GPM & SCR & NGC | 0 | 0 | 0 | 0 | 0 | 0 | 0
00 Ret.Exist_Non-FBC_WetFGD_ACI & GPM & SNCR | 0 | 0 | 0 | 0 | 0 | 0 | 0
00 Ret.Exist_Non-FBC_WetFGD_ACI & GPM & SNCR & DRET | 0 | 0 | 0 | 0 | 0 | 0 | 0
00 Ret.Exist_Non-FBC_WetFGD_ACI & GPM & SNCR & NGC | 0 | 0 | 0 | 0 | 0 | 0 | 0
00 Ret.Exist_Non-FBC_WetFGD_ACI & NGC | 0 | 0 | 0 | 0 | 0 | 0 | 0
00 Ret.Exist_Non-FBC_WetFGD_ACI & SCR | 0 | 961.9786 | 1135.4302 | 0 | 0 | 0 | 0
00 Ret.Exist_Non-FBC_WetFGD_ACI & SCR & C2G | 0 | 0 | 0 | 0 | 0 | 0 | 0
00 Ret.Exist_Non-FBC_WetFGD_ACI & SCR & CCS | 0 | 0 | 1411.6726 | 0 | 0 | 0 | 0
00 Ret.Exist_Non-FBC_WetFGD_ACI & SCR & DRET | 0 | 0 | 0 | 0 | 0 | 0 | 0
00 Ret.Exist_Non-FBC_WetFGD_ACI & SCR & NGC | 0 | 0 | 0 | 0 | 0 | 0 | 0
00 Ret.Exist_Non-FBC_WetFGD_ACI & SNCR | 0 | 0 | 0 | 0 | 0 | 0 | 0
00 Ret.Exist_Non-FBC_WetFGD_ACI & SNCR & C2G | 0 | 0 | 0 | 0 | 0 | 0 | 0
00 Ret.Exist_Non-FBC_WetFGD_ACI & SNCR & DRET | 0 | 0 | 0 | 0 | 0 | 0 | 0
00 Ret.Exist_Non-FBC_WetFGD_ACI & SNCR & NGC | 0 | 0 | 0 | 0 | 0 | 0 | 0
00 Ret.Exist_Non-FBC_WetFGD_ACI_DSI & C2G | 530 | 0 | 0 | 0 | 0 | 0 | 0
00 Ret.Exist_Non-FBC_WetFGD_ACI_DSI & C2G & SCR | 0 | 0 | 0 | 0 | 0 | 0 | 0
00 Ret.Exist_Non-FBC_WetFGD_ACI_DSI & DCCS | 0 | 0 | 0 | 0 | 0 | 0 | 0
00 Ret.Exist_Non-FBC_WetFGD_ACI_DSI & DCCS & SCR & CCS | 0 | 0 | 0 | 0 | 0 | 0 | 0
00 Ret.Exist_Non-FBC_WetFGD_ACI_DSI & DRET | 0 | 0 | 0 | 0 | 0 | 0 | 0
00 Ret.Exist_Non-FBC_WetFGD_ACI_DSI & GPM | 0 | 0 | 0 | 0 | 0 | 0 | 0
00 Ret.Exist_Non-FBC_WetFGD_ACI_DSI & GPM & C2G | 0 | 0 | 0 | 0 | 0 | 0 | 0
00 Ret.Exist_Non-FBC_WetFGD_ACI_DSI & GPM & C2G & SCR | 0 | 0 | 0 | 0 | 0 | 0 | 0
00 Ret.Exist_Non-FBC_WetFGD_ACI_DSI & GPM & DRET | 0 | 0 | 0 | 0 | 0 | 0 | 0
00 Ret.Exist_Non-FBC_WetFGD_ACI_DSI & GPM & NGC | 0 | 0 | 0 | 0 | 0 | 0 | 0
00 Ret.Exist_Non-FBC_WetFGD_ACI_DSI & GPM & SCR | 0 | 0 | 0 | 0 | 0 | 0 | 0
00 Ret.Exist_Non-FBC_WetFGD_ACI_DSI & GPM & SCR & CCS | 0 | 0 | 0 | 0 | 0 | 0 | 0
00 Ret.Exist_Non-FBC_WetFGD_ACI_DSI & GPM & SCR & DRET | 0 | 0 | 0 | 0 | 0 | 0 | 0
00 Ret.Exist_Non-FBC_WetFGD_ACI_DSI & GPM & SCR & NGC | 0 | 0 | 0 | 0 | 0 | 0 | 0
00 Ret.Exist_Non-FBC_WetFGD_ACI_DSI & GPM & SNCR | 0 | 0 | 0 | 0 | 0 | 0 | 0
00 Ret.Exist_Non-FBC_WetFGD_ACI_DSI & GPM & SNCR & DRET | 0 | 0 | 0 | 0 | 0 | 0 | 0
00 Ret.Exist_Non-FBC_WetFGD_ACI_DSI & GPM & SNCR & NGC | 0 | 0 | 0 | 0 | 0 | 0 | 0
00 Ret.Exist_Non-FBC_WetFGD_ACI_DSI & NGC | 0 | 0 | 0 | 0 | 0 | 0 | 0
00 Ret.Exist_Non-FBC_WetFGD_ACI_DSI & SCR | 0 | 0 | 0 | 0 | 0 | 0 | 0
00 Ret.Exist_Non-FBC_WetFGD_ACI_DSI & SCR & C2G | 0 | 0 | 0 | 0 | 0 | 0 | 0
00 Ret.Exist_Non-FBC_WetFGD_ACI_DSI & SCR & CCS | 0 | 0 | 0 | 0 | 0 | 0 | 0
00 Ret.Exist_Non-FBC_WetFGD_ACI_DSI & SCR & DRET | 0 | 0 | 0 | 0 | 0 | 0 | 0
00 Ret.Exist_Non-FBC_WetFGD_ACI_DSI & SCR & NGC | 0 | 0 | 0 | 0 | 0 | 0 | 0
00 Ret.Exist_Non-FBC_WetFGD_ACI_DSI & SNCR | 0 | 0 | 0 | 0 | 0 | 0 | 0
00 Ret.Exist_Non-FBC_WetFGD_ACI_DSI & SNCR & C2G | 0 | 0 | 0 | 0 | 0 | 0 | 0
00 Ret.Exist_Non-FBC_WetFGD_ACI_DSI & SNCR & DRET | 0 | 0 | 0 | 0 | 0 | 0 | 0
00 Ret.Exist_Non-FBC_WetFGD_ACI_DSI & SNCR & NGC | 0 | 0 | 0 | 0 | 0 | 0 | 0
00 Ret.Exist_Non-FBC_WetFGD_SCR & ACI | 0 | 0 | 0 | 0 | 0 | 0 | 0
00 Ret.Exist_Non-FBC_WetFGD_SCR & ACI & C2G | 0 | 0 | 0 | 0 | 0 | 0 | 0
00 Ret.Exist_Non-FBC_WetFGD_SCR & ACI & CCS | 0 | 0 | 0 | 0 | 0 | 0 | 0
00 Ret.Exist_Non-FBC_WetFGD_SCR & DCCS | 0 | 0 | 0 | 0 | 0 | 0 | 0
00 Ret.Exist_Non-FBC_WetFGD_SCR & DCCS & CCS | 0 | 0 | 0 | 0 | 0 | 0 | 0
00 Ret.Exist_Non-FBC_WetFGD_SCR & ACI & DRET | 0 | 0 | 0 | 0 | 0 | 0 | 0
00 Ret.Exist_Non-FBC_WetFGD_SCR & ACI & GPM | 0 | 0 | 0 | 0 | 0 | 0 | 0
00 Ret.Exist_Non-FBC_WetFGD_SCR & ACI & GPM & C2G | 0 | 0 | 0 | 0 | 0 | 0 | 0
00 Ret.Exist_Non-FBC_WetFGD_SCR & ACI & GPM & CCS | 0 | 0 | 0 | 0 | 0 | 0 | 0
00 Ret.Exist_Non-FBC_WetFGD_SCR & ACI & GPM & DRET | 0 | 0 | 0 | 0 | 0 | 0 | 0
00 Ret.Exist_Non-FBC_WetFGD_SCR & ACI & GPM & NGC | 0 | 0 | 0 | 0 | 0 | 0 | 0
00 Ret.Exist_Non-FBC_WetFGD_SCR & ACI & NGC | 0 | 0 | 0 | 0 | 0 | 0 | 0
00 Ret.Exist_Non-FBC_WetFGD_SCR & C2G | 40.1306 | 0 | 1259 | 0 | 0 | 0 | 0
00 Ret.Exist_Non-FBC_WetFGD_SCR & CCS | 0 | 8.2805 | 2037.9792 | 0 | 0 | 0 | 0
00 Ret.Exist_Non-FBC_WetFGD_SCR & DRET | 0 | 0 | 0 | 0 | 0 | 0 | 0
00 Ret.Exist_Non-FBC_WetFGD_SCR & GPM | 4395 | 0 | 0 | 0 | 0 | 0 | 0
00 Ret.Exist_Non-FBC_WetFGD_SCR & GPM & C2G | 0 | 0 | 0 | 0 | 0 | 0 | 0
00 Ret.Exist_Non-FBC_WetFGD_SCR & GPM & CCS | 0 | 0 | 759.3558 | 0 | 0 | 0 | 0
00 Ret.Exist_Non-FBC_WetFGD_SCR & GPM & DRET | 0 | 0 | 0 | 0 | 0 | 0 | 0
00 Ret.Exist_Non-FBC_WetFGD_SCR & GPM & NGC | 0 | 0 | 0 | 0 | 0 | 0 | 0
00 Ret.Exist_Non-FBC_WetFGD_SCR & NGC | 0 | 0 | 0 | 0 | 0 | 0 | 0
00 Ret.Exist_Non-FBC_WetFGD_SCR_ACI & C2G | 1617 | 0 | 0 | 0 | 0 | 0 | 0
00 Ret.Exist_Non-FBC_WetFGD_SCR_ACI & CCS | 0 | 0 | 2689.7178 | 0 | 0 | 0 | 0
00 Ret.Exist_Non-FBC_WetFGD_SCR_ACI & DCCS | 0 | 0 | 0 | 0 | 0 | 0 | 0
00 Ret.Exist_Non-FBC_WetFGD_SCR_ACI & DCCS & CCS | 0 | 0 | 0 | 0 | 0 | 0 | 0
00 Ret.Exist_Non-FBC_WetFGD_SCR_ACI & DRET | 0 | 0 | 0 | 0 | 0 | 0 | 0
00 Ret.Exist_Non-FBC_WetFGD_SCR_ACI & GPM | 523 | 0 | 0 | 0 | 0 | 0 | 0
00 Ret.Exist_Non-FBC_WetFGD_SCR_ACI & GPM & C2G | 0 | 0 | 0 | 0 | 0 | 0 | 0
00 Ret.Exist_Non-FBC_WetFGD_SCR_ACI & GPM & CCS | 0 | 0 | 0 | 0 | 0 | 0 | 0
00 Ret.Exist_Non-FBC_WetFGD_SCR_ACI & GPM & DRET | 0 | 0 | 0 | 0 | 0 | 0 | 0
00 Ret.Exist_Non-FBC_WetFGD_SCR_ACI & GPM & NGC | 0 | 0 | 0 | 0 | 0 | 0 | 0
00 Ret.Exist_Non-FBC_WetFGD_SCR_ACI & NGC | 0 | 0 | 0 | 0 | 0 | 0 | 0
00 Ret.Exist_Non-FBC_WetFGD_SCR_ACI_DSI & C2G | 2071 | 0 | 0 | 0 | 0 | 0 | 0
00 Ret.Exist_Non-FBC_WetFGD_SCR_ACI_DSI & CCS | 0 | 0 | 1525.7794 | 0 | 0 | 0 | 0
00 Ret.Exist_Non-FBC_WetFGD_SCR_ACI_DSI & DCCS | 0 | 0 | 0 | 0 | 0 | 0 | 0
00 Ret.Exist_Non-FBC_WetFGD_SCR_ACI_DSI & DCCS & CCS | 0 | 0 | 0 | 0 | 0 | 0 | 0
00 Ret.Exist_Non-FBC_WetFGD_SCR_ACI_DSI & DRET | 0 | 0 | 0 | 0 | 0 | 0 | 0
00 Ret.Exist_Non-FBC_WetFGD_SCR_ACI_DSI & GPM | 894 | 0 | 0 | 0 | 0 | 0 | 0
00 Ret.Exist_Non-FBC_WetFGD_SCR_ACI_DSI & GPM & C2G | 0 | 0 | 0 | 0 | 0 | 0 | 0
00 Ret.Exist_Non-FBC_WetFGD_SCR_ACI_DSI & GPM & CCS | 0 | 0 | 279.973 | 0 | 0 | 0 | 0
00 Ret.Exist_Non-FBC_WetFGD_SCR_ACI_DSI & GPM & DRET | 0 | 0 | 0 | 0 | 0 | 0 | 0
00 Ret.Exist_Non-FBC_WetFGD_SCR_ACI_DSI & GPM & NGC | 0 | 0 | 0 | 0 | 0 | 0 | 0
00 Ret.Exist_Non-FBC_WetFGD_SCR_ACI_DSI & NGC | 0 | 0 | 0 | 0 | 0 | 0 | 0
00 Ret.Exist_Non-FBC_WetFGD_SCR_DSI & ACI | 0 | 0 | 0 | 0 | 0 | 0 | 0
00 Ret.Exist_Non-FBC_WetFGD_SCR_DSI & ACI & C2G | 0 | 0 | 0 | 0 | 0 | 0 | 0
00 Ret.Exist_Non-FBC_WetFGD_SCR_DSI & ACI & CCS | 0 | 0 | 0 | 0 | 0 | 0 | 0
00 Ret.Exist_Non-FBC_WetFGD_SCR_DSI & ACI & DRET | 0 | 0 | 0 | 0 | 0 | 0 | 0
00 Ret.Exist_Non-FBC_WetFGD_SCR_DSI & ACI & GPM | 0 | 0 | 0 | 0 | 0 | 0 | 0
00 Ret.Exist_Non-FBC_WetFGD_SCR_DSI & ACI & GPM & C2G | 0 | 0 | 0 | 0 | 0 | 0 | 0
00 Ret.Exist_Non-FBC_WetFGD_SCR_DSI & ACI & GPM & CCS | 0 | 0 | 0 | 0 | 0 | 0 | 0
00 Ret.Exist_Non-FBC_WetFGD_SCR_DSI & ACI & GPM & DRET | 0 | 0 | 0 | 0 | 0 | 0 | 0
00 Ret.Exist_Non-FBC_WetFGD_SCR_DSI & ACI & GPM & NGC | 0 | 0 | 0 | 0 | 0 | 0 | 0
00 Ret.Exist_Non-FBC_WetFGD_SCR_DSI & ACI & NGC | 0 | 0 | 0 | 0 | 0 | 0 | 0
00 Ret.Exist_Non-FBC_WetFGD_SCR_DSI & C2G | 1971 | 0 | 0 | 0 | 0 | 0 | 0
00 Ret.Exist_Non-FBC_WetFGD_SCR_DSI & CCS | 0 | 0 | 0 | 0 | 0 | 0 | 0
00 Ret.Exist_Non-FBC_WetFGD_SCR_DSI & DCCS | 0 | 0 | 0 | 0 | 0 | 0 | 0
00 Ret.Exist_Non-FBC_WetFGD_SCR_DSI & DCCS & CCS | 0 | 0 | 0 | 0 | 0 | 0 | 0
00 Ret.Exist_Non-FBC_WetFGD_SCR_DSI & DRET | 0 | 0 | 0 | 0 | 0 | 0 | 0
00 Ret.Exist_Non-FBC_WetFGD_SCR_DSI & GPM | 0 | 0 | 0 | 0 | 0 | 0 | 0
00 Ret.Exist_Non-FBC_WetFGD_SCR_DSI & GPM & C2G | 0 | 0 | 0 | 0 | 0 | 0 | 0
00 Ret.Exist_Non-FBC_WetFGD_SCR_DSI & GPM & CCS | 0 | 0 | 0 | 0 | 0 | 0 | 0
00 Ret.Exist_Non-FBC_WetFGD_SCR_DSI & GPM & DRET | 0 | 0 | 0 | 0 | 0 | 0 | 0
00 Ret.Exist_Non-FBC_WetFGD_SCR_DSI & GPM & NGC | 0 | 0 | 0 | 0 | 0 | 0 | 0
00 Ret.Exist_Non-FBC_WetFGD_SCR_DSI & NGC | 0 | 0 | 0 | 0 | 0 | 0 | 0
00 Ret.Exist_Non-FBC_WetFGD_SNCR & ACI | 0 | 0 | 0 | 0 | 0 | 0 | 0
00 Ret.Exist_Non-FBC_WetFGD_SNCR & ACI & C2G | 0 | 0 | 0 | 0 | 0 | 0 | 0
00 Ret.Exist_Non-FBC_WetFGD_SNCR & ACI & C2G & SCR | 0 | 0 | 0 | 0 | 0 | 0 | 0
00 Ret.Exist_Non-FBC_WetFGD_SNCR & ACI & DRET | 0 | 0 | 0 | 0 | 0 | 0 | 0
00 Ret.Exist_Non-FBC_WetFGD_SNCR & ACI & GPM | 0 | 0 | 0 | 0 | 0 | 0 | 0
00 Ret.Exist_Non-FBC_WetFGD_SNCR & ACI & GPM & C2G | 0 | 0 | 0 | 0 | 0 | 0 | 0
00 Ret.Exist_Non-FBC_WetFGD_SNCR & ACI & GPM & C2G & SCR | 0 | 0 | 0 | 0 | 0 | 0 | 0
00 Ret.Exist_Non-FBC_WetFGD_SNCR & ACI & GPM & DRET | 0 | 0 | 0 | 0 | 0 | 0 | 0
00 Ret.Exist_Non-FBC_WetFGD_SNCR & ACI & GPM & NGC | 0 | 0 | 0 | 0 | 0 | 0 | 0
00 Ret.Exist_Non-FBC_WetFGD_SNCR & ACI & GPM & SCR | 0 | 0 | 0 | 0 | 0 | 0 | 0
00 Ret.Exist_Non-FBC_WetFGD_SNCR & ACI & GPM & SCR & CCS | 0 | 0 | 0 | 0 | 0 | 0 | 0
00 Ret.Exist_Non-FBC_WetFGD_SNCR & ACI & GPM & SCR & DRET | 0 | 0 | 0 | 0 | 0 | 0 | 0
00 Ret.Exist_Non-FBC_WetFGD_SNCR & ACI & GPM & SCR & NGC | 0 | 0 | 0 | 0 | 0 | 0 | 0
00 Ret.Exist_Non-FBC_WetFGD_SNCR & ACI & NGC | 0 | 0 | 0 | 0 | 0 | 0 | 0
00 Ret.Exist_Non-FBC_WetFGD_SNCR & ACI & SCR | 0 | 0 | 0 | 0 | 0 | 0 | 0
00 Ret.Exist_Non-FBC_WetFGD_SNCR & ACI & SCR & CCS | 0 | 0 | 0 | 0 | 0 | 0 | 0
00 Ret.Exist_Non-FBC_WetFGD_SNCR & ACI & SCR & DRET | 0 | 0 | 0 | 0 | 0 | 0 | 0
00 Ret.Exist_Non-FBC_WetFGD_SNCR & ACI & SCR & NGC | 0 | 0 | 0 | 0 | 0 | 0 | 0
00 Ret.Exist_Non-FBC_WetFGD_SNCR & C2G | 0 | 0 | 0 | 0 | 0 | 0 | 0
00 Ret.Exist_Non-FBC_WetFGD_SNCR & C2G & SCR | 0 | 0 | 0 | 0 | 0 | 0 | 0
00 Ret.Exist_Non-FBC_WetFGD_SNCR & DCCS | 0 | 0 | 0 | 0 | 0 | 0 | 0
00 Ret.Exist_Non-FBC_WetFGD_SNCR & DCCS & SCR & CCS | 0 | 0 | 0 | 0 | 0 | 0 | 0
00 Ret.Exist_Non-FBC_WetFGD_SNCR & DRET | 0 | 0 | 0 | 0 | 0 | 0 | 0
00 Ret.Exist_Non-FBC_WetFGD_SNCR & GPM | 0 | 0 | 0 | 0 | 0 | 0 | 0
00 Ret.Exist_Non-FBC_WetFGD_SNCR & GPM & C2G | 0 | 0 | 0 | 0 | 0 | 0 | 0
00 Ret.Exist_Non-FBC_WetFGD_SNCR & GPM & C2G & SCR | 0 | 0 | 0 | 0 | 0 | 0 | 0
00 Ret.Exist_Non-FBC_WetFGD_SNCR & GPM & DRET | 0 | 0 | 0 | 0 | 0 | 0 | 0
00 Ret.Exist_Non-FBC_WetFGD_SNCR & GPM & NGC | 0 | 0 | 0 | 0 | 0 | 0 | 0
00 Ret.Exist_Non-FBC_WetFGD_SNCR & GPM & SCR | 0 | 0 | 0 | 0 | 0 | 0 | 0
00 Ret.Exist_Non-FBC_WetFGD_SNCR & GPM & SCR & CCS | 0 | 0 | 0 | 0 | 0 | 0 | 0
00 Ret.Exist_Non-FBC_WetFGD_SNCR & GPM & SCR & DRET | 0 | 0 | 0 | 0 | 0 | 0 | 0
00 Ret.Exist_Non-FBC_WetFGD_SNCR & GPM & SCR & NGC | 0 | 0 | 0 | 0 | 0 | 0 | 0
00 Ret.Exist_Non-FBC_WetFGD_SNCR & NGC | 0 | 0 | 0 | 0 | 0 | 0 | 0
00 Ret.Exist_Non-FBC_WetFGD_SNCR & SCR | 0 | 0 | 0 | 0 | 0 | 0 | 0
00 Ret.Exist_Non-FBC_WetFGD_SNCR & SCR & C2G | 0 | 0 | 0 | 0 | 0 | 0 | 0
00 Ret.Exist_Non-FBC_WetFGD_SNCR & SCR & CCS | 0 | 0 | 0 | 0 | 0 | 0 | 0
00 Ret.Exist_Non-FBC_WetFGD_SNCR & SCR & DRET | 0 | 0 | 0 | 0 | 0 | 0 | 0
00 Ret.Exist_Non-FBC_WetFGD_SNCR & SCR & NGC | 0 | 0 | 0 | 0 | 0 | 0 | 0
00 Ret.Exist_Non-FBC_WetFGD_SNCR_ACI & C2G | 0 | 0 | 0 | 0 | 0 | 0 | 0
00 Ret.Exist_Non-FBC_WetFGD_SNCR_ACI & C2G & SCR | 0 | 0 | 0 | 0 | 0 | 0 | 0
00 Ret.Exist_Non-FBC_WetFGD_SNCR_ACI & DCCS | 0 | 0 | 0 | 0 | 0 | 0 | 0
00 Ret.Exist_Non-FBC_WetFGD_SNCR_ACI & DCCS & SCR & CCS | 0 | 0 | 0 | 0 | 0 | 0 | 0
00 Ret.Exist_Non-FBC_WetFGD_SNCR_ACI & DRET | 0 | 0 | 0 | 0 | 0 | 0 | 0
00 Ret.Exist_Non-FBC_WetFGD_SNCR_ACI & GPM | 447 | 0 | 0 | 0 | 0 | 0 | 0
00 Ret.Exist_Non-FBC_WetFGD_SNCR_ACI & GPM & C2G | 0 | 0 | 0 | 0 | 0 | 0 | 0
00 Ret.Exist_Non-FBC_WetFGD_SNCR_ACI & GPM & C2G & SCR | 0 | 0 | 0 | 0 | 0 | 0 | 0
00 Ret.Exist_Non-FBC_WetFGD_SNCR_ACI & GPM & DRET | 0 | 0 | 0 | 0 | 0 | 0 | 0
00 Ret.Exist_Non-FBC_WetFGD_SNCR_ACI & GPM & NGC | 0 | 0 | 0 | 0 | 0 | 0 | 0
00 Ret.Exist_Non-FBC_WetFGD_SNCR_ACI & GPM & SCR | 0 | 0 | 0 | 0 | 0 | 0 | 0
00 Ret.Exist_Non-FBC_WetFGD_SNCR_ACI & GPM & SCR & CCS | 0 | 72.5055 | 210.2783 | 0 | 0 | 0 | 0
00 Ret.Exist_Non-FBC_WetFGD_SNCR_ACI & GPM & SCR & DRET | 0 | 0 | 0 | 0 | 0 | 0 | 0
00 Ret.Exist_Non-FBC_WetFGD_SNCR_ACI & GPM & SCR & NGC | 0 | 0 | 0 | 0 | 0 | 0 | 0
00 Ret.Exist_Non-FBC_WetFGD_SNCR_ACI & NGC | 0 | 0 | 0 | 0 | 0 | 0 | 0
00 Ret.Exist_Non-FBC_WetFGD_SNCR_ACI & SCR | 66.9093 | 0 | 0 | 0 | 0 | 0 | 0
00 Ret.Exist_Non-FBC_WetFGD_SNCR_ACI & SCR & C2G | 0 | 0 | 0 | 0 | 0 | 0 | 0
00 Ret.Exist_Non-FBC_WetFGD_SNCR_ACI & SCR & CCS | 0 | 0 | 0 | 0 | 0 | 0 | 0
00 Ret.Exist_Non-FBC_WetFGD_SNCR_ACI & SCR & DRET | 0 | 0 | 0 | 0 | 0 | 0 | 0
00 Ret.Exist_Non-FBC_WetFGD_SNCR_ACI & SCR & NGC | 0 | 0 | 0 | 0 | 0 | 0 | 0
00 Existing Combined Cycle Retirement | 795.7904 | 0 | 1297.3 | 620.0822 | 5965.7 | 7499.6 | 653
00 New Combined Cycle Retirement | 0 | 0 | 0 | 0 | 0 | 0 | 0
00 Existing Combustion Turbine Retirement | 496.1 | 452.5 | 1241.2 | 164 | 10817.8876 | 4467.5 | 0
00 New Combustion Turbine Retirement | 0 | 0 | 0 | 0 | 0 | 0 | 0
00 Oil/Gas Steam Retirement | 12392.5659 | 0 | 10276.0371 | 1070 | 247 | 1631.6 | 0
00 Coal Steam Retirement | 37537.0882 | 18892.9078 | 26472.233 | 9219.8072 | 12739.9321 | 1230.6798 | 619.4
00 IGCC Retirement | 220 | 0 | 595 | 0 | 0 | 0 | 0
00 Nuclear Retirement | 0 | 2687.6 | 7187.5 | 4632.6 | 14217.9 | 19479.6 | 16832.8
00 Biomass Retirement | 2940.1 | 0 | 12 | 46.5 | 0 | 0 | 0
00 Fossil_Other Retirement | 0 | 0 | 0 | 0 | 0 | 0 | 0
00 Fuel Cell Retirement | 0 | 0 | 0 | 0 | 0 | 0 | 0
00 Geothermal Retirement | 0 | 0 | 0 | 0 | 0 | 0 | 0
00 Hydro Retirement | 55 | 0 | 0 | 0 | 0 | 0 | 0
00 Landfill Gas Retirement | 6.4 | 0 | 119.6 | 0 | 0 | 0 | 0
00 Non Fossil_Other Retirement | 0 | 0 | 0 | 0 | 0 | 0 | 0
00 Solar Thermal Retirement | 0 | 0 | 0 | 0 | 0 | 0 | 0
00 Exist Dummy | 0 | 0 | 0 | 0 | 0 | 0 | 0
Total | 206814.5979 | 94811.5493 | 379213.0372 | 332435.1335 | 436114.8761 | 183063.4717 | 133506.4615
12. Generation by Capacity Reporting Type [GWh]
00 New Combined Cycle | 182300.3712 | 186689.7133 | 170985.7666 | 148835.6487 | 108670.8067 | 292877.0419 | 500239.8552
00 New Combined Cycle with CCS Retrofit | 0 | 0 | 2820.2055 | 2820.2055 | 2502.7093 | 2820.2055 | 2820.2055
00 New Combined Cycle with CF Limit | 0 | 0 | 0 | 0 | 0 | 0 | 0
00 New Combined Cycle with HRI Retrofit | 0 | 0 | 0 | 0 | 0 | 0 | 0
00 New Combined Cycle with Hydrogen Retrofit | 0 | 11504.8302 | 11231.5772 | 10620.2365 | 6901.4532 | 9445.595 | 9229.9517
00 New Combined Cycle with Hydrogen Retrofit Undone | 0 | 0 | 0 | 0 | 0 | 0 | 0
00 New Combined Cycle with CCS | 0 | 0 | 0 | 0 | 0 | 0 | 0
00 New Combustion Turbine | 4598.8487 | 8608.6928 | 11343.9213 | 13922.4139 | 16503.4322 | 34384.2958 | 43928.4775
00 New Combustion Turbine with HRI Retrofit | 0 | 0 | 0 | 0 | 0 | 0 | 0
00 New Combustion Turbine with Hydrogen Retrofit | 0 | 0 | 0 | 0 | 0 | 122.8438 | 103.7868
00 New Combustion Turbine with Hydrogen Retrofit Undone | 0 | 0 | 0 | 0 | 0 | 0 | 0
00 New Hydro | 0 | 6738.9047 | 25850.5252 | 49599.5341 | 47614.985 | 48036.4186 | 48515.7592
00 New Nuclear | 0 | 0 | 0 | 0 | 0 | 0 | 0
00 New Nuclear - SMR | 0 | 0 | 0 | 0 | 0 | 0 | 0
00 New Biomass | 0 | 0 | 0 | 0 | 0 | 0 | 0
00 New Geothermal | 4744.8277 | 4744.8277 | 4744.8277 | 4744.8277 | 4689.6426 | 4690.6839 | 4744.8277
00 New Landfill Gas | 11171.3205 | 11192.5479 | 10761.4368 | 10314.2512 | 9702.5341 | 17101.1032 | 23441.8863
00 New Battery Storage | 31117.2157 | 47466.6189 | 127311.3403 | 173241.5769 | 260656.1635 | 266775.0397 | 270646.737
00 New Offshore Wind | 37356.5906 | 49178.377 | 131939.9998 | 138291.5172 | 245882.2841 | 245882.2841 | 245882.2841
00 New Onshore Wind | 118212.9421 | 291210.5514 | 805840.9897 | 1554630.7131 | 2009737.9303 | 2027791.4527 | 2089918.1663
00 New Solar PV | 92124.7576 | 95174.2172 | 399512.0608 | 514621.8779 | 887971.7469 | 924180.4243 | 960081.2485
00 New Solar Thermal | 0 | 0 | 0 | 0 | 0 | 0 | 2225.6911
00 New Fuel Cell | 0 | 0 | 0 | 0 | 0 | 0 | 0
00 New Ultrasupercritical Coal without CCS | 0 | 0 | 0 | 0 | 0 | 0 | 0
00 New Ultrasupercritical Coal with 30% CCS | 0 | 0 | 0 | 0 | 0 | 0 | 0
00 New Ultrasupercritical Coal with 90% CCS | 0 | 0 | 0 | 0 | 0 | 0 | 0
00 Exist & New Distributed Solar PV | 120990.2626 | 137513.93 | 180135.0948 | 226389.973 | 277277.5639 | 334737.5676 | 409667.2158
00 Exist Combined Cycle | 1429817.6377 | 1437108.1951 | 1120097.7956 | 749351.7016 | 473143.4066 | 522785.8098 | 534909.36
00 Exist Combustion Turbine | 35364.5089 | 26375.7102 | 27376.1054 | 10298.4174 | 8644.64 | 7131.9844 | 8783.925
00 Exist FBC_Uncontrolled | 3.7849 | 5.6702 | 3.7789 | 2.4468 | 0 | 0 | 0
00 Exist FBC_ACI_DSI | 277.5221 | 277.5221 | 277.5221 | 111.121 | 0 | 0 | 0
00 Exist FBC_DryFGD_ACI | 227.4408 | 403.7886 | 139.6128 | 0 | 0 | 490.2964 | 877.0915
00 Exist FBC_DryFGD_DSI | 0 | 0 | 0 | 0 | 0 | 0 | 0
00 Exist FBC_DryFGD_SNCR | 4036.2875 | 3772.7766 | 2946.3629 | 877.0173 | 568.6618 | 1186.1868 | 2061.8043
00 Exist FBC_DryFGD_SNCR_ACI | 2568.2335 | 1782.0776 | 755.4764 | 0 | 0 | 229.9253 | 409.8163
00 Exist FBC_DryFGD_SNCR_ACI_DSI | 1492.8306 | 1200.8913 | 0 | 0 | 0 | 0 | 0
00 Exist FBC_DryFGD_SNCR_DSI | 0 | 0 | 0 | 0 | 0 | 0 | 0
00 Exist FBC_DSI | 1899.5003 | 2487.4598 | 1670.8227 | 507.7618 | 377.4189 | 1449.2039 | 1681.2087
00 Exist FBC_SNCR | 0 | 0 | 0 | 0 | 0 | 0 | 0
00 Exist FBC_SNCR_ACI_DSI | 0 | 0 | 0 | 0 | 0 | 0 | 0
00 Exist FBC_SNCR_DSI | 5765.3618 | 5804.0314 | 4999.9123 | 3473.9466 | 2994.9499 | 4170.6862 | 4297.1839
00 Exist FBC_WetFGD_SNCR | 88.8624 | 133.1265 | 57.8669 | 47.304 | 0 | 0 | 0
00 Exist FBC_WetFGD_DSI | 209.3831 | 372.4638 | 372.4638 | 344.4919 | 243.0806 | 149.1361 | 149.1361
00 Exist_Non-FBC_Uncontrolled | 1900.0873 | 1672.9665 | 19.1159 | 6.6576 | 6.6576 | 27.4488 | 58.128
00 Exist_Non-FBC_ACI | 27669.688 | 10073.4432 | 8298.8123 | 5491.823 | 2729.4752 | 7075.2379 | 8429.6841
00 Exist_Non-FBC_ACI_DSI | 4929.3295 | 5490.668 | 2050.7656 | 572.904 | 572.904 | 1559.6128 | 4612.8479
00 Exist_Non-FBC_DryFGD | 0 | 0 | 0 | 0 | 0 | 0 | 0
00 Exist_Non-FBC_DryFGD_ACI | 29845.2011 | 27247.5995 | 11209.433 | 2966.4321 | 2017.5773 | 5662.4635 | 8116.4725
00 Exist_Non-FBC_DryFGD_SCR | 5.0427 | 0 | 0 | 0 | 0 | 0 | 0
00 Exist_Non-FBC_DryFGD_SCR_ACI | 39253.6938 | 37140.6101 | 19932.4795 | 6994.0128 | 5576.327 | 17314.8951 | 29167.8357
00 Exist_Non-FBC_DryFGD_SCR_DSI | 1272.5114 | 1109.9494 | 0 | 0 | 0 | 0 | 0
00 Exist_Non-FBC_DryFGD_SCR_ACI_DSI | 5743.5146 | 6036.0254 | 2924.1558 | 605.316 | 605.316 | 2303.8455 | 3737.5898
00 Exist_Non-FBC_DryFGD_SNCR_ACI | 10730.0228 | 7867.4655 | 3260.6891 | 1197.9391 | 869.7329 | 2836.3703 | 3726.1444
00 Exist_Non-FBC_DryFGD_SNCR_ACI_DSI | 0 | 0 | 0 | 0 | 0 | 0 | 0
00 Exist_Non-FBC_DSI | 1534.8165 | 0 | 0 | 0 | 0 | 0 | 0
00 Exist_Non-FBC_SCR_ACI | 15654.0043 | 17904.1332 | 8261.4379 | 1817.0286 | 1661.6273 | 4724.2495 | 10066.1558
00 Exist_Non-FBC_SCR_ACI_DSI | 1366.5862 | 1601.234 | 321.3702 | 0 | 0 | 0 | 901.6142
00 Exist_Non-FBC_SNCR_ACI | 742.8903 | 0 | 0 | 0 | 0 | 0 | 0
00 Exist_Non-FBC_SNCR_ACI_DSI | 0 | 0 | 0 | 0 | 0 | 0 | 0
00 Exist_Non-FBC_WetFGD | 13797.7615 | 23.6767 | 0 | 0 | 0 | 0 | 0
00 Exist_Non-FBC_WetFGD_ACI | 11809.2782 | 9326.7923 | 41.5277 | 41.5277 | 16.4604 | 37.989 | 41.5277
00 Exist_Non-FBC_WetFGD_ACI_DSI | 0 | 0 | 0 | 0 | 0 | 0 | 0
00 Exist_Non-FBC_WetFGD_SCR | 106603.8304 | 100294.1212 | 35433.4829 | 11539.5471 | 9852.5772 | 18848.9682 | 24656.3785
00 Exist_Non-FBC_WetFGD_SCR_DSI | 4120.2504 | 0 | 0 | 0 | 0 | 0 | 0
00 Exist_Non-FBC_WetFGD_SCR_ACI | 69875.9788 | 68332.9399 | 17218.5541 | 5063.4559 | 4255.8264 | 10341.2143 | 16816.4708
00 Exist_Non-FBC_WetFGD_SCR_ACI_DSI | 30567.5561 | 31809.7508 | 7289.2324 | 0 | 0 | 0 | 0
00 Exist_Non-FBC_WetFGD_SNCR | 2504.9365 | 0 | 0 | 0 | 0 | 0 | 0
00 Exist_Non-FBC_WetFGD_SNCR_ACI | 8371.9833 | 8170.0052 | 4063.3088 | 3735.5646 | 3259.413 | 3792.7077 | 3880.2157
00 Exist IGCC | 3517.0688 | 3523.8287 | 0 | 0 | 0 | 0 | 0
00 Exist Fossil_Other | 4277.3985 | 4171.8538 | 4143.2882 | 4112.8667 | 3767.101 | 3867.8214 | 3966.1557
00 Exist Fuel Cell | 1609.1599 | 1606.6136 | 1519.3796 | 1170.1515 | 846.1676 | 1011.5345 | 1043.9218
00 Exist Hydro | 270154.0611 | 270154.9305 | 270154.0611 | 267613.8406 | 267017.5302 | 267458.7308 | 268172.7801
00 Exist Non Fossil_Other | 21836.4266 | 21836.4266 | 21793.919 | 20523.1197 | 20123.6674 | 20075.831 | 20413.4258
00 Exist Nuclear | 751095.2632 | 729111.6499 | 666987.0596 | 614386.4905 | 470819.5647 | 351721.9616 | 224100.686
00 Exist Oil/Gas Steam | 17922.8408 | 15664.3773 | 5345.4447 | 2906.9563 | 2716.3318 | 2501.2641 | 2537.5519
00 Exist Oil/Gas Steam_SCR | 3727.2219 | 3130.5063 | 1217.6934 | 1140.13 | 1059.0394 | 1093.33 | 1120.7312
00 Exist Oil/Gas Steam_SNCR | 1278.66 | 1288.4767 | 348.6776 | 342.8936 | 298.3485 | 337.9309 | 298.1827
00 Exist Biomass | 329.7027 | 541.2408 | 392.3578 | 29.4675 | 4.9691 | 61.2694 | 358.3952
00 Exist Landfill Gas | 9236.1265 | 9237.3031 | 8378.5978 | 8008.452 | 7424.8519 | 7370.2352 | 7568.6371
00 Exist Geothermal | 16525.421 | 16525.421 | 16525.421 | 16525.421 | 16525.421 | 16525.421 | 16525.421
00 Exist Pump Storage | 22719.9235 | 21267.4801 | 23221.9804 | 18511.7126 | 28631.5833 | 28718.1202 | 29216.1522
00 Exist Energy Storage | 21592.6393 | 21340.2613 | 20637.1127 | 21200.2888 | 20836.9269 | 20974.0367 | 21167.3108
00 Exist Solar PV | 303041.3305 | 303041.3305 | 303036.1864 | 303036.1864 | 303036.1864 | 303036.1864 | 303036.1864
00 Exist Solar Thermal | 2986.1177 | 2986.1177 | 2986.1177 | 2986.1177 | 2986.1177 | 2986.1177 | 2986.1177
00 Exist Offshore Wind | 29358.536 | 29358.536 | 29358.536 | 29358.536 | 29358.536 | 29358.536 | 29358.536
00 Exist Onshore Wind | 515573.2649 | 515573.2649 | 515573.2649 | 515573.2649 | 515573.2649 | 515573.2649 | 515573.2649
00 International Imports | 3046.728 | 3046.728 | 3046.728 | 2768.16 | 2768.16 | 2768.16 | 2768.16
00 Ret.Exist Combined Cycle & CF Limit | 0 | 0 | 0 | 0 | 0 | 0 | 0
00 Ret.Exist Combined Cycle & CCS | 0 | 0 | 556.6212 | 556.6212 | 292.944 | 317.2727 | 317.1446
00 Ret.Exist Combined Cycle & Hydrogen | 0 | 0 | 0.13365 | 0 | 32.5441 | 2009.3741 | 5595.0641
00 Ret.Exist Combined Cycle & Hydrogen Retrofit Undone | 0 | 0 | 0 | 0 | 0 | 0 | 0
00 Ret.Exist Combined Cycle & HRI | 0 | 0 | 0 | 0 | 0 | 0 | 0
00 Ret.Exist Combustion Turbine & HRI | 0 | 0 | 0 | 0 | 0 | 0 | 0
00 Ret.Exist_FBC_NoCtrl & CCS | 0 | 0 | 0 | 0 | 0 | 0 | 0
00 Ret.Exist_FBC_NoCtrl & DRET | 0 | 0 | 0 | 0 | 0 | 0 | 0
00 Ret.Exist_FBC_NoCtrl & GPM | 0 | 0 | 0 | 0 | 0 | 0 | 0
00 Ret.Exist_FBC_NoCtrl & GPM & CCS | 0 | 0 | 0 | 0 | 0 | 0 | 0
00 Ret.Exist_FBC_NoCtrl & GPM & DRET | 0 | 0 | 0 | 0 | 0 | 0 | 0
00 Ret.Exist_FBC_NoCtrl & GPM & NGC | 0 | 0 | 0 | 0 | 0 | 0 | 0
00 Ret.Exist_FBC_NoCtrl & GPM & SNCR | 0 | 0 | 0 | 0 | 0 | 0 | 0
00 Ret.Exist_FBC_NoCtrl & GPM & SNCR & CCS | 0 | 0 | 0 | 0 | 0 | 0 | 0
00 Ret.Exist_FBC_NoCtrl & GPM & SNCR & DRET | 0 | 0 | 0 | 0 | 0 | 0 | 0
00 Ret.Exist_FBC_NoCtrl & GPM & SNCR & NGC | 0 | 0 | 0 | 0 | 0 | 0 | 0
00 Ret.Exist_FBC_NoCtrl & NGC | 0 | 0 | 0 | 0 | 0 | 0 | 0
00 Ret.Exist_FBC_NoCtrl & SNCR | 0 | 0 | 0 | 0 | 0 | 0 | 0
00 Ret.Exist_FBC_NoCtrl & SNCR & CCS | 0 | 0 | 0 | 0 | 0 | 0 | 0
00 Ret.Exist_FBC_NoCtrl & SNCR & DRET | 0 | 0 | 0 | 0 | 0 | 0 | 0
00 Ret.Exist_FBC_NoCtrl & SNCR & NGC | 0 | 0 | 0 | 0 | 0 | 0 | 0
00 Ret.Exist_FBC_ACI_DSI & CCS | 0 | 0 | 0 | 0 | 0 | 0 | 0
00 Ret.Exist_FBC_ACI_DSI & DCCS | 0 | 0 | 0 | 0 | 0 | 0 | 0
00 Ret.Exist_FBC_ACI_DSI & DCCS & CCS | 0 | 0 | 0 | 0 | 0 | 0 | 0
00 Ret.Exist_FBC_ACI_DSI & DCCS & SNCR & CCS | 0 | 0 | 0 | 0 | 0 | 0 | 0
00 Ret.Exist_FBC_ACI_DSI & DRET | 0 | 0 | 0 | 0 | 0 | 0 | 0
00 Ret.Exist_FBC_ACI_DSI & GPM | 1544.011 | 1387.0734 | 408.0426 | 385.44 | 385.44 | 385.44 | 1134.9987
00 Ret.Exist_FBC_ACI_DSI & GPM & CCS | 0 | 0 | 0 | 0 | 0 | 0 | 0
00 Ret.Exist_FBC_ACI_DSI & GPM & DRET | 0 | 0 | 0 | 0 | 0 | 0 | 0
00 Ret.Exist_FBC_ACI_DSI & GPM & NGC | 0 | 0 | 0 | 0 | 0 | 0 | 0
00 Ret.Exist_FBC_ACI_DSI & GPM & SNCR | 0 | 0 | 0 | 0 | 0 | 0 | 0
00 Ret.Exist_FBC_ACI_DSI & GPM & SNCR & CCS | 0 | 0 | 0 | 0 | 0 | 0 | 0
00 Ret.Exist_FBC_ACI_DSI & GPM & SNCR & DRET | 0 | 0 | 0 | 0 | 0 | 0 | 0
00 Ret.Exist_FBC_ACI_DSI & GPM & SNCR & NGC | 0 | 0 | 0 | 0 | 0 | 0 | 0
00 Ret.Exist_FBC_ACI_DSI & NGC | 0 | 0 | 0 | 0 | 0 | 0 | 0
00 Ret.Exist_FBC_ACI_DSI & SNCR | 0 | 0 | 0 | 0 | 0 | 0 | 0
00 Ret.Exist_FBC_ACI_DSI & SNCR & CCS | 0 | 0 | 0 | 0 | 0 | 0 | 0
00 Ret.Exist_FBC_ACI_DSI & SNCR & DRET | 0 | 0 | 0 | 0 | 0 | 0 | 0
00 Ret.Exist_FBC_ACI_DSI & SNCR & NGC | 0 | 0 | 0 | 0 | 0 | 0 | 0
00 Ret.Exist_FBC_DryFGD_ACI & CCS | 0 | 0 | 0 | 0 | 0 | 0 | 0
00 Ret.Exist_FBC_DryFGD_ACI & DCCS | 0 | 0 | 0 | 0 | 0 | 0 | 0
00 Ret.Exist_FBC_DryFGD_ACI & DCCS & CCS | 0 | 0 | 0 | 0 | 0 | 0 | 0
00 Ret.Exist_FBC_DryFGD_ACI & DCCS & SNCR & CCS | 0 | 0 | 0 | 0 | 0 | 0 | 0
00 Ret.Exist_FBC_DryFGD_ACI & DRET | 0 | 0 | 0 | 0 | 0 | 0 | 0
00 Ret.Exist_FBC_DryFGD_ACI & GPM | 0 | 0 | 0 | 0 | 0 | 0 | 0
00 Ret.Exist_FBC_DryFGD_ACI & GPM & CCS | 0 | 0 | 0 | 0 | 0 | 0 | 0
00 Ret.Exist_FBC_DryFGD_ACI & GPM & DRET | 0 | 0 | 0 | 0 | 0 | 0 | 0
00 Ret.Exist_FBC_DryFGD_ACI & GPM & NGC | 0 | 0 | 0 | 0 | 0 | 0 | 0
00 Ret.Exist_FBC_DryFGD_ACI & GPM & SNCR | 0 | 0 | 0 | 0 | 0 | 0 | 0
00 Ret.Exist_FBC_DryFGD_ACI & GPM & SNCR & CCS | 0 | 0 | 0 | 0 | 0 | 0 | 0
00 Ret.Exist_FBC_DryFGD_ACI & GPM & SNCR & DRET | 0 | 0 | 0 | 0 | 0 | 0 | 0
00 Ret.Exist_FBC_DryFGD_ACI & GPM & SNCR & NGC | 0 | 0 | 0 | 0 | 0 | 0 | 0
00 Ret.Exist_FBC_DryFGD_ACI & NGC | 0 | 0 | 0 | 0 | 0 | 0 | 0
00 Ret.Exist_FBC_DryFGD_ACI & SNCR | 0 | 0 | 0 | 0 | 0 | 0 | 0
00 Ret.Exist_FBC_DryFGD_ACI & SNCR & CCS | 0 | 0 | 0 | 0 | 0 | 0 | 0
00 Ret.Exist_FBC_DryFGD_ACI & SNCR & DRET | 0 | 0 | 0 | 0 | 0 | 0 | 0
00 Ret.Exist_FBC_DryFGD_ACI & SNCR & NGC | 0 | 0 | 0 | 0 | 0 | 0 | 0
00 Ret.Exist_FBC_DryFGD_DSI & ACI | 0 | 0 | 0 | 0 | 0 | 0 | 0
00 Ret.Exist_FBC_DryFGD_DSI & ACI & DRET | 0 | 0 | 0 | 0 | 0 | 0 | 0
00 Ret.Exist_FBC_DryFGD_DSI & ACI & GPM | 0 | 0 | 0 | 0 | 0 | 0 | 0
00 Ret.Exist_FBC_DryFGD_DSI & ACI & GPM & DRET | 0 | 0 | 0 | 0 | 0 | 0 | 0
00 Ret.Exist_FBC_DryFGD_DSI & ACI & GPM & NGC | 0 | 0 | 0 | 0 | 0 | 0 | 0
00 Ret.Exist_FBC_DryFGD_DSI & ACI & GPM & SNCR | 0 | 0 | 0 | 0 | 0 | 0 | 0
00 Ret.Exist_FBC_DryFGD_DSI & ACI & GPM & SNCR & DRET | 0 | 0 | 0 | 0 | 0 | 0 | 0
00 Ret.Exist_FBC_DryFGD_DSI & ACI & GPM & SNCR & NGC | 0 | 0 | 0 | 0 | 0 | 0 | 0
00 Ret.Exist_FBC_DryFGD_DSI & ACI & NGC | 0 | 0 | 0 | 0 | 0 | 0 | 0
00 Ret.Exist_FBC_DryFGD_DSI & ACI & SNCR | 0 | 0 | 0 | 0 | 0 | 0 | 0
00 Ret.Exist_FBC_DryFGD_DSI & ACI & SNCR & DRET | 0 | 0 | 0 | 0 | 0 | 0 | 0
00 Ret.Exist_FBC_DryFGD_DSI & ACI & SNCR & NGC | 0 | 0 | 0 | 0 | 0 | 0 | 0
00 Ret.Exist_FBC_DryFGD_DSI & DRET | 0 | 0 | 0 | 0 | 0 | 0 | 0
00 Ret.Exist_FBC_DryFGD_DSI & GPM | 0 | 0 | 0 | 0 | 0 | 0 | 0
00 Ret.Exist_FBC_DryFGD_DSI & GPM & DRET | 0 | 0 | 0 | 0 | 0 | 0 | 0
00 Ret.Exist_FBC_DryFGD_DSI & GPM & NGC | 0 | 0 | 0 | 0 | 0 | 0 | 0
00 Ret.Exist_FBC_DryFGD_DSI & GPM & SNCR | 0 | 0 | 0 | 0 | 0 | 0 | 0
00 Ret.Exist_FBC_DryFGD_DSI & GPM & SNCR & DRET | 0 | 0 | 0 | 0 | 0 | 0 | 0
00 Ret.Exist_FBC_DryFGD_DSI & GPM & SNCR & NGC | 0 | 0 | 0 | 0 | 0 | 0 | 0
00 Ret.Exist_FBC_DryFGD_DSI & NGC | 0 | 0 | 0 | 0 | 0 | 0 | 0
00 Ret.Exist_FBC_DryFGD_DSI & SNCR | 0 | 0 | 0 | 0 | 0 | 0 | 0
00 Ret.Exist_FBC_DryFGD_DSI & SNCR & DRET | 0 | 0 | 0 | 0 | 0 | 0 | 0
00 Ret.Exist_FBC_DryFGD_DSI & SNCR & NGC | 0 | 0 | 0 | 0 | 0 | 0 | 0
00 Ret.Exist_FBC_DryFGD_SNCR & ACI | 0 | 0 | 0 | 0 | 0 | 0 | 0
00 Ret.Exist_FBC_DryFGD_SNCR & ACI & CCS | 0 | 0 | 0 | 0 | 0 | 0 | 0
00 Ret.Exist_FBC_DryFGD_SNCR & ACI & DRET | 0 | 0 | 0 | 0 | 0 | 0 | 0
00 Ret.Exist_FBC_DryFGD_SNCR & ACI & GPM | 0 | 0 | 0 | 0 | 0 | 0 | 0
00 Ret.Exist_FBC_DryFGD_SNCR & ACI & GPM & CCS | 0 | 0 | 0 | 0 | 0 | 0 | 0
00 Ret.Exist_FBC_DryFGD_SNCR & ACI & GPM & DRET | 0 | 0 | 0 | 0 | 0 | 0 | 0
00 Ret.Exist_FBC_DryFGD_SNCR & ACI & GPM & NGC | 0 | 0 | 0 | 0 | 0 | 0 | 0
00 Ret.Exist_FBC_DryFGD_SNCR & ACI & NGC | 0 | 0 | 0 | 0 | 0 | 0 | 0
00 Ret.Exist_FBC_DryFGD_SNCR & CCS | 0 | 0 | 386.5202 | 386.5202 | 0 | 0 | 0
00 Ret.Exist_FBC_DryFGD_SNCR & DCCS | 0 | 0 | 0 | 0 | 0 | 0 | 0
00 Ret.Exist_FBC_DryFGD_SNCR & DCCS & CCS | 0 | 0 | 0 | 0 | 0 | 0 | 0
00 Ret.Exist_FBC_DryFGD_SNCR & DRET | 0 | 0 | 0 | 0 | 0 | 0 | 0
00 Ret.Exist_FBC_DryFGD_SNCR & GPM | 0 | 0 | 0 | 0 | 0 | 0 | 0
00 Ret.Exist_FBC_DryFGD_SNCR & GPM & CCS | 0 | 0 | 0 | 0 | 0 | 0 | 0
00 Ret.Exist_FBC_DryFGD_SNCR & GPM & DRET | 0 | 0 | 0 | 0 | 0 | 0 | 0
00 Ret.Exist_FBC_DryFGD_SNCR & GPM & NGC | 0 | 0 | 0 | 0 | 0 | 0 | 0
00 Ret.Exist_FBC_DryFGD_SNCR & NGC | 0 | 0 | 0 | 0 | 0 | 0 | 0
00 Ret.Exist_FBC_DryFGD_SNCR_ACI & CCS | 0 | 0 | 0 | 0 | 0 | 0 | 0
00 Ret.Exist_FBC_DryFGD_SNCR_ACI & DCCS | 0 | 0 | 0 | 0 | 0 | 0 | 0
00 Ret.Exist_FBC_DryFGD_SNCR_ACI & DCCS & CCS | 0 | 0 | 0 | 0 | 0 | 0 | 0
00 Ret.Exist_FBC_DryFGD_SNCR_ACI & DRET | 0 | 0 | 0 | 0 | 0 | 0 | 0
00 Ret.Exist_FBC_DryFGD_SNCR_ACI & GPM | 0 | 0 | 0 | 0 | 0 | 0 | 0
00 Ret.Exist_FBC_DryFGD_SNCR_ACI & GPM & CCS | 0 | 0 | 0 | 0 | 0 | 0 | 0
00 Ret.Exist_FBC_DryFGD_SNCR_ACI & GPM & DRET | 0 | 0 | 0 | 0 | 0 | 0 | 0
00 Ret.Exist_FBC_DryFGD_SNCR_ACI & GPM & NGC | 0 | 0 | 0 | 0 | 0 | 0 | 0
00 Ret.Exist_FBC_DryFGD_SNCR_ACI & NGC | 0 | 0 | 0 | 0 | 0 | 0 | 0
00 Ret.Exist_FBC_DryFGD_SNCR_ACI_DSI & CCS | 0 | 603.7884 | 2895.0702 | 2895.0702 | 524.933 | 591.2675 | 591.2675
00 Ret.Exist_FBC_DryFGD_SNCR_ACI_DSI & DCCS | 0 | 0 | 0 | 0 | 0 | 0 | 0
00 Ret.Exist_FBC_DryFGD_SNCR_ACI_DSI & DCCS & CCS | 0 | 0 | 0 | 0 | 0 | 0 | 0
00 Ret.Exist_FBC_DryFGD_SNCR_ACI_DSI & DRET | 0 | 0 | 0 | 0 | 0 | 0 | 0
00 Ret.Exist_FBC_DryFGD_SNCR_ACI_DSI & GPM | 0 | 0 | 0 | 0 | 0 | 0 | 0
00 Ret.Exist_FBC_DryFGD_SNCR_ACI_DSI & GPM & CCS | 0 | 0 | 0 | 0 | 0 | 0 | 0
00 Ret.Exist_FBC_DryFGD_SNCR_ACI_DSI & GPM & DRET | 0 | 0 | 0 | 0 | 0 | 0 | 0
00 Ret.Exist_FBC_DryFGD_SNCR_ACI_DSI & GPM & NGC | 0 | 0 | 0 | 0 | 0 | 0 | 0
00 Ret.Exist_FBC_DryFGD_SNCR_ACI_DSI & NGC | 0 | 0 | 0 | 0 | 0 | 0 | 0
00 Ret.Exist_FBC_DryFGD_SNCR_DSI & ACI | 0 | 0 | 0 | 0 | 0 | 0 | 0
00 Ret.Exist_FBC_DryFGD_SNCR_DSI & ACI & DRET | 0 | 0 | 0 | 0 | 0 | 0 | 0
00 Ret.Exist_FBC_DryFGD_SNCR_DSI & ACI & GPM | 0 | 0 | 0 | 0 | 0 | 0 | 0
00 Ret.Exist_FBC_DryFGD_SNCR_DSI & ACI & GPM & DRET | 0 | 0 | 0 | 0 | 0 | 0 | 0
00 Ret.Exist_FBC_DryFGD_SNCR_DSI & ACI & GPM & NGC | 0 | 0 | 0 | 0 | 0 | 0 | 0
00 Ret.Exist_FBC_DryFGD_SNCR_DSI & ACI & NGC | 0 | 0 | 0 | 0 | 0 | 0 | 0
00 Ret.Exist_FBC_DryFGD_SNCR_DSI & DRET | 0 | 0 | 0 | 0 | 0 | 0 | 0
00 Ret.Exist_FBC_DryFGD_SNCR_DSI & GPM | 0 | 0 | 0 | 0 | 0 | 0 | 0
00 Ret.Exist_FBC_DryFGD_SNCR_DSI & GPM & DRET | 0 | 0 | 0 | 0 | 0 | 0 | 0
00 Ret.Exist_FBC_DryFGD_SNCR_DSI & GPM & NGC | 0 | 0 | 0 | 0 | 0 | 0 | 0
00 Ret.Exist_FBC_DryFGD_SNCR_DSI & NGC | 0 | 0 | 0 | 0 | 0 | 0 | 0
00 Ret.Exist_FBC_DSI & ACI | 0 | 0 | 0 | 0 | 0 | 0 | 0
00 Ret.Exist_FBC_DSI & ACI & DRET | 0 | 0 | 0 | 0 | 0 | 0 | 0
00 Ret.Exist_FBC_DSI & ACI & GPM | 0 | 0 | 0 | 0 | 0 | 0 | 0
00 Ret.Exist_FBC_DSI & ACI & GPM & DRET | 0 | 0 | 0 | 0 | 0 | 0 | 0
00 Ret.Exist_FBC_DSI & ACI & GPM & NGC | 0 | 0 | 0 | 0 | 0 | 0 | 0
00 Ret.Exist_FBC_DSI & ACI & GPM & SNCR | 0 | 0 | 0 | 0 | 0 | 0 | 0
00 Ret.Exist_FBC_DSI & ACI & GPM & SNCR & DRET | 0 | 0 | 0 | 0 | 0 | 0 | 0
00 Ret.Exist_FBC_DSI & ACI & GPM & SNCR & NGC | 0 | 0 | 0 | 0 | 0 | 0 | 0
00 Ret.Exist_FBC_DSI & ACI & NGC | 0 | 0 | 0 | 0 | 0 | 0 | 0
00 Ret.Exist_FBC_DSI & ACI & SNCR | 0 | 0 | 0 | 0 | 0 | 0 | 0
00 Ret.Exist_FBC_DSI & ACI & SNCR & DRET | 0 | 0 | 0 | 0 | 0 | 0 | 0
00 Ret.Exist_FBC_DSI & ACI & SNCR & NGC | 0 | 0 | 0 | 0 | 0 | 0 | 0
00 Ret.Exist_FBC_DSI & DRET | 0 | 0 | 0 | 0 | 0 | 0 | 0
00 Ret.Exist_FBC_DSI & GPM | 1371.457 | 1334.0815 | 1388.6323 | 643.8301 | 849.4201 | 708.7953 | 420.52
00 Ret.Exist_FBC_DSI & GPM & DRET | 0 | 0 | 0 | 0 | 0 | 0 | 0
00 Ret.Exist_FBC_DSI & GPM & NGC | 0 | 0 | 0 | 0 | 0 | 0 | 0
00 Ret.Exist_FBC_DSI & GPM & SNCR | 0 | 0 | 0 | 0 | 0 | 0 | 0
00 Ret.Exist_FBC_DSI & GPM & SNCR & DRET | 0 | 0 | 0 | 0 | 0 | 0 | 0
00 Ret.Exist_FBC_DSI & GPM & SNCR & NGC | 0 | 0 | 0 | 0 | 0 | 0 | 0
00 Ret.Exist_FBC_DSI & NGC | 0 | 0 | 0 | 0 | 0 | 0 | 0
00 Ret.Exist_FBC_DSI & SNCR | 0 | 0 | 0 | 0 | 0 | 0 | 0
00 Ret.Exist_FBC_DSI & SNCR & DRET | 0 | 0 | 0 | 0 | 0 | 0 | 0
00 Ret.Exist_FBC_DSI & SNCR & NGC | 0 | 0 | 0 | 0 | 0 | 0 | 0
00 Ret.Exist_FBC_SNCR & ACI | 0 | 0 | 0 | 0 | 0 | 0 | 0
00 Ret.Exist_FBC_SNCR & ACI & DRET | 0 | 0 | 0 | 0 | 0 | 0 | 0
00 Ret.Exist_FBC_SNCR & ACI & NGC | 0 | 0 | 0 | 0 | 0 | 0 | 0
00 Ret.Exist_FBC_SNCR & DRET | 0 | 0 | 0 | 0 | 0 | 0 | 0
00 Ret.Exist_FBC_SNCR & GPM | 0 | 0 | 0 | 0 | 0 | 0 | 0
00 Ret.Exist_FBC_SNCR & GPM & DRET | 0 | 0 | 0 | 0 | 0 | 0 | 0
00 Ret.Exist_FBC_SNCR & GPM & NGC | 0 | 0 | 0 | 0 | 0 | 0 | 0
00 Ret.Exist_FBC_SNCR & NGC | 0 | 0 | 0 | 0 | 0 | 0 | 0
00 Ret.Exist_FBC_SNCR_ACI_DSI & CCS | 0 | 0 | 0 | 0 | 0 | 0 | 0
00 Ret.Exist_FBC_SNCR_ACI_DSI & DCCS | 0 | 0 | 0 | 0 | 0 | 0 | 0
00 Ret.Exist_FBC_SNCR_ACI_DSI & DCCS & CCS | 0 | 0 | 0 | 0 | 0 | 0 | 0
00 Ret.Exist_FBC_SNCR_ACI_DSI & DRET | 0 | 0 | 0 | 0 | 0 | 0 | 0
00 Ret.Exist_FBC_SNCR_ACI_DSI & GPM | 0 | 0 | 0 | 0 | 0 | 0 | 0
00 Ret.Exist_FBC_SNCR_ACI_DSI & GPM & CCS | 0 | 0 | 0 | 0 | 0 | 0 | 0
00 Ret.Exist_FBC_SNCR_ACI_DSI & GPM & DRET | 0 | 0 | 0 | 0 | 0 | 0 | 0
00 Ret.Exist_FBC_SNCR_ACI_DSI & GPM & NGC | 0 | 0 | 0 | 0 | 0 | 0 | 0
00 Ret.Exist_FBC_SNCR_ACI_DSI & NGC | 0 | 0 | 0 | 0 | 0 | 0 | 0
00 Ret.Exist_FBC_SNCR_DSI & ACI | 0 | 0 | 0 | 0 | 0 | 0 | 0
00 Ret.Exist_FBC_SNCR_DSI & ACI & CCS | 0 | 0 | 0 | 0 | 0 | 0 | 0
00 Ret.Exist_FBC_SNCR_DSI & ACI & DRET | 0 | 0 | 0 | 0 | 0 | 0 | 0
00 Ret.Exist_FBC_SNCR_DSI & ACI & GPM | 0 | 0 | 0 | 0 | 0 | 0 | 0
00 Ret.Exist_FBC_SNCR_DSI & ACI & GPM & CCS | 0 | 0 | 0 | 0 | 0 | 0 | 0
00 Ret.Exist_FBC_SNCR_DSI & ACI & GPM & DRET | 0 | 0 | 0 | 0 | 0 | 0 | 0
00 Ret.Exist_FBC_SNCR_DSI & ACI & GPM & NGC | 0 | 0 | 0 | 0 | 0 | 0 | 0
00 Ret.Exist_FBC_SNCR_DSI & ACI & NGC | 0 | 0 | 0 | 0 | 0 | 0 | 0
00 Ret.Exist_FBC_SNCR_DSI & CCS | 0 | 0 | 0 | 0 | 0 | 0 | 0
00 Ret.Exist_FBC_SNCR_DSI & DCCS | 0 | 0 | 0 | 0 | 0 | 0 | 0
00 Ret.Exist_FBC_SNCR_DSI & DCCS & CCS | 0 | 0 | 0 | 0 | 0 | 0 | 0
00 Ret.Exist_FBC_SNCR_DSI & DRET | 0 | 0 | 0 | 0 | 0 | 0 | 0
00 Ret.Exist_FBC_SNCR_DSI & GPM | 1588.6698 | 759.7986 | 759.7986 | 701.3275 | 637.806 | 637.806 | 637.806
00 Ret.Exist_FBC_SNCR_DSI & GPM & CCS | 0 | 0 | 0 | 0 | 0 | 0 | 0
00 Ret.Exist_FBC_SNCR_DSI & GPM & DRET | 0 | 0 | 0 | 0 | 0 | 0 | 0
00 Ret.Exist_FBC_SNCR_DSI & GPM & NGC | 0 | 0 | 0 | 0 | 0 | 0 | 0
00 Ret.Exist_FBC_SNCR_DSI & NGC | 0 | 0 | 0 | 0 | 0 | 0 | 0
00 Ret.Exist_FBC_WetFGD_DSI & ACI | 0 | 0 | 0 | 0 | 0 | 0 | 0
00 Ret.Exist_FBC_WetFGD_DSI & ACI & DRET | 0 | 0 | 0 | 0 | 0 | 0 | 0
00 Ret.Exist_FBC_WetFGD_DSI & ACI & GPM | 0 | 0 | 0 | 0 | 0 | 0 | 0
00 Ret.Exist_FBC_WetFGD_DSI & ACI & GPM & DRET | 0 | 0 | 0 | 0 | 0 | 0 | 0
00 Ret.Exist_FBC_WetFGD_DSI & ACI & GPM & NGC | 0 | 0 | 0 | 0 | 0 | 0 | 0
00 Ret.Exist_FBC_WetFGD_DSI & ACI & GPM & SNCR | 0 | 0 | 0 | 0 | 0 | 0 | 0
00 Ret.Exist_FBC_WetFGD_DSI & ACI & GPM & SNCR & DRET | 0 | 0 | 0 | 0 | 0 | 0 | 0
00 Ret.Exist_FBC_WetFGD_DSI & ACI & GPM & SNCR & NGC | 0 | 0 | 0 | 0 | 0 | 0 | 0
00 Ret.Exist_FBC_WetFGD_DSI & ACI & NGC | 0 | 0 | 0 | 0 | 0 | 0 | 0
00 Ret.Exist_FBC_WetFGD_DSI & ACI & SNCR | 0 | 0 | 0 | 0 | 0 | 0 | 0
00 Ret.Exist_FBC_WetFGD_DSI & ACI & SNCR & DRET | 0 | 0 | 0 | 0 | 0 | 0 | 0
00 Ret.Exist_FBC_WetFGD_DSI & ACI & SNCR & NGC | 0 | 0 | 0 | 0 | 0 | 0 | 0
00 Ret.Exist_FBC_WetFGD_DSI & DRET | 0 | 0 | 0 | 0 | 0 | 0 | 0
00 Ret.Exist_FBC_WetFGD_DSI & GPM | 0 | 0 | 0 | 0 | 0 | 0 | 0
00 Ret.Exist_FBC_WetFGD_DSI & GPM & DRET | 0 | 0 | 0 | 0 | 0 | 0 | 0
00 Ret.Exist_FBC_WetFGD_DSI & GPM & NGC | 0 | 0 | 0 | 0 | 0 | 0 | 0
00 Ret.Exist_FBC_WetFGD_DSI & GPM & SNCR | 0 | 0 | 0 | 0 | 0 | 0 | 0
00 Ret.Exist_FBC_WetFGD_DSI & GPM & SNCR & DRET | 0 | 0 | 0 | 0 | 0 | 0 | 0
00 Ret.Exist_FBC_WetFGD_DSI & GPM & SNCR & NGC | 0 | 0 | 0 | 0 | 0 | 0 | 0
00 Ret.Exist_FBC_WetFGD_DSI & NGC | 0 | 0 | 0 | 0 | 0 | 0 | 0
00 Ret.Exist_FBC_WetFGD_DSI & SNCR | 0 | 0 | 0 | 0 | 0 | 0 | 0
00 Ret.Exist_FBC_WetFGD_DSI & SNCR & DRET | 0 | 0 | 0 | 0 | 0 | 0 | 0
00 Ret.Exist_FBC_WetFGD_DSI & SNCR & NGC | 0 | 0 | 0 | 0 | 0 | 0 | 0
00 Ret.Exist_FBC_WetFGD_SNCR & ACI | 0 | 0 | 0 | 0 | 0 | 0 | 0
00 Ret.Exist_FBC_WetFGD_SNCR & ACI & DRET | 0 | 0 | 0 | 0 | 0 | 0 | 0
00 Ret.Exist_FBC_WetFGD_SNCR & ACI & NGC | 0 | 0 | 0 | 0 | 0 | 0 | 0
00 Ret.Exist_FBC_WetFGD_SNCR & DRET | 0 | 0 | 0 | 0 | 0 | 0 | 0
00 Ret.Exist_FBC_WetFGD_SNCR & GPM | 0 | 0 | 0 | 0 | 0 | 0 | 0
00 Ret.Exist_FBC_WetFGD_SNCR & GPM & DRET | 0 | 0 | 0 | 0 | 0 | 0 | 0
00 Ret.Exist_FBC_WetFGD_SNCR & GPM & NGC | 0 | 0 | 0 | 0 | 0 | 0 | 0
00 Ret.Exist_FBC_WetFGD_SNCR & NGC | 0 | 0 | 0 | 0 | 0 | 0 | 0
00 Ret.Exist_Non-FBC_ACI & C2G | 178.3536 | 1968.4867 | 0 | 0 | 0 | 0 | 0
00 Ret.Exist_Non-FBC_ACI & C2G & SCR | 0 | 0 | 0 | 0 | 0 | 0 | 0
00 Ret.Exist_Non-FBC_ACI & DCCS | 0 | 0 | 0 | 0 | 0 | 0 | 0
00 Ret.Exist_Non-FBC_ACI & DCCS & WetFGD & SCR & CCS | 0 | 0 | 0 | 0 | 0 | 0 | 0
00 Ret.Exist_Non-FBC_ACI & DRET | 0 | 0 | 0 | 0 | 0 | 0 | 0
00 Ret.Exist_Non-FBC_ACI & DSI | 0 | 0 | 0 | 0 | 0 | 0 | 0
00 Ret.Exist_Non-FBC_ACI & DSI & C2G | 0 | 0 | 0 | 0 | 0 | 0 | 0
00 Ret.Exist_Non-FBC_ACI & DSI & C2G & SCR | 0 | 0 | 0 | 0 | 0 | 0 | 0
00 Ret.Exist_Non-FBC_ACI & DSI & DRET | 0 | 0 | 0 | 0 | 0 | 0 | 0
00 Ret.Exist_Non-FBC_ACI & DSI & GPM | 0 | 0 | 0 | 0 | 0 | 0 | 0
00 Ret.Exist_Non-FBC_ACI & DSI & GPM & C2G | 0 | 0 | 0 | 0 | 0 | 0 | 0
00 Ret.Exist_Non-FBC_ACI & DSI & GPM & C2G & SCR | 0 | 0 | 0 | 0 | 0 | 0 | 0
00 Ret.Exist_Non-FBC_ACI & DSI & GPM & DRET | 0 | 0 | 0 | 0 | 0 | 0 | 0
00 Ret.Exist_Non-FBC_ACI & DSI & GPM & NGC | 0 | 0 | 0 | 0 | 0 | 0 | 0
00 Ret.Exist_Non-FBC_ACI & DSI & GPM & SCR | 0 | 0 | 0 | 0 | 0 | 0 | 0
00 Ret.Exist_Non-FBC_ACI & DSI & GPM & SCR & DRET | 0 | 0 | 0 | 0 | 0 | 0 | 0
00 Ret.Exist_Non-FBC_ACI & DSI & GPM & SCR & NGC | 0 | 0 | 0 | 0 | 0 | 0 | 0
00 Ret.Exist_Non-FBC_ACI & DSI & GPM & SNCR | 0 | 0 | 0 | 0 | 0 | 0 | 0
00 Ret.Exist_Non-FBC_ACI & DSI & GPM & SNCR & DRET | 0 | 0 | 0 | 0 | 0 | 0 | 0
00 Ret.Exist_Non-FBC_ACI & DSI & GPM & SNCR & NGC | 0 | 0 | 0 | 0 | 0 | 0 | 0
00 Ret.Exist_Non-FBC_ACI & DSI & GPM & WetFGD & SCR & CCS | 0 | 0 | 0 | 0 | 0 | 0 | 0
00 Ret.Exist_Non-FBC_ACI & DSI & NGC | 0 | 0 | 0 | 0 | 0 | 0 | 0
00 Ret.Exist_Non-FBC_ACI & DSI & SCR | 0 | 0 | 0 | 0 | 0 | 0 | 0
00 Ret.Exist_Non-FBC_ACI & DSI & SCR & DRET | 0 | 0 | 0 | 0 | 0 | 0 | 0
00 Ret.Exist_Non-FBC_ACI & DSI & SCR & NGC | 0 | 0 | 0 | 0 | 0 | 0 | 0
00 Ret.Exist_Non-FBC_ACI & DSI & SNCR | 0 | 0 | 0 | 0 | 0 | 0 | 0
00 Ret.Exist_Non-FBC_ACI & DSI & SNCR & DRET | 0 | 0 | 0 | 0 | 0 | 0 | 0
00 Ret.Exist_Non-FBC_ACI & DSI & SNCR & NGC | 0 | 0 | 0 | 0 | 0 | 0 | 0
00 Ret.Exist_Non-FBC_ACI & DSI & WetFGD & SCR & CCS | 0 | 0 | 0 | 0 | 0 | 0 | 0
00 Ret.Exist_Non-FBC_ACI & GPM | 16147.1433 | 0 | 0 | 0 | 0 | 0 | 0
00 Ret.Exist_Non-FBC_ACI & GPM & C2G | 0 | 0 | 0 | 0 | 0 | 0 | 0
00 Ret.Exist_Non-FBC_ACI & GPM & C2G & SCR | 0 | 0 | 0 | 0 | 0 | 0 | 0
00 Ret.Exist_Non-FBC_ACI & GPM & DRET | 0 | 0 | 0 | 0 | 0 | 0 | 0
00 Ret.Exist_Non-FBC_ACI & GPM & NGC | 0 | 0 | 0 | 0 | 0 | 0 | 0
00 Ret.Exist_Non-FBC_ACI & GPM & SCR | 0 | 0 | 0 | 0 | 0 | 0 | 0
00 Ret.Exist_Non-FBC_ACI & GPM & SCR & DRET | 0 | 0 | 0 | 0 | 0 | 0 | 0
00 Ret.Exist_Non-FBC_ACI & GPM & SCR & NGC | 0 | 0 | 0 | 0 | 0 | 0 | 0
00 Ret.Exist_Non-FBC_ACI & GPM & SNCR | 0 | 0 | 0 | 0 | 0 | 0 | 0
00 Ret.Exist_Non-FBC_ACI & GPM & SNCR & DRET | 0 | 0 | 0 | 0 | 0 | 0 | 0
00 Ret.Exist_Non-FBC_ACI & GPM & SNCR & NGC | 0 | 0 | 0 | 0 | 0 | 0 | 0
00 Ret.Exist_Non-FBC_ACI & GPM & WetFGD & SCR & CCS | 0 | 0 | 0 | 0 | 0 | 0 | 0
00 Ret.Exist_Non-FBC_ACI & NGC | 0 | 0 | 0 | 0 | 0 | 0 | 0
00 Ret.Exist_Non-FBC_ACI & SCR | 0 | 0 | 0 | 0 | 0 | 0 | 0
00 Ret.Exist_Non-FBC_ACI & SCR & C2G | 0 | 0 | 0 | 0 | 0 | 0 | 0
00 Ret.Exist_Non-FBC_ACI & SCR & DRET | 0 | 0 | 0 | 0 | 0 | 0 | 0
00 Ret.Exist_Non-FBC_ACI & SCR & NGC | 0 | 0 | 0 | 0 | 0 | 0 | 0
00 Ret.Exist_Non-FBC_ACI & SCR & WetFGD & CCS | 0 | 0 | 0 | 0 | 0 | 0 | 0
00 Ret.Exist_Non-FBC_ACI & SNCR | 0 | 0 | 0 | 0 | 0 | 0 | 0
00 Ret.Exist_Non-FBC_ACI & SNCR & C2G | 0 | 0 | 0 | 0 | 0 | 0 | 0
00 Ret.Exist_Non-FBC_ACI & SNCR & DRET | 0 | 0 | 0 | 0 | 0 | 0 | 0
00 Ret.Exist_Non-FBC_ACI & SNCR & NGC | 0 | 0 | 0 | 0 | 0 | 0 | 0
00 Ret.Exist_Non-FBC_ACI_DSI & C2G | 0 | 0 | 0 | 0 | 0 | 0 | 0
00 Ret.Exist_Non-FBC_ACI_DSI & C2G & SCR | 0 | 0 | 0 | 0 | 0 | 0 | 0
00 Ret.Exist_Non-FBC_ACI_DSI & DCCS | 0 | 0 | 0 | 0 | 0 | 0 | 0
00 Ret.Exist_Non-FBC_ACI_DSI & DCCS & WetFGD & SCR & CCS | 0 | 0 | 0 | 0 | 0 | 0 | 0
00 Ret.Exist_Non-FBC_ACI_DSI & DRET | 0 | 0 | 0 | 0 | 0 | 0 | 0
00 Ret.Exist_Non-FBC_ACI_DSI & GPM | 0 | 0 | 0 | 0 | 0 | 0 | 0
00 Ret.Exist_Non-FBC_ACI_DSI & GPM & C2G | 0 | 0 | 0 | 0 | 0 | 0 | 0
00 Ret.Exist_Non-FBC_ACI_DSI & GPM & C2G & SCR | 0 | 0 | 0 | 0 | 0 | 0 | 0
00 Ret.Exist_Non-FBC_ACI_DSI & GPM & DRET | 0 | 0 | 0 | 0 | 0 | 0 | 0
00 Ret.Exist_Non-FBC_ACI_DSI & GPM & NGC | 0 | 0 | 0 | 0 | 0 | 0 | 0
00 Ret.Exist_Non-FBC_ACI_DSI & GPM & SCR | 0 | 0 | 0 | 0 | 0 | 0 | 0
00 Ret.Exist_Non-FBC_ACI_DSI & GPM & SCR & DRET | 0 | 0 | 0 | 0 | 0 | 0 | 0
00 Ret.Exist_Non-FBC_ACI_DSI & GPM & SCR & NGC | 0 | 0 | 0 | 0 | 0 | 0 | 0
00 Ret.Exist_Non-FBC_ACI_DSI & GPM & SNCR | 0 | 0 | 0 | 0 | 0 | 0 | 0
00 Ret.Exist_Non-FBC_ACI_DSI & GPM & SNCR & DRET | 0 | 0 | 0 | 0 | 0 | 0 | 0
00 Ret.Exist_Non-FBC_ACI_DSI & GPM & SNCR & NGC | 0 | 0 | 0 | 0 | 0 | 0 | 0
00 Ret.Exist_Non-FBC_ACI_DSI & GPM & WetFGD & SCR & CCS | 0 | 0 | 0 | 0 | 0 | 0 | 0
00 Ret.Exist_Non-FBC_ACI_DSI & NGC | 0 | 0 | 0 | 0 | 0 | 0 | 0
00 Ret.Exist_Non-FBC_ACI_DSI & SCR | 0 | 0 | 0 | 0 | 0 | 0 | 0
00 Ret.Exist_Non-FBC_ACI_DSI & SCR & C2G | 0 | 0 | 0 | 0 | 0 | 0 | 0
00 Ret.Exist_Non-FBC_ACI_DSI & SCR & DRET | 0 | 0 | 0 | 0 | 0 | 0 | 0
00 Ret.Exist_Non-FBC_ACI_DSI & SCR & NGC | 0 | 0 | 0 | 0 | 0 | 0 | 0
00 Ret.Exist_Non-FBC_ACI_DSI & SCR & WetFGD & CCS | 0 | 0 | 0 | 0 | 0 | 0 | 0
00 Ret.Exist_Non-FBC_ACI_DSI & SNCR | 0 | 0 | 0 | 0 | 0 | 0 | 0
00 Ret.Exist_Non-FBC_ACI_DSI & SNCR & C2G | 0 | 0 | 0 | 0 | 0 | 0 | 0
00 Ret.Exist_Non-FBC_ACI_DSI & SNCR & DRET | 0 | 0 | 0 | 0 | 0 | 0 | 0
00 Ret.Exist_Non-FBC_ACI_DSI & SNCR & NGC | 0 | 0 | 0 | 0 | 0 | 0 | 0
00 Ret.Exist_Non-FBC_DryFGD & C2G | 0 | 0 | 0 | 0 | 0 | 0 | 0
00 Ret.Exist_Non-FBC_DryFGD & C2G & SCR | 0 | 0 | 0 | 0 | 0 | 0 | 0
00 Ret.Exist_Non-FBC_DryFGD & DRET | 0 | 0 | 0 | 0 | 0 | 0 | 0
00 Ret.Exist_Non-FBC_DryFGD & GPM | 0 | 0 | 0 | 0 | 0 | 0 | 0
00 Ret.Exist_Non-FBC_DryFGD & GPM & C2G | 0 | 0 | 0 | 0 | 0 | 0 | 0
00 Ret.Exist_Non-FBC_DryFGD & GPM & C2G & SCR | 0 | 0 | 0 | 0 | 0 | 0 | 0
00 Ret.Exist_Non-FBC_DryFGD & GPM & DRET | 0 | 0 | 0 | 0 | 0 | 0 | 0
00 Ret.Exist_Non-FBC_DryFGD & GPM & NGC | 0 | 0 | 0 | 0 | 0 | 0 | 0
00 Ret.Exist_Non-FBC_DryFGD & GPM & SCR | 0 | 0 | 0 | 0 | 0 | 0 | 0
00 Ret.Exist_Non-FBC_DryFGD & GPM & SCR & CCS | 0 | 0 | 0 | 0 | 0 | 0 | 0
00 Ret.Exist_Non-FBC_DryFGD & GPM & SCR & DRET | 0 | 0 | 0 | 0 | 0 | 0 | 0
00 Ret.Exist_Non-FBC_DryFGD & GPM & SCR & NGC | 0 | 0 | 0 | 0 | 0 | 0 | 0
00 Ret.Exist_Non-FBC_DryFGD & GPM & SNCR | 0 | 0 | 0 | 0 | 0 | 0 | 0
00 Ret.Exist_Non-FBC_DryFGD & GPM & SNCR & DRET | 0 | 0 | 0 | 0 | 0 | 0 | 0
00 Ret.Exist_Non-FBC_DryFGD & GPM & SNCR & NGC | 0 | 0 | 0 | 0 | 0 | 0 | 0
00 Ret.Exist_Non-FBC_DryFGD & NGC | 0 | 0 | 0 | 0 | 0 | 0 | 0
00 Ret.Exist_Non-FBC_DryFGD & SCR | 0 | 0 | 0 | 0 | 0 | 0 | 0
00 Ret.Exist_Non-FBC_DryFGD & SCR & C2G | 0 | 0 | 0 | 0 | 0 | 0 | 0
00 Ret.Exist_Non-FBC_DryFGD & SCR & CCS | 0 | 0 | 0 | 0 | 0 | 0 | 0
00 Ret.Exist_Non-FBC_DryFGD & SCR & DRET | 0 | 0 | 0 | 0 | 0 | 0 | 0
00 Ret.Exist_Non-FBC_DryFGD & SCR & NGC | 0 | 0 | 0 | 0 | 0 | 0 | 0
00 Ret.Exist_Non-FBC_DryFGD & SNCR | 0 | 0 | 0 | 0 | 0 | 0 | 0
00 Ret.Exist_Non-FBC_DryFGD & SNCR & C2G | 0 | 0 | 0 | 0 | 0 | 0 | 0
00 Ret.Exist_Non-FBC_DryFGD & SNCR & DRET | 0 | 0 | 0 | 0 | 0 | 0 | 0
00 Ret.Exist_Non-FBC_DryFGD & SNCR & NGC | 0 | 0 | 0 | 0 | 0 | 0 | 0
00 Ret.Exist_Non-FBC_DryFGD_ACI & C2G | 0 | 0 | 0 | 0 | 0 | 0 | 0
00 Ret.Exist_Non-FBC_DryFGD_ACI & C2G & SCR | 0 | 0 | 0 | 0 | 0 | 0 | 0
00 Ret.Exist_Non-FBC_DryFGD_ACI & DCCS | 0 | 0 | 0 | 0 | 0 | 0 | 0
00 Ret.Exist_Non-FBC_DryFGD_ACI & DCCS & SCR & CCS | 0 | 0 | 0 | 0 | 0 | 0 | 0
00 Ret.Exist_Non-FBC_DryFGD_ACI & DRET | 0 | 0 | 0 | 0 | 0 | 0 | 0
00 Ret.Exist_Non-FBC_DryFGD_ACI & GPM | 0 | 0 | 0 | 0 | 0 | 0 | 0
00 Ret.Exist_Non-FBC_DryFGD_ACI & GPM & C2G | 0 | 0 | 0 | 0 | 0 | 0 | 0
00 Ret.Exist_Non-FBC_DryFGD_ACI & GPM & C2G & SCR | 0 | 0 | 0 | 0 | 0 | 0 | 0
00 Ret.Exist_Non-FBC_DryFGD_ACI & GPM & DRET | 0 | 0 | 0 | 0 | 0 | 0 | 0
00 Ret.Exist_Non-FBC_DryFGD_ACI & GPM & NGC | 0 | 0 | 0 | 0 | 0 | 0 | 0
00 Ret.Exist_Non-FBC_DryFGD_ACI & GPM & SCR | 0 | 0 | 0 | 0 | 0 | 0 | 0
00 Ret.Exist_Non-FBC_DryFGD_ACI & GPM & SCR & CCS | 0 | 0 | 0 | 0 | 0 | 0 | 0
00 Ret.Exist_Non-FBC_DryFGD_ACI & GPM & SCR & DRET | 0 | 0 | 0 | 0 | 0 | 0 | 0
00 Ret.Exist_Non-FBC_DryFGD_ACI & GPM & SCR & NGC | 0 | 0 | 0 | 0 | 0 | 0 | 0
00 Ret.Exist_Non-FBC_DryFGD_ACI & GPM & SNCR | 0 | 0 | 0 | 0 | 0 | 0 | 0
00 Ret.Exist_Non-FBC_DryFGD_ACI & GPM & SNCR & DRET | 0 | 0 | 0 | 0 | 0 | 0 | 0
00 Ret.Exist_Non-FBC_DryFGD_ACI & GPM & SNCR & NGC | 0 | 0 | 0 | 0 | 0 | 0 | 0
00 Ret.Exist_Non-FBC_DryFGD_ACI & NGC | 0 | 0 | 0 | 0 | 0 | 0 | 0
00 Ret.Exist_Non-FBC_DryFGD_ACI & SCR | 0 | 887.4114 | 0 | 0 | 0 | 0 | 0
00 Ret.Exist_Non-FBC_DryFGD_ACI & SCR & C2G | 0 | 0 | 0 | 0 | 0 | 0 | 0
00 Ret.Exist_Non-FBC_DryFGD_ACI & SCR & CCS | 0 | 0 | 6746.3169 | 6746.3169 | 0 | 0 | 0
00 Ret.Exist_Non-FBC_DryFGD_ACI & SCR & DRET | 0 | 0 | 0 | 0 | 0 | 0 | 0
00 Ret.Exist_Non-FBC_DryFGD_ACI & SCR & NGC | 0 | 0 | 0 | 0 | 0 | 0 | 0
00 Ret.Exist_Non-FBC_DryFGD_ACI & SNCR | 0 | 0 | 0 | 0 | 0 | 0 | 0
00 Ret.Exist_Non-FBC_DryFGD_ACI & SNCR & C2G | 0 | 0 | 0 | 0 | 0 | 0 | 0
00 Ret.Exist_Non-FBC_DryFGD_ACI & SNCR & DRET | 0 | 0 | 0 | 0 | 0 | 0 | 0
00 Ret.Exist_Non-FBC_DryFGD_ACI & SNCR & NGC | 0 | 0 | 0 | 0 | 0 | 0 | 0
00 Ret.Exist_Non-FBC_DryFGD_SCR & ACI | 0 | 0 | 0 | 0 | 0 | 0 | 0
00 Ret.Exist_Non-FBC_DryFGD_SCR & ACI & C2G | 0 | 0 | 0 | 0 | 0 | 0 | 0
00 Ret.Exist_Non-FBC_DryFGD_SCR & ACI & CCS | 0 | 0 | 0 | 0 | 0 | 0 | 0
00 Ret.Exist_Non-FBC_DryFGD_SCR & ACI & DRET | 0 | 0 | 0 | 0 | 0 | 0 | 0
00 Ret.Exist_Non-FBC_DryFGD_SCR & ACI & GPM | 0 | 0 | 0 | 0 | 0 | 0 | 0
00 Ret.Exist_Non-FBC_DryFGD_SCR & ACI & GPM & C2G | 0 | 0 | 0 | 0 | 0 | 0 | 0
00 Ret.Exist_Non-FBC_DryFGD_SCR & ACI & GPM & CCS | 0 | 0 | 0 | 0 | 0 | 0 | 0
00 Ret.Exist_Non-FBC_DryFGD_SCR & ACI & GPM & DRET | 0 | 0 | 0 | 0 | 0 | 0 | 0
00 Ret.Exist_Non-FBC_DryFGD_SCR & ACI & GPM & NGC | 0 | 0 | 0 | 0 | 0 | 0 | 0
00 Ret.Exist_Non-FBC_DryFGD_SCR & ACI & NGC | 0 | 0 | 0 | 0 | 0 | 0 | 0
00 Ret.Exist_Non-FBC_DryFGD_SCR & C2G | 0 | 0 | 0 | 0 | 0 | 0 | 0
00 Ret.Exist_Non-FBC_DryFGD_SCR & CCS | 0 | 0 | 0 | 0 | 0 | 0 | 0
00 Ret.Exist_Non-FBC_DryFGD_SCR & DRET | 0 | 0 | 0 | 0 | 0 | 0 | 0
00 Ret.Exist_Non-FBC_DryFGD_SCR & GPM | 0 | 0 | 0 | 0 | 0 | 0 | 0
00 Ret.Exist_Non-FBC_DryFGD_SCR & GPM & C2G | 0 | 0 | 0 | 0 | 0 | 0 | 0
00 Ret.Exist_Non-FBC_DryFGD_SCR & GPM & CCS | 0 | 0 | 0 | 0 | 0 | 0 | 0
00 Ret.Exist_Non-FBC_DryFGD_SCR & GPM & DRET | 0 | 0 | 0 | 0 | 0 | 0 | 0
00 Ret.Exist_Non-FBC_DryFGD_SCR & GPM & NGC | 0 | 0 | 0 | 0 | 0 | 0 | 0
00 Ret.Exist_Non-FBC_DryFGD_SCR & NGC | 0 | 0 | 0 | 0 | 0 | 0 | 0
00 Ret.Exist_Non-FBC_DryFGD_SCR_ACI & C2G | 87.1094 | 87.1094 | 87.1094 | 87.1094 | 87.1094 | 87.1094 | 87.1094
00 Ret.Exist_Non-FBC_DryFGD_SCR_ACI & CCS | 0 | 1750.4673 | 4107.6732 | 4107.6732 | 2165.8126 | 2165.8126 | 2165.8126
00 Ret.Exist_Non-FBC_DryFGD_SCR_ACI & DCCS | 0 | 0 | 0 | 0 | 0 | 0 | 0
00 Ret.Exist_Non-FBC_DryFGD_SCR_ACI & DCCS & CCS | 0 | 0 | 0 | 0 | 0 | 0 | 0
00 Ret.Exist_Non-FBC_DryFGD_SCR_ACI & DRET | 0 | 0 | 0 | 0 | 0 | 0 | 0
00 Ret.Exist_Non-FBC_DryFGD_SCR_ACI & GPM | 0 | 0 | 0 | 0 | 0 | 0 | 0
00 Ret.Exist_Non-FBC_DryFGD_SCR_ACI & GPM & C2G | 0 | 0 | 0 | 0 | 0 | 0 | 0
00 Ret.Exist_Non-FBC_DryFGD_SCR_ACI & GPM & CCS | 0 | 0 | 0 | 0 | 0 | 0 | 0
00 Ret.Exist_Non-FBC_DryFGD_SCR_ACI & GPM & DRET | 0 | 0 | 0 | 0 | 0 | 0 | 0
00 Ret.Exist_Non-FBC_DryFGD_SCR_ACI & GPM & NGC | 0 | 0 | 0 | 0 | 0 | 0 | 0
00 Ret.Exist_Non-FBC_DryFGD_SCR_ACI & NGC | 0 | 0 | 0 | 0 | 0 | 0 | 0
00 Ret.Exist_Non-FBC_DryFGD_SCR_ACI_DSI & C2G | 0 | 0 | 0 | 0 | 0 | 0 | 0
00 Ret.Exist_Non-FBC_DryFGD_SCR_ACI_DSI & CCS | 0 | 0 | 0 | 0 | 0 | 0 | 0
00 Ret.Exist_Non-FBC_DryFGD_SCR_ACI_DSI & DCCS | 0 | 0 | 0 | 0 | 0 | 0 | 0
00 Ret.Exist_Non-FBC_DryFGD_SCR_ACI_DSI & DCCS & CCS | 0 | 0 | 0 | 0 | 0 | 0 | 0
00 Ret.Exist_Non-FBC_DryFGD_SCR_ACI_DSI & DRET | 0 | 0 | 0 | 0 | 0 | 0 | 0
00 Ret.Exist_Non-FBC_DryFGD_SCR_ACI_DSI & GPM | 0 | 0 | 0 | 0 | 0 | 0 | 0
00 Ret.Exist_Non-FBC_DryFGD_SCR_ACI_DSI & GPM & C2G | 0 | 0 | 0 | 0 | 0 | 0 | 0
00 Ret.Exist_Non-FBC_DryFGD_SCR_ACI_DSI & GPM & CCS | 0 | 0 | 0 | 0 | 0 | 0 | 0
00 Ret.Exist_Non-FBC_DryFGD_SCR_ACI_DSI & GPM & DRET | 0 | 0 | 0 | 0 | 0 | 0 | 0
00 Ret.Exist_Non-FBC_DryFGD_SCR_ACI_DSI & GPM & NGC | 0 | 0 | 0 | 0 | 0 | 0 | 0
00 Ret.Exist_Non-FBC_DryFGD_SCR_ACI_DSI & NGC | 0 | 0 | 0 | 0 | 0 | 0 | 0
00 Ret.Exist_Non-FBC_DryFGD_SCR_DSI & ACI | 0 | 0 | 0 | 0 | 0 | 0 | 0
00 Ret.Exist_Non-FBC_DryFGD_SCR_DSI & ACI & C2G | 0 | 0 | 0 | 0 | 0 | 0 | 0
00 Ret.Exist_Non-FBC_DryFGD_SCR_DSI & ACI & CCS | 0 | 0 | 0 | 0 | 0 | 0 | 0
00 Ret.Exist_Non-FBC_DryFGD_SCR_DSI & ACI & DRET | 0 | 0 | 0 | 0 | 0 | 0 | 0
00 Ret.Exist_Non-FBC_DryFGD_SCR_DSI & ACI & GPM | 0 | 0 | 0 | 0 | 0 | 0 | 0
00 Ret.Exist_Non-FBC_DryFGD_SCR_DSI & ACI & GPM & C2G | 0 | 0 | 0 | 0 | 0 | 0 | 0
00 Ret.Exist_Non-FBC_DryFGD_SCR_DSI & ACI & GPM & CCS | 0 | 0 | 0 | 0 | 0 | 0 | 0
00 Ret.Exist_Non-FBC_DryFGD_SCR_DSI & ACI & GPM & DRET | 0 | 0 | 0 | 0 | 0 | 0 | 0
00 Ret.Exist_Non-FBC_DryFGD_SCR_DSI & ACI & GPM & NGC | 0 | 0 | 0 | 0 | 0 | 0 | 0
00 Ret.Exist_Non-FBC_DryFGD_SCR_DSI & ACI & NGC | 0 | 0 | 0 | 0 | 0 | 0 | 0
00 Ret.Exist_Non-FBC_DryFGD_SCR_DSI & C2G | 0 | 0 | 0 | 0 | 0 | 0 | 0
00 Ret.Exist_Non-FBC_DryFGD_SCR_DSI & CCS | 0 | 0 | 0 | 0 | 0 | 0 | 0
00 Ret.Exist_Non-FBC_DryFGD_SCR_DSI & DRET | 0 | 0 | 0 | 0 | 0 | 0 | 0
00 Ret.Exist_Non-FBC_DryFGD_SCR_DSI & GPM | 0 | 0 | 0 | 0 | 0 | 0 | 0
00 Ret.Exist_Non-FBC_DryFGD_SCR_DSI & GPM & C2G | 0 | 0 | 0 | 0 | 0 | 0 | 0
00 Ret.Exist_Non-FBC_DryFGD_SCR_DSI & GPM & CCS | 0 | 0 | 0 | 0 | 0 | 0 | 0
00 Ret.Exist_Non-FBC_DryFGD_SCR_DSI & GPM & DRET | 0 | 0 | 0 | 0 | 0 | 0 | 0
00 Ret.Exist_Non-FBC_DryFGD_SCR_DSI & GPM & NGC | 0 | 0 | 0 | 0 | 0 | 0 | 0
00 Ret.Exist_Non-FBC_DryFGD_SCR_DSI & NGC | 0 | 0 | 0 | 0 | 0 | 0 | 0
00 Ret.Exist_Non-FBC_DryFGD_SNCR_ACI & C2G | 0 | 0 | 0 | 0 | 0 | 0 | 0
00 Ret.Exist_Non-FBC_DryFGD_SNCR_ACI & C2G & SCR | 0 | 0 | 0 | 0 | 0 | 0 | 0
00 Ret.Exist_Non-FBC_DryFGD_SNCR_ACI & DCCS | 0 | 0 | 0 | 0 | 0 | 0 | 0
00 Ret.Exist_Non-FBC_DryFGD_SNCR_ACI & DCCS & SCR & CCS | 0 | 0 | 0 | 0 | 0 | 0 | 0
00 Ret.Exist_Non-FBC_DryFGD_SNCR_ACI & DRET | 0 | 0 | 0 | 0 | 0 | 0 | 0
00 Ret.Exist_Non-FBC_DryFGD_SNCR_ACI & GPM | 3880.2157 | 3880.2157 | 3880.2157 | 3671.5853 | 3259.413 | 3671.9924 | 3880.2157
00 Ret.Exist_Non-FBC_DryFGD_SNCR_ACI & GPM & C2G | 0 | 0 | 0 | 0 | 0 | 0 | 0
00 Ret.Exist_Non-FBC_DryFGD_SNCR_ACI & GPM & C2G & SCR | 0 | 0 | 0 | 0 | 0 | 0 | 0
00 Ret.Exist_Non-FBC_DryFGD_SNCR_ACI & GPM & DRET | 0 | 0 | 0 | 0 | 0 | 0 | 0
00 Ret.Exist_Non-FBC_DryFGD_SNCR_ACI & GPM & NGC | 0 | 0 | 0 | 0 | 0 | 0 | 0
00 Ret.Exist_Non-FBC_DryFGD_SNCR_ACI & GPM & SCR | 0 | 0 | 0 | 0 | 0 | 0 | 0
00 Ret.Exist_Non-FBC_DryFGD_SNCR_ACI & GPM & SCR & CCS | 0 | 0 | 0 | 0 | 0 | 0 | 0
00 Ret.Exist_Non-FBC_DryFGD_SNCR_ACI & GPM & SCR & DRET | 0 | 0 | 0 | 0 | 0 | 0 | 0
00 Ret.Exist_Non-FBC_DryFGD_SNCR_ACI & GPM & SCR & NGC | 0 | 0 | 0 | 0 | 0 | 0 | 0
00 Ret.Exist_Non-FBC_DryFGD_SNCR_ACI & NGC | 0 | 0 | 0 | 0 | 0 | 0 | 0
00 Ret.Exist_Non-FBC_DryFGD_SNCR_ACI & SCR | 0 | 0 | 0 | 0 | 0 | 0 | 0
00 Ret.Exist_Non-FBC_DryFGD_SNCR_ACI & SCR & C2G | 0 | 0 | 0 | 0 | 0 | 0 | 0
00 Ret.Exist_Non-FBC_DryFGD_SNCR_ACI & SCR & CCS | 0 | 0 | 0 | 0 | 0 | 0 | 0
00 Ret.Exist_Non-FBC_DryFGD_SNCR_ACI & SCR & DRET | 0 | 0 | 0 | 0 | 0 | 0 | 0
00 Ret.Exist_Non-FBC_DryFGD_SNCR_ACI & SCR & NGC | 0 | 0 | 0 | 0 | 0 | 0 | 0
00 Ret.Exist_Non-FBC_DryFGD_SNCR_ACI_DSI & C2G | 0 | 0 | 0 | 0 | 0 | 0 | 0
00 Ret.Exist_Non-FBC_DryFGD_SNCR_ACI_DSI & C2G & SCR | 0 | 0 | 0 | 0 | 0 | 0 | 0
00 Ret.Exist_Non-FBC_DryFGD_SNCR_ACI_DSI & DRET | 0 | 0 | 0 | 0 | 0 | 0 | 0
00 Ret.Exist_Non-FBC_DryFGD_SNCR_ACI_DSI & GPM | 0 | 0 | 0 | 0 | 0 | 0 | 0
00 Ret.Exist_Non-FBC_DryFGD_SNCR_ACI_DSI & GPM & C2G | 0 | 0 | 0 | 0 | 0 | 0 | 0
00 Ret.Exist_Non-FBC_DryFGD_SNCR_ACI_DSI & GPM & C2G & SCR | 0 | 0 | 0 | 0 | 0 | 0 | 0
00 Ret.Exist_Non-FBC_DryFGD_SNCR_ACI_DSI & GPM & DRET | 0 | 0 | 0 | 0 | 0 | 0 | 0
00 Ret.Exist_Non-FBC_DryFGD_SNCR_ACI_DSI & GPM & NGC | 0 | 0 | 0 | 0 | 0 | 0 | 0
00 Ret.Exist_Non-FBC_DryFGD_SNCR_ACI_DSI & GPM & SCR | 0 | 0 | 0 | 0 | 0 | 0 | 0
00 Ret.Exist_Non-FBC_DryFGD_SNCR_ACI_DSI & GPM & SCR & CCS | 0 | 0 | 0 | 0 | 0 | 0 | 0
00 Ret.Exist_Non-FBC_DryFGD_SNCR_ACI_DSI & GPM & SCR & DRET | 0 | 0 | 0 | 0 | 0 | 0 | 0
00 Ret.Exist_Non-FBC_DryFGD_SNCR_ACI_DSI & GPM & SCR & NGC | 0 | 0 | 0 | 0 | 0 | 0 | 0
00 Ret.Exist_Non-FBC_DryFGD_SNCR_ACI_DSI & NGC | 0 | 0 | 0 | 0 | 0 | 0 | 0
00 Ret.Exist_Non-FBC_DryFGD_SNCR_ACI_DSI & SCR | 0 | 0 | 0 | 0 | 0 | 0 | 0
00 Ret.Exist_Non-FBC_DryFGD_SNCR_ACI_DSI & SCR & C2G | 0 | 0 | 0 | 0 | 0 | 0 | 0
00 Ret.Exist_Non-FBC_DryFGD_SNCR_ACI_DSI & SCR & CCS | 0 | 0 | 0 | 0 | 0 | 0 | 0
00 Ret.Exist_Non-FBC_DryFGD_SNCR_ACI_DSI & SCR & DRET | 0 | 0 | 0 | 0 | 0 | 0 | 0
00 Ret.Exist_Non-FBC_DryFGD_SNCR_ACI_DSI & SCR & NGC | 0 | 0 | 0 | 0 | 0 | 0 | 0
00 Ret.Exist_Non-FBC_DSI & ACI | 0 | 0 | 0 | 0 | 0 | 0 | 0
00 Ret.Exist_Non-FBC_DSI & ACI & C2G | 0 | 0 | 0 | 0 | 0 | 0 | 0
00 Ret.Exist_Non-FBC_DSI & ACI & C2G & SCR | 0 | 0 | 0 | 0 | 0 | 0 | 0
00 Ret.Exist_Non-FBC_DSI & ACI & DRET | 0 | 0 | 0 | 0 | 0 | 0 | 0
00 Ret.Exist_Non-FBC_DSI & ACI & GPM | 0 | 0 | 0 | 0 | 0 | 0 | 0
00 Ret.Exist_Non-FBC_DSI & ACI & GPM & C2G | 0 | 0 | 0 | 0 | 0 | 0 | 0
00 Ret.Exist_Non-FBC_DSI & ACI & GPM & C2G & SCR | 0 | 0 | 0 | 0 | 0 | 0 | 0
00 Ret.Exist_Non-FBC_DSI & ACI & GPM & DRET | 0 | 0 | 0 | 0 | 0 | 0 | 0
00 Ret.Exist_Non-FBC_DSI & ACI & GPM & NGC | 0 | 0 | 0 | 0 | 0 | 0 | 0
00 Ret.Exist_Non-FBC_DSI & ACI & GPM & SCR | 0 | 0 | 0 | 0 | 0 | 0 | 0
00 Ret.Exist_Non-FBC_DSI & ACI & GPM & SCR & DRET | 0 | 0 | 0 | 0 | 0 | 0 | 0
00 Ret.Exist_Non-FBC_DSI & ACI & GPM & SCR & NGC | 0 | 0 | 0 | 0 | 0 | 0 | 0
00 Ret.Exist_Non-FBC_DSI & ACI & GPM & SNCR | 0 | 0 | 0 | 0 | 0 | 0 | 0
00 Ret.Exist_Non-FBC_DSI & ACI & GPM & SNCR & DRET | 0 | 0 | 0 | 0 | 0 | 0 | 0
00 Ret.Exist_Non-FBC_DSI & ACI & GPM & SNCR & NGC | 0 | 0 | 0 | 0 | 0 | 0 | 0
00 Ret.Exist_Non-FBC_DSI & ACI & GPM & WetFGD & SCR & CCS | 0 | 0 | 0 | 0 | 0 | 0 | 0
00 Ret.Exist_Non-FBC_DSI & ACI & NGC | 0 | 0 | 0 | 0 | 0 | 0 | 0
00 Ret.Exist_Non-FBC_DSI & ACI & SCR | 0 | 0 | 0 | 0 | 0 | 0 | 0
00 Ret.Exist_Non-FBC_DSI & ACI & SCR & DRET | 0 | 0 | 0 | 0 | 0 | 0 | 0
00 Ret.Exist_Non-FBC_DSI & ACI & SCR & NGC | 0 | 0 | 0 | 0 | 0 | 0 | 0
00 Ret.Exist_Non-FBC_DSI & ACI & SNCR | 0 | 0 | 0 | 0 | 0 | 0 | 0
00 Ret.Exist_Non-FBC_DSI & ACI & SNCR & DRET | 0 | 0 | 0 | 0 | 0 | 0 | 0
00 Ret.Exist_Non-FBC_DSI & ACI & SNCR & NGC | 0 | 0 | 0 | 0 | 0 | 0 | 0
00 Ret.Exist_Non-FBC_DSI & ACI & WetFGD & SCR & CCS | 0 | 0 | 0 | 0 | 0 | 0 | 0
00 Ret.Exist_Non-FBC_DSI & C2G | 0 | 0 | 0 | 0 | 0 | 0 | 0
00 Ret.Exist_Non-FBC_DSI & C2G & SCR | 0 | 0 | 0 | 0 | 0 | 0 | 0
00 Ret.Exist_Non-FBC_DSI & DRET | 0 | 0 | 0 | 0 | 0 | 0 | 0
00 Ret.Exist_Non-FBC_DSI & GPM | 0 | 0 | 0 | 0 | 0 | 0 | 0
00 Ret.Exist_Non-FBC_DSI & GPM & C2G | 0 | 0 | 0 | 0 | 0 | 0 | 0
00 Ret.Exist_Non-FBC_DSI & GPM & C2G & SCR | 0 | 0 | 0 | 0 | 0 | 0 | 0
00 Ret.Exist_Non-FBC_DSI & GPM & DRET | 0 | 0 | 0 | 0 | 0 | 0 | 0
00 Ret.Exist_Non-FBC_DSI & GPM & NGC | 0 | 0 | 0 | 0 | 0 | 0 | 0
00 Ret.Exist_Non-FBC_DSI & GPM & SCR | 0 | 0 | 0 | 0 | 0 | 0 | 0
00 Ret.Exist_Non-FBC_DSI & GPM & SCR & DRET | 0 | 0 | 0 | 0 | 0 | 0 | 0
00 Ret.Exist_Non-FBC_DSI & GPM & SCR & NGC | 0 | 0 | 0 | 0 | 0 | 0 | 0
00 Ret.Exist_Non-FBC_DSI & GPM & SNCR | 0 | 0 | 0 | 0 | 0 | 0 | 0
00 Ret.Exist_Non-FBC_DSI & GPM & SNCR & DRET | 0 | 0 | 0 | 0 | 0 | 0 | 0
00 Ret.Exist_Non-FBC_DSI & GPM & SNCR & NGC | 0 | 0 | 0 | 0 | 0 | 0 | 0
00 Ret.Exist_Non-FBC_DSI & GPM & WetFGD & SCR & CCS | 0 | 0 | 0 | 0 | 0 | 0 | 0
00 Ret.Exist_Non-FBC_DSI & NGC | 0 | 0 | 0 | 0 | 0 | 0 | 0
00 Ret.Exist_Non-FBC_DSI & SCR | 0 | 0 | 0 | 0 | 0 | 0 | 0
00 Ret.Exist_Non-FBC_DSI & SCR & C2G | 0 | 0 | 0 | 0 | 0 | 0 | 0
00 Ret.Exist_Non-FBC_DSI & SCR & DRET | 0 | 0 | 0 | 0 | 0 | 0 | 0
00 Ret.Exist_Non-FBC_DSI & SCR & NGC | 0 | 0 | 0 | 0 | 0 | 0 | 0
00 Ret.Exist_Non-FBC_DSI & SCR & WetFGD & CCS | 0 | 0 | 0 | 0 | 0 | 0 | 0
00 Ret.Exist_Non-FBC_DSI & SNCR | 0 | 0 | 0 | 0 | 0 | 0 | 0
00 Ret.Exist_Non-FBC_DSI & SNCR & C2G | 0 | 0 | 0 | 0 | 0 | 0 | 0
00 Ret.Exist_Non-FBC_DSI & SNCR & DRET | 0 | 0 | 0 | 0 | 0 | 0 | 0
00 Ret.Exist_Non-FBC_DSI & SNCR & NGC | 0 | 0 | 0 | 0 | 0 | 0 | 0
00 Ret.Exist_Non-FBC_NoCtrl & ACI | 0 | 0 | 0 | 0 | 0 | 0 | 0
00 Ret.Exist_Non-FBC_NoCtrl & ACI & C2G | 0 | 0 | 0 | 0 | 0 | 0 | 0
00 Ret.Exist_Non-FBC_NoCtrl & ACI & C2G & SCR | 0 | 0 | 0 | 0 | 0 | 0 | 0
00 Ret.Exist_Non-FBC_NoCtrl & ACI & DRET | 0 | 0 | 0 | 0 | 0 | 0 | 0
00 Ret.Exist_Non-FBC_NoCtrl & ACI & DSI | 0 | 0 | 0 | 0 | 0 | 0 | 0
00 Ret.Exist_Non-FBC_NoCtrl & ACI & DSI & C2G | 0 | 0 | 0 | 0 | 0 | 0 | 0
00 Ret.Exist_Non-FBC_NoCtrl & ACI & DSI & C2G & SCR | 0 | 0 | 0 | 0 | 0 | 0 | 0
00 Ret.Exist_Non-FBC_NoCtrl & ACI & DSI & DRET | 0 | 0 | 0 | 0 | 0 | 0 | 0
00 Ret.Exist_Non-FBC_NoCtrl & ACI & DSI & GPM | 0 | 0 | 0 | 0 | 0 | 0 | 0
00 Ret.Exist_Non-FBC_NoCtrl & ACI & DSI & GPM & C2G | 0 | 0 | 0 | 0 | 0 | 0 | 0
00 Ret.Exist_Non-FBC_NoCtrl & ACI & DSI & GPM & C2G & SCR | 0 | 0 | 0 | 0 | 0 | 0 | 0
00 Ret.Exist_Non-FBC_NoCtrl & ACI & DSI & GPM & DRET | 0 | 0 | 0 | 0 | 0 | 0 | 0
00 Ret.Exist_Non-FBC_NoCtrl & ACI & DSI & GPM & NGC | 0 | 0 | 0 | 0 | 0 | 0 | 0
00 Ret.Exist_Non-FBC_NoCtrl & ACI & DSI & GPM & SCR | 0 | 0 | 0 | 0 | 0 | 0 | 0
00 Ret.Exist_Non-FBC_NoCtrl & ACI & DSI & GPM & SCR & DRET | 0 | 0 | 0 | 0 | 0 | 0 | 0
00 Ret.Exist_Non-FBC_NoCtrl & ACI & DSI & GPM & SCR & NGC | 0 | 0 | 0 | 0 | 0 | 0 | 0
00 Ret.Exist_Non-FBC_NoCtrl & ACI & DSI & GPM & SNCR | 0 | 0 | 0 | 0 | 0 | 0 | 0
00 Ret.Exist_Non-FBC_NoCtrl & ACI & DSI & GPM & SNCR & DRET | 0 | 0 | 0 | 0 | 0 | 0 | 0
00 Ret.Exist_Non-FBC_NoCtrl & ACI & DSI & GPM & SNCR & NGC | 0 | 0 | 0 | 0 | 0 | 0 | 0
00 Ret.Exist_Non-FBC_NoCtrl & ACI & DSI & GPM & WetFGD & SCR & CCS | 0 | 0 | 0 | 0 | 0 | 0 | 0
00 Ret.Exist_Non-FBC_NoCtrl & ACI & DSI & NGC | 0 | 0 | 0 | 0 | 0 | 0 | 0
00 Ret.Exist_Non-FBC_NoCtrl & ACI & DSI & SCR | 0 | 0 | 0 | 0 | 0 | 0 | 0
00 Ret.Exist_Non-FBC_NoCtrl & ACI & DSI & SCR & DRET | 0 | 0 | 0 | 0 | 0 | 0 | 0
00 Ret.Exist_Non-FBC_NoCtrl & ACI & DSI & SCR & NGC | 0 | 0 | 0 | 0 | 0 | 0 | 0
00 Ret.Exist_Non-FBC_NoCtrl & ACI & DSI & SNCR | 0 | 0 | 0 | 0 | 0 | 0 | 0
00 Ret.Exist_Non-FBC_NoCtrl & ACI & DSI & SNCR & DRET | 0 | 0 | 0 | 0 | 0 | 0 | 0
00 Ret.Exist_Non-FBC_NoCtrl & ACI & DSI & SNCR & NGC | 0 | 0 | 0 | 0 | 0 | 0 | 0
00 Ret.Exist_Non-FBC_NoCtrl & ACI & DSI & WetFGD & SCR & CCS | 0 | 0 | 0 | 0 | 0 | 0 | 0
00 Ret.Exist_Non-FBC_NoCtrl & ACI & GPM | 0 | 0 | 0 | 0 | 0 | 0 | 0
00 Ret.Exist_Non-FBC_NoCtrl & ACI & GPM & C2G | 0 | 0 | 0 | 0 | 0 | 0 | 0
00 Ret.Exist_Non-FBC_NoCtrl & ACI & GPM & C2G & SCR | 0 | 0 | 0 | 0 | 0 | 0 | 0
00 Ret.Exist_Non-FBC_NoCtrl & ACI & GPM & DRET | 0 | 0 | 0 | 0 | 0 | 0 | 0
00 Ret.Exist_Non-FBC_NoCtrl & ACI & GPM & NGC | 0 | 0 | 0 | 0 | 0 | 0 | 0
00 Ret.Exist_Non-FBC_NoCtrl & ACI & GPM & SCR | 0 | 0 | 0 | 0 | 0 | 0 | 0
00 Ret.Exist_Non-FBC_NoCtrl & ACI & GPM & SCR & DRET | 0 | 0 | 0 | 0 | 0 | 0 | 0
00 Ret.Exist_Non-FBC_NoCtrl & ACI & GPM & SCR & NGC | 0 | 0 | 0 | 0 | 0 | 0 | 0
00 Ret.Exist_Non-FBC_NoCtrl & ACI & GPM & SNCR | 0 | 0 | 0 | 0 | 0 | 0 | 0
00 Ret.Exist_Non-FBC_NoCtrl & ACI & GPM & SNCR & DRET | 0 | 0 | 0 | 0 | 0 | 0 | 0
00 Ret.Exist_Non-FBC_NoCtrl & ACI & GPM & SNCR & NGC | 0 | 0 | 0 | 0 | 0 | 0 | 0
00 Ret.Exist_Non-FBC_NoCtrl & ACI & GPM & WetFGD & SCR & CCS | 0 | 0 | 0 | 0 | 0 | 0 | 0
00 Ret.Exist_Non-FBC_NoCtrl & ACI & NGC | 0 | 0 | 0 | 0 | 0 | 0 | 0
00 Ret.Exist_Non-FBC_NoCtrl & ACI & SCR | 0 | 0 | 0 | 0 | 0 | 0 | 0
00 Ret.Exist_Non-FBC_NoCtrl & ACI & SCR & DRET | 0 | 0 | 0 | 0 | 0 | 0 | 0
00 Ret.Exist_Non-FBC_NoCtrl & ACI & SCR & NGC | 0 | 0 | 0 | 0 | 0 | 0 | 0
00 Ret.Exist_Non-FBC_NoCtrl & ACI & SNCR | 0 | 0 | 0 | 0 | 0 | 0 | 0
00 Ret.Exist_Non-FBC_NoCtrl & ACI & SNCR & DRET | 0 | 0 | 0 | 0 | 0 | 0 | 0
00 Ret.Exist_Non-FBC_NoCtrl & ACI & SNCR & NGC | 0 | 0 | 0 | 0 | 0 | 0 | 0
00 Ret.Exist_Non-FBC_NoCtrl & ACI & WetFGD & SCR & CCS | 0 | 0 | 0 | 0 | 0 | 0 | 0
00 Ret.Exist_Non-FBC_NoCtrl & C2G | 0 | 0 | 0 | 0 | 0 | 0 | 0
00 Ret.Exist_Non-FBC_NoCtrl & C2G & SCR | 0 | 0 | 0 | 0 | 0 | 0 | 0
00 Ret.Exist_Non-FBC_NoCtrl & DCCS | 0 | 0 | 0 | 0 | 0 | 0 | 0
00 Ret.Exist_Non-FBC_NoCtrl & DCCS & WetFGD & SCR & CCS | 0 | 0 | 0 | 0 | 0 | 0 | 0
00 Ret.Exist_Non-FBC_NoCtrl & DRET | 0 | 0 | 0 | 0 | 0 | 0 | 0
00 Ret.Exist_Non-FBC_NoCtrl & DSI | 0 | 0 | 0 | 0 | 0 | 0 | 0
00 Ret.Exist_Non-FBC_NoCtrl & DSI & C2G | 0 | 0 | 0 | 0 | 0 | 0 | 0
00 Ret.Exist_Non-FBC_NoCtrl & DSI & C2G & SCR | 0 | 0 | 0 | 0 | 0 | 0 | 0
00 Ret.Exist_Non-FBC_NoCtrl & DSI & DRET | 0 | 0 | 0 | 0 | 0 | 0 | 0
00 Ret.Exist_Non-FBC_NoCtrl & DSI & GPM | 0 | 0 | 0 | 0 | 0 | 0 | 0
00 Ret.Exist_Non-FBC_NoCtrl & DSI & GPM & C2G | 0 | 0 | 0 | 0 | 0 | 0 | 0
00 Ret.Exist_Non-FBC_NoCtrl & DSI & GPM & C2G & SCR | 0 | 0 | 0 | 0 | 0 | 0 | 0
00 Ret.Exist_Non-FBC_NoCtrl & DSI & GPM & DRET | 0 | 0 | 0 | 0 | 0 | 0 | 0
00 Ret.Exist_Non-FBC_NoCtrl & DSI & GPM & NGC | 0 | 0 | 0 | 0 | 0 | 0 | 0
00 Ret.Exist_Non-FBC_NoCtrl & DSI & GPM & SCR | 0 | 0 | 0 | 0 | 0 | 0 | 0
00 Ret.Exist_Non-FBC_NoCtrl & DSI & GPM & SCR & DRET | 0 | 0 | 0 | 0 | 0 | 0 | 0
00 Ret.Exist_Non-FBC_NoCtrl & DSI & GPM & SCR & NGC | 0 | 0 | 0 | 0 | 0 | 0 | 0
00 Ret.Exist_Non-FBC_NoCtrl & DSI & GPM & SNCR | 0 | 0 | 0 | 0 | 0 | 0 | 0
00 Ret.Exist_Non-FBC_NoCtrl & DSI & GPM & SNCR & DRET | 0 | 0 | 0 | 0 | 0 | 0 | 0
00 Ret.Exist_Non-FBC_NoCtrl & DSI & GPM & SNCR & NGC | 0 | 0 | 0 | 0 | 0 | 0 | 0
00 Ret.Exist_Non-FBC_NoCtrl & DSI & GPM & WetFGD & SCR & CCS | 0 | 0 | 0 | 0 | 0 | 0 | 0
00 Ret.Exist_Non-FBC_NoCtrl & DSI & NGC | 0 | 0 | 0 | 0 | 0 | 0 | 0
00 Ret.Exist_Non-FBC_NoCtrl & DSI & SCR | 0 | 0 | 0 | 0 | 0 | 0 | 0
00 Ret.Exist_Non-FBC_NoCtrl & DSI & SCR & DRET | 0 | 0 | 0 | 0 | 0 | 0 | 0
00 Ret.Exist_Non-FBC_NoCtrl & DSI & SCR & NGC | 0 | 0 | 0 | 0 | 0 | 0 | 0
00 Ret.Exist_Non-FBC_NoCtrl & DSI & SNCR | 0 | 0 | 0 | 0 | 0 | 0 | 0
00 Ret.Exist_Non-FBC_NoCtrl & DSI & SNCR & DRET | 0 | 0 | 0 | 0 | 0 | 0 | 0
00 Ret.Exist_Non-FBC_NoCtrl & DSI & SNCR & NGC | 0 | 0 | 0 | 0 | 0 | 0 | 0
00 Ret.Exist_Non-FBC_NoCtrl & DSI & WetFGD & SCR & CCS | 0 | 0 | 0 | 0 | 0 | 0 | 0
00 Ret.Exist_Non-FBC_NoCtrl & GPM | 0 | 0 | 0 | 0 | 0 | 0 | 0
00 Ret.Exist_Non-FBC_NoCtrl & GPM & C2G | 0 | 0 | 0 | 0 | 0 | 0 | 0
00 Ret.Exist_Non-FBC_NoCtrl & GPM & C2G & SCR | 0 | 0 | 0 | 0 | 0 | 0 | 0
00 Ret.Exist_Non-FBC_NoCtrl & GPM & DRET | 0 | 0 | 0 | 0 | 0 | 0 | 0
00 Ret.Exist_Non-FBC_NoCtrl & GPM & NGC | 0 | 0 | 0 | 0 | 0 | 0 | 0
00 Ret.Exist_Non-FBC_NoCtrl & GPM & SCR | 0 | 0 | 0 | 0 | 0 | 0 | 0
00 Ret.Exist_Non-FBC_NoCtrl & GPM & SCR & DRET | 0 | 0 | 0 | 0 | 0 | 0 | 0
00 Ret.Exist_Non-FBC_NoCtrl & GPM & SCR & NGC | 0 | 0 | 0 | 0 | 0 | 0 | 0
00 Ret.Exist_Non-FBC_NoCtrl & GPM & SNCR | 0 | 0 | 0 | 0 | 0 | 0 | 0
00 Ret.Exist_Non-FBC_NoCtrl & GPM & SNCR & DRET | 0 | 0 | 0 | 0 | 0 | 0 | 0
00 Ret.Exist_Non-FBC_NoCtrl & GPM & SNCR & NGC | 0 | 0 | 0 | 0 | 0 | 0 | 0
00 Ret.Exist_Non-FBC_NoCtrl & GPM & WetFGD & SCR & CCS | 0 | 0 | 0 | 0 | 0 | 0 | 0
00 Ret.Exist_Non-FBC_NoCtrl & NGC | 0 | 0 | 0 | 0 | 0 | 0 | 0
00 Ret.Exist_Non-FBC_NoCtrl & SCR | 0 | 0 | 0 | 0 | 0 | 0 | 0
00 Ret.Exist_Non-FBC_NoCtrl & SCR & C2G | 0 | 0 | 0 | 0 | 0 | 0 | 0
00 Ret.Exist_Non-FBC_NoCtrl & SCR & DRET | 0 | 0 | 0 | 0 | 0 | 0 | 0
00 Ret.Exist_Non-FBC_NoCtrl & SCR & NGC | 0 | 0 | 0 | 0 | 0 | 0 | 0
00 Ret.Exist_Non-FBC_NoCtrl & SCR & WetFGD & CCS | 0 | 0 | 0 | 0 | 0 | 0 | 0
00 Ret.Exist_Non-FBC_NoCtrl & SNCR | 0 | 0 | 0 | 0 | 0 | 0 | 0
00 Ret.Exist_Non-FBC_NoCtrl & SNCR & C2G | 0 | 0 | 0 | 0 | 0 | 0 | 0
00 Ret.Exist_Non-FBC_NoCtrl & SNCR & DRET | 0 | 0 | 0 | 0 | 0 | 0 | 0
00 Ret.Exist_Non-FBC_NoCtrl & SNCR & NGC | 0 | 0 | 0 | 0 | 0 | 0 | 0
00 Ret.Exist_Non-FBC_SCR_ACI & C2G | 0 | 0 | 0 | 0 | 0 | 0 | 0
00 Ret.Exist_Non-FBC_SCR_ACI & DCCS | 0 | 0 | 0 | 0 | 0 | 0 | 0
00 Ret.Exist_Non-FBC_SCR_ACI & DCCS & WetFGD & CCS | 0 | 0 | 0 | 0 | 0 | 0 | 0
00 Ret.Exist_Non-FBC_SCR_ACI & DRET | 0 | 0 | 0 | 0 | 0 | 0 | 0
00 Ret.Exist_Non-FBC_SCR_ACI & DSI | 0 | 0 | 0 | 0 | 0 | 0 | 0
00 Ret.Exist_Non-FBC_SCR_ACI & DSI & C2G | 0 | 0 | 0 | 0 | 0 | 0 | 0
00 Ret.Exist_Non-FBC_SCR_ACI & DSI & DRET | 0 | 0 | 0 | 0 | 0 | 0 | 0
00 Ret.Exist_Non-FBC_SCR_ACI & DSI & GPM | 0 | 0 | 0 | 0 | 0 | 0 | 0
00 Ret.Exist_Non-FBC_SCR_ACI & DSI & GPM & C2G | 0 | 0 | 0 | 0 | 0 | 0 | 0
00 Ret.Exist_Non-FBC_SCR_ACI & DSI & GPM & DRET | 0 | 0 | 0 | 0 | 0 | 0 | 0
00 Ret.Exist_Non-FBC_SCR_ACI & DSI & GPM & NGC | 0 | 0 | 0 | 0 | 0 | 0 | 0
00 Ret.Exist_Non-FBC_SCR_ACI & DSI & GPM & WetFGD & CCS | 0 | 0 | 0 | 0 | 0 | 0 | 0
00 Ret.Exist_Non-FBC_SCR_ACI & DSI & NGC | 0 | 0 | 0 | 0 | 0 | 0 | 0
00 Ret.Exist_Non-FBC_SCR_ACI & DSI & WetFGD & CCS | 0 | 0 | 0 | 0 | 0 | 0 | 0
00 Ret.Exist_Non-FBC_SCR_ACI & GPM | 0 | 0 | 0 | 0 | 0 | 0 | 0
00 Ret.Exist_Non-FBC_SCR_ACI & GPM & C2G | 0 | 0 | 0 | 0 | 0 | 0 | 0
00 Ret.Exist_Non-FBC_SCR_ACI & GPM & DRET | 0 | 0 | 0 | 0 | 0 | 0 | 0
00 Ret.Exist_Non-FBC_SCR_ACI & GPM & NGC | 0 | 0 | 0 | 0 | 0 | 0 | 0
00 Ret.Exist_Non-FBC_SCR_ACI & GPM & WetFGD & CCS | 0 | 0 | 0 | 0 | 0 | 0 | 0
00 Ret.Exist_Non-FBC_SCR_ACI & NGC | 0 | 0 | 0 | 0 | 0 | 0 | 0
00 Ret.Exist_Non-FBC_SCR_ACI & WetFGD & CCS | 0 | 0 | 0 | 0 | 0 | 0 | 0
00 Ret.Exist_Non-FBC_SCR_ACI_DSI & C2G | 0 | 0 | 0 | 0 | 0 | 0 | 0
00 Ret.Exist_Non-FBC_SCR_ACI_DSI & DCCS | 0 | 0 | 0 | 0 | 0 | 0 | 0
00 Ret.Exist_Non-FBC_SCR_ACI_DSI & DCCS & WetFGD & CCS | 0 | 0 | 0 | 0 | 0 | 0 | 0
00 Ret.Exist_Non-FBC_SCR_ACI_DSI & DRET | 0 | 0 | 0 | 0 | 0 | 0 | 0
00 Ret.Exist_Non-FBC_SCR_ACI_DSI & GPM | 0 | 0 | 0 | 0 | 0 | 0 | 0
00 Ret.Exist_Non-FBC_SCR_ACI_DSI & GPM & C2G | 0 | 0 | 0 | 0 | 0 | 0 | 0
00 Ret.Exist_Non-FBC_SCR_ACI_DSI & GPM & DRET | 0 | 0 | 0 | 0 | 0 | 0 | 0
00 Ret.Exist_Non-FBC_SCR_ACI_DSI & GPM & NGC | 0 | 0 | 0 | 0 | 0 | 0 | 0
00 Ret.Exist_Non-FBC_SCR_ACI_DSI & GPM & WetFGD & CCS | 0 | 0 | 0 | 0 | 0 | 0 | 0
00 Ret.Exist_Non-FBC_SCR_ACI_DSI & NGC | 0 | 0 | 0 | 0 | 0 | 0 | 0
00 Ret.Exist_Non-FBC_SCR_ACI_DSI & WetFGD & CCS | 0 | 0 | 0 | 0 | 0 | 0 | 0
00 Ret.Exist_Non-FBC_SNCR_ACI & C2G | 0 | 0 | 0 | 0 | 0 | 0 | 0
00 Ret.Exist_Non-FBC_SNCR_ACI & C2G & SCR | 0 | 0 | 0 | 0 | 0 | 0 | 0
00 Ret.Exist_Non-FBC_SNCR_ACI & DRET | 0 | 0 | 0 | 0 | 0 | 0 | 0
00 Ret.Exist_Non-FBC_SNCR_ACI & DSI | 0 | 0 | 0 | 0 | 0 | 0 | 0
00 Ret.Exist_Non-FBC_SNCR_ACI & DSI & C2G | 0 | 0 | 0 | 0 | 0 | 0 | 0
00 Ret.Exist_Non-FBC_SNCR_ACI & DSI & C2G & SCR | 0 | 0 | 0 | 0 | 0 | 0 | 0
00 Ret.Exist_Non-FBC_SNCR_ACI & DSI & DRET | 0 | 0 | 0 | 0 | 0 | 0 | 0
00 Ret.Exist_Non-FBC_SNCR_ACI & DSI & NGC | 0 | 0 | 0 | 0 | 0 | 0 | 0
00 Ret.Exist_Non-FBC_SNCR_ACI & DSI & SCR | 0 | 0 | 0 | 0 | 0 | 0 | 0
00 Ret.Exist_Non-FBC_SNCR_ACI & DSI & SCR & DRET | 0 | 0 | 0 | 0 | 0 | 0 | 0
00 Ret.Exist_Non-FBC_SNCR_ACI & DSI & SCR & NGC | 0 | 0 | 0 | 0 | 0 | 0 | 0
00 Ret.Exist_Non-FBC_SNCR_ACI & DSI & WetFGD & SCR & CCS | 0 | 0 | 0 | 0 | 0 | 0 | 0
00 Ret.Exist_Non-FBC_SNCR_ACI & GPM | 0 | 0 | 0 | 0 | 0 | 0 | 0
00 Ret.Exist_Non-FBC_SNCR_ACI & GPM & C2G | 0 | 0 | 0 | 0 | 0 | 0 | 0
00 Ret.Exist_Non-FBC_SNCR_ACI & GPM & C2G & SCR | 0 | 0 | 0 | 0 | 0 | 0 | 0
00 Ret.Exist_Non-FBC_SNCR_ACI & GPM & DRET | 0 | 0 | 0 | 0 | 0 | 0 | 0
00 Ret.Exist_Non-FBC_SNCR_ACI & GPM & NGC | 0 | 0 | 0 | 0 | 0 | 0 | 0
00 Ret.Exist_Non-FBC_SNCR_ACI & GPM & SCR | 0 | 0 | 0 | 0 | 0 | 0 | 0
00 Ret.Exist_Non-FBC_SNCR_ACI & GPM & SCR & DRET | 0 | 0 | 0 | 0 | 0 | 0 | 0
00 Ret.Exist_Non-FBC_SNCR_ACI & GPM & SCR & NGC | 0 | 0 | 0 | 0 | 0 | 0 | 0
00 Ret.Exist_Non-FBC_SNCR_ACI & GPM & WetFGD & SCR & CCS | 0 | 0 | 0 | 0 | 0 | 0 | 0
00 Ret.Exist_Non-FBC_SNCR_ACI & NGC | 0 | 0 | 0 | 0 | 0 | 0 | 0
00 Ret.Exist_Non-FBC_SNCR_ACI & SCR | 0 | 0 | 0 | 0 | 0 | 0 | 0
00 Ret.Exist_Non-FBC_SNCR_ACI & SCR & C2G | 0 | 0 | 0 | 0 | 0 | 0 | 0
00 Ret.Exist_Non-FBC_SNCR_ACI & SCR & DRET | 0 | 0 | 0 | 0 | 0 | 0 | 0
00 Ret.Exist_Non-FBC_SNCR_ACI & SCR & NGC | 0 | 0 | 0 | 0 | 0 | 0 | 0
00 Ret.Exist_Non-FBC_SNCR_ACI & SCR & WetFGD & CCS | 0 | 0 | 0 | 0 | 0 | 0 | 0
00 Ret.Exist_Non-FBC_SNCR_ACI_DSI & C2G | 0 | 0 | 0 | 0 | 0 | 0 | 0
00 Ret.Exist_Non-FBC_SNCR_ACI_DSI & C2G & SCR | 0 | 0 | 0 | 0 | 0 | 0 | 0
00 Ret.Exist_Non-FBC_SNCR_ACI_DSI & DCCS | 0 | 0 | 0 | 0 | 0 | 0 | 0
00 Ret.Exist_Non-FBC_SNCR_ACI_DSI & DCCS & WetFGD & SCR & CCS | 0 | 0 | 0 | 0 | 0 | 0 | 0
00 Ret.Exist_Non-FBC_SNCR_ACI_DSI & DRET | 0 | 0 | 0 | 0 | 0 | 0 | 0
00 Ret.Exist_Non-FBC_SNCR_ACI_DSI & GPM | 0 | 0 | 0 | 0 | 0 | 0 | 0
00 Ret.Exist_Non-FBC_SNCR_ACI_DSI & GPM & C2G | 0 | 0 | 0 | 0 | 0 | 0 | 0
00 Ret.Exist_Non-FBC_SNCR_ACI_DSI & GPM & C2G & SCR | 0 | 0 | 0 | 0 | 0 | 0 | 0
00 Ret.Exist_Non-FBC_SNCR_ACI_DSI & GPM & DRET | 0 | 0 | 0 | 0 | 0 | 0 | 0
00 Ret.Exist_Non-FBC_SNCR_ACI_DSI & GPM & NGC | 0 | 0 | 0 | 0 | 0 | 0 | 0
00 Ret.Exist_Non-FBC_SNCR_ACI_DSI & GPM & SCR | 0 | 0 | 0 | 0 | 0 | 0 | 0
00 Ret.Exist_Non-FBC_SNCR_ACI_DSI & GPM & SCR & DRET | 0 | 0 | 0 | 0 | 0 | 0 | 0
00 Ret.Exist_Non-FBC_SNCR_ACI_DSI & GPM & SCR & NGC | 0 | 0 | 0 | 0 | 0 | 0 | 0
00 Ret.Exist_Non-FBC_SNCR_ACI_DSI & GPM & WetFGD & SCR & CCS | 0 | 0 | 0 | 0 | 0 | 0 | 0
00 Ret.Exist_Non-FBC_SNCR_ACI_DSI & NGC | 0 | 0 | 0 | 0 | 0 | 0 | 0
00 Ret.Exist_Non-FBC_SNCR_ACI_DSI & SCR | 0 | 0 | 0 | 0 | 0 | 0 | 0
00 Ret.Exist_Non-FBC_SNCR_ACI_DSI & SCR & C2G | 0 | 0 | 0 | 0 | 0 | 0 | 0
00 Ret.Exist_Non-FBC_SNCR_ACI_DSI & SCR & DRET | 0 | 0 | 0 | 0 | 0 | 0 | 0
00 Ret.Exist_Non-FBC_SNCR_ACI_DSI & SCR & NGC | 0 | 0 | 0 | 0 | 0 | 0 | 0
00 Ret.Exist_Non-FBC_SNCR_ACI_DSI & SCR & WetFGD & CCS | 0 | 0 | 0 | 0 | 0 | 0 | 0
00 Ret.Exist_Non-FBC_WetFGD & ACI | 0 | 0 | 0 | 0 | 0 | 0 | 0
00 Ret.Exist_Non-FBC_WetFGD & ACI & C2G | 0 | 0 | 0 | 0 | 0 | 0 | 0
00 Ret.Exist_Non-FBC_WetFGD & ACI & C2G & SCR | 0 | 0 | 0 | 0 | 0 | 0 | 0
00 Ret.Exist_Non-FBC_WetFGD & ACI & DRET | 0 | 0 | 0 | 0 | 0 | 0 | 0
00 Ret.Exist_Non-FBC_WetFGD & ACI & GPM | 0 | 0 | 0 | 0 | 0 | 0 | 0
00 Ret.Exist_Non-FBC_WetFGD & ACI & GPM & C2G | 0 | 0 | 0 | 0 | 0 | 0 | 0
00 Ret.Exist_Non-FBC_WetFGD & ACI & GPM & C2G & SCR | 0 | 0 | 0 | 0 | 0 | 0 | 0
00 Ret.Exist_Non-FBC_WetFGD & ACI & GPM & DRET | 0 | 0 | 0 | 0 | 0 | 0 | 0
00 Ret.Exist_Non-FBC_WetFGD & ACI & GPM & NGC | 0 | 0 | 0 | 0 | 0 | 0 | 0
00 Ret.Exist_Non-FBC_WetFGD & ACI & GPM & SCR | 0 | 0 | 0 | 0 | 0 | 0 | 0
00 Ret.Exist_Non-FBC_WetFGD & ACI & GPM & SCR & CCS | 0 | 0 | 0 | 0 | 0 | 0 | 0
00 Ret.Exist_Non-FBC_WetFGD & ACI & GPM & SCR & DRET | 0 | 0 | 0 | 0 | 0 | 0 | 0
00 Ret.Exist_Non-FBC_WetFGD & ACI & GPM & SCR & NGC | 0 | 0 | 0 | 0 | 0 | 0 | 0
00 Ret.Exist_Non-FBC_WetFGD & ACI & GPM & SNCR | 0 | 0 | 0 | 0 | 0 | 0 | 0
00 Ret.Exist_Non-FBC_WetFGD & ACI & GPM & SNCR & DRET | 0 | 0 | 0 | 0 | 0 | 0 | 0
00 Ret.Exist_Non-FBC_WetFGD & ACI & GPM & SNCR & NGC | 0 | 0 | 0 | 0 | 0 | 0 | 0
00 Ret.Exist_Non-FBC_WetFGD & ACI & NGC | 0 | 0 | 0 | 0 | 0 | 0 | 0
00 Ret.Exist_Non-FBC_WetFGD & ACI & SCR | 0 | 0 | 0 | 0 | 0 | 0 | 0
00 Ret.Exist_Non-FBC_WetFGD & ACI & SCR & CCS | 0 | 0 | 0 | 0 | 0 | 0 | 0
00 Ret.Exist_Non-FBC_WetFGD & ACI & SCR & DRET | 0 | 0 | 0 | 0 | 0 | 0 | 0
00 Ret.Exist_Non-FBC_WetFGD & ACI & SCR & NGC | 0 | 0 | 0 | 0 | 0 | 0 | 0
00 Ret.Exist_Non-FBC_WetFGD & ACI & SNCR | 0 | 0 | 0 | 0 | 0 | 0 | 0
00 Ret.Exist_Non-FBC_WetFGD & ACI & SNCR & DRET | 0 | 0 | 0 | 0 | 0 | 0 | 0
00 Ret.Exist_Non-FBC_WetFGD & ACI & SNCR & NGC | 0 | 0 | 0 | 0 | 0 | 0 | 0
00 Ret.Exist_Non-FBC_WetFGD & C2G | 0 | 0 | 0 | 0 | 0 | 0 | 0
00 Ret.Exist_Non-FBC_WetFGD & C2G & SCR | 0 | 0 | 0 | 0 | 0 | 0 | 0
00 Ret.Exist_Non-FBC_WetFGD & DRET | 0 | 0 | 0 | 0 | 0 | 0 | 0
00 Ret.Exist_Non-FBC_WetFGD & DCCS | 0 | 0 | 0 | 0 | 0 | 0 | 0
00 Ret.Exist_Non-FBC_WetFGD & DCCS & SCR & CCS | 0 | 0 | 0 | 0 | 0 | 0 | 0
00 Ret.Exist_Non-FBC_WetFGD & GPM | 0 | 0 | 0 | 0 | 0 | 0 | 0
00 Ret.Exist_Non-FBC_WetFGD & GPM & C2G | 0 | 0 | 0 | 0 | 0 | 0 | 0
00 Ret.Exist_Non-FBC_WetFGD & GPM & C2G & SCR | 0 | 0 | 0 | 0 | 0 | 0 | 0
00 Ret.Exist_Non-FBC_WetFGD & GPM & DRET | 0 | 0 | 0 | 0 | 0 | 0 | 0
00 Ret.Exist_Non-FBC_WetFGD & GPM & NGC | 0 | 0 | 0 | 0 | 0 | 0 | 0
00 Ret.Exist_Non-FBC_WetFGD & GPM & SCR | 0 | 0 | 0 | 0 | 0 | 0 | 0
00 Ret.Exist_Non-FBC_WetFGD & GPM & SCR & CCS | 0 | 0 | 0 | 0 | 0 | 0 | 0
00 Ret.Exist_Non-FBC_WetFGD & GPM & SCR & DRET | 0 | 0 | 0 | 0 | 0 | 0 | 0
00 Ret.Exist_Non-FBC_WetFGD & GPM & SCR & NGC | 0 | 0 | 0 | 0 | 0 | 0 | 0
00 Ret.Exist_Non-FBC_WetFGD & GPM & SNCR | 0 | 0 | 0 | 0 | 0 | 0 | 0
00 Ret.Exist_Non-FBC_WetFGD & GPM & SNCR & DRET | 0 | 0 | 0 | 0 | 0 | 0 | 0
00 Ret.Exist_Non-FBC_WetFGD & GPM & SNCR & NGC | 0 | 0 | 0 | 0 | 0 | 0 | 0
00 Ret.Exist_Non-FBC_WetFGD & NGC | 0 | 0 | 0 | 0 | 0 | 0 | 0
00 Ret.Exist_Non-FBC_WetFGD & SCR | 0 | 729.8501 | 0 | 0 | 0 | 0 | 0
00 Ret.Exist_Non-FBC_WetFGD & SCR & C2G | 0 | 0 | 0 | 0 | 0 | 0 | 0
00 Ret.Exist_Non-FBC_WetFGD & SCR & CCS | 0 | 0 | 0 | 0 | 0 | 0 | 0
00 Ret.Exist_Non-FBC_WetFGD & SCR & DRET | 0 | 0 | 0 | 0 | 0 | 0 | 0
00 Ret.Exist_Non-FBC_WetFGD & SCR & NGC | 0 | 0 | 0 | 0 | 0 | 0 | 0
00 Ret.Exist_Non-FBC_WetFGD & SNCR | 0 | 0 | 0 | 0 | 0 | 0 | 0
00 Ret.Exist_Non-FBC_WetFGD & SNCR & C2G | 0 | 0 | 0 | 0 | 0 | 0 | 0
00 Ret.Exist_Non-FBC_WetFGD & SNCR & DRET | 0 | 0 | 0 | 0 | 0 | 0 | 0
00 Ret.Exist_Non-FBC_WetFGD & SNCR & NGC | 0 | 0 | 0 | 0 | 0 | 0 | 0
00 Ret.Exist_Non-FBC_WetFGD_ACI & C2G | 187.464 | 187.464 | 187.464 | 0 | 0 | 0 | 0
00 Ret.Exist_Non-FBC_WetFGD_ACI & C2G & SCR | 0 | 0 | 0 | 0 | 0 | 0 | 0
00 Ret.Exist_Non-FBC_WetFGD_ACI & DCCS | 0 | 0 | 0 | 0 | 0 | 0 | 0
00 Ret.Exist_Non-FBC_WetFGD_ACI & DCCS & SCR & CCS | 0 | 0 | 0 | 0 | 0 | 0 | 0
00 Ret.Exist_Non-FBC_WetFGD_ACI & DRET | 0 | 0 | 0 | 0 | 0 | 0 | 0
00 Ret.Exist_Non-FBC_WetFGD_ACI & GPM | 10140.7491 | 10140.7491 | 10114.113 | 8532.6369 | 4008.9413 | 5712.9999 | 9120.1198
00 Ret.Exist_Non-FBC_WetFGD_ACI & GPM & C2G | 0 | 0 | 0 | 0 | 0 | 0 | 0
00 Ret.Exist_Non-FBC_WetFGD_ACI & GPM & C2G & SCR | 0 | 0 | 0 | 0 | 0 | 0 | 0
00 Ret.Exist_Non-FBC_WetFGD_ACI & GPM & DRET | 0 | 0 | 0 | 0 | 0 | 0 | 0
00 Ret.Exist_Non-FBC_WetFGD_ACI & GPM & NGC | 0 | 0 | 0 | 0 | 0 | 0 | 0
00 Ret.Exist_Non-FBC_WetFGD_ACI & GPM & SCR | 0 | 0 | 0 | 0 | 0 | 0 | 0
00 Ret.Exist_Non-FBC_WetFGD_ACI & GPM & SCR & CCS | 0 | 0 | 17.3543 | 17.3543 | 17.3543 | 17.3543 | 17.3543
00 Ret.Exist_Non-FBC_WetFGD_ACI & GPM & SCR & DRET | 0 | 0 | 0 | 0 | 0 | 0 | 0
00 Ret.Exist_Non-FBC_WetFGD_ACI & GPM & SCR & NGC | 0 | 0 | 0 | 0 | 0 | 0 | 0
00 Ret.Exist_Non-FBC_WetFGD_ACI & GPM & SNCR | 0 | 0 | 0 | 0 | 0 | 0 | 0
00 Ret.Exist_Non-FBC_WetFGD_ACI & GPM & SNCR & DRET | 0 | 0 | 0 | 0 | 0 | 0 | 0
00 Ret.Exist_Non-FBC_WetFGD_ACI & GPM & SNCR & NGC | 0 | 0 | 0 | 0 | 0 | 0 | 0
00 Ret.Exist_Non-FBC_WetFGD_ACI & NGC | 0 | 0 | 0 | 0 | 0 | 0 | 0
00 Ret.Exist_Non-FBC_WetFGD_ACI & SCR | 0 | 4023.0794 | 0 | 0 | 0 | 0 | 0
00 Ret.Exist_Non-FBC_WetFGD_ACI & SCR & C2G | 0 | 0 | 0 | 0 | 0 | 0 | 0
00 Ret.Exist_Non-FBC_WetFGD_ACI & SCR & CCS | 0 | 0 | 9869.1603 | 9869.1603 | 616.489 | 637.3856 | 637.3856
00 Ret.Exist_Non-FBC_WetFGD_ACI & SCR & DRET | 0 | 0 | 0 | 0 | 0 | 0 | 0
00 Ret.Exist_Non-FBC_WetFGD_ACI & SCR & NGC | 0 | 0 | 0 | 0 | 0 | 0 | 0
00 Ret.Exist_Non-FBC_WetFGD_ACI & SNCR | 0 | 0 | 0 | 0 | 0 | 0 | 0
00 Ret.Exist_Non-FBC_WetFGD_ACI & SNCR & C2G | 0 | 0 | 0 | 0 | 0 | 0 | 0
00 Ret.Exist_Non-FBC_WetFGD_ACI & SNCR & DRET | 0 | 0 | 0 | 0 | 0 | 0 | 0
00 Ret.Exist_Non-FBC_WetFGD_ACI & SNCR & NGC | 0 | 0 | 0 | 0 | 0 | 0 | 0
00 Ret.Exist_Non-FBC_WetFGD_ACI_DSI & C2G | 0 | 0 | 0 | 0 | 0 | 0 | 0
00 Ret.Exist_Non-FBC_WetFGD_ACI_DSI & C2G & SCR | 0 | 0 | 0 | 0 | 0 | 0 | 0
00 Ret.Exist_Non-FBC_WetFGD_ACI_DSI & DCCS | 0 | 0 | 0 | 0 | 0 | 0 | 0
00 Ret.Exist_Non-FBC_WetFGD_ACI_DSI & DCCS & SCR & CCS | 0 | 0 | 0 | 0 | 0 | 0 | 0
00 Ret.Exist_Non-FBC_WetFGD_ACI_DSI & DRET | 0 | 0 | 0 | 0 | 0 | 0 | 0
00 Ret.Exist_Non-FBC_WetFGD_ACI_DSI & GPM | 0 | 0 | 0 | 0 | 0 | 0 | 0
00 Ret.Exist_Non-FBC_WetFGD_ACI_DSI & GPM & C2G | 0 | 0 | 0 | 0 | 0 | 0 | 0
00 Ret.Exist_Non-FBC_WetFGD_ACI_DSI & GPM & C2G & SCR | 0 | 0 | 0 | 0 | 0 | 0 | 0
00 Ret.Exist_Non-FBC_WetFGD_ACI_DSI & GPM & DRET | 0 | 0 | 0 | 0 | 0 | 0 | 0
00 Ret.Exist_Non-FBC_WetFGD_ACI_DSI & GPM & NGC | 0 | 0 | 0 | 0 | 0 | 0 | 0
00 Ret.Exist_Non-FBC_WetFGD_ACI_DSI & GPM & SCR | 0 | 0 | 0 | 0 | 0 | 0 | 0
00 Ret.Exist_Non-FBC_WetFGD_ACI_DSI & GPM & SCR & CCS | 0 | 0 | 0 | 0 | 0 | 0 | 0
00 Ret.Exist_Non-FBC_WetFGD_ACI_DSI & GPM & SCR & DRET | 0 | 0 | 0 | 0 | 0 | 0 | 0
00 Ret.Exist_Non-FBC_WetFGD_ACI_DSI & GPM & SCR & NGC | 0 | 0 | 0 | 0 | 0 | 0 | 0
00 Ret.Exist_Non-FBC_WetFGD_ACI_DSI & GPM & SNCR | 0 | 0 | 0 | 0 | 0 | 0 | 0
00 Ret.Exist_Non-FBC_WetFGD_ACI_DSI & GPM & SNCR & DRET | 0 | 0 | 0 | 0 | 0 | 0 | 0
00 Ret.Exist_Non-FBC_WetFGD_ACI_DSI & GPM & SNCR & NGC | 0 | 0 | 0 | 0 | 0 | 0 | 0
00 Ret.Exist_Non-FBC_WetFGD_ACI_DSI & NGC | 0 | 0 | 0 | 0 | 0 | 0 | 0
00 Ret.Exist_Non-FBC_WetFGD_ACI_DSI & SCR | 0 | 0 | 0 | 0 | 0 | 0 | 0
00 Ret.Exist_Non-FBC_WetFGD_ACI_DSI & SCR & C2G | 0 | 0 | 0 | 0 | 0 | 0 | 0
00 Ret.Exist_Non-FBC_WetFGD_ACI_DSI & SCR & CCS | 0 | 0 | 0 | 0 | 0 | 0 | 0
00 Ret.Exist_Non-FBC_WetFGD_ACI_DSI & SCR & DRET | 0 | 0 | 0 | 0 | 0 | 0 | 0
00 Ret.Exist_Non-FBC_WetFGD_ACI_DSI & SCR & NGC | 0 | 0 | 0 | 0 | 0 | 0 | 0
00 Ret.Exist_Non-FBC_WetFGD_ACI_DSI & SNCR | 0 | 0 | 0 | 0 | 0 | 0 | 0
00 Ret.Exist_Non-FBC_WetFGD_ACI_DSI & SNCR & C2G | 0 | 0 | 0 | 0 | 0 | 0 | 0
00 Ret.Exist_Non-FBC_WetFGD_ACI_DSI & SNCR & DRET | 0 | 0 | 0 | 0 | 0 | 0 | 0
00 Ret.Exist_Non-FBC_WetFGD_ACI_DSI & SNCR & NGC | 0 | 0 | 0 | 0 | 0 | 0 | 0
00 Ret.Exist_Non-FBC_WetFGD_SCR & ACI | 0 | 0 | 0 | 0 | 0 | 0 | 0
00 Ret.Exist_Non-FBC_WetFGD_SCR & ACI & C2G | 0 | 0 | 0 | 0 | 0 | 0 | 0
00 Ret.Exist_Non-FBC_WetFGD_SCR & ACI & CCS | 0 | 0 | 0 | 0 | 0 | 0 | 0
00 Ret.Exist_Non-FBC_WetFGD_SCR & DCCS | 0 | 0 | 0 | 0 | 0 | 0 | 0
00 Ret.Exist_Non-FBC_WetFGD_SCR & DCCS & CCS | 0 | 0 | 0 | 0 | 0 | 0 | 0
00 Ret.Exist_Non-FBC_WetFGD_SCR & ACI & DRET | 0 | 0 | 0 | 0 | 0 | 0 | 0
00 Ret.Exist_Non-FBC_WetFGD_SCR & ACI & GPM | 0 | 0 | 0 | 0 | 0 | 0 | 0
00 Ret.Exist_Non-FBC_WetFGD_SCR & ACI & GPM & C2G | 0 | 0 | 0 | 0 | 0 | 0 | 0
00 Ret.Exist_Non-FBC_WetFGD_SCR & ACI & GPM & CCS | 0 | 0 | 0 | 0 | 0 | 0 | 0
00 Ret.Exist_Non-FBC_WetFGD_SCR & ACI & GPM & DRET | 0 | 0 | 0 | 0 | 0 | 0 | 0
00 Ret.Exist_Non-FBC_WetFGD_SCR & ACI & GPM & NGC | 0 | 0 | 0 | 0 | 0 | 0 | 0
00 Ret.Exist_Non-FBC_WetFGD_SCR & ACI & NGC | 0 | 0 | 0 | 0 | 0 | 0 | 0
00 Ret.Exist_Non-FBC_WetFGD_SCR & C2G | 267.9672 | 273.1848 | 250.6812 | 199.3515 | 109.7676 | 240.4724 | 240.4724
00 Ret.Exist_Non-FBC_WetFGD_SCR & CCS | 0 | 57.3116 | 14073.8537 | 14073.8537 | 55.0823 | 57.3116 | 57.3116
00 Ret.Exist_Non-FBC_WetFGD_SCR & DRET | 0 | 0 | 0 | 0 | 0 | 0 | 0
00 Ret.Exist_Non-FBC_WetFGD_SCR & GPM | 18511.0173 | 19124.1287 | 7502.7071 | 0 | 0 | 0 | 0
00 Ret.Exist_Non-FBC_WetFGD_SCR & GPM & C2G | 0 | 0 | 0 | 0 | 0 | 0 | 0
00 Ret.Exist_Non-FBC_WetFGD_SCR & GPM & CCS | 0 | 0 | 5169.236 | 5169.236 | 0 | 0 | 0
00 Ret.Exist_Non-FBC_WetFGD_SCR & GPM & DRET | 0 | 0 | 0 | 0 | 0 | 0 | 0
00 Ret.Exist_Non-FBC_WetFGD_SCR & GPM & NGC | 0 | 0 | 0 | 0 | 0 | 0 | 0
00 Ret.Exist_Non-FBC_WetFGD_SCR & NGC | 0 | 0 | 0 | 0 | 0 | 0 | 0
00 Ret.Exist_Non-FBC_WetFGD_SCR_ACI & C2G | 137.532 | 137.532 | 137.532 | 137.532 | 137.532 | 137.532 | 137.532
00 Ret.Exist_Non-FBC_WetFGD_SCR_ACI & CCS | 0 | 0 | 18600.7551 | 18262.0309 | 369.6166 | 369.6166 | 369.6166
00 Ret.Exist_Non-FBC_WetFGD_SCR_ACI & DCCS | 0 | 0 | 0 | 0 | 0 | 0 | 0
00 Ret.Exist_Non-FBC_WetFGD_SCR_ACI & DCCS & CCS | 0 | 0 | 0 | 0 | 0 | 0 | 0
00 Ret.Exist_Non-FBC_WetFGD_SCR_ACI & DRET | 0 | 0 | 0 | 0 | 0 | 0 | 0
00 Ret.Exist_Non-FBC_WetFGD_SCR_ACI & GPM | 3299.6232 | 3560.2681 | 3328.0572 | 0 | 0 | 0 | 0
00 Ret.Exist_Non-FBC_WetFGD_SCR_ACI & GPM & C2G | 0 | 0 | 0 | 0 | 0 | 0 | 0
00 Ret.Exist_Non-FBC_WetFGD_SCR_ACI & GPM & CCS | 0 | 0 | 0 | 0 | 0 | 0 | 0
00 Ret.Exist_Non-FBC_WetFGD_SCR_ACI & GPM & DRET | 0 | 0 | 0 | 0 | 0 | 0 | 0
00 Ret.Exist_Non-FBC_WetFGD_SCR_ACI & GPM & NGC | 0 | 0 | 0 | 0 | 0 | 0 | 0
00 Ret.Exist_Non-FBC_WetFGD_SCR_ACI & NGC | 0 | 0 | 0 | 0 | 0 | 0 | 0
00 Ret.Exist_Non-FBC_WetFGD_SCR_ACI_DSI & C2G | 0 | 0 | 0 | 0 | 0 | 0 | 0
00 Ret.Exist_Non-FBC_WetFGD_SCR_ACI_DSI & CCS | 0 | 0 | 10444.256 | 10444.256 | 0 | 0 | 0
00 Ret.Exist_Non-FBC_WetFGD_SCR_ACI_DSI & DCCS | 0 | 0 | 0 | 0 | 0 | 0 | 0
00 Ret.Exist_Non-FBC_WetFGD_SCR_ACI_DSI & DCCS & CCS | 0 | 0 | 0 | 0 | 0 | 0 | 0
00 Ret.Exist_Non-FBC_WetFGD_SCR_ACI_DSI & DRET | 0 | 0 | 0 | 0 | 0 | 0 | 0
00 Ret.Exist_Non-FBC_WetFGD_SCR_ACI_DSI & GPM | 4136.9582 | 4260.1791 | 499.8564 | 0 | 0 | 0 | 0
00 Ret.Exist_Non-FBC_WetFGD_SCR_ACI_DSI & GPM & C2G | 0 | 0 | 0 | 0 | 0 | 0 | 0
00 Ret.Exist_Non-FBC_WetFGD_SCR_ACI_DSI & GPM & CCS | 0 | 0 | 1905.887 | 1905.887 | 0 | 0 | 0
00 Ret.Exist_Non-FBC_WetFGD_SCR_ACI_DSI & GPM & DRET | 0 | 0 | 0 | 0 | 0 | 0 | 0
00 Ret.Exist_Non-FBC_WetFGD_SCR_ACI_DSI & GPM & NGC | 0 | 0 | 0 | 0 | 0 | 0 | 0
00 Ret.Exist_Non-FBC_WetFGD_SCR_ACI_DSI & NGC | 0 | 0 | 0 | 0 | 0 | 0 | 0
00 Ret.Exist_Non-FBC_WetFGD_SCR_DSI & ACI | 0 | 0 | 0 | 0 | 0 | 0 | 0
00 Ret.Exist_Non-FBC_WetFGD_SCR_DSI & ACI & C2G | 0 | 0 | 0 | 0 | 0 | 0 | 0
00 Ret.Exist_Non-FBC_WetFGD_SCR_DSI & ACI & CCS | 0 | 0 | 0 | 0 | 0 | 0 | 0
00 Ret.Exist_Non-FBC_WetFGD_SCR_DSI & ACI & DRET | 0 | 0 | 0 | 0 | 0 | 0 | 0
00 Ret.Exist_Non-FBC_WetFGD_SCR_DSI & ACI & GPM | 0 | 0 | 0 | 0 | 0 | 0 | 0
00 Ret.Exist_Non-FBC_WetFGD_SCR_DSI & ACI & GPM & C2G | 0 | 0 | 0 | 0 | 0 | 0 | 0
00 Ret.Exist_Non-FBC_WetFGD_SCR_DSI & ACI & GPM & CCS | 0 | 0 | 0 | 0 | 0 | 0 | 0
00 Ret.Exist_Non-FBC_WetFGD_SCR_DSI & ACI & GPM & DRET | 0 | 0 | 0 | 0 | 0 | 0 | 0
00 Ret.Exist_Non-FBC_WetFGD_SCR_DSI & ACI & GPM & NGC | 0 | 0 | 0 | 0 | 0 | 0 | 0
00 Ret.Exist_Non-FBC_WetFGD_SCR_DSI & ACI & NGC | 0 | 0 | 0 | 0 | 0 | 0 | 0
00 Ret.Exist_Non-FBC_WetFGD_SCR_DSI & C2G | 1761.0699 | 1763.6014 | 81.8184 | 81.8184 | 81.8184 | 81.8184 | 81.8184
00 Ret.Exist_Non-FBC_WetFGD_SCR_DSI & CCS | 0 | 0 | 0 | 0 | 0 | 0 | 0
00 Ret.Exist_Non-FBC_WetFGD_SCR_DSI & DCCS | 0 | 0 | 0 | 0 | 0 | 0 | 0
00 Ret.Exist_Non-FBC_WetFGD_SCR_DSI & DCCS & CCS | 0 | 0 | 0 | 0 | 0 | 0 | 0
00 Ret.Exist_Non-FBC_WetFGD_SCR_DSI & DRET | 0 | 0 | 0 | 0 | 0 | 0 | 0
00 Ret.Exist_Non-FBC_WetFGD_SCR_DSI & GPM | 0 | 0 | 0 | 0 | 0 | 0 | 0
00 Ret.Exist_Non-FBC_WetFGD_SCR_DSI & GPM & C2G | 0 | 0 | 0 | 0 | 0 | 0 | 0
00 Ret.Exist_Non-FBC_WetFGD_SCR_DSI & GPM & CCS | 0 | 0 | 0 | 0 | 0 | 0 | 0
00 Ret.Exist_Non-FBC_WetFGD_SCR_DSI & GPM & DRET | 0 | 0 | 0 | 0 | 0 | 0 | 0
00 Ret.Exist_Non-FBC_WetFGD_SCR_DSI & GPM & NGC | 0 | 0 | 0 | 0 | 0 | 0 | 0
00 Ret.Exist_Non-FBC_WetFGD_SCR_DSI & NGC | 0 | 0 | 0 | 0 | 0 | 0 | 0
00 Ret.Exist_Non-FBC_WetFGD_SNCR & ACI | 0 | 0 | 0 | 0 | 0 | 0 | 0
00 Ret.Exist_Non-FBC_WetFGD_SNCR & ACI & C2G | 0 | 0 | 0 | 0 | 0 | 0 | 0
00 Ret.Exist_Non-FBC_WetFGD_SNCR & ACI & C2G & SCR | 0 | 0 | 0 | 0 | 0 | 0 | 0
00 Ret.Exist_Non-FBC_WetFGD_SNCR & ACI & DRET | 0 | 0 | 0 | 0 | 0 | 0 | 0
00 Ret.Exist_Non-FBC_WetFGD_SNCR & ACI & GPM | 0 | 0 | 0 | 0 | 0 | 0 | 0
00 Ret.Exist_Non-FBC_WetFGD_SNCR & ACI & GPM & C2G | 0 | 0 | 0 | 0 | 0 | 0 | 0
00 Ret.Exist_Non-FBC_WetFGD_SNCR & ACI & GPM & C2G & SCR | 0 | 0 | 0 | 0 | 0 | 0 | 0
00 Ret.Exist_Non-FBC_WetFGD_SNCR & ACI & GPM & DRET | 0 | 0 | 0 | 0 | 0 | 0 | 0
00 Ret.Exist_Non-FBC_WetFGD_SNCR & ACI & GPM & NGC | 0 | 0 | 0 | 0 | 0 | 0 | 0
00 Ret.Exist_Non-FBC_WetFGD_SNCR & ACI & GPM & SCR | 0 | 0 | 0 | 0 | 0 | 0 | 0
00 Ret.Exist_Non-FBC_WetFGD_SNCR & ACI & GPM & SCR & CCS | 0 | 0 | 0 | 0 | 0 | 0 | 0
00 Ret.Exist_Non-FBC_WetFGD_SNCR & ACI & GPM & SCR & DRET | 0 | 0 | 0 | 0 | 0 | 0 | 0
00 Ret.Exist_Non-FBC_WetFGD_SNCR & ACI & GPM & SCR & NGC | 0 | 0 | 0 | 0 | 0 | 0 | 0
00 Ret.Exist_Non-FBC_WetFGD_SNCR & ACI & NGC | 0 | 0 | 0 | 0 | 0 | 0 | 0
00 Ret.Exist_Non-FBC_WetFGD_SNCR & ACI & SCR | 0 | 0 | 0 | 0 | 0 | 0 | 0
00 Ret.Exist_Non-FBC_WetFGD_SNCR & ACI & SCR & CCS | 0 | 0 | 0 | 0 | 0 | 0 | 0
00 Ret.Exist_Non-FBC_WetFGD_SNCR & ACI & SCR & DRET | 0 | 0 | 0 | 0 | 0 | 0 | 0
00 Ret.Exist_Non-FBC_WetFGD_SNCR & ACI & SCR & NGC | 0 | 0 | 0 | 0 | 0 | 0 | 0
00 Ret.Exist_Non-FBC_WetFGD_SNCR & C2G | 0 | 0 | 0 | 0 | 0 | 0 | 0
00 Ret.Exist_Non-FBC_WetFGD_SNCR & C2G & SCR | 0 | 0 | 0 | 0 | 0 | 0 | 0
00 Ret.Exist_Non-FBC_WetFGD_SNCR & DCCS | 0 | 0 | 0 | 0 | 0 | 0 | 0
00 Ret.Exist_Non-FBC_WetFGD_SNCR & DCCS & SCR & CCS | 0 | 0 | 0 | 0 | 0 | 0 | 0
00 Ret.Exist_Non-FBC_WetFGD_SNCR & DRET | 0 | 0 | 0 | 0 | 0 | 0 | 0
00 Ret.Exist_Non-FBC_WetFGD_SNCR & GPM | 0 | 0 | 0 | 0 | 0 | 0 | 0
00 Ret.Exist_Non-FBC_WetFGD_SNCR & GPM & C2G | 0 | 0 | 0 | 0 | 0 | 0 | 0
00 Ret.Exist_Non-FBC_WetFGD_SNCR & GPM & C2G & SCR | 0 | 0 | 0 | 0 | 0 | 0 | 0
00 Ret.Exist_Non-FBC_WetFGD_SNCR & GPM & DRET | 0 | 0 | 0 | 0 | 0 | 0 | 0
00 Ret.Exist_Non-FBC_WetFGD_SNCR & GPM & NGC | 0 | 0 | 0 | 0 | 0 | 0 | 0
00 Ret.Exist_Non-FBC_WetFGD_SNCR & GPM & SCR | 0 | 0 | 0 | 0 | 0 | 0 | 0
00 Ret.Exist_Non-FBC_WetFGD_SNCR & GPM & SCR & CCS | 0 | 0 | 0 | 0 | 0 | 0 | 0
00 Ret.Exist_Non-FBC_WetFGD_SNCR & GPM & SCR & DRET | 0 | 0 | 0 | 0 | 0 | 0 | 0
00 Ret.Exist_Non-FBC_WetFGD_SNCR & GPM & SCR & NGC | 0 | 0 | 0 | 0 | 0 | 0 | 0
00 Ret.Exist_Non-FBC_WetFGD_SNCR & NGC | 0 | 0 | 0 | 0 | 0 | 0 | 0
00 Ret.Exist_Non-FBC_WetFGD_SNCR & SCR | 0 | 0 | 0 | 0 | 0 | 0 | 0
00 Ret.Exist_Non-FBC_WetFGD_SNCR & SCR & C2G | 0 | 0 | 0 | 0 | 0 | 0 | 0
00 Ret.Exist_Non-FBC_WetFGD_SNCR & SCR & CCS | 0 | 0 | 0 | 0 | 0 | 0 | 0
00 Ret.Exist_Non-FBC_WetFGD_SNCR & SCR & DRET | 0 | 0 | 0 | 0 | 0 | 0 | 0
00 Ret.Exist_Non-FBC_WetFGD_SNCR & SCR & NGC | 0 | 0 | 0 | 0 | 0 | 0 | 0
00 Ret.Exist_Non-FBC_WetFGD_SNCR_ACI & C2G | 0 | 0 | 0 | 0 | 0 | 0 | 0
00 Ret.Exist_Non-FBC_WetFGD_SNCR_ACI & C2G & SCR | 0 | 0 | 0 | 0 | 0 | 0 | 0
00 Ret.Exist_Non-FBC_WetFGD_SNCR_ACI & DCCS | 0 | 0 | 0 | 0 | 0 | 0 | 0
00 Ret.Exist_Non-FBC_WetFGD_SNCR_ACI & DCCS & SCR & CCS | 0 | 0 | 0 | 0 | 0 | 0 | 0
00 Ret.Exist_Non-FBC_WetFGD_SNCR_ACI & DRET | 0 | 0 | 0 | 0 | 0 | 0 | 0
00 Ret.Exist_Non-FBC_WetFGD_SNCR_ACI & GPM | 2819.7927 | 2265.0974 | 0 | 0 | 0 | 0 | 0
00 Ret.Exist_Non-FBC_WetFGD_SNCR_ACI & GPM & C2G | 0 | 0 | 0 | 0 | 0 | 0 | 0
00 Ret.Exist_Non-FBC_WetFGD_SNCR_ACI & GPM & C2G & SCR | 0 | 0 | 0 | 0 | 0 | 0 | 0
00 Ret.Exist_Non-FBC_WetFGD_SNCR_ACI & GPM & DRET | 0 | 0 | 0 | 0 | 0 | 0 | 0
00 Ret.Exist_Non-FBC_WetFGD_SNCR_ACI & GPM & NGC | 0 | 0 | 0 | 0 | 0 | 0 | 0
00 Ret.Exist_Non-FBC_WetFGD_SNCR_ACI & GPM & SCR | 0 | 0 | 0 | 0 | 0 | 0 | 0
00 Ret.Exist_Non-FBC_WetFGD_SNCR_ACI & GPM & SCR & CCS | 0 | 517.8362 | 2019.6495 | 2019.6495 | 0 | 0 | 0
00 Ret.Exist_Non-FBC_WetFGD_SNCR_ACI & GPM & SCR & DRET | 0 | 0 | 0 | 0 | 0 | 0 | 0
00 Ret.Exist_Non-FBC_WetFGD_SNCR_ACI & GPM & SCR & NGC | 0 | 0 | 0 | 0 | 0 | 0 | 0
00 Ret.Exist_Non-FBC_WetFGD_SNCR_ACI & NGC | 0 | 0 | 0 | 0 | 0 | 0 | 0
00 Ret.Exist_Non-FBC_WetFGD_SNCR_ACI & SCR | 463.0975 | 463.0975 | 0 | 0 | 0 | 0 | 0
00 Ret.Exist_Non-FBC_WetFGD_SNCR_ACI & SCR & C2G | 0 | 0 | 0 | 0 | 0 | 0 | 0
00 Ret.Exist_Non-FBC_WetFGD_SNCR_ACI & SCR & CCS | 0 | 0 | 0 | 0 | 0 | 0 | 0
00 Ret.Exist_Non-FBC_WetFGD_SNCR_ACI & SCR & DRET | 0 | 0 | 0 | 0 | 0 | 0 | 0
00 Ret.Exist_Non-FBC_WetFGD_SNCR_ACI & SCR & NGC | 0 | 0 | 0 | 0 | 0 | 0 | 0
00 Existing Combined Cycle Retirement | 0 | 0 | 0 | 0 | 0 | 0 | 0
00 New Combined Cycle Retirement | 0 | 0 | 0 | 0 | 0 | 0 | 0
00 Existing Combustion Turbine Retirement | 0 | 0 | 0 | 0 | 0 | 0 | 0
00 New Combustion Turbine Retirement | 0 | 0 | 0 | 0 | 0 | 0 | 0
00 Oil/Gas Steam Retirement | 0 | 0 | 0 | 0 | 0 | 0 | 0
00 Coal Steam Retirement | 0 | 0 | 0 | 0 | 0 | 0 | 0
00 IGCC Retirement | 0 | 0 | 0 | 0 | 0 | 0 | 0
00 Nuclear Retirement | 0 | 0 | 0 | 0 | 0 | 0 | 0
00 Biomass Retirement | 0 | 0 | 0 | 0 | 0 | 0 | 0
00 Fossil_Other Retirement | 0 | 0 | 0 | 0 | 0 | 0 | 0
00 Fuel Cell Retirement | 0 | 0 | 0 | 0 | 0 | 0 | 0
00 Geothermal Retirement | 0 | 0 | 0 | 0 | 0 | 0 | 0
00 Hydro Retirement | 0 | 0 | 0 | 0 | 0 | 0 | 0
00 Landfill Gas Retirement | 0 | 0 | 0 | 0 | 0 | 0 | 0
00 Non Fossil_Other Retirement | 0 | 0 | 0 | 0 | 0 | 0 | 0
00 Solar Thermal Retirement | 0 | 0 | 0 | 0 | 0 | 0 | 0
00 Exist Dummy | 0 | 0 | 0 | 0 | 0 | 0 | 0
Total | 4539017.5757 | 4697416.4637 | 5161584.1718 | 5574167.5089 | 6102933.0958 | 6414232.3001 | 6754529.8495
12a. Generation by Fuel Type [GWh]
Biomass | 329.7027 | 541.2408 | 392.3578 | 29.4675 | 4.9691 | 61.2694 | 358.3952
Coal | 451909.1894 | 397789.5621 | 223833.4655 | 128335.5649 | 44244.1553 | 90941.93 | 135679.3526
EnerStor | 52709.855 | 68806.8802 | 147948.453 | 194441.8656 | 281493.0904 | 287749.0764 | 291814.0479
Fwaste | 4277.3985 | 4171.8538 | 4143.2882 | 4112.8667 | 3767.101 | 3867.8214 | 3966.1557
Geothermal | 21270.2487 | 21270.2487 | 21270.2487 | 21270.2487 | 21215.0636 | 21216.1049 | 21270.2487
Hydro | 270154.0611 | 276893.8352 | 296004.5863 | 317213.3747 | 314632.5153 | 315495.1494 | 316688.5394
Hydrogen | 0 | 0 | 0.13365 | 0 | 32.5441 | 2132.2179 | 4415.7605
LF Gas | 20407.447 | 20429.851 | 19140.0346 | 18322.7033 | 17127.3861 | 24471.3384 | 31010.5234
MSW | 12480.7184 | 12480.7184 | 12438.5506 | 11349.5433 | 11192.6422 | 10972.6466 | 11216.5096
NaturalGas | 1679229.7833 | 1696383.1477 | 1353585.4307 | 942471.1876 | 621992.0114 | 875253.1968 | 1107059.3298
None | 3046.728 | 3046.728 | 3046.728 | 2768.16 | 2768.16 | 2768.16 | 2768.16
Non-Fossil | 9254.9301 | 9254.9301 | 9254.5905 | 9083.3353 | 8842.3519 | 9012.9667 | 9096.1383
Nuclear | 751095.2632 | 729111.6499 | 666987.0596 | 614386.4905 | 470819.5647 | 351721.9616 | 224100.686
Oil | 8.962 | 11.3462 | 2.3625 | 0 | 3.4953 | 0 | 0
Pet. Coke | 12339.5131 | 3940.3811 | 4413.1982 | 3375.2726 | 1031.2815 | 2873.6972 | 3516.5033
Pumps | 22719.9235 | 21267.4801 | 23221.9804 | 18511.7126 | 28631.5833 | 28718.1202 | 29216.1522
Solar | 398152.2057 | 401201.6654 | 705534.3649 | 820644.1819 | 1193994.051 | 1230202.7283 | 1268329.2436
Solar-DER | 120990.2626 | 137513.93 | 180135.0948 | 226389.973 | 277277.5639 | 334737.5676 | 409667.2158
Tires | 100.778 | 100.778 | 100.778 | 90.2411 | 88.6733 | 90.2177 | 100.778
Waste Coal | 8039.2715 | 7879.5078 | 7418.6755 | 3517.2886 | 3222.8771 | 3340.5918 | 3523.8586
Wind | 700501.3336 | 885320.7293 | 1482712.7904 | 2237854.0312 | 2800552.0153 | 2818605.5377 | 2880732.2512
Total | 4539017.5757 | 4697416.4637 | 5161584.1718 | 5574167.5089 | 6102933.0958 | 6414232.3001 | 6754529.8495
13. Generation by Capacity Reporting Type [TBtu]
00 New Combined Cycle | 622.0089 | 636.9853 | 583.4034 | 507.8272 | 370.7848 | 999.2965 | 1706.8184
00 New Combined Cycle with CCS Retrofit | 0 | 0 | 9.6225 | 9.6225 | 8.5392 | 9.6225 | 9.6225
00 New Combined Cycle with CF Limit | 0 | 0 | 0 | 0 | 0 | 0 | 0
00 New Combined Cycle with HRI Retrofit | 0 | 0 | 0 | 0 | 0 | 0 | 0
00 New Combined Cycle with Hydrogen Retrofit | 0 | 39.2545 | 38.3221 | 36.2362 | 23.5478 | 32.2284 | 31.4926
00 New Combined Cycle with Hydrogen Retrofit Undone | 0 | 0 | 0 | 0 | 0 | 0 | 0
00 New Combined Cycle with CCS | 0 | 0 | 0 | 0 | 0 | 0 | 0
00 New Combustion Turbine | 15.6913 | 29.3729 | 38.7055 | 47.5033 | 56.3097 | 117.3192 | 149.884
00 New Combustion Turbine with HRI Retrofit | 0 | 0 | 0 | 0 | 0 | 0 | 0
00 New Combustion Turbine with Hydrogen Retrofit | 0 | 0 | 0 | 0 | 0 | 0.41914 | 0.35412
00 New Combustion Turbine with Hydrogen Retrofit Undone | 0 | 0 | 0 | 0 | 0 | 0 | 0
00 New Hydro | 0 | 22.9931 | 88.202 | 169.2336 | 162.4623 | 163.9003 | 165.5358
00 New Nuclear | 0 | 0 | 0 | 0 | 0 | 0 | 0
00 New Nuclear - SMR | 0 | 0 | 0 | 0 | 0 | 0 | 0
00 New Biomass | 0 | 0 | 0 | 0 | 0 | 0 | 0
00 New Geothermal | 16.1894 | 16.1894 | 16.1894 | 16.1894 | 16.0011 | 16.0046 | 16.1894
00 New Landfill Gas | 38.1165 | 38.189 | 36.718 | 35.1922 | 33.105 | 58.349 | 79.9837
00 New Battery Storage | 106.1719 | 161.9561 | 434.3863 | 591.1003 | 889.3588 | 910.2364 | 923.4467
00 New Offshore Wind | 127.4607 | 167.7966 | 450.1793 | 471.8507 | 838.9504 | 838.9504 | 838.9504
00 New Onshore Wind | 403.3426 | 993.6104 | 2749.5295 | 5304.4 | 6857.2258 | 6918.8244 | 7130.8008
00 New Solar PV | 314.3297 | 324.7344 | 1363.1352 | 1755.8898 | 3029.7596 | 3153.3036 | 3275.7972
00 New Solar Thermal | 0 | 0 | 0 | 0 | 0 | 0 | 7.5941
00 New Fuel Cell | 0 | 0 | 0 | 0 | 0 | 0 | 0
00 New Ultrasupercritical Coal without CCS | 0 | 0 | 0 | 0 | 0 | 0 | 0
00 New Ultrasupercritical Coal with 30% CCS | 0 | 0 | 0 | 0 | 0 | 0 | 0
00 New Ultrasupercritical Coal with 90% CCS | 0 | 0 | 0 | 0 | 0 | 0 | 0
00 Exist & New Distributed Solar PV | 412.8188 | 469.1975 | 614.6209 | 772.4426 | 946.071 | 1142.1246 | 1397.7845
00 Exist Combined Cycle | 4878.5378 | 4903.4132 | 3821.7737 | 2556.788 | 1614.3653 | 1783.7452 | 1825.1107
00 Exist Combustion Turbine | 120.6637 | 89.9939 | 93.4073 | 35.1382 | 29.4955 | 24.3343 | 29.9708
00 Exist FBC_Uncontrolled | 0.012914 | 0.019347 | 0.012894 | 0.0083485 | 0 | 0 | 0
00 Exist FBC_ACI_DSI | 0.94691 | 0.94691 | 0.94691 | 0.37914 | 0 | 0 | 0
00 Exist FBC_DryFGD_ACI | 0.77603 | 1.3777 | 0.47636 | 0 | 0 | 1.6729 | 2.9926
00 Exist FBC_DryFGD_DSI | 0 | 0 | 0 | 0 | 0 | 0 | 0
00 Exist FBC_DryFGD_SNCR | 13.7718 | 12.8727 | 10.053 | 2.9924 | 1.9403 | 4.0473 | 7.0349
00 Exist FBC_DryFGD_SNCR_ACI | 8.7628 | 6.0804 | 2.5777 | 0 | 0 | 0.78451 | 1.3983
00 Exist FBC_DryFGD_SNCR_ACI_DSI | 5.0935 | 4.0974 | 0 | 0 | 0 | 0 | 0
00 Exist FBC_DryFGD_SNCR_DSI | 0 | 0 | 0 | 0 | 0 | 0 | 0
00 Exist FBC_DSI | 6.4811 | 8.4872 | 5.7008 | 1.7325 | 1.2878 | 4.9447 | 5.7363
00 Exist FBC_SNCR | 0 | 0 | 0 | 0 | 0 | 0 | 0
00 Exist FBC_SNCR_ACI_DSI | 0 | 0 | 0 | 0 | 0 | 0 | 0
00 Exist FBC_SNCR_DSI | 19.6714 | 19.8034 | 17.0597 | 11.8531 | 10.2188 | 14.2304 | 14.662
00 Exist FBC_WetFGD_SNCR | 0.3032 | 0.45423 | 0.19744 | 0.1614 | 0 | 0 | 0
00 Exist FBC_WetFGD_DSI | 0.71442 | 1.2708 | 1.2708 | 1.1754 | 0.82939 | 0.50885 | 0.50885
00 Exist_Non-FBC_Uncontrolled | 6.4831 | 5.7082 | 0.065223 | 0.022716 | 0.022716 | 0.093655 | 0.19833
00 Exist_Non-FBC_ACI | 94.409 | 34.3706 | 28.3155 | 18.7381 | 9.313 | 24.1407 | 28.7621
00 Exist_Non-FBC_ACI_DSI | 16.8189 | 18.7342 | 6.9972 | 1.9547 | 1.9547 | 5.3214 | 15.739
00 Exist_Non-FBC_DryFGD | 0 | 0 | 0 | 0 | 0 | 0 | 0
00 Exist_Non-FBC_DryFGD_ACI | 101.8318 | 92.9688 | 38.2466 | 10.1215 | 6.884 | 19.3203 | 27.6934
00 Exist_Non-FBC_DryFGD_SCR | 0.017206 | 0 | 0 | 0 | 0 | 0 | 0
00 Exist_Non-FBC_DryFGD_SCR_ACI | 133.9336 | 126.7238 | 68.0096 | 23.8636 | 19.0264 | 59.0784 | 99.5207
00 Exist_Non-FBC_DryFGD_SCR_DSI | 4.3418 | 3.7871 | 0 | 0 | 0 | 0 | 0
00 Exist_Non-FBC_DryFGD_SCR_ACI_DSI | 19.5969 | 20.5949 | 9.9772 | 2.0653 | 2.0653 | 7.8607 | 12.7527
00 Exist_Non-FBC_DryFGD_SNCR_ACI | 36.6108 | 26.8438 | 11.1255 | 4.0874 | 2.9675 | 9.6777 | 12.7136
00 Exist_Non-FBC_DryFGD_SNCR_ACI_DSI | 0 | 0 | 0 | 0 | 0 | 0 | 0
00 Exist_Non-FBC_DSI | 5.2368 | 0 | 0 | 0 | 0 | 0 | 0
00 Exist_Non-FBC_SCR_ACI | 53.4115 | 61.0889 | 28.188 | 6.1997 | 5.6695 | 16.1191 | 34.3457
00 Exist_Non-FBC_SCR_ACI_DSI | 4.6628 | 5.4634 | 1.0965 | 0 | 0 | 0 | 3.0763
00 Exist_Non-FBC_SNCR_ACI | 2.5347 | 0 | 0 | 0 | 0 | 0 | 0
00 Exist_Non-FBC_SNCR_ACI_DSI | 0 | 0 | 0 | 0 | 0 | 0 | 0
00 Exist_Non-FBC_WetFGD | 47.078 | 0.080785 | 0 | 0 | 0 | 0 | 0
00 Exist_Non-FBC_WetFGD_ACI | 40.2933 | 31.823 | 0.14169 | 0.14169 | 0.056163 | 0.12962 | 0.14169
00 Exist_Non-FBC_WetFGD_ACI_DSI | 0 | 0 | 0 | 0 | 0 | 0 | 0
00 Exist_Non-FBC_WetFGD_SCR | 363.7323 | 342.2035 | 120.899 | 39.3729 | 33.617 | 64.3127 | 84.1276
00 Exist_Non-FBC_WetFGD_SCR_DSI | 14.0583 | 0 | 0 | 0 | 0 | 0 | 0
00 Exist_Non-FBC_WetFGD_SCR_ACI | 238.4168 | 233.152 | 58.7497 | 17.2765 | 14.5209 | 35.2842 | 57.3778
00 Exist_Non-FBC_WetFGD_SCR_ACI_DSI | 104.2965 | 108.5349 | 24.8709 | 0 | 0 | 0 | 0
00 Exist_Non-FBC_WetFGD_SNCR | 8.5468 | 0 | 0 | 0 | 0 | 0 | 0
00 Exist_Non-FBC_WetFGD_SNCR_ACI | 28.5652 | 27.8761 | 13.864 | 12.7457 | 11.1211 | 12.9407 | 13.2393
00 Exist IGCC | 12.0002 | 12.0233 | 0 | 0 | 0 | 0 | 0
00 Exist Fossil_Other | 14.5945 | 14.2344 | 14.1369 | 14.0331 | 12.8533 | 13.197 | 13.5325
00 Exist Fuel Cell | 5.4905 | 5.4818 | 5.1841 | 3.9926 | 2.8871 | 3.4514 | 3.5619
00 Exist Hydro | 921.7657 | 921.7686 | 921.7657 | 913.0984 | 911.0638 | 912.5692 | 915.0055
00 Exist Non Fossil_Other | 74.5059 | 74.5059 | 74.3609 | 70.0249 | 68.662 | 68.4987 | 69.6506
00 Exist Nuclear | 2562.737 | 2487.7289 | 2275.7598 | 2096.2867 | 1606.4364 | 1200.0753 | 764.6315
00 Exist Oil/Gas Steam | 61.1527 | 53.4469 | 18.2387 | 9.9185 | 9.2681 | 8.5343 | 8.6581
00 Exist Oil/Gas Steam_SCR | 12.7173 | 10.6813 | 4.1548 | 3.8901 | 3.6134 | 3.7304 | 3.8239
00 Exist Oil/Gas Steam_SNCR | 4.3628 | 4.3963 | 1.1897 | 1.17 | 1.018 | 1.153 | 1.0174
00 Exist Biomass | 1.1249 | 1.8467 | 1.3387 | 0.10054 | 0.016955 | 0.20905 | 1.2228
00 Exist Landfill Gas | 31.5137 | 31.5177 | 28.5878 | 27.3248 | 25.3336 | 25.1472 | 25.8242
00 Exist Geothermal | 56.3847 | 56.3847 | 56.3847 | 56.3847 | 56.3847 | 56.3847 | 56.3847
00 Exist Pump Storage | 77.5204 | 72.5646 | 79.2334 | 63.162 | 97.691 | 97.9862 | 99.6855
00 Exist Energy Storage | 73.6741 | 72.813 | 70.4138 | 72.3354 | 71.0956 | 71.5634 | 72.2229
00 Exist Solar PV | 1033.977 | 1033.977 | 1033.9595 | 1033.9595 | 1033.9595 | 1033.9595 | 1033.9595
00 Exist Solar Thermal | 10.1886 | 10.1886 | 10.1886 | 10.1886 | 10.1886 | 10.1886 | 10.1886
00 Exist Offshore Wind | 100.1713 | 100.1713 | 100.1713 | 100.1713 | 100.1713 | 100.1713 | 100.1713
00 Exist Onshore Wind | 1759.136 | 1759.136 | 1759.136 | 1759.136 | 1759.136 | 1759.136 | 1759.136
00 International Imports | 10.3954 | 10.3954 | 10.3954 | 9.445 | 9.445 | 9.445 | 9.445
00 Ret.Exist Combined Cycle & CF Limit | 0 | 0 | 0 | 0 | 0 | 0 | 0
00 Ret.Exist Combined Cycle & CCS | 0 | 0 | 1.8992 | 1.8992 | 0.99952 | 1.0825 | 1.0821
00 Ret.Exist Combined Cycle & Hydrogen | 0 | 0 | 0.00045601 | 0 | 0.11104 | 6.856 | 19.0904
00 Ret.Exist Combined Cycle & Hydrogen Retrofit Undone | 0 | 0 | 0 | 0 | 0 | 0 | 0
00 Ret.Exist Combined Cycle & HRI | 0 | 0 | 0 | 0 | 0 | 0 | 0
00 Ret.Exist Combustion Turbine & HRI | 0 | 0 | 0 | 0 | 0 | 0 | 0
00 Ret.Exist_FBC_NoCtrl & CCS | 0 | 0 | 0 | 0 | 0 | 0 | 0
00 Ret.Exist_FBC_NoCtrl & DRET | 0 | 0 | 0 | 0 | 0 | 0 | 0
00 Ret.Exist_FBC_NoCtrl & GPM | 0 | 0 | 0 | 0 | 0 | 0 | 0
00 Ret.Exist_FBC_NoCtrl & GPM & CCS | 0 | 0 | 0 | 0 | 0 | 0 | 0
00 Ret.Exist_FBC_NoCtrl & GPM & DRET | 0 | 0 | 0 | 0 | 0 | 0 | 0
00 Ret.Exist_FBC_NoCtrl & GPM & NGC | 0 | 0 | 0 | 0 | 0 | 0 | 0
00 Ret.Exist_FBC_NoCtrl & GPM & SNCR | 0 | 0 | 0 | 0 | 0 | 0 | 0
00 Ret.Exist_FBC_NoCtrl & GPM & SNCR & CCS | 0 | 0 | 0 | 0 | 0 | 0 | 0
00 Ret.Exist_FBC_NoCtrl & GPM & SNCR & DRET | 0 | 0 | 0 | 0 | 0 | 0 | 0
00 Ret.Exist_FBC_NoCtrl & GPM & SNCR & NGC | 0 | 0 | 0 | 0 | 0 | 0 | 0
00 Ret.Exist_FBC_NoCtrl & NGC | 0 | 0 | 0 | 0 | 0 | 0 | 0
00 Ret.Exist_FBC_NoCtrl & SNCR | 0 | 0 | 0 | 0 | 0 | 0 | 0
00 Ret.Exist_FBC_NoCtrl & SNCR & CCS | 0 | 0 | 0 | 0 | 0 | 0 | 0
00 Ret.Exist_FBC_NoCtrl & SNCR & DRET | 0 | 0 | 0 | 0 | 0 | 0 | 0
00 Ret.Exist_FBC_NoCtrl & SNCR & NGC | 0 | 0 | 0 | 0 | 0 | 0 | 0
00 Ret.Exist_FBC_ACI_DSI & CCS | 0 | 0 | 0 | 0 | 0 | 0 | 0
00 Ret.Exist_FBC_ACI_DSI & DCCS | 0 | 0 | 0 | 0 | 0 | 0 | 0
00 Ret.Exist_FBC_ACI_DSI & DCCS & CCS | 0 | 0 | 0 | 0 | 0 | 0 | 0
00 Ret.Exist_FBC_ACI_DSI & DCCS & SNCR & CCS | 0 | 0 | 0 | 0 | 0 | 0 | 0
00 Ret.Exist_FBC_ACI_DSI & DRET | 0 | 0 | 0 | 0 | 0 | 0 | 0
00 Ret.Exist_FBC_ACI_DSI & GPM | 5.2682 | 4.7327 | 1.3922 | 1.3151 | 1.3151 | 1.3151 | 3.8726
00 Ret.Exist_FBC_ACI_DSI & GPM & CCS | 0 | 0 | 0 | 0 | 0 | 0 | 0
00 Ret.Exist_FBC_ACI_DSI & GPM & DRET | 0 | 0 | 0 | 0 | 0 | 0 | 0
00 Ret.Exist_FBC_ACI_DSI & GPM & NGC | 0 | 0 | 0 | 0 | 0 | 0 | 0
00 Ret.Exist_FBC_ACI_DSI & GPM & SNCR | 0 | 0 | 0 | 0 | 0 | 0 | 0
00 Ret.Exist_FBC_ACI_DSI & GPM & SNCR & CCS | 0 | 0 | 0 | 0 | 0 | 0 | 0
00 Ret.Exist_FBC_ACI_DSI & GPM & SNCR & DRET | 0 | 0 | 0 | 0 | 0 | 0 | 0
00 Ret.Exist_FBC_ACI_DSI & GPM & SNCR & NGC | 0 | 0 | 0 | 0 | 0 | 0 | 0
00 Ret.Exist_FBC_ACI_DSI & NGC | 0 | 0 | 0 | 0 | 0 | 0 | 0
00 Ret.Exist_FBC_ACI_DSI & SNCR | 0 | 0 | 0 | 0 | 0 | 0 | 0
00 Ret.Exist_FBC_ACI_DSI & SNCR & CCS | 0 | 0 | 0 | 0 | 0 | 0 | 0
00 Ret.Exist_FBC_ACI_DSI & SNCR & DRET | 0 | 0 | 0 | 0 | 0 | 0 | 0
00 Ret.Exist_FBC_ACI_DSI & SNCR & NGC | 0 | 0 | 0 | 0 | 0 | 0 | 0
00 Ret.Exist_FBC_DryFGD_ACI & CCS | 0 | 0 | 0 | 0 | 0 | 0 | 0
00 Ret.Exist_FBC_DryFGD_ACI & DCCS | 0 | 0 | 0 | 0 | 0 | 0 | 0
00 Ret.Exist_FBC_DryFGD_ACI & DCCS & CCS | 0 | 0 | 0 | 0 | 0 | 0 | 0
00 Ret.Exist_FBC_DryFGD_ACI & DCCS & SNCR & CCS | 0 | 0 | 0 | 0 | 0 | 0 | 0
00 Ret.Exist_FBC_DryFGD_ACI & DRET | 0 | 0 | 0 | 0 | 0 | 0 | 0
00 Ret.Exist_FBC_DryFGD_ACI & GPM | 0 | 0 | 0 | 0 | 0 | 0 | 0
00 Ret.Exist_FBC_DryFGD_ACI & GPM & CCS | 0 | 0 | 0 | 0 | 0 | 0 | 0
00 Ret.Exist_FBC_DryFGD_ACI & GPM & DRET | 0 | 0 | 0 | 0 | 0 | 0 | 0
00 Ret.Exist_FBC_DryFGD_ACI & GPM & NGC | 0 | 0 | 0 | 0 | 0 | 0 | 0
00 Ret.Exist_FBC_DryFGD_ACI & GPM & SNCR | 0 | 0 | 0 | 0 | 0 | 0 | 0
00 Ret.Exist_FBC_DryFGD_ACI & GPM & SNCR & CCS | 0 | 0 | 0 | 0 | 0 | 0 | 0
00 Ret.Exist_FBC_DryFGD_ACI & GPM & SNCR & DRET | 0 | 0 | 0 | 0 | 0 | 0 | 0
00 Ret.Exist_FBC_DryFGD_ACI & GPM & SNCR & NGC | 0 | 0 | 0 | 0 | 0 | 0 | 0
00 Ret.Exist_FBC_DryFGD_ACI & NGC | 0 | 0 | 0 | 0 | 0 | 0 | 0
00 Ret.Exist_FBC_DryFGD_ACI & SNCR | 0 | 0 | 0 | 0 | 0 | 0 | 0
00 Ret.Exist_FBC_DryFGD_ACI & SNCR & CCS | 0 | 0 | 0 | 0 | 0 | 0 | 0
00 Ret.Exist_FBC_DryFGD_ACI & SNCR & DRET | 0 | 0 | 0 | 0 | 0 | 0 | 0
00 Ret.Exist_FBC_DryFGD_ACI & SNCR & NGC | 0 | 0 | 0 | 0 | 0 | 0 | 0
00 Ret.Exist_FBC_DryFGD_DSI & ACI | 0 | 0 | 0 | 0 | 0 | 0 | 0
00 Ret.Exist_FBC_DryFGD_DSI & ACI & DRET | 0 | 0 | 0 | 0 | 0 | 0 | 0
00 Ret.Exist_FBC_DryFGD_DSI & ACI & GPM | 0 | 0 | 0 | 0 | 0 | 0 | 0
00 Ret.Exist_FBC_DryFGD_DSI & ACI & GPM & DRET | 0 | 0 | 0 | 0 | 0 | 0 | 0
00 Ret.Exist_FBC_DryFGD_DSI & ACI & GPM & NGC | 0 | 0 | 0 | 0 | 0 | 0 | 0
00 Ret.Exist_FBC_DryFGD_DSI & ACI & GPM & SNCR | 0 | 0 | 0 | 0 | 0 | 0 | 0
00 Ret.Exist_FBC_DryFGD_DSI & ACI & GPM & SNCR & DRET | 0 | 0 | 0 | 0 | 0 | 0 | 0
00 Ret.Exist_FBC_DryFGD_DSI & ACI & GPM & SNCR & NGC | 0 | 0 | 0 | 0 | 0 | 0 | 0
00 Ret.Exist_FBC_DryFGD_DSI & ACI & NGC | 0 | 0 | 0 | 0 | 0 | 0 | 0
00 Ret.Exist_FBC_DryFGD_DSI & ACI & SNCR | 0 | 0 | 0 | 0 | 0 | 0 | 0
00 Ret.Exist_FBC_DryFGD_DSI & ACI & SNCR & DRET | 0 | 0 | 0 | 0 | 0 | 0 | 0
00 Ret.Exist_FBC_DryFGD_DSI & ACI & SNCR & NGC | 0 | 0 | 0 | 0 | 0 | 0 | 0
00 Ret.Exist_FBC_DryFGD_DSI & DRET | 0 | 0 | 0 | 0 | 0 | 0 | 0
00 Ret.Exist_FBC_DryFGD_DSI & GPM | 0 | 0 | 0 | 0 | 0 | 0 | 0
00 Ret.Exist_FBC_DryFGD_DSI & GPM & DRET | 0 | 0 | 0 | 0 | 0 | 0 | 0
00 Ret.Exist_FBC_DryFGD_DSI & GPM & NGC | 0 | 0 | 0 | 0 | 0 | 0 | 0
00 Ret.Exist_FBC_DryFGD_DSI & GPM & SNCR | 0 | 0 | 0 | 0 | 0 | 0 | 0
00 Ret.Exist_FBC_DryFGD_DSI & GPM & SNCR & DRET | 0 | 0 | 0 | 0 | 0 | 0 | 0
00 Ret.Exist_FBC_DryFGD_DSI & GPM & SNCR & NGC | 0 | 0 | 0 | 0 | 0 | 0 | 0
00 Ret.Exist_FBC_DryFGD_DSI & NGC | 0 | 0 | 0 | 0 | 0 | 0 | 0
00 Ret.Exist_FBC_DryFGD_DSI & SNCR | 0 | 0 | 0 | 0 | 0 | 0 | 0
00 Ret.Exist_FBC_DryFGD_DSI & SNCR & DRET | 0 | 0 | 0 | 0 | 0 | 0 | 0
00 Ret.Exist_FBC_DryFGD_DSI & SNCR & NGC | 0 | 0 | 0 | 0 | 0 | 0 | 0
00 Ret.Exist_FBC_DryFGD_SNCR & ACI | 0 | 0 | 0 | 0 | 0 | 0 | 0
00 Ret.Exist_FBC_DryFGD_SNCR & ACI & CCS | 0 | 0 | 0 | 0 | 0 | 0 | 0
00 Ret.Exist_FBC_DryFGD_SNCR & ACI & DRET | 0 | 0 | 0 | 0 | 0 | 0 | 0
00 Ret.Exist_FBC_DryFGD_SNCR & ACI & GPM | 0 | 0 | 0 | 0 | 0 | 0 | 0
00 Ret.Exist_FBC_DryFGD_SNCR & ACI & GPM & CCS | 0 | 0 | 0 | 0 | 0 | 0 | 0
00 Ret.Exist_FBC_DryFGD_SNCR & ACI & GPM & DRET | 0 | 0 | 0 | 0 | 0 | 0 | 0
00 Ret.Exist_FBC_DryFGD_SNCR & ACI & GPM & NGC | 0 | 0 | 0 | 0 | 0 | 0 | 0
00 Ret.Exist_FBC_DryFGD_SNCR & ACI & NGC | 0 | 0 | 0 | 0 | 0 | 0 | 0
00 Ret.Exist_FBC_DryFGD_SNCR & CCS | 0 | 0 | 1.3188 | 1.3188 | 0 | 0 | 0
00 Ret.Exist_FBC_DryFGD_SNCR & DCCS | 0 | 0 | 0 | 0 | 0 | 0 | 0
00 Ret.Exist_FBC_DryFGD_SNCR & DCCS & CCS | 0 | 0 | 0 | 0 | 0 | 0 | 0
00 Ret.Exist_FBC_DryFGD_SNCR & DRET | 0 | 0 | 0 | 0 | 0 | 0 | 0
00 Ret.Exist_FBC_DryFGD_SNCR & GPM | 0 | 0 | 0 | 0 | 0 | 0 | 0
00 Ret.Exist_FBC_DryFGD_SNCR & GPM & CCS | 0 | 0 | 0 | 0 | 0 | 0 | 0
00 Ret.Exist_FBC_DryFGD_SNCR & GPM & DRET | 0 | 0 | 0 | 0 | 0 | 0 | 0
00 Ret.Exist_FBC_DryFGD_SNCR & GPM & NGC | 0 | 0 | 0 | 0 | 0 | 0 | 0
00 Ret.Exist_FBC_DryFGD_SNCR & NGC | 0 | 0 | 0 | 0 | 0 | 0 | 0
00 Ret.Exist_FBC_DryFGD_SNCR_ACI & CCS | 0 | 0 | 0 | 0 | 0 | 0 | 0
00 Ret.Exist_FBC_DryFGD_SNCR_ACI & DCCS | 0 | 0 | 0 | 0 | 0 | 0 | 0
00 Ret.Exist_FBC_DryFGD_SNCR_ACI & DCCS & CCS | 0 | 0 | 0 | 0 | 0 | 0 | 0
00 Ret.Exist_FBC_DryFGD_SNCR_ACI & DRET | 0 | 0 | 0 | 0 | 0 | 0 | 0
00 Ret.Exist_FBC_DryFGD_SNCR_ACI & GPM | 0 | 0 | 0 | 0 | 0 | 0 | 0
00 Ret.Exist_FBC_DryFGD_SNCR_ACI & GPM & CCS | 0 | 0 | 0 | 0 | 0 | 0 | 0
00 Ret.Exist_FBC_DryFGD_SNCR_ACI & GPM & DRET | 0 | 0 | 0 | 0 | 0 | 0 | 0
00 Ret.Exist_FBC_DryFGD_SNCR_ACI & GPM & NGC | 0 | 0 | 0 | 0 | 0 | 0 | 0
00 Ret.Exist_FBC_DryFGD_SNCR_ACI & NGC | 0 | 0 | 0 | 0 | 0 | 0 | 0
00 Ret.Exist_FBC_DryFGD_SNCR_ACI_DSI & CCS | 0 | 2.0601 | 9.878 | 9.878 | 1.7911 | 2.0174 | 2.0174
00 Ret.Exist_FBC_DryFGD_SNCR_ACI_DSI & DCCS | 0 | 0 | 0 | 0 | 0 | 0 | 0
00 Ret.Exist_FBC_DryFGD_SNCR_ACI_DSI & DCCS & CCS | 0 | 0 | 0 | 0 | 0 | 0 | 0
00 Ret.Exist_FBC_DryFGD_SNCR_ACI_DSI & DRET | 0 | 0 | 0 | 0 | 0 | 0 | 0
00 Ret.Exist_FBC_DryFGD_SNCR_ACI_DSI & GPM | 0 | 0 | 0 | 0 | 0 | 0 | 0
00 Ret.Exist_FBC_DryFGD_SNCR_ACI_DSI & GPM & CCS | 0 | 0 | 0 | 0 | 0 | 0 | 0
00 Ret.Exist_FBC_DryFGD_SNCR_ACI_DSI & GPM & DRET | 0 | 0 | 0 | 0 | 0 | 0 | 0
00 Ret.Exist_FBC_DryFGD_SNCR_ACI_DSI & GPM & NGC | 0 | 0 | 0 | 0 | 0 | 0 | 0
00 Ret.Exist_FBC_DryFGD_SNCR_ACI_DSI & NGC | 0 | 0 | 0 | 0 | 0 | 0 | 0
00 Ret.Exist_FBC_DryFGD_SNCR_DSI & ACI | 0 | 0 | 0 | 0 | 0 | 0 | 0
00 Ret.Exist_FBC_DryFGD_SNCR_DSI & ACI & DRET | 0 | 0 | 0 | 0 | 0 | 0 | 0
00 Ret.Exist_FBC_DryFGD_SNCR_DSI & ACI & GPM | 0 | 0 | 0 | 0 | 0 | 0 | 0
00 Ret.Exist_FBC_DryFGD_SNCR_DSI & ACI & GPM & DRET | 0 | 0 | 0 | 0 | 0 | 0 | 0
00 Ret.Exist_FBC_DryFGD_SNCR_DSI & ACI & GPM & NGC | 0 | 0 | 0 | 0 | 0 | 0 | 0
00 Ret.Exist_FBC_DryFGD_SNCR_DSI & ACI & NGC | 0 | 0 | 0 | 0 | 0 | 0 | 0
00 Ret.Exist_FBC_DryFGD_SNCR_DSI & DRET | 0 | 0 | 0 | 0 | 0 | 0 | 0
00 Ret.Exist_FBC_DryFGD_SNCR_DSI & GPM | 0 | 0 | 0 | 0 | 0 | 0 | 0
00 Ret.Exist_FBC_DryFGD_SNCR_DSI & GPM & DRET | 0 | 0 | 0 | 0 | 0 | 0 | 0
00 Ret.Exist_FBC_DryFGD_SNCR_DSI & GPM & NGC | 0 | 0 | 0 | 0 | 0 | 0 | 0
00 Ret.Exist_FBC_DryFGD_SNCR_DSI & NGC | 0 | 0 | 0 | 0 | 0 | 0 | 0
00 Ret.Exist_FBC_DSI & ACI | 0 | 0 | 0 | 0 | 0 | 0 | 0
00 Ret.Exist_FBC_DSI & ACI & DRET | 0 | 0 | 0 | 0 | 0 | 0 | 0
00 Ret.Exist_FBC_DSI & ACI & GPM | 0 | 0 | 0 | 0 | 0 | 0 | 0
00 Ret.Exist_FBC_DSI & ACI & GPM & DRET | 0 | 0 | 0 | 0 | 0 | 0 | 0
00 Ret.Exist_FBC_DSI & ACI & GPM & NGC | 0 | 0 | 0 | 0 | 0 | 0 | 0
00 Ret.Exist_FBC_DSI & ACI & GPM & SNCR | 0 | 0 | 0 | 0 | 0 | 0 | 0
00 Ret.Exist_FBC_DSI & ACI & GPM & SNCR & DRET | 0 | 0 | 0 | 0 | 0 | 0 | 0
00 Ret.Exist_FBC_DSI & ACI & GPM & SNCR & NGC | 0 | 0 | 0 | 0 | 0 | 0 | 0
00 Ret.Exist_FBC_DSI & ACI & NGC | 0 | 0 | 0 | 0 | 0 | 0 | 0
00 Ret.Exist_FBC_DSI & ACI & SNCR | 0 | 0 | 0 | 0 | 0 | 0 | 0
00 Ret.Exist_FBC_DSI & ACI & SNCR & DRET | 0 | 0 | 0 | 0 | 0 | 0 | 0
00 Ret.Exist_FBC_DSI & ACI & SNCR & NGC | 0 | 0 | 0 | 0 | 0 | 0 | 0
00 Ret.Exist_FBC_DSI & DRET | 0 | 0 | 0 | 0 | 0 | 0 | 0
00 Ret.Exist_FBC_DSI & GPM | 4.6794 | 4.5519 | 4.738 | 2.1967 | 2.8982 | 2.4184 | 1.4348
00 Ret.Exist_FBC_DSI & GPM & DRET | 0 | 0 | 0 | 0 | 0 | 0 | 0
00 Ret.Exist_FBC_DSI & GPM & NGC | 0 | 0 | 0 | 0 | 0 | 0 | 0
00 Ret.Exist_FBC_DSI & GPM & SNCR | 0 | 0 | 0 | 0 | 0 | 0 | 0
00 Ret.Exist_FBC_DSI & GPM & SNCR & DRET | 0 | 0 | 0 | 0 | 0 | 0 | 0
00 Ret.Exist_FBC_DSI & GPM & SNCR & NGC | 0 | 0 | 0 | 0 | 0 | 0 | 0
00 Ret.Exist_FBC_DSI & NGC | 0 | 0 | 0 | 0 | 0 | 0 | 0
00 Ret.Exist_FBC_DSI & SNCR | 0 | 0 | 0 | 0 | 0 | 0 | 0
00 Ret.Exist_FBC_DSI & SNCR & DRET | 0 | 0 | 0 | 0 | 0 | 0 | 0
00 Ret.Exist_FBC_DSI & SNCR & NGC | 0 | 0 | 0 | 0 | 0 | 0 | 0
00 Ret.Exist_FBC_SNCR & ACI | 0 | 0 | 0 | 0 | 0 | 0 | 0
00 Ret.Exist_FBC_SNCR & ACI & DRET | 0 | 0 | 0 | 0 | 0 | 0 | 0
00 Ret.Exist_FBC_SNCR & ACI & NGC | 0 | 0 | 0 | 0 | 0 | 0 | 0
00 Ret.Exist_FBC_SNCR & DRET | 0 | 0 | 0 | 0 | 0 | 0 | 0
00 Ret.Exist_FBC_SNCR & GPM | 0 | 0 | 0 | 0 | 0 | 0 | 0
00 Ret.Exist_FBC_SNCR & GPM & DRET | 0 | 0 | 0 | 0 | 0 | 0 | 0
00 Ret.Exist_FBC_SNCR & GPM & NGC | 0 | 0 | 0 | 0 | 0 | 0 | 0
00 Ret.Exist_FBC_SNCR & NGC | 0 | 0 | 0 | 0 | 0 | 0 | 0
00 Ret.Exist_FBC_SNCR_ACI_DSI & CCS | 0 | 0 | 0 | 0 | 0 | 0 | 0
00 Ret.Exist_FBC_SNCR_ACI_DSI & DCCS | 0 | 0 | 0 | 0 | 0 | 0 | 0
00 Ret.Exist_FBC_SNCR_ACI_DSI & DCCS & CCS | 0 | 0 | 0 | 0 | 0 | 0 | 0
00 Ret.Exist_FBC_SNCR_ACI_DSI & DRET | 0 | 0 | 0 | 0 | 0 | 0 | 0
00 Ret.Exist_FBC_SNCR_ACI_DSI & GPM | 0 | 0 | 0 | 0 | 0 | 0 | 0
00 Ret.Exist_FBC_SNCR_ACI_DSI & GPM & CCS | 0 | 0 | 0 | 0 | 0 | 0 | 0
00 Ret.Exist_FBC_SNCR_ACI_DSI & GPM & DRET | 0 | 0 | 0 | 0 | 0 | 0 | 0
00 Ret.Exist_FBC_SNCR_ACI_DSI & GPM & NGC | 0 | 0 | 0 | 0 | 0 | 0 | 0
00 Ret.Exist_FBC_SNCR_ACI_DSI & NGC | 0 | 0 | 0 | 0 | 0 | 0 | 0
00 Ret.Exist_FBC_SNCR_DSI & ACI | 0 | 0 | 0 | 0 | 0 | 0 | 0
00 Ret.Exist_FBC_SNCR_DSI & ACI & CCS | 0 | 0 | 0 | 0 | 0 | 0 | 0
00 Ret.Exist_FBC_SNCR_DSI & ACI & DRET | 0 | 0 | 0 | 0 | 0 | 0 | 0
00 Ret.Exist_FBC_SNCR_DSI & ACI & GPM | 0 | 0 | 0 | 0 | 0 | 0 | 0
00 Ret.Exist_FBC_SNCR_DSI & ACI & GPM & CCS | 0 | 0 | 0 | 0 | 0 | 0 | 0
00 Ret.Exist_FBC_SNCR_DSI & ACI & GPM & DRET | 0 | 0 | 0 | 0 | 0 | 0 | 0
00 Ret.Exist_FBC_SNCR_DSI & ACI & GPM & NGC | 0 | 0 | 0 | 0 | 0 | 0 | 0
00 Ret.Exist_FBC_SNCR_DSI & ACI & NGC | 0 | 0 | 0 | 0 | 0 | 0 | 0
00 Ret.Exist_FBC_SNCR_DSI & CCS | 0 | 0 | 0 | 0 | 0 | 0 | 0
00 Ret.Exist_FBC_SNCR_DSI & DCCS | 0 | 0 | 0 | 0 | 0 | 0 | 0
00 Ret.Exist_FBC_SNCR_DSI & DCCS & CCS | 0 | 0 | 0 | 0 | 0 | 0 | 0
00 Ret.Exist_FBC_SNCR_DSI & DRET | 0 | 0 | 0 | 0 | 0 | 0 | 0
00 Ret.Exist_FBC_SNCR_DSI & GPM | 5.4205 | 2.5924 | 2.5924 | 2.3929 | 2.1762 | 2.1762 | 2.1762
00 Ret.Exist_FBC_SNCR_DSI & GPM & CCS | 0 | 0 | 0 | 0 | 0 | 0 | 0
00 Ret.Exist_FBC_SNCR_DSI & GPM & DRET | 0 | 0 | 0 | 0 | 0 | 0 | 0
00 Ret.Exist_FBC_SNCR_DSI & GPM & NGC | 0 | 0 | 0 | 0 | 0 | 0 | 0
00 Ret.Exist_FBC_SNCR_DSI & NGC | 0 | 0 | 0 | 0 | 0 | 0 | 0
00 Ret.Exist_FBC_WetFGD_DSI & ACI | 0 | 0 | 0 | 0 | 0 | 0 | 0
00 Ret.Exist_FBC_WetFGD_DSI & ACI & DRET | 0 | 0 | 0 | 0 | 0 | 0 | 0
00 Ret.Exist_FBC_WetFGD_DSI & ACI & GPM | 0 | 0 | 0 | 0 | 0 | 0 | 0
00 Ret.Exist_FBC_WetFGD_DSI & ACI & GPM & DRET | 0 | 0 | 0 | 0 | 0 | 0 | 0
00 Ret.Exist_FBC_WetFGD_DSI & ACI & GPM & NGC | 0 | 0 | 0 | 0 | 0 | 0 | 0
00 Ret.Exist_FBC_WetFGD_DSI & ACI & GPM & SNCR | 0 | 0 | 0 | 0 | 0 | 0 | 0
00 Ret.Exist_FBC_WetFGD_DSI & ACI & GPM & SNCR & DRET | 0 | 0 | 0 | 0 | 0 | 0 | 0
00 Ret.Exist_FBC_WetFGD_DSI & ACI & GPM & SNCR & NGC | 0 | 0 | 0 | 0 | 0 | 0 | 0
00 Ret.Exist_FBC_WetFGD_DSI & ACI & NGC | 0 | 0 | 0 | 0 | 0 | 0 | 0
00 Ret.Exist_FBC_WetFGD_DSI & ACI & SNCR | 0 | 0 | 0 | 0 | 0 | 0 | 0
00 Ret.Exist_FBC_WetFGD_DSI & ACI & SNCR & DRET | 0 | 0 | 0 | 0 | 0 | 0 | 0
00 Ret.Exist_FBC_WetFGD_DSI & ACI & SNCR & NGC | 0 | 0 | 0 | 0 | 0 | 0 | 0
00 Ret.Exist_FBC_WetFGD_DSI & DRET | 0 | 0 | 0 | 0 | 0 | 0 | 0
00 Ret.Exist_FBC_WetFGD_DSI & GPM | 0 | 0 | 0 | 0 | 0 | 0 | 0
00 Ret.Exist_FBC_WetFGD_DSI & GPM & DRET | 0 | 0 | 0 | 0 | 0 | 0 | 0
00 Ret.Exist_FBC_WetFGD_DSI & GPM & NGC | 0 | 0 | 0 | 0 | 0 | 0 | 0
00 Ret.Exist_FBC_WetFGD_DSI & GPM & SNCR | 0 | 0 | 0 | 0 | 0 | 0 | 0
00 Ret.Exist_FBC_WetFGD_DSI & GPM & SNCR & DRET | 0 | 0 | 0 | 0 | 0 | 0 | 0
00 Ret.Exist_FBC_WetFGD_DSI & GPM & SNCR & NGC | 0 | 0 | 0 | 0 | 0 | 0 | 0
00 Ret.Exist_FBC_WetFGD_DSI & NGC | 0 | 0 | 0 | 0 | 0 | 0 | 0
00 Ret.Exist_FBC_WetFGD_DSI & SNCR | 0 | 0 | 0 | 0 | 0 | 0 | 0
00 Ret.Exist_FBC_WetFGD_DSI & SNCR & DRET | 0 | 0 | 0 | 0 | 0 | 0 | 0
00 Ret.Exist_FBC_WetFGD_DSI & SNCR & NGC | 0 | 0 | 0 | 0 | 0 | 0 | 0
00 Ret.Exist_FBC_WetFGD_SNCR & ACI | 0 | 0 | 0 | 0 | 0 | 0 | 0
00 Ret.Exist_FBC_WetFGD_SNCR & ACI & DRET | 0 | 0 | 0 | 0 | 0 | 0 | 0
00 Ret.Exist_FBC_WetFGD_SNCR & ACI & NGC | 0 | 0 | 0 | 0 | 0 | 0 | 0
00 Ret.Exist_FBC_WetFGD_SNCR & DRET | 0 | 0 | 0 | 0 | 0 | 0 | 0
00 Ret.Exist_FBC_WetFGD_SNCR & GPM | 0 | 0 | 0 | 0 | 0 | 0 | 0
00 Ret.Exist_FBC_WetFGD_SNCR & GPM & DRET | 0 | 0 | 0 | 0 | 0 | 0 | 0
00 Ret.Exist_FBC_WetFGD_SNCR & GPM & NGC | 0 | 0 | 0 | 0 | 0 | 0 | 0
00 Ret.Exist_FBC_WetFGD_SNCR & NGC | 0 | 0 | 0 | 0 | 0 | 0 | 0
00 Ret.Exist_Non-FBC_ACI & C2G | 0.60854 | 6.7165 | 0 | 0 | 0 | 0 | 0
00 Ret.Exist_Non-FBC_ACI & C2G & SCR | 0 | 0 | 0 | 0 | 0 | 0 | 0
00 Ret.Exist_Non-FBC_ACI & DCCS | 0 | 0 | 0 | 0 | 0 | 0 | 0
00 Ret.Exist_Non-FBC_ACI & DCCS & WetFGD & SCR & CCS | 0 | 0 | 0 | 0 | 0 | 0 | 0
00 Ret.Exist_Non-FBC_ACI & DRET | 0 | 0 | 0 | 0 | 0 | 0 | 0
00 Ret.Exist_Non-FBC_ACI & DSI | 0 | 0 | 0 | 0 | 0 | 0 | 0
00 Ret.Exist_Non-FBC_ACI & DSI & C2G | 0 | 0 | 0 | 0 | 0 | 0 | 0
00 Ret.Exist_Non-FBC_ACI & DSI & C2G & SCR | 0 | 0 | 0 | 0 | 0 | 0 | 0
00 Ret.Exist_Non-FBC_ACI & DSI & DRET | 0 | 0 | 0 | 0 | 0 | 0 | 0
00 Ret.Exist_Non-FBC_ACI & DSI & GPM | 0 | 0 | 0 | 0 | 0 | 0 | 0
00 Ret.Exist_Non-FBC_ACI & DSI & GPM & C2G | 0 | 0 | 0 | 0 | 0 | 0 | 0
00 Ret.Exist_Non-FBC_ACI & DSI & GPM & C2G & SCR | 0 | 0 | 0 | 0 | 0 | 0 | 0
00 Ret.Exist_Non-FBC_ACI & DSI & GPM & DRET | 0 | 0 | 0 | 0 | 0 | 0 | 0
00 Ret.Exist_Non-FBC_ACI & DSI & GPM & NGC | 0 | 0 | 0 | 0 | 0 | 0 | 0
00 Ret.Exist_Non-FBC_ACI & DSI & GPM & SCR | 0 | 0 | 0 | 0 | 0 | 0 | 0
00 Ret.Exist_Non-FBC_ACI & DSI & GPM & SCR & DRET | 0 | 0 | 0 | 0 | 0 | 0 | 0
00 Ret.Exist_Non-FBC_ACI & DSI & GPM & SCR & NGC | 0 | 0 | 0 | 0 | 0 | 0 | 0
00 Ret.Exist_Non-FBC_ACI & DSI & GPM & SNCR | 0 | 0 | 0 | 0 | 0 | 0 | 0
00 Ret.Exist_Non-FBC_ACI & DSI & GPM & SNCR & DRET | 0 | 0 | 0 | 0 | 0 | 0 | 0
00 Ret.Exist_Non-FBC_ACI & DSI & GPM & SNCR & NGC | 0 | 0 | 0 | 0 | 0 | 0 | 0
00 Ret.Exist_Non-FBC_ACI & DSI & GPM & WetFGD & SCR & CCS | 0 | 0 | 0 | 0 | 0 | 0 | 0
00 Ret.Exist_Non-FBC_ACI & DSI & NGC | 0 | 0 | 0 | 0 | 0 | 0 | 0
00 Ret.Exist_Non-FBC_ACI & DSI & SCR | 0 | 0 | 0 | 0 | 0 | 0 | 0
00 Ret.Exist_Non-FBC_ACI & DSI & SCR & DRET | 0 | 0 | 0 | 0 | 0 | 0 | 0
00 Ret.Exist_Non-FBC_ACI & DSI & SCR & NGC | 0 | 0 | 0 | 0 | 0 | 0 | 0
00 Ret.Exist_Non-FBC_ACI & DSI & SNCR | 0 | 0 | 0 | 0 | 0 | 0 | 0
00 Ret.Exist_Non-FBC_ACI & DSI & SNCR & DRET | 0 | 0 | 0 | 0 | 0 | 0 | 0
00 Ret.Exist_Non-FBC_ACI & DSI & SNCR & NGC | 0 | 0 | 0 | 0 | 0 | 0 | 0
00 Ret.Exist_Non-FBC_ACI & DSI & WetFGD & SCR & CCS | 0 | 0 | 0 | 0 | 0 | 0 | 0
00 Ret.Exist_Non-FBC_ACI & GPM | 55.0941 | 0 | 0 | 0 | 0 | 0 | 0
00 Ret.Exist_Non-FBC_ACI & GPM & C2G | 0 | 0 | 0 | 0 | 0 | 0 | 0
00 Ret.Exist_Non-FBC_ACI & GPM & C2G & SCR | 0 | 0 | 0 | 0 | 0 | 0 | 0
00 Ret.Exist_Non-FBC_ACI & GPM & DRET | 0 | 0 | 0 | 0 | 0 | 0 | 0
00 Ret.Exist_Non-FBC_ACI & GPM & NGC | 0 | 0 | 0 | 0 | 0 | 0 | 0
00 Ret.Exist_Non-FBC_ACI & GPM & SCR | 0 | 0 | 0 | 0 | 0 | 0 | 0
00 Ret.Exist_Non-FBC_ACI & GPM & SCR & DRET | 0 | 0 | 0 | 0 | 0 | 0 | 0
00 Ret.Exist_Non-FBC_ACI & GPM & SCR & NGC | 0 | 0 | 0 | 0 | 0 | 0 | 0
00 Ret.Exist_Non-FBC_ACI & GPM & SNCR | 0 | 0 | 0 | 0 | 0 | 0 | 0
00 Ret.Exist_Non-FBC_ACI & GPM & SNCR & DRET | 0 | 0 | 0 | 0 | 0 | 0 | 0
00 Ret.Exist_Non-FBC_ACI & GPM & SNCR & NGC | 0 | 0 | 0 | 0 | 0 | 0 | 0
00 Ret.Exist_Non-FBC_ACI & GPM & WetFGD & SCR & CCS | 0 | 0 | 0 | 0 | 0 | 0 | 0
00 Ret.Exist_Non-FBC_ACI & NGC | 0 | 0 | 0 | 0 | 0 | 0 | 0
00 Ret.Exist_Non-FBC_ACI & SCR | 0 | 0 | 0 | 0 | 0 | 0 | 0
00 Ret.Exist_Non-FBC_ACI & SCR & C2G | 0 | 0 | 0 | 0 | 0 | 0 | 0
00 Ret.Exist_Non-FBC_ACI & SCR & DRET | 0 | 0 | 0 | 0 | 0 | 0 | 0
00 Ret.Exist_Non-FBC_ACI & SCR & NGC | 0 | 0 | 0 | 0 | 0 | 0 | 0
00 Ret.Exist_Non-FBC_ACI & SCR & WetFGD & CCS | 0 | 0 | 0 | 0 | 0 | 0 | 0
00 Ret.Exist_Non-FBC_ACI & SNCR | 0 | 0 | 0 | 0 | 0 | 0 | 0
00 Ret.Exist_Non-FBC_ACI & SNCR & C2G | 0 | 0 | 0 | 0 | 0 | 0 | 0
00 Ret.Exist_Non-FBC_ACI & SNCR & DRET | 0 | 0 | 0 | 0 | 0 | 0 | 0
00 Ret.Exist_Non-FBC_ACI & SNCR & NGC | 0 | 0 | 0 | 0 | 0 | 0 | 0
00 Ret.Exist_Non-FBC_ACI_DSI & C2G | 0 | 0 | 0 | 0 | 0 | 0 | 0
00 Ret.Exist_Non-FBC_ACI_DSI & C2G & SCR | 0 | 0 | 0 | 0 | 0 | 0 | 0
00 Ret.Exist_Non-FBC_ACI_DSI & DCCS | 0 | 0 | 0 | 0 | 0 | 0 | 0
00 Ret.Exist_Non-FBC_ACI_DSI & DCCS & WetFGD & SCR & CCS | 0 | 0 | 0 | 0 | 0 | 0 | 0
00 Ret.Exist_Non-FBC_ACI_DSI & DRET | 0 | 0 | 0 | 0 | 0 | 0 | 0
00 Ret.Exist_Non-FBC_ACI_DSI & GPM | 0 | 0 | 0 | 0 | 0 | 0 | 0
00 Ret.Exist_Non-FBC_ACI_DSI & GPM & C2G | 0 | 0 | 0 | 0 | 0 | 0 | 0
00 Ret.Exist_Non-FBC_ACI_DSI & GPM & C2G & SCR | 0 | 0 | 0 | 0 | 0 | 0 | 0
00 Ret.Exist_Non-FBC_ACI_DSI & GPM & DRET | 0 | 0 | 0 | 0 | 0 | 0 | 0
00 Ret.Exist_Non-FBC_ACI_DSI & GPM & NGC | 0 | 0 | 0 | 0 | 0 | 0 | 0
00 Ret.Exist_Non-FBC_ACI_DSI & GPM & SCR | 0 | 0 | 0 | 0 | 0 | 0 | 0
00 Ret.Exist_Non-FBC_ACI_DSI & GPM & SCR & DRET | 0 | 0 | 0 | 0 | 0 | 0 | 0
00 Ret.Exist_Non-FBC_ACI_DSI & GPM & SCR & NGC | 0 | 0 | 0 | 0 | 0 | 0 | 0
00 Ret.Exist_Non-FBC_ACI_DSI & GPM & SNCR | 0 | 0 | 0 | 0 | 0 | 0 | 0
00 Ret.Exist_Non-FBC_ACI_DSI & GPM & SNCR & DRET | 0 | 0 | 0 | 0 | 0 | 0 | 0
00 Ret.Exist_Non-FBC_ACI_DSI & GPM & SNCR & NGC | 0 | 0 | 0 | 0 | 0 | 0 | 0
00 Ret.Exist_Non-FBC_ACI_DSI & GPM & WetFGD & SCR & CCS | 0 | 0 | 0 | 0 | 0 | 0 | 0
00 Ret.Exist_Non-FBC_ACI_DSI & NGC | 0 | 0 | 0 | 0 | 0 | 0 | 0
00 Ret.Exist_Non-FBC_ACI_DSI & SCR | 0 | 0 | 0 | 0 | 0 | 0 | 0
00 Ret.Exist_Non-FBC_ACI_DSI & SCR & C2G | 0 | 0 | 0 | 0 | 0 | 0 | 0
00 Ret.Exist_Non-FBC_ACI_DSI & SCR & DRET | 0 | 0 | 0 | 0 | 0 | 0 | 0
00 Ret.Exist_Non-FBC_ACI_DSI & SCR & NGC | 0 | 0 | 0 | 0 | 0 | 0 | 0
00 Ret.Exist_Non-FBC_ACI_DSI & SCR & WetFGD & CCS | 0 | 0 | 0 | 0 | 0 | 0 | 0
00 Ret.Exist_Non-FBC_ACI_DSI & SNCR | 0 | 0 | 0 | 0 | 0 | 0 | 0
00 Ret.Exist_Non-FBC_ACI_DSI & SNCR & C2G | 0 | 0 | 0 | 0 | 0 | 0 | 0
00 Ret.Exist_Non-FBC_ACI_DSI & SNCR & DRET | 0 | 0 | 0 | 0 | 0 | 0 | 0
00 Ret.Exist_Non-FBC_ACI_DSI & SNCR & NGC | 0 | 0 | 0 | 0 | 0 | 0 | 0
00 Ret.Exist_Non-FBC_DryFGD & C2G | 0 | 0 | 0 | 0 | 0 | 0 | 0
00 Ret.Exist_Non-FBC_DryFGD & C2G & SCR | 0 | 0 | 0 | 0 | 0 | 0 | 0
00 Ret.Exist_Non-FBC_DryFGD & DRET | 0 | 0 | 0 | 0 | 0 | 0 | 0
00 Ret.Exist_Non-FBC_DryFGD & GPM | 0 | 0 | 0 | 0 | 0 | 0 | 0
00 Ret.Exist_Non-FBC_DryFGD & GPM & C2G | 0 | 0 | 0 | 0 | 0 | 0 | 0
00 Ret.Exist_Non-FBC_DryFGD & GPM & C2G & SCR | 0 | 0 | 0 | 0 | 0 | 0 | 0
00 Ret.Exist_Non-FBC_DryFGD & GPM & DRET | 0 | 0 | 0 | 0 | 0 | 0 | 0
00 Ret.Exist_Non-FBC_DryFGD & GPM & NGC | 0 | 0 | 0 | 0 | 0 | 0 | 0
00 Ret.Exist_Non-FBC_DryFGD & GPM & SCR | 0 | 0 | 0 | 0 | 0 | 0 | 0
00 Ret.Exist_Non-FBC_DryFGD & GPM & SCR & CCS | 0 | 0 | 0 | 0 | 0 | 0 | 0
00 Ret.Exist_Non-FBC_DryFGD & GPM & SCR & DRET | 0 | 0 | 0 | 0 | 0 | 0 | 0
00 Ret.Exist_Non-FBC_DryFGD & GPM & SCR & NGC | 0 | 0 | 0 | 0 | 0 | 0 | 0
00 Ret.Exist_Non-FBC_DryFGD & GPM & SNCR | 0 | 0 | 0 | 0 | 0 | 0 | 0
00 Ret.Exist_Non-FBC_DryFGD & GPM & SNCR & DRET | 0 | 0 | 0 | 0 | 0 | 0 | 0
00 Ret.Exist_Non-FBC_DryFGD & GPM & SNCR & NGC | 0 | 0 | 0 | 0 | 0 | 0 | 0
00 Ret.Exist_Non-FBC_DryFGD & NGC | 0 | 0 | 0 | 0 | 0 | 0 | 0
00 Ret.Exist_Non-FBC_DryFGD & SCR | 0 | 0 | 0 | 0 | 0 | 0 | 0
00 Ret.Exist_Non-FBC_DryFGD & SCR & C2G | 0 | 0 | 0 | 0 | 0 | 0 | 0
00 Ret.Exist_Non-FBC_DryFGD & SCR & CCS | 0 | 0 | 0 | 0 | 0 | 0 | 0
00 Ret.Exist_Non-FBC_DryFGD & SCR & DRET | 0 | 0 | 0 | 0 | 0 | 0 | 0
00 Ret.Exist_Non-FBC_DryFGD & SCR & NGC | 0 | 0 | 0 | 0 | 0 | 0 | 0
00 Ret.Exist_Non-FBC_DryFGD & SNCR | 0 | 0 | 0 | 0 | 0 | 0 | 0
00 Ret.Exist_Non-FBC_DryFGD & SNCR & C2G | 0 | 0 | 0 | 0 | 0 | 0 | 0
00 Ret.Exist_Non-FBC_DryFGD & SNCR & DRET | 0 | 0 | 0 | 0 | 0 | 0 | 0
00 Ret.Exist_Non-FBC_DryFGD & SNCR & NGC | 0 | 0 | 0 | 0 | 0 | 0 | 0
00 Ret.Exist_Non-FBC_DryFGD_ACI & C2G | 0 | 0 | 0 | 0 | 0 | 0 | 0
00 Ret.Exist_Non-FBC_DryFGD_ACI & C2G & SCR | 0 | 0 | 0 | 0 | 0 | 0 | 0
00 Ret.Exist_Non-FBC_DryFGD_ACI & DCCS | 0 | 0 | 0 | 0 | 0 | 0 | 0
00 Ret.Exist_Non-FBC_DryFGD_ACI & DCCS & SCR & CCS | 0 | 0 | 0 | 0 | 0 | 0 | 0
00 Ret.Exist_Non-FBC_DryFGD_ACI & DRET | 0 | 0 | 0 | 0 | 0 | 0 | 0
00 Ret.Exist_Non-FBC_DryFGD_ACI & GPM | 0 | 0 | 0 | 0 | 0 | 0 | 0
00 Ret.Exist_Non-FBC_DryFGD_ACI & GPM & C2G | 0 | 0 | 0 | 0 | 0 | 0 | 0
00 Ret.Exist_Non-FBC_DryFGD_ACI & GPM & C2G & SCR | 0 | 0 | 0 | 0 | 0 | 0 | 0
00 Ret.Exist_Non-FBC_DryFGD_ACI & GPM & DRET | 0 | 0 | 0 | 0 | 0 | 0 | 0
00 Ret.Exist_Non-FBC_DryFGD_ACI & GPM & NGC | 0 | 0 | 0 | 0 | 0 | 0 | 0
00 Ret.Exist_Non-FBC_DryFGD_ACI & GPM & SCR | 0 | 0 | 0 | 0 | 0 | 0 | 0
00 Ret.Exist_Non-FBC_DryFGD_ACI & GPM & SCR & CCS | 0 | 0 | 0 | 0 | 0 | 0 | 0
00 Ret.Exist_Non-FBC_DryFGD_ACI & GPM & SCR & DRET | 0 | 0 | 0 | 0 | 0 | 0 | 0
00 Ret.Exist_Non-FBC_DryFGD_ACI & GPM & SCR & NGC | 0 | 0 | 0 | 0 | 0 | 0 | 0
00 Ret.Exist_Non-FBC_DryFGD_ACI & GPM & SNCR | 0 | 0 | 0 | 0 | 0 | 0 | 0
00 Ret.Exist_Non-FBC_DryFGD_ACI & GPM & SNCR & DRET | 0 | 0 | 0 | 0 | 0 | 0 | 0
00 Ret.Exist_Non-FBC_DryFGD_ACI & GPM & SNCR & NGC | 0 | 0 | 0 | 0 | 0 | 0 | 0
00 Ret.Exist_Non-FBC_DryFGD_ACI & NGC | 0 | 0 | 0 | 0 | 0 | 0 | 0
00 Ret.Exist_Non-FBC_DryFGD_ACI & SCR | 0 | 3.0278 | 0 | 0 | 0 | 0 | 0
00 Ret.Exist_Non-FBC_DryFGD_ACI & SCR & C2G | 0 | 0 | 0 | 0 | 0 | 0 | 0
00 Ret.Exist_Non-FBC_DryFGD_ACI & SCR & CCS | 0 | 0 | 23.0184 | 23.0184 | 0 | 0 | 0
00 Ret.Exist_Non-FBC_DryFGD_ACI & SCR & DRET | 0 | 0 | 0 | 0 | 0 | 0 | 0
00 Ret.Exist_Non-FBC_DryFGD_ACI & SCR & NGC | 0 | 0 | 0 | 0 | 0 | 0 | 0
00 Ret.Exist_Non-FBC_DryFGD_ACI & SNCR | 0 | 0 | 0 | 0 | 0 | 0 | 0
00 Ret.Exist_Non-FBC_DryFGD_ACI & SNCR & C2G | 0 | 0 | 0 | 0 | 0 | 0 | 0
00 Ret.Exist_Non-FBC_DryFGD_ACI & SNCR & DRET | 0 | 0 | 0 | 0 | 0 | 0 | 0
00 Ret.Exist_Non-FBC_DryFGD_ACI & SNCR & NGC | 0 | 0 | 0 | 0 | 0 | 0 | 0
00 Ret.Exist_Non-FBC_DryFGD_SCR & ACI | 0 | 0 | 0 | 0 | 0 | 0 | 0
00 Ret.Exist_Non-FBC_DryFGD_SCR & ACI & C2G | 0 | 0 | 0 | 0 | 0 | 0 | 0
00 Ret.Exist_Non-FBC_DryFGD_SCR & ACI & CCS | 0 | 0 | 0 | 0 | 0 | 0 | 0
00 Ret.Exist_Non-FBC_DryFGD_SCR & ACI & DRET | 0 | 0 | 0 | 0 | 0 | 0 | 0
00 Ret.Exist_Non-FBC_DryFGD_SCR & ACI & GPM | 0 | 0 | 0 | 0 | 0 | 0 | 0
00 Ret.Exist_Non-FBC_DryFGD_SCR & ACI & GPM & C2G | 0 | 0 | 0 | 0 | 0 | 0 | 0
00 Ret.Exist_Non-FBC_DryFGD_SCR & ACI & GPM & CCS | 0 | 0 | 0 | 0 | 0 | 0 | 0
00 Ret.Exist_Non-FBC_DryFGD_SCR & ACI & GPM & DRET | 0 | 0 | 0 | 0 | 0 | 0 | 0
00 Ret.Exist_Non-FBC_DryFGD_SCR & ACI & GPM & NGC | 0 | 0 | 0 | 0 | 0 | 0 | 0
00 Ret.Exist_Non-FBC_DryFGD_SCR & ACI & NGC | 0 | 0 | 0 | 0 | 0 | 0 | 0
00 Ret.Exist_Non-FBC_DryFGD_SCR & C2G | 0 | 0 | 0 | 0 | 0 | 0 | 0
00 Ret.Exist_Non-FBC_DryFGD_SCR & CCS | 0 | 0 | 0 | 0 | 0 | 0 | 0
00 Ret.Exist_Non-FBC_DryFGD_SCR & DRET | 0 | 0 | 0 | 0 | 0 | 0 | 0
00 Ret.Exist_Non-FBC_DryFGD_SCR & GPM | 0 | 0 | 0 | 0 | 0 | 0 | 0
00 Ret.Exist_Non-FBC_DryFGD_SCR & GPM & C2G | 0 | 0 | 0 | 0 | 0 | 0 | 0
00 Ret.Exist_Non-FBC_DryFGD_SCR & GPM & CCS | 0 | 0 | 0 | 0 | 0 | 0 | 0
00 Ret.Exist_Non-FBC_DryFGD_SCR & GPM & DRET | 0 | 0 | 0 | 0 | 0 | 0 | 0
00 Ret.Exist_Non-FBC_DryFGD_SCR & GPM & NGC | 0 | 0 | 0 | 0 | 0 | 0 | 0
00 Ret.Exist_Non-FBC_DryFGD_SCR & NGC | 0 | 0 | 0 | 0 | 0 | 0 | 0
00 Ret.Exist_Non-FBC_DryFGD_SCR_ACI & C2G | 0.29722 | 0.29722 | 0.29722 | 0.29722 | 0.29722 | 0.29722 | 0.29722
00 Ret.Exist_Non-FBC_DryFGD_SCR_ACI & CCS | 0 | 5.9726 | 14.0154 | 14.0154 | 7.3898 | 7.3898 | 7.3898
00 Ret.Exist_Non-FBC_DryFGD_SCR_ACI & DCCS | 0 | 0 | 0 | 0 | 0 | 0 | 0
00 Ret.Exist_Non-FBC_DryFGD_SCR_ACI & DCCS & CCS | 0 | 0 | 0 | 0 | 0 | 0 | 0
00 Ret.Exist_Non-FBC_DryFGD_SCR_ACI & DRET | 0 | 0 | 0 | 0 | 0 | 0 | 0
00 Ret.Exist_Non-FBC_DryFGD_SCR_ACI & GPM | 0 | 0 | 0 | 0 | 0 | 0 | 0
00 Ret.Exist_Non-FBC_DryFGD_SCR_ACI & GPM & C2G | 0 | 0 | 0 | 0 | 0 | 0 | 0
00 Ret.Exist_Non-FBC_DryFGD_SCR_ACI & GPM & CCS | 0 | 0 | 0 | 0 | 0 | 0 | 0
00 Ret.Exist_Non-FBC_DryFGD_SCR_ACI & GPM & DRET | 0 | 0 | 0 | 0 | 0 | 0 | 0
00 Ret.Exist_Non-FBC_DryFGD_SCR_ACI & GPM & NGC | 0 | 0 | 0 | 0 | 0 | 0 | 0
00 Ret.Exist_Non-FBC_DryFGD_SCR_ACI & NGC | 0 | 0 | 0 | 0 | 0 | 0 | 0
00 Ret.Exist_Non-FBC_DryFGD_SCR_ACI_DSI & C2G | 0 | 0 | 0 | 0 | 0 | 0 | 0
00 Ret.Exist_Non-FBC_DryFGD_SCR_ACI_DSI & CCS | 0 | 0 | 0 | 0 | 0 | 0 | 0
00 Ret.Exist_Non-FBC_DryFGD_SCR_ACI_DSI & DCCS | 0 | 0 | 0 | 0 | 0 | 0 | 0
00 Ret.Exist_Non-FBC_DryFGD_SCR_ACI_DSI & DCCS & CCS | 0 | 0 | 0 | 0 | 0 | 0 | 0
00 Ret.Exist_Non-FBC_DryFGD_SCR_ACI_DSI & DRET | 0 | 0 | 0 | 0 | 0 | 0 | 0
00 Ret.Exist_Non-FBC_DryFGD_SCR_ACI_DSI & GPM | 0 | 0 | 0 | 0 | 0 | 0 | 0
00 Ret.Exist_Non-FBC_DryFGD_SCR_ACI_DSI & GPM & C2G | 0 | 0 | 0 | 0 | 0 | 0 | 0
00 Ret.Exist_Non-FBC_DryFGD_SCR_ACI_DSI & GPM & CCS | 0 | 0 | 0 | 0 | 0 | 0 | 0
00 Ret.Exist_Non-FBC_DryFGD_SCR_ACI_DSI & GPM & DRET | 0 | 0 | 0 | 0 | 0 | 0 | 0
00 Ret.Exist_Non-FBC_DryFGD_SCR_ACI_DSI & GPM & NGC | 0 | 0 | 0 | 0 | 0 | 0 | 0
00 Ret.Exist_Non-FBC_DryFGD_SCR_ACI_DSI & NGC | 0 | 0 | 0 | 0 | 0 | 0 | 0
00 Ret.Exist_Non-FBC_DryFGD_SCR_DSI & ACI | 0 | 0 | 0 | 0 | 0 | 0 | 0
00 Ret.Exist_Non-FBC_DryFGD_SCR_DSI & ACI & C2G | 0 | 0 | 0 | 0 | 0 | 0 | 0
00 Ret.Exist_Non-FBC_DryFGD_SCR_DSI & ACI & CCS | 0 | 0 | 0 | 0 | 0 | 0 | 0
00 Ret.Exist_Non-FBC_DryFGD_SCR_DSI & ACI & DRET | 0 | 0 | 0 | 0 | 0 | 0 | 0
00 Ret.Exist_Non-FBC_DryFGD_SCR_DSI & ACI & GPM | 0 | 0 | 0 | 0 | 0 | 0 | 0
00 Ret.Exist_Non-FBC_DryFGD_SCR_DSI & ACI & GPM & C2G | 0 | 0 | 0 | 0 | 0 | 0 | 0
00 Ret.Exist_Non-FBC_DryFGD_SCR_DSI & ACI & GPM & CCS | 0 | 0 | 0 | 0 | 0 | 0 | 0
00 Ret.Exist_Non-FBC_DryFGD_SCR_DSI & ACI & GPM & DRET | 0 | 0 | 0 | 0 | 0 | 0 | 0
00 Ret.Exist_Non-FBC_DryFGD_SCR_DSI & ACI & GPM & NGC | 0 | 0 | 0 | 0 | 0 | 0 | 0
00 Ret.Exist_Non-FBC_DryFGD_SCR_DSI & ACI & NGC | 0 | 0 | 0 | 0 | 0 | 0 | 0
00 Ret.Exist_Non-FBC_DryFGD_SCR_DSI & C2G | 0 | 0 | 0 | 0 | 0 | 0 | 0
00 Ret.Exist_Non-FBC_DryFGD_SCR_DSI & CCS | 0 | 0 | 0 | 0 | 0 | 0 | 0
00 Ret.Exist_Non-FBC_DryFGD_SCR_DSI & DRET | 0 | 0 | 0 | 0 | 0 | 0 | 0
00 Ret.Exist_Non-FBC_DryFGD_SCR_DSI & GPM | 0 | 0 | 0 | 0 | 0 | 0 | 0
00 Ret.Exist_Non-FBC_DryFGD_SCR_DSI & GPM & C2G | 0 | 0 | 0 | 0 | 0 | 0 | 0
00 Ret.Exist_Non-FBC_DryFGD_SCR_DSI & GPM & CCS | 0 | 0 | 0 | 0 | 0 | 0 | 0
00 Ret.Exist_Non-FBC_DryFGD_SCR_DSI & GPM & DRET | 0 | 0 | 0 | 0 | 0 | 0 | 0
00 Ret.Exist_Non-FBC_DryFGD_SCR_DSI & GPM & NGC | 0 | 0 | 0 | 0 | 0 | 0 | 0
00 Ret.Exist_Non-FBC_DryFGD_SCR_DSI & NGC | 0 | 0 | 0 | 0 | 0 | 0 | 0
00 Ret.Exist_Non-FBC_DryFGD_SNCR_ACI & C2G | 0 | 0 | 0 | 0 | 0 | 0 | 0
00 Ret.Exist_Non-FBC_DryFGD_SNCR_ACI & C2G & SCR | 0 | 0 | 0 | 0 | 0 | 0 | 0
00 Ret.Exist_Non-FBC_DryFGD_SNCR_ACI & DCCS | 0 | 0 | 0 | 0 | 0 | 0 | 0
00 Ret.Exist_Non-FBC_DryFGD_SNCR_ACI & DCCS & SCR & CCS | 0 | 0 | 0 | 0 | 0 | 0 | 0
00 Ret.Exist_Non-FBC_DryFGD_SNCR_ACI & DRET | 0 | 0 | 0 | 0 | 0 | 0 | 0
00 Ret.Exist_Non-FBC_DryFGD_SNCR_ACI & GPM | 13.2393 | 13.2393 | 13.2393 | 12.5274 | 11.1211 | 12.5288 | 13.2393
00 Ret.Exist_Non-FBC_DryFGD_SNCR_ACI & GPM & C2G | 0 | 0 | 0 | 0 | 0 | 0 | 0
00 Ret.Exist_Non-FBC_DryFGD_SNCR_ACI & GPM & C2G & SCR | 0 | 0 | 0 | 0 | 0 | 0 | 0
00 Ret.Exist_Non-FBC_DryFGD_SNCR_ACI & GPM & DRET | 0 | 0 | 0 | 0 | 0 | 0 | 0
00 Ret.Exist_Non-FBC_DryFGD_SNCR_ACI & GPM & NGC | 0 | 0 | 0 | 0 | 0 | 0 | 0
00 Ret.Exist_Non-FBC_DryFGD_SNCR_ACI & GPM & SCR | 0 | 0 | 0 | 0 | 0 | 0 | 0
00 Ret.Exist_Non-FBC_DryFGD_SNCR_ACI & GPM & SCR & CCS | 0 | 0 | 0 | 0 | 0 | 0 | 0
00 Ret.Exist_Non-FBC_DryFGD_SNCR_ACI & GPM & SCR & DRET | 0 | 0 | 0 | 0 | 0 | 0 | 0
00 Ret.Exist_Non-FBC_DryFGD_SNCR_ACI & GPM & SCR & NGC | 0 | 0 | 0 | 0 | 0 | 0 | 0
00 Ret.Exist_Non-FBC_DryFGD_SNCR_ACI & NGC | 0 | 0 | 0 | 0 | 0 | 0 | 0
00 Ret.Exist_Non-FBC_DryFGD_SNCR_ACI & SCR | 0 | 0 | 0 | 0 | 0 | 0 | 0
00 Ret.Exist_Non-FBC_DryFGD_SNCR_ACI & SCR & C2G | 0 | 0 | 0 | 0 | 0 | 0 | 0
00 Ret.Exist_Non-FBC_DryFGD_SNCR_ACI & SCR & CCS | 0 | 0 | 0 | 0 | 0 | 0 | 0
00 Ret.Exist_Non-FBC_DryFGD_SNCR_ACI & SCR & DRET | 0 | 0 | 0 | 0 | 0 | 0 | 0
00 Ret.Exist_Non-FBC_DryFGD_SNCR_ACI & SCR & NGC | 0 | 0 | 0 | 0 | 0 | 0 | 0
00 Ret.Exist_Non-FBC_DryFGD_SNCR_ACI_DSI & C2G | 0 | 0 | 0 | 0 | 0 | 0 | 0
00 Ret.Exist_Non-FBC_DryFGD_SNCR_ACI_DSI & C2G & SCR | 0 | 0 | 0 | 0 | 0 | 0 | 0
00 Ret.Exist_Non-FBC_DryFGD_SNCR_ACI_DSI & DRET | 0 | 0 | 0 | 0 | 0 | 0 | 0
00 Ret.Exist_Non-FBC_DryFGD_SNCR_ACI_DSI & GPM | 0 | 0 | 0 | 0 | 0 | 0 | 0
00 Ret.Exist_Non-FBC_DryFGD_SNCR_ACI_DSI & GPM & C2G | 0 | 0 | 0 | 0 | 0 | 0 | 0
00 Ret.Exist_Non-FBC_DryFGD_SNCR_ACI_DSI & GPM & C2G & SCR | 0 | 0 | 0 | 0 | 0 | 0 | 0
00 Ret.Exist_Non-FBC_DryFGD_SNCR_ACI_DSI & GPM & DRET | 0 | 0 | 0 | 0 | 0 | 0 | 0
00 Ret.Exist_Non-FBC_DryFGD_SNCR_ACI_DSI & GPM & NGC | 0 | 0 | 0 | 0 | 0 | 0 | 0
00 Ret.Exist_Non-FBC_DryFGD_SNCR_ACI_DSI & GPM & SCR | 0 | 0 | 0 | 0 | 0 | 0 | 0
00 Ret.Exist_Non-FBC_DryFGD_SNCR_ACI_DSI & GPM & SCR & CCS | 0 | 0 | 0 | 0 | 0 | 0 | 0
00 Ret.Exist_Non-FBC_DryFGD_SNCR_ACI_DSI & GPM & SCR & DRET | 0 | 0 | 0 | 0 | 0 | 0 | 0
00 Ret.Exist_Non-FBC_DryFGD_SNCR_ACI_DSI & GPM & SCR & NGC | 0 | 0 | 0 | 0 | 0 | 0 | 0
00 Ret.Exist_Non-FBC_DryFGD_SNCR_ACI_DSI & NGC | 0 | 0 | 0 | 0 | 0 | 0 | 0
00 Ret.Exist_Non-FBC_DryFGD_SNCR_ACI_DSI & SCR | 0 | 0 | 0 | 0 | 0 | 0 | 0
00 Ret.Exist_Non-FBC_DryFGD_SNCR_ACI_DSI & SCR & C2G | 0 | 0 | 0 | 0 | 0 | 0 | 0
00 Ret.Exist_Non-FBC_DryFGD_SNCR_ACI_DSI & SCR & CCS | 0 | 0 | 0 | 0 | 0 | 0 | 0
00 Ret.Exist_Non-FBC_DryFGD_SNCR_ACI_DSI & SCR & DRET | 0 | 0 | 0 | 0 | 0 | 0 | 0
00 Ret.Exist_Non-FBC_DryFGD_SNCR_ACI_DSI & SCR & NGC | 0 | 0 | 0 | 0 | 0 | 0 | 0
00 Ret.Exist_Non-FBC_DSI & ACI | 0 | 0 | 0 | 0 | 0 | 0 | 0
00 Ret.Exist_Non-FBC_DSI & ACI & C2G | 0 | 0 | 0 | 0 | 0 | 0 | 0
00 Ret.Exist_Non-FBC_DSI & ACI & C2G & SCR | 0 | 0 | 0 | 0 | 0 | 0 | 0
00 Ret.Exist_Non-FBC_DSI & ACI & DRET | 0 | 0 | 0 | 0 | 0 | 0 | 0
00 Ret.Exist_Non-FBC_DSI & ACI & GPM | 0 | 0 | 0 | 0 | 0 | 0 | 0
00 Ret.Exist_Non-FBC_DSI & ACI & GPM & C2G | 0 | 0 | 0 | 0 | 0 | 0 | 0
00 Ret.Exist_Non-FBC_DSI & ACI & GPM & C2G & SCR | 0 | 0 | 0 | 0 | 0 | 0 | 0
00 Ret.Exist_Non-FBC_DSI & ACI & GPM & DRET | 0 | 0 | 0 | 0 | 0 | 0 | 0
00 Ret.Exist_Non-FBC_DSI & ACI & GPM & NGC | 0 | 0 | 0 | 0 | 0 | 0 | 0
00 Ret.Exist_Non-FBC_DSI & ACI & GPM & SCR | 0 | 0 | 0 | 0 | 0 | 0 | 0
00 Ret.Exist_Non-FBC_DSI & ACI & GPM & SCR & DRET | 0 | 0 | 0 | 0 | 0 | 0 | 0
00 Ret.Exist_Non-FBC_DSI & ACI & GPM & SCR & NGC | 0 | 0 | 0 | 0 | 0 | 0 | 0
00 Ret.Exist_Non-FBC_DSI & ACI & GPM & SNCR | 0 | 0 | 0 | 0 | 0 | 0 | 0
00 Ret.Exist_Non-FBC_DSI & ACI & GPM & SNCR & DRET | 0 | 0 | 0 | 0 | 0 | 0 | 0
00 Ret.Exist_Non-FBC_DSI & ACI & GPM & SNCR & NGC | 0 | 0 | 0 | 0 | 0 | 0 | 0
00 Ret.Exist_Non-FBC_DSI & ACI & GPM & WetFGD & SCR & CCS | 0 | 0 | 0 | 0 | 0 | 0 | 0
00 Ret.Exist_Non-FBC_DSI & ACI & NGC | 0 | 0 | 0 | 0 | 0 | 0 | 0
00 Ret.Exist_Non-FBC_DSI & ACI & SCR | 0 | 0 | 0 | 0 | 0 | 0 | 0
00 Ret.Exist_Non-FBC_DSI & ACI & SCR & DRET | 0 | 0 | 0 | 0 | 0 | 0 | 0
00 Ret.Exist_Non-FBC_DSI & ACI & SCR & NGC | 0 | 0 | 0 | 0 | 0 | 0 | 0
00 Ret.Exist_Non-FBC_DSI & ACI & SNCR | 0 | 0 | 0 | 0 | 0 | 0 | 0
00 Ret.Exist_Non-FBC_DSI & ACI & SNCR & DRET | 0 | 0 | 0 | 0 | 0 | 0 | 0
00 Ret.Exist_Non-FBC_DSI & ACI & SNCR & NGC | 0 | 0 | 0 | 0 | 0 | 0 | 0
00 Ret.Exist_Non-FBC_DSI & ACI & WetFGD & SCR & CCS | 0 | 0 | 0 | 0 | 0 | 0 | 0
00 Ret.Exist_Non-FBC_DSI & C2G | 0 | 0 | 0 | 0 | 0 | 0 | 0
00 Ret.Exist_Non-FBC_DSI & C2G & SCR | 0 | 0 | 0 | 0 | 0 | 0 | 0
00 Ret.Exist_Non-FBC_DSI & DRET | 0 | 0 | 0 | 0 | 0 | 0 | 0
00 Ret.Exist_Non-FBC_DSI & GPM | 0 | 0 | 0 | 0 | 0 | 0 | 0
00 Ret.Exist_Non-FBC_DSI & GPM & C2G | 0 | 0 | 0 | 0 | 0 | 0 | 0
00 Ret.Exist_Non-FBC_DSI & GPM & C2G & SCR | 0 | 0 | 0 | 0 | 0 | 0 | 0
00 Ret.Exist_Non-FBC_DSI & GPM & DRET | 0 | 0 | 0 | 0 | 0 | 0 | 0
00 Ret.Exist_Non-FBC_DSI & GPM & NGC | 0 | 0 | 0 | 0 | 0 | 0 | 0
00 Ret.Exist_Non-FBC_DSI & GPM & SCR | 0 | 0 | 0 | 0 | 0 | 0 | 0
00 Ret.Exist_Non-FBC_DSI & GPM & SCR & DRET | 0 | 0 | 0 | 0 | 0 | 0 | 0
00 Ret.Exist_Non-FBC_DSI & GPM & SCR & NGC | 0 | 0 | 0 | 0 | 0 | 0 | 0
00 Ret.Exist_Non-FBC_DSI & GPM & SNCR | 0 | 0 | 0 | 0 | 0 | 0 | 0
00 Ret.Exist_Non-FBC_DSI & GPM & SNCR & DRET | 0 | 0 | 0 | 0 | 0 | 0 | 0
00 Ret.Exist_Non-FBC_DSI & GPM & SNCR & NGC | 0 | 0 | 0 | 0 | 0 | 0 | 0
00 Ret.Exist_Non-FBC_DSI & GPM & WetFGD & SCR & CCS | 0 | 0 | 0 | 0 | 0 | 0 | 0
00 Ret.Exist_Non-FBC_DSI & NGC | 0 | 0 | 0 | 0 | 0 | 0 | 0
00 Ret.Exist_Non-FBC_DSI & SCR | 0 | 0 | 0 | 0 | 0 | 0 | 0
00 Ret.Exist_Non-FBC_DSI & SCR & C2G | 0 | 0 | 0 | 0 | 0 | 0 | 0
00 Ret.Exist_Non-FBC_DSI & SCR & DRET | 0 | 0 | 0 | 0 | 0 | 0 | 0
00 Ret.Exist_Non-FBC_DSI & SCR & NGC | 0 | 0 | 0 | 0 | 0 | 0 | 0
00 Ret.Exist_Non-FBC_DSI & SCR & WetFGD & CCS | 0 | 0 | 0 | 0 | 0 | 0 | 0
00 Ret.Exist_Non-FBC_DSI & SNCR | 0 | 0 | 0 | 0 | 0 | 0 | 0
00 Ret.Exist_Non-FBC_DSI & SNCR & C2G | 0 | 0 | 0 | 0 | 0 | 0 | 0
00 Ret.Exist_Non-FBC_DSI & SNCR & DRET | 0 | 0 | 0 | 0 | 0 | 0 | 0
00 Ret.Exist_Non-FBC_DSI & SNCR & NGC | 0 | 0 | 0 | 0 | 0 | 0 | 0
00 Ret.Exist_Non-FBC_NoCtrl & ACI | 0 | 0 | 0 | 0 | 0 | 0 | 0
00 Ret.Exist_Non-FBC_NoCtrl & ACI & C2G | 0 | 0 | 0 | 0 | 0 | 0 | 0
00 Ret.Exist_Non-FBC_NoCtrl & ACI & C2G & SCR | 0 | 0 | 0 | 0 | 0 | 0 | 0
00 Ret.Exist_Non-FBC_NoCtrl & ACI & DRET | 0 | 0 | 0 | 0 | 0 | 0 | 0
00 Ret.Exist_Non-FBC_NoCtrl & ACI & DSI | 0 | 0 | 0 | 0 | 0 | 0 | 0
00 Ret.Exist_Non-FBC_NoCtrl & ACI & DSI & C2G | 0 | 0 | 0 | 0 | 0 | 0 | 0
00 Ret.Exist_Non-FBC_NoCtrl & ACI & DSI & C2G & SCR | 0 | 0 | 0 | 0 | 0 | 0 | 0
00 Ret.Exist_Non-FBC_NoCtrl & ACI & DSI & DRET | 0 | 0 | 0 | 0 | 0 | 0 | 0
00 Ret.Exist_Non-FBC_NoCtrl & ACI & DSI & GPM | 0 | 0 | 0 | 0 | 0 | 0 | 0
00 Ret.Exist_Non-FBC_NoCtrl & ACI & DSI & GPM & C2G | 0 | 0 | 0 | 0 | 0 | 0 | 0
00 Ret.Exist_Non-FBC_NoCtrl & ACI & DSI & GPM & C2G & SCR | 0 | 0 | 0 | 0 | 0 | 0 | 0
00 Ret.Exist_Non-FBC_NoCtrl & ACI & DSI & GPM & DRET | 0 | 0 | 0 | 0 | 0 | 0 | 0
00 Ret.Exist_Non-FBC_NoCtrl & ACI & DSI & GPM & NGC | 0 | 0 | 0 | 0 | 0 | 0 | 0
00 Ret.Exist_Non-FBC_NoCtrl & ACI & DSI & GPM & SCR | 0 | 0 | 0 | 0 | 0 | 0 | 0
00 Ret.Exist_Non-FBC_NoCtrl & ACI & DSI & GPM & SCR & DRET | 0 | 0 | 0 | 0 | 0 | 0 | 0
00 Ret.Exist_Non-FBC_NoCtrl & ACI & DSI & GPM & SCR & NGC | 0 | 0 | 0 | 0 | 0 | 0 | 0
00 Ret.Exist_Non-FBC_NoCtrl & ACI & DSI & GPM & SNCR | 0 | 0 | 0 | 0 | 0 | 0 | 0
00 Ret.Exist_Non-FBC_NoCtrl & ACI & DSI & GPM & SNCR & DRET | 0 | 0 | 0 | 0 | 0 | 0 | 0
00 Ret.Exist_Non-FBC_NoCtrl & ACI & DSI & GPM & SNCR & NGC | 0 | 0 | 0 | 0 | 0 | 0 | 0
00 Ret.Exist_Non-FBC_NoCtrl & ACI & DSI & GPM & WetFGD & SCR & CCS | 0 | 0 | 0 | 0 | 0 | 0 | 0
00 Ret.Exist_Non-FBC_NoCtrl & ACI & DSI & NGC | 0 | 0 | 0 | 0 | 0 | 0 | 0
00 Ret.Exist_Non-FBC_NoCtrl & ACI & DSI & SCR | 0 | 0 | 0 | 0 | 0 | 0 | 0
00 Ret.Exist_Non-FBC_NoCtrl & ACI & DSI & SCR & DRET | 0 | 0 | 0 | 0 | 0 | 0 | 0
00 Ret.Exist_Non-FBC_NoCtrl & ACI & DSI & SCR & NGC | 0 | 0 | 0 | 0 | 0 | 0 | 0
00 Ret.Exist_Non-FBC_NoCtrl & ACI & DSI & SNCR | 0 | 0 | 0 | 0 | 0 | 0 | 0
00 Ret.Exist_Non-FBC_NoCtrl & ACI & DSI & SNCR & DRET | 0 | 0 | 0 | 0 | 0 | 0 | 0
00 Ret.Exist_Non-FBC_NoCtrl & ACI & DSI & SNCR & NGC | 0 | 0 | 0 | 0 | 0 | 0 | 0
00 Ret.Exist_Non-FBC_NoCtrl & ACI & DSI & WetFGD & SCR & CCS | 0 | 0 | 0 | 0 | 0 | 0 | 0
00 Ret.Exist_Non-FBC_NoCtrl & ACI & GPM | 0 | 0 | 0 | 0 | 0 | 0 | 0
00 Ret.Exist_Non-FBC_NoCtrl & ACI & GPM & C2G | 0 | 0 | 0 | 0 | 0 | 0 | 0
00 Ret.Exist_Non-FBC_NoCtrl & ACI & GPM & C2G & SCR | 0 | 0 | 0 | 0 | 0 | 0 | 0
00 Ret.Exist_Non-FBC_NoCtrl & ACI & GPM & DRET | 0 | 0 | 0 | 0 | 0 | 0 | 0
00 Ret.Exist_Non-FBC_NoCtrl & ACI & GPM & NGC | 0 | 0 | 0 | 0 | 0 | 0 | 0
00 Ret.Exist_Non-FBC_NoCtrl & ACI & GPM & SCR | 0 | 0 | 0 | 0 | 0 | 0 | 0
00 Ret.Exist_Non-FBC_NoCtrl & ACI & GPM & SCR & DRET | 0 | 0 | 0 | 0 | 0 | 0 | 0
00 Ret.Exist_Non-FBC_NoCtrl & ACI & GPM & SCR & NGC | 0 | 0 | 0 | 0 | 0 | 0 | 0
00 Ret.Exist_Non-FBC_NoCtrl & ACI & GPM & SNCR | 0 | 0 | 0 | 0 | 0 | 0 | 0
00 Ret.Exist_Non-FBC_NoCtrl & ACI & GPM & SNCR & DRET | 0 | 0 | 0 | 0 | 0 | 0 | 0
00 Ret.Exist_Non-FBC_NoCtrl & ACI & GPM & SNCR & NGC | 0 | 0 | 0 | 0 | 0 | 0 | 0
00 Ret.Exist_Non-FBC_NoCtrl & ACI & GPM & WetFGD & SCR & CCS | 0 | 0 | 0 | 0 | 0 | 0 | 0
00 Ret.Exist_Non-FBC_NoCtrl & ACI & NGC | 0 | 0 | 0 | 0 | 0 | 0 | 0
00 Ret.Exist_Non-FBC_NoCtrl & ACI & SCR | 0 | 0 | 0 | 0 | 0 | 0 | 0
00 Ret.Exist_Non-FBC_NoCtrl & ACI & SCR & DRET | 0 | 0 | 0 | 0 | 0 | 0 | 0
00 Ret.Exist_Non-FBC_NoCtrl & ACI & SCR & NGC | 0 | 0 | 0 | 0 | 0 | 0 | 0
00 Ret.Exist_Non-FBC_NoCtrl & ACI & SNCR | 0 | 0 | 0 | 0 | 0 | 0 | 0
00 Ret.Exist_Non-FBC_NoCtrl & ACI & SNCR & DRET | 0 | 0 | 0 | 0 | 0 | 0 | 0
00 Ret.Exist_Non-FBC_NoCtrl & ACI & SNCR & NGC | 0 | 0 | 0 | 0 | 0 | 0 | 0
00 Ret.Exist_Non-FBC_NoCtrl & ACI & WetFGD & SCR & CCS | 0 | 0 | 0 | 0 | 0 | 0 | 0
00 Ret.Exist_Non-FBC_NoCtrl & C2G | 0 | 0 | 0 | 0 | 0 | 0 | 0
00 Ret.Exist_Non-FBC_NoCtrl & C2G & SCR | 0 | 0 | 0 | 0 | 0 | 0 | 0
00 Ret.Exist_Non-FBC_NoCtrl & DCCS | 0 | 0 | 0 | 0 | 0 | 0 | 0
00 Ret.Exist_Non-FBC_NoCtrl & DCCS & WetFGD & SCR & CCS | 0 | 0 | 0 | 0 | 0 | 0 | 0
00 Ret.Exist_Non-FBC_NoCtrl & DRET | 0 | 0 | 0 | 0 | 0 | 0 | 0
00 Ret.Exist_Non-FBC_NoCtrl & DSI | 0 | 0 | 0 | 0 | 0 | 0 | 0
00 Ret.Exist_Non-FBC_NoCtrl & DSI & C2G | 0 | 0 | 0 | 0 | 0 | 0 | 0
00 Ret.Exist_Non-FBC_NoCtrl & DSI & C2G & SCR | 0 | 0 | 0 | 0 | 0 | 0 | 0
00 Ret.Exist_Non-FBC_NoCtrl & DSI & DRET | 0 | 0 | 0 | 0 | 0 | 0 | 0
00 Ret.Exist_Non-FBC_NoCtrl & DSI & GPM | 0 | 0 | 0 | 0 | 0 | 0 | 0
00 Ret.Exist_Non-FBC_NoCtrl & DSI & GPM & C2G | 0 | 0 | 0 | 0 | 0 | 0 | 0
00 Ret.Exist_Non-FBC_NoCtrl & DSI & GPM & C2G & SCR | 0 | 0 | 0 | 0 | 0 | 0 | 0
00 Ret.Exist_Non-FBC_NoCtrl & DSI & GPM & DRET | 0 | 0 | 0 | 0 | 0 | 0 | 0
00 Ret.Exist_Non-FBC_NoCtrl & DSI & GPM & NGC | 0 | 0 | 0 | 0 | 0 | 0 | 0
00 Ret.Exist_Non-FBC_NoCtrl & DSI & GPM & SCR | 0 | 0 | 0 | 0 | 0 | 0 | 0
00 Ret.Exist_Non-FBC_NoCtrl & DSI & GPM & SCR & DRET | 0 | 0 | 0 | 0 | 0 | 0 | 0
00 Ret.Exist_Non-FBC_NoCtrl & DSI & GPM & SCR & NGC | 0 | 0 | 0 | 0 | 0 | 0 | 0
00 Ret.Exist_Non-FBC_NoCtrl & DSI & GPM & SNCR | 0 | 0 | 0 | 0 | 0 | 0 | 0
00 Ret.Exist_Non-FBC_NoCtrl & DSI & GPM & SNCR & DRET | 0 | 0 | 0 | 0 | 0 | 0 | 0
00 Ret.Exist_Non-FBC_NoCtrl & DSI & GPM & SNCR & NGC | 0 | 0 | 0 | 0 | 0 | 0 | 0
00 Ret.Exist_Non-FBC_NoCtrl & DSI & GPM & WetFGD & SCR & CCS | 0 | 0 | 0 | 0 | 0 | 0 | 0
00 Ret.Exist_Non-FBC_NoCtrl & DSI & NGC | 0 | 0 | 0 | 0 | 0 | 0 | 0
00 Ret.Exist_Non-FBC_NoCtrl & DSI & SCR | 0 | 0 | 0 | 0 | 0 | 0 | 0
00 Ret.Exist_Non-FBC_NoCtrl & DSI & SCR & DRET | 0 | 0 | 0 | 0 | 0 | 0 | 0
00 Ret.Exist_Non-FBC_NoCtrl & DSI & SCR & NGC | 0 | 0 | 0 | 0 | 0 | 0 | 0
00 Ret.Exist_Non-FBC_NoCtrl & DSI & SNCR | 0 | 0 | 0 | 0 | 0 | 0 | 0
00 Ret.Exist_Non-FBC_NoCtrl & DSI & SNCR & DRET | 0 | 0 | 0 | 0 | 0 | 0 | 0
00 Ret.Exist_Non-FBC_NoCtrl & DSI & SNCR & NGC | 0 | 0 | 0 | 0 | 0 | 0 | 0
00 Ret.Exist_Non-FBC_NoCtrl & DSI & WetFGD & SCR & CCS | 0 | 0 | 0 | 0 | 0 | 0 | 0
00 Ret.Exist_Non-FBC_NoCtrl & GPM | 0 | 0 | 0 | 0 | 0 | 0 | 0
00 Ret.Exist_Non-FBC_NoCtrl & GPM & C2G | 0 | 0 | 0 | 0 | 0 | 0 | 0
00 Ret.Exist_Non-FBC_NoCtrl & GPM & C2G & SCR | 0 | 0 | 0 | 0 | 0 | 0 | 0
00 Ret.Exist_Non-FBC_NoCtrl & GPM & DRET | 0 | 0 | 0 | 0 | 0 | 0 | 0
00 Ret.Exist_Non-FBC_NoCtrl & GPM & NGC | 0 | 0 | 0 | 0 | 0 | 0 | 0
00 Ret.Exist_Non-FBC_NoCtrl & GPM & SCR | 0 | 0 | 0 | 0 | 0 | 0 | 0
00 Ret.Exist_Non-FBC_NoCtrl & GPM & SCR & DRET | 0 | 0 | 0 | 0 | 0 | 0 | 0
00 Ret.Exist_Non-FBC_NoCtrl & GPM & SCR & NGC | 0 | 0 | 0 | 0 | 0 | 0 | 0
00 Ret.Exist_Non-FBC_NoCtrl & GPM & SNCR | 0 | 0 | 0 | 0 | 0 | 0 | 0
00 Ret.Exist_Non-FBC_NoCtrl & GPM & SNCR & DRET | 0 | 0 | 0 | 0 | 0 | 0 | 0
00 Ret.Exist_Non-FBC_NoCtrl & GPM & SNCR & NGC | 0 | 0 | 0 | 0 | 0 | 0 | 0
00 Ret.Exist_Non-FBC_NoCtrl & GPM & WetFGD & SCR & CCS | 0 | 0 | 0 | 0 | 0 | 0 | 0
00 Ret.Exist_Non-FBC_NoCtrl & NGC | 0 | 0 | 0 | 0 | 0 | 0 | 0
00 Ret.Exist_Non-FBC_NoCtrl & SCR | 0 | 0 | 0 | 0 | 0 | 0 | 0
00 Ret.Exist_Non-FBC_NoCtrl & SCR & C2G | 0 | 0 | 0 | 0 | 0 | 0 | 0
00 Ret.Exist_Non-FBC_NoCtrl & SCR & DRET | 0 | 0 | 0 | 0 | 0 | 0 | 0
00 Ret.Exist_Non-FBC_NoCtrl & SCR & NGC | 0 | 0 | 0 | 0 | 0 | 0 | 0
00 Ret.Exist_Non-FBC_NoCtrl & SCR & WetFGD & CCS | 0 | 0 | 0 | 0 | 0 | 0 | 0
00 Ret.Exist_Non-FBC_NoCtrl & SNCR | 0 | 0 | 0 | 0 | 0 | 0 | 0
00 Ret.Exist_Non-FBC_NoCtrl & SNCR & C2G | 0 | 0 | 0 | 0 | 0 | 0 | 0
00 Ret.Exist_Non-FBC_NoCtrl & SNCR & DRET | 0 | 0 | 0 | 0 | 0 | 0 | 0
00 Ret.Exist_Non-FBC_NoCtrl & SNCR & NGC | 0 | 0 | 0 | 0 | 0 | 0 | 0
00 Ret.Exist_Non-FBC_SCR_ACI & C2G | 0 | 0 | 0 | 0 | 0 | 0 | 0
00 Ret.Exist_Non-FBC_SCR_ACI & DCCS | 0 | 0 | 0 | 0 | 0 | 0 | 0
00 Ret.Exist_Non-FBC_SCR_ACI & DCCS & WetFGD & CCS | 0 | 0 | 0 | 0 | 0 | 0 | 0
00 Ret.Exist_Non-FBC_SCR_ACI & DRET | 0 | 0 | 0 | 0 | 0 | 0 | 0
00 Ret.Exist_Non-FBC_SCR_ACI & DSI | 0 | 0 | 0 | 0 | 0 | 0 | 0
00 Ret.Exist_Non-FBC_SCR_ACI & DSI & C2G | 0 | 0 | 0 | 0 | 0 | 0 | 0
00 Ret.Exist_Non-FBC_SCR_ACI & DSI & DRET | 0 | 0 | 0 | 0 | 0 | 0 | 0
00 Ret.Exist_Non-FBC_SCR_ACI & DSI & GPM | 0 | 0 | 0 | 0 | 0 | 0 | 0
00 Ret.Exist_Non-FBC_SCR_ACI & DSI & GPM & C2G | 0 | 0 | 0 | 0 | 0 | 0 | 0
00 Ret.Exist_Non-FBC_SCR_ACI & DSI & GPM & DRET | 0 | 0 | 0 | 0 | 0 | 0 | 0
00 Ret.Exist_Non-FBC_SCR_ACI & DSI & GPM & NGC | 0 | 0 | 0 | 0 | 0 | 0 | 0
00 Ret.Exist_Non-FBC_SCR_ACI & DSI & GPM & WetFGD & CCS | 0 | 0 | 0 | 0 | 0 | 0 | 0
00 Ret.Exist_Non-FBC_SCR_ACI & DSI & NGC | 0 | 0 | 0 | 0 | 0 | 0 | 0
00 Ret.Exist_Non-FBC_SCR_ACI & DSI & WetFGD & CCS | 0 | 0 | 0 | 0 | 0 | 0 | 0
00 Ret.Exist_Non-FBC_SCR_ACI & GPM | 0 | 0 | 0 | 0 | 0 | 0 | 0
00 Ret.Exist_Non-FBC_SCR_ACI & GPM & C2G | 0 | 0 | 0 | 0 | 0 | 0 | 0
00 Ret.Exist_Non-FBC_SCR_ACI & GPM & DRET | 0 | 0 | 0 | 0 | 0 | 0 | 0
00 Ret.Exist_Non-FBC_SCR_ACI & GPM & NGC | 0 | 0 | 0 | 0 | 0 | 0 | 0
00 Ret.Exist_Non-FBC_SCR_ACI & GPM & WetFGD & CCS | 0 | 0 | 0 | 0 | 0 | 0 | 0
00 Ret.Exist_Non-FBC_SCR_ACI & NGC | 0 | 0 | 0 | 0 | 0 | 0 | 0
00 Ret.Exist_Non-FBC_SCR_ACI & WetFGD & CCS | 0 | 0 | 0 | 0 | 0 | 0 | 0
00 Ret.Exist_Non-FBC_SCR_ACI_DSI & C2G | 0 | 0 | 0 | 0 | 0 | 0 | 0
00 Ret.Exist_Non-FBC_SCR_ACI_DSI & DCCS | 0 | 0 | 0 | 0 | 0 | 0 | 0
00 Ret.Exist_Non-FBC_SCR_ACI_DSI & DCCS & WetFGD & CCS | 0 | 0 | 0 | 0 | 0 | 0 | 0
00 Ret.Exist_Non-FBC_SCR_ACI_DSI & DRET | 0 | 0 | 0 | 0 | 0 | 0 | 0
00 Ret.Exist_Non-FBC_SCR_ACI_DSI & GPM | 0 | 0 | 0 | 0 | 0 | 0 | 0
00 Ret.Exist_Non-FBC_SCR_ACI_DSI & GPM & C2G | 0 | 0 | 0 | 0 | 0 | 0 | 0
00 Ret.Exist_Non-FBC_SCR_ACI_DSI & GPM & DRET | 0 | 0 | 0 | 0 | 0 | 0 | 0
00 Ret.Exist_Non-FBC_SCR_ACI_DSI & GPM & NGC | 0 | 0 | 0 | 0 | 0 | 0 | 0
00 Ret.Exist_Non-FBC_SCR_ACI_DSI & GPM & WetFGD & CCS | 0 | 0 | 0 | 0 | 0 | 0 | 0
00 Ret.Exist_Non-FBC_SCR_ACI_DSI & NGC | 0 | 0 | 0 | 0 | 0 | 0 | 0
00 Ret.Exist_Non-FBC_SCR_ACI_DSI & WetFGD & CCS | 0 | 0 | 0 | 0 | 0 | 0 | 0
00 Ret.Exist_Non-FBC_SNCR_ACI & C2G | 0 | 0 | 0 | 0 | 0 | 0 | 0
00 Ret.Exist_Non-FBC_SNCR_ACI & C2G & SCR | 0 | 0 | 0 | 0 | 0 | 0 | 0
00 Ret.Exist_Non-FBC_SNCR_ACI & DRET | 0 | 0 | 0 | 0 | 0 | 0 | 0
00 Ret.Exist_Non-FBC_SNCR_ACI & DSI | 0 | 0 | 0 | 0 | 0 | 0 | 0
00 Ret.Exist_Non-FBC_SNCR_ACI & DSI & C2G | 0 | 0 | 0 | 0 | 0 | 0 | 0
00 Ret.Exist_Non-FBC_SNCR_ACI & DSI & C2G & SCR | 0 | 0 | 0 | 0 | 0 | 0 | 0
00 Ret.Exist_Non-FBC_SNCR_ACI & DSI & DRET | 0 | 0 | 0 | 0 | 0 | 0 | 0
00 Ret.Exist_Non-FBC_SNCR_ACI & DSI & NGC | 0 | 0 | 0 | 0 | 0 | 0 | 0
00 Ret.Exist_Non-FBC_SNCR_ACI & DSI & SCR | 0 | 0 | 0 | 0 | 0 | 0 | 0
00 Ret.Exist_Non-FBC_SNCR_ACI & DSI & SCR & DRET | 0 | 0 | 0 | 0 | 0 | 0 | 0
00 Ret.Exist_Non-FBC_SNCR_ACI & DSI & SCR & NGC | 0 | 0 | 0 | 0 | 0 | 0 | 0
00 Ret.Exist_Non-FBC_SNCR_ACI & DSI & WetFGD & SCR & CCS | 0 | 0 | 0 | 0 | 0 | 0 | 0
00 Ret.Exist_Non-FBC_SNCR_ACI & GPM | 0 | 0 | 0 | 0 | 0 | 0 | 0
00 Ret.Exist_Non-FBC_SNCR_ACI & GPM & C2G | 0 | 0 | 0 | 0 | 0 | 0 | 0
00 Ret.Exist_Non-FBC_SNCR_ACI & GPM & C2G & SCR | 0 | 0 | 0 | 0 | 0 | 0 | 0
00 Ret.Exist_Non-FBC_SNCR_ACI & GPM & DRET | 0 | 0 | 0 | 0 | 0 | 0 | 0
00 Ret.Exist_Non-FBC_SNCR_ACI & GPM & NGC | 0 | 0 | 0 | 0 | 0 | 0 | 0
00 Ret.Exist_Non-FBC_SNCR_ACI & GPM & SCR | 0 | 0 | 0 | 0 | 0 | 0 | 0
00 Ret.Exist_Non-FBC_SNCR_ACI & GPM & SCR & DRET | 0 | 0 | 0 | 0 | 0 | 0 | 0
00 Ret.Exist_Non-FBC_SNCR_ACI & GPM & SCR & NGC | 0 | 0 | 0 | 0 | 0 | 0 | 0
00 Ret.Exist_Non-FBC_SNCR_ACI & GPM & WetFGD & SCR & CCS | 0 | 0 | 0 | 0 | 0 | 0 | 0
00 Ret.Exist_Non-FBC_SNCR_ACI & NGC | 0 | 0 | 0 | 0 | 0 | 0 | 0
00 Ret.Exist_Non-FBC_SNCR_ACI & SCR | 0 | 0 | 0 | 0 | 0 | 0 | 0
00 Ret.Exist_Non-FBC_SNCR_ACI & SCR & C2G | 0 | 0 | 0 | 0 | 0 | 0 | 0
00 Ret.Exist_Non-FBC_SNCR_ACI & SCR & DRET | 0 | 0 | 0 | 0 | 0 | 0 | 0
00 Ret.Exist_Non-FBC_SNCR_ACI & SCR & NGC | 0 | 0 | 0 | 0 | 0 | 0 | 0
00 Ret.Exist_Non-FBC_SNCR_ACI & SCR & WetFGD & CCS | 0 | 0 | 0 | 0 | 0 | 0 | 0
00 Ret.Exist_Non-FBC_SNCR_ACI_DSI & C2G | 0 | 0 | 0 | 0 | 0 | 0 | 0
00 Ret.Exist_Non-FBC_SNCR_ACI_DSI & C2G & SCR | 0 | 0 | 0 | 0 | 0 | 0 | 0
00 Ret.Exist_Non-FBC_SNCR_ACI_DSI & DCCS | 0 | 0 | 0 | 0 | 0 | 0 | 0
00 Ret.Exist_Non-FBC_SNCR_ACI_DSI & DCCS & WetFGD & SCR & CCS | 0 | 0 | 0 | 0 | 0 | 0 | 0
00 Ret.Exist_Non-FBC_SNCR_ACI_DSI & DRET | 0 | 0 | 0 | 0 | 0 | 0 | 0
00 Ret.Exist_Non-FBC_SNCR_ACI_DSI & GPM | 0 | 0 | 0 | 0 | 0 | 0 | 0
00 Ret.Exist_Non-FBC_SNCR_ACI_DSI & GPM & C2G | 0 | 0 | 0 | 0 | 0 | 0 | 0
00 Ret.Exist_Non-FBC_SNCR_ACI_DSI & GPM & C2G & SCR | 0 | 0 | 0 | 0 | 0 | 0 | 0
00 Ret.Exist_Non-FBC_SNCR_ACI_DSI & GPM & DRET | 0 | 0 | 0 | 0 | 0 | 0 | 0
00 Ret.Exist_Non-FBC_SNCR_ACI_DSI & GPM & NGC | 0 | 0 | 0 | 0 | 0 | 0 | 0
00 Ret.Exist_Non-FBC_SNCR_ACI_DSI & GPM & SCR | 0 | 0 | 0 | 0 | 0 | 0 | 0
00 Ret.Exist_Non-FBC_SNCR_ACI_DSI & GPM & SCR & DRET | 0 | 0 | 0 | 0 | 0 | 0 | 0
00 Ret.Exist_Non-FBC_SNCR_ACI_DSI & GPM & SCR & NGC | 0 | 0 | 0 | 0 | 0 | 0 | 0
00 Ret.Exist_Non-FBC_SNCR_ACI_DSI & GPM & WetFGD & SCR & CCS | 0 | 0 | 0 | 0 | 0 | 0 | 0
00 Ret.Exist_Non-FBC_SNCR_ACI_DSI & NGC | 0 | 0 | 0 | 0 | 0 | 0 | 0
00 Ret.Exist_Non-FBC_SNCR_ACI_DSI & SCR | 0 | 0 | 0 | 0 | 0 | 0 | 0
00 Ret.Exist_Non-FBC_SNCR_ACI_DSI & SCR & C2G | 0 | 0 | 0 | 0 | 0 | 0 | 0
00 Ret.Exist_Non-FBC_SNCR_ACI_DSI & SCR & DRET | 0 | 0 | 0 | 0 | 0 | 0 | 0
00 Ret.Exist_Non-FBC_SNCR_ACI_DSI & SCR & NGC | 0 | 0 | 0 | 0 | 0 | 0 | 0
00 Ret.Exist_Non-FBC_SNCR_ACI_DSI & SCR & WetFGD & CCS | 0 | 0 | 0 | 0 | 0 | 0 | 0
00 Ret.Exist_Non-FBC_WetFGD & ACI | 0 | 0 | 0 | 0 | 0 | 0 | 0
00 Ret.Exist_Non-FBC_WetFGD & ACI & C2G | 0 | 0 | 0 | 0 | 0 | 0 | 0
00 Ret.Exist_Non-FBC_WetFGD & ACI & C2G & SCR | 0 | 0 | 0 | 0 | 0 | 0 | 0
00 Ret.Exist_Non-FBC_WetFGD & ACI & DRET | 0 | 0 | 0 | 0 | 0 | 0 | 0
00 Ret.Exist_Non-FBC_WetFGD & ACI & GPM | 0 | 0 | 0 | 0 | 0 | 0 | 0
00 Ret.Exist_Non-FBC_WetFGD & ACI & GPM & C2G | 0 | 0 | 0 | 0 | 0 | 0 | 0
00 Ret.Exist_Non-FBC_WetFGD & ACI & GPM & C2G & SCR | 0 | 0 | 0 | 0 | 0 | 0 | 0
00 Ret.Exist_Non-FBC_WetFGD & ACI & GPM & DRET | 0 | 0 | 0 | 0 | 0 | 0 | 0
00 Ret.Exist_Non-FBC_WetFGD & ACI & GPM & NGC | 0 | 0 | 0 | 0 | 0 | 0 | 0
00 Ret.Exist_Non-FBC_WetFGD & ACI & GPM & SCR | 0 | 0 | 0 | 0 | 0 | 0 | 0
00 Ret.Exist_Non-FBC_WetFGD & ACI & GPM & SCR & CCS | 0 | 0 | 0 | 0 | 0 | 0 | 0
00 Ret.Exist_Non-FBC_WetFGD & ACI & GPM & SCR & DRET | 0 | 0 | 0 | 0 | 0 | 0 | 0
00 Ret.Exist_Non-FBC_WetFGD & ACI & GPM & SCR & NGC | 0 | 0 | 0 | 0 | 0 | 0 | 0
00 Ret.Exist_Non-FBC_WetFGD & ACI & GPM & SNCR | 0 | 0 | 0 | 0 | 0 | 0 | 0
00 Ret.Exist_Non-FBC_WetFGD & ACI & GPM & SNCR & DRET | 0 | 0 | 0 | 0 | 0 | 0 | 0
00 Ret.Exist_Non-FBC_WetFGD & ACI & GPM & SNCR & NGC | 0 | 0 | 0 | 0 | 0 | 0 | 0
00 Ret.Exist_Non-FBC_WetFGD & ACI & NGC | 0 | 0 | 0 | 0 | 0 | 0 | 0
00 Ret.Exist_Non-FBC_WetFGD & ACI & SCR | 0 | 0 | 0 | 0 | 0 | 0 | 0
00 Ret.Exist_Non-FBC_WetFGD & ACI & SCR & CCS | 0 | 0 | 0 | 0 | 0 | 0 | 0
00 Ret.Exist_Non-FBC_WetFGD & ACI & SCR & DRET | 0 | 0 | 0 | 0 | 0 | 0 | 0
00 Ret.Exist_Non-FBC_WetFGD & ACI & SCR & NGC | 0 | 0 | 0 | 0 | 0 | 0 | 0
00 Ret.Exist_Non-FBC_WetFGD & ACI & SNCR | 0 | 0 | 0 | 0 | 0 | 0 | 0
00 Ret.Exist_Non-FBC_WetFGD & ACI & SNCR & DRET | 0 | 0 | 0 | 0 | 0 | 0 | 0
00 Ret.Exist_Non-FBC_WetFGD & ACI & SNCR & NGC | 0 | 0 | 0 | 0 | 0 | 0 | 0
00 Ret.Exist_Non-FBC_WetFGD & C2G | 0 | 0 | 0 | 0 | 0 | 0 | 0
00 Ret.Exist_Non-FBC_WetFGD & C2G & SCR | 0 | 0 | 0 | 0 | 0 | 0 | 0
00 Ret.Exist_Non-FBC_WetFGD & DRET | 0 | 0 | 0 | 0 | 0 | 0 | 0
00 Ret.Exist_Non-FBC_WetFGD & DCCS | 0 | 0 | 0 | 0 | 0 | 0 | 0
00 Ret.Exist_Non-FBC_WetFGD & DCCS & SCR & CCS | 0 | 0 | 0 | 0 | 0 | 0 | 0
00 Ret.Exist_Non-FBC_WetFGD & GPM | 0 | 0 | 0 | 0 | 0 | 0 | 0
00 Ret.Exist_Non-FBC_WetFGD & GPM & C2G | 0 | 0 | 0 | 0 | 0 | 0 | 0
00 Ret.Exist_Non-FBC_WetFGD & GPM & C2G & SCR | 0 | 0 | 0 | 0 | 0 | 0 | 0
00 Ret.Exist_Non-FBC_WetFGD & GPM & DRET | 0 | 0 | 0 | 0 | 0 | 0 | 0
00 Ret.Exist_Non-FBC_WetFGD & GPM & NGC | 0 | 0 | 0 | 0 | 0 | 0 | 0
00 Ret.Exist_Non-FBC_WetFGD & GPM & SCR | 0 | 0 | 0 | 0 | 0 | 0 | 0
00 Ret.Exist_Non-FBC_WetFGD & GPM & SCR & CCS | 0 | 0 | 0 | 0 | 0 | 0 | 0
00 Ret.Exist_Non-FBC_WetFGD & GPM & SCR & DRET | 0 | 0 | 0 | 0 | 0 | 0 | 0
00 Ret.Exist_Non-FBC_WetFGD & GPM & SCR & NGC | 0 | 0 | 0 | 0 | 0 | 0 | 0
00 Ret.Exist_Non-FBC_WetFGD & GPM & SNCR | 0 | 0 | 0 | 0 | 0 | 0 | 0
00 Ret.Exist_Non-FBC_WetFGD & GPM & SNCR & DRET | 0 | 0 | 0 | 0 | 0 | 0 | 0
00 Ret.Exist_Non-FBC_WetFGD & GPM & SNCR & NGC | 0 | 0 | 0 | 0 | 0 | 0 | 0
00 Ret.Exist_Non-FBC_WetFGD & NGC | 0 | 0 | 0 | 0 | 0 | 0 | 0
00 Ret.Exist_Non-FBC_WetFGD & SCR | 0 | 2.4902 | 0 | 0 | 0 | 0 | 0
00 Ret.Exist_Non-FBC_WetFGD & SCR & C2G | 0 | 0 | 0 | 0 | 0 | 0 | 0
00 Ret.Exist_Non-FBC_WetFGD & SCR & CCS | 0 | 0 | 0 | 0 | 0 | 0 | 0
00 Ret.Exist_Non-FBC_WetFGD & SCR & DRET | 0 | 0 | 0 | 0 | 0 | 0 | 0
00 Ret.Exist_Non-FBC_WetFGD & SCR & NGC | 0 | 0 | 0 | 0 | 0 | 0 | 0
00 Ret.Exist_Non-FBC_WetFGD & SNCR | 0 | 0 | 0 | 0 | 0 | 0 | 0
00 Ret.Exist_Non-FBC_WetFGD & SNCR & C2G | 0 | 0 | 0 | 0 | 0 | 0 | 0
00 Ret.Exist_Non-FBC_WetFGD & SNCR & DRET | 0 | 0 | 0 | 0 | 0 | 0 | 0
00 Ret.Exist_Non-FBC_WetFGD & SNCR & NGC | 0 | 0 | 0 | 0 | 0 | 0 | 0
00 Ret.Exist_Non-FBC_WetFGD_ACI & C2G | 0.63963 | 0.63963 | 0.63963 | 0 | 0 | 0 | 0
00 Ret.Exist_Non-FBC_WetFGD_ACI & C2G & SCR | 0 | 0 | 0 | 0 | 0 | 0 | 0
00 Ret.Exist_Non-FBC_WetFGD_ACI & DCCS | 0 | 0 | 0 | 0 | 0 | 0 | 0
00 Ret.Exist_Non-FBC_WetFGD_ACI & DCCS & SCR & CCS | 0 | 0 | 0 | 0 | 0 | 0 | 0
00 Ret.Exist_Non-FBC_WetFGD_ACI & DRET | 0 | 0 | 0 | 0 | 0 | 0 | 0
00 Ret.Exist_Non-FBC_WetFGD_ACI & GPM | 34.6002 | 34.6002 | 34.5094 | 29.1134 | 13.6785 | 19.4928 | 31.1178
00 Ret.Exist_Non-FBC_WetFGD_ACI & GPM & C2G | 0 | 0 | 0 | 0 | 0 | 0 | 0
00 Ret.Exist_Non-FBC_WetFGD_ACI & GPM & C2G & SCR | 0 | 0 | 0 | 0 | 0 | 0 | 0
00 Ret.Exist_Non-FBC_WetFGD_ACI & GPM & DRET | 0 | 0 | 0 | 0 | 0 | 0 | 0
00 Ret.Exist_Non-FBC_WetFGD_ACI & GPM & NGC | 0 | 0 | 0 | 0 | 0 | 0 | 0
00 Ret.Exist_Non-FBC_WetFGD_ACI & GPM & SCR | 0 | 0 | 0 | 0 | 0 | 0 | 0
00 Ret.Exist_Non-FBC_WetFGD_ACI & GPM & SCR & CCS | 0 | 0 | 0.059213 | 0.059213 | 0.059213 | 0.059213 | 0.059213
00 Ret.Exist_Non-FBC_WetFGD_ACI & GPM & SCR & DRET | 0 | 0 | 0 | 0 | 0 | 0 | 0
00 Ret.Exist_Non-FBC_WetFGD_ACI & GPM & SCR & NGC | 0 | 0 | 0 | 0 | 0 | 0 | 0
00 Ret.Exist_Non-FBC_WetFGD_ACI & GPM & SNCR | 0 | 0 | 0 | 0 | 0 | 0 | 0
00 Ret.Exist_Non-FBC_WetFGD_ACI & GPM & SNCR & DRET | 0 | 0 | 0 | 0 | 0 | 0 | 0
00 Ret.Exist_Non-FBC_WetFGD_ACI & GPM & SNCR & NGC | 0 | 0 | 0 | 0 | 0 | 0 | 0
00 Ret.Exist_Non-FBC_WetFGD_ACI & NGC | 0 | 0 | 0 | 0 | 0 | 0 | 0
00 Ret.Exist_Non-FBC_WetFGD_ACI & SCR | 0 | 13.7267 | 0 | 0 | 0 | 0 | 0
00 Ret.Exist_Non-FBC_WetFGD_ACI & SCR & C2G | 0 | 0 | 0 | 0 | 0 | 0 | 0
00 Ret.Exist_Non-FBC_WetFGD_ACI & SCR & CCS | 0 | 0 | 33.6736 | 33.6736 | 2.1035 | 2.1748 | 2.1748
00 Ret.Exist_Non-FBC_WetFGD_ACI & SCR & DRET | 0 | 0 | 0 | 0 | 0 | 0 | 0
00 Ret.Exist_Non-FBC_WetFGD_ACI & SCR & NGC | 0 | 0 | 0 | 0 | 0 | 0 | 0
00 Ret.Exist_Non-FBC_WetFGD_ACI & SNCR | 0 | 0 | 0 | 0 | 0 | 0 | 0
00 Ret.Exist_Non-FBC_WetFGD_ACI & SNCR & C2G | 0 | 0 | 0 | 0 | 0 | 0 | 0
00 Ret.Exist_Non-FBC_WetFGD_ACI & SNCR & DRET | 0 | 0 | 0 | 0 | 0 | 0 | 0
00 Ret.Exist_Non-FBC_WetFGD_ACI & SNCR & NGC | 0 | 0 | 0 | 0 | 0 | 0 | 0
00 Ret.Exist_Non-FBC_WetFGD_ACI_DSI & C2G | 0 | 0 | 0 | 0 | 0 | 0 | 0
00 Ret.Exist_Non-FBC_WetFGD_ACI_DSI & C2G & SCR | 0 | 0 | 0 | 0 | 0 | 0 | 0
00 Ret.Exist_Non-FBC_WetFGD_ACI_DSI & DCCS | 0 | 0 | 0 | 0 | 0 | 0 | 0
00 Ret.Exist_Non-FBC_WetFGD_ACI_DSI & DCCS & SCR & CCS | 0 | 0 | 0 | 0 | 0 | 0 | 0
00 Ret.Exist_Non-FBC_WetFGD_ACI_DSI & DRET | 0 | 0 | 0 | 0 | 0 | 0 | 0
00 Ret.Exist_Non-FBC_WetFGD_ACI_DSI & GPM | 0 | 0 | 0 | 0 | 0 | 0 | 0
00 Ret.Exist_Non-FBC_WetFGD_ACI_DSI & GPM & C2G | 0 | 0 | 0 | 0 | 0 | 0 | 0
00 Ret.Exist_Non-FBC_WetFGD_ACI_DSI & GPM & C2G & SCR | 0 | 0 | 0 | 0 | 0 | 0 | 0
00 Ret.Exist_Non-FBC_WetFGD_ACI_DSI & GPM & DRET | 0 | 0 | 0 | 0 | 0 | 0 | 0
00 Ret.Exist_Non-FBC_WetFGD_ACI_DSI & GPM & NGC | 0 | 0 | 0 | 0 | 0 | 0 | 0
00 Ret.Exist_Non-FBC_WetFGD_ACI_DSI & GPM & SCR | 0 | 0 | 0 | 0 | 0 | 0 | 0
00 Ret.Exist_Non-FBC_WetFGD_ACI_DSI & GPM & SCR & CCS | 0 | 0 | 0 | 0 | 0 | 0 | 0
00 Ret.Exist_Non-FBC_WetFGD_ACI_DSI & GPM & SCR & DRET | 0 | 0 | 0 | 0 | 0 | 0 | 0
00 Ret.Exist_Non-FBC_WetFGD_ACI_DSI & GPM & SCR & NGC | 0 | 0 | 0 | 0 | 0 | 0 | 0
00 Ret.Exist_Non-FBC_WetFGD_ACI_DSI & GPM & SNCR | 0 | 0 | 0 | 0 | 0 | 0 | 0
00 Ret.Exist_Non-FBC_WetFGD_ACI_DSI & GPM & SNCR & DRET | 0 | 0 | 0 | 0 | 0 | 0 | 0
00 Ret.Exist_Non-FBC_WetFGD_ACI_DSI & GPM & SNCR & NGC | 0 | 0 | 0 | 0 | 0 | 0 | 0
00 Ret.Exist_Non-FBC_WetFGD_ACI_DSI & NGC | 0 | 0 | 0 | 0 | 0 | 0 | 0
00 Ret.Exist_Non-FBC_WetFGD_ACI_DSI & SCR | 0 | 0 | 0 | 0 | 0 | 0 | 0
00 Ret.Exist_Non-FBC_WetFGD_ACI_DSI & SCR & C2G | 0 | 0 | 0 | 0 | 0 | 0 | 0
00 Ret.Exist_Non-FBC_WetFGD_ACI_DSI & SCR & CCS | 0 | 0 | 0 | 0 | 0 | 0 | 0
00 Ret.Exist_Non-FBC_WetFGD_ACI_DSI & SCR & DRET | 0 | 0 | 0 | 0 | 0 | 0 | 0
00 Ret.Exist_Non-FBC_WetFGD_ACI_DSI & SCR & NGC | 0 | 0 | 0 | 0 | 0 | 0 | 0
00 Ret.Exist_Non-FBC_WetFGD_ACI_DSI & SNCR | 0 | 0 | 0 | 0 | 0 | 0 | 0
00 Ret.Exist_Non-FBC_WetFGD_ACI_DSI & SNCR & C2G | 0 | 0 | 0 | 0 | 0 | 0 | 0
00 Ret.Exist_Non-FBC_WetFGD_ACI_DSI & SNCR & DRET | 0 | 0 | 0 | 0 | 0 | 0 | 0
00 Ret.Exist_Non-FBC_WetFGD_ACI_DSI & SNCR & NGC | 0 | 0 | 0 | 0 | 0 | 0 | 0
00 Ret.Exist_Non-FBC_WetFGD_SCR & ACI | 0 | 0 | 0 | 0 | 0 | 0 | 0
00 Ret.Exist_Non-FBC_WetFGD_SCR & ACI & C2G | 0 | 0 | 0 | 0 | 0 | 0 | 0
00 Ret.Exist_Non-FBC_WetFGD_SCR & ACI & CCS | 0 | 0 | 0 | 0 | 0 | 0 | 0
00 Ret.Exist_Non-FBC_WetFGD_SCR & DCCS | 0 | 0 | 0 | 0 | 0 | 0 | 0
00 Ret.Exist_Non-FBC_WetFGD_SCR & DCCS & CCS | 0 | 0 | 0 | 0 | 0 | 0 | 0
00 Ret.Exist_Non-FBC_WetFGD_SCR & ACI & DRET | 0 | 0 | 0 | 0 | 0 | 0 | 0
00 Ret.Exist_Non-FBC_WetFGD_SCR & ACI & GPM | 0 | 0 | 0 | 0 | 0 | 0 | 0
00 Ret.Exist_Non-FBC_WetFGD_SCR & ACI & GPM & C2G | 0 | 0 | 0 | 0 | 0 | 0 | 0
00 Ret.Exist_Non-FBC_WetFGD_SCR & ACI & GPM & CCS | 0 | 0 | 0 | 0 | 0 | 0 | 0
00 Ret.Exist_Non-FBC_WetFGD_SCR & ACI & GPM & DRET | 0 | 0 | 0 | 0 | 0 | 0 | 0
00 Ret.Exist_Non-FBC_WetFGD_SCR & ACI & GPM & NGC | 0 | 0 | 0 | 0 | 0 | 0 | 0
00 Ret.Exist_Non-FBC_WetFGD_SCR & ACI & NGC | 0 | 0 | 0 | 0 | 0 | 0 | 0
00 Ret.Exist_Non-FBC_WetFGD_SCR & C2G | 0.9143 | 0.93211 | 0.85532 | 0.68019 | 0.37453 | 0.82049 | 0.82049
00 Ret.Exist_Non-FBC_WetFGD_SCR & CCS | 0 | 0.19555 | 48.02 | 48.02 | 0.18794 | 0.19555 | 0.19555
00 Ret.Exist_Non-FBC_WetFGD_SCR & DRET | 0 | 0 | 0 | 0 | 0 | 0 | 0
00 Ret.Exist_Non-FBC_WetFGD_SCR & GPM | 63.1596 | 65.2515 | 25.5992 | 0 | 0 | 0 | 0
00 Ret.Exist_Non-FBC_WetFGD_SCR & GPM & C2G | 0 | 0 | 0 | 0 | 0 | 0 | 0
00 Ret.Exist_Non-FBC_WetFGD_SCR & GPM & CCS | 0 | 0 | 17.6374 | 17.6374 | 0 | 0 | 0
00 Ret.Exist_Non-FBC_WetFGD_SCR & GPM & DRET | 0 | 0 | 0 | 0 | 0 | 0 | 0
00 Ret.Exist_Non-FBC_WetFGD_SCR & GPM & NGC | 0 | 0 | 0 | 0 | 0 | 0 | 0
00 Ret.Exist_Non-FBC_WetFGD_SCR & NGC | 0 | 0 | 0 | 0 | 0 | 0 | 0
00 Ret.Exist_Non-FBC_WetFGD_SCR_ACI & C2G | 0.46926 | 0.46926 | 0.46926 | 0.46926 | 0.46926 | 0.46926 | 0.46926
00 Ret.Exist_Non-FBC_WetFGD_SCR_ACI & CCS | 0 | 0 | 63.4658 | 62.31 | 1.2611 | 1.2611 | 1.2611
00 Ret.Exist_Non-FBC_WetFGD_SCR_ACI & DCCS | 0 | 0 | 0 | 0 | 0 | 0 | 0
00 Ret.Exist_Non-FBC_WetFGD_SCR_ACI & DCCS & CCS | 0 | 0 | 0 | 0 | 0 | 0 | 0
00 Ret.Exist_Non-FBC_WetFGD_SCR_ACI & DRET | 0 | 0 | 0 | 0 | 0 | 0 | 0
00 Ret.Exist_Non-FBC_WetFGD_SCR_ACI & GPM | 11.2583 | 12.1476 | 11.3553 | 0 | 0 | 0 | 0
00 Ret.Exist_Non-FBC_WetFGD_SCR_ACI & GPM & C2G | 0 | 0 | 0 | 0 | 0 | 0 | 0
00 Ret.Exist_Non-FBC_WetFGD_SCR_ACI & GPM & CCS | 0 | 0 | 0 | 0 | 0 | 0 | 0
00 Ret.Exist_Non-FBC_WetFGD_SCR_ACI & GPM & DRET | 0 | 0 | 0 | 0 | 0 | 0 | 0
00 Ret.Exist_Non-FBC_WetFGD_SCR_ACI & GPM & NGC | 0 | 0 | 0 | 0 | 0 | 0 | 0
00 Ret.Exist_Non-FBC_WetFGD_SCR_ACI & NGC | 0 | 0 | 0 | 0 | 0 | 0 | 0
00 Ret.Exist_Non-FBC_WetFGD_SCR_ACI_DSI & C2G | 0 | 0 | 0 | 0 | 0 | 0 | 0
00 Ret.Exist_Non-FBC_WetFGD_SCR_ACI_DSI & CCS | 0 | 0 | 35.6358 | 35.6358 | 0 | 0 | 0
00 Ret.Exist_Non-FBC_WetFGD_SCR_ACI_DSI & DCCS | 0 | 0 | 0 | 0 | 0 | 0 | 0
00 Ret.Exist_Non-FBC_WetFGD_SCR_ACI_DSI & DCCS & CCS | 0 | 0 | 0 | 0 | 0 | 0 | 0
00 Ret.Exist_Non-FBC_WetFGD_SCR_ACI_DSI & DRET | 0 | 0 | 0 | 0 | 0 | 0 | 0
00 Ret.Exist_Non-FBC_WetFGD_SCR_ACI_DSI & GPM | 14.1153 | 14.5357 | 1.7055 | 0 | 0 | 0 | 0
00 Ret.Exist_Non-FBC_WetFGD_SCR_ACI_DSI & GPM & C2G | 0 | 0 | 0 | 0 | 0 | 0 | 0
00 Ret.Exist_Non-FBC_WetFGD_SCR_ACI_DSI & GPM & CCS | 0 | 0 | 6.5029 | 6.5029 | 0 | 0 | 0
00 Ret.Exist_Non-FBC_WetFGD_SCR_ACI_DSI & GPM & DRET | 0 | 0 | 0 | 0 | 0 | 0 | 0
00 Ret.Exist_Non-FBC_WetFGD_SCR_ACI_DSI & GPM & NGC | 0 | 0 | 0 | 0 | 0 | 0 | 0
00 Ret.Exist_Non-FBC_WetFGD_SCR_ACI_DSI & NGC | 0 | 0 | 0 | 0 | 0 | 0 | 0
00 Ret.Exist_Non-FBC_WetFGD_SCR_DSI & ACI | 0 | 0 | 0 | 0 | 0 | 0 | 0
00 Ret.Exist_Non-FBC_WetFGD_SCR_DSI & ACI & C2G | 0 | 0 | 0 | 0 | 0 | 0 | 0
00 Ret.Exist_Non-FBC_WetFGD_SCR_DSI & ACI & CCS | 0 | 0 | 0 | 0 | 0 | 0 | 0
00 Ret.Exist_Non-FBC_WetFGD_SCR_DSI & ACI & DRET | 0 | 0 | 0 | 0 | 0 | 0 | 0
00 Ret.Exist_Non-FBC_WetFGD_SCR_DSI & ACI & GPM | 0 | 0 | 0 | 0 | 0 | 0 | 0
00 Ret.Exist_Non-FBC_WetFGD_SCR_DSI & ACI & GPM & C2G | 0 | 0 | 0 | 0 | 0 | 0 | 0
00 Ret.Exist_Non-FBC_WetFGD_SCR_DSI & ACI & GPM & CCS | 0 | 0 | 0 | 0 | 0 | 0 | 0
00 Ret.Exist_Non-FBC_WetFGD_SCR_DSI & ACI & GPM & DRET | 0 | 0 | 0 | 0 | 0 | 0 | 0
00 Ret.Exist_Non-FBC_WetFGD_SCR_DSI & ACI & GPM & NGC | 0 | 0 | 0 | 0 | 0 | 0 | 0
00 Ret.Exist_Non-FBC_WetFGD_SCR_DSI & ACI & NGC | 0 | 0 | 0 | 0 | 0 | 0 | 0
00 Ret.Exist_Non-FBC_WetFGD_SCR_DSI & C2G | 6.0088 | 6.0174 | 0.27916 | 0.27916 | 0.27916 | 0.27916 | 0.27916
00 Ret.Exist_Non-FBC_WetFGD_SCR_DSI & CCS | 0 | 0 | 0 | 0 | 0 | 0 | 0
00 Ret.Exist_Non-FBC_WetFGD_SCR_DSI & DCCS | 0 | 0 | 0 | 0 | 0 | 0 | 0
00 Ret.Exist_Non-FBC_WetFGD_SCR_DSI & DCCS & CCS | 0 | 0 | 0 | 0 | 0 | 0 | 0
00 Ret.Exist_Non-FBC_WetFGD_SCR_DSI & DRET | 0 | 0 | 0 | 0 | 0 | 0 | 0
00 Ret.Exist_Non-FBC_WetFGD_SCR_DSI & GPM | 0 | 0 | 0 | 0 | 0 | 0 | 0
00 Ret.Exist_Non-FBC_WetFGD_SCR_DSI & GPM & C2G | 0 | 0 | 0 | 0 | 0 | 0 | 0
00 Ret.Exist_Non-FBC_WetFGD_SCR_DSI & GPM & CCS | 0 | 0 | 0 | 0 | 0 | 0 | 0
00 Ret.Exist_Non-FBC_WetFGD_SCR_DSI & GPM & DRET | 0 | 0 | 0 | 0 | 0 | 0 | 0
00 Ret.Exist_Non-FBC_WetFGD_SCR_DSI & GPM & NGC | 0 | 0 | 0 | 0 | 0 | 0 | 0
00 Ret.Exist_Non-FBC_WetFGD_SCR_DSI & NGC | 0 | 0 | 0 | 0 | 0 | 0 | 0
00 Ret.Exist_Non-FBC_WetFGD_SNCR & ACI | 0 | 0 | 0 | 0 | 0 | 0 | 0
00 Ret.Exist_Non-FBC_WetFGD_SNCR & ACI & C2G | 0 | 0 | 0 | 0 | 0 | 0 | 0
00 Ret.Exist_Non-FBC_WetFGD_SNCR & ACI & C2G & SCR | 0 | 0 | 0 | 0 | 0 | 0 | 0
00 Ret.Exist_Non-FBC_WetFGD_SNCR & ACI & DRET | 0 | 0 | 0 | 0 | 0 | 0 | 0
00 Ret.Exist_Non-FBC_WetFGD_SNCR & ACI & GPM | 0 | 0 | 0 | 0 | 0 | 0 | 0
00 Ret.Exist_Non-FBC_WetFGD_SNCR & ACI & GPM & C2G | 0 | 0 | 0 | 0 | 0 | 0 | 0
00 Ret.Exist_Non-FBC_WetFGD_SNCR & ACI & GPM & C2G & SCR | 0 | 0 | 0 | 0 | 0 | 0 | 0
00 Ret.Exist_Non-FBC_WetFGD_SNCR & ACI & GPM & DRET | 0 | 0 | 0 | 0 | 0 | 0 | 0
00 Ret.Exist_Non-FBC_WetFGD_SNCR & ACI & GPM & NGC | 0 | 0 | 0 | 0 | 0 | 0 | 0
00 Ret.Exist_Non-FBC_WetFGD_SNCR & ACI & GPM & SCR | 0 | 0 | 0 | 0 | 0 | 0 | 0
00 Ret.Exist_Non-FBC_WetFGD_SNCR & ACI & GPM & SCR & CCS | 0 | 0 | 0 | 0 | 0 | 0 | 0
00 Ret.Exist_Non-FBC_WetFGD_SNCR & ACI & GPM & SCR & DRET | 0 | 0 | 0 | 0 | 0 | 0 | 0
00 Ret.Exist_Non-FBC_WetFGD_SNCR & ACI & GPM & SCR & NGC | 0 | 0 | 0 | 0 | 0 | 0 | 0
00 Ret.Exist_Non-FBC_WetFGD_SNCR & ACI & NGC | 0 | 0 | 0 | 0 | 0 | 0 | 0
00 Ret.Exist_Non-FBC_WetFGD_SNCR & ACI & SCR | 0 | 0 | 0 | 0 | 0 | 0 | 0
00 Ret.Exist_Non-FBC_WetFGD_SNCR & ACI & SCR & CCS | 0 | 0 | 0 | 0 | 0 | 0 | 0
00 Ret.Exist_Non-FBC_WetFGD_SNCR & ACI & SCR & DRET | 0 | 0 | 0 | 0 | 0 | 0 | 0
00 Ret.Exist_Non-FBC_WetFGD_SNCR & ACI & SCR & NGC | 0 | 0 | 0 | 0 | 0 | 0 | 0
00 Ret.Exist_Non-FBC_WetFGD_SNCR & C2G | 0 | 0 | 0 | 0 | 0 | 0 | 0
00 Ret.Exist_Non-FBC_WetFGD_SNCR & C2G & SCR | 0 | 0 | 0 | 0 | 0 | 0 | 0
00 Ret.Exist_Non-FBC_WetFGD_SNCR & DCCS | 0 | 0 | 0 | 0 | 0 | 0 | 0
00 Ret.Exist_Non-FBC_WetFGD_SNCR & DCCS & SCR & CCS | 0 | 0 | 0 | 0 | 0 | 0 | 0
00 Ret.Exist_Non-FBC_WetFGD_SNCR & DRET | 0 | 0 | 0 | 0 | 0 | 0 | 0
00 Ret.Exist_Non-FBC_WetFGD_SNCR & GPM | 0 | 0 | 0 | 0 | 0 | 0 | 0
00 Ret.Exist_Non-FBC_WetFGD_SNCR & GPM & C2G | 0 | 0 | 0 | 0 | 0 | 0 | 0
00 Ret.Exist_Non-FBC_WetFGD_SNCR & GPM & C2G & SCR | 0 | 0 | 0 | 0 | 0 | 0 | 0
00 Ret.Exist_Non-FBC_WetFGD_SNCR & GPM & DRET | 0 | 0 | 0 | 0 | 0 | 0 | 0
00 Ret.Exist_Non-FBC_WetFGD_SNCR & GPM & NGC | 0 | 0 | 0 | 0 | 0 | 0 | 0
00 Ret.Exist_Non-FBC_WetFGD_SNCR & GPM & SCR | 0 | 0 | 0 | 0 | 0 | 0 | 0
00 Ret.Exist_Non-FBC_WetFGD_SNCR & GPM & SCR & CCS | 0 | 0 | 0 | 0 | 0 | 0 | 0
00 Ret.Exist_Non-FBC_WetFGD_SNCR & GPM & SCR & DRET | 0 | 0 | 0 | 0 | 0 | 0 | 0
00 Ret.Exist_Non-FBC_WetFGD_SNCR & GPM & SCR & NGC | 0 | 0 | 0 | 0 | 0 | 0 | 0
00 Ret.Exist_Non-FBC_WetFGD_SNCR & NGC | 0 | 0 | 0 | 0 | 0 | 0 | 0
00 Ret.Exist_Non-FBC_WetFGD_SNCR & SCR | 0 | 0 | 0 | 0 | 0 | 0 | 0
00 Ret.Exist_Non-FBC_WetFGD_SNCR & SCR & C2G | 0 | 0 | 0 | 0 | 0 | 0 | 0
00 Ret.Exist_Non-FBC_WetFGD_SNCR & SCR & CCS | 0 | 0 | 0 | 0 | 0 | 0 | 0
00 Ret.Exist_Non-FBC_WetFGD_SNCR & SCR & DRET | 0 | 0 | 0 | 0 | 0 | 0 | 0
00 Ret.Exist_Non-FBC_WetFGD_SNCR & SCR & NGC | 0 | 0 | 0 | 0 | 0 | 0 | 0
00 Ret.Exist_Non-FBC_WetFGD_SNCR_ACI & C2G | 0 | 0 | 0 | 0 | 0 | 0 | 0
00 Ret.Exist_Non-FBC_WetFGD_SNCR_ACI & C2G & SCR | 0 | 0 | 0 | 0 | 0 | 0 | 0
00 Ret.Exist_Non-FBC_WetFGD_SNCR_ACI & DCCS | 0 | 0 | 0 | 0 | 0 | 0 | 0
00 Ret.Exist_Non-FBC_WetFGD_SNCR_ACI & DCCS & SCR & CCS | 0 | 0 | 0 | 0 | 0 | 0 | 0
00 Ret.Exist_Non-FBC_WetFGD_SNCR_ACI & DRET | 0 | 0 | 0 | 0 | 0 | 0 | 0
00 Ret.Exist_Non-FBC_WetFGD_SNCR_ACI & GPM | 9.6211 | 7.7285 | 0 | 0 | 0 | 0 | 0
00 Ret.Exist_Non-FBC_WetFGD_SNCR_ACI & GPM & C2G | 0 | 0 | 0 | 0 | 0 | 0 | 0
00 Ret.Exist_Non-FBC_WetFGD_SNCR_ACI & GPM & C2G & SCR | 0 | 0 | 0 | 0 | 0 | 0 | 0
00 Ret.Exist_Non-FBC_WetFGD_SNCR_ACI & GPM & DRET | 0 | 0 | 0 | 0 | 0 | 0 | 0
00 Ret.Exist_Non-FBC_WetFGD_SNCR_ACI & GPM & NGC | 0 | 0 | 0 | 0 | 0 | 0 | 0
00 Ret.Exist_Non-FBC_WetFGD_SNCR_ACI & GPM & SCR | 0 | 0 | 0 | 0 | 0 | 0 | 0
00 Ret.Exist_Non-FBC_WetFGD_SNCR_ACI & GPM & SCR & CCS | 0 | 1.7669 | 6.891 | 6.891 | 0 | 0 | 0
00 Ret.Exist_Non-FBC_WetFGD_SNCR_ACI & GPM & SCR & DRET | 0 | 0 | 0 | 0 | 0 | 0 | 0
00 Ret.Exist_Non-FBC_WetFGD_SNCR_ACI & GPM & SCR & NGC | 0 | 0 | 0 | 0 | 0 | 0 | 0
00 Ret.Exist_Non-FBC_WetFGD_SNCR_ACI & NGC | 0 | 0 | 0 | 0 | 0 | 0 | 0
00 Ret.Exist_Non-FBC_WetFGD_SNCR_ACI & SCR | 1.5801 | 1.5801 | 0 | 0 | 0 | 0 | 0
00 Ret.Exist_Non-FBC_WetFGD_SNCR_ACI & SCR & C2G | 0 | 0 | 0 | 0 | 0 | 0 | 0
00 Ret.Exist_Non-FBC_WetFGD_SNCR_ACI & SCR & CCS | 0 | 0 | 0 | 0 | 0 | 0 | 0
00 Ret.Exist_Non-FBC_WetFGD_SNCR_ACI & SCR & DRET | 0 | 0 | 0 | 0 | 0 | 0 | 0
00 Ret.Exist_Non-FBC_WetFGD_SNCR_ACI & SCR & NGC | 0 | 0 | 0 | 0 | 0 | 0 | 0
00 Existing Combined Cycle Retirement | 0 | 0 | 0 | 0 | 0 | 0 | 0
00 New Combined Cycle Retirement | 0 | 0 | 0 | 0 | 0 | 0 | 0
00 Existing Combustion Turbine Retirement | 0 | 0 | 0 | 0 | 0 | 0 | 0
00 New Combustion Turbine Retirement | 0 | 0 | 0 | 0 | 0 | 0 | 0
00 Oil/Gas Steam Retirement | 0 | 0 | 0 | 0 | 0 | 0 | 0
00 Coal Steam Retirement | 0 | 0 | 0 | 0 | 0 | 0 | 0
00 IGCC Retirement | 0 | 0 | 0 | 0 | 0 | 0 | 0
00 Nuclear Retirement | 0 | 0 | 0 | 0 | 0 | 0 | 0
00 Biomass Retirement | 0 | 0 | 0 | 0 | 0 | 0 | 0
00 Fossil_Other Retirement | 0 | 0 | 0 | 0 | 0 | 0 | 0
00 Fuel Cell Retirement | 0 | 0 | 0 | 0 | 0 | 0 | 0
00 Geothermal Retirement | 0 | 0 | 0 | 0 | 0 | 0 | 0
00 Hydro Retirement | 0 | 0 | 0 | 0 | 0 | 0 | 0
00 Landfill Gas Retirement | 0 | 0 | 0 | 0 | 0 | 0 | 0
00 Non Fossil_Other Retirement | 0 | 0 | 0 | 0 | 0 | 0 | 0
00 Solar Thermal Retirement | 0 | 0 | 0 | 0 | 0 | 0 | 0
00 Exist Dummy | 0 | 0 | 0 | 0 | 0 | 0 | 0
Total | 15487.128 | 16027.585 | 17611.3252 | 19019.0595 | 20823.2077 | 21885.3606 | 23046.4558
14. Capacity Factor by Capacity Reporting Type [%]
00 New Combined Cycle | 83.2694 | 86.6963 | 80.816 | 69.5196 | 50.4993 | 64.333 | 67.7195
00 New Combined Cycle with CCS Retrofit | N/A | N/A | 87 | 87 | 77.2056 | 87 | 87
00 New Combined Cycle with CF Limit | N/A | N/A | N/A | N/A | N/A | N/A | N/A
00 New Combined Cycle with HRI Retrofit | N/A | N/A | N/A | N/A | N/A | N/A | N/A
00 New Combined Cycle with Hydrogen Retrofit | N/A | 87 | 84.9336 | 80.3107 | 52.1891 | 71.428 | 69.7973
00 New Combined Cycle with Hydrogen Retrofit Undone | N/A | N/A | N/A | N/A | N/A | N/A | N/A
00 New Combined Cycle with CCS | N/A | N/A | N/A | N/A | N/A | N/A | N/A
00 New Combustion Turbine | 5.974 | 6.2609 | 8.2502 | 2.8239 | 1.5378 | 1.8466 | 1.9457
00 New Combustion Turbine with HRI Retrofit | N/A | N/A | N/A | N/A | N/A | N/A | N/A
00 New Combustion Turbine with Hydrogen Retrofit | N/A | N/A | N/A | N/A | N/A | 0.59926 | 0.50629
00 New Combustion Turbine with Hydrogen Retrofit Undone | N/A | N/A | N/A | N/A | N/A | N/A | N/A
00 New Hydro | N/A | 61.4843 | 60.3675 | 60.2086 | 57.447 | 57.9555 | 58.5338
00 New Nuclear | N/A | N/A | N/A | N/A | N/A | N/A | N/A
00 New Nuclear - SMR | N/A | N/A | N/A | N/A | N/A | N/A | N/A
00 New Biomass | N/A | N/A | N/A | N/A | N/A | N/A | N/A
00 New Geothermal | 90 | 90 | 90 | 90 | 88.9532 | 88.973 | 90
00 New Landfill Gas | 89.8244 | 89.9951 | 86.5287 | 82.9331 | 78.0145 | 79.0494 | 79.4947
00 New Battery Storage | 21.3553 | 18.9552 | 17.3897 | 18.071 | 20.3312 | 20.6423 | 20.7808
00 New Offshore Wind | 55.6177 | 55.9072 | 53.9018 | 53.9042 | 55.268 | 55.268 | 55.268
00 New Onshore Wind | 42.1394 | 44.708 | 46.3296 | 44.8209 | 44.6324 | 44.5342 | 44.3314
00 New Solar PV | 28.274 | 28.1787 | 29.4297 | 29.1316 | 28.9052 | 28.6247 | 28.5122
00 New Solar Thermal | N/A | N/A | N/A | N/A | N/A | N/A | 53.3565
00 New Fuel Cell | N/A | N/A | N/A | N/A | N/A | N/A | N/A
00 New Ultrasupercritical Coal without CCS | N/A | N/A | N/A | N/A | N/A | N/A | N/A
00 New Ultrasupercritical Coal with 30% CCS | N/A | N/A | N/A | N/A | N/A | N/A | N/A
00 New Ultrasupercritical Coal with 90% CCS | N/A | N/A | N/A | N/A | N/A | N/A | N/A
00 Exist & New Distributed Solar PV | 16.9596 | 17.0083 | 17.0636 | 17.055 | 17.0767 | 17.0796 | 17.0728
00 Exist Combined Cycle | 56.6873 | 56.9763 | 44.6483 | 29.9348 | 19.3177 | 21.9933 | 22.6548
00 Exist Combustion Turbine | 2.704 | 2.0228 | 2.1172 | 0.79734 | 0.72229 | 0.61605 | 0.75874
00 Exist FBC_Uncontrolled | 18.7854 | 28.1427 | 18.7558 | 12.1441 | N/A | N/A | N/A
00 Exist FBC_ACI_DSI | 83.37 | 83.37 | 83.37 | 33.3817 | N/A | N/A | N/A
00 Exist FBC_DryFGD_ACI | 18.6788 | 33.1616 | 11.4659 | 0 | 0 | 40.2661 | 72.0321
00 Exist FBC_DryFGD_DSI | N/A | N/A | N/A | N/A | N/A | N/A | N/A
00 Exist FBC_DryFGD_SNCR | 27.5247 | 25.7277 | 21.122 | 6.2872 | 4.0767 | 8.5036 | 22.2804
00 Exist FBC_DryFGD_SNCR_ACI | 77.3555 | 53.6764 | 22.755 | 0 | 0 | 35.4692 | 63.2198
00 Exist FBC_DryFGD_SNCR_ACI_DSI | 27.31 | 27.7585 | 0 | 0 | 0 | 0 | 0
00 Exist FBC_DryFGD_SNCR_DSI | N/A | N/A | N/A | N/A | N/A | N/A | N/A
00 Exist FBC_DSI | 35.431 | 46.3981 | 31.1656 | 9.4712 | 7.0399 | 27.0317 | 31.3593
00 Exist FBC_SNCR | 0 | 0 | 0 | 0 | 0 | 0 | 0
00 Exist FBC_SNCR_ACI_DSI | N/A | N/A | N/A | N/A | N/A | N/A | N/A
00 Exist FBC_SNCR_DSI | 79.2947 | 79.8266 | 68.767 | 47.7794 | 41.1915 | 57.3621 | 59.1019
00 Exist FBC_WetFGD_SNCR | 18.7854 | 28.1428 | 12.233 | 10 | N/A | N/A | N/A
00 Exist FBC_WetFGD_DSI | 46.867 | 83.37 | 83.37 | 77.1089 | 54.4097 | 33.3817 | 33.3817
00 Exist_Non-FBC_Uncontrolled | 56.722 | 52.7126 | 2.0822 | 0.72519 | 0.72519 | 2.9899 | 31.0076
00 Exist_Non-FBC_ACI | 56.9359 | 79.1967 | 65.2447 | 43.1763 | 21.4589 | 55.625 | 66.2736
00 Exist_Non-FBC_ACI_DSI | 56.6676 | 63.1207 | 23.5756 | 6.5861 | 6.5861 | 17.9293 | 53.0293
00 Exist_Non-FBC_DryFGD | N/A | N/A | N/A | N/A | N/A | N/A | N/A
00 Exist_Non-FBC_DryFGD_ACI | 58.5313 | 60.9774 | 54.7029 | 20.1903 | 13.7322 | 38.5402 | 55.2428
00 Exist_Non-FBC_DryFGD_SCR | 18.6788 | N/A | N/A | N/A | N/A | N/A | N/A
00 Exist_Non-FBC_DryFGD_SCR_ACI | 47.4744 | 49.6591 | 39.1764 | 13.7464 | 10.96 | 34.5069 | 58.1287
00 Exist_Non-FBC_DryFGD_SCR_DSI | 54.2029 | 47.2786 | N/A | N/A | N/A | N/A | N/A
00 Exist_Non-FBC_DryFGD_SCR_ACI_DSI | 70.1983 | 73.7734 | 48.3079 | 10 | 10 | 38.0602 | 61.7461
00 Exist_Non-FBC_DryFGD_SNCR_ACI | 76.8919 | 78.4378 | 58.0694 | 21.334 | 15.489 | 50.5127 | 66.3587
00 Exist_Non-FBC_DryFGD_SNCR_ACI_DSI | 0 | 0 | N/A | N/A | N/A | N/A | N/A
00 Exist_Non-FBC_DSI | 18.6788 | N/A | N/A | N/A | N/A | N/A | N/A
00 Exist_Non-FBC_SCR_ACI | 59.8027 | 68.3988 | 45.4667 | 10 | 10 | 28.4315 | 60.5801
00 Exist_Non-FBC_SCR_ACI_DSI | 5.6666 | 46.869 | 9.4067 | 0 | 0 | 0 | 26.3908
00 Exist_Non-FBC_SNCR_ACI | 15.2253 | N/A | N/A | N/A | N/A | N/A | N/A
00 Exist_Non-FBC_SNCR_ACI_DSI | N/A | N/A | N/A | N/A | N/A | N/A | N/A
00 Exist_Non-FBC_WetFGD | 53.8307 | 45.047 | N/A | N/A | N/A | N/A | N/A
00 Exist_Non-FBC_WetFGD_ACI | 59.1358 | 81.1511 | 79.01 | 79.01 | 31.3173 | 72.2773 | 79.01
00 Exist_Non-FBC_WetFGD_ACI_DSI | N/A | N/A | N/A | N/A | N/A | N/A | N/A
00 Exist_Non-FBC_WetFGD_SCR | 44.8495 | 45.4747 | 36.6303 | 23.5425 | 21.2217 | 48.2893 | 63.1674
00 Exist_Non-FBC_WetFGD_SCR_DSI | 37.9619 | N/A | N/A | N/A | N/A | N/A | N/A
00 Exist_Non-FBC_WetFGD_SCR_ACI | 61.4734 | 69.4689 | 56.1 | 18.8759 | 15.8652 | 38.5508 | 62.6898
00 Exist_Non-FBC_WetFGD_SCR_ACI_DSI | 49.4593 | 55.395 | 41.1729 | 0 | N/A | N/A | N/A
00 Exist_Non-FBC_WetFGD_SNCR | 62.2988 | N/A | N/A | N/A | N/A | N/A | N/A
00 Exist_Non-FBC_WetFGD_SNCR_ACI | 42.5384 | 41.5122 | 65.1015 | 59.8504 | 65.277 | 75.9575 | 77.71
00 Exist IGCC | 67.4776 | 67.6073 | N/A | N/A | N/A | N/A | N/A
00 Exist Fossil_Other | 45.6003 | 44.4751 | 44.1705 | 43.8462 | 40.1601 | 41.2339 | 42.2822
00 Exist Fuel Cell | 51.8617 | 51.7796 | 48.9681 | 37.7129 | 27.2712 | 32.6008 | 33.6446
00 Exist Hydro | 38.792 | 38.7921 | 38.792 | 38.4273 | 38.3416 | 38.405 | 38.5075
00 Exist Non Fossil_Other | 61.1671 | 61.1671 | 61.048 | 57.4883 | 56.3694 | 56.2354 | 57.1811
00 Exist Nuclear | 91.6339 | 91.5824 | 90.9738 | 88.7095 | 82.8859 | 88.5075 | 89.6629
00 Exist Oil/Gas Steam | 4.686 | 4.0956 | 1.7252 | 0.9382 | 0.87867 | 0.81647 | 0.82832
00 Exist Oil/Gas Steam_SCR | 8.8473 | 7.4308 | 3.0369 | 2.8435 | 2.7413 | 2.83 | 2.9009
00 Exist Oil/Gas Steam_SNCR | 4.0896 | 4.121 | 1.4044 | 1.3811 | 1.2017 | 1.6632 | 1.4676
00 Exist Biomass | 18.5497 | 30.4512 | 23.4624 | 2.3295 | 0.39283 | 4.8436 | 28.3329
00 Exist Landfill Gas | 63.788 | 63.7962 | 62.3792 | 59.6235 | 55.2785 | 54.8719 | 56.349
00 Exist Geothermal | 72.2949 | 72.2949 | 72.2949 | 72.2949 | 72.2949 | 72.2949 | 72.2949
00 Exist Pump Storage | 11.3222 | 10.5984 | 11.5724 | 9.2251 | 14.2683 | 14.3114 | 14.5596
00 Exist Energy Storage | 8.2031 | 8.1073 | 7.8401 | 8.0541 | 7.916 | 7.9681 | 8.0416
00 Exist Solar PV | 24.3983 | 24.3983 | 24.3982 | 24.3982 | 24.3982 | 24.3982 | 24.3982
00 Exist Solar Thermal | 23.0309 | 23.0309 | 23.0309 | 23.0309 | 23.0309 | 23.0309 | 23.0309
00 Exist Offshore Wind | 54.1803 | 54.1803 | 54.1803 | 54.1803 | 54.1803 | 54.1803 | 54.1803
00 Exist Onshore Wind | 36.4949 | 36.4949 | 36.4949 | 36.4949 | 36.4949 | 36.4949 | 36.4949
00 International Imports | 34.78 | 34.78 | 34.78 | 31.6 | 31.6 | 31.6 | 31.6
00 Ret.Exist Combined Cycle & CF Limit | N/A | N/A | N/A | N/A | N/A | N/A | N/A
00 Ret.Exist Combined Cycle & CCS | N/A | N/A | 84.41 | 84.41 | 44.4241 | 48.1135 | 48.0941
00 Ret.Exist Combined Cycle & Hydrogen | N/A | N/A | 0.0092466 | 0 | 1.0201 | 20.6074 | 28.0934
00 Ret.Exist Combined Cycle & Hydrogen Retrofit Undone | N/A | N/A | N/A | N/A | N/A | N/A | N/A
00 Ret.Exist Combined Cycle & HRI | N/A | N/A | N/A | N/A | N/A | N/A | N/A
00 Ret.Exist Combustion Turbine & HRI | N/A | N/A | N/A | N/A | N/A | N/A | N/A
00 Ret.Exist_FBC_NoCtrl & CCS | N/A | N/A | N/A | N/A | N/A | N/A | N/A
00 Ret.Exist_FBC_NoCtrl & DRET | N/A | N/A | N/A | N/A | N/A | N/A | N/A
00 Ret.Exist_FBC_NoCtrl & GPM | N/A | N/A | N/A | N/A | N/A | N/A | N/A
00 Ret.Exist_FBC_NoCtrl & GPM & CCS | N/A | N/A | N/A | N/A | N/A | N/A | N/A
00 Ret.Exist_FBC_NoCtrl & GPM & DRET | N/A | N/A | N/A | N/A | N/A | N/A | N/A
00 Ret.Exist_FBC_NoCtrl & GPM & NGC | N/A | N/A | N/A | N/A | N/A | N/A | N/A
00 Ret.Exist_FBC_NoCtrl & GPM & SNCR | N/A | N/A | N/A | N/A | N/A | N/A | N/A
00 Ret.Exist_FBC_NoCtrl & GPM & SNCR & CCS | N/A | N/A | N/A | N/A | N/A | N/A | N/A
00 Ret.Exist_FBC_NoCtrl & GPM & SNCR & DRET | N/A | N/A | N/A | N/A | N/A | N/A | N/A
00 Ret.Exist_FBC_NoCtrl & GPM & SNCR & NGC | N/A | N/A | N/A | N/A | N/A | N/A | N/A
00 Ret.Exist_FBC_NoCtrl & NGC | N/A | N/A | N/A | N/A | N/A | N/A | N/A
00 Ret.Exist_FBC_NoCtrl & SNCR | N/A | N/A | N/A | N/A | N/A | N/A | N/A
00 Ret.Exist_FBC_NoCtrl & SNCR & CCS | N/A | N/A | N/A | N/A | N/A | N/A | N/A
00 Ret.Exist_FBC_NoCtrl & SNCR & DRET | N/A | N/A | N/A | N/A | N/A | N/A | N/A
00 Ret.Exist_FBC_NoCtrl & SNCR & NGC | N/A | N/A | N/A | N/A | N/A | N/A | N/A
00 Ret.Exist_FBC_ACI_DSI & CCS | N/A | N/A | N/A | N/A | N/A | N/A | N/A
00 Ret.Exist_FBC_ACI_DSI & DCCS | N/A | N/A | N/A | N/A | N/A | N/A | N/A
00 Ret.Exist_FBC_ACI_DSI & DCCS & CCS | N/A | N/A | N/A | N/A | N/A | N/A | N/A
00 Ret.Exist_FBC_ACI_DSI & DCCS & SNCR & CCS | N/A | N/A | N/A | N/A | N/A | N/A | N/A
00 Ret.Exist_FBC_ACI_DSI & DRET | N/A | N/A | N/A | N/A | N/A | N/A | N/A
00 Ret.Exist_FBC_ACI_DSI & GPM | 40.0584 | 35.9868 | 10.5864 | 10 | 10 | 10 | 29.4468
00 Ret.Exist_FBC_ACI_DSI & GPM & CCS | N/A | N/A | N/A | N/A | N/A | N/A | N/A
00 Ret.Exist_FBC_ACI_DSI & GPM & DRET | N/A | N/A | N/A | N/A | N/A | N/A | N/A
00 Ret.Exist_FBC_ACI_DSI & GPM & NGC | N/A | N/A | N/A | N/A | N/A | N/A | N/A
00 Ret.Exist_FBC_ACI_DSI & GPM & SNCR | N/A | N/A | N/A | N/A | N/A | N/A | N/A
00 Ret.Exist_FBC_ACI_DSI & GPM & SNCR & CCS | N/A | N/A | N/A | N/A | N/A | N/A | N/A
00 Ret.Exist_FBC_ACI_DSI & GPM & SNCR & DRET | N/A | N/A | N/A | N/A | N/A | N/A | N/A
00 Ret.Exist_FBC_ACI_DSI & GPM & SNCR & NGC | N/A | N/A | N/A | N/A | N/A | N/A | N/A
00 Ret.Exist_FBC_ACI_DSI & NGC | N/A | N/A | N/A | N/A | N/A | N/A | N/A
00 Ret.Exist_FBC_ACI_DSI & SNCR | N/A | N/A | N/A | N/A | N/A | N/A | N/A
00 Ret.Exist_FBC_ACI_DSI & SNCR & CCS | N/A | N/A | N/A | N/A | N/A | N/A | N/A
00 Ret.Exist_FBC_ACI_DSI & SNCR & DRET | N/A | N/A | N/A | N/A | N/A | N/A | N/A
00 Ret.Exist_FBC_ACI_DSI & SNCR & NGC | N/A | N/A | N/A | N/A | N/A | N/A | N/A
00 Ret.Exist_FBC_DryFGD_ACI & CCS | N/A | N/A | N/A | N/A | N/A | N/A | N/A
00 Ret.Exist_FBC_DryFGD_ACI & DCCS | N/A | N/A | N/A | N/A | N/A | N/A | N/A
00 Ret.Exist_FBC_DryFGD_ACI & DCCS & CCS | N/A | N/A | N/A | N/A | N/A | N/A | N/A
00 Ret.Exist_FBC_DryFGD_ACI & DCCS & SNCR & CCS | N/A | N/A | N/A | N/A | N/A | N/A | N/A
00 Ret.Exist_FBC_DryFGD_ACI & DRET | N/A | N/A | N/A | N/A | N/A | N/A | N/A
00 Ret.Exist_FBC_DryFGD_ACI & GPM | N/A | N/A | N/A | N/A | N/A | N/A | N/A
00 Ret.Exist_FBC_DryFGD_ACI & GPM & CCS | N/A | N/A | N/A | N/A | N/A | N/A | N/A
00 Ret.Exist_FBC_DryFGD_ACI & GPM & DRET | N/A | N/A | N/A | N/A | N/A | N/A | N/A
00 Ret.Exist_FBC_DryFGD_ACI & GPM & NGC | N/A | N/A | N/A | N/A | N/A | N/A | N/A
00 Ret.Exist_FBC_DryFGD_ACI & GPM & SNCR | N/A | N/A | N/A | N/A | N/A | N/A | N/A
00 Ret.Exist_FBC_DryFGD_ACI & GPM & SNCR & CCS | N/A | N/A | N/A | N/A | N/A | N/A | N/A
00 Ret.Exist_FBC_DryFGD_ACI & GPM & SNCR & DRET | N/A | N/A | N/A | N/A | N/A | N/A | N/A
00 Ret.Exist_FBC_DryFGD_ACI & GPM & SNCR & NGC | N/A | N/A | N/A | N/A | N/A | N/A | N/A
00 Ret.Exist_FBC_DryFGD_ACI & NGC | N/A | N/A | N/A | N/A | N/A | N/A | N/A
00 Ret.Exist_FBC_DryFGD_ACI & SNCR | N/A | N/A | N/A | N/A | N/A | N/A | N/A
00 Ret.Exist_FBC_DryFGD_ACI & SNCR & CCS | N/A | N/A | N/A | N/A | N/A | N/A | N/A
00 Ret.Exist_FBC_DryFGD_ACI & SNCR & DRET | N/A | N/A | N/A | N/A | N/A | N/A | N/A
00 Ret.Exist_FBC_DryFGD_ACI & SNCR & NGC | N/A | N/A | N/A | N/A | N/A | N/A | N/A
00 Ret.Exist_FBC_DryFGD_DSI & ACI | N/A | N/A | N/A | N/A | N/A | N/A | N/A
00 Ret.Exist_FBC_DryFGD_DSI & ACI & DRET | N/A | N/A | N/A | N/A | N/A | N/A | N/A
00 Ret.Exist_FBC_DryFGD_DSI & ACI & GPM | N/A | N/A | N/A | N/A | N/A | N/A | N/A
00 Ret.Exist_FBC_DryFGD_DSI & ACI & GPM & DRET | N/A | N/A | N/A | N/A | N/A | N/A | N/A
00 Ret.Exist_FBC_DryFGD_DSI & ACI & GPM & NGC | N/A | N/A | N/A | N/A | N/A | N/A | N/A
00 Ret.Exist_FBC_DryFGD_DSI & ACI & GPM & SNCR | N/A | N/A | N/A | N/A | N/A | N/A | N/A
00 Ret.Exist_FBC_DryFGD_DSI & ACI & GPM & SNCR & DRET | N/A | N/A | N/A | N/A | N/A | N/A | N/A
00 Ret.Exist_FBC_DryFGD_DSI & ACI & GPM & SNCR & NGC | N/A | N/A | N/A | N/A | N/A | N/A | N/A
00 Ret.Exist_FBC_DryFGD_DSI & ACI & NGC | N/A | N/A | N/A | N/A | N/A | N/A | N/A
00 Ret.Exist_FBC_DryFGD_DSI & ACI & SNCR | N/A | N/A | N/A | N/A | N/A | N/A | N/A
00 Ret.Exist_FBC_DryFGD_DSI & ACI & SNCR & DRET | N/A | N/A | N/A | N/A | N/A | N/A | N/A
00 Ret.Exist_FBC_DryFGD_DSI & ACI & SNCR & NGC | N/A | N/A | N/A | N/A | N/A | N/A | N/A
00 Ret.Exist_FBC_DryFGD_DSI & DRET | N/A | N/A | N/A | N/A | N/A | N/A | N/A
00 Ret.Exist_FBC_DryFGD_DSI & GPM | N/A | N/A | N/A | N/A | N/A | N/A | N/A
00 Ret.Exist_FBC_DryFGD_DSI & GPM & DRET | N/A | N/A | N/A | N/A | N/A | N/A | N/A
00 Ret.Exist_FBC_DryFGD_DSI & GPM & NGC | N/A | N/A | N/A | N/A | N/A | N/A | N/A
00 Ret.Exist_FBC_DryFGD_DSI & GPM & SNCR | N/A | N/A | N/A | N/A | N/A | N/A | N/A
00 Ret.Exist_FBC_DryFGD_DSI & GPM & SNCR & DRET | N/A | N/A | N/A | N/A | N/A | N/A | N/A
00 Ret.Exist_FBC_DryFGD_DSI & GPM & SNCR & NGC | N/A | N/A | N/A | N/A | N/A | N/A | N/A
00 Ret.Exist_FBC_DryFGD_DSI & NGC | N/A | N/A | N/A | N/A | N/A | N/A | N/A
00 Ret.Exist_FBC_DryFGD_DSI & SNCR | N/A | N/A | N/A | N/A | N/A | N/A | N/A
00 Ret.Exist_FBC_DryFGD_DSI & SNCR & DRET | N/A | N/A | N/A | N/A | N/A | N/A | N/A
00 Ret.Exist_FBC_DryFGD_DSI & SNCR & NGC | N/A | N/A | N/A | N/A | N/A | N/A | N/A
00 Ret.Exist_FBC_DryFGD_SNCR & ACI | N/A | N/A | N/A | N/A | N/A | N/A | N/A
00 Ret.Exist_FBC_DryFGD_SNCR & ACI & CCS | N/A | N/A | N/A | N/A | N/A | N/A | N/A
00 Ret.Exist_FBC_DryFGD_SNCR & ACI & DRET | N/A | N/A | N/A | N/A | N/A | N/A | N/A
00 Ret.Exist_FBC_DryFGD_SNCR & ACI & GPM | N/A | N/A | N/A | N/A | N/A | N/A | N/A
00 Ret.Exist_FBC_DryFGD_SNCR & ACI & GPM & CCS | N/A | N/A | N/A | N/A | N/A | N/A | N/A
00 Ret.Exist_FBC_DryFGD_SNCR & ACI & GPM & DRET | N/A | N/A | N/A | N/A | N/A | N/A | N/A
00 Ret.Exist_FBC_DryFGD_SNCR & ACI & GPM & NGC | N/A | N/A | N/A | N/A | N/A | N/A | N/A
00 Ret.Exist_FBC_DryFGD_SNCR & ACI & NGC | N/A | N/A | N/A | N/A | N/A | N/A | N/A
00 Ret.Exist_FBC_DryFGD_SNCR & CCS | N/A | N/A | 79.68 | 79.68 | N/A | N/A | N/A
00 Ret.Exist_FBC_DryFGD_SNCR & DCCS | N/A | N/A | N/A | N/A | N/A | N/A | N/A
00 Ret.Exist_FBC_DryFGD_SNCR & DCCS & CCS | N/A | N/A | N/A | N/A | N/A | N/A | N/A
00 Ret.Exist_FBC_DryFGD_SNCR & DRET | N/A | N/A | N/A | N/A | N/A | N/A | N/A
00 Ret.Exist_FBC_DryFGD_SNCR & GPM | N/A | N/A | N/A | N/A | N/A | N/A | N/A
00 Ret.Exist_FBC_DryFGD_SNCR & GPM & CCS | N/A | N/A | N/A | N/A | N/A | N/A | N/A
00 Ret.Exist_FBC_DryFGD_SNCR & GPM & DRET | N/A | N/A | N/A | N/A | N/A | N/A | N/A
00 Ret.Exist_FBC_DryFGD_SNCR & GPM & NGC | N/A | N/A | N/A | N/A | N/A | N/A | N/A
00 Ret.Exist_FBC_DryFGD_SNCR & NGC | N/A | N/A | N/A | N/A | N/A | N/A | N/A
00 Ret.Exist_FBC_DryFGD_SNCR_ACI & CCS | N/A | N/A | N/A | N/A | N/A | N/A | N/A
00 Ret.Exist_FBC_DryFGD_SNCR_ACI & DCCS | N/A | N/A | N/A | N/A | N/A | N/A | N/A
00 Ret.Exist_FBC_DryFGD_SNCR_ACI & DCCS & CCS | N/A | N/A | N/A | N/A | N/A | N/A | N/A
00 Ret.Exist_FBC_DryFGD_SNCR_ACI & DRET | N/A | N/A | N/A | N/A | N/A | N/A | N/A
00 Ret.Exist_FBC_DryFGD_SNCR_ACI & GPM | N/A | N/A | N/A | N/A | N/A | N/A | N/A
00 Ret.Exist_FBC_DryFGD_SNCR_ACI & GPM & CCS | N/A | N/A | N/A | N/A | N/A | N/A | N/A
00 Ret.Exist_FBC_DryFGD_SNCR_ACI & GPM & DRET | N/A | N/A | N/A | N/A | N/A | N/A | N/A
00 Ret.Exist_FBC_DryFGD_SNCR_ACI & GPM & NGC | N/A | N/A | N/A | N/A | N/A | N/A | N/A
00 Ret.Exist_FBC_DryFGD_SNCR_ACI & NGC | N/A | N/A | N/A | N/A | N/A | N/A | N/A
00 Ret.Exist_FBC_DryFGD_SNCR_ACI_DSI & CCS | N/A | 77.01 | 77.01 | 77.01 | 57.43 | 64.6873 | 64.6873
00 Ret.Exist_FBC_DryFGD_SNCR_ACI_DSI & DCCS | N/A | N/A | N/A | N/A | N/A | N/A | N/A
00 Ret.Exist_FBC_DryFGD_SNCR_ACI_DSI & DCCS & CCS | N/A | N/A | N/A | N/A | N/A | N/A | N/A
00 Ret.Exist_FBC_DryFGD_SNCR_ACI_DSI & DRET | N/A | N/A | N/A | N/A | N/A | N/A | N/A
00 Ret.Exist_FBC_DryFGD_SNCR_ACI_DSI & GPM | N/A | N/A | N/A | N/A | N/A | N/A | N/A
00 Ret.Exist_FBC_DryFGD_SNCR_ACI_DSI & GPM & CCS | N/A | N/A | N/A | N/A | N/A | N/A | N/A
00 Ret.Exist_FBC_DryFGD_SNCR_ACI_DSI & GPM & DRET | N/A | N/A | N/A | N/A | N/A | N/A | N/A
00 Ret.Exist_FBC_DryFGD_SNCR_ACI_DSI & GPM & NGC | N/A | N/A | N/A | N/A | N/A | N/A | N/A
00 Ret.Exist_FBC_DryFGD_SNCR_ACI_DSI & NGC | N/A | N/A | N/A | N/A | N/A | N/A | N/A
00 Ret.Exist_FBC_DryFGD_SNCR_DSI & ACI | N/A | N/A | N/A | N/A | N/A | N/A | N/A
00 Ret.Exist_FBC_DryFGD_SNCR_DSI & ACI & DRET | N/A | N/A | N/A | N/A | N/A | N/A | N/A
00 Ret.Exist_FBC_DryFGD_SNCR_DSI & ACI & GPM | N/A | N/A | N/A | N/A | N/A | N/A | N/A
00 Ret.Exist_FBC_DryFGD_SNCR_DSI & ACI & GPM & DRET | N/A | N/A | N/A | N/A | N/A | N/A | N/A
00 Ret.Exist_FBC_DryFGD_SNCR_DSI & ACI & GPM & NGC | N/A | N/A | N/A | N/A | N/A | N/A | N/A
00 Ret.Exist_FBC_DryFGD_SNCR_DSI & ACI & NGC | N/A | N/A | N/A | N/A | N/A | N/A | N/A
00 Ret.Exist_FBC_DryFGD_SNCR_DSI & DRET | N/A | N/A | N/A | N/A | N/A | N/A | N/A
00 Ret.Exist_FBC_DryFGD_SNCR_DSI & GPM | N/A | N/A | N/A | N/A | N/A | N/A | N/A
00 Ret.Exist_FBC_DryFGD_SNCR_DSI & GPM & DRET | N/A | N/A | N/A | N/A | N/A | N/A | N/A
00 Ret.Exist_FBC_DryFGD_SNCR_DSI & GPM & NGC | N/A | N/A | N/A | N/A | N/A | N/A | N/A
00 Ret.Exist_FBC_DryFGD_SNCR_DSI & NGC | N/A | N/A | N/A | N/A | N/A | N/A | N/A
00 Ret.Exist_FBC_DSI & ACI | N/A | N/A | N/A | N/A | N/A | N/A | N/A
00 Ret.Exist_FBC_DSI & ACI & DRET | N/A | N/A | N/A | N/A | N/A | N/A | N/A
00 Ret.Exist_FBC_DSI & ACI & GPM | N/A | N/A | N/A | N/A | N/A | N/A | N/A
00 Ret.Exist_FBC_DSI & ACI & GPM & DRET | N/A | N/A | N/A | N/A | N/A | N/A | N/A
00 Ret.Exist_FBC_DSI & ACI & GPM & NGC | N/A | N/A | N/A | N/A | N/A | N/A | N/A
00 Ret.Exist_FBC_DSI & ACI & GPM & SNCR | N/A | N/A | N/A | N/A | N/A | N/A | N/A
00 Ret.Exist_FBC_DSI & ACI & GPM & SNCR & DRET | N/A | N/A | N/A | N/A | N/A | N/A | N/A
00 Ret.Exist_FBC_DSI & ACI & GPM & SNCR & NGC | N/A | N/A | N/A | N/A | N/A | N/A | N/A
00 Ret.Exist_FBC_DSI & ACI & NGC | N/A | N/A | N/A | N/A | N/A | N/A | N/A
00 Ret.Exist_FBC_DSI & ACI & SNCR | N/A | N/A | N/A | N/A | N/A | N/A | N/A
00 Ret.Exist_FBC_DSI & ACI & SNCR & DRET | N/A | N/A | N/A | N/A | N/A | N/A | N/A
00 Ret.Exist_FBC_DSI & ACI & SNCR & NGC | N/A | N/A | N/A | N/A | N/A | N/A | N/A
00 Ret.Exist_FBC_DSI & DRET | N/A | N/A | N/A | N/A | N/A | N/A | N/A
00 Ret.Exist_FBC_DSI & GPM | 79.8771 | 77.7002 | 80.8774 | 37.4983 | 49.4723 | 41.282 | 24.4921
00 Ret.Exist_FBC_DSI & GPM & DRET | N/A | N/A | N/A | N/A | N/A | N/A | N/A
00 Ret.Exist_FBC_DSI & GPM & NGC | N/A | N/A | N/A | N/A | N/A | N/A | N/A
00 Ret.Exist_FBC_DSI & GPM & SNCR | N/A | N/A | N/A | N/A | N/A | N/A | N/A
00 Ret.Exist_FBC_DSI & GPM & SNCR & DRET | N/A | N/A | N/A | N/A | N/A | N/A | N/A
00 Ret.Exist_FBC_DSI & GPM & SNCR & NGC | N/A | N/A | N/A | N/A | N/A | N/A | N/A
00 Ret.Exist_FBC_DSI & NGC | N/A | N/A | N/A | N/A | N/A | N/A | N/A
00 Ret.Exist_FBC_DSI & SNCR | N/A | N/A | N/A | N/A | N/A | N/A | N/A
00 Ret.Exist_FBC_DSI & SNCR & DRET | N/A | N/A | N/A | N/A | N/A | N/A | N/A
00 Ret.Exist_FBC_DSI & SNCR & NGC | N/A | N/A | N/A | N/A | N/A | N/A | N/A
00 Ret.Exist_FBC_SNCR & ACI | N/A | N/A | N/A | N/A | N/A | N/A | N/A
00 Ret.Exist_FBC_SNCR & ACI & DRET | N/A | N/A | N/A | N/A | N/A | N/A | N/A
00 Ret.Exist_FBC_SNCR & ACI & NGC | N/A | N/A | N/A | N/A | N/A | N/A | N/A
00 Ret.Exist_FBC_SNCR & DRET | N/A | N/A | N/A | N/A | N/A | N/A | N/A
00 Ret.Exist_FBC_SNCR & GPM | N/A | N/A | N/A | N/A | N/A | N/A | N/A
00 Ret.Exist_FBC_SNCR & GPM & DRET | N/A | N/A | N/A | N/A | N/A | N/A | N/A
00 Ret.Exist_FBC_SNCR & GPM & NGC | N/A | N/A | N/A | N/A | N/A | N/A | N/A
00 Ret.Exist_FBC_SNCR & NGC | N/A | N/A | N/A | N/A | N/A | N/A | N/A
00 Ret.Exist_FBC_SNCR_ACI_DSI & CCS | N/A | N/A | N/A | N/A | N/A | N/A | N/A
00 Ret.Exist_FBC_SNCR_ACI_DSI & DCCS | N/A | N/A | N/A | N/A | N/A | N/A | N/A
00 Ret.Exist_FBC_SNCR_ACI_DSI & DCCS & CCS | N/A | N/A | N/A | N/A | N/A | N/A | N/A
00 Ret.Exist_FBC_SNCR_ACI_DSI & DRET | N/A | N/A | N/A | N/A | N/A | N/A | N/A
00 Ret.Exist_FBC_SNCR_ACI_DSI & GPM | N/A | N/A | N/A | N/A | N/A | N/A | N/A
00 Ret.Exist_FBC_SNCR_ACI_DSI & GPM & CCS | N/A | N/A | N/A | N/A | N/A | N/A | N/A
00 Ret.Exist_FBC_SNCR_ACI_DSI & GPM & DRET | N/A | N/A | N/A | N/A | N/A | N/A | N/A
00 Ret.Exist_FBC_SNCR_ACI_DSI & GPM & NGC | N/A | N/A | N/A | N/A | N/A | N/A | N/A
00 Ret.Exist_FBC_SNCR_ACI_DSI & NGC | N/A | N/A | N/A | N/A | N/A | N/A | N/A
00 Ret.Exist_FBC_SNCR_DSI & ACI | N/A | N/A | N/A | N/A | N/A | N/A | N/A
00 Ret.Exist_FBC_SNCR_DSI & ACI & CCS | N/A | N/A | N/A | N/A | N/A | N/A | N/A
00 Ret.Exist_FBC_SNCR_DSI & ACI & DRET | N/A | N/A | N/A | N/A | N/A | N/A | N/A
00 Ret.Exist_FBC_SNCR_DSI & ACI & GPM | N/A | N/A | N/A | N/A | N/A | N/A | N/A
00 Ret.Exist_FBC_SNCR_DSI & ACI & GPM & CCS | N/A | N/A | N/A | N/A | N/A | N/A | N/A
00 Ret.Exist_FBC_SNCR_DSI & ACI & GPM & DRET | N/A | N/A | N/A | N/A | N/A | N/A | N/A
00 Ret.Exist_FBC_SNCR_DSI & ACI & GPM & NGC | N/A | N/A | N/A | N/A | N/A | N/A | N/A
00 Ret.Exist_FBC_SNCR_DSI & ACI & NGC | N/A | N/A | N/A | N/A | N/A | N/A | N/A
00 Ret.Exist_FBC_SNCR_DSI & CCS | N/A | N/A | N/A | N/A | N/A | N/A | N/A
00 Ret.Exist_FBC_SNCR_DSI & DCCS | N/A | N/A | N/A | N/A | N/A | N/A | N/A
00 Ret.Exist_FBC_SNCR_DSI & DCCS & CCS | N/A | N/A | N/A | N/A | N/A | N/A | N/A
00 Ret.Exist_FBC_SNCR_DSI & DRET | N/A | N/A | N/A | N/A | N/A | N/A | N/A
00 Ret.Exist_FBC_SNCR_DSI & GPM | 78.85 | 78.85 | 78.85 | 72.782 | 66.1899 | 66.1899 | 66.1899
00 Ret.Exist_FBC_SNCR_DSI & GPM & CCS | N/A | N/A | N/A | N/A | N/A | N/A | N/A
00 Ret.Exist_FBC_SNCR_DSI & GPM & DRET | N/A | N/A | N/A | N/A | N/A | N/A | N/A
00 Ret.Exist_FBC_SNCR_DSI & GPM & NGC | N/A | N/A | N/A | N/A | N/A | N/A | N/A
00 Ret.Exist_FBC_SNCR_DSI & NGC | N/A | N/A | N/A | N/A | N/A | N/A | N/A
00 Ret.Exist_FBC_WetFGD_DSI & ACI | N/A | N/A | N/A | N/A | N/A | N/A | N/A
00 Ret.Exist_FBC_WetFGD_DSI & ACI & DRET | N/A | N/A | N/A | N/A | N/A | N/A | N/A
00 Ret.Exist_FBC_WetFGD_DSI & ACI & GPM | N/A | N/A | N/A | N/A | N/A | N/A | N/A
00 Ret.Exist_FBC_WetFGD_DSI & ACI & GPM & DRET | N/A | N/A | N/A | N/A | N/A | N/A | N/A
00 Ret.Exist_FBC_WetFGD_DSI & ACI & GPM & NGC | N/A | N/A | N/A | N/A | N/A | N/A | N/A
00 Ret.Exist_FBC_WetFGD_DSI & ACI & GPM & SNCR | N/A | N/A | N/A | N/A | N/A | N/A | N/A
00 Ret.Exist_FBC_WetFGD_DSI & ACI & GPM & SNCR & DRET | N/A | N/A | N/A | N/A | N/A | N/A | N/A
00 Ret.Exist_FBC_WetFGD_DSI & ACI & GPM & SNCR & NGC | N/A | N/A | N/A | N/A | N/A | N/A | N/A
00 Ret.Exist_FBC_WetFGD_DSI & ACI & NGC | N/A | N/A | N/A | N/A | N/A | N/A | N/A
00 Ret.Exist_FBC_WetFGD_DSI & ACI & SNCR | N/A | N/A | N/A | N/A | N/A | N/A | N/A
00 Ret.Exist_FBC_WetFGD_DSI & ACI & SNCR & DRET | N/A | N/A | N/A | N/A | N/A | N/A | N/A
00 Ret.Exist_FBC_WetFGD_DSI & ACI & SNCR & NGC | N/A | N/A | N/A | N/A | N/A | N/A | N/A
00 Ret.Exist_FBC_WetFGD_DSI & DRET | N/A | N/A | N/A | N/A | N/A | N/A | N/A
00 Ret.Exist_FBC_WetFGD_DSI & GPM | N/A | N/A | N/A | N/A | N/A | N/A | N/A
00 Ret.Exist_FBC_WetFGD_DSI & GPM & DRET | N/A | N/A | N/A | N/A | N/A | N/A | N/A
00 Ret.Exist_FBC_WetFGD_DSI & GPM & NGC | N/A | N/A | N/A | N/A | N/A | N/A | N/A
00 Ret.Exist_FBC_WetFGD_DSI & GPM & SNCR | N/A | N/A | N/A | N/A | N/A | N/A | N/A
00 Ret.Exist_FBC_WetFGD_DSI & GPM & SNCR & DRET | N/A | N/A | N/A | N/A | N/A | N/A | N/A
00 Ret.Exist_FBC_WetFGD_DSI & GPM & SNCR & NGC | N/A | N/A | N/A | N/A | N/A | N/A | N/A
00 Ret.Exist_FBC_WetFGD_DSI & NGC | N/A | N/A | N/A | N/A | N/A | N/A | N/A
00 Ret.Exist_FBC_WetFGD_DSI & SNCR | N/A | N/A | N/A | N/A | N/A | N/A | N/A
00 Ret.Exist_FBC_WetFGD_DSI & SNCR & DRET | N/A | N/A | N/A | N/A | N/A | N/A | N/A
00 Ret.Exist_FBC_WetFGD_DSI & SNCR & NGC | N/A | N/A | N/A | N/A | N/A | N/A | N/A
00 Ret.Exist_FBC_WetFGD_SNCR & ACI | N/A | N/A | N/A | N/A | N/A | N/A | N/A
00 Ret.Exist_FBC_WetFGD_SNCR & ACI & DRET | N/A | N/A | N/A | N/A | N/A | N/A | N/A
00 Ret.Exist_FBC_WetFGD_SNCR & ACI & NGC | N/A | N/A | N/A | N/A | N/A | N/A | N/A
00 Ret.Exist_FBC_WetFGD_SNCR & DRET | N/A | N/A | N/A | N/A | N/A | N/A | N/A
00 Ret.Exist_FBC_WetFGD_SNCR & GPM | N/A | N/A | N/A | N/A | N/A | N/A | N/A
00 Ret.Exist_FBC_WetFGD_SNCR & GPM & DRET | N/A | N/A | N/A | N/A | N/A | N/A | N/A
00 Ret.Exist_FBC_WetFGD_SNCR & GPM & NGC | N/A | N/A | N/A | N/A | N/A | N/A | N/A
00 Ret.Exist_FBC_WetFGD_SNCR & NGC | N/A | N/A | N/A | N/A | N/A | N/A | N/A
00 Ret.Exist_Non-FBC_ACI & C2G | 1.9446 | 8.3911 | 0 | 0 | 0 | 0 | 0
00 Ret.Exist_Non-FBC_ACI & C2G & SCR | N/A | N/A | N/A | N/A | N/A | N/A | N/A
00 Ret.Exist_Non-FBC_ACI & DCCS | N/A | N/A | N/A | N/A | N/A | N/A | N/A
00 Ret.Exist_Non-FBC_ACI & DCCS & WetFGD & SCR & CCS | N/A | N/A | N/A | N/A | N/A | N/A | N/A
00 Ret.Exist_Non-FBC_ACI & DRET | N/A | N/A | N/A | N/A | N/A | N/A | N/A
00 Ret.Exist_Non-FBC_ACI & DSI | N/A | N/A | N/A | N/A | N/A | N/A | N/A
00 Ret.Exist_Non-FBC_ACI & DSI & C2G | N/A | N/A | N/A | N/A | N/A | N/A | N/A
00 Ret.Exist_Non-FBC_ACI & DSI & C2G & SCR | N/A | N/A | N/A | N/A | N/A | N/A | N/A
00 Ret.Exist_Non-FBC_ACI & DSI & DRET | N/A | N/A | N/A | N/A | N/A | N/A | N/A
00 Ret.Exist_Non-FBC_ACI & DSI & GPM | N/A | N/A | N/A | N/A | N/A | N/A | N/A
00 Ret.Exist_Non-FBC_ACI & DSI & GPM & C2G | N/A | N/A | N/A | N/A | N/A | N/A | N/A
00 Ret.Exist_Non-FBC_ACI & DSI & GPM & C2G & SCR | N/A | N/A | N/A | N/A | N/A | N/A | N/A
00 Ret.Exist_Non-FBC_ACI & DSI & GPM & DRET | N/A | N/A | N/A | N/A | N/A | N/A | N/A
00 Ret.Exist_Non-FBC_ACI & DSI & GPM & NGC | N/A | N/A | N/A | N/A | N/A | N/A | N/A
00 Ret.Exist_Non-FBC_ACI & DSI & GPM & SCR | N/A | N/A | N/A | N/A | N/A | N/A | N/A
00 Ret.Exist_Non-FBC_ACI & DSI & GPM & SCR & DRET | N/A | N/A | N/A | N/A | N/A | N/A | N/A
00 Ret.Exist_Non-FBC_ACI & DSI & GPM & SCR & NGC | N/A | N/A | N/A | N/A | N/A | N/A | N/A
00 Ret.Exist_Non-FBC_ACI & DSI & GPM & SNCR | N/A | N/A | N/A | N/A | N/A | N/A | N/A
00 Ret.Exist_Non-FBC_ACI & DSI & GPM & SNCR & DRET | N/A | N/A | N/A | N/A | N/A | N/A | N/A
00 Ret.Exist_Non-FBC_ACI & DSI & GPM & SNCR & NGC | N/A | N/A | N/A | N/A | N/A | N/A | N/A
00 Ret.Exist_Non-FBC_ACI & DSI & GPM & WetFGD & SCR & CCS | N/A | N/A | N/A | N/A | N/A | N/A | N/A
00 Ret.Exist_Non-FBC_ACI & DSI & NGC | N/A | N/A | N/A | N/A | N/A | N/A | N/A
00 Ret.Exist_Non-FBC_ACI & DSI & SCR | N/A | N/A | N/A | N/A | N/A | N/A | N/A
00 Ret.Exist_Non-FBC_ACI & DSI & SCR & DRET | N/A | N/A | N/A | N/A | N/A | N/A | N/A
00 Ret.Exist_Non-FBC_ACI & DSI & SCR & NGC | N/A | N/A | N/A | N/A | N/A | N/A | N/A
00 Ret.Exist_Non-FBC_ACI & DSI & SNCR | N/A | N/A | N/A | N/A | N/A | N/A | N/A
00 Ret.Exist_Non-FBC_ACI & DSI & SNCR & DRET | N/A | N/A | N/A | N/A | N/A | N/A | N/A
00 Ret.Exist_Non-FBC_ACI & DSI & SNCR & NGC | N/A | N/A | N/A | N/A | N/A | N/A | N/A
00 Ret.Exist_Non-FBC_ACI & DSI & WetFGD & SCR & CCS | N/A | N/A | N/A | N/A | N/A | N/A | N/A
00 Ret.Exist_Non-FBC_ACI & GPM | 77.71 | N/A | N/A | N/A | N/A | N/A | N/A
00 Ret.Exist_Non-FBC_ACI & GPM & C2G | N/A | N/A | N/A | N/A | N/A | N/A | N/A
00 Ret.Exist_Non-FBC_ACI & GPM & C2G & SCR | N/A | N/A | N/A | N/A | N/A | N/A | N/A
00 Ret.Exist_Non-FBC_ACI & GPM & DRET | N/A | N/A | N/A | N/A | N/A | N/A | N/A
00 Ret.Exist_Non-FBC_ACI & GPM & NGC | N/A | N/A | N/A | N/A | N/A | N/A | N/A
00 Ret.Exist_Non-FBC_ACI & GPM & SCR | N/A | N/A | N/A | N/A | N/A | N/A | N/A
00 Ret.Exist_Non-FBC_ACI & GPM & SCR & DRET | N/A | N/A | N/A | N/A | N/A | N/A | N/A
00 Ret.Exist_Non-FBC_ACI & GPM & SCR & NGC | N/A | N/A | N/A | N/A | N/A | N/A | N/A
00 Ret.Exist_Non-FBC_ACI & GPM & SNCR | N/A | N/A | N/A | N/A | N/A | N/A | N/A
00 Ret.Exist_Non-FBC_ACI & GPM & SNCR & DRET | N/A | N/A | N/A | N/A | N/A | N/A | N/A
00 Ret.Exist_Non-FBC_ACI & GPM & SNCR & NGC | N/A | N/A | N/A | N/A | N/A | N/A | N/A
00 Ret.Exist_Non-FBC_ACI & GPM & WetFGD & SCR & CCS | N/A | N/A | N/A | N/A | N/A | N/A | N/A
00 Ret.Exist_Non-FBC_ACI & NGC | N/A | N/A | N/A | N/A | N/A | N/A | N/A
00 Ret.Exist_Non-FBC_ACI & SCR | N/A | N/A | N/A | N/A | N/A | N/A | N/A
00 Ret.Exist_Non-FBC_ACI & SCR & C2G | N/A | N/A | N/A | N/A | N/A | N/A | N/A
00 Ret.Exist_Non-FBC_ACI & SCR & DRET | N/A | N/A | N/A | N/A | N/A | N/A | N/A
00 Ret.Exist_Non-FBC_ACI & SCR & NGC | N/A | N/A | N/A | N/A | N/A | N/A | N/A
00 Ret.Exist_Non-FBC_ACI & SCR & WetFGD & CCS | N/A | N/A | N/A | N/A | N/A | N/A | N/A
00 Ret.Exist_Non-FBC_ACI & SNCR | N/A | N/A | N/A | N/A | N/A | N/A | N/A
00 Ret.Exist_Non-FBC_ACI & SNCR & C2G | N/A | N/A | N/A | N/A | N/A | N/A | N/A
00 Ret.Exist_Non-FBC_ACI & SNCR & DRET | N/A | N/A | N/A | N/A | N/A | N/A | N/A
00 Ret.Exist_Non-FBC_ACI & SNCR & NGC | N/A | N/A | N/A | N/A | N/A | N/A | N/A
00 Ret.Exist_Non-FBC_ACI_DSI & C2G | 0 | 0 | 0 | 0 | 0 | 0 | 0
00 Ret.Exist_Non-FBC_ACI_DSI & C2G & SCR | N/A | N/A | N/A | N/A | N/A | N/A | N/A
00 Ret.Exist_Non-FBC_ACI_DSI & DCCS | N/A | N/A | N/A | N/A | N/A | N/A | N/A
00 Ret.Exist_Non-FBC_ACI_DSI & DCCS & WetFGD & SCR & CCS | N/A | N/A | N/A | N/A | N/A | N/A | N/A
00 Ret.Exist_Non-FBC_ACI_DSI & DRET | N/A | N/A | N/A | N/A | N/A | N/A | N/A
00 Ret.Exist_Non-FBC_ACI_DSI & GPM | N/A | N/A | N/A | N/A | N/A | N/A | N/A
00 Ret.Exist_Non-FBC_ACI_DSI & GPM & C2G | N/A | N/A | N/A | N/A | N/A | N/A | N/A
00 Ret.Exist_Non-FBC_ACI_DSI & GPM & C2G & SCR | N/A | N/A | N/A | N/A | N/A | N/A | N/A
00 Ret.Exist_Non-FBC_ACI_DSI & GPM & DRET | N/A | N/A | N/A | N/A | N/A | N/A | N/A
00 Ret.Exist_Non-FBC_ACI_DSI & GPM & NGC | N/A | N/A | N/A | N/A | N/A | N/A | N/A
00 Ret.Exist_Non-FBC_ACI_DSI & GPM & SCR | N/A | N/A | N/A | N/A | N/A | N/A | N/A
00 Ret.Exist_Non-FBC_ACI_DSI & GPM & SCR & DRET | N/A | N/A | N/A | N/A | N/A | N/A | N/A
00 Ret.Exist_Non-FBC_ACI_DSI & GPM & SCR & NGC | N/A | N/A | N/A | N/A | N/A | N/A | N/A
00 Ret.Exist_Non-FBC_ACI_DSI & GPM & SNCR | N/A | N/A | N/A | N/A | N/A | N/A | N/A
00 Ret.Exist_Non-FBC_ACI_DSI & GPM & SNCR & DRET | N/A | N/A | N/A | N/A | N/A | N/A | N/A
00 Ret.Exist_Non-FBC_ACI_DSI & GPM & SNCR & NGC | N/A | N/A | N/A | N/A | N/A | N/A | N/A
00 Ret.Exist_Non-FBC_ACI_DSI & GPM & WetFGD & SCR & CCS | N/A | N/A | N/A | N/A | N/A | N/A | N/A
00 Ret.Exist_Non-FBC_ACI_DSI & NGC | N/A | N/A | N/A | N/A | N/A | N/A | N/A
00 Ret.Exist_Non-FBC_ACI_DSI & SCR | N/A | N/A | N/A | N/A | N/A | N/A | N/A
00 Ret.Exist_Non-FBC_ACI_DSI & SCR & C2G | N/A | N/A | N/A | N/A | N/A | N/A | N/A
00 Ret.Exist_Non-FBC_ACI_DSI & SCR & DRET | N/A | N/A | N/A | N/A | N/A | N/A | N/A
00 Ret.Exist_Non-FBC_ACI_DSI & SCR & NGC | N/A | N/A | N/A | N/A | N/A | N/A | N/A
00 Ret.Exist_Non-FBC_ACI_DSI & SCR & WetFGD & CCS | N/A | N/A | N/A | N/A | N/A | N/A | N/A
00 Ret.Exist_Non-FBC_ACI_DSI & SNCR | N/A | N/A | N/A | N/A | N/A | N/A | N/A
00 Ret.Exist_Non-FBC_ACI_DSI & SNCR & C2G | N/A | N/A | N/A | N/A | N/A | N/A | N/A
00 Ret.Exist_Non-FBC_ACI_DSI & SNCR & DRET | N/A | N/A | N/A | N/A | N/A | N/A | N/A
00 Ret.Exist_Non-FBC_ACI_DSI & SNCR & NGC | N/A | N/A | N/A | N/A | N/A | N/A | N/A
00 Ret.Exist_Non-FBC_DryFGD & C2G | N/A | N/A | N/A | N/A | N/A | N/A | N/A
00 Ret.Exist_Non-FBC_DryFGD & C2G & SCR | N/A | N/A | N/A | N/A | N/A | N/A | N/A
00 Ret.Exist_Non-FBC_DryFGD & DRET | N/A | N/A | N/A | N/A | N/A | N/A | N/A
00 Ret.Exist_Non-FBC_DryFGD & GPM | N/A | N/A | N/A | N/A | N/A | N/A | N/A
00 Ret.Exist_Non-FBC_DryFGD & GPM & C2G | N/A | N/A | N/A | N/A | N/A | N/A | N/A
00 Ret.Exist_Non-FBC_DryFGD & GPM & C2G & SCR | N/A | N/A | N/A | N/A | N/A | N/A | N/A
00 Ret.Exist_Non-FBC_DryFGD & GPM & DRET | N/A | N/A | N/A | N/A | N/A | N/A | N/A
00 Ret.Exist_Non-FBC_DryFGD & GPM & NGC | N/A | N/A | N/A | N/A | N/A | N/A | N/A
00 Ret.Exist_Non-FBC_DryFGD & GPM & SCR | N/A | N/A | N/A | N/A | N/A | N/A | N/A
00 Ret.Exist_Non-FBC_DryFGD & GPM & SCR & CCS | N/A | N/A | N/A | N/A | N/A | N/A | N/A
00 Ret.Exist_Non-FBC_DryFGD & GPM & SCR & DRET | N/A | N/A | N/A | N/A | N/A | N/A | N/A
00 Ret.Exist_Non-FBC_DryFGD & GPM & SCR & NGC | N/A | N/A | N/A | N/A | N/A | N/A | N/A
00 Ret.Exist_Non-FBC_DryFGD & GPM & SNCR | N/A | N/A | N/A | N/A | N/A | N/A | N/A
00 Ret.Exist_Non-FBC_DryFGD & GPM & SNCR & DRET | N/A | N/A | N/A | N/A | N/A | N/A | N/A
00 Ret.Exist_Non-FBC_DryFGD & GPM & SNCR & NGC | N/A | N/A | N/A | N/A | N/A | N/A | N/A
00 Ret.Exist_Non-FBC_DryFGD & NGC | N/A | N/A | N/A | N/A | N/A | N/A | N/A
00 Ret.Exist_Non-FBC_DryFGD & SCR | N/A | N/A | N/A | N/A | N/A | N/A | N/A
00 Ret.Exist_Non-FBC_DryFGD & SCR & C2G | N/A | N/A | N/A | N/A | N/A | N/A | N/A
00 Ret.Exist_Non-FBC_DryFGD & SCR & CCS | N/A | N/A | N/A | N/A | N/A | N/A | N/A
00 Ret.Exist_Non-FBC_DryFGD & SCR & DRET | N/A | N/A | N/A | N/A | N/A | N/A | N/A
00 Ret.Exist_Non-FBC_DryFGD & SCR & NGC | N/A | N/A | N/A | N/A | N/A | N/A | N/A
00 Ret.Exist_Non-FBC_DryFGD & SNCR | N/A | N/A | N/A | N/A | N/A | N/A | N/A
00 Ret.Exist_Non-FBC_DryFGD & SNCR & C2G | N/A | N/A | N/A | N/A | N/A | N/A | N/A
00 Ret.Exist_Non-FBC_DryFGD & SNCR & DRET | N/A | N/A | N/A | N/A | N/A | N/A | N/A
00 Ret.Exist_Non-FBC_DryFGD & SNCR & NGC | N/A | N/A | N/A | N/A | N/A | N/A | N/A
00 Ret.Exist_Non-FBC_DryFGD_ACI & C2G | N/A | N/A | N/A | N/A | N/A | N/A | N/A
00 Ret.Exist_Non-FBC_DryFGD_ACI & C2G & SCR | N/A | N/A | N/A | N/A | N/A | N/A | N/A
00 Ret.Exist_Non-FBC_DryFGD_ACI & DCCS | N/A | N/A | N/A | N/A | N/A | N/A | N/A
00 Ret.Exist_Non-FBC_DryFGD_ACI & DCCS & SCR & CCS | N/A | N/A | N/A | N/A | N/A | N/A | N/A
00 Ret.Exist_Non-FBC_DryFGD_ACI & DRET | N/A | N/A | N/A | N/A | N/A | N/A | N/A
00 Ret.Exist_Non-FBC_DryFGD_ACI & GPM | N/A | N/A | N/A | N/A | N/A | N/A | N/A
00 Ret.Exist_Non-FBC_DryFGD_ACI & GPM & C2G | N/A | N/A | N/A | N/A | N/A | N/A | N/A
00 Ret.Exist_Non-FBC_DryFGD_ACI & GPM & C2G & SCR | N/A | N/A | N/A | N/A | N/A | N/A | N/A
00 Ret.Exist_Non-FBC_DryFGD_ACI & GPM & DRET | N/A | N/A | N/A | N/A | N/A | N/A | N/A
00 Ret.Exist_Non-FBC_DryFGD_ACI & GPM & NGC | N/A | N/A | N/A | N/A | N/A | N/A | N/A
00 Ret.Exist_Non-FBC_DryFGD_ACI & GPM & SCR | N/A | N/A | N/A | N/A | N/A | N/A | N/A
00 Ret.Exist_Non-FBC_DryFGD_ACI & GPM & SCR & CCS | N/A | N/A | N/A | N/A | N/A | N/A | N/A
00 Ret.Exist_Non-FBC_DryFGD_ACI & GPM & SCR & DRET | N/A | N/A | N/A | N/A | N/A | N/A | N/A
00 Ret.Exist_Non-FBC_DryFGD_ACI & GPM & SCR & NGC | N/A | N/A | N/A | N/A | N/A | N/A | N/A
00 Ret.Exist_Non-FBC_DryFGD_ACI & GPM & SNCR | N/A | N/A | N/A | N/A | N/A | N/A | N/A
00 Ret.Exist_Non-FBC_DryFGD_ACI & GPM & SNCR & DRET | N/A | N/A | N/A | N/A | N/A | N/A | N/A
00 Ret.Exist_Non-FBC_DryFGD_ACI & GPM & SNCR & NGC | N/A | N/A | N/A | N/A | N/A | N/A | N/A
00 Ret.Exist_Non-FBC_DryFGD_ACI & NGC | N/A | N/A | N/A | N/A | N/A | N/A | N/A
00 Ret.Exist_Non-FBC_DryFGD_ACI & SCR | N/A | 41.7986 | 0 | 0 | 0 | 0 | 0
00 Ret.Exist_Non-FBC_DryFGD_ACI & SCR & C2G | N/A | N/A | N/A | N/A | N/A | N/A | N/A
00 Ret.Exist_Non-FBC_DryFGD_ACI & SCR & CCS | N/A | N/A | 79.806 | 79.806 | N/A | N/A | N/A
00 Ret.Exist_Non-FBC_DryFGD_ACI & SCR & DRET | N/A | N/A | N/A | N/A | N/A | N/A | N/A
00 Ret.Exist_Non-FBC_DryFGD_ACI & SCR & NGC | N/A | N/A | N/A | N/A | N/A | N/A | N/A
00 Ret.Exist_Non-FBC_DryFGD_ACI & SNCR | N/A | N/A | N/A | N/A | N/A | N/A | N/A
00 Ret.Exist_Non-FBC_DryFGD_ACI & SNCR & C2G | N/A | N/A | N/A | N/A | N/A | N/A | N/A
00 Ret.Exist_Non-FBC_DryFGD_ACI & SNCR & DRET | N/A | N/A | N/A | N/A | N/A | N/A | N/A
00 Ret.Exist_Non-FBC_DryFGD_ACI & SNCR & NGC | N/A | N/A | N/A | N/A | N/A | N/A | N/A
00 Ret.Exist_Non-FBC_DryFGD_SCR & ACI | N/A | N/A | N/A | N/A | N/A | N/A | N/A
00 Ret.Exist_Non-FBC_DryFGD_SCR & ACI & C2G | N/A | N/A | N/A | N/A | N/A | N/A | N/A
00 Ret.Exist_Non-FBC_DryFGD_SCR & ACI & CCS | N/A | N/A | N/A | N/A | N/A | N/A | N/A
00 Ret.Exist_Non-FBC_DryFGD_SCR & ACI & DRET | N/A | N/A | N/A | N/A | N/A | N/A | N/A
00 Ret.Exist_Non-FBC_DryFGD_SCR & ACI & GPM | N/A | N/A | N/A | N/A | N/A | N/A | N/A
00 Ret.Exist_Non-FBC_DryFGD_SCR & ACI & GPM & C2G | N/A | N/A | N/A | N/A | N/A | N/A | N/A
00 Ret.Exist_Non-FBC_DryFGD_SCR & ACI & GPM & CCS | N/A | N/A | N/A | N/A | N/A | N/A | N/A
00 Ret.Exist_Non-FBC_DryFGD_SCR & ACI & GPM & DRET | N/A | N/A | N/A | N/A | N/A | N/A | N/A
00 Ret.Exist_Non-FBC_DryFGD_SCR & ACI & GPM & NGC | N/A | N/A | N/A | N/A | N/A | N/A | N/A
00 Ret.Exist_Non-FBC_DryFGD_SCR & ACI & NGC | N/A | N/A | N/A | N/A | N/A | N/A | N/A
00 Ret.Exist_Non-FBC_DryFGD_SCR & C2G | N/A | N/A | N/A | N/A | N/A | N/A | N/A
00 Ret.Exist_Non-FBC_DryFGD_SCR & CCS | N/A | N/A | N/A | N/A | N/A | N/A | N/A
00 Ret.Exist_Non-FBC_DryFGD_SCR & DRET | N/A | N/A | N/A | N/A | N/A | N/A | N/A
00 Ret.Exist_Non-FBC_DryFGD_SCR & GPM | N/A | N/A | N/A | N/A | N/A | N/A | N/A
00 Ret.Exist_Non-FBC_DryFGD_SCR & GPM & C2G | N/A | N/A | N/A | N/A | N/A | N/A | N/A
00 Ret.Exist_Non-FBC_DryFGD_SCR & GPM & CCS | N/A | N/A | N/A | N/A | N/A | N/A | N/A
00 Ret.Exist_Non-FBC_DryFGD_SCR & GPM & DRET | N/A | N/A | N/A | N/A | N/A | N/A | N/A
00 Ret.Exist_Non-FBC_DryFGD_SCR & GPM & NGC | N/A | N/A | N/A | N/A | N/A | N/A | N/A
00 Ret.Exist_Non-FBC_DryFGD_SCR & NGC | N/A | N/A | N/A | N/A | N/A | N/A | N/A
00 Ret.Exist_Non-FBC_DryFGD_SCR_ACI & C2G | 2 | 2 | 2 | 2 | 2 | 2 | 2
00 Ret.Exist_Non-FBC_DryFGD_SCR_ACI & CCS | N/A | 77.01 | 78.2023 | 78.2023 | 77.3382 | 77.3382 | 77.3382
00 Ret.Exist_Non-FBC_DryFGD_SCR_ACI & DCCS | N/A | N/A | N/A | N/A | N/A | N/A | N/A
00 Ret.Exist_Non-FBC_DryFGD_SCR_ACI & DCCS & CCS | N/A | N/A | N/A | N/A | N/A | N/A | N/A
00 Ret.Exist_Non-FBC_DryFGD_SCR_ACI & DRET | N/A | N/A | N/A | N/A | N/A | N/A | N/A
00 Ret.Exist_Non-FBC_DryFGD_SCR_ACI & GPM | N/A | N/A | N/A | N/A | N/A | N/A | N/A
00 Ret.Exist_Non-FBC_DryFGD_SCR_ACI & GPM & C2G | N/A | N/A | N/A | N/A | N/A | N/A | N/A
00 Ret.Exist_Non-FBC_DryFGD_SCR_ACI & GPM & CCS | N/A | N/A | N/A | N/A | N/A | N/A | N/A
00 Ret.Exist_Non-FBC_DryFGD_SCR_ACI & GPM & DRET | N/A | N/A | N/A | N/A | N/A | N/A | N/A
00 Ret.Exist_Non-FBC_DryFGD_SCR_ACI & GPM & NGC | N/A | N/A | N/A | N/A | N/A | N/A | N/A
00 Ret.Exist_Non-FBC_DryFGD_SCR_ACI & NGC | N/A | N/A | N/A | N/A | N/A | N/A | N/A
00 Ret.Exist_Non-FBC_DryFGD_SCR_ACI_DSI & C2G | N/A | N/A | N/A | N/A | N/A | N/A | N/A
00 Ret.Exist_Non-FBC_DryFGD_SCR_ACI_DSI & CCS | N/A | N/A | N/A | N/A | N/A | N/A | N/A
00 Ret.Exist_Non-FBC_DryFGD_SCR_ACI_DSI & DCCS | N/A | N/A | N/A | N/A | N/A | N/A | N/A
00 Ret.Exist_Non-FBC_DryFGD_SCR_ACI_DSI & DCCS & CCS | N/A | N/A | N/A | N/A | N/A | N/A | N/A
00 Ret.Exist_Non-FBC_DryFGD_SCR_ACI_DSI & DRET | N/A | N/A | N/A | N/A | N/A | N/A | N/A
00 Ret.Exist_Non-FBC_DryFGD_SCR_ACI_DSI & GPM | N/A | N/A | N/A | N/A | N/A | N/A | N/A
00 Ret.Exist_Non-FBC_DryFGD_SCR_ACI_DSI & GPM & C2G | N/A | N/A | N/A | N/A | N/A | N/A | N/A
00 Ret.Exist_Non-FBC_DryFGD_SCR_ACI_DSI & GPM & CCS | N/A | N/A | N/A | N/A | N/A | N/A | N/A
00 Ret.Exist_Non-FBC_DryFGD_SCR_ACI_DSI & GPM & DRET | N/A | N/A | N/A | N/A | N/A | N/A | N/A
00 Ret.Exist_Non-FBC_DryFGD_SCR_ACI_DSI & GPM & NGC | N/A | N/A | N/A | N/A | N/A | N/A | N/A
00 Ret.Exist_Non-FBC_DryFGD_SCR_ACI_DSI & NGC | N/A | N/A | N/A | N/A | N/A | N/A | N/A
00 Ret.Exist_Non-FBC_DryFGD_SCR_DSI & ACI | N/A | N/A | N/A | N/A | N/A | N/A | N/A
00 Ret.Exist_Non-FBC_DryFGD_SCR_DSI & ACI & C2G | N/A | N/A | N/A | N/A | N/A | N/A | N/A
00 Ret.Exist_Non-FBC_DryFGD_SCR_DSI & ACI & CCS | N/A | N/A | N/A | N/A | N/A | N/A | N/A
00 Ret.Exist_Non-FBC_DryFGD_SCR_DSI & ACI & DRET | N/A | N/A | N/A | N/A | N/A | N/A | N/A
00 Ret.Exist_Non-FBC_DryFGD_SCR_DSI & ACI & GPM | N/A | N/A | N/A | N/A | N/A | N/A | N/A
00 Ret.Exist_Non-FBC_DryFGD_SCR_DSI & ACI & GPM & C2G | N/A | N/A | N/A | N/A | N/A | N/A | N/A
00 Ret.Exist_Non-FBC_DryFGD_SCR_DSI & ACI & GPM & CCS | N/A | N/A | N/A | N/A | N/A | N/A | N/A
00 Ret.Exist_Non-FBC_DryFGD_SCR_DSI & ACI & GPM & DRET | N/A | N/A | N/A | N/A | N/A | N/A | N/A
00 Ret.Exist_Non-FBC_DryFGD_SCR_DSI & ACI & GPM & NGC | N/A | N/A | N/A | N/A | N/A | N/A | N/A
00 Ret.Exist_Non-FBC_DryFGD_SCR_DSI & ACI & NGC | N/A | N/A | N/A | N/A | N/A | N/A | N/A
00 Ret.Exist_Non-FBC_DryFGD_SCR_DSI & C2G | N/A | N/A | N/A | N/A | N/A | N/A | N/A
00 Ret.Exist_Non-FBC_DryFGD_SCR_DSI & CCS | N/A | N/A | N/A | N/A | N/A | N/A | N/A
00 Ret.Exist_Non-FBC_DryFGD_SCR_DSI & DRET | N/A | N/A | N/A | N/A | N/A | N/A | N/A
00 Ret.Exist_Non-FBC_DryFGD_SCR_DSI & GPM | N/A | N/A | N/A | N/A | N/A | N/A | N/A
00 Ret.Exist_Non-FBC_DryFGD_SCR_DSI & GPM & C2G | N/A | N/A | N/A | N/A | N/A | N/A | N/A
00 Ret.Exist_Non-FBC_DryFGD_SCR_DSI & GPM & CCS | N/A | N/A | N/A | N/A | N/A | N/A | N/A
00 Ret.Exist_Non-FBC_DryFGD_SCR_DSI & GPM & DRET | N/A | N/A | N/A | N/A | N/A | N/A | N/A
00 Ret.Exist_Non-FBC_DryFGD_SCR_DSI & GPM & NGC | N/A | N/A | N/A | N/A | N/A | N/A | N/A
00 Ret.Exist_Non-FBC_DryFGD_SCR_DSI & NGC | N/A | N/A | N/A | N/A | N/A | N/A | N/A
00 Ret.Exist_Non-FBC_DryFGD_SNCR_ACI & C2G | N/A | N/A | N/A | N/A | N/A | N/A | N/A
00 Ret.Exist_Non-FBC_DryFGD_SNCR_ACI & C2G & SCR | N/A | N/A | N/A | N/A | N/A | N/A | N/A
00 Ret.Exist_Non-FBC_DryFGD_SNCR_ACI & DCCS | N/A | N/A | N/A | N/A | N/A | N/A | N/A
00 Ret.Exist_Non-FBC_DryFGD_SNCR_ACI & DCCS & SCR & CCS | N/A | N/A | N/A | N/A | N/A | N/A | N/A
00 Ret.Exist_Non-FBC_DryFGD_SNCR_ACI & DRET | N/A | N/A | N/A | N/A | N/A | N/A | N/A
00 Ret.Exist_Non-FBC_DryFGD_SNCR_ACI & GPM | 77.71 | 77.71 | 77.71 | 73.5317 | 65.277 | 73.5399 | 77.71
00 Ret.Exist_Non-FBC_DryFGD_SNCR_ACI & GPM & C2G | N/A | N/A | N/A | N/A | N/A | N/A | N/A
00 Ret.Exist_Non-FBC_DryFGD_SNCR_ACI & GPM & C2G & SCR | N/A | N/A | N/A | N/A | N/A | N/A | N/A
00 Ret.Exist_Non-FBC_DryFGD_SNCR_ACI & GPM & DRET | N/A | N/A | N/A | N/A | N/A | N/A | N/A
00 Ret.Exist_Non-FBC_DryFGD_SNCR_ACI & GPM & NGC | N/A | N/A | N/A | N/A | N/A | N/A | N/A
00 Ret.Exist_Non-FBC_DryFGD_SNCR_ACI & GPM & SCR | N/A | N/A | N/A | N/A | N/A | N/A | N/A
00 Ret.Exist_Non-FBC_DryFGD_SNCR_ACI & GPM & SCR & CCS | N/A | N/A | N/A | N/A | N/A | N/A | N/A
00 Ret.Exist_Non-FBC_DryFGD_SNCR_ACI & GPM & SCR & DRET | N/A | N/A | N/A | N/A | N/A | N/A | N/A
00 Ret.Exist_Non-FBC_DryFGD_SNCR_ACI & GPM & SCR & NGC | N/A | N/A | N/A | N/A | N/A | N/A | N/A
00 Ret.Exist_Non-FBC_DryFGD_SNCR_ACI & NGC | N/A | N/A | N/A | N/A | N/A | N/A | N/A
00 Ret.Exist_Non-FBC_DryFGD_SNCR_ACI & SCR | N/A | N/A | N/A | N/A | N/A | N/A | N/A
00 Ret.Exist_Non-FBC_DryFGD_SNCR_ACI & SCR & C2G | N/A | N/A | N/A | N/A | N/A | N/A | N/A
00 Ret.Exist_Non-FBC_DryFGD_SNCR_ACI & SCR & CCS | N/A | N/A | N/A | N/A | N/A | N/A | N/A
00 Ret.Exist_Non-FBC_DryFGD_SNCR_ACI & SCR & DRET | N/A | N/A | N/A | N/A | N/A | N/A | N/A
00 Ret.Exist_Non-FBC_DryFGD_SNCR_ACI & SCR & NGC | N/A | N/A | N/A | N/A | N/A | N/A | N/A
00 Ret.Exist_Non-FBC_DryFGD_SNCR_ACI_DSI & C2G | N/A | N/A | N/A | N/A | N/A | N/A | N/A
00 Ret.Exist_Non-FBC_DryFGD_SNCR_ACI_DSI & C2G & SCR | N/A | N/A | N/A | N/A | N/A | N/A | N/A
00 Ret.Exist_Non-FBC_DryFGD_SNCR_ACI_DSI & DRET | N/A | N/A | N/A | N/A | N/A | N/A | N/A
00 Ret.Exist_Non-FBC_DryFGD_SNCR_ACI_DSI & GPM | N/A | N/A | N/A | N/A | N/A | N/A | N/A
00 Ret.Exist_Non-FBC_DryFGD_SNCR_ACI_DSI & GPM & C2G | N/A | N/A | N/A | N/A | N/A | N/A | N/A
00 Ret.Exist_Non-FBC_DryFGD_SNCR_ACI_DSI & GPM & C2G & SCR | N/A | N/A | N/A | N/A | N/A | N/A | N/A
00 Ret.Exist_Non-FBC_DryFGD_SNCR_ACI_DSI & GPM & DRET | N/A | N/A | N/A | N/A | N/A | N/A | N/A
00 Ret.Exist_Non-FBC_DryFGD_SNCR_ACI_DSI & GPM & NGC | N/A | N/A | N/A | N/A | N/A | N/A | N/A
00 Ret.Exist_Non-FBC_DryFGD_SNCR_ACI_DSI & GPM & SCR | N/A | N/A | N/A | N/A | N/A | N/A | N/A
00 Ret.Exist_Non-FBC_DryFGD_SNCR_ACI_DSI & GPM & SCR & CCS | N/A | N/A | N/A | N/A | N/A | N/A | N/A
00 Ret.Exist_Non-FBC_DryFGD_SNCR_ACI_DSI & GPM & SCR & DRET | N/A | N/A | N/A | N/A | N/A | N/A | N/A
00 Ret.Exist_Non-FBC_DryFGD_SNCR_ACI_DSI & GPM & SCR & NGC | N/A | N/A | N/A | N/A | N/A | N/A | N/A
00 Ret.Exist_Non-FBC_DryFGD_SNCR_ACI_DSI & NGC | N/A | N/A | N/A | N/A | N/A | N/A | N/A
00 Ret.Exist_Non-FBC_DryFGD_SNCR_ACI_DSI & SCR | N/A | N/A | N/A | N/A | N/A | N/A | N/A
00 Ret.Exist_Non-FBC_DryFGD_SNCR_ACI_DSI & SCR & C2G | N/A | N/A | N/A | N/A | N/A | N/A | N/A
00 Ret.Exist_Non-FBC_DryFGD_SNCR_ACI_DSI & SCR & CCS | N/A | N/A | N/A | N/A | N/A | N/A | N/A
00 Ret.Exist_Non-FBC_DryFGD_SNCR_ACI_DSI & SCR & DRET | N/A | N/A | N/A | N/A | N/A | N/A | N/A
00 Ret.Exist_Non-FBC_DryFGD_SNCR_ACI_DSI & SCR & NGC | N/A | N/A | N/A | N/A | N/A | N/A | N/A
00 Ret.Exist_Non-FBC_DSI & ACI | N/A | N/A | N/A | N/A | N/A | N/A | N/A
00 Ret.Exist_Non-FBC_DSI & ACI & C2G | N/A | N/A | N/A | N/A | N/A | N/A | N/A
00 Ret.Exist_Non-FBC_DSI & ACI & C2G & SCR | N/A | N/A | N/A | N/A | N/A | N/A | N/A
00 Ret.Exist_Non-FBC_DSI & ACI & DRET | N/A | N/A | N/A | N/A | N/A | N/A | N/A
00 Ret.Exist_Non-FBC_DSI & ACI & GPM | N/A | N/A | N/A | N/A | N/A | N/A | N/A
00 Ret.Exist_Non-FBC_DSI & ACI & GPM & C2G | N/A | N/A | N/A | N/A | N/A | N/A | N/A
00 Ret.Exist_Non-FBC_DSI & ACI & GPM & C2G & SCR | N/A | N/A | N/A | N/A | N/A | N/A | N/A
00 Ret.Exist_Non-FBC_DSI & ACI & GPM & DRET | N/A | N/A | N/A | N/A | N/A | N/A | N/A
00 Ret.Exist_Non-FBC_DSI & ACI & GPM & NGC | N/A | N/A | N/A | N/A | N/A | N/A | N/A
00 Ret.Exist_Non-FBC_DSI & ACI & GPM & SCR | N/A | N/A | N/A | N/A | N/A | N/A | N/A
00 Ret.Exist_Non-FBC_DSI & ACI & GPM & SCR & DRET | N/A | N/A | N/A | N/A | N/A | N/A | N/A
00 Ret.Exist_Non-FBC_DSI & ACI & GPM & SCR & NGC | N/A | N/A | N/A | N/A | N/A | N/A | N/A
00 Ret.Exist_Non-FBC_DSI & ACI & GPM & SNCR | N/A | N/A | N/A | N/A | N/A | N/A | N/A
00 Ret.Exist_Non-FBC_DSI & ACI & GPM & SNCR & DRET | N/A | N/A | N/A | N/A | N/A | N/A | N/A
00 Ret.Exist_Non-FBC_DSI & ACI & GPM & SNCR & NGC | N/A | N/A | N/A | N/A | N/A | N/A | N/A
00 Ret.Exist_Non-FBC_DSI & ACI & GPM & WetFGD & SCR & CCS | N/A | N/A | N/A | N/A | N/A | N/A | N/A
00 Ret.Exist_Non-FBC_DSI & ACI & NGC | N/A | N/A | N/A | N/A | N/A | N/A | N/A
00 Ret.Exist_Non-FBC_DSI & ACI & SCR | N/A | N/A | N/A | N/A | N/A | N/A | N/A
00 Ret.Exist_Non-FBC_DSI & ACI & SCR & DRET | N/A | N/A | N/A | N/A | N/A | N/A | N/A
00 Ret.Exist_Non-FBC_DSI & ACI & SCR & NGC | N/A | N/A | N/A | N/A | N/A | N/A | N/A
00 Ret.Exist_Non-FBC_DSI & ACI & SNCR | N/A | N/A | N/A | N/A | N/A | N/A | N/A
00 Ret.Exist_Non-FBC_DSI & ACI & SNCR & DRET | N/A | N/A | N/A | N/A | N/A | N/A | N/A
00 Ret.Exist_Non-FBC_DSI & ACI & SNCR & NGC | N/A | N/A | N/A | N/A | N/A | N/A | N/A
00 Ret.Exist_Non-FBC_DSI & ACI & WetFGD & SCR & CCS | N/A | N/A | N/A | N/A | N/A | N/A | N/A
00 Ret.Exist_Non-FBC_DSI & C2G | N/A | N/A | N/A | N/A | N/A | N/A | N/A
00 Ret.Exist_Non-FBC_DSI & C2G & SCR | N/A | N/A | N/A | N/A | N/A | N/A | N/A
00 Ret.Exist_Non-FBC_DSI & DRET | N/A | N/A | N/A | N/A | N/A | N/A | N/A
00 Ret.Exist_Non-FBC_DSI & GPM | N/A | N/A | N/A | N/A | N/A | N/A | N/A
00 Ret.Exist_Non-FBC_DSI & GPM & C2G | N/A | N/A | N/A | N/A | N/A | N/A | N/A
00 Ret.Exist_Non-FBC_DSI & GPM & C2G & SCR | N/A | N/A | N/A | N/A | N/A | N/A | N/A
00 Ret.Exist_Non-FBC_DSI & GPM & DRET | N/A | N/A | N/A | N/A | N/A | N/A | N/A
00 Ret.Exist_Non-FBC_DSI & GPM & NGC | N/A | N/A | N/A | N/A | N/A | N/A | N/A
00 Ret.Exist_Non-FBC_DSI & GPM & SCR | N/A | N/A | N/A | N/A | N/A | N/A | N/A
00 Ret.Exist_Non-FBC_DSI & GPM & SCR & DRET | N/A | N/A | N/A | N/A | N/A | N/A | N/A
00 Ret.Exist_Non-FBC_DSI & GPM & SCR & NGC | N/A | N/A | N/A | N/A | N/A | N/A | N/A
00 Ret.Exist_Non-FBC_DSI & GPM & SNCR | N/A | N/A | N/A | N/A | N/A | N/A | N/A
00 Ret.Exist_Non-FBC_DSI & GPM & SNCR & DRET | N/A | N/A | N/A | N/A | N/A | N/A | N/A
00 Ret.Exist_Non-FBC_DSI & GPM & SNCR & NGC | N/A | N/A | N/A | N/A | N/A | N/A | N/A
00 Ret.Exist_Non-FBC_DSI & GPM & WetFGD & SCR & CCS | N/A | N/A | N/A | N/A | N/A | N/A | N/A
00 Ret.Exist_Non-FBC_DSI & NGC | N/A | N/A | N/A | N/A | N/A | N/A | N/A
00 Ret.Exist_Non-FBC_DSI & SCR | N/A | N/A | N/A | N/A | N/A | N/A | N/A
00 Ret.Exist_Non-FBC_DSI & SCR & C2G | N/A | N/A | N/A | N/A | N/A | N/A | N/A
00 Ret.Exist_Non-FBC_DSI & SCR & DRET | N/A | N/A | N/A | N/A | N/A | N/A | N/A
00 Ret.Exist_Non-FBC_DSI & SCR & NGC | N/A | N/A | N/A | N/A | N/A | N/A | N/A
00 Ret.Exist_Non-FBC_DSI & SCR & WetFGD & CCS | N/A | N/A | N/A | N/A | N/A | N/A | N/A
00 Ret.Exist_Non-FBC_DSI & SNCR | N/A | N/A | N/A | N/A | N/A | N/A | N/A
00 Ret.Exist_Non-FBC_DSI & SNCR & C2G | N/A | N/A | N/A | N/A | N/A | N/A | N/A
00 Ret.Exist_Non-FBC_DSI & SNCR & DRET | N/A | N/A | N/A | N/A | N/A | N/A | N/A
00 Ret.Exist_Non-FBC_DSI & SNCR & NGC | N/A | N/A | N/A | N/A | N/A | N/A | N/A
00 Ret.Exist_Non-FBC_NoCtrl & ACI | N/A | N/A | N/A | N/A | N/A | N/A | N/A
00 Ret.Exist_Non-FBC_NoCtrl & ACI & C2G | N/A | N/A | N/A | N/A | N/A | N/A | N/A
00 Ret.Exist_Non-FBC_NoCtrl & ACI & C2G & SCR | N/A | N/A | N/A | N/A | N/A | N/A | N/A
00 Ret.Exist_Non-FBC_NoCtrl & ACI & DRET | N/A | N/A | N/A | N/A | N/A | N/A | N/A
00 Ret.Exist_Non-FBC_NoCtrl & ACI & DSI | N/A | N/A | N/A | N/A | N/A | N/A | N/A
00 Ret.Exist_Non-FBC_NoCtrl & ACI & DSI & C2G | N/A | N/A | N/A | N/A | N/A | N/A | N/A
00 Ret.Exist_Non-FBC_NoCtrl & ACI & DSI & C2G & SCR | N/A | N/A | N/A | N/A | N/A | N/A | N/A
00 Ret.Exist_Non-FBC_NoCtrl & ACI & DSI & DRET | N/A | N/A | N/A | N/A | N/A | N/A | N/A
00 Ret.Exist_Non-FBC_NoCtrl & ACI & DSI & GPM | N/A | N/A | N/A | N/A | N/A | N/A | N/A
00 Ret.Exist_Non-FBC_NoCtrl & ACI & DSI & GPM & C2G | N/A | N/A | N/A | N/A | N/A | N/A | N/A
00 Ret.Exist_Non-FBC_NoCtrl & ACI & DSI & GPM & C2G & SCR | N/A | N/A | N/A | N/A | N/A | N/A | N/A
00 Ret.Exist_Non-FBC_NoCtrl & ACI & DSI & GPM & DRET | N/A | N/A | N/A | N/A | N/A | N/A | N/A
00 Ret.Exist_Non-FBC_NoCtrl & ACI & DSI & GPM & NGC | N/A | N/A | N/A | N/A | N/A | N/A | N/A
00 Ret.Exist_Non-FBC_NoCtrl & ACI & DSI & GPM & SCR | N/A | N/A | N/A | N/A | N/A | N/A | N/A
00 Ret.Exist_Non-FBC_NoCtrl & ACI & DSI & GPM & SCR & DRET | N/A | N/A | N/A | N/A | N/A | N/A | N/A
00 Ret.Exist_Non-FBC_NoCtrl & ACI & DSI & GPM & SCR & NGC | N/A | N/A | N/A | N/A | N/A | N/A | N/A
00 Ret.Exist_Non-FBC_NoCtrl & ACI & DSI & GPM & SNCR | N/A | N/A | N/A | N/A | N/A | N/A | N/A
00 Ret.Exist_Non-FBC_NoCtrl & ACI & DSI & GPM & SNCR & DRET | N/A | N/A | N/A | N/A | N/A | N/A | N/A
00 Ret.Exist_Non-FBC_NoCtrl & ACI & DSI & GPM & SNCR & NGC | N/A | N/A | N/A | N/A | N/A | N/A | N/A
00 Ret.Exist_Non-FBC_NoCtrl & ACI & DSI & GPM & WetFGD & SCR & CCS | N/A | N/A | N/A | N/A | N/A | N/A | N/A
00 Ret.Exist_Non-FBC_NoCtrl & ACI & DSI & NGC | N/A | N/A | N/A | N/A | N/A | N/A | N/A
00 Ret.Exist_Non-FBC_NoCtrl & ACI & DSI & SCR | N/A | N/A | N/A | N/A | N/A | N/A | N/A
00 Ret.Exist_Non-FBC_NoCtrl & ACI & DSI & SCR & DRET | N/A | N/A | N/A | N/A | N/A | N/A | N/A
00 Ret.Exist_Non-FBC_NoCtrl & ACI & DSI & SCR & NGC | N/A | N/A | N/A | N/A | N/A | N/A | N/A
00 Ret.Exist_Non-FBC_NoCtrl & ACI & DSI & SNCR | N/A | N/A | N/A | N/A | N/A | N/A | N/A
00 Ret.Exist_Non-FBC_NoCtrl & ACI & DSI & SNCR & DRET | N/A | N/A | N/A | N/A | N/A | N/A | N/A
00 Ret.Exist_Non-FBC_NoCtrl & ACI & DSI & SNCR & NGC | N/A | N/A | N/A | N/A | N/A | N/A | N/A
00 Ret.Exist_Non-FBC_NoCtrl & ACI & DSI & WetFGD & SCR & CCS | N/A | N/A | N/A | N/A | N/A | N/A | N/A
00 Ret.Exist_Non-FBC_NoCtrl & ACI & GPM | N/A | N/A | N/A | N/A | N/A | N/A | N/A
00 Ret.Exist_Non-FBC_NoCtrl & ACI & GPM & C2G | N/A | N/A | N/A | N/A | N/A | N/A | N/A
00 Ret.Exist_Non-FBC_NoCtrl & ACI & GPM & C2G & SCR | N/A | N/A | N/A | N/A | N/A | N/A | N/A
00 Ret.Exist_Non-FBC_NoCtrl & ACI & GPM & DRET | N/A | N/A | N/A | N/A | N/A | N/A | N/A
00 Ret.Exist_Non-FBC_NoCtrl & ACI & GPM & NGC | N/A | N/A | N/A | N/A | N/A | N/A | N/A
00 Ret.Exist_Non-FBC_NoCtrl & ACI & GPM & SCR | N/A | N/A | N/A | N/A | N/A | N/A | N/A
00 Ret.Exist_Non-FBC_NoCtrl & ACI & GPM & SCR & DRET | N/A | N/A | N/A | N/A | N/A | N/A | N/A
00 Ret.Exist_Non-FBC_NoCtrl & ACI & GPM & SCR & NGC | N/A | N/A | N/A | N/A | N/A | N/A | N/A
00 Ret.Exist_Non-FBC_NoCtrl & ACI & GPM & SNCR | N/A | N/A | N/A | N/A | N/A | N/A | N/A
00 Ret.Exist_Non-FBC_NoCtrl & ACI & GPM & SNCR & DRET | N/A | N/A | N/A | N/A | N/A | N/A | N/A
00 Ret.Exist_Non-FBC_NoCtrl & ACI & GPM & SNCR & NGC | N/A | N/A | N/A | N/A | N/A | N/A | N/A
00 Ret.Exist_Non-FBC_NoCtrl & ACI & GPM & WetFGD & SCR & CCS | N/A | N/A | N/A | N/A | N/A | N/A | N/A
00 Ret.Exist_Non-FBC_NoCtrl & ACI & NGC | N/A | N/A | N/A | N/A | N/A | N/A | N/A
00 Ret.Exist_Non-FBC_NoCtrl & ACI & SCR | N/A | N/A | N/A | N/A | N/A | N/A | N/A
00 Ret.Exist_Non-FBC_NoCtrl & ACI & SCR & DRET | N/A | N/A | N/A | N/A | N/A | N/A | N/A
00 Ret.Exist_Non-FBC_NoCtrl & ACI & SCR & NGC | N/A | N/A | N/A | N/A | N/A | N/A | N/A
00 Ret.Exist_Non-FBC_NoCtrl & ACI & SNCR | N/A | N/A | N/A | N/A | N/A | N/A | N/A
00 Ret.Exist_Non-FBC_NoCtrl & ACI & SNCR & DRET | N/A | N/A | N/A | N/A | N/A | N/A | N/A
00 Ret.Exist_Non-FBC_NoCtrl & ACI & SNCR & NGC | N/A | N/A | N/A | N/A | N/A | N/A | N/A
00 Ret.Exist_Non-FBC_NoCtrl & ACI & WetFGD & SCR & CCS | N/A | N/A | N/A | N/A | N/A | N/A | N/A
00 Ret.Exist_Non-FBC_NoCtrl & C2G | N/A | N/A | N/A | N/A | N/A | N/A | N/A
00 Ret.Exist_Non-FBC_NoCtrl & C2G & SCR | N/A | N/A | N/A | N/A | N/A | N/A | N/A
00 Ret.Exist_Non-FBC_NoCtrl & DCCS | N/A | N/A | N/A | N/A | N/A | N/A | N/A
00 Ret.Exist_Non-FBC_NoCtrl & DCCS & WetFGD & SCR & CCS | N/A | N/A | N/A | N/A | N/A | N/A | N/A
00 Ret.Exist_Non-FBC_NoCtrl & DRET | N/A | N/A | N/A | N/A | N/A | N/A | N/A
00 Ret.Exist_Non-FBC_NoCtrl & DSI | N/A | N/A | N/A | N/A | N/A | N/A | N/A
00 Ret.Exist_Non-FBC_NoCtrl & DSI & C2G | N/A | N/A | N/A | N/A | N/A | N/A | N/A
00 Ret.Exist_Non-FBC_NoCtrl & DSI & C2G & SCR | N/A | N/A | N/A | N/A | N/A | N/A | N/A
00 Ret.Exist_Non-FBC_NoCtrl & DSI & DRET | N/A | N/A | N/A | N/A | N/A | N/A | N/A
00 Ret.Exist_Non-FBC_NoCtrl & DSI & GPM | N/A | N/A | N/A | N/A | N/A | N/A | N/A
00 Ret.Exist_Non-FBC_NoCtrl & DSI & GPM & C2G | N/A | N/A | N/A | N/A | N/A | N/A | N/A
00 Ret.Exist_Non-FBC_NoCtrl & DSI & GPM & C2G & SCR | N/A | N/A | N/A | N/A | N/A | N/A | N/A
00 Ret.Exist_Non-FBC_NoCtrl & DSI & GPM & DRET | N/A | N/A | N/A | N/A | N/A | N/A | N/A
00 Ret.Exist_Non-FBC_NoCtrl & DSI & GPM & NGC | N/A | N/A | N/A | N/A | N/A | N/A | N/A
00 Ret.Exist_Non-FBC_NoCtrl & DSI & GPM & SCR | N/A | N/A | N/A | N/A | N/A | N/A | N/A
00 Ret.Exist_Non-FBC_NoCtrl & DSI & GPM & SCR & DRET | N/A | N/A | N/A | N/A | N/A | N/A | N/A
00 Ret.Exist_Non-FBC_NoCtrl & DSI & GPM & SCR & NGC | N/A | N/A | N/A | N/A | N/A | N/A | N/A
00 Ret.Exist_Non-FBC_NoCtrl & DSI & GPM & SNCR | N/A | N/A | N/A | N/A | N/A | N/A | N/A
00 Ret.Exist_Non-FBC_NoCtrl & DSI & GPM & SNCR & DRET | N/A | N/A | N/A | N/A | N/A | N/A | N/A
00 Ret.Exist_Non-FBC_NoCtrl & DSI & GPM & SNCR & NGC | N/A | N/A | N/A | N/A | N/A | N/A | N/A
00 Ret.Exist_Non-FBC_NoCtrl & DSI & GPM & WetFGD & SCR & CCS | N/A | N/A | N/A | N/A | N/A | N/A | N/A
00 Ret.Exist_Non-FBC_NoCtrl & DSI & NGC | N/A | N/A | N/A | N/A | N/A | N/A | N/A
00 Ret.Exist_Non-FBC_NoCtrl & DSI & SCR | N/A | N/A | N/A | N/A | N/A | N/A | N/A
00 Ret.Exist_Non-FBC_NoCtrl & DSI & SCR & DRET | N/A | N/A | N/A | N/A | N/A | N/A | N/A
00 Ret.Exist_Non-FBC_NoCtrl & DSI & SCR & NGC | N/A | N/A | N/A | N/A | N/A | N/A | N/A
00 Ret.Exist_Non-FBC_NoCtrl & DSI & SNCR | N/A | N/A | N/A | N/A | N/A | N/A | N/A
00 Ret.Exist_Non-FBC_NoCtrl & DSI & SNCR & DRET | N/A | N/A | N/A | N/A | N/A | N/A | N/A
00 Ret.Exist_Non-FBC_NoCtrl & DSI & SNCR & NGC | N/A | N/A | N/A | N/A | N/A | N/A | N/A
00 Ret.Exist_Non-FBC_NoCtrl & DSI & WetFGD & SCR & CCS | N/A | N/A | N/A | N/A | N/A | N/A | N/A
00 Ret.Exist_Non-FBC_NoCtrl & GPM | N/A | N/A | N/A | N/A | N/A | N/A | N/A
00 Ret.Exist_Non-FBC_NoCtrl & GPM & C2G | N/A | N/A | N/A | N/A | N/A | N/A | N/A
00 Ret.Exist_Non-FBC_NoCtrl & GPM & C2G & SCR | N/A | N/A | N/A | N/A | N/A | N/A | N/A
00 Ret.Exist_Non-FBC_NoCtrl & GPM & DRET | N/A | N/A | N/A | N/A | N/A | N/A | N/A
00 Ret.Exist_Non-FBC_NoCtrl & GPM & NGC | N/A | N/A | N/A | N/A | N/A | N/A | N/A
00 Ret.Exist_Non-FBC_NoCtrl & GPM & SCR | N/A | N/A | N/A | N/A | N/A | N/A | N/A
00 Ret.Exist_Non-FBC_NoCtrl & GPM & SCR & DRET | N/A | N/A | N/A | N/A | N/A | N/A | N/A
00 Ret.Exist_Non-FBC_NoCtrl & GPM & SCR & NGC | N/A | N/A | N/A | N/A | N/A | N/A | N/A
00 Ret.Exist_Non-FBC_NoCtrl & GPM & SNCR | N/A | N/A | N/A | N/A | N/A | N/A | N/A
00 Ret.Exist_Non-FBC_NoCtrl & GPM & SNCR & DRET | N/A | N/A | N/A | N/A | N/A | N/A | N/A
00 Ret.Exist_Non-FBC_NoCtrl & GPM & SNCR & NGC | N/A | N/A | N/A | N/A | N/A | N/A | N/A
00 Ret.Exist_Non-FBC_NoCtrl & GPM & WetFGD & SCR & CCS | N/A | N/A | N/A | N/A | N/A | N/A | N/A
00 Ret.Exist_Non-FBC_NoCtrl & NGC | N/A | N/A | N/A | N/A | N/A | N/A | N/A
00 Ret.Exist_Non-FBC_NoCtrl & SCR | N/A | N/A | N/A | N/A | N/A | N/A | N/A
00 Ret.Exist_Non-FBC_NoCtrl & SCR & C2G | N/A | N/A | N/A | N/A | N/A | N/A | N/A
00 Ret.Exist_Non-FBC_NoCtrl & SCR & DRET | N/A | N/A | N/A | N/A | N/A | N/A | N/A
00 Ret.Exist_Non-FBC_NoCtrl & SCR & NGC | N/A | N/A | N/A | N/A | N/A | N/A | N/A
00 Ret.Exist_Non-FBC_NoCtrl & SCR & WetFGD & CCS | N/A | N/A | N/A | N/A | N/A | N/A | N/A
00 Ret.Exist_Non-FBC_NoCtrl & SNCR | N/A | N/A | N/A | N/A | N/A | N/A | N/A
00 Ret.Exist_Non-FBC_NoCtrl & SNCR & C2G | N/A | N/A | N/A | N/A | N/A | N/A | N/A
00 Ret.Exist_Non-FBC_NoCtrl & SNCR & DRET | N/A | N/A | N/A | N/A | N/A | N/A | N/A
00 Ret.Exist_Non-FBC_NoCtrl & SNCR & NGC | N/A | N/A | N/A | N/A | N/A | N/A | N/A
00 Ret.Exist_Non-FBC_SCR_ACI & C2G | N/A | N/A | N/A | N/A | N/A | N/A | N/A
00 Ret.Exist_Non-FBC_SCR_ACI & DCCS | N/A | N/A | N/A | N/A | N/A | N/A | N/A
00 Ret.Exist_Non-FBC_SCR_ACI & DCCS & WetFGD & CCS | N/A | N/A | N/A | N/A | N/A | N/A | N/A
00 Ret.Exist_Non-FBC_SCR_ACI & DRET | N/A | N/A | N/A | N/A | N/A | N/A | N/A
00 Ret.Exist_Non-FBC_SCR_ACI & DSI | N/A | N/A | N/A | N/A | N/A | N/A | N/A
00 Ret.Exist_Non-FBC_SCR_ACI & DSI & C2G | N/A | N/A | N/A | N/A | N/A | N/A | N/A
00 Ret.Exist_Non-FBC_SCR_ACI & DSI & DRET | N/A | N/A | N/A | N/A | N/A | N/A | N/A
00 Ret.Exist_Non-FBC_SCR_ACI & DSI & GPM | N/A | N/A | N/A | N/A | N/A | N/A | N/A
00 Ret.Exist_Non-FBC_SCR_ACI & DSI & GPM & C2G | N/A | N/A | N/A | N/A | N/A | N/A | N/A
00 Ret.Exist_Non-FBC_SCR_ACI & DSI & GPM & DRET | N/A | N/A | N/A | N/A | N/A | N/A | N/A
00 Ret.Exist_Non-FBC_SCR_ACI & DSI & GPM & NGC | N/A | N/A | N/A | N/A | N/A | N/A | N/A
00 Ret.Exist_Non-FBC_SCR_ACI & DSI & GPM & WetFGD & CCS | N/A | N/A | N/A | N/A | N/A | N/A | N/A
00 Ret.Exist_Non-FBC_SCR_ACI & DSI & NGC | N/A | N/A | N/A | N/A | N/A | N/A | N/A
00 Ret.Exist_Non-FBC_SCR_ACI & DSI & WetFGD & CCS | N/A | N/A | N/A | N/A | N/A | N/A | N/A
00 Ret.Exist_Non-FBC_SCR_ACI & GPM | N/A | N/A | N/A | N/A | N/A | N/A | N/A
00 Ret.Exist_Non-FBC_SCR_ACI & GPM & C2G | N/A | N/A | N/A | N/A | N/A | N/A | N/A
00 Ret.Exist_Non-FBC_SCR_ACI & GPM & DRET | N/A | N/A | N/A | N/A | N/A | N/A | N/A
00 Ret.Exist_Non-FBC_SCR_ACI & GPM & NGC | N/A | N/A | N/A | N/A | N/A | N/A | N/A
00 Ret.Exist_Non-FBC_SCR_ACI & GPM & WetFGD & CCS | N/A | N/A | N/A | N/A | N/A | N/A | N/A
00 Ret.Exist_Non-FBC_SCR_ACI & NGC | N/A | N/A | N/A | N/A | N/A | N/A | N/A
00 Ret.Exist_Non-FBC_SCR_ACI & WetFGD & CCS | N/A | N/A | N/A | N/A | N/A | N/A | N/A
00 Ret.Exist_Non-FBC_SCR_ACI_DSI & C2G | 0 | 0 | 0 | 0 | 0 | 0 | 0
00 Ret.Exist_Non-FBC_SCR_ACI_DSI & DCCS | N/A | N/A | N/A | N/A | N/A | N/A | N/A
00 Ret.Exist_Non-FBC_SCR_ACI_DSI & DCCS & WetFGD & CCS | N/A | N/A | N/A | N/A | N/A | N/A | N/A
00 Ret.Exist_Non-FBC_SCR_ACI_DSI & DRET | N/A | N/A | N/A | N/A | N/A | N/A | N/A
00 Ret.Exist_Non-FBC_SCR_ACI_DSI & GPM | N/A | N/A | N/A | N/A | N/A | N/A | N/A
00 Ret.Exist_Non-FBC_SCR_ACI_DSI & GPM & C2G | N/A | N/A | N/A | N/A | N/A | N/A | N/A
00 Ret.Exist_Non-FBC_SCR_ACI_DSI & GPM & DRET | N/A | N/A | N/A | N/A | N/A | N/A | N/A
00 Ret.Exist_Non-FBC_SCR_ACI_DSI & GPM & NGC | N/A | N/A | N/A | N/A | N/A | N/A | N/A
00 Ret.Exist_Non-FBC_SCR_ACI_DSI & GPM & WetFGD & CCS | N/A | N/A | N/A | N/A | N/A | N/A | N/A
00 Ret.Exist_Non-FBC_SCR_ACI_DSI & NGC | N/A | N/A | N/A | N/A | N/A | N/A | N/A
00 Ret.Exist_Non-FBC_SCR_ACI_DSI & WetFGD & CCS | N/A | N/A | N/A | N/A | N/A | N/A | N/A
00 Ret.Exist_Non-FBC_SNCR_ACI & C2G | N/A | N/A | N/A | N/A | N/A | N/A | N/A
00 Ret.Exist_Non-FBC_SNCR_ACI & C2G & SCR | N/A | N/A | N/A | N/A | N/A | N/A | N/A
00 Ret.Exist_Non-FBC_SNCR_ACI & DRET | N/A | N/A | N/A | N/A | N/A | N/A | N/A
00 Ret.Exist_Non-FBC_SNCR_ACI & DSI | N/A | N/A | N/A | N/A | N/A | N/A | N/A
00 Ret.Exist_Non-FBC_SNCR_ACI & DSI & C2G | N/A | N/A | N/A | N/A | N/A | N/A | N/A
00 Ret.Exist_Non-FBC_SNCR_ACI & DSI & C2G & SCR | N/A | N/A | N/A | N/A | N/A | N/A | N/A
00 Ret.Exist_Non-FBC_SNCR_ACI & DSI & DRET | N/A | N/A | N/A | N/A | N/A | N/A | N/A
00 Ret.Exist_Non-FBC_SNCR_ACI & DSI & NGC | N/A | N/A | N/A | N/A | N/A | N/A | N/A
00 Ret.Exist_Non-FBC_SNCR_ACI & DSI & SCR | N/A | N/A | N/A | N/A | N/A | N/A | N/A
00 Ret.Exist_Non-FBC_SNCR_ACI & DSI & SCR & DRET | N/A | N/A | N/A | N/A | N/A | N/A | N/A
00 Ret.Exist_Non-FBC_SNCR_ACI & DSI & SCR & NGC | N/A | N/A | N/A | N/A | N/A | N/A | N/A
00 Ret.Exist_Non-FBC_SNCR_ACI & DSI & WetFGD & SCR & CCS | N/A | N/A | N/A | N/A | N/A | N/A | N/A
00 Ret.Exist_Non-FBC_SNCR_ACI & GPM | N/A | N/A | N/A | N/A | N/A | N/A | N/A
00 Ret.Exist_Non-FBC_SNCR_ACI & GPM & C2G | N/A | N/A | N/A | N/A | N/A | N/A | N/A
00 Ret.Exist_Non-FBC_SNCR_ACI & GPM & C2G & SCR | N/A | N/A | N/A | N/A | N/A | N/A | N/A
00 Ret.Exist_Non-FBC_SNCR_ACI & GPM & DRET | N/A | N/A | N/A | N/A | N/A | N/A | N/A
00 Ret.Exist_Non-FBC_SNCR_ACI & GPM & NGC | N/A | N/A | N/A | N/A | N/A | N/A | N/A
00 Ret.Exist_Non-FBC_SNCR_ACI & GPM & SCR | N/A | N/A | N/A | N/A | N/A | N/A | N/A
00 Ret.Exist_Non-FBC_SNCR_ACI & GPM & SCR & DRET | N/A | N/A | N/A | N/A | N/A | N/A | N/A
00 Ret.Exist_Non-FBC_SNCR_ACI & GPM & SCR & NGC | N/A | N/A | N/A | N/A | N/A | N/A | N/A
00 Ret.Exist_Non-FBC_SNCR_ACI & GPM & WetFGD & SCR & CCS | N/A | N/A | N/A | N/A | N/A | N/A | N/A
00 Ret.Exist_Non-FBC_SNCR_ACI & NGC | N/A | N/A | N/A | N/A | N/A | N/A | N/A
00 Ret.Exist_Non-FBC_SNCR_ACI & SCR | N/A | N/A | N/A | N/A | N/A | N/A | N/A
00 Ret.Exist_Non-FBC_SNCR_ACI & SCR & C2G | N/A | N/A | N/A | N/A | N/A | N/A | N/A
00 Ret.Exist_Non-FBC_SNCR_ACI & SCR & DRET | N/A | N/A | N/A | N/A | N/A | N/A | N/A
00 Ret.Exist_Non-FBC_SNCR_ACI & SCR & NGC | N/A | N/A | N/A | N/A | N/A | N/A | N/A
00 Ret.Exist_Non-FBC_SNCR_ACI & SCR & WetFGD & CCS | N/A | N/A | N/A | N/A | N/A | N/A | N/A
00 Ret.Exist_Non-FBC_SNCR_ACI_DSI & C2G | 0 | 0 | 0 | 0 | 0 | 0 | 0
00 Ret.Exist_Non-FBC_SNCR_ACI_DSI & C2G & SCR | N/A | 0 | 0 | 0 | 0 | 0 | 0
00 Ret.Exist_Non-FBC_SNCR_ACI_DSI & DCCS | N/A | N/A | N/A | N/A | N/A | N/A | N/A
00 Ret.Exist_Non-FBC_SNCR_ACI_DSI & DCCS & WetFGD & SCR & CCS | N/A | N/A | N/A | N/A | N/A | N/A | N/A
00 Ret.Exist_Non-FBC_SNCR_ACI_DSI & DRET | N/A | N/A | N/A | N/A | N/A | N/A | N/A
00 Ret.Exist_Non-FBC_SNCR_ACI_DSI & GPM | N/A | N/A | N/A | N/A | N/A | N/A | N/A
00 Ret.Exist_Non-FBC_SNCR_ACI_DSI & GPM & C2G | N/A | N/A | N/A | N/A | N/A | N/A | N/A
00 Ret.Exist_Non-FBC_SNCR_ACI_DSI & GPM & C2G & SCR | N/A | N/A | N/A | N/A | N/A | N/A | N/A
00 Ret.Exist_Non-FBC_SNCR_ACI_DSI & GPM & DRET | N/A | N/A | N/A | N/A | N/A | N/A | N/A
00 Ret.Exist_Non-FBC_SNCR_ACI_DSI & GPM & NGC | N/A | N/A | N/A | N/A | N/A | N/A | N/A
00 Ret.Exist_Non-FBC_SNCR_ACI_DSI & GPM & SCR | N/A | N/A | N/A | N/A | N/A | N/A | N/A
00 Ret.Exist_Non-FBC_SNCR_ACI_DSI & GPM & SCR & DRET | N/A | N/A | N/A | N/A | N/A | N/A | N/A
00 Ret.Exist_Non-FBC_SNCR_ACI_DSI & GPM & SCR & NGC | N/A | N/A | N/A | N/A | N/A | N/A | N/A
00 Ret.Exist_Non-FBC_SNCR_ACI_DSI & GPM & WetFGD & SCR & CCS | N/A | N/A | N/A | N/A | N/A | N/A | N/A
00 Ret.Exist_Non-FBC_SNCR_ACI_DSI & NGC | N/A | N/A | N/A | N/A | N/A | N/A | N/A
00 Ret.Exist_Non-FBC_SNCR_ACI_DSI & SCR | N/A | N/A | N/A | N/A | N/A | N/A | N/A
00 Ret.Exist_Non-FBC_SNCR_ACI_DSI & SCR & C2G | N/A | N/A | N/A | N/A | N/A | N/A | N/A
00 Ret.Exist_Non-FBC_SNCR_ACI_DSI & SCR & DRET | N/A | N/A | N/A | N/A | N/A | N/A | N/A
00 Ret.Exist_Non-FBC_SNCR_ACI_DSI & SCR & NGC | N/A | N/A | N/A | N/A | N/A | N/A | N/A
00 Ret.Exist_Non-FBC_SNCR_ACI_DSI & SCR & WetFGD & CCS | N/A | N/A | N/A | N/A | N/A | N/A | N/A
00 Ret.Exist_Non-FBC_WetFGD & ACI | N/A | N/A | N/A | N/A | N/A | N/A | N/A
00 Ret.Exist_Non-FBC_WetFGD & ACI & C2G | N/A | N/A | N/A | N/A | N/A | N/A | N/A
00 Ret.Exist_Non-FBC_WetFGD & ACI & C2G & SCR | N/A | N/A | N/A | N/A | N/A | N/A | N/A
00 Ret.Exist_Non-FBC_WetFGD & ACI & DRET | N/A | N/A | N/A | N/A | N/A | N/A | N/A
00 Ret.Exist_Non-FBC_WetFGD & ACI & GPM | N/A | N/A | N/A | N/A | N/A | N/A | N/A
00 Ret.Exist_Non-FBC_WetFGD & ACI & GPM & C2G | N/A | N/A | N/A | N/A | N/A | N/A | N/A
00 Ret.Exist_Non-FBC_WetFGD & ACI & GPM & C2G & SCR | N/A | N/A | N/A | N/A | N/A | N/A | N/A
00 Ret.Exist_Non-FBC_WetFGD & ACI & GPM & DRET | N/A | N/A | N/A | N/A | N/A | N/A | N/A
00 Ret.Exist_Non-FBC_WetFGD & ACI & GPM & NGC | N/A | N/A | N/A | N/A | N/A | N/A | N/A
00 Ret.Exist_Non-FBC_WetFGD & ACI & GPM & SCR | N/A | N/A | N/A | N/A | N/A | N/A | N/A
00 Ret.Exist_Non-FBC_WetFGD & ACI & GPM & SCR & CCS | N/A | N/A | N/A | N/A | N/A | N/A | N/A
00 Ret.Exist_Non-FBC_WetFGD & ACI & GPM & SCR & DRET | N/A | N/A | N/A | N/A | N/A | N/A | N/A
00 Ret.Exist_Non-FBC_WetFGD & ACI & GPM & SCR & NGC | N/A | N/A | N/A | N/A | N/A | N/A | N/A
00 Ret.Exist_Non-FBC_WetFGD & ACI & GPM & SNCR | N/A | N/A | N/A | N/A | N/A | N/A | N/A
00 Ret.Exist_Non-FBC_WetFGD & ACI & GPM & SNCR & DRET | N/A | N/A | N/A | N/A | N/A | N/A | N/A
00 Ret.Exist_Non-FBC_WetFGD & ACI & GPM & SNCR & NGC | N/A | N/A | N/A | N/A | N/A | N/A | N/A
00 Ret.Exist_Non-FBC_WetFGD & ACI & NGC | N/A | N/A | N/A | N/A | N/A | N/A | N/A
00 Ret.Exist_Non-FBC_WetFGD & ACI & SCR | N/A | N/A | N/A | N/A | N/A | N/A | N/A
00 Ret.Exist_Non-FBC_WetFGD & ACI & SCR & CCS | N/A | N/A | N/A | N/A | N/A | N/A | N/A
00 Ret.Exist_Non-FBC_WetFGD & ACI & SCR & DRET | N/A | N/A | N/A | N/A | N/A | N/A | N/A
00 Ret.Exist_Non-FBC_WetFGD & ACI & SCR & NGC | N/A | N/A | N/A | N/A | N/A | N/A | N/A
00 Ret.Exist_Non-FBC_WetFGD & ACI & SNCR | N/A | N/A | N/A | N/A | N/A | N/A | N/A
00 Ret.Exist_Non-FBC_WetFGD & ACI & SNCR & DRET | N/A | N/A | N/A | N/A | N/A | N/A | N/A
00 Ret.Exist_Non-FBC_WetFGD & ACI & SNCR & NGC | N/A | N/A | N/A | N/A | N/A | N/A | N/A
00 Ret.Exist_Non-FBC_WetFGD & C2G | N/A | N/A | N/A | N/A | N/A | N/A | N/A
00 Ret.Exist_Non-FBC_WetFGD & C2G & SCR | N/A | N/A | N/A | N/A | N/A | N/A | N/A
00 Ret.Exist_Non-FBC_WetFGD & DRET | N/A | N/A | N/A | N/A | N/A | N/A | N/A
00 Ret.Exist_Non-FBC_WetFGD & DCCS | N/A | N/A | N/A | N/A | N/A | N/A | N/A
00 Ret.Exist_Non-FBC_WetFGD & DCCS & SCR & CCS | N/A | N/A | N/A | N/A | N/A | N/A | N/A
00 Ret.Exist_Non-FBC_WetFGD & GPM | N/A | N/A | N/A | N/A | N/A | N/A | N/A
00 Ret.Exist_Non-FBC_WetFGD & GPM & C2G | N/A | N/A | N/A | N/A | N/A | N/A | N/A
00 Ret.Exist_Non-FBC_WetFGD & GPM & C2G & SCR | N/A | N/A | N/A | N/A | N/A | N/A | N/A
00 Ret.Exist_Non-FBC_WetFGD & GPM & DRET | N/A | N/A | N/A | N/A | N/A | N/A | N/A
00 Ret.Exist_Non-FBC_WetFGD & GPM & NGC | N/A | N/A | N/A | N/A | N/A | N/A | N/A
00 Ret.Exist_Non-FBC_WetFGD & GPM & SCR | N/A | N/A | N/A | N/A | N/A | N/A | N/A
00 Ret.Exist_Non-FBC_WetFGD & GPM & SCR & CCS | N/A | N/A | N/A | N/A | N/A | N/A | N/A
00 Ret.Exist_Non-FBC_WetFGD & GPM & SCR & DRET | N/A | N/A | N/A | N/A | N/A | N/A | N/A
00 Ret.Exist_Non-FBC_WetFGD & GPM & SCR & NGC | N/A | N/A | N/A | N/A | N/A | N/A | N/A
00 Ret.Exist_Non-FBC_WetFGD & GPM & SNCR | N/A | N/A | N/A | N/A | N/A | N/A | N/A
00 Ret.Exist_Non-FBC_WetFGD & GPM & SNCR & DRET | N/A | N/A | N/A | N/A | N/A | N/A | N/A
00 Ret.Exist_Non-FBC_WetFGD & GPM & SNCR & NGC | N/A | N/A | N/A | N/A | N/A | N/A | N/A
00 Ret.Exist_Non-FBC_WetFGD & NGC | N/A | N/A | N/A | N/A | N/A | N/A | N/A
00 Ret.Exist_Non-FBC_WetFGD & SCR | N/A | 44.1103 | N/A | N/A | N/A | N/A | N/A
00 Ret.Exist_Non-FBC_WetFGD & SCR & C2G | N/A | N/A | N/A | N/A | N/A | N/A | N/A
00 Ret.Exist_Non-FBC_WetFGD & SCR & CCS | N/A | N/A | N/A | N/A | N/A | N/A | N/A
00 Ret.Exist_Non-FBC_WetFGD & SCR & DRET | N/A | N/A | N/A | N/A | N/A | N/A | N/A
00 Ret.Exist_Non-FBC_WetFGD & SCR & NGC | N/A | N/A | N/A | N/A | N/A | N/A | N/A
00 Ret.Exist_Non-FBC_WetFGD & SNCR | N/A | N/A | N/A | N/A | N/A | N/A | N/A
00 Ret.Exist_Non-FBC_WetFGD & SNCR & C2G | N/A | N/A | N/A | N/A | N/A | N/A | N/A
00 Ret.Exist_Non-FBC_WetFGD & SNCR & DRET | N/A | N/A | N/A | N/A | N/A | N/A | N/A
00 Ret.Exist_Non-FBC_WetFGD & SNCR & NGC | N/A | N/A | N/A | N/A | N/A | N/A | N/A
00 Ret.Exist_Non-FBC_WetFGD_ACI & C2G | 2 | 2 | 2 | N/A | N/A | N/A | N/A
00 Ret.Exist_Non-FBC_WetFGD_ACI & C2G & SCR | N/A | N/A | N/A | N/A | N/A | N/A | N/A
00 Ret.Exist_Non-FBC_WetFGD_ACI & DCCS | N/A | N/A | N/A | N/A | N/A | N/A | N/A
00 Ret.Exist_Non-FBC_WetFGD_ACI & DCCS & SCR & CCS | N/A | N/A | N/A | N/A | N/A | N/A | N/A
00 Ret.Exist_Non-FBC_WetFGD_ACI & DRET | N/A | N/A | N/A | N/A | N/A | N/A | N/A
00 Ret.Exist_Non-FBC_WetFGD_ACI & GPM | 79.01 | 79.01 | 79.01 | 66.6557 | 31.3173 | 44.6291 | 71.2451
00 Ret.Exist_Non-FBC_WetFGD_ACI & GPM & C2G | N/A | N/A | N/A | N/A | N/A | N/A | N/A
00 Ret.Exist_Non-FBC_WetFGD_ACI & GPM & C2G & SCR | N/A | N/A | N/A | N/A | N/A | N/A | N/A
00 Ret.Exist_Non-FBC_WetFGD_ACI & GPM & DRET | N/A | N/A | N/A | N/A | N/A | N/A | N/A
00 Ret.Exist_Non-FBC_WetFGD_ACI & GPM & NGC | N/A | N/A | N/A | N/A | N/A | N/A | N/A
00 Ret.Exist_Non-FBC_WetFGD_ACI & GPM & SCR | N/A | N/A | N/A | N/A | N/A | N/A | N/A
00 Ret.Exist_Non-FBC_WetFGD_ACI & GPM & SCR & CCS | N/A | N/A | 79.01 | 79.01 | 79.01 | 79.01 | 79.01
00 Ret.Exist_Non-FBC_WetFGD_ACI & GPM & SCR & DRET | N/A | N/A | N/A | N/A | N/A | N/A | N/A
00 Ret.Exist_Non-FBC_WetFGD_ACI & GPM & SCR & NGC | N/A | N/A | N/A | N/A | N/A | N/A | N/A
00 Ret.Exist_Non-FBC_WetFGD_ACI & GPM & SNCR | N/A | N/A | N/A | N/A | N/A | N/A | N/A
00 Ret.Exist_Non-FBC_WetFGD_ACI & GPM & SNCR & DRET | N/A | N/A | N/A | N/A | N/A | N/A | N/A
00 Ret.Exist_Non-FBC_WetFGD_ACI & GPM & SNCR & NGC | N/A | N/A | N/A | N/A | N/A | N/A | N/A
00 Ret.Exist_Non-FBC_WetFGD_ACI & NGC | N/A | N/A | N/A | N/A | N/A | N/A | N/A
00 Ret.Exist_Non-FBC_WetFGD_ACI & SCR | N/A | 47.7407 | 0 | 0 | 0 | 0 | 0
00 Ret.Exist_Non-FBC_WetFGD_ACI & SCR & C2G | N/A | N/A | N/A | N/A | N/A | N/A | N/A
00 Ret.Exist_Non-FBC_WetFGD_ACI & SCR & CCS | N/A | N/A | 79.8072 | 79.8072 | 66.108 | 68.3488 | 68.3488
00 Ret.Exist_Non-FBC_WetFGD_ACI & SCR & DRET | N/A | N/A | N/A | N/A | N/A | N/A | N/A
00 Ret.Exist_Non-FBC_WetFGD_ACI & SCR & NGC | N/A | N/A | N/A | N/A | N/A | N/A | N/A
00 Ret.Exist_Non-FBC_WetFGD_ACI & SNCR | N/A | N/A | N/A | N/A | N/A | N/A | N/A
00 Ret.Exist_Non-FBC_WetFGD_ACI & SNCR & C2G | N/A | N/A | N/A | N/A | N/A | N/A | N/A
00 Ret.Exist_Non-FBC_WetFGD_ACI & SNCR & DRET | N/A | N/A | N/A | N/A | N/A | N/A | N/A
00 Ret.Exist_Non-FBC_WetFGD_ACI & SNCR & NGC | N/A | N/A | N/A | N/A | N/A | N/A | N/A
00 Ret.Exist_Non-FBC_WetFGD_ACI_DSI & C2G | 0 | 0 | 0 | 0 | 0 | 0 | 0
00 Ret.Exist_Non-FBC_WetFGD_ACI_DSI & C2G & SCR | N/A | N/A | N/A | N/A | N/A | N/A | N/A
00 Ret.Exist_Non-FBC_WetFGD_ACI_DSI & DCCS | N/A | N/A | N/A | N/A | N/A | N/A | N/A
00 Ret.Exist_Non-FBC_WetFGD_ACI_DSI & DCCS & SCR & CCS | N/A | N/A | N/A | N/A | N/A | N/A | N/A
00 Ret.Exist_Non-FBC_WetFGD_ACI_DSI & DRET | N/A | N/A | N/A | N/A | N/A | N/A | N/A
00 Ret.Exist_Non-FBC_WetFGD_ACI_DSI & GPM | N/A | N/A | N/A | N/A | N/A | N/A | N/A
00 Ret.Exist_Non-FBC_WetFGD_ACI_DSI & GPM & C2G | N/A | N/A | N/A | N/A | N/A | N/A | N/A
00 Ret.Exist_Non-FBC_WetFGD_ACI_DSI & GPM & C2G & SCR | N/A | N/A | N/A | N/A | N/A | N/A | N/A
00 Ret.Exist_Non-FBC_WetFGD_ACI_DSI & GPM & DRET | N/A | N/A | N/A | N/A | N/A | N/A | N/A
00 Ret.Exist_Non-FBC_WetFGD_ACI_DSI & GPM & NGC | N/A | N/A | N/A | N/A | N/A | N/A | N/A
00 Ret.Exist_Non-FBC_WetFGD_ACI_DSI & GPM & SCR | N/A | N/A | N/A | N/A | N/A | N/A | N/A
00 Ret.Exist_Non-FBC_WetFGD_ACI_DSI & GPM & SCR & CCS | N/A | N/A | N/A | N/A | N/A | N/A | N/A
00 Ret.Exist_Non-FBC_WetFGD_ACI_DSI & GPM & SCR & DRET | N/A | N/A | N/A | N/A | N/A | N/A | N/A
00 Ret.Exist_Non-FBC_WetFGD_ACI_DSI & GPM & SCR & NGC | N/A | N/A | N/A | N/A | N/A | N/A | N/A
00 Ret.Exist_Non-FBC_WetFGD_ACI_DSI & GPM & SNCR | N/A | N/A | N/A | N/A | N/A | N/A | N/A
00 Ret.Exist_Non-FBC_WetFGD_ACI_DSI & GPM & SNCR & DRET | N/A | N/A | N/A | N/A | N/A | N/A | N/A
00 Ret.Exist_Non-FBC_WetFGD_ACI_DSI & GPM & SNCR & NGC | N/A | N/A | N/A | N/A | N/A | N/A | N/A
00 Ret.Exist_Non-FBC_WetFGD_ACI_DSI & NGC | N/A | N/A | N/A | N/A | N/A | N/A | N/A
00 Ret.Exist_Non-FBC_WetFGD_ACI_DSI & SCR | N/A | N/A | N/A | N/A | N/A | N/A | N/A
00 Ret.Exist_Non-FBC_WetFGD_ACI_DSI & SCR & C2G | N/A | N/A | N/A | N/A | N/A | N/A | N/A
00 Ret.Exist_Non-FBC_WetFGD_ACI_DSI & SCR & CCS | N/A | N/A | N/A | N/A | N/A | N/A | N/A
00 Ret.Exist_Non-FBC_WetFGD_ACI_DSI & SCR & DRET | N/A | N/A | N/A | N/A | N/A | N/A | N/A
00 Ret.Exist_Non-FBC_WetFGD_ACI_DSI & SCR & NGC | N/A | N/A | N/A | N/A | N/A | N/A | N/A
00 Ret.Exist_Non-FBC_WetFGD_ACI_DSI & SNCR | N/A | N/A | N/A | N/A | N/A | N/A | N/A
00 Ret.Exist_Non-FBC_WetFGD_ACI_DSI & SNCR & C2G | N/A | N/A | N/A | N/A | N/A | N/A | N/A
00 Ret.Exist_Non-FBC_WetFGD_ACI_DSI & SNCR & DRET | N/A | N/A | N/A | N/A | N/A | N/A | N/A
00 Ret.Exist_Non-FBC_WetFGD_ACI_DSI & SNCR & NGC | N/A | N/A | N/A | N/A | N/A | N/A | N/A
00 Ret.Exist_Non-FBC_WetFGD_SCR & ACI | N/A | N/A | N/A | N/A | N/A | N/A | N/A
00 Ret.Exist_Non-FBC_WetFGD_SCR & ACI & C2G | N/A | N/A | N/A | N/A | N/A | N/A | N/A
00 Ret.Exist_Non-FBC_WetFGD_SCR & ACI & CCS | N/A | N/A | N/A | N/A | N/A | N/A | N/A
00 Ret.Exist_Non-FBC_WetFGD_SCR & DCCS | N/A | N/A | N/A | N/A | N/A | N/A | N/A
00 Ret.Exist_Non-FBC_WetFGD_SCR & DCCS & CCS | N/A | N/A | N/A | N/A | N/A | N/A | N/A
00 Ret.Exist_Non-FBC_WetFGD_SCR & ACI & DRET | N/A | N/A | N/A | N/A | N/A | N/A | N/A
00 Ret.Exist_Non-FBC_WetFGD_SCR & ACI & GPM | N/A | N/A | N/A | N/A | N/A | N/A | N/A
00 Ret.Exist_Non-FBC_WetFGD_SCR & ACI & GPM & C2G | N/A | N/A | N/A | N/A | N/A | N/A | N/A
00 Ret.Exist_Non-FBC_WetFGD_SCR & ACI & GPM & CCS | N/A | N/A | N/A | N/A | N/A | N/A | N/A
00 Ret.Exist_Non-FBC_WetFGD_SCR & ACI & GPM & DRET | N/A | N/A | N/A | N/A | N/A | N/A | N/A
00 Ret.Exist_Non-FBC_WetFGD_SCR & ACI & GPM & NGC | N/A | N/A | N/A | N/A | N/A | N/A | N/A
00 Ret.Exist_Non-FBC_WetFGD_SCR & ACI & NGC | N/A | N/A | N/A | N/A | N/A | N/A | N/A
00 Ret.Exist_Non-FBC_WetFGD_SCR & C2G | 76.2258 | 77.71 | 2.2027 | 1.7517 | 0.96453 | 2.113 | 2.113
00 Ret.Exist_Non-FBC_WetFGD_SCR & CCS | N/A | 79.01 | 78.5142 | 78.5142 | 75.9367 | 79.01 | 79.01
00 Ret.Exist_Non-FBC_WetFGD_SCR & DRET | N/A | N/A | N/A | N/A | N/A | N/A | N/A
00 Ret.Exist_Non-FBC_WetFGD_SCR & GPM | 48.0803 | 49.6728 | 56.9988 | N/A | N/A | N/A | N/A
00 Ret.Exist_Non-FBC_WetFGD_SCR & GPM & C2G | N/A | N/A | N/A | N/A | N/A | N/A | N/A
00 Ret.Exist_Non-FBC_WetFGD_SCR & GPM & CCS | N/A | N/A | 77.71 | 77.71 | N/A | N/A | N/A
00 Ret.Exist_Non-FBC_WetFGD_SCR & GPM & DRET | N/A | N/A | N/A | N/A | N/A | N/A | N/A
00 Ret.Exist_Non-FBC_WetFGD_SCR & GPM & NGC | N/A | N/A | N/A | N/A | N/A | N/A | N/A
00 Ret.Exist_Non-FBC_WetFGD_SCR & NGC | N/A | N/A | N/A | N/A | N/A | N/A | N/A
00 Ret.Exist_Non-FBC_WetFGD_SCR_ACI & C2G | 2 | 2 | 2 | 2 | 2 | 2 | 2
00 Ret.Exist_Non-FBC_WetFGD_SCR_ACI & CCS | N/A | N/A | 78.9441 | 78.9674 | 77.71 | 77.71 | 77.71
00 Ret.Exist_Non-FBC_WetFGD_SCR_ACI & DCCS | N/A | N/A | N/A | N/A | N/A | N/A | N/A
00 Ret.Exist_Non-FBC_WetFGD_SCR_ACI & DCCS & CCS | N/A | N/A | N/A | N/A | N/A | N/A | N/A
00 Ret.Exist_Non-FBC_WetFGD_SCR_ACI & DRET | N/A | N/A | N/A | N/A | N/A | N/A | N/A
00 Ret.Exist_Non-FBC_WetFGD_SCR_ACI & GPM | 72.0209 | 77.71 | 72.6415 | N/A | N/A | N/A | N/A
00 Ret.Exist_Non-FBC_WetFGD_SCR_ACI & GPM & C2G | N/A | N/A | N/A | N/A | N/A | N/A | N/A
00 Ret.Exist_Non-FBC_WetFGD_SCR_ACI & GPM & CCS | N/A | N/A | N/A | N/A | N/A | N/A | N/A
00 Ret.Exist_Non-FBC_WetFGD_SCR_ACI & GPM & DRET | N/A | N/A | N/A | N/A | N/A | N/A | N/A
00 Ret.Exist_Non-FBC_WetFGD_SCR_ACI & GPM & NGC | N/A | N/A | N/A | N/A | N/A | N/A | N/A
00 Ret.Exist_Non-FBC_WetFGD_SCR_ACI & NGC | N/A | N/A | N/A | N/A | N/A | N/A | N/A
00 Ret.Exist_Non-FBC_WetFGD_SCR_ACI_DSI & C2G | 0 | 0 | 0 | 0 | 0 | 0 | 0
00 Ret.Exist_Non-FBC_WetFGD_SCR_ACI_DSI & CCS | N/A | N/A | 78.1415 | 78.1415 | N/A | N/A | N/A
00 Ret.Exist_Non-FBC_WetFGD_SCR_ACI_DSI & DCCS | N/A | N/A | N/A | N/A | N/A | N/A | N/A
00 Ret.Exist_Non-FBC_WetFGD_SCR_ACI_DSI & DCCS & CCS | N/A | N/A | N/A | N/A | N/A | N/A | N/A
00 Ret.Exist_Non-FBC_WetFGD_SCR_ACI_DSI & DRET | N/A | N/A | N/A | N/A | N/A | N/A | N/A
00 Ret.Exist_Non-FBC_WetFGD_SCR_ACI_DSI & GPM | 52.825 | 54.3984 | 28.1391 | 0 | 0 | 0 | 0
00 Ret.Exist_Non-FBC_WetFGD_SCR_ACI_DSI & GPM & C2G | N/A | N/A | N/A | N/A | N/A | N/A | N/A
00 Ret.Exist_Non-FBC_WetFGD_SCR_ACI_DSI & GPM & CCS | N/A | N/A | 77.71 | 77.71 | 0 | N/A | N/A
00 Ret.Exist_Non-FBC_WetFGD_SCR_ACI_DSI & GPM & DRET | N/A | N/A | N/A | N/A | N/A | N/A | N/A
00 Ret.Exist_Non-FBC_WetFGD_SCR_ACI_DSI & GPM & NGC | N/A | N/A | N/A | N/A | N/A | N/A | N/A
00 Ret.Exist_Non-FBC_WetFGD_SCR_ACI_DSI & NGC | N/A | N/A | N/A | N/A | N/A | N/A | N/A
00 Ret.Exist_Non-FBC_WetFGD_SCR_DSI & ACI | N/A | N/A | N/A | N/A | N/A | N/A | N/A
00 Ret.Exist_Non-FBC_WetFGD_SCR_DSI & ACI & C2G | N/A | N/A | N/A | N/A | N/A | N/A | N/A
00 Ret.Exist_Non-FBC_WetFGD_SCR_DSI & ACI & CCS | N/A | N/A | N/A | N/A | N/A | N/A | N/A
00 Ret.Exist_Non-FBC_WetFGD_SCR_DSI & ACI & DRET | N/A | N/A | N/A | N/A | N/A | N/A | N/A
00 Ret.Exist_Non-FBC_WetFGD_SCR_DSI & ACI & GPM | N/A | N/A | N/A | N/A | N/A | N/A | N/A
00 Ret.Exist_Non-FBC_WetFGD_SCR_DSI & ACI & GPM & C2G | N/A | N/A | N/A | N/A | N/A | N/A | N/A
00 Ret.Exist_Non-FBC_WetFGD_SCR_DSI & ACI & GPM & CCS | N/A | N/A | N/A | N/A | N/A | N/A | N/A
00 Ret.Exist_Non-FBC_WetFGD_SCR_DSI & ACI & GPM & DRET | N/A | N/A | N/A | N/A | N/A | N/A | N/A
00 Ret.Exist_Non-FBC_WetFGD_SCR_DSI & ACI & GPM & NGC | N/A | N/A | N/A | N/A | N/A | N/A | N/A
00 Ret.Exist_Non-FBC_WetFGD_SCR_DSI & ACI & NGC | N/A | N/A | N/A | N/A | N/A | N/A | N/A
00 Ret.Exist_Non-FBC_WetFGD_SCR_DSI & C2G | 10.3021 | 10.3169 | 0.47863 | 0.47863 | 0.47863 | 0.47863 | 0.47863
00 Ret.Exist_Non-FBC_WetFGD_SCR_DSI & CCS | N/A | N/A | N/A | N/A | N/A | N/A | N/A
00 Ret.Exist_Non-FBC_WetFGD_SCR_DSI & DCCS | N/A | N/A | N/A | N/A | N/A | N/A | N/A
00 Ret.Exist_Non-FBC_WetFGD_SCR_DSI & DCCS & CCS | N/A | N/A | N/A | N/A | N/A | N/A | N/A
00 Ret.Exist_Non-FBC_WetFGD_SCR_DSI & DRET | N/A | N/A | N/A | N/A | N/A | N/A | N/A
00 Ret.Exist_Non-FBC_WetFGD_SCR_DSI & GPM | N/A | N/A | N/A | N/A | N/A | N/A | N/A
00 Ret.Exist_Non-FBC_WetFGD_SCR_DSI & GPM & C2G | N/A | N/A | N/A | N/A | N/A | N/A | N/A
00 Ret.Exist_Non-FBC_WetFGD_SCR_DSI & GPM & CCS | N/A | N/A | N/A | N/A | N/A | N/A | N/A
00 Ret.Exist_Non-FBC_WetFGD_SCR_DSI & GPM & DRET | N/A | N/A | N/A | N/A | N/A | N/A | N/A
00 Ret.Exist_Non-FBC_WetFGD_SCR_DSI & GPM & NGC | N/A | N/A | N/A | N/A | N/A | N/A | N/A
00 Ret.Exist_Non-FBC_WetFGD_SCR_DSI & NGC | N/A | N/A | N/A | N/A | N/A | N/A | N/A
00 Ret.Exist_Non-FBC_WetFGD_SNCR & ACI | N/A | N/A | N/A | N/A | N/A | N/A | N/A
00 Ret.Exist_Non-FBC_WetFGD_SNCR & ACI & C2G | N/A | N/A | N/A | N/A | N/A | N/A | N/A
00 Ret.Exist_Non-FBC_WetFGD_SNCR & ACI & C2G & SCR | N/A | N/A | N/A | N/A | N/A | N/A | N/A
00 Ret.Exist_Non-FBC_WetFGD_SNCR & ACI & DRET | N/A | N/A | N/A | N/A | N/A | N/A | N/A
00 Ret.Exist_Non-FBC_WetFGD_SNCR & ACI & GPM | N/A | N/A | N/A | N/A | N/A | N/A | N/A
00 Ret.Exist_Non-FBC_WetFGD_SNCR & ACI & GPM & C2G | N/A | N/A | N/A | N/A | N/A | N/A | N/A
00 Ret.Exist_Non-FBC_WetFGD_SNCR & ACI & GPM & C2G & SCR | N/A | N/A | N/A | N/A | N/A | N/A | N/A
00 Ret.Exist_Non-FBC_WetFGD_SNCR & ACI & GPM & DRET | N/A | N/A | N/A | N/A | N/A | N/A | N/A
00 Ret.Exist_Non-FBC_WetFGD_SNCR & ACI & GPM & NGC | N/A | N/A | N/A | N/A | N/A | N/A | N/A
00 Ret.Exist_Non-FBC_WetFGD_SNCR & ACI & GPM & SCR | N/A | N/A | N/A | N/A | N/A | N/A | N/A
00 Ret.Exist_Non-FBC_WetFGD_SNCR & ACI & GPM & SCR & CCS | N/A | N/A | N/A | N/A | N/A | N/A | N/A
00 Ret.Exist_Non-FBC_WetFGD_SNCR & ACI & GPM & SCR & DRET | N/A | N/A | N/A | N/A | N/A | N/A | N/A
00 Ret.Exist_Non-FBC_WetFGD_SNCR & ACI & GPM & SCR & NGC | N/A | N/A | N/A | N/A | N/A | N/A | N/A
00 Ret.Exist_Non-FBC_WetFGD_SNCR & ACI & NGC | N/A | N/A | N/A | N/A | N/A | N/A | N/A
00 Ret.Exist_Non-FBC_WetFGD_SNCR & ACI & SCR | N/A | N/A | N/A | N/A | N/A | N/A | N/A
00 Ret.Exist_Non-FBC_WetFGD_SNCR & ACI & SCR & CCS | N/A | N/A | N/A | N/A | N/A | N/A | N/A
00 Ret.Exist_Non-FBC_WetFGD_SNCR & ACI & SCR & DRET | N/A | N/A | N/A | N/A | N/A | N/A | N/A
00 Ret.Exist_Non-FBC_WetFGD_SNCR & ACI & SCR & NGC | N/A | N/A | N/A | N/A | N/A | N/A | N/A
00 Ret.Exist_Non-FBC_WetFGD_SNCR & C2G | N/A | N/A | N/A | N/A | N/A | N/A | N/A
00 Ret.Exist_Non-FBC_WetFGD_SNCR & C2G & SCR | N/A | N/A | N/A | N/A | N/A | N/A | N/A
00 Ret.Exist_Non-FBC_WetFGD_SNCR & DCCS | N/A | N/A | N/A | N/A | N/A | N/A | N/A
00 Ret.Exist_Non-FBC_WetFGD_SNCR & DCCS & SCR & CCS | N/A | N/A | N/A | N/A | N/A | N/A | N/A
00 Ret.Exist_Non-FBC_WetFGD_SNCR & DRET | N/A | N/A | N/A | N/A | N/A | N/A | N/A
00 Ret.Exist_Non-FBC_WetFGD_SNCR & GPM | N/A | N/A | N/A | N/A | N/A | N/A | N/A
00 Ret.Exist_Non-FBC_WetFGD_SNCR & GPM & C2G | N/A | N/A | N/A | N/A | N/A | N/A | N/A
00 Ret.Exist_Non-FBC_WetFGD_SNCR & GPM & C2G & SCR | N/A | N/A | N/A | N/A | N/A | N/A | N/A
00 Ret.Exist_Non-FBC_WetFGD_SNCR & GPM & DRET | N/A | N/A | N/A | N/A | N/A | N/A | N/A
00 Ret.Exist_Non-FBC_WetFGD_SNCR & GPM & NGC | N/A | N/A | N/A | N/A | N/A | N/A | N/A
00 Ret.Exist_Non-FBC_WetFGD_SNCR & GPM & SCR | N/A | N/A | N/A | N/A | N/A | N/A | N/A
00 Ret.Exist_Non-FBC_WetFGD_SNCR & GPM & SCR & CCS | N/A | N/A | N/A | N/A | N/A | N/A | N/A
00 Ret.Exist_Non-FBC_WetFGD_SNCR & GPM & SCR & DRET | N/A | N/A | N/A | N/A | N/A | N/A | N/A
00 Ret.Exist_Non-FBC_WetFGD_SNCR & GPM & SCR & NGC | N/A | N/A | N/A | N/A | N/A | N/A | N/A
00 Ret.Exist_Non-FBC_WetFGD_SNCR & NGC | N/A | N/A | N/A | N/A | N/A | N/A | N/A
00 Ret.Exist_Non-FBC_WetFGD_SNCR & SCR | N/A | N/A | N/A | N/A | N/A | N/A | N/A
00 Ret.Exist_Non-FBC_WetFGD_SNCR & SCR & C2G | N/A | N/A | N/A | N/A | N/A | N/A | N/A
00 Ret.Exist_Non-FBC_WetFGD_SNCR & SCR & CCS | N/A | N/A | N/A | N/A | N/A | N/A | N/A
00 Ret.Exist_Non-FBC_WetFGD_SNCR & SCR & DRET | N/A | N/A | N/A | N/A | N/A | N/A | N/A
00 Ret.Exist_Non-FBC_WetFGD_SNCR & SCR & NGC | N/A | N/A | N/A | N/A | N/A | N/A | N/A
00 Ret.Exist_Non-FBC_WetFGD_SNCR_ACI & C2G | N/A | N/A | N/A | N/A | N/A | N/A | N/A
00 Ret.Exist_Non-FBC_WetFGD_SNCR_ACI & C2G & SCR | N/A | N/A | N/A | N/A | N/A | N/A | N/A
00 Ret.Exist_Non-FBC_WetFGD_SNCR_ACI & DCCS | N/A | N/A | N/A | N/A | N/A | N/A | N/A
00 Ret.Exist_Non-FBC_WetFGD_SNCR_ACI & DCCS & SCR & CCS | N/A | N/A | N/A | N/A | N/A | N/A | N/A
00 Ret.Exist_Non-FBC_WetFGD_SNCR_ACI & DRET | N/A | N/A | N/A | N/A | N/A | N/A | N/A
00 Ret.Exist_Non-FBC_WetFGD_SNCR_ACI & GPM | 72.0121 | 77.7921 | 0 | 0 | 0 | 0 | 0
00 Ret.Exist_Non-FBC_WetFGD_SNCR_ACI & GPM & C2G | N/A | N/A | N/A | N/A | N/A | N/A | N/A
00 Ret.Exist_Non-FBC_WetFGD_SNCR_ACI & GPM & C2G & SCR | N/A | N/A | N/A | N/A | N/A | N/A | N/A
00 Ret.Exist_Non-FBC_WetFGD_SNCR_ACI & GPM & DRET | N/A | N/A | N/A | N/A | N/A | N/A | N/A
00 Ret.Exist_Non-FBC_WetFGD_SNCR_ACI & GPM & NGC | N/A | N/A | N/A | N/A | N/A | N/A | N/A
00 Ret.Exist_Non-FBC_WetFGD_SNCR_ACI & GPM & SCR | N/A | N/A | N/A | N/A | N/A | N/A | N/A
00 Ret.Exist_Non-FBC_WetFGD_SNCR_ACI & GPM & SCR & CCS | N/A | 81.53 | 81.53 | 81.53 | N/A | N/A | N/A
00 Ret.Exist_Non-FBC_WetFGD_SNCR_ACI & GPM & SCR & DRET | N/A | N/A | N/A | N/A | N/A | N/A | N/A
00 Ret.Exist_Non-FBC_WetFGD_SNCR_ACI & GPM & SCR & NGC | N/A | N/A | N/A | N/A | N/A | N/A | N/A
00 Ret.Exist_Non-FBC_WetFGD_SNCR_ACI & NGC | N/A | N/A | N/A | N/A | N/A | N/A | N/A
00 Ret.Exist_Non-FBC_WetFGD_SNCR_ACI & SCR | 79.01 | 79.01 | N/A | N/A | N/A | N/A | N/A
00 Ret.Exist_Non-FBC_WetFGD_SNCR_ACI & SCR & C2G | N/A | N/A | N/A | N/A | N/A | N/A | N/A
00 Ret.Exist_Non-FBC_WetFGD_SNCR_ACI & SCR & CCS | N/A | N/A | N/A | N/A | N/A | N/A | N/A
00 Ret.Exist_Non-FBC_WetFGD_SNCR_ACI & SCR & DRET | N/A | N/A | N/A | N/A | N/A | N/A | N/A
00 Ret.Exist_Non-FBC_WetFGD_SNCR_ACI & SCR & NGC | N/A | N/A | N/A | N/A | N/A | N/A | N/A
00 Existing Combined Cycle Retirement | 0 | 0 | 0 | 0 | 0 | 0 | 0
00 New Combined Cycle Retirement | N/A | N/A | N/A | N/A | N/A | N/A | N/A
00 Existing Combustion Turbine Retirement | 0 | 0 | 0 | 0 | 0 | 0 | 0
00 New Combustion Turbine Retirement | N/A | N/A | N/A | N/A | N/A | N/A | N/A
00 Oil/Gas Steam Retirement | 0 | 0 | 0 | 0 | 0 | 0 | 0
00 Coal Steam Retirement | 0 | 0 | 0 | 0 | 0 | 0 | 0
00 IGCC Retirement | 0 | 0 | 0 | 0 | 0 | 0 | 0
00 Nuclear Retirement | N/A | 0 | 0 | 0 | 0 | 0 | 0
00 Biomass Retirement | 0 | 0 | 0 | 0 | 0 | 0 | 0
00 Fossil_Other Retirement | N/A | N/A | N/A | N/A | N/A | N/A | N/A
00 Fuel Cell Retirement | N/A | N/A | N/A | N/A | N/A | N/A | N/A
00 Geothermal Retirement | N/A | N/A | N/A | N/A | N/A | N/A | N/A
00 Hydro Retirement | 0 | 0 | 0 | 0 | 0 | 0 | 0
00 Landfill Gas Retirement | 0 | 0 | 0 | 0 | 0 | 0 | 0
00 Non Fossil_Other Retirement | N/A | N/A | N/A | N/A | N/A | N/A | N/A
00 Solar Thermal Retirement | N/A | N/A | N/A | N/A | N/A | N/A | N/A
00 Exist Dummy | 0 | 0 | 0 | 0 | 0 | 0 | 0
Average | 2.1514 | 2.22 | 2.4055 | 2.5656 | 2.7689 | 2.9027 | 3.0462
15. Total Annual Production Cost [Million US2022$](*)
Variable O&M | 7748.8449 | 7568.6982 | 5627.7408 | 3938.1781 | 2794.9046 | 3714.658 | 4542.976
Fixed O&M | 63008.6809 | 64025.2169 | 69051.0371 | 73916.2564 | 78718.7797 | 76834.5154 | 75919.3758
Fuel | 52573.9882 | 53139.9228 | 41028.0827 | 28695.5629 | 18810.4949 | 28181.3068 | 38932.2236
Capital | 11275.3521 | 16613.422 | 35855.9526 | 49554.4724 | 61636.2621 | 64182.0678 | 70869.5813
Pollutant Transport & Storage | 0 | -321.169 | -6560.2156 | -6559.6168 | -124.6994 | -126.659 | -122.4105
Total | 134606.8662 | 141026.0909 | 145002.5974 | 149544.853 | 161835.7418 | 172785.889 | 190141.7463
Sales Revenue | 0 | 0 | 0 | 0 | 0 | 0 | 0
(*) Costs include only those items that are important for determining incremental cost of pollution control
16. Emissions
CO2 Thousand Tonnes | 1158727.1077 | 1098325.0591 | 724056.4452 | 457659.0061 | 306845.5845 | 452279.1503 | 583311.9161
CO2 Thousand Tons | 1277277.6368 | 1210695.7942 | 798135.3841 | 504482.5566 | 338239.2631 | 498552.2824 | 642991.1416
Carbon Million Tons | 348.3484 | 330.1898 | 217.6733 | 137.5862 | 92.2471 | 135.9688 | 175.3612
Carbon Million Tonnes | 316.0165 | 299.5432 | 197.4699 | 124.8161 | 83.6852 | 123.3489 | 159.0851
HCL Thousand Tons | 2.4744 | 2.1838 | 1.4848 | 0.96018 | 0.3449 | 0.57801 | 0.81665
MER lbs | 5129.4317 | 4850.3948 | 4054.8878 | 3368.3825 | 2689.6946 | 2959.6119 | 3263.8381
NOX Thousand Tons | 460.3511 | 393.4007 | 258.6668 | 171.2334 | 106.7216 | 147.9079 | 187.3827
SO2 Thousand Tons | 453.9627 | 333.5423 | 239.8884 | 142.1448 | 54.5128 | 112.5182 | 151.3246

## FuelReport_ToEPA
Fuel Consumption by Fuel and Fuel Type [Tbtu]
Fuel Type | 2028 | 2030 | 2035 | 2040 | 2045 | 2050 | 2055
Biomass | 1.7502 | 3.0363 | 1.8785 | 0.18294 | 0.028895 | 0.36361 | 2.2327
EPA v7.23 Biomass | 1.7502 | 3.0363 | 1.8785 | 0.18294 | 0.028895 | 0.36361 | 2.2327
Coal | 4626.8245 | 4078.5665 | 2647.5099 | 1678.996 | 458.9976 | 930.4228 | 1380.4094
EPA v7.23 Coal BA | 112.8029 | 1.152 | 0.51166 | 0.41293 | 0 | 0 | 0
EPA v7.23 Coal BB | 35.6181 | 15.5152 | 0.99762 | 0 | 0 | 0.59563 | 0.99934
EPA v7.23 Coal BD | 31.9532 | 20.1477 | 3.6882 | 0 | 0 | 0 | 0.082611
EPA v7.23 Coal BE | 510.879 | 573.5075 | 511.6651 | 494.7905 | 99.7841 | 191.6616 | 248.3168
EPA v7.23 Coal BG | 516.327 | 535.0842 | 329.9414 | 131.0608 | 0 | 0 | 0
EPA v7.23 Coal BH | 539.7893 | 386.6325 | 208.6206 | 36.7513 | 0 | 0 | 0
EPA v7.23 Coal LA
EPA v7.23 Coal LD | 0 | 0 | 0 | 0 | 0 | 0 | 0
EPA v7.23 Coal LE | 252.6041 | 258.9509 | 218.4857 | 194.4252 | 13.3583 | 15.573 | 34.5681
EPA v7.23 Coal LG | 87.262 | 87.262 | 87.262 | 31.4184 | 13.431 | 62.9436 | 87.262
EPA v7.23 Coal LH | 0 | 0 | 0 | 0 | 0 | 0 | 0
EPA v7.23 Coal SA | 1869.94 | 1493.4854 | 779.5258 | 630.4611 | 205.7902 | 436.7112 | 752.4079
EPA v7.23 Coal SB | 449.0161 | 445.4329 | 359.9623 | 149.1887 | 116.1755 | 176.5434 | 199.3144
EPA v7.23 Coal SD | 110.5989 | 110.5989 | 110.5989 | 0 | 0 | 0 | 3.1562
EPA v7.23 Coal SE | 110.0338 | 150.7972 | 36.2505 | 10.4871 | 10.4585 | 46.3944 | 54.3021
Hydrogen | 0 | 0 | 0.0012766 | 0 | 0.22156 | 12.823 | 27.7322
EPA v7.23 Hydrogen | 0 | 0 | 0.0012766 | 0 | 0.22156 | 12.823 | 27.7322
LF Gas | 221.6096 | 221.8101 | 206.28 | 197.4181 | 184.1073 | 246.2365 | 302.9803
EPA v7.23 LFG | 221.6096 | 221.8101 | 206.28 | 197.4181 | 184.1073 | 246.2365 | 302.9803
MSW | 233.0355 | 233.0355 | 232.2041 | 212.7411 | 209.8951 | 205.7887 | 210.1677
EPA v7.23 MSW | 233.0355 | 233.0355 | 232.2041 | 212.7411 | 209.8951 | 205.7887 | 210.1677
NaturalGas | 11962.2335 | 12055.2198 | 9541.6707 | 6613.6916 | 4361.7268 | 6049.6983 | 7567.4759
EPA v7.23 Gas | 11962.2335 | 12055.2198 | 9541.6707 | 6613.6916 | 4361.7268 | 6049.6983 | 7567.4759
Nuclear | 7853.4521 | 7623.5914 | 6974.0167 | 6424.0251 | 4922.8894 | 3677.6048 | 2343.1968
EPA v7.23 Nuclear | 7853.4521 | 7623.5914 | 6974.0167 | 6424.0251 | 4922.8894 | 3677.6048 | 2343.1968
Oil | 0.11802 | 0.15389 | 0.033033 | 0 | 0.038413 | 0 | 0
EPA v7.23 DFO | 0.11802 | 0.15389 | 0.033033 | 0 | 0.038413 | 0 | 0
EPA v7.23 RFO | 0 | 0 | 0 | 0 | 0 | 0 | 0
Pet. Coke | 127.7212 | 45.6043 | 62.104 | 49.3973 | 13.0296 | 35.4833 | 43.3045
EPA v7.23 Pet Coke | 127.7212 | 45.6043 | 62.104 | 49.3973 | 13.0296 | 35.4833 | 43.3045
Waste Coal | 97.4206 | 95.7529 | 91.3058 | 42.5206 | 39.8593 | 40.1744 | 40.1744
EPA v7.23 Waste Coal | 97.4206 | 95.7529 | 91.3058 | 42.5206 | 39.8593 | 40.1744 | 40.1744
Grand Total | 25124.1651 | 24356.7706 | 19757.004 | 15218.9728 | 10190.7938 | 11198.5954 | 11917.6738
Fuel Costs by Fuel and Fuel Type[MMUS$]
Fuel Type | 2028 | 2030 | 2035 | 2040 | 2045 | 2050 | 2055
Biomass | 6.9718 | 12.095 | 7.4832 | 0.72874 | 0.11511 | 1.4485 | 8.894
EPA v7.23 Biomass | 6.9718 | 12.095 | 7.4832 | 0.72874 | 0.11511 | 1.4485 | 8.894
Coal | 8092.7074 | 7205.6268 | 4645.605 | 3043.6319 | 716.3965 | 1564.9229 | 2417.0935
EPA v7.23 Coal BA | 182.9762 | 3.0382 | 1.3745 | 1.1311 | 0 | 0 | 0
EPA v7.23 Coal BB | 81.2251 | 47.8724 | 2.4173 | 0 | 0 | 1.5538 | 2.642
EPA v7.23 Coal BD | 84.3208 | 51.8332 | 8.9215 | 0 | 0 | 0 | 0.23375
EPA v7.23 Coal BE | 1077.5473 | 1184.8013 | 1142.7835 | 1070.9253 | 208.53 | 384.8051 | 500.0687
EPA v7.23 Coal BG | 882.8799 | 971.7424 | 592.7565 | 291.7248 | 0 | 0 | 0
EPA v7.23 Coal BH | 1045.2185 | 773.7703 | 421.2646 | 86.7409 | 0 | 0 | 0
EPA v7.23 Coal LA
EPA v7.23 Coal LD | 0 | 0 | 0 | 0 | 0 | 0 | 0
EPA v7.23 Coal LE | 379.9604 | 406.6801 | 333.0638 | 310.3066 | 26.2698 | 31.2491 | 74.1472
EPA v7.23 Coal LG | 115.2811 | 117.2802 | 122.2409 | 45.4711 | 20.1949 | 98.188 | 137.2713
EPA v7.23 Coal LH | 0 | 0 | 0 | 0 | 0 | 0 | 0
EPA v7.23 Coal SA | 3304.297 | 2621.5081 | 1285.3326 | 1032.4516 | 291.0555 | 691.2085 | 1288.1121
EPA v7.23 Coal SB | 627.7453 | 622.6462 | 537.62 | 179.8448 | 145.6166 | 247.5753 | 281.5931
EPA v7.23 Coal SD | 99.6651 | 102.3038 | 108.8847 | 0 | 0 | 0 | 3.7833
EPA v7.23 Coal SE | 211.5908 | 302.1507 | 88.945 | 25.0357 | 24.7297 | 110.3431 | 129.242
Hydrogen | 0 | 0 | 0.012304 | 0 | 2.1355 | 123.5922 | 267.2915
EPA v7.23 Hydrogen | 0 | 0 | 0.012304 | 0 | 2.1355 | 123.5922 | 267.2915
LF Gas | 0 | 0 | 0 | 0 | 0 | 0 | 0
EPA v7.23 LFG | 0 | 0 | 0 | 0 | 0 | 0 | 0
MSW | 0 | 0 | 0 | 0 | 0 | 0 | 0
EPA v7.23 MSW | 0 | 0 | 0 | 0 | 0 | 0 | 0
NaturalGas | 38504.122 | 40263.7991 | 31169.6441 | 20926.1511 | 14508.0292 | 23731.471 | 34394.7264
EPA v7.23 Gas | 38504.122 | 40263.7991 | 31169.6441 | 20926.1511 | 14508.0292 | 23731.471 | 34394.7264
Nuclear | 5579.4667 | 5415.1412 | 4951.963 | 4559.3185 | 3492.3192 | 2607.7172 | 1661.4132
EPA v7.23 Nuclear | 5579.4667 | 5415.1412 | 4951.963 | 4559.3185 | 3492.3192 | 2607.7172 | 1661.4132
Oil | 2.3228 | 3.0444 | 0.70721 | 0 | 0.85114 | 0 | 0
EPA v7.23 DFO | 2.3228 | 3.0444 | 0.70721 | 0 | 0.85114 | 0 | 0
EPA v7.23 RFO | 0 | 0 | 0 | 0 | 0 | 0 | 0
Pet. Coke | 254.7709 | 92.6793 | 124.6042 | 99.4478 | 27.4526 | 72.3965 | 87.9193
EPA v7.23 Pet Coke | 254.7709 | 92.6793 | 124.6042 | 99.4478 | 27.4526 | 72.3965 | 87.9193
Waste Coal | 133.6265 | 147.537 | 128.0637 | 66.2849 | 63.1957 | 79.7586 | 94.8857
EPA v7.23 Waste Coal | 133.6265 | 147.537 | 128.0637 | 66.2849 | 63.1957 | 79.7586 | 94.8857
Grand Total | 52573.9882 | 53139.9228 | 41028.0827 | 28695.5629 | 18810.4949 | 28181.3068 | 38932.2236
Fuel Costs by Fuel and Fuel Type[US$/MMBtu]
Fuel Type | 2028 | 2030 | 2035 | 2040 | 2045 | 2050 | 2055
Biomass | 3.9835 | 3.9835 | 3.9835 | 3.9835 | 3.9835 | 3.9835 | 3.9835
EPA v7.23 Biomass | 3.9835 | 3.9835 | 3.9835 | 3.9835 | 3.9835 | 3.9835 | 3.9835
Coal | 1.7491 | 1.7667 | 1.7547 | 1.8128 | 1.5608 | 1.6819 | 1.751
EPA v7.23 Coal BA | 1.6221 | 2.6373 | 2.6864 | 2.7392 | 0 | 0 | 0
EPA v7.23 Coal BB | 2.2804 | 3.0855 | 2.4231 | 0 | 0 | 2.6086 | 2.6437
EPA v7.23 Coal BD | 2.6389 | 2.5727 | 2.4189 | 0 | 0 | 0 | 2.8296
EPA v7.23 Coal BE | 2.1092 | 2.0659 | 2.2335 | 2.1644 | 2.0898 | 2.0077 | 2.0138
EPA v7.23 Coal BG | 1.7099 | 1.8161 | 1.7966 | 2.2259 | 0 | 0 | 0
EPA v7.23 Coal BH | 1.9363 | 2.0013 | 2.0193 | 2.3602 | 0 | 0 | 0
EPA v7.23 Coal LA | 0 | 0 | 0 | 0 | 0 | 0 | 0
EPA v7.23 Coal LD | 0 | 0 | 0 | 0 | 0 | 0 | 0
EPA v7.23 Coal LE | 1.5042 | 1.5705 | 1.5244 | 1.596 | 1.9666 | 2.0066 | 2.145
EPA v7.23 Coal LG | 1.3211 | 1.344 | 1.4008 | 1.4473 | 1.5036 | 1.5599 | 1.5731
EPA v7.23 Coal LH | 0 | 0 | 0 | 0 | 0 | 0 | 0
EPA v7.23 Coal SA | 1.7671 | 1.7553 | 1.6489 | 1.6376 | 1.4143 | 1.5828 | 1.712
EPA v7.23 Coal SB | 1.398 | 1.3978 | 1.4935 | 1.2055 | 1.2534 | 1.4023 | 1.4128
EPA v7.23 Coal SD | 0.90114 | 0.925 | 0.9845 | 0 | 0 | 0 | 1.1987
EPA v7.23 Coal SE | 1.923 | 2.0037 | 2.4536 | 2.3873 | 2.3645 | 2.3784 | 2.3801
Hydrogen | 0 | 0 | 9.6383 | 0 | 9.6383 | 9.6383 | 9.6383
EPA v7.23 Hydrogen | 0 | 0 | 9.6383 | 0 | 9.6383 | 9.6383 | 9.6383
LF Gas | 0 | 0 | 0 | 0 | 0 | 0 | 0
EPA v7.23 LFG | 0 | 0 | 0 | 0 | 0 | 0 | 0
MSW | 0 | 0 | 0 | 0 | 0 | 0 | 0
EPA v7.23 MSW | 0 | 0 | 0 | 0 | 0 | 0 | 0
NaturalGas | 3.2188 | 3.3399 | 3.2667 | 3.1641 | 3.3262 | 3.9228 | 4.5451
EPA v7.23 Gas | 3.2188 | 3.3399 | 3.2667 | 3.1641 | 3.3262 | 3.9228 | 4.5451
Nuclear | 0.71045 | 0.71031 | 0.71006 | 0.70973 | 0.7094 | 0.70908 | 0.70904
EPA v7.23 Nuclear | 0.71045 | 0.71031 | 0.71006 | 0.70973 | 0.7094 | 0.70908 | 0.70904
Oil | 19.6822 | 19.7836 | 21.4092 | 0 | 22.1579 | 0 | 0
EPA v7.23 DFO | 19.6822 | 19.7836 | 21.4092 | 0 | 22.1579 | 0 | 0
EPA v7.23 RFO | 0 | 0 | 0 | 0 | 0 | 0 | 0
Pet. Coke | 1.9947 | 2.0322 | 2.0064 | 2.0132 | 2.107 | 2.0403 | 2.0303
EPA v7.23 Pet Coke | 1.9947 | 2.0322 | 2.0064 | 2.0132 | 2.107 | 2.0403 | 2.0303
Waste Coal | 1.3716 | 1.5408 | 1.4026 | 1.5589 | 1.5855 | 1.9853 | 2.3618
EPA v7.23 Waste Coal | 1.3716 | 1.5408 | 1.4026 | 1.5589 | 1.5855 | 1.9853 | 2.3618
Grand Total | 2.0926 | 2.1817 | 2.0766 | 1.8855 | 1.8458 | 2.5165 | 3.2668

## Coal Pivot Tables
Coal Prices (2022$/MMBtu) | [7 empty] | Total TBtu
Coal Region | 2028 | 2030 | 2035 | 2040 | 2045 | 2050 | 2055 | 2028 | 2030 | 2035 | 2040 | 2045 | 2050 | 2055
Appalachia | 1.4931 | 1.527 | 1.537 | 1.548 | 1.8795 | 1.8288 | 1.7827 | 1133.0724 | 1109.472 | 927.1629 | 596.8031 | 189.5945 | 275.0267 | 331.753
Imports | 4.729 | 4.4503 | 4.3028 |  |  |  |  | 6.9578 | 8.0952 | 0.053224
Interior | 1.5565 | 1.5823 | 1.7345 |  |  |  |  | 1225.1494 | 1075.8047 | 693.5089 | 833.605 | 677.4184 | 715.8382 | 741.2148
Waste Coal | 0.79948 | 0.97203 | 0.82701 | 0.98695 | 0.97774 | 1.359 | 1.7356 | 97.4206 | 95.7529 | 91.3058 | 42.5206 | 39.8593 | 40.1744 | 40.1744
West | 0.84445 | 0.87981 | 0.93734 | 1.045 | 1.3173 | 1.1467 | 1.1181 | 3802.3473 | 3288.0878 | 2358.2355 | 1723.6484 | 1038.4679 | 1399.095 | 1755.1146
National | 1.1046 | 1.1508 | 1.2073 | 1.3311 | 1.5564 | 1.4665 | 1.4219 | 6264.9476 | 5577.2127 | 4070.2663 | 3196.5771 | 1945.34 | 2430.1343 | 2868.2569
Coal Prices (2022$/Ton) | [7 empty] | Total Million Tons
Coal Region | 2028 | 2030 | 2035 | 2040 | 2045 | 2050 | 2055 | 2028 | 2030 | 2035 | 2040 | 2045 | 2050 | 2055
Appalachia | 37.5374 | 38.6203 | 38.9784 | 39.6995 | 47.3749 | 46.5218 | 45.4886 | 45.069 | 43.8679 | 36.5603 | 23.2708 | 7.5217 | 10.8116 | 13.0018
Imports | 98.08 | 92.3 | 89.24 |  |  |  |  | 0.33548 | 0.39032 | 0.0025662
Interior | 32.4161 | 32.5066 | 35.0057 | 38.8454 | 40.8386 | 40.7114 | 39.3589 | 58.8262 | 52.3677 | 34.3627 | 38.3043 | 30.9633 | 34.4351 | 36.9645
Waste Coal | 10.7131 | 13.0253 | 11.0819 | 13.2251 | 13.1017 | 18.2108 | 23.2564 | 7.2702 | 7.1457 | 6.8139 | 3.1732 | 2.9746 | 2.9981 | 2.9981
West | 14.8199 | 15.3538 | 16.2948 | 18.0862 | 24.2141 | 20.5998 | 19.9855 | 216.661 | 188.4158 | 135.6539 | 99.5869 | 56.4933 | 77.8785 | 98.189
National | 21.0883 | 21.967 | 23.0286 | 25.8916 | 30.9102 | 28.2561 | 26.9818 | 328.1619 | 292.1874 | 213.3933 | 164.3353 | 97.9528 | 126.1233 | 151.1534

## Final Wholesale Price
Wholesale Electricity Price (2022$/MWh)
Region Group | 2028 | 2030 | 2035 | 2040 | 2045 | 2050 | 2055
ERCOT_Tenaska Frontier Generating Station | 27.0328 | 27.2075 | 27.3062 | 21.6638 | 0 | 26.9496 | 31.9081
ERCOT_Tenaska Gateway Generating Station | 27.0328 | 27.2075 | 27.3062 | 21.6638 | 0 | 0 | 31.9081
ERCOT_Panhandle | 23.172 | 24.8248 | 23.6938 | 18.1752 | 11.6165 | 20.8528 | 25.3416
ERCOT_Rest | 25.8527 | 26.1854 | 29.8503 | 24.8521 | 16.9176 | 27.639 | 32.6583
ERCOT_West | 23.7429 | 25.4364 | 24.2776 | 18.6233 | 11.9034 | 21.912 | 26.8108
FRCC | 36.3789 | 47.0251 | 34.9057 | 39.0996 | 34.9377 | 39.5414 | 43.4755
MISO_Amite South (including DSG) | 36.3247 | 48.6427 | 35.5193 | 31.5594 | 30.6385 | 37.1178 | 41.5018
MISO_Arkansas | 35.1332 | 47.7023 | 34.8025 | 30.0089 | 24.3306 | 30.723 | 36.4406
MISO_Iowa | 34.3226 | 42.4553 | 27.8139 | 24.951 | 19.7432 | 26.5675 | 31.457
MISO_Illinois | 38.5334 | 44.303 | 33.0102 | 26.9708 | 21.2711 | 28.0394 | 32.9895
MISO_Indiana (including parts of Kentucky) | 38.7714 | 45.1567 | 34.2797 | 29.3187 | 25.4476 | 31.6905 | 36.3228
MISO_Louisiana | 36.0243 | 48.1364 | 35.4904 | 30.8997 | 27.1226 | 33.4294 | 38.3681
MISO_Lower Michigan | 35.8827 | 45.6699 | 36.417 | 36.123 | 33.1095 | 38.4707 | 42.4139
MISO_MT, SD, ND | 33.858 | 41.3889 | 28.7363 | 24.8131 | 20.1391 | 26.0956 | 31.0636
MISO_Iowa-MidAmerican | 33.6519 | 41.511 | 27.5408 | 24.7632 | 19.7582 | 26.9759 | 31.8108
MISO_Minnesota and Western Wisconsin | 35.8718 | 43.2577 | 31.8361 | 25.5328 | 20.6832 | 26.888 | 32.0048
MISO_Missouri | 38.0184 | 44.5273 | 33.4035 | 27.5917 | 21.5293 | 28.4618 | 33.7379
MISO_Mississippi | 36.4286 | 48.7682 | 36.0266 | 31.3374 | 27.8126 | 34.0148 | 39.1099
MISO_WOTAB (including Western) | 29.3706 | 43.9277 | 28.5119 | 29.9955 | 26.511 | 33.0753 | 38.0444
MISO_Wisconsin- Upper Michigan (WUMS) | 36.9715 | 44.3171 | 34.7927 | 29.574 | 22.629 | 30.9075 | 36.2157
ISONE_Connecticut | 30.8992 | 33.4729 | 33.1335 | 33.9334 | 31.9801 | 41.2938 | 43.1813
ISONE_Maine | 29.7966 | 31.9139 | 28.9845 | 25.8168 | 23.0919 | 31.2645 | 34.2597
ISONE_MA, VT, NH, RI (Rest of ISO New England) | 30.5793 | 33.3444 | 32.7417 | 32.791 | 30.146 | 38.3736 | 41.498
NY_Zone A (West) | 31.697 | 36.4259 | 34.2711 | 31.5659 | 30.9051 | 33.7715 | 36.005
NY_Zone B (Genesee) | 32.3988 | 37.1504 | 34.7778 | 31.9887 | 31.4891 | 34.3938 | 36.9929
NY_Zone C&E | 32.8192 | 37.7662 | 35.1245 | 32.3031 | 31.9214 | 35.1691 | 37.8207
NY_Zone D (North) | 31.9902 | 36.7947 | 31.8464 | 25.0514 | 25.5577 | 30.654 | 35.1968
NY_Zone F (Capital) | 34.9839 | 39.442 | 35.772 | 32.908 | 32.5281 | 35.7727 | 38.2357
NY_Zone G-I (Downstate NY) | 39.2938 | 44.0906 | 37.1101 | 37.3641 | 37.0724 | 40.3854 | 43.0812
NY_Zone J (NYC) | 40.2901 | 45.3301 | 37.9891 | 40.2147 | 40.7504 | 44.1369 | 46.9093
NY_Zone K (LI) | 49.364 | 45.0311 | 35.9691 | 38.1171 | 38.6162 | 41.7804 | 47.2768
PJM_AP | 33.7957 | 39.4012 | 34.3321 | 33.6038 | 31.3697 | 36.3736 | 40.7901
PJM_ATSI | 33.814 | 39.7437 | 34.7365 | 33.9778 | 31.9272 | 36.7386 | 41.0904
PJM_ComEd | 29.1393 | 37.6674 | 28.5809 | 26.8932 | 24.6031 | 36.342 | 41.4522
PJM_Dominion | 34.2646 | 39.8619 | 34.3981 | 34.0227 | 31.4689 | 36.9238 | 42.0509
PJM_EMAAC | 29.866 | 33.0796 | 31.9235 | 35.9304 | 35.3119 | 40.0661 | 44.0647
PJM_PENELEC | 29.6403 | 32.3656 | 30.861 | 31.2728 | 30.0677 | 35.1724 | 39.6864
PJM_SWMAAC | 63.1634 | 40.0548 | 35.4615 | 37.3779 | 35.1085 | 40.2355 | 44.7606
PJM West | 34.2966 | 40.1569 | 34.8972 | 33.5976 | 30.743 | 35.697 | 40.513
PJM_Western MAAC | 29.5267 | 32.442 | 31.2502 | 32.3059 | 33.959 | 37.8533 | 41.7919
SERC_Central_Kentucky | 34.4471 | 42.7176 | 36.58 | 33.5899 | 29.685 | 35.057 | 40.2691
SERC_Central_TVA | 37.7206 | 43.3683 | 34.9461 | 32.0694 | 27.1013 | 31.8045 | 37.8041
SERC_Delta_AECI | 27.7624 | 35.8595 | 29.3136 | 25.4483 | 19.1658 | 27.1162 | 31.0477
SERC_Southeastern | 35.0583 | 41.6309 | 32.3941 | 32.2395 | 29.9696 | 34.0252 | 39.7427
SERC_VACAR | 39.1479 | 44.7292 | 38.252 | 37.7792 | 36.3373 | 39.5648 | 47.193
SPP_Kiamichi Energy Facility | 27.1004 | 27.2636 | 27.4029 | 21.642 | 14.2856 | 27.0007 | 31.9543
SPP North- (Kansas, Missouri) | 30.2837 | 35.3764 | 23.9698 | 18.5287 | 12.8623 | 22.0176 | 27.0998
SPP Nebraska | 29.392 | 34.5437 | 24.1958 | 19.4158 | 14.4895 | 23.3557 | 28.3182
SPP SPS (Texas Panhandle) | 28.9975 | 35.0116 | 18.805 | 13.314 | 6.1705 | 17.662 | 22.7673
SPP_WAUE | 28.3846 | 34.0972 | 24.1134 | 19.1545 | 14.7922 | 23.8328 | 29.5046
SPP West (Oklahoma, Arkansas, Louisiana) | 30.6059 | 35.5165 | 24.285 | 18.233 | 12.758 | 21.7236 | 26.8482
WECC_BANC | 58.4099 | 59.7 | 46.4465 | 53.1377 | 31.9995 | 60.722 | 65.3132
WECC_Northern California (not including BANC) | 54.0287 | 57.3272 | 43.9119 | 47.1096 | 28.0356 | 54.5767 | 60.3896
WECC_LADWP | 53.3779 | 58.6206 | 47.5925 | 48.4543 | 29.8829 | 57.0045 | 64.0501
WECC_San Diego Gas and Electric | 55.7919 | 59.7761 | 48.1502 | 47.5299 | 33.0529 | 57.5017 | 63.3851
WECC_Arizona | 39.0241 | 44.0729 | 36.8512 | 39.491 | 29.9812 | 38.4085 | 42.2871
WECC_Colorado | 39.8613 | 55.5098 | 43.2773 | 37.0483 | 33.3484 | 38.5279 | 42.6109
WECC_Idaho | 36.5826 | 42.2291 | 36.7728 | 35.8781 | 30.2477 | 35.3906 | 40.4618
WECC_Imperial Irrigation District (IID) | 24.7777 | 46.4082 | 35.527 | 33.7566 | 22.7469 | 44.67 | 51.814
WECC_Montana | 38.9017 | 44.5107 | 35.3554 | 32.4767 | 26.1912 | 31.0545 | 35.992
WECC_New Mexico | 36.2881 | 42.3248 | 35.9888 | 39.1886 | 29.0544 | 36.9176 | 41.2876
WECC_Northern Nevada | 37.4859 | 43.999 | 35.0477 | 36.2011 | 31.7393 | 39.4449 | 43.2284
WECC_Pacific Northwest | 41.0189 | 45.9626 | 37.9961 | 36.6932 | 30.2888 | 35.9732 | 42.0401
WECC_Southern California Edison | 54.559 | 59.1873 | 47.1876 | 47.6745 | 28.417 | 54.7006 | 61.7332
WECC_Southern Nevada | 38.6969 | 42.146 | 35.105 | 36.2651 | 30.2623 | 40.5718 | 44.9021
WECC_Utah | 35.0283 | 44.0292 | 36.8708 | 37.6773 | 34.3324 | 38.7948 | 42.6848
WECC_Wyoming | 25.4291 | 37.5099 | 31.25 | 32.5625 | 29.2872 | 34.1026 | 37.974
National | 36.1466 | 41.6071 | 34.3305 | 33.0396 | 27.6959 | 35.8348 | 40.8707

## Natural Gas
MATS RTR Final Rule - Natural Gas Results
| Delivered Natural Gas Price (2022$/MMBtu) | [28 empty] | Natural Gas Consumption in the Power Sector (Tcf)
| Winter | [6 empty] | Spring | [6 empty] | Summer | [6 empty] | Fall | [7 empty] | Winter | [6 empty] | Spring | [6 empty] | Summer | [6 empty] | Fall
| 2028 | 2030 | 2035 | 2040 | 2045 | 2050 | 2055 | 2028 | 2030 | 2035 | 2040 | 2045 | 2050 | 2055 | 2028 | 2030 | 2035 | 2040 | 2045 | 2050 | 2055 | 2028 | 2030 | 2035 | 2040 | 2045 | 2050 | 2055 |  | 2028 | 2030 | 2035 | 2040 | 2045 | 2050 | 2055 | 2028 | 2030 | 2035 | 2040 | 2045 | 2050 | 2055 | 2028 | 2030 | 2035 | 2040 | 2045 | 2050 | 2055 | 2028 | 2030 | 2035 | 2040 | 2045 | 2050 | 2055
ERC_FRNT | 3.8483 | 3.4238 | 3.5604 | 3.4247 | 3.6303 | 4.217 | 4.8308 | 3.3493 | 3.131 | 3.0748 | 2.9148 | 3.1425 | 3.7291 | 4.3429 | 2.8809 | 3.2584 | 2.9144 | 2.942 | 3.1411 | 3.7277 | 4.3416 | 3.0214 | 3.3824 | 2.9683 | 3.2437 | 3.386 | 3.9726 | 4.5864 | ERC_FRNT | 0.010465 | 0.010465 | 0.00052327 | 8.7212e-05 | 0 | 0 | 9.2057e-05 | 0.0070932 | 0.0070932 | 0 | 0 | 0 | 0 | 0 | 0.019633 | 0.019633 | 0.0040903 | 0 | 0 | 0.00032081 | 0.0016579 | 0.0070932 | 0.0070932 | 0 | 0 | 0 | 0 | 0
ERC_GWAY | 3.8483 | 3.4238 | 3.5604 | 3.4247 | 3.6303 | 4.217 | 4.8308 | 3.3493 | 3.131 | 3.0748 | 2.9148 | 3.1425 | 3.7291 | 4.3429 | 2.8809 | 3.2584 | 2.9144 | 2.942 | 3.1411 | 3.7277 | 4.3416 | 3.0214 | 3.3824 | 2.9683 | 3.2437 | 3.386 | 3.9726 | 4.5864 | ERC_GWAY | 0.00053127 | 0.00053127 | 0.00053127 | 8.8546e-05 | 0 | 0 | 6.6586e-05 | 0 | 0.00018201 | 0 | 0 | 0 | 0 | 0 | 0.01507 | 0.014493 | 6.5143e-05 | 0 | 0 | 0 | 0.00031486 | 0.00034012 | 6.8869e-05 | 0 | 0 | 0 | 0 | 0
ERC_PHDL | - | - | - | - | - | - | - | - | - | - | - | - | - | - | - | - | - | - | - | - | - | - | - | - | - | - | - | - | ERC_PHDL | 0 | 0 | 0 | 0 | 0 | 0 | 0 | 0 | 0 | 0 | 0 | 0 | 0 | 0 | 0 | 0 | 0 | 0 | 0 | 0 | 0 | 0 | 0 | 0 | 0 | 0 | 0 | 0
ERC_REST | 3.8483 | 3.4238 | 3.5604 | 3.4247 | 3.6303 | 4.217 | 4.8308 | 3.3493 | 3.131 | 3.0748 | 2.9148 | 3.1425 | 3.7291 | 4.3429 | 2.8809 | 3.2584 | 2.9144 | 2.942 | 3.1411 | 3.7277 | 4.3416 | 3.0214 | 3.3824 | 2.9683 | 3.2437 | 3.386 | 3.9726 | 4.5864 | ERC_REST | 0.20855 | 0.1851 | 0.061197 | 0.003935 | 0.0020958 | 0.011041 | 0.023639 | 0.070362 | 0.051965 | 0 | 0 | 0 | 0 | 0 | 0.44481 | 0.37242 | 0.18423 | 0.078187 | 0.02485 | 0.11319 | 0.16379 | 0.14942 | 0.12476 | 0.049921 | 0.0051223 | 0 | 0.0096387 | 0.023368
ERC_WEST | 3.813 | 3.3767 | 3.5047 | 3.3787 | 3.5814 | 4.1681 | 4.7819 | 3.3125 | 3.0719 | 2.9876 | 2.8354 | 3.0663 | 3.653 | 4.2668 | 2.809 | 3.1576 | 2.7944 | 2.8528 | 3.0512 | 3.6378 | 4.2517 | 2.9735 | 3.3038 | 2.8685 | 3.143 | 3.2903 | 3.877 | 4.4908 | ERC_WEST | 0.0082896 | 0.012432 | 0.00048597 | 7.9787e-05 | 0 | 7.616e-05 | 7.616e-05 | 0 | 0.0053095 | 0 | 0 | 0 | 0 | 0 | 0.038426 | 0.039754 | 0.0031457 | 0.0038357 | 0.00070197 | 0.0031097 | 0.0031097 | 0.0069343 | 0.0053095 | 0.0027867 | 3.6267e-05 | 0 | 0.00083978 | 0.0020872
FRCC | 4.0898 | 3.6697 | 3.9212 | 3.6882 | 3.8125 | 4.3991 | 5.0129 | 3.5701 | 3.3685 | 3.4745 | 3.189 | 3.2984 | 3.885 | 4.4989 | 3.3946 | 3.99 | 3.5037 | 3.3158 | 3.4813 | 4.068 | 4.6818 | 3.2142 | 3.6878 | 3.4033 | 3.5772 | 3.6694 | 4.2561 | 4.8699 | FRCC | 0.3008 | 0.31813 | 0.30895 | 0.23524 | 0.15553 | 0.17459 | 0.22564 | 0.20678 | 0.21074 | 0.18885 | 0.11348 | 0.048423 | 0.061114 | 0.095012 | 0.71419 | 0.71926 | 0.71893 | 0.67544 | 0.55077 | 0.60479 | 0.70517 | 0.24595 | 0.24782 | 0.23988 | 0.20091 | 0.14439 | 0.16821 | 0.20672
MIS_AMSO | 3.8647 | 3.4632 | 3.75 | 3.5577 | 3.7017 | 4.2884 | 4.9022 | 3.3787 | 3.1822 | 3.31 | 3.0732 | 3.2191 | 3.8057 | 4.4195 | 2.888 | 3.3039 | 3.1071 | 3.0846 | 3.2619 | 3.8485 | 4.4623 | 3.0009 | 3.4438 | 3.2045 | 3.4151 | 3.5096 | 4.0962 | 4.7101 | MIS_AMSO | 0.040385 | 0.042202 | 0.036329 | 0.0084559 | 0.0078275 | 0.012908 | 0.019657 | 0.024548 | 0.025021 | 0.0081687 | 0.00046611 | 0.00095702 | 0.0019374 | 0.0037803 | 0.084494 | 0.083594 | 0.073564 | 0.050464 | 0.040559 | 0.068015 | 0.083465 | 0.028462 | 0.02829 | 0.021333 | 0.0035075 | 0.0038223 | 0.006458 | 0.012043
MIS_AR | 3.8486 | 3.441 | 3.6674 | 3.5116 | 3.6772 | 4.2639 | 4.8777 | 3.3709 | 3.1612 | 3.2216 | 3.0201 | 3.1824 | 3.769 | 4.3828 | 2.8518 | 3.2514 | 2.997 | 3.0163 | 3.202 | 3.7887 | 4.4025 | 3.0262 | 3.4299 | 3.1226 | 3.3673 | 3.471 | 4.0576 | 4.6714 | MIS_AR | 0.022646 | 0.044345 | 0.019165 | 0.0022124 | 0.00052439 | 0.0020971 | 0.0026644 | 0.0072463 | 0.019192 | 0.0012447 | 0 | 0 | 0 | 0 | 0.084943 | 0.10488 | 0.066963 | 0.028284 | 0.01456 | 0.023592 | 0.025545 | 0.021682 | 0.021605 | 0.011949 | 0.00061618 | 0.00011617 | 0.00041722 | 0.00052195
MIS_IA | 4.1396 | 3.6511 | 3.7479 | 3.5793 | 3.7609 | 4.3475 | 4.9613 | 3.5961 | 3.2776 | 3.1897 | 2.9735 | 3.1612 | 3.7478 | 4.3616 | 2.748 | 3.0594 | 2.7349 | 2.8304 | 3.0241 | 3.6107 | 4.2246 | 3.1795 | 3.4906 | 3.0808 | 3.316 | 3.436 | 4.0226 | 4.6364 | MIS_IA | 0.0090479 | 0.011038 | 0.00026815 | 0 | 0 | 0 | 0 | 0 | 0.002027 | 0 | 0 | 0 | 0 | 0 | 0.02407 | 0.022532 | 0.020403 | 0.0055161 | 0.0022626 | 0.0055087 | 0.0055087 | 0.0074108 | 0.0074039 | 0.00032832 | 0 | 0 | 0 | 0
MIS_IL | 3.9922 | 3.5348 | 3.6696 | 3.5258 | 3.7127 | 4.2993 | 4.9131 | 3.5108 | 3.2198 | 3.1994 | 2.9989 | 3.169 | 3.7556 | 4.3694 | 2.7594 | 3.0957 | 2.8131 | 2.895 | 3.0969 | 3.6836 | 4.2974 | 3.116 | 3.4655 | 3.0891 | 3.3376 | 3.4588 | 4.0455 | 4.6593 | MIS_IL | 0.0023453 | 0.00644 | 0.00014894 | 0 | 0 | 0 | 0 | 0.00018603 | 3.7207e-05 | 0 | 0 | 0 | 0 | 0 | 0.016895 | 0.014339 | 0.0058146 | 0.0030918 | 0 | 0 | 0 | 0.001381 | 0.0011013 | 0.00021208 | 0 | 0 | 0 | 0
MIS_INKY | 3.8801 | 3.4702 | 3.6894 | 3.5325 | 3.7041 | 4.2907 | 4.9045 | 3.4015 | 3.1794 | 3.2327 | 3.0216 | 3.1751 | 3.7617 | 4.3755 | 2.7881 | 3.16 | 2.9067 | 2.9569 | 3.1536 | 3.7403 | 4.3541 | 3.0365 | 3.438 | 3.1304 | 3.3643 | 3.4739 | 4.0606 | 4.6744 | MIS_INKY | 0.017089 | 0.024141 | 0.010845 | 0 | 0 | 0 | 0 | 0.0099595 | 0.010076 | 0.00036014 | 0 | 0 | 0 | 0 | 0.064612 | 0.067948 | 0.04147 | 0.016905 | 0.0069184 | 0.014918 | 0.017102 | 0.015542 | 0.010753 | 0.0046933 | 0 | 0 | 0.00022374 | 0.00034265
MIS_LA | 3.7932 | 3.3892 | 3.6409 | 3.4696 | 3.6259 | 4.2125 | 4.8263 | 3.3115 | 3.1079 | 3.1986 | 2.9829 | 3.1414 | 3.7281 | 4.3419 | 2.8024 | 3.2146 | 2.9909 | 2.9894 | 3.1696 | 3.7563 | 4.3701 | 2.9519 | 3.3732 | 3.0935 | 3.326 | 3.4249 | 4.0115 | 4.6253 | MIS_LA | 0.046683 | 0.053182 | 0.035292 | 0.0067173 | 0.0030154 | 0.0074238 | 0.011906 | 0.029022 | 0.031626 | 0.010103 | 0.00033057 | 0.00023527 | 0.00076448 | 0.0013414 | 0.077815 | 0.076858 | 0.085014 | 0.053591 | 0.032751 | 0.052597 | 0.07045 | 0.034164 | 0.033101 | 0.02279 | 0.0044808 | 0.0013257 | 0.0042921 | 0.0072789
MIS_LMI | 4.0609 | 3.5884 | 3.7266 | 3.5766 | 3.7573 | 4.344 | 4.9578 | 3.6479 | 3.3167 | 3.3068 | 3.0953 | 3.2417 | 3.8283 | 4.4421 | 2.8002 | 3.1404 | 2.8649 | 2.9538 | 3.1598 | 3.7464 | 4.3603 | 3.207 | 3.5402 | 3.1775 | 3.417 | 3.5366 | 4.1232 | 4.7371 | MIS_LMI | 0.079119 | 0.091813 | 0.060632 | 0.038668 | 0.018465 | 0.037544 | 0.039413 | 0.039036 | 0.054386 | 0.026662 | 0.017264 | 2.5785e-05 | 0.0030608 | 0.0056926 | 0.1703 | 0.19295 | 0.17711 | 0.15279 | 0.1094 | 0.1467 | 0.13502 | 0.052161 | 0.052576 | 0.038619 | 0.023279 | 0.0092812 | 0.022671 | 0.024194
MIS_MAPP | 4.1809 | 3.6987 | 3.7983 | 3.6411 | 3.841 | 4.4276 | 5.0414 | 3.7131 | 3.3841 | 3.2838 | 3.0636 | 3.335 | 3.9216 | 4.5354 | 2.901 | 3.1788 | 2.8619 | 2.9619 | 3.1077 | 3.6944 | 4.3082 | 3.3143 | 3.6146 | 3.1921 | 3.3985 | 3.4655 | 4.0522 | 4.666 | MIS_MAPP | 1.9829e-05 | 2.8092e-05 | 0 | 0 | 0 | 0 | 0 | 0 | 0 | 0 | 0 | 0 | 0 | 0 | 0.00010566 | 0.00010566 | 1.7321e-06 | 0 | 0 | 0 | 0 | 0 | 0 | 0 | 0 | 0 | 0 | 0
MIS_MIDA | 4.0482 | 3.5625 | 3.6724 | 3.5236 | 3.7079 | 4.2946 | 4.9084 | 3.5366 | 3.2161 | 3.1417 | 2.9394 | 3.1289 | 3.7156 | 4.3294 | 2.7131 | 3.0253 | 2.7074 | 2.8059 | 2.9982 | 3.5848 | 4.1987 | 3.1403 | 3.4483 | 3.0462 | 3.287 | 3.4049 | 3.9915 | 4.6054 | MIS_MIDA | 0.0013224 | 0.0014534 | 6.5909e-05 | 0 | 0 | 0 | 0 | 0 | 0 | 0 | 0 | 0 | 0 | 0 | 0.0099417 | 0.0073457 | 0.0029327 | 0.0020097 | 0 | 0.0025803 | 0.0025803 | 0.0003829 | 0.00024827 | 0 | 0 | 0 | 0 | 0
MIS_MNWI | 4.4532 | 3.97 | 4.0626 | 3.8896 | 4.0704 | 4.657 | 5.2709 | 3.9515 | 3.6277 | 3.5381 | 3.3144 | 3.4872 | 4.0738 | 4.6876 | 3.0871 | 3.4115 | 3.0632 | 3.1512 | 3.3524 | 3.939 | 4.5528 | 3.5123 | 3.8398 | 3.4132 | 3.6363 | 3.7622 | 4.3489 | 4.9627 | MIS_MNWI | 0.007164 | 0.0088338 | 0.00057726 | 4.0636e-05 | 7.9076e-06 | 4.049e-05 | 0.00015815 | 0.00066027 | 0.0012648 | 3.0825e-05 | 0 | 0 | 0 | 3.6609e-06 | 0.034025 | 0.034676 | 0.016407 | 0.0023635 | 0.001496 | 0.006889 | 0.011811 | 0.0037269 | 0.0028187 | 0.00091309 | 4.5322e-05 | 3.8806e-06 | 2.6871e-05 | 0.00013754
MIS_MO | 3.9668 | 3.5263 | 3.6724 | 3.5109 | 3.6866 | 4.2732 | 4.8871 | 3.4604 | 3.1948 | 3.1799 | 2.9696 | 3.1449 | 3.7315 | 4.3454 | 2.7584 | 3.1099 | 2.8161 | 2.8838 | 3.0821 | 3.6688 | 4.2826 | 3.0673 | 3.4372 | 3.0682 | 3.307 | 3.4283 | 4.0149 | 4.6287 | MIS_MO | 0.0010739 | 0.0018403 | 0.0008668 | 2.0243e-05 | 1.3546e-05 | 0.00012228 | 0.00019858 | 0.00041831 | 0.0004247 | 1.7677e-05 | 0 | 0 | 0 | 0 | 0.0048141 | 0.015391 | 0.0053629 | 0.0019317 | 0.00079972 | 0.001225 | 0.002795 | 0.00043433 | 0.0006877 | 0.0004829 | 1.8532e-05 | 0 | 2.0625e-05 | 0.0001247
MIS_MS | 3.9309 | 3.518 | 3.7854 | 3.5759 | 3.7044 | 4.291 | 4.9048 | 3.4105 | 3.2125 | 3.332 | 3.0766 | 3.1912 | 3.7778 | 4.3916 | 3.0656 | 3.5308 | 3.2004 | 3.1526 | 3.322 | 3.9086 | 4.5225 | 3.0593 | 3.5036 | 3.2464 | 3.4465 | 3.5303 | 4.117 | 4.7308 | MIS_MS | 0.015502 | 0.018864 | 0.012865 | 0.0024924 | 0.0010443 | 0.0036327 | 0.0059198 | 0.010944 | 0.011309 | 0.0044075 | 0 | 0 | 0.00015306 | 0.00014684 | 0.036928 | 0.036765 | 0.027721 | 0.017048 | 0.015519 | 0.025767 | 0.029321 | 0.0099539 | 0.011325 | 0.0064463 | 0.0012493 | 0.00037118 | 0.0017249 | 0.0020051
MIS_WOTA | 3.9688 | 3.5604 | 3.7783 | 3.6114 | 3.786 | 4.3726 | 4.9864 | 3.4789 | 3.2754 | 3.3276 | 3.1273 | 3.3073 | 3.8939 | 4.5078 | 2.9802 | 3.3889 | 3.1331 | 3.1368 | 3.3219 | 3.9086 | 4.5224 | 3.1277 | 3.5397 | 3.2224 | 3.4679 | 3.5775 | 4.1641 | 4.7779 | MIS_WOTA | 0.054437 | 0.059372 | 0.040545 | 0.011643 | 0.0033167 | 0.011527 | 0.01251 | 0.029132 | 0.034141 | 0.022389 | 0.00029729 | 3.3958e-06 | 0.00027213 | 0.00065654 | 0.11682 | 0.1164 | 0.096065 | 0.070024 | 0.056077 | 0.072932 | 0.076609 | 0.036383 | 0.035579 | 0.027677 | 0.0062662 | 0.001966 | 0.0060435 | 0.0085809
MIS_WUMS | 4.2015 | 3.7234 | 3.8119 | 3.6345 | 3.8144 | 4.4011 | 5.0149 | 3.7414 | 3.4122 | 3.3211 | 3.0898 | 3.2477 | 3.8344 | 4.4482 | 2.8606 | 3.1981 | 2.8261 | 2.9066 | 3.1152 | 3.7018 | 4.3156 | 3.2797 | 3.6234 | 3.1801 | 3.3912 | 3.523 | 4.1096 | 4.7235 | MIS_WUMS | 0.028468 | 0.035816 | 0.0144 | 0.00010256 | 0 | 9.3399e-05 | 0.00062854 | 0.0048703 | 0.012721 | 0.0013289 | 1.1399e-05 | 0 | 2.7683e-05 | 8.5157e-06 | 0.075989 | 0.080362 | 0.071104 | 0.045711 | 0.021552 | 0.036201 | 0.041891 | 0.021992 | 0.016814 | 0.0126 | 0.00088982 | 0.00019888 | 0.0010254 | 0.0011329
NENG_CT | 7.2602 | 7.2561 | 7.7717 | 6.4586 | 5.7787 | 6.3654 | 6.9792 | 4.1784 | 3.8987 | 4.0472 | 3.3959 | 3.3552 | 3.9418 | 4.5556 | 2.4136 | 2.8155 | 2.7168 | 2.7453 | 2.9527 | 3.5394 | 4.1532 | 2.8943 | 3.2901 | 3.1232 | 3.2987 | 3.4438 | 4.0304 | 4.6442 | NENG_CT | 0.012008 | 0.006976 | 0.0045199 | 0 | 0 | 0 | 0 | 0.0052316 | 0.0030782 | 0.0035286 | 0 | 0 | 0 | 0 | 0.067947 | 0.060292 | 0.053346 | 0 | 0 | 0 | 0 | 0.02349 | 0.019708 | 0.013481 | 0 | 0 | 0 | 0
NENG_ME | 7.2361 | 7.232 | 7.7476 | 6.4345 | 5.7547 | 6.3413 | 6.9551 | 4.1543 | 3.8746 | 4.0232 | 3.3718 | 3.3311 | 3.9178 | 4.5316 | 2.3895 | 2.7914 | 2.6927 | 2.7212 | 2.9287 | 3.5153 | 4.1291 | 2.8703 | 3.2661 | 3.0992 | 3.2746 | 3.4197 | 4.0064 | 4.6202 | NENG_ME | 0.0008508 | 0.00022906 | 1.5013e-06 | 7.6789e-05 | 5.9477e-05 | 9.2002e-06 | 3.8054e-05 | 0.00035676 | 4.995e-05 | 0 | 0 | 0 | 0 | 0 | 0.01447 | 0.014457 | 0.0028869 | 0.0038176 | 0.0020651 | 0.0027755 | 0.0024133 | 0.0053257 | 0.0029697 | 0.00071119 | 0.00023877 | 8.6441e-05 | 0.00030969 | 0.00010644
NENGREST | 7.2361 | 7.232 | 7.7476 | 6.4345 | 5.7547 | 6.3413 | 6.9551 | 4.1543 | 3.8746 | 4.0232 | 3.3718 | 3.3311 | 3.9178 | 4.5316 | 2.3895 | 2.7914 | 2.6927 | 2.7212 | 2.9287 | 3.5153 | 4.1291 | 2.8703 | 3.2661 | 3.0992 | 3.2746 | 3.4197 | 4.0064 | 4.6202 | NENGREST | 0.0080159 | 0.0039654 | 0.0020155 | 0.00059203 | 0.00060563 | 0.0077217 | 0.0068326 | 0.0028893 | 0.0023791 | 0.00039461 | 0 | 0 | 0 | 0 | 0.078448 | 0.077457 | 0.067287 | 0.059931 | 0.048238 | 0.04497 | 0.042801 | 0.026568 | 0.024875 | 0.015835 | 0.0062199 | 0.0019684 | 0.0068666 | 0.0049904
NY_Z_A | 3.4543 | 3.1652 | 3.6363 | 3.5153 | 3.7196 | 4.3063 | 4.9201 | 3.0266 | 2.8383 | 3.0907 | 2.9586 | 3.099 | 3.6856 | 4.2994 | 2.281 | 2.6676 | 2.6744 | 2.8082 | 3.0099 | 3.5965 | 4.2103 | 2.4853 | 2.9254 | 2.8973 | 3.2177 | 3.3354 | 3.9221 | 4.5359 | NY_Z_A | 0.0058168 | 0.0057941 | 0.0046138 | 0 | 0 | 0 | 0 | 0.00060515 | 0.00081429 | 4.0464e-05 | 0 | 0 | 0 | 0 | 0.0019164 | 0.0026463 | 0.0026786 | 0.00016215 | 3.9173e-05 | 5.5997e-06 | 2.6795e-05 | 0.00096689 | 0.00067665 | 9.0518e-05 | 0 | 0 | 0 | 0
NY_Z_B | 3.3226 | 3.0283 | 3.5366 | 3.4638 | 3.6726 | 4.2593 | 4.8731 | 2.9541 | 2.7762 | 3.0473 | 2.9273 | 3.0685 | 3.6552 | 4.269 | 2.2136 | 2.6071 | 2.6386 | 2.7812 | 2.9842 | 3.5709 | 4.1847 | 2.4062 | 2.8584 | 2.8584 | 3.1903 | 3.3069 | 3.8935 | 4.5073 | NY_Z_B | 0.0031531 | 0.0031546 | 0.0029731 | 0 | 0 | 0 | 0 | 0.00077436 | 0.0010873 | 0 | 0 | 0 | 0 | 0 | 0.0029231 | 0.0031311 | 0.0019011 | 8.0571e-05 | 0 | 0 | 2.1436e-05 | 0.0012349 | 0.0010482 | 0.00043331 | 0 | 0 | 0 | 0
NY_Z_C&E | 4.0375 | 3.7114 | 4.0372 | 3.8242 | 3.9996 | 4.5863 | 5.2001 | 3.2732 | 3.0418 | 3.2403 | 3.0485 | 3.1759 | 3.7625 | 4.3764 | 2.3288 | 2.7244 | 2.7137 | 2.8199 | 3.0223 | 3.6089 | 4.2227 | 2.5877 | 3.0217 | 2.9673 | 3.2634 | 3.3809 | 3.9675 | 4.5813 | NY_Z_C&E | 0.015071 | 0.015989 | 0.01317 | 7.8755e-06 | 0 | 0.00082655 | 0.0033135 | 0.0082615 | 0.0085979 | 0.0010663 | 0 | 0 | 0 | 0 | 0.023777 | 0.024494 | 0.02454 | 0.01764 | 0.017611 | 0.0065712 | 0.0052473 | 0.0086126 | 0.0086971 | 0.008444 | 0 | 0 | 9.0768e-06 | 6.0613e-05
NY_Z_D | 5.4671 | 5.0776 | 5.0385 | 4.545 | 4.6536 | 5.2403 | 5.8541 | 3.9114 | 3.573 | 3.6262 | 3.2911 | 3.3907 | 3.9773 | 4.5911 | 2.5591 | 2.9589 | 2.8638 | 2.8973 | 3.0984 | 3.685 | 4.2988 | 2.9505 | 3.3483 | 3.1853 | 3.4095 | 3.5288 | 4.1155 | 4.7293 | NY_Z_D | 0 | 0 | 0 | 0 | 0 | 0 | 0 | 0 | 0 | 0 | 0 | 0 | 0 | 0 | 0 | 2.3286e-05 | 0.00033216 | 0 | 0 | 0 | 0 | 0 | 0 | 0 | 0 | 0 | 0 | 0
NY_Z_F | 5.4671 | 5.0776 | 5.0385 | 4.545 | 4.6536 | 5.2403 | 5.8541 | 3.9114 | 3.573 | 3.6262 | 3.2911 | 3.3907 | 3.9773 | 4.5911 | 2.5591 | 2.9589 | 2.8638 | 2.8973 | 3.0984 | 3.685 | 4.2988 | 2.9505 | 3.3483 | 3.1853 | 3.4095 | 3.5288 | 4.1155 | 4.7293 | NY_Z_F | 0.025858 | 0.023743 | 0.0085534 | 0 | 0 | 0 | 0 | 0.00030695 | 0.0019759 | 0.00032992 | 0 | 0 | 0 | 0 | 0.030323 | 0.047148 | 0.047004 | 0.011549 | 0.0068231 | 0.0076339 | 0.0076207 | 0.0082138 | 0.011866 | 0.0051233 | 0 | 0 | 0 | 0
NY_Z_G-I | 5.4671 | 5.0776 | 5.0385 | 4.545 | 4.6536 | 5.2403 | 5.8541 | 3.9114 | 3.573 | 3.6262 | 3.2911 | 3.3907 | 3.9773 | 4.5911 | 2.5591 | 2.9589 | 2.8638 | 2.8973 | 3.0984 | 3.685 | 4.2988 | 2.9505 | 3.3483 | 3.1853 | 3.4095 | 3.5288 | 4.1155 | 4.7293 | NY_Z_G-I | 0.020098 | 0.020111 | 0.015403 | 7.1391e-05 | 0.00017648 | 0.005564 | 0.0055867 | 0.013596 | 0.013598 | 0.0037154 | 0 | 0 | 1.5744e-05 | 2.2503e-05 | 0.037813 | 0.037795 | 0.033156 | 0.019016 | 0.022596 | 0.023424 | 0.027557 | 0.013609 | 0.013609 | 0.010357 | 0.00050041 | 0.00070513 | 0.0025599 | 0.0025503
NY_Z_J | 6.9232 | 7.1276 | 6.4211 | 5.1865 | 5.1609 | 5.7476 | 6.3614 | 4.131 | 3.8591 | 3.8131 | 3.4306 | 3.4782 | 4.0648 | 4.6786 | 2.5731 | 2.9613 | 2.8707 | 2.9118 | 3.1119 | 3.6986 | 4.3124 | 2.9852 | 3.383 | 3.2093 | 3.4231 | 3.54 | 4.1266 | 4.7404 | NY_Z_J | 0.018495 | 0.014534 | 0.0029175 | 0.0032686 | 0.0084436 | 0.010711 | 0.011035 | 0.011099 | 0.012039 | 0.0079553 | 4.1204e-06 | 2.7177e-05 | 0.00054878 | 0.00024056 | 0.08738 | 0.08128 | 0.064472 | 0.063694 | 0.070771 | 0.075035 | 0.076126 | 0.022065 | 0.021879 | 0.013829 | 0.0067831 | 0.0064308 | 0.0081156 | 0.0079694
NY_Z_K | 6.9232 | 7.1276 | 6.4211 | 5.1865 | 5.1609 | 5.7476 | 6.3614 | 4.131 | 3.8591 | 3.8131 | 3.4306 | 3.4782 | 4.0648 | 4.6786 | 2.5731 | 2.9613 | 2.8707 | 2.9118 | 3.1119 | 3.6986 | 4.3124 | 2.9852 | 3.383 | 3.2093 | 3.4231 | 3.54 | 4.1266 | 4.7404 | NY_Z_K | 0.0049463 | 0.0013188 | 0.00010334 | 0.00012643 | 0.00014012 | 0.00023729 | 0.00018381 | 0.00095768 | 0.00096064 | 0.00026883 | 0 | 2.9225e-06 | 0.00033792 | 0.00026035 | 0.03382 | 0.034744 | 0.019404 | 0.0068496 | 0.0064715 | 0.007217 | 0.0053259 | 0.0029871 | 0.0029004 | 0.0011517 | 0.000291 | 0.00029323 | 0.001073 | 0.00074938
PJM_AP | 3.43 | 3.0764 | 3.484 | 3.3699 | 3.5549 | 4.1416 | 4.7554 | 2.9001 | 2.7182 | 2.9446 | 2.7901 | 2.9162 | 3.5028 | 4.1166 | 2.1462 | 2.5356 | 2.5342 | 2.6535 | 2.841 | 3.4276 | 4.0414 | 2.3517 | 2.7991 | 2.7585 | 3.0637 | 3.17 | 3.7566 | 4.3705 | PJM_AP | 0.046583 | 0.046562 | 0.045415 | 0.028653 | 0.010605 | 0.059664 | 0.11748 | 0.026505 | 0.026964 | 0.01815 | 0.0027238 | 0 | 0.0038724 | 0.023781 | 0.075098 | 0.072821 | 0.067849 | 0.067406 | 0.066148 | 0.16248 | 0.20678 | 0.028282 | 0.026871 | 0.026454 | 0.014994 | 0.0064222 | 0.031855 | 0.042623
PJM_ATSI | 3.5235 | 3.1538 | 3.476 | 3.3591 | 3.5496 | 4.1363 | 4.7501 | 3.0712 | 2.8594 | 3.0007 | 2.8338 | 2.978 | 3.5646 | 4.1785 | 2.3663 | 2.732 | 2.6023 | 2.7079 | 2.9021 | 3.4888 | 4.1026 | 2.6182 | 3.0252 | 2.857 | 3.138 | 3.2465 | 3.8331 | 4.4469 | PJM_ATSI | 0.10305 | 0.10297 | 0.1019 | 0.087905 | 0.040781 | 0.075678 | 0.09063 | 0.068903 | 0.069248 | 0.068843 | 0.017606 | 0.001073 | 0.0062778 | 0.014625 | 0.20159 | 0.19941 | 0.19429 | 0.18791 | 0.16869 | 0.21153 | 0.23502 | 0.070052 | 0.069424 | 0.069232 | 0.046105 | 0.017585 | 0.050035 | 0.062482
PJM_COMD | 4.0756 | 3.5933 | 3.7081 | 3.5584 | 3.7425 | 4.3292 | 4.943 | 3.5864 | 3.2623 | 3.2297 | 3.0217 | 3.1851 | 3.7717 | 4.3855 | 2.7677 | 3.1001 | 2.8162 | 2.8985 | 3.1006 | 3.6873 | 4.3011 | 3.1752 | 3.4935 | 3.1174 | 3.3579 | 3.4764 | 4.063 | 4.6768 | PJM_COMD | 0.022523 | 0.026366 | 0.0085886 | 0 | 0 | 2.9318e-05 | 3.5427e-05 | 0.0016287 | 0.014082 | 0.00018005 | 0 | 0 | 0 | 1.0106e-05 | 0.085401 | 0.08253 | 0.066838 | 0.040949 | 0.00014154 | 0.00074253 | 0.00075616 | 0.016495 | 0.016084 | 0.0087066 | 0.00056295 | 2.5852e-06 | 1.807e-05 | 2.3623e-05
PJM_Dom | 4.0525 | 3.6371 | 3.8919 | 3.6585 | 3.8003 | 4.387 | 5.0008 | 3.2528 | 3.0494 | 3.1791 | 2.9557 | 3.051 | 3.6377 | 4.2515 | 2.5353 | 2.8362 | 2.7801 | 2.811 | 2.9682 | 3.5549 | 4.1687 | 2.6434 | 3.0761 | 2.9614 | 3.2149 | 3.3067 | 3.8933 | 4.5071 | PJM_Dom | 0.063237 | 0.072004 | 0.04387 | 0.0021346 | 0.002441 | 1.7136e-06 | 1.7136e-06 | 0.040857 | 0.045528 | 0.014968 | 2.212e-05 | 3.5504e-05 | 0 | 8.8152e-06 | 0.15639 | 0.1489 | 0.13414 | 0.10183 | 0.082777 | 0.0080364 | 0.01214 | 0.057871 | 0.052769 | 0.036625 | 0.0081699 | 0.0019899 | 8.3495e-06 | 0.00016584
PJM_EMAC | 4.2497 | 3.8425 | 4.0842 | 3.8362 | 3.9873 | 4.574 | 5.1878 | 3.4195 | 3.211 | 3.3376 | 3.1045 | 3.2091 | 3.7958 | 4.4096 | 2.6087 | 2.9287 | 2.8753 | 2.9147 | 3.0926 | 3.6792 | 4.2931 | 2.7645 | 3.1944 | 3.0818 | 3.3348 | 3.4363 | 4.0229 | 4.6367 | PJM_EMAC | 0.066863 | 0.069755 | 0.033628 | 0.022627 | 0.030056 | 0.085298 | 0.13231 | 0.029063 | 0.042604 | 0.008411 | 0.0017393 | 0.0058902 | 0.027946 | 0.036337 | 0.23029 | 0.24207 | 0.18533 | 0.16265 | 0.15251 | 0.23327 | 0.31999 | 0.071912 | 0.059016 | 0.036374 | 0.010459 | 0.01722 | 0.041435 | 0.075474
PJM_PENE | 3.1466 | 2.838 | 3.33 | 3.2701 | 3.4783 | 4.065 | 4.6788 | 2.7734 | 2.5968 | 2.8602 | 2.7403 | 2.8826 | 3.4692 | 4.083 | 2.0454 | 2.4377 | 2.4599 | 2.6014 | 2.8025 | 3.3892 | 4.003 | 2.2408 | 2.6897 | 2.6813 | 3.0106 | 3.1251 | 3.7117 | 4.3255 | PJM_PENE | 0.034808 | 0.034596 | 0.034051 | 0.019205 | 0.00068636 | 0.00014173 | 0.00092909 | 0.023168 | 0.023202 | 0.023055 | 0 | 0 | 0 | 0.00097633 | 0.067979 | 0.066852 | 0.06466 | 0.063978 | 0.064037 | 0.064129 | 0.064132 | 0.023701 | 0.023313 | 0.023111 | 0.0088869 | 0.0008976 | 0.001881 | 0.0018897
PJM_SMAC | 4.1343 | 3.7165 | 3.9761 | 3.745 | 3.8938 | 4.4805 | 5.0943 | 3.2865 | 3.0897 | 3.2496 | 3.0351 | 3.1429 | 3.7295 | 4.3434 | 2.4516 | 2.8333 | 2.7941 | 2.8753 | 3.0561 | 3.6428 | 4.2566 | 2.681 | 3.1228 | 3.0263 | 3.2923 | 3.3954 | 3.9821 | 4.5959 | PJM_SMAC | 0.030778 | 0.032733 | 0.029068 | 0.015814 | 0.016342 | 0.0079863 | 0.0083349 | 0.018228 | 0.022882 | 0.010158 | 0.0036323 | 0.0038459 | 0.0025339 | 0.0028792 | 0.071072 | 0.067652 | 0.066852 | 0.056645 | 0.050521 | 0.064562 | 0.06453 | 0.024259 | 0.023309 | 0.020237 | 0.012232 | 0.0063883 | 0.006452 | 0.0068097
PJM_West | 3.7559 | 3.3494 | 3.6007 | 3.4422 | 3.6136 | 4.2003 | 4.8141 | 3.2302 | 3.0045 | 3.0955 | 2.894 | 3.0275 | 3.6142 | 4.228 | 2.5507 | 2.893 | 2.7195 | 2.7843 | 2.9669 | 3.5535 | 4.1674 | 2.777 | 3.1787 | 2.9545 | 3.2074 | 3.3103 | 3.8969 | 4.5107 | PJM_West | 0.12439 | 0.12618 | 0.11712 | 0.054111 | 0.023025 | 0.035494 | 0.06128 | 0.063827 | 0.073884 | 0.053521 | 0.0014746 | 0 | 0.0011553 | 0.0051457 | 0.19818 | 0.19199 | 0.18452 | 0.16305 | 0.14158 | 0.18125 | 0.23614 | 0.072316 | 0.06742 | 0.07037 | 0.024732 | 0.0098362 | 0.015238 | 0.030716
PJM_WMAC | 3.3234 | 2.9831 | 3.4217 | 3.3341 | 3.5282 | 4.1148 | 4.7286 | 2.8449 | 2.6649 | 2.9042 | 2.7631 | 2.8989 | 3.4856 | 4.0994 | 2.0841 | 2.4743 | 2.4859 | 2.6134 | 2.813 | 3.3996 | 4.0134 | 2.2918 | 2.7385 | 2.713 | 3.0281 | 3.14 | 3.7266 | 4.3404 | PJM_WMAC | 0.1273 | 0.12971 | 0.11259 | 0.072925 | 0.079422 | 0.10056 | 0.10762 | 0.073255 | 0.073266 | 0.061471 | 0.0019223 | 3.356e-05 | 0.0085277 | 0.032635 | 0.24216 | 0.23766 | 0.18283 | 0.16041 | 0.16031 | 0.22892 | 0.23909 | 0.075719 | 0.070381 | 0.062452 | 0.039665 | 0.035197 | 0.053073 | 0.049839
S_C_KY | 3.9383 | 3.5363 | 3.8077 | 3.6278 | 3.7875 | 4.3741 | 4.9879 | 3.34 | 3.1384 | 3.2625 | 3.0585 | 3.1864 | 3.773 | 4.3868 | 2.6814 | 3.0652 | 2.9187 | 2.9746 | 3.1514 | 3.738 | 4.3518 | 2.8898 | 3.3132 | 3.1224 | 3.371 | 3.4684 | 4.0551 | 4.6689 | S_C_KY | 0.028125 | 0.030325 | 0.028397 | 0.013096 | 0.0043461 | 0.011855 | 0.019816 | 0.020054 | 0.020496 | 0.017364 | 0.00030057 | 0 | 0.00035313 | 0.00096998 | 0.060505 | 0.059342 | 0.059066 | 0.057729 | 0.047007 | 0.054667 | 0.06979 | 0.021909 | 0.020625 | 0.020555 | 0.0073263 | 0.0022097 | 0.0075586 | 0.011594
S_C_TVA | 3.8798 | 3.4698 | 3.7213 | 3.5256 | 3.6744 | 4.261 | 4.8748 | 3.3297 | 3.1236 | 3.228 | 2.9951 | 3.1222 | 3.7088 | 4.3226 | 2.8113 | 3.2165 | 2.9873 | 2.9805 | 3.1534 | 3.74 | 4.3538 | 2.9304 | 3.3666 | 3.1176 | 3.3379 | 3.4347 | 4.0213 | 4.6352 | S_C_TVA | 0.098902 | 0.10118 | 0.057483 | 0.0067354 | 0.001948 | 0.0066023 | 0.015059 | 0.073752 | 0.061683 | 0.011535 | 0 | 0 | 0 | 0.00032899 | 0.25586 | 0.24768 | 0.22225 | 0.19706 | 0.089682 | 0.12211 | 0.15425 | 0.087409 | 0.068176 | 0.037838 | 0.004138 | 0.0016274 | 0.004906 | 0.0086411
S_D_AECI | 3.9381 | 3.5203 | 3.6843 | 3.5165 | 3.688 | 4.2746 | 4.8884 | 3.4344 | 3.1961 | 3.211 | 2.9967 | 3.1649 | 3.7516 | 4.3654 | 2.7931 | 3.1643 | 2.8824 | 2.9348 | 3.1361 | 3.7227 | 4.3365 | 3.0428 | 3.4437 | 3.0912 | 3.3291 | 3.452 | 4.0387 | 4.6525 | S_D_AECI | 0.0021001 | 0.0024411 | 0.0024882 | 0.00043847 | 8.7532e-05 | 0.00012031 | 0.00013087 | 0 | 4.8258e-06 | 0 | 0 | 0 | 0 | 0 | 0.016734 | 0.020519 | 0.013483 | 0.0049666 | 0.00028337 | 0.0031506 | 0.0055003 | 0.0005103 | 0.00054238 | 0.00051822 | 5.949e-06 | 0 | 5.4418e-05 | 0
S_SOU | 3.9313 | 3.5194 | 3.7787 | 3.5632 | 3.6941 | 4.2807 | 4.8946 | 3.4057 | 3.2074 | 3.3251 | 3.0637 | 3.1789 | 3.7655 | 4.3793 | 3.0601 | 3.5269 | 3.2096 | 3.1361 | 3.3098 | 3.8964 | 4.5103 | 3.0444 | 3.4957 | 3.2369 | 3.4329 | 3.5214 | 4.108 | 4.7218 | S_SOU | 0.21791 | 0.21454 | 0.16673 | 0.040656 | 0.0093645 | 0.019067 | 0.055031 | 0.12036 | 0.11887 | 0.060173 | 0.002624 | 0.00010388 | 0.0011159 | 0.008805 | 0.46975 | 0.45603 | 0.42921 | 0.36426 | 0.28232 | 0.35332 | 0.42082 | 0.1566 | 0.13539 | 0.1162 | 0.040936 | 0.0073562 | 0.018129 | 0.038424
S_VACA | 4.3271 | 3.919 | 4.1693 | 3.9392 | 4.0786 | 4.6652 | 5.279 | 3.7339 | 3.5291 | 3.6227 | 3.364 | 3.4732 | 4.0599 | 4.6737 | 3.2739 | 3.6149 | 3.4175 | 3.3459 | 3.5014 | 4.088 | 4.7018 | 3.2766 | 3.7338 | 3.4942 | 3.6957 | 3.7887 | 4.3754 | 4.9892 | S_VACA | 0.12338 | 0.12878 | 0.12956 | 0.1061 | 0.10038 | 0.17107 | 0.20612 | 0.087717 | 0.079289 | 0.046851 | 0.012539 | 0.007892 | 0.030067 | 0.048732 | 0.27109 | 0.24237 | 0.24627 | 0.23123 | 0.23432 | 0.30767 | 0.4139 | 0.09868 | 0.08455 | 0.081311 | 0.055423 | 0.049729 | 0.0881 | 0.12012
SPP_KIAM | 3.6989 | 3.2756 | 3.4508 | 3.313 | 3.4875 | 4.0742 | 4.688 | 3.2101 | 2.9808 | 2.9866 | 2.804 | 2.9788 | 3.5654 | 4.1793 | 2.6462 | 3.0139 | 2.7091 | 2.7707 | 2.9594 | 3.546 | 4.1598 | 2.8535 | 3.2317 | 2.8701 | 3.1349 | 3.2415 | 3.8282 | 4.442 | SPP_KIAM | 0.0068866 | 0.0063627 | 0.0001543 | 0 | 0 | 0 | 0 | 0.0029684 | 0.0030272 | 0 | 0 | 0 | 0 | 0 | 0.029774 | 0.029774 | 0.00030812 | 1.6217e-05 | 1.6217e-05 | 1.6217e-05 | 1.6217e-05 | 0.010757 | 0.0010696 | 0.00010286 | 0 | 0 | 0 | 0
SPP_N | 3.9015 | 3.4662 | 3.618 | 3.475 | 3.6526 | 4.2393 | 4.8531 | 3.4074 | 3.1536 | 3.1353 | 2.9455 | 3.1224 | 3.709 | 4.3228 | 2.7652 | 3.1095 | 2.7871 | 2.8724 | 3.0674 | 3.6541 | 4.2679 | 3.0233 | 3.3923 | 3.0042 | 3.2643 | 3.3793 | 3.9659 | 4.5797 | SPP_N | 0.0020709 | 0.0020004 | 0.00092772 | 0.00028937 | 0.00025843 | 0.00024475 | 0.00024475 | 1.1325e-06 | 1.1325e-06 | 0 | 0 | 0 | 0 | 0 | 0.028067 | 0.018712 | 0.0018768 | 0.0009963 | 0.00038495 | 0.00066055 | 0.001809 | 0.00086768 | 0.00040356 | 0.00051801 | 8.2897e-05 | 0 | 0.00048206 | 0.00050818
SPP_NEBR | 4.3006 | 3.8467 | 3.9882 | 3.8656 | 4.0511 | 4.6377 | 5.2515 | 3.8159 | 3.5471 | 3.4951 | 3.323 | 3.5131 | 4.0997 | 4.7135 | 3.134 | 3.4498 | 3.1176 | 3.2285 | 3.4158 | 4.0025 | 4.6163 | 3.4277 | 3.7667 | 3.3522 | 3.63 | 3.7436 | 4.3303 | 4.9441 | SPP_NEBR | 0.00029913 | 0.00022699 | 9.1e-05 | 0.00019332 | 0 | 0 | 0 | 0 | 0 | 0 | 0 | 0 | 0 | 0 | 0.0013711 | 0.0013816 | 0.00017903 | 0.00033679 | 0 | 0.00047079 | 0.0016696 | 2.2744e-06 | 0 | 2.5018e-05 | 0 | 0 | 0 | 0
SPP_SPS | 3.9144 | 3.4474 | 3.5565 | 3.4339 | 3.6312 | 4.2178 | 4.8317 | 3.3682 | 3.1141 | 2.9997 | 2.8447 | 3.1033 | 3.6899 | 4.3038 | 2.8473 | 3.1826 | 2.9377 | 2.8861 | 3.066 | 3.6527 | 4.2665 | 3.024 | 3.3498 | 2.8825 | 3.1525 | 3.3099 | 3.8965 | 4.5104 | SPP_SPS | 0.0011872 | 0.001214 | 0.00016404 | 0 | 0 | 0 | 4.796e-05 | 8.3806e-05 | 0.00012236 | 0 | 0 | 0 | 0 | 0 | 0.01699 | 0.015227 | 0.00021765 | 0.00021145 | 0 | 1.6994e-05 | 3.8306e-05 | 0.00053939 | 0.0004295 | 1.6835e-05 | 0 | 0 | 0 | 0
SPP_WAUE | 3.8527 | 3.3675 | 3.4617 | 3.2941 | 3.487 | 4.0737 | 4.6875 | 3.3491 | 3.0242 | 2.9235 | 2.7 | 2.9429 | 3.5295 | 4.1433 | 2.5168 | 2.8054 | 2.4838 | 2.5814 | 2.7436 | 3.3302 | 3.9441 | 2.9375 | 3.2425 | 2.8216 | 3.0358 | 3.1211 | 3.7078 | 4.3216 | SPP_WAUE | 0.00036508 | 0.00036053 | 6.1039e-05 | 0 | 7.5761e-05 | 7.5761e-05 | 7.5761e-05 | 0 | 0 | 0 | 0 | 0 | 0 | 0 | 0.0055838 | 0.0058588 | 0.0017031 | 0.00081811 | 0.00036001 | 0.00082333 | 0.001166 | 9.0946e-05 | 8.9198e-05 | 7.3687e-05 | 7.5206e-05 | 7.3466e-05 | 0.00017437 | 0.0003223
SPP_WEST | 3.6989 | 3.2756 | 3.4508 | 3.313 | 3.4875 | 4.0742 | 4.688 | 3.2101 | 2.9808 | 2.9866 | 2.804 | 2.9788 | 3.5654 | 4.1793 | 2.6462 | 3.0139 | 2.7091 | 2.7707 | 2.9594 | 3.546 | 4.1598 | 2.8535 | 3.2317 | 2.8701 | 3.1349 | 3.2415 | 3.8282 | 4.442 | SPP_WEST | 0.031865 | 0.02544 | 0.0051359 | 0.00062356 | 0 | 0.00020076 | 0.0011286 | 0.003549 | 0.0035267 | 0 | 0 | 0 | 0 | 0 | 0.13357 | 0.11686 | 0.035013 | 0.0072587 | 0.0055706 | 0.0072558 | 0.011959 | 0.029141 | 0.010504 | 0.0021219 | 0 | 0 | 0.00017421 | 0.0012425
WEC_BANC | 4.7329 | 3.6688 | 3.7647 | 3.4036 | 3.3041 | 3.8908 | 4.5046 | 3.9205 | 3.3932 | 3.0101 | 2.6838 | 2.9876 | 3.5742 | 4.188 | 3.6809 | 3.0993 | 3.0037 | 2.8229 | 2.8716 | 3.4583 | 4.0721 | 3.535 | 3.6365 | 2.7836 | 2.9374 | 3.292 | 3.8786 | 4.4924 | WEC_BANC | 0.022454 | 0.025735 | 0.026477 | 0.026476 | 0.023417 | 0.02437 | 0.025778 | 0.012921 | 0.013699 | 0.014865 | 0.012002 | 0 | 2.6367e-06 | 0.0035326 | 0.034948 | 0.03698 | 0.035903 | 0.029678 | 0.0096728 | 0.0098 | 0.011447 | 0.014888 | 0.016688 | 0.016791 | 0.016685 | 0.011894 | 0.013783 | 0.015089
WEC_CALN | 4.6756 | 3.7881 | 3.8576 | 3.6413 | 3.7153 | 4.302 | 4.9158 | 3.7669 | 3.3887 | 3.0945 | 2.8833 | 3.2443 | 3.831 | 4.4448 | 3.6628 | 3.4424 | 3.7427 | 3.1104 | 3.2025 | 3.7891 | 4.4029 | 3.4022 | 3.6514 | 2.9875 | 3.1583 | 3.4657 | 4.0524 | 4.6662 | WEC_CALN | 0.095717 | 0.11708 | 0.11639 | 0.11532 | 0.025329 | 0.029426 | 0.037411 | 0.046543 | 0.050427 | 0.036025 | 0.023683 | 0 | 0.00017348 | 0.00083519 | 0.13584 | 0.13352 | 0.073335 | 0.068789 | 0.00069009 | 0.0053481 | 0.012727 | 0.068656 | 0.078064 | 0.075608 | 0.07398 | 0.021188 | 0.027732 | 0.033342
WEC_LADW | 4.7609 | 3.7725 | 3.8397 | 3.5864 | 3.615 | 4.2017 | 4.8155 | 3.8255 | 3.3991 | 3.0783 | 2.8386 | 3.1833 | 3.7699 | 4.3838 | 3.7834 | 3.531 | 3.6546 | 3.0588 | 3.1276 | 3.7143 | 4.3281 | 3.4614 | 3.6555 | 2.9401 | 3.1058 | 3.426 | 4.0127 | 4.6265 | WEC_LADW | 0.024196 | 0.037043 | 0.0322 | 0.037043 | 0.023957 | 0.022581 | 0.022508 | 0.0064067 | 0.015971 | 0.0082073 | 0.0055531 | 0 | 0 | 0.00013969 | 0.022997 | 0.053941 | 0.027328 | 0.028488 | 0.00036204 | 0.0014215 | 0.0028801 | 0.019719 | 0.022999 | 0.023009 | 0.026171 | 0.01092 | 0.016199 | 0.017274
WEC_SDGE | 4.8012 | 3.8874 | 3.9255 | 3.7823 | 3.9357 | 4.5224 | 5.1362 | 3.7432 | 3.4164 | 3.1569 | 3.0074 | 3.3882 | 3.9749 | 4.5887 | 3.8959 | 3.9743 | 4.3153 | 3.3032 | 3.3942 | 3.9809 | 4.5947 | 3.3958 | 3.6865 | 3.1075 | 3.2825 | 3.5711 | 4.1577 | 4.7715 | WEC_SDGE | 0.015579 | 0.017078 | 0.017423 | 0.017078 | 0.0061707 | 0.0064908 | 0.0087305 | 0.0075294 | 0.01025 | 0.0034835 | 0.0033114 | 0 | 0 | 3.9615e-05 | 0.020788 | 0.014224 | 0.010823 | 0.010342 | 0.00023213 | 0.00062128 | 0.0064473 | 0.01146 | 0.011774 | 0.011449 | 0.011277 | 0.0030844 | 0.0032505 | 0.0057387
WECC_AZ | 4.2505 | 3.596 | 3.6416 | 3.4869 | 3.6587 | 4.2454 | 4.8592 | 3.4077 | 3.1309 | 2.8908 | 2.7122 | 3.1095 | 3.6962 | 4.31 | 3.3183 | 3.6828 | 4.014 | 3.0394 | 3.1302 | 3.7168 | 4.3306 | 3.048 | 3.3939 | 2.8294 | 3.0183 | 3.2793 | 3.8659 | 4.4797 | WECC_AZ | 0.037616 | 0.069423 | 0.081682 | 0.059681 | 0.024707 | 0.047386 | 0.050479 | 0.020213 | 0.032879 | 0.020854 | 0.0090265 | 0 | 0.0012357 | 0.0013679 | 0.12717 | 0.12942 | 0.13461 | 0.14083 | 0.056507 | 0.12233 | 0.12139 | 0.034183 | 0.047972 | 0.050363 | 0.036588 | 0.022074 | 0.027226 | 0.035122
WECC_CO | 4.0461 | 3.5176 | 3.6018 | 3.4558 | 3.6608 | 4.2474 | 4.8612 | 3.3315 | 3.1016 | 2.9001 | 2.7363 | 3.1374 | 3.7241 | 4.3379 | 2.7655 | 3.1157 | 3.3267 | 2.9375 | 3.091 | 3.6777 | 4.2915 | 3.0225 | 3.3583 | 2.8437 | 3.0701 | 3.3101 | 3.8967 | 4.5105 | WECC_CO | 0.029065 | 0.034702 | 0.047663 | 0.049847 | 0.030115 | 0.045501 | 0.057385 | 0.014451 | 0.015674 | 0.0083514 | 0.0073337 | 0 | 0.0029644 | 0.0063994 | 0.068377 | 0.060136 | 0.059616 | 0.047435 | 0.0096247 | 0.018132 | 0.033991 | 0.018433 | 0.02519 | 0.03181 | 0.0332 | 0.019696 | 0.027908 | 0.034725
WECC_ID | 4.0876 | 3.4123 | 3.5669 | 3.4072 | 3.6058 | 4.1925 | 4.8063 | 3.3088 | 3.0539 | 2.7957 | 2.6172 | 3.0552 | 3.6418 | 4.2557 | 2.5643 | 2.8846 | 3.4881 | 2.8859 | 2.9768 | 3.5635 | 4.1773 | 2.9616 | 3.3055 | 2.75 | 2.9563 | 3.2209 | 3.8076 | 4.4214 | WECC_ID | 0.026469 | 0.02894 | 0.028944 | 0.02894 | 0.02894 | 0.038914 | 0.043877 | 0.0045693 | 0.01474 | 0.017948 | 0.0092343 | 0 | 0 | 0.00039463 | 0.030097 | 0.048716 | 0.04736 | 0.047958 | 0.0019294 | 0.0052497 | 0.0063038 | 0.01774 | 0.019648 | 0.019647 | 0.019647 | 0.019644 | 0.02973 | 0.029771
WECC_IID | 4.7888 | 3.8761 | 3.9148 | 3.7693 | 3.926 | 4.5126 | 5.1264 | 3.7306 | 3.405 | 3.1464 | 2.9935 | 3.379 | 3.9657 | 4.5795 | 3.8859 | 3.9628 | 4.3055 | 3.2947 | 3.3837 | 3.9703 | 4.5841 | 3.3879 | 3.6746 | 3.0966 | 3.2742 | 3.56 | 4.1467 | 4.7605 | WECC_IID | 0 | 0.00015022 | 0.00051899 | 0 | 0 | 0 | 0 | 0 | 0 | 0 | 0 | 0 | 0 | 0 | 0 | 0 | 0 | 0 | 0 | 0 | 0 | 0.00015022 | 0 | 0.00015022 | 0.00015022 | 0 | 3.1671e-05 | 3.1671e-05
WECC_MT | 4.061 | 3.5822 | 3.6714 | 3.5059 | 3.7213 | 4.308 | 4.9218 | 3.637 | 3.2993 | 3.1733 | 2.9352 | 3.2884 | 3.875 | 4.4888 | 2.8362 | 3.0796 | 2.7637 | 2.8653 | 2.9646 | 3.5513 | 4.1651 | 3.2355 | 3.5283 | 3.0854 | 3.2575 | 3.2735 | 3.8601 | 4.4739 | WECC_MT | 0 | 0 | 0 | 0 | 0 | 0 | 0 | 0 | 0 | 0 | 0 | 0 | 0 | 0 | 0 | 0 | 4.6643e-05 | 0 | 0 | 0 | 0 | 0 | 0 | 0 | 0 | 0 | 0 | 0
WECC_NM | 3.8679 | 3.3465 | 3.4183 | 3.2645 | 3.4772 | 4.0639 | 4.6777 | 3.1948 | 2.9404 | 2.731 | 2.561 | 2.9579 | 3.5445 | 4.1583 | 2.8144 | 3.1781 | 3.2399 | 2.8027 | 2.9638 | 3.5504 | 4.1642 | 2.8568 | 3.1735 | 2.6428 | 2.8686 | 3.1222 | 3.7089 | 4.3227 | WECC_NM | 0.0013064 | 0.0035104 | 0.0089068 | 0.0027628 | 0 | 0.002732 | 0.0038998 | 0.00099455 | 0.00015453 | 0.00094046 | 0.00029544 | 0 | 0.0001856 | 0.0001856 | 0.033521 | 0.025873 | 0.045105 | 0.050537 | 0.0406 | 0.058067 | 0.066358 | 0.0023135 | 0.0023331 | 0.0038263 | 0.0038143 | 0.002988 | 0.0065594 | 0.0071706
WECC_NNV | 4.2344 | 3.6039 | 3.6872 | 3.5445 | 3.7335 | 4.3201 | 4.934 | 3.4279 | 3.1569 | 2.9185 | 2.7533 | 3.1826 | 3.7693 | 4.3831 | 2.9453 | 3.0284 | 3.6402 | 3.0137 | 3.1285 | 3.7151 | 4.3289 | 3.0789 | 3.4275 | 2.8567 | 3.0735 | 3.3469 | 3.9335 | 4.5473 | WECC_NNV | 0.0027439 | 0.0049644 | 0.0054242 | 0.0064365 | 0.0033101 | 8.6959e-05 | 0.0027043 | 0.00037591 | 4.7273e-05 | 0.0015939 | 0.0014808 | 0 | 0 | 0.00043261 | 0.00058201 | 0.00077629 | 0.0010877 | 0.00094609 | 0 | 0.0005391 | 0.00029745 | 0.0026516 | 0.0026053 | 0.0026053 | 0.0026092 | 0.0026053 | 0.0026053 | 0.0026092
WECC_PNW | 4.1197 | 3.349 | 3.3733 | 3.1127 | 3.1203 | 3.7069 | 4.3207 | 3.3603 | 3.0079 | 2.6844 | 2.4124 | 2.6423 | 3.2289 | 3.8427 | 2.6836 | 2.7328 | 2.6274 | 2.4725 | 2.5441 | 3.1307 | 3.7445 | 2.9764 | 3.242 | 2.4975 | 2.6807 | 2.8656 | 3.4522 | 4.066 | WECC_PNW | 0.074368 | 0.043455 | 0.049518 | 0.045257 | 0.040375 | 0.039244 | 0.038365 | 0.019499 | 0.0020209 | 0.0037805 | 0 | 0 | 0.00023848 | 0.00028878 | 0.041151 | 0.022358 | 0.025592 | 0.029009 | 0.00067491 | 7.07e-05 | 0.0023472 | 0.050219 | 0.047903 | 0.031789 | 0.02593 | 0.025946 | 0.023819 | 0.024669
WECC_SCE | 4.647 | 3.8477 | 3.904 | 3.7602 | 3.9209 | 4.5076 | 5.1214 | 3.6901 | 3.3865 | 3.1368 | 2.9831 | 3.3727 | 3.9594 | 4.5732 | 3.6537 | 3.6139 | 4.1122 | 3.2542 | 3.3679 | 3.9546 | 4.5684 | 3.3358 | 3.6588 | 3.0895 | 3.2688 | 3.5526 | 4.1392 | 4.753 | WECC_SCE | 0.068678 | 0.0726 | 0.082673 | 0.072599 | 0.026928 | 0.02998 | 0.031721 | 0.026549 | 0.033953 | 0.014469 | 0.013435 | 0 | 0 | 0.0016766 | 0.11646 | 0.11874 | 0.078579 | 0.03059 | 0.00097418 | 0.003343 | 0.0036992 | 0.061879 | 0.065854 | 0.067379 | 0.057015 | 0.017527 | 0.015059 | 0.012853
WECC_SNV | 4.2777 | 3.6022 | 3.6843 | 3.5306 | 3.7236 | 4.3102 | 4.924 | 3.4209 | 3.1498 | 2.9192 | 2.7459 | 3.1753 | 3.762 | 4.3758 | 3.207 | 3.0444 | 3.7142 | 3.0232 | 3.1523 | 3.7389 | 4.3527 | 3.0834 | 3.4217 | 2.8728 | 3.0746 | 3.3427 | 3.9293 | 4.5431 | WECC_SNV | 0.024678 | 0.036254 | 0.03454 | 0.03389 | 0.017169 | 0.013423 | 0.014836 | 0.011071 | 0.010901 | 0.011807 | 0.0099282 | 0 | 0.006393 | 0.0076328 | 0.051589 | 0.063817 | 0.054029 | 0.061026 | 0.021533 | 0.0086561 | 0.0078161 | 0.015828 | 0.015551 | 0.018125 | 0.019099 | 0.011317 | 0.010847 | 0.011305
WECC_UT | 4.0862 | 3.5147 | 3.5936 | 3.4274 | 3.6368 | 4.2234 | 4.8373 | 3.3216 | 3.0551 | 2.8388 | 2.669 | 3.1175 | 3.7041 | 4.3179 | 2.7172 | 3.0547 | 3.5959 | 2.9667 | 3.1077 | 3.6943 | 4.3081 | 3.0001 | 3.3216 | 2.7793 | 3.0043 | 3.2761 | 3.8628 | 4.4766 | WECC_UT | 0.030758 | 0.051646 | 0.053536 | 0.054099 | 0.052209 | 0.064527 | 0.073092 | 0.0071743 | 0.023477 | 0.024313 | 0.026063 | 0.0041467 | 0.012061 | 0.017374 | 0.08325 | 0.085789 | 0.079188 | 0.086885 | 0.064272 | 0.085656 | 0.097276 | 0.022053 | 0.035115 | 0.035736 | 0.035795 | 0.035339 | 0.040031 | 0.052919
WECC_WY | 3.8426 | 3.3561 | 3.4551 | 3.3289 | 3.5304 | 4.117 | 4.7308 | 3.317 | 3.0206 | 2.8807 | 2.6928 | 2.9973 | 3.5839 | 4.1977 | 2.5726 | 2.875 | 2.7059 | 2.6995 | 2.9065 | 3.4932 | 4.107 | 2.9438 | 3.2563 | 2.8032 | 3.0338 | 3.2009 | 3.7875 | 4.4013 | WECC_WY | 0 | 0 | 0 | 0 | 0 | 0 | 0 | 0 | 0 | 0 | 0 | 0 | 0 | 0 | 0.0020364 | 0.002192 | 0.002157 | 4.2648e-05 | 0 | 4.1272e-05 | 0.0135 | 0 | 1.109e-05 | 1.2134e-05 | 0 | 0 | 2.1859e-05 | 2.2015e-05